## Summary Scalars
Parameter | Value
Total Cost ($) | 6658860.1922
Capital Cost (CAPEX) | 110766.0651
Operating Cost (OPEX) | 6548094.1271
Annual Fuel Consumption Genset (L) | 840526.3158
Annual Fuel Consumption Diesel Furnace (L) | 2211667.9076

## Generator Summary
Size | Built | Capacity (kW) | Capital Cost ($) | Operating Cost ($)
100 kW | 6 | 600 | 38314.3269 | 89400
500 kW | 0 | 0 | 0 | 0
1000 kW | 0 | 0 | 0 | 0
2000 kW | 0 | 0 | 0 | 0
Total | 6 | 600 | 38314.3269 | 89400

## Diesel Furnace Summary
Size | Built | Capacity (MW) | Capital Cost ($) | Operating Cost ($)
17.58 kW | 321 | 5643.18 | 72451.7381 | 90290.88
Total | 321 | 5643.18 | 72451.7381 | 90290.88

## Time Series
Time | Electric Load (kW) | Thermal Load (kW) | Diesel Generation (kW) | Thermal Generation (kW)
0 | 376.1843 | 118.4642 | 376.1843 | 118.4642 | 494.6485 | 20887343.2609 | energy |  | cost | energy
1 | 357.1231 | 108.0337 | 357.1231 | 108.0337 | 465.1568 | 6658860.1922 | cost | 1 | 6658860.1922 | 19892707.8675
2 | 355.4487 | 113.9199 | 355.4487 | 113.9199 | 469.3686 |  |  | 2 | 6658860.1922 | 18945436.0643
3 | 357.9036 | 108.5235 | 357.9036 | 108.5235 | 466.4271 |  |  | 3 | 6658860.1922 | 18043272.4422
4 | 354.1062 | 131.6242 | 354.1062 | 131.6242 | 485.7304 |  |  | 4 | 6658860.1922 | 17184068.9925
5 | 361.0708 | 150.4179 | 361.0708 | 150.4179 | 511.4887 |  |  | 5 | 6658860.1922 | 16365779.9929
6 | 357.9289 | 139.3707 | 357.9289 | 139.3707 | 497.2996 |  |  | 6 | 6658860.1922 | 15586457.1361
7 | 336.5629 | 129.4862 | 336.5629 | 129.4862 | 466.0491 |  |  | 7 | 6658860.1922 | 14844244.8915
8 | 321.9927 | 112.7126 | 321.9927 | 112.7126 | 434.7053 |  |  | 8 | 6658860.1922 | 14137376.0872
9 | 318.4425 | 99.1767 | 318.4425 | 99.1767 | 417.6191 |  |  | 9 | 6658860.1922 | 13464167.7021
10 | 321.7237 | 65.0317 | 321.7237 | 65.0317 | 386.7554 |  |  | 10 | 6658860.1922 | 12823016.8591
11 | 311.6737 | 42.5286 | 311.6737 | 42.5286 | 354.2022 |  |  | 11 | 6658860.1922 | 12212397.0087
12 | 294.2897 | 36.9665 | 294.2897 | 36.9665 | 331.2562 |  |  | 12 | 6658860.1922 | 11630854.294
13 | 276.267 | 30.8027 | 276.267 | 30.8027 | 307.0696 |  |  | 13 | 6658860.1922 | 11077004.0895
14 | 263.5186 | 36.1487 | 263.5186 | 36.1487 | 299.6673 |  |  | 14 | 6658860.1922 | 10549527.7043
15 | 253.6045 | 43.5967 | 253.6045 | 43.5967 | 297.2012 |  |  | 15 | 6658860.1922 | 10047169.2422
16 | 243.4473 | 69.9622 | 243.4473 | 69.9622 | 313.4094 |  |  | 16 | 6658860.1922 | 9568732.6116
17 | 242.8012 | 155.7108 | 242.8012 | 155.7108 | 398.5121 |  |  | 17 | 6658860.1922 | 9113078.6777
18 | 249.6839 | 179.0704 | 249.6839 | 179.0704 | 428.7543 |  |  | 18 | 6658860.1922 | 8679122.5502
19 | 264.7387 | 184.432 | 264.7387 | 184.432 | 449.1707 |  |  | 19 | 6658860.1922 | 8265831.0002
20 | 294.2651 | 172.8404 | 294.2651 | 172.8404 | 467.1055 |  |  | 20 | 6658860.1922 | 7872220.0002
21 | 321.2484 | 164.3191 | 321.2484 | 164.3191 | 485.5675 |  |  | 21 | 6658860.1922 | 7497352.3811
22 | 342.7456 | 144.0844 | 342.7456 | 144.0844 | 486.83 |  |  | 22 | 6658860.1922 | 7140335.6011
23 | 373.3726 | 138.0446 | 373.3726 | 138.0446 | 511.4172 |  |  | 23 | 6658860.1922 | 6800319.6201
24 | 379.0844 | 126.2519 | 379.0844 | 126.2519 | 505.3363 |  |  | 24 | 6658860.1922 | 6476494.8763
25 | 360.1282 | 114.5732 | 360.1282 | 114.5732 | 474.7014 |  |  | 25 | 6658860.1922 | 6168090.3583
26 | 353.0047 | 119.3414 | 353.0047 | 119.3414 | 472.3462
27 | 353.6614 | 112.7438 | 353.6614 | 112.7438 | 466.4052 |  |  |  | 166471504.8043 | 294385058.0507
28 | 353.6045 | 134.4299 | 353.6045 | 134.4299 | 488.0344 |  |  | LCOE | 0.56549 | $/kWh
29 | 355.1221 | 152.0138 | 355.1221 | 152.0138 | 507.1359
30 | 350.7663 | 140.2007 | 350.7663 | 140.2007 | 490.967
31 | 333.6967 | 129.8361 | 333.6967 | 129.8361 | 463.5328
32 | 320.043 | 112.8321 | 320.043 | 112.8321 | 432.8751
33 | 315.7021 | 99.1105 | 315.7021 | 99.1105 | 414.8127
34 | 318.9647 | 64.8354 | 318.9647 | 64.8354 | 383.8001
35 | 311.5906 | 42.1317 | 311.5906 | 42.1317 | 353.7223
36 | 291.3925 | 36.2901 | 291.3925 | 36.2901 | 327.6826
37 | 273.0962 | 29.9236 | 273.0962 | 29.9236 | 303.0198
38 | 263.9693 | 35.0797 | 263.9693 | 35.0797 | 299.049
39 | 254.6079 | 42.3187 | 254.6079 | 42.3187 | 296.9266
40 | 244.97 | 68.4708 | 244.97 | 68.4708 | 313.4408
41 | 243.9264 | 153.8354 | 243.9264 | 153.8354 | 397.7617
42 | 248.5274 | 176.7256 | 248.5274 | 176.7256 | 425.2529
43 | 260.8858 | 181.6711 | 260.8858 | 181.6711 | 442.5569
44 | 288.3016 | 169.7232 | 288.3016 | 169.7232 | 458.0248
45 | 316.2529 | 161.1165 | 316.2529 | 161.1165 | 477.3695
46 | 336.0812 | 141.189 | 336.0812 | 141.189 | 477.2702
47 | 364.7319 | 135.4971 | 364.7319 | 135.4971 | 500.2289
48 | 367.0833 | 123.6361 | 367.0833 | 123.6361 | 490.7194
49 | 353.0539 | 112.2476 | 353.0539 | 112.2476 | 465.3015
50 | 347.9434 | 117.2291 | 347.9434 | 117.2291 | 465.1726
51 | 350.2584 | 110.8577 | 350.2584 | 110.8577 | 461.1161
52 | 348.8284 | 132.9684 | 348.8284 | 132.9684 | 481.7968
53 | 353.7547 | 150.7678 | 353.7547 | 150.7678 | 504.5225
54 | 348.3165 | 138.9483 | 348.3165 | 138.9483 | 487.2648
55 | 330.2488 | 128.4279 | 330.2488 | 128.4279 | 458.6767
56 | 315.5907 | 111.1487 | 315.5907 | 111.1487 | 426.7394
57 | 310.7983 | 96.898 | 310.7983 | 96.898 | 407.6963
58 | 316.7643 | 61.9912 | 316.7643 | 61.9912 | 378.7556
59 | 308.7249 | 38.8523 | 308.7249 | 38.8523 | 347.5772
60 | 289.8594 | 33.143 | 289.8594 | 33.143 | 323.0025
61 | 274.3548 | 27.391 | 274.3548 | 27.391 | 301.7458
62 | 263.4044 | 32.9525 | 263.4044 | 32.9525 | 296.3569
63 | 253.3318 | 40.5819 | 253.3318 | 40.5819 | 293.9137
64 | 244.8875 | 67.1607 | 244.8875 | 67.1607 | 312.0482
65 | 242.2304 | 153.2828 | 242.2304 | 153.2828 | 395.5132
66 | 246.7381 | 177.2462 | 246.7381 | 177.2462 | 423.9842
67 | 257.1471 | 183.1454 | 257.1471 | 183.1454 | 440.2925
68 | 280.2752 | 171.701 | 280.2752 | 171.701 | 451.9762
69 | 302.0245 | 162.7936 | 302.0245 | 162.7936 | 464.8181
70 | 323.4944 | 141.9891 | 323.4944 | 141.9891 | 465.4836
71 | 348.0202 | 135.5653 | 348.0202 | 135.5653 | 483.5855
72 | 356.2476 | 123.4996 | 356.2476 | 123.4996 | 479.7472
73 | 343.3285 | 112.0641 | 343.3285 | 112.0641 | 455.3926
74 | 338.0133 | 116.7299 | 338.0133 | 116.7299 | 454.7432
75 | 339.8316 | 110.2987 | 339.8316 | 110.2987 | 450.1303
76 | 337.359 | 133.0004 | 337.359 | 133.0004 | 470.3594
77 | 338.397 | 151.9242 | 338.397 | 151.9242 | 490.3212
78 | 328.4138 | 141.3315 | 328.4138 | 141.3315 | 469.7454
79 | 318.6582 | 132.1276 | 318.6582 | 132.1276 | 450.7858
80 | 310.1639 | 115.7424 | 310.1639 | 115.7424 | 425.9063
81 | 309.0889 | 101.8544 | 309.0889 | 101.8544 | 410.9432
82 | 311.1742 | 66.5956 | 311.1742 | 66.5956 | 377.7698
83 | 307.088 | 42.7761 | 307.088 | 42.7761 | 349.864
84 | 288.7711 | 36.2282 | 288.7711 | 36.2282 | 324.9994
85 | 270.697 | 29.0318 | 270.697 | 29.0318 | 299.7288
86 | 261.63 | 33.3365 | 261.63 | 33.3365 | 294.9665
87 | 254.0377 | 39.993 | 254.0377 | 39.993 | 294.0307
88 | 243.389 | 65.936 | 243.389 | 65.936 | 309.325
89 | 241.1605 | 151.6463 | 241.1605 | 151.6463 | 392.8068
90 | 245.1373 | 175.4987 | 245.1373 | 175.4987 | 420.6361
91 | 257.8551 | 181.7372 | 257.8551 | 181.7372 | 439.5923
92 | 277.9283 | 171.3255 | 277.9283 | 171.3255 | 449.2538
93 | 303.1211 | 163.7345 | 303.1211 | 163.7345 | 466.8556
94 | 321.5252 | 143.9819 | 321.5252 | 143.9819 | 465.5072
95 | 344.804 | 138.7914 | 344.804 | 138.7914 | 483.5954
96 | 354.2362 | 127.7199 | 354.2362 | 127.7199 | 481.956
97 | 337.3457 | 116.837 | 337.3457 | 116.837 | 454.1827
98 | 333.3587 | 121.9594 | 333.3587 | 121.9594 | 455.3181
99 | 332.7569 | 115.8376 | 332.7569 | 115.8376 | 448.5944
100 | 337.8975 | 138.3238 | 337.8975 | 138.3238 | 476.2213
101 | 344.9232 | 156.7035 | 344.9232 | 156.7035 | 501.6267
102 | 336.165 | 145.5796 | 336.165 | 145.5796 | 481.7446
103 | 326.1706 | 135.8465 | 326.1706 | 135.8465 | 462.0172
104 | 317.2294 | 119.3119 | 317.2294 | 119.3119 | 436.5413
105 | 311.6985 | 105.6074 | 311.6985 | 105.6074 | 417.3059
106 | 312.4253 | 70.7775 | 312.4253 | 70.7775 | 383.2028
107 | 303.1744 | 47.4103 | 303.1744 | 47.4103 | 350.5847
108 | 287.1933 | 40.9329 | 287.1933 | 40.9329 | 328.1262
109 | 272.4163 | 33.8836 | 272.4163 | 33.8836 | 306.2999
110 | 261.643 | 38.4231 | 261.643 | 38.4231 | 300.0661
111 | 252.2173 | 45.2844 | 252.2173 | 45.2844 | 297.5017
112 | 243.4266 | 71.2381 | 243.4266 | 71.2381 | 314.6646
113 | 240.9891 | 156.6688 | 240.9891 | 156.6688 | 397.658
114 | 247.3827 | 179.7767 | 247.3827 | 179.7767 | 427.1593
115 | 260.4313 | 184.7883 | 260.4313 | 184.7883 | 445.2196
116 | 285.3017 | 173.122 | 285.3017 | 173.122 | 458.4237
117 | 306.3351 | 165.0744 | 306.3351 | 165.0744 | 471.4095
118 | 326.8185 | 145.9171 | 326.8185 | 145.9171 | 472.7356
119 | 353.4665 | 141.7742 | 353.4665 | 141.7742 | 495.2407
120 | 356.4485 | 132.2602 | 356.4485 | 132.2602 | 488.7088
121 | 338.5063 | 122.905 | 338.5063 | 122.905 | 461.4113
122 | 336.2175 | 129.2009 | 336.2175 | 129.2009 | 465.4184
123 | 339.4299 | 123.6594 | 339.4299 | 123.6594 | 463.0894
124 | 338.9646 | 146.5105 | 338.9646 | 146.5105 | 485.4751
125 | 340.4487 | 164.758 | 340.4487 | 164.758 | 505.2067
126 | 334.5732 | 152.8659 | 334.5732 | 152.8659 | 487.4391
127 | 320.8471 | 142.1258 | 320.8471 | 142.1258 | 462.9729
128 | 311.4865 | 124.3942 | 311.4865 | 124.3942 | 435.8807
129 | 308.4642 | 109.625 | 308.4642 | 109.625 | 418.0893
130 | 310.8571 | 74.0633 | 310.8571 | 74.0633 | 384.9204
131 | 304.2694 | 50.0773 | 304.2694 | 50.0773 | 354.3467
132 | 287.5395 | 42.9172 | 287.5395 | 42.9172 | 330.4567
133 | 271.3206 | 35.1339 | 271.3206 | 35.1339 | 306.4545
134 | 260.6895 | 39.0418 | 260.6895 | 39.0418 | 299.7314
135 | 251.2135 | 44.958 | 251.2135 | 44.958 | 296.1715
136 | 241.0566 | 69.7381 | 241.0566 | 69.7381 | 310.7947
137 | 241.5192 | 154.0125 | 241.5192 | 154.0125 | 395.5317
138 | 248.7219 | 175.7292 | 248.7219 | 175.7292 | 424.4511
139 | 263.9519 | 179.6825 | 263.9519 | 179.6825 | 443.6344
140 | 294.6591 | 166.5185 | 294.6591 | 166.5185 | 461.1776
141 | 319.0862 | 156.9069 | 319.0862 | 156.9069 | 475.9931
142 | 339.6898 | 137.0967 | 339.6898 | 137.0967 | 476.7865
143 | 366.3464 | 132.3436 | 366.3464 | 132.3436 | 498.6899
144 | 370.413 | 122.0444 | 370.413 | 122.0444 | 492.4575
145 | 349.6294 | 112.3692 | 349.6294 | 112.3692 | 461.9986
146 | 343.865 | 119.6807 | 343.865 | 119.6807 | 463.5456
147 | 349.8938 | 115.5687 | 349.8938 | 115.5687 | 465.4625
148 | 347.1985 | 139.5442 | 347.1985 | 139.5442 | 486.7427
149 | 347.4125 | 159.0185 | 347.4125 | 159.0185 | 506.431
150 | 340.5455 | 148.4728 | 340.5455 | 148.4728 | 489.0183
151 | 326.5807 | 138.872 | 326.5807 | 138.872 | 465.4527
152 | 313.0405 | 122.22 | 313.0405 | 122.22 | 435.2606
153 | 310.9195 | 108.0333 | 310.9195 | 108.0333 | 418.9529
154 | 313.597 | 72.2326 | 313.597 | 72.2326 | 385.8297
155 | 304.9705 | 47.7837 | 304.9705 | 47.7837 | 352.7542
156 | 287.9589 | 40.1861 | 287.9589 | 40.1861 | 328.145
157 | 270.0408 | 31.8823 | 270.0408 | 31.8823 | 301.9231
158 | 258.4658 | 35.2589 | 258.4658 | 35.2589 | 293.7247
159 | 247.0736 | 41.2497 | 247.0736 | 41.2497 | 288.3234
160 | 237.4048 | 66.3713 | 237.4048 | 66.3713 | 303.7761
161 | 237.3284 | 150.8398 | 237.3284 | 150.8398 | 388.1682
162 | 245.8942 | 173.3032 | 245.8942 | 173.3032 | 419.1974
163 | 259.5835 | 177.8263 | 259.5835 | 177.8263 | 437.4098
164 | 288.6224 | 166.0747 | 288.6224 | 166.0747 | 454.6971
165 | 314.6275 | 157.9204 | 314.6275 | 157.9204 | 472.5479
166 | 332.2417 | 138.953 | 332.2417 | 138.953 | 471.1946
167 | 357.1819 | 135.1087 | 357.1819 | 135.1087 | 492.2906
168 | 359.8984 | 125.8444 | 359.8984 | 125.8444 | 485.7428
169 | 342.2191 | 116.6301 | 342.2191 | 116.6301 | 458.8491
170 | 337.6493 | 122.7893 | 337.6493 | 122.7893 | 460.4386
171 | 342.1993 | 116.7934 | 342.1993 | 116.7934 | 458.9927
172 | 339.8723 | 138.5627 | 339.8723 | 138.5627 | 478.435
173 | 340.6972 | 156.1979 | 340.6972 | 156.1979 | 496.8951
174 | 334.4238 | 144.2055 | 334.4238 | 144.2055 | 478.6293
175 | 319.2047 | 133.5017 | 319.2047 | 133.5017 | 452.7064
176 | 307.0134 | 115.7616 | 307.0134 | 115.7616 | 422.775
177 | 304.0195 | 100.8814 | 304.0195 | 100.8814 | 404.9009
178 | 309.7948 | 65.0935 | 309.7948 | 65.0935 | 374.8883
179 | 301.4303 | 41.3273 | 301.4303 | 41.3273 | 342.7577
180 | 284.3757 | 35.1465 | 284.3757 | 35.1465 | 319.5222
181 | 268.2331 | 28.5538 | 268.2331 | 28.5538 | 296.787
182 | 256.0158 | 33.2469 | 256.0158 | 33.2469 | 289.2627
183 | 245.9998 | 39.9482 | 245.9998 | 39.9482 | 285.9481
184 | 237.2444 | 65.2597 | 237.2444 | 65.2597 | 302.5041
185 | 238.3865 | 149.7559 | 238.3865 | 149.7559 | 388.1425
186 | 245.0051 | 171.9825 | 245.0051 | 171.9825 | 416.9876
187 | 261.5216 | 176.6571 | 261.5216 | 176.6571 | 438.1786
188 | 291.5828 | 164.8905 | 291.5828 | 164.8905 | 456.4733
189 | 316.921 | 156.4759 | 316.921 | 156.4759 | 473.3969
190 | 339.2834 | 136.8876 | 339.2834 | 136.8876 | 476.171
191 | 364.9805 | 132.4332 | 364.9805 | 132.4332 | 497.4137
192 | 367.8625 | 122.9022 | 367.8625 | 122.9022 | 490.7646
193 | 353.119 | 113.9481 | 353.119 | 113.9481 | 467.0671
194 | 341.961 | 121.1678 | 341.961 | 121.1678 | 463.1288
195 | 346.5165 | 116.9919 | 346.5165 | 116.9919 | 463.5083
196 | 348.6051 | 140.7497 | 348.6051 | 140.7497 | 489.3548
197 | 352.4704 | 159.7013 | 352.4704 | 159.7013 | 512.1717
198 | 345.72 | 148.2295 | 345.72 | 148.2295 | 493.9496
199 | 328.7889 | 137.5492 | 328.7889 | 137.5492 | 466.3381
200 | 320.7754 | 119.9605 | 320.7754 | 119.9605 | 440.7359
201 | 314.9709 | 105.7973 | 314.9709 | 105.7973 | 420.7682
202 | 316.9373 | 71.2341 | 316.9373 | 71.2341 | 388.1714
203 | 303.7197 | 48.1016 | 303.7197 | 48.1016 | 351.8212
204 | 287.3616 | 41.5879 | 287.3616 | 41.5879 | 328.9495
205 | 270.0544 | 34.0287 | 270.0544 | 34.0287 | 304.0831
206 | 259.9799 | 37.5526 | 259.9799 | 37.5526 | 297.5325
207 | 251.189 | 42.7433 | 251.189 | 42.7433 | 293.9323
208 | 243.8214 | 67.0284 | 243.8214 | 67.0284 | 310.8499
209 | 242.1315 | 151.3455 | 242.1315 | 151.3455 | 393.477
210 | 247.2938 | 173.8623 | 247.2938 | 173.8623 | 421.156
211 | 262.1354 | 178.9998 | 262.1354 | 178.9998 | 441.1352
212 | 286.5021 | 167.7709 | 286.5021 | 167.7709 | 454.273
213 | 309.4875 | 160.1095 | 309.4875 | 160.1095 | 469.5969
214 | 329.2814 | 141.5709 | 329.2814 | 141.5709 | 470.8524
215 | 360.0834 | 137.5389 | 360.0834 | 137.5389 | 497.6223
216 | 365.7435 | 127.7007 | 365.7435 | 127.7007 | 493.4442
217 | 351.3882 | 117.7011 | 351.3882 | 117.7011 | 469.0894
218 | 349.6239 | 123.47 | 349.6239 | 123.47 | 473.0939
219 | 348.1773 | 117.2052 | 348.1773 | 117.2052 | 465.3825
220 | 349.7041 | 139.0172 | 349.7041 | 139.0172 | 488.7213
221 | 350.1127 | 156.8636 | 350.1127 | 156.8636 | 506.9763
222 | 345.7168 | 145.123 | 345.7168 | 145.123 | 490.8397
223 | 331.2272 | 134.5536 | 331.2272 | 134.5536 | 465.7808
224 | 318.169 | 117.4215 | 318.169 | 117.4215 | 435.5906
225 | 314.7539 | 103.5015 | 314.7539 | 103.5015 | 418.2554
226 | 317.6027 | 68.8679 | 317.6027 | 68.8679 | 386.4706
227 | 306.1936 | 45.6842 | 306.1936 | 45.6842 | 351.8778
228 | 289.8148 | 39.322 | 289.8148 | 39.322 | 329.1368
229 | 272.903 | 32.3602 | 272.903 | 32.3602 | 305.2632
230 | 261.0129 | 36.8271 | 261.0129 | 36.8271 | 297.8401
231 | 252.5982 | 43.1657 | 252.5982 | 43.1657 | 295.7639
232 | 242.3832 | 68.2894 | 242.3832 | 68.2894 | 310.6726
233 | 242.4073 | 152.967 | 242.4073 | 152.967 | 395.3743
234 | 246.445 | 175.5777 | 246.445 | 175.5777 | 422.0227
235 | 256.1915 | 180.8048 | 256.1915 | 180.8048 | 436.9963
236 | 278.2553 | 169.4629 | 278.2553 | 169.4629 | 447.7181
237 | 299.1196 | 161.4131 | 299.1196 | 161.4131 | 460.5327
238 | 318.2527 | 142.1129 | 318.2527 | 142.1129 | 460.3656
239 | 347.3748 | 137.2637 | 347.3748 | 137.2637 | 484.6385
240 | 350.3488 | 126.9667 | 350.3488 | 126.9667 | 477.3155
241 | 338.5678 | 116.9629 | 338.5678 | 116.9629 | 455.5307
242 | 335.1378 | 122.847 | 335.1378 | 122.847 | 457.9847
243 | 333.3721 | 117.2223 | 333.3721 | 117.2223 | 450.5944
244 | 337.8066 | 139.9944 | 337.8066 | 139.9944 | 477.801
245 | 340.967 | 158.3784 | 340.967 | 158.3784 | 499.3454
246 | 333.8801 | 147.2417 | 333.8801 | 147.2417 | 481.1218
247 | 321.5036 | 137.3315 | 321.5036 | 137.3315 | 458.8352
248 | 310.8957 | 120.5366 | 310.8957 | 120.5366 | 431.4323
249 | 307.3116 | 107.0369 | 307.3116 | 107.0369 | 414.3485
250 | 310.8898 | 72.7191 | 310.8898 | 72.7191 | 383.6089
251 | 299.8802 | 49.6527 | 299.8802 | 49.6527 | 349.5329
252 | 285.4398 | 43.1348 | 285.4398 | 43.1348 | 328.5746
253 | 270.4167 | 35.5905 | 270.4167 | 35.5905 | 306.0072
254 | 259.9066 | 39.3534 | 259.9066 | 39.3534 | 299.26
255 | 252.3171 | 45.1223 | 252.3171 | 45.1223 | 297.4394
256 | 241.7748 | 69.8512 | 241.7748 | 69.8512 | 311.626
257 | 242.254 | 154.1064 | 242.254 | 154.1064 | 396.3604
258 | 244.5662 | 176.333 | 244.5662 | 176.333 | 420.8992
259 | 255.2257 | 181.0715 | 255.2257 | 181.0715 | 436.2972
260 | 273.3933 | 169.3647 | 273.3933 | 169.3647 | 442.758
261 | 293.6586 | 161.0611 | 293.6586 | 161.0611 | 454.7197
262 | 314.1613 | 141.859 | 314.1613 | 141.859 | 456.0203
263 | 338.2028 | 137.2872 | 338.2028 | 137.2872 | 475.49
264 | 345.4624 | 126.7875 | 345.4624 | 126.7875 | 472.2499
265 | 334.404 | 116.5127 | 334.404 | 116.5127 | 450.9167
266 | 332.4691 | 121.921 | 332.4691 | 121.921 | 454.39
267 | 330.9191 | 116.0189 | 330.9191 | 116.0189 | 446.9381
268 | 331.4296 | 138.6118 | 331.4296 | 138.6118 | 470.0414
269 | 333.8466 | 156.8401 | 333.8466 | 156.8401 | 490.6867
270 | 325.2715 | 145.2745 | 325.2715 | 145.2745 | 470.546
271 | 314.7289 | 134.9973 | 314.7289 | 134.9973 | 449.7263
272 | 307.0197 | 118.2323 | 307.0197 | 118.2323 | 425.252
273 | 308.0868 | 104.6067 | 308.0868 | 104.6067 | 412.6936
274 | 312.1693 | 70.4596 | 312.1693 | 70.4596 | 382.6289
275 | 303.603 | 48.2339 | 303.603 | 48.2339 | 351.8369
276 | 286.6581 | 43.0836 | 286.6581 | 43.0836 | 329.7417
277 | 269.4888 | 37.131 | 269.4888 | 37.131 | 306.6198
278 | 260.156 | 42.0396 | 260.156 | 42.0396 | 302.1956
279 | 252.4201 | 48.5595 | 252.4201 | 48.5595 | 300.9796
280 | 244.5931 | 73.7984 | 244.5931 | 73.7984 | 318.3915
281 | 241.4727 | 158.5294 | 241.4727 | 158.5294 | 400.0021
282 | 245.5951 | 181.1358 | 245.5951 | 181.1358 | 426.7308
283 | 255.8896 | 186.0962 | 255.8896 | 186.0962 | 441.9858
284 | 278.627 | 174.4833 | 278.627 | 174.4833 | 453.1103
285 | 300.1498 | 166.1562 | 300.1498 | 166.1562 | 466.306
286 | 318.2613 | 146.7258 | 318.2613 | 146.7258 | 464.9871
287 | 344.5251 | 141.9833 | 344.5251 | 141.9833 | 486.5084
288 | 351.4588 | 131.6479 | 351.4588 | 131.6479 | 483.1067
289 | 337.6232 | 121.4798 | 337.6232 | 121.4798 | 459.103
290 | 332.956 | 127.1675 | 332.956 | 127.1675 | 460.1235
291 | 333.8443 | 121.2996 | 333.8443 | 121.2996 | 455.1439
292 | 334.5676 | 143.8178 | 334.5676 | 143.8178 | 478.3855
293 | 340.5036 | 162.0163 | 340.5036 | 162.0163 | 502.5199
294 | 335.9276 | 150.3909 | 335.9276 | 150.3909 | 486.3184
295 | 322.292 | 140.2461 | 322.292 | 140.2461 | 462.5381
296 | 314.3877 | 123.4085 | 314.3877 | 123.4085 | 437.7962
297 | 311.9678 | 109.7104 | 311.9678 | 109.7104 | 421.6782
298 | 310.1294 | 75.1514 | 310.1294 | 75.1514 | 385.2808
299 | 301.0877 | 51.8802 | 301.0877 | 51.8802 | 352.9679
300 | 283.8992 | 45.0529 | 283.8992 | 45.0529 | 328.9521
301 | 266.8821 | 37.2547 | 266.8821 | 37.2547 | 304.1369
302 | 257.395 | 41.0368 | 257.395 | 41.0368 | 298.4318
303 | 248.6845 | 47.1748 | 248.6845 | 47.1748 | 295.8593
304 | 238.1685 | 72.2323 | 238.1685 | 72.2323 | 310.4009
305 | 237.9127 | 156.8011 | 237.9127 | 156.8011 | 394.7138
306 | 244.8936 | 179.1707 | 244.8936 | 179.1707 | 424.0643
307 | 258.1755 | 183.9519 | 258.1755 | 183.9519 | 442.1274
308 | 287.2316 | 172.2152 | 287.2316 | 172.2152 | 459.4468
309 | 313.3239 | 163.8945 | 313.3239 | 163.8945 | 477.2184
310 | 329.8579 | 144.5217 | 329.8579 | 144.5217 | 474.3796
311 | 359.202 | 140.0737 | 359.202 | 140.0737 | 499.2757
312 | 357.1366 | 130.2439 | 357.1366 | 130.2439 | 487.3806
313 | 340.3192 | 120.6413 | 340.3192 | 120.6413 | 460.9604
314 | 336.1905 | 126.8155 | 336.1905 | 126.8155 | 463.006
315 | 338.1793 | 121.3978 | 338.1793 | 121.3978 | 459.577
316 | 336.7127 | 144.411 | 336.7127 | 144.411 | 481.1237
317 | 340.6027 | 162.8526 | 340.6027 | 162.8526 | 503.4554
318 | 334.6165 | 151.2934 | 334.6165 | 151.2934 | 485.9099
319 | 318.5869 | 140.8371 | 318.5869 | 140.8371 | 459.424
320 | 307.7471 | 123.5109 | 307.7471 | 123.5109 | 431.258
321 | 304.9325 | 109.2602 | 304.9325 | 109.2602 | 414.1927
322 | 309.9507 | 74.0355 | 309.9507 | 74.0355 | 383.9863
323 | 299.9377 | 50.3654 | 299.9377 | 50.3654 | 350.3031
324 | 278.6327 | 43.6298 | 278.6327 | 43.6298 | 322.2625
325 | 260.774 | 36.348 | 260.774 | 36.348 | 297.122
326 | 252.5144 | 40.5119 | 252.5144 | 40.5119 | 293.0263
327 | 242.9918 | 46.6478 | 242.9918 | 46.6478 | 289.6396
328 | 233.0629 | 71.6328 | 233.0629 | 71.6328 | 304.6957
329 | 232.863 | 156.2379 | 232.863 | 156.2379 | 389.1008
330 | 241.2295 | 178.9104 | 241.2295 | 178.9104 | 420.1399
331 | 253.5392 | 184.0458 | 253.5392 | 184.0458 | 437.585
332 | 282.1378 | 172.6484 | 282.1378 | 172.6484 | 454.7862
333 | 308.7601 | 164.4791 | 308.7601 | 164.4791 | 473.2392
334 | 329.4204 | 144.9762 | 329.4204 | 144.9762 | 474.3967
335 | 352.5129 | 140.0609 | 352.5129 | 140.0609 | 492.5738
336 | 357.5402 | 129.1366 | 357.5402 | 129.1366 | 486.6768
337 | 339.3983 | 118.1001 | 339.3983 | 118.1001 | 457.4984
338 | 336.2373 | 122.7467 | 336.2373 | 122.7467 | 458.984
339 | 336.4656 | 116.3518 | 336.4656 | 116.3518 | 452.8174
340 | 335.7071 | 138.8849 | 335.7071 | 138.8849 | 474.592
341 | 338.4602 | 157.0791 | 338.4602 | 157.0791 | 495.5392
342 | 333.1406 | 145.3065 | 333.1406 | 145.3065 | 478.447
343 | 317.9289 | 135.1467 | 317.9289 | 135.1467 | 453.0756
344 | 307.4061 | 118.0659 | 307.4061 | 118.0659 | 425.472
345 | 305.8888 | 104.2184 | 305.8888 | 104.2184 | 410.1072
346 | 310.7682 | 69.2989 | 310.7682 | 69.2989 | 380.0671
347 | 297.5604 | 45.8549 | 297.5604 | 45.8549 | 343.4153
348 | 278.1317 | 39.4052 | 278.1317 | 39.4052 | 317.5369
349 | 262.3957 | 32.3111 | 262.3957 | 32.3111 | 294.7068
350 | 251.717 | 36.7589 | 251.717 | 36.7589 | 288.4759
351 | 243.4535 | 43.6522 | 243.4535 | 43.6522 | 287.1057
352 | 235.2835 | 69.5845 | 235.2835 | 69.5845 | 304.868
353 | 235.1752 | 154.8361 | 235.1752 | 154.8361 | 390.0113
354 | 242.7851 | 177.8607 | 242.7851 | 177.8607 | 420.6458
355 | 256.5309 | 183.0579 | 256.5309 | 183.0579 | 439.5888
356 | 283.5914 | 171.6733 | 283.5914 | 171.6733 | 455.2647
357 | 309.0494 | 163.5659 | 309.0494 | 163.5659 | 472.6153
358 | 331.7553 | 143.935 | 331.7553 | 143.935 | 475.6903
359 | 355.6018 | 138.8277 | 355.6018 | 138.8277 | 494.4294
360 | 356.3995 | 128.0762 | 356.3995 | 128.0762 | 484.4757
361 | 342.6049 | 117.4835 | 342.6049 | 117.4835 | 460.0884
362 | 336.014 | 122.6741 | 336.014 | 122.6741 | 458.6881
363 | 336.5835 | 117.1199 | 336.5835 | 117.1199 | 453.7033
364 | 336.573 | 139.8386 | 336.573 | 139.8386 | 476.4117
365 | 341.7395 | 158.7518 | 341.7395 | 158.7518 | 500.4913
366 | 334.709 | 147.9692 | 334.709 | 147.9692 | 482.6783
367 | 319.9802 | 138.4175 | 319.9802 | 138.4175 | 458.3977
368 | 309.2327 | 121.7997 | 309.2327 | 121.7997 | 431.0324
369 | 305.5542 | 108.0099 | 305.5542 | 108.0099 | 413.5641
370 | 311.5581 | 73.2674 | 311.5581 | 73.2674 | 384.8256
371 | 301.1745 | 50.0368 | 301.1745 | 50.0368 | 351.2113
372 | 282.7939 | 43.6853 | 282.7939 | 43.6853 | 326.4792
373 | 265.3121 | 36.7683 | 265.3121 | 36.7683 | 302.0804
374 | 253.0113 | 41.3376 | 253.0113 | 41.3376 | 294.3489
375 | 245.5808 | 47.8277 | 245.5808 | 47.8277 | 293.4085
376 | 236.161 | 73.1071 | 236.161 | 73.1071 | 309.2682
377 | 234.7227 | 157.917 | 234.7227 | 157.917 | 392.6397
378 | 240.3452 | 180.8648 | 240.3452 | 180.8648 | 421.21
379 | 252.1063 | 186.3245 | 252.1063 | 186.3245 | 438.4308
380 | 277.9162 | 175.3623 | 277.9162 | 175.3623 | 453.2785
381 | 302.6871 | 167.7777 | 302.6871 | 167.7777 | 470.4648
382 | 323.0334 | 148.9682 | 323.0334 | 148.9682 | 472.0016
383 | 349.1392 | 144.9362 | 349.1392 | 144.9362 | 494.0754
384 | 352.5963 | 135.1022 | 352.5963 | 135.1022 | 487.6985
385 | 335.6349 | 124.8018 | 335.6349 | 124.8018 | 460.4367
386 | 331.4269 | 129.9455 | 331.4269 | 129.9455 | 461.3724
387 | 332.1643 | 123.4247 | 332.1643 | 123.4247 | 455.589
388 | 334.476 | 145.8 | 334.476 | 145.8 | 480.276
389 | 331.8722 | 164.3227 | 331.8722 | 164.3227 | 496.195
390 | 328.6692 | 153.3972 | 328.6692 | 153.3972 | 482.0664
391 | 316.7901 | 143.6449 | 316.7901 | 143.6449 | 460.435
392 | 300.5406 | 126.7967 | 300.5406 | 126.7967 | 427.3373
393 | 297.6264 | 112.8041 | 297.6264 | 112.8041 | 410.4305
394 | 304.3685 | 77.9699 | 304.3685 | 77.9699 | 382.3384
395 | 297.4463 | 54.5878 | 297.4463 | 54.5878 | 352.0341
396 | 281.4474 | 48.0378 | 281.4474 | 48.0378 | 329.4853
397 | 264.2901 | 40.8307 | 264.2901 | 40.8307 | 305.1207
398 | 255.0034 | 45.016 | 255.0034 | 45.016 | 300.0194
399 | 247.0601 | 51.1412 | 247.0601 | 51.1412 | 298.2014
400 | 237.5728 | 76.2073 | 237.5728 | 76.2073 | 313.7801
401 | 235.9822 | 160.8315 | 235.9822 | 160.8315 | 396.8138
402 | 239.8119 | 183.3825 | 239.8119 | 183.3825 | 423.1944
403 | 247.3112 | 188.2106 | 247.3112 | 188.2106 | 435.5219
404 | 270.4977 | 176.3502 | 270.4977 | 176.3502 | 446.8479
405 | 292.1134 | 167.9527 | 292.1134 | 167.9527 | 460.0661
406 | 312.2308 | 148.4007 | 312.2308 | 148.4007 | 460.6314
407 | 340.6836 | 143.6219 | 340.6836 | 143.6219 | 484.3055
408 | 347.2146 | 133.3441 | 347.2146 | 133.3441 | 480.5587
409 | 333.7225 | 123.5302 | 333.7225 | 123.5302 | 457.2527
410 | 329.9709 | 129.9733 | 329.9709 | 129.9733 | 459.9441
411 | 328.437 | 125.2468 | 328.437 | 125.2468 | 453.6839
412 | 330.9693 | 148.9193 | 330.9693 | 148.9193 | 479.8886
413 | 332.9212 | 168.0181 | 332.9212 | 168.0181 | 500.9394
414 | 324.0315 | 157.2249 | 324.0315 | 157.2249 | 481.2564
415 | 311.1358 | 147.59 | 311.1358 | 147.59 | 458.7258
416 | 301.215 | 130.985 | 301.215 | 130.985 | 432.2
417 | 300.1371 | 117.0287 | 300.1371 | 117.0287 | 417.1658
418 | 307.0533 | 82.0452 | 307.0533 | 82.0452 | 389.0984
419 | 296.0495 | 58.5073 | 296.0495 | 58.5073 | 354.5567
420 | 278.2964 | 51.7461 | 278.2964 | 51.7461 | 330.0425
421 | 264.0506 | 44.0866 | 264.0506 | 44.0866 | 308.1372
422 | 254.3259 | 47.698 | 254.3259 | 47.698 | 302.0239
423 | 246.7066 | 53.3111 | 246.7066 | 53.3111 | 300.0177
424 | 236.9711 | 77.9291 | 236.9711 | 77.9291 | 314.9002
425 | 236.229 | 162.2419 | 236.229 | 162.2419 | 398.4709
426 | 238.1749 | 184.5176 | 238.1749 | 184.5176 | 422.6924
427 | 247.7103 | 189.1985 | 247.7103 | 189.1985 | 436.9088
428 | 267.3456 | 177.2847 | 267.3456 | 177.2847 | 444.6303
429 | 286.7567 | 168.6504 | 286.7567 | 168.6504 | 455.407
430 | 306.7846 | 148.8189 | 306.7846 | 148.8189 | 455.6035
431 | 333.4301 | 143.7222 | 333.4301 | 143.7222 | 477.1523
432 | 339.3131 | 132.9792 | 339.3131 | 132.9792 | 472.2924
433 | 327.913 | 122.5509 | 327.913 | 122.5509 | 450.4638
434 | 323.4065 | 127.8098 | 323.4065 | 127.8098 | 451.2163
435 | 325.3203 | 121.912 | 325.3203 | 121.912 | 447.2323
436 | 327.4878 | 144.2424 | 327.4878 | 144.2424 | 471.7303
437 | 328.7574 | 162.4217 | 328.7574 | 162.4217 | 491.179
438 | 325.0754 | 150.9115 | 325.0754 | 150.9115 | 475.9869
439 | 314.2841 | 140.7496 | 314.2841 | 140.7496 | 455.0337
440 | 305.6239 | 123.8715 | 305.6239 | 123.8715 | 429.4954
441 | 305.8746 | 110.1158 | 305.8746 | 110.1158 | 415.9903
442 | 308.4951 | 75.3264 | 308.4951 | 75.3264 | 383.8215
443 | 295.2835 | 51.861 | 295.2835 | 51.861 | 347.1445
444 | 277.144 | 45.1191 | 277.144 | 45.1191 | 322.263
445 | 261.5903 | 37.5833 | 261.5903 | 37.5833 | 299.1737
446 | 251.7634 | 41.4763 | 251.7634 | 41.4763 | 293.2397
447 | 244.7178 | 47.5695 | 244.7178 | 47.5695 | 292.2873
448 | 237.617 | 72.5118 | 237.617 | 72.5118 | 310.1288
449 | 233.5957 | 156.8267 | 233.5957 | 156.8267 | 390.4224
450 | 237.4831 | 179.4779 | 237.4831 | 179.4779 | 416.961
451 | 248.7499 | 184.7307 | 248.7499 | 184.7307 | 433.4805
452 | 271.5661 | 173.1242 | 271.5661 | 173.1242 | 444.6903
453 | 295.098 | 164.4813 | 295.098 | 164.4813 | 459.5793
454 | 314.6529 | 144.75 | 314.6529 | 144.75 | 459.4029
455 | 341.9105 | 139.7792 | 341.9105 | 139.7792 | 481.6898
456 | 344.1574 | 128.5584 | 344.1574 | 128.5584 | 472.7158
457 | 333.0212 | 118.2559 | 333.0212 | 118.2559 | 451.2771
458 | 326.7711 | 125.1854 | 326.7711 | 125.1854 | 451.9565
459 | 329.9656 | 120.843 | 329.9656 | 120.843 | 450.8086
460 | 329.3415 | 144.507 | 329.3415 | 144.507 | 473.8485
461 | 333.3275 | 163.6101 | 333.3275 | 163.6101 | 496.9375
462 | 329.6648 | 152.5736 | 329.6648 | 152.5736 | 482.2384
463 | 318.989 | 142.5077 | 318.989 | 142.5077 | 461.4967
464 | 306.8427 | 125.365 | 306.8427 | 125.365 | 432.2077
465 | 306.8178 | 111.046 | 306.8178 | 111.046 | 417.8638
466 | 308.8692 | 75.4672 | 308.8692 | 75.4672 | 384.3364
467 | 296.7246 | 51.2785 | 296.7246 | 51.2785 | 348.0031
468 | 282.973 | 43.905 | 282.973 | 43.905 | 326.8781
469 | 266.4638 | 35.8017 | 266.4638 | 35.8017 | 302.2655
470 | 256.9299 | 39.4387 | 256.9299 | 39.4387 | 296.3686
471 | 249.9943 | 45.5148 | 249.9943 | 45.5148 | 295.5091
472 | 243.9855 | 70.5468 | 243.9855 | 70.5468 | 314.5323
473 | 241.0757 | 155.0985 | 241.0757 | 155.0985 | 396.1742
474 | 246.8218 | 177.7134 | 246.8218 | 177.7134 | 424.5352
475 | 261.6484 | 182.7187 | 261.6484 | 182.7187 | 444.3671
476 | 292.6795 | 171.2487 | 292.6795 | 171.2487 | 463.9282
477 | 320.529 | 162.8789 | 320.529 | 162.8789 | 483.4079
478 | 339.9448 | 143.6747 | 339.9448 | 143.6747 | 483.6195
479 | 368.3214 | 139.5659 | 368.3214 | 139.5659 | 507.8873
480 | 371.2889 | 129.9452 | 371.2889 | 129.9452 | 501.2341
481 | 351.3302 | 120.4364 | 351.3302 | 120.4364 | 471.7666
482 | 350.5779 | 126.9563 | 350.5779 | 126.9563 | 477.5342
483 | 354.9324 | 122.0976 | 354.9324 | 122.0976 | 477.03
484 | 350.5771 | 145.7744 | 350.5771 | 145.7744 | 496.3515
485 | 352.2824 | 165.1655 | 352.2824 | 165.1655 | 517.4478
486 | 348.6589 | 154.6432 | 348.6589 | 154.6432 | 503.3021
487 | 329.9266 | 145.307 | 329.9266 | 145.307 | 475.2336
488 | 317.0477 | 129.0178 | 317.0477 | 129.0178 | 446.0654
489 | 315.1134 | 115.7763 | 315.1134 | 115.7763 | 430.8897
490 | 317.42 | 81.5822 | 317.42 | 81.5822 | 399.0022
491 | 302.9287 | 58.5457 | 302.9287 | 58.5457 | 361.4743
492 | 282.6659 | 52.2496 | 282.6659 | 52.2496 | 334.9155
493 | 266.4468 | 45.2665 | 266.4468 | 45.2665 | 311.7133
494 | 257.3345 | 49.6374 | 257.3345 | 49.6374 | 306.9719
495 | 251.3884 | 55.7882 | 251.3884 | 55.7882 | 307.1766
496 | 243.9267 | 80.8692 | 243.9267 | 80.8692 | 324.796
497 | 241.5119 | 165.6535 | 241.5119 | 165.6535 | 407.1654
498 | 246.4702 | 188.4477 | 246.4702 | 188.4477 | 434.9179
499 | 259.7566 | 193.5575 | 259.7566 | 193.5575 | 453.314
500 | 288.9778 | 181.8336 | 288.9778 | 181.8336 | 470.8114
501 | 315.5025 | 173.3699 | 315.5025 | 173.3699 | 488.8724
502 | 337.9966 | 153.7134 | 337.9966 | 153.7134 | 491.71
503 | 361.8293 | 148.845 | 361.8293 | 148.845 | 510.6743
504 | 367.5231 | 138.6867 | 367.5231 | 138.6867 | 506.2098
505 | 348.9702 | 128.8578 | 348.9702 | 128.8578 | 477.8281
506 | 345.3002 | 134.7739 | 345.3002 | 134.7739 | 480.0741
507 | 346.321 | 129.1194 | 346.321 | 129.1194 | 475.4403
508 | 345.1557 | 151.5672 | 345.1557 | 151.5672 | 496.7229
509 | 344.0878 | 169.6354 | 344.0878 | 169.6354 | 513.7233
510 | 340.9943 | 158.0314 | 340.9943 | 158.0314 | 499.0257
511 | 325.9183 | 147.9484 | 325.9183 | 147.9484 | 473.8668
512 | 315.7078 | 130.9914 | 315.7078 | 130.9914 | 446.6992
513 | 315.5817 | 117.0586 | 315.5817 | 117.0586 | 432.6403
514 | 315.5598 | 82.2457 | 315.5598 | 82.2457 | 397.8055
515 | 302.2877 | 58.8337 | 302.2877 | 58.8337 | 361.1214
516 | 282.1049 | 52.2347 | 282.1049 | 52.2347 | 334.3396
517 | 266.2681 | 44.7907 | 266.2681 | 44.7907 | 311.0588
518 | 257.768 | 48.737 | 257.768 | 48.737 | 306.505
519 | 250.6478 | 54.7876 | 250.6478 | 54.7876 | 305.4354
520 | 245.2086 | 79.6765 | 245.2086 | 79.6765 | 324.8851
521 | 243.4586 | 164.0533 | 243.4586 | 164.0533 | 407.5119
522 | 248.6736 | 186.6277 | 248.6736 | 186.6277 | 435.3013
523 | 263.189 | 191.7802 | 263.189 | 191.7802 | 454.9691
524 | 291.6328 | 179.9624 | 291.6328 | 179.9624 | 471.5952
525 | 317.4056 | 170.9568 | 317.4056 | 170.9568 | 488.3624
526 | 339.2914 | 150.5578 | 339.2914 | 150.5578 | 489.8492
527 | 363.9569 | 144.6866 | 363.9569 | 144.6866 | 508.6435
528 | 361.3843 | 133.4529 | 361.3843 | 133.4529 | 494.8372
529 | 344.101 | 122.6767 | 344.101 | 122.6767 | 466.7778
530 | 337.9061 | 128.1213 | 337.9061 | 128.1213 | 466.0274
531 | 344.688 | 122.7334 | 344.688 | 122.7334 | 467.4215
532 | 344.4183 | 146.135 | 344.4183 | 146.135 | 490.5532
533 | 344.6005 | 164.8006 | 344.6005 | 164.8006 | 509.4011
534 | 334.4745 | 153.3332 | 334.4745 | 153.3332 | 487.8077
535 | 321.7727 | 143.0432 | 321.7727 | 143.0432 | 464.8159
536 | 312.6039 | 126.035 | 312.6039 | 126.035 | 438.6389
537 | 312.3095 | 111.7437 | 312.3095 | 111.7437 | 424.0532
538 | 313.1542 | 76.4849 | 313.1542 | 76.4849 | 389.6391
539 | 300.4575 | 52.8446 | 300.4575 | 52.8446 | 353.3021
540 | 281.5599 | 45.9405 | 281.5599 | 45.9405 | 327.5004
541 | 265.0843 | 38.4346 | 265.0843 | 38.4346 | 303.5189
542 | 255.3989 | 42.6349 | 255.3989 | 42.6349 | 298.0338
543 | 249.7942 | 49.398 | 249.7942 | 49.398 | 299.1922
544 | 242.989 | 75.213 | 242.989 | 75.213 | 318.202
545 | 238.7506 | 160.2619 | 238.7506 | 160.2619 | 399.0124
546 | 243.073 | 182.992 | 243.073 | 182.992 | 426.065
547 | 255.6811 | 188.1423 | 255.6811 | 188.1423 | 443.8234
548 | 282.2756 | 176.538 | 282.2756 | 176.538 | 458.8135
549 | 305.8814 | 168.166 | 305.8814 | 168.166 | 474.0474
550 | 330.878 | 148.757 | 330.878 | 148.757 | 479.635
551 | 352.128 | 144.3025 | 352.128 | 144.3025 | 496.4305
552 | 355.1991 | 134.1719 | 355.1991 | 134.1719 | 489.371
553 | 339.8362 | 124.1233 | 339.8362 | 124.1233 | 463.9595
554 | 336.1336 | 129.7578 | 336.1336 | 129.7578 | 465.8914
555 | 338.8854 | 123.7746 | 338.8854 | 123.7746 | 462.66
556 | 337.3 | 145.8 | 337.3 | 145.8 | 483.1
557 | 338.7974 | 163.5077 | 338.7974 | 163.5077 | 502.3051
558 | 330.658 | 151.4236 | 330.658 | 151.4236 | 482.0816
559 | 321.148 | 140.5256 | 321.148 | 140.5256 | 461.6736
560 | 308.1624 | 122.7983 | 308.1624 | 122.7983 | 430.9606
561 | 307.9101 | 108.0547 | 307.9101 | 108.0547 | 415.9648
562 | 310.3131 | 72.3265 | 310.3131 | 72.3265 | 382.6396
563 | 300.1189 | 48.0973 | 300.1189 | 48.0973 | 348.2162
564 | 282.2873 | 40.9222 | 282.2873 | 40.9222 | 323.2095
565 | 266.8395 | 33.5593 | 266.8395 | 33.5593 | 300.3988
566 | 258.2344 | 38.3655 | 258.2344 | 38.3655 | 296.5999
567 | 251.5361 | 45.5319 | 251.5361 | 45.5319 | 297.068
568 | 243.1079 | 71.5304 | 243.1079 | 71.5304 | 314.6383
569 | 240.5267 | 156.8161 | 240.5267 | 156.8161 | 397.3427
570 | 243.1311 | 179.9132 | 243.1311 | 179.9132 | 423.0443
571 | 252.5563 | 185.2982 | 252.5563 | 185.2982 | 437.8545
572 | 275.2241 | 173.9648 | 275.2241 | 173.9648 | 449.1889
573 | 294.4777 | 166.0132 | 294.4777 | 166.0132 | 460.4909
574 | 313.4576 | 146.3161 | 313.4576 | 146.3161 | 459.7738
575 | 338.6852 | 140.8738 | 338.6852 | 140.8738 | 479.559
576 | 343.3493 | 129.5783 | 343.3493 | 129.5783 | 472.9275
577 | 330.1742 | 118.7189 | 330.1742 | 118.7189 | 448.893
578 | 324.9777 | 123.7815 | 324.9777 | 123.7815 | 448.7592
579 | 327.9482 | 117.2522 | 327.9482 | 117.2522 | 445.2003
580 | 329.9143 | 139.286 | 329.9143 | 139.286 | 469.2004
581 | 329.6077 | 157.1687 | 329.6077 | 157.1687 | 486.7764
582 | 321.1221 | 145.4622 | 321.1221 | 145.4622 | 466.5844
583 | 307.7136 | 135.1808 | 307.7136 | 135.1808 | 442.8944
584 | 298.7557 | 118.1128 | 298.7557 | 118.1128 | 416.8685
585 | 302.908 | 104.0328 | 302.908 | 104.0328 | 406.9408
586 | 307.8947 | 69.1111 | 307.8947 | 69.1111 | 377.0058
587 | 294.201 | 45.9232 | 294.201 | 45.9232 | 340.1242
588 | 276.7675 | 39.6676 | 276.7675 | 39.6676 | 316.4351
589 | 262.3966 | 32.7763 | 262.3966 | 32.7763 | 295.1729
590 | 254.5856 | 37.5995 | 254.5856 | 37.5995 | 292.1851
591 | 247.9307 | 45.0433 | 247.9307 | 45.0433 | 292.974
592 | 239.08 | 71.3768 | 239.08 | 71.3768 | 310.4568
593 | 236.3787 | 156.9313 | 236.3787 | 156.9313 | 393.3099
594 | 239.7173 | 180.0092 | 239.7173 | 180.0092 | 419.7265
595 | 250.6556 | 184.9248 | 250.6556 | 184.9248 | 435.5805
596 | 269.2124 | 172.3966 | 269.2124 | 172.3966 | 441.609
597 | 287.5811 | 162.6079 | 287.5811 | 162.6079 | 450.1891
598 | 309.0124 | 141.9465 | 309.0124 | 141.9465 | 450.9589
599 | 332.8654 | 135.8406 | 332.8654 | 135.8406 | 468.706
600 | 333.8059 | 123.6532 | 333.8059 | 123.6532 | 457.4591
601 | 323.3851 | 111.966 | 323.3851 | 111.966 | 435.351
602 | 317.4649 | 117.4041 | 317.4649 | 117.4041 | 434.869
603 | 321.5147 | 111.7474 | 321.5147 | 111.7474 | 433.2621
604 | 323.8678 | 134.4064 | 323.8678 | 134.4064 | 458.2742
605 | 325.105 | 152.9164 | 325.105 | 152.9164 | 478.0214
606 | 317.7164 | 141.5428 | 317.7164 | 141.5428 | 459.2592
607 | 306.5483 | 131.4513 | 306.5483 | 131.4513 | 437.9996
608 | 299.4719 | 114.6926 | 299.4719 | 114.6926 | 414.1645
609 | 301.0541 | 101.0052 | 301.0541 | 101.0052 | 402.0593
610 | 303.7928 | 66.314 | 303.7928 | 66.314 | 370.1068
611 | 292.9521 | 43.0854 | 292.9521 | 43.0854 | 336.0376
612 | 276.1213 | 36.9238 | 276.1213 | 36.9238 | 313.0451
613 | 259.711 | 30.1839 | 259.711 | 30.1839 | 289.8949
614 | 250.9107 | 35.1821 | 250.9107 | 35.1821 | 286.0929
615 | 245.1354 | 42.1523 | 245.1354 | 42.1523 | 287.2877
616 | 238.0408 | 67.7069 | 238.0408 | 67.7069 | 305.7477
617 | 234.5073 | 152.5125 | 234.5073 | 152.5125 | 387.0198
618 | 238.7093 | 175.0336 | 238.7093 | 175.0336 | 413.7429
619 | 250.8447 | 179.9812 | 250.8447 | 179.9812 | 430.826
620 | 274.0055 | 168.2296 | 274.0055 | 168.2296 | 442.2352
621 | 296.0122 | 159.8385 | 296.0122 | 159.8385 | 455.8507
622 | 315.949 | 140.6386 | 315.949 | 140.6386 | 456.5876
623 | 339.5057 | 136.2972 | 339.5057 | 136.2972 | 475.8029
624 | 342.176 | 126.3223 | 342.176 | 126.3223 | 468.4983
625 | 326.658 | 116.4978 | 326.658 | 116.4978 | 443.1557
626 | 323.636 | 122.7211 | 323.636 | 122.7211 | 446.357
627 | 325.8876 | 117.7962 | 325.8876 | 117.7962 | 443.6839
628 | 326.293 | 141.473 | 326.293 | 141.473 | 467.766
629 | 330.7973 | 160.6443 | 330.7973 | 160.6443 | 491.4417
630 | 324.9564 | 149.8212 | 324.9564 | 149.8212 | 474.7777
631 | 310.862 | 140.1458 | 310.862 | 140.1458 | 451.0078
632 | 304.367 | 123.4042 | 304.367 | 123.4042 | 427.7712
633 | 306.0829 | 109.1492 | 306.0829 | 109.1492 | 415.2322
634 | 310.5685 | 73.5341 | 310.5685 | 73.5341 | 384.1027
635 | 296.4531 | 49.2964 | 296.4531 | 49.2964 | 345.7495
636 | 274.8369 | 41.9208 | 274.8369 | 41.9208 | 316.7577
637 | 259.9233 | 34.0543 | 259.9233 | 34.0543 | 293.9776
638 | 251.2029 | 38.182 | 251.2029 | 38.182 | 289.3849
639 | 246.1569 | 44.99 | 246.1569 | 44.99 | 291.1469
640 | 239.7809 | 70.7025 | 239.7809 | 70.7025 | 310.4834
641 | 236.9235 | 155.41 | 236.9235 | 155.41 | 392.3335
642 | 241.1674 | 177.5982 | 241.1674 | 177.5982 | 418.7656
643 | 256.2192 | 182.3773 | 256.2192 | 182.3773 | 438.5965
644 | 285.7261 | 170.8284 | 285.7261 | 170.8284 | 456.5545
645 | 315.4184 | 162.8256 | 315.4184 | 162.8256 | 478.244
646 | 337.0371 | 143.7046 | 337.0371 | 143.7046 | 480.7416
647 | 366.6338 | 139.4827 | 366.6338 | 139.4827 | 506.1165
648 | 366.8826 | 129.574 | 366.8826 | 129.574 | 496.4566
649 | 351.7866 | 119.6107 | 351.7866 | 119.6107 | 471.3974
650 | 346.3154 | 125.2494 | 346.3154 | 125.2494 | 471.5648
651 | 347.7953 | 119.2343 | 347.7953 | 119.2343 | 467.0296
652 | 348.0429 | 141.4815 | 348.0429 | 141.4815 | 489.5244
653 | 347.5496 | 159.5178 | 347.5496 | 159.5178 | 507.0674
654 | 340.1637 | 148.1015 | 340.1637 | 148.1015 | 488.2652
655 | 325.1198 | 138.1487 | 325.1198 | 138.1487 | 463.2685
656 | 318.0042 | 121.4733 | 318.0042 | 121.4733 | 439.4775
657 | 319.6996 | 108.0163 | 319.6996 | 108.0163 | 427.7159
658 | 317.6789 | 73.7646 | 317.6789 | 73.7646 | 391.4434
659 | 299.7082 | 50.8668 | 299.7082 | 50.8668 | 350.5749
660 | 269.9409 | 44.6795 | 269.9409 | 44.6795 | 314.6204
661 | 254.2578 | 37.4276 | 254.2578 | 37.4276 | 291.6854
662 | 244.5686 | 41.3291 | 244.5686 | 41.3291 | 285.8977
663 | 240.0273 | 47.0511 | 240.0273 | 47.0511 | 287.0784
664 | 235.0907 | 71.7288 | 235.0907 | 71.7288 | 306.8195
665 | 230.3394 | 156.0885 | 230.3394 | 156.0885 | 386.4279
666 | 234.7386 | 178.6266 | 234.7386 | 178.6266 | 413.3652
667 | 248.997 | 183.8324 | 248.997 | 183.8324 | 432.8294
668 | 276.4291 | 172.5673 | 276.4291 | 172.5673 | 448.9964
669 | 304.7767 | 164.5495 | 304.7767 | 164.5495 | 469.3262
670 | 326.4021 | 145.26 | 326.4021 | 145.26 | 471.6621
671 | 350.2964 | 140.861 | 350.2964 | 140.861 | 491.1574
672 | 350.9999 | 131.1102 | 350.9999 | 131.1102 | 482.1101
673 | 334.3471 | 121.5352 | 334.3471 | 121.5352 | 455.8823
674 | 332.0455 | 127.2721 | 332.0455 | 127.2721 | 459.3176
675 | 333.3327 | 121.4277 | 333.3327 | 121.4277 | 454.7603
676 | 333.6321 | 143.8029 | 333.6321 | 143.8029 | 477.435
677 | 333.6646 | 161.7986 | 333.6646 | 161.7986 | 495.4632
678 | 326.8427 | 149.9535 | 326.8427 | 149.9535 | 476.7962
679 | 312.3096 | 139.2667 | 312.3096 | 139.2667 | 451.5764
680 | 302.0192 | 121.597 | 302.0192 | 121.597 | 423.6162
681 | 305.3811 | 106.9623 | 305.3811 | 106.9623 | 412.3433
682 | 306.3216 | 71.6416 | 306.3216 | 71.6416 | 377.9632
683 | 291.6083 | 47.933 | 291.6083 | 47.933 | 339.5414
684 | 271.4628 | 41.174 | 271.4628 | 41.174 | 312.6367
685 | 256.2483 | 33.9178 | 256.2483 | 33.9178 | 290.1661
686 | 246.3474 | 38.2673 | 246.3474 | 38.2673 | 284.6148
687 | 242.0182 | 44.6678 | 242.0182 | 44.6678 | 286.686
688 | 234.0694 | 69.8107 | 234.0694 | 69.8107 | 303.8801
689 | 229.6235 | 154.388 | 229.6235 | 154.388 | 384.0115
690 | 236.8537 | 176.8877 | 236.8537 | 176.8877 | 413.7414
691 | 250.8234 | 182.0957 | 250.8234 | 182.0957 | 432.9191
692 | 276.9011 | 170.8305 | 276.9011 | 170.8305 | 447.7316
693 | 302.2431 | 162.8448 | 302.2431 | 162.8448 | 465.0879
694 | 319.5673 | 143.3589 | 319.5673 | 143.3589 | 462.9263
695 | 342.8735 | 138.1726 | 342.8735 | 138.1726 | 481.0461
696 | 344.5168 | 127.0222 | 344.5168 | 127.0222 | 471.5389
697 | 328.6649 | 115.8427 | 328.6649 | 115.8427 | 444.5076
698 | 324.9449 | 120.4509 | 324.9449 | 120.4509 | 445.3958
699 | 327.2703 | 113.7082 | 327.2703 | 113.7082 | 440.9785
700 | 325.5365 | 135.5394 | 325.5365 | 135.5394 | 461.0759
701 | 325.4755 | 153.2876 | 325.4755 | 153.2876 | 478.7631
702 | 321.3124 | 141.498 | 321.3124 | 141.498 | 462.8104
703 | 305.7561 | 131.2187 | 305.7561 | 131.2187 | 436.9748
704 | 294.8248 | 114.2595 | 294.8248 | 114.2595 | 409.0843
705 | 298.8907 | 100.4867 | 298.8907 | 100.4867 | 399.3774
706 | 301.1709 | 66.1497 | 301.1709 | 66.1497 | 367.3206
707 | 287.1163 | 43.4418 | 287.1163 | 43.4418 | 330.5581
708 | 275.0484 | 83.03 | 275.0484 | 83.03 | 358.0784
709 | 259.2805 | 80.9688 | 259.2805 | 80.9688 | 340.2493
710 | 250.2055 | 85.7133 | 250.2055 | 85.7133 | 335.9188
711 | 243.9483 | 94.6059 | 243.9483 | 94.6059 | 338.5542
712 | 238.7117 | 127.9628 | 238.7117 | 127.9628 | 366.6744
713 | 234.2414 | 209.4715 | 234.2414 | 209.4715 | 443.7129
714 | 240.6698 | 231.8055 | 240.6698 | 231.8055 | 472.4754
715 | 253.8466 | 241.2503 | 253.8466 | 241.2503 | 495.0969
716 | 279.279 | 229.1282 | 279.279 | 229.1282 | 508.4072
717 | 302.3112 | 221.5929 | 302.3112 | 221.5929 | 523.9041
718 | 323.9876 | 206.0423 | 323.9876 | 206.0423 | 530.03
719 | 345.1003 | 198.535 | 345.1003 | 198.535 | 543.6354
720 | 350.9835 | 190.0063 | 350.9835 | 190.0063 | 540.9898
721 | 335.316 | 181.4859 | 335.316 | 181.4859 | 516.8019
722 | 333.8286 | 188.5825 | 333.8286 | 188.5825 | 522.4111
723 | 334.3267 | 188.8118 | 334.3267 | 188.8118 | 523.1385
724 | 334.3697 | 207.5272 | 334.3697 | 207.5272 | 541.8968
725 | 339.6211 | 227.1719 | 339.6211 | 227.1719 | 566.793
726 | 335.672 | 218.2395 | 335.672 | 218.2395 | 553.9116
727 | 315.7686 | 207.3685 | 315.7686 | 207.3685 | 523.1371
728 | 303.3393 | 195.389 | 303.3393 | 195.389 | 498.7283
729 | 308.5938 | 178.4484 | 308.5938 | 178.4484 | 487.0422
730 | 309.0706 | 144.7014 | 309.0706 | 144.7014 | 453.772
731 | 293.6537 | 120.4147 | 293.6537 | 120.4147 | 414.0684
732 | 275.3346 | 114.3041 | 275.3346 | 114.3041 | 389.6386
733 | 258.4197 | 110.121 | 258.4197 | 110.121 | 368.5407
734 | 249.521 | 113.2582 | 249.521 | 113.2582 | 362.7792
735 | 247.0646 | 122.3962 | 247.0646 | 122.3962 | 369.4608
736 | 239.8075 | 154.6051 | 239.8075 | 154.6051 | 394.4127
737 | 236.0684 | 235.9871 | 236.0684 | 235.9871 | 472.0555
738 | 238.6889 | 257.9095 | 238.6889 | 257.9095 | 496.5984
739 | 248.7068 | 267.3067 | 248.7068 | 267.3067 | 516.0135
740 | 269.7637 | 253.5061 | 269.7637 | 253.5061 | 523.2698
741 | 294.872 | 242.8118 | 294.872 | 242.8118 | 537.6838
742 | 318.4164 | 219.51 | 318.4164 | 219.51 | 537.9263
743 | 339.1976 | 203.6022 | 339.1976 | 203.6022 | 542.7998
744 | 347.2219 | 186.5701 | 347.2219 | 186.5701 | 533.7919
745 | 330.8353 | 171.0031 | 330.8353 | 171.0031 | 501.8385
746 | 327.037 | 171.9241 | 327.037 | 171.9241 | 498.9611
747 | 325.7555 | 166.7062 | 325.7555 | 166.7062 | 492.4617
748 | 326.7295 | 180.6552 | 326.7295 | 180.6552 | 507.3847
749 | 331.5415 | 196.4758 | 331.5415 | 196.4758 | 528.0173
750 | 323.678 | 184.9544 | 323.678 | 184.9544 | 508.6324
751 | 310.3366 | 172.2387 | 310.3366 | 172.2387 | 482.5753
752 | 304.9263 | 159.0794 | 304.9263 | 159.0794 | 464.0057
753 | 308.3701 | 141.4579 | 308.3701 | 141.4579 | 449.828
754 | 306.2538 | 107.03 | 306.2538 | 107.03 | 413.2838
755 | 291.6302 | 82.5058 | 291.6302 | 82.5058 | 374.1361
756 | 273.7524 | 77.0681 | 273.7524 | 77.0681 | 350.8205
757 | 258.5228 | 75.8462 | 258.5228 | 75.8462 | 334.369
758 | 248.5307 | 82.0633 | 248.5307 | 82.0633 | 330.594
759 | 245.5634 | 92.9432 | 245.5634 | 92.9432 | 338.5066
760 | 241.159 | 128.2715 | 241.159 | 128.2715 | 369.4306
761 | 235.0245 | 212.4168 | 235.0245 | 212.4168 | 447.4413
762 | 237.8291 | 236.7856 | 237.8291 | 236.7856 | 474.6148
763 | 248.9398 | 248.376 | 248.9398 | 248.376 | 497.3158
764 | 268.9768 | 236.2777 | 268.9768 | 236.2777 | 505.2545
765 | 288.6119 | 225.2429 | 288.6119 | 225.2429 | 513.8548
766 | 307.7255 | 200.5793 | 307.7255 | 200.5793 | 508.3047
767 | 330.5681 | 184.8932 | 330.5681 | 184.8932 | 515.4613
768 | 335.3688 | 167.7027 | 335.3688 | 167.7027 | 503.0716
769 | 325.4648 | 149.4993 | 325.4648 | 149.4993 | 474.9641
770 | 319.6832 | 147.5383 | 319.6832 | 147.5383 | 467.2215
771 | 319.2869 | 140.8715 | 319.2869 | 140.8715 | 460.1584
772 | 320.8071 | 155.2084 | 320.8071 | 155.2084 | 476.0155
773 | 327.0197 | 171.8761 | 327.0197 | 171.8761 | 498.8959
774 | 323.2507 | 161.2336 | 323.2507 | 161.2336 | 484.4843
775 | 311.4897 | 149.9272 | 311.4897 | 149.9272 | 461.4168
776 | 306.5723 | 137.9793 | 306.5723 | 137.9793 | 444.5516
777 | 313.6265 | 122.1313 | 313.6265 | 122.1313 | 435.7578
778 | 309.6333 | 90.5062 | 309.6333 | 90.5062 | 400.1395
779 | 293.131 | 68.8719 | 293.131 | 68.8719 | 362.003
780 | 274.1334 | 66.3162 | 274.1334 | 66.3162 | 340.4495
781 | 259.5257 | 67.0657 | 259.5257 | 67.0657 | 326.5914
782 | 250.8846 | 73.742 | 250.8846 | 73.742 | 324.6267
783 | 247.2615 | 83.0542 | 247.2615 | 83.0542 | 330.3158
784 | 241.2112 | 116.2132 | 241.2112 | 116.2132 | 357.4244
785 | 236.7811 | 197.6902 | 236.7811 | 197.6902 | 434.4713
786 | 239.1163 | 220.1193 | 239.1163 | 220.1193 | 459.2357
787 | 250.1839 | 230.0708 | 250.1839 | 230.0708 | 480.2546
788 | 274.3747 | 216.9115 | 274.3747 | 216.9115 | 491.2862
789 | 297.0326 | 205.845 | 297.0326 | 205.845 | 502.8776
790 | 315.322 | 185.4648 | 315.322 | 185.4648 | 500.7868
791 | 339.2269 | 173.0803 | 339.2269 | 173.0803 | 512.3072
792 | 346.7551 | 159.5873 | 346.7551 | 159.5873 | 506.3424
793 | 329.9598 | 145.2159 | 329.9598 | 145.2159 | 475.1757
794 | 327.917 | 146.1131 | 327.917 | 146.1131 | 474.0302
795 | 328.4376 | 141.7345 | 328.4376 | 141.7345 | 470.172
796 | 329.3121 | 155.8022 | 329.3121 | 155.8022 | 485.1143
797 | 335.172 | 170.7439 | 335.172 | 170.7439 | 505.916
798 | 328.8099 | 159.381 | 328.8099 | 159.381 | 488.1908
799 | 313.4012 | 148.3358 | 313.4012 | 148.3358 | 461.737
800 | 306.8621 | 138.9927 | 306.8621 | 138.9927 | 445.8548
801 | 312.8982 | 124.3957 | 312.8982 | 124.3957 | 437.2939
802 | 308.7096 | 92.8656 | 308.7096 | 92.8656 | 401.5751
803 | 293.2163 | 73.3136 | 293.2163 | 73.3136 | 366.5299
804 | 272.0506 | 72.4997 | 272.0506 | 72.4997 | 344.5504
805 | 258.5507 | 74.8011 | 258.5507 | 74.8011 | 333.3518
806 | 249.648 | 81.9683 | 249.648 | 81.9683 | 331.6163
807 | 246.092 | 92.4048 | 246.092 | 92.4048 | 338.4968
808 | 241.7532 | 125.5717 | 241.7532 | 125.5717 | 367.3248
809 | 238.4468 | 206.6528 | 238.4468 | 206.6528 | 445.0997
810 | 241.0165 | 227.1342 | 241.0165 | 227.1342 | 468.1507
811 | 256.4417 | 235.3121 | 256.4417 | 235.3121 | 491.7539
812 | 286.6306 | 222.0579 | 286.6306 | 222.0579 | 508.6885
813 | 311.7307 | 214.4751 | 311.7307 | 214.4751 | 526.2058
814 | 334.8856 | 199.1066 | 334.8856 | 199.1066 | 533.9922
815 | 360.9278 | 191.1876 | 360.9278 | 191.1876 | 552.1154
816 | 364.2645 | 181.7483 | 364.2645 | 181.7483 | 546.0129
817 | 342.9674 | 171.9057 | 342.9674 | 171.9057 | 514.8731
818 | 338.9326 | 177.6643 | 338.9326 | 177.6643 | 516.5969
819 | 343.1453 | 176.0251 | 343.1453 | 176.0251 | 519.1704
820 | 343.4019 | 192.3097 | 343.4019 | 192.3097 | 535.7116
821 | 344.7333 | 209.8801 | 344.7333 | 209.8801 | 554.6133
822 | 340.7555 | 199.8393 | 340.7555 | 199.8393 | 540.5948
823 | 317.3273 | 187.7411 | 317.3273 | 187.7411 | 505.0683
824 | 310.5502 | 174.2176 | 310.5502 | 174.2176 | 484.7678
825 | 319.1086 | 155.3135 | 319.1086 | 155.3135 | 474.422
826 | 313.6694 | 119.793 | 313.6694 | 119.793 | 433.4623
827 | 296.4171 | 93.1311 | 296.4171 | 93.1311 | 389.5482
828 | 272.5847 | 85.4607 | 272.5847 | 85.4607 | 358.0454
829 | 258.2438 | 81.1826 | 258.2438 | 81.1826 | 339.4264
830 | 250.5783 | 83.9318 | 250.5783 | 83.9318 | 334.5102
831 | 247.0963 | 91.8268 | 247.0963 | 91.8268 | 338.9231
832 | 243.0176 | 124.3286 | 243.0176 | 124.3286 | 367.3462
833 | 238.5673 | 204.6814 | 238.5673 | 204.6814 | 443.2487
834 | 242.275 | 225.6537 | 242.275 | 225.6537 | 467.9287
835 | 257.195 | 235.1063 | 257.195 | 235.1063 | 492.3012
836 | 287.974 | 223 | 287.974 | 223 | 510.974
837 | 315.5137 | 215.9319 | 315.5137 | 215.9319 | 531.4456
838 | 337.6829 | 200.3101 | 337.6829 | 200.3101 | 537.9929
839 | 358.0769 | 191.8448 | 358.0769 | 191.8448 | 549.9216
840 | 359.8443 | 181.0516 | 359.8443 | 181.0516 | 540.8959
841 | 341.6752 | 167.084 | 341.6752 | 167.084 | 508.7592
842 | 337.9141 | 168.1791 | 337.9141 | 168.1791 | 506.0933
843 | 339.3395 | 162.6049 | 339.3395 | 162.6049 | 501.9445
844 | 337.8573 | 177.4724 | 337.8573 | 177.4724 | 515.3297
845 | 339.2622 | 194.8923 | 339.2622 | 194.8923 | 534.1544
846 | 334.6064 | 184.7723 | 334.6064 | 184.7723 | 519.3787
847 | 319.6049 | 172.5078 | 319.6049 | 172.5078 | 492.1128
848 | 308.2691 | 159.1506 | 308.2691 | 159.1506 | 467.4197
849 | 317.2636 | 141.7825 | 317.2636 | 141.7825 | 459.0461
850 | 314.3759 | 107.125 | 314.3759 | 107.125 | 421.5008
851 | 295.9932 | 82.0862 | 295.9932 | 82.0862 | 378.0794
852 | 274.184 | 75.0729 | 274.184 | 75.0729 | 349.2569
853 | 258.9944 | 70.6207 | 258.9944 | 70.6207 | 329.6151
854 | 249.8129 | 73.5916 | 249.8129 | 73.5916 | 323.4045
855 | 246.4828 | 81.1936 | 246.4828 | 81.1936 | 327.6765
856 | 242.0001 | 113.3075 | 242.0001 | 113.3075 | 355.3076
857 | 238.64 | 194.0482 | 238.64 | 194.0482 | 432.6882
858 | 242.3242 | 214.7275 | 242.3242 | 214.7275 | 457.0518
859 | 256.3105 | 223.0163 | 256.3105 | 223.0163 | 479.3268
860 | 287.5906 | 209.2949 | 287.5906 | 209.2949 | 496.8855
861 | 306.5065 | 200.3186 | 306.5065 | 200.3186 | 506.8251
862 | 328.9689 | 183.3508 | 328.9689 | 183.3508 | 512.3197
863 | 347.4898 | 173.587 | 347.4898 | 173.587 | 521.0768
864 | 351.7311 | 162.4614 | 351.7311 | 162.4614 | 514.1925
865 | 339.1328 | 151.2253 | 339.1328 | 151.2253 | 490.3581
866 | 331.0951 | 155.7962 | 331.0951 | 155.7962 | 486.8912
867 | 332.8577 | 154.3312 | 332.8577 | 154.3312 | 487.1888
868 | 333.6068 | 171.7243 | 333.6068 | 171.7243 | 505.3311
869 | 333.7174 | 190.1101 | 333.7174 | 190.1101 | 523.8275
870 | 330.4096 | 180.7265 | 330.4096 | 180.7265 | 511.1361
871 | 313.5808 | 170.5601 | 313.5808 | 170.5601 | 484.141
872 | 306.6234 | 161.0033 | 306.6234 | 161.0033 | 467.6267
873 | 312.5035 | 146.4221 | 312.5035 | 146.4221 | 458.9256
874 | 310.9948 | 114.7653 | 310.9948 | 114.7653 | 425.7601
875 | 292.808 | 92.6244 | 292.808 | 92.6244 | 385.4324
876 | 272.0439 | 88.6514 | 272.0439 | 88.6514 | 360.6953
877 | 257.4447 | 86.2735 | 257.4447 | 86.2735 | 343.7182
878 | 248.5503 | 89.9254 | 248.5503 | 89.9254 | 338.4756
879 | 244.4255 | 99.0634 | 244.4255 | 99.0634 | 343.4889
880 | 240.1143 | 131.3198 | 240.1143 | 131.3198 | 371.4341
881 | 233.6522 | 211.0787 | 233.6522 | 211.0787 | 444.7309
882 | 237.4038 | 231.5284 | 237.4038 | 231.5284 | 468.9322
883 | 251.7183 | 239.4688 | 251.7183 | 239.4688 | 491.1871
884 | 278.7638 | 225.7712 | 278.7638 | 225.7712 | 504.535
885 | 301.9925 | 216.8028 | 301.9925 | 216.8028 | 518.7953
886 | 324.2226 | 198.8216 | 324.2226 | 198.8216 | 523.0441
887 | 344.8879 | 188.0998 | 344.8879 | 188.0998 | 532.9877
888 | 351.5278 | 175.3827 | 351.5278 | 175.3827 | 526.9105
889 | 331.9643 | 161.423 | 331.9643 | 161.423 | 493.3873
890 | 330.3119 | 163.0407 | 330.3119 | 163.0407 | 493.3526
891 | 328.7267 | 157.4507 | 328.7267 | 157.4507 | 486.1774
892 | 331.6364 | 170.6792 | 331.6364 | 170.6792 | 502.3155
893 | 333.0047 | 186.3176 | 333.0047 | 186.3176 | 519.3223
894 | 329.247 | 174.7567 | 329.247 | 174.7567 | 504.0037
895 | 314.0787 | 161.5184 | 314.0787 | 161.5184 | 475.5971
896 | 307.4983 | 147.6544 | 307.4983 | 147.6544 | 455.1528
897 | 315.3125 | 128.4494 | 315.3125 | 128.4494 | 443.7619
898 | 309.5471 | 93.8869 | 309.5471 | 93.8869 | 403.4341
899 | 292.2221 | 70.5108 | 292.2221 | 70.5108 | 362.7329
900 | 272.581 | 67.2267 | 272.581 | 67.2267 | 339.8077
901 | 258.8602 | 65.9098 | 258.8602 | 65.9098 | 324.77
902 | 250.1209 | 70.7572 | 250.1209 | 70.7572 | 320.878
903 | 246.6098 | 79.1984 | 246.6098 | 79.1984 | 325.8082
904 | 241.3454 | 110.6393 | 241.3454 | 110.6393 | 351.9847
905 | 235.5622 | 190.7308 | 235.5622 | 190.7308 | 426.293
906 | 239.1399 | 211.0301 | 239.1399 | 211.0301 | 450.17
907 | 250.577 | 220.451 | 250.577 | 220.451 | 471.028
908 | 272.6639 | 206.3021 | 272.6639 | 206.3021 | 478.966
909 | 290.9983 | 197.2071 | 290.9983 | 197.2071 | 488.2054
910 | 313.2253 | 180.168 | 313.2253 | 180.168 | 493.3933
911 | 331.5372 | 170.7526 | 331.5372 | 170.7526 | 502.2898
912 | 337.6397 | 159.4606 | 337.6397 | 159.4606 | 497.1004
913 | 326.4951 | 145.5405 | 326.4951 | 145.5405 | 472.0356
914 | 323.879 | 146.311 | 323.879 | 146.311 | 470.19
915 | 324.3995 | 140.8635 | 324.3995 | 140.8635 | 465.263
916 | 328.242 | 155.3588 | 328.242 | 155.3588 | 483.6008
917 | 327.9421 | 172.0662 | 327.9421 | 172.0662 | 500.0083
918 | 324.4167 | 161.4158 | 324.4167 | 161.4158 | 485.8325
919 | 312.0238 | 149.4284 | 312.0238 | 149.4284 | 461.4521
920 | 304.0582 | 136.2295 | 304.0582 | 136.2295 | 440.2877
921 | 311.3695 | 118.8218 | 311.3695 | 118.8218 | 430.1913
922 | 308.4968 | 84.9639 | 308.4968 | 84.9639 | 393.4608
923 | 291.623 | 61.0653 | 291.623 | 61.0653 | 352.6883
924 | 271.5909 | 56.1581 | 271.5909 | 56.1581 | 327.749
925 | 258.9832 | 55.1103 | 258.9832 | 55.1103 | 314.0935
926 | 248.6319 | 59.6014 | 248.6319 | 59.6014 | 308.2333
927 | 244.8635 | 68.5732 | 244.8635 | 68.5732 | 313.4367
928 | 241.5836 | 102.0963 | 241.5836 | 102.0963 | 343.68
929 | 235.024 | 184.6343 | 235.024 | 184.6343 | 419.6583
930 | 236.1242 | 208.2669 | 236.1242 | 208.2669 | 444.3911
931 | 248.0383 | 218.2816 | 248.0383 | 218.2816 | 466.3199
932 | 265.8792 | 205.2411 | 265.8792 | 205.2411 | 471.1203
933 | 288.1457 | 195.7898 | 288.1457 | 195.7898 | 483.9355
934 | 307.4371 | 176.6209 | 307.4371 | 176.6209 | 484.058
935 | 327.6721 | 163.7535 | 327.6721 | 163.7535 | 491.4257
936 | 333.4067 | 150.2368 | 333.4067 | 150.2368 | 483.6435
937 | 323.0814 | 137.4013 | 323.0814 | 137.4013 | 460.4827
938 | 321.2329 | 140.2463 | 321.2329 | 140.2463 | 461.4792
939 | 319.7019 | 138.037 | 319.7019 | 138.037 | 457.7388
940 | 323.2312 | 154.5988 | 323.2312 | 154.5988 | 477.83
941 | 326.9421 | 174.3147 | 326.9421 | 174.3147 | 501.2569
942 | 323.2143 | 166.5225 | 323.2143 | 166.5225 | 489.7368
943 | 309.9721 | 156.7758 | 309.9721 | 156.7758 | 466.7479
944 | 306.9315 | 146.6648 | 306.9315 | 146.6648 | 453.5963
945 | 314.6552 | 130.4051 | 314.6552 | 130.4051 | 445.0602
946 | 309.1504 | 96.7372 | 309.1504 | 96.7372 | 405.8876
947 | 290.6312 | 73.5987 | 290.6312 | 73.5987 | 364.2299
948 | 271.8099 | 69.4198 | 271.8099 | 69.4198 | 341.2297
949 | 257.7347 | 67.137 | 257.7347 | 67.137 | 324.8717
950 | 250.9566 | 70.9234 | 250.9566 | 70.9234 | 321.88
951 | 246.8009 | 79.6181 | 246.8009 | 79.6181 | 326.4189
952 | 243.5045 | 112.2703 | 243.5045 | 112.2703 | 355.7748
953 | 239.5188 | 192.9714 | 239.5188 | 192.9714 | 432.4902
954 | 240.5739 | 214.2762 | 240.5739 | 214.2762 | 454.8502
955 | 252.7331 | 223.7764 | 252.7331 | 223.7764 | 476.5095
956 | 275.0819 | 211.4009 | 275.0819 | 211.4009 | 486.4829
957 | 299.6486 | 203.7865 | 299.6486 | 203.7865 | 503.4351
958 | 319.6047 | 187.8559 | 319.6047 | 187.8559 | 507.4606
959 | 341.1544 | 179.4222 | 341.1544 | 179.4222 | 520.5766
960 | 344.6877 | 169.0566 | 344.6877 | 169.0566 | 513.7443
961 | 332.54 | 157.3772 | 332.54 | 157.3772 | 489.9171
962 | 330.0313 | 161.671 | 330.0313 | 161.671 | 491.7023
963 | 331.4364 | 159.4775 | 331.4364 | 159.4775 | 490.914
964 | 335.6988 | 175.5563 | 335.6988 | 175.5563 | 511.2551
965 | 339.3528 | 193.0079 | 339.3528 | 193.0079 | 532.3607
966 | 332.7774 | 182.4842 | 332.7774 | 182.4842 | 515.2615
967 | 317.3949 | 170.7581 | 317.3949 | 170.7581 | 488.153
968 | 312.0163 | 158.8419 | 312.0163 | 158.8419 | 470.8581
969 | 317.247 | 142.115 | 317.247 | 142.115 | 459.362
970 | 313.6546 | 108.3126 | 313.6546 | 108.3126 | 421.9672
971 | 294.7909 | 84.9048 | 294.7909 | 84.9048 | 379.6958
972 | 273.2158 | 81.6048 | 273.2158 | 81.6048 | 354.8206
973 | 258.6663 | 82.584 | 258.6663 | 82.584 | 341.2503
974 | 249.4262 | 90.3608 | 249.4262 | 90.3608 | 339.787
975 | 245.0597 | 103.0063 | 245.0597 | 103.0063 | 348.066
976 | 243.1295 | 138.5089 | 243.1295 | 138.5089 | 381.6384
977 | 237.8889 | 221.2131 | 237.8889 | 221.2131 | 459.102
978 | 240.9231 | 244.426 | 240.9231 | 244.426 | 485.3491
979 | 255.7519 | 255.2959 | 255.7519 | 255.2959 | 511.0478
980 | 286.9839 | 242.1366 | 286.9839 | 242.1366 | 529.1205
981 | 312.1894 | 231.4344 | 312.1894 | 231.4344 | 543.6238
982 | 333.2191 | 211.545 | 333.2191 | 211.545 | 544.7641
983 | 354.9598 | 198.7409 | 354.9598 | 198.7409 | 553.7006
984 | 362.2539 | 182.0492 | 362.2539 | 182.0492 | 544.3031
985 | 342.01 | 164.8908 | 342.01 | 164.8908 | 506.9008
986 | 337.2774 | 161.3305 | 337.2774 | 161.3305 | 498.6079
987 | 340.6634 | 153.2465 | 340.6634 | 153.2465 | 493.9099
988 | 338.828 | 167.9318 | 338.828 | 167.9318 | 506.7598
989 | 340.4985 | 185.9613 | 340.4985 | 185.9613 | 526.4598
990 | 335.1789 | 177.7337 | 335.1789 | 177.7337 | 512.9126
991 | 316.7125 | 168.5887 | 316.7125 | 168.5887 | 485.3012
992 | 308.5375 | 158.1689 | 308.5375 | 158.1689 | 466.7064
993 | 320.4669 | 141.8062 | 320.4669 | 141.8062 | 462.2731
994 | 314.755 | 107.8851 | 314.755 | 107.8851 | 422.64
995 | 293.9843 | 83.733 | 293.9843 | 83.733 | 377.7174
996 | 272.5479 | 78.7387 | 272.5479 | 78.7387 | 351.2866
997 | 257.9504 | 77.2001 | 257.9504 | 77.2001 | 335.1505
998 | 248.2822 | 82.4988 | 248.2822 | 82.4988 | 330.781
999 | 244.3277 | 91.0588 | 244.3277 | 91.0588 | 335.3865
1000 | 242.8987 | 124.3603 | 242.8987 | 124.3603 | 367.2591
1001 | 238.7399 | 206.8587 | 238.7399 | 206.8587 | 445.5986
1002 | 242.3385 | 230.5704 | 242.3385 | 230.5704 | 472.9089
1003 | 259.5669 | 241.0998 | 259.5669 | 241.0998 | 500.6668
1004 | 289.2522 | 227.9564 | 289.2522 | 227.9564 | 517.2086
1005 | 315.0402 | 217.1116 | 315.0402 | 217.1116 | 532.1519
1006 | 332.1512 | 195.5754 | 332.1512 | 195.5754 | 527.7266
1007 | 354.241 | 182.8347 | 354.241 | 182.8347 | 537.0757
1008 | 360.4119 | 169.2308 | 360.4119 | 169.2308 | 529.6427
1009 | 342.6214 | 155.0732 | 342.6214 | 155.0732 | 497.6946
1010 | 341.0293 | 157.1263 | 341.0293 | 157.1263 | 498.1557
1011 | 341.6392 | 152.7635 | 341.6392 | 152.7635 | 494.4027
1012 | 345.8865 | 168.6048 | 345.8865 | 168.6048 | 514.4913
1013 | 346.6993 | 186.3414 | 346.6993 | 186.3414 | 533.0407
1014 | 342.1159 | 175.9364 | 342.1159 | 175.9364 | 518.0523
1015 | 326.2792 | 163.6878 | 326.2792 | 163.6878 | 489.967
1016 | 320.9632 | 150.576 | 320.9632 | 150.576 | 471.5392
1017 | 325.072 | 131.5848 | 325.072 | 131.5848 | 456.6568
1018 | 314.9349 | 94.9637 | 314.9349 | 94.9637 | 409.8986
1019 | 294.9048 | 68.8878 | 294.9048 | 68.8878 | 363.7925
1020 | 274.8549 | 64.2972 | 274.8549 | 64.2972 | 339.1521
1021 | 260.5433 | 64.7776 | 260.5433 | 64.7776 | 325.3209
1022 | 251.442 | 71.5568 | 251.442 | 71.5568 | 322.9988
1023 | 246.356 | 82.3338 | 246.356 | 82.3338 | 328.6898
1024 | 245.0825 | 116.8229 | 245.0825 | 116.8229 | 361.9054
1025 | 245.3786 | 202.0528 | 245.3786 | 202.0528 | 447.4314
1026 | 246.5888 | 228.7098 | 246.5888 | 228.7098 | 475.2986
1027 | 259.9251 | 242.4775 | 259.9251 | 242.4775 | 502.4025
1028 | 288.4701 | 231.543 | 288.4701 | 231.543 | 520.0132
1029 | 316.5054 | 220.9674 | 316.5054 | 220.9674 | 537.4729
1030 | 342.5853 | 199.9459 | 342.5853 | 199.9459 | 542.5312
1031 | 366.9153 | 186.1758 | 366.9153 | 186.1758 | 553.0911
1032 | 367.6574 | 170.2126 | 367.6574 | 170.2126 | 537.8699
1033 | 351.0321 | 151.154 | 351.0321 | 151.154 | 502.1862
1034 | 348.0676 | 146.7069 | 348.0676 | 146.7069 | 494.7745
1035 | 350.1155 | 137.3957 | 350.1155 | 137.3957 | 487.5112
1036 | 348.2173 | 149.397 | 348.2173 | 149.397 | 497.6143
1037 | 347.8533 | 165.1938 | 347.8533 | 165.1938 | 513.0471
1038 | 341.2003 | 154.2188 | 341.2003 | 154.2188 | 495.4191
1039 | 322.6692 | 142.7302 | 322.6692 | 142.7302 | 465.3994
1040 | 315.2761 | 131.2653 | 315.2761 | 131.2653 | 446.5414
1041 | 323.5603 | 114.9185 | 323.5603 | 114.9185 | 438.4788
1042 | 314.5831 | 82.6283 | 314.5831 | 82.6283 | 397.2114
1043 | 294.5507 | 60.3369 | 294.5507 | 60.3369 | 354.8876
1044 | 275.6147 | 57.219 | 275.6147 | 57.219 | 332.8337
1045 | 260.2271 | 58.6969 | 260.2271 | 58.6969 | 318.9241
1046 | 252.1799 | 66.6876 | 252.1799 | 66.6876 | 318.8675
1047 | 247.1833 | 77.2903 | 247.1833 | 77.2903 | 324.4736
1048 | 245.1043 | 111.8824 | 245.1043 | 111.8824 | 356.9866
1049 | 241.1171 | 195.7663 | 241.1171 | 195.7663 | 436.8834
1050 | 242.8701 | 220.5627 | 242.8701 | 220.5627 | 463.4328
1051 | 256.8153 | 233.7207 | 256.8153 | 233.7207 | 490.536
1052 | 282.4423 | 224.5835 | 282.4423 | 224.5835 | 507.0259
1053 | 308.8165 | 215.5677 | 308.8165 | 215.5677 | 524.3842
1054 | 330.0635 | 194.4432 | 330.0635 | 194.4432 | 524.5067
1055 | 348.8827 | 181.75 | 348.8827 | 181.75 | 530.6327
1056 | 354.1981 | 165.85 | 354.1981 | 165.85 | 520.0482
1057 | 339.8071 | 145.4534 | 339.8071 | 145.4534 | 485.2605
1058 | 334.0298 | 143.8487 | 334.0298 | 143.8487 | 477.8785
1059 | 334.9544 | 134.3949 | 334.9544 | 134.3949 | 469.3493
1060 | 337.2591 | 147.5364 | 337.2591 | 147.5364 | 484.7955
1061 | 337.8888 | 164.1249 | 337.8888 | 164.1249 | 502.0138
1062 | 334.7711 | 153.7595 | 334.7711 | 153.7595 | 488.5306
1063 | 321.8702 | 143.7278 | 321.8702 | 143.7278 | 465.598
1064 | 315.9264 | 134.2343 | 315.9264 | 134.2343 | 450.1607
1065 | 322.5621 | 120.4844 | 322.5621 | 120.4844 | 443.0465
1066 | 318.6375 | 90.8941 | 318.6375 | 90.8941 | 409.5317
1067 | 295.4954 | 72.4427 | 295.4954 | 72.4427 | 367.9381
1068 | 277.8654 | 73.6161 | 277.8654 | 73.6161 | 351.4815
1069 | 263.1665 | 78.1344 | 263.1665 | 78.1344 | 341.3009
1070 | 253.2681 | 89.5928 | 253.2681 | 89.5928 | 342.8609
1071 | 248.3109 | 103.7585 | 248.3109 | 103.7585 | 352.0694
1072 | 246.0022 | 139.071 | 246.0022 | 139.071 | 385.0732
1073 | 241.5048 | 222.7095 | 241.5048 | 222.7095 | 464.2143
1074 | 242.3384 | 247.4347 | 242.3384 | 247.4347 | 489.7731
1075 | 254.4406 | 259.8088 | 254.4406 | 259.8088 | 514.2495
1076 | 277.1864 | 249.294 | 277.1864 | 249.294 | 526.4804
1077 | 300.1672 | 239.2568 | 300.1672 | 239.2568 | 539.4241
1078 | 320.7253 | 216.1846 | 320.7253 | 216.1846 | 536.9099
1079 | 338.9299 | 201.417 | 338.9299 | 201.417 | 540.3469
1080 | 343.98 | 187.536 | 343.98 | 187.536 | 531.516
1081 | 332.6486 | 170.821 | 332.6486 | 170.821 | 503.4696
1082 | 329.7135 | 169.5647 | 329.7135 | 169.5647 | 499.2782
1083 | 327.633 | 163.555 | 327.633 | 163.555 | 491.1881
1084 | 332.2619 | 178.6125 | 332.2619 | 178.6125 | 510.8744
1085 | 335.7536 | 196.5312 | 335.7536 | 196.5312 | 532.2848
1086 | 329.0407 | 187.1397 | 329.0407 | 187.1397 | 516.1804
1087 | 319.5362 | 176.6962 | 319.5362 | 176.6962 | 496.2324
1088 | 317.1572 | 165.8092 | 317.1572 | 165.8092 | 482.9664
1089 | 323.0509 | 150.3413 | 323.0509 | 150.3413 | 473.3922
1090 | 311.46 | 118.9379 | 311.46 | 118.9379 | 430.3978
1091 | 291.1096 | 98.3408 | 291.1096 | 98.3408 | 389.4504
1092 | 273.0756 | 98.3582 | 273.0756 | 98.3582 | 371.4338
1093 | 258.4402 | 103.312 | 258.4402 | 103.312 | 361.7522
1094 | 250.716 | 114.7705 | 250.716 | 114.7705 | 365.4864
1095 | 246.7713 | 128.0018 | 246.7713 | 128.0018 | 374.7731
1096 | 246.0123 | 162.4751 | 246.0123 | 162.4751 | 408.4874
1097 | 243.72 | 245.0764 | 243.72 | 245.0764 | 488.7964
1098 | 243.2155 | 268.226 | 243.2155 | 268.226 | 511.4415
1099 | 255.5038 | 279.5551 | 255.5038 | 279.5551 | 535.0589
1100 | 279.5978 | 268.5493 | 279.5978 | 268.5493 | 548.1471
1101 | 300.1334 | 258.3063 | 300.1334 | 258.3063 | 558.4397
1102 | 322.7237 | 235.915 | 322.7237 | 235.915 | 558.6386
1103 | 345.8874 | 222.8575 | 345.8874 | 222.8575 | 568.745
1104 | 351.8899 | 208.3036 | 351.8899 | 208.3036 | 560.1935
1105 | 338.622 | 190.9948 | 338.622 | 190.9948 | 529.6168
1106 | 334.199 | 188.6063 | 334.199 | 188.6063 | 522.8052
1107 | 335.0431 | 180.5856 | 335.0431 | 180.5856 | 515.6287
1108 | 341.0374 | 193.0223 | 341.0374 | 193.0223 | 534.0597
1109 | 346.8903 | 207.7503 | 346.8903 | 207.7503 | 554.6405
1110 | 339.4884 | 195.453 | 339.4884 | 195.453 | 534.9414
1111 | 328.1478 | 182.373 | 328.1478 | 182.373 | 510.5209
1112 | 325.8248 | 169.4038 | 325.8248 | 169.4038 | 495.2285
1113 | 328.2448 | 152.0435 | 328.2448 | 152.0435 | 480.2884
1114 | 315.7132 | 118.5578 | 315.7132 | 118.5578 | 434.271
1115 | 296.7611 | 95.831 | 296.7611 | 95.831 | 392.592
1116 | 277.4247 | 94.2174 | 277.4247 | 94.2174 | 371.6421
1117 | 261.3829 | 97.5243 | 261.3829 | 97.5243 | 358.9072
1118 | 252.9277 | 106.6234 | 252.9277 | 106.6234 | 359.551
1119 | 249.9248 | 119.0867 | 249.9248 | 119.0867 | 369.0115
1120 | 248.5114 | 153.4491 | 248.5114 | 153.4491 | 401.9605
1121 | 246.225 | 235.0291 | 246.225 | 235.0291 | 481.2541
1122 | 247.8163 | 256.3735 | 247.8163 | 256.3735 | 504.1898
1123 | 262.4143 | 266.0082 | 262.4143 | 266.0082 | 528.4226
1124 | 288.7668 | 254.2345 | 288.7668 | 254.2345 | 543.0013
1125 | 313.6067 | 245.7571 | 313.6067 | 245.7571 | 559.3638
1126 | 333.7137 | 226.3269 | 333.7137 | 226.3269 | 560.0406
1127 | 359.2549 | 213.7366 | 359.2549 | 213.7366 | 572.9915
1128 | 358.7056 | 199.3252 | 358.7056 | 199.3252 | 558.0307
1129 | 343.363 | 179.7361 | 343.363 | 179.7361 | 523.0992
1130 | 339.0383 | 180.2375 | 339.0383 | 180.2375 | 519.2758
1131 | 340.3719 | 177.1573 | 340.3719 | 177.1573 | 517.5292
1132 | 340.245 | 194.0437 | 340.245 | 194.0437 | 534.2886
1133 | 348.8254 | 212.8016 | 348.8254 | 212.8016 | 561.627
1134 | 342.5114 | 203.7822 | 342.5114 | 203.7822 | 546.2936
1135 | 327.3699 | 194.0592 | 327.3699 | 194.0592 | 521.4291
1136 | 325.0641 | 184.2807 | 325.0641 | 184.2807 | 509.3448
1137 | 330.1985 | 169.7866 | 330.1985 | 169.7866 | 499.9852
1138 | 316.688 | 138.8899 | 316.688 | 138.8899 | 455.5779
1139 | 293.9871 | 118.3958 | 293.9871 | 118.3958 | 412.3829
1140 | 274.9297 | 117.186 | 274.9297 | 117.186 | 392.1157
1141 | 260.299 | 119.2024 | 260.299 | 119.2024 | 379.5013
1142 | 251.8324 | 128.0797 | 251.8324 | 128.0797 | 379.9121
1143 | 247.2086 | 138.1204 | 247.2086 | 138.1204 | 385.329
1144 | 247.5313 | 169.0783 | 247.5313 | 169.0783 | 416.6095
1145 | 244.846 | 248.18 | 244.846 | 248.18 | 493.026
1146 | 247.306 | 267.933 | 247.306 | 267.933 | 515.239
1147 | 267.5502 | 274.6858 | 267.5502 | 274.6858 | 542.236
1148 | 298.8795 | 259.0246 | 298.8795 | 259.0246 | 557.9041
1149 | 325.7111 | 249.5496 | 325.7111 | 249.5496 | 575.2606
1150 | 345.7319 | 231.6791 | 345.7319 | 231.6791 | 577.411
1151 | 370.0157 | 221.2978 | 370.0157 | 221.2978 | 591.3135
1152 | 372.432 | 210.9164 | 372.432 | 210.9164 | 583.3483
1153 | 349.7582 | 200.0207 | 349.7582 | 200.0207 | 549.7789
1154 | 344.9149 | 204.94 | 344.9149 | 204.94 | 549.8549
1155 | 348.0687 | 202.6674 | 348.0687 | 202.6674 | 550.7362
1156 | 346.1743 | 218.9362 | 346.1743 | 218.9362 | 565.1105
1157 | 351.467 | 237.6704 | 351.467 | 237.6704 | 589.1375
1158 | 349.5806 | 227.6534 | 349.5806 | 227.6534 | 577.234
1159 | 331.0946 | 217.5504 | 331.0946 | 217.5504 | 548.645
1160 | 325.9787 | 208.1757 | 325.9787 | 208.1757 | 534.1544
1161 | 334.4919 | 194.4021 | 334.4919 | 194.4021 | 528.8939
1162 | 320.4049 | 164.4872 | 320.4049 | 164.4872 | 484.8921
1163 | 297.9858 | 144.381 | 297.9858 | 144.381 | 442.3668
1164 | 277.7245 | 142.4982 | 277.7245 | 142.4982 | 420.2227
1165 | 262.1612 | 141.783 | 262.1612 | 141.783 | 403.9443
1166 | 253.1265 | 146.6462 | 253.1265 | 146.6462 | 399.7727
1167 | 249.7617 | 155.4755 | 249.7617 | 155.4755 | 405.2371
1168 | 249.5121 | 187.0985 | 249.5121 | 187.0985 | 436.6105
1169 | 246.6916 | 266.604 | 246.6916 | 266.604 | 513.2956
1170 | 247.3236 | 286.2383 | 247.3236 | 286.2383 | 533.5618
1171 | 268.6857 | 293.7432 | 268.6857 | 293.7432 | 562.4289
1172 | 303.3055 | 279.3409 | 303.3055 | 279.3409 | 582.6464
1173 | 326.4604 | 269.4145 | 326.4604 | 269.4145 | 595.8749
1174 | 346.8199 | 250.3881 | 346.8199 | 250.3881 | 597.208
1175 | 377.9023 | 239.0963 | 377.9023 | 239.0963 | 616.9986
1176 | 377.3511 | 225.8883 | 377.3511 | 225.8883 | 603.2394
1177 | 354.1815 | 211.6198 | 354.1815 | 211.6198 | 565.8014
1178 | 347.8721 | 212.7625 | 347.8721 | 212.7625 | 560.6346
1179 | 351.7755 | 206.9349 | 351.7755 | 206.9349 | 558.7104
1180 | 352.8143 | 220.4564 | 352.8143 | 220.4564 | 573.2707
1181 | 361.0459 | 236.5224 | 361.0459 | 236.5224 | 597.5683
1182 | 357.9217 | 225.8799 | 357.9217 | 225.8799 | 583.8016
1183 | 341.6667 | 215.6027 | 341.6667 | 215.6027 | 557.2694
1184 | 339.6732 | 204.7633 | 339.6732 | 204.7633 | 544.4365
1185 | 337.6191 | 190.4433 | 337.6191 | 190.4433 | 528.0624
1186 | 322.1441 | 159.9742 | 322.1441 | 159.9742 | 482.1182
1187 | 300.7433 | 139.6622 | 300.7433 | 139.6622 | 440.4054
1188 | 278.6712 | 137.5973 | 278.6712 | 137.5973 | 416.2685
1189 | 265.5573 | 137.2859 | 265.5573 | 137.2859 | 402.8432
1190 | 256.8626 | 143.1626 | 256.8626 | 143.1626 | 400.0251
1191 | 251.3331 | 152.2531 | 251.3331 | 152.2531 | 403.5861
1192 | 250.9392 | 184.4699 | 250.9392 | 184.4699 | 435.4091
1193 | 252.5183 | 264.7988 | 252.5183 | 264.7988 | 517.3172
1194 | 252.6414 | 285.304 | 252.6414 | 285.304 | 537.9454
1195 | 274.4784 | 293.2285 | 274.4784 | 293.2285 | 567.7069
1196 | 308.1621 | 279.0242 | 308.1621 | 279.0242 | 587.1863
1197 | 333.4516 | 269.5966 | 333.4516 | 269.5966 | 603.0482
1198 | 353.1078 | 251.0849 | 353.1078 | 251.0849 | 604.1926
1199 | 379.0353 | 240.3156 | 379.0353 | 240.3156 | 619.3509
1200 | 378.8744 | 229.1978 | 378.8744 | 229.1978 | 608.0723
1201 | 355.1841 | 218.7614 | 355.1841 | 218.7614 | 573.9455
1202 | 351.0705 | 224.6625 | 351.0705 | 224.6625 | 575.733
1203 | 356.1638 | 224.2267 | 356.1638 | 224.2267 | 580.3905
1204 | 356.7241 | 242.2612 | 356.7241 | 242.2612 | 598.9853
1205 | 362.6354 | 259.6573 | 362.6354 | 259.6573 | 622.2927
1206 | 356.311 | 248.7298 | 356.311 | 248.7298 | 605.0407
1207 | 338.6092 | 236.6791 | 338.6092 | 236.6791 | 575.2883
1208 | 334.2883 | 223.8207 | 334.2883 | 223.8207 | 558.109
1209 | 336.8173 | 206.0408 | 336.8173 | 206.0408 | 542.8581
1210 | 323.3988 | 171.502 | 323.3988 | 171.502 | 494.9008
1211 | 303.1762 | 146.3128 | 303.1762 | 146.3128 | 449.489
1212 | 281.4871 | 139.4342 | 281.4871 | 139.4342 | 420.9213
1213 | 265.8124 | 134.7998 | 265.8124 | 134.7998 | 400.6122
1214 | 256.9696 | 135.0075 | 256.9696 | 135.0075 | 391.9771
1215 | 253.2378 | 137.5978 | 253.2378 | 137.5978 | 390.8356
1216 | 253.5912 | 165.0641 | 253.5912 | 165.0641 | 418.6553
1217 | 254.31 | 242.0994 | 254.31 | 242.0994 | 496.4094
1218 | 253.7083 | 260.6569 | 253.7083 | 260.6569 | 514.3652
1219 | 270.2485 | 266.9504 | 270.2485 | 266.9504 | 537.1989
1220 | 299.5867 | 252.366 | 299.5867 | 252.366 | 551.9527
1221 | 323.3805 | 243.1918 | 323.3805 | 243.1918 | 566.5723
1222 | 339.6329 | 225.7252 | 339.6329 | 225.7252 | 565.3581
1223 | 368.025 | 216.1277 | 368.025 | 216.1277 | 584.1527
1224 | 371.0572 | 205.4137 | 371.0572 | 205.4137 | 576.4709
1225 | 352.5331 | 194.1064 | 352.5331 | 194.1064 | 546.6395
1226 | 348.7738 | 198.3131 | 348.7738 | 198.3131 | 547.0869
1227 | 350.9334 | 195.2804 | 350.9334 | 195.2804 | 546.2138
1228 | 353.9261 | 211.3434 | 353.9261 | 211.3434 | 565.2695
1229 | 356.2144 | 229.46 | 356.2144 | 229.46 | 585.6744
1230 | 353.0466 | 218.7463 | 353.0466 | 218.7463 | 571.7929
1231 | 336.431 | 206.4343 | 336.431 | 206.4343 | 542.8652
1232 | 333.1795 | 193.1166 | 333.1795 | 193.1166 | 526.2961
1233 | 334.6622 | 174.9726 | 334.6622 | 174.9726 | 509.6348
1234 | 321.2764 | 141.2335 | 321.2764 | 141.2335 | 462.5099
1235 | 298.7647 | 117.8574 | 298.7647 | 117.8574 | 416.6221
1236 | 281.2125 | 111.9605 | 281.2125 | 111.9605 | 393.173
1237 | 267.5274 | 107.239 | 267.5274 | 107.239 | 374.7664
1238 | 259.2964 | 108.3098 | 259.2964 | 108.3098 | 367.6062
1239 | 255.0041 | 114.93 | 255.0041 | 114.93 | 369.9341
1240 | 254.9762 | 146.4422 | 254.9762 | 146.4422 | 401.4184
1241 | 253.5141 | 225.5835 | 253.5141 | 225.5835 | 479.0977
1242 | 250.3998 | 245.8749 | 250.3998 | 245.8749 | 496.2748
1243 | 263.5932 | 255.573 | 263.5932 | 255.573 | 519.1662
1244 | 289.14 | 245.0898 | 289.14 | 245.0898 | 534.2298
1245 | 313.4912 | 238.7105 | 313.4912 | 238.7105 | 552.2017
1246 | 331.8335 | 222.5978 | 331.8335 | 222.5978 | 554.4313
1247 | 358.378 | 213.3645 | 358.378 | 213.3645 | 571.7425
1248 | 354.1809 | 202.5317 | 354.1809 | 202.5317 | 556.7126
1249 | 339.5902 | 191.0185 | 339.5902 | 191.0185 | 530.6087
1250 | 337.5056 | 195.5341 | 337.5056 | 195.5341 | 533.0397
1251 | 334.5788 | 193.9819 | 334.5788 | 193.9819 | 528.5608
1252 | 338.7848 | 209.744 | 338.7848 | 209.744 | 548.5289
1253 | 343.8693 | 226.0951 | 343.8693 | 226.0951 | 569.9643
1254 | 336.8899 | 215.6189 | 336.8899 | 215.6189 | 552.5087
1255 | 326.7741 | 204.0432 | 326.7741 | 204.0432 | 530.8173
1256 | 330.6593 | 191.066 | 330.6593 | 191.066 | 521.7253
1257 | 328.9968 | 172.4786 | 328.9968 | 172.4786 | 501.4753
1258 | 315.8973 | 137.3935 | 315.8973 | 137.3935 | 453.2908
1259 | 295.6339 | 113.7086 | 295.6339 | 113.7086 | 409.3425
1260 | 277.2036 | 110.8045 | 277.2036 | 110.8045 | 388.0082
1261 | 262.9493 | 111.2611 | 262.9493 | 111.2611 | 374.2105
1262 | 255.9989 | 116.9715 | 255.9989 | 116.9715 | 372.9704
1263 | 251.7761 | 125.3494 | 251.7761 | 125.3494 | 377.1256
1264 | 252.9039 | 158.0255 | 252.9039 | 158.0255 | 410.9293
1265 | 251.826 | 240.4288 | 251.826 | 240.4288 | 492.2549
1266 | 249.078 | 263.333 | 249.078 | 263.333 | 512.411
1267 | 259.4506 | 275.0738 | 259.4506 | 275.0738 | 534.5244
1268 | 286.4254 | 267.1559 | 286.4254 | 267.1559 | 553.5813
1269 | 309.7787 | 263.7219 | 309.7787 | 263.7219 | 573.5006
1270 | 329.2129 | 248.9788 | 329.2129 | 248.9788 | 578.1917
1271 | 358.0343 | 239.603 | 358.0343 | 239.603 | 597.6373
1272 | 356.8397 | 227.8202 | 356.8397 | 227.8202 | 584.6599
1273 | 342.0337 | 215.5152 | 342.0337 | 215.5152 | 557.549
1274 | 334.8894 | 219.6032 | 334.8894 | 219.6032 | 554.4926
1275 | 335.441 | 217.6869 | 335.441 | 217.6869 | 553.1279
1276 | 338.3364 | 236.4418 | 338.3364 | 236.4418 | 574.7782
1277 | 343.4197 | 256.9178 | 343.4197 | 256.9178 | 600.3376
1278 | 336.5423 | 248.7535 | 336.5423 | 248.7535 | 585.2958
1279 | 324.2151 | 238.4288 | 324.2151 | 238.4288 | 562.644
1280 | 326.7015 | 226.0455 | 326.7015 | 226.0455 | 552.7469
1281 | 330.9101 | 208.1389 | 330.9101 | 208.1389 | 539.049
1282 | 316.2109 | 173.3785 | 316.2109 | 173.3785 | 489.5894
1283 | 291.4918 | 148.8702 | 291.4918 | 148.8702 | 440.362
1284 | 272.9661 | 144.2876 | 272.9661 | 144.2876 | 417.2537
1285 | 258.6642 | 145.5755 | 258.6642 | 145.5755 | 404.2397
1286 | 251.1093 | 150.9613 | 251.1093 | 150.9613 | 402.0705
1287 | 247.3572 | 156.196 | 247.3572 | 156.196 | 403.5531
1288 | 248.5837 | 185.2933 | 248.5837 | 185.2933 | 433.877
1289 | 248.5203 | 262.7799 | 248.5203 | 262.7799 | 511.3002
1290 | 248.1513 | 279.5084 | 248.1513 | 279.5084 | 527.6597
1291 | 263.6789 | 283.4821 | 263.6789 | 283.4821 | 547.161
1292 | 292.8332 | 267.7259 | 292.8332 | 267.7259 | 560.5591
1293 | 318.2178 | 258.0767 | 318.2178 | 258.0767 | 576.2945
1294 | 338.5823 | 240.8476 | 338.5823 | 240.8476 | 579.4299
1295 | 366.2578 | 231.0284 | 366.2578 | 231.0284 | 597.2862
1296 | 367.2133 | 218.6438 | 367.2133 | 218.6438 | 585.8571
1297 | 346.6152 | 207.1148 | 346.6152 | 207.1148 | 553.73
1298 | 339.396 | 211.9708 | 339.396 | 211.9708 | 551.3668
1299 | 341.4451 | 209.4527 | 341.4451 | 209.4527 | 550.8978
1300 | 341.9863 | 226.1174 | 341.9863 | 226.1174 | 568.1037
1301 | 352.222 | 244.3449 | 352.222 | 244.3449 | 596.5668
1302 | 346.8396 | 234.2804 | 346.8396 | 234.2804 | 581.1199
1303 | 335.9872 | 222.2534 | 335.9872 | 222.2534 | 558.2406
1304 | 337.2202 | 209.0466 | 337.2202 | 209.0466 | 546.2668
1305 | 334.6756 | 191.3222 | 334.6756 | 191.3222 | 525.9978
1306 | 317.745 | 157.496 | 317.745 | 157.496 | 475.241
1307 | 293.8213 | 133.2569 | 293.8213 | 133.2569 | 427.0782
1308 | 273.0662 | 127.55 | 273.0662 | 127.55 | 400.6162
1309 | 259.1699 | 123.5728 | 259.1699 | 123.5728 | 382.7427
1310 | 251.3919 | 125.1344 | 251.3919 | 125.1344 | 376.5263
1311 | 248.3488 | 131.4142 | 248.3488 | 131.4142 | 379.763
1312 | 249.7483 | 162.0713 | 249.7483 | 162.0713 | 411.8196
1313 | 249.5898 | 242.4082 | 249.5898 | 242.4082 | 491.998
1314 | 252.1519 | 264.6314 | 252.1519 | 264.6314 | 516.7833
1315 | 273.272 | 276.1505 | 273.272 | 276.1505 | 549.4225
1316 | 311.9941 | 267.3063 | 311.9941 | 267.3063 | 579.3004
1317 | 337.382 | 264.6799 | 337.382 | 264.6799 | 602.0618
1318 | 359.1118 | 251.1482 | 359.1118 | 251.1482 | 610.26
1319 | 392.2378 | 241.0519 | 392.2378 | 241.0519 | 633.2897
1320 | 385.2287 | 228.1923 | 385.2287 | 228.1923 | 613.421
1321 | 357.9403 | 213.425 | 357.9403 | 213.425 | 571.3653
1322 | 356.7355 | 214.4964 | 356.7355 | 214.4964 | 571.2319
1323 | 357.5239 | 208.463 | 357.5239 | 208.463 | 565.9869
1324 | 356.3856 | 223.1325 | 356.3856 | 223.1325 | 579.5181
1325 | 365.3519 | 241.5183 | 365.3519 | 241.5183 | 606.8703
1326 | 358.8251 | 230.6779 | 358.8251 | 230.6779 | 589.503
1327 | 341.3406 | 218.7222 | 341.3406 | 218.7222 | 560.0628
1328 | 348.6899 | 208.3103 | 348.6899 | 208.3103 | 557.0002
1329 | 344.8845 | 194.0062 | 344.8845 | 194.0062 | 538.8907
1330 | 324.9412 | 163.3708 | 324.9412 | 163.3708 | 488.312
1331 | 297.7495 | 142.1403 | 297.7495 | 142.1403 | 439.8898
1332 | 275.7831 | 138.4524 | 275.7831 | 138.4524 | 414.2355
1333 | 260.7743 | 136.2883 | 260.7743 | 136.2883 | 397.0626
1334 | 253.8221 | 139.3067 | 253.8221 | 139.3067 | 393.1288
1335 | 249.6484 | 146.0774 | 249.6484 | 146.0774 | 395.7258
1336 | 251.321 | 176.5365 | 251.321 | 176.5365 | 427.8576
1337 | 251.8507 | 255.6779 | 251.8507 | 255.6779 | 507.5286
1338 | 254.1024 | 275.8426 | 254.1024 | 275.8426 | 529.945
1339 | 274.4652 | 283.9413 | 274.4652 | 283.9413 | 558.4065
1340 | 314.1184 | 270.2991 | 314.1184 | 270.2991 | 584.4175
1341 | 338.1051 | 262.2967 | 338.1051 | 262.2967 | 600.4019
1342 | 358.5986 | 245.2339 | 358.5986 | 245.2339 | 603.8325
1343 | 386.4613 | 235.7472 | 386.4613 | 235.7472 | 622.2085
1344 | 380.1223 | 225.247 | 380.1223 | 225.247 | 605.3693
1345 | 356.6647 | 213.1242 | 356.6647 | 213.1242 | 569.7888
1346 | 351.2948 | 216.6421 | 351.2948 | 216.6421 | 567.9368
1347 | 352.1801 | 213.4748 | 352.1801 | 213.4748 | 565.6549
1348 | 354.507 | 228.746 | 354.507 | 228.746 | 583.253
1349 | 359.4351 | 245.0812 | 359.4351 | 245.0812 | 604.5163
1350 | 355.5284 | 233.5045 | 355.5284 | 233.5045 | 589.0328
1351 | 339.3862 | 221.1291 | 339.3862 | 221.1291 | 560.5153
1352 | 343.5367 | 208.722 | 343.5367 | 208.722 | 552.2587
1353 | 344.5296 | 192.399 | 344.5296 | 192.399 | 536.9286
1354 | 324.618 | 159.3329 | 324.618 | 159.3329 | 483.9509
1355 | 299.6417 | 134.9037 | 299.6417 | 134.9037 | 434.5455
1356 | 280.6648 | 127.6054 | 280.6648 | 127.6054 | 408.2702
1357 | 265.9065 | 121.8389 | 265.9065 | 121.8389 | 387.7454
1358 | 257.4309 | 121.5795 | 257.4309 | 121.5795 | 379.0104
1359 | 254.7409 | 125.9749 | 254.7409 | 125.9749 | 380.7159
1360 | 254.9222 | 155.6581 | 254.9222 | 155.6581 | 410.5803
1361 | 257.1248 | 234.6332 | 257.1248 | 234.6332 | 491.758
1362 | 258.0881 | 254.8771 | 258.0881 | 254.8771 | 512.9652
1363 | 279.9452 | 263.1104 | 279.9452 | 263.1104 | 543.0557
1364 | 318.108 | 249.3098 | 318.108 | 249.3098 | 567.4178
1365 | 336.8152 | 240.3732 | 336.8152 | 240.3732 | 577.1884
1366 | 352.7182 | 223.3104 | 352.7182 | 223.3104 | 576.0285
1367 | 380.3061 | 214.0375 | 380.3061 | 214.0375 | 594.3436
1368 | 372.7397 | 203.3868 | 372.7397 | 203.3868 | 576.1265
1369 | 351.7922 | 191.3907 | 351.7922 | 191.3907 | 543.1828
1370 | 350.162 | 194.1564 | 350.162 | 194.1564 | 544.3184
1371 | 353.6669 | 189.8173 | 353.6669 | 189.8173 | 543.4842
1372 | 353.1114 | 205.0252 | 353.1114 | 205.0252 | 558.1366
1373 | 358.0295 | 222.6351 | 358.0295 | 222.6351 | 580.6646
1374 | 352.5108 | 212.9032 | 352.5108 | 212.9032 | 565.4139
1375 | 340.9868 | 200.9158 | 340.9868 | 200.9158 | 541.9026
1376 | 347.2722 | 187.9149 | 347.2722 | 187.9149 | 535.1871
1377 | 344.1798 | 169.272 | 344.1798 | 169.272 | 513.4518
1378 | 326.7438 | 134.4641 | 326.7438 | 134.4641 | 461.2078
1379 | 301.4802 | 110.415 | 301.4802 | 110.415 | 411.8951
1380 | 281.5209 | 106.3391 | 281.5209 | 106.3391 | 387.86
1381 | 266.6037 | 104.7846 | 266.6037 | 104.7846 | 371.3884
1382 | 258.6928 | 107.3439 | 258.6928 | 107.3439 | 366.0367
1383 | 255.7647 | 114.265 | 255.7647 | 114.265 | 370.0297
1384 | 256.4568 | 146.1334 | 256.4568 | 146.1334 | 402.5902
1385 | 258.4237 | 228.038 | 258.4237 | 228.038 | 486.4617
1386 | 258.399 | 250.9896 | 258.399 | 250.9896 | 509.3886
1387 | 274.0898 | 261.7724 | 274.0898 | 261.7724 | 535.8622
1388 | 306.9828 | 250.8854 | 306.9828 | 250.8854 | 557.8683
1389 | 329.1747 | 245.6621 | 329.1747 | 245.6621 | 574.8368
1390 | 346.8372 | 231.0061 | 346.8372 | 231.0061 | 577.8434
1391 | 375.5255 | 222.1766 | 375.5255 | 222.1766 | 597.7021
1392 | 370.7842 | 211.4231 | 370.7842 | 211.4231 | 582.2073
1393 | 352.9774 | 199.9495 | 352.9774 | 199.9495 | 552.9269
1394 | 352.6881 | 203.2298 | 352.6881 | 203.2298 | 555.9179
1395 | 354.8794 | 200.5693 | 354.8794 | 200.5693 | 555.4487
1396 | 359.9947 | 217.4557 | 359.9947 | 217.4557 | 577.4504
1397 | 366.5437 | 235.026 | 366.5437 | 235.026 | 601.5697
1398 | 361.4679 | 224.5102 | 361.4679 | 224.5102 | 585.9781
1399 | 343.2127 | 212.309 | 343.2127 | 212.309 | 555.5217
1400 | 342.721 | 199.989 | 342.721 | 199.989 | 542.7101
1401 | 338.7681 | 183.8797 | 338.7681 | 183.8797 | 522.6479
1402 | 323.8657 | 152.6584 | 323.8657 | 152.6584 | 476.5241
1403 | 301.2259 | 131.3646 | 301.2259 | 131.3646 | 432.5905
1404 | 282.2683 | 127.7955 | 282.2683 | 127.7955 | 410.0637
1405 | 268.7718 | 125.3622 | 268.7718 | 125.3622 | 394.134
1406 | 260.9393 | 127.6601 | 260.9393 | 127.6601 | 388.5994
1407 | 256.6088 | 133.7974 | 256.6088 | 133.7974 | 390.4062
1408 | 256.5171 | 163.9398 | 256.5171 | 163.9398 | 420.4569
1409 | 260.954 | 242.7566 | 260.954 | 242.7566 | 503.7106
1410 | 258.0156 | 263.2776 | 258.0156 | 263.2776 | 521.2931
1411 | 269.5258 | 272.6748 | 269.5258 | 272.6748 | 542.2006
1412 | 294.4017 | 260.1726 | 294.4017 | 260.1726 | 554.5743
1413 | 318.9592 | 253.1837 | 318.9592 | 253.1837 | 572.1429
1414 | 339.8717 | 238.4011 | 339.8717 | 238.4011 | 578.2728
1415 | 365.953 | 230.6563 | 365.953 | 230.6563 | 596.6092
1416 | 359.6816 | 220.2669 | 359.6816 | 220.2669 | 579.9485
1417 | 343.132 | 208.1678 | 343.132 | 208.1678 | 551.2999
1418 | 337.1079 | 210.8227 | 337.1079 | 210.8227 | 547.9306
1419 | 339.8468 | 206.6737 | 339.8468 | 206.6737 | 546.5205
1420 | 341.7804 | 221.6678 | 341.7804 | 221.6678 | 563.4482
1421 | 348.508 | 239.0006 | 348.508 | 239.0006 | 587.5086
1422 | 341.5221 | 229.6566 | 341.5221 | 229.6566 | 571.1787
1423 | 332.2685 | 219.1577 | 332.2685 | 219.1577 | 551.4261
1424 | 336.7098 | 207.669 | 336.7098 | 207.669 | 544.3788
1425 | 335.2212 | 190.7917 | 335.2212 | 190.7917 | 526.0129
1426 | 320.9904 | 157.5039 | 320.9904 | 157.5039 | 478.4943
1427 | 300.5286 | 134.3733 | 300.5286 | 134.3733 | 434.9019
1428 | 282.2568 | 129.7669 | 282.2568 | 129.7669 | 412.0237
1429 | 270.1316 | 126.051 | 270.1316 | 126.051 | 396.1825
1430 | 262.7576 | 127.1771 | 262.7576 | 127.1771 | 389.9348
1431 | 258.264 | 132.6969 | 258.264 | 132.6969 | 390.9609
1432 | 259.0493 | 162.9105 | 259.0493 | 162.9105 | 421.9599
1433 | 260.4134 | 242.0361 | 260.4134 | 242.0361 | 502.4495
1434 | 256.5214 | 261.6545 | 256.5214 | 261.6545 | 518.1758
1435 | 267.9118 | 269.2623 | 267.9118 | 269.2623 | 537.1741
1436 | 291.0795 | 254.9471 | 291.0795 | 254.9471 | 546.0266
1437 | 313.3624 | 245.9233 | 313.3624 | 245.9233 | 559.2857
1438 | 337.187 | 229.0822 | 337.187 | 229.0822 | 566.2692
1439 | 364.2561 | 219.0017 | 364.2561 | 219.0017 | 583.2578
1440 | 358.9423 | 207.0685 | 358.9423 | 207.0685 | 566.0107
1441 | 341.332 | 194.0272 | 341.332 | 194.0272 | 535.3592
1442 | 339.4547 | 193.1588 | 339.4547 | 193.1588 | 532.6135
1443 | 341.2411 | 184.7422 | 341.2411 | 184.7422 | 525.9834
1444 | 341.3901 | 195.3421 | 341.3901 | 195.3421 | 536.7322
1445 | 347.1911 | 210.6006 | 347.1911 | 210.6006 | 557.7916
1446 | 342.0768 | 200.924 | 342.0768 | 200.924 | 543.0008
1447 | 334.8099 | 191.1535 | 334.8099 | 191.1535 | 525.9634
1448 | 341.7579 | 180.5437 | 341.7579 | 180.5437 | 522.3016
1449 | 339.231 | 164.6719 | 339.231 | 164.6719 | 503.9029
1450 | 321.3026 | 133.799 | 321.3026 | 133.799 | 455.1015
1451 | 301.6627 | 113.6295 | 301.6627 | 113.6295 | 415.2922
1452 | 283.5694 | 335.9044 | 283.5694 | 335.9044 | 619.4739
1453 | 269.9545 | 350.3543 | 269.9545 | 350.3543 | 620.3089
1454 | 260.5035 | 362.6999 | 260.5035 | 362.6999 | 623.2035
1455 | 257.1483 | 384.8764 | 257.1483 | 384.8764 | 642.0247
1456 | 258.2141 | 427.0206 | 258.2141 | 427.0206 | 685.2347
1457 | 259.4065 | 523.3984 | 259.4065 | 523.3984 | 782.8049
1458 | 257.6967 | 559.8672 | 257.6967 | 559.8672 | 817.5639
1459 | 269.8347 | 576.3129 | 269.8347 | 576.3129 | 846.1476
1460 | 293.1884 | 573.3525 | 293.1884 | 573.3525 | 866.5409
1461 | 316.4031 | 570.9355 | 316.4031 | 570.9355 | 887.3386
1462 | 338.2414 | 550.392 | 338.2414 | 550.392 | 888.6334
1463 | 365.2066 | 525.5569 | 365.2066 | 525.5569 | 890.7635
1464 | 360.2974 | 502.0423 | 360.2974 | 502.0423 | 862.3397
1465 | 343.3713 | 472.1165 | 343.3713 | 472.1165 | 815.4879
1466 | 337.4853 | 441.2979 | 337.4853 | 441.2979 | 778.7832
1467 | 338.3013 | 412.4858 | 338.3013 | 412.4858 | 750.7871
1468 | 342.2689 | 408.1356 | 342.2689 | 408.1356 | 750.4045
1469 | 349.3825 | 416.5978 | 349.3825 | 416.5978 | 765.9804
1470 | 344.8059 | 401.2359 | 344.8059 | 401.2359 | 746.0418
1471 | 341.1812 | 395.6994 | 341.1812 | 395.6994 | 736.8806
1472 | 344.9245 | 391.4354 | 344.9245 | 391.4354 | 736.3599
1473 | 339.4152 | 381.1859 | 339.4152 | 381.1859 | 720.601
1474 | 321.7342 | 364.553 | 321.7342 | 364.553 | 686.2872
1475 | 300.2957 | 358.6031 | 300.2957 | 358.6031 | 658.8988
1476 | 282.5718 | 390.1718 | 282.5718 | 390.1718 | 672.7436
1477 | 268.465 | 420.2336 | 268.465 | 420.2336 | 688.6987
1478 | 261.1649 | 436.9634 | 261.1649 | 436.9634 | 698.1283
1479 | 256.7526 | 457.4289 | 256.7526 | 457.4289 | 714.1815
1480 | 258.1321 | 492.2217 | 258.1321 | 492.2217 | 750.3538
1481 | 261.6189 | 578.7886 | 261.6189 | 578.7886 | 840.4074
1482 | 260.7487 | 607.2376 | 260.7487 | 607.2376 | 867.9863
1483 | 279.8053 | 617.6951 | 279.8053 | 617.6951 | 897.5005
1484 | 313.6047 | 612.9437 | 313.6047 | 612.9437 | 926.5484
1485 | 338.0437 | 613.1197 | 338.0437 | 613.1197 | 951.1634
1486 | 358.7287 | 592.7633 | 358.7287 | 592.7633 | 951.4921
1487 | 390.2511 | 562.2074 | 390.2511 | 562.2074 | 952.4586
1488 | 384.5288 | 528.5344 | 384.5288 | 528.5344 | 913.0632
1489 | 357.6337 | 503.5275 | 357.6337 | 503.5275 | 861.1611
1490 | 353.3697 | 478.6969 | 353.3697 | 478.6969 | 832.0666
1491 | 356.8044 | 450.6868 | 356.8044 | 450.6868 | 807.4912
1492 | 360.7129 | 446.898 | 360.7129 | 446.898 | 807.6109
1493 | 366.2461 | 456.4295 | 366.2461 | 456.4295 | 822.6757
1494 | 359.2579 | 438.7686 | 359.2579 | 438.7686 | 798.0265
1495 | 349.7231 | 431.6816 | 349.7231 | 431.6816 | 781.4047
1496 | 353.6087 | 424.3433 | 353.6087 | 424.3433 | 777.952
1497 | 347.1759 | 411.9552 | 347.1759 | 411.9552 | 759.1311
1498 | 328.5311 | 394.2263 | 328.5311 | 394.2263 | 722.7575
1499 | 302.4203 | 387.1001 | 302.4203 | 387.1001 | 689.5204
1500 | 283.0875 | 418.5887 | 283.0875 | 418.5887 | 701.6762
1501 | 268.1591 | 452.1257 | 268.1591 | 452.1257 | 720.2848
1502 | 261.3127 | 470.9941 | 261.3127 | 470.9941 | 732.3068
1503 | 257.6622 | 496.3785 | 257.6622 | 496.3785 | 754.0406
1504 | 259.4231 | 538.3356 | 259.4231 | 538.3356 | 797.7586
1505 | 262.1931 | 630.4094 | 262.1931 | 630.4094 | 892.6025
1506 | 264.8182 | 662.0663 | 264.8182 | 662.0663 | 926.8846
1507 | 286.1426 | 669.6635 | 286.1426 | 669.6635 | 955.8061
1508 | 327.1208 | 658.6298 | 327.1208 | 658.6298 | 985.7507
1509 | 350.2958 | 652.4703 | 350.2958 | 652.4703 | 1002.7661
1510 | 369.4706 | 628.5584 | 369.4706 | 628.5584 | 998.029
1511 | 400.1796 | 598.2699 | 400.1796 | 598.2699 | 998.4494
1512 | 388.6622 | 571.0929 | 388.6622 | 571.0929 | 959.7551
1513 | 363.9782 | 540.98 | 363.9782 | 540.98 | 904.9581
1514 | 362.3906 | 514.7861 | 362.3906 | 514.7861 | 877.1767
1515 | 364.5248 | 492.4433 | 364.5248 | 492.4433 | 856.9681
1516 | 368.3501 | 490.9268 | 368.3501 | 490.9268 | 859.2769
1517 | 374.7586 | 496.4484 | 374.7586 | 496.4484 | 871.207
1518 | 371.2775 | 473.4676 | 371.2775 | 473.4676 | 844.7451
1519 | 363.2746 | 458.3074 | 363.2746 | 458.3074 | 821.582
1520 | 363.408 | 443.5641 | 363.408 | 443.5641 | 806.9722
1521 | 354.455 | 425.8028 | 354.455 | 425.8028 | 780.2577
1522 | 332.5982 | 402.8877 | 332.5982 | 402.8877 | 735.486
1523 | 306.0425 | 389.319 | 306.0425 | 389.319 | 695.3614
1524 | 283.6699 | 413.1352 | 283.6699 | 413.1352 | 696.8051
1525 | 268.9509 | 435.4713 | 268.9509 | 435.4713 | 704.4221
1526 | 261.5012 | 447.603 | 261.5012 | 447.603 | 709.1042
1527 | 257.3611 | 464.7002 | 257.3611 | 464.7002 | 722.0613
1528 | 259.4039 | 499.493 | 259.4039 | 499.493 | 758.8969
1529 | 264.9129 | 587.4767 | 264.9129 | 587.4767 | 852.3895
1530 | 269.3168 | 614.3217 | 269.3168 | 614.3217 | 883.6386
1531 | 291.3544 | 621.411 | 291.3544 | 621.411 | 912.7654
1532 | 335.3106 | 611.8209 | 335.3106 | 611.8209 | 947.1315
1533 | 363.9028 | 609.5108 | 363.9028 | 609.5108 | 973.4136
1534 | 380.3501 | 593.4584 | 380.3501 | 593.4584 | 973.8084
1535 | 413.1806 | 575.4669 | 413.1806 | 575.4669 | 988.6475
1536 | 401.6697 | 555.5344 | 401.6697 | 555.5344 | 957.2041
1537 | 376.5866 | 534.0295 | 376.5866 | 534.0295 | 910.6161
1538 | 371.7672 | 510.5623 | 371.7672 | 510.5623 | 882.3295
1539 | 376.216 | 493.7265 | 376.216 | 493.7265 | 869.9425
1540 | 379.264 | 498.8664 | 379.264 | 498.8664 | 878.1304
1541 | 381.5456 | 515.6157 | 381.5456 | 515.6157 | 897.1614
1542 | 377.0763 | 503.6221 | 377.0763 | 503.6221 | 880.6984
1543 | 366.254 | 497.0164 | 366.254 | 497.0164 | 863.2703
1544 | 367.203 | 487.3523 | 367.203 | 487.3523 | 854.5554
1545 | 355.9319 | 468.9226 | 355.9319 | 468.9226 | 824.8545
1546 | 339.1771 | 440.6343 | 339.1771 | 440.6343 | 779.8114
1547 | 313.102 | 419.313 | 313.102 | 419.313 | 732.415
1548 | 293.6985 | 440.162 | 293.6985 | 440.162 | 733.8605
1549 | 279.0602 | 461.0812 | 279.0602 | 461.0812 | 740.1414
1550 | 270.1288 | 470.0585 | 270.1288 | 470.0585 | 740.1873
1551 | 266.2618 | 488.3854 | 266.2618 | 488.3854 | 754.6472
1552 | 267.766 | 520.8791 | 267.766 | 520.8791 | 788.6451
1553 | 271.6396 | 605.8421 | 271.6396 | 605.8421 | 877.4817
1554 | 273.1047 | 632.1792 | 273.1047 | 632.1792 | 905.2839
1555 | 290.2367 | 643.3051 | 290.2367 | 643.3051 | 933.5417
1556 | 323.3527 | 638.7407 | 323.3527 | 638.7407 | 962.0934
1557 | 349.3085 | 636.297 | 349.3085 | 636.297 | 985.6055
1558 | 365.7061 | 621.9554 | 365.7061 | 621.9554 | 987.6615
1559 | 394.5895 | 608.5352 | 394.5895 | 608.5352 | 1003.1247
1560 | 390.8471 | 591.1424 | 390.8471 | 591.1424 | 981.9895
1561 | 368.8093 | 569.3968 | 368.8093 | 569.3968 | 938.2061
1562 | 364.9374 | 552.0515 | 364.9374 | 552.0515 | 916.9889
1563 | 367.3159 | 534.3067 | 367.3159 | 534.3067 | 901.6226
1564 | 368.3053 | 535.009 | 368.3053 | 535.009 | 903.3143
1565 | 371.5824 | 542.4286 | 371.5824 | 542.4286 | 914.0111
1566 | 368.7303 | 524.0192 | 368.7303 | 524.0192 | 892.7495
1567 | 359.8332 | 514.7134 | 359.8332 | 514.7134 | 874.5467
1568 | 362.2847 | 503.7929 | 362.2847 | 503.7929 | 866.0776
1569 | 351.4703 | 486.8068 | 351.4703 | 486.8068 | 838.277
1570 | 335.7184 | 462.5016 | 335.7184 | 462.5016 | 798.22
1571 | 314.4677 | 448.1576 | 314.4677 | 448.1576 | 762.6254
1572 | 295.1731 | 476.6254 | 295.1731 | 476.6254 | 771.7985
1573 | 280.1585 | 498.3466 | 280.1585 | 498.3466 | 778.5051
1574 | 272.3151 | 508.5536 | 272.3151 | 508.5536 | 780.8687
1575 | 266.651 | 524.3409 | 266.651 | 524.3409 | 790.9918
1576 | 267.5729 | 551.3811 | 267.5729 | 551.3811 | 818.9541
1577 | 271.0511 | 631.2381 | 271.0511 | 631.2381 | 902.2892
1578 | 268.1488 | 654.9554 | 268.1488 | 654.9554 | 923.1042
1579 | 282.0092 | 663.4348 | 282.0092 | 663.4348 | 945.4439
1580 | 309.2982 | 657.7744 | 309.2982 | 657.7744 | 967.0726
1581 | 334.2526 | 653.9673 | 334.2526 | 653.9673 | 988.2199
1582 | 350.3875 | 635.8564 | 350.3875 | 635.8564 | 986.2439
1583 | 373.6751 | 616.7154 | 373.6751 | 616.7154 | 990.3905
1584 | 367.4561 | 598.2266 | 367.4561 | 598.2266 | 965.6827
1585 | 354.2311 | 574.9038 | 354.2311 | 574.9038 | 929.1349
1586 | 347.1275 | 551.0891 | 347.1275 | 551.0891 | 898.2166
1587 | 347.9903 | 527.3562 | 347.9903 | 527.3562 | 875.3465
1588 | 350.0064 | 527.8446 | 350.0064 | 527.8446 | 877.851
1589 | 356.6275 | 535.5316 | 356.6275 | 535.5316 | 892.1591
1590 | 350.9476 | 516.3736 | 350.9476 | 516.3736 | 867.3212
1591 | 346.8192 | 506.3728 | 346.8192 | 506.3728 | 853.192
1592 | 355.3027 | 498.8474 | 355.3027 | 498.8474 | 854.1501
1593 | 349.4066 | 486.7533 | 349.4066 | 486.7533 | 836.1599
1594 | 331.049 | 467.1799 | 331.049 | 467.1799 | 798.2289
1595 | 309.1752 | 457.4606 | 309.1752 | 457.4606 | 766.6358
1596 | 291.0949 | 488.6284 | 291.0949 | 488.6284 | 779.7233
1597 | 279.0426 | 511.7931 | 279.0426 | 511.7931 | 790.8358
1598 | 270.7548 | 512.8575 | 270.7548 | 512.8575 | 783.6123
1599 | 268.0812 | 519.2617 | 268.0812 | 519.2617 | 787.3428
1600 | 268.4131 | 552.9851 | 268.4131 | 552.9851 | 821.3982
1601 | 272.061 | 637.8411 | 272.061 | 637.8411 | 909.9021
1602 | 269.2139 | 664.6594 | 269.2139 | 664.6594 | 933.8734
1603 | 279.7673 | 671.2407 | 279.7673 | 671.2407 | 951.008
1604 | 301.0686 | 668.5209 | 301.0686 | 668.5209 | 969.5896
1605 | 323.0849 | 659.5812 | 323.0849 | 659.5812 | 982.6661
1606 | 342.9539 | 638.3426 | 342.9539 | 638.3426 | 981.2965
1607 | 369.7981 | 619.9501 | 369.7981 | 619.9501 | 989.7481
1608 | 364.75 | 603.5464 | 364.75 | 603.5464 | 968.2964
1609 | 349.6787 | 580.384 | 349.6787 | 580.384 | 930.0626
1610 | 345.1042 | 561.194 | 345.1042 | 561.194 | 906.2982
1611 | 347.1957 | 546.5503 | 347.1957 | 546.5503 | 893.746
1612 | 352.217 | 554.5506 | 352.217 | 554.5506 | 906.7676
1613 | 360.0235 | 567.8247 | 360.0235 | 567.8247 | 927.8483
1614 | 351.5777 | 551.741 | 351.5777 | 551.741 | 903.3187
1615 | 348.5964 | 541.6065 | 348.5964 | 541.6065 | 890.2029
1616 | 357.6256 | 530.3118 | 357.6256 | 530.3118 | 887.9374
1617 | 348.8479 | 514.5286 | 348.8479 | 514.5286 | 863.3765
1618 | 333.208 | 491.5066 | 333.208 | 491.5066 | 824.7147
1619 | 309.2134 | 472.1903 | 309.2134 | 472.1903 | 781.4038
1620 | 288.3371 | 477.2135 | 288.3371 | 477.2135 | 765.5506
1621 | 277.0412 | 485.1139 | 277.0412 | 485.1139 | 762.1551
1622 | 268.9568 | 492.1932 | 268.9568 | 492.1932 | 761.1499
1623 | 266.0799 | 511.9636 | 266.0799 | 511.9636 | 778.0436
1624 | 267.4894 | 549.8039 | 267.4894 | 549.8039 | 817.2933
1625 | 272.1898 | 637.3332 | 272.1898 | 637.3332 | 909.523
1626 | 272.2858 | 667.306 | 272.2858 | 667.306 | 939.5918
1627 | 291.8929 | 673.4863 | 291.8929 | 673.4863 | 965.3791
1628 | 322.4951 | 663.4417 | 322.4951 | 663.4417 | 985.9369
1629 | 340.7814 | 657.6832 | 340.7814 | 657.6832 | 998.4645
1630 | 360.741 | 638.396 | 360.741 | 638.396 | 999.1371
1631 | 389.2343 | 621.4738 | 389.2343 | 621.4738 | 1010.7082
1632 | 383.0999 | 607.5295 | 383.0999 | 607.5295 | 990.6294
1633 | 358.4709 | 591.0503 | 358.4709 | 591.0503 | 949.5212
1634 | 355.4639 | 577.1802 | 355.4639 | 577.1802 | 932.6441
1635 | 355.8351 | 566.1186 | 355.8351 | 566.1186 | 921.9537
1636 | 361.0284 | 578.316 | 361.0284 | 578.316 | 939.3443
1637 | 369.6138 | 592.8733 | 369.6138 | 592.8733 | 962.4871
1638 | 364.1401 | 576.6558 | 364.1401 | 576.6558 | 940.7959
1639 | 361.8662 | 567.2164 | 361.8662 | 567.2164 | 929.0827
1640 | 364.6889 | 556.2157 | 364.6889 | 556.2157 | 920.9047
1641 | 352.1889 | 537.3583 | 352.1889 | 537.3583 | 889.5473
1642 | 335.7117 | 508.7225 | 335.7117 | 508.7225 | 844.4342
1643 | 309.1854 | 486.1983 | 309.1854 | 486.1983 | 795.3836
1644 | 287.4572 | 496.4878 | 287.4572 | 496.4878 | 783.945
1645 | 275.2505 | 504.9763 | 275.2505 | 504.9763 | 780.2267
1646 | 267.2306 | 505.0516 | 267.2306 | 505.0516 | 772.2821
1647 | 264.3841 | 514.423 | 264.3841 | 514.423 | 778.8071
1648 | 267.2055 | 541.8108 | 267.2055 | 541.8108 | 809.0163
1649 | 274.8156 | 624.6351 | 274.8156 | 624.6351 | 899.4507
1650 | 277.3511 | 650.2238 | 277.3511 | 650.2238 | 927.5749
1651 | 299.8305 | 657.1526 | 299.8305 | 657.1526 | 956.9831
1652 | 341.092 | 648.712 | 341.092 | 648.712 | 989.804
1653 | 364.8097 | 643.9425 | 364.8097 | 643.9425 | 1008.7522
1654 | 385.7279 | 624.3614 | 385.7279 | 624.3614 | 1010.0893
1655 | 414.5936 | 610.4867 | 414.5936 | 610.4867 | 1025.0803
1656 | 403.2359 | 599.4563 | 403.2359 | 599.4563 | 1002.6922
1657 | 373.4093 | 587.4681 | 373.4093 | 587.4681 | 960.8774
1658 | 369.8684 | 579.1851 | 369.8684 | 579.1851 | 949.0535
1659 | 373.819 | 568.8454 | 373.819 | 568.8454 | 942.6644
1660 | 374.0738 | 574.0655 | 374.0738 | 574.0655 | 948.1392
1661 | 382.6499 | 583.6772 | 382.6499 | 583.6772 | 966.3271
1662 | 379.0823 | 565.5618 | 379.0823 | 565.5618 | 944.644
1663 | 373.0168 | 555.7481 | 373.0168 | 555.7481 | 928.7649
1664 | 373.5423 | 544.2662 | 373.5423 | 544.2662 | 917.8085
1665 | 361.5227 | 526.3177 | 361.5227 | 526.3177 | 887.8404
1666 | 342.3832 | 499.1789 | 342.3832 | 499.1789 | 841.5621
1667 | 314.1957 | 475.3715 | 314.1957 | 475.3715 | 789.5672
1668 | 291.7429 | 480.1006 | 291.7429 | 480.1006 | 771.8435
1669 | 279.1001 | 481.9327 | 279.1001 | 481.9327 | 761.0328
1670 | 271.4057 | 482.1149 | 271.4057 | 482.1149 | 753.5207
1671 | 269.4646 | 492.128 | 269.4646 | 492.128 | 761.5925
1672 | 270.7274 | 520.7722 | 270.7274 | 520.7722 | 791.4996
1673 | 276.8569 | 604.2648 | 276.8569 | 604.2648 | 881.1217
1674 | 278.6425 | 634.5317 | 278.6425 | 634.5317 | 913.1742
1675 | 300.7555 | 647.2615 | 300.7555 | 647.2615 | 948.017
1676 | 341.2859 | 646.1457 | 341.2859 | 646.1457 | 987.4316
1677 | 365.2934 | 648.594 | 365.2934 | 648.594 | 1013.8874
1678 | 379.8167 | 635.7228 | 379.8167 | 635.7228 | 1015.5395
1679 | 412.2477 | 623.0778 | 412.2477 | 623.0778 | 1035.3255
1680 | 397.9496 | 609.4543 | 397.9496 | 609.4543 | 1007.4039
1681 | 373.6973 | 594.1513 | 373.6973 | 594.1513 | 967.8486
1682 | 375.5118 | 579.5861 | 375.5118 | 579.5861 | 955.0979
1683 | 380.8108 | 566.7067 | 380.8108 | 566.7067 | 947.5175
1684 | 381.3775 | 569.3605 | 381.3775 | 569.3605 | 950.7381
1685 | 385.4714 | 582.1534 | 385.4714 | 582.1534 | 967.6248
1686 | 381.5806 | 569.1974 | 381.5806 | 569.1974 | 950.778
1687 | 376.9072 | 564.1422 | 376.9072 | 564.1422 | 941.0494
1688 | 378.9091 | 557.2316 | 378.9091 | 557.2316 | 936.1407
1689 | 364.6253 | 546.2871 | 364.6253 | 546.2871 | 910.9124
1690 | 343.8097 | 527.3017 | 343.8097 | 527.3017 | 871.1114
1691 | 316.7631 | 510.6052 | 316.7631 | 510.6052 | 827.3684
1692 | 295.2148 | 520.0928 | 295.2148 | 520.0928 | 815.3076
1693 | 281.6202 | 525.5872 | 281.6202 | 525.5872 | 807.2074
1694 | 274.0436 | 526.6516 | 274.0436 | 526.6516 | 800.6952
1695 | 271.9287 | 538.2953 | 271.9287 | 538.2953 | 810.2241
1696 | 274.1577 | 567.4742 | 274.1577 | 567.4742 | 841.6319
1697 | 281.0298 | 649.4966 | 281.0298 | 649.4966 | 930.5264
1698 | 285.7405 | 677.2505 | 285.7405 | 677.2505 | 962.991
1699 | 307.5988 | 682.8695 | 307.5988 | 682.8695 | 990.4683
1700 | 345.9993 | 672.9586 | 345.9993 | 672.9586 | 1018.9578
1701 | 372.387 | 668.0287 | 372.387 | 668.0287 | 1040.4157
1702 | 388.6262 | 650.5059 | 388.6262 | 650.5059 | 1039.1321
1703 | 414.8282 | 636.2838 | 414.8282 | 636.2838 | 1051.112
1704 | 402.3715 | 621.484 | 402.3715 | 621.484 | 1023.8555
1705 | 378.3756 | 602.3315 | 378.3756 | 602.3315 | 980.7071
1706 | 374.172 | 589.6644 | 374.172 | 589.6644 | 963.8364
1707 | 376.2143 | 581.0622 | 376.2143 | 581.0622 | 957.2765
1708 | 375.8393 | 595.2912 | 375.8393 | 595.2912 | 971.1306
1709 | 381.704 | 615.2753 | 381.704 | 615.2753 | 996.9793
1710 | 378.2059 | 606.8371 | 378.2059 | 606.8371 | 985.043
1711 | 379.3303 | 604.7224 | 379.3303 | 604.7224 | 984.0527
1712 | 377.5702 | 600.3247 | 377.5702 | 600.3247 | 977.8949
1713 | 363.1873 | 587.8831 | 363.1873 | 587.8831 | 951.0705
1714 | 346.0739 | 563.3641 | 346.0739 | 563.3641 | 909.438
1715 | 321.2994 | 543.727 | 321.2994 | 543.727 | 865.0264
1716 | 300.2069 | 554.3641 | 300.2069 | 554.3641 | 854.571
1717 | 285.6408 | 559.511 | 285.6408 | 559.511 | 845.1518
1718 | 276.8662 | 556.0041 | 276.8662 | 556.0041 | 832.8703
1719 | 274.2456 | 566.3379 | 274.2456 | 566.3379 | 840.5836
1720 | 276.883 | 597.3881 | 276.883 | 597.3881 | 874.2712
1721 | 283.461 | 681.5223 | 283.461 | 681.5223 | 964.9833
1722 | 285.5993 | 708.4208 | 285.5993 | 708.4208 | 994.0201
1723 | 305.8516 | 716.3121 | 305.8516 | 716.3121 | 1022.1637
1724 | 337.8264 | 710.0101 | 337.8264 | 710.0101 | 1047.8365
1725 | 359.612 | 705.6416 | 359.612 | 705.6416 | 1065.2537
1726 | 375.4638 | 683.0931 | 375.4638 | 683.0931 | 1058.5569
1727 | 407.3117 | 661.9739 | 407.3117 | 661.9739 | 1069.2856
1728 | 397.209 | 642.9771 | 397.209 | 642.9771 | 1040.1861
1729 | 375.7507 | 621.9266 | 375.7507 | 621.9266 | 997.6773
1730 | 371.2822 | 605.8644 | 371.2822 | 605.8644 | 977.1465
1731 | 370.6783 | 594.188 | 370.6783 | 594.188 | 964.8663
1732 | 371.3394 | 604.7011 | 371.3394 | 604.7011 | 976.0405
1733 | 381.3783 | 619.8733 | 381.3783 | 619.8733 | 1001.2515
1734 | 377.2821 | 606.0084 | 377.2821 | 606.0084 | 983.2904
1735 | 379.2328 | 598.0927 | 379.2328 | 598.0927 | 977.3255
1736 | 376.003 | 586.7712 | 376.003 | 586.7712 | 962.7742
1737 | 361.6053 | 569.598 | 361.6053 | 569.598 | 931.2033
1738 | 345.3111 | 547.8324 | 345.3111 | 547.8324 | 893.1435
1739 | 321.8599 | 538.7548 | 321.8599 | 538.7548 | 860.6147
1740 | 302.9247 | 557.3314 | 302.9247 | 557.3314 | 860.2562
1741 | 289.1523 | 559.9654 | 289.1523 | 559.9654 | 849.1178
1742 | 280.5198 | 559.5061 | 280.5198 | 559.5061 | 840.0259
1743 | 277.5233 | 569.3855 | 277.5233 | 569.3855 | 846.9088
1744 | 278.4562 | 596.9337 | 278.4562 | 596.9337 | 875.3899
1745 | 285.0417 | 678.5817 | 285.0417 | 678.5817 | 963.6235
1746 | 285.0424 | 703.7961 | 285.0424 | 703.7961 | 988.8385
1747 | 293.3695 | 711.0457 | 293.3695 | 711.0457 | 1004.4152
1748 | 321.0265 | 702.6586 | 321.0265 | 702.6586 | 1023.6851
1749 | 345.2357 | 697.5416 | 345.2357 | 697.5416 | 1042.7773
1750 | 361.2484 | 681.9436 | 361.2484 | 681.9436 | 1043.192
1751 | 392.0856 | 668.0689 | 392.0856 | 668.0689 | 1060.1545
1752 | 388.9192 | 644.3405 | 388.9192 | 644.3405 | 1033.2597
1753 | 370.0109 | 617.783 | 370.0109 | 617.783 | 987.7939
1754 | 364.8034 | 594.8505 | 364.8034 | 594.8505 | 959.6539
1755 | 365.207 | 578.5761 | 365.207 | 578.5761 | 943.783
1756 | 367.5015 | 583.8496 | 367.5015 | 583.8496 | 951.3511
1757 | 375.6782 | 595.894 | 375.6782 | 595.894 | 971.5722
1758 | 370.8674 | 580.1044 | 370.8674 | 580.1044 | 950.9718
1759 | 371.4003 | 570.8521 | 371.4003 | 570.8521 | 942.2524
1760 | 369.2494 | 559.29 | 369.2494 | 559.29 | 928.5394
1761 | 358.3032 | 542.9722 | 358.3032 | 542.9722 | 901.2754
1762 | 340.5215 | 525.2433 | 340.5215 | 525.2433 | 865.7648
1763 | 318.9796 | 518.9726 | 318.9796 | 518.9726 | 837.9522
1764 | 297.4226 | 530.6254 | 297.4226 | 530.6254 | 828.048
1765 | 284.7462 | 532.8318 | 284.7462 | 532.8318 | 817.5779
1766 | 277.0447 | 533.3615 | 277.0447 | 533.3615 | 810.4063
1767 | 274.8178 | 545.5132 | 274.8178 | 545.5132 | 820.3309
1768 | 274.7669 | 574.9861 | 274.7669 | 574.9861 | 849.7531
1769 | 279.54 | 659.3075 | 279.54 | 659.3075 | 938.8474
1770 | 281.8116 | 688.0773 | 281.8116 | 688.0773 | 969.8889
1771 | 294.8943 | 699.417 | 294.8943 | 699.417 | 994.3113
1772 | 319.2311 | 697.0447 | 319.2311 | 697.0447 | 1016.2758
1773 | 342.2467 | 698.0495 | 342.2467 | 698.0495 | 1040.2962
1774 | 364.5113 | 687.6109 | 364.5113 | 687.6109 | 1052.1222
1775 | 391.0047 | 679.7244 | 391.0047 | 679.7244 | 1070.7291
1776 | 387.4426 | 661.8504 | 387.4426 | 661.8504 | 1049.293
1777 | 370.0751 | 637.0038 | 370.0751 | 637.0038 | 1007.0789
1778 | 367.6069 | 614.4723 | 367.6069 | 614.4723 | 982.0792
1779 | 371.8997 | 597.2087 | 371.8997 | 597.2087 | 969.1085
1780 | 377.2754 | 603.2843 | 377.2754 | 603.2843 | 980.5597
1781 | 380.4155 | 618.3763 | 380.4155 | 618.3763 | 998.7918
1782 | 376.8422 | 605.3133 | 376.8422 | 605.3133 | 982.1555
1783 | 377.038 | 598.1194 | 377.038 | 598.1194 | 975.1575
1784 | 371.319 | 590.2999 | 371.319 | 590.2999 | 961.619
1785 | 358.4029 | 576.0673 | 358.4029 | 576.0673 | 934.4701
1786 | 340.204 | 552.3503 | 340.204 | 552.3503 | 892.5542
1787 | 315.884 | 533.729 | 315.884 | 533.729 | 849.6131
1788 | 297.0153 | 537.6027 | 297.0153 | 537.6027 | 834.6179
1789 | 284.8531 | 535.8793 | 284.8531 | 535.8793 | 820.7323
1790 | 275.5857 | 535.3397 | 275.5857 | 535.3397 | 810.9255
1791 | 271.7326 | 548.9082 | 271.7326 | 548.9082 | 820.6408
1792 | 274.5713 | 583.2465 | 274.5713 | 583.2465 | 857.8179
1793 | 279.9256 | 669.9471 | 279.9256 | 669.9471 | 949.8727
1794 | 284.5882 | 695.7495 | 284.5882 | 695.7495 | 980.3377
1795 | 301.0799 | 703.9883 | 301.0799 | 703.9883 | 1005.0682
1796 | 332.1429 | 696.4833 | 332.1429 | 696.4833 | 1028.6262
1797 | 351.5191 | 694.9218 | 351.5191 | 694.9218 | 1046.4409
1798 | 371.7494 | 682.1575 | 371.7494 | 682.1575 | 1053.9068
1799 | 401.7867 | 674.8056 | 401.7867 | 674.8056 | 1076.5923
1800 | 393.424 | 664.2831 | 393.424 | 664.2831 | 1057.7071
1801 | 377.2716 | 650.8246 | 377.2716 | 650.8246 | 1028.0963
1802 | 371.4539 | 640.3496 | 371.4539 | 640.3496 | 1011.8035
1803 | 376.6963 | 625.4919 | 376.6963 | 625.4919 | 1002.1883
1804 | 376.1975 | 626.622 | 376.1975 | 626.622 | 1002.8195
1805 | 383.2341 | 634.2555 | 383.2341 | 634.2555 | 1017.4896
1806 | 383.5281 | 611.4084 | 383.5281 | 611.4084 | 994.9364
1807 | 384.9499 | 595.2323 | 384.9499 | 595.2323 | 980.1822
1808 | 380.4948 | 578.4574 | 380.4948 | 578.4574 | 958.9521
1809 | 366.7327 | 558.1029 | 366.7327 | 558.1029 | 924.8356
1810 | 348.0062 | 535.2681 | 348.0062 | 535.2681 | 883.2743
1811 | 320.0888 | 521.031 | 320.0888 | 521.031 | 841.1198
1812 | 299.5238 | 526.7225 | 299.5238 | 526.7225 | 826.2463
1813 | 285.9386 | 521.604 | 285.9386 | 521.604 | 807.5426
1814 | 276.8373 | 521.5189 | 276.8373 | 521.5189 | 798.3563
1815 | 275.3209 | 535.0607 | 275.3209 | 535.0607 | 810.3816
1816 | 277.4798 | 563.6247 | 277.4798 | 563.6247 | 841.1045
1817 | 284.3208 | 644.2035 | 284.3208 | 644.2035 | 928.5243
1818 | 289.3345 | 664.3386 | 289.3345 | 664.3386 | 953.6731
1819 | 315.0012 | 667.8724 | 315.0012 | 667.8724 | 982.8736
1820 | 354.1596 | 654.914 | 354.1596 | 654.914 | 1009.0735
1821 | 378.5742 | 647.2574 | 378.5742 | 647.2574 | 1025.8316
1822 | 396.5044 | 624.2277 | 396.5044 | 624.2277 | 1020.7321
1823 | 426.6919 | 608.2946 | 426.6919 | 608.2946 | 1034.9865
1824 | 416.4509 | 593.8157 | 416.4509 | 593.8157 | 1010.2665
1825 | 391.0625 | 579.7424 | 391.0625 | 579.7424 | 970.8049
1826 | 387.2484 | 572.7158 | 387.2484 | 572.7158 | 959.9643
1827 | 392.6953 | 565.1028 | 392.6953 | 565.1028 | 957.798
1828 | 394.5889 | 574.2259 | 394.5889 | 574.2259 | 968.8148
1829 | 404.079 | 585.1475 | 404.079 | 585.1475 | 989.2265
1830 | 401.4269 | 566.8449 | 401.4269 | 566.8449 | 968.2719
1831 | 397.8127 | 554.6788 | 397.8127 | 554.6788 | 952.4915
1832 | 393.3786 | 541.1652 | 393.3786 | 541.1652 | 934.5438
1833 | 375.7554 | 524.3395 | 375.7554 | 524.3395 | 900.0949
1834 | 350.7576 | 500.8898 | 350.7576 | 500.8898 | 851.6475
1835 | 322.2354 | 479.5151 | 322.2354 | 479.5151 | 801.7505
1836 | 302.3891 | 481.3571 | 302.3891 | 481.3571 | 783.7462
1837 | 287.6258 | 479.7941 | 287.6258 | 479.7941 | 767.4198
1838 | 279.476 | 479.3882 | 279.476 | 479.3882 | 758.8642
1839 | 274.6768 | 490.6577 | 274.6768 | 490.6577 | 765.3344
1840 | 278.0604 | 521.2267 | 278.0604 | 521.2267 | 799.2871
1841 | 285.1756 | 606.0024 | 285.1756 | 606.0024 | 891.1781
1842 | 291.2598 | 631.2435 | 291.2598 | 631.2435 | 922.5033
1843 | 314.7962 | 640.2308 | 314.7962 | 640.2308 | 955.027
1844 | 354.4849 | 635.5863 | 354.4849 | 635.5863 | 990.0711
1845 | 377.1642 | 632.1534 | 377.1642 | 632.1534 | 1009.3176
1846 | 394.5485 | 615.3524 | 394.5485 | 615.3524 | 1009.9009
1847 | 423.2462 | 605.6481 | 423.2462 | 605.6481 | 1028.8943
1848 | 415.549 | 589.1374 | 415.549 | 589.1374 | 1004.6864
1849 | 389.3645 | 566.0018 | 389.3645 | 566.0018 | 955.3663
1850 | 386.0029 | 549.4851 | 386.0029 | 549.4851 | 935.4881
1851 | 388.607 | 541.7651 | 388.607 | 541.7651 | 930.3721
1852 | 390.2437 | 553.1605 | 390.2437 | 553.1605 | 943.4042
1853 | 397.9222 | 568.8138 | 397.9222 | 568.8138 | 966.736
1854 | 399.4794 | 555.4568 | 399.4794 | 555.4568 | 954.9362
1855 | 400.8549 | 548.7709 | 400.8549 | 548.7709 | 949.6257
1856 | 392.8345 | 539.187 | 392.8345 | 539.187 | 932.0215
1857 | 376.537 | 525.3286 | 376.537 | 525.3286 | 901.8656
1858 | 355.055 | 507.5195 | 355.055 | 507.5195 | 862.5745
1859 | 328.7179 | 498.7626 | 328.7179 | 498.7626 | 827.4805
1860 | 305.5262 | 511.2977 | 305.5262 | 511.2977 | 816.8239
1861 | 291.8864 | 513.21 | 291.8864 | 513.21 | 805.0964
1862 | 284.6308 | 514.9962 | 284.6308 | 514.9962 | 799.627
1863 | 281.7647 | 528.0834 | 281.7647 | 528.0834 | 809.8482
1864 | 283.1145 | 558.2782 | 283.1145 | 558.2782 | 841.3927
1865 | 288.891 | 641.0223 | 288.891 | 641.0223 | 929.9133
1866 | 296.1438 | 664.8465 | 296.1438 | 664.8465 | 960.9903
1867 | 319.7763 | 669.5298 | 319.7763 | 669.5298 | 989.3061
1868 | 358.1239 | 659.3516 | 358.1239 | 659.3516 | 1017.4755
1869 | 379.9089 | 653.8336 | 379.9089 | 653.8336 | 1033.7426
1870 | 398.5107 | 636.3376 | 398.5107 | 636.3376 | 1034.8484
1871 | 423.8056 | 625.8045 | 423.8056 | 625.8045 | 1049.6101
1872 | 416.2959 | 611.5662 | 416.2959 | 611.5662 | 1027.8621
1873 | 390.2093 | 592.4137 | 390.2093 | 592.4137 | 982.623
1874 | 387.9398 | 579.399 | 387.9398 | 579.399 | 967.3388
1875 | 393.2993 | 566.4127 | 393.2993 | 566.4127 | 959.712
1876 | 391.7481 | 573.21 | 391.7481 | 573.21 | 964.9581
1877 | 399.1356 | 587.7138 | 399.1356 | 587.7138 | 986.8494
1878 | 396.9089 | 573.0737 | 396.9089 | 573.0737 | 969.9825
1879 | 397.2901 | 565.3986 | 397.2901 | 565.3986 | 962.6887
1880 | 387.2788 | 556.3227 | 387.2788 | 556.3227 | 943.6014
1881 | 372.0555 | 540.1385 | 372.0555 | 540.1385 | 912.194
1882 | 350.153 | 516.6621 | 350.153 | 516.6621 | 866.8151
1883 | 327.8158 | 499.03 | 327.8158 | 499.03 | 826.8458
1884 | 304.7407 | 503.9997 | 304.7407 | 503.9997 | 808.7404
1885 | 290.8197 | 505.2971 | 290.8197 | 505.2971 | 796.1168
1886 | 282.2689 | 506.3882 | 282.2689 | 506.3882 | 788.6572
1887 | 279.6721 | 517.6844 | 279.6721 | 517.6844 | 797.3565
1888 | 281.4047 | 549.6435 | 281.4047 | 549.6435 | 831.0482
1889 | 288.6537 | 635.5421 | 288.6537 | 635.5421 | 924.1958
1890 | 295.4467 | 663.5099 | 295.4467 | 663.5099 | 958.9567
1891 | 315.5603 | 671.5081 | 315.5603 | 671.5081 | 987.0683
1892 | 348.6323 | 663.2546 | 348.6323 | 663.2546 | 1011.8869
1893 | 371.447 | 658.5386 | 371.447 | 658.5386 | 1029.9856
1894 | 388.3742 | 641.096 | 388.3742 | 641.096 | 1029.4702
1895 | 422.9093 | 629.1194 | 422.9093 | 629.1194 | 1052.0287
1896 | 413.7217 | 615.6563 | 413.7217 | 615.6563 | 1029.378
1897 | 389.8749 | 595.381 | 389.8749 | 595.381 | 985.256
1898 | 384.2378 | 579.8802 | 384.2378 | 579.8802 | 964.118
1899 | 383.3119 | 570.0751 | 383.3119 | 570.0751 | 953.387
1900 | 388.6563 | 580.5081 | 388.6563 | 580.5081 | 969.1643
1901 | 399.2631 | 597.3643 | 399.2631 | 597.3643 | 996.6275
1902 | 397.5094 | 585.344 | 397.5094 | 585.344 | 982.8534
1903 | 400.653 | 579.1659 | 400.653 | 579.1659 | 979.819
1904 | 390.5007 | 570.5979 | 390.5007 | 570.5979 | 961.0986
1905 | 373.196 | 555.0286 | 373.196 | 555.0286 | 928.2246
1906 | 352.2343 | 535.0275 | 352.2343 | 535.0275 | 887.2617
1907 | 329.5164 | 520.3894 | 329.5164 | 520.3894 | 849.9058
1908 | 308.9032 | 524.2096 | 308.9032 | 524.2096 | 833.1128
1909 | 296.4162 | 522.1921 | 296.4162 | 522.1921 | 818.6084
1910 | 287.334 | 522.0269 | 287.334 | 522.0269 | 809.3608
1911 | 283.6264 | 534.125 | 283.6264 | 534.125 | 817.7514
1912 | 284.8934 | 565.9237 | 284.8934 | 565.9237 | 850.8171
1913 | 291.1793 | 651.6352 | 291.1793 | 651.6352 | 942.8145
1914 | 295.8376 | 680.5119 | 295.8376 | 680.5119 | 976.3496
1915 | 307.703 | 692.3596 | 307.703 | 692.3596 | 1000.0626
1916 | 333.6391 | 688.9447 | 333.6391 | 688.9447 | 1022.5839
1917 | 355.506 | 686.1 | 355.506 | 686.1 | 1041.606
1918 | 372.482 | 668.5238 | 372.482 | 668.5238 | 1041.0058
1919 | 401.4485 | 660.4501 | 401.4485 | 660.4501 | 1061.8987
1920 | 396.9496 | 656.4771 | 396.9496 | 656.4771 | 1053.4267
1921 | 376.4991 | 648.1246 | 376.4991 | 648.1246 | 1024.6238
1922 | 371.9471 | 641.9001 | 371.9471 | 641.9001 | 1013.8472
1923 | 375.9235 | 636.1583 | 375.9235 | 636.1583 | 1012.0818
1924 | 382.4325 | 648.8101 | 382.4325 | 648.8101 | 1031.2426
1925 | 388.0644 | 664.9981 | 388.0644 | 664.9981 | 1053.0625
1926 | 388.1885 | 651.0262 | 388.1885 | 651.0262 | 1039.2147
1927 | 389.4697 | 643.4581 | 389.4697 | 643.4581 | 1032.9278
1928 | 378.3133 | 634.8099 | 378.3133 | 634.8099 | 1013.1232
1929 | 363.4152 | 623.1436 | 363.4152 | 623.1436 | 986.5588
1930 | 348.6879 | 610.681 | 348.6879 | 610.681 | 959.3689
1931 | 327.2055 | 609.0083 | 327.2055 | 609.0083 | 936.2138
1932 | 307.1945 | 622.6127 | 307.1945 | 622.6127 | 929.8072
1933 | 295.5659 | 623.1348 | 295.5659 | 623.1348 | 918.7007
1934 | 287.2905 | 623.1567 | 287.2905 | 623.1567 | 910.4472
1935 | 285.0633 | 637.5004 | 285.0633 | 637.5004 | 922.5637
1936 | 286.6124 | 673.5763 | 286.6124 | 673.5763 | 960.1888
1937 | 291.1553 | 761.1591 | 291.1553 | 761.1591 | 1052.3144
1938 | 296.6264 | 786.9615 | 296.6264 | 786.9615 | 1083.5879
1939 | 307.0619 | 793.5696 | 307.0619 | 793.5696 | 1100.6315
1940 | 331.6055 | 783.0438 | 331.6055 | 783.0438 | 1114.6494
1941 | 354.4879 | 774.9328 | 354.4879 | 774.9328 | 1129.4207
1942 | 371.8153 | 759.6556 | 371.8153 | 759.6556 | 1131.4708
1943 | 403.0017 | 751.2076 | 403.0017 | 751.2076 | 1154.2093
1944 | 393.3573 | 735.8732 | 393.3573 | 735.8732 | 1129.2305
1945 | 377.5102 | 706.9633 | 377.5102 | 706.9633 | 1084.4735
1946 | 372.7583 | 681.6249 | 372.7583 | 681.6249 | 1054.3831
1947 | 374.1249 | 664.3346 | 374.1249 | 664.3346 | 1038.4595
1948 | 382.4104 | 670.7042 | 382.4104 | 670.7042 | 1053.1146
1949 | 394.6418 | 685.609 | 394.6418 | 685.609 | 1080.2508
1950 | 389.7973 | 670.8352 | 389.7973 | 670.8352 | 1060.6325
1951 | 392.7455 | 663.9353 | 392.7455 | 663.9353 | 1056.6809
1952 | 383.7103 | 658.3881 | 383.7103 | 658.3881 | 1042.0984
1953 | 369.0292 | 652.8703 | 369.0292 | 652.8703 | 1021.8996
1954 | 349.8113 | 639.8999 | 349.8113 | 639.8999 | 989.7112
1955 | 327.0995 | 627.6945 | 327.0995 | 627.6945 | 954.7939
1956 | 310.2324 | 633.5464 | 310.2324 | 633.5464 | 943.7788
1957 | 297.3051 | 631.9566 | 297.3051 | 631.9566 | 929.2617
1958 | 288.1938 | 631.2567 | 288.1938 | 631.2567 | 919.4504
1959 | 285.7997 | 640.5747 | 285.7997 | 640.5747 | 926.3744
1960 | 286.8062 | 667.1605 | 286.8062 | 667.1605 | 953.9666
1961 | 291.8947 | 748.1135 | 291.8947 | 748.1135 | 1040.0082
1962 | 298.6298 | 772.2585 | 298.6298 | 772.2585 | 1070.8883
1963 | 316.3712 | 779.5616 | 316.3712 | 779.5616 | 1095.9329
1964 | 346.0141 | 772.4042 | 346.0141 | 772.4042 | 1118.4183
1965 | 368.2545 | 773.0615 | 368.2545 | 773.0615 | 1141.316
1966 | 387.1922 | 762.8635 | 387.1922 | 762.8635 | 1150.0557
1967 | 416.1833 | 759.2542 | 416.1833 | 759.2542 | 1175.4375
1968 | 404.8377 | 752.1267 | 404.8377 | 752.1267 | 1156.9644
1969 | 383.2102 | 732.894 | 383.2102 | 732.894 | 1116.1043
1970 | 378.3681 | 715.9229 | 378.3681 | 715.9229 | 1094.291
1971 | 381.1093 | 700.4772 | 381.1093 | 700.4772 | 1081.5865
1972 | 386.3597 | 705.029 | 386.3597 | 705.029 | 1091.3887
1973 | 396.9389 | 713.812 | 396.9389 | 713.812 | 1110.751
1974 | 396.0285 | 692.1679 | 396.0285 | 692.1679 | 1088.1963
1975 | 400.466 | 678.9324 | 400.466 | 678.9324 | 1079.3984
1976 | 388.5903 | 666.4079 | 388.5903 | 666.4079 | 1054.9983
1977 | 373.1014 | 652.7901 | 373.1014 | 652.7901 | 1025.8916
1978 | 350.6717 | 636.0504 | 350.6717 | 636.0504 | 986.7221
1979 | 328.0354 | 621.5727 | 328.0354 | 621.5727 | 949.6081
1980 | 306.2796 | 628.7345 | 306.2796 | 628.7345 | 935.0141
1981 | 294.0763 | 631.2348 | 294.0763 | 631.2348 | 925.3111
1982 | 287.0458 | 634.9993 | 287.0458 | 634.9993 | 922.0451
1983 | 282.7612 | 648.541 | 282.7612 | 648.541 | 931.3022
1984 | 284.7734 | 679.4843 | 284.7734 | 679.4843 | 964.2576
1985 | 293.3707 | 763.0571 | 293.3707 | 763.0571 | 1056.4278
1986 | 300.8415 | 789.1536 | 300.8415 | 789.1536 | 1089.9951
1987 | 323.8202 | 796.7508 | 323.8202 | 796.7508 | 1120.571
1988 | 361.9996 | 789.8607 | 361.9996 | 789.8607 | 1151.8603
1989 | 385.5619 | 783.1397 | 385.5619 | 783.1397 | 1168.7016
1990 | 403.7035 | 762.3556 | 403.7035 | 762.3556 | 1166.059
1991 | 431.5659 | 748.9621 | 431.5659 | 748.9621 | 1180.528
1992 | 417.9655 | 736.7019 | 417.9655 | 736.7019 | 1154.6675
1993 | 394.5013 | 716.6673 | 394.5013 | 716.6673 | 1111.1686
1994 | 389.0802 | 696.515 | 389.0802 | 696.515 | 1085.5952
1995 | 394.3051 | 677.8346 | 394.3051 | 677.8346 | 1072.1397
1996 | 395.7829 | 688.3745 | 395.7829 | 688.3745 | 1084.1574
1997 | 405.6581 | 708.1981 | 405.6581 | 708.1981 | 1113.8563
1998 | 410.3611 | 698.8778 | 410.3611 | 698.8778 | 1109.2389
1999 | 408.596 | 694.7314 | 408.596 | 694.7314 | 1103.3274
2000 | 395.5061 | 687.2327 | 395.5061 | 687.2327 | 1082.7388
2001 | 377.6049 | 674.0694 | 377.6049 | 674.0694 | 1051.6743
2002 | 356.2623 | 651.1811 | 356.2623 | 651.1811 | 1007.4433
2003 | 329.4998 | 631.544 | 329.4998 | 631.544 | 961.0438
2004 | 307.0803 | 633.2523 | 307.0803 | 633.2523 | 940.3326
2005 | 293.4528 | 630.2457 | 293.4528 | 630.2457 | 923.6985
2006 | 286.3083 | 627.6478 | 286.3083 | 627.6478 | 913.9561
2007 | 283.5144 | 638.8638 | 283.5144 | 638.8638 | 922.3782
2008 | 285.7775 | 671.4644 | 285.7775 | 671.4644 | 957.242
2009 | 292.5005 | 758.3254 | 292.5005 | 758.3254 | 1050.8259
2010 | 301.5865 | 787.2556 | 301.5865 | 787.2556 | 1088.8421
2011 | 323.4296 | 797.633 | 323.4296 | 797.633 | 1121.0625
2012 | 362.6185 | 792.5607 | 362.6185 | 792.5607 | 1155.1792
2013 | 386.9615 | 791.9081 | 386.9615 | 791.9081 | 1178.8696
2014 | 405.4072 | 776.0427 | 405.4072 | 776.0427 | 1181.4499
2015 | 436.744 | 769.3057 | 436.744 | 769.3057 | 1206.0497
2016 | 422.1704 | 763.5683 | 422.1704 | 763.5683 | 1185.7387
2017 | 398.3165 | 747.9446 | 398.3165 | 747.9446 | 1146.2611
2018 | 392.3532 | 733.6467 | 392.3532 | 733.6467 | 1126
2019 | 398.3092 | 716.9445 | 398.3092 | 716.9445 | 1115.2537
2020 | 398.5431 | 726.7359 | 398.5431 | 726.7359 | 1125.279
2021 | 404.8736 | 743.6724 | 404.8736 | 743.6724 | 1148.5461
2022 | 406.2319 | 730.1818 | 406.2319 | 730.1818 | 1136.4136
2023 | 408.2606 | 722.8542 | 408.2606 | 722.8542 | 1131.1149
2024 | 391.6974 | 713.404 | 391.6974 | 713.404 | 1105.1014
2025 | 374.4237 | 701.4437 | 374.4237 | 701.4437 | 1075.8674
2026 | 352.7729 | 682.6722 | 352.7729 | 682.6722 | 1035.4451
2027 | 326.6436 | 663.9707 | 326.6436 | 663.9707 | 990.6144
2028 | 304.8237 | 664.8503 | 304.8237 | 664.8503 | 969.674
2029 | 290.8331 | 663.5279 | 290.8331 | 663.5279 | 954.3611
2030 | 282.2657 | 666.5438 | 282.2657 | 666.5438 | 948.8096
2031 | 280.0203 | 684.7638 | 280.0203 | 684.7638 | 964.7841
2032 | 280.8168 | 719.8506 | 280.8168 | 719.8506 | 1000.6674
2033 | 288.6513 | 808.2888 | 288.6513 | 808.2888 | 1096.9401
2034 | 298.6102 | 841.3091 | 298.6102 | 841.3091 | 1139.9193
2035 | 315.837 | 859.5994 | 315.837 | 859.5994 | 1175.4364
2036 | 354.7824 | 861.932 | 354.7824 | 861.932 | 1216.7145
2037 | 379.1743 | 863.926 | 379.1743 | 863.926 | 1243.1003
2038 | 397.8442 | 849.3438 | 397.8442 | 849.3438 | 1247.188
2039 | 427.16 | 833.0097 | 427.16 | 833.0097 | 1260.1697
2040 | 416.8285 | 812.4624 | 416.8285 | 812.4624 | 1229.2909
2041 | 388.9289 | 780.505 | 388.9289 | 780.505 | 1169.4339
2042 | 384.575 | 752.9477 | 384.575 | 752.9477 | 1137.5227
2043 | 390.6237 | 730.7119 | 390.6237 | 730.7119 | 1121.3355
2044 | 392.8125 | 734.5686 | 392.8125 | 734.5686 | 1127.3811
2045 | 398.5546 | 746.3992 | 398.5546 | 746.3992 | 1144.9538
2046 | 403.1856 | 726.7867 | 403.1856 | 726.7867 | 1129.9723
2047 | 403.4302 | 709.2473 | 403.4302 | 709.2473 | 1112.6775
2048 | 389.0042 | 685.6288 | 389.0042 | 685.6288 | 1074.6329
2049 | 375.8589 | 653.9129 | 375.8589 | 653.9129 | 1029.7718
2050 | 356.1537 | 615.4662 | 356.1537 | 615.4662 | 971.6198
2051 | 329.9268 | 580.0568 | 329.9268 | 580.0568 | 909.9836
2052 | 308.7079 | 569.0136 | 308.7079 | 569.0136 | 877.7216
2053 | 293.1571 | 559.3239 | 293.1571 | 559.3239 | 852.4809
2054 | 285.1793 | 549.4279 | 285.1793 | 549.4279 | 834.6072
2055 | 282.3762 | 556.0458 | 282.3762 | 556.0458 | 838.422
2056 | 282.5357 | 575.4138 | 282.5357 | 575.4138 | 857.9496
2057 | 289.4612 | 645.5668 | 289.4612 | 645.5668 | 935.028
2058 | 297.5853 | 659.3396 | 297.5853 | 659.3396 | 956.9249
2059 | 313.3253 | 662.8734 | 313.3253 | 662.8734 | 976.1987
2060 | 347.271 | 652.1605 | 347.271 | 652.1605 | 999.4315
2061 | 370.805 | 645.6802 | 370.805 | 645.6802 | 1016.4852
2062 | 388.2257 | 624.3346 | 388.2257 | 624.3346 | 1012.5604
2063 | 413.8532 | 607.7332 | 413.8532 | 607.7332 | 1021.5864
2064 | 408.4655 | 592.0246 | 408.4655 | 592.0246 | 1000.4901
2065 | 388.9711 | 574.1018 | 388.9711 | 574.1018 | 963.0729
2066 | 385.8509 | 563.3327 | 385.8509 | 563.3327 | 949.1836
2067 | 390.0092 | 556.8156 | 390.0092 | 556.8156 | 946.8248
2068 | 394.2139 | 570.1625 | 394.2139 | 570.1625 | 964.3764
2069 | 400.4346 | 589.1574 | 400.4346 | 589.1574 | 989.592
2070 | 404.2809 | 579.0885 | 404.2809 | 579.0885 | 983.3694
2071 | 402.2994 | 572.6966 | 402.2994 | 572.6966 | 974.996
2072 | 385.7982 | 561.7761 | 385.7982 | 561.7761 | 947.5744
2073 | 371.6025 | 542.9455 | 371.6025 | 542.9455 | 914.5479
2074 | 354.4398 | 514.9779 | 354.4398 | 514.9779 | 869.4177
2075 | 328.4816 | 487.4814 | 328.4816 | 487.4814 | 815.963
2076 | 306.268 | 482.7472 | 306.268 | 482.7472 | 789.0152
2077 | 292.8052 | 478.2436 | 292.8052 | 478.2436 | 771.0488
2078 | 284.6056 | 477.9446 | 284.6056 | 477.9446 | 762.5502
2079 | 281.0586 | 487.2359 | 281.0586 | 487.2359 | 768.2945
2080 | 281.3305 | 510.3464 | 281.3305 | 510.3464 | 791.6769
2081 | 288.1632 | 587.7173 | 288.1632 | 587.7173 | 875.8805
2082 | 295.8888 | 609.6168 | 295.8888 | 609.6168 | 905.5055
2083 | 305.7042 | 621.1169 | 305.7042 | 621.1169 | 926.8211
2084 | 331.7949 | 622.0595 | 331.7949 | 622.0595 | 953.8544
2085 | 357.6157 | 623.9465 | 357.6157 | 623.9465 | 981.5622
2086 | 375.9345 | 615.9406 | 375.9345 | 615.9406 | 991.8751
2087 | 401.5739 | 624.1471 | 401.5739 | 624.1471 | 1025.721
2088 | 396.4185 | 643.8325 | 396.4185 | 643.8325 | 1040.2511
2089 | 380.9392 | 636.389 | 380.9392 | 636.389 | 1017.3282
2090 | 373.277 | 609.1258 | 373.277 | 609.1258 | 982.4028
2091 | 376.3034 | 582.9602 | 376.3034 | 582.9602 | 959.2636
2092 | 380.1545 | 584.7853 | 380.1545 | 584.7853 | 964.9398
2093 | 388.7813 | 594.6911 | 388.7813 | 594.6911 | 983.4723
2094 | 386.2889 | 579.1153 | 386.2889 | 579.1153 | 965.4041
2095 | 387.8219 | 573.8194 | 387.8219 | 573.8194 | 961.6413
2096 | 375.9984 | 561.8296 | 375.9984 | 561.8296 | 937.828
2097 | 363.3621 | 536.5029 | 363.3621 | 536.5029 | 899.865
2098 | 345.6117 | 508.776 | 345.6117 | 508.776 | 854.3877
2099 | 324.2412 | 489.7003 | 324.2412 | 489.7003 | 813.9414
2100 | 304.0863 | 491.0878 | 304.0863 | 491.0878 | 795.1741
2101 | 292.2196 | 490.3268 | 292.2196 | 490.3268 | 782.5463
2102 | 283.4387 | 487.3545 | 283.4387 | 487.3545 | 770.7932
2103 | 281.2181 | 494.0527 | 281.2181 | 494.0527 | 775.2708
2104 | 281.6482 | 519.7029 | 281.6482 | 519.7029 | 801.3511
2105 | 288.7759 | 600.3886 | 288.7759 | 600.3886 | 889.1644
2106 | 295.0262 | 625.3891 | 295.0262 | 625.3891 | 920.4153
2107 | 305.6563 | 632.3447 | 305.6563 | 632.3447 | 938.001
2108 | 329.2044 | 621.9526 | 329.2044 | 621.9526 | 951.157
2109 | 352.4051 | 616.3544 | 352.4051 | 616.3544 | 968.7595
2110 | 369.7752 | 597.4683 | 369.7752 | 597.4683 | 967.2435
2111 | 400.8296 | 586.9619 | 400.8296 | 586.9619 | 987.7915
2112 | 394.2065 | 581.0107 | 394.2065 | 581.0107 | 975.2172
2113 | 376.5373 | 569.8513 | 376.5373 | 569.8513 | 946.3886
2114 | 372.9443 | 561.996 | 372.9443 | 561.996 | 934.9403
2115 | 374.7421 | 553.3137 | 374.7421 | 553.3137 | 928.0557
2116 | 384.468 | 567.3021 | 384.468 | 567.3021 | 951.7701
2117 | 393.9981 | 588.302 | 393.9981 | 588.302 | 982.3
2118 | 392.7206 | 577.8588 | 392.7206 | 577.8588 | 970.5794
2119 | 394.5383 | 571.6006 | 394.5383 | 571.6006 | 966.1389
2120 | 379.0405 | 561.8296 | 379.0405 | 561.8296 | 940.8701
2121 | 365.0527 | 544.1484 | 365.0527 | 544.1484 | 909.2012
2122 | 346.6054 | 522.3027 | 346.6054 | 522.3027 | 868.9081
2123 | 325.3917 | 501.9973 | 325.3917 | 501.9973 | 827.389
2124 | 303.3373 | 498.2789 | 303.3373 | 498.2789 | 801.6162
2125 | 289.43 | 491.2624 | 289.43 | 491.2624 | 780.6924
2126 | 282.1717 | 486.3387 | 282.1717 | 486.3387 | 768.5104
2127 | 278.9959 | 495.0418 | 278.9959 | 495.0418 | 774.0377
2128 | 279.6247 | 526.894 | 279.6247 | 526.894 | 806.5187
2129 | 286.5645 | 615.2252 | 286.5645 | 615.2252 | 901.7898
2130 | 292.494 | 647.3366 | 292.494 | 647.3366 | 939.8306
2131 | 310.9803 | 660.4675 | 310.9803 | 660.4675 | 971.4477
2132 | 337.6458 | 655.6358 | 337.6458 | 655.6358 | 993.2816
2133 | 360.1288 | 653.4594 | 360.1288 | 653.4594 | 1013.5882
2134 | 385.5382 | 633.9851 | 385.5382 | 633.9851 | 1019.5233
2135 | 410.5387 | 618.6669 | 410.5387 | 618.6669 | 1029.2056
2136 | 405.3605 | 608.3582 | 405.3605 | 608.3582 | 1013.7187
2137 | 382.7723 | 595.7285 | 382.7723 | 595.7285 | 978.5009
2138 | 378.9677 | 588.8357 | 378.9677 | 588.8357 | 967.8033
2139 | 383.7159 | 585.9008 | 383.7159 | 585.9008 | 969.6167
2140 | 391.081 | 602.5625 | 391.081 | 602.5625 | 993.6436
2141 | 407.056 | 624.2842 | 407.056 | 624.2842 | 1031.3401
2142 | 407.2887 | 615.0975 | 407.2887 | 615.0975 | 1022.3862
2143 | 401.0996 | 611.2452 | 401.0996 | 611.2452 | 1012.3448
2144 | 384.9128 | 605.4039 | 384.9128 | 605.4039 | 990.3167
2145 | 372.6596 | 594.8336 | 372.6596 | 594.8336 | 967.4933
2146 | 349.5794 | 575.3671 | 349.5794 | 575.3671 | 924.9465
2147 | 325.9764 | 556.6389 | 325.9764 | 556.6389 | 882.6153
2148 | 304.6434 | 561.4483 | 304.6434 | 561.4483 | 866.0917
2149 | 290.6662 | 565.4724 | 290.6662 | 565.4724 | 856.1386
2150 | 281.7903 | 570.1457 | 281.7903 | 570.1457 | 851.936
2151 | 281.8956 | 584.9172 | 281.8956 | 584.9172 | 866.8128
2152 | 281.727 | 617.7317 | 281.727 | 617.7317 | 899.4588
2153 | 287.9494 | 705.3946 | 287.9494 | 705.3946 | 993.344
2154 | 301.0576 | 736.2763 | 301.0576 | 736.2763 | 1037.3339
2155 | 325.5782 | 749.4606 | 325.5782 | 749.4606 | 1075.0388
2156 | 363.1411 | 748.2379 | 363.1411 | 748.2379 | 1111.3789
2157 | 386.268 | 749.5367 | 386.268 | 749.5367 | 1135.8047
2158 | 402.6385 | 735.9437 | 402.6385 | 735.9437 | 1138.5822
2159 | 435.3863 | 729.6878 | 435.3863 | 729.6878 | 1165.0741
2160 | 421.3584 | 727.0782 | 421.3584 | 727.0782 | 1148.4366
2161 | 395.828 | 719.9019 | 395.828 | 719.9019 | 1115.7299
2162 | 390.1031 | 714.4526 | 390.1031 | 714.4526 | 1104.5557
2163 | 393.7089 | 709.3792 | 393.7089 | 709.3792 | 1103.0881
2164 | 397.811 | 723.8755 | 397.811 | 723.8755 | 1121.6865
2165 | 407.1898 | 743.218 | 407.1898 | 743.218 | 1150.4077
2166 | 416.0658 | 731.6521 | 416.0658 | 731.6521 | 1147.7179
2167 | 409.3033 | 724.7255 | 409.3033 | 724.7255 | 1134.0288
2168 | 395.1729 | 714.0724 | 395.1729 | 714.0724 | 1109.2452
2169 | 378.5403 | 695.4288 | 378.5403 | 695.4288 | 1073.9691
2170 | 357.6896 | 670.188 | 357.6896 | 670.188 | 1027.8776
2171 | 328.9011 | 649.4014 | 328.9011 | 649.4014 | 978.3025
2172 | 308.7044 | 1606.2433 | 308.7044 | 1606.2433 | 1914.9477
2173 | 292.9697 | 1614.9298 | 292.9697 | 1614.9298 | 1907.8995
2174 | 284.4317 | 1617.0276 | 284.4317 | 1617.0276 | 1901.4593
2175 | 282.4251 | 1631.9405 | 282.4251 | 1631.9405 | 1914.3656
2176 | 282.8021 | 1672.9948 | 282.8021 | 1672.9948 | 1955.7969
2177 | 290.9608 | 1764.3292 | 290.9608 | 1764.3292 | 2055.29
2178 | 303.6915 | 1798.3672 | 303.6915 | 1798.3672 | 2102.0586
2179 | 324.7185 | 1826.4832 | 324.7185 | 1826.4832 | 2151.2018
2180 | 360.4039 | 1836.4288 | 360.4039 | 1836.4288 | 2196.8327
2181 | 386.7104 | 1856.2388 | 386.7104 | 1856.2388 | 2242.9492
2182 | 401.7475 | 1855.8786 | 401.7475 | 1855.8786 | 2257.6261
2183 | 436.0897 | 1855.8011 | 436.0897 | 1855.8011 | 2291.8908
2184 | 423.8351 | 1864.267 | 423.8351 | 1864.267 | 2288.1021
2185 | 390.762 | 1852.8557 | 390.762 | 1852.8557 | 2243.6178
2186 | 391.7907 | 1835.1975 | 391.7907 | 1835.1975 | 2226.9882
2187 | 399.74 | 1794.0774 | 399.74 | 1794.0774 | 2193.8173
2188 | 401.3128 | 1773.5666 | 401.3128 | 1773.5666 | 2174.8794
2189 | 413.9961 | 1762.1297 | 413.9961 | 1762.1297 | 2176.1258
2190 | 424.5519 | 1732.1441 | 424.5519 | 1732.1441 | 2156.696
2191 | 417.8066 | 1716.3997 | 417.8066 | 1716.3997 | 2134.2064
2192 | 395.8329 | 1719.3176 | 395.8329 | 1719.3176 | 2115.1505
2193 | 383.1549 | 1740.2291 | 383.1549 | 1740.2291 | 2123.3839
2194 | 360.1418 | 1761.3497 | 360.1418 | 1761.3497 | 2121.4915
2195 | 336.3416 | 1801.4105 | 336.3416 | 1801.4105 | 2137.752
2196 | 314.628 | 1851.0607 | 314.628 | 1851.0607 | 2165.6886
2197 | 298.6782 | 1880.5342 | 298.6782 | 1880.5342 | 2179.2124
2198 | 289.0626 | 1882.8331 | 289.0626 | 1882.8331 | 2171.8958
2199 | 285.5432 | 1883.1281 | 285.5432 | 1883.1281 | 2168.6713
2200 | 285.4176 | 1911.0397 | 285.4176 | 1911.0397 | 2196.4572
2201 | 293.2192 | 1995.1992 | 293.2192 | 1995.1992 | 2288.4185
2202 | 305.0236 | 2023.001 | 305.0236 | 2023.001 | 2328.0246
2203 | 326.0119 | 2036.0298 | 326.0119 | 2036.0298 | 2362.0417
2204 | 362.1153 | 2012.3138 | 362.1153 | 2012.3138 | 2374.4291
2205 | 385.2645 | 1993.366 | 385.2645 | 1993.366 | 2378.6305
2206 | 402.0287 | 1964.9098 | 402.0287 | 1964.9098 | 2366.9385
2207 | 434.8106 | 1946.124 | 434.8106 | 1946.124 | 2380.9346
2208 | 423.8521 | 1933.5347 | 423.8521 | 1933.5347 | 2357.3868
2209 | 396.943 | 1885.1762 | 396.943 | 1885.1762 | 2282.1192
2210 | 396.377 | 1820.9148 | 396.377 | 1820.9148 | 2217.2918
2211 | 401.7945 | 1755.5208 | 401.7945 | 1755.5208 | 2157.3153
2212 | 404.0267 | 1727.3658 | 404.0267 | 1727.3658 | 2131.3925
2213 | 422.3273 | 1707.2788 | 422.3273 | 1707.2788 | 2129.6061
2214 | 431.88 | 1676.9579 | 431.88 | 1676.9579 | 2108.838
2215 | 418.1563 | 1662.8229 | 418.1563 | 1662.8229 | 2080.9792
2216 | 397.6742 | 1661.4493 | 397.6742 | 1661.4493 | 2059.1235
2217 | 375.5015 | 1672.2354 | 375.5015 | 1672.2354 | 2047.737
2218 | 349.2569 | 1676.257 | 349.2569 | 1676.257 | 2025.5139
2219 | 323.9968 | 1681.3152 | 323.9968 | 1681.3152 | 2005.312
2220 | 303.6207 | 1691.5371 | 303.6207 | 1691.5371 | 1995.1577
2221 | 290.4527 | 1695.798 | 290.4527 | 1695.798 | 1986.2507
2222 | 282.3451 | 1694.8783 | 282.3451 | 1694.8783 | 1977.2234
2223 | 280.5895 | 1708.6513 | 280.5895 | 1708.6513 | 1989.2408
2224 | 280.8201 | 1744.4083 | 280.8201 | 1744.4083 | 2025.2284
2225 | 288.2585 | 1826.6232 | 288.2585 | 1826.6232 | 2114.8818
2226 | 298.0496 | 1848.7254 | 298.0496 | 1848.7254 | 2146.775
2227 | 314.4234 | 1860.9495 | 314.4234 | 1860.9495 | 2175.3728
2228 | 344.1204 | 1845.3471 | 344.1204 | 1845.3471 | 2189.4676
2229 | 366.4134 | 1826.1982 | 366.4134 | 1826.1982 | 2192.6116
2230 | 381.8532 | 1791.7071 | 381.8532 | 1791.7071 | 2173.5603
2231 | 415.3468 | 1765.9476 | 415.3468 | 1765.9476 | 2181.2944
2232 | 406.2694 | 1753.6935 | 406.2694 | 1753.6935 | 2159.9629
2233 | 381.5517 | 1724.1774 | 381.5517 | 1724.1774 | 2105.7292
2234 | 383.0282 | 1691.0966 | 383.0282 | 1691.0966 | 2074.1247
2235 | 395.1874 | 1664.9967 | 395.1874 | 1664.9967 | 2060.1841
2236 | 396.9925 | 1657.6958 | 396.9925 | 1657.6958 | 2054.6883
2237 | 411.9609 | 1648.3376 | 411.9609 | 1648.3376 | 2060.2984
2238 | 419.6469 | 1647.722 | 419.6469 | 1647.722 | 2067.3689
2239 | 409.874 | 1660.2077 | 409.874 | 1660.2077 | 2070.0817
2240 | 390.8626 | 1682.8398 | 390.8626 | 1682.8398 | 2073.7024
2241 | 374.2179 | 1709.9873 | 374.2179 | 1709.9873 | 2084.2052
2242 | 355.0504 | 1735.5336 | 355.0504 | 1735.5336 | 2090.5839
2243 | 330.9421 | 1750.0464 | 330.9421 | 1750.0464 | 2080.9886
2244 | 313.0121 | 1757.8544 | 313.0121 | 1757.8544 | 2070.8664
2245 | 297.7734 | 1768.1502 | 297.7734 | 1768.1502 | 2065.9236
2246 | 288.4766 | 1770.5162 | 288.4766 | 1770.5162 | 2058.9928
2247 | 285.1691 | 1783.4175 | 285.1691 | 1783.4175 | 2068.5866
2248 | 285.3993 | 1829.9033 | 285.3993 | 1829.9033 | 2115.3026
2249 | 291.8913 | 1932.8382 | 291.8913 | 1932.8382 | 2224.7295
2250 | 302.6717 | 1970.8323 | 302.6717 | 1970.8323 | 2273.504
2251 | 316.6246 | 2001.2953 | 316.6246 | 2001.2953 | 2317.9199
2252 | 341.8193 | 2000.9815 | 341.8193 | 2000.9815 | 2342.8008
2253 | 363.3075 | 2003.6925 | 363.3075 | 2003.6925 | 2367
2254 | 381.9033 | 1992.1341 | 381.9033 | 1992.1341 | 2374.0375
2255 | 411.9813 | 1981.9984 | 411.9813 | 1981.9984 | 2393.9797
2256 | 410.805 | 1982.4848 | 410.805 | 1982.4848 | 2393.2897
2257 | 388.9577 | 1966.4467 | 388.9577 | 1966.4467 | 2355.4045
2258 | 385.245 | 1951.0684 | 385.245 | 1951.0684 | 2336.3134
2259 | 383.1571 | 1919.9394 | 383.1571 | 1919.9394 | 2303.0964
2260 | 391.8664 | 1903.1837 | 391.8664 | 1903.1837 | 2295.0502
2261 | 403.1887 | 1895.703 | 403.1887 | 1895.703 | 2298.8917
2262 | 413.184 | 1877.7873 | 413.184 | 1877.7873 | 2290.9713
2263 | 403.9147 | 1862.5794 | 403.9147 | 1862.5794 | 2266.494
2264 | 385.8813 | 1844.375 | 385.8813 | 1844.375 | 2230.2563
2265 | 366.807 | 1831.4237 | 366.807 | 1831.4237 | 2198.2307
2266 | 350.3443 | 1802.5214 | 350.3443 | 1802.5214 | 2152.8657
2267 | 328.4711 | 1765.1338 | 328.4711 | 1765.1338 | 2093.6049
2268 | 309.2461 | 1746.6562 | 309.2461 | 1746.6562 | 2055.9023
2269 | 297.4373 | 1731.4712 | 297.4373 | 1731.4712 | 2028.9085
2270 | 288.2823 | 1717.4758 | 288.2823 | 1717.4758 | 2005.7581
2271 | 285.1275 | 1720.9223 | 285.1275 | 1720.9223 | 2006.0498
2272 | 284.2537 | 1748.4986 | 284.2537 | 1748.4986 | 2032.7524
2273 | 290.1532 | 1827.3608 | 290.1532 | 1827.3608 | 2117.514
2274 | 299.0154 | 1849.2618 | 299.0154 | 1849.2618 | 2148.2772
2275 | 313.9444 | 1863.2964 | 313.9444 | 1863.2964 | 2177.2407
2276 | 339.0334 | 1852.9243 | 339.0334 | 1852.9243 | 2191.9577
2277 | 359.3374 | 1851.9473 | 359.3374 | 1851.9473 | 2211.2847
2278 | 374.2891 | 1838.7125 | 374.2891 | 1838.7125 | 2213.0017
2279 | 404.4058 | 1830.3202 | 404.4058 | 1830.3202 | 2234.726
2280 | 400.9764 | 1826.3139 | 400.9764 | 1826.3139 | 2227.2903
2281 | 379.0037 | 1809.7394 | 379.0037 | 1809.7394 | 2188.7431
2282 | 376.4086 | 1798.1832 | 376.4086 | 1798.1832 | 2174.5918
2283 | 380.9902 | 1779.5264 | 380.9902 | 1779.5264 | 2160.5166
2284 | 389.4591 | 1791.4032 | 389.4591 | 1791.4032 | 2180.8624
2285 | 403.8352 | 1807.0565 | 403.8352 | 1807.0565 | 2210.8917
2286 | 413.1546 | 1802.0153 | 413.1546 | 1802.0153 | 2215.1698
2287 | 402.8795 | 1793.647 | 402.8795 | 1793.647 | 2196.5264
2288 | 387.1092 | 1783.6903 | 387.1092 | 1783.6903 | 2170.7995
2289 | 369.2732 | 1770.8061 | 369.2732 | 1770.8061 | 2140.0793
2290 | 351.8802 | 1745.3906 | 351.8802 | 1745.3906 | 2097.2709
2291 | 329.5492 | 1725.3032 | 329.5492 | 1725.3032 | 2054.8523
2292 | 310.7843 | 1725.1986 | 310.7843 | 1725.1986 | 2035.9829
2293 | 296.7496 | 1724.0952 | 296.7496 | 1724.0952 | 2020.8448
2294 | 288.4513 | 1719.6216 | 288.4513 | 1719.6216 | 2008.0729
2295 | 285.6814 | 1726.7561 | 285.6814 | 1726.7561 | 2012.4375
2296 | 286.3803 | 1761.3061 | 286.3803 | 1761.3061 | 2047.6864
2297 | 290.2433 | 1847.8796 | 290.2433 | 1847.8796 | 2138.1229
2298 | 301.0892 | 1876.4861 | 301.0892 | 1876.4861 | 2177.5753
2299 | 316.7744 | 1895.0133 | 316.7744 | 1895.0133 | 2211.7877
2300 | 340.9804 | 1886.5859 | 340.9804 | 1886.5859 | 2227.5663
2301 | 362.0343 | 1889.5651 | 362.0343 | 1889.5651 | 2251.5993
2302 | 380.6419 | 1877.6714 | 380.6419 | 1877.6714 | 2258.3134
2303 | 409.9464 | 1870.9555 | 409.9464 | 1870.9555 | 2280.9019
2304 | 404.0517 | 1872.1795 | 404.0517 | 1872.1795 | 2276.2311
2305 | 387.6778 | 1860.9694 | 387.6778 | 1860.9694 | 2248.6472
2306 | 384.1823 | 1852.0953 | 384.1823 | 1852.0953 | 2236.2777
2307 | 386.1486 | 1834.6456 | 386.1486 | 1834.6456 | 2220.7942
2308 | 389.8281 | 1844.1754 | 389.8281 | 1844.1754 | 2234.0035
2309 | 405.6088 | 1859.024 | 405.6088 | 1859.024 | 2264.6329
2310 | 417.7272 | 1856.9332 | 417.7272 | 1856.9332 | 2274.6605
2311 | 408.8758 | 1856.4774 | 408.8758 | 1856.4774 | 2265.3532
2312 | 387.7326 | 1866.369 | 387.7326 | 1866.369 | 2254.1015
2313 | 372.3243 | 1885.8723 | 372.3243 | 1885.8723 | 2258.1966
2314 | 352.7657 | 1889.8269 | 352.7657 | 1889.8269 | 2242.5925
2315 | 326.5918 | 1879.3283 | 326.5918 | 1879.3283 | 2205.9201
2316 | 305.6059 | 1880.2295 | 305.6059 | 1880.2295 | 2185.8355
2317 | 292.1297 | 1880.4672 | 292.1297 | 1880.4672 | 2172.5969
2318 | 283.2868 | 1878.2064 | 283.2868 | 1878.2064 | 2161.4931
2319 | 281.0503 | 1894.3263 | 281.0503 | 1894.3263 | 2175.3765
2320 | 282.7337 | 1936.2523 | 282.7337 | 1936.2523 | 2218.986
2321 | 290.1116 | 2026.8491 | 290.1116 | 2026.8491 | 2316.9607
2322 | 305.2094 | 2057.0649 | 305.2094 | 2057.0649 | 2362.2744
2323 | 325.4519 | 2079.079 | 325.4519 | 2079.079 | 2404.5308
2324 | 359.446 | 2072.1938 | 359.446 | 2072.1938 | 2431.6398
2325 | 384.8904 | 2063.5725 | 384.8904 | 2063.5725 | 2448.4629
2326 | 404.3113 | 2036.7927 | 404.3113 | 2036.7927 | 2441.104
2327 | 436.4418 | 2018.0069 | 436.4418 | 2018.0069 | 2454.4487
2328 | 427.9823 | 2004.814 | 427.9823 | 2004.814 | 2432.7963
2329 | 404.8078 | 1975.6332 | 404.8078 | 1975.6332 | 2380.441
2330 | 399.5347 | 1948.0509 | 399.5347 | 1948.0509 | 2347.5856
2331 | 404.4573 | 1921.4816 | 404.4573 | 1921.4816 | 2325.9389
2332 | 408.0906 | 1909.3528 | 408.0906 | 1909.3528 | 2317.4434
2333 | 423.8943 | 1890.0704 | 423.8943 | 1890.0704 | 2313.9647
2334 | 433.6605 | 1861.9624 | 433.6605 | 1861.9624 | 2295.6228
2335 | 417.6737 | 1853.8622 | 417.6737 | 1853.8622 | 2271.536
2336 | 397.9559 | 1858.4565 | 397.9559 | 1858.4565 | 2256.4125
2337 | 384.2763 | 1865.4206 | 384.2763 | 1865.4206 | 2249.6969
2338 | 361.8418 | 1861.6638 | 361.8418 | 1861.6638 | 2223.5056
2339 | 335.1354 | 1857.7366 | 335.1354 | 1857.7366 | 2192.8719
2340 | 311.7563 | 1867.355 | 311.7563 | 1867.355 | 2179.1113
2341 | 299.5717 | 1872.4876 | 299.5717 | 1872.4876 | 2172.0593
2342 | 290.7546 | 1869.6233 | 290.7546 | 1869.6233 | 2160.378
2343 | 287.9538 | 1872.7346 | 287.9538 | 1872.7346 | 2160.6884
2344 | 288.3317 | 1903.1942 | 288.3317 | 1903.1942 | 2191.526
2345 | 295.5019 | 1985.2751 | 295.5019 | 1985.2751 | 2280.777
2346 | 309.0083 | 2006.6396 | 309.0083 | 2006.6396 | 2315.6479
2347 | 330.9052 | 2019.266 | 330.9052 | 2019.266 | 2350.1713
2348 | 364.1894 | 2007.4859 | 364.1894 | 2007.4859 | 2371.6753
2349 | 389.9066 | 2005.3689 | 389.9066 | 2005.3689 | 2395.2755
2350 | 406.1567 | 1993.3411 | 406.1567 | 1993.3411 | 2399.4978
2351 | 436.1459 | 1991.0508 | 436.1459 | 1991.0508 | 2427.1967
2352 | 427.7393 | 1991.8724 | 427.7393 | 1991.8724 | 2419.6118
2353 | 406.4054 | 1979.4554 | 406.4054 | 1979.4554 | 2385.8607
2354 | 398.2493 | 1971.3189 | 398.2493 | 1971.3189 | 2369.5682
2355 | 403.4075 | 1952.6622 | 403.4075 | 1952.6622 | 2356.0696
2356 | 406.8235 | 1952.1338 | 406.8235 | 1952.1338 | 2358.9573
2357 | 423.4448 | 1952.6326 | 423.4448 | 1952.6326 | 2376.0775
2358 | 432.7585 | 1936.4603 | 432.7585 | 1936.4603 | 2369.2188
2359 | 421.6739 | 1934.3281 | 421.6739 | 1934.3281 | 2356.002
2360 | 404.9793 | 1949.7853 | 404.9793 | 1949.7853 | 2354.7646
2361 | 388.7585 | 1980.5538 | 388.7585 | 1980.5538 | 2369.3123
2362 | 367.0815 | 2008.6481 | 367.0815 | 2008.6481 | 2375.7296
2363 | 341.9237 | 2034.3591 | 341.9237 | 2034.3591 | 2376.2829
2364 | 317.7886 | 2064.094 | 317.7886 | 2064.094 | 2381.8826
2365 | 305.1583 | 2082.3694 | 305.1583 | 2082.3694 | 2387.5277
2366 | 295.6467 | 2079.1699 | 295.6467 | 2079.1699 | 2374.8166
2367 | 293.3038 | 2081.2082 | 293.3038 | 2081.2082 | 2374.512
2368 | 293.8163 | 2103.8895 | 293.8163 | 2103.8895 | 2397.7058
2369 | 300.1251 | 2142.1165 | 300.1251 | 2142.1165 | 2442.2415
2370 | 312.6733 | 2088.3795 | 312.6733 | 2088.3795 | 2401.0529
2371 | 333.6004 | 2031.47 | 333.6004 | 2031.47 | 2365.0705
2372 | 368.7211 | 1964.839 | 368.7211 | 1964.839 | 2333.5601
2373 | 390.1467 | 1930.1333 | 390.1467 | 1930.1333 | 2320.28
2374 | 408.7856 | 1892.2894 | 408.7856 | 1892.2894 | 2301.075
2375 | 434.1209 | 1860.9643 | 434.1209 | 1860.9643 | 2295.0853
2376 | 428.159 | 1835.5005 | 428.159 | 1835.5005 | 2263.6594
2377 | 408.4042 | 1796.4626 | 408.4042 | 1796.4626 | 2204.8668
2378 | 406.1101 | 1763.5158 | 406.1101 | 1763.5158 | 2169.6259
2379 | 408.1432 | 1732.3198 | 408.1432 | 1732.3198 | 2140.463
2380 | 413.199 | 1726.9635 | 413.199 | 1726.9635 | 2140.1625
2381 | 424.7717 | 1723.6402 | 424.7717 | 1723.6402 | 2148.4119
2382 | 433.7807 | 1699.6225 | 433.7807 | 1699.6225 | 2133.4031
2383 | 420.2934 | 1673.5517 | 420.2934 | 1673.5517 | 2093.845
2384 | 400.4387 | 1645.8925 | 400.4387 | 1645.8925 | 2046.3312
2385 | 383.5495 | 1615.7082 | 383.5495 | 1615.7082 | 1999.2576
2386 | 364.8248 | 1576.7476 | 364.8248 | 1576.7476 | 1941.5724
2387 | 341.5308 | 1542.1092 | 341.5308 | 1542.1092 | 1883.64
2388 | 322.8555 | 1540.5965 | 322.8555 | 1540.5965 | 1863.452
2389 | 309.369 | 1550.8924 | 309.369 | 1550.8924 | 1860.2614
2390 | 300.3085 | 1542.3955 | 300.3085 | 1542.3955 | 1842.704
2391 | 296.3813 | 1541.2152 | 296.3813 | 1541.2152 | 1837.5965
2392 | 296.584 | 1580.0567 | 296.584 | 1580.0567 | 1876.6408
2393 | 303.9547 | 1669.8489 | 303.9547 | 1669.8489 | 1973.8036
2394 | 315.1677 | 1703.5515 | 315.1677 | 1703.5515 | 2018.7193
2395 | 325.5087 | 1718.726 | 325.5087 | 1718.726 | 2044.2347
2396 | 352.3444 | 1682.4038 | 352.3444 | 1682.4038 | 2034.7482
2397 | 376.262 | 1650.1121 | 376.262 | 1650.1121 | 2026.3741
2398 | 395.8549 | 1607.3732 | 395.8549 | 1607.3732 | 2003.2281
2399 | 422.3334 | 1563.0395 | 422.3334 | 1563.0395 | 1985.3729
2400 | 417.8551 | 1531.4065 | 417.8551 | 1531.4065 | 1949.2616
2401 | 399.9795 | 1498.7389 | 399.9795 | 1498.7389 | 1898.7184
2402 | 397.1331 | 1486.7803 | 397.1331 | 1486.7803 | 1883.9134
2403 | 398.1756 | 1472.4821 | 398.1756 | 1472.4821 | 1870.6577
2404 | 402.3259 | 1481.5426 | 402.3259 | 1481.5426 | 1883.8685
2405 | 411.4259 | 1499.5428 | 411.4259 | 1499.5428 | 1910.9687
2406 | 426.311 | 1501.4082 | 426.311 | 1501.4082 | 1927.7193
2407 | 415.2521 | 1512.9552 | 415.2521 | 1512.9552 | 1928.2073
2408 | 395.6777 | 1537.5318 | 395.6777 | 1537.5318 | 1933.2095
2409 | 379.7474 | 1577.8892 | 379.7474 | 1577.8892 | 1957.6366
2410 | 364.3902 | 1602.8319 | 364.3902 | 1602.8319 | 1967.2221
2411 | 342.7296 | 1622.508 | 342.7296 | 1622.508 | 1965.2376
2412 | 322.8704 | 1655.0592 | 322.8704 | 1655.0592 | 1977.9297
2413 | 307.2705 | 1686.6785 | 307.2705 | 1686.6785 | 1993.949
2414 | 301.0528 | 1720.9627 | 301.0528 | 1720.9627 | 2022.0155
2415 | 296.9455 | 1766.1173 | 296.9455 | 1766.1173 | 2063.0628
2416 | 297.2713 | 1821.5214 | 297.2713 | 1821.5214 | 2118.7927
2417 | 302.739 | 1916.9462 | 302.739 | 1916.9462 | 2219.6851
2418 | 311.4507 | 1963.2551 | 311.4507 | 1963.2551 | 2274.7059
2419 | 321.7957 | 1997.6744 | 321.7957 | 1997.6744 | 2319.4701
2420 | 340.6909 | 1995.3489 | 340.6909 | 1995.3489 | 2336.0399
2421 | 363.2096 | 1980.6256 | 363.2096 | 1980.6256 | 2343.8352
2422 | 383.5922 | 1941.1054 | 383.5922 | 1941.1054 | 2324.6975
2423 | 411.0568 | 1908.7745 | 411.0568 | 1908.7745 | 2319.8312
2424 | 407.0657 | 1888.0715 | 407.0657 | 1888.0715 | 2295.1372
2425 | 390.7225 | 1860.7012 | 390.7225 | 1860.7012 | 2251.4237
2426 | 386.9271 | 1842.0371 | 386.9271 | 1842.0371 | 2228.9642
2427 | 389.2902 | 1810.9081 | 389.2902 | 1810.9081 | 2200.1983
2428 | 391.5783 | 1777.724 | 391.5783 | 1777.724 | 2169.3023
2429 | 403.8037 | 1735.4419 | 403.8037 | 1735.4419 | 2139.2456
2430 | 415.8943 | 1689.6984 | 415.8943 | 1689.6984 | 2105.5926
2431 | 409.0779 | 1665.0357 | 409.0779 | 1665.0357 | 2074.1136
2432 | 389.8592 | 1656.7554 | 389.8592 | 1656.7554 | 2046.6147
2433 | 373.2968 | 1654.4659 | 373.2968 | 1654.4659 | 2027.7627
2434 | 357.9166 | 1632.5373 | 357.9166 | 1632.5373 | 1990.4539
2435 | 338.4704 | 1602.3916 | 338.4704 | 1602.3916 | 1940.862
2436 | 320.5227 | 1588.1385 | 320.5227 | 1588.1385 | 1908.6612
2437 | 308.1106 | 1576.5074 | 308.1106 | 1576.5074 | 1884.6179
2438 | 299.2458 | 1566.9376 | 299.2458 | 1566.9376 | 1866.1833
2439 | 295.9328 | 1570.7864 | 295.9328 | 1570.7864 | 1866.7192
2440 | 296.2838 | 1602.1849 | 296.2838 | 1602.1849 | 1898.4686
2441 | 301.0755 | 1685.4727 | 301.0755 | 1685.4727 | 1986.5482
2442 | 309.6276 | 1710.3241 | 309.6276 | 1710.3241 | 2019.9517
2443 | 316.7567 | 1725.9009 | 316.7567 | 1725.9009 | 2042.6576
2444 | 331.4253 | 1718.8816 | 331.4253 | 1718.8816 | 2050.3069
2445 | 351.8387 | 1731.852 | 351.8387 | 1731.852 | 2083.6907
2446 | 371.8644 | 1737.5938 | 371.8644 | 1737.5938 | 2109.4582
2447 | 401.2859 | 1747.2392 | 401.2859 | 1747.2392 | 2148.5252
2448 | 397.9384 | 1768.1773 | 397.9384 | 1768.1773 | 2166.1157
2449 | 385.9302 | 1783.521 | 385.9302 | 1783.521 | 2169.4512
2450 | 382.1741 | 1804.5534 | 382.1741 | 1804.5534 | 2186.7275
2451 | 382.8282 | 1813.7915 | 382.8282 | 1813.7915 | 2196.6197
2452 | 391.516 | 1840.4874 | 391.516 | 1840.4874 | 2232.0034
2453 | 403.6693 | 1867.1377 | 403.6693 | 1867.1377 | 2270.807
2454 | 410.6902 | 1874.5687 | 410.6902 | 1874.5687 | 2285.2588
2455 | 400.7665 | 1881.3548 | 400.7665 | 1881.3548 | 2282.1212
2456 | 390.44 | 1898.0859 | 390.44 | 1898.0859 | 2288.526
2457 | 373.8733 | 1931.5367 | 373.8733 | 1931.5367 | 2305.41
2458 | 356.6306 | 1956.4794 | 356.6306 | 1956.4794 | 2313.11
2459 | 335.9551 | 1970.5229 | 335.9551 | 1970.5229 | 2306.478
2460 | 316.8882 | 1987.7185 | 316.8882 | 1987.7185 | 2304.6067
2461 | 304.5263 | 1996.7403 | 304.5263 | 1996.7403 | 2301.2667
2462 | 295.3133 | 2006.08 | 295.3133 | 2006.08 | 2301.3933
2463 | 290.8019 | 2037.0191 | 290.8019 | 2037.0191 | 2327.8209
2464 | 291.8165 | 2094.9042 | 291.8165 | 2094.9042 | 2386.7206
2465 | 296.5795 | 2203.1364 | 296.5795 | 2203.1364 | 2499.7159
2466 | 308.4115 | 2243.4104 | 308.4115 | 2243.4104 | 2551.822
2467 | 321.7658 | 2251.8794 | 321.7658 | 2251.8794 | 2573.6452
2468 | 340.898 | 2208.7846 | 340.898 | 2208.7846 | 2549.6826
2469 | 361.4158 | 2148.1958 | 361.4158 | 2148.1958 | 2509.6115
2470 | 378.5683 | 2080.1101 | 378.5683 | 2080.1101 | 2458.6785
2471 | 408.2114 | 2039.3974 | 408.2114 | 2039.3974 | 2447.6087
2472 | 400.4626 | 2007.7645 | 400.4626 | 2007.7645 | 2408.2271
2473 | 386.8574 | 1967.3184 | 386.8574 | 1967.3184 | 2354.1758
2474 | 384.995 | 1929.812 | 384.995 | 1929.812 | 2314.807
2475 | 391.0711 | 1892.7821 | 391.0711 | 1892.7821 | 2283.8533
2476 | 397.8932 | 1888.1634 | 397.8932 | 1888.1634 | 2286.0567
2477 | 411.1776 | 1883.4991 | 411.1776 | 1883.4991 | 2294.6766
2478 | 418.8271 | 1850.6971 | 418.8271 | 1850.6971 | 2269.5242
2479 | 405.4174 | 1812.5564 | 405.4174 | 1812.5564 | 2217.9739
2480 | 389.974 | 1741.6469 | 389.974 | 1741.6469 | 2131.6209
2481 | 376.3842 | 1680.4832 | 376.3842 | 1680.4832 | 2056.8674
2482 | 358.1649 | 1593.6454 | 358.1649 | 1593.6454 | 1951.8103
2483 | 334.9702 | 1515.6896 | 334.9702 | 1515.6896 | 1850.6599
2484 | 315.0174 | 1459.9966 | 315.0174 | 1459.9966 | 1775.014
2485 | 303.6597 | 1416.1791 | 303.6597 | 1416.1791 | 1719.8388
2486 | 295.0026 | 1382.6708 | 295.0026 | 1382.6708 | 1677.6734
2487 | 290.4793 | 1383.0998 | 290.4793 | 1383.0998 | 1673.5791
2488 | 292.2252 | 1428.0433 | 292.2252 | 1428.0433 | 1720.2685
2489 | 298.7813 | 1537.6837 | 298.7813 | 1537.6837 | 1836.465
2490 | 312.1027 | 1595.9955 | 312.1027 | 1595.9955 | 1908.0982
2491 | 330.6998 | 1641.8141 | 330.6998 | 1641.8141 | 1972.5139
2492 | 361.1336 | 1657.1911 | 361.1336 | 1657.1911 | 2018.3248
2493 | 380.883 | 1672.039 | 380.883 | 1672.039 | 2052.9221
2494 | 405.775 | 1666.8509 | 405.775 | 1666.8509 | 2072.6259
2495 | 437.391 | 1669.1874 | 437.391 | 1669.1874 | 2106.5784
2496 | 428.3918 | 1681.6095 | 428.3918 | 1681.6095 | 2110.0013
2497 | 410.994 | 1685.5538 | 410.994 | 1685.5538 | 2096.5478
2498 | 405.5907 | 1701.7583 | 405.5907 | 1701.7583 | 2107.349
2499 | 411.4923 | 1716.3607 | 411.4923 | 1716.3607 | 2127.8531
2500 | 417.4672 | 1748.5552 | 417.4672 | 1748.5552 | 2166.0224
2501 | 431.551 | 1779.8993 | 431.551 | 1779.8993 | 2211.4502
2502 | 433.3964 | 1784.6481 | 433.3964 | 1784.6481 | 2218.0445
2503 | 419.8964 | 1789.4225 | 419.8964 | 1789.4225 | 2209.3189
2504 | 402.0179 | 1788.9877 | 402.0179 | 1788.9877 | 2191.0056
2505 | 387.3326 | 1782.7419 | 387.3326 | 1782.7419 | 2170.0745
2506 | 367.0426 | 1756.0524 | 367.0426 | 1756.0524 | 2123.0949
2507 | 339.7222 | 1732.2098 | 339.7222 | 1732.2098 | 2071.932
2508 | 318.2249 | 1733.5135 | 318.2249 | 1733.5135 | 2051.7384
2509 | 302.5794 | 1737.372 | 302.5794 | 1737.372 | 2039.9514
2510 | 293.8436 | 1732.0938 | 293.8436 | 1732.0938 | 2025.9373
2511 | 291.0555 | 1734.3333 | 291.0555 | 1734.3333 | 2025.3888
2512 | 294.5719 | 1758.2886 | 294.5719 | 1758.2886 | 2052.8605
2513 | 300.4255 | 1834.1334 | 300.4255 | 1834.1334 | 2134.5589
2514 | 313.0327 | 1857.8448 | 313.0327 | 1857.8448 | 2170.8775
2515 | 339.0705 | 1873.824 | 339.0705 | 1873.824 | 2212.8945
2516 | 373.7166 | 1876.1924 | 373.7166 | 1876.1924 | 2249.909
2517 | 399.0491 | 1899.3551 | 399.0491 | 1899.3551 | 2298.4042
2518 | 417.584 | 1921.7936 | 417.584 | 1921.7936 | 2339.3776
2519 | 450.4029 | 1948.7392 | 450.4029 | 1948.7392 | 2399.142
2520 | 442.1267 | 1968.8056 | 442.1267 | 1968.8056 | 2410.9322
2521 | 418.4226 | 1978.3154 | 418.4226 | 1978.3154 | 2396.7381
2522 | 418.9548 | 1990.2284 | 418.9548 | 1990.2284 | 2409.1832
2523 | 419.555 | 1988.8047 | 419.555 | 1988.8047 | 2408.3598
2524 | 420.5442 | 1987.8741 | 420.5442 | 1987.8741 | 2408.4183
2525 | 441.7134 | 1971.408 | 441.7134 | 1971.408 | 2413.1214
2526 | 453.5573 | 1951.6147 | 453.5573 | 1951.6147 | 2405.172
2527 | 438.7372 | 1950.6224 | 438.7372 | 1950.6224 | 2389.3597
2528 | 416.2084 | 1959.9776 | 416.2084 | 1959.9776 | 2376.186
2529 | 398.8183 | 1977.8045 | 398.8183 | 1977.8045 | 2376.6228
2530 | 377.6025 | 1973.5114 | 377.6025 | 1973.5114 | 2351.1139
2531 | 352.2612 | 1955.972 | 352.2612 | 1955.972 | 2308.2332
2532 | 327.5863 | 1955.1969 | 327.5863 | 1955.1969 | 2282.7832
2533 | 311.9054 | 1955.2334 | 311.9054 | 1955.2334 | 2267.1388
2534 | 303.9197 | 1947.0717 | 303.9197 | 1947.0717 | 2250.9914
2535 | 299.7383 | 1950.6524 | 299.7383 | 1950.6524 | 2250.3907
2536 | 300.8555 | 1986.2082 | 300.8555 | 1986.2082 | 2287.0637
2537 | 307.0395 | 2074.0557 | 307.0395 | 2074.0557 | 2381.0952
2538 | 320.6342 | 2101.6564 | 320.6342 | 2101.6564 | 2422.2906
2539 | 345.1244 | 2123.8717 | 345.1244 | 2123.8717 | 2468.996
2540 | 376.8197 | 2117.0535 | 376.8197 | 2117.0535 | 2493.8732
2541 | 401.5325 | 2108.8346 | 401.5325 | 2108.8346 | 2510.367
2542 | 419.9133 | 2081.9877 | 419.9133 | 2081.9877 | 2501.901
2543 | 455.8299 | 2060.3856 | 455.8299 | 2060.3856 | 2516.2154
2544 | 441.753 | 2050.6125 | 441.753 | 2050.6125 | 2492.3655
2545 | 420.0291 | 2026.4608 | 420.0291 | 2026.4608 | 2446.4899
2546 | 414.4332 | 2004.8464 | 414.4332 | 2004.8464 | 2419.2795
2547 | 416.7029 | 1995.5773 | 416.7029 | 1995.5773 | 2412.2802
2548 | 420.1676 | 2016.1042 | 420.1676 | 2016.1042 | 2436.2718
2549 | 441.1719 | 2027.8682 | 441.1719 | 2027.8682 | 2469.0401
2550 | 452.8746 | 2024.9728 | 452.8746 | 2024.9728 | 2477.8473
2551 | 433.8974 | 2031.0213 | 433.8974 | 2031.0213 | 2464.9186
2552 | 416.5773 | 2049.697 | 416.5773 | 2049.697 | 2466.2743
2553 | 398.1974 | 2061.6232 | 398.1974 | 2061.6232 | 2459.8206
2554 | 377.873 | 2047.2047 | 377.873 | 2047.2047 | 2425.0776
2555 | 351.3215 | 2034.4933 | 351.3215 | 2034.4933 | 2385.8147
2556 | 329.1225 | 2045.2516 | 329.1225 | 2045.2516 | 2374.3741
2557 | 313.9969 | 2060.4425 | 313.9969 | 2060.4425 | 2374.4394
2558 | 305.4516 | 2073.4702 | 305.4516 | 2073.4702 | 2378.9218
2559 | 300.5661 | 2098.3743 | 300.5661 | 2098.3743 | 2398.9404
2560 | 302.2547 | 2145.5977 | 302.2547 | 2145.5977 | 2447.8523
2561 | 305.8267 | 2239.6143 | 305.8267 | 2239.6143 | 2545.441
2562 | 321.237 | 2270.0312 | 321.237 | 2270.0312 | 2591.2683
2563 | 341.841 | 2285.8763 | 341.841 | 2285.8763 | 2627.7172
2564 | 366.4971 | 2271.0786 | 366.4971 | 2271.0786 | 2637.5757
2565 | 393.0365 | 2259.3057 | 393.0365 | 2259.3057 | 2652.3422
2566 | 411.1969 | 2226.4239 | 411.1969 | 2226.4239 | 2637.6208
2567 | 441.228 | 2195.8364 | 441.228 | 2195.8364 | 2637.0644
2568 | 432.6935 | 2175.1334 | 432.6935 | 2175.1334 | 2607.8269
2569 | 408.1651 | 2149.3724 | 408.1651 | 2149.3724 | 2557.5375
2570 | 405.1143 | 2135.134 | 405.1143 | 2135.134 | 2540.2484
2571 | 403.6205 | 2110.5764 | 403.6205 | 2110.5764 | 2514.1969
2572 | 415.0847 | 2099.6546 | 415.0847 | 2099.6546 | 2514.7393
2573 | 436.9188 | 2086.8095 | 436.9188 | 2086.8095 | 2523.7283
2574 | 448.4319 | 2062.6576 | 448.4319 | 2062.6576 | 2511.0895
2575 | 429.7952 | 2056.1668 | 429.7952 | 2056.1668 | 2485.962
2576 | 407.9425 | 2063.041 | 407.9425 | 2063.041 | 2470.9835
2577 | 392.688 | 2075.1682 | 392.688 | 2075.1682 | 2467.8562
2578 | 373.4818 | 2066.5165 | 373.4818 | 2066.5165 | 2439.9983
2579 | 352.199 | 2054.4086 | 352.199 | 2054.4086 | 2406.6076
2580 | 329.1469 | 2065.1669 | 329.1469 | 2065.1669 | 2394.3138
2581 | 315.9889 | 2077.4744 | 315.9889 | 2077.4744 | 2393.4633
2582 | 305.0748 | 2080.3098 | 305.0748 | 2080.3098 | 2385.3846
2583 | 300.9077 | 2086.8408 | 300.9077 | 2086.8408 | 2387.7485
2584 | 300.6332 | 2114.8195 | 300.6332 | 2114.8195 | 2415.4526
2585 | 307.0254 | 2195.5592 | 307.0254 | 2195.5592 | 2502.5846
2586 | 316.9732 | 2217.6614 | 316.9732 | 2217.6614 | 2534.6345
2587 | 333.1752 | 2229.2819 | 333.1752 | 2229.2819 | 2562.4572
2588 | 353.7942 | 2213.4114 | 353.7942 | 2213.4114 | 2567.2056
2589 | 374.6359 | 2205.4606 | 374.6359 | 2205.4606 | 2580.0966
2590 | 392.0001 | 2189.0743 | 392.0001 | 2189.0743 | 2581.0744
2591 | 419.1704 | 2183.0289 | 419.1704 | 2183.0289 | 2602.1994
2592 | 412.9923 | 2179.0226 | 412.9923 | 2179.0226 | 2592.015
2593 | 397.0517 | 2160.8388 | 397.0517 | 2160.8388 | 2557.8905
2594 | 394.146 | 2150.8249 | 394.146 | 2150.8249 | 2544.9709
2595 | 394.479 | 2140.2147 | 394.479 | 2140.2147 | 2534.6936
2596 | 401.6304 | 2150.0128 | 401.6304 | 2150.0128 | 2551.6431
2597 | 418.9627 | 2154.1326 | 418.9627 | 2154.1326 | 2573.0953
2598 | 429.9459 | 2145.3363 | 429.9459 | 2145.3363 | 2575.2822
2599 | 417.415 | 2152.7259 | 417.415 | 2152.7259 | 2570.1409
2600 | 401.4919 | 2171.4687 | 401.4919 | 2171.4687 | 2572.9606
2601 | 386.3748 | 2186.9487 | 386.3748 | 2186.9487 | 2573.3236
2602 | 369.3015 | 2185.2036 | 369.3015 | 2185.2036 | 2554.5051
2603 | 345.5362 | 2193.5474 | 345.5362 | 2193.5474 | 2539.0836
2604 | 328.0647 | 2223.8858 | 328.0647 | 2223.8858 | 2551.9506
2605 | 312.6925 | 2251.4148 | 312.6925 | 2251.4148 | 2564.1073
2606 | 304.4252 | 2264.0402 | 304.4252 | 2264.0402 | 2568.4653
2607 | 301.3691 | 2293.1017 | 301.3691 | 2293.1017 | 2594.4707
2608 | 303.1718 | 2357.1558 | 303.1718 | 2357.1558 | 2660.3276
2609 | 306.7472 | 2473.7029 | 306.7472 | 2473.7029 | 2780.4501
2610 | 315.8399 | 2533.9592 | 315.8399 | 2533.9592 | 2849.7992
2611 | 333.9956 | 2576.291 | 333.9956 | 2576.291 | 2910.2866
2612 | 353.3338 | 2574.2337 | 353.3338 | 2574.2337 | 2927.5675
2613 | 371.9909 | 2570.3733 | 371.9909 | 2570.3733 | 2942.3642
2614 | 391.1146 | 2547.0133 | 391.1146 | 2547.0133 | 2938.1279
2615 | 420.2573 | 2529.5015 | 420.2573 | 2529.5015 | 2949.7588
2616 | 414.2446 | 2520.5332 | 414.2446 | 2520.5332 | 2934.7778
2617 | 400.6576 | 2502.3494 | 400.6576 | 2502.3494 | 2903.007
2618 | 395.7593 | 2494.0788 | 395.7593 | 2494.0788 | 2889.8381
2619 | 396.4001 | 2472.3375 | 396.4001 | 2472.3375 | 2868.7377
2620 | 409.2251 | 2454.9784 | 409.2251 | 2454.9784 | 2864.2035
2621 | 433.8657 | 2434.8243 | 433.8657 | 2434.8243 | 2868.69
2622 | 439.0789 | 2403.967 | 439.0789 | 2403.967 | 2843.0459
2623 | 419.9472 | 2386.5463 | 419.9472 | 2386.5463 | 2806.4935
2624 | 403.8777 | 2384.7703 | 403.8777 | 2384.7703 | 2788.648
2625 | 388.176 | 2390.5274 | 388.176 | 2390.5274 | 2778.7033
2626 | 369.9813 | 2370.5433 | 369.9813 | 2370.5433 | 2740.5246
2627 | 344.9842 | 2343.4822 | 344.9842 | 2343.4822 | 2688.4663
2628 | 325.8274 | 2325.474 | 325.8274 | 2325.474 | 2651.3014
2629 | 310.307 | 2297.6156 | 310.307 | 2297.6156 | 2607.9226
2630 | 301.6481 | 2254.7866 | 301.6481 | 2254.7866 | 2556.4347
2631 | 297.7081 | 2213.7757 | 297.7081 | 2213.7757 | 2511.4839
2632 | 298.5185 | 2195.0171 | 298.5185 | 2195.0171 | 2493.5356
2633 | 301.914 | 2233.8475 | 301.914 | 2233.8475 | 2535.7616
2634 | 314.1275 | 2215.3815 | 314.1275 | 2215.3815 | 2529.509
2635 | 338.1798 | 2187.0374 | 338.1798 | 2187.0374 | 2525.2172
2636 | 360.6216 | 2126.9106 | 360.6216 | 2126.9106 | 2487.5322
2637 | 376.7419 | 2070.3451 | 376.7419 | 2070.3451 | 2447.087
2638 | 394.8725 | 1998.2361 | 394.8725 | 1998.2361 | 2393.1086
2639 | 429.3892 | 1940.7596 | 429.3892 | 1940.7596 | 2370.1488
2640 | 419.5074 | 1900.0743 | 419.5074 | 1900.0743 | 2319.5817
2641 | 402.5755 | 1856.9461 | 402.5755 | 1856.9461 | 2259.5216
2642 | 398.0117 | 1826.2122 | 398.0117 | 1826.2122 | 2224.2239
2643 | 400.5559 | 1796.8937 | 400.5559 | 1796.8937 | 2197.4496
2644 | 411.904 | 1798.3099 | 411.904 | 1798.3099 | 2210.2139
2645 | 432.932 | 1809.9398 | 432.932 | 1809.9398 | 2242.8719
2646 | 445.2073 | 1806.575 | 445.2073 | 1806.575 | 2251.7823
2647 | 424.2111 | 1802.297 | 424.2111 | 1802.297 | 2226.5081
2648 | 406.3755 | 1792.7427 | 406.3755 | 1792.7427 | 2199.1182
2649 | 393.2267 | 1773.6224 | 393.2267 | 1773.6224 | 2166.8491
2650 | 373.722 | 1731.9797 | 373.722 | 1731.9797 | 2105.7017
2651 | 349.2684 | 1690.4346 | 349.2684 | 1690.4346 | 2039.7031
2652 | 323.4726 | 1669.409 | 323.4726 | 1669.409 | 1992.8816
2653 | 309.8143 | 1653.017 | 309.8143 | 1653.017 | 1962.8313
2654 | 301.7355 | 1637.4793 | 301.7355 | 1637.4793 | 1939.2148
2655 | 297.8464 | 1638.646 | 297.8464 | 1638.646 | 1936.4924
2656 | 299.1426 | 1667.3622 | 299.1426 | 1667.3622 | 1966.5049
2657 | 305.2117 | 1747.6996 | 305.2117 | 1747.6996 | 2052.9113
2658 | 320.682 | 1769.5336 | 320.682 | 1769.5336 | 2090.2156
2659 | 349.0832 | 1779.2095 | 349.0832 | 1779.2095 | 2128.2928
2660 | 378.5537 | 1757.237 | 378.5537 | 1757.237 | 2135.7907
2661 | 398.6423 | 1735.6071 | 398.6423 | 1735.6071 | 2134.2493
2662 | 415.0817 | 1695.5504 | 415.0817 | 1695.5504 | 2110.6321
2663 | 445.8413 | 1664.0241 | 445.8413 | 1664.0241 | 2109.8655
2664 | 437.8277 | 1643.2541 | 437.8277 | 1643.2541 | 2081.0817
2665 | 415.7115 | 1615.0121 | 415.7115 | 1615.0121 | 2030.7235
2666 | 406.5775 | 1601.3101 | 406.5775 | 1601.3101 | 2007.8875
2667 | 417.1183 | 1589.3588 | 417.1183 | 1589.3588 | 2006.4771
2668 | 424.819 | 1601.5038 | 424.819 | 1601.5038 | 2026.3228
2669 | 448.2592 | 1614.4749 | 448.2592 | 1614.4749 | 2062.7341
2670 | 452.6983 | 1609.0313 | 452.6983 | 1609.0313 | 2061.7296
2671 | 429.6716 | 1605.8262 | 429.6716 | 1605.8262 | 2035.4979
2672 | 410.0392 | 1594.7296 | 410.0392 | 1594.7296 | 2004.7688
2673 | 392.753 | 1575.6764 | 392.753 | 1575.6764 | 1968.4294
2674 | 371.9834 | 1545.5 | 371.9834 | 1545.5 | 1917.4834
2675 | 346.3243 | 1525.2785 | 346.3243 | 1525.2785 | 1871.6027
2676 | 323.9827 | 1520.8824 | 323.9827 | 1520.8824 | 1844.8651
2677 | 309.3462 | 1526.6856 | 309.3462 | 1526.6856 | 1836.0318
2678 | 302.6301 | 1526.1682 | 302.6301 | 1526.1682 | 1828.7983
2679 | 298.3765 | 1528.9442 | 298.3765 | 1528.9442 | 1827.3207
2680 | 298.5279 | 1557.124 | 298.5279 | 1557.124 | 1855.6518
2681 | 306.2992 | 1628.9454 | 306.2992 | 1628.9454 | 1935.2446
2682 | 318.3637 | 1647.1584 | 318.3637 | 1647.1584 | 1965.5221
2683 | 346.8233 | 1655.6274 | 346.8233 | 1655.6274 | 2002.4507
2684 | 379.6863 | 1653.5702 | 379.6863 | 1653.5702 | 2033.2564
2685 | 400.5048 | 1676.5988 | 400.5048 | 1676.5988 | 2077.1036
2686 | 421.1189 | 1691.7953 | 421.1189 | 1691.7953 | 2112.9142
2687 | 447.8598 | 1679.6479 | 447.8598 | 1679.6479 | 2127.5077
2688 | 436.4188 | 1671.3501 | 436.4188 | 1671.3501 | 2107.7689
2689 | 416.7866 | 1657.1896 | 416.7866 | 1657.1896 | 2073.9762
2690 | 413.6632 | 1649.9249 | 413.6632 | 1649.9249 | 2063.5881
2691 | 415.6963 | 1632.341 | 415.6963 | 1632.341 | 2048.0373
2692 | 420.7168 | 1629.2645 | 420.7168 | 1629.2645 | 2049.9814
2693 | 441.9991 | 1629.4281 | 441.9991 | 1629.4281 | 2071.4272
2694 | 453.2475 | 1613.0546 | 453.2475 | 1613.0546 | 2066.3021
2695 | 429.7713 | 1595.835 | 429.7713 | 1595.835 | 2025.6063
2696 | 409.8834 | 1597.9483 | 409.8834 | 1597.9483 | 2007.8317
2697 | 390.7043 | 1600.4867 | 390.7043 | 1600.4867 | 1991.191
2698 | 368.8475 | 1581.0391 | 368.8475 | 1581.0391 | 1949.8866
2699 | 344.6523 | 1570.6746 | 344.6523 | 1570.6746 | 1915.3269
2700 | 321.3586 | 1583.3776 | 321.3586 | 1583.3776 | 1904.7361
2701 | 308.6346 | 1597.9649 | 308.6346 | 1597.9649 | 1906.5995
2702 | 298.7641 | 1608.2434 | 298.7641 | 1608.2434 | 1907.0075
2703 | 296.1834 | 1627.8501 | 296.1834 | 1627.8501 | 1924.0336
2704 | 299.5597 | 1668.1669 | 299.5597 | 1668.1669 | 1967.7265
2705 | 303.6899 | 1751.9241 | 303.6899 | 1751.9241 | 2055.614
2706 | 318.0142 | 1769.0642 | 318.0142 | 1769.0642 | 2087.0784
2707 | 347.4593 | 1783.2328 | 347.4593 | 1783.2328 | 2130.6922
2708 | 378.8875 | 1768.3681 | 378.8875 | 1768.3681 | 2147.2556
2709 | 404.4948 | 1775.1694 | 404.4948 | 1775.1694 | 2179.6643
2710 | 423.8243 | 1772.5294 | 423.8243 | 1772.5294 | 2196.3537
2711 | 451.0825 | 1775.4693 | 451.0825 | 1775.4693 | 2226.5518
2712 | 441.6614 | 1785.6787 | 441.6614 | 1785.6787 | 2227.3401
2713 | 417.091 | 1791.9699 | 417.091 | 1791.9699 | 2209.0609
2714 | 412.1028 | 1819.0373 | 412.1028 | 1819.0373 | 2231.1401
2715 | 419.6559 | 1833.908 | 419.6559 | 1833.908 | 2253.5639
2716 | 425.9509 | 1858.1229 | 425.9509 | 1858.1229 | 2284.0737
2717 | 445.5891 | 1878.7382 | 445.5891 | 1878.7382 | 2324.3273
2718 | 455.0532 | 1874.0322 | 455.0532 | 1874.0322 | 2329.0854
2719 | 436.9495 | 1874.7834 | 436.9495 | 1874.7834 | 2311.7328
2720 | 416.2986 | 1888.8994 | 416.2986 | 1888.8994 | 2305.198
2721 | 397.9287 | 1913.9012 | 397.9287 | 1913.9012 | 2311.8299
2722 | 378.1386 | 1916.6488 | 378.1386 | 1916.6488 | 2294.7875
2723 | 355.4799 | 1921.4387 | 355.4799 | 1921.4387 | 2276.9187
2724 | 333.6142 | 1949.2961 | 333.6142 | 1949.2961 | 2282.9102
2725 | 319.9012 | 1973.6064 | 319.9012 | 1973.6064 | 2293.5076
2726 | 313.8359 | 1983.0131 | 313.8359 | 1983.0131 | 2296.8491
2727 | 307.3733 | 2002.6199 | 307.3733 | 2002.6199 | 2309.9932
2728 | 310.389 | 2041.1932 | 310.389 | 2041.1932 | 2351.5822
2729 | 314.7762 | 2118.2449 | 314.7762 | 2118.2449 | 2433.0212
2730 | 329.5624 | 2137.0614 | 329.5624 | 2137.0614 | 2466.6238
2731 | 350.5533 | 2153.1076 | 350.5533 | 2153.1076 | 2503.6609
2732 | 373.1761 | 2133.0126 | 373.1761 | 2133.0126 | 2506.1887
2733 | 398.0506 | 2109.3039 | 398.0506 | 2109.3039 | 2507.3545
2734 | 414.5352 | 2065.1569 | 414.5352 | 2065.1569 | 2479.6921
2735 | 438.0087 | 2026.2546 | 438.0087 | 2026.2546 | 2464.2634
2736 | 435.7971 | 1995.2922 | 435.7971 | 1995.2922 | 2431.0894
2737 | 411.9995 | 1956.2544 | 411.9995 | 1956.2544 | 2368.2539
2738 | 408.1303 | 1929.0073 | 408.1303 | 1929.0073 | 2337.1376
2739 | 415.7952 | 1893.788 | 415.7952 | 1893.788 | 2309.5832
2740 | 421.4339 | 1869.1199 | 421.4339 | 1869.1199 | 2290.5537
2741 | 440.3235 | 1847.1553 | 440.3235 | 1847.1553 | 2287.4788
2742 | 443.6676 | 1828.9714 | 443.6676 | 1828.9714 | 2272.6389
2743 | 423.8241 | 1830.4601 | 423.8241 | 1830.4601 | 2254.2842
2744 | 409.5204 | 1836.9989 | 409.5204 | 1836.9989 | 2246.5194
2745 | 392.9905 | 1844.7006 | 392.9905 | 1844.7006 | 2237.6911
2746 | 376.3337 | 1837.8593 | 376.3337 | 1837.8593 | 2214.193
2747 | 355.4698 | 1842.6492 | 355.4698 | 1842.6492 | 2198.1191
2748 | 334.102 | 1874.9993 | 334.102 | 1874.9993 | 2209.1012
2749 | 319.6463 | 1912.8547 | 319.6463 | 1912.8547 | 2232.501
2750 | 311.9039 | 1954.1795 | 311.9039 | 1954.1795 | 2266.0834
2751 | 307.9561 | 2006.8444 | 307.9561 | 2006.8444 | 2314.8005
2752 | 308.1909 | 2076.2629 | 308.1909 | 2076.2629 | 2384.4538
2753 | 314.2106 | 2192.7429 | 314.2106 | 2192.7429 | 2506.9535
2754 | 327.0148 | 2237.8449 | 327.0148 | 2237.8449 | 2564.8597
2755 | 343.3529 | 2276.5556 | 343.3529 | 2276.5556 | 2619.9085
2756 | 360.3286 | 2303.332 | 360.3286 | 2303.332 | 2663.6606
2757 | 380.6561 | 2320.9292 | 380.6561 | 2320.9292 | 2701.5852
2758 | 400.3635 | 2313.9305 | 400.3635 | 2313.9305 | 2714.2941
2759 | 421.7895 | 2310.8356 | 421.7895 | 2310.8356 | 2732.625
2760 | 418.2248 | 2308.2374 | 418.2248 | 2308.2374 | 2726.4622
2761 | 400.9274 | 2291.5288 | 400.9274 | 2291.5288 | 2692.4562
2762 | 402.7555 | 2285.404 | 402.7555 | 2285.404 | 2688.1595
2763 | 403.5696 | 2277.2749 | 403.5696 | 2277.2749 | 2680.8445
2764 | 415.838 | 2287.7435 | 415.838 | 2287.7435 | 2703.5815
2765 | 439.4336 | 2295.7525 | 439.4336 | 2295.7525 | 2735.1861
2766 | 437.7767 | 2285.414 | 437.7767 | 2285.414 | 2723.1907
2767 | 418.1442 | 2281.203 | 418.1442 | 2281.203 | 2699.3472
2768 | 403.4045 | 2280.7011 | 403.4045 | 2280.7011 | 2684.1056
2769 | 388.8773 | 2267.2805 | 388.8773 | 2267.2805 | 2656.1578
2770 | 374.0479 | 2234.6901 | 374.0479 | 2234.6901 | 2608.7381
2771 | 355.2907 | 2214.2674 | 355.2907 | 2214.2674 | 2569.5581
2772 | 335.1859 | 2218.9238 | 335.1859 | 2218.9238 | 2554.1097
2773 | 319.5442 | 2231.4995 | 319.5442 | 2231.4995 | 2551.0437
2774 | 311.789 | 2245.2648 | 311.789 | 2245.2648 | 2557.0538
2775 | 307.4785 | 2278.3496 | 307.4785 | 2278.3496 | 2585.828
2776 | 308.7811 | 2328.1881 | 308.7811 | 2328.1881 | 2636.9692
2777 | 313.3822 | 2409.5984 | 313.3822 | 2409.5984 | 2722.9806
2778 | 325.933 | 2426.9397 | 325.933 | 2426.9397 | 2752.8727
2779 | 343.5181 | 2434.0676 | 343.5181 | 2434.0676 | 2777.5857
2780 | 361.275 | 2415.1125 | 361.275 | 2415.1125 | 2776.3875
2781 | 376.3152 | 2406.8935 | 376.3152 | 2406.8935 | 2783.2087
2782 | 391.5896 | 2389.099 | 391.5896 | 2389.099 | 2780.6887
2783 | 416.1482 | 2381.9137 | 416.1482 | 2381.9137 | 2798.0619
2784 | 413.0207 | 2385.6858 | 413.0207 | 2385.6858 | 2798.7065
2785 | 398.9219 | 2382.5893 | 398.9219 | 2382.5893 | 2781.5112
2786 | 397.6914 | 2392.6248 | 397.6914 | 2392.6248 | 2790.3162
2787 | 403.0889 | 2397.3031 | 403.0889 | 2397.3031 | 2800.392
2788 | 412.4743 | 2404.2178 | 412.4743 | 2404.2178 | 2816.6922
2789 | 435.8099 | 2400.3581 | 435.8099 | 2400.3581 | 2836.168
2790 | 442.6131 | 2382.7777 | 442.6131 | 2382.7777 | 2825.3908
2791 | 420.2522 | 2388.0885 | 420.2522 | 2388.0885 | 2808.3407
2792 | 407.2799 | 2408.2395 | 407.2799 | 2408.2395 | 2815.5195
2793 | 392.887 | 2415.6059 | 392.887 | 2415.6059 | 2808.4929
2794 | 375.6378 | 2397.7006 | 375.6378 | 2397.7006 | 2773.3384
2795 | 353.0347 | 2385.7938 | 353.0347 | 2385.7938 | 2738.8285
2796 | 331.9251 | 2392.9982 | 331.9251 | 2392.9982 | 2724.9234
2797 | 319.4352 | 2399.539 | 319.4352 | 2399.539 | 2718.9743
2798 | 313.0996 | 2400.5639 | 313.0996 | 2400.5639 | 2713.6635
2799 | 309.4102 | 2405.8209 | 309.4102 | 2405.8209 | 2715.2311
2800 | 310.4162 | 2427.0941 | 310.4162 | 2427.0941 | 2737.5102
2801 | 316.64 | 2494.624 | 316.64 | 2494.624 | 2811.264
2802 | 327.6461 | 2503.1811 | 327.6461 | 2503.1811 | 2830.8271
2803 | 347.3235 | 2502.9329 | 347.3235 | 2502.9329 | 2850.2564
2804 | 372.6726 | 2474.322 | 372.6726 | 2474.322 | 2846.9946
2805 | 390.2765 | 2452.625 | 390.2765 | 2452.625 | 2842.9015
2806 | 402.7991 | 2419.6761 | 402.7991 | 2419.6761 | 2822.4752
2807 | 425.8553 | 2391.3685 | 425.8553 | 2391.3685 | 2817.2237
2808 | 418.7117 | 2371.8725 | 418.7117 | 2371.8725 | 2790.5842
2809 | 399.0446 | 2346.8491 | 399.0446 | 2346.8491 | 2745.8937
2810 | 397.4333 | 2340.322 | 397.4333 | 2340.322 | 2737.7552
2811 | 403.6765 | 2329.98 | 403.6765 | 2329.98 | 2733.6565
2812 | 417.4499 | 2325.8977 | 417.4499 | 2325.8977 | 2743.3476
2813 | 440.5947 | 2318.5511 | 440.5947 | 2318.5511 | 2759.1459
2814 | 445.1083 | 2298.5567 | 445.1083 | 2298.5567 | 2743.665
2815 | 423.3071 | 2290.3225 | 423.3071 | 2290.3225 | 2713.6296
2816 | 410.1494 | 2292.9722 | 410.1494 | 2292.9722 | 2703.1216
2817 | 393.7653 | 2294.9071 | 393.7653 | 2294.9071 | 2688.6724
2818 | 373.3222 | 2280.958 | 373.3222 | 2280.958 | 2654.2802
2819 | 347.1488 | 2267.7772 | 347.1488 | 2267.7772 | 2614.926
2820 | 326.2268 | 2273.1041 | 326.2268 | 2273.1041 | 2599.3309
2821 | 315.0549 | 2275.1522 | 315.0549 | 2275.1522 | 2590.2072
2822 | 308.9614 | 2267.0576 | 308.9614 | 2267.0576 | 2576.0191
2823 | 305.4877 | 2272.5829 | 305.4877 | 2272.5829 | 2578.0706
2824 | 310.174 | 2303.2437 | 310.174 | 2303.2437 | 2613.4177
2825 | 316.2184 | 2384.721 | 316.2184 | 2384.721 | 2700.9394
2826 | 334.0067 | 2408.8348 | 334.0067 | 2408.8348 | 2742.8415
2827 | 363.453 | 2423.0706 | 363.453 | 2423.0706 | 2786.5235
2828 | 395.1888 | 2407.6694 | 395.1888 | 2407.6694 | 2802.8582
2829 | 418.0692 | 2404.8819 | 418.0692 | 2404.8819 | 2822.9511
2830 | 431.7292 | 2392.7871 | 431.7292 | 2392.7871 | 2824.5163
2831 | 455.9698 | 2387.7475 | 455.9698 | 2387.7475 | 2843.7173
2832 | 442.6588 | 2392.1901 | 442.6588 | 2392.1901 | 2834.8489
2833 | 416.8967 | 2392.9158 | 416.8967 | 2392.9158 | 2809.8125
2834 | 416.793 | 2409.2544 | 416.793 | 2409.2544 | 2826.0474
2835 | 424.8087 | 2422.784 | 424.8087 | 2422.784 | 2847.5926
2836 | 434.6463 | 2441.031 | 434.6463 | 2441.031 | 2875.6773
2837 | 457.3612 | 2443.9438 | 457.3612 | 2443.9438 | 2901.305
2838 | 461.506 | 2433.4041 | 461.506 | 2433.4041 | 2894.9101
2839 | 442.5683 | 2437.8432 | 442.5683 | 2437.8432 | 2880.4115
2840 | 422.3722 | 2449.2771 | 422.3722 | 2449.2771 | 2871.6494
2841 | 403.5912 | 2456.7776 | 403.5912 | 2456.7776 | 2860.3688
2842 | 383.7649 | 2444.7731 | 383.7649 | 2444.7731 | 2828.538
2843 | 357.2426 | 2433.2687 | 357.2426 | 2433.2687 | 2790.5112
2844 | 331.2562 | 2438.7967 | 331.2562 | 2438.7967 | 2770.053
2845 | 318.9461 | 2442.32 | 318.9461 | 2442.32 | 2761.2661
2846 | 311.543 | 2442.1379 | 311.543 | 2442.1379 | 2753.6809
2847 | 309.6666 | 2453.6311 | 309.6666 | 2453.6311 | 2763.2977
2848 | 312.9555 | 2489.5892 | 312.9555 | 2489.5892 | 2802.5447
2849 | 320.1972 | 2574.8216 | 320.1972 | 2574.8216 | 2895.0188
2850 | 335.8925 | 2596.5215 | 335.8925 | 2596.5215 | 2932.4139
2851 | 367.2508 | 2602.6435 | 367.2508 | 2602.6435 | 2969.8943
2852 | 398.0349 | 2576.8489 | 398.0349 | 2576.8489 | 2974.8838
2853 | 417.0903 | 2556.0236 | 417.0903 | 2556.0236 | 2973.1139
2854 | 434.3259 | 2527.5674 | 434.3259 | 2527.5674 | 2961.8933
2855 | 458.8271 | 2507.6416 | 458.8271 | 2507.6416 | 2966.4687
2856 | 445.0945 | 2493.3089 | 445.0945 | 2493.3089 | 2938.4033
2857 | 426.0082 | 2474.8569 | 426.0082 | 2474.8569 | 2900.865
2858 | 425.3286 | 2468.2627 | 425.3286 | 2468.2627 | 2893.5913
2859 | 431.1664 | 2461.0052 | 431.1664 | 2461.0052 | 2892.1717
2860 | 441.552 | 2458.9346 | 441.552 | 2458.9346 | 2900.4866
2861 | 463.4306 | 2442.0662 | 463.4306 | 2442.0662 | 2905.4969
2862 | 471.6882 | 2403.6317 | 471.6882 | 2403.6317 | 2875.3199
2863 | 450.4295 | 2376.9574 | 450.4295 | 2376.9574 | 2827.3869
2864 | 429.1326 | 2362.6422 | 429.1326 | 2362.6422 | 2791.7748
2865 | 410.222 | 2338.5598 | 410.222 | 2338.5598 | 2748.7818
2866 | 392.3079 | 2304.159 | 392.3079 | 2304.159 | 2696.4669
2867 | 364.2963 | 2282.194 | 364.2963 | 2282.194 | 2646.4903
2868 | 340.2862 | 2280.4131 | 340.2862 | 2280.4131 | 2620.6993
2869 | 328.7194 | 2277.365 | 328.7194 | 2277.365 | 2606.0844
2870 | 319.0901 | 2275.4395 | 319.0901 | 2275.4395 | 2594.5296
2871 | 316.756 | 2291.6935 | 316.756 | 2291.6935 | 2608.4495
2872 | 321.1036 | 2322.0861 | 321.1036 | 2322.0861 | 2643.1897
2873 | 324.2594 | 2380.4966 | 324.2594 | 2380.4966 | 2704.756
2874 | 343.9932 | 2372.6923 | 343.9932 | 2372.6923 | 2716.6854
2875 | 373.8018 | 2361.1118 | 373.8018 | 2361.1118 | 2734.9137
2876 | 410.0897 | 2332.5679 | 410.0897 | 2332.5679 | 2742.6576
2877 | 422.1602 | 2319.4539 | 422.1602 | 2319.4539 | 2741.6142
2878 | 439.5253 | 2298.5079 | 439.5253 | 2298.5079 | 2738.0332
2879 | 462.324 | 2283.0078 | 462.324 | 2283.0078 | 2745.3318
2880 | 449.5367 | 2264.5847 | 449.5367 | 2264.5847 | 2714.1213
2881 | 427.6555 | 2232.1182 | 427.6555 | 2232.1182 | 2659.7737
2882 | 426.5622 | 2214.9964 | 426.5622 | 2214.9964 | 2641.5585
2883 | 431.272 | 2194.9985 | 431.272 | 2194.9985 | 2626.2705
2884 | 443.1276 | 2189.1058 | 443.1276 | 2189.1058 | 2632.2334
2885 | 468.1407 | 2184.7096 | 468.1407 | 2184.7096 | 2652.8503
2886 | 474.1889 | 2169.8113 | 474.1889 | 2169.8113 | 2644.0003
2887 | 451.4767 | 2163.0523 | 451.4767 | 2163.0523 | 2614.529
2888 | 435.3505 | 2159.1306 | 435.3505 | 2159.1306 | 2594.4811
2889 | 420.2747 | 2146.3135 | 420.2747 | 2146.3135 | 2566.5882
2890 | 396.9242 | 2114.5278 | 396.9242 | 2114.5278 | 2511.4519
2891 | 371.3885 | 2088.6736 | 371.3885 | 2088.6736 | 2460.0622
2892 | 343.7648 | 2084.814 | 343.7648 | 2084.814 | 2428.5788
2893 | 328.015 | 2082.3024 | 328.015 | 2082.3024 | 2410.3174
2894 | 319.3804 | 2075.0124 | 319.3804 | 2075.0124 | 2394.3929
2895 | 317.0093 | 2077.9225 | 317.0093 | 2077.9225 | 2394.9318
2896 | 318.3818 | 2100.2015 | 318.3818 | 2100.2015 | 2418.5833
2897 | 325.065 | 2167.3291 | 325.065 | 2167.3291 | 2492.3941
2898 | 339.0981 | 2170.857 | 339.0981 | 2170.857 | 2509.9552
2899 | 362.4254 | 2161.0201 | 362.4254 | 2161.0201 | 2523.4454
2900 | 388.0623 | 2122.2168 | 388.0623 | 2122.2168 | 2510.279
2901 | 408.4627 | 2089.7239 | 408.4627 | 2089.7239 | 2498.1867
2902 | 422.5096 | 2042.8276 | 422.5096 | 2042.8276 | 2465.3373
2903 | 447.672 | 2003.456 | 447.672 | 2003.456 | 2451.128
2904 | 435.262 | 1973.3653 | 435.262 | 1973.3653 | 2408.6273
2905 | 411.833 | 1935.5344 | 411.833 | 1935.5344 | 2347.3674
2906 | 407.4634 | 1912.1095 | 407.4634 | 1912.1095 | 2319.5729
2907 | 411.7776 | 1889.6306 | 411.7776 | 1889.6306 | 2301.4082
2908 | 416.7392 | 1888.834 | 416.7392 | 1888.834 | 2305.5732
2909 | 431.5824 | 1889.7352 | 431.5824 | 1889.7352 | 2321.3175
2910 | 425.6542 | 1873.0264 | 425.6542 | 1873.0264 | 2298.6806
2911 | 415.1149 | 1857.5503 | 415.1149 | 1857.5503 | 2272.6651
2912 | 398.8978 | 1841.4916 | 398.8978 | 1841.4916 | 2240.3895
2913 | 389.5397 | 1822.036 | 389.5397 | 1822.036 | 2211.5757
2914 | 376.3312 | 1788.7081 | 376.3312 | 1788.7081 | 2165.0393
2915 | 359.6993 | 1763.4574 | 359.6993 | 1763.4574 | 2123.1567
2916 | 348.3226 | 2540.3 | 348.3226 | 2540.3 | 2888.6225
2917 | 334.5302 | 2542.5529 | 334.5302 | 2542.5529 | 2877.0831
2918 | 323.718 | 2551.1084 | 323.718 | 2551.1084 | 2874.8264
2919 | 325.7462 | 2563.8629 | 325.7462 | 2563.8629 | 2889.6091
2920 | 324.8773 | 2582.4062 | 324.8773 | 2582.4062 | 2907.2835
2921 | 328.6723 | 2634.6011 | 328.6723 | 2634.6011 | 2963.2734
2922 | 340.9712 | 2718.5236 | 340.9712 | 2718.5236 | 3059.4948
2923 | 359.073 | 2742.8089 | 359.073 | 2742.8089 | 3101.8819
2924 | 385.039 | 2763.86 | 385.039 | 2763.86 | 3148.899
2925 | 398.0675 | 2760.349 | 398.0675 | 2760.349 | 3158.4165
2926 | 415.6738 | 2753.2385 | 415.6738 | 2753.2385 | 3168.9123
2927 | 440.0728 | 2736.7407 | 440.0728 | 2736.7407 | 3176.8135
2928 | 437.9035 | 2719.0088 | 437.9035 | 2719.0088 | 3156.9123
2929 | 423.25 | 2723.3348 | 423.25 | 2723.3348 | 3146.5848
2930 | 421.4239 | 2717.5374 | 421.4239 | 2717.5374 | 3138.9613
2931 | 425.7563 | 2734.0268 | 425.7563 | 2734.0268 | 3159.7831
2932 | 446.223 | 2740.8557 | 446.223 | 2740.8557 | 3187.0787
2933 | 465.2992 | 2763.4519 | 465.2992 | 2763.4519 | 3228.7511
2934 | 452.2016 | 2788.8306 | 452.2016 | 2788.8306 | 3241.0322
2935 | 440.8329 | 2814.3529 | 440.8329 | 2814.3529 | 3255.1858
2936 | 424.9386 | 2848.6025 | 424.9386 | 2848.6025 | 3273.5411
2937 | 405.5694 | 2875.5164 | 405.5694 | 2875.5164 | 3281.0858
2938 | 387.8707 | 2899.7866 | 387.8707 | 2899.7866 | 3287.6573
2939 | 366.552 | 2901.9818 | 366.552 | 2901.9818 | 3268.5338
2940 | 346.8479 | 2902.2297 | 346.8479 | 2902.2297 | 3249.0776
2941 | 332.3584 | 2922.5695 | 332.3584 | 2922.5695 | 3254.9279
2942 | 324.366 | 2956.5626 | 324.366 | 2956.5626 | 3280.9286
2943 | 321.9912 | 2997.753 | 321.9912 | 2997.753 | 3319.7443
2944 | 323.645 | 3040.1864 | 323.645 | 3040.1864 | 3363.8315
2945 | 332.7888 | 3115.2074 | 332.7888 | 3115.2074 | 3447.9962
2946 | 345.1924 | 3222.5364 | 345.1924 | 3222.5364 | 3567.7288
2947 | 358.954 | 3261.1364 | 358.954 | 3261.1364 | 3620.0904
2948 | 377.6402 | 3295.2449 | 377.6402 | 3295.2449 | 3672.8851
2949 | 394.5057 | 3308.3699 | 394.5057 | 3308.3699 | 3702.8756
2950 | 418.3204 | 3314.4134 | 418.3204 | 3314.4134 | 3732.7338
2951 | 434.9655 | 3297.3353 | 434.9655 | 3297.3353 | 3732.3008
2952 | 427.4938 | 3255.4231 | 427.4938 | 3255.4231 | 3682.9169
2953 | 415.7823 | 3219.4165 | 415.7823 | 3219.4165 | 3635.1988
2954 | 413.4565 | 3164.8717 | 413.4565 | 3164.8717 | 3578.3282
2955 | 426.0643 | 3134.1613 | 426.0643 | 3134.1613 | 3560.2256
2956 | 445.8316 | 3112.5542 | 445.8316 | 3112.5542 | 3558.3858
2957 | 471.7041 | 3123.4472 | 471.7041 | 3123.4472 | 3595.1513
2958 | 455.7418 | 3149.503 | 455.7418 | 3149.503 | 3605.2447
2959 | 434.8985 | 3190.9842 | 434.8985 | 3190.9842 | 3625.8828
2960 | 418.5997 | 3247.8665 | 418.5997 | 3247.8665 | 3666.4663
2961 | 407.8452 | 3288.805 | 407.8452 | 3288.805 | 3696.6502
2962 | 387.099 | 3300.9851 | 387.099 | 3300.9851 | 3688.0841
2963 | 363.7335 | 3266.7165 | 363.7335 | 3266.7165 | 3630.45
2964 | 342.8376 | 3237.0776 | 342.8376 | 3237.0776 | 3579.9152
2965 | 327.6878 | 3243.683 | 327.6878 | 3243.683 | 3571.3708
2966 | 322.4962 | 3266.263 | 322.4962 | 3266.263 | 3588.7593
2967 | 320.2902 | 3286.7552 | 320.2902 | 3286.7552 | 3607.0454
2968 | 320.5014 | 3303.5575 | 320.5014 | 3303.5575 | 3624.059
2969 | 330.1819 | 3354.7852 | 330.1819 | 3354.7852 | 3684.967
2970 | 340.5956 | 3438.1274 | 340.5956 | 3438.1274 | 3778.723
2971 | 360.622 | 3465.1209 | 360.622 | 3465.1209 | 3825.7429
2972 | 386.2063 | 3489.7507 | 386.2063 | 3489.7507 | 3875.9569
2973 | 401.8158 | 3498.1364 | 401.8158 | 3498.1364 | 3899.9521
2974 | 415.56 | 3520.2355 | 415.56 | 3520.2355 | 3935.7955
2975 | 428.2884 | 3530.8196 | 428.2884 | 3530.8196 | 3959.108
2976 | 431.7534 | 3532.045 | 431.7534 | 3532.045 | 3963.7984
2977 | 413.0421 | 3548.848 | 413.0421 | 3548.848 | 3961.8901
2978 | 413.9999 | 3541.8899 | 413.9999 | 3541.8899 | 3955.8898
2979 | 422.8019 | 3542.904 | 422.8019 | 3542.904 | 3965.7059
2980 | 453.8947 | 3531.2592 | 453.8947 | 3531.2592 | 3985.1539
2981 | 471.7887 | 3533.8342 | 471.7887 | 3533.8342 | 4005.6229
2982 | 456.4656 | 3535.4195 | 456.4656 | 3535.4195 | 3991.8851
2983 | 438.5475 | 3535.6976 | 438.5475 | 3535.6976 | 3974.2452
2984 | 421.3263 | 3539.5769 | 421.3263 | 3539.5769 | 3960.9032
2985 | 404.7042 | 3534.6696 | 404.7042 | 3534.6696 | 3939.3738
2986 | 391.5076 | 3536.5973 | 391.5076 | 3536.5973 | 3928.1049
2987 | 366.8884 | 3520.1253 | 366.8884 | 3520.1253 | 3887.0138
2988 | 342.5368 | 3508.8634 | 342.5368 | 3508.8634 | 3851.4002
2989 | 329.1789 | 3519.5311 | 329.1789 | 3519.5311 | 3848.7101
2990 | 322.9912 | 3532.6325 | 322.9912 | 3532.6325 | 3855.6237
2991 | 320.8961 | 3547.6116 | 320.8961 | 3547.6116 | 3868.5077
2992 | 324.352 | 3571.668 | 324.352 | 3571.668 | 3896.02
2993 | 334.8483 | 3629.7628 | 334.8483 | 3629.7628 | 3964.6111
2994 | 349.9399 | 3724.8082 | 349.9399 | 3724.8082 | 4074.7481
2995 | 368.3099 | 3768.1476 | 368.3099 | 3768.1476 | 4136.4575
2996 | 399.9994 | 3801.6757 | 399.9994 | 3801.6757 | 4201.6751
2997 | 421.5219 | 3795.7467 | 421.5219 | 3795.7467 | 4217.2686
2998 | 434.9923 | 3787.6689 | 434.9923 | 3787.6689 | 4222.6613
2999 | 463.5663 | 3778.3285 | 463.5663 | 3778.3285 | 4241.8948
3000 | 457.4052 | 3767.7539 | 457.4052 | 3767.7539 | 4225.1591
3001 | 431.1309 | 3773.8209 | 431.1309 | 3773.8209 | 4204.9518
3002 | 430.8353 | 3750.517 | 430.8353 | 3750.517 | 4181.3523
3003 | 445.6657 | 3724.0623 | 445.6657 | 3724.0623 | 4169.728
3004 | 468.5257 | 3679.0488 | 468.5257 | 3679.0488 | 4147.5745
3005 | 487.9289 | 3645.5469 | 487.9289 | 3645.5469 | 4133.4757
3006 | 479.2341 | 3611.5389 | 479.2341 | 3611.5389 | 4090.773
3007 | 454.3676 | 3571.968 | 454.3676 | 3571.968 | 4026.3356
3008 | 437.027 | 3535.4179 | 437.027 | 3535.4179 | 3972.4449
3009 | 421.7804 | 3515.3254 | 421.7804 | 3515.3254 | 3937.1058
3010 | 400.8354 | 3511.4498 | 400.8354 | 3511.4498 | 3912.2852
3011 | 373.294 | 3492.3664 | 373.294 | 3492.3664 | 3865.6604
3012 | 353.0571 | 3476.4619 | 353.0571 | 3476.4619 | 3829.519
3013 | 334.611 | 3484.4214 | 334.611 | 3484.4214 | 3819.0324
3014 | 329.0324 | 3496.8458 | 329.0324 | 3496.8458 | 3825.8781
3015 | 326.8509 | 3503.6036 | 326.8509 | 3503.6036 | 3830.4545
3016 | 327.5138 | 3513.0551 | 327.5138 | 3513.0551 | 3840.5688
3017 | 336.9967 | 3554.4172 | 336.9967 | 3554.4172 | 3891.4139
3018 | 351.2305 | 3621.5103 | 351.2305 | 3621.5103 | 3972.7408
3019 | 372.3031 | 3633.2219 | 372.3031 | 3633.2219 | 4005.525
3020 | 402.3466 | 3648.0829 | 402.3466 | 3648.0829 | 4050.4295
3021 | 419.681 | 3641.767 | 419.681 | 3641.767 | 4061.448
3022 | 435.9715 | 3638.622 | 435.9715 | 3638.622 | 4074.5935
3023 | 462.6945 | 3632.2799 | 462.6945 | 3632.2799 | 4094.9744
3024 | 459.21 | 3626.4446 | 459.21 | 3626.4446 | 4085.6546
3025 | 438.2567 | 3633.8657 | 438.2567 | 3633.8657 | 4072.1224
3026 | 436.3079 | 3620.7175 | 436.3079 | 3620.7175 | 4057.0254
3027 | 447.583 | 3629.0824 | 447.583 | 3629.0824 | 4076.6654
3028 | 475.9479 | 3651.7735 | 475.9479 | 3651.7735 | 4127.7214
3029 | 485.7763 | 3696.7123 | 485.7763 | 3696.7123 | 4182.4886
3030 | 481.4733 | 3727.3138 | 481.4733 | 3727.3138 | 4208.7872
3031 | 459.4608 | 3748.9673 | 459.4608 | 3748.9673 | 4208.4281
3032 | 436.4808 | 3773.3514 | 436.4808 | 3773.3514 | 4209.8322
3033 | 420.9522 | 3781.9851 | 420.9522 | 3781.9851 | 4202.9372
3034 | 405.9321 | 3782.4619 | 405.9321 | 3782.4619 | 4188.3939
3035 | 376.3977 | 3769.9555 | 376.3977 | 3769.9555 | 4146.3532
3036 | 350.363 | 3765.9477 | 350.363 | 3765.9477 | 4116.3108
3037 | 335.5133 | 3778.5498 | 335.5133 | 3778.5498 | 4114.0631
3038 | 329.494 | 3793.3922 | 329.494 | 3793.3922 | 4122.8862
3039 | 325.5313 | 3819.5909 | 325.5313 | 3819.5909 | 4145.1222
3040 | 330.2183 | 3861.2505 | 330.2183 | 3861.2505 | 4191.4688
3041 | 337.3799 | 3924.9551 | 337.3799 | 3924.9551 | 4262.335
3042 | 348.7917 | 4014.9711 | 348.7917 | 4014.9711 | 4363.7627
3043 | 367.1843 | 4051.7334 | 367.1843 | 4051.7334 | 4418.9177
3044 | 395.9007 | 4084.6812 | 395.9007 | 4084.6812 | 4480.5819
3045 | 417.176 | 4094.421 | 417.176 | 4094.421 | 4511.5969
3046 | 433.234 | 4106.171 | 433.234 | 4106.171 | 4539.405
3047 | 457.7447 | 4109.3076 | 457.7447 | 4109.3076 | 4567.0522
3048 | 452.6355 | 4113.0477 | 452.6355 | 4113.0477 | 4565.6832
3049 | 433.8002 | 4139.2326 | 433.8002 | 4139.2326 | 4573.0329
3050 | 436.5098 | 4149.0073 | 436.5098 | 4149.0073 | 4585.5171
3051 | 448.2171 | 4170.236 | 448.2171 | 4170.236 | 4618.4531
3052 | 476.6603 | 4181.4173 | 476.6603 | 4181.4173 | 4658.0777
3053 | 488.3334 | 4210.3004 | 488.3334 | 4210.3004 | 4698.6339
3054 | 479.1142 | 4233.4545 | 479.1142 | 4233.4545 | 4712.5687
3055 | 462.2882 | 4241.6638 | 462.2882 | 4241.6638 | 4703.952
3056 | 442.4201 | 4241.384 | 442.4201 | 4241.384 | 4683.8041
3057 | 422.5775 | 4227.2883 | 422.5775 | 4227.2883 | 4649.8658
3058 | 405.0172 | 4214.1274 | 405.0172 | 4214.1274 | 4619.1447
3059 | 376.0276 | 4178.0212 | 376.0276 | 4178.0212 | 4554.0488
3060 | 354.844 | 4141.0315 | 354.844 | 4141.0315 | 4495.8755
3061 | 338.8366 | 4124.1337 | 338.8366 | 4124.1337 | 4462.9703
3062 | 331.5051 | 4111.7008 | 331.5051 | 4111.7008 | 4443.2059
3063 | 329.2985 | 4102.5963 | 329.2985 | 4102.5963 | 4431.8949
3064 | 331.7596 | 4106.1479 | 331.7596 | 4106.1479 | 4437.9075
3065 | 338.6632 | 4139.192 | 338.6632 | 4139.192 | 4477.8552
3066 | 350.9359 | 4203.4802 | 350.9359 | 4203.4802 | 4554.416
3067 | 368.8818 | 4208.3246 | 368.8818 | 4208.3246 | 4577.2064
3068 | 397.9459 | 4205.002 | 397.9459 | 4205.002 | 4602.948
3069 | 414.743 | 4174.2157 | 414.743 | 4174.2157 | 4588.9587
3070 | 424.6425 | 4144.1823 | 424.6425 | 4144.1823 | 4568.8248
3071 | 449.0513 | 4106.3092 | 449.0513 | 4106.3092 | 4555.3606
3072 | 446.6709 | 4069.0396 | 446.6709 | 4069.0396 | 4515.7105
3073 | 427.8395 | 4056.5362 | 427.8395 | 4056.5362 | 4484.3757
3074 | 429.1222 | 4030.3307 | 429.1222 | 4030.3307 | 4459.4529
3075 | 437.9467 | 4018.5776 | 437.9467 | 4018.5776 | 4456.5243
3076 | 467.3194 | 4004.2246 | 467.3194 | 4004.2246 | 4471.544
3077 | 479.1397 | 4013.9569 | 479.1397 | 4013.9569 | 4493.0966
3078 | 468.8951 | 4019.2176 | 468.8951 | 4019.2176 | 4488.1127
3079 | 450.4509 | 4009.8237 | 450.4509 | 4009.8237 | 4460.2746
3080 | 431.6904 | 3995.2292 | 431.6904 | 3995.2292 | 4426.9196
3081 | 417.2878 | 3972.1384 | 417.2878 | 3972.1384 | 4389.4262
3082 | 397.2191 | 3949.4022 | 397.2191 | 3949.4022 | 4346.6213
3083 | 371.8093 | 3914.2632 | 371.8093 | 3914.2632 | 4286.0724
3084 | 354.5337 | 3890.5243 | 354.5337 | 3890.5243 | 4245.058
3085 | 339.6635 | 3889.5854 | 339.6635 | 3889.5854 | 4229.249
3086 | 332.3737 | 3896.6901 | 332.3737 | 3896.6901 | 4229.0638
3087 | 331.0701 | 3904.9954 | 331.0701 | 3904.9954 | 4236.0656
3088 | 326.9817 | 3917.542 | 326.9817 | 3917.542 | 4244.5238
3089 | 333.7109 | 3964.9009 | 333.7109 | 3964.9009 | 4298.6117
3090 | 346.5909 | 4045.148 | 346.5909 | 4045.148 | 4391.7388
3091 | 361.8664 | 4068.9497 | 361.8664 | 4068.9497 | 4430.8161
3092 | 381.9151 | 4089.4205 | 381.9151 | 4089.4205 | 4471.3356
3093 | 398.5751 | 4092.2931 | 398.5751 | 4092.2931 | 4490.8682
3094 | 415.2789 | 4104.0431 | 415.2789 | 4104.0431 | 4519.322
3095 | 436.0731 | 4122.4616 | 436.0731 | 4122.4616 | 4558.5347
3096 | 435.3185 | 4146.6098 | 435.3185 | 4146.6098 | 4581.9284
3097 | 415.2941 | 4187.5931 | 415.2941 | 4187.5931 | 4602.8872
3098 | 415.8764 | 4208.9743 | 415.8764 | 4208.9743 | 4624.8506
3099 | 423.6266 | 4242.2931 | 423.6266 | 4242.2931 | 4665.9197
3100 | 456.5131 | 4265.758 | 456.5131 | 4265.758 | 4722.2711
3101 | 466.5803 | 4308.4722 | 466.5803 | 4308.4722 | 4775.0525
3102 | 452.2802 | 4341.9754 | 452.2802 | 4341.9754 | 4794.2556
3103 | 433.3672 | 4348.4437 | 433.3672 | 4348.4437 | 4781.8109
3104 | 421.8333 | 4350.3885 | 421.8333 | 4350.3885 | 4772.2218
3105 | 407.5702 | 4341.2255 | 407.5702 | 4341.2255 | 4748.7957
3106 | 391.1528 | 4326.3237 | 391.1528 | 4326.3237 | 4717.4765
3107 | 368.3031 | 4294.3765 | 368.3031 | 4294.3765 | 4662.6796
3108 | 348.2353 | 4267.9294 | 348.2353 | 4267.9294 | 4616.1646
3109 | 334.2756 | 4265.1529 | 334.2756 | 4265.1529 | 4599.4285
3110 | 328.1161 | 4269.8395 | 328.1161 | 4269.8395 | 4597.9556
3111 | 325.4916 | 4287.8169 | 325.4916 | 4287.8169 | 4613.3086
3112 | 325.0597 | 4306.9405 | 325.0597 | 4306.9405 | 4632.0003
3113 | 330.9035 | 4351.0108 | 330.9035 | 4351.0108 | 4681.9143
3114 | 343.2933 | 4424.2941 | 343.2933 | 4424.2941 | 4767.5874
3115 | 355.2519 | 4440.5516 | 355.2519 | 4440.5516 | 4795.8035
3116 | 374.9451 | 4453.5748 | 374.9451 | 4453.5748 | 4828.5199
3117 | 392.2751 | 4444.8409 | 392.2751 | 4444.8409 | 4837.116
3118 | 406.1652 | 4442.2762 | 406.1652 | 4442.2762 | 4848.4414
3119 | 425.2847 | 4441.2538 | 425.2847 | 4441.2538 | 4866.5385
3120 | 425.2717 | 4442.189 | 425.2717 | 4442.189 | 4867.4607
3121 | 412.6357 | 4458.1216 | 412.6357 | 4458.1216 | 4870.7572
3122 | 412.5357 | 4454.0651 | 412.5357 | 4454.0651 | 4866.6009
3123 | 428.4341 | 4469.7808 | 428.4341 | 4469.7808 | 4898.2149
3124 | 456.2981 | 4485.7014 | 456.2981 | 4485.7014 | 4941.9995
3125 | 469.2466 | 4517.9697 | 469.2466 | 4517.9697 | 4987.2163
3126 | 456.7654 | 4534.0632 | 456.7654 | 4534.0632 | 4990.8286
3127 | 438.5353 | 4523.9922 | 438.5353 | 4523.9922 | 4962.5275
3128 | 421.7784 | 4500.6929 | 421.7784 | 4500.6929 | 4922.4713
3129 | 409.0396 | 4470.0578 | 409.0396 | 4470.0578 | 4879.0975
3130 | 388.5443 | 4454.3822 | 388.5443 | 4454.3822 | 4842.9266
3131 | 366.7991 | 4440.5218 | 366.7991 | 4440.5218 | 4807.3209
3132 | 347.513 | 4439.3189 | 347.513 | 4439.3189 | 4786.8318
3133 | 331.2852 | 4457.821 | 331.2852 | 4457.821 | 4789.1061
3134 | 326.5256 | 4480.8846 | 326.5256 | 4480.8846 | 4807.4102
3135 | 324.6793 | 4503.6981 | 324.6793 | 4503.6981 | 4828.3774
3136 | 326.493 | 4527.9479 | 326.493 | 4527.9479 | 4854.4409
3137 | 332.9061 | 4588.0739 | 332.9061 | 4588.0739 | 4920.98
3138 | 341.8788 | 4688.1488 | 341.8788 | 4688.1488 | 5030.0276
3139 | 357.6678 | 4734.2931 | 357.6678 | 4734.2931 | 5091.9609
3140 | 373.8319 | 4772.3671 | 373.8319 | 4772.3671 | 5146.199
3141 | 396.1525 | 4778.238 | 396.1525 | 4778.238 | 5174.3905
3142 | 410.4016 | 4788.247 | 410.4016 | 4788.247 | 5198.6486
3143 | 432.997 | 4796.2197 | 432.997 | 4796.2197 | 5229.2167
3144 | 430.165 | 4772.2976 | 430.165 | 4772.2976 | 5202.4626
3145 | 420.2301 | 4731.5517 | 420.2301 | 4731.5517 | 5151.7817
3146 | 417.3019 | 4674.1052 | 417.3019 | 4674.1052 | 5091.4071
3147 | 428.4437 | 4651.6161 | 428.4437 | 4651.6161 | 5080.0598
3148 | 461.397 | 4640.5516 | 461.397 | 4640.5516 | 5101.9486
3149 | 472.0624 | 4652.3151 | 472.0624 | 4652.3151 | 5124.3775
3150 | 453.7769 | 4657.1889 | 453.7769 | 4657.1889 | 5110.9658
3151 | 438.9625 | 4642.3786 | 438.9625 | 4642.3786 | 5081.3411
3152 | 421.486 | 4625.4629 | 421.486 | 4625.4629 | 5046.9489
3153 | 410.8527 | 4587.6705 | 410.8527 | 4587.6705 | 4998.5232
3154 | 391.5549 | 4544.4294 | 391.5549 | 4544.4294 | 4935.9844
3155 | 367.2184 | 4492.6544 | 367.2184 | 4492.6544 | 4859.8728
3156 | 349.4624 | 4451.0221 | 349.4624 | 4451.0221 | 4800.4845
3157 | 336.2144 | 4432.867 | 336.2144 | 4432.867 | 4769.0814
3158 | 324.6158 | 4425.9471 | 324.6158 | 4425.9471 | 4750.5629
3159 | 324.3084 | 4430.3836 | 324.3084 | 4430.3836 | 4754.692
3160 | 325.8944 | 4437.6105 | 325.8944 | 4437.6105 | 4763.5049
3161 | 333.9537 | 4474.0399 | 333.9537 | 4474.0399 | 4807.9936
3162 | 346.9147 | 4541.4231 | 346.9147 | 4541.4231 | 4888.3379
3163 | 363.0629 | 4554.0052 | 363.0629 | 4554.0052 | 4917.0681
3164 | 379.8488 | 4566.9318 | 379.8488 | 4566.9318 | 4946.7806
3165 | 401.6701 | 4548.9126 | 401.6701 | 4548.9126 | 4950.5828
3166 | 423.0344 | 4527.2939 | 423.0344 | 4527.2939 | 4950.3284
3167 | 444.0802 | 4504.8962 | 444.0802 | 4504.8962 | 4948.9764
3168 | 445.4075 | 4481.1675 | 445.4075 | 4481.1675 | 4926.575
3169 | 422.3333 | 4466.4396 | 422.3333 | 4466.4396 | 4888.7729
3170 | 420.975 | 4424.3718 | 420.975 | 4424.3718 | 4845.3468
3171 | 438.7326 | 4404.3974 | 438.7326 | 4404.3974 | 4843.13
3172 | 466.3213 | 4381.8231 | 466.3213 | 4381.8231 | 4848.1444
3173 | 479.1204 | 4384.4948 | 479.1204 | 4384.4948 | 4863.6152
3174 | 462.9041 | 4386.2736 | 462.9041 | 4386.2736 | 4849.1777
3175 | 447.9165 | 4368.8518 | 447.9165 | 4368.8518 | 4816.7683
3176 | 429.5496 | 4340.0394 | 429.5496 | 4340.0394 | 4769.589
3177 | 417.3966 | 4290.9307 | 417.3966 | 4290.9307 | 4708.3272
3178 | 398.9217 | 4239.565 | 398.9217 | 4239.565 | 4638.4867
3179 | 374.9298 | 4174.2491 | 374.9298 | 4174.2491 | 4549.1788
3180 | 352.7217 | 4118.3021 | 352.7217 | 4118.3021 | 4471.0237
3181 | 339.6931 | 4090.1847 | 339.6931 | 4090.1847 | 4429.8778
3182 | 327.3113 | 4065.9518 | 327.3113 | 4065.9518 | 4393.2631
3183 | 328.2236 | 4047.4654 | 328.2236 | 4047.4654 | 4375.689
3184 | 331.2901 | 4042.8924 | 331.2901 | 4042.8924 | 4374.1824
3185 | 337.817 | 4078.1611 | 337.817 | 4078.1611 | 4415.978
3186 | 349.9229 | 4146.5115 | 349.9229 | 4146.5115 | 4496.4344
3187 | 372.7854 | 4158.7068 | 372.7854 | 4158.7068 | 4531.4922
3188 | 399.2135 | 4173.2776 | 399.2135 | 4173.2776 | 4572.491
3189 | 422.6189 | 4164.6404 | 422.6189 | 4164.6404 | 4587.2592
3190 | 435.2137 | 4153.7577 | 435.2137 | 4153.7577 | 4588.9713
3191 | 454.5803 | 4147.2222 | 454.5803 | 4147.2222 | 4601.8025
3192 | 440.5677 | 4141.2902 | 440.5677 | 4141.2902 | 4581.8579
3193 | 436.0033 | 4148.5178 | 436.0033 | 4148.5178 | 4584.5211
3194 | 437.9752 | 4137.304 | 437.9752 | 4137.304 | 4575.2793
3195 | 452.8632 | 4143.7345 | 452.8632 | 4143.7345 | 4596.5976
3196 | 480.8708 | 4149.2093 | 480.8708 | 4149.2093 | 4630.0801
3197 | 491.9145 | 4181.8645 | 491.9145 | 4181.8645 | 4673.779
3198 | 486.5029 | 4220.3972 | 486.5029 | 4220.3972 | 4706.9001
3199 | 464.5722 | 4254.0441 | 464.5722 | 4254.0441 | 4718.6163
3200 | 451.084 | 4290.1314 | 451.084 | 4290.1314 | 4741.2154
3201 | 430.273 | 4307.1798 | 430.273 | 4307.1798 | 4737.4528
3202 | 412.963 | 4335.9958 | 412.963 | 4335.9958 | 4748.9588
3203 | 379.6354 | 4352.409 | 379.6354 | 4352.409 | 4732.0444
3204 | 358.5846 | 4376.4503 | 358.5846 | 4376.4503 | 4735.0349
3205 | 340.4489 | 4412.4588 | 340.4489 | 4412.4588 | 4752.9077
3206 | 334.1043 | 4442.1962 | 334.1043 | 4442.1962 | 4776.3005
3207 | 329.1156 | 4453.2097 | 329.1156 | 4453.2097 | 4782.3253
3208 | 331.5574 | 4454.3433 | 331.5574 | 4454.3433 | 4785.9007
3209 | 337.8014 | 4499.284 | 337.8014 | 4499.284 | 4837.0854
3210 | 353.433 | 4575.082 | 353.433 | 4575.082 | 4928.515
3211 | 373.458 | 4578.6691 | 373.458 | 4578.6691 | 4952.1271
3212 | 403.2782 | 4570.317 | 403.2782 | 4570.317 | 4973.5952
3213 | 423.5917 | 4514.2866 | 423.5917 | 4514.2866 | 4937.8783
3214 | 438.8272 | 4440.632 | 438.8272 | 4440.632 | 4879.4591
3215 | 464.1056 | 4372.0016 | 464.1056 | 4372.0016 | 4836.1073
3216 | 463.108 | 4304.1682 | 463.108 | 4304.1682 | 4767.2762
3217 | 435.8021 | 4254.6207 | 435.8021 | 4254.6207 | 4690.4228
3218 | 436.931 | 4189.7268 | 436.931 | 4189.7268 | 4626.6578
3219 | 450.4024 | 4169.0754 | 450.4024 | 4169.0754 | 4619.4778
3220 | 473.8136 | 4145.0503 | 473.8136 | 4145.0503 | 4618.8639
3221 | 489.4005 | 4117.9319 | 489.4005 | 4117.9319 | 4607.3324
3222 | 478.5457 | 4071.3502 | 478.5457 | 4071.3502 | 4549.8959
3223 | 462.0832 | 4010.5975 | 462.0832 | 4010.5975 | 4472.6807
3224 | 441.4161 | 3949.8671 | 441.4161 | 3949.8671 | 4391.2832
3225 | 429.7976 | 3894.7617 | 429.7976 | 3894.7617 | 4324.5593
3226 | 415.1799 | 3878.2156 | 415.1799 | 3878.2156 | 4293.3955
3227 | 388.1494 | 3857.488 | 388.1494 | 3857.488 | 4245.6374
3228 | 363.5203 | 3822.8196 | 363.5203 | 3822.8196 | 4186.3399
3229 | 345.1269 | 3788.5121 | 345.1269 | 3788.5121 | 4133.6389
3230 | 336.3647 | 3757.1218 | 336.3647 | 3757.1218 | 4093.4865
3231 | 332.0755 | 3745.6961 | 332.0755 | 3745.6961 | 4077.7716
3232 | 332.4413 | 3757.4689 | 332.4413 | 3757.4689 | 4089.9102
3233 | 336.9014 | 3813.2424 | 336.9014 | 3813.2424 | 4150.1438
3234 | 353.0093 | 3902.7748 | 353.0093 | 3902.7748 | 4255.7841
3235 | 376.3274 | 3928.2208 | 376.3274 | 3928.2208 | 4304.5481
3236 | 397.5661 | 3928.5736 | 397.5661 | 3928.5736 | 4326.1397
3237 | 417.2495 | 3886.9545 | 417.2495 | 3886.9545 | 4304.2041
3238 | 434.2949 | 3842.413 | 434.2949 | 3842.413 | 4276.7079
3239 | 455.9227 | 3789.3547 | 455.9227 | 3789.3547 | 4245.2774
3240 | 455.2092 | 3731.9672 | 455.2092 | 3731.9672 | 4187.1764
3241 | 430.8827 | 3692.3819 | 430.8827 | 3692.3819 | 4123.2646
3242 | 437.6416 | 3642.9633 | 437.6416 | 3642.9633 | 4080.6049
3243 | 453.4957 | 3615.6381 | 453.4957 | 3615.6381 | 4069.1339
3244 | 481.8395 | 3596.0622 | 481.8395 | 3596.0622 | 4077.9017
3245 | 485.8018 | 3614.4027 | 485.8018 | 3614.4027 | 4100.2045
3246 | 473.9027 | 3649.0666 | 473.9027 | 3649.0666 | 4122.9693
3247 | 457.4638 | 3675.3627 | 457.4638 | 3675.3627 | 4132.8265
3248 | 436.2172 | 3684.078 | 436.2172 | 3684.078 | 4120.2952
3249 | 424.7659 | 3664.179 | 424.7659 | 3664.179 | 4088.9449
3250 | 407.0714 | 3644.3444 | 407.0714 | 3644.3444 | 4051.4158
3251 | 383.6595 | 3611.043 | 383.6595 | 3611.043 | 3994.7025
3252 | 361.0412 | 3587.014 | 361.0412 | 3587.014 | 3948.0552
3253 | 347.9467 | 3606.4833 | 347.9467 | 3606.4833 | 3954.4299
3254 | 337.8267 | 3657.9828 | 337.8267 | 3657.9828 | 3995.8095
3255 | 332.337 | 3721.0322 | 332.337 | 3721.0322 | 4053.3692
3256 | 334.5024 | 3781.7458 | 334.5024 | 3781.7458 | 4116.2482
3257 | 338.3232 | 3873.2094 | 338.3232 | 3873.2094 | 4211.5326
3258 | 351.9306 | 3995.24 | 351.9306 | 3995.24 | 4347.1706
3259 | 367.5379 | 4035.2908 | 367.5379 | 4035.2908 | 4402.8287
3260 | 386.5309 | 4047.5403 | 386.5309 | 4047.5403 | 4434.0712
3261 | 404.7789 | 4004.277 | 404.7789 | 4004.277 | 4409.056
3262 | 422.3439 | 3943.3896 | 422.3439 | 3943.3896 | 4365.7335
3263 | 444.7405 | 3878.2412 | 444.7405 | 3878.2412 | 4322.9817
3264 | 437.8637 | 3818.2422 | 437.8637 | 3818.2422 | 4256.1059
3265 | 424.4474 | 3777.3029 | 424.4474 | 3777.3029 | 4201.7503
3266 | 424.1725 | 3722.6614 | 424.1725 | 3722.6614 | 4146.8339
3267 | 441.3767 | 3696.6903 | 441.3767 | 3696.6903 | 4138.0669
3268 | 465.7895 | 3674.3095 | 465.7895 | 3674.3095 | 4140.0989
3269 | 474.6945 | 3675.8205 | 474.6945 | 3675.8205 | 4150.515
3270 | 461.3431 | 3670.3452 | 461.3431 | 3670.3452 | 4131.6883
3271 | 444.8551 | 3649.8284 | 444.8551 | 3649.8284 | 4094.6834
3272 | 429.0837 | 3625.5618 | 429.0837 | 3625.5618 | 4054.6455
3273 | 414.2133 | 3602.471 | 414.2133 | 3602.471 | 4016.6843
3274 | 399.6765 | 3595.6938 | 399.6765 | 3595.6938 | 3995.3703
3275 | 378.3252 | 3577.771 | 378.3252 | 3577.771 | 3956.0962
3276 | 359.4888 | 3570.7648 | 359.4888 | 3570.7648 | 3930.2537
3277 | 345.8019 | 3591.0079 | 345.8019 | 3591.0079 | 3936.8098
3278 | 335.5677 | 3619.6814 | 335.5677 | 3619.6814 | 3955.2491
3279 | 333.1662 | 3654.2948 | 333.1662 | 3654.2948 | 3987.461
3280 | 333.3777 | 3695.5675 | 333.3777 | 3695.5675 | 4028.9451
3281 | 338.9306 | 3769.041 | 338.9306 | 3769.041 | 4107.9715
3282 | 349.2036 | 3873.0814 | 349.2036 | 3873.0814 | 4222.285
3283 | 362.2504 | 3915.1634 | 362.2504 | 3915.1634 | 4277.4138
3284 | 376.3157 | 3948.4014 | 376.3157 | 3948.4014 | 4324.7171
3285 | 389.6816 | 3942.2789 | 389.6816 | 3942.2789 | 4331.9606
3286 | 396.484 | 3923.852 | 396.484 | 3923.852 | 4320.336
3287 | 440.232 | 3897.1018 | 440.232 | 3897.1018 | 4337.3338
3288 | 440.2025 | 3871.9224 | 440.2025 | 3871.9224 | 4312.1248
3289 | 430.7486 | 3867.9304 | 430.7486 | 3867.9304 | 4298.679
3290 | 428.8977 | 3847.7215 | 428.8977 | 3847.7215 | 4276.6193
3291 | 443.9657 | 3849.0258 | 443.9657 | 3849.0258 | 4292.9915
3292 | 472.6788 | 3853.2432 | 472.6788 | 3853.2432 | 4325.922
3293 | 480.2073 | 3885.4148 | 480.2073 | 3885.4148 | 4365.6221
3294 | 462.6439 | 3916.5967 | 462.6439 | 3916.5967 | 4379.2407
3295 | 447.5012 | 3935.2518 | 447.5012 | 3935.2518 | 4382.753
3296 | 428.6474 | 3950.3507 | 428.6474 | 3950.3507 | 4378.9981
3297 | 413.7073 | 3946.1205 | 413.7073 | 3946.1205 | 4359.8278
3298 | 394.2521 | 3936.5383 | 394.2521 | 3936.5383 | 4330.7904
3299 | 368.6647 | 3911.555 | 368.6647 | 3911.555 | 4280.2197
3300 | 349.9393 | 3897.198 | 349.9393 | 3897.198 | 4247.1373
3301 | 335.052 | 3903.7067 | 335.052 | 3903.7067 | 4238.7587
3302 | 324.7052 | 3913.2294 | 324.7052 | 3913.2294 | 4237.9346
3303 | 324.0513 | 3932.4642 | 324.0513 | 3932.4642 | 4256.5155
3304 | 325.437 | 3963.0009 | 325.437 | 3963.0009 | 4288.4379
3305 | 329.0702 | 4028.7367 | 329.0702 | 4028.7367 | 4357.8069
3306 | 340.2693 | 4132.6804 | 340.2693 | 4132.6804 | 4472.9497
3307 | 361.0724 | 4190.4312 | 361.0724 | 4190.4312 | 4551.5036
3308 | 380.3357 | 4253.5559 | 380.3357 | 4253.5559 | 4633.8917
3309 | 399.8107 | 4297.6316 | 399.8107 | 4297.6316 | 4697.4423
3310 | 417.7025 | 4349.6176 | 417.7025 | 4349.6176 | 4767.32
3311 | 443.2835 | 4410.5933 | 443.2835 | 4410.5933 | 4853.8768
3312 | 443.287 | 4482.038 | 443.287 | 4482.038 | 4925.325
3313 | 427.88 | 4563.2572 | 427.88 | 4563.2572 | 4991.1372
3314 | 427.7133 | 4597.599 | 427.7133 | 4597.599 | 5025.3123
3315 | 447.2842 | 4628.9834 | 447.2842 | 4628.9834 | 5076.2677
3316 | 473.102 | 4653.2221 | 473.102 | 4653.2221 | 5126.3241
3317 | 478.5377 | 4685.2002 | 478.5377 | 4685.2002 | 5163.7379
3318 | 465.4734 | 4688.72 | 465.4734 | 4688.72 | 5154.1933
3319 | 445.8831 | 4653.7917 | 445.8831 | 4653.7917 | 5099.6748
3320 | 436.2386 | 4602.4433 | 436.2386 | 4602.4433 | 5038.6819
3321 | 421.4507 | 4540.8576 | 421.4507 | 4540.8576 | 4962.3082
3322 | 399.1268 | 4491.5231 | 399.1268 | 4491.5231 | 4890.6499
3323 | 373.2159 | 4437.8136 | 373.2159 | 4437.8136 | 4811.0295
3324 | 353.3884 | 4395.3109 | 353.3884 | 4395.3109 | 4748.6992
3325 | 342.4204 | 4378.9934 | 342.4204 | 4378.9934 | 4721.4138
3326 | 336.0873 | 4371.6867 | 336.0873 | 4371.6867 | 4707.7739
3327 | 332.7331 | 4379.6051 | 332.7331 | 4379.6051 | 4712.3382
3328 | 336.6803 | 4410.3352 | 336.6803 | 4410.3352 | 4747.0155
3329 | 342.9244 | 4474.1366 | 342.9244 | 4474.1366 | 4817.061
3330 | 356.8023 | 4553.3198 | 356.8023 | 4553.3198 | 4910.1221
3331 | 380.3954 | 4576.0576 | 380.3954 | 4576.0576 | 4956.453
3332 | 410.4173 | 4597.4956 | 410.4173 | 4597.4956 | 5007.9129
3333 | 429.7551 | 4586.3437 | 429.7551 | 4586.3437 | 5016.0988
3334 | 445.1389 | 4569.9479 | 445.1389 | 4569.9479 | 5015.0868
3335 | 474.179 | 4555.6747 | 474.179 | 4555.6747 | 5029.8537
3336 | 464.4978 | 4544.0362 | 464.4978 | 4544.0362 | 5008.5339
3337 | 448.3828 | 4546.4278 | 448.3828 | 4546.4278 | 4994.8106
3338 | 453.5392 | 4525.7353 | 453.5392 | 4525.7353 | 4979.2745
3339 | 470.9651 | 4509.1462 | 470.9651 | 4509.1462 | 4980.1113
3340 | 494.7293 | 4470.8064 | 494.7293 | 4470.8064 | 4965.5357
3341 | 502.9931 | 4435.0799 | 502.9931 | 4435.0799 | 4938.073
3342 | 484.3135 | 4386.6605 | 484.3135 | 4386.6605 | 4870.974
3343 | 464.1901 | 4323.4897 | 464.1901 | 4323.4897 | 4787.6798
3344 | 448.7533 | 4262.6626 | 448.7533 | 4262.6626 | 4711.4159
3345 | 432.2067 | 4208.2343 | 432.2067 | 4208.2343 | 4640.4409
3346 | 411.1641 | 4167.9916 | 411.1641 | 4167.9916 | 4579.1556
3347 | 383.0047 | 4124.0509 | 383.0047 | 4124.0509 | 4507.0556
3348 | 363.8137 | 4088.0284 | 363.8137 | 4088.0284 | 4451.8421
3349 | 352.0899 | 4079.7388 | 352.0899 | 4079.7388 | 4431.8287
3350 | 341.9595 | 4082.1042 | 341.9595 | 4082.1042 | 4424.0637
3351 | 339.3718 | 4084.4128 | 339.3718 | 4084.4128 | 4423.7846
3352 | 340.2479 | 4090.866 | 340.2479 | 4090.866 | 4431.1139
3353 | 345.5237 | 4135.1297 | 345.5237 | 4135.1297 | 4480.6534
3354 | 363.3925 | 4209.9605 | 363.3925 | 4209.9605 | 4573.353
3355 | 382.8554 | 4225.0573 | 382.8554 | 4225.0573 | 4607.9127
3356 | 410.0035 | 4233.438 | 410.0035 | 4233.438 | 4643.4415
3357 | 427.8862 | 4213.7746 | 427.8862 | 4213.7746 | 4641.6608
3358 | 450.1872 | 4193.51 | 450.1872 | 4193.51 | 4643.6971
3359 | 475.4979 | 4168.5975 | 475.4979 | 4168.5975 | 4644.0954
3360 | 464.2258 | 4142.1607 | 464.2258 | 4142.1607 | 4606.3864
3361 | 445.5571 | 4140.49 | 445.5571 | 4140.49 | 4586.0471
3362 | 445.1039 | 4128.7926 | 445.1039 | 4128.7926 | 4573.8965
3363 | 464.8873 | 4125.2608 | 464.8873 | 4125.2608 | 4590.1481
3364 | 490.9312 | 4125.6094 | 490.9312 | 4125.6094 | 4616.5406
3365 | 496.3401 | 4132.1499 | 496.3401 | 4132.1499 | 4628.49
3366 | 482.5224 | 4130.7369 | 482.5224 | 4130.7369 | 4613.2593
3367 | 465.3815 | 4116.5069 | 465.3815 | 4116.5069 | 4581.8884
3368 | 448.3292 | 4095.819 | 448.3292 | 4095.819 | 4544.1482
3369 | 426.4129 | 4060.2512 | 426.4129 | 4060.2512 | 4486.6642
3370 | 405.2425 | 4029.6806 | 405.2425 | 4029.6806 | 4434.9231
3371 | 377.7549 | 3989.4153 | 377.7549 | 3989.4153 | 4367.1702
3372 | 360.1226 | 3959.2929 | 360.1226 | 3959.2929 | 4319.4155
3373 | 346.6617 | 3951.5836 | 346.6617 | 3951.5836 | 4298.2453
3374 | 339.5664 | 3946.985 | 339.5664 | 3946.985 | 4286.5514
3375 | 335.849 | 3936.6232 | 335.849 | 3936.6232 | 4272.4722
3376 | 333.9546 | 3933.1141 | 333.9546 | 3933.1141 | 4267.0688
3377 | 337.6224 | 3964.1271 | 337.6224 | 3964.1271 | 4301.7495
3378 | 354.6928 | 4026.9645 | 354.6928 | 4026.9645 | 4381.6573
3379 | 378.4492 | 4036.0646 | 378.4492 | 4036.0646 | 4414.5138
3380 | 406.3722 | 4042.5109 | 406.3722 | 4042.5109 | 4448.8831
3381 | 425.488 | 4027.0065 | 425.488 | 4027.0065 | 4452.4945
3382 | 440.6324 | 4013.4156 | 440.6324 | 4013.4156 | 4454.048
3383 | 474.3449 | 3990.9211 | 474.3449 | 3990.9211 | 4465.266
3384 | 468.7714 | 3966.9023 | 468.7714 | 3966.9023 | 4435.6737
3385 | 450.2039 | 3961.5563 | 450.2039 | 3961.5563 | 4411.7601
3386 | 452.8203 | 3936.6081 | 452.8203 | 3936.6081 | 4389.4284
3387 | 477.8229 | 3925.9189 | 477.8229 | 3925.9189 | 4403.7419
3388 | 497.6124 | 3915.9184 | 497.6124 | 3915.9184 | 4413.5307
3389 | 503.2226 | 3936.5802 | 503.2226 | 3936.5802 | 4439.8028
3390 | 490.963 | 3949.3851 | 490.963 | 3949.3851 | 4440.3481
3391 | 467.5106 | 3941.6354 | 467.5106 | 3941.6354 | 4409.146
3392 | 444.2518 | 3929.9426 | 444.2518 | 3929.9426 | 4374.1944
3393 | 430.4471 | 3909.56 | 430.4471 | 3909.56 | 4340.007
3394 | 413.9591 | 3893.1106 | 413.9591 | 3893.1106 | 4307.0698
3395 | 384.4911 | 3860.9699 | 384.4911 | 3860.9699 | 4245.461
3396 | 365.3006 | 3840.1327 | 365.3006 | 3840.1327 | 4205.4332
3397 | 345.464 | 3844.9004 | 345.464 | 3844.9004 | 4190.3643
3398 | 336.0985 | 3857.1313 | 336.0985 | 3857.1313 | 4193.2297
3399 | 334.0631 | 3871.8202 | 334.0631 | 3871.8202 | 4205.8832
3400 | 336.6419 | 3895.8766 | 336.6419 | 3895.8766 | 4232.5184
3401 | 341.4812 | 3953.5845 | 341.4812 | 3953.5845 | 4295.0657
3402 | 355.1626 | 4040.2152 | 355.1626 | 4040.2152 | 4395.3779
3403 | 374.6224 | 4072.7218 | 374.6224 | 4072.7218 | 4447.3442
3404 | 399.9464 | 4107.2172 | 399.9464 | 4107.2172 | 4507.1636
3405 | 415.6228 | 4119.0848 | 415.6228 | 4119.0848 | 4534.7076
3406 | 429.637 | 4128.6102 | 429.637 | 4128.6102 | 4558.2472
3407 | 460.2392 | 4136.2927 | 460.2392 | 4136.2927 | 4596.532
3408 | 456.1434 | 4145.159 | 456.1434 | 4145.159 | 4601.3024
3409 | 443.3088 | 4172.6981 | 443.3088 | 4172.6981 | 4616.0068
3410 | 448.9996 | 4180.1514 | 448.9996 | 4180.1514 | 4629.151
3411 | 468.8583 | 4201.9605 | 468.8583 | 4201.9605 | 4670.8188
3412 | 490.0408 | 4218.7516 | 490.0408 | 4218.7516 | 4708.7924
3413 | 494.6646 | 4254.7921 | 494.6646 | 4254.7921 | 4749.4566
3414 | 478.7468 | 4278.333 | 478.7468 | 4278.333 | 4757.0798
3415 | 458.3803 | 4279.5784 | 458.3803 | 4279.5784 | 4737.9587
3416 | 439.6371 | 4277.6544 | 439.6371 | 4277.6544 | 4717.2915
3417 | 429.8047 | 4265.8799 | 429.8047 | 4265.8799 | 4695.6846
3418 | 415.655 | 4260.7469 | 415.655 | 4260.7469 | 4676.4019
3419 | 391.689 | 4257.1389 | 391.689 | 4257.1389 | 4648.8279
3420 | 367.1008 | 4275.3769 | 367.1008 | 4275.3769 | 4642.4777
3421 | 351.2121 | 4316.6084 | 351.2121 | 4316.6084 | 4667.8205
3422 | 342.3778 | 4356.4047 | 342.3778 | 4356.4047 | 4698.7825
3423 | 340.0118 | 4390.1477 | 340.0118 | 4390.1477 | 4730.1595
3424 | 337.7673 | 4424.7467 | 337.7673 | 4424.7467 | 4762.5139
3425 | 342.6589 | 4492.1267 | 342.6589 | 4492.1267 | 4834.7855
3426 | 355.1937 | 4590.9443 | 355.1937 | 4590.9443 | 4946.138
3427 | 370.452 | 4625.8689 | 370.452 | 4625.8689 | 4996.3209
3428 | 390.345 | 4650.8856 | 390.345 | 4650.8856 | 5041.2305
3429 | 406.1926 | 4639.5402 | 406.1926 | 4639.5402 | 5045.7327
3430 | 421.897 | 4620.3395 | 421.897 | 4620.3395 | 5042.2365
3431 | 446.4984 | 4589.8172 | 446.4984 | 4589.8172 | 5036.3156
3432 | 444.092 | 4549.1624 | 444.092 | 4549.1624 | 4993.2544
3433 | 432.3999 | 4528.1475 | 432.3999 | 4528.1475 | 4960.5474
3434 | 434.1879 | 4498.8469 | 434.1879 | 4498.8469 | 4933.0348
3435 | 452.7667 | 4504.2134 | 452.7667 | 4504.2134 | 4956.9801
3436 | 473.6757 | 4508.3341 | 473.6757 | 4508.3341 | 4982.0098
3437 | 479.2004 | 4522.032 | 479.2004 | 4522.032 | 5001.2324
3438 | 467.069 | 4527.2927 | 467.069 | 4527.2927 | 4994.3617
3439 | 446.2475 | 4504.0677 | 446.2475 | 4504.0677 | 4950.3152
3440 | 430.7495 | 4452.9127 | 430.7495 | 4452.9127 | 4883.6622
3441 | 418.4318 | 4366.2763 | 418.4318 | 4366.2763 | 4784.7081
3442 | 405.1815 | 4269.4518 | 405.1815 | 4269.4518 | 4674.6333
3443 | 383.6365 | 4161.1917 | 383.6365 | 4161.1917 | 4544.8283
3444 | 367.0258 | 4063.2679 | 367.0258 | 4063.2679 | 4430.2936
3445 | 349.8195 | 3992.3998 | 349.8195 | 3992.3998 | 4342.2193
3446 | 341.9621 | 3938.9572 | 341.9621 | 3938.9572 | 4280.9193
3447 | 336.8912 | 3898.225 | 336.8912 | 3898.225 | 4235.1162
3448 | 337.5528 | 3871.0193 | 337.5528 | 3871.0193 | 4208.5721
3449 | 345.5547 | 3883.0749 | 345.5547 | 3883.0749 | 4228.6296
3450 | 354.6412 | 3928.9861 | 354.6412 | 3928.9861 | 4283.6273
3451 | 365.4212 | 3919.3224 | 365.4212 | 3919.3224 | 4284.7437
3452 | 382.938 | 3904.2966 | 382.938 | 3904.2966 | 4287.2346
3453 | 399.5236 | 3851.5547 | 399.5236 | 3851.5547 | 4251.0783
3454 | 414.7566 | 3792.4082 | 414.7566 | 3792.4082 | 4207.1648
3455 | 435.1395 | 3733.2566 | 435.1395 | 3733.2566 | 4168.396
3456 | 435.8634 | 3685.7345 | 435.8634 | 3685.7345 | 4121.5979
3457 | 424.4025 | 3664.1394 | 424.4025 | 3664.1394 | 4088.5419
3458 | 432.1364 | 3624.006 | 432.1364 | 3624.006 | 4056.1424
3459 | 451.8715 | 3606.6431 | 451.8715 | 3606.6431 | 4058.5146
3460 | 476.2204 | 3587.9377 | 476.2204 | 3587.9377 | 4064.1581
3461 | 483.7624 | 3583.3553 | 483.7624 | 3583.3553 | 4067.1177
3462 | 472.9852 | 3549.444 | 472.9852 | 3549.444 | 4022.4292
3463 | 455.2583 | 3470.411 | 455.2583 | 3470.411 | 3925.6694
3464 | 441.3951 | 3378.2464 | 441.3951 | 3378.2464 | 3819.6415
3465 | 427.9121 | 3280.0034 | 427.9121 | 3280.0034 | 3707.9155
3466 | 416.3329 | 3180.5675 | 416.3329 | 3180.5675 | 3596.9004
3467 | 388.9957 | 3058.8632 | 388.9957 | 3058.8632 | 3447.8589
3468 | 367.7663 | 2945.464 | 367.7663 | 2945.464 | 3313.2303
3469 | 348.7452 | 2868.7927 | 348.7452 | 2868.7927 | 3217.5379
3470 | 341.898 | 2821.0566 | 341.898 | 2821.0566 | 3162.9546
3471 | 337.2423 | 2799.0882 | 337.2423 | 2799.0882 | 3136.3306
3472 | 338.2602 | 2797.1267 | 338.2602 | 2797.1267 | 3135.3869
3473 | 339.9853 | 2841.9708 | 339.9853 | 2841.9708 | 3181.9561
3474 | 353.5822 | 2936.3392 | 353.5822 | 2936.3392 | 3289.9213
3475 | 373.6103 | 2980.8392 | 373.6103 | 2980.8392 | 3354.4494
3476 | 395.1168 | 3020.5574 | 395.1168 | 3020.5574 | 3415.6742
3477 | 406.4361 | 3036.7775 | 406.4361 | 3036.7775 | 3443.2136
3478 | 429.4085 | 3047.0767 | 429.4085 | 3047.0767 | 3476.4851
3479 | 453.7921 | 3044.2166 | 453.7921 | 3044.2166 | 3498.0087
3480 | 448.2004 | 3041.5731 | 448.2004 | 3041.5731 | 3489.7735
3481 | 432.5585 | 3064.663 | 432.5585 | 3064.663 | 3497.2215
3482 | 437.0942 | 3093.2015 | 437.0942 | 3093.2015 | 3530.2957
3483 | 460.6987 | 3162.694 | 460.6987 | 3162.694 | 3623.3927
3484 | 484.8249 | 3237.6144 | 484.8249 | 3237.6144 | 3722.4393
3485 | 494.4008 | 3323.3694 | 494.4008 | 3323.3694 | 3817.7702
3486 | 480.7861 | 3397.1086 | 480.7861 | 3397.1086 | 3877.8946
3487 | 456.8811 | 3447.198 | 456.8811 | 3447.198 | 3904.0791
3488 | 441.3285 | 3484.5427 | 441.3285 | 3484.5427 | 3925.8712
3489 | 430.7266 | 3500.237 | 430.7266 | 3500.237 | 3930.9636
3490 | 410.2984 | 3516.576 | 410.2984 | 3516.576 | 3926.8744
3491 | 385.2929 | 3525.5417 | 385.2929 | 3525.5417 | 3910.8346
3492 | 362.3313 | 3544.9404 | 362.3313 | 3544.9404 | 3907.2717
3493 | 345.4517 | 3584.9145 | 345.4517 | 3584.9145 | 3930.3662
3494 | 337.1383 | 3633.0288 | 337.1383 | 3633.0288 | 3970.1671
3495 | 333.0879 | 3688.8241 | 333.0879 | 3688.8241 | 4021.912
3496 | 333.0682 | 3751.182 | 333.0682 | 3751.182 | 4084.2503
3497 | 340.4505 | 3849.9964 | 340.4505 | 3849.9964 | 4190.4469
3498 | 357.8343 | 3971.5434 | 357.8343 | 3971.5434 | 4329.3777
3499 | 386.4673 | 4025.2319 | 386.4673 | 4025.2319 | 4411.6991
3500 | 414.0104 | 4069.7862 | 414.0104 | 4069.7862 | 4483.7966
3501 | 433.0577 | 4070.2407 | 433.0577 | 4070.2407 | 4503.2984
3502 | 452.7196 | 4058.3908 | 452.7196 | 4058.3908 | 4511.1104
3503 | 479.3244 | 4049.6308 | 479.3244 | 4049.6308 | 4528.9552
3504 | 475.7042 | 4052.4036 | 475.7042 | 4052.4036 | 4528.1078
3505 | 451.8175 | 4070.3673 | 451.8175 | 4070.3673 | 4522.1848
3506 | 458.0365 | 4071.4371 | 458.0365 | 4071.4371 | 4529.4735
3507 | 484.1674 | 4095.9543 | 484.1674 | 4095.9543 | 4580.1217
3508 | 505.6196 | 4116.8077 | 505.6196 | 4116.8077 | 4622.4273
3509 | 513.7053 | 4137.1794 | 513.7053 | 4137.1794 | 4650.8847
3510 | 500.7574 | 4140.6991 | 500.7574 | 4140.6991 | 4641.4565
3511 | 477.9023 | 4123.6642 | 477.9023 | 4123.6642 | 4601.5665
3512 | 461.4725 | 4101.4288 | 461.4725 | 4101.4288 | 4562.9013
3513 | 448.6437 | 4058.8971 | 448.6437 | 4058.8971 | 4507.5408
3514 | 426.945 | 4008.3053 | 426.945 | 4008.3053 | 4435.2503
3515 | 395.061 | 3937.9598 | 395.061 | 3937.9598 | 4333.0208
3516 | 372.4734 | 3876.2096 | 372.4734 | 3876.2096 | 4248.683
3517 | 354.8056 | 3839.2906 | 354.8056 | 3839.2906 | 4194.0962
3518 | 346.3932 | 3810.8987 | 346.3932 | 3810.8987 | 4157.2919
3519 | 339.8667 | 3805.8565 | 339.8667 | 3805.8565 | 4145.7231
3520 | 339.658 | 3827.0112 | 339.658 | 3827.0112 | 4166.6693
3521 | 343.9536 | 3883.752 | 343.9536 | 3883.752 | 4227.7056
3522 | 358.7607 | 3981.7958 | 358.7607 | 3981.7958 | 4340.5565
3523 | 388.7185 | 4025.4253 | 388.7185 | 4025.4253 | 4414.1438
3524 | 414.5381 | 4059.5337 | 414.5381 | 4059.5337 | 4474.0719
3525 | 432.0491 | 4067.3391 | 432.0491 | 4067.3391 | 4499.3881
3526 | 444.1634 | 4076.4776 | 444.1634 | 4076.4776 | 4520.641
3527 | 470.9195 | 4084.2568 | 470.9195 | 4084.2568 | 4555.1763
3528 | 470.3662 | 4093.8969 | 470.3662 | 4093.8969 | 4564.2631
3529 | 448.1776 | 4128.4966 | 448.1776 | 4128.4966 | 4576.6743
3530 | 456.5873 | 4146.2991 | 456.5873 | 4146.2991 | 4602.8864
3531 | 479.0072 | 4177.1032 | 479.0072 | 4177.1032 | 4656.1104
3532 | 502.6721 | 4211.5943 | 502.6721 | 4211.5943 | 4714.2664
3533 | 509.6536 | 4272.2018 | 509.6536 | 4272.2018 | 4781.8555
3534 | 498.5693 | 4313.8296 | 498.5693 | 4313.8296 | 4812.3989
3535 | 474.9001 | 4329.1962 | 474.9001 | 4329.1962 | 4804.0963
3536 | 457.2762 | 4337.8148 | 457.2762 | 4337.8148 | 4795.091
3537 | 441.0368 | 4334.7452 | 441.0368 | 4334.7452 | 4775.782
3538 | 424.5196 | 4330.8696 | 424.5196 | 4330.8696 | 4755.3892
3539 | 397.0732 | 4316.6223 | 397.0732 | 4316.6223 | 4713.6954
3540 | 375.1779 | 4302.5555 | 375.1779 | 4302.5555 | 4677.7333
3541 | 357.0221 | 4307.7101 | 357.0221 | 4307.7101 | 4664.7321
3542 | 348.2471 | 4325.3573 | 348.2471 | 4325.3573 | 4673.6045
3543 | 345.0114 | 4359.9707 | 345.0114 | 4359.9707 | 4704.9821
3544 | 345.4305 | 4407.0467 | 345.4305 | 4407.0467 | 4752.4772
3545 | 352.2604 | 4483.1316 | 352.2604 | 4483.1316 | 4835.392
3546 | 366.1139 | 4588.5262 | 366.1139 | 4588.5262 | 4954.6402
3547 | 392.7756 | 4635.3475 | 392.7756 | 4635.3475 | 5028.1231
3548 | 424.968 | 4677.5805 | 424.968 | 4677.5805 | 5102.5485
3549 | 444.0752 | 4663.8171 | 444.0752 | 4663.8171 | 5107.8924
3550 | 454.725 | 4633.687 | 454.725 | 4633.687 | 5088.412
3551 | 481.099 | 4603.2614 | 481.099 | 4603.2614 | 5084.3605
3552 | 474.9199 | 4574.7934 | 474.9199 | 4574.7934 | 5049.7133
3553 | 455.4065 | 4553.295 | 455.4065 | 4553.295 | 5008.7014
3554 | 459.3641 | 4497.9764 | 459.3641 | 4497.9764 | 4957.3405
3555 | 480.8606 | 4472.3922 | 480.8606 | 4472.3922 | 4953.2528
3556 | 498.9027 | 4466.4539 | 498.9027 | 4466.4539 | 4965.3566
3557 | 506.3923 | 4491.7584 | 506.3923 | 4491.7584 | 4998.1507
3558 | 498.3818 | 4511.237 | 498.3818 | 4511.237 | 5009.6189
3559 | 472.2166 | 4499.9087 | 472.2166 | 4499.9087 | 4972.1253
3560 | 455.5481 | 4472.1602 | 455.5481 | 4472.1602 | 4927.7083
3561 | 439.8694 | 4406.1253 | 439.8694 | 4406.1253 | 4845.9946
3562 | 425.1411 | 4312.5894 | 425.1411 | 4312.5894 | 4737.7304
3563 | 399.4166 | 4206.9407 | 399.4166 | 4206.9407 | 4606.3574
3564 | 377.4682 | 4122.5578 | 377.4682 | 4122.5578 | 4500.026
3565 | 360.3076 | 4082.6404 | 360.3076 | 4082.6404 | 4442.948
3566 | 351.5888 | 4060.7288 | 351.5888 | 4060.7288 | 4412.3177
3567 | 346.2213 | 4065.3588 | 346.2213 | 4065.3588 | 4411.58
3568 | 344.2461 | 4092.9938 | 344.2461 | 4092.9938 | 4437.24
3569 | 348.7268 | 4150.9919 | 348.7268 | 4150.9919 | 4499.7188
3570 | 360.5899 | 4237.7194 | 360.5899 | 4237.7194 | 4598.3092
3571 | 383.6082 | 4262.2949 | 383.6082 | 4262.2949 | 4645.9031
3572 | 408.7296 | 4283.7329 | 408.7296 | 4283.7329 | 4692.4625
3573 | 423.3172 | 4263.0056 | 423.3172 | 4263.0056 | 4686.3227
3574 | 440.3685 | 4233.5524 | 440.3685 | 4233.5524 | 4673.921
3575 | 469.1667 | 4196.2597 | 469.1667 | 4196.2597 | 4665.4264
3576 | 464.7654 | 4169.7261 | 464.7654 | 4169.7261 | 4634.4915
3577 | 449.7037 | 4161.4784 | 449.7037 | 4161.4784 | 4611.1821
3578 | 457.1042 | 4138.368 | 457.1042 | 4138.368 | 4595.4722
3579 | 480.6334 | 4140.7361 | 480.6334 | 4140.7361 | 4621.3696
3580 | 499.439 | 4146.0175 | 499.439 | 4146.0175 | 4645.4565
3581 | 501.1629 | 4176.0612 | 501.1629 | 4176.0612 | 4677.2241
3582 | 489.1868 | 4201.73 | 489.1868 | 4201.73 | 4690.9168
3583 | 472.4452 | 4210.1328 | 472.4452 | 4210.1328 | 4682.5779
3584 | 453.6649 | 4205.9842 | 453.6649 | 4205.9842 | 4659.649
3585 | 436.4198 | 4178.154 | 436.4198 | 4178.154 | 4614.5739
3586 | 421.4093 | 4149.5179 | 421.4093 | 4149.5179 | 4570.9271
3587 | 400.1425 | 4113.7017 | 400.1425 | 4113.7017 | 4513.8442
3588 | 381.7466 | 4096.9268 | 381.7466 | 4096.9268 | 4478.6733
3589 | 365.1199 | 4121.9091 | 365.1199 | 4121.9091 | 4487.0291
3590 | 355.7015 | 4174.8595 | 355.7015 | 4174.8595 | 4530.561
3591 | 350.9387 | 4248.5482 | 350.9387 | 4248.5482 | 4599.487
3592 | 349.7008 | 4331.9913 | 349.7008 | 4331.9913 | 4681.6921
3593 | 355.625 | 4439.0269 | 355.625 | 4439.0269 | 4794.6519
3594 | 366.9954 | 4559.1231 | 366.9954 | 4559.1231 | 4926.1184
3595 | 383.0755 | 4601.4952 | 383.0755 | 4601.4952 | 4984.5707
3596 | 402.4495 | 4635.7004 | 402.4495 | 4635.7004 | 5038.1499
3597 | 413.2629 | 4644.7631 | 413.2629 | 4644.7631 | 5058.026
3598 | 432.02 | 4661.8328 | 432.02 | 4661.8328 | 5093.8528
3599 | 455.7035 | 4692.2447 | 455.7035 | 4692.2447 | 5147.9482
3600 | 458.1031 | 4708.365 | 458.1031 | 4708.365 | 5166.4682
3601 | 442.6258 | 4707.4681 | 442.6258 | 4707.4681 | 5150.094
3602 | 448.7163 | 4658.9201 | 448.7163 | 4658.9201 | 5107.6364
3603 | 470.163 | 4614.1851 | 470.163 | 4614.1851 | 5084.3481
3604 | 488.8512 | 4560.1765 | 488.8512 | 4560.1765 | 5049.0277
3605 | 492.2944 | 4514.2943 | 492.2944 | 4514.2943 | 5006.5887
3606 | 481.3951 | 4456.2996 | 481.3951 | 4456.2996 | 4937.6946
3607 | 460.6672 | 4381.4255 | 460.6672 | 4381.4255 | 4842.0927
3608 | 449.0983 | 4333.7525 | 449.0983 | 4333.7525 | 4782.8508
3609 | 432.5897 | 4291.511 | 432.5897 | 4291.511 | 4724.1007
3610 | 417.2151 | 4226.9913 | 417.2151 | 4226.9913 | 4644.2065
3611 | 396.6508 | 4162.1589 | 396.6508 | 4162.1589 | 4558.8097
3612 | 377.496 | 4116.6578 | 377.496 | 4116.6578 | 4494.1538
3613 | 361.5068 | 4100.4371 | 361.5068 | 4100.4371 | 4461.9438
3614 | 353.7502 | 4090.5189 | 353.7502 | 4090.5189 | 4444.2691
3615 | 347.1748 | 4081.898 | 347.1748 | 4081.898 | 4429.0729
3616 | 342.8581 | 4084.8693 | 342.8581 | 4084.8693 | 4427.7274
3617 | 346.8607 | 4136.8707 | 346.8607 | 4136.8707 | 4483.7314
3618 | 356.8803 | 4224.2752 | 356.8803 | 4224.2752 | 4581.1555
3619 | 372.9563 | 4251.6556 | 372.9563 | 4251.6556 | 4624.6119
3620 | 390.1909 | 4278.9936 | 390.1909 | 4278.9936 | 4669.1845
3621 | 403.6566 | 4287.9596 | 403.6566 | 4287.9596 | 4691.6162
3622 | 420.8473 | 4288.6834 | 420.8473 | 4288.6834 | 4709.5307
3623 | 448.9855 | 4278.7627 | 448.9855 | 4278.7627 | 4727.7482
3624 | 449.4764 | 4267.3176 | 449.4764 | 4267.3176 | 4716.794
3625 | 436.1766 | 4267.001 | 436.1766 | 4267.001 | 4703.1776
3626 | 442.2505 | 4242.1495 | 442.2505 | 4242.1495 | 4684.4
3627 | 462.8895 | 4229.5259 | 462.8895 | 4229.5259 | 4692.4155
3628 | 486.0349 | 4211.0139 | 486.0349 | 4211.0139 | 4697.0488
3629 | 493.8818 | 4217.8447 | 493.8818 | 4217.8447 | 4711.7265
3630 | 477.1108 | 4220.0103 | 477.1108 | 4220.0103 | 4697.1211
3631 | 457.3375 | 4200.5574 | 457.3375 | 4200.5574 | 4657.8948
3632 | 447.2679 | 4178.2253 | 447.2679 | 4178.2253 | 4625.4932
3633 | 432.8196 | 4150.105 | 432.8196 | 4150.105 | 4582.9246
3634 | 417.5706 | 4126.7884 | 417.5706 | 4126.7884 | 4544.359
3635 | 392.8315 | 4091.069 | 392.8315 | 4091.069 | 4483.9005
3636 | 374.8906 | 4098.3196 | 374.8906 | 4098.3196 | 4473.2102
3637 | 362.3038 | 4106.4567 | 362.3038 | 4106.4567 | 4468.7605
3638 | 351.6813 | 4115.4753 | 351.6813 | 4115.4753 | 4467.1566
3639 | 349.2445 | 4137.3571 | 349.2445 | 4137.3571 | 4486.6016
3640 | 347.5419 | 4168.8847 | 347.5419 | 4168.8847 | 4516.4266
3641 | 354.9415 | 4223.187 | 354.9415 | 4223.187 | 4578.1285
3642 | 364.5868 | 4326.8309 | 364.5868 | 4326.8309 | 4691.4177
3643 | 385.8152 | 4360.4288 | 385.8152 | 4360.4288 | 4746.244
3644 | 409.4958 | 4392.2386 | 409.4958 | 4392.2386 | 4801.7344
3645 | 427.4189 | 4376.0115 | 427.4189 | 4376.0115 | 4803.4303
3646 | 443.0348 | 4356.4738 | 443.0348 | 4356.4738 | 4799.5086
3647 | 471.838 | 4332.9549 | 471.838 | 4332.9549 | 4804.7928
3648 | 464.7253 | 4308.7203 | 464.7253 | 4308.7203 | 4773.4456
3649 | 451.6632 | 4282.2569 | 451.6632 | 4282.2569 | 4733.92
3650 | 460.3554 | 4233.1593 | 460.3554 | 4233.1593 | 4693.5147
3651 | 482.2949 | 4202.1286 | 482.2949 | 4202.1286 | 4684.4235
3652 | 499.9109 | 4160.7995 | 499.9109 | 4160.7995 | 4660.7104
3653 | 509.1815 | 4169.8604 | 509.1815 | 4169.8604 | 4679.0419
3654 | 495.5232 | 4191.6875 | 495.5232 | 4191.6875 | 4687.2107
3655 | 474.659 | 4198.1523 | 474.659 | 4198.1523 | 4672.8113
3656 | 460.6569 | 4206.1069 | 460.6569 | 4206.1069 | 4666.7637
3657 | 445.7605 | 4217.1542 | 445.7605 | 4217.1542 | 4662.9147
3658 | 425.3814 | 4233.0447 | 425.3814 | 4233.0447 | 4658.4261
3659 | 400.311 | 4223.0598 | 400.311 | 4223.0598 | 4623.3708
3660 | 376.5176 | 4214.6111 | 376.5176 | 4214.6111 | 4591.1287
3661 | 359.6001 | 4227.1312 | 359.6001 | 4227.1312 | 4586.7312
3662 | 351.229 | 4232.9356 | 351.229 | 4232.9356 | 4584.1647
3663 | 348.7346 | 4248.0971 | 348.7346 | 4248.0971 | 4596.8317
3664 | 347.6368 | 4267.9371 | 347.6368 | 4267.9371 | 4615.5738
3665 | 355.8531 | 4309.5778 | 355.8531 | 4309.5778 | 4665.4309
3666 | 369.6687 | 4407.6701 | 369.6687 | 4407.6701 | 4777.3388
3667 | 395.5888 | 4436.3008 | 395.5888 | 4436.3008 | 4831.8896
3668 | 425.3672 | 4466.8444 | 425.3672 | 4466.8444 | 4892.2116
3669 | 442.6863 | 4460.3569 | 442.6863 | 4460.3569 | 4903.0433
3670 | 460.203 | 4462.8309 | 460.203 | 4462.8309 | 4923.0339
3671 | 487.2466 | 4462.1028 | 487.2466 | 4462.1028 | 4949.3494
3672 | 481.6649 | 4459.7825 | 481.6649 | 4459.7825 | 4941.4474
3673 | 459.3906 | 4470.7193 | 459.3906 | 4470.7193 | 4930.1099
3674 | 468.9522 | 4471.1967 | 468.9522 | 4471.1967 | 4940.1489
3675 | 492.4229 | 4490.8122 | 492.4229 | 4490.8122 | 4983.2351
3676 | 508.0084 | 4493.3116 | 508.0084 | 4493.3116 | 5001.32
3677 | 517.0568 | 4524.4815 | 517.0568 | 4524.4815 | 5041.5383
3678 | 508.3524 | 4541.3415 | 508.3524 | 4541.3415 | 5049.6939
3679 | 483.1836 | 4528.5217 | 483.1836 | 4528.5217 | 5011.7053
3680 | 466.6256 | 4508.2312 | 466.6256 | 4508.2312 | 4974.8568
3681 | 450.6716 | 4480.8069 | 450.6716 | 4480.8069 | 4931.4785
3682 | 429.0545 | 4453.9403 | 429.0545 | 4453.9403 | 4882.9948
3683 | 402.2174 | 4406.6525 | 402.2174 | 4406.6525 | 4808.8698
3684 | 378.8825 | 4365.7707 | 378.8825 | 4365.7707 | 4744.6532
3685 | 362.7443 | 4350.4353 | 362.7443 | 4350.4353 | 4713.1796
3686 | 354.3988 | 4326.0468 | 354.3988 | 4326.0468 | 4680.4456
3687 | 350.9727 | 4313.8398 | 350.9727 | 4313.8398 | 4664.8125
3688 | 350.8753 | 4316.2458 | 350.8753 | 4316.2458 | 4667.121
3689 | 358.3174 | 4345.6146 | 358.3174 | 4345.6146 | 4703.932
3690 | 372.7492 | 4430.7531 | 372.7492 | 4430.7531 | 4803.5023
3691 | 398.333 | 4443.9951 | 398.333 | 4443.9951 | 4842.3281
3692 | 428.1429 | 4467.6236 | 428.1429 | 4467.6236 | 4895.7665
3693 | 449.531 | 4467.6617 | 449.531 | 4467.6617 | 4917.1927
3694 | 462.5646 | 4482.2128 | 462.5646 | 4482.2128 | 4944.7775
3695 | 490.3963 | 4493.4645 | 490.3963 | 4493.4645 | 4983.8609
3696 | 486.3529 | 4492.6052 | 486.3529 | 4492.6052 | 4978.958
3697 | 466.2744 | 4507.8274 | 466.2744 | 4507.8274 | 4974.1019
3698 | 476.4265 | 4527.9789 | 476.4265 | 4527.9789 | 5004.4054
3699 | 496.445 | 4553.7304 | 496.445 | 4553.7304 | 5050.1754
3700 | 507.1312 | 4553.1131 | 507.1312 | 4553.1131 | 5060.2443
3701 | 515.2536 | 4576.2965 | 515.2536 | 4576.2965 | 5091.5501
3702 | 507.8779 | 4579.6183 | 507.8779 | 4579.6183 | 5087.4963
3703 | 485.5076 | 4545.7609 | 485.5076 | 4545.7609 | 5031.2685
3704 | 468.2436 | 4497.7124 | 468.2436 | 4497.7124 | 4965.956
3705 | 453.6042 | 4451.1983 | 453.6042 | 4451.1983 | 4904.8025
3706 | 429.6517 | 4421.8968 | 429.6517 | 4421.8968 | 4851.5484
3707 | 403.584 | 4379.6736 | 403.584 | 4379.6736 | 4783.2576
3708 | 380.558 | 4335.6751 | 380.558 | 4335.6751 | 4716.2331
3709 | 362.8221 | 4326.9627 | 362.8221 | 4326.9627 | 4689.7848
3710 | 353.7902 | 4322.5405 | 353.7902 | 4322.5405 | 4676.3307
3711 | 361.7352 | 4323.5795 | 361.7352 | 4323.5795 | 4685.3147
3712 | 361.6768 | 4325.9855 | 361.6768 | 4325.9855 | 4687.6622
3713 | 368.8794 | 4352.8219 | 368.8794 | 4352.8219 | 4721.7013
3714 | 383.7695 | 4438.2526 | 383.7695 | 4438.2526 | 4822.0221
3715 | 408.5516 | 4457.241 | 408.5516 | 4457.241 | 4865.7926
3716 | 438.3554 | 4482.7201 | 438.3554 | 4482.7201 | 4921.0755
3717 | 448.7811 | 4482.1738 | 448.7811 | 4482.1738 | 4930.9549
3718 | 462.5216 | 4491.0759 | 462.5216 | 4491.0759 | 4953.5976
3719 | 486.9277 | 4502.0354 | 486.9277 | 4502.0354 | 4988.9631
3720 | 480.4812 | 4510.3313 | 480.4812 | 4510.3313 | 4990.8126
3721 | 467.3209 | 4527.2094 | 467.3209 | 4527.2094 | 4994.5303
3722 | 471.4628 | 4535.2837 | 471.4628 | 4535.2837 | 5006.7465
3723 | 495.1765 | 4556.4575 | 495.1765 | 4556.4575 | 5051.634
3724 | 508.316 | 4557.496 | 508.316 | 4557.496 | 5065.812
3725 | 510.3698 | 4592.7565 | 510.3698 | 4592.7565 | 5103.1264
3726 | 504.1756 | 4620.0379 | 504.1756 | 4620.0379 | 5124.2135
3727 | 482.0405 | 4621.1459 | 482.0405 | 4621.1459 | 5103.1864
3728 | 459.9909 | 4614.7831 | 459.9909 | 4614.7831 | 5074.7741
3729 | 445.6619 | 4600.2151 | 445.6619 | 4600.2151 | 5045.877
3730 | 428.8771 | 4585.0361 | 428.8771 | 4585.0361 | 5013.9133
3731 | 404.7568 | 4552.9422 | 404.7568 | 4552.9422 | 4957.699
3732 | 384.3393 | 4527.2543 | 384.3393 | 4527.2543 | 4911.5937
3733 | 367.0993 | 4525.944 | 367.0993 | 4525.944 | 4893.0433
3734 | 358.3945 | 4518.5025 | 358.3945 | 4518.5025 | 4876.8971
3735 | 353.5311 | 4523.2426 | 353.5311 | 4523.2426 | 4876.7737
3736 | 352.5846 | 4536.557 | 352.5846 | 4536.557 | 4889.1416
3737 | 358.9534 | 4574.6914 | 358.9534 | 4574.6914 | 4933.6448
3738 | 370.3751 | 4673.9525 | 370.3751 | 4673.9525 | 5044.3276
3739 | 391.3524 | 4699.6612 | 391.3524 | 4699.6612 | 5091.0136
3740 | 417.7145 | 4732.0555 | 417.7145 | 4732.0555 | 5149.77
3741 | 434.1455 | 4743.4889 | 434.1455 | 4743.4889 | 5177.6345
3742 | 451.2685 | 4764.9552 | 451.2685 | 4764.9552 | 5216.2238
3743 | 477.8941 | 4782.7325 | 477.8941 | 4782.7325 | 5260.6266
3744 | 474.0859 | 4802.6186 | 474.0859 | 4802.6186 | 5276.7046
3745 | 459.1113 | 4832.6452 | 459.1113 | 4832.6452 | 5291.7565
3746 | 466.7727 | 4852.7967 | 466.7727 | 4852.7967 | 5319.5694
3747 | 493.0118 | 4888.0931 | 493.0118 | 4888.0931 | 5381.1049
3748 | 504.8506 | 4897.8972 | 504.8506 | 4897.8972 | 5402.7478
3749 | 511.5823 | 4942.2157 | 511.5823 | 4942.2157 | 5453.7979
3750 | 499.1605 | 4983.8143 | 499.1605 | 4983.8143 | 5482.9748
3751 | 474.0453 | 4996.4151 | 474.0453 | 4996.4151 | 5470.4604
3752 | 456.9689 | 4998.7207 | 456.9689 | 4998.7207 | 5455.6895
3753 | 442.9354 | 4994.4767 | 442.9354 | 4994.4767 | 5437.4121
3754 | 425.9491 | 4986.8946 | 425.9491 | 4986.8946 | 5412.8437
3755 | 403.54 | 4951.0022 | 403.54 | 4951.0022 | 5354.5422
3756 | 382.7131 | 4916.4513 | 382.7131 | 4916.4513 | 5299.1643
3757 | 368.4198 | 4911.8295 | 368.4198 | 4911.8295 | 5280.2493
3758 | 357.9074 | 4900.3947 | 357.9074 | 4900.3947 | 5258.3022
3759 | 353.7507 | 4891.207 | 353.7507 | 4891.207 | 5244.9577
3760 | 351.6663 | 4885.5291 | 351.6663 | 4885.5291 | 5237.1954
3761 | 357.3941 | 4908.7619 | 357.3941 | 4908.7619 | 5266.1559
3762 | 365.2701 | 4992.8291 | 365.2701 | 4992.8291 | 5358.0991
3763 | 382.7043 | 5009.0903 | 382.7043 | 5009.0903 | 5391.7947
3764 | 400.7013 | 5027.6542 | 400.7013 | 5027.6542 | 5428.3556
3765 | 417.1694 | 5011.4271 | 417.1694 | 5011.4271 | 5428.5965
3766 | 434.9806 | 4996.0774 | 434.9806 | 4996.0774 | 5431.0581
3767 | 457.923 | 4977.1362 | 457.923 | 4977.1362 | 5435.0592
3768 | 452.3916 | 4963.4205 | 452.3916 | 4963.4205 | 5415.8121
3769 | 444.6171 | 4967.6369 | 444.6171 | 4967.6369 | 5412.254
3770 | 451.6826 | 4967.8221 | 451.6826 | 4967.8221 | 5419.5047
3771 | 471.5583 | 4983.347 | 471.5583 | 4983.347 | 5454.9053
3772 | 491.8845 | 4979.5156 | 491.8845 | 4979.5156 | 5471.4001
3773 | 496.1706 | 5018.672 | 496.1706 | 5018.672 | 5514.8427
3774 | 477.9122 | 5059.1993 | 477.9122 | 5059.1993 | 5537.1115
3775 | 465.4805 | 5075.4038 | 465.4805 | 5075.4038 | 5540.8843
3776 | 448.602 | 5084.8193 | 448.602 | 5084.8193 | 5533.4213
3777 | 435.6322 | 5084.4712 | 435.6322 | 5084.4712 | 5520.1034
3778 | 421.1232 | 5068.4156 | 421.1232 | 5068.4156 | 5489.5388
3779 | 400.1864 | 5021.6148 | 400.1864 | 5021.6148 | 5421.8011
3780 | 378.731 | 4973.8179 | 378.731 | 4973.8179 | 5352.5489
3781 | 362.6286 | 4944.36 | 362.6286 | 4944.36 | 5306.9885
3782 | 353.6067 | 4906.9203 | 353.6067 | 4906.9203 | 5260.5271
3783 | 351.2694 | 4896.0769 | 351.2694 | 4896.0769 | 5247.3463
3784 | 349.8026 | 4917.7674 | 349.8026 | 4917.7674 | 5267.5699
3785 | 354.4476 | 4977.4265 | 354.4476 | 4977.4265 | 5331.8742
3786 | 363.3933 | 5094.5111 | 363.3933 | 5094.5111 | 5457.9044
3787 | 382.7225 | 5144.6664 | 382.7225 | 5144.6664 | 5527.389
3788 | 403.9 | 5200.8254 | 403.9 | 5200.8254 | 5604.7255
3789 | 417.3859 | 5221.7064 | 417.3859 | 5221.7064 | 5639.0923
3790 | 433.6611 | 5244.0493 | 433.6611 | 5244.0493 | 5677.7103
3791 | 459.0138 | 5251.1129 | 459.0138 | 5251.1129 | 5710.1267
3792 | 457.547 | 5246.9421 | 457.547 | 5246.9421 | 5704.489
3793 | 447.5659 | 5250.1846 | 447.5659 | 5250.1846 | 5697.7505
3794 | 453.2438 | 5240.5327 | 453.2438 | 5240.5327 | 5693.7765
3795 | 478.4817 | 5247.4866 | 478.4817 | 5247.4866 | 5725.9683
3796 | 497.2598 | 5222.715 | 497.2598 | 5222.715 | 5719.9747
3797 | 501.7819 | 5219.1143 | 501.7819 | 5219.1143 | 5720.8962
3798 | 487.8679 | 5211.5277 | 487.8679 | 5211.5277 | 5699.3956
3799 | 465.9467 | 5196.5652 | 465.9467 | 5196.5652 | 5662.5119
3800 | 454.6275 | 5188.4493 | 454.6275 | 5188.4493 | 5643.0768
3801 | 443.7521 | 5171.6412 | 443.7521 | 5171.6412 | 5615.3933
3802 | 425.5341 | 5156.5595 | 425.5341 | 5156.5595 | 5582.0937
3803 | 402.8227 | 5133.3287 | 402.8227 | 5133.3287 | 5536.1514
3804 | 381.677 | 5110.0758 | 381.677 | 5110.0758 | 5491.7528
3805 | 363.6583 | 5111.9796 | 363.6583 | 5111.9796 | 5475.6379
3806 | 355.3737 | 5110.1871 | 355.3737 | 5110.1871 | 5465.5607
3807 | 350.716 | 5129.634 | 350.716 | 5129.634 | 5480.35
3808 | 350.3441 | 5158.0449 | 350.3441 | 5158.0449 | 5508.389
3809 | 356.5599 | 5202.4127 | 356.5599 | 5202.4127 | 5558.9726
3810 | 367.9416 | 5294.6612 | 367.9416 | 5294.6612 | 5662.6028
3811 | 389.6286 | 5311.4095 | 389.6286 | 5311.4095 | 5701.0381
3812 | 415.5367 | 5330.1682 | 415.5367 | 5330.1682 | 5745.7049
3813 | 432.0869 | 5286.7673 | 432.0869 | 5286.7673 | 5718.8543
3814 | 449.9038 | 5244.1467 | 449.9038 | 5244.1467 | 5694.0505
3815 | 473.5362 | 5223.9392 | 473.5362 | 5223.9392 | 5697.4755
3816 | 470.4065 | 5210.4183 | 470.4065 | 5210.4183 | 5680.8248
3817 | 454.7455 | 5203.5316 | 454.7455 | 5203.5316 | 5658.2771
3818 | 462.0245 | 5176.4457 | 462.0245 | 5176.4457 | 5638.4702
3819 | 485.962 | 5177.2637 | 485.962 | 5177.2637 | 5663.2256
3820 | 503.0058 | 5172.4583 | 503.0058 | 5172.4583 | 5675.4641
3821 | 506.4354 | 5202.0699 | 506.4354 | 5202.0699 | 5708.5053
3822 | 495.3722 | 5224.0918 | 495.3722 | 5224.0918 | 5719.464
3823 | 474.0069 | 5218.9664 | 474.0069 | 5218.9664 | 5692.9733
3824 | 460.891 | 5209 | 460.891 | 5209 | 5669.8909
3825 | 444.3919 | 5184.6923 | 444.3919 | 5184.6923 | 5629.0842
3826 | 423.984 | 5143.5084 | 423.984 | 5143.5084 | 5567.4924
3827 | 400.2141 | 5074.4038 | 400.2141 | 5074.4038 | 5474.6178
3828 | 377.0587 | 5008.5885 | 377.0587 | 5008.5885 | 5385.6471
3829 | 361.2611 | 4968.1247 | 361.2611 | 4968.1247 | 5329.3858
3830 | 353.6384 | 4920.6532 | 353.6384 | 4920.6532 | 5274.2916
3831 | 349.1388 | 4887.2138 | 349.1388 | 4887.2138 | 5236.3526
3832 | 350.1838 | 4871.3092 | 350.1838 | 4871.3092 | 5221.493
3833 | 355.8299 | 4889.6721 | 355.8299 | 4889.6721 | 5245.502
3834 | 367.0993 | 4972.5706 | 367.0993 | 4972.5706 | 5339.6698
3835 | 390.4297 | 4984.5464 | 390.4297 | 4984.5464 | 5374.9761
3836 | 422.6168 | 4996.8769 | 422.6168 | 4996.8769 | 5419.4937
3837 | 439.8816 | 4969.0595 | 439.8816 | 4969.0595 | 5408.9411
3838 | 455.2077 | 4946.5026 | 455.2077 | 4946.5026 | 5401.7103
3839 | 479.6171 | 4923.4706 | 479.6171 | 4923.4706 | 5403.0877
3840 | 475.2534 | 4897.0934 | 475.2534 | 4897.0934 | 5372.3468
3841 | 458.158 | 4873.6492 | 458.158 | 4873.6492 | 5331.8072
3842 | 467.5995 | 4833.0252 | 467.5995 | 4833.0252 | 5300.6246
3843 | 490.8545 | 4810.468 | 490.8545 | 4810.468 | 5301.3225
3844 | 504.8708 | 4769.8206 | 504.8708 | 4769.8206 | 5274.6914
3845 | 513.6891 | 4757.649 | 513.6891 | 4757.649 | 5271.3381
3846 | 503.2193 | 4735.2581 | 503.2193 | 4735.2581 | 5238.4775
3847 | 481.5631 | 4690.7845 | 481.5631 | 4690.7845 | 5172.3476
3848 | 468.1754 | 4651.2095 | 468.1754 | 4651.2095 | 5119.3849
3849 | 451.2734 | 4614.2403 | 451.2734 | 4614.2403 | 5065.5136
3850 | 429.1556 | 4586.1075 | 429.1556 | 4586.1075 | 5015.2631
3851 | 401.0594 | 4552.2604 | 401.0594 | 4552.2604 | 4953.3198
3852 | 379.2744 | 4536.4096 | 379.2744 | 4536.4096 | 4915.684
3853 | 361.4279 | 4548.0531 | 361.4279 | 4548.0531 | 4909.4809
3854 | 350.7555 | 4550.3512 | 350.7555 | 4550.3512 | 4901.1068
3855 | 347.4361 | 4570.9669 | 347.4361 | 4570.9669 | 4918.403
3856 | 346.6357 | 4590.3199 | 346.6357 | 4590.3199 | 4936.9556
3857 | 352.4527 | 4624.8507 | 352.4527 | 4624.8507 | 4977.3034
3858 | 368.396 | 4726.7415 | 368.396 | 4726.7415 | 5095.1375
3859 | 395.1686 | 4772.0269 | 395.1686 | 4772.0269 | 5167.1956
3860 | 426.3408 | 4823.8031 | 426.3408 | 4823.8031 | 5250.1439
3861 | 444.8818 | 4813.8093 | 444.8818 | 4813.8093 | 5258.6911
3862 | 456.8177 | 4792.1289 | 456.8177 | 4792.1289 | 5248.9466
3863 | 482.1821 | 4767.2464 | 482.1821 | 4767.2464 | 5249.4285
3864 | 477.6409 | 4741.8431 | 477.6409 | 4741.8431 | 5219.484
3865 | 461.5484 | 4726.7751 | 461.5484 | 4726.7751 | 5188.3235
3866 | 464.6531 | 4704.7538 | 464.6531 | 4704.7538 | 5169.4069
3867 | 484.1709 | 4717.5516 | 484.1709 | 4717.5516 | 5201.7225
3868 | 500.9525 | 4712.6488 | 500.9525 | 4712.6488 | 5213.6013
3869 | 507.2406 | 4729.7936 | 507.2406 | 4729.7936 | 5237.0342
3870 | 496.7754 | 4724.9341 | 496.7754 | 4724.9341 | 5221.7095
3871 | 475.2695 | 4676.8567 | 475.2695 | 4676.8567 | 5152.1262
3872 | 461.7027 | 4612.4456 | 461.7027 | 4612.4456 | 5074.1484
3873 | 446.2439 | 4545.673 | 446.2439 | 4545.673 | 4991.917
3874 | 423.817 | 4504.3917 | 423.817 | 4504.3917 | 4928.2087
3875 | 395.4061 | 4465.6748 | 395.4061 | 4465.6748 | 4861.0809
3876 | 373.1647 | 4439.1104 | 373.1647 | 4439.1104 | 4812.2751
3877 | 356.4164 | 4428.8396 | 356.4164 | 4428.8396 | 4785.256
3878 | 346.837 | 4411.561 | 346.837 | 4411.561 | 4758.398
3879 | 341.0195 | 4420.0995 | 341.0195 | 4420.0995 | 4761.1191
3880 | 341.676 | 4434.7775 | 341.676 | 4434.7775 | 4776.4535
3881 | 347.6777 | 4461.614 | 347.6777 | 4461.614 | 4809.2916
3882 | 360.6147 | 4538.1816 | 360.6147 | 4538.1816 | 4898.7963
3883 | 385.4728 | 4551.9106 | 385.4728 | 4551.9106 | 4937.3834
3884 | 416.4655 | 4585.3761 | 416.4655 | 4585.3761 | 5001.8417
3885 | 433.1227 | 4553.2733 | 433.1227 | 4553.2733 | 4986.396
3886 | 447.0588 | 4514.0615 | 447.0588 | 4514.0615 | 4961.1203
3887 | 472.8461 | 4482.2639 | 472.8461 | 4482.2639 | 4955.11
3888 | 469.5785 | 4461.633 | 469.5785 | 4461.633 | 4931.2116
3889 | 453.3988 | 4451.0452 | 453.3988 | 4451.0452 | 4904.444
3890 | 462.3292 | 4417.4337 | 462.3292 | 4417.4337 | 4879.7629
3891 | 483.1033 | 4405.6876 | 483.1033 | 4405.6876 | 4888.7909
3892 | 498.228 | 4397.5707 | 498.228 | 4397.5707 | 4895.7988
3893 | 499.0961 | 4434.0974 | 499.0961 | 4434.0974 | 4933.1935
3894 | 487.4261 | 4457.5803 | 487.4261 | 4457.5803 | 4945.0065
3895 | 466.121 | 4440.7673 | 466.121 | 4440.7673 | 4906.8883
3896 | 454.2368 | 4414.3409 | 454.2368 | 4414.3409 | 4868.5776
3897 | 439.3948 | 4384.4816 | 439.3948 | 4384.4816 | 4823.8764
3898 | 418.784 | 4361.9004 | 418.784 | 4361.9004 | 4780.6844
3899 | 394.9032 | 4325.8133 | 394.9032 | 4325.8133 | 4720.7164
3900 | 372.6875 | 4314.0531 | 372.6875 | 4314.0531 | 4686.7405
3901 | 356.3227 | 4341.1826 | 356.3227 | 4341.1826 | 4697.5053
3902 | 345.5386 | 4366.4664 | 345.5386 | 4366.4664 | 4712.005
3903 | 340.568 | 4409.9703 | 340.568 | 4409.9703 | 4750.5383
3904 | 340.2911 | 4454.4516 | 340.2911 | 4454.4516 | 4794.7427
3905 | 345.7421 | 4515.6691 | 345.7421 | 4515.6691 | 4861.4112
3906 | 362.3979 | 4626.3255 | 362.3979 | 4626.3255 | 4988.7234
3907 | 385.1856 | 4659.1442 | 385.1856 | 4659.1442 | 5044.3298
3908 | 410.1155 | 4685.3051 | 410.1155 | 4685.3051 | 5095.4206
3909 | 425.415 | 4668.7857 | 425.415 | 4668.7857 | 5094.2007
3910 | 437.3657 | 4651.683 | 437.3657 | 4651.683 | 5089.0487
3911 | 463.3077 | 4632.1573 | 463.3077 | 4632.1573 | 5095.465
3912 | 463.1657 | 4616.2015 | 463.1657 | 4616.2015 | 5079.3671
3913 | 448.9999 | 4611.5549 | 448.9999 | 4611.5549 | 5060.5548
3914 | 455.4971 | 4597.4227 | 455.4971 | 4597.4227 | 5052.9198
3915 | 479.0318 | 4608.1752 | 479.0318 | 4608.1752 | 5087.2069
3916 | 495.5625 | 4586.5202 | 495.5625 | 4586.5202 | 5082.0826
3917 | 498.6568 | 4561.8818 | 498.6568 | 4561.8818 | 5060.5386
3918 | 483.401 | 4491.4744 | 483.401 | 4491.4744 | 4974.8753
3919 | 462.3873 | 4391.9716 | 462.3873 | 4391.9716 | 4854.3589
3920 | 446.8732 | 4320.3531 | 446.8732 | 4320.3531 | 4767.2263
3921 | 431.5729 | 4272.8651 | 431.5729 | 4272.8651 | 4704.438
3922 | 416.6151 | 4241.5182 | 416.6151 | 4241.5182 | 4658.1333
3923 | 396.2324 | 4189.8476 | 396.2324 | 4189.8476 | 4586.08
3924 | 375.6628 | 4135.4277 | 375.6628 | 4135.4277 | 4511.0905
3925 | 360.2562 | 4095.9379 | 360.2562 | 4095.9379 | 4456.1941
3926 | 349.3775 | 4043.694 | 349.3775 | 4043.694 | 4393.0715
3927 | 343.3482 | 4020.189 | 343.3482 | 4020.189 | 4363.5371
3928 | 340.8907 | 4018.6991 | 340.8907 | 4018.6991 | 4359.5898
3929 | 347.4773 | 4033.6532 | 347.4773 | 4033.6532 | 4381.1304
3930 | 359.5728 | 4125.3173 | 359.5728 | 4125.3173 | 4484.8901
3931 | 378.1672 | 4163.298 | 378.1672 | 4163.298 | 4541.4652
3932 | 397.0372 | 4204.5553 | 397.0372 | 4204.5553 | 4601.5925
3933 | 406.8694 | 4208.684 | 406.8694 | 4208.684 | 4615.5534
3934 | 423.3236 | 4192.8474 | 423.3236 | 4192.8474 | 4616.171
3935 | 445.626 | 4180.8213 | 445.626 | 4180.8213 | 4626.4473
3936 | 446.504 | 4188.0459 | 446.504 | 4188.0459 | 4634.5499
3937 | 436.9401 | 4190.704 | 436.9401 | 4190.704 | 4627.6442
3938 | 444.656 | 4179.6886 | 444.656 | 4179.6886 | 4624.3446
3939 | 469.0509 | 4193.4603 | 469.0509 | 4193.4603 | 4662.5112
3940 | 486.9288 | 4206.3811 | 486.9288 | 4206.3811 | 4693.3099
3941 | 480.3362 | 4273.5878 | 480.3362 | 4273.5878 | 4753.924
3942 | 462.1459 | 4354.9243 | 462.1459 | 4354.9243 | 4817.0702
3943 | 445.6171 | 4416.3208 | 445.6171 | 4416.3208 | 4861.9378
3944 | 434.8672 | 4472.8762 | 434.8672 | 4472.8762 | 4907.7435
3945 | 428.0052 | 4513.5321 | 428.0052 | 4513.5321 | 4941.5373
3946 | 410.4781 | 4543.1556 | 410.4781 | 4543.1556 | 4953.6337
3947 | 392.5799 | 4555.7667 | 392.5799 | 4555.7667 | 4948.3466
3948 | 372.6356 | 4567.4791 | 372.6356 | 4567.4791 | 4940.1147
3949 | 356.3008 | 4595.2904 | 356.3008 | 4595.2904 | 4951.5913
3950 | 347.885 | 4618.4315 | 347.885 | 4618.4315 | 4966.3164
3951 | 342.7253 | 4662.325 | 342.7253 | 4662.325 | 5005.0503
3952 | 342.8453 | 4724.5325 | 342.8453 | 4724.5325 | 5067.3777
3953 | 345.8268 | 4815.9429 | 345.8268 | 4815.9429 | 5161.7697
3954 | 355.1062 | 4957.0845 | 355.1062 | 4957.0845 | 5312.1907
3955 | 376.0715 | 5011.1357 | 376.0715 | 5011.1357 | 5387.2071
3956 | 394.6084 | 5056.4836 | 394.6084 | 5056.4836 | 5451.0921
3957 | 409.0217 | 5051.6519 | 409.0217 | 5051.6519 | 5460.6735
3958 | 425.1301 | 5051.6909 | 425.1301 | 5051.6909 | 5476.821
3959 | 452.7002 | 5061.2869 | 452.7002 | 5061.2869 | 5513.987
3960 | 450.3167 | 5076.011 | 450.3167 | 5076.011 | 5526.3276
3961 | 439.6481 | 5085.1947 | 439.6481 | 5085.1947 | 5524.8428
3962 | 449.0956 | 5063.4656 | 449.0956 | 5063.4656 | 5512.5612
3963 | 475.9501 | 5057.271 | 475.9501 | 5057.271 | 5533.2211
3964 | 487.9015 | 5043.9921 | 487.9015 | 5043.9921 | 5531.8936
3965 | 493.807 | 5062.9875 | 493.807 | 5062.9875 | 5556.7945
3966 | 479.1839 | 5067.0885 | 479.1839 | 5067.0885 | 5546.2723
3967 | 460.9537 | 5037.9061 | 460.9537 | 5037.9061 | 5498.8598
3968 | 446.2486 | 5000.3764 | 446.2486 | 5000.3764 | 5446.625
3969 | 433.8629 | 4952.8883 | 433.8629 | 4952.8883 | 5386.7513
3970 | 417.8319 | 4888.9136 | 417.8319 | 4888.9136 | 5306.7455
3971 | 396.244 | 4789.4212 | 396.244 | 4789.4212 | 5185.6652
3972 | 376.616 | 4695.7505 | 376.616 | 4695.7505 | 5072.3665
3973 | 359.783 | 4632.9829 | 359.783 | 4632.9829 | 4992.7659
3974 | 349.8245 | 4564.9607 | 349.8245 | 4564.9607 | 4914.7853
3975 | 344.2337 | 4512.042 | 344.2337 | 4512.042 | 4856.2756
3976 | 343.5904 | 4476.3659 | 343.5904 | 4476.3659 | 4819.9562
3977 | 348.4268 | 4477.2948 | 348.4268 | 4477.2948 | 4825.7216
3978 | 359.9027 | 4555.1286 | 359.9027 | 4555.1286 | 4915.0313
3979 | 381.1931 | 4580.74 | 381.1931 | 4580.74 | 4961.9331
3980 | 405.4878 | 4608.4591 | 405.4878 | 4608.4591 | 5013.9469
3981 | 420.5036 | 4580.3496 | 420.5036 | 4580.3496 | 5000.8532
3982 | 435.0528 | 4558.4744 | 435.0528 | 4558.4744 | 4993.5272
3983 | 461.6392 | 4544.5977 | 461.6392 | 4544.5977 | 5006.2369
3984 | 458.1921 | 4519.097 | 458.1921 | 4519.097 | 4977.2891
3985 | 443.735 | 4512.7947 | 443.735 | 4512.7947 | 4956.5297
3986 | 446.7186 | 4506.6491 | 446.7186 | 4506.6491 | 4953.3676
3987 | 473.8959 | 4543.309 | 473.8959 | 4543.309 | 5017.2049
3988 | 492.688 | 4564.4111 | 492.688 | 4564.4111 | 5057.0991
3989 | 498.603 | 4597.6264 | 498.603 | 4597.6264 | 5096.2294
3990 | 483.8425 | 4634.7448 | 483.8425 | 4634.7448 | 5118.5873
3991 | 463.6634 | 4688.0574 | 463.6634 | 4688.0574 | 5151.7208
3992 | 449.9556 | 4722.9908 | 449.9556 | 4722.9908 | 5172.9464
3993 | 439.9499 | 4729.7527 | 439.9499 | 4729.7527 | 5169.7026
3994 | 420.007 | 4717.8851 | 420.007 | 4717.8851 | 5137.8922
3995 | 398.5406 | 4650.144 | 398.5406 | 4650.144 | 5048.6847
3996 | 375.3245 | 4549.9477 | 375.3245 | 4549.9477 | 4925.2722
3997 | 361.2457 | 4442.9621 | 361.2457 | 4442.9621 | 4804.2078
3998 | 349.6391 | 4317.2811 | 349.6391 | 4317.2811 | 4666.9202
3999 | 345.6794 | 4192.8732 | 345.6794 | 4192.8732 | 4538.5526
4000 | 345.221 | 4094.5711 | 345.221 | 4094.5711 | 4439.7921
4001 | 350.3371 | 4066.8654 | 350.3371 | 4066.8654 | 4417.2025
4002 | 364.4958 | 4140.4138 | 364.4958 | 4140.4138 | 4504.9095
4003 | 389.3975 | 4155.6037 | 389.3975 | 4155.6037 | 4545.0011
4004 | 420.8643 | 4166.2784 | 420.8643 | 4166.2784 | 4587.1428
4005 | 438.0877 | 4129.3058 | 438.0877 | 4129.3058 | 4567.3935
4006 | 446.4744 | 4090.8732 | 446.4744 | 4090.8732 | 4537.3476
4007 | 471.8519 | 4049.3359 | 471.8519 | 4049.3359 | 4521.1877
4008 | 467.1405 | 4018.9653 | 467.1405 | 4018.9653 | 4486.1058
4009 | 450.7164 | 4012.2734 | 450.7164 | 4012.2734 | 4462.9898
4010 | 452.7053 | 4002.7189 | 452.7053 | 4002.7189 | 4455.4242
4011 | 479.7744 | 4023.698 | 479.7744 | 4023.698 | 4503.4724
4012 | 493.7739 | 4038.7615 | 493.7739 | 4038.7615 | 4532.5354
4013 | 495.8956 | 4098.566 | 495.8956 | 4098.566 | 4594.4617
4014 | 484.2658 | 4164.6113 | 484.2658 | 4164.6113 | 4648.8771
4015 | 459.337 | 4216.3655 | 459.337 | 4216.3655 | 4675.7025
4016 | 449.5477 | 4267.6615 | 449.5477 | 4267.6615 | 4717.2092
4017 | 443.9817 | 4303.7398 | 443.9817 | 4303.7398 | 4747.7215
4018 | 425.2197 | 4334.3372 | 425.2197 | 4334.3372 | 4759.5569
4019 | 399.8959 | 4352.1103 | 399.8959 | 4352.1103 | 4752.0063
4020 | 377.9629 | 4379.8932 | 377.9629 | 4379.8932 | 4757.8561
4021 | 361.4327 | 4426.7943 | 361.4327 | 4426.7943 | 4788.227
4022 | 351.8983 | 4447.7926 | 351.8983 | 4447.7926 | 4799.6909
4023 | 347.8262 | 4455.1623 | 347.8262 | 4455.1623 | 4802.9885
4024 | 347.602 | 4458.8345 | 347.602 | 4458.8345 | 4806.4365
4025 | 353.4684 | 4492.3913 | 353.4684 | 4492.3913 | 4845.8597
4026 | 368.1101 | 4593.5029 | 368.1101 | 4593.5029 | 4961.613
4027 | 390.8608 | 4627.7825 | 390.8608 | 4627.7825 | 5018.6434
4028 | 421.4843 | 4665.5336 | 421.4843 | 4665.5336 | 5087.0179
4029 | 435.2047 | 4673.9477 | 435.2047 | 4673.9477 | 5109.1524
4030 | 450.3273 | 4687.9145 | 450.3273 | 4687.9145 | 5138.2419
4031 | 477.2765 | 4696.4391 | 477.2765 | 4696.4391 | 5173.7156
4032 | 473.4832 | 4704.3454 | 473.4832 | 4704.3454 | 5177.8286
4033 | 451.7815 | 4720.2495 | 451.7815 | 4720.2495 | 5172.031
4034 | 461.8061 | 4718.2919 | 461.8061 | 4718.2919 | 5180.098
4035 | 487.277 | 4722.7136 | 487.277 | 4722.7136 | 5209.9906
4036 | 505.8052 | 4695.7018 | 505.8052 | 4695.7018 | 5201.5069
4037 | 504.4003 | 4698.9189 | 504.4003 | 4698.9189 | 5203.3192
4038 | 488.6807 | 4698.4422 | 488.6807 | 4698.4422 | 5187.1229
4039 | 469.8749 | 4673.9348 | 469.8749 | 4673.9348 | 5143.8097
4040 | 459.4278 | 4650.4303 | 459.4278 | 4650.4303 | 5109.8581
4041 | 449.2617 | 4616.7726 | 449.2617 | 4616.7726 | 5066.0343
4042 | 429.6663 | 4587.2762 | 429.6663 | 4587.2762 | 5016.9426
4043 | 402.0433 | 4541.839 | 402.0433 | 4541.839 | 4943.8823
4044 | 380.891 | 4498.0353 | 380.891 | 4498.0353 | 4878.9263
4045 | 363.1332 | 4472.9603 | 363.1332 | 4472.9603 | 4836.0935
4046 | 352.1322 | 4423.833 | 352.1322 | 4423.833 | 4775.9652
4047 | 345.7148 | 4393.705 | 345.7148 | 4393.705 | 4739.4199
4048 | 345.2186 | 4389.5855 | 345.2186 | 4389.5855 | 4734.804
4049 | 351.9013 | 4402.202 | 351.9013 | 4402.202 | 4754.1033
4050 | 365.6642 | 4464.6471 | 365.6642 | 4464.6471 | 4830.3113
4051 | 388.2708 | 4453.7348 | 388.2708 | 4453.7348 | 4842.0055
4052 | 421.5514 | 4444.0536 | 421.5514 | 4444.0536 | 4865.605
4053 | 435.5599 | 4391.4975 | 435.5599 | 4391.4975 | 4827.0575
4054 | 444.2694 | 4327.6444 | 444.2694 | 4327.6444 | 4771.9137
4055 | 469.7713 | 4256.2063 | 469.7713 | 4256.2063 | 4725.9776
4056 | 470.4419 | 4173.4364 | 470.4419 | 4173.4364 | 4643.8783
4057 | 449.1612 | 4057.5628 | 449.1612 | 4057.5628 | 4506.724
4058 | 452.5416 | 3885.5507 | 452.5416 | 3885.5507 | 4338.0923
4059 | 475.1692 | 3744.267 | 475.1692 | 3744.267 | 4219.4362
4060 | 489.9484 | 3594.1459 | 489.9484 | 3594.1459 | 4084.0943
4061 | 489.4677 | 3473.9615 | 489.4677 | 3473.9615 | 3963.4291
4062 | 478.3374 | 3389.4315 | 478.3374 | 3389.4315 | 3867.7689
4063 | 457.5154 | 3297.1361 | 457.5154 | 3297.1361 | 3754.6515
4064 | 443.5839 | 3219.5764 | 443.5839 | 3219.5764 | 3663.1603
4065 | 434.0006 | 3165.368 | 434.0006 | 3165.368 | 3599.3686
4066 | 418.2126 | 3133.7289 | 418.2126 | 3133.7289 | 3551.9415
4067 | 396.5519 | 3090.1422 | 396.5519 | 3090.1422 | 3486.6941
4068 | 372.9816 | 3051.9876 | 372.9816 | 3051.9876 | 3424.9692
4069 | 357.0713 | 3037.6261 | 357.0713 | 3037.6261 | 3394.6974
4070 | 345.5581 | 3014.6012 | 345.5581 | 3014.6012 | 3360.1593
4071 | 340.5505 | 3012.7182 | 340.5505 | 3012.7182 | 3353.2687
4072 | 338.1019 | 3040.4473 | 338.1019 | 3040.4473 | 3378.5493
4073 | 342.2387 | 3100.0091 | 342.2387 | 3100.0091 | 3442.2477
4074 | 355.509 | 3222.4505 | 355.509 | 3222.4505 | 3577.9595
4075 | 374.1399 | 3281.6637 | 374.1399 | 3281.6637 | 3655.8036
4076 | 402.7643 | 3356.5229 | 402.7643 | 3356.5229 | 3759.2872
4077 | 415.3956 | 3429.9006 | 415.3956 | 3429.9006 | 3845.2962
4078 | 429.6204 | 3523.2456 | 429.6204 | 3523.2456 | 3952.866
4079 | 450.0691 | 3632.0887 | 450.0691 | 3632.0887 | 4082.1578
4080 | 450.4775 | 3778.2009 | 450.4775 | 3778.2009 | 4228.6783
4081 | 436.0124 | 3933.6743 | 436.0124 | 3933.6743 | 4369.6868
4082 | 443.7748 | 4048.8849 | 443.7748 | 4048.8849 | 4492.6597
4083 | 467.9101 | 4168.9164 | 467.9101 | 4168.9164 | 4636.8265
4084 | 484.192 | 4272.416 | 484.192 | 4272.416 | 4756.608
4085 | 486.3555 | 4400.3982 | 486.3555 | 4400.3982 | 4886.7537
4086 | 468.3678 | 4524.4918 | 468.3678 | 4524.4918 | 4992.8596
4087 | 449.9148 | 4634.9762 | 449.9148 | 4634.9762 | 5084.891
4088 | 435.8019 | 4745.6842 | 435.8019 | 4745.6842 | 5181.4861
4089 | 427.3693 | 4848.4792 | 427.3693 | 4848.4792 | 5275.8484
4090 | 414.9179 | 4942.4818 | 414.9179 | 4942.4818 | 5357.3997
4091 | 394.1653 | 5012.1673 | 394.1653 | 5012.1673 | 5406.3326
4092 | 374.4056 | 5103.1606 | 374.4056 | 5103.1606 | 5477.5662
4093 | 358.0245 | 5224.8623 | 358.0245 | 5224.8623 | 5582.8868
4094 | 347.1472 | 5314.3304 | 347.1472 | 5314.3304 | 5661.4776
4095 | 343.3651 | 5388.4168 | 343.3651 | 5388.4168 | 5731.782
4096 | 341.0847 | 5446.1441 | 341.0847 | 5446.1441 | 5787.2288
4097 | 346.7178 | 5507.8486 | 346.7178 | 5507.8486 | 5854.5664
4098 | 355.9784 | 5609.8367 | 355.9784 | 5609.8367 | 5965.8152
4099 | 371.5839 | 5622.8839 | 371.5839 | 5622.8839 | 5994.4678
4100 | 387.7698 | 5627.6175 | 387.7698 | 5627.6175 | 6015.3872
4101 | 397.3705 | 5590.937 | 397.3705 | 5590.937 | 5988.3075
4102 | 411.8765 | 5556.6925 | 411.8765 | 5556.6925 | 5968.569
4103 | 432.8729 | 5521.0964 | 432.8729 | 5521.0964 | 5953.9693
4104 | 438.3393 | 5494.3295 | 438.3393 | 5494.3295 | 5932.6688
4105 | 430.6864 | 5492.7996 | 430.6864 | 5492.7996 | 5923.486
4106 | 437.7591 | 5490.355 | 437.7591 | 5490.355 | 5928.1142
4107 | 460.0581 | 5522.2425 | 460.0581 | 5522.2425 | 5982.3006
4108 | 474.383 | 5542.1759 | 474.383 | 5542.1759 | 6016.5589
4109 | 469.0843 | 5592.4356 | 469.0843 | 5592.4356 | 6061.5198
4110 | 460.4135 | 5624.1972 | 460.4135 | 5624.1972 | 6084.6107
4111 | 445.1592 | 5616.3446 | 445.1592 | 5616.3446 | 6061.5038
4112 | 438.2327 | 5592.6453 | 438.2327 | 5592.6453 | 6030.878
4113 | 424.6279 | 5500.0626 | 424.6279 | 5500.0626 | 5924.6905
4114 | 412.6627 | 5348.4309 | 412.6627 | 5348.4309 | 5761.0936
4115 | 393.6347 | 5164.0087 | 393.6347 | 5164.0087 | 5557.6433
4116 | 376.3203 | 5043.846 | 376.3203 | 5043.846 | 5420.1664
4117 | 360.6393 | 4994.8114 | 360.6393 | 4994.8114 | 5355.4507
4118 | 352.1365 | 4965.6505 | 352.1365 | 4965.6505 | 5317.7869
4119 | 346.5469 | 4941.6585 | 346.5469 | 4941.6585 | 5288.2054
4120 | 343.2106 | 4906.5668 | 343.2106 | 4906.5668 | 5249.7774
4121 | 344.9102 | 4861.8167 | 344.9102 | 4861.8167 | 5206.7269
4122 | 353.1134 | 4853.6493 | 353.1134 | 4853.6493 | 5206.7627
4123 | 366.4876 | 4778.7473 | 366.4876 | 4778.7473 | 5145.2349
4124 | 383.6495 | 4717.1538 | 383.6495 | 4717.1538 | 5100.8032
4125 | 395.3088 | 4618.4317 | 395.3088 | 4618.4317 | 5013.7405
4126 | 410.7361 | 4521.4637 | 410.7361 | 4521.4637 | 4932.1997
4127 | 432.374 | 4429.4749 | 432.374 | 4429.4749 | 4861.849
4128 | 435.0859 | 4330.245 | 435.0859 | 4330.245 | 4765.3309
4129 | 426.5637 | 4235.3117 | 426.5637 | 4235.3117 | 4661.8753
4130 | 431.2906 | 4138.1976 | 431.2906 | 4138.1976 | 4569.4882
4131 | 453.5038 | 4088.2719 | 453.5038 | 4088.2719 | 4541.7758
4132 | 469.0039 | 4052.6892 | 469.0039 | 4052.6892 | 4521.6931
4133 | 473.5101 | 4063.6981 | 473.5101 | 4063.6981 | 4537.2081
4134 | 459.7168 | 4085.72 | 459.7168 | 4085.72 | 4545.4368
4135 | 446.117 | 4109.911 | 446.117 | 4109.911 | 4556.028
4136 | 436.4456 | 4158.1877 | 436.4456 | 4158.1877 | 4594.6333
4137 | 428.2081 | 4197.3827 | 428.2081 | 4197.3827 | 4625.5908
4138 | 416.4809 | 4241.5182 | 416.4809 | 4241.5182 | 4657.9991
4139 | 397.5926 | 4292.6984 | 397.5926 | 4292.6984 | 4690.291
4140 | 379.6488 | 4363.8228 | 379.6488 | 4363.8228 | 4743.4716
4141 | 364.653 | 4444.0335 | 364.653 | 4444.0335 | 4808.6864
4142 | 354.1523 | 4498.0492 | 354.1523 | 4498.0492 | 4852.2015
4143 | 350.5982 | 4578.2717 | 350.5982 | 4578.2717 | 4928.8698
4144 | 346.4912 | 4671.0617 | 346.4912 | 4671.0617 | 5017.5529
4145 | 347.8797 | 4774.9389 | 347.8797 | 4774.9389 | 5122.8187
4146 | 354.982 | 4917.3467 | 354.982 | 4917.3467 | 5272.3287
4147 | 367.9985 | 4978.7026 | 367.9985 | 4978.7026 | 5346.7011
4148 | 387.4362 | 5022.2974 | 387.4362 | 5022.2974 | 5409.7336
4149 | 401.3799 | 5009.3817 | 401.3799 | 5009.3817 | 5410.7616
4150 | 416.4809 | 4981.6627 | 416.4809 | 4981.6627 | 5398.1436
4151 | 444.54 | 4925.3212 | 444.54 | 4925.3212 | 5369.8612
4152 | 440.8876 | 4839.3372 | 440.8876 | 4839.3372 | 5280.2247
4153 | 428.9393 | 4749.2737 | 428.9393 | 4749.2737 | 5178.213
4154 | 436.3339 | 4654.9841 | 436.3339 | 4654.9841 | 5091.318
4155 | 462.4488 | 4603.5975 | 462.4488 | 4603.5975 | 5066.0463
4156 | 477.7932 | 4548.8277 | 477.7932 | 4548.8277 | 5026.6209
4157 | 481.3956 | 4529.2539 | 481.3956 | 4529.2539 | 5010.6495
4158 | 468.9653 | 4513.5834 | 468.9653 | 4513.5834 | 4982.5487
4159 | 450.9313 | 4478.1676 | 450.9313 | 4478.1676 | 4929.0989
4160 | 437.1068 | 4442.8781 | 437.1068 | 4442.8781 | 4879.9849
4161 | 428.2538 | 4404.4479 | 428.2538 | 4404.4479 | 4832.7017
4162 | 417.4998 | 4367.6468 | 417.4998 | 4367.6468 | 4785.1466
4163 | 402.2013 | 4311.7881 | 402.2013 | 4311.7881 | 4713.9895
4164 | 382.7541 | 4265.16 | 382.7541 | 4265.16 | 4647.9141
4165 | 368.7544 | 4249.6298 | 368.7544 | 4249.6298 | 4618.3842
4166 | 357.9945 | 4237.5133 | 357.9945 | 4237.5133 | 4595.5078
4167 | 350.9038 | 4245.5648 | 350.9038 | 4245.5648 | 4596.4686
4168 | 347.4721 | 4288.9747 | 347.4721 | 4288.9747 | 4636.4468
4169 | 350.0671 | 4384.5732 | 350.0671 | 4384.5732 | 4734.6403
4170 | 362.5248 | 4535.8441 | 362.5248 | 4535.8441 | 4898.3688
4171 | 378.509 | 4592.5249 | 378.509 | 4592.5249 | 4971.0339
4172 | 398.9174 | 4620.4389 | 398.9174 | 4620.4389 | 5019.3564
4173 | 414.4754 | 4592.8164 | 414.4754 | 4592.8164 | 5007.2917
4174 | 428.441 | 4549.8061 | 428.441 | 4549.8061 | 4978.2471
4175 | 451.7505 | 4495.802 | 451.7505 | 4495.802 | 4947.5525
4176 | 458.5581 | 4447.6079 | 458.5581 | 4447.6079 | 4906.166
4177 | 443.843 | 4411.8918 | 443.843 | 4411.8918 | 4855.7348
4178 | 445.9511 | 4366.9823 | 445.9511 | 4366.9823 | 4812.9334
4179 | 469.6468 | 4343.4511 | 469.6468 | 4343.4511 | 4813.0979
4180 | 485.8994 | 4303.3882 | 485.8994 | 4303.3882 | 4789.2876
4181 | 485.1804 | 4303.1964 | 485.1804 | 4303.1964 | 4788.3768
4182 | 478.2936 | 4303.8885 | 478.2936 | 4303.8885 | 4782.1821
4183 | 458.3006 | 4286.3937 | 458.3006 | 4286.3937 | 4744.6942
4184 | 440.5787 | 4270.0965 | 440.5787 | 4270.0965 | 4710.6751
4185 | 429.4303 | 4247.5419 | 429.4303 | 4247.5419 | 4676.9722
4186 | 421.8918 | 4227.5905 | 421.8918 | 4227.5905 | 4649.4823
4187 | 404.6093 | 4190.8215 | 404.6093 | 4190.8215 | 4595.4308
4188 | 388.438 | 4162.2117 | 388.438 | 4162.2117 | 4550.6497
4189 | 372.2491 | 4159.0509 | 372.2491 | 4159.0509 | 4531.3
4190 | 359.0697 | 4156.8689 | 359.0697 | 4156.8689 | 4515.9385
4191 | 351.1648 | 4171.9329 | 351.1648 | 4171.9329 | 4523.0977
4192 | 347.0544 | 4199.4672 | 347.0544 | 4199.4672 | 4546.5216
4193 | 350.4646 | 4246.0752 | 350.4646 | 4246.0752 | 4596.5398
4194 | 362.8749 | 4352.9332 | 362.8749 | 4352.9332 | 4715.8081
4195 | 375.8718 | 4401.4328 | 375.8718 | 4401.4328 | 4777.3045
4196 | 395.1498 | 4473.857 | 395.1498 | 4473.857 | 4869.0068
4197 | 411.7974 | 4524.9309 | 411.7974 | 4524.9309 | 4936.7283
4198 | 424.9666 | 4575.324 | 424.9666 | 4575.324 | 5000.2906
4199 | 444.0896 | 4608.1003 | 444.0896 | 4608.1003 | 5052.1899
4200 | 450.1347 | 4625.5516 | 450.1347 | 4625.5516 | 5075.6862
4201 | 438.1866 | 4642.2348 | 438.1866 | 4642.2348 | 5080.4214
4202 | 441.0153 | 4637.3553 | 441.0153 | 4637.3553 | 5078.3706
4203 | 464.2236 | 4635.3488 | 464.2236 | 4635.3488 | 5099.5725
4204 | 480.0245 | 4591.4874 | 480.0245 | 4591.4874 | 5071.5119
4205 | 478.6655 | 4564.3167 | 478.6655 | 4564.3167 | 5042.9823
4206 | 467.4228 | 4533.0627 | 467.4228 | 4533.0627 | 5000.4856
4207 | 451.3368 | 4488.1021 | 451.3368 | 4488.1021 | 4939.4389
4208 | 435.0488 | 4442.5859 | 435.0488 | 4442.5859 | 4877.6347
4209 | 424.5143 | 4380.6831 | 424.5143 | 4380.6831 | 4805.1975
4210 | 410.4137 | 4313.0073 | 410.4137 | 4313.0073 | 4723.421
4211 | 400.2683 | 4229.2932 | 400.2683 | 4229.2932 | 4629.5615
4212 | 387.9519 | 4156.6601 | 387.9519 | 4156.6601 | 4544.612
4213 | 377.3878 | 4104.9958 | 377.3878 | 4104.9958 | 4482.3836
4214 | 366.3194 | 4045.4471 | 366.3194 | 4045.4471 | 4411.7665
4215 | 355.7446 | 4011.4233 | 355.7446 | 4011.4233 | 4367.1678
4216 | 350.3364 | 3993.6682 | 350.3364 | 3993.6682 | 4344.0046
4217 | 350.4711 | 3998.1034 | 350.4711 | 3998.1034 | 4348.5745
4218 | 359.4941 | 4062.6912 | 359.4941 | 4062.6912 | 4422.1854
4219 | 371.5729 | 4065.804 | 371.5729 | 4065.804 | 4437.3769
4220 | 383.1506 | 4059.2395 | 383.1506 | 4059.2395 | 4442.3902
4221 | 390.4173 | 4026.2602 | 390.4173 | 4026.2602 | 4416.6775
4222 | 402.4504 | 4003.1188 | 402.4504 | 4003.1188 | 4405.5692
4223 | 418.6817 | 3965.38 | 418.6817 | 3965.38 | 4384.0617
4224 | 420.7181 | 3920.8869 | 420.7181 | 3920.8869 | 4341.605
4225 | 414.1908 | 3890.625 | 414.1908 | 3890.625 | 4304.8158
4226 | 420.8343 | 3858.6693 | 420.8343 | 3858.6693 | 4279.5036
4227 | 438.5537 | 3857.9289 | 438.5537 | 3857.9289 | 4296.4826
4228 | 452.2081 | 3846.3058 | 452.2081 | 3846.3058 | 4298.5139
4229 | 449.9179 | 3873.0928 | 449.9179 | 3873.0928 | 4323.0108
4230 | 437.8556 | 3891.9007 | 437.8556 | 3891.9007 | 4329.7563
4231 | 427.6178 | 3891.7425 | 427.6178 | 3891.7425 | 4319.3603
4232 | 416.1479 | 3896.3856 | 416.1479 | 3896.3856 | 4312.5335
4233 | 408.833 | 3892.1416 | 408.833 | 3892.1416 | 4300.9747
4234 | 398.3278 | 3868.5865 | 398.3278 | 3868.5865 | 4266.9144
4235 | 390.8405 | 3819.643 | 390.8405 | 3819.643 | 4210.4835
4236 | 381.7879 | 3802.8182 | 381.7879 | 3802.8182 | 4184.6061
4237 | 372.376 | 3808.1309 | 372.376 | 3808.1309 | 4180.5069
4238 | 362.0967 | 3802.6373 | 362.0967 | 3802.6373 | 4164.734
4239 | 352.4532 | 3820.7207 | 352.4532 | 3820.7207 | 4173.1739
4240 | 348.4722 | 3851.8587 | 348.4722 | 3851.8587 | 4200.3309
4241 | 349.2514 | 3906.3558 | 349.2514 | 3906.3558 | 4255.6071
4242 | 356.4953 | 4026.8493 | 356.4953 | 4026.8493 | 4383.3446
4243 | 366.0689 | 4083.4328 | 366.0689 | 4083.4328 | 4449.5017
4244 | 378.3717 | 4130.5339 | 378.3717 | 4130.5339 | 4508.9056
4245 | 389.2249 | 4141.383 | 389.2249 | 4141.383 | 4530.6079
4246 | 405.7705 | 4161.2909 | 405.7705 | 4161.2909 | 4567.0615
4247 | 429.5866 | 4176.3411 | 429.5866 | 4176.3411 | 4605.9276
4248 | 439.5372 | 4193.8897 | 439.5372 | 4193.8897 | 4633.4269
4249 | 435.4761 | 4223.9163 | 435.4761 | 4223.9163 | 4659.3924
4250 | 443.5527 | 4241.925 | 443.5527 | 4241.925 | 4685.4777
4251 | 464.5955 | 4268.6505 | 464.5955 | 4268.6505 | 4733.2461
4252 | 480.9839 | 4269.6889 | 480.9839 | 4269.6889 | 4750.6728
4253 | 485.1897 | 4307.774 | 485.1897 | 4307.774 | 4792.9637
4254 | 467.1429 | 4331.9387 | 467.1429 | 4331.9387 | 4799.0816
4255 | 447.3269 | 4322.4304 | 447.3269 | 4322.4304 | 4769.7573
4256 | 431.1682 | 4316.1651 | 431.1682 | 4316.1651 | 4747.3333
4257 | 418.2334 | 4311.2393 | 418.2334 | 4311.2393 | 4729.4728
4258 | 409.4549 | 4297.0343 | 409.4549 | 4297.0343 | 4706.4891
4259 | 400.4469 | 4251.4022 | 400.4469 | 4251.4022 | 4651.8491
4260 | 391.0004 | 4204.2871 | 391.0004 | 4204.2871 | 4595.2875
4261 | 381.0423 | 4180.9652 | 381.0423 | 4180.9652 | 4562.0075
4262 | 369.7384 | 4152.486 | 369.7384 | 4152.486 | 4522.2244
4263 | 357.486 | 4144.4671 | 357.486 | 4144.4671 | 4501.9531
4264 | 350.7642 | 4148.9184 | 350.7642 | 4148.9184 | 4499.6826
4265 | 350.5318 | 4176.047 | 350.5318 | 4176.047 | 4526.5789
4266 | 356.8446 | 4263.6205 | 356.8446 | 4263.6205 | 4620.4651
4267 | 368.2331 | 4279.9792 | 368.2331 | 4279.9792 | 4648.2122
4268 | 379.2451 | 4292.5045 | 379.2451 | 4292.5045 | 4671.7496
4269 | 390.5915 | 4253.7787 | 390.5915 | 4253.7787 | 4644.3702
4270 | 407.0304 | 4210.0866 | 407.0304 | 4210.0866 | 4617.1171
4271 | 432.8768 | 4165.1405 | 432.8768 | 4165.1405 | 4598.0173
4272 | 440.9596 | 4136.4257 | 440.9596 | 4136.4257 | 4577.3853
4273 | 437.4874 | 4135.8697 | 437.4874 | 4135.8697 | 4573.3571
4274 | 441.7832 | 4134.0096 | 441.7832 | 4134.0096 | 4575.7928
4275 | 465.077 | 4154.6964 | 465.077 | 4154.6964 | 4619.7734
4276 | 480.6062 | 4147.7484 | 480.6062 | 4147.7484 | 4628.3546
4277 | 479.5176 | 4160.8025 | 479.5176 | 4160.8025 | 4640.3201
4278 | 467.0652 | 4155.0664 | 467.0652 | 4155.0664 | 4622.1316
4279 | 448.3807 | 4120.1376 | 448.3807 | 4120.1376 | 4568.5183
4280 | 433.831 | 4085.2377 | 433.831 | 4085.2377 | 4519.0687
4281 | 418.6949 | 4053.4305 | 418.6949 | 4053.4305 | 4472.1253
4282 | 408.0016 | 4025.3951 | 408.0016 | 4025.3951 | 4433.3967
4283 | 397.2293 | 3976.3541 | 397.2293 | 3976.3541 | 4373.5834
4284 | 389.4857 | 3937.5177 | 389.4857 | 3937.5177 | 4327.0034
4285 | 377.3536 | 3928.9027 | 377.3536 | 3928.9027 | 4306.2563
4286 | 365.309 | 3918.6367 | 365.309 | 3918.6367 | 4283.9457
4287 | 357.4786 | 3915.8772 | 357.4786 | 3915.8772 | 4273.3558
4288 | 351.5571 | 3928.6072 | 351.5571 | 3928.6072 | 4280.1643
4289 | 350.8052 | 3970.8323 | 350.8052 | 3970.8323 | 4321.6376
4290 | 356.2503 | 4072.0413 | 356.2503 | 4072.0413 | 4428.2916
4291 | 367.9232 | 4112.6518 | 367.9232 | 4112.6518 | 4480.5749
4292 | 378.2482 | 4165.8888 | 378.2482 | 4165.8888 | 4544.1371
4293 | 385.6052 | 4182.0948 | 385.6052 | 4182.0948 | 4567.6999
4294 | 401.7162 | 4190.0229 | 401.7162 | 4190.0229 | 4591.7392
4295 | 424.393 | 4184.2302 | 424.393 | 4184.2302 | 4608.6232
4296 | 436.1509 | 4176.6505 | 436.1509 | 4176.6505 | 4612.8014
4297 | 432.7944 | 4167.621 | 432.7944 | 4167.621 | 4600.4154
4298 | 441.0802 | 4130.9903 | 441.0802 | 4130.9903 | 4572.0705
4299 | 463.7472 | 4098.4012 | 463.7472 | 4098.4012 | 4562.1484
4300 | 476.2905 | 4044.7027 | 476.2905 | 4044.7027 | 4520.9933
4301 | 484.0409 | 4049.7703 | 484.0409 | 4049.7703 | 4533.8112
4302 | 469.2998 | 4056.6958 | 469.2998 | 4056.6958 | 4525.9956
4303 | 449.7232 | 4039.0062 | 449.7232 | 4039.0062 | 4488.7294
4304 | 435.9865 | 4009.8527 | 435.9865 | 4009.8527 | 4445.8391
4305 | 425.3944 | 3959.5401 | 425.3944 | 3959.5401 | 4384.9346
4306 | 415.2833 | 3899.5586 | 415.2833 | 3899.5586 | 4314.842
4307 | 404.5242 | 3826.4607 | 404.5242 | 3826.4607 | 4230.9849
4308 | 393.9381 | 3766.1971 | 393.9381 | 3766.1971 | 4160.1351
4309 | 381.9844 | 3721.6427 | 381.9844 | 3721.6427 | 4103.627
4310 | 371.8048 | 3661.0226 | 371.8048 | 3661.0226 | 4032.8274
4311 | 363.8352 | 3621.7394 | 363.8352 | 3621.7394 | 3985.5746
4312 | 359.6349 | 3622.4896 | 359.6349 | 3622.4896 | 3982.1245
4313 | 360.4492 | 3690.0379 | 360.4492 | 3690.0379 | 4050.4871
4314 | 365.5876 | 3871.3069 | 365.5876 | 3871.3069 | 4236.8944
4315 | 377.2506 | 4027.2349 | 377.2506 | 4027.2349 | 4404.4855
4316 | 390.8193 | 4196.861 | 390.8193 | 4196.861 | 4587.6803
4317 | 399.4014 | 4319.911 | 399.4014 | 4319.911 | 4719.3124
4318 | 417.549 | 4423.2879 | 417.549 | 4423.2879 | 4840.8368
4319 | 439.4626 | 4509.8271 | 439.4626 | 4509.8271 | 4949.2898
4320 | 449.859 | 4590.294 | 449.859 | 4590.294 | 5040.153
4321 | 446.5259 | 4662.5907 | 446.5259 | 4662.5907 | 5109.1166
4322 | 448.6855 | 4700.6631 | 448.6855 | 4700.6631 | 5149.3487
4323 | 468.6674 | 4744.5304 | 468.6674 | 4744.5304 | 5213.1979
4324 | 488.4604 | 4765.0482 | 488.4604 | 4765.0482 | 5253.5086
4325 | 491.3694 | 4802.8411 | 491.3694 | 4802.8411 | 5294.2104
4326 | 478.5604 | 4818.9218 | 478.5604 | 4818.9218 | 5297.4823
4327 | 459.6604 | 4822.0751 | 459.6604 | 4822.0751 | 5281.7355
4328 | 440.8501 | 4847.5611 | 440.8501 | 4847.5611 | 5288.4112
4329 | 425.2521 | 4912.9557 | 425.2521 | 4912.9557 | 5338.2079
4330 | 418.2713 | 5013.7761 | 418.2713 | 5013.7761 | 5432.0474
4331 | 405.1668 | 5098.7529 | 405.1668 | 5098.7529 | 5503.9198
4332 | 395.0546 | 5167.4424 | 395.0546 | 5167.4424 | 5562.497
4333 | 384.2335 | 5229.4399 | 384.2335 | 5229.4399 | 5613.6734
4334 | 373.7873 | 5263.5868 | 373.7873 | 5263.5868 | 5637.3741
4335 | 366.8802 | 5305.9219 | 366.8802 | 5305.9219 | 5672.8021
4336 | 360.2849 | 5347.0917 | 360.2849 | 5347.0917 | 5707.3766
4337 | 362.3204 | 5401.6862 | 362.3204 | 5401.6862 | 5764.0066
4338 | 369.9446 | 5514.7776 | 369.9446 | 5514.7776 | 5884.7222
4339 | 382.0873 | 5556.0698 | 382.0873 | 5556.0698 | 5938.1571
4340 | 397.7782 | 5595.9636 | 397.7782 | 5595.9636 | 5993.7417
4341 | 408.5472 | 5589.7683 | 408.5472 | 5589.7683 | 5998.3155
4342 | 422.171 | 5575.49 | 422.171 | 5575.49 | 5997.661
4343 | 444.8772 | 5552.6529 | 444.8772 | 5552.6529 | 5997.5301
4344 | 453.5114 | 5530.3663 | 453.5114 | 5530.3663 | 5983.8776
4345 | 448.49 | 5522.2134 | 448.49 | 5522.2134 | 5970.7034
4346 | 455.4121 | 5506.2307 | 455.4121 | 5506.2307 | 5961.6428
4347 | 472.6084 | 5482.1151 | 472.6084 | 5482.1151 | 5954.7235
4348 | 491.6346 | 5416.0473 | 491.6346 | 5416.0473 | 5907.6818
4349 | 496.9319 | 5388.2922 | 496.9319 | 5388.2922 | 5885.2241
4350 | 484.4 | 5369.8946 | 484.4 | 5369.8946 | 5854.2946
4351 | 462.1271 | 5345.095 | 462.1271 | 5345.095 | 5807.2221
4352 | 443.7365 | 5315.4545 | 443.7365 | 5315.4545 | 5759.191
4353 | 426.5063 | 5281.8942 | 426.5063 | 5281.8942 | 5708.4004
4354 | 416.0412 | 5243.1452 | 416.0412 | 5243.1452 | 5659.1864
4355 | 404.8948 | 5183.7802 | 404.8948 | 5183.7802 | 5588.675
4356 | 380.7299 | 5134.3275 | 380.7299 | 5134.3275 | 5515.0574
4357 | 372.878 | 5103.993 | 372.878 | 5103.993 | 5476.871
4358 | 364.7308 | 5063.5341 | 364.7308 | 5063.5341 | 5428.2648
4359 | 356.902 | 5035.1593 | 356.902 | 5035.1593 | 5392.0613
4360 | 350.6738 | 5003.7686 | 350.6738 | 5003.7686 | 5354.4424
4361 | 351.3739 | 4997.685 | 351.3739 | 4997.685 | 5349.0589
4362 | 359.5138 | 5052.1436 | 359.5138 | 5052.1436 | 5411.6574
4363 | 369.4146 | 5039.8677 | 369.4146 | 5039.8677 | 5409.2823
4364 | 383.5827 | 5032.1345 | 383.5827 | 5032.1345 | 5415.7172
4365 | 393.6796 | 4996.0384 | 393.6796 | 4996.0384 | 5389.718
4366 | 409.396 | 4971.1439 | 409.396 | 4971.1439 | 5380.5399
4367 | 433.0818 | 4952.3 | 433.0818 | 4952.3 | 5385.3819
4368 | 440.1505 | 4955.2392 | 440.1505 | 4955.2392 | 5395.3896
4369 | 433.0706 | 4996.3689 | 433.0706 | 4996.3689 | 5429.4395
4370 | 441.4028 | 5034.5388 | 441.4028 | 5034.5388 | 5475.9416
4371 | 458.4403 | 5056.1023 | 458.4403 | 5056.1023 | 5514.5425
4372 | 472.8351 | 5055.2902 | 472.8351 | 5055.2902 | 5528.1253
4373 | 477.1919 | 5111.5884 | 477.1919 | 5111.5884 | 5588.7803
4374 | 460.7043 | 5175.0039 | 460.7043 | 5175.0039 | 5635.7083
4375 | 439.0386 | 5224.7128 | 439.0386 | 5224.7128 | 5663.7514
4376 | 424.4372 | 5276.1063 | 424.4372 | 5276.1063 | 5700.5434
4377 | 408.4477 | 5300.7891 | 408.4477 | 5300.7891 | 5709.2368
4378 | 395.4178 | 5301.6805 | 395.4178 | 5301.6805 | 5697.0984
4379 | 385.6891 | 5266.3725 | 385.6891 | 5266.3725 | 5652.0617
4380 | 380.3364 | 4181.2208 | 380.3364 | 4181.2208 | 4561.5573
4381 | 379.9973 | 4145.9838 | 379.9973 | 4145.9838 | 4525.9811
4382 | 372.321 | 4111.9948 | 372.321 | 4111.9948 | 4484.3158
4383 | 359.1588 | 4083.5336 | 359.1588 | 4083.5336 | 4442.6924
4384 | 352.4361 | 4066.795 | 352.4361 | 4066.795 | 4419.2311
4385 | 351.3999 | 4082.0751 | 351.3999 | 4082.0751 | 4433.475
4386 | 354.104 | 4164.632 | 354.104 | 4164.632 | 4518.736
4387 | 357.6951 | 4173.5405 | 357.6951 | 4173.5405 | 4531.2356
4388 | 360.3342 | 4174.2716 | 360.3342 | 4174.2716 | 4534.6058
4389 | 360.1772 | 4160.2198 | 360.1772 | 4160.2198 | 4520.397
4390 | 364.5068 | 4152.0056 | 364.5068 | 4152.0056 | 4516.5125
4391 | 382.8145 | 4130.6227 | 382.8145 | 4130.6227 | 4513.4372
4392 | 392.0009 | 4103.3622 | 392.0009 | 4103.3622 | 4495.3631
4393 | 390.3421 | 4063.3028 | 390.3421 | 4063.3028 | 4453.6449
4394 | 400.6256 | 4016.8216 | 400.6256 | 4016.8216 | 4417.4472
4395 | 426.1932 | 3994.677 | 426.1932 | 3994.677 | 4420.8703
4396 | 441.7985 | 3961.4935 | 441.7985 | 3961.4935 | 4403.292
4397 | 445.6684 | 3962.2085 | 445.6684 | 3962.2085 | 4407.8769
4398 | 436.4702 | 3955.5034 | 436.4702 | 3955.5034 | 4391.9736
4399 | 426.2294 | 3929.4297 | 426.2294 | 3929.4297 | 4355.6591
4400 | 418.0124 | 3909.641 | 418.0124 | 3909.641 | 4327.6535
4401 | 405.5251 | 3886.0309 | 405.5251 | 3886.0309 | 4291.556
4402 | 396.0187 | 3852.489 | 396.0187 | 3852.489 | 4248.5077
4403 | 391.0213 | 3807.9435 | 391.0213 | 3807.9435 | 4198.9649
4404 | 384.0226 | 3778.4917 | 384.0226 | 3778.4917 | 4162.5144
4405 | 376.2346 | 3775.8176 | 376.2346 | 3775.8176 | 4152.0522
4406 | 368.2657 | 3788.0886 | 368.2657 | 3788.0886 | 4156.3543
4407 | 358.2396 | 3822.0828 | 358.2396 | 3822.0828 | 4180.3224
4408 | 351.0806 | 3887.2683 | 351.0806 | 3887.2683 | 4238.3489
4409 | 351.4029 | 3985.4201 | 351.4029 | 3985.4201 | 4336.823
4410 | 355.2619 | 4127.848 | 355.2619 | 4127.848 | 4483.1099
4411 | 363.4101 | 4169.2333 | 363.4101 | 4169.2333 | 4532.6434
4412 | 373.3965 | 4183.6614 | 373.3965 | 4183.6614 | 4557.0579
4413 | 381.1864 | 4169.8681 | 381.1864 | 4169.8681 | 4551.0544
4414 | 391.9872 | 4158.8111 | 391.9872 | 4158.8111 | 4550.7983
4415 | 414.3398 | 4142.9415 | 414.3398 | 4142.9415 | 4557.2813
4416 | 424.6045 | 4130.6703 | 424.6045 | 4130.6703 | 4555.2748
4417 | 425.3205 | 4113.9562 | 425.3205 | 4113.9562 | 4539.2766
4418 | 436.0996 | 4093.4909 | 436.0996 | 4093.4909 | 4529.5906
4419 | 455.838 | 4095.5531 | 455.838 | 4095.5531 | 4551.3912
4420 | 473.9674 | 4082.3553 | 473.9674 | 4082.3553 | 4556.3227
4421 | 478.264 | 4106.4156 | 478.264 | 4106.4156 | 4584.6796
4422 | 466.3964 | 4123.7451 | 466.3964 | 4123.7451 | 4590.1415
4423 | 447.3034 | 4118.4324 | 447.3034 | 4118.4324 | 4565.7358
4424 | 435.5626 | 4116.045 | 435.5626 | 4116.045 | 4551.6076
4425 | 425.0475 | 4122.3274 | 425.0475 | 4122.3274 | 4547.3749
4426 | 412.903 | 4141.1617 | 412.903 | 4141.1617 | 4554.0648
4427 | 402.1098 | 4140.9811 | 402.1098 | 4140.9811 | 4543.0908
4428 | 393.3572 | 4125.4848 | 393.3572 | 4125.4848 | 4518.842
4429 | 382.423 | 4107.3907 | 382.423 | 4107.3907 | 4489.8137
4430 | 372.449 | 4094.7657 | 372.449 | 4094.7657 | 4467.2147
4431 | 362.0144 | 4098.3506 | 362.0144 | 4098.3506 | 4460.365
4432 | 355.3329 | 4113.8303 | 355.3329 | 4113.8303 | 4469.1632
4433 | 353.7244 | 4154.1786 | 353.7244 | 4154.1786 | 4507.9031
4434 | 358.4768 | 4246.2116 | 358.4768 | 4246.2116 | 4604.6884
4435 | 366.6109 | 4261.3225 | 366.6109 | 4261.3225 | 4627.9334
4436 | 375.9894 | 4264.6379 | 375.9894 | 4264.6379 | 4640.6273
4437 | 383.8332 | 4237.4059 | 383.8332 | 4237.4059 | 4621.2392
4438 | 397.1978 | 4212.9965 | 397.1978 | 4212.9965 | 4610.1943
4439 | 418.641 | 4188.7707 | 418.641 | 4188.7707 | 4607.4118
4440 | 428.4456 | 4170.7278 | 428.4456 | 4170.7278 | 4599.1734
4441 | 424.5784 | 4159.0102 | 424.5784 | 4159.0102 | 4583.5885
4442 | 436.7768 | 4151.9836 | 436.7768 | 4151.9836 | 4588.7603
4443 | 457.7719 | 4169.5519 | 457.7719 | 4169.5519 | 4627.3238
4444 | 476.7799 | 4169.965 | 476.7799 | 4169.965 | 4646.7449
4445 | 479.3775 | 4214.7002 | 479.3775 | 4214.7002 | 4694.0777
4446 | 471.1302 | 4262.3528 | 471.1302 | 4262.3528 | 4733.483
4447 | 454.9951 | 4297.7007 | 454.9951 | 4297.7007 | 4752.6957
4448 | 441.159 | 4331.4082 | 441.159 | 4331.4082 | 4772.5672
4449 | 427.0931 | 4356.6425 | 427.0931 | 4356.6425 | 4783.7356
4450 | 411.8112 | 4369.1021 | 411.8112 | 4369.1021 | 4780.9133
4451 | 404.986 | 4358.6701 | 404.986 | 4358.6701 | 4763.6562
4452 | 391.7916 | 4347.2227 | 391.7916 | 4347.2227 | 4739.0144
4453 | 380.4417 | 4337.6569 | 380.4417 | 4337.6569 | 4718.0987
4454 | 368.2229 | 4323.9982 | 368.2229 | 4323.9982 | 4692.2211
4455 | 359.3025 | 4325.3433 | 359.3025 | 4325.3433 | 4684.6458
4456 | 352.829 | 4349.9545 | 352.829 | 4349.9545 | 4702.7835
4457 | 353.6524 | 4398.142 | 353.6524 | 4398.142 | 4751.7944
4458 | 356.4614 | 4485.6092 | 356.4614 | 4485.6092 | 4842.0706
4459 | 363.9577 | 4467.7266 | 363.9577 | 4467.7266 | 4831.6843
4460 | 371.5823 | 4407.3806 | 371.5823 | 4407.3806 | 4778.963
4461 | 378.8951 | 4300.8088 | 378.8951 | 4300.8088 | 4679.704
4462 | 392.3836 | 4196.6289 | 392.3836 | 4196.6289 | 4589.0125
4463 | 415.8539 | 4095.82 | 415.8539 | 4095.82 | 4511.6739
4464 | 424.1345 | 4008.4301 | 424.1345 | 4008.4301 | 4432.5646
4465 | 420.9268 | 3932.2758 | 420.9268 | 3932.2758 | 4353.2026
4466 | 425.7099 | 3866.1536 | 425.7099 | 3866.1536 | 4291.8635
4467 | 447.7698 | 3847.1102 | 447.7698 | 3847.1102 | 4294.88
4468 | 467.276 | 3838.0474 | 467.276 | 3838.0474 | 4305.3233
4469 | 476.1939 | 3880.8012 | 476.1939 | 3880.8012 | 4356.9951
4470 | 466.6036 | 3919.4086 | 466.6036 | 3919.4086 | 4386.0122
4471 | 450.1729 | 3931.8418 | 450.1729 | 3931.8418 | 4382.0147
4472 | 440.6718 | 3929.7128 | 440.6718 | 3929.7128 | 4370.3846
4473 | 433.4643 | 3895.4208 | 433.4643 | 3895.4208 | 4328.8851
4474 | 421.4053 | 3844.9943 | 421.4053 | 3844.9943 | 4266.3996
4475 | 407.4759 | 3803.8947 | 407.4759 | 3803.8947 | 4211.3706
4476 | 392.0055 | 3820.2722 | 392.0055 | 3820.2722 | 4212.2777
4477 | 375.8644 | 3887.548 | 375.8644 | 3887.548 | 4263.4124
4478 | 365.2888 | 3923.5951 | 365.2888 | 3923.5951 | 4288.8839
4479 | 356.6922 | 3940.7048 | 356.6922 | 3940.7048 | 4297.3969
4480 | 349.6593 | 3986.3354 | 349.6593 | 3986.3354 | 4335.9946
4481 | 350.8531 | 4070.1009 | 350.8531 | 4070.1009 | 4420.954
4482 | 353.8867 | 4212.701 | 353.8867 | 4212.701 | 4566.5878
4483 | 364.402 | 4277.001 | 364.402 | 4277.001 | 4641.4029
4484 | 375.2929 | 4326.6625 | 375.2929 | 4326.6625 | 4701.9554
4485 | 384.9541 | 4348.0164 | 384.9541 | 4348.0164 | 4732.9705
4486 | 398.9445 | 4368.1441 | 398.9445 | 4368.1441 | 4767.0886
4487 | 421.9495 | 4376.4813 | 421.9495 | 4376.4813 | 4798.4308
4488 | 427.7581 | 4398.6681 | 427.7581 | 4398.6681 | 4826.4263
4489 | 425.3785 | 4420.6333 | 425.3785 | 4420.6333 | 4846.0118
4490 | 428.8841 | 4442.9822 | 428.8841 | 4442.9822 | 4871.8663
4491 | 451.0881 | 4493.0273 | 451.0881 | 4493.0273 | 4944.1155
4492 | 470.1027 | 4530.1383 | 470.1027 | 4530.1383 | 5000.241
4493 | 475.9092 | 4602.8707 | 475.9092 | 4602.8707 | 5078.78
4494 | 467.4219 | 4674.5579 | 467.4219 | 4674.5579 | 5141.9797
4495 | 452.2378 | 4721.363 | 452.2378 | 4721.363 | 5173.6009
4496 | 444.7895 | 4754.2091 | 444.7895 | 4754.2091 | 5198.9986
4497 | 438.3287 | 4780.9079 | 438.3287 | 4780.9079 | 5219.2366
4498 | 423.2461 | 4804.7386 | 423.2461 | 4804.7386 | 5227.9848
4499 | 407.7665 | 4810.9327 | 407.7665 | 4810.9327 | 5218.6992
4500 | 391.6194 | 4811.3734 | 391.6194 | 4811.3734 | 5202.9928
4501 | 376.6072 | 4814.6432 | 376.6072 | 4814.6432 | 5191.2504
4502 | 364.922 | 4813.4756 | 364.922 | 4813.4756 | 5178.3976
4503 | 357.2671 | 4801.5543 | 357.2671 | 4801.5543 | 5158.8214
4504 | 351.8125 | 4784.8157 | 351.8125 | 4784.8157 | 5136.6282
4505 | 351.857 | 4792.8596 | 351.857 | 4792.8596 | 5144.7166
4506 | 358.459 | 4871.6261 | 358.459 | 4871.6261 | 5230.0851
4507 | 372.3519 | 4879.3286 | 372.3519 | 4879.3286 | 5251.6805
4508 | 391.3171 | 4855.6805 | 391.3171 | 4855.6805 | 5246.9976
4509 | 397.8265 | 4784.1699 | 397.8265 | 4784.1699 | 5181.9964
4510 | 412.1268 | 4707.4702 | 412.1268 | 4707.4702 | 5119.5971
4511 | 441.21 | 4607.4367 | 441.21 | 4607.4367 | 5048.6467
4512 | 441.2362 | 4466.9813 | 441.2362 | 4466.9813 | 4908.2175
4513 | 431.326 | 4305.1125 | 431.326 | 4305.1125 | 4736.4385
4514 | 441.1875 | 4154.051 | 441.1875 | 4154.051 | 4595.2385
4515 | 463.6156 | 4032.6671 | 463.6156 | 4032.6671 | 4496.2827
4516 | 484.081 | 3919.2823 | 484.081 | 3919.2823 | 4403.3634
4517 | 486.2341 | 3880.4566 | 486.2341 | 3880.4566 | 4366.6907
4518 | 474.3464 | 3856.5225 | 474.3464 | 3856.5225 | 4330.8689
4519 | 458.0649 | 3817.6993 | 458.0649 | 3817.6993 | 4275.7642
4520 | 449.3732 | 3770.258 | 449.3732 | 3770.258 | 4219.6312
4521 | 438.1811 | 3709.0886 | 438.1811 | 3709.0886 | 4147.2697
4522 | 424.4108 | 3641.347 | 424.4108 | 3641.347 | 4065.7578
4523 | 408.0483 | 3552.006 | 408.0483 | 3552.006 | 3960.0543
4524 | 389.3408 | 3441.3192 | 389.3408 | 3441.3192 | 3830.66
4525 | 372.1579 | 3381.5308 | 372.1579 | 3381.5308 | 3753.6886
4526 | 364.1322 | 3377.0034 | 364.1322 | 3377.0034 | 3741.1356
4527 | 356.3878 | 3364.393 | 356.3878 | 3364.393 | 3720.7808
4528 | 350.5709 | 3387.7981 | 350.5709 | 3387.7981 | 3738.369
4529 | 352.8068 | 3476.2155 | 352.8068 | 3476.2155 | 3829.0223
4530 | 360.4527 | 3627.1717 | 360.4527 | 3627.1717 | 3987.6244
4531 | 376.7506 | 3708.873 | 376.7506 | 3708.873 | 4085.6236
4532 | 402.5813 | 3784.0336 | 402.5813 | 3784.0336 | 4186.6148
4533 | 417.5778 | 3839.8456 | 417.5778 | 3839.8456 | 4257.4234
4534 | 433.5703 | 3905.4579 | 433.5703 | 3905.4579 | 4339.0283
4535 | 461.5367 | 3956.0924 | 461.5367 | 3956.0924 | 4417.6291
4536 | 460.7081 | 3982.1558 | 460.7081 | 3982.1558 | 4442.864
4537 | 447.4423 | 3988.0118 | 447.4423 | 3988.0118 | 4435.4542
4538 | 454.2407 | 3976.1611 | 454.2407 | 3976.1611 | 4430.4018
4539 | 474.2465 | 3985.1149 | 474.2465 | 3985.1149 | 4459.3614
4540 | 495.2203 | 3980.7039 | 495.2203 | 3980.7039 | 4475.9242
4541 | 500.0902 | 4012.6034 | 500.0902 | 4012.6034 | 4512.6936
4542 | 489.776 | 4023.0413 | 489.776 | 4023.0413 | 4512.8173
4543 | 467.5204 | 4001.7917 | 467.5204 | 4001.7917 | 4469.3121
4544 | 456.6248 | 3985.7073 | 456.6248 | 3985.7073 | 4442.3321
4545 | 446.2864 | 3972.6069 | 446.2864 | 3972.6069 | 4418.8933
4546 | 433.9312 | 3964.9947 | 433.9312 | 3964.9947 | 4398.9259
4547 | 409.4634 | 3959.2146 | 409.4634 | 3959.2146 | 4368.678
4548 | 388.3443 | 3971.6294 | 388.3443 | 3971.6294 | 4359.9737
4549 | 372.84 | 3999.5368 | 372.84 | 3999.5368 | 4372.3768
4550 | 363.6288 | 4024.2989 | 363.6288 | 4024.2989 | 4387.9276
4551 | 355.8062 | 4053.8135 | 355.8062 | 4053.8135 | 4409.6197
4552 | 349.6923 | 4092.9832 | 349.6923 | 4092.9832 | 4442.6755
4553 | 352.6608 | 4143.9274 | 352.6608 | 4143.9274 | 4496.5882
4554 | 361.5715 | 4235.0988 | 361.5715 | 4235.0988 | 4596.6703
4555 | 380.045 | 4215.5794 | 380.045 | 4215.5794 | 4595.6244
4556 | 407.4343 | 4178.3204 | 407.4343 | 4178.3204 | 4585.7547
4557 | 418.4546 | 4134.7208 | 418.4546 | 4134.7208 | 4553.1754
4558 | 433.3241 | 4115.0493 | 433.3241 | 4115.0493 | 4548.3734
4559 | 462.7932 | 4105.296 | 462.7932 | 4105.296 | 4568.0892
4560 | 457.5361 | 4101.5532 | 457.5361 | 4101.5532 | 4559.0893
4561 | 444.0068 | 4100.5175 | 444.0068 | 4100.5175 | 4544.5243
4562 | 451.4817 | 4101.4163 | 451.4817 | 4101.4163 | 4552.898
4563 | 471.9672 | 4129.4082 | 471.9672 | 4129.4082 | 4601.3754
4564 | 491.3538 | 4142.8293 | 491.3538 | 4142.8293 | 4634.1831
4565 | 495.6988 | 4184.6355 | 495.6988 | 4184.6355 | 4680.3343
4566 | 489.6402 | 4209.7181 | 489.6402 | 4209.7181 | 4699.3583
4567 | 465.9271 | 4198.8059 | 465.9271 | 4198.8059 | 4664.733
4568 | 455.1149 | 4182.463 | 455.1149 | 4182.463 | 4637.5779
4569 | 446.3031 | 4171.1717 | 446.3031 | 4171.1717 | 4617.4749
4570 | 431.9452 | 4158.6492 | 431.9452 | 4158.6492 | 4590.5944
4571 | 410.0053 | 4137.966 | 410.0053 | 4137.966 | 4547.9713
4572 | 389.043 | 4128.9306 | 389.043 | 4128.9306 | 4517.9736
4573 | 373.0337 | 4126.6872 | 373.0337 | 4126.6872 | 4499.7209
4574 | 362.1139 | 4114.1484 | 362.1139 | 4114.1484 | 4476.2623
4575 | 355.5958 | 4097.3168 | 355.5958 | 4097.3168 | 4452.9126
4576 | 350.8796 | 4081.7843 | 350.8796 | 4081.7843 | 4432.6639
4577 | 354.9022 | 4084.401 | 354.9022 | 4084.401 | 4439.3032
4578 | 363.4871 | 4152.1409 | 363.4871 | 4152.1409 | 4515.6281
4579 | 382.6054 | 4150.3674 | 382.6054 | 4150.3674 | 4532.9728
4580 | 409.6983 | 4144.4653 | 409.6983 | 4144.4653 | 4554.1636
4581 | 425.1003 | 4110.6001 | 425.1003 | 4110.6001 | 4535.7004
4582 | 436.9704 | 4084.1232 | 436.9704 | 4084.1232 | 4521.0935
4583 | 467.7866 | 4060.7589 | 467.7866 | 4060.7589 | 4528.5455
4584 | 464.9073 | 4052.2781 | 464.9073 | 4052.2781 | 4517.1854
4585 | 450.677 | 4047.1075 | 450.677 | 4047.1075 | 4497.7845
4586 | 455.7581 | 4039.6501 | 455.7581 | 4039.6501 | 4495.4083
4587 | 476.0564 | 4051.1022 | 476.0564 | 4051.1022 | 4527.1586
4588 | 497.4232 | 4047.9834 | 497.4232 | 4047.9834 | 4545.4066
4589 | 501.4462 | 4079.1076 | 501.4462 | 4079.1076 | 4580.5538
4590 | 491.238 | 4101.3473 | 491.238 | 4101.3473 | 4592.5853
4591 | 470.5407 | 4095.9485 | 470.5407 | 4095.9485 | 4566.4892
4592 | 457.6497 | 4073.1447 | 457.6497 | 4073.1447 | 4530.7944
4593 | 444.324 | 4053.4973 | 444.324 | 4053.4973 | 4497.8214
4594 | 429.9326 | 4048.4694 | 429.9326 | 4048.4694 | 4478.402
4595 | 408.3505 | 4035.97 | 408.3505 | 4035.97 | 4444.3206
4596 | 389.098 | 4037.7028 | 389.098 | 4037.7028 | 4426.8008
4597 | 372.9381 | 4056.3927 | 372.9381 | 4056.3927 | 4429.3308
4598 | 362.8956 | 4080.8963 | 362.8956 | 4080.8963 | 4443.7919
4599 | 355.9604 | 4104.0362 | 355.9604 | 4104.0362 | 4459.9966
4600 | 350.555 | 4130.1979 | 350.555 | 4130.1979 | 4480.7529
4601 | 352.6479 | 4178.9023 | 352.6479 | 4178.9023 | 4531.5503
4602 | 359.5968 | 4282.5648 | 359.5968 | 4282.5648 | 4642.1616
4603 | 376.6928 | 4314.6464 | 376.6928 | 4314.6464 | 4691.3392
4604 | 398.9872 | 4338.7229 | 398.9872 | 4338.7229 | 4737.7101
4605 | 415.1097 | 4342.3309 | 415.1097 | 4342.3309 | 4757.4406
4606 | 429.6463 | 4352.8102 | 429.6463 | 4352.8102 | 4782.4565
4607 | 456.0145 | 4358.9076 | 456.0145 | 4358.9076 | 4814.9221
4608 | 458.8513 | 4369.8956 | 458.8513 | 4369.8956 | 4828.7469
4609 | 449.1741 | 4381.4372 | 449.1741 | 4381.4372 | 4830.6113
4610 | 454.7086 | 4391.4674 | 454.7086 | 4391.4674 | 4846.176
4611 | 474.4478 | 4410.8448 | 474.4478 | 4410.8448 | 4885.2925
4612 | 497.0098 | 4410.5687 | 497.0098 | 4410.5687 | 4907.5785
4613 | 503.8308 | 4449.7906 | 503.8308 | 4449.7906 | 4953.6215
4614 | 494.5102 | 4479.6112 | 494.5102 | 4479.6112 | 4974.1213
4615 | 474.7945 | 4485.1527 | 474.7945 | 4485.1527 | 4959.9473
4616 | 461.9971 | 4485.522 | 461.9971 | 4485.522 | 4947.5192
4617 | 449.1191 | 4483.276 | 449.1191 | 4483.276 | 4932.3951
4618 | 433.8501 | 4472.6487 | 433.8501 | 4472.6487 | 4906.4987
4619 | 414.7094 | 4440.2497 | 414.7094 | 4440.2497 | 4854.9591
4620 | 398.0903 | 4418.8956 | 398.0903 | 4418.8956 | 4816.9858
4621 | 381.1401 | 4416.7383 | 381.1401 | 4416.7383 | 4797.8784
4622 | 368.7866 | 4420.3948 | 368.7866 | 4420.3948 | 4789.1814
4623 | 360.3756 | 4425.961 | 360.3756 | 4425.961 | 4786.3366
4624 | 355.4697 | 4434.1184 | 355.4697 | 4434.1184 | 4789.5881
4625 | 357.6076 | 4466.3691 | 357.6076 | 4466.3691 | 4823.9766
4626 | 362.639 | 4563.8291 | 362.639 | 4563.8291 | 4926.4681
4627 | 375.2558 | 4593.8432 | 375.2558 | 4593.8432 | 4969.0991
4628 | 394.0897 | 4615.4214 | 394.0897 | 4615.4214 | 5009.5111
4629 | 405.9847 | 4612.3962 | 405.9847 | 4612.3962 | 5018.3809
4630 | 419.0102 | 4612.7105 | 419.0102 | 4612.7105 | 5031.7206
4631 | 444.7444 | 4608.1258 | 444.7444 | 4608.1258 | 5052.8703
4632 | 444.6352 | 4610.327 | 444.6352 | 4610.327 | 5054.9622
4633 | 437.6683 | 4619.8873 | 437.6683 | 4619.8873 | 5057.5556
4634 | 444.2646 | 4631.1235 | 444.2646 | 4631.1235 | 5075.388
4635 | 463.3151 | 4650.1563 | 463.3151 | 4650.1563 | 5113.4714
4636 | 483.2804 | 4650.311 | 483.2804 | 4650.311 | 5133.5914
4637 | 489.6893 | 4692.7202 | 489.6893 | 4692.7202 | 5182.4096
4638 | 478.5089 | 4721.8516 | 478.5089 | 4721.8516 | 5200.3605
4639 | 460.2672 | 4722.5691 | 460.2672 | 4722.5691 | 5182.8362
4640 | 449.2901 | 4717.4251 | 449.2901 | 4717.4251 | 5166.7152
4641 | 438.5943 | 4712.3362 | 438.5943 | 4712.3362 | 5150.9305
4642 | 425.596 | 4703.2595 | 425.596 | 4703.2595 | 5128.8555
4643 | 406.2845 | 4678.0106 | 406.2845 | 4678.0106 | 5084.2951
4644 | 389.2399 | 4670.7843 | 389.2399 | 4670.7843 | 5060.0242
4645 | 373.3235 | 4676.897 | 373.3235 | 4676.897 | 5050.2204
4646 | 363.8083 | 4689.5126 | 363.8083 | 4689.5126 | 5053.3209
4647 | 356.901 | 4710.9295 | 356.901 | 4710.9295 | 5067.8305
4648 | 351.4808 | 4734.8515 | 351.4808 | 4734.8515 | 5086.3323
4649 | 351.7609 | 4781.9191 | 351.7609 | 4781.9191 | 5133.6801
4650 | 356.2447 | 4892.0425 | 356.2447 | 4892.0425 | 5248.2873
4651 | 370.0518 | 4922.832 | 370.0518 | 4922.832 | 5292.8837
4652 | 385.6379 | 4944.1517 | 385.6379 | 4944.1517 | 5329.7896
4653 | 395.9179 | 4930.9614 | 395.9179 | 4930.9614 | 5326.8793
4654 | 415.5936 | 4920.4213 | 415.5936 | 4920.4213 | 5336.0149
4655 | 440.7506 | 4906.8776 | 440.7506 | 4906.8776 | 5347.6282
4656 | 441.8761 | 4895.554 | 441.8761 | 4895.554 | 5337.4301
4657 | 433.9982 | 4880.3044 | 433.9982 | 4880.3044 | 5314.3026
4658 | 441.049 | 4858.1162 | 441.049 | 4858.1162 | 5299.1652
4659 | 459.1044 | 4855.0097 | 459.1044 | 4855.0097 | 5314.1141
4660 | 479.5057 | 4841.0366 | 479.5057 | 4841.0366 | 5320.5423
4661 | 489.0098 | 4872.0747 | 489.0098 | 4872.0747 | 5361.0844
4662 | 477.2559 | 4902.5844 | 477.2559 | 4902.5844 | 5379.8402
4663 | 455.7174 | 4904.2494 | 455.7174 | 4904.2494 | 5359.9668
4664 | 447.5936 | 4895.8319 | 447.5936 | 4895.8319 | 5343.4255
4665 | 437.3122 | 4876.3568 | 437.3122 | 4876.3568 | 5313.669
4666 | 419.6307 | 4848.3281 | 419.6307 | 4848.3281 | 5267.9588
4667 | 399.0953 | 4804.3857 | 399.0953 | 4804.3857 | 5203.481
4668 | 381.5625 | 4767.5254 | 381.5625 | 4767.5254 | 5149.0879
4669 | 364.8848 | 4746.33 | 364.8848 | 4746.33 | 5111.2148
4670 | 354.4135 | 4727.8472 | 354.4135 | 4727.8472 | 5082.2607
4671 | 347.8971 | 4719.8025 | 347.8971 | 4719.8025 | 5067.6996
4672 | 343.0533 | 4723.4803 | 343.0533 | 4723.4803 | 5066.5336
4673 | 343.6579 | 4751.1653 | 343.6579 | 4751.1653 | 5094.8232
4674 | 351.3788 | 4842.6813 | 351.3788 | 4842.6813 | 5194.0601
4675 | 367.2293 | 4865.3731 | 367.2293 | 4865.3731 | 5232.6024
4676 | 387.7881 | 4878.0783 | 387.7881 | 4878.0783 | 5265.8664
4677 | 395.4191 | 4855.7566 | 395.4191 | 4855.7566 | 5251.1757
4678 | 408.4023 | 4834.7068 | 408.4023 | 4834.7068 | 5243.109
4679 | 435.5279 | 4813.8407 | 435.5279 | 4813.8407 | 5249.3686
4680 | 438.6106 | 4798.296 | 438.6106 | 4798.296 | 5236.9066
4681 | 426.0821 | 4783.2187 | 426.0821 | 4783.2187 | 5209.3008
4682 | 429.8054 | 4768.5251 | 429.8054 | 4768.5251 | 5198.3305
4683 | 450.2929 | 4773.2579 | 450.2929 | 4773.2579 | 5223.5507
4684 | 469.3327 | 4771.5174 | 469.3327 | 4771.5174 | 5240.8501
4685 | 480.0703 | 4814.0128 | 480.0703 | 4814.0128 | 5294.0831
4686 | 468.6891 | 4853.2231 | 468.6891 | 4853.2231 | 5321.9122
4687 | 448.0183 | 4874.0124 | 448.0183 | 4874.0124 | 5322.0307
4688 | 439.7785 | 4893.5921 | 439.7785 | 4893.5921 | 5333.3706
4689 | 429.8837 | 4913.0547 | 429.8837 | 4913.0547 | 5342.9384
4690 | 415.4891 | 4926.7203 | 415.4891 | 4926.7203 | 5342.2095
4691 | 396.3229 | 4918.3559 | 396.3229 | 4918.3559 | 5314.6788
4692 | 376.8265 | 4912.9386 | 376.8265 | 4912.9386 | 5289.7651
4693 | 359.3646 | 4912.1597 | 359.3646 | 4912.1597 | 5271.5242
4694 | 349.2503 | 4910.0444 | 349.2503 | 4910.0444 | 5259.2947
4695 | 340.5982 | 4899.3292 | 340.5982 | 4899.3292 | 5239.9274
4696 | 337.3083 | 4883.7105 | 337.3083 | 4883.7105 | 5221.0188
4697 | 339.5553 | 4894.4248 | 339.5553 | 4894.4248 | 5233.9801
4698 | 349.5126 | 4970.607 | 349.5126 | 4970.607 | 5320.1196
4699 | 372.3653 | 4977.448 | 372.3653 | 4977.448 | 5349.8134
4700 | 403.6557 | 4974.3026 | 403.6557 | 4974.3026 | 5377.9583
4701 | 417.7185 | 4939.059 | 417.7185 | 4939.059 | 5356.7775
4702 | 429.8356 | 4906.1212 | 429.8356 | 4906.1212 | 5335.9568
4703 | 459.0666 | 4866.217 | 459.0666 | 4866.217 | 5325.2836
4704 | 456.1807 | 4833.0987 | 456.1807 | 4833.0987 | 5289.2794
4705 | 439.5847 | 4806.3056 | 439.5847 | 4806.3056 | 5245.8903
4706 | 449.0699 | 4777.3981 | 449.0699 | 4777.3981 | 5226.468
4707 | 462.8121 | 4764.7295 | 462.8121 | 4764.7295 | 5227.5416
4708 | 487.9589 | 4736.887 | 487.9589 | 4736.887 | 5224.8458
4709 | 499.1512 | 4747.4225 | 499.1512 | 4747.4225 | 5246.5737
4710 | 492.5361 | 4748.2121 | 492.5361 | 4748.2121 | 5240.7482
4711 | 465.9265 | 4729.1161 | 465.9265 | 4729.1161 | 5195.0426
4712 | 456.8014 | 4708.5521 | 456.8014 | 4708.5521 | 5165.3535
4713 | 449.3985 | 4680.8071 | 449.3985 | 4680.8071 | 5130.2055
4714 | 425.3682 | 4639.0813 | 425.3682 | 4639.0813 | 5064.4495
4715 | 403.3848 | 4569.4676 | 403.3848 | 4569.4676 | 4972.8524
4716 | 382.5862 | 4498.9245 | 382.5862 | 4498.9245 | 4881.5107
4717 | 364.975 | 4424.9221 | 364.975 | 4424.9221 | 4789.8971
4718 | 356.4457 | 4333.8188 | 356.4457 | 4333.8188 | 4690.2645
4719 | 351.2775 | 4255.9103 | 351.2775 | 4255.9103 | 4607.1877
4720 | 345.478 | 4207.6425 | 345.478 | 4207.6425 | 4553.1205
4721 | 348.9967 | 4203.1953 | 348.9967 | 4203.1953 | 4552.192
4722 | 361.2639 | 4279.3775 | 361.2639 | 4279.3775 | 4640.6414
4723 | 382.3764 | 4295.4361 | 382.3764 | 4295.4361 | 4677.8125
4724 | 419.1899 | 4309.8642 | 419.1899 | 4309.8642 | 4729.0541
4725 | 428.0353 | 4298.9136 | 428.0353 | 4298.9136 | 4726.949
4726 | 440.0296 | 4291.9917 | 440.0296 | 4291.9917 | 4732.0213
4727 | 469.3451 | 4286.6318 | 469.3451 | 4286.6318 | 4755.9769
4728 | 467.2424 | 4288.5745 | 467.2424 | 4288.5745 | 4755.8169
4729 | 450.2592 | 4308.6445 | 450.2592 | 4308.6445 | 4758.9036
4730 | 455.0334 | 4344.0013 | 455.0334 | 4344.0013 | 4799.0347
4731 | 471.7166 | 4391.5482 | 471.7166 | 4391.5482 | 4863.2648
4732 | 499.287 | 4405.6585 | 499.287 | 4405.6585 | 4904.9455
4733 | 511.9027 | 4441.5207 | 511.9027 | 4441.5207 | 4953.4234
4734 | 504.3824 | 4468.6707 | 504.3824 | 4468.6707 | 4973.0531
4735 | 479.7427 | 4479.4672 | 479.7427 | 4479.4672 | 4959.2099
4736 | 466.1089 | 4488.3648 | 466.1089 | 4488.3648 | 4954.4738
4737 | 454.8148 | 4502.9171 | 454.8148 | 4502.9171 | 4957.7319
4738 | 436.9987 | 4513.8261 | 436.9987 | 4513.8261 | 4950.8248
4739 | 414.9245 | 4503.5665 | 414.9245 | 4503.5665 | 4918.4909
4740 | 389.8777 | 4502.5426 | 389.8777 | 4502.5426 | 4892.4203
4741 | 372.4123 | 4515.8053 | 372.4123 | 4515.8053 | 4888.2177
4742 | 365.8277 | 4532.642 | 365.8277 | 4532.642 | 4898.4698
4743 | 359.6667 | 4553.1975 | 359.6667 | 4553.1975 | 4912.8642
4744 | 357.791 | 4578.1533 | 357.791 | 4578.1533 | 4935.9443
4745 | 360.6817 | 4629.7005 | 360.6817 | 4629.7005 | 4990.3822
4746 | 372.6268 | 4748.0938 | 372.6268 | 4748.0938 | 5120.7206
4747 | 394.32 | 4787.4116 | 394.32 | 4787.4116 | 5181.7316
4748 | 423.0428 | 4804.5103 | 423.0428 | 4804.5103 | 5227.553
4749 | 435.6774 | 4769.0945 | 435.6774 | 4769.0945 | 5204.7719
4750 | 448.4799 | 4733.1415 | 448.4799 | 4733.1415 | 5181.6214
4751 | 471.1107 | 4706.676 | 471.1107 | 4706.676 | 5177.7868
4752 | 465.0714 | 4691.8204 | 465.0714 | 4691.8204 | 5156.8919
4753 | 451.6483 | 4680.6197 | 451.6483 | 4680.6197 | 5132.268
4754 | 459.0676 | 4663.4279 | 459.0676 | 4663.4279 | 5122.4955
4755 | 473.7276 | 4666.3516 | 473.7276 | 4666.3516 | 5140.0792
4756 | 498.5727 | 4657.461 | 498.5727 | 4657.461 | 5156.0337
4757 | 509.3457 | 4693.5817 | 509.3457 | 4693.5817 | 5202.9274
4758 | 497.4019 | 4727.0203 | 497.4019 | 4727.0203 | 5224.4223
4759 | 473.2059 | 4728.5992 | 473.2059 | 4728.5992 | 5201.8052
4760 | 463.4832 | 4719.3203 | 463.4832 | 4719.3203 | 5182.8035
4761 | 456.2171 | 4698.9837 | 456.2171 | 4698.9837 | 5155.2008
4762 | 434.6722 | 4669.146 | 434.6722 | 4669.146 | 5103.8182
4763 | 412.0361 | 4616.6752 | 412.0361 | 4616.6752 | 5028.7113
4764 | 390.9274 | 4566.4624 | 390.9274 | 4566.4624 | 4957.3898
4765 | 376.0448 | 4524.9367 | 376.0448 | 4524.9367 | 4900.9815
4766 | 367.3398 | 4484.2284 | 367.3398 | 4484.2284 | 4851.5682
4767 | 361.135 | 4465.674 | 361.135 | 4465.674 | 4826.809
4768 | 357.1205 | 4468.6626 | 357.1205 | 4468.6626 | 4825.7831
4769 | 359.7002 | 4492.2988 | 359.7002 | 4492.2988 | 4851.999
4770 | 369.4325 | 4576.0617 | 369.4325 | 4576.0617 | 4945.4942
4771 | 387.7029 | 4587.2962 | 387.7029 | 4587.2962 | 4974.9991
4772 | 410.9569 | 4588.7164 | 410.9569 | 4588.7164 | 4999.6733
4773 | 424.7149 | 4572.7694 | 424.7149 | 4572.7694 | 4997.4844
4774 | 439.423 | 4568.8625 | 439.423 | 4568.8625 | 5008.2855
4775 | 466.4814 | 4563.5026 | 466.4814 | 4563.5026 | 5029.984
4776 | 467.5572 | 4563.2917 | 467.5572 | 4563.2917 | 5030.8489
4777 | 455.3261 | 4567.6832 | 455.3261 | 4567.6832 | 5023.0094
4778 | 461.5925 | 4572.717 | 461.5925 | 4572.717 | 5034.3095
4779 | 477.1051 | 4576.2437 | 477.1051 | 4576.2437 | 5053.3488
4780 | 502.3337 | 4550.8994 | 502.3337 | 4550.8994 | 5053.2331
4781 | 515.0938 | 4558.1613 | 515.0938 | 4558.1613 | 5073.2551
4782 | 504.2332 | 4544.2201 | 504.2332 | 4544.2201 | 5048.4533
4783 | 485.3666 | 4503.8463 | 485.3666 | 4503.8463 | 4989.2129
4784 | 469.8167 | 4464.3303 | 469.8167 | 4464.3303 | 4934.147
4785 | 459.8175 | 4435.1208 | 459.8175 | 4435.1208 | 4894.9383
4786 | 445.5039 | 4422.6844 | 445.5039 | 4422.6844 | 4868.1883
4787 | 419.2266 | 4407.2561 | 419.2266 | 4407.2561 | 4826.4827
4788 | 397.541 | 4395.8086 | 397.541 | 4395.8086 | 4793.3497
4789 | 382.2368 | 4394.6851 | 382.2368 | 4394.6851 | 4776.9219
4790 | 372.2161 | 4397.394 | 372.2161 | 4397.394 | 4769.6101
4791 | 365.5647 | 4408.7319 | 365.5647 | 4408.7319 | 4774.2966
4792 | 361.5118 | 4424.6424 | 361.5118 | 4424.6424 | 4786.1542
4793 | 364.1924 | 4464.1293 | 364.1924 | 4464.1293 | 4828.3217
4794 | 372.3366 | 4564.6906 | 372.3366 | 4564.6906 | 4937.0272
4795 | 386.605 | 4594.4462 | 386.605 | 4594.4462 | 4981.0512
4796 | 403.7141 | 4614.2154 | 403.7141 | 4614.2154 | 5017.9295
4797 | 415.1144 | 4610.3287 | 415.1144 | 4610.3287 | 5025.4431
4798 | 428.7459 | 4599.2718 | 428.7459 | 4599.2718 | 5028.0177
4799 | 456.8268 | 4560.6598 | 456.8268 | 4560.6598 | 5017.4866
4800 | 460.8132 | 4493.9448 | 460.8132 | 4493.9448 | 4954.758
4801 | 450.1251 | 4401.5952 | 450.1251 | 4401.5952 | 4851.7203
4802 | 448.7253 | 4286.4563 | 448.7253 | 4286.4563 | 4735.1816
4803 | 462.0266 | 4176.4435 | 462.0266 | 4176.4435 | 4638.4701
4804 | 489.311 | 4055.9949 | 489.311 | 4055.9949 | 4545.3058
4805 | 500.4334 | 3991.584 | 500.4334 | 3991.584 | 4492.0174
4806 | 491.453 | 3942.3232 | 491.453 | 3942.3232 | 4433.7762
4807 | 472.8938 | 3889.0276 | 472.8938 | 3889.0276 | 4361.9214
4808 | 458.4674 | 3851.1484 | 458.4674 | 3851.1484 | 4309.6158
4809 | 449.4836 | 3828.4859 | 449.4836 | 3828.4859 | 4277.9695
4810 | 435.5476 | 3808.038 | 435.5476 | 3808.038 | 4243.5856
4811 | 414.9651 | 3770.3842 | 414.9651 | 3770.3842 | 4185.3493
4812 | 396.1569 | 3741.4493 | 396.1569 | 3741.4493 | 4137.6062
4813 | 379.4532 | 3730.3329 | 379.4532 | 3730.3329 | 4109.7861
4814 | 370.4235 | 3726.1502 | 370.4235 | 3726.1502 | 4096.5737
4815 | 364.2477 | 3727.926 | 364.2477 | 3727.926 | 4092.1737
4816 | 359.5384 | 3740.6491 | 359.5384 | 3740.6491 | 4100.1874
4817 | 360.696 | 3789.6981 | 360.696 | 3789.6981 | 4150.394
4818 | 367.1768 | 3906.3685 | 367.1768 | 3906.3685 | 4273.5453
4819 | 380.0425 | 3951.3719 | 380.0425 | 3951.3719 | 4331.4144
4820 | 395.9093 | 3990.8683 | 395.9093 | 3990.8683 | 4386.7776
4821 | 406.964 | 4007.7427 | 406.964 | 4007.7427 | 4414.7067
4822 | 423.6964 | 4016.6714 | 423.6964 | 4016.6714 | 4440.3679
4823 | 448.9346 | 4017.3417 | 448.9346 | 4017.3417 | 4466.2763
4824 | 450.5867 | 4035.9105 | 450.5867 | 4035.9105 | 4486.4972
4825 | 436.5203 | 4077.7752 | 436.5203 | 4077.7752 | 4514.2954
4826 | 445.5192 | 4122.8665 | 445.5192 | 4122.8665 | 4568.3857
4827 | 460.6689 | 4166.623 | 460.6689 | 4166.623 | 4627.2919
4828 | 487.4352 | 4189.7784 | 487.4352 | 4189.7784 | 4677.2136
4829 | 497.4991 | 4247.6938 | 497.4991 | 4247.6938 | 4745.193
4830 | 484.5341 | 4286.7319 | 484.5341 | 4286.7319 | 4771.2661
4831 | 465.8084 | 4290.4645 | 465.8084 | 4290.4645 | 4756.2729
4832 | 455.2244 | 4285.3205 | 455.2244 | 4285.3205 | 4740.5448
4833 | 446.3611 | 4285.6588 | 446.3611 | 4285.6588 | 4732.0198
4834 | 431.6581 | 4276.7544 | 431.6581 | 4276.7544 | 4708.4124
4835 | 411.0875 | 4232.9842 | 411.0875 | 4232.9842 | 4644.0717
4836 | 389.6797 | 4187.0787 | 389.6797 | 4187.0787 | 4576.7583
4837 | 373.0545 | 4158.4748 | 373.0545 | 4158.4748 | 4531.5294
4838 | 364.6844 | 4142.0595 | 364.6844 | 4142.0595 | 4506.7439
4839 | 357.5977 | 4139.7865 | 357.5977 | 4139.7865 | 4497.3842
4840 | 354.7032 | 4145.1872 | 354.7032 | 4145.1872 | 4499.8904
4841 | 357.4711 | 4176.2318 | 357.4711 | 4176.2318 | 4533.703
4842 | 364.6175 | 4275.6732 | 364.6175 | 4275.6732 | 4640.2907
4843 | 384.6152 | 4308.5301 | 384.6152 | 4308.5301 | 4693.1453
4844 | 405.9558 | 4333.6403 | 405.9558 | 4333.6403 | 4739.5961
4845 | 414.6399 | 4331.132 | 414.6399 | 4331.132 | 4745.7719
4846 | 426.9298 | 4343.162 | 426.9298 | 4343.162 | 4770.0918
4847 | 455.8539 | 4367.3499 | 455.8539 | 4367.3499 | 4823.2038
4848 | 453.3058 | 4401.0802 | 453.3058 | 4401.0802 | 4854.386
4849 | 435.6753 | 4438.7238 | 435.6753 | 4438.7238 | 4874.3991
4850 | 440.0215 | 4463.5709 | 440.0215 | 4463.5709 | 4903.5925
4851 | 457.0215 | 4485.102 | 457.0215 | 4485.102 | 4942.1235
4852 | 483.7336 | 4456.5703 | 483.7336 | 4456.5703 | 4940.3039
4853 | 494.0279 | 4435.6628 | 494.0279 | 4435.6628 | 4929.6907
4854 | 487.6642 | 4406.56 | 487.6642 | 4406.56 | 4894.2242
4855 | 467.8687 | 4367.8229 | 467.8687 | 4367.8229 | 4835.6916
4856 | 457.2906 | 4342.0902 | 457.2906 | 4342.0902 | 4799.3808
4857 | 446.6681 | 4332.6941 | 446.6681 | 4332.6941 | 4779.3621
4858 | 431.6895 | 4349.0302 | 431.6895 | 4349.0302 | 4780.7197
4859 | 410.3622 | 4359.4454 | 410.3622 | 4359.4454 | 4769.8077
4860 | 388.6679 | 4377.2874 | 388.6679 | 4377.2874 | 4765.9553
4861 | 373.3509 | 4405.7978 | 373.3509 | 4405.7978 | 4779.1488
4862 | 364.0974 | 4433.575 | 364.0974 | 4433.575 | 4797.6724
4863 | 355.3241 | 4445.6883 | 355.3241 | 4445.6883 | 4801.0124
4864 | 353.7165 | 4454.4487 | 353.7165 | 4454.4487 | 4808.1652
4865 | 356.3674 | 4491.0066 | 356.3674 | 4491.0066 | 4847.374
4866 | 367.8712 | 4585.71 | 367.8712 | 4585.71 | 4953.5812
4867 | 392.4718 | 4602.1132 | 392.4718 | 4602.1132 | 4994.585
4868 | 421.7979 | 4612.6648 | 421.7979 | 4612.6648 | 5034.4627
4869 | 435.5729 | 4603.351 | 435.5729 | 4603.351 | 5038.9239
4870 | 446.7375 | 4614.0888 | 446.7375 | 4614.0888 | 5060.8262
4871 | 471.6145 | 4633.6248 | 471.6145 | 4633.6248 | 5105.2393
4872 | 466.1686 | 4654.3473 | 466.1686 | 4654.3473 | 5120.5158
4873 | 450.2929 | 4670.713 | 450.2929 | 4670.713 | 5121.0058
4874 | 456.1513 | 4682.6383 | 456.1513 | 4682.6383 | 5138.7896
4875 | 469.4583 | 4716.402 | 469.4583 | 4716.402 | 5185.8603
4876 | 499.2277 | 4737.1454 | 499.2277 | 4737.1454 | 5236.3731
4877 | 510.393 | 4794.9747 | 510.393 | 4794.9747 | 5305.3676
4878 | 500.5121 | 4839.526 | 500.5121 | 4839.526 | 5340.0382
4879 | 481.2111 | 4852.3038 | 481.2111 | 4852.3038 | 5333.5149
4880 | 469.2785 | 4852.1562 | 469.2785 | 4852.1562 | 5321.4347
4881 | 459.9839 | 4837.8499 | 459.9839 | 4837.8499 | 5297.8337
4882 | 441.2187 | 4811.8887 | 441.2187 | 4811.8887 | 5253.1074
4883 | 412.1584 | 4777.3361 | 412.1584 | 4777.3361 | 5189.4945
4884 | 390.9957 | 4754.6036 | 390.9957 | 4754.6036 | 5145.5993
4885 | 374.6786 | 4745.3824 | 374.6786 | 4745.3824 | 5120.0611
4886 | 365.392 | 4739.9937 | 365.392 | 4739.9937 | 5105.3856
4887 | 357.2347 | 4739.0129 | 357.2347 | 4739.0129 | 5096.2476
4888 | 354.4794 | 4739.0726 | 354.4794 | 4739.0726 | 5093.552
4889 | 356.5105 | 4758.4876 | 356.5105 | 4758.4876 | 5114.9981
4890 | 365.4764 | 4844.9211 | 365.4764 | 4844.9211 | 5210.3975
4891 | 390.3631 | 4868.6466 | 390.3631 | 4868.6466 | 5259.0097
4892 | 417.9876 | 4887.7266 | 417.9876 | 4887.7266 | 5305.7142
4893 | 431.2385 | 4889.2671 | 431.2385 | 4889.2671 | 5320.5056
4894 | 441.3704 | 4898.6266 | 441.3704 | 4898.6266 | 5339.9969
4895 | 467.291 | 4900.6751 | 467.291 | 4900.6751 | 5367.9662
4896 | 464.8014 | 4901.2396 | 464.8014 | 4901.2396 | 5366.041
4897 | 446.3564 | 4896.7581 | 446.3564 | 4896.7581 | 5343.1145
4898 | 452.335 | 4886.8887 | 452.335 | 4886.8887 | 5339.2237
4899 | 465.7728 | 4881.8009 | 465.7728 | 4881.8009 | 5347.5737
4900 | 495.1325 | 4853.8722 | 495.1325 | 4853.8722 | 5349.0047
4901 | 509.5673 | 4865.6138 | 509.5673 | 4865.6138 | 5375.1811
4902 | 502.2535 | 4873.6396 | 502.2535 | 4873.6396 | 5375.893
4903 | 480.5068 | 4860.3153 | 480.5068 | 4860.3153 | 5340.8221
4904 | 466.5276 | 4842.9387 | 466.5276 | 4842.9387 | 5309.4663
4905 | 451.627 | 4836.3854 | 451.627 | 4836.3854 | 5288.0124
4906 | 434.8521 | 4822.4846 | 434.8521 | 4822.4846 | 5257.3366
4907 | 409.0561 | 4771.7366 | 409.0561 | 4771.7366 | 5180.7928
4908 | 389.2062 | 4719.1118 | 389.2062 | 4719.1118 | 5108.318
4909 | 371.6723 | 4685.8561 | 371.6723 | 4685.8561 | 5057.5284
4910 | 364.8397 | 4665.3919 | 364.8397 | 4665.3919 | 5030.2316
4911 | 358.4252 | 4640.8073 | 358.4252 | 4640.8073 | 4999.2324
4912 | 354.0357 | 4620.6229 | 354.0357 | 4620.6229 | 4974.6586
4913 | 358.2081 | 4636.9367 | 358.2081 | 4636.9367 | 4995.1448
4914 | 368.4819 | 4718.546 | 368.4819 | 4718.546 | 5087.0279
4915 | 389.9431 | 4732.5371 | 389.9431 | 4732.5371 | 5122.4802
4916 | 417.014 | 4742.055 | 417.014 | 4742.055 | 5159.069
4917 | 430.7973 | 4732.1381 | 430.7973 | 4732.1381 | 5162.9354
4918 | 441.2366 | 4738.0518 | 441.2366 | 4738.0518 | 5179.2884
4919 | 466.8409 | 4744.1492 | 466.8409 | 4744.1492 | 5210.9901
4920 | 466.9459 | 4748.7625 | 466.9459 | 4748.7625 | 5215.7084
4921 | 449.026 | 4746.2624 | 449.026 | 4746.2624 | 5195.2884
4922 | 454.0393 | 4737.8574 | 454.0393 | 4737.8574 | 5191.8968
4923 | 468.4614 | 4746.7251 | 468.4614 | 4746.7251 | 5215.1865
4924 | 493.1075 | 4738.5237 | 493.1075 | 4738.5237 | 5231.6312
4925 | 504.7546 | 4767.925 | 504.7546 | 4767.925 | 5272.6796
4926 | 494.9705 | 4785.4268 | 494.9705 | 4785.4268 | 5280.3973
4927 | 472.291 | 4775.6345 | 472.291 | 4775.6345 | 5247.9256
4928 | 459.8869 | 4756.8796 | 459.8869 | 4756.8796 | 5216.7665
4929 | 448.7225 | 4726.2056 | 448.7225 | 4726.2056 | 5174.9281
4930 | 429.0064 | 4692.9221 | 429.0064 | 4692.9221 | 5121.9285
4931 | 409.0379 | 4652.9423 | 409.0379 | 4652.9423 | 5061.9802
4932 | 390.6714 | 4629.1761 | 390.6714 | 4629.1761 | 5019.8476
4933 | 375.2111 | 4628.8279 | 375.2111 | 4628.8279 | 5004.039
4934 | 364.5742 | 4637.1362 | 364.5742 | 4637.1362 | 5001.7105
4935 | 357.5803 | 4654.8489 | 357.5803 | 4654.8489 | 5012.4292
4936 | 353.8758 | 4693.071 | 353.8758 | 4693.071 | 5046.9469
4937 | 356.32 | 4757.7985 | 356.32 | 4757.7985 | 5114.1184
4938 | 363.4333 | 4879.3792 | 363.4333 | 4879.3792 | 5242.8125
4939 | 381.3349 | 4926.7085 | 381.3349 | 4926.7085 | 5308.0434
4940 | 404.0628 | 4960.6055 | 404.0628 | 4960.6055 | 5364.6683
4941 | 418.9955 | 4983.8546 | 418.9955 | 4983.8546 | 5402.8501
4942 | 431.5603 | 5010.2708 | 431.5603 | 5010.2708 | 5441.8311
4943 | 455.8157 | 5019.7279 | 455.8157 | 5019.7279 | 5475.5435
4944 | 454.8763 | 5021.9291 | 454.8763 | 5021.9291 | 5476.8053
4945 | 442.248 | 5016.5862 | 442.248 | 5016.5862 | 5458.8342
4946 | 445.0856 | 5005.9415 | 445.0856 | 5005.9415 | 5451.0271
4947 | 459.6422 | 4998.097 | 459.6422 | 4998.097 | 5457.7391
4948 | 483.5479 | 4973.528 | 483.5479 | 4973.528 | 5457.0759
4949 | 493.8607 | 4992.5919 | 493.8607 | 4992.5919 | 5486.4526
4950 | 491.1939 | 5008.0262 | 491.1939 | 5008.0262 | 5499.22
4951 | 466.9932 | 5003.9195 | 466.9932 | 5003.9195 | 5470.9127
4952 | 453.1171 | 4995.3297 | 453.1171 | 4995.3297 | 5448.4468
4953 | 441.068 | 4974.3901 | 441.068 | 4974.3901 | 5415.4581
4954 | 426.0425 | 4942.2265 | 426.0425 | 4942.2265 | 5368.269
4955 | 405.6662 | 4905.3479 | 405.6662 | 4905.3479 | 5311.0141
4956 | 384.6454 | 4875.5516 | 384.6454 | 4875.5516 | 5260.197
4957 | 367.754 | 4849.8766 | 367.754 | 4849.8766 | 5217.6307
4958 | 357.5822 | 4835.0119 | 357.5822 | 4835.0119 | 5192.5941
4959 | 351.0543 | 4828.4316 | 351.0543 | 4828.4316 | 5179.4859
4960 | 347.0391 | 4829.5251 | 347.0391 | 4829.5251 | 5176.5643
4961 | 350.5753 | 4855.5733 | 350.5753 | 4855.5733 | 5206.1487
4962 | 356.7601 | 4945.2803 | 356.7601 | 4945.2803 | 5302.0404
4963 | 373.7241 | 4963.7509 | 373.7241 | 4963.7509 | 5337.4751
4964 | 387.7432 | 4973.6134 | 387.7432 | 4973.6134 | 5361.3566
4965 | 401.5719 | 4946.6398 | 401.5719 | 4946.6398 | 5348.2117
4966 | 415.9327 | 4914.6496 | 415.9327 | 4914.6496 | 5330.5823
4967 | 438.3748 | 4873.6255 | 438.3748 | 4873.6255 | 5312.0003
4968 | 440.4985 | 4839.7319 | 440.4985 | 4839.7319 | 5280.2303
4969 | 430.4668 | 4811.8189 | 430.4668 | 4811.8189 | 5242.2857
4970 | 438.0172 | 4786.0126 | 438.0172 | 4786.0126 | 5224.0299
4971 | 449.4371 | 4792.1237 | 449.4371 | 4792.1237 | 5241.5608
4972 | 472.6849 | 4797.2748 | 472.6849 | 4797.2748 | 5269.9597
4973 | 486.1164 | 4841.2347 | 486.1164 | 4841.2347 | 5327.3511
4974 | 477.7558 | 4868.2124 | 477.7558 | 4868.2124 | 5345.9682
4975 | 461.4054 | 4860.6599 | 461.4054 | 4860.6599 | 5322.0653
4976 | 449.8226 | 4843.8863 | 449.8226 | 4843.8863 | 5293.7089
4977 | 440.0847 | 4818.4672 | 440.0847 | 4818.4672 | 5258.5519
4978 | 426.3668 | 4785.8728 | 426.3668 | 4785.8728 | 5212.2396
4979 | 404.667 | 4740.0352 | 404.667 | 4740.0352 | 5144.7022
4980 | 383.4896 | 4708.2575 | 383.4896 | 4708.2575 | 5091.7471
4981 | 370.1775 | 4695.0736 | 370.1775 | 4695.0736 | 5065.2512
4982 | 361.3339 | 4688.2204 | 361.3339 | 4688.2204 | 5049.5543
4983 | 353.066 | 4690.5992 | 353.066 | 4690.5992 | 5043.6652
4984 | 351.1171 | 4700.1349 | 351.1171 | 4700.1349 | 5051.252
4985 | 351.8526 | 4735.1423 | 351.8526 | 4735.1423 | 5086.9948
4986 | 357.6557 | 4833.033 | 357.6557 | 4833.033 | 5190.6888
4987 | 374.8364 | 4865.8038 | 374.8364 | 4865.8038 | 5240.6402
4988 | 387.5526 | 4889.9664 | 387.5526 | 4889.9664 | 5277.519
4989 | 400.0295 | 4882.9785 | 400.0295 | 4882.9785 | 5283.0079
4990 | 417.7989 | 4879.933 | 417.7989 | 4879.933 | 5297.732
4991 | 442.1209 | 4878.1051 | 442.1209 | 4878.1051 | 5320.226
4992 | 441.017 | 4881.5123 | 441.017 | 4881.5123 | 5322.5293
4993 | 435.1149 | 4882.7164 | 435.1149 | 4882.7164 | 5317.8314
4994 | 438.5025 | 4876.982 | 438.5025 | 4876.982 | 5315.4845
4995 | 450.625 | 4882.49 | 450.625 | 4882.49 | 5333.115
4996 | 474.6526 | 4866.8802 | 474.6526 | 4866.8802 | 5341.5327
4997 | 492.4843 | 4888.0115 | 492.4843 | 4888.0115 | 5380.4958
4998 | 483.2954 | 4902.2398 | 483.2954 | 4902.2398 | 5385.5352
4999 | 459.9532 | 4893.4813 | 459.9532 | 4893.4813 | 5353.4345
5000 | 447.3162 | 4873.951 | 447.3162 | 4873.951 | 5321.2671
5001 | 442.1477 | 4840.1758 | 442.1477 | 4840.1758 | 5282.3235
5002 | 428.4374 | 4800.1729 | 428.4374 | 4800.1729 | 5228.6103
5003 | 407.9681 | 4749.8557 | 407.9681 | 4749.8557 | 5157.8239
5004 | 386.7059 | 4714.6322 | 386.7059 | 4714.6322 | 5101.3381
5005 | 370.1167 | 4697.4857 | 370.1167 | 4697.4857 | 5067.6024
5006 | 359.6119 | 4685.9806 | 359.6119 | 4685.9806 | 5045.5925
5007 | 354.2335 | 4675.5238 | 354.2335 | 4675.5238 | 5029.7573
5008 | 350.9206 | 4666.1076 | 350.9206 | 4666.1076 | 5017.0281
5009 | 353.1037 | 4681.5599 | 353.1037 | 4681.5599 | 5034.6636
5010 | 360.6308 | 4758.3451 | 360.6308 | 4758.3451 | 5118.9759
5011 | 375.8691 | 4764.6693 | 375.8691 | 4764.6693 | 5140.5384
5012 | 393.8629 | 4761.0931 | 393.8629 | 4761.0931 | 5154.956
5013 | 406.2495 | 4739.9774 | 406.2495 | 4739.9774 | 5146.2269
5014 | 418.9809 | 4724.1824 | 418.9809 | 4724.1824 | 5143.1633
5015 | 441.0183 | 4698.6645 | 441.0183 | 4698.6645 | 5139.6828
5016 | 439.6435 | 4676.745 | 439.6435 | 4676.745 | 5116.3885
5017 | 428.4166 | 4653.8285 | 428.4166 | 4653.8285 | 5082.2451
5018 | 430.2597 | 4623.6288 | 430.2597 | 4623.6288 | 5053.8886
5019 | 441.5253 | 4594.7649 | 441.5253 | 4594.7649 | 5036.2902
5020 | 468.7606 | 4545.0415 | 468.7606 | 4545.0415 | 5013.802
5021 | 487.8545 | 4538.2618 | 487.8545 | 4538.2618 | 5026.1163
5022 | 480.2282 | 4522.4253 | 480.2282 | 4522.4253 | 5002.6535
5023 | 457.287 | 4478.0888 | 457.287 | 4478.0888 | 4935.3758
5024 | 448.1561 | 4429.0969 | 448.1561 | 4429.0969 | 4877.2529
5025 | 439.6523 | 4381.1939 | 439.6523 | 4381.1939 | 4820.8461
5026 | 424.9899 | 4335.1608 | 424.9899 | 4335.1608 | 4760.1507
5027 | 406.0946 | 4278.2105 | 406.0946 | 4278.2105 | 4684.3051
5028 | 384.1967 | 4227.0501 | 384.1967 | 4227.0501 | 4611.2468
5029 | 368.8268 | 4187.3335 | 368.8268 | 4187.3335 | 4556.1603
5030 | 361.5502 | 4148.8649 | 361.5502 | 4148.8649 | 4510.4152
5031 | 352.9487 | 4108.5157 | 352.9487 | 4108.5157 | 4461.4644
5032 | 348.9224 | 4075.4095 | 348.9224 | 4075.4095 | 4424.3319
5033 | 353.7195 | 4078.1985 | 353.7195 | 4078.1985 | 4431.9181
5034 | 363.0606 | 4159.6356 | 363.0606 | 4159.6356 | 4522.6962
5035 | 384.1064 | 4195.9383 | 384.1064 | 4195.9383 | 4580.0447
5036 | 409.264 | 4246.2029 | 409.264 | 4246.2029 | 4655.4668
5037 | 421.8039 | 4282.8045 | 421.8039 | 4282.8045 | 4704.6084
5038 | 433.0291 | 4322.2287 | 433.0291 | 4322.2287 | 4755.2578
5039 | 460.2793 | 4343.2292 | 460.2793 | 4343.2292 | 4803.5085
5040 | 457.2654 | 4357.7491 | 457.2654 | 4357.7491 | 4815.0145
5041 | 441.6001 | 4368.1708 | 441.6001 | 4368.1708 | 4809.771
5042 | 442.4685 | 4364.5039 | 442.4685 | 4364.5039 | 4806.9724
5043 | 459.0207 | 4348.3033 | 459.0207 | 4348.3033 | 4807.3241
5044 | 484.7533 | 4289.0178 | 484.7533 | 4289.0178 | 4773.7711
5045 | 504.1269 | 4260.2711 | 504.1269 | 4260.2711 | 4764.3979
5046 | 500.0426 | 4234.614 | 500.0426 | 4234.614 | 4734.6567
5047 | 471.8153 | 4178.4756 | 471.8153 | 4178.4756 | 4650.2909
5048 | 460.9833 | 4101.7449 | 460.9833 | 4101.7449 | 4562.7283
5049 | 448.9427 | 4021.882 | 448.9427 | 4021.882 | 4470.8247
5050 | 433.5772 | 3953.7958 | 433.5772 | 3953.7958 | 4387.373
5051 | 407.7395 | 3881.3393 | 407.7395 | 3881.3393 | 4289.0788
5052 | 387.4417 | 3827.1638 | 387.4417 | 3827.1638 | 4214.6055
5053 | 368.6094 | 3800.7997 | 368.6094 | 3800.7997 | 4169.4091
5054 | 360.7629 | 3792.482 | 360.7629 | 3792.482 | 4153.2449
5055 | 354.9877 | 3798.3928 | 354.9877 | 3798.3928 | 4153.3805
5056 | 351.5557 | 3819.3858 | 351.5557 | 3819.3858 | 4170.9416
5057 | 354.7163 | 3865.7643 | 354.7163 | 3865.7643 | 4220.4806
5058 | 366.1666 | 3972.0112 | 366.1666 | 3972.0112 | 4338.1778
5059 | 385.9776 | 4006.0741 | 385.9776 | 4006.0741 | 4392.0517
5060 | 414.332 | 4029.203 | 414.332 | 4029.203 | 4443.535
5061 | 426.1428 | 4023.8518 | 426.1428 | 4023.8518 | 4449.9946
5062 | 437.4201 | 4014.9485 | 437.4201 | 4014.9485 | 4452.3686
5063 | 463.169 | 3998.4759 | 463.169 | 3998.4759 | 4461.6448
5064 | 457.9792 | 3983.448 | 457.9792 | 3983.448 | 4441.4272
5065 | 441.2357 | 3963.0297 | 441.2357 | 3963.0297 | 4404.2654
5066 | 443.8926 | 3932.4854 | 443.8926 | 3932.4854 | 4376.3781
5067 | 455.9014 | 3913.6144 | 455.9014 | 3913.6144 | 4369.5157
5068 | 481.1798 | 3874.9175 | 481.1798 | 3874.9175 | 4356.0973
5069 | 501.8847 | 3873.9957 | 501.8847 | 3873.9957 | 4375.8804
5070 | 491.7075 | 3869.7889 | 491.7075 | 3869.7889 | 4361.4964
5071 | 469.2441 | 3853.2773 | 469.2441 | 3853.2773 | 4322.5214
5072 | 458.0471 | 3838.1404 | 458.0471 | 3838.1404 | 4296.1875
5073 | 445.284 | 3828.8305 | 445.284 | 3828.8305 | 4274.1145
5074 | 428.3201 | 3832.331 | 428.3201 | 3832.331 | 4260.6511
5075 | 404.2894 | 3827.0678 | 404.2894 | 3827.0678 | 4231.3572
5076 | 381.5242 | 3827.4222 | 381.5242 | 3827.4222 | 4208.9465
5077 | 366.4193 | 3851.97 | 366.4193 | 3851.97 | 4218.3893
5078 | 356.3399 | 3880.1779 | 356.3399 | 3880.1779 | 4236.5178
5079 | 351.3701 | 3894.1863 | 351.3701 | 3894.1863 | 4245.5564
5080 | 346.8116 | 3895.4521 | 346.8116 | 3895.4521 | 4242.2637
5081 | 350.3098 | 3915.2117 | 350.3098 | 3915.2117 | 4265.5215
5082 | 360.1371 | 3996.5626 | 360.1371 | 3996.5626 | 4356.6997
5083 | 381.4314 | 4010.123 | 381.4314 | 4010.123 | 4391.5544
5084 | 408.011 | 4019.0378 | 408.011 | 4019.0378 | 4427.0488
5085 | 421.5153 | 4011.0162 | 421.5153 | 4011.0162 | 4432.5315
5086 | 433.9856 | 4008.9184 | 433.9856 | 4008.9184 | 4442.904
5087 | 461.1257 | 3999.2512 | 461.1257 | 3999.2512 | 4460.3769
5088 | 458.0062 | 3988.789 | 458.0062 | 3988.789 | 4446.7952
5089 | 443.8581 | 3986.2028 | 443.8581 | 3986.2028 | 4430.0609
5090 | 447.1531 | 3987.6184 | 447.1531 | 3987.6184 | 4434.7715
5091 | 459.8836 | 3998.812 | 459.8836 | 3998.812 | 4458.6956
5092 | 481.5846 | 3983.116 | 481.5846 | 3983.116 | 4464.7006
5093 | 497.0361 | 4000.3708 | 497.0361 | 4000.3708 | 4497.4069
5094 | 491.8196 | 4011.584 | 491.8196 | 4011.584 | 4503.4036
5095 | 470.6995 | 4003.7731 | 470.6995 | 4003.7731 | 4474.4725
5096 | 459.2387 | 3997.8537 | 459.2387 | 3997.8537 | 4457.0924
5097 | 444.8334 | 4000.0873 | 444.8334 | 4000.0873 | 4444.9207
5098 | 430.4194 | 4000.4004 | 430.4194 | 4000.4004 | 4430.8197
5099 | 407.3366 | 3977.7358 | 407.3366 | 3977.7358 | 4385.0724
5100 | 387.9926 | 3961.9811 | 387.9926 | 3961.9811 | 4349.9737
5101 | 370.5477 | 3968.5245 | 370.5477 | 3968.5245 | 4339.0723
5102 | 362.936 | 3984.6721 | 362.936 | 3984.6721 | 4347.6081
5103 | 354.8433 | 3999.1974 | 354.8433 | 3999.1974 | 4354.0407
5104 | 350.1531 | 4019.5013 | 350.1531 | 4019.5013 | 4369.6543
5105 | 352.6968 | 4071.3931 | 352.6968 | 4071.3931 | 4424.0899
5106 | 362.3736 | 4182.7225 | 362.3736 | 4182.7225 | 4545.0961
5107 | 377.8803 | 4216.1824 | 377.8803 | 4216.1824 | 4594.0627
5108 | 398.1353 | 4233.8841 | 398.1353 | 4233.8841 | 4632.0193
5109 | 415.3372 | 4230.2559 | 415.3372 | 4230.2559 | 4645.5931
5110 | 426.742 | 4240.1322 | 426.742 | 4240.1322 | 4666.8743
5111 | 451.1221 | 4248.814 | 451.1221 | 4248.814 | 4699.9361
5112 | 454.052 | 4259.3713 | 454.052 | 4259.3713 | 4713.4233
5113 | 440.5114 | 4268.9315 | 440.5114 | 4268.9315 | 4709.4429
5114 | 444.7802 | 4276.7219 | 444.7802 | 4276.7219 | 4721.5021
5115 | 453.7557 | 4299.8897 | 453.7557 | 4299.8897 | 4753.6454
5116 | 475.9816 | 4302.801 | 475.9816 | 4302.801 | 4778.7826
5117 | 493.8414 | 4339.4385 | 493.8414 | 4339.4385 | 4833.2799
5118 | 489.5674 | 4362.3675 | 489.5674 | 4362.3675 | 4851.9348
5119 | 471.8063 | 4358.1746 | 471.8063 | 4358.1746 | 4829.9809
5120 | 459.8686 | 4347.2589 | 459.8686 | 4347.2589 | 4807.1275
5121 | 449.6862 | 4331.5742 | 449.6862 | 4331.5742 | 4781.2604
5122 | 434.7822 | 4311.1263 | 434.7822 | 4311.1263 | 4745.9085
5123 | 411.8055 | 4274.0755 | 411.8055 | 4274.0755 | 4685.881
5124 | 390.4565 | 3789.8343 | 390.4565 | 3789.8343 | 4180.2908
5125 | 373.9407 | 3788.9049 | 373.9407 | 3788.9049 | 4162.8457
5126 | 365.8435 | 3800.9576 | 365.8435 | 3800.9576 | 4166.8011
5127 | 358.4432 | 3807.9165 | 358.4432 | 3807.9165 | 4166.3598
5128 | 354.0188 | 3808.8436 | 354.0188 | 3808.8436 | 4162.8624
5129 | 355.8372 | 3843.3184 | 355.8372 | 3843.3184 | 4199.1556
5130 | 363.3524 | 3934.1285 | 363.3524 | 3934.1285 | 4297.481
5131 | 374.6941 | 3962.3106 | 374.6941 | 3962.3106 | 4337.0047
5132 | 390.8057 | 3982.7195 | 390.8057 | 3982.7195 | 4373.5252
5133 | 404.4571 | 3980.7754 | 404.4571 | 3980.7754 | 4385.2325
5134 | 420.3252 | 3976.7844 | 420.3252 | 3976.7844 | 4397.1097
5135 | 445.5642 | 3960.2082 | 445.5642 | 3960.2082 | 4405.7725
5136 | 449.1863 | 3942.7671 | 449.1863 | 3942.7671 | 4391.9534
5137 | 439.3255 | 3919.335 | 439.3255 | 3919.335 | 4358.6605
5138 | 438.4198 | 3904.221 | 438.4198 | 3904.221 | 4342.6408
5139 | 450.7973 | 3915.9783 | 450.7973 | 3915.9783 | 4366.7756
5140 | 473.1497 | 3919.2262 | 473.1497 | 3919.2262 | 4392.3759
5141 | 490.977 | 3953.9264 | 490.977 | 3953.9264 | 4444.9034
5142 | 484.6231 | 3972.2144 | 484.6231 | 3972.2144 | 4456.8375
5143 | 467.5516 | 3962.1374 | 467.5516 | 3962.1374 | 4429.689
5144 | 457.0197 | 3953.3653 | 457.0197 | 3953.3653 | 4410.385
5145 | 446.3277 | 3935.1448 | 446.3277 | 3935.1448 | 4381.4726
5146 | 434.7197 | 3918.3786 | 434.7197 | 3918.3786 | 4353.0983
5147 | 415.4459 | 3893.2995 | 415.4459 | 3893.2995 | 4308.7454
5148 | 395.691 | 3878.4814 | 395.691 | 3878.4814 | 4274.1723
5149 | 379.1347 | 3874.0982 | 379.1347 | 3874.0982 | 4253.2329
5150 | 369.462 | 3872.259 | 369.462 | 3872.259 | 4241.721
5151 | 361.9624 | 3880.0622 | 361.9624 | 3880.0622 | 4242.0246
5152 | 359.7375 | 3884.7501 | 359.7375 | 3884.7501 | 4244.4875
5153 | 359.1572 | 3918.9179 | 359.1572 | 3918.9179 | 4278.075
5154 | 365.2737 | 4009.0372 | 365.2737 | 4009.0372 | 4374.311
5155 | 378.5491 | 4032.5375 | 378.5491 | 4032.5375 | 4411.0866
5156 | 395.3045 | 4045.3481 | 395.3045 | 4045.3481 | 4440.6526
5157 | 407.9361 | 4028.8981 | 407.9361 | 4028.8981 | 4436.8342
5158 | 421.4374 | 4017.9228 | 421.4374 | 4017.9228 | 4439.3602
5159 | 446.7102 | 4013.0127 | 446.7102 | 4013.0127 | 4459.7229
5160 | 446.6862 | 4020.8994 | 446.6862 | 4020.8994 | 4467.5856
5161 | 440.9452 | 4023.2554 | 440.9452 | 4023.2554 | 4464.2006
5162 | 440.8568 | 4025.1034 | 440.8568 | 4025.1034 | 4465.9602
5163 | 447.9652 | 4045.1497 | 447.9652 | 4045.1497 | 4493.115
5164 | 471.3161 | 4047.7069 | 471.3161 | 4047.7069 | 4519.023
5165 | 494.4876 | 4081.2559 | 494.4876 | 4081.2559 | 4575.7435
5166 | 486.3329 | 4107.1421 | 486.3329 | 4107.1421 | 4593.475
5167 | 469.6473 | 4106.3519 | 469.6473 | 4106.3519 | 4575.9993
5168 | 455.3536 | 4103.2594 | 455.3536 | 4103.2594 | 4558.613
5169 | 446.9453 | 4094.1723 | 446.9453 | 4094.1723 | 4541.1176
5170 | 433.0725 | 4079.248 | 433.0725 | 4079.248 | 4512.3205
5171 | 411.7859 | 4045.0356 | 411.7859 | 4045.0356 | 4456.8216
5172 | 393.4603 | 4018.7817 | 393.4603 | 4018.7817 | 4412.2419
5173 | 378.2591 | 4004.2674 | 378.2591 | 4004.2674 | 4382.5265
5174 | 367.8313 | 3997.8231 | 367.8313 | 3997.8231 | 4365.6544
5175 | 360.9709 | 3990.967 | 360.9709 | 3990.967 | 4351.9379
5176 | 358.2832 | 3981.9932 | 358.2832 | 3981.9932 | 4340.2764
5177 | 359.7585 | 4010.328 | 359.7585 | 4010.328 | 4370.0865
5178 | 367.6294 | 4094.7678 | 367.6294 | 4094.7678 | 4462.3971
5179 | 382.1456 | 4110.0557 | 382.1456 | 4110.0557 | 4492.2013
5180 | 401.5763 | 4115.882 | 401.5763 | 4115.882 | 4517.4583
5181 | 418.3317 | 4105.9558 | 418.3317 | 4105.9558 | 4524.2875
5182 | 432.8058 | 4101.8113 | 432.8058 | 4101.8113 | 4534.6171
5183 | 456.078 | 4092.987 | 456.078 | 4092.987 | 4549.065
5184 | 455.2695 | 4096.1151 | 455.2695 | 4096.1151 | 4551.3845
5185 | 438.9033 | 4096.0918 | 438.9033 | 4096.0918 | 4534.9951
5186 | 439.8669 | 4095.407 | 439.8669 | 4095.407 | 4535.274
5187 | 449.8937 | 4100.9475 | 449.8937 | 4100.9475 | 4550.8412
5188 | 473.0828 | 4088.615 | 473.0828 | 4088.615 | 4561.6978
5189 | 498.1625 | 4111.8026 | 498.1625 | 4111.8026 | 4609.9651
5190 | 492.3977 | 4128.1718 | 492.3977 | 4128.1718 | 4620.5695
5191 | 473.5194 | 4118.4786 | 473.5194 | 4118.4786 | 4591.998
5192 | 462.7302 | 4102.1849 | 462.7302 | 4102.1849 | 4564.9151
5193 | 451.7682 | 4073.3729 | 451.7682 | 4073.3729 | 4525.141
5194 | 436.4601 | 4037.1886 | 436.4601 | 4037.1886 | 4473.6488
5195 | 411.2815 | 3992.3847 | 411.2815 | 3992.3847 | 4403.6662
5196 | 389.7776 | 3965.0562 | 389.7776 | 3965.0562 | 4354.8338
5197 | 375.0393 | 3946.8579 | 375.0393 | 3946.8579 | 4321.8972
5198 | 365.6235 | 3925.9077 | 365.6235 | 3925.9077 | 4291.5312
5199 | 359.9053 | 3898.0219 | 359.9053 | 3898.0219 | 4257.9272
5200 | 356.3367 | 3859.2688 | 356.3367 | 3859.2688 | 4215.6056
5201 | 360.8936 | 3852.4518 | 360.8936 | 3852.4518 | 4213.3454
5202 | 372.7526 | 3887.6944 | 372.7526 | 3887.6944 | 4260.447
5203 | 393.132 | 3842.733 | 393.132 | 3842.733 | 4235.865
5204 | 419.157 | 3803.7369 | 419.157 | 3803.7369 | 4222.8939
5205 | 434.5555 | 3763.0336 | 434.5555 | 3763.0336 | 4197.5891
5206 | 446.9427 | 3749.1419 | 446.9427 | 3749.1419 | 4196.0845
5207 | 474.3904 | 3754.5931 | 474.3904 | 3754.5931 | 4228.9835
5208 | 468.9829 | 3775.5274 | 468.9829 | 3775.5274 | 4244.5103
5209 | 451.3061 | 3778.1904 | 451.3061 | 3778.1904 | 4229.4965
5210 | 452.1366 | 3768.2955 | 452.1366 | 3768.2955 | 4220.4322
5211 | 464.2644 | 3779.055 | 464.2644 | 3779.055 | 4243.3195
5212 | 487.0363 | 3785.2195 | 487.0363 | 3785.2195 | 4272.2557
5213 | 511.6091 | 3828.2088 | 511.6091 | 3828.2088 | 4339.8178
5214 | 507.5391 | 3862.6144 | 507.5391 | 3862.6144 | 4370.1534
5215 | 484.1147 | 3866.1222 | 484.1147 | 3866.1222 | 4350.237
5216 | 469.9088 | 3856.1989 | 469.9088 | 3856.1989 | 4326.1077
5217 | 456.3663 | 3832.7594 | 456.3663 | 3832.7594 | 4289.1257
5218 | 439.2997 | 3808.318 | 439.2997 | 3808.318 | 4247.6177
5219 | 415.0452 | 3771.2659 | 415.0452 | 3771.2659 | 4186.311
5220 | 394.1936 | 3750.6147 | 394.1936 | 3750.6147 | 4144.8083
5221 | 375.9682 | 3752.0646 | 375.9682 | 3752.0646 | 4128.0328
5222 | 367.1734 | 3763.887 | 367.1734 | 3763.887 | 4131.0604
5223 | 362.1926 | 3771.4599 | 362.1926 | 3771.4599 | 4133.6525
5224 | 358.5976 | 3768.7797 | 358.5976 | 3768.7797 | 4127.3773
5225 | 360.779 | 3797.9588 | 360.779 | 3797.9588 | 4158.7378
5226 | 371.5133 | 3881.6311 | 371.5133 | 3881.6311 | 4253.1444
5227 | 393.0731 | 3896.4585 | 393.0731 | 3896.4585 | 4289.5316
5228 | 418.0104 | 3901.6708 | 418.0104 | 3901.6708 | 4319.6812
5229 | 433.905 | 3879.9249 | 433.905 | 3879.9249 | 4313.8299
5230 | 444.5604 | 3858.2814 | 444.5604 | 3858.2814 | 4302.8417
5231 | 475.8663 | 3840.8609 | 475.8663 | 3840.8609 | 4316.7272
5232 | 470.5484 | 3844.3727 | 470.5484 | 3844.3727 | 4314.9212
5233 | 454.4088 | 3845.0403 | 454.4088 | 3845.0403 | 4299.4491
5234 | 454.7927 | 3842.667 | 454.7927 | 3842.667 | 4297.4596
5235 | 464.1711 | 3855.115 | 464.1711 | 3855.115 | 4319.2861
5236 | 486.6414 | 3853.1438 | 486.6414 | 3853.1438 | 4339.7853
5237 | 509.4467 | 3886.6161 | 509.4467 | 3886.6161 | 4396.0627
5238 | 503.8659 | 3917.3376 | 503.8659 | 3917.3376 | 4421.2035
5239 | 481.3857 | 3925.297 | 481.3857 | 3925.297 | 4406.6827
5240 | 468.0396 | 3925.5048 | 468.0396 | 3925.5048 | 4393.5444
5241 | 455.9262 | 3912.6569 | 455.9262 | 3912.6569 | 4368.5831
5242 | 440.7453 | 3890.3645 | 440.7453 | 3890.3645 | 4331.1098
5243 | 416.0737 | 3846.7118 | 416.0737 | 3846.7118 | 4262.7855
5244 | 392.9743 | 3812.6293 | 392.9743 | 3812.6293 | 4205.6036
5245 | 379.2532 | 3789.519 | 379.2532 | 3789.519 | 4168.7722
5246 | 368.3886 | 3773.7111 | 368.3886 | 3773.7111 | 4142.0997
5247 | 363.8366 | 3760.4078 | 363.8366 | 3760.4078 | 4124.2445
5248 | 359.4637 | 3743.6823 | 359.4637 | 3743.6823 | 4103.146
5249 | 362.5006 | 3758.4322 | 362.5006 | 3758.4322 | 4120.9327
5250 | 375.7063 | 3827.9056 | 375.7063 | 3827.9056 | 4203.6119
5251 | 392.877 | 3816.254 | 392.877 | 3816.254 | 4209.131
5252 | 419.0544 | 3779.4837 | 419.0544 | 3779.4837 | 4198.5381
5253 | 434.9119 | 3722.6627 | 434.9119 | 3722.6627 | 4157.5747
5254 | 447.5332 | 3681.8315 | 447.5332 | 3681.8315 | 4129.3647
5255 | 472.6668 | 3652.5914 | 472.6668 | 3652.5914 | 4125.2582
5256 | 469.0916 | 3644.4372 | 469.0916 | 3644.4372 | 4113.5287
5257 | 453.4157 | 3632.5943 | 453.4157 | 3632.5943 | 4086.01
5258 | 455.2562 | 3620.3969 | 455.2562 | 3620.3969 | 4075.6531
5259 | 464.311 | 3624.3256 | 464.311 | 3624.3256 | 4088.6366
5260 | 487.0609 | 3620.973 | 487.0609 | 3620.973 | 4108.0338
5261 | 508.3299 | 3651.6822 | 508.3299 | 3651.6822 | 4160.0121
5262 | 509.0081 | 3677.4149 | 509.0081 | 3677.4149 | 4186.423
5263 | 482.5952 | 3688.4444 | 482.5952 | 3688.4444 | 4171.0396
5264 | 464.4423 | 3705 | 464.4423 | 3705 | 4169.4423
5265 | 453.0816 | 3721.3174 | 453.0816 | 3721.3174 | 4174.399
5266 | 438.0801 | 3730.8766 | 438.0801 | 3730.8766 | 4168.9567
5267 | 414.5479 | 3720.8407 | 414.5479 | 3720.8407 | 4135.3886
5268 | 393.5151 | 3718.3794 | 393.5151 | 3718.3794 | 4111.8945
5269 | 378.2171 | 3714.2265 | 378.2171 | 3714.2265 | 4092.4436
5270 | 367.9655 | 3712.3873 | 367.9655 | 3712.3873 | 4080.3527
5271 | 363.2055 | 3718.7322 | 363.2055 | 3718.7322 | 4081.9377
5272 | 360.2213 | 3720.1198 | 360.2213 | 3720.1198 | 4080.3411
5273 | 361.9671 | 3742.6215 | 361.9671 | 3742.6215 | 4104.5886
5274 | 370.103 | 3811.5577 | 370.103 | 3811.5577 | 4181.6607
5275 | 385.8424 | 3811.7257 | 385.8424 | 3811.7257 | 4197.5681
5276 | 405.5406 | 3810.1072 | 405.5406 | 3810.1072 | 4215.6478
5277 | 422.6935 | 3809.698 | 422.6935 | 3809.698 | 4232.3916
5278 | 439.6514 | 3835.7166 | 439.6514 | 3835.7166 | 4275.368
5279 | 463.1821 | 3851.5292 | 463.1821 | 3851.5292 | 4314.7113
5280 | 463.2511 | 3849.7453 | 463.2511 | 3849.7453 | 4312.9964
5281 | 447.4413 | 3826.0061 | 447.4413 | 3826.0061 | 4273.4474
5282 | 450.0949 | 3797.0003 | 450.0949 | 3797.0003 | 4247.0952
5283 | 455.3708 | 3775.7547 | 455.3708 | 3775.7547 | 4231.1256
5284 | 481.4851 | 3743.5438 | 481.4851 | 3743.5438 | 4225.0289
5285 | 505.0032 | 3745.011 | 505.0032 | 3745.011 | 4250.0142
5286 | 498.5574 | 3738.2782 | 498.5574 | 3738.2782 | 4236.8356
5287 | 477.498 | 3713.7721 | 477.498 | 3713.7721 | 4191.2701
5288 | 464.7502 | 3699.3204 | 464.7502 | 3699.3204 | 4164.0707
5289 | 455.2311 | 3688.8518 | 455.2311 | 3688.8518 | 4144.0829
5290 | 440.4232 | 3676.0766 | 440.4232 | 3676.0766 | 4116.4997
5291 | 417.8414 | 3634.1891 | 417.8414 | 3634.1891 | 4052.0305
5292 | 395.9977 | 3592.4315 | 395.9977 | 3592.4315 | 3988.4292
5293 | 380.3196 | 3556.9643 | 380.3196 | 3556.9643 | 3937.2839
5294 | 369.7485 | 3522.6595 | 369.7485 | 3522.6595 | 3892.408
5295 | 362.4869 | 3483.8751 | 362.4869 | 3483.8751 | 3846.362
5296 | 359.1867 | 3439.289 | 359.1867 | 3439.289 | 3798.4757
5297 | 359.4007 | 3435.6187 | 359.4007 | 3435.6187 | 3795.0194
5298 | 368.0291 | 3489.2047 | 368.0291 | 3489.2047 | 3857.2338
5299 | 379.0329 | 3477.8602 | 379.0329 | 3477.8602 | 3856.893
5300 | 392.0931 | 3469.1038 | 392.0931 | 3469.1038 | 3861.1969
5301 | 413.4048 | 3440.6806 | 413.4048 | 3440.6806 | 3854.0854
5302 | 425.4019 | 3415.2763 | 425.4019 | 3415.2763 | 3840.6782
5303 | 452.5209 | 3370.6093 | 452.5209 | 3370.6093 | 3823.1302
5304 | 448.4532 | 3337.1273 | 448.4532 | 3337.1273 | 3785.5806
5305 | 436.276 | 3312.6974 | 436.276 | 3312.6974 | 3748.9734
5306 | 438.5162 | 3322.2972 | 438.5162 | 3322.2972 | 3760.8133
5307 | 447.5882 | 3359.9194 | 447.5882 | 3359.9194 | 3807.5076
5308 | 463.1608 | 3367.0049 | 463.1608 | 3367.0049 | 3830.1657
5309 | 489.1383 | 3366.323 | 489.1383 | 3366.323 | 3855.4613
5310 | 486.0283 | 3346.9264 | 486.0283 | 3346.9264 | 3832.9547
5311 | 468.9677 | 3313.8242 | 468.9677 | 3313.8242 | 3782.7918
5312 | 457.0782 | 3288.4739 | 457.0782 | 3288.4739 | 3745.5521
5313 | 446.9578 | 3253.4451 | 446.9578 | 3253.4451 | 3700.4029
5314 | 433.7459 | 3228.7735 | 433.7459 | 3228.7735 | 3662.5193
5315 | 412.8178 | 3207.9924 | 412.8178 | 3207.9924 | 3620.8103
5316 | 391.4603 | 3199.1609 | 391.4603 | 3199.1609 | 3590.6211
5317 | 376.686 | 3204.9088 | 376.686 | 3204.9088 | 3581.5949
5318 | 368.0494 | 3227.6298 | 368.0494 | 3227.6298 | 3595.6792
5319 | 360.3036 | 3270.8918 | 360.3036 | 3270.8918 | 3631.1955
5320 | 356.8274 | 3320.7859 | 356.8274 | 3320.7859 | 3677.6133
5321 | 357.579 | 3395.5548 | 357.579 | 3395.5548 | 3753.1338
5322 | 363.6174 | 3512.4602 | 363.6174 | 3512.4602 | 3876.0775
5323 | 373.955 | 3554.3039 | 373.955 | 3554.3039 | 3928.2588
5324 | 385.6686 | 3585.5346 | 385.6686 | 3585.5346 | 3971.2032
5325 | 405.3094 | 3589.27 | 405.3094 | 3589.27 | 3994.5794
5326 | 419.6439 | 3593.4914 | 419.6439 | 3593.4914 | 4013.1353
5327 | 446.3871 | 3594.3376 | 446.3871 | 3594.3376 | 4040.7248
5328 | 446.5624 | 3599.6915 | 446.5624 | 3599.6915 | 4046.2539
5329 | 436.6089 | 3607.2666 | 436.6089 | 3607.2666 | 4043.8755
5330 | 436.3816 | 3620.8574 | 436.3816 | 3620.8574 | 4057.239
5331 | 440.5135 | 3663.008 | 440.5135 | 3663.008 | 4103.5214
5332 | 456.7183 | 3696.8026 | 456.7183 | 3696.8026 | 4153.521
5333 | 481.4275 | 3765.2732 | 481.4275 | 3765.2732 | 4246.7007
5334 | 478.9093 | 3823.4715 | 478.9093 | 3823.4715 | 4302.3808
5335 | 460.1146 | 3845.246 | 460.1146 | 3845.246 | 4305.3606
5336 | 446.9896 | 3854.2801 | 446.9896 | 3854.2801 | 4301.2697
5337 | 434.1197 | 3844.579 | 434.1197 | 3844.579 | 4278.6987
5338 | 420.6943 | 3827.5057 | 420.6943 | 3827.5057 | 4248.2
5339 | 399.8456 | 3798.7426 | 399.8456 | 3798.7426 | 4198.5882
5340 | 378.5945 | 3785.4595 | 378.5945 | 3785.4595 | 4164.054
5341 | 363.953 | 3791.1307 | 363.953 | 3791.1307 | 4155.0837
5342 | 355.5194 | 3811.9329 | 355.5194 | 3811.9329 | 4167.4523
5343 | 349.0263 | 3845.5244 | 349.0263 | 3845.5244 | 4194.5506
5344 | 346.3671 | 3877.075 | 346.3671 | 3877.075 | 4223.4421
5345 | 348.5835 | 3936.5705 | 348.5835 | 3936.5705 | 4285.154
5346 | 356.581 | 4042.347 | 356.581 | 4042.347 | 4398.928
5347 | 370.1593 | 4074.0597 | 370.1593 | 4074.0597 | 4444.219
5348 | 386.9891 | 4095.6966 | 386.9891 | 4095.6966 | 4482.6857
5349 | 407.5083 | 4089.2241 | 407.5083 | 4089.2241 | 4496.7324
5350 | 420.502 | 4084.5424 | 420.502 | 4084.5424 | 4505.0445
5351 | 446.6371 | 4077.7903 | 446.6371 | 4077.7903 | 4524.4275
5352 | 441.9977 | 4075.8529 | 441.9977 | 4075.8529 | 4517.8506
5353 | 428.6798 | 4063.2425 | 428.6798 | 4063.2425 | 4491.9223
5354 | 431.4959 | 4046.4401 | 431.4959 | 4046.4401 | 4477.936
5355 | 438.0404 | 4033.9441 | 438.0404 | 4033.9441 | 4471.9845
5356 | 457.8694 | 3997.2049 | 457.8694 | 3997.2049 | 4455.0744
5357 | 485.1367 | 3994.3741 | 485.1367 | 3994.3741 | 4479.5108
5358 | 486.6862 | 3994.9326 | 486.6862 | 3994.9326 | 4481.6188
5359 | 467.1663 | 3983.9346 | 467.1663 | 3983.9346 | 4451.1009
5360 | 455.5363 | 3976.0835 | 455.5363 | 3976.0835 | 4431.6198
5361 | 444.9031 | 3955.5605 | 444.9031 | 3955.5605 | 4400.4636
5362 | 432.1973 | 3931.9634 | 432.1973 | 3931.9634 | 4364.1607
5363 | 405.7129 | 3905.7331 | 405.7129 | 3905.7331 | 4311.446
5364 | 383.5868 | 3893.9083 | 383.5868 | 3893.9083 | 4277.495
5365 | 366.9097 | 3895.1279 | 366.9097 | 3895.1279 | 4262.0377
5366 | 361.0082 | 3901.4242 | 361.0082 | 3901.4242 | 4262.4324
5367 | 353.0817 | 3911.3765 | 353.0817 | 3911.3765 | 4264.4582
5368 | 350.1785 | 3922.5882 | 350.1785 | 3922.5882 | 4272.7666
5369 | 355.0672 | 3967.1941 | 355.0672 | 3967.1941 | 4322.2613
5370 | 367.1044 | 4067.8283 | 367.1044 | 4067.8283 | 4434.9327
5371 | 386.1414 | 4098.1594 | 386.1414 | 4098.1594 | 4484.3008
5372 | 411.2268 | 4120.0265 | 411.2268 | 4120.0265 | 4531.2533
5373 | 426.0208 | 4123.1479 | 426.0208 | 4123.1479 | 4549.1687
5374 | 436.4407 | 4129.5951 | 436.4407 | 4129.5951 | 4566.0358
5375 | 464.0114 | 4131.2856 | 464.0114 | 4131.2856 | 4595.297
5376 | 460.293 | 4136.3324 | 460.293 | 4136.3324 | 4596.6254
5377 | 442.6407 | 4126.0246 | 442.6407 | 4126.0246 | 4568.6653
5378 | 442.6045 | 4106.9196 | 442.6045 | 4106.9196 | 4549.5241
5379 | 454.1684 | 4090.2024 | 454.1684 | 4090.2024 | 4544.3707
5380 | 472.7967 | 4046.5556 | 472.7967 | 4046.5556 | 4519.3523
5381 | 503.9153 | 4034.1309 | 503.9153 | 4034.1309 | 4538.0462
5382 | 503.7346 | 4022.8698 | 503.7346 | 4022.8698 | 4526.6045
5383 | 483.1228 | 4001.664 | 483.1228 | 4001.664 | 4484.7868
5384 | 472.4215 | 3988.3636 | 472.4215 | 3988.3636 | 4460.7851
5385 | 457.0449 | 3964.6171 | 457.0449 | 3964.6171 | 4421.662
5386 | 440.2034 | 3934.0357 | 440.2034 | 3934.0357 | 4374.2391
5387 | 414.6915 | 3885.7012 | 414.6915 | 3885.7012 | 4300.3926
5388 | 391.3439 | 3847.0136 | 391.3439 | 3847.0136 | 4238.3575
5389 | 373.7667 | 3823.4428 | 373.7667 | 3823.4428 | 4197.2095
5390 | 365.1006 | 3807.1744 | 365.1006 | 3807.1744 | 4172.275
5391 | 359.1788 | 3791.1849 | 359.1788 | 3791.1849 | 4150.3637
5392 | 356.3773 | 3772.0033 | 356.3773 | 3772.0033 | 4128.3806
5393 | 357.6444 | 3785.1414 | 357.6444 | 3785.1414 | 4142.7858
5394 | 371.1939 | 3855.6126 | 371.1939 | 3855.6126 | 4226.8065
5395 | 390.4043 | 3858.3902 | 390.4043 | 3858.3902 | 4248.7945
5396 | 418.7683 | 3851.0153 | 418.7683 | 3851.0153 | 4269.7837
5397 | 434.5923 | 3823.9737 | 434.5923 | 3823.9737 | 4258.566
5398 | 442.8609 | 3796.2668 | 442.8609 | 3796.2668 | 4239.1277
5399 | 468.6935 | 3760.1959 | 468.6935 | 3760.1959 | 4228.8895
5400 | 461.4018 | 3731.626 | 461.4018 | 3731.626 | 4193.0277
5401 | 443.9655 | 3702.898 | 443.9655 | 3702.898 | 4146.8635
5402 | 442.4901 | 3681.03 | 442.4901 | 3681.03 | 4123.5201
5403 | 450.1491 | 3679.5094 | 450.1491 | 3679.5094 | 4129.6585
5404 | 467.9888 | 3659.9623 | 467.9888 | 3659.9623 | 4127.9511
5405 | 498.1615 | 3672.0978 | 498.1615 | 3672.0978 | 4170.2594
5406 | 502.1336 | 3683.0177 | 502.1336 | 3683.0177 | 4185.1513
5407 | 479.6974 | 3682.1508 | 479.6974 | 3682.1508 | 4161.8482
5408 | 463.4713 | 3688.4986 | 463.4713 | 3688.4986 | 4151.9699
5409 | 453.3457 | 3678.1835 | 453.3457 | 3678.1835 | 4131.5292
5410 | 436.4212 | 3649.8278 | 436.4212 | 3649.8278 | 4086.249
5411 | 411.577 | 3601.8771 | 411.577 | 3601.8771 | 4013.454
5412 | 387.7638 | 3576.5441 | 387.7638 | 3576.5441 | 3964.3079
5413 | 372.1606 | 3581.064 | 372.1606 | 3581.064 | 3953.2247
5414 | 360.7066 | 3603.0175 | 360.7066 | 3603.0175 | 3963.7241
5415 | 354.1445 | 3626.3244 | 354.1445 | 3626.3244 | 3980.4689
5416 | 350.7502 | 3645.2879 | 350.7502 | 3645.2879 | 3996.0381
5417 | 354.7513 | 3698.7969 | 354.7513 | 3698.7969 | 4053.5481
5418 | 366.5581 | 3809.7924 | 366.5581 | 3809.7924 | 4176.3504
5419 | 381.3301 | 3850.5616 | 381.3301 | 3850.5616 | 4231.8917
5420 | 408.7823 | 3879.1061 | 408.7823 | 3879.1061 | 4287.8883
5421 | 426.2563 | 3876.3944 | 426.2563 | 3876.3944 | 4302.6507
5422 | 437.8154 | 3870.4847 | 437.8154 | 3870.4847 | 4308.3001
5423 | 464.3475 | 3854.4458 | 464.3475 | 3854.4458 | 4318.7933
5424 | 456.3925 | 3843.068 | 456.3925 | 3843.068 | 4299.4604
5425 | 438.6258 | 3829.4599 | 438.6258 | 3829.4599 | 4268.0857
5426 | 440.1868 | 3817.1857 | 440.1868 | 3817.1857 | 4257.3725
5427 | 449.931 | 3826.8707 | 449.931 | 3826.8707 | 4276.8017
5428 | 463.3838 | 3815.4592 | 463.3838 | 3815.4592 | 4278.843
5429 | 490.799 | 3830.6648 | 490.799 | 3830.6648 | 4321.4638
5430 | 496.9688 | 3847.8782 | 496.9688 | 3847.8782 | 4344.847
5431 | 473.0551 | 3857.2959 | 473.0551 | 3857.2959 | 4330.351
5432 | 459.2261 | 3878.4566 | 459.2261 | 3878.4566 | 4337.6827
5433 | 448.4322 | 3881.7263 | 448.4322 | 3881.7263 | 4330.1586
5434 | 432.6525 | 3866.7253 | 432.6525 | 3866.7253 | 4299.3779
5435 | 407.5079 | 3832.2059 | 407.5079 | 3832.2059 | 4239.7138
5436 | 386.3008 | 3811.478 | 386.3008 | 3811.478 | 4197.7788
5437 | 370.8673 | 3809.7044 | 370.8673 | 3809.7044 | 4180.5717
5438 | 363.2628 | 3821.757 | 363.2628 | 3821.757 | 4185.0198
5439 | 355.8807 | 3839.3076 | 355.8807 | 3839.3076 | 4195.1883
5440 | 350.7727 | 3853.973 | 350.7727 | 3853.973 | 4204.7457
5441 | 353.1348 | 3901.649 | 353.1348 | 3901.649 | 4254.7838
5442 | 360.5617 | 4004.2787 | 360.5617 | 4004.2787 | 4364.8403
5443 | 371.3842 | 4040.6731 | 371.3842 | 4040.6731 | 4412.0573
5444 | 393.626 | 4071.8271 | 393.626 | 4071.8271 | 4465.4531
5445 | 411.0655 | 4087.4588 | 411.0655 | 4087.4588 | 4498.5243
5446 | 425.2437 | 4109.2562 | 425.2437 | 4109.2562 | 4534.4999
5447 | 449.7043 | 4120.387 | 449.7043 | 4120.387 | 4570.0913
5448 | 449.0146 | 4134.7207 | 449.0146 | 4134.7207 | 4583.7352
5449 | 435.598 | 4138.3815 | 435.598 | 4138.3815 | 4573.9795
5450 | 439.0741 | 4137.5432 | 439.0741 | 4137.5432 | 4576.6173
5451 | 441.5989 | 4153.5217 | 441.5989 | 4153.5217 | 4595.1206
5452 | 454.445 | 4143.1848 | 454.445 | 4143.1848 | 4597.6298
5453 | 480.2413 | 4155.704 | 480.2413 | 4155.704 | 4635.9454
5454 | 485.3839 | 4164.0144 | 485.3839 | 4164.0144 | 4649.3983
5455 | 465.6819 | 4156.5469 | 465.6819 | 4156.5469 | 4622.2288
5456 | 450.5052 | 4154.9894 | 450.5052 | 4154.9894 | 4605.4945
5457 | 438.4994 | 4147.1303 | 438.4994 | 4147.1303 | 4585.6297
5458 | 426.9504 | 4131.6688 | 426.9504 | 4131.6688 | 4558.6192
5459 | 406.1201 | 4092.6211 | 406.1201 | 4092.6211 | 4498.7412
5460 | 385.9205 | 4054.2405 | 385.9205 | 4054.2405 | 4440.161
5461 | 369.7415 | 4028.1369 | 369.7415 | 4028.1369 | 4397.8784
5462 | 359.8374 | 4013.25 | 359.8374 | 4013.25 | 4373.0874
5463 | 353.0135 | 4006.0869 | 353.0135 | 4006.0869 | 4359.1004
5464 | 350.2318 | 3991.9708 | 350.2318 | 3991.9708 | 4342.2026
5465 | 351.0136 | 3998.8154 | 351.0136 | 3998.8154 | 4349.8289
5466 | 359.1895 | 4052.0176 | 359.1895 | 4052.0176 | 4411.2072
5467 | 364.7501 | 4035.6075 | 364.7501 | 4035.6075 | 4400.3576
5468 | 380.7565 | 4001.5234 | 380.7565 | 4001.5234 | 4382.2799
5469 | 397.3868 | 3935.7227 | 397.3868 | 3935.7227 | 4333.1095
5470 | 410.9874 | 3864.2679 | 410.9874 | 3864.2679 | 4275.2553
5471 | 437.7911 | 3784.6026 | 437.7911 | 3784.6026 | 4222.3938
5472 | 440.2382 | 3725.4859 | 440.2382 | 3725.4859 | 4165.7241
5473 | 426.8424 | 3675.498 | 426.8424 | 3675.498 | 4102.3403
5474 | 427.7507 | 3645.4944 | 427.7507 | 3645.4944 | 4073.2451
5475 | 432.9023 | 3644.1273 | 432.9023 | 3644.1273 | 4077.0296
5476 | 447.0478 | 3621.0497 | 447.0478 | 3621.0497 | 4068.0975
5477 | 476.2604 | 3627.4289 | 476.2604 | 3627.4289 | 4103.6893
5478 | 475.2341 | 3629.062 | 475.2341 | 3629.062 | 4104.296
5479 | 456.8892 | 3618.985 | 456.8892 | 3618.985 | 4075.8742
5480 | 446.9884 | 3629.554 | 446.9884 | 3629.554 | 4076.5424
5481 | 436.8374 | 3634.9728 | 436.8374 | 3634.9728 | 4071.8102
5482 | 423.1665 | 3633.0962 | 423.1665 | 3633.0962 | 4056.2626
5483 | 401.3258 | 3611.3941 | 401.3258 | 3611.3941 | 4012.7199
5484 | 382.204 | 3595.5015 | 382.204 | 3595.5015 | 3977.7056
5485 | 368.404 | 3594.9559 | 368.404 | 3594.9559 | 3963.3599
5486 | 358.5288 | 3605.934 | 358.5288 | 3605.934 | 3964.4629
5487 | 352.8401 | 3626.0174 | 352.8401 | 3626.0174 | 3978.8575
5488 | 348.6278 | 3638.9176 | 348.6278 | 3638.9176 | 3987.5453
5489 | 350.8321 | 3675.6181 | 350.8321 | 3675.6181 | 4026.4503
5490 | 356.5493 | 3760.4417 | 356.5493 | 3760.4417 | 4116.991
5491 | 363.7025 | 3773.3504 | 363.7025 | 3773.3504 | 4137.0529
5492 | 377.8997 | 3779.7907 | 377.8997 | 3779.7907 | 4157.6904
5493 | 395.0586 | 3765.7966 | 395.0586 | 3765.7966 | 4160.8552
5494 | 410.6164 | 3758.5822 | 410.6164 | 3758.5822 | 4169.1985
5495 | 432.3135 | 3755.2071 | 432.3135 | 3755.2071 | 4187.5206
5496 | 434.1406 | 3762.7867 | 434.1406 | 3762.7867 | 4196.9274
5497 | 422.8183 | 3759.4632 | 422.8183 | 3759.4632 | 4182.2815
5498 | 422.8646 | 3752.6384 | 422.8646 | 3752.6384 | 4175.503
5499 | 428.847 | 3758.0253 | 428.847 | 3758.0253 | 4186.8723
5500 | 444.0159 | 3737.7875 | 444.0159 | 3737.7875 | 4181.8035
5501 | 474.9144 | 3745.8553 | 474.9144 | 3745.8553 | 4220.7697
5502 | 476.6449 | 3751.3258 | 476.6449 | 3751.3258 | 4227.9707
5503 | 457.3883 | 3742.0931 | 457.3883 | 3742.0931 | 4199.4814
5504 | 443.6859 | 3748.0571 | 443.6859 | 3748.0571 | 4191.7431
5505 | 438.0217 | 3756.1622 | 438.0217 | 3756.1622 | 4194.1839
5506 | 421.8448 | 3762.7281 | 421.8448 | 3762.7281 | 4184.5729
5507 | 401.8168 | 3750.3897 | 401.8168 | 3750.3897 | 4152.2065
5508 | 380.8556 | 3744.2444 | 380.8556 | 3744.2444 | 4125.1
5509 | 367.2733 | 3752.5251 | 367.2733 | 3752.5251 | 4119.7984
5510 | 357.6699 | 3769.9503 | 357.6699 | 3769.9503 | 4127.6202
5511 | 351.9176 | 3783.2028 | 351.9176 | 3783.2028 | 4135.1204
5512 | 348.1594 | 3789.1187 | 348.1594 | 3789.1187 | 4137.278
5513 | 350.498 | 3826.2798 | 350.498 | 3826.2798 | 4176.7778
5514 | 359.6727 | 3912.2546 | 359.6727 | 3912.2546 | 4271.9272
5515 | 369.3789 | 3925.547 | 369.3789 | 3925.547 | 4294.9259
5516 | 390.9918 | 3931.6803 | 390.9918 | 3931.6803 | 4322.6721
5517 | 406.3887 | 3926.7429 | 406.3887 | 3926.7429 | 4333.1315
5518 | 417.2873 | 3928.6618 | 417.2873 | 3928.6618 | 4345.9491
5519 | 440.8685 | 3921.5259 | 440.8685 | 3921.5259 | 4362.3944
5520 | 440.0496 | 3919.9722 | 440.0496 | 3919.9722 | 4360.0218
5521 | 428.2453 | 3912.8879 | 428.2453 | 3912.8879 | 4341.1332
5522 | 427.5654 | 3905.8328 | 427.5654 | 3905.8328 | 4333.3982
5523 | 434.3859 | 3901.3957 | 434.3859 | 3901.3957 | 4335.7815
5524 | 448.5062 | 3862.2004 | 448.5062 | 3862.2004 | 4310.7067
5525 | 479.5171 | 3851.3875 | 479.5171 | 3851.3875 | 4330.9046
5526 | 484.0258 | 3844.6547 | 484.0258 | 3844.6547 | 4328.6804
5527 | 461.4891 | 3830.9704 | 461.4891 | 3830.9704 | 4292.4595
5528 | 451.4995 | 3832.1759 | 451.4995 | 3832.1759 | 4283.6754
5529 | 438.5842 | 3852.7913 | 438.5842 | 3852.7913 | 4291.3755
5530 | 425.4389 | 3865.6508 | 425.4389 | 3865.6508 | 4291.0897
5531 | 400.6088 | 3854.9241 | 400.6088 | 3854.9241 | 4255.533
5532 | 376.7787 | 3849.5464 | 376.7787 | 3849.5464 | 4226.325
5533 | 361.8538 | 3853.836 | 361.8538 | 3853.836 | 4215.6898
5534 | 355.0198 | 3867.8074 | 355.0198 | 3867.8074 | 4222.8272
5535 | 349.9975 | 3881.2902 | 349.9975 | 3881.2902 | 4231.2877
5536 | 345.5735 | 3891.2739 | 345.5735 | 3891.2739 | 4236.8474
5537 | 349.4167 | 3937.7986 | 349.4167 | 3937.7986 | 4287.2153
5538 | 360.5692 | 4039.7375 | 360.5692 | 4039.7375 | 4400.3067
5539 | 376.4963 | 4070.7594 | 376.4963 | 4070.7594 | 4447.2557
5540 | 404.3729 | 4090.8613 | 404.3729 | 4090.8613 | 4495.2341
5541 | 419.3194 | 4086.2308 | 419.3194 | 4086.2308 | 4505.5503
5542 | 432.407 | 4082.7772 | 432.407 | 4082.7772 | 4515.1842
5543 | 456.9155 | 4075.8716 | 456.9155 | 4075.8716 | 4532.7871
5544 | 450.1961 | 4078.3089 | 450.1961 | 4078.3089 | 4528.505
5545 | 434.4558 | 4073.2201 | 434.4558 | 4073.2201 | 4507.6759
5546 | 437.755 | 4065.244 | 437.755 | 4065.244 | 4502.999
5547 | 444.1653 | 4058.8114 | 444.1653 | 4058.8114 | 4502.9767
5548 | 456.8438 | 4019.2324 | 456.8438 | 4019.2324 | 4476.0762
5549 | 488.3688 | 4010.108 | 488.3688 | 4010.108 | 4498.4768
5550 | 497.3187 | 4003.2217 | 497.3187 | 4003.2217 | 4500.5403
5551 | 473.4295 | 3987.6186 | 473.4295 | 3987.6186 | 4461.0481
5552 | 458.8277 | 3987.3658 | 458.8277 | 3987.3658 | 4446.1936
5553 | 447.0954 | 3992.4776 | 447.0954 | 3992.4776 | 4439.573
5554 | 429.2276 | 3991.9057 | 429.2276 | 3991.9057 | 4421.1334
5555 | 404.5612 | 3968.2849 | 404.5612 | 3968.2849 | 4372.8462
5556 | 380.7424 | 3947.557 | 380.7424 | 3947.557 | 4328.2995
5557 | 364.2406 | 3935.3453 | 364.2406 | 3935.3453 | 4299.5859
5558 | 356.8156 | 3931.357 | 356.8156 | 3931.357 | 4288.1726
5559 | 351.1473 | 3925.8824 | 351.1473 | 3925.8824 | 4277.0297
5560 | 347.5477 | 3918.6739 | 347.5477 | 3918.6739 | 4266.2216
5561 | 351.7602 | 3951.9974 | 351.7602 | 3951.9974 | 4303.7577
5562 | 362.8872 | 4044.2658 | 362.8872 | 4044.2658 | 4407.153
5563 | 380.251 | 4069.8384 | 380.251 | 4069.8384 | 4450.0894
5564 | 406.355 | 4085.4887 | 406.355 | 4085.4887 | 4491.8437
5565 | 422.431 | 4076.8672 | 422.431 | 4076.8672 | 4499.2982
5566 | 433.8791 | 4072.1088 | 433.8791 | 4072.1088 | 4505.9879
5567 | 459.8622 | 4064.052 | 459.8622 | 4064.052 | 4523.9141
5568 | 456.3212 | 4064.5705 | 456.3212 | 4064.5705 | 4520.8917
5569 | 437.5397 | 4057.563 | 437.5397 | 4057.563 | 4495.1027
5570 | 438.4072 | 4049.1264 | 438.4072 | 4049.1264 | 4487.5336
5571 | 444.604 | 4047.7593 | 444.604 | 4047.7593 | 4492.3633
5572 | 457.8145 | 4021.3814 | 457.8145 | 4021.3814 | 4479.1958
5573 | 489.3679 | 4019.8553 | 489.3679 | 4019.8553 | 4509.2232
5574 | 494.9326 | 4013.1225 | 494.9326 | 4013.1225 | 4508.0551
5575 | 471.7595 | 3993.3749 | 471.7595 | 3993.3749 | 4465.1344
5576 | 455.5736 | 3985.9076 | 455.5736 | 3985.9076 | 4441.4811
5577 | 443.4709 | 3982.0395 | 443.4709 | 3982.0395 | 4425.5105
5578 | 427.4238 | 3970.7225 | 427.4238 | 3970.7225 | 4398.1464
5579 | 402.1034 | 3935.2821 | 402.1034 | 3935.2821 | 4337.3856
5580 | 382.438 | 3906.3419 | 382.438 | 3906.3419 | 4288.7799
5581 | 365.9531 | 3891.9044 | 365.9531 | 3891.9044 | 4257.8575
5582 | 359.8814 | 3889.9116 | 359.8814 | 3889.9116 | 4249.793
5583 | 351.2824 | 3889.1955 | 351.2824 | 3889.1955 | 4240.4779
5584 | 347.1974 | 3889.8924 | 347.1974 | 3889.8924 | 4237.0897
5585 | 351.7426 | 3929.049 | 351.7426 | 3929.049 | 4280.7915
5586 | 361.8737 | 4027.5341 | 361.8737 | 4027.5341 | 4389.4078
5587 | 376.2262 | 4057.1745 | 376.2262 | 4057.1745 | 4433.4007
5588 | 403.94 | 4071.8271 | 403.94 | 4071.8271 | 4475.7671
5589 | 417.8643 | 4066.6594 | 417.8643 | 4066.6594 | 4484.5237
5590 | 429.2881 | 4062.0545 | 429.2881 | 4062.0545 | 4491.3426
5591 | 459.5372 | 4046.3225 | 459.5372 | 4046.3225 | 4505.8597
5592 | 457.9685 | 4039.0893 | 457.9685 | 4039.0893 | 4497.0577
5593 | 439.5511 | 4024.3299 | 439.5511 | 4024.3299 | 4463.881
5594 | 435.9491 | 4009.216 | 435.9491 | 4009.216 | 4445.1651
5595 | 443.6801 | 3990.7335 | 443.6801 | 3990.7335 | 4434.4135
5596 | 455.3511 | 3937.7999 | 455.3511 | 3937.7999 | 4393.151
5597 | 482.4945 | 3918.9281 | 482.4945 | 3918.9281 | 4401.4226
5598 | 490.4656 | 3902.8317 | 490.4656 | 3902.8317 | 4393.2973
5599 | 471.8519 | 3876.9441 | 471.8519 | 3876.9441 | 4348.796
5600 | 454.3008 | 3862.7227 | 454.3008 | 3862.7227 | 4317.0235
5601 | 443.1504 | 3845.3465 | 443.1504 | 3845.3465 | 4288.4969
5602 | 426.3441 | 3813.4603 | 426.3441 | 3813.4603 | 4239.8044
5603 | 402.8095 | 3750.0059 | 402.8095 | 3750.0059 | 4152.8154
5604 | 383.6443 | 3682.9973 | 383.6443 | 3682.9973 | 4066.6417
5605 | 368.6866 | 3626.1935 | 368.6866 | 3626.1935 | 3994.8801
5606 | 359.3735 | 3582.9088 | 359.3735 | 3582.9088 | 3942.2824
5607 | 352.3231 | 3551.9529 | 352.3231 | 3551.9529 | 3904.276
5608 | 349.5796 | 3507.3668 | 349.5796 | 3507.3668 | 3856.9464
5609 | 350.504 | 3482.2831 | 350.504 | 3482.2831 | 3832.7872
5610 | 360.5598 | 3525.431 | 360.5598 | 3525.431 | 3885.9908
5611 | 370.5597 | 3508.9442 | 370.5597 | 3508.9442 | 3879.5039
5612 | 393.3805 | 3486.3727 | 393.3805 | 3486.3727 | 3879.7532
5613 | 410.6996 | 3432.0846 | 410.6996 | 3432.0846 | 3842.7841
5614 | 424.0053 | 3410.134 | 424.0053 | 3410.134 | 3834.1393
5615 | 447.8347 | 3417.504 | 447.8347 | 3417.504 | 3865.3387
5616 | 445.5444 | 3434.6007 | 445.5444 | 3434.6007 | 3880.1451
5617 | 435.2211 | 3448.9299 | 435.2211 | 3448.9299 | 3884.151
5618 | 437.2582 | 3462.2137 | 437.2582 | 3462.2137 | 3899.472
5619 | 443.2595 | 3471.2847 | 443.2595 | 3471.2847 | 3914.5442
5620 | 451.887 | 3450.2794 | 451.887 | 3450.2794 | 3902.1664
5621 | 477.7629 | 3458.2704 | 477.7629 | 3458.2704 | 3936.0333
5622 | 485.4729 | 3476.3281 | 485.4729 | 3476.3281 | 3961.801
5623 | 465.6023 | 3485.4387 | 465.6023 | 3485.4387 | 3951.041
5624 | 446.649 | 3503.5294 | 446.649 | 3503.5294 | 3950.1784
5625 | 433.4964 | 3520.6143 | 433.4964 | 3520.6143 | 3954.1107
5626 | 421.4825 | 3522.7287 | 421.4825 | 3522.7287 | 3944.2111
5627 | 402.321 | 3499.1846 | 402.321 | 3499.1846 | 3901.5056
5628 | 382.0227 | 3483.7525 | 382.0227 | 3483.7525 | 3865.7752
5629 | 367.5787 | 3485.0489 | 367.5787 | 3485.0489 | 3852.6276
5630 | 358.8806 | 3495.7968 | 358.8806 | 3495.7968 | 3854.6774
5631 | 352.3103 | 3503.293 | 352.3103 | 3503.293 | 3855.6032
5632 | 347.545 | 3502.9153 | 347.545 | 3502.9153 | 3850.4603
5633 | 348.7189 | 3534.1666 | 348.7189 | 3534.1666 | 3882.8855
5634 | 354.7392 | 3618.3761 | 354.7392 | 3618.3761 | 3973.1153
5635 | 360.9251 | 3633.4339 | 360.9251 | 3633.4339 | 3994.359
5636 | 378.4747 | 3635.5761 | 378.4747 | 3635.5761 | 4014.0508
5637 | 394.1551 | 3618.9725 | 394.1551 | 3618.9725 | 4013.1276
5638 | 404.7981 | 3601.32 | 404.7981 | 3601.32 | 4006.1181
5639 | 430.9177 | 3567.0144 | 430.9177 | 3567.0144 | 3997.932
5640 | 427.1402 | 3537.4467 | 427.1402 | 3537.4467 | 3964.5869
5641 | 417.2156 | 3498.8178 | 417.2156 | 3498.8178 | 3916.0334
5642 | 416.8872 | 3468.6608 | 416.8872 | 3468.6608 | 3885.5479
5643 | 421.4377 | 3451.5598 | 421.4377 | 3451.5598 | 3872.9975
5644 | 431.7158 | 3410.2155 | 431.7158 | 3410.2155 | 3841.9313
5645 | 455.584 | 3409.9174 | 455.584 | 3409.9174 | 3865.5014
5646 | 461.9378 | 3415.081 | 461.9378 | 3415.081 | 3877.0188
5647 | 445.4976 | 3412.6023 | 445.4976 | 3412.6023 | 3858.0999
5648 | 436.6985 | 3424.4762 | 436.6985 | 3424.4762 | 3861.1747
5649 | 424.5494 | 3445.0148 | 424.5494 | 3445.0148 | 3869.5642
5650 | 411.6556 | 3450.6598 | 411.6556 | 3450.6598 | 3862.3154
5651 | 390.5809 | 3424.2759 | 390.5809 | 3424.2759 | 3814.8568
5652 | 372.1265 | 3408.5368 | 372.1265 | 3408.5368 | 3780.6633
5653 | 358.2608 | 3408.7587 | 358.2608 | 3408.7587 | 3767.0195
5654 | 350.0135 | 3420.1973 | 350.0135 | 3420.1973 | 3770.2108
5655 | 344.2192 | 3433.2196 | 344.2192 | 3433.2196 | 3777.4388
5656 | 337.4489 | 3447.0408 | 337.4489 | 3447.0408 | 3784.4897
5657 | 340.0477 | 3498.324 | 340.0477 | 3498.324 | 3838.3717
5658 | 344.9292 | 3598.4209 | 344.9292 | 3598.4209 | 3943.3501
5659 | 351.024 | 3629.6731 | 351.024 | 3629.6731 | 3980.697
5660 | 367.5107 | 3651.003 | 367.5107 | 3651.003 | 4018.5136
5661 | 380.3958 | 3655.1989 | 380.3958 | 3655.1989 | 4035.5947
5662 | 397.5725 | 3657.8085 | 397.5725 | 3657.8085 | 4055.3811
5663 | 419.0516 | 3650.9029 | 419.0516 | 3650.9029 | 4069.9545
5664 | 414.2207 | 3658.8663 | 414.2207 | 3658.8663 | 4073.087
5665 | 405.5667 | 3671.9674 | 405.5667 | 3671.9674 | 4077.5342
5666 | 405.8531 | 3691.2378 | 405.8531 | 3691.2378 | 4097.0909
5667 | 412.6274 | 3705.9884 | 412.6274 | 3705.9884 | 4118.6158
5668 | 424.9099 | 3695.1909 | 424.9099 | 3695.1909 | 4120.1008
5669 | 454.0342 | 3722.6766 | 454.0342 | 3722.6766 | 4176.7108
5670 | 460.5925 | 3742.039 | 460.5925 | 3742.039 | 4202.6315
5671 | 445.0643 | 3738.1788 | 445.0643 | 3738.1788 | 4183.2431
5672 | 431.4665 | 3741.0728 | 431.4665 | 3741.0728 | 4172.5393
5673 | 420.5258 | 3760.23 | 420.5258 | 3760.23 | 4180.7558
5674 | 406.8297 | 3784.9091 | 406.8297 | 3784.9091 | 4191.7388
5675 | 387.0591 | 3784.9275 | 387.0591 | 3784.9275 | 4171.9866
5676 | 370.0621 | 3786.534 | 370.0621 | 3786.534 | 4156.5961
5677 | 355.0843 | 3797.8848 | 355.0843 | 3797.8848 | 4152.969
5678 | 346.6207 | 3817.459 | 346.6207 | 3817.459 | 4164.0797
5679 | 341.2415 | 3831.4022 | 341.2415 | 3831.4022 | 4172.6437
5680 | 337.2736 | 3838.4694 | 337.2736 | 3838.4694 | 4175.743
5681 | 339.5092 | 3881.617 | 339.5092 | 3881.617 | 4221.1263
5682 | 346.9191 | 3979.1812 | 346.9191 | 3979.1812 | 4326.1003
5683 | 354.9246 | 4007.6703 | 354.9246 | 4007.6703 | 4362.5949
5684 | 377.4531 | 4025.0092 | 377.4531 | 4025.0092 | 4402.4623
5685 | 389.928 | 4022.6045 | 389.928 | 4022.6045 | 4412.5325
5686 | 404.1567 | 4023.9094 | 404.1567 | 4023.9094 | 4428.066
5687 | 430.7862 | 4022.6066 | 430.7862 | 4022.6066 | 4453.3928
5688 | 427.1659 | 4033.8702 | 427.1659 | 4033.8702 | 4461.0362
5689 | 411.8504 | 4045.5899 | 411.8504 | 4045.5899 | 4457.4403
5690 | 413.2173 | 4059.4877 | 413.2173 | 4059.4877 | 4472.705
5691 | 420.7278 | 4077.3083 | 420.7278 | 4077.3083 | 4498.0361
5692 | 431.5825 | 4066.3573 | 431.5825 | 4066.3573 | 4497.9398
5693 | 462.1184 | 4080.7954 | 462.1184 | 4080.7954 | 4542.9137
5694 | 472.8053 | 4089.9499 | 472.8053 | 4089.9499 | 4562.7552
5695 | 455.6654 | 4084.8617 | 455.6654 | 4084.8617 | 4540.5271
5696 | 440.6197 | 4089.7513 | 440.6197 | 4089.7513 | 4530.371
5697 | 427.7894 | 4095.6306 | 427.7894 | 4095.6306 | 4523.4199
5698 | 412.4273 | 4094.5214 | 412.4273 | 4094.5214 | 4506.9487
5699 | 387.4723 | 4068.7516 | 387.4723 | 4068.7516 | 4456.2239
5700 | 368.6459 | 4048.7912 | 368.6459 | 4048.7912 | 4417.4371
5701 | 353.6758 | 4045.9431 | 353.6758 | 4045.9431 | 4399.6188
5702 | 345.8183 | 4058.9934 | 345.8183 | 4058.9934 | 4404.8117
5703 | 343.07 | 4074.3182 | 343.07 | 4074.3182 | 4417.3882
5704 | 336.9701 | 4084.0716 | 336.9701 | 4084.0716 | 4421.0417
5705 | 341.9561 | 4121.9235 | 341.9561 | 4121.9235 | 4463.8796
5706 | 353.8845 | 4210.3543 | 353.8845 | 4210.3543 | 4564.2388
5707 | 365.1122 | 4227.2541 | 365.1122 | 4227.2541 | 4592.3663
5708 | 394.8468 | 4231.6988 | 394.8468 | 4231.6988 | 4626.5456
5709 | 409.136 | 4215.172 | 409.136 | 4215.172 | 4624.308
5710 | 423.6165 | 4199.1312 | 423.6165 | 4199.1312 | 4622.7478
5711 | 448.3132 | 4181.327 | 448.3132 | 4181.327 | 4629.6402
5712 | 442.1453 | 4177.7778 | 442.1453 | 4177.7778 | 4619.9231
5713 | 426.0561 | 4172.689 | 426.0561 | 4172.689 | 4598.7451
5714 | 425.681 | 4169.318 | 425.681 | 4169.318 | 4594.999
5715 | 434.3748 | 4156.7453 | 434.3748 | 4156.7453 | 4591.12
5716 | 441.3508 | 4102.1231 | 441.3508 | 4102.1231 | 4543.4739
5717 | 474.827 | 4077.6486 | 474.827 | 4077.6486 | 4552.4756
5718 | 488.0174 | 4057.5612 | 488.0174 | 4057.5612 | 4545.5786
5719 | 467.1 | 4035.8948 | 467.1 | 4035.8948 | 4502.9948
5720 | 451.2931 | 4038.0213 | 451.2931 | 4038.0213 | 4489.3144
5721 | 440.4533 | 4043.2866 | 440.4533 | 4043.2866 | 4483.7398
5722 | 422.9295 | 4038.1097 | 422.9295 | 4038.1097 | 4461.0392
5723 | 397.9843 | 4009.1931 | 397.9843 | 4009.1931 | 4407.1774
5724 | 374.0485 | 3994.4517 | 374.0485 | 3994.4517 | 4368.5002
5725 | 360.0433 | 4006.1094 | 360.0433 | 4006.1094 | 4366.1527
5726 | 353.1643 | 4026.8349 | 353.1643 | 4026.8349 | 4379.9992
5727 | 346.9501 | 4054.6701 | 346.9501 | 4054.6701 | 4401.6201
5728 | 341.7891 | 4087.2184 | 341.7891 | 4087.2184 | 4429.0076
5729 | 345.0863 | 4157.1521 | 345.0863 | 4157.1521 | 4502.2383
5730 | 355.2717 | 4277.3577 | 355.2717 | 4277.3577 | 4632.6294
5731 | 368.3598 | 4325.9555 | 368.3598 | 4325.9555 | 4694.3153
5732 | 401.9256 | 4366.3196 | 401.9256 | 4366.3196 | 4768.2452
5733 | 415.5322 | 4382.3351 | 415.5322 | 4382.3351 | 4797.8672
5734 | 425.6984 | 4398.9133 | 425.6984 | 4398.9133 | 4824.6118
5735 | 453.3329 | 4419.4077 | 453.3329 | 4419.4077 | 4872.7406
5736 | 450.227 | 4447.403 | 450.227 | 4447.403 | 4897.63
5737 | 429.9838 | 4460.5809 | 429.9838 | 4460.5809 | 4890.5647
5738 | 426.314 | 4454.2166 | 426.314 | 4454.2166 | 4880.5306
5739 | 431.8101 | 4431.436 | 431.8101 | 4431.436 | 4863.2461
5740 | 442.6898 | 4372.8996 | 442.6898 | 4372.8996 | 4815.5894
5741 | 469.2729 | 4347.7343 | 469.2729 | 4347.7343 | 4817.0072
5742 | 483.3834 | 4332.1752 | 483.3834 | 4332.1752 | 4815.5586
5743 | 463.3157 | 4312.4276 | 463.3157 | 4312.4276 | 4775.7433
5744 | 449.2111 | 4311.1771 | 449.2111 | 4311.1771 | 4760.3882
5745 | 437.3742 | 4314.7538 | 437.3742 | 4314.7538 | 4752.128
5746 | 422.5704 | 4308.6559 | 422.5704 | 4308.6559 | 4731.2263
5747 | 396.583 | 4272.141 | 396.583 | 4272.141 | 4668.7239
5748 | 374.8636 | 4235.5257 | 374.8636 | 4235.5257 | 4610.3893
5749 | 360.9328 | 4212.0316 | 360.9328 | 4212.0316 | 4572.9644
5750 | 351.8502 | 4197.5285 | 351.8502 | 4197.5285 | 4549.3787
5751 | 346.2226 | 4177.5479 | 346.2226 | 4177.5479 | 4523.7706
5752 | 343.479 | 4146.7002 | 343.479 | 4146.7002 | 4490.1792
5753 | 347.3037 | 4154.9263 | 347.3037 | 4154.9263 | 4502.23
5754 | 356.445 | 4235.8356 | 356.445 | 4235.8356 | 4592.2805
5755 | 366.7769 | 4254.2703 | 366.7769 | 4254.2703 | 4621.0472
5756 | 395.7749 | 4265.4691 | 395.7749 | 4265.4691 | 4661.2441
5757 | 411.772 | 4250.0936 | 411.772 | 4250.0936 | 4661.8656
5758 | 422.363 | 4227.9128 | 422.363 | 4227.9128 | 4650.2758
5759 | 454.1096 | 4189.5394 | 454.1096 | 4189.5394 | 4643.6489
5760 | 448.76 | 4154.0618 | 448.76 | 4154.0618 | 4602.8219
5761 | 430.0605 | 4112.67 | 430.0605 | 4112.67 | 4542.7305
5762 | 433.2889 | 4071.6143 | 433.2889 | 4071.6143 | 4504.9032
5763 | 436.6396 | 4026.5761 | 436.6396 | 4026.5761 | 4463.2157
5764 | 444.4986 | 3938.1836 | 444.4986 | 3938.1836 | 4382.6822
5765 | 470.6703 | 3880.0923 | 470.6703 | 3880.0923 | 4350.7626
5766 | 490.3581 | 3831.1466 | 490.3581 | 3831.1466 | 4321.5047
5767 | 467.0783 | 3794.6673 | 467.0783 | 3794.6673 | 4261.7456
5768 | 452.131 | 3797.8683 | 452.131 | 3797.8683 | 4249.9993
5769 | 440.8216 | 3825.6216 | 440.8216 | 3825.6216 | 4266.4432
5770 | 423.9403 | 3856.057 | 423.9403 | 3856.057 | 4279.9972
5771 | 402.7946 | 3850.0121 | 402.7946 | 3850.0121 | 4252.8067
5772 | 380.682 | 3837.5733 | 380.682 | 3837.5733 | 4218.2553
5773 | 365.4045 | 3828.1246 | 365.4045 | 3828.1246 | 4193.5291
5774 | 358.0054 | 3822.985 | 358.0054 | 3822.985 | 4180.9904
5775 | 351.0962 | 3818.4314 | 351.0962 | 3818.4314 | 4169.5276
5776 | 352.0508 | 3808.3831 | 352.0508 | 3808.3831 | 4160.4339
5777 | 356.2518 | 3831.1918 | 356.2518 | 3831.1918 | 4187.4437
5778 | 363.3599 | 3906.0378 | 363.3599 | 3906.0378 | 4269.3976
5779 | 369.8193 | 3912.2692 | 369.8193 | 3912.2692 | 4282.0885
5780 | 392.9138 | 3911.5716 | 392.9138 | 3911.5716 | 4304.4854
5781 | 408.2448 | 3887.7535 | 408.2448 | 3887.7535 | 4295.9983
5782 | 422.9401 | 3869.3335 | 422.9401 | 3869.3335 | 4292.2736
5783 | 449.0736 | 3846.387 | 449.0736 | 3846.387 | 4295.4606
5784 | 450.4349 | 3829.1761 | 450.4349 | 3829.1761 | 4279.611
5785 | 436.0717 | 3808.1232 | 436.0717 | 3808.1232 | 4244.1949
5786 | 436.5266 | 3770.6748 | 436.5266 | 3770.6748 | 4207.2014
5787 | 441.5168 | 3714.8914 | 441.5168 | 3714.8914 | 4156.4082
5788 | 450.4409 | 3634.0206 | 450.4409 | 3634.0206 | 4084.4615
5789 | 473.0339 | 3610.3903 | 473.0339 | 3610.3903 | 4083.4242
5790 | 485.8616 | 3617.0889 | 485.8616 | 3617.0889 | 4102.9505
5791 | 467.0614 | 3635.0259 | 467.0614 | 3635.0259 | 4102.0872
5792 | 451.6104 | 3683.2795 | 451.6104 | 3683.2795 | 4134.8899
5793 | 440.5983 | 3725.2317 | 440.5983 | 3725.2317 | 4165.8299
5794 | 426.6189 | 3746.3802 | 426.6189 | 3746.3802 | 4172.9991
5795 | 406.586 | 3720.3034 | 406.586 | 3720.3034 | 4126.8894
5796 | 383.2707 | 2927.9009 | 383.2707 | 2927.9009 | 3311.1716
5797 | 369.6672 | 2914.8286 | 369.6672 | 2914.8286 | 3284.4959
5798 | 363.3674 | 2905.2669 | 363.3674 | 2905.2669 | 3268.6343
5799 | 358.3785 | 2903.4605 | 358.3785 | 2903.4605 | 3261.8391
5800 | 356.3376 | 2933.9683 | 356.3376 | 2933.9683 | 3290.3059
5801 | 359.1026 | 3015.0218 | 359.1026 | 3015.0218 | 3374.1243
5802 | 363.841 | 3048.5458 | 363.841 | 3048.5458 | 3412.3868
5803 | 365.553 | 3041.1146 | 365.553 | 3041.1146 | 3406.6676
5804 | 381.1067 | 3011.522 | 381.1067 | 3011.522 | 3392.6286
5805 | 400.7586 | 2982.1244 | 400.7586 | 2982.1244 | 3382.883
5806 | 411.864 | 2954.6864 | 411.864 | 2954.6864 | 3366.5503
5807 | 436.7811 | 2931.1114 | 436.7811 | 2931.1114 | 3367.8926
5808 | 435.4252 | 2909.7276 | 435.4252 | 2909.7276 | 3345.1527
5809 | 426.0094 | 2880.9471 | 426.0094 | 2880.9471 | 3306.9565
5810 | 425.4654 | 2843.8379 | 425.4654 | 2843.8379 | 3269.3033
5811 | 424.5566 | 2802.1169 | 424.5566 | 2802.1169 | 3226.6735
5812 | 430.5846 | 2781.0198 | 430.5846 | 2781.0198 | 3211.6044
5813 | 450.0174 | 2769.5034 | 450.0174 | 2769.5034 | 3219.5208
5814 | 469.7501 | 2745.5814 | 469.7501 | 2745.5814 | 3215.3315
5815 | 453.8126 | 2721.1911 | 453.8126 | 2721.1911 | 3175.0037
5816 | 440.5824 | 2690.9187 | 440.5824 | 2690.9187 | 3131.5011
5817 | 430.8801 | 2658.2844 | 430.8801 | 2658.2844 | 3089.1645
5818 | 420.2029 | 2603.098 | 420.2029 | 2603.098 | 3023.3009
5819 | 396.5384 | 2544.791 | 396.5384 | 2544.791 | 2941.3294
5820 | 380.4715 | 2504.1082 | 380.4715 | 2504.1082 | 2884.5798
5821 | 365.6343 | 2480.351 | 365.6343 | 2480.351 | 2845.9853
5822 | 357.1174 | 2464.3784 | 357.1174 | 2464.3784 | 2821.4958
5823 | 351.5369 | 2459.8245 | 351.5369 | 2459.8245 | 2811.3614
5824 | 347.9122 | 2488.2563 | 347.9122 | 2488.2563 | 2836.1685
5825 | 349.526 | 2565.9517 | 349.526 | 2565.9517 | 2915.4777
5826 | 353.4643 | 2607.9015 | 353.4643 | 2607.9015 | 2961.3658
5827 | 360.7531 | 2628.4952 | 360.7531 | 2628.4952 | 2989.2483
5828 | 382.6122 | 2630.8351 | 382.6122 | 2630.8351 | 3013.4473
5829 | 398.6699 | 2622.6852 | 398.6699 | 2622.6852 | 3021.3551
5830 | 411.8031 | 2606.9089 | 411.8031 | 2606.9089 | 3018.712
5831 | 434.1734 | 2588.7069 | 434.1734 | 2588.7069 | 3022.8803
5832 | 432.8967 | 2572.9403 | 432.8967 | 2572.9403 | 3005.837
5833 | 419.4743 | 2556.8596 | 419.4743 | 2556.8596 | 2976.3339
5834 | 420.5456 | 2543.135 | 420.5456 | 2543.135 | 2963.6806
5835 | 423.5352 | 2514.3579 | 423.5352 | 2514.3579 | 2937.8931
5836 | 433.7735 | 2500.1602 | 433.7735 | 2500.1602 | 2933.9337
5837 | 459.6833 | 2499.8171 | 459.6833 | 2499.8171 | 2959.5004
5838 | 472.3701 | 2481.8176 | 472.3701 | 2481.8176 | 2954.1877
5839 | 456.8084 | 2460.4191 | 456.8084 | 2460.4191 | 2917.2275
5840 | 442.8625 | 2441.8695 | 442.8625 | 2441.8695 | 2884.732
5841 | 432.8425 | 2435.6726 | 432.8425 | 2435.6726 | 2868.5151
5842 | 417.4387 | 2420.5392 | 417.4387 | 2420.5392 | 2837.978
5843 | 397.9431 | 2398.3166 | 397.9431 | 2398.3166 | 2796.2597
5844 | 378.8447 | 2384.7429 | 378.8447 | 2384.7429 | 2763.5876
5845 | 365.5441 | 2381.3786 | 365.5441 | 2381.3786 | 2746.9226
5846 | 357.8785 | 2379.6931 | 357.8785 | 2379.6931 | 2737.5716
5847 | 351.8799 | 2392.9066 | 351.8799 | 2392.9066 | 2744.7865
5848 | 349.9737 | 2441.8534 | 349.9737 | 2441.8534 | 2791.8271
5849 | 353.0085 | 2541.8955 | 353.0085 | 2541.8955 | 2894.904
5850 | 356.6555 | 2601.0631 | 356.6555 | 2601.0631 | 2957.7186
5851 | 369.1268 | 2633.4407 | 369.1268 | 2633.4407 | 3002.5676
5852 | 393.5254 | 2646.0381 | 393.5254 | 2646.0381 | 3039.5635
5853 | 407.5824 | 2641.979 | 407.5824 | 2641.979 | 3049.5614
5854 | 417.3976 | 2626.508 | 417.3976 | 2626.508 | 3043.9056
5855 | 444.9252 | 2616.9761 | 444.9252 | 2616.9761 | 3061.9012
5856 | 439.181 | 2619.4042 | 439.181 | 2619.4042 | 3058.5852
5857 | 422.8039 | 2618.6487 | 422.8039 | 2618.6487 | 3041.4526
5858 | 420.6005 | 2606.5115 | 420.6005 | 2606.5115 | 3027.112
5859 | 425.1573 | 2565.8285 | 425.1573 | 2565.8285 | 2990.9857
5860 | 433.6433 | 2533.1307 | 433.6433 | 2533.1307 | 2966.774
5861 | 454.6275 | 2517.6456 | 454.6275 | 2517.6456 | 2972.273
5862 | 477.5969 | 2495.3722 | 477.5969 | 2495.3722 | 2972.969
5863 | 459.0808 | 2482.5215 | 459.0808 | 2482.5215 | 2941.6023
5864 | 443.4774 | 2467.33 | 443.4774 | 2467.33 | 2910.8074
5865 | 431.6525 | 2471.757 | 431.6525 | 2471.757 | 2903.4095
5866 | 419.308 | 2470.6666 | 419.308 | 2470.6666 | 2889.9746
5867 | 394.3411 | 2460.411 | 394.3411 | 2460.411 | 2854.7521
5868 | 376.2055 | 2451.2944 | 376.2055 | 2451.2944 | 2827.4999
5869 | 361.7037 | 2429.6742 | 361.7037 | 2429.6742 | 2791.3779
5870 | 353.5522 | 2398.4374 | 353.5522 | 2398.4374 | 2751.9897
5871 | 348.0101 | 2385.702 | 348.0101 | 2385.702 | 2733.712
5872 | 345.2158 | 2402.533 | 345.2158 | 2402.533 | 2747.7489
5873 | 350.1625 | 2465.2696 | 350.1625 | 2465.2696 | 2815.4322
5874 | 356.4948 | 2489.6351 | 356.4948 | 2489.6351 | 2846.13
5875 | 370.9821 | 2487.8822 | 370.9821 | 2487.8822 | 2858.8643
5876 | 401.3201 | 2472.5158 | 401.3201 | 2472.5158 | 2873.8358
5877 | 417.4673 | 2465.8923 | 417.4673 | 2465.8923 | 2883.3596
5878 | 428.315 | 2478.8125 | 428.315 | 2478.8125 | 2907.1275
5879 | 456.392 | 2514.3402 | 456.392 | 2514.3402 | 2970.7322
5880 | 451.2389 | 2571.4749 | 451.2389 | 2571.4749 | 3022.7138
5881 | 431.5806 | 2625.1207 | 431.5806 | 2625.1207 | 3056.7013
5882 | 432.9127 | 2660.7907 | 432.9127 | 2660.7907 | 3093.7034
5883 | 435.2106 | 2651.9791 | 435.2106 | 2651.9791 | 3087.1897
5884 | 444.1756 | 2636.1939 | 444.1756 | 2636.1939 | 3080.3696
5885 | 465.2708 | 2652.3971 | 465.2708 | 2652.3971 | 3117.6679
5886 | 483.8587 | 2652.2261 | 483.8587 | 2652.2261 | 3136.0849
5887 | 461.4095 | 2649.9383 | 461.4095 | 2649.9383 | 3111.3478
5888 | 448.5118 | 2653.369 | 448.5118 | 2653.369 | 3101.8807
5889 | 438.0613 | 2683.806 | 438.0613 | 2683.806 | 3121.8673
5890 | 419.7107 | 2704.0243 | 419.7107 | 2704.0243 | 3123.735
5891 | 395.3873 | 2707.5064 | 395.3873 | 2707.5064 | 3102.8937
5892 | 374.0394 | 2712.4328 | 374.0394 | 2712.4328 | 3086.4722
5893 | 358.2782 | 2724.2105 | 358.2782 | 2724.2105 | 3082.4887
5894 | 350.6974 | 2733.5151 | 350.6974 | 2733.5151 | 3084.2125
5895 | 345.243 | 2741.1115 | 345.243 | 2741.1115 | 3086.3545
5896 | 344.4976 | 2771.8634 | 344.4976 | 2771.8634 | 3116.361
5897 | 349.2025 | 2843.6364 | 349.2025 | 2843.6364 | 3192.8389
5898 | 354.5338 | 2883.0218 | 354.5338 | 2883.0218 | 3237.5556
5899 | 371.6995 | 2895.0065 | 371.6995 | 2895.0065 | 3266.706
5900 | 399.4663 | 2886.1121 | 399.4663 | 2886.1121 | 3285.5784
5901 | 415.7869 | 2872.345 | 415.7869 | 2872.345 | 3288.1319
5902 | 430.3163 | 2853.0884 | 430.3163 | 2853.0884 | 3283.4047
5903 | 459.731 | 2834.9476 | 459.731 | 2834.9476 | 3294.6786
5904 | 452.3955 | 2824.0654 | 452.3955 | 2824.0654 | 3276.4608
5905 | 433.3288 | 2811.1596 | 433.3288 | 2811.1596 | 3244.4885
5906 | 433.85 | 2798.9614 | 433.85 | 2798.9614 | 3232.8114
5907 | 437.7126 | 2770.4896 | 437.7126 | 2770.4896 | 3208.2022
5908 | 446.4025 | 2753.8497 | 446.4025 | 2753.8497 | 3200.2522
5909 | 467.3292 | 2741.2342 | 467.3292 | 2741.2342 | 3208.5634
5910 | 489.3643 | 2713.0994 | 489.3643 | 2713.0994 | 3202.4637
5911 | 471.2403 | 2681.016 | 471.2403 | 2681.016 | 3152.2563
5912 | 454.1961 | 2651.1099 | 454.1961 | 2651.1099 | 3105.306
5913 | 442.2685 | 2641.4328 | 442.2685 | 2641.4328 | 3083.7013
5914 | 421.9606 | 2636.4348 | 421.9606 | 2636.4348 | 3058.3954
5915 | 397.9066 | 2635.3377 | 397.9066 | 2635.3377 | 3033.2443
5916 | 375.3783 | 2639.0429 | 375.3783 | 2639.0429 | 3014.4212
5917 | 360.0546 | 2646.8519 | 360.0546 | 2646.8519 | 3006.9066
5918 | 350.9619 | 2652.4322 | 350.9619 | 2652.4322 | 3003.3941
5919 | 345.7475 | 2656.4873 | 345.7475 | 2656.4873 | 3002.2348
5920 | 343.8855 | 2683.9422 | 343.8855 | 2683.9422 | 3027.8277
5921 | 347.0687 | 2758.4016 | 347.0687 | 2758.4016 | 3105.4703
5922 | 351.8391 | 2796.1995 | 351.8391 | 2796.1995 | 3148.0386
5923 | 368.839 | 2810.077 | 368.839 | 2810.077 | 3178.916
5924 | 397.6004 | 2804.8459 | 397.6004 | 2804.8459 | 3202.4463
5925 | 416.2578 | 2802.1911 | 416.2578 | 2802.1911 | 3218.4489
5926 | 428.9194 | 2796.367 | 428.9194 | 2796.367 | 3225.2864
5927 | 456.6163 | 2788.1173 | 456.6163 | 2788.1173 | 3244.7336
5928 | 448.7595 | 2785.6609 | 448.7595 | 2785.6609 | 3234.4204
5929 | 427.936 | 2780.9367 | 427.936 | 2780.9367 | 3208.8727
5930 | 429.2077 | 2772.8293 | 429.2077 | 2772.8293 | 3202.037
5931 | 428.5068 | 2725.3079 | 428.5068 | 2725.3079 | 3153.8147
5932 | 434.4148 | 2694.5028 | 434.4148 | 2694.5028 | 3128.9176
5933 | 455.517 | 2692.328 | 455.517 | 2692.328 | 3147.8451
5934 | 477.6458 | 2672.7411 | 477.6458 | 2672.7411 | 3150.3869
5935 | 461.6844 | 2653.6627 | 461.6844 | 2653.6627 | 3115.3471
5936 | 445.5925 | 2644.8211 | 445.5925 | 2644.8211 | 3090.4136
5937 | 431.7611 | 2656.6359 | 431.7611 | 2656.6359 | 3088.397
5938 | 415.5984 | 2659.9415 | 415.5984 | 2659.9415 | 3075.5399
5939 | 393.0489 | 2661.8362 | 393.0489 | 2661.8362 | 3054.8851
5940 | 371.4461 | 2672.2576 | 371.4461 | 2672.2576 | 3043.7038
5941 | 358.4336 | 2692.2779 | 358.4336 | 2692.2779 | 3050.7115
5942 | 351.9333 | 2714.4655 | 351.9333 | 2714.4655 | 3066.3988
5943 | 345.9492 | 2730.3045 | 345.9492 | 2730.3045 | 3076.2537
5944 | 343.3031 | 2766.3073 | 343.3031 | 2766.3073 | 3109.6104
5945 | 346.907 | 2850.78 | 346.907 | 2850.78 | 3197.687
5946 | 349.3541 | 2897.0648 | 349.3541 | 2897.0648 | 3246.4189
5947 | 359.5262 | 2917.9637 | 359.5262 | 2917.9637 | 3277.4899
5948 | 384.227 | 2920.5479 | 384.227 | 2920.5479 | 3304.7749
5949 | 401.2181 | 2926.6241 | 401.2181 | 2926.6241 | 3327.8422
5950 | 415.983 | 2933.1334 | 415.983 | 2933.1334 | 3349.1164
5951 | 437.0592 | 2940.6973 | 437.0592 | 2940.6973 | 3377.7565
5952 | 432.1755 | 2956.3747 | 432.1755 | 2956.3747 | 3388.5502
5953 | 419.7192 | 2970.4559 | 419.7192 | 2970.4559 | 3390.175
5954 | 418.5776 | 2980.3601 | 418.5776 | 2980.3601 | 3398.9377
5955 | 424.5115 | 2964.2828 | 424.5115 | 2964.2828 | 3388.7943
5956 | 430.2445 | 2945.3837 | 430.2445 | 2945.3837 | 3375.6282
5957 | 451.0422 | 2937.6528 | 451.0422 | 2937.6528 | 3388.695
5958 | 471.2886 | 2923.9273 | 471.2886 | 2923.9273 | 3395.2159
5959 | 452.3367 | 2909.3671 | 452.3367 | 2909.3671 | 3361.7038
5960 | 437.92 | 2904.4331 | 437.92 | 2904.4331 | 3342.3531
5961 | 426.3448 | 2927.7875 | 426.3448 | 2927.7875 | 3354.1323
5962 | 410.8288 | 2942.3275 | 410.8288 | 2942.3275 | 3353.1564
5963 | 392.591 | 2955.884 | 392.591 | 2955.884 | 3348.475
5964 | 371.5067 | 2974.9755 | 371.5067 | 2974.9755 | 3346.4821
5965 | 358.2032 | 3000.8572 | 358.2032 | 3000.8572 | 3359.0604
5966 | 353.9596 | 3026.2808 | 353.9596 | 3026.2808 | 3380.2404
5967 | 344.9301 | 3045.0504 | 344.9301 | 3045.0504 | 3389.9805
5968 | 341.4175 | 3085.8767 | 341.4175 | 3085.8767 | 3427.2942
5969 | 342.3976 | 3174.257 | 342.3976 | 3174.257 | 3516.6545
5970 | 342.9967 | 3220.9691 | 342.9967 | 3220.9691 | 3563.9659
5971 | 350.496 | 3238.1437 | 350.496 | 3238.1437 | 3588.6396
5972 | 367.1676 | 3234.8664 | 367.1676 | 3234.8664 | 3602.034
5973 | 385.6994 | 3228.304 | 385.6994 | 3228.304 | 3614.0034
5974 | 402.0333 | 3217.229 | 402.0333 | 3217.229 | 3619.2623
5975 | 423.559 | 3203.7895 | 423.559 | 3203.7895 | 3627.3484
5976 | 422.9723 | 3189.366 | 422.9723 | 3189.366 | 3612.3383
5977 | 414.3598 | 3161.2572 | 414.3598 | 3161.2572 | 3575.6171
5978 | 413.2052 | 3114.5621 | 413.2052 | 3114.5621 | 3527.7674
5979 | 415.1004 | 3042.7403 | 415.1004 | 3042.7403 | 3457.8407
5980 | 422.5117 | 2984.582 | 422.5117 | 2984.582 | 3407.0937
5981 | 434.6932 | 2952.9169 | 434.6932 | 2952.9169 | 3387.6101
5982 | 450.7652 | 2926.0643 | 450.7652 | 2926.0643 | 3376.8295
5983 | 444.959 | 2906.7416 | 444.959 | 2906.7416 | 3351.7007
5984 | 435.1105 | 2902.1129 | 435.1105 | 2902.1129 | 3337.2234
5985 | 425.0943 | 2929.8024 | 425.0943 | 2929.8024 | 3354.8967
5986 | 409.0402 | 2953.9283 | 409.0402 | 2953.9283 | 3362.9685
5987 | 391.2761 | 2969.1943 | 391.2761 | 2969.1943 | 3360.4704
5988 | 372.5973 | 2986.8204 | 372.5973 | 2986.8204 | 3359.4177
5989 | 356.8503 | 3009.8325 | 356.8503 | 3009.8325 | 3366.6828
5990 | 351.0185 | 3031.1042 | 351.0185 | 3031.1042 | 3382.1227
5991 | 344.537 | 3047.859 | 344.537 | 3047.859 | 3392.396
5992 | 342.1356 | 3081.5417 | 342.1356 | 3081.5417 | 3423.6773
5993 | 342.2345 | 3153.8031 | 342.2345 | 3153.8031 | 3496.0376
5994 | 345.4329 | 3179.4508 | 345.4329 | 3179.4508 | 3524.8836
5995 | 352.8607 | 3174.4008 | 352.8607 | 3174.4008 | 3527.2615
5996 | 370.087 | 3152.2571 | 370.087 | 3152.2571 | 3522.344
5997 | 386.2448 | 3124.8744 | 386.2448 | 3124.8744 | 3511.1192
5998 | 402.8851 | 3096.2762 | 402.8851 | 3096.2762 | 3499.1613
5999 | 423.1367 | 3076.8532 | 423.1367 | 3076.8532 | 3499.9899
6000 | 420.0347 | 3065.6047 | 420.0347 | 3065.6047 | 3485.6393
6001 | 413.1812 | 3043.2962 | 413.1812 | 3043.2962 | 3456.4774
6002 | 413.8927 | 3005.2101 | 413.8927 | 3005.2101 | 3419.1028
6003 | 416.6586 | 2950.9114 | 416.6586 | 2950.9114 | 3367.5701
6004 | 422.9223 | 2918.4578 | 422.9223 | 2918.4578 | 3341.3802
6005 | 432.5493 | 2905.5371 | 432.5493 | 2905.5371 | 3338.0864
6006 | 440.7232 | 2875.998 | 440.7232 | 2875.998 | 3316.7212
6007 | 443.7865 | 2850.5697 | 443.7865 | 2850.5697 | 3294.3562
6008 | 432.8797 | 2830.799 | 432.8797 | 2830.799 | 3263.6787
6009 | 423.1513 | 2819.5955 | 423.1513 | 2819.5955 | 3242.7468
6010 | 408.3386 | 2802.5083 | 408.3386 | 2802.5083 | 3210.8469
6011 | 386.4879 | 2793.5349 | 386.4879 | 2793.5349 | 3180.0228
6012 | 371.5789 | 2787.1048 | 371.5789 | 2787.1048 | 3158.6837
6013 | 356.671 | 2788.9913 | 356.671 | 2788.9913 | 3145.6623
6014 | 349.2045 | 2790.7861 | 349.2045 | 2790.7861 | 3139.9906
6015 | 342.0116 | 2788.1249 | 342.0116 | 2788.1249 | 3130.1365
6016 | 341.4921 | 2811.8554 | 341.4921 | 2811.8554 | 3153.3475
6017 | 341.4001 | 2884.8495 | 341.4001 | 2884.8495 | 3226.2496
6018 | 350.6401 | 2920.7546 | 350.6401 | 2920.7546 | 3271.3947
6019 | 361.8484 | 2933.0447 | 361.8484 | 2933.0447 | 3294.8931
6020 | 383.2984 | 2928.241 | 383.2984 | 2928.241 | 3311.5394
6021 | 394.9211 | 2915.2676 | 394.9211 | 2915.2676 | 3310.1887
6022 | 408.4955 | 2901.262 | 408.4955 | 2901.262 | 3309.7575
6023 | 431.046 | 2892.5238 | 431.046 | 2892.5238 | 3323.5697
6024 | 432.6765 | 2883.9007 | 432.6765 | 2883.9007 | 3316.5772
6025 | 418.3201 | 2857.2572 | 418.3201 | 2857.2572 | 3275.5773
6026 | 416.3406 | 2815.6298 | 416.3406 | 2815.6298 | 3231.9704
6027 | 419.9989 | 2782.762 | 419.9989 | 2782.762 | 3202.7609
6028 | 427.1243 | 2794.0248 | 427.1243 | 2794.0248 | 3221.1491
6029 | 439.0524 | 2809.9838 | 439.0524 | 2809.9838 | 3249.0361
6030 | 449.5937 | 2812.5603 | 449.5937 | 2812.5603 | 3262.154
6031 | 453.6103 | 2821.2016 | 453.6103 | 2821.2016 | 3274.8119
6032 | 441.0872 | 2832.3865 | 441.0872 | 2832.3865 | 3273.4737
6033 | 429.9109 | 2844.0181 | 429.9109 | 2844.0181 | 3273.929
6034 | 409.6211 | 2838.8369 | 409.6211 | 2838.8369 | 3248.458
6035 | 386.3958 | 2836.0302 | 386.3958 | 2836.0302 | 3222.426
6036 | 367.2675 | 2835.6447 | 367.2675 | 2835.6447 | 3202.9122
6037 | 352.1963 | 2841.3167 | 352.1963 | 2841.3167 | 3193.513
6038 | 343.8876 | 2847.5075 | 343.8876 | 2847.5075 | 3191.3951
6039 | 341.5997 | 2855.1649 | 341.5997 | 2855.1649 | 3196.7646
6040 | 339.5125 | 2889.6413 | 339.5125 | 2889.6413 | 3229.1538
6041 | 344.4599 | 2968.3136 | 344.4599 | 2968.3136 | 3312.7735
6042 | 355.4182 | 3004.3409 | 355.4182 | 3004.3409 | 3359.7591
6043 | 370.9695 | 3010.5253 | 370.9695 | 3010.5253 | 3381.4948
6044 | 400.3013 | 2998.7612 | 400.3013 | 2998.7612 | 3399.0624
6045 | 417.8929 | 2979.6822 | 417.8929 | 2979.6822 | 3397.5751
6046 | 433.9599 | 2950.4124 | 433.9599 | 2950.4124 | 3384.3723
6047 | 455.2256 | 2920.5487 | 455.2256 | 2920.5487 | 3375.7743
6048 | 451.7307 | 2894.2803 | 451.7307 | 2894.2803 | 3346.011
6049 | 433.7286 | 2858.4784 | 433.7286 | 2858.4784 | 3292.207
6050 | 429.6955 | 2822.8955 | 429.6955 | 2822.8955 | 3252.591
6051 | 433.2719 | 2782.9452 | 433.2719 | 2782.9452 | 3216.2171
6052 | 438.5256 | 2757.3299 | 438.5256 | 2757.3299 | 3195.8555
6053 | 449.4721 | 2739.3415 | 449.4721 | 2739.3415 | 3188.8136
6054 | 457.1623 | 2705.9558 | 457.1623 | 2705.9558 | 3163.1181
6055 | 460.4401 | 2672.2849 | 460.4401 | 2672.2849 | 3132.725
6056 | 452.222 | 2640.5471 | 452.222 | 2640.5471 | 3092.7691
6057 | 440.1257 | 2615.667 | 440.1257 | 2615.667 | 3055.7928
6058 | 416.2928 | 2578.6754 | 416.2928 | 2578.6754 | 2994.9682
6059 | 393.6877 | 2547.0501 | 393.6877 | 2547.0501 | 2940.7378
6060 | 372.4477 | 2528.4087 | 372.4477 | 2528.4087 | 2900.8564
6061 | 357.1359 | 2527.3034 | 357.1359 | 2527.3034 | 2884.4394
6062 | 348.3743 | 2532.0289 | 348.3743 | 2532.0289 | 2880.4032
6063 | 344.4231 | 2541.579 | 344.4231 | 2541.579 | 2886.0021
6064 | 342.7459 | 2582.1611 | 342.7459 | 2582.1611 | 2924.907
6065 | 346.0417 | 2674.3879 | 346.0417 | 2674.3879 | 3020.4296
6066 | 358.4372 | 2729.8922 | 358.4372 | 2729.8922 | 3088.3294
6067 | 374.9536 | 2759.2781 | 374.9536 | 2759.2781 | 3134.2317
6068 | 404.0285 | 2775.5999 | 404.0285 | 2775.5999 | 3179.6285
6069 | 423.1912 | 2786.1943 | 423.1912 | 2786.1943 | 3209.3856
6070 | 434.2052 | 2792.2762 | 434.2052 | 2792.2762 | 3226.4815
6071 | 455.9951 | 2798.5579 | 455.9951 | 2798.5579 | 3254.553
6072 | 451.0626 | 2809.6561 | 451.0626 | 2809.6561 | 3260.7187
6073 | 427.7859 | 2795.8345 | 427.7859 | 2795.8345 | 3223.6203
6074 | 425.6382 | 2762.5107 | 425.6382 | 2762.5107 | 3188.1489
6075 | 430.8413 | 2718.2253 | 430.8413 | 2718.2253 | 3149.0667
6076 | 432.3041 | 2690.0457 | 432.3041 | 2690.0457 | 3122.3498
6077 | 442.327 | 2673.4005 | 442.327 | 2673.4005 | 3115.7275
6078 | 453.221 | 2646.3647 | 453.221 | 2646.3647 | 3099.5857
6079 | 456.0963 | 2620.8754 | 456.0963 | 2620.8754 | 3076.9717
6080 | 448.5695 | 2606.905 | 448.5695 | 2606.905 | 3055.4745
6081 | 437.0628 | 2618.2925 | 437.0628 | 2618.2925 | 3055.3553
6082 | 416.3775 | 2632.0387 | 416.3775 | 2632.0387 | 3048.4162
6083 | 389.4078 | 2650.7239 | 389.4078 | 2650.7239 | 3040.1318
6084 | 369.4828 | 2667.4342 | 369.4828 | 2667.4342 | 3036.9169
6085 | 355.3603 | 2682.2036 | 355.3603 | 2682.2036 | 3037.5639
6086 | 349.768 | 2689.8598 | 349.768 | 2689.8598 | 3039.6278
6087 | 342.3814 | 2690.0072 | 342.3814 | 2690.0072 | 3032.3886
6088 | 341.9952 | 2706.533 | 341.9952 | 2706.533 | 3048.5282
6089 | 346.4574 | 2764.6293 | 346.4574 | 2764.6293 | 3111.0867
6090 | 355.0267 | 2780.0196 | 355.0267 | 2780.0196 | 3135.0462
6091 | 373.3281 | 2778.694 | 373.3281 | 2778.694 | 3152.0221
6092 | 401.9428 | 2771.5702 | 401.9428 | 2771.5702 | 3173.513
6093 | 418.276 | 2770.7471 | 418.276 | 2770.7471 | 3189.0231
6094 | 434.9476 | 2769.6243 | 434.9476 | 2769.6243 | 3204.5719
6095 | 451.8872 | 2769.1287 | 451.8872 | 2769.1287 | 3221.0159
6096 | 449.034 | 2776.2582 | 449.034 | 2776.2582 | 3225.2922
6097 | 428.4272 | 2778.8608 | 428.4272 | 2778.8608 | 3207.2879
6098 | 424.1825 | 2787.5439 | 424.1825 | 2787.5439 | 3211.7263
6099 | 428.0003 | 2782.6399 | 428.0003 | 2782.6399 | 3210.6402
6100 | 431.3829 | 2786.5759 | 431.3829 | 2786.5759 | 3217.9588
6101 | 441.3463 | 2799.7263 | 441.3463 | 2799.7263 | 3241.0726
6102 | 447.5564 | 2786.7945 | 447.5564 | 2786.7945 | 3234.3509
6103 | 452.574 | 2762.8927 | 452.574 | 2762.8927 | 3215.4666
6104 | 442.0096 | 2738.848 | 442.0096 | 2738.848 | 3180.8576
6105 | 429.4498 | 2722.8821 | 429.4498 | 2722.8821 | 3152.332
6106 | 411.3529 | 2696.7586 | 411.3529 | 2696.7586 | 3108.1115
6107 | 390.9934 | 2681.4964 | 390.9934 | 2681.4964 | 3072.4897
6108 | 371.576 | 2674.6999 | 371.576 | 2674.6999 | 3046.2759
6109 | 356.9413 | 2686.1723 | 356.9413 | 2686.1723 | 3043.1136
6110 | 348.4639 | 2712.5117 | 348.4639 | 2712.5117 | 3060.9757
6111 | 343.0974 | 2749.8425 | 343.0974 | 2749.8425 | 3092.94
6112 | 342.9976 | 2804.6507 | 342.9976 | 2804.6507 | 3147.6483
6113 | 345.2799 | 2902.3116 | 345.2799 | 2902.3116 | 3247.5915
6114 | 354.1758 | 2969.0503 | 354.1758 | 2969.0503 | 3323.2261
6115 | 364.308 | 3020.4775 | 364.308 | 3020.4775 | 3384.7855
6116 | 388.9963 | 3053.2235 | 388.9963 | 3053.2235 | 3442.2198
6117 | 410.6831 | 3075.2355 | 410.6831 | 3075.2355 | 3485.9186
6118 | 424.7192 | 3086.5072 | 424.7192 | 3086.5072 | 3511.2264
6119 | 443.4726 | 3089.1866 | 443.4726 | 3089.1866 | 3532.6591
6120 | 438.5516 | 3088.9893 | 438.5516 | 3088.9893 | 3527.5408
6121 | 425.7519 | 3066.3755 | 425.7519 | 3066.3755 | 3492.1275
6122 | 421.2012 | 3032.2581 | 421.2012 | 3032.2581 | 3453.4593
6123 | 418.9201 | 2983.5156 | 418.9201 | 2983.5156 | 3402.4357
6124 | 424.953 | 2965.5934 | 424.953 | 2965.5934 | 3390.5464
6125 | 427.3701 | 2968.6084 | 427.3701 | 2968.6084 | 3395.9785
6126 | 435.1123 | 2961.2938 | 435.1123 | 2961.2938 | 3396.4061
6127 | 442.7974 | 2954.5488 | 442.7974 | 2954.5488 | 3397.3462
6128 | 439.4996 | 2952.7287 | 439.4996 | 2952.7287 | 3392.2283
6129 | 424.3421 | 2952.088 | 424.3421 | 2952.088 | 3376.4301
6130 | 404.8085 | 2943.3655 | 404.8085 | 2943.3655 | 3348.174
6131 | 385.4817 | 2961.9896 | 385.4817 | 2961.9896 | 3347.4713
6132 | 366.5476 | 2982.4243 | 366.5476 | 2982.4243 | 3348.972
6133 | 353.5981 | 2999.2086 | 353.5981 | 2999.2086 | 3352.8067
6134 | 346.3221 | 3013.0926 | 346.3221 | 3013.0926 | 3359.4146
6135 | 342.1542 | 3031.3127 | 342.1542 | 3031.3127 | 3373.4669
6136 | 342.1913 | 3070.7347 | 342.1913 | 3070.7347 | 3412.926
6137 | 342.4081 | 3148.6743 | 342.4081 | 3148.6743 | 3491.0824
6138 | 348.1928 | 3187.0828 | 348.1928 | 3187.0828 | 3535.2757
6139 | 354.4866 | 3196.9306 | 354.4866 | 3196.9306 | 3551.4172
6140 | 372.5576 | 3185.4718 | 372.5576 | 3185.4718 | 3558.0294
6141 | 388.3472 | 3167.9192 | 388.3472 | 3167.9192 | 3556.2663
6142 | 402.2088 | 3146.7089 | 402.2088 | 3146.7089 | 3548.9176
6143 | 420.8916 | 3125.2099 | 420.8916 | 3125.2099 | 3546.1014
6144 | 412.0637 | 3108.6494 | 412.0637 | 3108.6494 | 3520.7132
6145 | 400.931 | 3073.336 | 400.931 | 3073.336 | 3474.2669
6146 | 398.2552 | 3027.3125 | 398.2552 | 3027.3125 | 3425.5677
6147 | 398.469 | 2984.4314 | 398.469 | 2984.4314 | 3382.9004
6148 | 401.95 | 2977.8047 | 401.95 | 2977.8047 | 3379.7547
6149 | 416.0938 | 2992.7868 | 416.0938 | 2992.7868 | 3408.8805
6150 | 420.1571 | 2988.1587 | 420.1571 | 2988.1587 | 3408.3157
6151 | 429.8752 | 2971.0951 | 429.8752 | 2971.0951 | 3400.9703
6152 | 428.0016 | 2956.6363 | 428.0016 | 2956.6363 | 3384.638
6153 | 414.6976 | 2946.8371 | 414.6976 | 2946.8371 | 3361.5348
6154 | 398.5375 | 2938.7252 | 398.5375 | 2938.7252 | 3337.2627
6155 | 378.7403 | 2961.0738 | 378.7403 | 2961.0738 | 3339.814
6156 | 360.9752 | 2979.1273 | 360.9752 | 2979.1273 | 3340.1025
6157 | 348.1568 | 2992.4314 | 348.1568 | 2992.4314 | 3340.5882
6158 | 339.8999 | 2998.378 | 339.8999 | 2998.378 | 3338.2779
6159 | 334.7372 | 3001.273 | 334.7372 | 3001.273 | 3336.0102
6160 | 334.3209 | 3023.3549 | 334.3209 | 3023.3549 | 3357.6758
6161 | 335.9813 | 3081.3901 | 335.9813 | 3081.3901 | 3417.3714
6162 | 339.9486 | 3095.4371 | 339.9486 | 3095.4371 | 3435.3857
6163 | 349.8938 | 3089.9597 | 349.8938 | 3089.9597 | 3439.8535
6164 | 367.2875 | 3071.052 | 367.2875 | 3071.052 | 3438.3395
6165 | 380.7018 | 3052.2783 | 380.7018 | 3052.2783 | 3432.9801
6166 | 397.0825 | 3030.2132 | 397.0825 | 3030.2132 | 3427.2957
6167 | 416.1868 | 2997.9682 | 416.1868 | 2997.9682 | 3414.1551
6168 | 415.1317 | 2958.9391 | 415.1317 | 2958.9391 | 3374.0708
6169 | 406.1284 | 2906.1024 | 406.1284 | 2906.1024 | 3312.2308
6170 | 404.5983 | 2861.1169 | 404.5983 | 2861.1169 | 3265.7152
6171 | 408.629 | 2824.0361 | 408.629 | 2824.0361 | 3232.6651
6172 | 412.7499 | 2810.0827 | 412.7499 | 2810.0827 | 3222.8326
6173 | 421.4905 | 2813.8914 | 421.4905 | 2813.8914 | 3235.3819
6174 | 427.4094 | 2803.3408 | 427.4094 | 2803.3408 | 3230.7502
6175 | 433.2847 | 2792.9324 | 433.2847 | 2792.9324 | 3226.2171
6176 | 430.4206 | 2778.3515 | 430.4206 | 2778.3515 | 3208.7721
6177 | 419.491 | 2773.559 | 419.491 | 2773.559 | 3193.05
6178 | 400.0979 | 2760.0741 | 400.0979 | 2760.0741 | 3160.172
6179 | 380.0216 | 2776.317 | 380.0216 | 2776.317 | 3156.3386
6180 | 361.4313 | 2810.1841 | 361.4313 | 2810.1841 | 3171.6154
6181 | 347.524 | 2836.0048 | 347.524 | 2836.0048 | 3183.5288
6182 | 339.7826 | 2860.0241 | 339.7826 | 2860.0241 | 3199.8067
6183 | 335.7248 | 2887.708 | 335.7248 | 2887.708 | 3223.4327
6184 | 335.5529 | 2939.7076 | 335.5529 | 2939.7076 | 3275.2605
6185 | 337.8157 | 3038.8948 | 337.8157 | 3038.8948 | 3376.7105
6186 | 346.3002 | 3104.4124 | 346.3002 | 3104.4124 | 3450.7126
6187 | 358.8712 | 3147.597 | 358.8712 | 3147.597 | 3506.4682
6188 | 385.337 | 3167.338 | 385.337 | 3167.338 | 3552.675
6189 | 402.0275 | 3178.2988 | 402.0275 | 3178.2988 | 3580.3262
6190 | 418.0746 | 3183.4038 | 418.0746 | 3183.4038 | 3601.4784
6191 | 439.9299 | 3184.8009 | 439.9299 | 3184.8009 | 3624.7308
6192 | 433.0838 | 3181.734 | 433.0838 | 3181.734 | 3614.8178
6193 | 417.4455 | 3152.5872 | 417.4455 | 3152.5872 | 3570.0327
6194 | 414.3595 | 3109.7997 | 414.3595 | 3109.7997 | 3524.1592
6195 | 417.7392 | 3069.1167 | 417.7392 | 3069.1167 | 3486.8559
6196 | 421.3574 | 3057.7276 | 421.3574 | 3057.7276 | 3479.085
6197 | 430.168 | 3061.7195 | 430.168 | 3061.7195 | 3491.8874
6198 | 438.3979 | 3050.253 | 438.3979 | 3050.253 | 3488.6509
6199 | 442.231 | 3033.8611 | 442.231 | 3033.8611 | 3476.0922
6200 | 439.053 | 3017.5706 | 439.053 | 3017.5706 | 3456.6236
6201 | 428.76 | 3009.8474 | 428.76 | 3009.8474 | 3438.6074
6202 | 406.2865 | 2988.1199 | 406.2865 | 2988.1199 | 3394.4064
6203 | 382.7962 | 2971.2702 | 382.7962 | 2971.2702 | 3354.0664
6204 | 363.4767 | 2975.8302 | 363.4767 | 2975.8302 | 3339.3069
6205 | 347.9984 | 3000.5519 | 347.9984 | 3000.5519 | 3348.5503
6206 | 341.6082 | 3024.4491 | 341.6082 | 3024.4491 | 3366.0573
6207 | 336.5729 | 3043.8293 | 336.5729 | 3043.8293 | 3380.4022
6208 | 336.857 | 3082.6407 | 336.857 | 3082.6407 | 3419.4976
6209 | 340.7472 | 3165.3427 | 340.7472 | 3165.3427 | 3506.0899
6210 | 352.3654 | 3209.0021 | 352.3654 | 3209.0021 | 3561.3675
6211 | 370.0998 | 3227.2146 | 370.0998 | 3227.2146 | 3597.3144
6212 | 401.3087 | 3225.6469 | 401.3087 | 3225.6469 | 3626.9556
6213 | 416.8066 | 3222.5036 | 416.8066 | 3222.5036 | 3639.3102
6214 | 429.8922 | 3215.2142 | 429.8922 | 3215.2142 | 3645.1064
6215 | 451.6196 | 3207.2087 | 451.6196 | 3207.2087 | 3658.8283
6216 | 441.7961 | 3197.1813 | 441.7961 | 3197.1813 | 3638.9774
6217 | 422.5713 | 3163.8216 | 422.5713 | 3163.8216 | 3586.3929
6218 | 420.1604 | 3137.7025 | 420.1604 | 3137.7025 | 3557.8629
6219 | 420.5273 | 3098.6069 | 420.5273 | 3098.6069 | 3519.1343
6220 | 423.4088 | 3068.3514 | 423.4088 | 3068.3514 | 3491.7602
6221 | 433.6917 | 3057.5066 | 433.6917 | 3057.5066 | 3491.1983
6222 | 442.3648 | 3033.3404 | 442.3648 | 3033.3404 | 3475.7052
6223 | 443.0413 | 3009.4996 | 443.0413 | 3009.4996 | 3452.5409
6224 | 438.9667 | 2989.1183 | 438.9667 | 2989.1183 | 3428.0851
6225 | 427.6941 | 2974.6178 | 427.6941 | 2974.6178 | 3402.312
6226 | 406.5987 | 2941.717 | 406.5987 | 2941.717 | 3348.3157
6227 | 379.6987 | 2910.7633 | 379.6987 | 2910.7633 | 3290.4619
6228 | 359.3923 | 2892.6714 | 359.3923 | 2892.6714 | 3252.0636
6229 | 346.875 | 2894.8021 | 346.875 | 2894.8021 | 3241.6771
6230 | 338.6608 | 2898.1233 | 338.6608 | 2898.1233 | 3236.7841
6231 | 334.7867 | 2899.2476 | 334.7867 | 2899.2476 | 3234.0343
6232 | 334.254 | 2923.7718 | 334.254 | 2923.7718 | 3258.0258
6233 | 338.4126 | 2992.8583 | 338.4126 | 2992.8583 | 3331.2709
6234 | 348.7807 | 3024.9169 | 348.7807 | 3024.9169 | 3373.6976
6235 | 366.3154 | 3033.1772 | 366.3154 | 3033.1772 | 3399.4926
6236 | 396.0289 | 3025.4428 | 396.0289 | 3025.4428 | 3421.4717
6237 | 410.9861 | 3016.6213 | 410.9861 | 3016.6213 | 3427.6074
6238 | 421.325 | 3008.1718 | 421.325 | 3008.1718 | 3429.4968
6239 | 444.1743 | 3002.8528 | 444.1743 | 3002.8528 | 3447.027
6240 | 433.6111 | 2998.9921 | 433.6111 | 2998.9921 | 3432.6032
6241 | 416.8242 | 2978.8817 | 416.8242 | 2978.8817 | 3395.7058
6242 | 412.5276 | 2961.1884 | 412.5276 | 2961.1884 | 3373.716
6243 | 416.0079 | 2933.3272 | 416.0079 | 2933.3272 | 3349.3351
6244 | 417.048 | 2922.8539 | 417.048 | 2922.8539 | 3339.9019
6245 | 425.8978 | 2923.9762 | 425.8978 | 2923.9762 | 3349.8739
6246 | 433.1711 | 2914.8909 | 433.1711 | 2914.8909 | 3348.062
6247 | 435.7081 | 2905.5205 | 435.7081 | 2905.5205 | 3341.2286
6248 | 435.3511 | 2894.664 | 435.3511 | 2894.664 | 3330.0152
6249 | 422.7183 | 2882.3005 | 422.7183 | 2882.3005 | 3305.0188
6250 | 404.3829 | 2854.2231 | 404.3829 | 2854.2231 | 3258.606
6251 | 380.2987 | 2833.0384 | 380.2987 | 2833.0384 | 3213.3372
6252 | 357.9164 | 2824.2882 | 357.9164 | 2824.2882 | 3182.2045
6253 | 341.9964 | 2831.3645 | 341.9964 | 2831.3645 | 3173.3609
6254 | 334.0617 | 2842.4398 | 334.0617 | 2842.4398 | 3176.5015
6255 | 330.7656 | 2857.8514 | 330.7656 | 2857.8514 | 3188.6169
6256 | 332.0515 | 2901.6083 | 332.0515 | 2901.6083 | 3233.6598
6257 | 335.2987 | 2987.6074 | 335.2987 | 2987.6074 | 3322.9061
6258 | 344.0771 | 3034.5638 | 344.0771 | 3034.5638 | 3378.641
6259 | 360.3168 | 3055.9513 | 360.3168 | 3055.9513 | 3416.2681
6260 | 391.128 | 3058.9628 | 391.128 | 3058.9628 | 3450.0909
6261 | 405.2854 | 3056.308 | 405.2854 | 3056.308 | 3461.5934
6262 | 420.083 | 3050.7281 | 420.083 | 3050.7281 | 3470.8111
6263 | 443.57 | 3049.2556 | 443.57 | 3049.2556 | 3492.8256
6264 | 435.6704 | 3045.8834 | 435.6704 | 3045.8834 | 3481.5538
6265 | 418.7945 | 3013.9281 | 418.7945 | 3013.9281 | 3432.7226
6266 | 417.6809 | 2974.1934 | 417.6809 | 2974.1934 | 3391.8743
6267 | 417.1329 | 2920.9938 | 417.1329 | 2920.9938 | 3338.1267
6268 | 419.6577 | 2899.4082 | 419.6577 | 2899.4082 | 3319.066
6269 | 426.881 | 2890.273 | 426.881 | 2890.273 | 3317.154
6270 | 430.4609 | 2872.5788 | 430.4609 | 2872.5788 | 3303.0397
6271 | 429.994 | 2850.5697 | 429.994 | 2850.5697 | 3280.5637
6272 | 428.0075 | 2833.7297 | 428.0075 | 2833.7297 | 3261.7372
6273 | 415.0649 | 2824.5411 | 415.0649 | 2824.5411 | 3239.606
6274 | 398.2308 | 2803.241 | 398.2308 | 2803.241 | 3201.4718
6275 | 376.6211 | 2811.1192 | 376.6211 | 2811.1192 | 3187.7403
6276 | 353.7574 | 2842.4219 | 353.7574 | 2842.4219 | 3196.1794
6277 | 340.9997 | 2870.9291 | 340.9997 | 2870.9291 | 3211.9287
6278 | 332.0902 | 2891.9566 | 332.0902 | 2891.9566 | 3224.0468
6279 | 327.6602 | 2917.0151 | 327.6602 | 2917.0151 | 3244.6752
6280 | 325.9755 | 2967.3051 | 325.9755 | 2967.3051 | 3293.2806
6281 | 328.7471 | 3059.1656 | 328.7471 | 3059.1656 | 3387.9127
6282 | 337.1496 | 3112.8993 | 337.1496 | 3112.8993 | 3450.0489
6283 | 349.7968 | 3136.79 | 349.7968 | 3136.79 | 3486.5868
6284 | 375.5799 | 3131.3147 | 375.5799 | 3131.3147 | 3506.8946
6285 | 395.6114 | 3112.9684 | 395.6114 | 3112.9684 | 3508.5798
6286 | 411.1685 | 3089.9264 | 411.1685 | 3089.9264 | 3501.0949
6287 | 433.0101 | 3070.6254 | 433.0101 | 3070.6254 | 3503.6355
6288 | 428.3925 | 3043.8686 | 428.3925 | 3043.8686 | 3472.2611
6289 | 410.672 | 2973.3866 | 410.672 | 2973.3866 | 3384.0586
6290 | 407.2445 | 2881.6929 | 407.2445 | 2881.6929 | 3288.9374
6291 | 408.7329 | 2803.277 | 408.7329 | 2803.277 | 3212.0099
6292 | 411.9912 | 2759.1005 | 411.9912 | 2759.1005 | 3171.0918
6293 | 419.462 | 2729.5725 | 419.462 | 2729.5725 | 3149.0344
6294 | 422.5511 | 2694.8435 | 422.5511 | 2694.8435 | 3117.3947
6295 | 424.2613 | 2697.1959 | 424.2613 | 2697.1959 | 3121.4572
6296 | 422.9474 | 2715.5855 | 422.9474 | 2715.5855 | 3138.5329
6297 | 411.8021 | 2743.2139 | 411.8021 | 2743.2139 | 3155.0161
6298 | 394.6465 | 2747.6796 | 394.6465 | 2747.6796 | 3142.3261
6299 | 375.9182 | 2748.0479 | 375.9182 | 2748.0479 | 3123.9661
6300 | 355.1045 | 2753.8901 | 355.1045 | 2753.8901 | 3108.9946
6301 | 339.9079 | 2761.2717 | 339.9079 | 2761.2717 | 3101.1796
6302 | 332.8197 | 2769.9048 | 332.8197 | 2769.9048 | 3102.7245
6303 | 328.2585 | 2783.6068 | 328.2585 | 2783.6068 | 3111.8653
6304 | 326.3938 | 2827.1195 | 326.3938 | 2827.1195 | 3153.5133
6305 | 328.676 | 2920.7506 | 328.676 | 2920.7506 | 3249.4267
6306 | 332.0269 | 2980.1626 | 332.0269 | 2980.1626 | 3312.1895
6307 | 338.2341 | 3017.4857 | 338.2341 | 3017.4857 | 3355.7199
6308 | 359.0385 | 3034.9676 | 359.0385 | 3034.9676 | 3394.0062
6309 | 379.3349 | 3043.9746 | 379.3349 | 3043.9746 | 3423.3095
6310 | 397.9542 | 3042.974 | 397.9542 | 3042.974 | 3440.9282
6311 | 418.2516 | 3036.617 | 418.2516 | 3036.617 | 3454.8685
6312 | 416.2464 | 3015.5994 | 416.2464 | 3015.5994 | 3431.8459
6313 | 405.273 | 2951.9558 | 405.273 | 2951.9558 | 3357.2288
6314 | 398.7227 | 2888.348 | 398.7227 | 2888.348 | 3287.0708
6315 | 398.9822 | 2825.8068 | 398.9822 | 2825.8068 | 3224.7889
6316 | 401.9319 | 2785.8433 | 401.9319 | 2785.8433 | 3187.7751
6317 | 411.6391 | 2771.4572 | 411.6391 | 2771.4572 | 3183.0963
6318 | 412.5776 | 2739.5368 | 412.5776 | 2739.5368 | 3152.1144
6319 | 416.8234 | 2719.7868 | 416.8234 | 2719.7868 | 3136.6102
6320 | 422.1622 | 2715.1581 | 422.1622 | 2715.1581 | 3137.3203
6321 | 409.8119 | 2741.3822 | 409.8119 | 2741.3822 | 3151.1942
6322 | 392.6408 | 2783.9471 | 392.6408 | 2783.9471 | 3176.5879
6323 | 373.4533 | 2852.7597 | 373.4533 | 2852.7597 | 3226.213
6324 | 354.1694 | 2942.1271 | 354.1694 | 2942.1271 | 3296.2965
6325 | 341.1837 | 3013.4348 | 341.1837 | 3013.4348 | 3354.6185
6326 | 335.2025 | 3055.0383 | 335.2025 | 3055.0383 | 3390.2409
6327 | 329.3875 | 3075.4565 | 329.3875 | 3075.4565 | 3404.844
6328 | 327.9732 | 3108.7118 | 327.9732 | 3108.7118 | 3436.685
6329 | 329.1609 | 3182.8049 | 329.1609 | 3182.8049 | 3511.9658
6330 | 335.0717 | 3211.5054 | 335.0717 | 3211.5054 | 3546.5771
6331 | 343.2263 | 3207.3102 | 343.2263 | 3207.3102 | 3550.5365
6332 | 365.132 | 3176.8017 | 365.132 | 3176.8017 | 3541.9338
6333 | 384.288 | 3136.6583 | 384.288 | 3136.6583 | 3520.9463
6334 | 396.9643 | 3097.8026 | 396.9643 | 3097.8026 | 3494.767
6335 | 417.8676 | 3074.1056 | 417.8676 | 3074.1056 | 3491.9732
6336 | 415.7158 | 3044.4181 | 415.7158 | 3044.4181 | 3460.1339
6337 | 401.0011 | 2982.2398 | 401.0011 | 2982.2398 | 3383.2408
6338 | 398.0822 | 2926.0809 | 398.0822 | 2926.0809 | 3324.1631
6339 | 400.4269 | 2881.4292 | 400.4269 | 2881.4292 | 3281.8561
6340 | 401.6252 | 2856.3024 | 401.6252 | 2856.3024 | 3257.9276
6341 | 409.9914 | 2843.3817 | 409.9914 | 2843.3817 | 3253.3731
6342 | 415.0885 | 2812.9267 | 415.0885 | 2812.9267 | 3228.0152
6343 | 418.972 | 2772.7838 | 418.972 | 2772.7838 | 3191.7558
6344 | 423.8093 | 2734.6351 | 423.8093 | 2734.6351 | 3158.4444
6345 | 411.9166 | 2714.0289 | 411.9166 | 2714.0289 | 3125.9456
6346 | 390.6792 | 2703.2305 | 390.6792 | 2703.2305 | 3093.9098
6347 | 371.7559 | 2733.3943 | 371.7559 | 2733.3943 | 3105.1502
6348 | 351.3268 | 2775.5651 | 351.3268 | 2775.5651 | 3126.892
6349 | 338.8984 | 2794.7917 | 338.8984 | 2794.7917 | 3133.6901
6350 | 330.7749 | 2799.8224 | 330.7749 | 2799.8224 | 3130.5974
6351 | 327.5143 | 2820.2406 | 327.5143 | 2820.2406 | 3147.7549
6352 | 325.6102 | 2884.9399 | 325.6102 | 2884.9399 | 3210.5502
6353 | 326.5639 | 3005.2527 | 326.5639 | 3005.2527 | 3331.8167
6354 | 333.448 | 3090.3084 | 333.448 | 3090.3084 | 3423.7564
6355 | 345.3695 | 3151.0162 | 345.3695 | 3151.0162 | 3496.3856
6356 | 372.1726 | 3189.5015 | 372.1726 | 3189.5015 | 3561.674
6357 | 388.2333 | 3217.497 | 388.2333 | 3217.497 | 3605.7303
6358 | 402.2091 | 3232.0047 | 402.2091 | 3232.0047 | 3634.2138
6359 | 426.5444 | 3236.0273 | 426.5444 | 3236.0273 | 3662.5717
6360 | 422.3977 | 3214.3381 | 422.3977 | 3214.3381 | 3636.7359
6361 | 402.8336 | 3142.3908 | 402.8336 | 3142.3908 | 3545.2244
6362 | 402.533 | 3071.8837 | 402.533 | 3071.8837 | 3474.4167
6363 | 406.1111 | 3001.8935 | 406.1111 | 3001.8935 | 3408.0047
6364 | 406.9376 | 2948.9861 | 406.9376 | 2948.9861 | 3355.9237
6365 | 417.1052 | 2920.9844 | 417.1052 | 2920.9844 | 3338.0896
6366 | 419.6164 | 2878.7455 | 419.6164 | 2878.7455 | 3298.3619
6367 | 419.0632 | 2830.1769 | 419.0632 | 2830.1769 | 3249.2401
6368 | 419.2347 | 2787.3879 | 419.2347 | 2787.3879 | 3206.6226
6369 | 412.6208 | 2748.8311 | 412.6208 | 2748.8311 | 3161.4519
6370 | 393.6729 | 2696.2701 | 393.6729 | 2696.2701 | 3089.943
6371 | 372.9356 | 2659.0276 | 372.9356 | 2659.0276 | 3031.9632
6372 | 351.8091 | 2647.5298 | 351.8091 | 2647.5298 | 2999.3389
6373 | 336.8976 | 2643.616 | 336.8976 | 2643.616 | 2980.5136
6374 | 329.7842 | 2640.6483 | 329.7842 | 2640.6483 | 2970.4325
6375 | 327.1349 | 2642.8106 | 327.1349 | 2642.8106 | 2969.9455
6376 | 326.222 | 2675.8216 | 326.222 | 2675.8216 | 3002.0436
6377 | 329.3068 | 2759.3785 | 329.3068 | 2759.3785 | 3088.6853
6378 | 338.6282 | 2807.0065 | 338.6282 | 2807.0065 | 3145.6347
6379 | 356.7528 | 2830.5309 | 356.7528 | 2830.5309 | 3187.2838
6380 | 383.6655 | 2833.4814 | 383.6655 | 2833.4814 | 3217.147
6381 | 401.3582 | 2829.056 | 401.3582 | 2829.056 | 3230.4141
6382 | 418.515 | 2817.4925 | 418.515 | 2817.4925 | 3236.0075
6383 | 437.5407 | 2802.0381 | 437.5407 | 2802.0381 | 3239.5788
6384 | 434.1346 | 2775.0371 | 434.1346 | 2775.0371 | 3209.1716
6385 | 413.5963 | 2732.3968 | 413.5963 | 2732.3968 | 3145.9931
6386 | 411.7617 | 2694.0665 | 411.7617 | 2694.0665 | 3105.8282
6387 | 411.9256 | 2648.1325 | 411.9256 | 2648.1325 | 3060.0581
6388 | 416.6203 | 2623.25 | 416.6203 | 2623.25 | 3039.8703
6389 | 425.8447 | 2615.0916 | 425.8447 | 2615.0916 | 3040.9364
6390 | 426.4765 | 2599.9618 | 426.4765 | 2599.9618 | 3026.4383
6391 | 426.942 | 2583.5699 | 426.942 | 2583.5699 | 3010.5119
6392 | 432.2314 | 2569.1722 | 432.2314 | 2569.1722 | 3001.4035
6393 | 419.092 | 2560.5331 | 419.092 | 2560.5331 | 2979.6251
6394 | 395.1244 | 2537.2181 | 395.1244 | 2537.2181 | 2932.3425
6395 | 370.9234 | 2527.451 | 370.9234 | 2527.451 | 2898.3743
6396 | 350.7697 | 2547.153 | 350.7697 | 2547.153 | 2897.9227
6397 | 337.3455 | 2584.7576 | 337.3455 | 2584.7576 | 2922.103
6398 | 330.3743 | 2615.3709 | 330.3743 | 2615.3709 | 2945.7453
6399 | 325.6929 | 2633.5911 | 325.6929 | 2633.5911 | 2959.284
6400 | 326.5294 | 2651.9486 | 326.5294 | 2651.9486 | 2978.4779
6401 | 328.6013 | 2694.9029 | 328.6013 | 2694.9029 | 3023.5042
6402 | 337.2212 | 2699.0587 | 337.2212 | 2699.0587 | 3036.2799
6403 | 354.2758 | 2687.0483 | 354.2758 | 2687.0483 | 3041.3241
6404 | 382.3603 | 2661.7296 | 382.3603 | 2661.7296 | 3044.09
6405 | 400.742 | 2636.6671 | 400.742 | 2636.6671 | 3037.4092
6406 | 416.077 | 2609.4122 | 416.077 | 2609.4122 | 3025.4892
6407 | 436.6738 | 2585.4099 | 436.6738 | 2585.4099 | 3022.0837
6408 | 431.1923 | 2553.0359 | 431.1923 | 2553.0359 | 2984.2282
6409 | 411.4287 | 2498.5507 | 411.4287 | 2498.5507 | 2909.9793
6410 | 409.5384 | 2468.4019 | 409.5384 | 2468.4019 | 2877.9403
6411 | 412.5185 | 2431.0769 | 412.5185 | 2431.0769 | 2843.5954
6412 | 416.7015 | 2413.6432 | 416.7015 | 2413.6432 | 2830.3447
6413 | 424.0379 | 2410.0031 | 424.0379 | 2410.0031 | 2834.041
6414 | 423.88 | 2392.9195 | 423.88 | 2392.9195 | 2816.7994
6415 | 421.8578 | 2368.9565 | 421.8578 | 2368.9565 | 2790.8144
6416 | 424.243 | 2345.095 | 424.243 | 2345.095 | 2769.338
6417 | 418.5709 | 2333.4642 | 418.5709 | 2333.4642 | 2752.0351
6418 | 396.917 | 2317.2928 | 396.917 | 2317.2928 | 2714.2098
6419 | 371.8524 | 2327.2469 | 371.8524 | 2327.2469 | 2699.0993
6420 | 351.3489 | 2369.6619 | 351.3489 | 2369.6619 | 2721.0108
6421 | 336.5349 | 2413.4942 | 336.5349 | 2413.4942 | 2750.0291
6422 | 329.6798 | 2445.7562 | 329.6798 | 2445.7562 | 2775.436
6423 | 326.6508 | 2466.1743 | 326.6508 | 2466.1743 | 2792.8252
6424 | 325.6108 | 2505.23 | 325.6108 | 2505.23 | 2830.8408
6425 | 328.9323 | 2592.5112 | 328.9323 | 2592.5112 | 2921.4435
6426 | 336.1797 | 2650.0304 | 336.1797 | 2650.0304 | 2986.2101
6427 | 354.6789 | 2687.842 | 354.6789 | 2687.842 | 3042.5209
6428 | 385.5564 | 2708.7431 | 385.5564 | 2708.7431 | 3094.2995
6429 | 404.111 | 2722.6346 | 404.111 | 2722.6346 | 3126.7456
6430 | 417.9071 | 2724.5036 | 417.9071 | 2724.5036 | 3142.4107
6431 | 437.3937 | 2736.3414 | 437.3937 | 2736.3414 | 3173.7351
6432 | 430.9133 | 2748.966 | 430.9133 | 2748.966 | 3179.8793
6433 | 410.606 | 2730.382 | 410.606 | 2730.382 | 3140.9879
6434 | 403.8594 | 2686.0681 | 403.8594 | 2686.0681 | 3089.9275
6435 | 408.4978 | 2652.2233 | 408.4978 | 2652.2233 | 3060.7211
6436 | 411.0738 | 2629.7219 | 411.0738 | 2629.7219 | 3040.7957
6437 | 420.823 | 2623.1511 | 420.823 | 2623.1511 | 3043.974
6438 | 417.4477 | 2591.0476 | 417.4477 | 2591.0476 | 3008.4953
6439 | 415.0023 | 2555.7892 | 415.0023 | 2555.7892 | 2970.7916
6440 | 419.1628 | 2526.2495 | 419.1628 | 2526.2495 | 2945.4123
6441 | 411.0446 | 2508.1466 | 411.0446 | 2508.1466 | 2919.1913
6442 | 394.4365 | 2495.3944 | 394.4365 | 2495.3944 | 2889.8309
6443 | 370.993 | 2529.4658 | 370.993 | 2529.4658 | 2900.4588
6444 | 350.5537 | 2587.3281 | 350.5537 | 2587.3281 | 2937.8819
6445 | 336.8594 | 2647.0962 | 336.8594 | 2647.0962 | 2983.9556
6446 | 328.9815 | 2692.6073 | 328.9815 | 2692.6073 | 3021.5888
6447 | 324.4308 | 2724.9926 | 324.4308 | 2724.9926 | 3049.4234
6448 | 323.3996 | 2768.7495 | 323.3996 | 2768.7495 | 3092.1492
6449 | 324.3807 | 2848.8872 | 324.3807 | 2848.8872 | 3173.2679
6450 | 328.8054 | 2885.8304 | 328.8054 | 2885.8304 | 3214.6358
6451 | 342.4033 | 2898.3646 | 342.4033 | 2898.3646 | 3240.7679
6452 | 366.2834 | 2897.1633 | 366.2834 | 2897.1633 | 3263.4467
6453 | 386.3124 | 2899.7593 | 386.3124 | 2899.7593 | 3286.0717
6454 | 403.4815 | 2904.0706 | 403.4815 | 2904.0706 | 3307.5521
6455 | 426.2856 | 2898.6905 | 426.2856 | 2898.6905 | 3324.9761
6456 | 423.7796 | 2866.7438 | 423.7796 | 2866.7438 | 3290.5235
6457 | 405.5926 | 2787.5918 | 405.5926 | 2787.5918 | 3193.1844
6458 | 400.2029 | 2705.9114 | 400.2029 | 2705.9114 | 3106.1143
6459 | 395.2379 | 2634.578 | 395.2379 | 2634.578 | 3029.8159
6460 | 399.1542 | 2559.2628 | 399.1542 | 2559.2628 | 2958.417
6461 | 406.1801 | 2493.7114 | 406.1801 | 2493.7114 | 2899.8915
6462 | 409.8371 | 2433.7662 | 409.8371 | 2433.7662 | 2843.6033
6463 | 407.3449 | 2387.2124 | 407.3449 | 2387.2124 | 2794.5574
6464 | 413.7412 | 2351.3228 | 413.7412 | 2351.3228 | 2765.064
6465 | 400.4061 | 2339.5088 | 400.4061 | 2339.5088 | 2739.9149
6466 | 383.2364 | 2334.5718 | 383.2364 | 2334.5718 | 2717.8082
6467 | 366.0925 | 2372.1844 | 366.0925 | 2372.1844 | 2738.2769
6468 | 348.8727 | 2446.2267 | 348.8727 | 2446.2267 | 2795.0994
6469 | 336.6406 | 2520.7094 | 336.6406 | 2520.7094 | 2857.3499
6470 | 328.0847 | 2579.5308 | 328.0847 | 2579.5308 | 2907.6155
6471 | 321.9174 | 2624.6158 | 321.9174 | 2624.6158 | 2946.5332
6472 | 321.2477 | 2684.9191 | 321.2477 | 2684.9191 | 3006.1667
6473 | 321.1149 | 2785.3885 | 321.1149 | 2785.3885 | 3106.5035
6474 | 321.0036 | 2846.3269 | 321.0036 | 2846.3269 | 3167.3304
6475 | 326.1744 | 2886.825 | 326.1744 | 2886.825 | 3212.9994
6476 | 342.9919 | 2908.764 | 342.9919 | 2908.764 | 3251.7558
6477 | 359.6641 | 2918.2594 | 359.6641 | 2918.2594 | 3277.9235
6478 | 374.1352 | 2919.64 | 374.1352 | 2919.64 | 3293.7752
6479 | 391.1157 | 2917.3127 | 391.1157 | 2917.3127 | 3308.4284
6480 | 391.1227 | 2884.0228 | 391.1227 | 2884.0228 | 3275.1456
6481 | 381.753 | 2796.384 | 381.753 | 2796.384 | 3178.1369
6482 | 376.9493 | 2693.2117 | 376.9493 | 2693.2117 | 3070.161
6483 | 376.0913 | 2603.6224 | 376.0913 | 2603.6224 | 2979.7137
6484 | 380.3533 | 2536.0614 | 380.3533 | 2536.0614 | 2916.4146
6485 | 385.8208 | 2492.3682 | 385.8208 | 2492.3682 | 2878.189
6486 | 387.123 | 2456.6013 | 387.123 | 2456.6013 | 2843.7243
6487 | 391.1854 | 2430.1961 | 391.1854 | 2430.1961 | 2821.3815
6488 | 401.3742 | 2415.4931 | 401.3742 | 2415.4931 | 2816.8673
6489 | 393.856 | 2419.9201 | 393.856 | 2419.9201 | 2813.7761
6490 | 381.8711 | 2441.7869 | 381.8711 | 2441.7869 | 2823.658
6491 | 361.2322 | 2507.974 | 361.2322 | 2507.974 | 2869.2061
6492 | 341.8595 | 2601.0048 | 341.8595 | 2601.0048 | 2942.8643
6493 | 329.604 | 2686.5386 | 329.604 | 2686.5386 | 3016.1426
6494 | 322.8 | 2742.1241 | 322.8 | 2742.1241 | 3064.9241
6495 | 318.9374 | 2777.4401 | 318.9374 | 2777.4401 | 3096.3775
6496 | 317.4345 | 2827.3637 | 317.4345 | 2827.3637 | 3144.7982
6497 | 318.2554 | 2918.6747 | 318.2554 | 2918.6747 | 3236.9301
6498 | 318.9321 | 2971.4925 | 318.9321 | 2971.4925 | 3290.4247
6499 | 328.6368 | 2999.6573 | 328.6368 | 2999.6573 | 3328.294
6500 | 348.2243 | 3008.2249 | 348.2243 | 3008.2249 | 3356.4493
6501 | 368.1032 | 3003.6163 | 368.1032 | 3003.6163 | 3371.7195
6502 | 384.396 | 2994.4952 | 384.396 | 2994.4952 | 3378.8911
6503 | 409.4906 | 2982.2767 | 409.4906 | 2982.2767 | 3391.7674
6504 | 407.4415 | 2933.0511 | 407.4415 | 2933.0511 | 3340.4926
6505 | 394.0133 | 2826.2406 | 394.0133 | 2826.2406 | 3220.2538
6506 | 386.4171 | 2705.9114 | 386.4171 | 2705.9114 | 3092.3286
6507 | 388.1166 | 2626.4575 | 388.1166 | 2626.4575 | 3014.5741
6508 | 386.9904 | 2582.22 | 386.9904 | 2582.22 | 2969.2104
6509 | 398.3942 | 2548.418 | 398.3942 | 2548.418 | 2946.8123
6510 | 399.42 | 2515.765 | 399.42 | 2515.765 | 2915.185
6511 | 400.5683 | 2489.2377 | 400.5683 | 2489.2377 | 2889.806
6512 | 408.3629 | 2472.3977 | 408.3629 | 2472.3977 | 2880.7606
6513 | 399.3157 | 2472.0623 | 399.3157 | 2472.0623 | 2871.3779
6514 | 379.8705 | 2478.7871 | 379.8705 | 2478.7871 | 2858.6576
6515 | 358.8086 | 2534.1061 | 358.8086 | 2534.1061 | 2892.9147
6516 | 339.57 | 2628.9076 | 339.57 | 2628.9076 | 2968.4776
6517 | 326.121 | 2709.0685 | 326.121 | 2709.0685 | 3035.1894
6518 | 319.3162 | 2751.0383 | 319.3162 | 2751.0383 | 3070.3545
6519 | 316.0762 | 2771.4565 | 316.0762 | 2771.4565 | 3087.5328
6520 | 314.7839 | 2804.1623 | 314.7839 | 2804.1623 | 3118.9462
6521 | 315.2313 | 2882.2851 | 315.2313 | 2882.2851 | 3197.5163
6522 | 318.4942 | 2928.2035 | 318.4942 | 2928.2035 | 3246.6977
6523 | 331.3815 | 2953.2544 | 331.3815 | 2953.2544 | 3284.6359
6524 | 359.2769 | 2959.9903 | 359.2769 | 2959.9903 | 3319.2672
6525 | 380.3424 | 2968.8141 | 380.3424 | 2968.8141 | 3349.1565
6526 | 394.983 | 2975.7508 | 394.983 | 2975.7508 | 3370.7338
6527 | 416.7363 | 2971.775 | 416.7363 | 2971.775 | 3388.5113
6528 | 413.421 | 2938.1799 | 413.421 | 2938.1799 | 3351.6009
6529 | 399.1115 | 2855.7308 | 399.1115 | 2855.7308 | 3254.8423
6530 | 393.3095 | 2781.2551 | 393.3095 | 2781.2551 | 3174.5646
6531 | 398.8482 | 2695.8176 | 398.8482 | 2695.8176 | 3094.6658
6532 | 404.5427 | 2621.8457 | 404.5427 | 2621.8457 | 3026.3884
6533 | 411.4582 | 2560.3851 | 411.4582 | 2560.3851 | 2971.8432
6534 | 409.6555 | 2481.2681 | 409.6555 | 2481.2681 | 2890.9236
6535 | 406.7545 | 2426.1664 | 406.7545 | 2426.1664 | 2832.9209
6536 | 416.4334 | 2377.516 | 416.4334 | 2377.516 | 2793.9494
6537 | 408.5313 | 2346.1029 | 408.5313 | 2346.1029 | 2754.6342
6538 | 389.8388 | 2310.8208 | 389.8388 | 2310.8208 | 2700.6596
6539 | 366.2514 | 2302.2138 | 366.2514 | 2302.2138 | 2668.4652
6540 | 343.7805 | 1224.7348 | 343.7805 | 1224.7348 | 1568.5154
6541 | 329.4542 | 1247.9169 | 329.4542 | 1247.9169 | 1577.3712
6542 | 319.9286 | 1270.7101 | 319.9286 | 1270.7101 | 1590.6387
6543 | 315.7023 | 1287.7886 | 315.7023 | 1287.7886 | 1603.4909
6544 | 313.6117 | 1329.4322 | 313.6117 | 1329.4322 | 1643.0439
6545 | 315.3734 | 1425.2742 | 315.3734 | 1425.2742 | 1740.6476
6546 | 319.5816 | 1450.2928 | 319.5816 | 1450.2928 | 1769.8744
6547 | 338.0011 | 1466.5151 | 338.0011 | 1466.5151 | 1804.5162
6548 | 362.9211 | 1464.0909 | 362.9211 | 1464.0909 | 1827.012
6549 | 383.1072 | 1464.3957 | 383.1072 | 1464.3957 | 1847.5029
6550 | 402.4824 | 1461.1763 | 402.4824 | 1461.1763 | 1863.6587
6551 | 429.6773 | 1459.8967 | 429.6773 | 1459.8967 | 1889.5739
6552 | 425.061 | 1439.074 | 425.061 | 1439.074 | 1864.135
6553 | 404.3238 | 1399.2078 | 404.3238 | 1399.2078 | 1803.5315
6554 | 402.5182 | 1376.3009 | 402.5182 | 1376.3009 | 1778.819
6555 | 407.8809 | 1333.9891 | 407.8809 | 1333.9891 | 1741.87
6556 | 407.9761 | 1318.8971 | 407.9761 | 1318.8971 | 1726.8733
6557 | 418.2066 | 1304.5619 | 418.2066 | 1304.5619 | 1722.7685
6558 | 415.05 | 1273.2313 | 415.05 | 1273.2313 | 1688.2813
6559 | 412.8366 | 1245.841 | 412.8366 | 1245.841 | 1658.6776
6560 | 424.9072 | 1219.656 | 424.9072 | 1219.656 | 1644.5632
6561 | 412.0249 | 1196.7021 | 412.0249 | 1196.7021 | 1608.727
6562 | 393.2401 | 1171.2669 | 393.2401 | 1171.2669 | 1564.507
6563 | 370.7567 | 1179.7925 | 370.7567 | 1179.7925 | 1550.5492
6564 | 349.0931 | 1223.1347 | 349.0931 | 1223.1347 | 1572.2278
6565 | 334.5075 | 1273.6784 | 334.5075 | 1273.6784 | 1608.1859
6566 | 325.7512 | 1317.7208 | 325.7512 | 1317.7208 | 1643.472
6567 | 320.6431 | 1360.5287 | 320.6431 | 1360.5287 | 1681.1718
6568 | 318.7817 | 1430.1419 | 318.7817 | 1430.1419 | 1748.9237
6569 | 321.3813 | 1550.7533 | 321.3813 | 1550.7533 | 1872.1346
6570 | 323.7043 | 1589.4367 | 323.7043 | 1589.4367 | 1913.1411
6571 | 343.3476 | 1603.6109 | 343.3476 | 1603.6109 | 1946.9585
6572 | 376.4683 | 1588.2259 | 376.4683 | 1588.2259 | 1964.6942
6573 | 393.8814 | 1575.122 | 393.8814 | 1575.122 | 1969.0035
6574 | 411.0041 | 1558.5259 | 411.0041 | 1558.5259 | 1969.53
6575 | 433.5619 | 1536.637 | 433.5619 | 1536.637 | 1970.1989
6576 | 428.3527 | 1483.8765 | 428.3527 | 1483.8765 | 1912.2292
6577 | 407.6138 | 1410.6004 | 407.6138 | 1410.6004 | 1818.2142
6578 | 402.6349 | 1368.7804 | 402.6349 | 1368.7804 | 1771.4154
6579 | 407.8386 | 1317.6362 | 407.8386 | 1317.6362 | 1725.4748
6580 | 408.97 | 1299.12 | 408.97 | 1299.12 | 1708.0899
6581 | 416.0695 | 1291.5692 | 416.0695 | 1291.5692 | 1707.6387
6582 | 415.1986 | 1267.151 | 415.1986 | 1267.151 | 1682.3495
6583 | 411.311 | 1253.3934 | 411.311 | 1253.3934 | 1664.7044
6584 | 414.6157 | 1242.8253 | 414.6157 | 1242.8253 | 1657.4411
6585 | 408.2088 | 1227.5198 | 408.2088 | 1227.5198 | 1635.7286
6586 | 388.4494 | 1198.1484 | 388.4494 | 1198.1484 | 1586.5978
6587 | 363.2622 | 1181.4886 | 363.2622 | 1181.4886 | 1544.7508
6588 | 342.802 | 1196.3492 | 342.802 | 1196.3492 | 1539.1512
6589 | 327.4914 | 1228.8758 | 327.4914 | 1228.8758 | 1556.3672
6590 | 319.7764 | 1248.1488 | 319.7764 | 1248.1488 | 1567.9252
6591 | 312.8225 | 1264.2032 | 312.8225 | 1264.2032 | 1577.0257
6592 | 310.7253 | 1313.7513 | 310.7253 | 1313.7513 | 1624.4765
6593 | 311.6095 | 1423.7381 | 311.6095 | 1423.7381 | 1735.3476
6594 | 313.3097 | 1464.5016 | 313.3097 | 1464.5016 | 1777.8113
6595 | 332.1493 | 1493.0446 | 332.1493 | 1493.0446 | 1825.1939
6596 | 361.8186 | 1497.4688 | 361.8186 | 1497.4688 | 1859.2874
6597 | 377.6566 | 1498.7977 | 377.6566 | 1498.7977 | 1876.4543
6598 | 396.1746 | 1494.0742 | 396.1746 | 1494.0742 | 1890.2488
6599 | 422.213 | 1488.2183 | 422.213 | 1488.2183 | 1910.4312
6600 | 423.8169 | 1464.1314 | 423.8169 | 1464.1314 | 1887.9482
6601 | 404.1375 | 1433.0017 | 404.1375 | 1433.0017 | 1837.1391
6602 | 399.2179 | 1420.0153 | 399.2179 | 1420.0153 | 1819.2333
6603 | 398.8556 | 1396.0726 | 398.8556 | 1396.0726 | 1794.9283
6604 | 401.8895 | 1410.8383 | 401.8895 | 1410.8383 | 1812.7279
6605 | 408.8409 | 1419.6085 | 408.8409 | 1419.6085 | 1828.4493
6606 | 405.3801 | 1410.6471 | 405.3801 | 1410.6471 | 1816.0272
6607 | 399.4678 | 1403.706 | 399.4678 | 1403.706 | 1803.1737
6608 | 403.3875 | 1388.2096 | 403.3875 | 1388.2096 | 1791.5971
6609 | 399.9233 | 1367.9118 | 399.9233 | 1367.9118 | 1767.8351
6610 | 385.6986 | 1333.3241 | 385.6986 | 1333.3241 | 1719.0227
6611 | 360.5413 | 1309.6559 | 360.5413 | 1309.6559 | 1670.1972
6612 | 342.6992 | 1307.6835 | 342.6992 | 1307.6835 | 1650.3828
6613 | 328.1524 | 1326.0334 | 328.1524 | 1326.0334 | 1654.1857
6614 | 319.6988 | 1343.3863 | 319.6988 | 1343.3863 | 1663.0851
6615 | 315.8674 | 1353.8403 | 315.8674 | 1353.8403 | 1669.7077
6616 | 314.5674 | 1390.8117 | 314.5674 | 1390.8117 | 1705.3791
6617 | 314.5675 | 1485.6616 | 314.5675 | 1485.6616 | 1800.2291
6618 | 316.0558 | 1512.1843 | 316.0558 | 1512.1843 | 1828.2402
6619 | 333.4486 | 1529.5587 | 333.4486 | 1529.5587 | 1863.0073
6620 | 362.5501 | 1526.3344 | 362.5501 | 1526.3344 | 1888.8845
6621 | 385.2834 | 1527.6953 | 385.2834 | 1527.6953 | 1912.9787
6622 | 400.1676 | 1527.0041 | 400.1676 | 1527.0041 | 1927.1717
6623 | 424.1783 | 1524.7643 | 424.1783 | 1524.7643 | 1948.9426
6624 | 418.852 | 1504.0697 | 418.852 | 1504.0697 | 1922.9217
6625 | 401.1417 | 1475.0521 | 401.1417 | 1475.0521 | 1876.1938
6626 | 400.5331 | 1466.962 | 400.5331 | 1466.962 | 1867.4951
6627 | 400.8574 | 1440.0751 | 400.8574 | 1440.0751 | 1840.9325
6628 | 404.1743 | 1449.5286 | 404.1743 | 1449.5286 | 1853.7029
6629 | 409.2307 | 1456.4426 | 409.2307 | 1456.4426 | 1865.6733
6630 | 406.6802 | 1445.9131 | 406.6802 | 1445.9131 | 1852.5933
6631 | 404.8904 | 1428.3794 | 404.8904 | 1428.3794 | 1833.2698
6632 | 413.9805 | 1404.8506 | 413.9805 | 1404.8506 | 1818.8311
6633 | 409.9793 | 1380.9366 | 409.9793 | 1380.9366 | 1790.9159
6634 | 393.9974 | 1349.005 | 393.9974 | 1349.005 | 1743.0024
6635 | 370.0054 | 1330.8091 | 370.0054 | 1330.8091 | 1700.8145
6636 | 349.2661 | 1344.5176 | 349.2661 | 1344.5176 | 1693.7837
6637 | 333.9173 | 1375.9882 | 333.9173 | 1375.9882 | 1709.9055
6638 | 324.758 | 1399.0374 | 324.758 | 1399.0374 | 1723.7955
6639 | 320.1629 | 1415.1878 | 320.1629 | 1415.1878 | 1735.3507
6640 | 319.0666 | 1459.6796 | 319.0666 | 1459.6796 | 1778.7462
6641 | 319.2403 | 1561.762 | 319.2403 | 1561.762 | 1881.0023
6642 | 318.6657 | 1592.2849 | 318.6657 | 1592.2849 | 1910.9506
6643 | 331.0988 | 1609.6272 | 331.0988 | 1609.6272 | 1940.726
6644 | 353.5014 | 1603.5868 | 353.5014 | 1603.5868 | 1957.0882
6645 | 370.2077 | 1597.2033 | 370.2077 | 1597.2033 | 1967.411
6646 | 384.1624 | 1587.6795 | 384.1624 | 1587.6795 | 1971.842
6647 | 407.5687 | 1583.1037 | 407.5687 | 1583.1037 | 1990.6723
6648 | 404.8409 | 1569.2574 | 404.8409 | 1569.2574 | 1974.0982
6649 | 386.6789 | 1536.7516 | 386.6789 | 1536.7516 | 1923.4305
6650 | 384.6088 | 1507.4763 | 384.6088 | 1507.4763 | 1892.0851
6651 | 387.575 | 1467.9167 | 387.575 | 1467.9167 | 1855.4917
6652 | 386.8995 | 1455.7689 | 386.8995 | 1455.7689 | 1842.6684
6653 | 389.8597 | 1441.5937 | 389.8597 | 1441.5937 | 1831.4534
6654 | 393.9746 | 1407.415 | 393.9746 | 1407.415 | 1801.3895
6655 | 391.0092 | 1376.0884 | 391.0092 | 1376.0884 | 1767.0976
6656 | 401.4831 | 1344.7831 | 401.4831 | 1344.7831 | 1746.2663
6657 | 401.8393 | 1315.1728 | 401.8393 | 1315.1728 | 1717.0122
6658 | 385.2283 | 1282.1212 | 385.2283 | 1282.1212 | 1667.3494
6659 | 365.8228 | 1279.1901 | 365.8228 | 1279.1901 | 1645.013
6660 | 349.7673 | 1315.78 | 349.7673 | 1315.78 | 1665.5473
6661 | 335.1358 | 1364.4356 | 335.1358 | 1364.4356 | 1699.5713
6662 | 327.3199 | 1400.1255 | 327.3199 | 1400.1255 | 1727.4454
6663 | 322.5846 | 1424.8524 | 322.5846 | 1424.8524 | 1747.437
6664 | 320.1746 | 1467.8721 | 320.1746 | 1467.8721 | 1788.0466
6665 | 318.9239 | 1558.8818 | 318.9239 | 1558.8818 | 1877.8056
6666 | 315.2845 | 1576.636 | 315.2845 | 1576.636 | 1891.9205
6667 | 326.928 | 1585.1458 | 326.928 | 1585.1458 | 1912.0738
6668 | 343.2852 | 1572.481 | 343.2852 | 1572.481 | 1915.7662
6669 | 363.52 | 1561.8093 | 363.52 | 1561.8093 | 1925.3292
6670 | 380.8714 | 1546.6852 | 380.8714 | 1546.6852 | 1927.5566
6671 | 402.6744 | 1527.5805 | 402.6744 | 1527.5805 | 1930.2549
6672 | 398.1911 | 1483.6845 | 398.1911 | 1483.6845 | 1881.8756
6673 | 384.1351 | 1422.3451 | 384.1351 | 1422.3451 | 1806.4802
6674 | 382.8586 | 1391.3097 | 382.8586 | 1391.3097 | 1774.1683
6675 | 384.8649 | 1341.1575 | 384.8649 | 1341.1575 | 1726.0225
6676 | 389.1573 | 1332.0179 | 389.1573 | 1332.0179 | 1721.1752
6677 | 393.2042 | 1320.7868 | 393.2042 | 1320.7868 | 1713.991
6678 | 392.5338 | 1292.8164 | 392.5338 | 1292.8164 | 1685.3503
6679 | 388.5578 | 1264.8181 | 388.5578 | 1264.8181 | 1653.3759
6680 | 403.9725 | 1234.6649 | 403.9725 | 1234.6649 | 1638.6374
6681 | 397.7772 | 1207.4227 | 397.7772 | 1207.4227 | 1605.1999
6682 | 384.4794 | 1179.6513 | 384.4794 | 1179.6513 | 1564.1307
6683 | 363.0687 | 1182.5126 | 363.0687 | 1182.5126 | 1545.5813
6684 | 344.0554 | 1220.2226 | 344.0554 | 1220.2226 | 1564.278
6685 | 329.6238 | 1267.6941 | 329.6238 | 1267.6941 | 1597.3178
6686 | 321.5557 | 1299.8638 | 321.5557 | 1299.8638 | 1621.4195
6687 | 317.6761 | 1323.9186 | 317.6761 | 1323.9186 | 1641.5947
6688 | 316.1449 | 1372.0586 | 316.1449 | 1372.0586 | 1688.2035
6689 | 315.2825 | 1468.5406 | 315.2825 | 1468.5406 | 1783.8231
6690 | 311.1543 | 1488.599 | 311.1543 | 1488.599 | 1799.7533
6691 | 329.0078 | 1494.3567 | 329.0078 | 1494.3567 | 1823.3644
6692 | 355.5096 | 1472.5713 | 355.5096 | 1472.5713 | 1828.0809
6693 | 373.6565 | 1449.9629 | 373.6565 | 1449.9629 | 1823.6194
6694 | 391.9005 | 1423.5742 | 391.9005 | 1423.5742 | 1815.4747
6695 | 417.0473 | 1393.4289 | 417.0473 | 1393.4289 | 1810.4762
6696 | 417.5381 | 1349.7249 | 417.5381 | 1349.7249 | 1767.263
6697 | 396.7413 | 1307.3305 | 396.7413 | 1307.3305 | 1704.0718
6698 | 392.5281 | 1284.5836 | 392.5281 | 1284.5836 | 1677.1117
6699 | 395.2859 | 1242.5279 | 395.2859 | 1242.5279 | 1637.8138
6700 | 396.6865 | 1241.4847 | 396.6865 | 1241.4847 | 1638.1713
6701 | 406.0747 | 1235.342 | 406.0747 | 1235.342 | 1641.4167
6702 | 407.706 | 1213.4519 | 407.706 | 1213.4519 | 1621.1579
6703 | 396.7926 | 1197.8383 | 396.7926 | 1197.8383 | 1594.6308
6704 | 407.3104 | 1182.0859 | 407.3104 | 1182.0859 | 1589.3962
6705 | 404.8472 | 1162.9722 | 404.8472 | 1162.9722 | 1567.8193
6706 | 387.2227 | 1133.5367 | 387.2227 | 1133.5367 | 1520.7595
6707 | 363.0874 | 1120.6531 | 363.0874 | 1120.6531 | 1483.7405
6708 | 340.258 | 1137.5939 | 340.258 | 1137.5939 | 1477.8519
6709 | 327.9051 | 1171.1766 | 327.9051 | 1171.1766 | 1499.0816
6710 | 321.3798 | 1200.9461 | 321.3798 | 1200.9461 | 1522.326
6711 | 316.3984 | 1228.5852 | 316.3984 | 1228.5852 | 1544.9836
6712 | 315.1619 | 1283.4776 | 315.1619 | 1283.4776 | 1598.6394
6713 | 315.8733 | 1392.0243 | 315.8733 | 1392.0243 | 1707.8976
6714 | 315.3627 | 1424.3073 | 315.3627 | 1424.3073 | 1739.67
6715 | 336.978 | 1443.9858 | 336.978 | 1443.9858 | 1780.9638
6716 | 373.2058 | 1444.1217 | 373.2058 | 1444.1217 | 1817.3275
6717 | 395.8207 | 1447.6588 | 395.8207 | 1447.6588 | 1843.4795
6718 | 409.8302 | 1449.2077 | 409.8302 | 1449.2077 | 1859.0378
6719 | 435.3446 | 1447.4479 | 435.3446 | 1447.4479 | 1882.7925
6720 | 428.8001 | 1426.6253 | 428.8001 | 1426.6253 | 1855.4253
6721 | 405.4482 | 1393.2554 | 405.4482 | 1393.2554 | 1798.7036
6722 | 403.551 | 1375.5008 | 403.551 | 1375.5008 | 1779.0518
6723 | 405.449 | 1350.086 | 405.449 | 1350.086 | 1755.535
6724 | 408.7095 | 1360.9475 | 408.7095 | 1360.9475 | 1769.657
6725 | 420.18 | 1364.8534 | 420.18 | 1364.8534 | 1785.0333
6726 | 423.3081 | 1347.6996 | 423.3081 | 1347.6996 | 1771.0077
6727 | 404.3528 | 1334.166 | 404.3528 | 1334.166 | 1738.5188
6728 | 416.8186 | 1321.1658 | 416.8186 | 1321.1658 | 1737.9844
6729 | 413.0378 | 1302.5961 | 413.0378 | 1302.5961 | 1715.6339
6730 | 392.356 | 1274.1207 | 392.356 | 1274.1207 | 1666.4768
6731 | 366.568 | 1257.8769 | 366.568 | 1257.8769 | 1624.4449
6732 | 343.9908 | 1267.4252 | 343.9908 | 1267.4252 | 1611.416
6733 | 327.4944 | 1304.9442 | 327.4944 | 1304.9442 | 1632.4386
6734 | 320.2815 | 1342.0742 | 320.2815 | 1342.0742 | 1662.3557
6735 | 316.5332 | 1372.1134 | 316.5332 | 1372.1134 | 1688.6466
6736 | 315.6463 | 1425.5977 | 315.6463 | 1425.5977 | 1741.244
6737 | 314.4218 | 1526.5279 | 314.4218 | 1526.5279 | 1840.9498
6738 | 316.7985 | 1549.6905 | 316.7985 | 1549.6905 | 1866.4889
6739 | 337.8206 | 1559.9284 | 337.8206 | 1559.9284 | 1897.749
6740 | 371.8103 | 1550.1438 | 371.8103 | 1550.1438 | 1921.954
6741 | 398.492 | 1543.0562 | 398.492 | 1543.0562 | 1941.5482
6742 | 410.5677 | 1537.1807 | 410.5677 | 1537.1807 | 1947.7483
6743 | 436.9111 | 1523.3243 | 436.9111 | 1523.3243 | 1960.2354
6744 | 427.25 | 1472.7399 | 427.25 | 1472.7399 | 1899.9899
6745 | 402.8323 | 1396.7116 | 402.8323 | 1396.7116 | 1799.5439
6746 | 400.8549 | 1347.9152 | 400.8549 | 1347.9152 | 1748.7702
6747 | 402.06 | 1291.8107 | 402.06 | 1291.8107 | 1693.8707
6748 | 402.6744 | 1276.1107 | 402.6744 | 1276.1107 | 1678.7851
6749 | 409.3813 | 1257.4552 | 409.3813 | 1257.4552 | 1666.8366
6750 | 408.4926 | 1227.1167 | 408.4926 | 1227.1167 | 1635.6093
6751 | 396.5262 | 1202.8945 | 396.5262 | 1202.8945 | 1599.4208
6752 | 406.5936 | 1174.9815 | 406.5936 | 1174.9815 | 1581.5751
6753 | 404.3779 | 1149.3394 | 404.3779 | 1149.3394 | 1553.7172
6754 | 386.167 | 1114.8797 | 386.167 | 1114.8797 | 1501.0467
6755 | 360.6392 | 1093.2916 | 360.6392 | 1093.2916 | 1453.9308
6756 | 336.9808 | 1095.9275 | 336.9808 | 1095.9275 | 1432.9083
6757 | 322.7237 | 1113.3813 | 322.7237 | 1113.3813 | 1436.105
6758 | 314.9079 | 1122.1257 | 314.9079 | 1122.1257 | 1437.0336
6759 | 311.8781 | 1126.0194 | 311.8781 | 1126.0194 | 1437.8975
6760 | 310.508 | 1160.0785 | 310.508 | 1160.0785 | 1470.5865
6761 | 308.8321 | 1250.4482 | 308.8321 | 1250.4482 | 1559.2803
6762 | 309.5094 | 1267.8824 | 309.5094 | 1267.8824 | 1577.3918
6763 | 332.0557 | 1275.5602 | 332.0557 | 1275.5602 | 1607.6159
6764 | 363.8394 | 1265.9996 | 363.8394 | 1265.9996 | 1629.839
6765 | 386.0274 | 1255.9999 | 386.0274 | 1255.9999 | 1642.0272
6766 | 402.1019 | 1239.2437 | 402.1019 | 1239.2437 | 1641.3456
6767 | 425.2575 | 1223.7232 | 425.2575 | 1223.7232 | 1648.9807
6768 | 421.382 | 1199.3483 | 421.382 | 1199.3483 | 1620.7303
6769 | 398.3858 | 1168.7946 | 398.3858 | 1168.7946 | 1567.1804
6770 | 393.0793 | 1149.664 | 393.0793 | 1149.664 | 1542.7432
6771 | 393.0252 | 1113.9446 | 393.0252 | 1113.9446 | 1506.9697
6772 | 397.6434 | 1121.0299 | 397.6434 | 1121.0299 | 1518.6733
6773 | 405.79 | 1126.9838 | 405.79 | 1126.9838 | 1532.7738
6774 | 402.8138 | 1112.0701 | 402.8138 | 1112.0701 | 1514.8839
6775 | 392.2598 | 1101.8968 | 392.2598 | 1101.8968 | 1494.1566
6776 | 400.5077 | 1086.1124 | 400.5077 | 1086.1124 | 1486.6202
6777 | 401.9589 | 1062.6464 | 401.9589 | 1062.6464 | 1464.6053
6778 | 387.3194 | 1025.0825 | 387.3194 | 1025.0825 | 1412.4019
6779 | 362.7078 | 999.1422 | 362.7078 | 999.1422 | 1361.85
6780 | 338.9045 | 994.1297 | 338.9045 | 994.1297 | 1333.0342
6781 | 324.5317 | 1004.7671 | 324.5317 | 1004.7671 | 1329.2987
6782 | 316.0816 | 1014.9196 | 316.0816 | 1014.9196 | 1331.0012
6783 | 312.2887 | 1024.5416 | 312.2887 | 1024.5416 | 1336.8303
6784 | 310.2524 | 1066.1852 | 310.2524 | 1066.1852 | 1376.4376
6785 | 307.3456 | 1166.6995 | 307.3456 | 1166.6995 | 1474.0451
6786 | 306.4499 | 1197.6384 | 306.4499 | 1197.6384 | 1504.0883
6787 | 325.8971 | 1219.077 | 325.8971 | 1219.077 | 1544.9741
6788 | 353.5707 | 1221.293 | 353.5707 | 1221.293 | 1574.8637
6789 | 374.1717 | 1223.262 | 374.1717 | 1223.262 | 1597.4337
6790 | 389.8865 | 1219.0506 | 389.8865 | 1219.0506 | 1608.937
6791 | 412.0002 | 1213.4506 | 412.0002 | 1213.4506 | 1625.4508
6792 | 414.3681 | 1186.7716 | 414.3681 | 1186.7716 | 1601.1397
6793 | 391.4803 | 1147.2574 | 391.4803 | 1147.2574 | 1538.7377
6794 | 387.4199 | 1142.0795 | 387.4199 | 1142.0795 | 1529.4994
6795 | 392.1092 | 1126.9373 | 392.1092 | 1126.9373 | 1519.0465
6796 | 393.5768 | 1147.0153 | 393.5768 | 1147.0153 | 1540.5921
6797 | 399.799 | 1162.9859 | 399.799 | 1162.9859 | 1562.7848
6798 | 396.7273 | 1162.761 | 396.7273 | 1162.761 | 1559.4884
6799 | 388.8889 | 1165.2924 | 388.8889 | 1165.2924 | 1554.1813
6800 | 393.8202 | 1167.3971 | 393.8202 | 1167.3971 | 1561.2172
6801 | 397.3942 | 1168.6045 | 397.3942 | 1168.6045 | 1565.9987
6802 | 385.5609 | 1159.9702 | 385.5609 | 1159.9702 | 1545.5311
6803 | 364.0476 | 1168.0798 | 364.0476 | 1168.0798 | 1532.1274
6804 | 341.2484 | 1201.4695 | 341.2484 | 1201.4695 | 1542.7179
6805 | 327.4921 | 1253.4852 | 327.4921 | 1253.4852 | 1580.9774
6806 | 318.2883 | 1294.8715 | 318.2883 | 1294.8715 | 1613.1598
6807 | 313.3598 | 1320.3664 | 313.3598 | 1320.3664 | 1633.7263
6808 | 312.0945 | 1369.9785 | 312.0945 | 1369.9785 | 1682.073
6809 | 309.438 | 1475.037 | 309.438 | 1475.037 | 1784.475
6810 | 304.0359 | 1508.2161 | 304.0359 | 1508.2161 | 1812.252
6811 | 318.6798 | 1530.2947 | 318.6798 | 1530.2947 | 1848.9745
6812 | 344.2687 | 1530.3026 | 344.2687 | 1530.3026 | 1874.5713
6813 | 365.3207 | 1533.3276 | 365.3207 | 1533.3276 | 1898.6483
6814 | 378.1478 | 1526.012 | 378.1478 | 1526.012 | 1904.1598
6815 | 399.7603 | 1508.7954 | 399.7603 | 1508.7954 | 1908.5557
6816 | 396.799 | 1481.0603 | 396.799 | 1481.0603 | 1877.8593
6817 | 382.474 | 1457.3551 | 382.474 | 1457.3551 | 1839.8291
6818 | 381.133 | 1447.6649 | 381.133 | 1447.6649 | 1828.7979
6819 | 383.4561 | 1411.4335 | 383.4561 | 1411.4335 | 1794.8896
6820 | 383.5474 | 1413.7505 | 383.5474 | 1413.7505 | 1797.2979
6821 | 389.3493 | 1410.0399 | 389.3493 | 1410.0399 | 1799.3892
6822 | 388.7527 | 1386.7738 | 388.7527 | 1386.7738 | 1775.5265
6823 | 380.2955 | 1366.9039 | 380.2955 | 1366.9039 | 1747.1994
6824 | 388.7534 | 1343.1831 | 388.7534 | 1343.1831 | 1731.9364
6825 | 391.0317 | 1316.1329 | 391.0317 | 1316.1329 | 1707.1646
6826 | 378.6101 | 1282.1212 | 378.6101 | 1282.1212 | 1660.7313
6827 | 357.8639 | 1266.3894 | 357.8639 | 1266.3894 | 1624.2533
6828 | 336.1132 | 1291.2346 | 336.1132 | 1291.2346 | 1627.3478
6829 | 321.254 | 1344.5944 | 321.254 | 1344.5944 | 1665.8484
6830 | 313.5483 | 1384.2526 | 313.5483 | 1384.2526 | 1697.8009
6831 | 306.8906 | 1406.7393 | 306.8906 | 1406.7393 | 1713.6299
6832 | 306.8902 | 1451.8392 | 306.8902 | 1451.8392 | 1758.7293
6833 | 300.8018 | 1551.3614 | 300.8018 | 1551.3614 | 1852.1631
6834 | 296.788 | 1578.8761 | 296.788 | 1578.8761 | 1875.6641
6835 | 310.6007 | 1594.7144 | 310.6007 | 1594.7144 | 1905.3151
6836 | 336.2701 | 1588.962 | 336.2701 | 1588.962 | 1925.2321
6837 | 352.9689 | 1584.5626 | 352.9689 | 1584.5626 | 1937.5314
6838 | 366.5371 | 1571.5186 | 366.5371 | 1571.5186 | 1938.0557
6839 | 394.6101 | 1548.3497 | 394.6101 | 1548.3497 | 1942.9598
6840 | 391.9713 | 1512.5501 | 391.9713 | 1512.5501 | 1904.5214
6841 | 377.9751 | 1485.2927 | 377.9751 | 1485.2927 | 1863.2677
6842 | 376.6197 | 1476.0185 | 376.6197 | 1476.0185 | 1852.6382
6843 | 375.3691 | 1449.7717 | 375.3691 | 1449.7717 | 1825.1408
6844 | 380.5076 | 1459.0331 | 380.5076 | 1459.0331 | 1839.5407
6845 | 384.4186 | 1462.8109 | 384.4186 | 1462.8109 | 1847.2296
6846 | 381.5758 | 1447.1932 | 381.5758 | 1447.1932 | 1828.769
6847 | 373.5668 | 1434.5877 | 373.5668 | 1434.5877 | 1808.1545
6848 | 382.2183 | 1418.6754 | 382.2183 | 1418.6754 | 1800.8937
6849 | 382.9608 | 1403.0818 | 382.9608 | 1403.0818 | 1786.0426
6850 | 368.5358 | 1380.4948 | 368.5358 | 1380.4948 | 1749.0306
6851 | 346.2915 | 1368.4432 | 346.2915 | 1368.4432 | 1714.7348
6852 | 325.6273 | 1375.2074 | 325.6273 | 1375.2074 | 1700.8346
6853 | 312.5498 | 1406.4539 | 312.5498 | 1406.4539 | 1719.0037
6854 | 304.1517 | 1446.7201 | 304.1517 | 1446.7201 | 1750.8719
6855 | 302.0581 | 1476.5353 | 302.0581 | 1476.5353 | 1778.5934
6856 | 302.5079 | 1529.4756 | 302.5079 | 1529.4756 | 1831.9834
6857 | 297.8481 | 1634.9501 | 297.8481 | 1634.9501 | 1932.7982
6858 | 295.4364 | 1665.6971 | 295.4364 | 1665.6971 | 1961.1335
6859 | 311.0846 | 1682.5274 | 311.0846 | 1682.5274 | 1993.612
6860 | 338.3136 | 1675.2709 | 338.3136 | 1675.2709 | 2013.5845
6861 | 359.1504 | 1678.0719 | 359.1504 | 1678.0719 | 2037.2222
6862 | 374.2895 | 1677.6687 | 374.2895 | 1677.6687 | 2051.9582
6863 | 400.2597 | 1663.5882 | 400.2597 | 1663.5882 | 2063.8479
6864 | 396.0676 | 1623.7245 | 396.0676 | 1623.7245 | 2019.7921
6865 | 379.2802 | 1586.8024 | 379.2802 | 1586.8024 | 1966.0826
6866 | 377.2219 | 1572.312 | 377.2219 | 1572.312 | 1949.5339
6867 | 377.3482 | 1533.1044 | 377.3482 | 1533.1044 | 1910.4527
6868 | 386.196 | 1535.5174 | 386.196 | 1535.5174 | 1921.7134
6869 | 389.3133 | 1530.1108 | 389.3133 | 1530.1108 | 1919.4241
6870 | 386.9295 | 1501.3723 | 386.9295 | 1501.3723 | 1888.3018
6871 | 379.1049 | 1480.5744 | 379.1049 | 1480.5744 | 1859.6793
6872 | 391.1507 | 1459.0937 | 391.1507 | 1459.0937 | 1850.2444
6873 | 394.4085 | 1439.4679 | 394.4085 | 1439.4679 | 1833.8764
6874 | 382.0651 | 1414.2247 | 382.0651 | 1414.2247 | 1796.2898
6875 | 353.9737 | 1399.453 | 353.9737 | 1399.453 | 1753.4267
6876 | 331.3397 | 1402.7289 | 331.3397 | 1402.7289 | 1734.0686
6877 | 316.6004 | 1421.7508 | 316.6004 | 1421.7508 | 1738.3512
6878 | 309.6355 | 1449.3763 | 309.6355 | 1449.3763 | 1759.0118
6879 | 306.5815 | 1475.4793 | 306.5815 | 1475.4793 | 1782.0607
6880 | 305.2409 | 1527.0754 | 305.2409 | 1527.0754 | 1832.3164
6881 | 300.5086 | 1630.4699 | 300.5086 | 1630.4699 | 1930.9785
6882 | 302.0655 | 1660.5128 | 302.0655 | 1660.5128 | 1962.5783
6883 | 325.4487 | 1678.0791 | 325.4487 | 1678.0791 | 2003.5278
6884 | 359.6051 | 1672.4547 | 359.6051 | 1672.4547 | 2032.0598
6885 | 380.7657 | 1670.6795 | 380.7657 | 1670.6795 | 2051.4451
6886 | 394.4387 | 1660.9317 | 394.4387 | 1660.9317 | 2055.3704
6887 | 424.6421 | 1645.8592 | 424.6421 | 1645.8592 | 2070.5013
6888 | 419.7461 | 1628.2367 | 419.7461 | 1628.2367 | 2047.9829
6889 | 396.7633 | 1613.3959 | 396.7633 | 1613.3959 | 2010.1593
6890 | 393.6858 | 1617.9146 | 393.6858 | 1617.9146 | 2011.6004
6891 | 397.1463 | 1595.764 | 397.1463 | 1595.764 | 1992.9103
6892 | 398.2787 | 1603.4893 | 398.2787 | 1603.4893 | 2001.768
6893 | 408.9538 | 1602.1149 | 408.9538 | 1602.1149 | 2011.0686
6894 | 406.9533 | 1577.7606 | 406.9533 | 1577.7606 | 1984.714
6895 | 392.7535 | 1552.8025 | 392.7535 | 1552.8025 | 1945.556
6896 | 398.2142 | 1525.7854 | 398.2142 | 1525.7854 | 1923.9997
6897 | 401.2161 | 1498.8313 | 401.2161 | 1498.8313 | 1900.0473
6898 | 383.0689 | 1462.5794 | 383.0689 | 1462.5794 | 1845.6483
6899 | 358.5139 | 1435.7751 | 358.5139 | 1435.7751 | 1794.2889
6900 | 336.5955 | 1429.8345 | 336.5955 | 1429.8345 | 1766.4299
6901 | 320.4118 | 1447.8003 | 320.4118 | 1447.8003 | 1768.2121
6902 | 311.2747 | 1463.9371 | 311.2747 | 1463.9371 | 1775.2118
6903 | 307.5246 | 1464.3746 | 307.5246 | 1464.3746 | 1771.8992
6904 | 306.2873 | 1488.6092 | 306.2873 | 1488.6092 | 1794.8966
6905 | 302.2922 | 1567.2983 | 302.2922 | 1567.2983 | 1869.5904
6906 | 303.3517 | 1575.2279 | 303.3517 | 1575.2279 | 1878.5796
6907 | 326.6433 | 1573.6252 | 326.6433 | 1573.6252 | 1900.2685
6908 | 360.5329 | 1552.4159 | 360.5329 | 1552.4159 | 1912.9488
6909 | 381.5399 | 1535.8878 | 381.5399 | 1535.8878 | 1917.4276
6910 | 395.4417 | 1516.0275 | 395.4417 | 1516.0275 | 1911.4691
6911 | 420.6717 | 1496.4107 | 420.6717 | 1496.4107 | 1917.0825
6912 | 419.5265 | 1469.9877 | 419.5265 | 1469.9877 | 1889.5142
6913 | 397.4533 | 1444.8104 | 397.4533 | 1444.8104 | 1842.2636
6914 | 395.6169 | 1441.3286 | 395.6169 | 1441.3286 | 1836.9454
6915 | 395.4721 | 1422.7942 | 395.4721 | 1422.7942 | 1818.2663
6916 | 399.9756 | 1439.384 | 399.9756 | 1439.384 | 1839.3595
6917 | 408.0235 | 1445.658 | 408.0235 | 1445.658 | 1853.6815
6918 | 408.544 | 1428.3121 | 408.544 | 1428.3121 | 1836.8561
6919 | 389.3369 | 1413.1465 | 389.3369 | 1413.1465 | 1802.4834
6920 | 392.2625 | 1394.322 | 392.2625 | 1394.322 | 1786.5845
6921 | 399.1064 | 1373.6721 | 399.1064 | 1373.6721 | 1772.7786
6922 | 384.8067 | 1344.3327 | 384.8067 | 1344.3327 | 1729.1394
6923 | 360.7911 | 1324.6647 | 360.7911 | 1324.6647 | 1685.4558
6924 | 338.9171 | 1325.9886 | 338.9171 | 1325.9886 | 1664.9057
6925 | 322.254 | 1341.0422 | 322.254 | 1341.0422 | 1663.2962
6926 | 314.2796 | 1359.0991 | 314.2796 | 1359.0991 | 1673.3787
6927 | 310.3544 | 1374.0655 | 310.3544 | 1374.0655 | 1684.4199
6928 | 308.9894 | 1419.6453 | 308.9894 | 1419.6453 | 1728.6347
6929 | 304.1516 | 1520.2876 | 304.1516 | 1520.2876 | 1824.4392
6930 | 305.3115 | 1546.9063 | 305.3115 | 1546.9063 | 1852.2178
6931 | 328.2017 | 1561.3045 | 328.2017 | 1561.3045 | 1889.5062
6932 | 362.6857 | 1552.4479 | 362.6857 | 1552.4479 | 1915.1336
6933 | 382.6371 | 1548.1765 | 382.6371 | 1548.1765 | 1930.8136
6934 | 397.2472 | 1536.0926 | 397.2472 | 1536.0926 | 1933.3398
6935 | 424.5456 | 1520.0281 | 424.5456 | 1520.0281 | 1944.5737
6936 | 421.1728 | 1498.9494 | 421.1728 | 1498.9494 | 1920.1222
6937 | 396.8083 | 1482.8285 | 396.8083 | 1482.8285 | 1879.6368
6938 | 391.4564 | 1483.955 | 391.4564 | 1483.955 | 1875.4114
6939 | 398.6065 | 1459.7563 | 398.6065 | 1459.7563 | 1858.3628
6940 | 399.4088 | 1466.5855 | 399.4088 | 1466.5855 | 1865.9943
6941 | 405.9637 | 1464.635 | 405.9637 | 1464.635 | 1870.5987
6942 | 407.2186 | 1438.6807 | 407.2186 | 1438.6807 | 1845.8994
6943 | 388.7907 | 1413.4025 | 388.7907 | 1413.4025 | 1802.1932
6944 | 397.3949 | 1386.5775 | 397.3949 | 1386.5775 | 1783.9724
6945 | 400.0503 | 1361.7355 | 400.0503 | 1361.7355 | 1761.7858
6946 | 385.9097 | 1330.3799 | 385.9097 | 1330.3799 | 1716.2896
6947 | 364.2301 | 1308.6638 | 364.2301 | 1308.6638 | 1672.8939
6948 | 340.8618 | 1306.5635 | 340.8618 | 1306.5635 | 1647.4253
6949 | 325.0801 | 1323.5052 | 325.0801 | 1323.5052 | 1648.5853
6950 | 316.3232 | 1343.4823 | 316.3232 | 1343.4823 | 1659.8055
6951 | 311.0045 | 1358.0646 | 311.0045 | 1358.0646 | 1669.0691
6952 | 309.7227 | 1399.9322 | 309.7227 | 1399.9322 | 1709.6549
6953 | 300.5164 | 1497.6303 | 300.5164 | 1497.6303 | 1798.1467
6954 | 301.0805 | 1524.217 | 301.0805 | 1524.217 | 1825.2975
6955 | 316.3363 | 1539.6072 | 316.3363 | 1539.6072 | 1855.9436
6956 | 341.0211 | 1533.2148 | 341.0211 | 1533.2148 | 1874.2359
6957 | 359.9253 | 1525.7432 | 359.9253 | 1525.7432 | 1885.6685
6958 | 371.6924 | 1506.3309 | 371.6924 | 1506.3309 | 1878.0233
6959 | 397.53 | 1480.1858 | 397.53 | 1480.1858 | 1877.7159
6960 | 399.2426 | 1452.5467 | 399.2426 | 1452.5467 | 1851.7893
6961 | 380.2548 | 1432.6817 | 380.2548 | 1432.6817 | 1812.9364
6962 | 375.966 | 1429.3599 | 375.966 | 1429.3599 | 1805.3259
6963 | 377.7365 | 1405.4492 | 377.7365 | 1405.4492 | 1783.1857
6964 | 379.837 | 1419.6709 | 379.837 | 1419.6709 | 1799.5079
6965 | 390.7653 | 1427.9289 | 390.7653 | 1427.9289 | 1818.6942
6966 | 384.5628 | 1415.3514 | 384.5628 | 1415.3514 | 1799.9142
6967 | 376.0616 | 1402.5539 | 376.0616 | 1402.5539 | 1778.6155
6968 | 379.5734 | 1380.8492 | 379.5734 | 1380.8492 | 1760.4226
6969 | 386.7084 | 1356.5512 | 386.7084 | 1356.5512 | 1743.2596
6970 | 375.2911 | 1319.9153 | 375.2911 | 1319.9153 | 1695.2064
6971 | 352.7019 | 1293.911 | 352.7019 | 1293.911 | 1646.6129
6972 | 333.2669 | 1287.1064 | 333.2669 | 1287.1064 | 1620.3733
6973 | 319.2095 | 1300.9759 | 319.2095 | 1300.9759 | 1620.1854
6974 | 311.6621 | 1322.2651 | 311.6621 | 1322.2651 | 1633.9272
6975 | 307.1365 | 1337.4554 | 307.1365 | 1337.4554 | 1644.5919
6976 | 306.6088 | 1381.4031 | 306.6088 | 1381.4031 | 1688.0119
6977 | 297.221 | 1482.8135 | 297.221 | 1482.8135 | 1780.0344
6978 | 297.5542 | 1515.0645 | 297.5542 | 1515.0645 | 1812.6187
6979 | 313.3247 | 1538.4552 | 313.3247 | 1538.4552 | 1851.7798
6980 | 335.6571 | 1542.0473 | 335.6571 | 1542.0473 | 1877.7044
6981 | 355.7077 | 1545.9044 | 355.7077 | 1545.9044 | 1901.6121
6982 | 370.4397 | 1537.9487 | 370.4397 | 1537.9487 | 1908.3884
6983 | 400.1909 | 1521.7562 | 400.1909 | 1521.7562 | 1921.9471
6984 | 400.9745 | 1487.9727 | 400.9745 | 1487.9727 | 1888.9472
6985 | 384.0268 | 1457.0991 | 384.0268 | 1457.0991 | 1841.1259
6986 | 376.188 | 1444.8808 | 376.188 | 1444.8808 | 1821.0688
6987 | 379.4864 | 1416.5218 | 379.4864 | 1416.5218 | 1796.0081
6988 | 383.6456 | 1429.4954 | 383.6456 | 1429.4954 | 1813.141
6989 | 389.748 | 1434.7133 | 389.748 | 1434.7133 | 1824.4613
6990 | 383.1839 | 1422.2318 | 383.1839 | 1422.2318 | 1805.4157
6991 | 374.6048 | 1411.8984 | 374.6048 | 1411.8984 | 1786.5032
6992 | 381.5139 | 1401.1704 | 381.5139 | 1401.1704 | 1782.6843
6993 | 387.8884 | 1387.4969 | 387.8884 | 1387.4969 | 1775.3854
6994 | 376.6061 | 1354.8613 | 376.6061 | 1354.8613 | 1731.4674
6995 | 357.3226 | 1332.8572 | 357.3226 | 1332.8572 | 1690.1798
6996 | 337.1933 | 1335.8771 | 337.1933 | 1335.8771 | 1673.0704
6997 | 321.8518 | 1367.9558 | 321.8518 | 1367.9558 | 1689.8076
6998 | 313.2493 | 1408.638 | 313.2493 | 1408.638 | 1721.8873
6999 | 310.1105 | 1440.2132 | 310.1105 | 1440.2132 | 1750.3237
7000 | 307.1223 | 1491.0734 | 307.1223 | 1491.0734 | 1798.1956
7001 | 298.3332 | 1595.5239 | 298.3332 | 1595.5239 | 1893.8571
7002 | 299.1081 | 1625.2468 | 299.1081 | 1625.2468 | 1924.3549
7003 | 314.5615 | 1638.3009 | 314.5615 | 1638.3009 | 1952.8624
7004 | 339.0786 | 1624.836 | 339.0786 | 1624.836 | 1963.9146
7005 | 357.4473 | 1607.0918 | 357.4473 | 1607.0918 | 1964.5392
7006 | 373.4332 | 1573.7908 | 373.4332 | 1573.7908 | 1947.2239
7007 | 394.8014 | 1525.3724 | 394.8014 | 1525.3724 | 1920.1738
7008 | 392.8116 | 1460.2912 | 392.8116 | 1460.2912 | 1853.1028
7009 | 384.6758 | 1408.7443 | 384.6758 | 1408.7443 | 1793.4201
7010 | 376.9273 | 1392.2058 | 376.9273 | 1392.2058 | 1769.1331
7011 | 379.2066 | 1370.2792 | 379.2066 | 1370.2792 | 1749.4858
7012 | 383.5844 | 1390.4212 | 383.5844 | 1390.4212 | 1774.0056
7013 | 389.6681 | 1403.6396 | 389.6681 | 1403.6396 | 1793.3077
7014 | 387.3532 | 1394.4542 | 387.3532 | 1394.4542 | 1781.8074
7015 | 374.7875 | 1383.7688 | 374.7875 | 1383.7688 | 1758.5564
7016 | 381.1464 | 1368.2405 | 381.1464 | 1368.2405 | 1749.3868
7017 | 386.5553 | 1346.6946 | 386.5553 | 1346.6946 | 1733.2499
7018 | 375.7795 | 1313.1629 | 375.7795 | 1313.1629 | 1688.9425
7019 | 352.751 | 1291.7989 | 352.751 | 1291.7989 | 1644.5499
7020 | 333.9782 | 1292.1947 | 333.9782 | 1292.1947 | 1626.1729
7021 | 317.5994 | 1319.537 | 317.5994 | 1319.537 | 1637.1364
7022 | 310.2315 | 1358.9391 | 310.2315 | 1358.9391 | 1669.1707
7023 | 306.8562 | 1389.1063 | 306.8562 | 1389.1063 | 1695.9625
7024 | 304.7855 | 1439.2944 | 304.7855 | 1439.2944 | 1744.0799
7025 | 297.3961 | 1540.9928 | 297.3961 | 1540.9928 | 1838.3888
7026 | 297.9246 | 1570.9077 | 297.9246 | 1570.9077 | 1868.8322
7027 | 314.9056 | 1592.2182 | 314.9056 | 1592.2182 | 1907.1239
7028 | 342.1312 | 1592.4502 | 342.1312 | 1592.4502 | 1934.5813
7029 | 358.53 | 1588.0187 | 358.53 | 1588.0187 | 1946.5487
7030 | 376.0625 | 1569.2785 | 376.0625 | 1569.2785 | 1945.341
7031 | 400.0102 | 1550.9418 | 400.0102 | 1550.9418 | 1950.952
7032 | 395.8363 | 1531.2072 | 395.8363 | 1531.2072 | 1927.0435
7033 | 382.4018 | 1509.518 | 382.4018 | 1509.518 | 1891.9199
7034 | 375.9414 | 1503.0281 | 375.9414 | 1503.0281 | 1878.9694
7035 | 376.5567 | 1481.1335 | 376.5567 | 1481.1335 | 1857.6902
7036 | 380.0703 | 1492.187 | 380.0703 | 1492.187 | 1872.2572
7037 | 388.8418 | 1487.0363 | 388.8418 | 1487.0363 | 1875.8781
7038 | 386.0532 | 1461.018 | 386.0532 | 1461.018 | 1847.0712
7039 | 373.9461 | 1441.9162 | 373.9461 | 1441.9162 | 1815.8622
7040 | 376.6013 | 1417.6833 | 376.6013 | 1417.6833 | 1794.2846
7041 | 389.5171 | 1376.1043 | 389.5171 | 1376.1043 | 1765.6213
7042 | 376.5908 | 1336.3643 | 376.5908 | 1336.3643 | 1712.955
7043 | 351.3547 | 1314.7762 | 351.3547 | 1314.7762 | 1666.1309
7044 | 329.7001 | 1319.6522 | 329.7001 | 1319.6522 | 1649.3524
7045 | 316.1208 | 1354.163 | 316.1208 | 1354.163 | 1670.2838
7046 | 308.6379 | 1388.7968 | 308.6379 | 1388.7968 | 1697.4348
7047 | 305.6086 | 1406.8353 | 305.6086 | 1406.8353 | 1712.4439
7048 | 302.8166 | 1442.5586 | 302.8166 | 1442.5586 | 1745.3753
7049 | 297.7797 | 1527.008 | 297.7797 | 1527.008 | 1824.7877
7050 | 299.4755 | 1538.0738 | 299.4755 | 1538.0738 | 1837.5493
7051 | 324.1226 | 1536.2471 | 324.1226 | 1536.2471 | 1860.3696
7052 | 355.1174 | 1512.5736 | 355.1174 | 1512.5736 | 1867.691
7053 | 382.6912 | 1495.6935 | 382.6912 | 1495.6935 | 1878.3847
7054 | 395.963 | 1476.7932 | 395.963 | 1476.7932 | 1872.7562
7055 | 426.4934 | 1460.8567 | 426.4934 | 1460.8567 | 1887.3501
7056 | 420.7262 | 1444.9943 | 420.7262 | 1444.9943 | 1865.7205
7057 | 397.013 | 1427.2414 | 397.013 | 1427.2414 | 1824.2543
7058 | 392.159 | 1422.7995 | 392.159 | 1422.7995 | 1814.9585
7059 | 394.0093 | 1398.7928 | 394.0093 | 1398.7928 | 1792.8021
7060 | 397.9881 | 1407.1901 | 397.9881 | 1407.1901 | 1805.1783
7061 | 406.7986 | 1406.0717 | 406.7986 | 1406.0717 | 1812.8703
7062 | 407.1297 | 1377.7493 | 407.1297 | 1377.7493 | 1784.879
7063 | 389.617 | 1352.4391 | 389.617 | 1352.4391 | 1742.0561
7064 | 387.1314 | 1324.942 | 387.1314 | 1324.942 | 1712.0734
7065 | 392.4004 | 1299.4279 | 392.4004 | 1299.4279 | 1691.8283
7066 | 382.8784 | 1266.7923 | 382.8784 | 1266.7923 | 1649.6707
7067 | 349.7691 | 1242.9001 | 349.7691 | 1242.9001 | 1592.6692
7068 | 328.9708 | 1237.2795 | 328.9708 | 1237.2795 | 1566.2504
7069 | 311.0738 | 1244.7487 | 311.0738 | 1244.7487 | 1555.8225
7070 | 302.429 | 1255.3172 | 302.429 | 1255.3172 | 1557.7462
7071 | 298.6376 | 1265.3233 | 298.6376 | 1265.3233 | 1563.9609
7072 | 297.0963 | 1306.7429 | 297.0963 | 1306.7429 | 1603.8392
7073 | 289.2324 | 1402.9369 | 289.2324 | 1402.9369 | 1692.1693
7074 | 292.8864 | 1423.4753 | 292.8864 | 1423.4753 | 1716.3617
7075 | 316.2588 | 1432.3051 | 316.2588 | 1432.3051 | 1748.5639
7076 | 353.304 | 1419.8963 | 353.304 | 1419.8963 | 1773.2004
7077 | 373.1393 | 1411.4007 | 373.1393 | 1411.4007 | 1784.54
7078 | 386.9788 | 1397.4927 | 386.9788 | 1397.4927 | 1784.4715
7079 | 413.5271 | 1389.9407 | 413.5271 | 1389.9407 | 1803.4678
7080 | 410.5498 | 1382.7828 | 410.5498 | 1382.7828 | 1793.3326
7081 | 385.9548 | 1373.1263 | 385.9548 | 1373.1263 | 1759.081
7082 | 381.9655 | 1377.5809 | 381.9655 | 1377.5809 | 1759.5464
7083 | 385.5202 | 1361.8627 | 385.5202 | 1361.8627 | 1747.3829
7084 | 389.703 | 1379.1565 | 389.703 | 1379.1565 | 1768.8596
7085 | 397.512 | 1389.3988 | 397.512 | 1389.3988 | 1786.9108
7086 | 394.599 | 1377.2052 | 394.599 | 1377.2052 | 1771.8043
7087 | 379.7733 | 1361.4316 | 379.7733 | 1361.4316 | 1741.2049
7088 | 380.9224 | 1341.1669 | 380.9224 | 1341.1669 | 1722.0893
7089 | 390.7775 | 1322.8213 | 390.7775 | 1322.8213 | 1713.5988
7090 | 378.8096 | 1293.7698 | 378.8096 | 1293.7698 | 1672.5795
7091 | 351.766 | 1274.3579 | 351.766 | 1274.3579 | 1626.1238
7092 | 328.0476 | 1270.3054 | 328.0476 | 1270.3054 | 1598.353
7093 | 309.0692 | 1279.5667 | 309.0692 | 1279.5667 | 1588.636
7094 | 300.764 | 1297.1116 | 300.764 | 1297.1116 | 1597.8756
7095 | 298.0256 | 1317.4543 | 298.0256 | 1317.4543 | 1615.4798
7096 | 296.3707 | 1362.074 | 296.3707 | 1362.074 | 1658.4448
7097 | 290.1379 | 1464.4124 | 290.1379 | 1464.4124 | 1754.5504
7098 | 296.0655 | 1497.2395 | 296.0655 | 1497.2395 | 1793.305
7099 | 321.2404 | 1517.59 | 321.2404 | 1517.59 | 1838.8304
7100 | 353.6759 | 1514.0457 | 353.6759 | 1514.0457 | 1867.7216
7101 | 372.9887 | 1511.9504 | 372.9887 | 1511.9504 | 1884.9391
7102 | 391.6072 | 1500.2506 | 391.6072 | 1500.2506 | 1891.8577
7103 | 416.2981 | 1480.8898 | 416.2981 | 1480.8898 | 1897.188
7104 | 412.6851 | 1468.1316 | 412.6851 | 1468.1316 | 1880.8167
7105 | 386.4476 | 1455.691 | 386.4476 | 1455.691 | 1842.1385
7106 | 383.8706 | 1455.1213 | 383.8706 | 1455.1213 | 1838.992
7107 | 384.9564 | 1429.5145 | 384.9564 | 1429.5145 | 1814.471
7108 | 382.1487 | 1434.2957 | 382.1487 | 1434.2957 | 1816.4443
7109 | 392.9157 | 1433.7853 | 392.9157 | 1433.7853 | 1826.7009
7110 | 387.8198 | 1415.3834 | 387.8198 | 1415.3834 | 1803.2032
7111 | 371.7393 | 1401.2738 | 371.7393 | 1401.2738 | 1773.0131
7112 | 370.5053 | 1379.4091 | 370.5053 | 1379.4091 | 1749.9145
7113 | 382.2564 | 1353.863 | 382.2564 | 1353.863 | 1736.1194
7114 | 371.6607 | 1315.5311 | 371.6607 | 1315.5311 | 1687.1918
7115 | 345.1606 | 1288.0226 | 345.1606 | 1288.0226 | 1633.1832
7116 | 324.1784 | 1283.5542 | 324.1784 | 1283.5542 | 1607.7325
7117 | 309.1904 | 1304.7202 | 309.1904 | 1304.7202 | 1613.9105
7118 | 301.3176 | 1324.0572 | 301.3176 | 1324.0572 | 1625.3748
7119 | 298.124 | 1342.9277 | 298.124 | 1342.9277 | 1641.0517
7120 | 293.93 | 1394.3639 | 293.93 | 1394.3639 | 1688.2939
7121 | 285.2316 | 1503.7746 | 285.2316 | 1503.7746 | 1789.0063
7122 | 290.3375 | 1541.402 | 290.3375 | 1541.402 | 1831.7395
7123 | 310.6472 | 1565.3687 | 310.6472 | 1565.3687 | 1876.0159
7124 | 338.4559 | 1562.8485 | 338.4559 | 1562.8485 | 1901.3044
7125 | 356.1733 | 1553.0408 | 356.1733 | 1553.0408 | 1909.214
7126 | 373.7543 | 1525.692 | 373.7543 | 1525.692 | 1899.4463
7127 | 399.4797 | 1484.186 | 399.4797 | 1484.186 | 1883.6657
7128 | 399.9718 | 1438.3699 | 399.9718 | 1438.3699 | 1838.3417
7129 | 382.7063 | 1397.5757 | 382.7063 | 1397.5757 | 1780.282
7130 | 374.2913 | 1377.1649 | 374.2913 | 1377.1649 | 1751.4562
7131 | 374.899 | 1342.9496 | 374.899 | 1342.9496 | 1717.8486
7132 | 375.9332 | 1340.2743 | 375.9332 | 1340.2743 | 1716.2075
7133 | 383.8346 | 1334.3876 | 383.8346 | 1334.3876 | 1718.2222
7134 | 382.3157 | 1308.6253 | 382.3157 | 1308.6253 | 1690.941
7135 | 368.0991 | 1283.2511 | 368.0991 | 1283.2511 | 1651.3502
7136 | 368.7117 | 1256.8101 | 368.7117 | 1256.8101 | 1625.5218
7137 | 378.1948 | 1225.9837 | 378.1948 | 1225.9837 | 1604.1785
7138 | 365.4238 | 1184.4196 | 365.4238 | 1184.4196 | 1549.8434
7139 | 342.6437 | 1157.1992 | 342.6437 | 1157.1992 | 1499.8429
7140 | 322.3353 | 1161.8832 | 322.3353 | 1161.8832 | 1484.2186
7141 | 306.1514 | 1208.7467 | 306.1514 | 1208.7467 | 1514.8981
7142 | 298.6992 | 1267.0619 | 298.6992 | 1267.0619 | 1565.7611
7143 | 295.0443 | 1321.0385 | 295.0443 | 1321.0385 | 1616.0828
7144 | 290.867 | 1395.1319 | 290.867 | 1395.1319 | 1685.9989
7145 | 282.1917 | 1512.5431 | 282.1917 | 1512.5431 | 1794.7349
7146 | 285.8487 | 1539.8659 | 285.8487 | 1539.8659 | 1825.7146
7147 | 300.6271 | 1538.3912 | 300.6271 | 1538.3912 | 1839.0183
7148 | 324.7386 | 1510.3015 | 324.7386 | 1510.3015 | 1835.0401
7149 | 341.2354 | 1473.3562 | 341.2354 | 1473.3562 | 1814.5916
7150 | 354.9829 | 1423.0302 | 354.9829 | 1423.0302 | 1778.0131
7151 | 384.6675 | 1372.7557 | 384.6675 | 1372.7557 | 1757.4232
7152 | 384.2754 | 1328.0916 | 384.2754 | 1328.0916 | 1712.367
7153 | 370.3013 | 1288.1614 | 370.3013 | 1288.1614 | 1658.4627
7154 | 365.0756 | 1268.4867 | 365.0756 | 1268.4867 | 1633.5624
7155 | 364.5757 | 1231.9033 | 364.5757 | 1231.9033 | 1596.479
7156 | 367.2176 | 1228.844 | 367.2176 | 1228.844 | 1596.0616
7157 | 371.5557 | 1221.9332 | 371.5557 | 1221.9332 | 1593.4889
7158 | 366.2899 | 1196.651 | 366.2899 | 1196.651 | 1562.9408
7159 | 355.622 | 1175.341 | 355.622 | 1175.341 | 1530.963
7160 | 357.1929 | 1155.5564 | 357.1929 | 1155.5564 | 1512.7493
7161 | 367.6602 | 1137.1787 | 367.6602 | 1137.1787 | 1504.8388
7162 | 361.9605 | 1110.1434 | 361.9605 | 1110.1434 | 1472.1038
7163 | 340.0248 | 1093.8996 | 340.0248 | 1093.8996 | 1433.9244
7164 | 319.5441 | 1097.4316 | 319.5441 | 1097.4316 | 1416.9757
7165 | 304.4886 | 1121.7977 | 304.4886 | 1121.7977 | 1426.2863
7166 | 296.1204 | 1155.8556 | 296.1204 | 1155.8556 | 1451.976
7167 | 290.8549 | 1188.1349 | 290.8549 | 1188.1349 | 1478.9898
7168 | 288.6405 | 1242.2272 | 288.6405 | 1242.2272 | 1530.8678
7169 | 280.0662 | 1353.9101 | 280.0662 | 1353.9101 | 1633.9763
7170 | 281.788 | 1390.6094 | 281.788 | 1390.6094 | 1672.3974
7171 | 298.5009 | 1407.5357 | 298.5009 | 1407.5357 | 1706.0366
7172 | 323.2911 | 1403.8954 | 323.2911 | 1403.8954 | 1727.1866
7173 | 343.2166 | 1406.2484 | 343.2166 | 1406.2484 | 1749.465
7174 | 356.1134 | 1405.3652 | 356.1134 | 1405.3652 | 1761.4785
7175 | 381.3255 | 1409.9418 | 381.3255 | 1409.9418 | 1791.2673
7176 | 382.1068 | 1406.7521 | 382.1068 | 1406.7521 | 1788.8589
7177 | 366.493 | 1401.3199 | 366.493 | 1401.3199 | 1767.8129
7178 | 364.6232 | 1411.3748 | 364.6232 | 1411.3748 | 1775.9981
7179 | 364.0783 | 1397.9927 | 364.0783 | 1397.9927 | 1762.0711
7180 | 365.3381 | 1414.7426 | 365.3381 | 1414.7426 | 1780.0807
7181 | 370.8869 | 1415.3842 | 370.8869 | 1415.3842 | 1786.2712
7182 | 369.3597 | 1391.382 | 369.3597 | 1391.382 | 1760.7418
7183 | 354.5256 | 1369.784 | 354.5256 | 1369.784 | 1724.3096
7184 | 355.5921 | 1343.1511 | 355.5921 | 1343.1511 | 1698.7432
7185 | 368.1487 | 1308.8365 | 368.1487 | 1308.8365 | 1676.9852
7186 | 359.8963 | 1262.024 | 359.8963 | 1262.024 | 1621.9204
7187 | 336.1977 | 1225.9391 | 336.1977 | 1225.9391 | 1562.1368
7188 | 314.8265 | 1212.4461 | 314.8265 | 1212.4461 | 1527.2726
7189 | 302.0181 | 1228.2038 | 302.0181 | 1228.2038 | 1530.2219
7190 | 293.3018 | 1265.4938 | 293.3018 | 1265.4938 | 1558.7956
7191 | 290.4966 | 1305.0696 | 290.4966 | 1305.0696 | 1595.5662
7192 | 286.8457 | 1368.2184 | 286.8457 | 1368.2184 | 1655.0641
7193 | 278.8659 | 1482.7175 | 278.8659 | 1482.7175 | 1761.5833
7194 | 282.888 | 1518.1687 | 282.888 | 1518.1687 | 1801.0566
7195 | 303.3906 | 1532.0868 | 303.3906 | 1532.0868 | 1835.4774
7196 | 329.1066 | 1517.1819 | 329.1066 | 1517.1819 | 1846.2885
7197 | 349.8055 | 1494.7334 | 349.8055 | 1494.7334 | 1844.539
7198 | 364.5678 | 1458.8082 | 364.5678 | 1458.8082 | 1823.376
7199 | 394.1778 | 1410.3258 | 394.1778 | 1410.3258 | 1804.5036
7200 | 390.2785 | 1334.3 | 390.2785 | 1334.3 | 1724.5785
7201 | 371.4361 | 1261.8879 | 371.4361 | 1261.8879 | 1633.3241
7202 | 367.9481 | 1211.3955 | 367.9481 | 1211.3955 | 1579.3436
7203 | 369.5475 | 1143.0662 | 369.5475 | 1143.0662 | 1512.6137
7204 | 367.9238 | 1122.4059 | 367.9238 | 1122.4059 | 1490.3297
7205 | 375.185 | 1099.7823 | 375.185 | 1099.7823 | 1474.9673
7206 | 372.7412 | 1062.1793 | 372.7412 | 1062.1793 | 1434.9205
7207 | 362.0106 | 1033.7009 | 362.0106 | 1033.7009 | 1395.7115
7208 | 358.6472 | 1007.1639 | 358.6472 | 1007.1639 | 1365.8112
7209 | 369.1657 | 978.6417 | 369.1657 | 978.6417 | 1347.8073
7210 | 364.5121 | 941.7178 | 364.5121 | 941.7178 | 1306.2299
7211 | 336.0281 | 917.4736 | 336.0281 | 917.4736 | 1253.5017
7212 | 313.4436 | 912.045 | 313.4436 | 912.045 | 1225.4886
7213 | 298.3664 | 919.4822 | 298.3664 | 919.4822 | 1217.8487
7214 | 291.3187 | 928.6427 | 291.3187 | 928.6427 | 1219.9614
7215 | 287.5314 | 941.4329 | 287.5314 | 941.4329 | 1228.9643
7216 | 284.8143 | 985.9566 | 284.8143 | 985.9566 | 1270.7709
7217 | 278.2835 | 1085.2548 | 278.2835 | 1085.2548 | 1363.5383
7218 | 283.8222 | 1112.8656 | 283.8222 | 1112.8656 | 1396.6878
7219 | 310.2916 | 1129.5679 | 310.2916 | 1129.5679 | 1439.8595
7220 | 345.77 | 1122.2474 | 345.77 | 1122.2474 | 1468.0174
7221 | 368.7255 | 1104.3752 | 368.7255 | 1104.3752 | 1473.1008
7222 | 383.042 | 1076.6425 | 383.042 | 1076.6425 | 1459.6845
7223 | 413.6643 | 1051.6494 | 413.6643 | 1051.6494 | 1465.3137
7224 | 408.3592 | 1020.4261 | 408.3592 | 1020.4261 | 1428.7853
7225 | 388.181 | 986.1282 | 388.181 | 986.1282 | 1374.3092
7226 | 383.9717 | 966.1015 | 383.9717 | 966.1015 | 1350.0732
7227 | 383.3253 | 933.8063 | 383.3253 | 933.8063 | 1317.1317
7228 | 386.2237 | 936.8274 | 386.2237 | 936.8274 | 1323.051
7229 | 392.6118 | 930.0766 | 392.6118 | 930.0766 | 1322.6884
7230 | 388.0345 | 900.6661 | 388.0345 | 900.6661 | 1288.7006
7231 | 366.0864 | 871.8997 | 366.0864 | 871.8997 | 1237.9862
7232 | 362.1558 | 838.0343 | 362.1558 | 838.0343 | 1200.1901
7233 | 372.6883 | 802.1516 | 372.6883 | 802.1516 | 1174.8399
7234 | 364.02 | 760.5555 | 364.02 | 760.5555 | 1124.5755
7235 | 337.3993 | 733.4311 | 337.3993 | 733.4311 | 1070.8303
7236 | 313.19 | 728.0025 | 313.19 | 728.0025 | 1041.1926
7237 | 296.6036 | 743.5682 | 296.6036 | 743.5682 | 1040.1718
7238 | 289.501 | 766.4894 | 289.501 | 766.4894 | 1055.9905
7239 | 286.2012 | 789.7762 | 286.2012 | 789.7762 | 1075.9774
7240 | 282.2404 | 839.3883 | 282.2404 | 839.3883 | 1121.6287
7241 | 275.0863 | 944.4468 | 275.0863 | 944.4468 | 1219.5332
7242 | 282.6654 | 978.586 | 282.6654 | 978.586 | 1261.2513
7243 | 302.2939 | 999.0645 | 302.2939 | 999.0645 | 1301.3584
7244 | 337.081 | 992.128 | 337.081 | 992.128 | 1329.209
7245 | 357.5689 | 978.7681 | 357.5689 | 978.7681 | 1336.337
7246 | 376.4252 | 954.7155 | 376.4252 | 954.7155 | 1331.1408
7247 | 402.3955 | 929.3385 | 402.3955 | 929.3385 | 1331.734
7248 | 404.1841 | 905.5396 | 404.1841 | 905.5396 | 1309.7237
7249 | 378.4093 | 878.5701 | 378.4093 | 878.5701 | 1256.9794
7250 | 373.4515 | 861.2955 | 373.4515 | 861.2955 | 1234.747
7251 | 374.5348 | 835.9768 | 374.5348 | 835.9768 | 1210.5116
7252 | 376.2945 | 854.7747 | 376.2945 | 854.7747 | 1231.0692
7253 | 384.249 | 871.9293 | 384.249 | 871.9293 | 1256.1783
7254 | 380.6101 | 870.3924 | 380.6101 | 870.3924 | 1251.0025
7255 | 367.7805 | 869.8196 | 367.7805 | 869.8196 | 1237.6001
7256 | 360.2769 | 862.0997 | 360.2769 | 862.0997 | 1222.3766
7257 | 370.3693 | 844.522 | 370.3693 | 844.522 | 1214.8913
7258 | 365.1238 | 813.2945 | 365.1238 | 813.2945 | 1178.4183
7259 | 339.5161 | 792.2504 | 339.5161 | 792.2504 | 1131.7665
7260 | 313.5378 | 341.6873 | 313.5378 | 341.6873 | 655.2251
7261 | 297.6463 | 343.4648 | 297.6463 | 343.4648 | 641.1111
7262 | 289.692 | 350.887 | 289.692 | 350.887 | 640.5791
7263 | 287.746 | 358.5249 | 287.746 | 358.5249 | 646.2708
7264 | 282.8122 | 393.1111 | 282.8122 | 393.1111 | 675.9233
7265 | 273.4221 | 483.8348 | 273.4221 | 483.8348 | 757.2569
7266 | 282.8706 | 505.8924 | 282.8706 | 505.8924 | 788.763
7267 | 307.1539 | 519.013 | 307.1539 | 519.013 | 826.167
7268 | 340.7417 | 509.0451 | 340.7417 | 509.0451 | 849.7868
7269 | 362.4047 | 503.1115 | 362.4047 | 503.1115 | 865.5163
7270 | 379.0548 | 489.9007 | 379.0548 | 489.9007 | 868.9555
7271 | 409.683 | 480.3902 | 409.683 | 480.3902 | 890.0731
7272 | 408.8299 | 473.2726 | 408.8299 | 473.2726 | 882.1025
7273 | 385.1978 | 457.8625 | 385.1978 | 457.8625 | 843.0603
7274 | 380.8837 | 461.5027 | 380.8837 | 461.5027 | 842.3864
7275 | 380.4842 | 445.8738 | 380.4842 | 445.8738 | 826.358
7276 | 379.0641 | 465.9869 | 379.0641 | 465.9869 | 845.051
7277 | 381.7554 | 482.3453 | 381.7554 | 482.3453 | 864.1007
7278 | 379.6722 | 471.3896 | 379.6722 | 471.3896 | 851.0618
7279 | 363.3655 | 457.3786 | 363.3655 | 457.3786 | 820.7441
7280 | 355.334 | 439.9151 | 355.334 | 439.9151 | 795.2491
7281 | 363.9137 | 420.2562 | 363.9137 | 420.2562 | 784.1699
7282 | 359.3502 | 383.604 | 359.3502 | 383.604 | 742.9542
7283 | 340.6906 | 356.4756 | 340.6906 | 356.4756 | 697.1661
7284 | 318.2138 | 352.0894 | 318.2138 | 352.0894 | 670.3031
7285 | 301.502 | 358.6171 | 301.502 | 358.6171 | 660.1191
7286 | 291.1323 | 375.5935 | 291.1323 | 375.5935 | 666.7258
7287 | 286.6816 | 395.7865 | 286.6816 | 395.7865 | 682.4681
7288 | 281.5953 | 439.9001 | 281.5953 | 439.9001 | 721.4954
7289 | 275.4346 | 534.5531 | 275.4346 | 534.5531 | 809.9878
7290 | 281.0336 | 558.9253 | 281.0336 | 558.9253 | 839.9589
7291 | 301.0678 | 574.0645 | 301.0678 | 574.0645 | 875.1322
7292 | 328.8865 | 564.3925 | 328.8865 | 564.3925 | 893.279
7293 | 350.7404 | 556.4136 | 350.7404 | 556.4136 | 907.1539
7294 | 364.3396 | 538.9639 | 364.3396 | 538.9639 | 903.3035
7295 | 390.2614 | 525.1203 | 390.2614 | 525.1203 | 915.3817
7296 | 391.4453 | 510.1036 | 391.4453 | 510.1036 | 901.5489
7297 | 373.4424 | 487.8037 | 373.4424 | 487.8037 | 861.246
7298 | 367.2926 | 487.5953 | 367.2926 | 487.5953 | 854.8879
7299 | 365.8286 | 469.3423 | 365.8286 | 469.3423 | 835.1709
7300 | 364.3138 | 486.4815 | 364.3138 | 486.4815 | 850.7952
7301 | 370.5565 | 501.3462 | 370.5565 | 501.3462 | 871.9027
7302 | 365.6916 | 486.7706 | 365.6916 | 486.7706 | 852.4622
7303 | 352.7443 | 471.6562 | 352.7443 | 471.6562 | 824.4006
7304 | 347.5145 | 456.2381 | 347.5145 | 456.2381 | 803.7526
7305 | 358.1414 | 440.1183 | 358.1414 | 440.1183 | 798.2597
7306 | 354.0298 | 408.0414 | 354.0298 | 408.0414 | 762.0712
7307 | 336.4663 | 384.4251 | 336.4663 | 384.4251 | 720.8915
7308 | 315.6158 | 380.4158 | 315.6158 | 380.4158 | 696.0316
7309 | 298.47 | 382.6508 | 298.47 | 382.6508 | 681.1207
7310 | 291.2056 | 390.6381 | 291.2056 | 390.6381 | 681.8438
7311 | 285.9807 | 401.5864 | 285.9807 | 401.5864 | 687.5671
7312 | 279.4487 | 440.6671 | 279.4487 | 440.6671 | 720.1159
7313 | 272.4986 | 534.6742 | 272.4986 | 534.6742 | 807.1729
7314 | 274.9172 | 559.8538 | 274.9172 | 559.8538 | 834.771
7315 | 289.6836 | 576.0426 | 289.6836 | 576.0426 | 865.7262
7316 | 312.7056 | 567.3126 | 312.7056 | 567.3126 | 880.0182
7317 | 330.9116 | 559.6432 | 330.9116 | 559.6432 | 890.5548
7318 | 347.3882 | 540.942 | 347.3882 | 540.942 | 888.3302
7319 | 372.6093 | 527.704 | 372.6093 | 527.704 | 900.3133
7320 | 375.168 | 519.4964 | 375.168 | 519.4964 | 894.6644
7321 | 361.018 | 500.8701 | 361.018 | 500.8701 | 861.8882
7322 | 354.5657 | 501.8325 | 354.5657 | 501.8325 | 856.3983
7323 | 350.368 | 482.6106 | 350.368 | 482.6106 | 832.9786
7324 | 352.9253 | 496.7893 | 352.9253 | 496.7893 | 849.7145
7325 | 359.0471 | 508.2764 | 359.0471 | 508.2764 | 867.3235
7326 | 355.7677 | 493.5931 | 355.7677 | 493.5931 | 849.3609
7327 | 345.9374 | 478.2231 | 345.9374 | 478.2231 | 824.1605
7328 | 342.9849 | 460.5712 | 342.9849 | 460.5712 | 803.556
7329 | 354.6283 | 442.7154 | 354.6283 | 442.7154 | 797.3437
7330 | 349.9307 | 408.7142 | 349.9307 | 408.7142 | 758.6449
7331 | 330.3285 | 383.5101 | 330.3285 | 383.5101 | 713.8386
7332 | 312.2931 | 377.8321 | 312.2931 | 377.8321 | 690.1252
7333 | 297.8038 | 380.713 | 297.8038 | 380.713 | 678.5168
7334 | 288.9456 | 395.2403 | 288.9456 | 395.2403 | 684.186
7335 | 285.3897 | 411.3694 | 285.3897 | 411.3694 | 696.7591
7336 | 279.9843 | 453.0742 | 279.9843 | 453.0742 | 733.0585
7337 | 271.9913 | 549.1806 | 271.9913 | 549.1806 | 821.1719
7338 | 274.6888 | 574.8446 | 274.6888 | 574.8446 | 849.5334
7339 | 290.4229 | 590.1452 | 290.4229 | 590.1452 | 880.5681
7340 | 315.3356 | 579.3429 | 315.3356 | 579.3429 | 894.6785
7341 | 334.248 | 568.6323 | 334.248 | 568.6323 | 902.8802
7342 | 350.4915 | 543.4719 | 350.4915 | 543.4719 | 893.9634
7343 | 377.7728 | 522.8865 | 377.7728 | 522.8865 | 900.6593
7344 | 376.2634 | 506.403 | 376.2634 | 506.403 | 882.6664
7345 | 359.7976 | 478.0341 | 359.7976 | 478.0341 | 837.8317
7346 | 356.599 | 473.6676 | 356.599 | 473.6676 | 830.2667
7347 | 354.7907 | 452.2522 | 354.7907 | 452.2522 | 807.0429
7348 | 359.8414 | 463.2283 | 359.8414 | 463.2283 | 823.0697
7349 | 365.6867 | 472.2259 | 365.6867 | 472.2259 | 837.9126
7350 | 356.6172 | 455.0262 | 356.6172 | 455.0262 | 811.6434
7351 | 345.6334 | 434.6772 | 345.6334 | 434.6772 | 780.3106
7352 | 341.5424 | 412.6384 | 341.5424 | 412.6384 | 754.1807
7353 | 353.1067 | 390.8802 | 353.1067 | 390.8802 | 743.9869
7354 | 351.2194 | 354.2549 | 351.2194 | 354.2549 | 705.4743
7355 | 330.0685 | 326.7631 | 330.0685 | 326.7631 | 656.8317
7356 | 310.5244 | 321.2062 | 310.5244 | 321.2062 | 631.7306
7357 | 294.9256 | 325.8231 | 294.9256 | 325.8231 | 620.7487
7358 | 286.7283 | 339.2739 | 286.7283 | 339.2739 | 626.0021
7359 | 282.2593 | 355.1069 | 282.2593 | 355.1069 | 637.3662
7360 | 276.702 | 399.0186 | 276.702 | 399.0186 | 675.7206
7361 | 269.692 | 497.9778 | 269.692 | 497.9778 | 767.6697
7362 | 276.1298 | 526.7368 | 276.1298 | 526.7368 | 802.8667
7363 | 296.1432 | 545.5497 | 296.1432 | 545.5497 | 841.6928
7364 | 328.4445 | 540.157 | 328.4445 | 540.157 | 868.6015
7365 | 345.558 | 535.3807 | 345.558 | 535.3807 | 880.9387
7366 | 365.9864 | 515.2397 | 365.9864 | 515.2397 | 881.2261
7367 | 397.7032 | 493.0933 | 397.7032 | 493.0933 | 890.7965
7368 | 394.208 | 474.3088 | 394.208 | 474.3088 | 868.5168
7369 | 372.815 | 444.9171 | 372.815 | 444.9171 | 817.7321
7370 | 368.5495 | 437.8055 | 368.5495 | 437.8055 | 806.355
7371 | 367.8813 | 412.2185 | 367.8813 | 412.2185 | 780.0998
7372 | 372.7306 | 423.1138 | 372.7306 | 423.1138 | 795.8444
7373 | 376.2168 | 436.9289 | 376.2168 | 436.9289 | 813.1458
7374 | 372.0458 | 424.1834 | 372.0458 | 424.1834 | 796.2292
7375 | 358.0953 | 408.5039 | 358.0953 | 408.5039 | 766.5991
7376 | 352.7826 | 389.1564 | 352.7826 | 389.1564 | 741.939
7377 | 363.3396 | 367.3444 | 363.3396 | 367.3444 | 730.684
7378 | 359.6176 | 328.6468 | 359.6176 | 328.6468 | 688.2644
7379 | 333.0578 | 299.5267 | 333.0578 | 299.5267 | 632.5845
7380 | 314.4219 | 293.2297 | 314.4219 | 293.2297 | 607.6516
7381 | 297.0708 | 304.1039 | 297.0708 | 304.1039 | 601.1747
7382 | 288.4929 | 324.8079 | 288.4929 | 324.8079 | 613.3008
7383 | 285.2616 | 346.3331 | 285.2616 | 346.3331 | 631.5947
7384 | 279.7535 | 393.5283 | 279.7535 | 393.5283 | 673.2817
7385 | 272.2255 | 493.4698 | 272.2255 | 493.4698 | 765.6953
7386 | 281.1496 | 522.0808 | 281.1496 | 522.0808 | 803.2304
7387 | 303.6896 | 540.4496 | 303.6896 | 540.4496 | 844.1392
7388 | 341.7872 | 532.7424 | 341.7872 | 532.7424 | 874.5296
7389 | 365.3968 | 522.5161 | 365.3968 | 522.5161 | 887.9129
7390 | 376.7347 | 497.1808 | 376.7347 | 497.1808 | 873.9155
7391 | 407.2344 | 479.677 | 407.2344 | 479.677 | 886.9114
7392 | 401.2235 | 464.8756 | 401.2235 | 464.8756 | 866.0992
7393 | 379.5053 | 438.5117 | 379.5053 | 438.5117 | 818.0171
7394 | 374.9333 | 430.8618 | 374.9333 | 430.8618 | 805.7951
7395 | 377.3384 | 405.6113 | 377.3384 | 405.6113 | 782.9496
7396 | 379.0104 | 420.8934 | 379.0104 | 420.8934 | 799.9038
7397 | 387.4021 | 435.5698 | 387.4021 | 435.5698 | 822.9718
7398 | 380.8564 | 423.8066 | 380.8564 | 423.8066 | 804.663
7399 | 361.5927 | 409.2574 | 361.5927 | 409.2574 | 770.8501
7400 | 357.6013 | 391.3499 | 357.6013 | 391.3499 | 748.9512
7401 | 364.8883 | 370.4125 | 364.8883 | 370.4125 | 735.3008
7402 | 358.7962 | 331.7015 | 358.7962 | 331.7015 | 690.4977
7403 | 333.2614 | 302.2315 | 333.2614 | 302.2315 | 635.4929
7404 | 314.7302 | 295.1944 | 314.7302 | 295.1944 | 609.9246
7405 | 301.3109 | 299.9996 | 301.3109 | 299.9996 | 601.3106
7406 | 292.8871 | 315.0114 | 292.8871 | 315.0114 | 607.8985
7407 | 286.3863 | 330.7368 | 286.3863 | 330.7368 | 617.1231
7408 | 280.4285 | 373.0337 | 280.4285 | 373.0337 | 653.4622
7409 | 273.4449 | 467.8886 | 273.4449 | 467.8886 | 741.3335
7410 | 283.5747 | 492.4222 | 283.5747 | 492.4222 | 775.997
7411 | 305.806 | 506.5925 | 305.806 | 506.5925 | 812.3985
7412 | 343.3574 | 495.3462 | 343.3574 | 495.3462 | 838.7035
7413 | 367.4462 | 485.0392 | 367.4462 | 485.0392 | 852.4854
7414 | 385.0489 | 463.5928 | 385.0489 | 463.5928 | 848.6417
7415 | 412.4902 | 443.7475 | 412.4902 | 443.7475 | 856.2377
7416 | 409.1373 | 426.1472 | 409.1373 | 426.1472 | 835.2845
7417 | 382.9689 | 401.6269 | 382.9689 | 401.6269 | 784.5958
7418 | 380.4856 | 398.3504 | 380.4856 | 398.3504 | 778.836
7419 | 378.3268 | 380.9182 | 378.3268 | 380.9182 | 759.245
7420 | 378.399 | 400.816 | 378.399 | 400.816 | 779.215
7421 | 385.0915 | 420.0004 | 385.0915 | 420.0004 | 805.0918
7422 | 380.9775 | 411.3995 | 380.9775 | 411.3995 | 792.3771
7423 | 362.1158 | 398.4921 | 362.1158 | 398.4921 | 760.6078
7424 | 355.0065 | 381.7283 | 355.0065 | 381.7283 | 736.7348
7425 | 362.8843 | 360.468 | 362.8843 | 360.468 | 723.3523
7426 | 359.2552 | 320.1287 | 359.2552 | 320.1287 | 679.3839
7427 | 336.3098 | 287.8598 | 336.3098 | 287.8598 | 624.1695
7428 | 312.458 | 275.6149 | 312.458 | 275.6149 | 588.0729
7429 | 298.2322 | 272.4941 | 298.2322 | 272.4941 | 570.7263
7430 | 292.0707 | 287.2637 | 292.0707 | 287.2637 | 579.3344
7431 | 286.8383 | 308.7216 | 286.8383 | 308.7216 | 595.5599
7432 | 280.8594 | 358.6485 | 280.8594 | 358.6485 | 639.5078
7433 | 275.5969 | 463.0172 | 275.5969 | 463.0172 | 738.6142
7434 | 285.1074 | 494.7637 | 285.1074 | 494.7637 | 779.8711
7435 | 306.6894 | 513.1459 | 306.6894 | 513.1459 | 819.8353
7436 | 342.5781 | 504.8331 | 342.5781 | 504.8331 | 847.4112
7437 | 366.9282 | 497.1771 | 366.9282 | 497.1771 | 864.1053
7438 | 384.7964 | 476.0538 | 384.7964 | 476.0538 | 860.8502
7439 | 407.9501 | 449.2513 | 407.9501 | 449.2513 | 857.2015
7440 | 400.8693 | 425.286 | 400.8693 | 425.286 | 826.1552
7441 | 375.3141 | 400.1197 | 375.3141 | 400.1197 | 775.4339
7442 | 373.5704 | 394.8247 | 373.5704 | 394.8247 | 768.3952
7443 | 377.2183 | 371.6869 | 377.2183 | 371.6869 | 748.9052
7444 | 378.0192 | 388.1802 | 378.0192 | 388.1802 | 766.1993
7445 | 378.9516 | 404.2022 | 378.9516 | 404.2022 | 783.1537
7446 | 380.1302 | 392.8831 | 380.1302 | 392.8831 | 773.0133
7447 | 360.3347 | 378.1724 | 360.3347 | 378.1724 | 738.5071
7448 | 353.297 | 359.9553 | 353.297 | 359.9553 | 713.2524
7449 | 360.316 | 339.341 | 360.316 | 339.341 | 699.657
7450 | 356.6235 | 301.7737 | 356.6235 | 301.7737 | 658.3972
7451 | 336.8814 | 272.3307 | 336.8814 | 272.3307 | 609.2121
7452 | 315.6592 | 262.8983 | 315.6592 | 262.8983 | 578.5575
7453 | 300.9087 | 261.2309 | 300.9087 | 261.2309 | 562.1396
7454 | 292.8449 | 267.8591 | 292.8449 | 267.8591 | 560.704
7455 | 287.5903 | 276.4659 | 287.5903 | 276.4659 | 564.0561
7456 | 279.5862 | 314.8603 | 279.5862 | 314.8603 | 594.4465
7457 | 274.8164 | 406.4991 | 274.8164 | 406.4991 | 681.3154
7458 | 279.3668 | 428.0453 | 279.3668 | 428.0453 | 707.4121
7459 | 298.0585 | 440.8295 | 298.0585 | 440.8295 | 738.8881
7460 | 327.1422 | 428.6009 | 327.1422 | 428.6009 | 755.743
7461 | 350.6163 | 418.0113 | 350.6163 | 418.0113 | 768.6276
7462 | 369.3241 | 398.2201 | 369.3241 | 398.2201 | 767.5442
7463 | 395.5344 | 383.4749 | 395.5344 | 383.4749 | 779.0093
7464 | 391.9738 | 372.7913 | 391.9738 | 372.7913 | 764.7651
7465 | 371.0281 | 355.8472 | 371.0281 | 355.8472 | 726.8753
7466 | 368.0617 | 360.5909 | 368.0617 | 360.5909 | 728.6525
7467 | 368.9464 | 347.263 | 368.9464 | 347.263 | 716.2094
7468 | 370.1549 | 368.5872 | 370.1549 | 368.5872 | 738.7421
7469 | 373.9354 | 388.5117 | 373.9354 | 388.5117 | 762.4471
7470 | 368.2183 | 380.7452 | 368.2183 | 380.7452 | 748.9634
7471 | 353.6938 | 369.0622 | 353.6938 | 369.0622 | 722.756
7472 | 344.9363 | 353.7383 | 344.9363 | 353.7383 | 698.6746
7473 | 352.3776 | 335.9903 | 352.3776 | 335.9903 | 688.3679
7474 | 356.3299 | 301.7334 | 356.3299 | 301.7334 | 658.0632
7475 | 339.3325 | 276.4081 | 339.3325 | 276.4081 | 615.7406
7476 | 319.2063 | 270.5013 | 319.2063 | 270.5013 | 589.7076
7477 | 302.1176 | 274.5126 | 302.1176 | 274.5126 | 576.6303
7478 | 293.3821 | 292.2023 | 293.3821 | 292.2023 | 585.5843
7479 | 287.0995 | 313.2161 | 287.0995 | 313.2161 | 600.3157
7480 | 278.1093 | 359.3347 | 278.1093 | 359.3347 | 637.444
7481 | 271.5691 | 457.0425 | 271.5691 | 457.0425 | 728.6116
7482 | 276.2234 | 483.1371 | 276.2234 | 483.1371 | 759.3605
7483 | 291.2123 | 497.1728 | 291.2123 | 497.1728 | 788.3851
7484 | 314.8514 | 483.6254 | 314.8514 | 483.6254 | 798.4768
7485 | 335.1212 | 469.7254 | 335.1212 | 469.7254 | 804.8466
7486 | 351.8861 | 444.3498 | 351.8861 | 444.3498 | 796.2359
7487 | 376.9886 | 426.0789 | 376.9886 | 426.0789 | 803.0675
7488 | 376.7843 | 410.82 | 376.7843 | 410.82 | 787.6043
7489 | 363.3678 | 386.0036 | 363.3678 | 386.0036 | 749.3714
7490 | 360.1159 | 385.2032 | 360.1159 | 385.2032 | 745.3191
7491 | 360.5879 | 367.9056 | 360.5879 | 367.9056 | 728.4935
7492 | 363.5373 | 386.8345 | 363.5373 | 386.8345 | 750.3718
7493 | 367.3287 | 405.2653 | 367.3287 | 405.2653 | 772.594
7494 | 363.2551 | 396.1262 | 363.2551 | 396.1262 | 759.3812
7495 | 351.4041 | 382.815 | 351.4041 | 382.815 | 734.2191
7496 | 346.3929 | 365.4053 | 346.3929 | 365.4053 | 711.7982
7497 | 352.2359 | 346.0559 | 352.2359 | 346.0559 | 698.2918
7498 | 354.9068 | 310.2649 | 354.9068 | 310.2649 | 665.1717
7499 | 338.7159 | 282.2618 | 338.7159 | 282.2618 | 620.9777
7500 | 317.7515 | 273.8117 | 317.7515 | 273.8117 | 591.5632
7501 | 302.9712 | 276.1813 | 302.9712 | 276.1813 | 579.1524
7502 | 295.219 | 290.5606 | 295.219 | 290.5606 | 585.7796
7503 | 291.913 | 308.3044 | 291.913 | 308.3044 | 600.2174
7504 | 279.2821 | 355.5803 | 279.2821 | 355.5803 | 634.8624
7505 | 273.881 | 459.0879 | 273.881 | 459.0879 | 732.9689
7506 | 279.0911 | 492.6106 | 279.0911 | 492.6106 | 771.7017
7507 | 293.1115 | 514.6934 | 293.1115 | 514.6934 | 807.8049
7508 | 317.4391 | 508.6952 | 317.4391 | 508.6952 | 826.1343
7509 | 336.2719 | 498.7112 | 336.2719 | 498.7112 | 834.983
7510 | 353.3752 | 474.5735 | 353.3752 | 474.5735 | 827.9488
7511 | 380.39 | 456.7602 | 380.39 | 456.7602 | 837.1502
7512 | 380.1171 | 438.5947 | 380.1171 | 438.5947 | 818.7118
7513 | 363.9938 | 411.5445 | 363.9938 | 411.5445 | 775.5383
7514 | 360.1512 | 406.4917 | 360.1512 | 406.4917 | 766.6429
7515 | 356.006 | 382.9233 | 356.006 | 382.9233 | 738.9292
7516 | 357.2397 | 396.8194 | 357.2397 | 396.8194 | 754.0591
7517 | 362.6361 | 410.7556 | 362.6361 | 410.7556 | 773.3917
7518 | 355.3903 | 398.0101 | 355.3903 | 398.0101 | 753.4004
7519 | 339.7917 | 382.3709 | 339.7917 | 382.3709 | 722.1626
7520 | 336.9231 | 363.8309 | 336.9231 | 363.8309 | 700.754
7521 | 344.3262 | 343.5126 | 344.3262 | 343.5126 | 687.8388
7522 | 348.4394 | 306.8335 | 348.4394 | 306.8335 | 655.2729
7523 | 333.8342 | 279.1129 | 333.8342 | 279.1129 | 612.9472
7524 | 312.9882 | 272.4256 | 312.9882 | 272.4256 | 585.4138
7525 | 298.3093 | 274.9163 | 298.3093 | 274.9163 | 573.2256
7526 | 289.816 | 285.4605 | 289.816 | 285.4605 | 575.2765
7527 | 282.9034 | 296.8662 | 282.9034 | 296.8662 | 579.7696
7528 | 273.5803 | 335.6106 | 273.5803 | 335.6106 | 609.1908
7529 | 268.1358 | 429.6042 | 268.1358 | 429.6042 | 697.74
7530 | 275.7363 | 453.1421 | 275.7363 | 453.1421 | 728.8784
7531 | 295.9146 | 465.1593 | 295.9146 | 465.1593 | 761.0738
7532 | 322.7098 | 451.8271 | 322.7098 | 451.8271 | 774.5369
7533 | 343.5359 | 440.4167 | 343.5359 | 440.4167 | 783.9526
7534 | 360.5773 | 419.6567 | 360.5773 | 419.6567 | 780.2339
7535 | 386.8743 | 403.1486 | 386.8743 | 403.1486 | 790.0229
7536 | 381.5921 | 389.2624 | 381.5921 | 389.2624 | 770.8544
7537 | 361.283 | 368.16 | 361.283 | 368.16 | 729.4431
7538 | 363.278 | 367.2519 | 363.278 | 367.2519 | 730.5299
7539 | 364.0023 | 348.9854 | 364.0023 | 348.9854 | 712.9878
7540 | 361.78 | 366.9051 | 361.78 | 366.9051 | 728.6851
7541 | 367.0706 | 384.5554 | 367.0706 | 384.5554 | 751.626
7542 | 362.6868 | 375.4298 | 362.6868 | 375.4298 | 738.1166
7543 | 346.0651 | 362.8856 | 346.0651 | 362.8856 | 708.9507
7544 | 340.8786 | 346.8889 | 340.8786 | 346.8889 | 687.7675
7545 | 345.4831 | 328.8178 | 345.4831 | 328.8178 | 674.3009
7546 | 349.6253 | 293.5248 | 349.6253 | 293.5248 | 643.15
7547 | 332.0454 | 265.7908 | 332.0454 | 265.7908 | 597.8361
7548 | 309.5347 | 257.1657 | 309.5347 | 257.1657 | 566.7004
7549 | 294.2399 | 254.6909 | 294.2399 | 254.6909 | 548.9308
7550 | 285.461 | 258.0626 | 285.461 | 258.0626 | 543.5236
7551 | 281.9409 | 269.2127 | 281.9409 | 269.2127 | 551.1535
7552 | 270.0109 | 312.7072 | 270.0109 | 312.7072 | 582.7181
7553 | 267.8339 | 411.3435 | 267.8339 | 411.3435 | 679.1774
7554 | 275.2017 | 441.2194 | 275.2017 | 441.2194 | 716.4211
7555 | 300.0344 | 458.2156 | 300.0344 | 458.2156 | 758.25
7556 | 335.2522 | 448.4899 | 335.2522 | 448.4899 | 783.7421
7557 | 360.8002 | 438.0887 | 360.8002 | 438.0887 | 798.8889
7558 | 379.9351 | 414.6373 | 379.9351 | 414.6373 | 794.5724
7559 | 407.1687 | 395.4649 | 407.1687 | 395.4649 | 802.6336
7560 | 400.2048 | 380.0714 | 400.2048 | 380.0714 | 780.2762
7561 | 376.254 | 359.6419 | 376.254 | 359.6419 | 735.8959
7562 | 372.4119 | 363.0265 | 372.4119 | 363.0265 | 735.4385
7563 | 375.8172 | 349.0393 | 375.8172 | 349.0393 | 724.8564
7564 | 376.7128 | 370.2693 | 376.7128 | 370.2693 | 746.9821
7565 | 382.9826 | 389.9246 | 382.9826 | 389.9246 | 772.9072
7566 | 375.4999 | 381.8621 | 375.4999 | 381.8621 | 757.362
7567 | 355.5234 | 369.614 | 355.5234 | 369.614 | 725.1373
7568 | 348.0042 | 353.4019 | 348.0042 | 353.4019 | 701.4062
7569 | 354.5962 | 334.1602 | 354.5962 | 334.1602 | 688.7564
7570 | 354.2603 | 297.7367 | 354.2603 | 297.7367 | 651.997
7571 | 335.0149 | 269.599 | 335.0149 | 269.599 | 604.6139
7572 | 310.8105 | 261.27 | 310.8105 | 261.27 | 572.0805
7573 | 295.6282 | 259.2258 | 295.6282 | 259.2258 | 554.854
7574 | 289.1652 | 262.9474 | 289.1652 | 262.9474 | 552.1126
7575 | 282.1088 | 276.7754 | 282.1088 | 276.7754 | 558.8842
7576 | 272.7883 | 323.6745 | 272.7883 | 323.6745 | 596.4628
7577 | 267.5687 | 424.2081 | 267.5687 | 424.2081 | 691.7768
7578 | 278.2775 | 454.0706 | 278.2775 | 454.0706 | 732.3481
7579 | 300.8305 | 472.4528 | 300.8305 | 472.4528 | 773.2833
7580 | 335.4597 | 462.8616 | 335.4597 | 462.8616 | 798.3214
7581 | 359.6519 | 451.3436 | 359.6519 | 451.3436 | 810.9955
7582 | 377.288 | 428.2152 | 377.288 | 428.2152 | 805.5031
7583 | 402.1889 | 410.3211 | 402.1889 | 410.3211 | 812.51
7584 | 399.3735 | 394.6585 | 399.3735 | 394.6585 | 794.032
7585 | 372.1768 | 373.0583 | 372.1768 | 373.0583 | 745.2351
7586 | 371.0532 | 374.6397 | 371.0532 | 374.6397 | 745.6928
7587 | 373.0221 | 359.522 | 373.0221 | 359.522 | 732.5442
7588 | 374.499 | 380.0658 | 374.499 | 380.0658 | 754.5647
7589 | 381.9292 | 398.3216 | 381.9292 | 398.3216 | 780.2508
7590 | 378.4504 | 388.6712 | 378.4504 | 388.6712 | 767.1215
7591 | 358.9289 | 375.6829 | 358.9289 | 375.6829 | 734.6119
7592 | 349.8256 | 359.0134 | 349.8256 | 359.0134 | 708.839
7593 | 356.0837 | 338.6278 | 356.0837 | 338.6278 | 694.7115
7594 | 356.5735 | 300.8048 | 356.5735 | 300.8048 | 657.3784
7595 | 336.3009 | 272.25 | 336.3009 | 272.25 | 608.5509
7596 | 316.8945 | 264.1901 | 316.8945 | 264.1901 | 581.0847
7597 | 298.2586 | 264.4066 | 298.2586 | 264.4066 | 562.6653
7598 | 292.3745 | 275.8524 | 292.3745 | 275.8524 | 568.2269
7599 | 286.1901 | 299.5979 | 286.1901 | 299.5979 | 585.7881
7600 | 276.4553 | 351.4357 | 276.4553 | 351.4357 | 627.891
7601 | 271.2847 | 457.5673 | 271.2847 | 457.5673 | 728.8519
7602 | 280.5121 | 491.8436 | 280.5121 | 491.8436 | 772.3556
7603 | 302.7285 | 512.7691 | 302.7285 | 512.7691 | 815.4976
7604 | 334.5953 | 504.6582 | 334.5953 | 504.6582 | 839.2535
7605 | 362.4698 | 493.638 | 362.4698 | 493.638 | 856.1078
7606 | 379.7461 | 468.4238 | 379.7461 | 468.4238 | 848.1699
7607 | 405.3841 | 445.4566 | 405.3841 | 445.4566 | 850.8407
7608 | 399.3229 | 427.4121 | 399.3229 | 427.4121 | 826.735
7609 | 375.5235 | 400.806 | 375.5235 | 400.806 | 776.3295
7610 | 368.549 | 389.6708 | 368.549 | 389.6708 | 758.2198
7611 | 371.779 | 368.9552 | 371.779 | 368.9552 | 740.7342
7612 | 371.9283 | 388.3147 | 371.9283 | 388.3147 | 760.243
7613 | 373.9268 | 406.9204 | 373.9268 | 406.9204 | 780.8472
7614 | 369.4474 | 398.0236 | 369.4474 | 398.0236 | 767.471
7615 | 352.7418 | 385.3583 | 352.7418 | 385.3583 | 738.1001
7616 | 342.1128 | 369.0925 | 342.1128 | 369.0925 | 711.2053
7617 | 345.4771 | 350.1602 | 345.4771 | 350.1602 | 695.6373
7618 | 349.852 | 313.7637 | 349.852 | 313.7637 | 663.6156
7619 | 333.4479 | 285.2357 | 333.4479 | 285.2357 | 618.6836
7620 | 314.5209 | 276.2339 | 314.5209 | 276.2339 | 590.7548
7621 | 298.8162 | 276.9214 | 298.8162 | 276.9214 | 575.7376
7622 | 287.7643 | 292.5656 | 287.7643 | 292.5656 | 580.33
7623 | 284.9871 | 312.2742 | 284.9871 | 312.2742 | 597.2613
7624 | 273.0991 | 359.7115 | 273.0991 | 359.7115 | 632.8106
7625 | 269.6384 | 461.8196 | 269.6384 | 461.8196 | 731.458
7626 | 277.4782 | 491.9378 | 277.4782 | 491.9378 | 769.4159
7627 | 295.4544 | 509.701 | 295.4544 | 509.701 | 805.1554
7628 | 322.6388 | 500.4462 | 322.6388 | 500.4462 | 823.0851
7629 | 345.0337 | 490.8794 | 345.0337 | 490.8794 | 835.913
7630 | 362.4832 | 472.1244 | 362.4832 | 472.1244 | 834.6076
7631 | 385.3232 | 454.5398 | 385.3232 | 454.5398 | 839.863
7632 | 385.2139 | 437.572 | 385.2139 | 437.572 | 822.7859
7633 | 366.1445 | 415.1509 | 366.1445 | 415.1509 | 781.2954
7634 | 359.1737 | 414.485 | 359.1737 | 414.485 | 773.6587
7635 | 358.5075 | 395.3707 | 358.5075 | 395.3707 | 753.8782
7636 | 359.6196 | 412.3081 | 359.6196 | 412.3081 | 771.9277
7637 | 361.1797 | 428.5992 | 361.1797 | 428.5992 | 789.7789
7638 | 355.4576 | 417.8588 | 355.4576 | 417.8588 | 773.3164
7639 | 342.0238 | 404.0497 | 342.0238 | 404.0497 | 746.0734
7640 | 333.7498 | 386.317 | 333.7498 | 386.317 | 720.0668
7641 | 340.409 | 366.9272 | 340.409 | 366.9272 | 707.3362
7642 | 343.6868 | 331.1766 | 343.6868 | 331.1766 | 674.8635
7643 | 327.336 | 304.6268 | 327.336 | 304.6268 | 631.9628
7644 | 309.0345 | 298.6528 | 309.0345 | 298.6528 | 607.6873
7645 | 291.846 | 302.4353 | 291.846 | 302.4353 | 594.2813
7646 | 282.4893 | 313.3832 | 282.4893 | 313.3832 | 595.8725
7647 | 277.2013 | 327.1035 | 277.2013 | 327.1035 | 604.3047
7648 | 266.3309 | 369.9925 | 266.3309 | 369.9925 | 636.3234
7649 | 261.951 | 468.844 | 261.951 | 468.844 | 730.795
7650 | 266.797 | 496.2036 | 266.797 | 496.2036 | 763.0005
7651 | 281.7801 | 510.2527 | 281.7801 | 510.2527 | 792.0328
7652 | 303.0055 | 497.2032 | 303.0055 | 497.2032 | 800.2087
7653 | 323.4396 | 485.2679 | 323.4396 | 485.2679 | 808.7075
7654 | 341.1795 | 464.3464 | 341.1795 | 464.3464 | 805.526
7655 | 365.2251 | 448.1479 | 365.2251 | 448.1479 | 813.373
7656 | 366.3516 | 433.8444 | 366.3516 | 433.8444 | 800.196
7657 | 350.7074 | 413.5899 | 350.7074 | 413.5899 | 764.2973
7658 | 348.9901 | 414.0947 | 348.9901 | 414.0947 | 763.0848
7659 | 347.3036 | 395.1016 | 347.3036 | 395.1016 | 742.4052
7660 | 350.6238 | 411.5007 | 350.6238 | 411.5007 | 762.1244
7661 | 350.7906 | 427.0113 | 350.7906 | 427.0113 | 777.8019
7662 | 344.241 | 415.9479 | 344.241 | 415.9479 | 760.1889
7663 | 335.9595 | 402.1388 | 335.9595 | 402.1388 | 738.0983
7664 | 330.4047 | 384.6888 | 330.4047 | 384.6888 | 715.0935
7665 | 332.7782 | 365.6892 | 332.7782 | 365.6892 | 698.4674
7666 | 337.5788 | 330.1001 | 337.5788 | 330.1001 | 667.6789
7667 | 324.9185 | 303.5234 | 324.9185 | 303.5234 | 628.4419
7668 | 308.6555 | 299.2045 | 308.6555 | 299.2045 | 607.86
7669 | 294.1009 | 302.7986 | 294.1009 | 302.7986 | 596.8995
7670 | 283.6737 | 314.4193 | 283.6737 | 314.4193 | 598.0931
7671 | 278.6978 | 331.0059 | 278.6978 | 331.0059 | 609.7038
7672 | 267.6038 | 378.4433 | 267.6038 | 378.4433 | 646.0471
7673 | 261.6228 | 481.8566 | 261.6228 | 481.8566 | 743.4794
7674 | 266.111 | 513.4282 | 266.111 | 513.4282 | 779.5392
7675 | 276.1097 | 531.8238 | 276.1097 | 531.8238 | 807.9335
7676 | 294.7032 | 522.2865 | 294.7032 | 522.2865 | 816.9897
7677 | 314.4089 | 512.1948 | 314.4089 | 512.1948 | 826.6037
7678 | 335.5898 | 489.8604 | 335.5898 | 489.8604 | 825.4501
7679 | 359.4135 | 471.8317 | 359.4135 | 471.8317 | 831.2452
7680 | 361.4964 | 456.6805 | 361.4964 | 456.6805 | 818.1769
7681 | 350.5572 | 434.0037 | 350.5572 | 434.0037 | 784.561
7682 | 346.9119 | 432.4766 | 346.9119 | 432.4766 | 779.3885
7683 | 343.3494 | 409.8636 | 343.3494 | 409.8636 | 753.213
7684 | 345.1372 | 423.2753 | 345.1372 | 423.2753 | 768.4125
7685 | 351.652 | 438.5033 | 351.652 | 438.5033 | 790.1553
7686 | 344.0978 | 427.2919 | 344.0978 | 427.2919 | 771.3897
7687 | 333.7843 | 412.5543 | 333.7843 | 412.5543 | 746.3387
7688 | 328.3041 | 394.9832 | 328.3041 | 394.9832 | 723.2872
7689 | 334.3824 | 376.0778 | 334.3824 | 376.0778 | 710.4602
7690 | 338.8966 | 339.2372 | 338.8966 | 339.2372 | 678.1338
7691 | 325.1922 | 312.0415 | 325.1922 | 312.0415 | 637.2337
7692 | 305.0553 | 306.821 | 305.0553 | 306.821 | 611.8763
7693 | 290.0941 | 310.0653 | 290.0941 | 310.0653 | 600.1593
7694 | 281.7472 | 322.0493 | 281.7472 | 322.0493 | 603.7965
7695 | 274.6066 | 339.3356 | 274.6066 | 339.3356 | 613.9422
7696 | 264.1003 | 385.8176 | 264.1003 | 385.8176 | 649.9178
7697 | 261.6573 | 487.3201 | 261.6573 | 487.3201 | 748.9773
7698 | 266.7567 | 518.2591 | 266.7567 | 518.2591 | 785.0159
7699 | 281.1463 | 537.7986 | 281.1463 | 537.7986 | 818.9449
7700 | 306.3408 | 530.199 | 306.3408 | 530.199 | 836.5398
7701 | 323.3348 | 521.7491 | 323.3348 | 521.7491 | 845.0838
7702 | 343.9302 | 500.0605 | 343.9302 | 500.0605 | 843.9907
7703 | 370.1515 | 483.3776 | 370.1515 | 483.3776 | 853.5291
7704 | 369.9985 | 467.4593 | 369.9985 | 467.4593 | 837.4578
7705 | 352.8231 | 443.854 | 352.8231 | 443.854 | 796.6771
7706 | 346.9093 | 442.0982 | 346.9093 | 442.0982 | 789.0074
7707 | 353.4612 | 422.6744 | 353.4612 | 422.6744 | 776.1355
7708 | 354.3764 | 438.5621 | 354.3764 | 438.5621 | 792.9385
7709 | 358.3542 | 453.8575 | 358.3542 | 453.8575 | 812.2116
7710 | 351.1826 | 442.9555 | 351.1826 | 442.9555 | 794.1381
7711 | 339.0285 | 428.6486 | 339.0285 | 428.6486 | 767.677
7712 | 333.444 | 411.2523 | 333.444 | 411.2523 | 744.6963
7713 | 335.5501 | 395.1191 | 335.5501 | 395.1191 | 730.6692
7714 | 342.6345 | 363.9303 | 342.6345 | 363.9303 | 706.5648
7715 | 326.9946 | 340.7312 | 326.9946 | 340.7312 | 667.7258
7716 | 306.6846 | 336.6545 | 306.6846 | 336.6545 | 643.3391
7717 | 290.0028 | 338.58 | 290.0028 | 338.58 | 628.5828
7718 | 282.1474 | 346.1772 | 282.1474 | 346.1772 | 628.3246
7719 | 273.5719 | 354.6897 | 273.5719 | 354.6897 | 628.2616
7720 | 263.6014 | 393.609 | 263.6014 | 393.609 | 657.2104
7721 | 261.1537 | 490.0383 | 261.1537 | 490.0383 | 751.192
7722 | 266.4677 | 516.3617 | 266.4677 | 516.3617 | 782.8295
7723 | 287.553 | 530.6531 | 287.553 | 530.6531 | 818.2061
7724 | 320.0973 | 517.7785 | 320.0973 | 517.7785 | 837.8758
7725 | 341.0707 | 504.9955 | 341.0707 | 504.9955 | 846.0661
7726 | 361.4825 | 482.9436 | 361.4825 | 482.9436 | 844.4261
7727 | 390.8874 | 466.7585 | 390.8874 | 466.7585 | 857.6459
7728 | 387.7247 | 453.4778 | 387.7247 | 453.4778 | 841.2024
7729 | 366.0322 | 432.7792 | 366.0322 | 432.7792 | 798.8114
7730 | 361.5563 | 432.813 | 361.5563 | 432.813 | 794.3693
7731 | 363.9907 | 415.5962 | 363.9907 | 415.5962 | 779.5868
7732 | 367.2047 | 433.9599 | 367.2047 | 433.9599 | 801.1646
7733 | 370.2076 | 451.8389 | 370.2076 | 451.8389 | 822.0466
7734 | 366.3339 | 442.6057 | 366.3339 | 442.6057 | 808.9396
7735 | 347.9711 | 429.9808 | 347.9711 | 429.9808 | 777.9518
7736 | 342.4927 | 413.2439 | 342.4927 | 413.2439 | 755.7366
7737 | 344.3105 | 393.2351 | 344.3105 | 393.2351 | 737.5456
7738 | 345.8002 | 355.8832 | 345.8002 | 355.8832 | 701.6834
7739 | 326.962 | 327.5705 | 326.962 | 327.5705 | 654.5326
7740 | 306.1121 | 319.9817 | 306.1121 | 319.9817 | 626.0938
7741 | 288.8449 | 320.2789 | 288.8449 | 320.2789 | 609.1238
7742 | 281.3427 | 327.9837 | 281.3427 | 327.9837 | 609.3264
7743 | 274.5467 | 339.0127 | 274.5467 | 339.0127 | 613.5593
7744 | 265.1744 | 379.5736 | 265.1744 | 379.5736 | 644.748
7745 | 261.1117 | 476.8911 | 261.1117 | 476.8911 | 738.0028
7746 | 269.7454 | 504.8293 | 269.7454 | 504.8293 | 774.5747
7747 | 291.7003 | 520.7086 | 291.7003 | 520.7086 | 812.4089
7748 | 330.6395 | 509.4892 | 330.6395 | 509.4892 | 840.1286
7749 | 355.7574 | 498.6708 | 355.7574 | 498.6708 | 854.4282
7750 | 375.079 | 478.1934 | 375.079 | 478.1934 | 853.2724
7751 | 405.3731 | 461.7257 | 405.3731 | 461.7257 | 867.0988
7752 | 400.7529 | 446.117 | 400.7529 | 446.117 | 846.8698
7753 | 376.1353 | 421.5966 | 376.1353 | 421.5966 | 797.732
7754 | 367.6936 | 416.5439 | 367.6936 | 416.5439 | 784.2375
7755 | 368.9177 | 394.4691 | 368.9177 | 394.4691 | 763.3868
7756 | 371.9851 | 409.8589 | 371.9851 | 409.8589 | 781.8441
7757 | 373.2393 | 424.32 | 373.2393 | 424.32 | 797.5593
7758 | 367.0189 | 413.9025 | 367.0189 | 413.9025 | 780.9213
7759 | 348.1964 | 399.0842 | 348.1964 | 399.0842 | 747.2805
7760 | 336.3056 | 380.894 | 336.3056 | 380.894 | 717.1996
7761 | 341.2164 | 360.7372 | 341.2164 | 360.7372 | 701.9535
7762 | 344.5142 | 324.0715 | 344.5142 | 324.0715 | 668.5857
7763 | 326.3284 | 296.7143 | 326.3284 | 296.7143 | 623.0427
7764 | 304.4947 | 290.4576 | 304.4947 | 290.4576 | 594.9524
7765 | 288.2104 | 292.8541 | 288.2104 | 292.8541 | 581.0646
7766 | 280.2299 | 303.2503 | 280.2299 | 303.2503 | 583.4801
7767 | 273.507 | 317.7914 | 273.507 | 317.7914 | 591.2984
7768 | 264.1534 | 362.6047 | 264.1534 | 362.6047 | 626.7581
7769 | 260.6954 | 462.7481 | 260.6954 | 462.7481 | 723.4435
7770 | 267.7448 | 491.265 | 267.7448 | 491.265 | 759.0097
7771 | 289.5328 | 507.2384 | 289.5328 | 507.2384 | 796.7712
7772 | 325.4824 | 496.0594 | 325.4824 | 496.0594 | 821.5417
7773 | 355.0395 | 485.4698 | 355.0395 | 485.4698 | 840.5093
7774 | 374.7262 | 465.396 | 374.7262 | 465.396 | 840.1222
7775 | 401.4619 | 450.2471 | 401.4619 | 450.2471 | 851.709
7776 | 398.7855 | 434.3693 | 398.7855 | 434.3693 | 833.1548
7777 | 374.5947 | 410.1584 | 374.5947 | 410.1584 | 784.7531
7778 | 371.4558 | 406.5455 | 371.4558 | 406.5455 | 778.0013
7779 | 369.8224 | 384.2555 | 369.8224 | 384.2555 | 754.0779
7780 | 366.4531 | 399.4838 | 366.4531 | 399.4838 | 765.9369
7781 | 370.7188 | 415.452 | 370.7188 | 415.452 | 786.1708
7782 | 367.4941 | 404.2137 | 367.4941 | 404.2137 | 771.7078
7783 | 346.9104 | 389.8529 | 346.9104 | 389.8529 | 736.7633
7784 | 334.5983 | 372.2952 | 334.5983 | 372.2952 | 706.8934
7785 | 334.4285 | 351.8154 | 334.4285 | 351.8154 | 686.2438
7786 | 337.4568 | 313.979 | 337.4568 | 313.979 | 651.4357
7787 | 324.598 | 284.98 | 324.598 | 284.98 | 609.578
7788 | 304.6222 | 277.6468 | 304.6222 | 277.6468 | 582.269
7789 | 287.6557 | 281.3621 | 287.6557 | 281.3621 | 569.0178
7790 | 279.3611 | 294.463 | 279.3611 | 294.463 | 573.8241
7791 | 272.1163 | 311.8436 | 272.1163 | 311.8436 | 583.9599
7792 | 260.955 | 359.3482 | 260.955 | 359.3482 | 620.3032
7793 | 257.7258 | 462.5732 | 257.7258 | 462.5732 | 720.299
7794 | 264.232 | 494.2658 | 264.232 | 494.2658 | 758.4978
7795 | 281.5766 | 512.5134 | 281.5766 | 512.5134 | 794.09
7796 | 312.6782 | 502.7608 | 312.6782 | 502.7608 | 815.439
7797 | 335.9858 | 492.0366 | 335.9858 | 492.0366 | 828.0225
7798 | 356.8689 | 471.64 | 356.8689 | 471.64 | 828.5088
7799 | 382.9127 | 455.4818 | 382.9127 | 455.4818 | 838.3945
7800 | 381.4607 | 437.5181 | 381.4607 | 437.5181 | 818.9788
7801 | 365.5542 | 412.0962 | 365.5542 | 412.0962 | 777.6505
7802 | 361.219 | 407.7163 | 361.219 | 407.7163 | 768.9353
7803 | 360.7026 | 385.1705 | 360.7026 | 385.1705 | 745.8731
7804 | 361.7187 | 399.6318 | 361.7187 | 399.6318 | 761.3505
7805 | 363.6629 | 414.2813 | 363.6629 | 414.2813 | 777.9442
7806 | 357.2582 | 402.8007 | 357.2582 | 402.8007 | 760.0589
7807 | 342.3918 | 387.9958 | 342.3918 | 387.9958 | 730.3876
7808 | 332.5402 | 369.5231 | 332.5402 | 369.5231 | 702.0633
7809 | 332.9027 | 348.7741 | 332.9027 | 348.7741 | 681.6769
7810 | 336.8848 | 311.2203 | 336.8848 | 311.2203 | 648.1052
7811 | 324.24 | 282.9077 | 324.24 | 282.9077 | 607.1477
7812 | 306.4108 | 276.5434 | 306.4108 | 276.5434 | 582.9541
7813 | 291.1244 | 279.4512 | 291.1244 | 279.4512 | 570.5756
7814 | 281.283 | 291.7313 | 281.283 | 291.7313 | 573.0143
7815 | 273.1787 | 305.64 | 273.1787 | 305.64 | 578.8187
7816 | 262.7058 | 347.3448 | 262.7058 | 347.3448 | 610.0506
7817 | 259.0134 | 443.9222 | 259.0134 | 443.9222 | 702.9356
7818 | 263.0026 | 469.8284 | 263.0026 | 469.8284 | 732.831
7819 | 276.5223 | 484.4293 | 276.5223 | 484.4293 | 760.9516
7820 | 299.7994 | 473.0349 | 299.7994 | 473.0349 | 772.8343
7821 | 323.3495 | 464.0467 | 323.3495 | 464.0467 | 787.3962
7822 | 343.8308 | 446.5836 | 343.8308 | 446.5836 | 790.4144
7823 | 369.0671 | 431.9056 | 369.0671 | 431.9056 | 800.9728
7824 | 371.4519 | 416.8082 | 371.4519 | 416.8082 | 788.2601
7825 | 354.9792 | 395.3291 | 354.9792 | 395.3291 | 750.3083
7826 | 353.5418 | 394.0981 | 353.5418 | 394.0981 | 747.6398
7827 | 352.8184 | 372.7769 | 352.8184 | 372.7769 | 725.5953
7828 | 355.5254 | 390.3871 | 355.5254 | 390.3871 | 745.9125
7829 | 356.1071 | 407.1761 | 356.1071 | 407.1761 | 763.2832
7830 | 349.4824 | 395.9782 | 349.4824 | 395.9782 | 745.4606
7831 | 334.5584 | 381.7115 | 334.5584 | 381.7115 | 716.2699
7832 | 328.9383 | 364.3826 | 328.9383 | 364.3826 | 693.3209
7833 | 330.9076 | 345.8271 | 330.9076 | 345.8271 | 676.7347
7834 | 335.2068 | 309.9689 | 335.2068 | 309.9689 | 645.1756
7835 | 322.4898 | 281.7504 | 322.4898 | 281.7504 | 604.2403
7836 | 303.8414 | 272.614 | 303.8414 | 272.614 | 576.4554
7837 | 288.1852 | 270.3949 | 288.1852 | 270.3949 | 558.5801
7838 | 278.8591 | 275.3814 | 278.8591 | 275.3814 | 554.2405
7839 | 270.8669 | 284.7014 | 270.8669 | 284.7014 | 555.5683
7840 | 262.398 | 324.7914 | 262.398 | 324.7914 | 587.1894
7841 | 258.5005 | 421.7859 | 258.5005 | 421.7859 | 680.2864
7842 | 263.1596 | 449.28 | 263.1596 | 449.28 | 712.4396
7843 | 277.5463 | 466.1147 | 277.5463 | 466.1147 | 743.661
7844 | 302.2346 | 456.8196 | 302.2346 | 456.8196 | 759.0542
7845 | 322.7945 | 447.0912 | 322.7945 | 447.0912 | 769.8857
7846 | 341.6851 | 426.1697 | 341.6851 | 426.1697 | 767.8548
7847 | 368.2449 | 409.5002 | 368.2449 | 409.5002 | 777.7451
7848 | 368.3669 | 394.8065 | 368.3669 | 394.8065 | 763.1734
7849 | 353.7069 | 373.3947 | 353.7069 | 373.3947 | 727.1016
7850 | 348.7123 | 373.6573 | 348.7123 | 373.6573 | 722.3697
7851 | 349.5628 | 358.1225 | 349.5628 | 358.1225 | 707.6853
7852 | 354.5905 | 379.4199 | 354.5905 | 379.4199 | 734.0103
7853 | 357.6801 | 399.2636 | 357.6801 | 399.2636 | 756.9436
7854 | 350.6047 | 391.3221 | 350.6047 | 391.3221 | 741.9268
7855 | 341.3394 | 379.7872 | 341.3394 | 379.7872 | 721.1267
7856 | 331.7159 | 364.6652 | 331.7159 | 364.6652 | 696.3811
7857 | 332.3992 | 346.7287 | 332.3992 | 346.7287 | 679.1279
7858 | 338.015 | 311.4491 | 338.015 | 311.4491 | 649.4641
7859 | 323.3346 | 284.065 | 323.3346 | 284.065 | 607.3996
7860 | 304.2649 | 276.3281 | 304.2649 | 276.3281 | 580.593
7861 | 287.6201 | 276.3831 | 287.6201 | 276.3831 | 564.0033
7862 | 279.0876 | 283.3074 | 279.0876 | 283.3074 | 562.395
7863 | 271.2915 | 292.8158 | 271.2915 | 292.8158 | 564.1073
7864 | 262.442 | 331.7216 | 262.442 | 331.7216 | 594.1636
7865 | 262.258 | 427.5857 | 262.258 | 427.5857 | 689.8438
7866 | 267.3622 | 453.5727 | 267.3622 | 453.5727 | 720.9349
7867 | 285.5155 | 468.1601 | 285.5155 | 468.1601 | 753.6756
7868 | 316.8173 | 457.2098 | 316.8173 | 457.2098 | 774.0272
7869 | 337.6949 | 447.5622 | 337.6949 | 447.5622 | 785.2571
7870 | 358.1268 | 428.3093 | 358.1268 | 428.3093 | 786.4361
7871 | 386.8757 | 413.4699 | 386.8757 | 413.4699 | 800.3456
7872 | 382.6156 | 400.7409 | 382.6156 | 400.7409 | 783.3565
7873 | 361.707 | 382.2088 | 361.707 | 382.2088 | 743.9158
7874 | 355.1362 | 386.051 | 355.1362 | 386.051 | 741.1871
7875 | 358.8158 | 372.6962 | 358.8158 | 372.6962 | 731.512
7876 | 360.7597 | 395.1238 | 360.7597 | 395.1238 | 755.8836
7877 | 367.7123 | 415.4116 | 367.7123 | 415.4116 | 783.1239
7878 | 358.8875 | 407.4836 | 358.8875 | 407.4836 | 766.3712
7879 | 343.3989 | 395.0741 | 343.3989 | 395.0741 | 738.473
7880 | 333.0139 | 379.0504 | 333.0139 | 379.0504 | 712.0643
7881 | 336.4416 | 360.2123 | 336.4416 | 360.2123 | 696.654
7882 | 341.9301 | 324.3137 | 341.9301 | 324.3137 | 666.2438
7883 | 327.9782 | 297.4813 | 327.9782 | 297.4813 | 625.4595
7884 | 304.3363 | 290.175 | 304.3363 | 290.175 | 594.5113
7885 | 287.8509 | 289.5169 | 287.8509 | 289.5169 | 577.3678
7886 | 278.6614 | 295.7414 | 278.6614 | 295.7414 | 574.4028
7887 | 270.5991 | 305.0748 | 270.5991 | 305.0748 | 575.6739
7888 | 260.8296 | 344.1287 | 260.8296 | 344.1287 | 604.9583
7889 | 260.5741 | 438.3915 | 260.5741 | 438.3915 | 698.9655
7890 | 266.7573 | 462.7098 | 266.7573 | 462.7098 | 729.4671
7891 | 289.6534 | 475.7766 | 289.6534 | 475.7766 | 765.4301
7892 | 325.3272 | 464.1131 | 325.3272 | 464.1131 | 789.4403
7893 | 349.996 | 453.6446 | 349.996 | 453.6446 | 803.6407
7894 | 370.0025 | 433.5171 | 370.0025 | 433.5171 | 803.5196
7895 | 399.5447 | 417.1705 | 399.5447 | 417.1705 | 816.7152
7896 | 392.8387 | 403.661 | 392.8387 | 403.661 | 796.4997
7897 | 368.2398 | 383.9044 | 368.2398 | 383.9044 | 752.1442
7898 | 363.0732 | 384.8802 | 363.0732 | 384.8802 | 747.9534
7899 | 366.4975 | 368.094 | 366.4975 | 368.094 | 734.5915
7900 | 367.5049 | 387.4939 | 367.5049 | 387.4939 | 754.9988
7901 | 372.7872 | 405.4267 | 372.7872 | 405.4267 | 778.214
7902 | 363.8871 | 395.9243 | 363.8871 | 395.9243 | 759.8114
7903 | 344.9088 | 381.7519 | 344.9088 | 381.7519 | 726.6607
7904 | 334.5303 | 363.5483 | 334.5303 | 363.5483 | 698.0785
7905 | 336.5808 | 343.1627 | 336.5808 | 343.1627 | 679.7435
7906 | 339.8979 | 305.6762 | 339.8979 | 305.6762 | 645.5741
7907 | 325.9561 | 276.4081 | 325.9561 | 276.4081 | 602.3643
7908 | 302.7129 | 267.0295 | 302.7129 | 267.0295 | 569.7424
7909 | 285.7452 | 265.1333 | 285.7452 | 265.1333 | 550.8785
7910 | 277.7416 | 271.8423 | 277.7416 | 271.8423 | 549.5839
7911 | 268.8325 | 281.5256 | 268.8325 | 281.5256 | 550.3581
7912 | 260.6733 | 319.7047 | 260.6733 | 319.7047 | 580.378
7913 | 258.1617 | 412.2854 | 258.1617 | 412.2854 | 670.4472
7914 | 265.5839 | 433.899 | 265.5839 | 433.899 | 699.4829
7915 | 288.5057 | 445.647 | 288.5057 | 445.647 | 734.1528
7916 | 326.1057 | 433.5933 | 326.1057 | 433.5933 | 759.699
7917 | 352.6442 | 425.5739 | 352.6442 | 425.5739 | 778.2182
7918 | 373.2205 | 409.8467 | 373.2205 | 409.8467 | 783.0673
7919 | 403.3213 | 396.2857 | 403.3213 | 396.2857 | 799.6071
7920 | 394.762 | 381.3498 | 394.762 | 381.3498 | 776.1118
7921 | 370.4743 | 358.2021 | 370.4743 | 358.2021 | 728.6763
7922 | 370.433 | 357.4151 | 370.433 | 357.4151 | 727.8481
7923 | 371.5731 | 340.7768 | 371.5731 | 340.7768 | 712.3499
7924 | 372.2639 | 360.9572 | 372.2639 | 360.9572 | 733.2211
7925 | 377.0922 | 380.0743 | 377.0922 | 380.0743 | 757.1665
7926 | 370.1183 | 371.783 | 370.1183 | 371.783 | 741.9012
7927 | 351.5405 | 359.5483 | 351.5405 | 359.5483 | 711.0889
7928 | 340.6571 | 343.4305 | 340.6571 | 343.4305 | 684.0876
7929 | 341.5739 | 323.6639 | 341.5739 | 323.6639 | 665.2378
7930 | 346.4105 | 286.756 | 346.4105 | 286.756 | 633.1665
7931 | 328.2609 | 258.1608 | 328.2609 | 258.1608 | 586.4218
7932 | 307.3948 | 249.5761 | 307.3948 | 249.5761 | 556.9709
7933 | 290.3796 | 248.1509 | 290.3796 | 248.1509 | 538.5306
7934 | 279.913 | 252.7607 | 279.913 | 252.7607 | 532.6737
7935 | 272.6493 | 258.7165 | 272.6493 | 258.7165 | 531.3658
7936 | 262.4081 | 296.1555 | 262.4081 | 296.1555 | 558.5636
7937 | 261.5828 | 391.764 | 261.5828 | 391.764 | 653.3467
7938 | 268.982 | 417.724 | 268.982 | 417.724 | 686.706
7939 | 290.2119 | 431.4233 | 290.2119 | 431.4233 | 721.6352
7940 | 327.4664 | 418.2257 | 327.4664 | 418.2257 | 745.6921
7941 | 353.3189 | 405.7657 | 353.3189 | 405.7657 | 759.0845
7942 | 369.1138 | 383.2159 | 369.1138 | 383.2159 | 752.3297
7943 | 399.5238 | 366.5868 | 399.5238 | 366.5868 | 766.1106
7944 | 395.1267 | 354.4498 | 395.1267 | 354.4498 | 749.5765
7945 | 369.9574 | 336.4157 | 369.9574 | 336.4157 | 706.373
7946 | 365.124 | 340.5942 | 365.124 | 340.5942 | 705.7182
7947 | 366.9656 | 327.3605 | 366.9656 | 327.3605 | 694.3261
7948 | 365.5756 | 349.2634 | 365.5756 | 349.2634 | 714.8389
7949 | 369.5936 | 369.4435 | 369.5936 | 369.4435 | 739.0371
7950 | 362.1334 | 361.5828 | 362.1334 | 361.5828 | 723.7162
7951 | 344.8289 | 349.2405 | 344.8289 | 349.2405 | 694.0694
7952 | 333.6799 | 333.4456 | 333.6799 | 333.4456 | 667.1255
7953 | 336.4583 | 315.24 | 336.4583 | 315.24 | 651.6984
7954 | 340.1127 | 279.8393 | 340.1127 | 279.8393 | 619.952
7955 | 328.441 | 252.8185 | 328.441 | 252.8185 | 581.2595
7956 | 307.1413 | 245.7006 | 307.1413 | 245.7006 | 552.8419
7957 | 289.7526 | 245.7018 | 289.7526 | 245.7018 | 535.4544
7958 | 278.9328 | 251.8456 | 278.9328 | 251.8456 | 530.7785
7959 | 270.0101 | 261.3674 | 270.0101 | 261.3674 | 531.3775
7960 | 259.2571 | 303.8393 | 259.2571 | 303.8393 | 563.0964
7961 | 257.0634 | 404.5747 | 257.0634 | 404.5747 | 661.6381
7962 | 262.6797 | 433.0647 | 262.6797 | 433.0647 | 695.7444
7963 | 279.6112 | 447.8943 | 279.6112 | 447.8943 | 727.5055
7964 | 311.0718 | 435.5849 | 311.0718 | 435.5849 | 746.6567
7965 | 336.8544 | 422.6 | 336.8544 | 422.6 | 759.4544
7966 | 357.5557 | 397.332 | 357.5557 | 397.332 | 754.8877
7967 | 385.7084 | 377.7155 | 385.7084 | 377.7155 | 763.4239
7968 | 378.5897 | 365.5382 | 378.5897 | 365.5382 | 744.1279
7969 | 360.2047 | 343.8034 | 360.2047 | 343.8034 | 704.0081
7970 | 356.8562 | 342.505 | 356.8562 | 342.505 | 699.3612
7971 | 358.3026 | 324.2385 | 358.3026 | 324.2385 | 682.5411
7972 | 358.7481 | 340.8125 | 358.7481 | 340.8125 | 699.5607
7973 | 362.3811 | 356.2425 | 362.3811 | 356.2425 | 718.6236
7974 | 356.5976 | 345.3271 | 356.5976 | 345.3271 | 701.9247
7975 | 342.9668 | 331.5315 | 342.9668 | 331.5315 | 674.4983
7976 | 332.5173 | 314.4447 | 332.5173 | 314.4447 | 646.962
7977 | 328.0923 | 295.97 | 328.0923 | 295.97 | 624.0623
7978 | 332.8341 | 260.825 | 332.8341 | 260.825 | 593.659
7979 | 323.6704 | 233.8984 | 323.6704 | 233.8984 | 557.5688
7980 | 304.2271 | 227.0227 | 304.2271 | 227.0227 | 531.2497
7981 | 287.5426 | 227.8448 | 287.5426 | 227.8448 | 515.3874
7982 | 277.6393 | 235.4688 | 277.6393 | 235.4688 | 513.1081
7983 | 269.1671 | 245.0444 | 269.1671 | 245.0444 | 514.2115
7984 | 257.8227 | 286.9645 | 257.8227 | 286.9645 | 544.7873
7985 | 255.6262 | 384.1475 | 255.6262 | 384.1475 | 639.7736
7986 | 260.1053 | 409.8249 | 260.1053 | 409.8249 | 669.9303
7987 | 272.1723 | 422.7572 | 272.1723 | 422.7572 | 694.9295
7988 | 295.9177 | 408.1601 | 295.9177 | 408.1601 | 704.0778
7989 | 317.7897 | 396.1845 | 317.7897 | 396.1845 | 713.9742
7990 | 338.7724 | 376.3934 | 338.7724 | 376.3934 | 715.1658
7991 | 368.6567 | 358.7684 | 368.6567 | 358.7684 | 727.4252
7992 | 369.3949 | 346.1201 | 369.3949 | 346.1201 | 715.515
7993 | 354.9545 | 327.2516 | 354.9545 | 327.2516 | 682.2061
7994 | 351.1989 | 330.5824 | 351.1989 | 330.5824 | 681.7813
7995 | 350.4937 | 316.1376 | 350.4937 | 316.1376 | 666.6313
7996 | 353.3362 | 338.175 | 353.3362 | 338.175 | 691.5112
7997 | 355.6776 | 358.6108 | 355.6776 | 358.6108 | 714.2884
7998 | 345.92 | 351.4633 | 345.92 | 351.4633 | 697.3834
7999 | 334.774 | 340.2245 | 334.774 | 340.2245 | 674.9985
8000 | 327.2032 | 325.1697 | 327.2032 | 325.1697 | 652.3729
8001 | 327.0313 | 307.3948 | 327.0313 | 307.3948 | 634.426
8002 | 330.6768 | 271.4558 | 330.6768 | 271.4558 | 602.1325
8003 | 320.3258 | 243.3853 | 320.3258 | 243.3853 | 563.7112
8004 | 303.429 | 59.6354 | 303.429 | 59.6354 | 363.0644
8005 | 284.2819 | 52.9584 | 284.2819 | 52.9584 | 337.2402
8006 | 274.7194 | 56.2371 | 274.7194 | 56.2371 | 330.9566
8007 | 266.4819 | 62.8128 | 266.4819 | 62.8128 | 329.2946
8008 | 255.6112 | 90.4822 | 255.6112 | 90.4822 | 346.0934
8009 | 252.778 | 178.0139 | 252.778 | 178.0139 | 430.7919
8010 | 256.5762 | 203.3444 | 256.5762 | 203.3444 | 459.9206
8011 | 269.8664 | 206.292 | 269.8664 | 206.292 | 476.1585
8012 | 293.6562 | 200.5052 | 293.6562 | 200.5052 | 494.1614
8013 | 316.0122 | 186.2432 | 316.0122 | 186.2432 | 502.2554
8014 | 335.8176 | 173.9621 | 335.8176 | 173.9621 | 509.7796
8015 | 362.8411 | 166.7897 | 362.8411 | 166.7897 | 529.6308
8016 | 362.7528 | 154.3925 | 362.7528 | 154.3925 | 517.1453
8017 | 348.9694 | 143.7353 | 348.9694 | 143.7353 | 492.7047
8018 | 346.7892 | 148.1137 | 346.7892 | 148.1137 | 494.9029
8019 | 345.1938 | 136.8846 | 345.1938 | 136.8846 | 482.0783
8020 | 348.7132 | 164.5626 | 348.7132 | 164.5626 | 513.2757
8021 | 351.8043 | 180.6943 | 351.8043 | 180.6943 | 532.4987
8022 | 343.761 | 170.2187 | 343.761 | 170.2187 | 513.9796
8023 | 331.8683 | 159.2035 | 331.8683 | 159.2035 | 491.0719
8024 | 322.5293 | 146.206 | 322.5293 | 146.206 | 468.7353
8025 | 323.7507 | 127.8413 | 323.7507 | 127.8413 | 451.592
8026 | 327.4621 | 94.0595 | 327.4621 | 94.0595 | 421.5216
8027 | 319.7124 | 68.5122 | 319.7124 | 68.5122 | 388.2245
8028 | 300.5323 | 61.4969 | 300.5323 | 61.4969 | 362.0291
8029 | 285.5528 | 55.2095 | 285.5528 | 55.2095 | 340.7623
8030 | 275.9314 | 58.7652 | 275.9314 | 58.7652 | 334.6966
8031 | 267.3073 | 65.2639 | 267.3073 | 65.2639 | 332.5712
8032 | 256.0931 | 92.8436 | 256.0931 | 92.8436 | 348.9367
8033 | 253.9884 | 180.1907 | 253.9884 | 180.1907 | 434.1791
8034 | 259.6798 | 204.8495 | 259.6798 | 204.8495 | 464.5293
8035 | 274.474 | 206.9946 | 274.474 | 206.9946 | 481.4686
8036 | 305.0294 | 200.377 | 305.0294 | 200.377 | 505.4064
8037 | 325.2877 | 185.5124 | 325.2877 | 185.5124 | 510.8001
8038 | 346.5284 | 172.9852 | 346.5284 | 172.9852 | 519.5136
8039 | 374.7732 | 165.6974 | 374.7732 | 165.6974 | 540.4707
8040 | 375.7297 | 153.3054 | 375.7297 | 153.3054 | 529.0351
8041 | 355.5173 | 142.6815 | 355.5173 | 142.6815 | 498.1988
8042 | 348.636 | 147.324 | 348.636 | 147.324 | 495.96
8043 | 350.0784 | 136.6923 | 350.0784 | 136.6923 | 486.7706
8044 | 349.4502 | 164.901 | 349.4502 | 164.901 | 514.3512
8045 | 353.2162 | 181.4738 | 353.2162 | 181.4738 | 534.69
8046 | 346.5074 | 171.3827 | 346.5074 | 171.3827 | 517.8901
8047 | 330.4017 | 160.6496 | 330.4017 | 160.6496 | 491.0514
8048 | 323.633 | 147.788 | 323.633 | 147.788 | 471.421
8049 | 324.3185 | 129.3976 | 324.3185 | 129.3976 | 453.7161
8050 | 329.3673 | 95.6466 | 329.3673 | 95.6466 | 425.0139
8051 | 321.2924 | 70.0608 | 321.2924 | 70.0608 | 391.3532
8052 | 300.3172 | 62.8096 | 300.3172 | 62.8096 | 363.1268
8053 | 282.5454 | 56.3172 | 282.5454 | 56.3172 | 338.8625
8054 | 271.8159 | 59.7703 | 271.8159 | 59.7703 | 331.5862
8055 | 262.1079 | 66.1562 | 262.1079 | 66.1562 | 328.2641
8056 | 252.5086 | 93.2128 | 252.5086 | 93.2128 | 345.7215
8057 | 252.9827 | 180.224 | 252.9827 | 180.224 | 433.2067
8058 | 258.4276 | 204.5854 | 258.4276 | 204.5854 | 463.013
8059 | 279.1951 | 206.4151 | 279.1951 | 206.4151 | 485.6102
8060 | 315.9106 | 199.6232 | 315.9106 | 199.6232 | 515.5338
8061 | 345.7206 | 184.9099 | 345.7206 | 184.9099 | 530.6305
8062 | 363.028 | 172.6724 | 363.028 | 172.6724 | 535.7004
8063 | 392.3546 | 165.6282 | 392.3546 | 165.6282 | 557.9828
8064 | 390.2626 | 153.3028 | 390.2626 | 153.3028 | 543.5654
8065 | 363.172 | 142.602 | 363.172 | 142.602 | 505.774
8066 | 357.72 | 147.2445 | 357.72 | 147.2445 | 504.9645
8067 | 363.0554 | 136.8051 | 363.0554 | 136.8051 | 499.8604
8068 | 362.1006 | 165.5318 | 362.1006 | 165.5318 | 527.6324
8069 | 366.9738 | 182.6994 | 366.9738 | 182.6994 | 549.6732
8070 | 361.2406 | 173.2185 | 361.2406 | 173.2185 | 534.4591
8071 | 343.429 | 162.9213 | 343.429 | 162.9213 | 506.3504
8072 | 335.5215 | 150.3289 | 335.5215 | 150.3289 | 485.8504
8073 | 332.9795 | 132.2385 | 332.9795 | 132.2385 | 465.2181
8074 | 334.404 | 98.7106 | 334.404 | 98.7106 | 433.1146
8075 | 318.6437 | 73.4504 | 318.6437 | 73.4504 | 392.0941
8076 | 296.6827 | 66.5761 | 296.6827 | 66.5761 | 363.2588
8077 | 280.4922 | 60.3708 | 280.4922 | 60.3708 | 340.8631
8078 | 271.7474 | 64.1572 | 271.7474 | 64.1572 | 335.9046
8079 | 263.6325 | 70.9944 | 263.6325 | 70.9944 | 334.6269
8080 | 254.5957 | 98.2382 | 254.5957 | 98.2382 | 352.834
8081 | 254.7412 | 185.17 | 254.7412 | 185.17 | 439.9112
8082 | 260.0026 | 209.5185 | 260.0026 | 209.5185 | 469.521
8083 | 281.8173 | 211.5123 | 281.8173 | 211.5123 | 493.3296
8084 | 320.9856 | 205.0563 | 320.9856 | 205.0563 | 526.0419
8085 | 348.3759 | 190.4071 | 348.3759 | 190.4071 | 538.783
8086 | 367.7708 | 177.6311 | 367.7708 | 177.6311 | 545.402
8087 | 400.0795 | 169.9485 | 400.0795 | 169.9485 | 570.028
8088 | 393.6492 | 157.4001 | 393.6492 | 157.4001 | 551.0493
8089 | 371.2676 | 146.7839 | 371.2676 | 146.7839 | 518.0515
8090 | 367.0119 | 151.3597 | 367.0119 | 151.3597 | 518.3716
8091 | 369.9562 | 140.6921 | 369.9562 | 140.6921 | 510.6483
8092 | 372.0145 | 168.9367 | 372.0145 | 168.9367 | 540.9512
8093 | 375.5576 | 185.2634 | 375.5576 | 185.2634 | 560.821
8094 | 368.7874 | 174.7005 | 368.7874 | 174.7005 | 543.4879
8095 | 348.3555 | 163.3982 | 348.3555 | 163.3982 | 511.7537
8096 | 336.5224 | 150.1058 | 336.5224 | 150.1058 | 486.6282
8097 | 334.0304 | 131.4873 | 334.0304 | 131.4873 | 465.5177
8098 | 336.1428 | 97.6644 | 336.1428 | 97.6644 | 433.8073
8099 | 321.8513 | 72.1325 | 321.8513 | 72.1325 | 393.9838
8100 | 301.1015 | 65.0326 | 301.1015 | 65.0326 | 366.134
8101 | 284.3558 | 59.0171 | 284.3558 | 59.0171 | 343.3728
8102 | 274.0853 | 62.9701 | 274.0853 | 62.9701 | 337.0554
8103 | 263.7353 | 70.0457 | 263.7353 | 70.0457 | 333.781
8104 | 255.0351 | 97.7434 | 255.0351 | 97.7434 | 352.7784
8105 | 255.7093 | 185.1546 | 255.7093 | 185.1546 | 440.8639
8106 | 263.6971 | 209.7646 | 263.6971 | 209.7646 | 473.4617
8107 | 284.9316 | 211.6713 | 284.9316 | 211.6713 | 496.6029
8108 | 322.4555 | 204.9101 | 322.4555 | 204.9101 | 527.3657
8109 | 347.2125 | 189.8891 | 347.2125 | 189.8891 | 537.1016
8110 | 367.3107 | 176.3722 | 367.3107 | 176.3722 | 543.6829
8111 | 394.6146 | 167.9486 | 394.6146 | 167.9486 | 562.5632
8112 | 390.814 | 154.4387 | 390.814 | 154.4387 | 545.2526
8113 | 368.4619 | 142.9046 | 368.4619 | 142.9046 | 511.3665
8114 | 361.4625 | 146.9573 | 361.4625 | 146.9573 | 508.4198
8115 | 365.6561 | 136.159 | 365.6561 | 136.159 | 501.815
8116 | 366.7291 | 164.5677 | 366.7291 | 164.5677 | 531.2968
8117 | 368.9797 | 181.5558 | 368.9797 | 181.5558 | 550.5355
8118 | 363.3695 | 171.9904 | 363.3695 | 171.9904 | 535.3598
8119 | 344.2173 | 161.6368 | 344.2173 | 161.6368 | 505.8541
8120 | 331.8419 | 149.0777 | 331.8419 | 149.0777 | 480.9196
8121 | 330.708 | 130.6514 | 330.708 | 130.6514 | 461.3594
8122 | 336.8104 | 96.4696 | 336.8104 | 96.4696 | 433.28
8123 | 324.4732 | 70.4762 | 324.4732 | 70.4762 | 394.9494
8124 | 304.3317 | 62.9404 | 304.3317 | 62.9404 | 367.272
8125 | 287.2957 | 56.1916 | 287.2957 | 56.1916 | 343.4872
8126 | 274.8261 | 59.5523 | 274.8261 | 59.5523 | 334.3784
8127 | 264.6467 | 66.5049 | 264.6467 | 66.5049 | 331.1515
8128 | 254.2439 | 94.6076 | 254.2439 | 94.6076 | 348.8516
8129 | 254.5457 | 182.4521 | 254.5457 | 182.4521 | 436.9978
8130 | 260.5287 | 207.5186 | 260.5287 | 207.5186 | 468.0473
8131 | 277.0592 | 209.9021 | 277.0592 | 209.9021 | 486.9613
8132 | 305.1276 | 203.5615 | 305.1276 | 203.5615 | 508.689
8133 | 334.5098 | 188.5918 | 334.5098 | 188.5918 | 523.1016
8134 | 353.8397 | 175.1056 | 353.8397 | 175.1056 | 528.9453
8135 | 380.5159 | 166.8538 | 380.5159 | 166.8538 | 547.3697
8136 | 377.1562 | 153.59 | 377.1562 | 153.59 | 530.7462
8137 | 359.3012 | 142.3995 | 359.3012 | 142.3995 | 501.7007
8138 | 355.0483 | 146.4702 | 355.0483 | 146.4702 | 501.5184
8139 | 354.5985 | 135.3539 | 354.5985 | 135.3539 | 489.9524
8140 | 353.8774 | 163.0729 | 353.8774 | 163.0729 | 516.9503
8141 | 354.8392 | 179.2585 | 354.8392 | 179.2585 | 534.0977
8142 | 347.7369 | 168.8213 | 347.7369 | 168.8213 | 516.5582
8143 | 333.3271 | 157.8959 | 333.3271 | 157.8959 | 491.223
8144 | 324.8463 | 144.9599 | 324.8463 | 144.9599 | 469.8062
8145 | 320.9319 | 126.3465 | 320.9319 | 126.3465 | 447.2784
8146 | 326.1983 | 91.9468 | 326.1983 | 91.9468 | 418.1451
8147 | 318.8592 | 65.8585 | 318.8592 | 65.8585 | 384.7177
8148 | 302.8272 | 58.2303 | 302.8272 | 58.2303 | 361.0576
8149 | 284.5242 | 51.5661 | 284.5242 | 51.5661 | 336.0903
8150 | 272.5313 | 55.15 | 272.5313 | 55.15 | 327.6813
8151 | 259.5593 | 62.1666 | 259.5593 | 62.1666 | 321.7259
8152 | 251.7052 | 90.1104 | 251.7052 | 90.1104 | 341.8156
8153 | 250.9475 | 177.7575 | 250.9475 | 177.7575 | 428.705
8154 | 254.3238 | 202.2778 | 254.3238 | 202.2778 | 456.6016
8155 | 266.097 | 203.8896 | 266.097 | 203.8896 | 469.9866
8156 | 289.2938 | 196.8797 | 289.2938 | 196.8797 | 486.1735
8157 | 313.0382 | 181.687 | 313.0382 | 181.687 | 494.7252
8158 | 335.9503 | 168.6239 | 335.9503 | 168.6239 | 504.5742
8159 | 360.5981 | 160.4182 | 360.5981 | 160.4182 | 521.0163
8160 | 363.6331 | 147.3133 | 363.6331 | 147.3133 | 510.9464
8161 | 346.8934 | 136.2588 | 346.8934 | 136.2588 | 483.1521
8162 | 344.568 | 140.5294 | 344.568 | 140.5294 | 485.0974
8163 | 344.2625 | 129.5336 | 344.2625 | 129.5336 | 473.7961
8164 | 344.3094 | 157.5886 | 344.3094 | 157.5886 | 501.898
8165 | 343.2355 | 174.287 | 343.2355 | 174.287 | 517.5225
8166 | 335.8511 | 164.1907 | 335.8511 | 164.1907 | 500.0418
8167 | 325.0281 | 153.4346 | 325.0281 | 153.4346 | 478.4627
8168 | 315.6456 | 140.5345 | 315.6456 | 140.5345 | 456.1801
8169 | 312.8879 | 121.9929 | 312.8879 | 121.9929 | 434.8808
8170 | 318.5463 | 87.8213 | 318.5463 | 87.8213 | 406.3676
8171 | 314.1117 | 62.033 | 314.1117 | 62.033 | 376.1447
8172 | 298.2854 | 54.71 | 298.2854 | 54.71 | 352.9954
8173 | 281.6897 | 48.4458 | 281.6897 | 48.4458 | 330.1355
8174 | 271.0795 | 52.4834 | 271.0795 | 52.4834 | 323.5629
8175 | 260.4358 | 59.7155 | 260.4358 | 59.7155 | 320.1513
8176 | 252.0909 | 87.6156 | 252.0909 | 87.6156 | 339.7066
8177 | 251.2196 | 175.1833 | 251.2196 | 175.1833 | 426.4028
8178 | 255.0394 | 199.7933 | 255.0394 | 199.7933 | 454.8327
8179 | 268.203 | 201.5769 | 268.203 | 201.5769 | 469.7799
8180 | 291.5094 | 194.6106 | 291.5094 | 194.6106 | 486.12
8181 | 312.6165 | 179.7486 | 312.6165 | 179.7486 | 492.3651
8182 | 329.1744 | 166.7778 | 329.1744 | 166.7778 | 495.9522
8183 | 357.8043 | 158.4952 | 357.8043 | 158.4952 | 516.2994
8184 | 360.7828 | 144.8647 | 360.7828 | 144.8647 | 505.6475
8185 | 344.9526 | 132.9922 | 344.9526 | 132.9922 | 477.9448
8186 | 335.1586 | 136.4168 | 335.1586 | 136.4168 | 471.5753
8187 | 332.9678 | 125.3492 | 332.9678 | 125.3492 | 458.317
8188 | 331.3881 | 153.8041 | 331.3881 | 153.8041 | 485.1923
8189 | 331.5011 | 170.6076 | 331.5011 | 170.6076 | 502.1088
8190 | 323.6963 | 160.7986 | 323.6963 | 160.7986 | 484.4949
8191 | 314.8147 | 150.2014 | 314.8147 | 150.2014 | 465.0161
8192 | 310.8499 | 137.1936 | 310.8499 | 137.1936 | 448.0435
8193 | 312.6245 | 118.8725 | 312.6245 | 118.8725 | 431.497
8194 | 315.7281 | 84.9804 | 315.7281 | 84.9804 | 400.7085
8195 | 306.2223 | 59.0998 | 306.2223 | 59.0998 | 365.3221
8196 | 289.5126 | 51.7794 | 289.5126 | 51.7794 | 341.2919
8197 | 273.0904 | 45.2767 | 273.0904 | 45.2767 | 318.3671
8198 | 262.9802 | 48.9144 | 262.9802 | 48.9144 | 311.8946
8199 | 252.2973 | 55.9208 | 252.2973 | 55.9208 | 308.2181
8200 | 243.766 | 83.5902 | 243.766 | 83.5902 | 327.3562
8201 | 243.7533 | 171.2168 | 243.7533 | 171.2168 | 414.9701
8202 | 250.0489 | 196.055 | 250.0489 | 196.055 | 446.1039
8203 | 266.6341 | 198.0873 | 266.6341 | 198.0873 | 464.7214
8204 | 296.0836 | 190.9236 | 296.0836 | 190.9236 | 487.0072
8205 | 319.8447 | 176.1026 | 319.8447 | 176.1026 | 495.9473
8206 | 337.7245 | 163.4062 | 337.7245 | 163.4062 | 501.1307
8207 | 369.1441 | 155.2928 | 369.1441 | 155.2928 | 524.4369
8208 | 367.1095 | 142.27 | 367.1095 | 142.27 | 509.3795
8209 | 345.9216 | 131.1923 | 345.9216 | 131.1923 | 477.1139
8210 | 338.4644 | 135.4809 | 338.4644 | 135.4809 | 473.9454
8211 | 342.4675 | 124.6903 | 342.4675 | 124.6903 | 467.1577
8212 | 343.8099 | 152.358 | 343.8099 | 152.358 | 496.1679
8213 | 351.6949 | 168.6847 | 351.6949 | 168.6847 | 520.3796
8214 | 344.0784 | 158.3603 | 344.0784 | 158.3603 | 502.4386
8215 | 328.476 | 147.4682 | 328.476 | 147.4682 | 475.9442
8216 | 319.8101 | 134.5707 | 319.8101 | 134.5707 | 454.3808
8217 | 316.3375 | 116.0931 | 316.3375 | 116.0931 | 432.4306
8218 | 321.0225 | 81.8447 | 321.0225 | 81.8447 | 402.8671
8219 | 312.4226 | 56.0461 | 312.4226 | 56.0461 | 368.4687
8220 | 292.4883 | 48.7154 | 292.4883 | 48.7154 | 341.2037
8221 | 274.311 | 42.1563 | 274.311 | 42.1563 | 316.4673
8222 | 261.9874 | 46.0094 | 261.9874 | 46.0094 | 307.9967
8223 | 252.0637 | 53.2312 | 252.0637 | 53.2312 | 305.2948
8224 | 242.4619 | 80.7083 | 242.4619 | 80.7083 | 323.1701
8225 | 244.96 | 167.7144 | 244.96 | 167.7144 | 412.6744
8226 | 252.1166 | 191.9014 | 252.1166 | 191.9014 | 444.018
8227 | 272.9477 | 193.9618 | 272.9477 | 193.9618 | 466.9095
8228 | 308.6395 | 188.0391 | 308.6395 | 188.0391 | 496.6786
8229 | 337.7509 | 173.795 | 337.7509 | 173.795 | 511.5459
8230 | 354.2672 | 161.9114 | 354.2672 | 161.9114 | 516.1786
8231 | 381.3455 | 155.603 | 381.3455 | 155.603 | 536.9485
8232 | 380.6975 | 144.1263 | 380.6975 | 144.1263 | 524.8239
8233 | 358.4071 | 134.1409 | 358.4071 | 134.1409 | 492.548
8234 | 353.2928 | 138.9167 | 353.2928 | 138.9167 | 492.2094
8235 | 354.0654 | 128.9901 | 354.0654 | 128.9901 | 483.0555
8236 | 352.9853 | 158.1475 | 352.9853 | 158.1475 | 511.1328
8237 | 355.915 | 175.4869 | 355.915 | 175.4869 | 531.4019
8238 | 348.4315 | 165.9112 | 348.4315 | 165.9112 | 514.3427
8239 | 328.417 | 155.1012 | 328.417 | 155.1012 | 483.5182
8240 | 315.6645 | 142.3908 | 315.6645 | 142.3908 | 458.0553
8241 | 312.3124 | 123.4902 | 312.3124 | 123.4902 | 435.8026
8242 | 317.6042 | 88.8931 | 317.6042 | 88.8931 | 406.4973
8243 | 309.5172 | 63.0124 | 309.5172 | 63.0124 | 372.5296
8244 | 293.4808 | 56.2509 | 293.4808 | 56.2509 | 349.7317
8245 | 276.4181 | 49.9277 | 276.4181 | 49.9277 | 326.3458
8246 | 264.8511 | 53.2219 | 264.8511 | 53.2219 | 318.073
8247 | 253.0907 | 59.5924 | 253.0907 | 59.5924 | 312.6831
8248 | 243.4986 | 86.4798 | 243.4986 | 86.4798 | 329.9784
8249 | 245.6848 | 173.2628 | 245.6848 | 173.2628 | 418.9476
8250 | 254.5925 | 197.437 | 254.5925 | 197.437 | 452.0295
8251 | 275.9262 | 199.3488 | 275.9262 | 199.3488 | 475.275
8252 | 313.5921 | 192.9209 | 313.5921 | 192.9209 | 506.513
8253 | 338.4043 | 178.5666 | 338.4043 | 178.5666 | 516.9709
8254 | 358.0811 | 166.3624 | 358.0811 | 166.3624 | 524.4435
8255 | 386.0236 | 159.1439 | 386.0236 | 159.1439 | 545.1675
8256 | 386.2227 | 146.7647 | 386.2227 | 146.7647 | 532.9874
8257 | 359.6936 | 135.8049 | 359.6936 | 135.8049 | 495.4986
8258 | 356.6309 | 139.5371 | 356.6309 | 139.5371 | 496.168
8259 | 359.3957 | 128.0645 | 359.3957 | 128.0645 | 487.4602
8260 | 357.2546 | 155.7425 | 357.2546 | 155.7425 | 512.9971
8261 | 360.6068 | 171.8819 | 360.6068 | 171.8819 | 532.4888
8262 | 354.5178 | 161.4575 | 354.5178 | 161.4575 | 515.9754
8263 | 334.6704 | 150.8603 | 334.6704 | 150.8603 | 485.5307
8264 | 324.5296 | 138.091 | 324.5296 | 138.091 | 462.6206
8265 | 323.3223 | 119.7827 | 323.3223 | 119.7827 | 443.105
8266 | 326.9206 | 86.0573 | 326.9206 | 86.0573 | 412.9779
8267 | 315.3408 | 60.6177 | 315.3408 | 60.6177 | 375.9585
8268 | 295.2712 | 53.6075 | 295.2712 | 53.6075 | 348.8787
8269 | 277.3447 | 47.192 | 277.3447 | 47.192 | 324.5367
8270 | 265.2466 | 50.7322 | 265.2466 | 50.7322 | 315.9788
8271 | 254.5812 | 57.0771 | 254.5812 | 57.0771 | 311.6584
8272 | 246.6591 | 83.9799 | 246.6591 | 83.9799 | 330.6391
8273 | 247.7925 | 170.6399 | 247.7925 | 170.6399 | 418.4324
8274 | 253.9891 | 194.7705 | 253.9891 | 194.7705 | 448.7596
8275 | 273.8232 | 196.4284 | 273.8232 | 196.4284 | 470.2516
8276 | 310.4637 | 189.5724 | 310.4637 | 189.5724 | 500.0361
8277 | 339.8711 | 175.0975 | 339.8711 | 175.0975 | 514.9687
8278 | 356.1562 | 162.8318 | 356.1562 | 162.8318 | 518.9881
8279 | 387.0676 | 155.4723 | 387.0676 | 155.4723 | 542.5399
8280 | 390.0761 | 142.4084 | 390.0761 | 142.4084 | 532.4845
8281 | 364.1009 | 130.6744 | 364.1009 | 130.6744 | 494.7753
8282 | 358.8429 | 134.0605 | 358.8429 | 134.0605 | 492.9034
8283 | 357.5828 | 122.7493 | 357.5828 | 122.7493 | 480.3322
8284 | 360.3496 | 150.5299 | 360.3496 | 150.5299 | 510.8796
8285 | 363.907 | 167.1924 | 363.907 | 167.1924 | 531.0994
8286 | 353.6724 | 157.791 | 353.6724 | 157.791 | 511.4635
8287 | 334.8106 | 148.0092 | 334.8106 | 148.0092 | 482.8198
8288 | 322.6258 | 136.2065 | 322.6258 | 136.2065 | 458.8323
8289 | 318.3991 | 118.8981 | 318.3991 | 118.8981 | 437.2972
8290 | 324.859 | 85.9317 | 324.859 | 85.9317 | 410.7907
8291 | 318.1217 | 60.7843 | 318.1217 | 60.7843 | 378.906
8292 | 298.7054 | 53.5203 | 298.7054 | 53.5203 | 352.2258
8293 | 280.7882 | 46.7253 | 280.7882 | 46.7253 | 327.5135
8294 | 267.5666 | 49.3503 | 267.5666 | 49.3503 | 316.9169
8295 | 257.0708 | 54.608 | 257.0708 | 54.608 | 311.6788
8296 | 248.8552 | 80.6621 | 248.8552 | 80.6621 | 329.5173
8297 | 248.5549 | 167.0477 | 248.5549 | 167.0477 | 415.6027
8298 | 255.2132 | 191.304 | 255.2132 | 191.304 | 446.5172
8299 | 270.2517 | 193.708 | 270.2517 | 193.708 | 463.9597
8300 | 300.4143 | 187.8289 | 300.4143 | 187.8289 | 488.2432
8301 | 327.2597 | 174.0181 | 327.2597 | 174.0181 | 501.2778
8302 | 347.6982 | 162.2934 | 347.6982 | 162.2934 | 509.9916
8303 | 373.0899 | 155.4261 | 373.0899 | 155.4261 | 528.516
8304 | 371.6111 | 143.0033 | 371.6111 | 143.0033 | 514.6144
8305 | 355.2204 | 132.1615 | 355.2204 | 132.1615 | 487.3819
8306 | 352.0868 | 136.6809 | 352.0868 | 136.6809 | 488.7677
8307 | 353.6889 | 126.5517 | 353.6889 | 126.5517 | 480.2406
8308 | 350.3338 | 155.5502 | 350.3338 | 155.5502 | 505.884
8309 | 354.8212 | 172.7947 | 354.8212 | 172.7947 | 527.6159
8310 | 348.3852 | 163.4241 | 348.3852 | 163.4241 | 511.8093
8311 | 331.0544 | 153.2731 | 331.0544 | 153.2731 | 484.3274
8312 | 321.5533 | 140.8858 | 321.5533 | 140.8858 | 462.4391
8313 | 319.4471 | 123.0492 | 319.4471 | 123.0492 | 442.4963
8314 | 323.4968 | 89.693 | 323.4968 | 89.693 | 413.1898
8315 | 315.6787 | 64.3329 | 315.6787 | 64.3329 | 380.0116
8316 | 299.4511 | 57.2483 | 299.4511 | 57.2483 | 356.6995
8317 | 282.1639 | 50.6457 | 282.1639 | 50.6457 | 332.8095
8318 | 269.568 | 53.6962 | 269.568 | 53.6962 | 323.2642
8319 | 257.6794 | 59.2155 | 257.6794 | 59.2155 | 316.8949
8320 | 250.109 | 85.1722 | 250.109 | 85.1722 | 335.2812
8321 | 248.8502 | 171.4475 | 248.8502 | 171.4475 | 420.2978
8322 | 253.951 | 195.2935 | 253.951 | 195.2935 | 449.2446
8323 | 266.4603 | 196.7104 | 266.4603 | 196.7104 | 463.1707
8324 | 287.3457 | 189.6108 | 287.3457 | 189.6108 | 476.9565
8325 | 306.5102 | 175.095 | 306.5102 | 175.095 | 481.6051
8326 | 327.9829 | 163.0113 | 327.9829 | 163.0113 | 490.9942
8327 | 355.8063 | 155.8466 | 355.8063 | 155.8466 | 511.6529
8328 | 358.4301 | 143.2571 | 358.4301 | 143.2571 | 501.6872
8329 | 345.0755 | 132.1487 | 345.0755 | 132.1487 | 477.2242
8330 | 342.0192 | 136.0835 | 342.0192 | 136.0835 | 478.1027
8331 | 341.3811 | 124.9005 | 341.3811 | 124.9005 | 466.2817
8332 | 345.9869 | 152.9426 | 345.9869 | 152.9426 | 498.9295
8333 | 344.6417 | 169.5564 | 344.6417 | 169.5564 | 514.1981
8334 | 335.7272 | 159.3807 | 335.7272 | 159.3807 | 495.108
8335 | 324.1748 | 148.6322 | 324.1748 | 148.6322 | 472.807
8336 | 315.2687 | 135.1553 | 315.2687 | 135.1553 | 450.424
8337 | 314.0781 | 116.047 | 314.0781 | 116.047 | 430.1251
8338 | 316.1755 | 81.5832 | 316.1755 | 81.5832 | 397.7586
8339 | 312.3024 | 55.1974 | 312.3024 | 55.1974 | 367.4998
8340 | 297.5914 | 47.3155 | 297.5914 | 47.3155 | 344.9069
8341 | 278.7769 | 40.0513 | 278.7769 | 40.0513 | 318.8282
8342 | 268.5003 | 42.8813 | 268.5003 | 42.8813 | 311.3816
8343 | 257.3916 | 49.1544 | 257.3916 | 49.1544 | 306.5461
8344 | 247.8817 | 76.4803 | 247.8817 | 76.4803 | 324.362
8345 | 247.9635 | 163.8633 | 247.9635 | 163.8633 | 411.8267
8346 | 251.0455 | 188.581 | 251.0455 | 188.581 | 439.6265
8347 | 263.486 | 190.7517 | 263.486 | 190.7517 | 454.2377
8348 | 288.5716 | 184.3521 | 288.5716 | 184.3521 | 472.9237
8349 | 309.267 | 170.3311 | 309.267 | 170.3311 | 479.5981
8350 | 329.7487 | 158.8371 | 329.7487 | 158.8371 | 488.5859
8351 | 356.4744 | 151.8493 | 356.4744 | 151.8493 | 508.3237
8352 | 359.321 | 139.2265 | 359.321 | 139.2265 | 498.5476
8353 | 344.2664 | 128.4924 | 344.2664 | 128.4924 | 472.7588
8354 | 341.1012 | 133.0733 | 341.1012 | 133.0733 | 474.1746
8355 | 340.4737 | 122.3647 | 340.4737 | 122.3647 | 462.8384
8356 | 343.9829 | 150.8889 | 343.9829 | 150.8889 | 494.8718
8357 | 343.8281 | 168.2847 | 343.8281 | 168.2847 | 512.1127
8358 | 337.5023 | 159.3653 | 337.5023 | 159.3653 | 496.8676
8359 | 323.5578 | 149.4963 | 323.5578 | 149.4963 | 473.0541
8360 | 316.6588 | 137.0142 | 316.6588 | 137.0142 | 453.6729
8361 | 315.61 | 118.6443 | 315.61 | 118.6443 | 434.2543
8362 | 316.4355 | 84.4805 | 316.4355 | 84.4805 | 400.9159
8363 | 310.8726 | 58.3691 | 310.8726 | 58.3691 | 369.2417
8364 | 298.7948 | 50.7512 | 298.7948 | 50.7512 | 349.546
8365 | 279.7616 | 43.9665 | 279.7616 | 43.9665 | 323.7281
8366 | 268.9593 | 47.0657 | 268.9593 | 47.0657 | 316.025
8367 | 260.3886 | 52.9671 | 260.3886 | 52.9671 | 313.3556
8368 | 248.1148 | 79.4571 | 248.1148 | 79.4571 | 327.5719
8369 | 247.8943 | 165.7401 | 247.8943 | 165.7401 | 413.6344
8370 | 255.2565 | 189.5297 | 255.2565 | 189.5297 | 444.7862
8371 | 268.8958 | 191.2389 | 268.8958 | 191.2389 | 460.1347
8372 | 299.2324 | 184.6342 | 299.2324 | 184.6342 | 483.8665
8373 | 321.6671 | 170.1362 | 321.6671 | 170.1362 | 491.8033
8374 | 340.8559 | 158.0474 | 340.8559 | 158.0474 | 498.9033
8375 | 365.252 | 150.7827 | 365.252 | 150.7827 | 516.0347
8376 | 370.6779 | 137.9574 | 370.6779 | 137.9574 | 508.6353
8377 | 351.2658 | 126.5413 | 351.2658 | 126.5413 | 477.807
8378 | 347.869 | 130.1043 | 347.869 | 130.1043 | 477.9733
8379 | 350.0949 | 119.0213 | 350.0949 | 119.0213 | 469.1162
8380 | 351.1723 | 147.6916 | 351.1723 | 147.6916 | 498.8639
8381 | 357.6339 | 165.1002 | 357.6339 | 165.1002 | 522.7341
8382 | 348.5213 | 156.0475 | 348.5213 | 156.0475 | 504.5688
8383 | 333.8412 | 146.6528 | 333.8412 | 146.6528 | 480.4941
8384 | 325.6858 | 134.7758 | 325.6858 | 134.7758 | 460.4616
8385 | 320.7537 | 117.129 | 320.7537 | 117.129 | 437.8827
8386 | 322.0671 | 83.4805 | 322.0671 | 83.4805 | 405.5476
8387 | 316.609 | 57.8819 | 316.609 | 57.8819 | 374.4909
8388 | 299.2939 | 50.5845 | 299.2939 | 50.5845 | 349.8784
8389 | 278.7004 | 43.9716 | 278.7004 | 43.9716 | 322.6721
8390 | 267.448 | 47.135 | 267.448 | 47.135 | 314.583
8391 | 257.2196 | 53.1747 | 257.2196 | 53.1747 | 310.3944
8392 | 248.3131 | 79.9622 | 248.3131 | 79.9622 | 328.2752
8393 | 249.9345 | 166.8529 | 249.9345 | 166.8529 | 416.7874
8394 | 257.6079 | 191.4963 | 257.6079 | 191.4963 | 449.1041
8395 | 277.1147 | 194.2746 | 277.1147 | 194.2746 | 471.3893
8396 | 313.1805 | 188.7237 | 313.1805 | 188.7237 | 501.9042
8397 | 336.8043 | 175.2744 | 336.8043 | 175.2744 | 512.0788
8398 | 354.5016 | 164.1292 | 354.5016 | 164.1292 | 518.6308
8399 | 381.588 | 158.0157 | 381.588 | 158.0157 | 539.6037
8400 | 381.4948 | 146.6313 | 381.4948 | 146.6313 | 528.1262
8401 | 359.0114 | 136.8074 | 359.0114 | 136.8074 | 495.8189
8402 | 354.1775 | 141.473 | 354.1775 | 141.473 | 495.6504
8403 | 358.3371 | 130.4849 | 358.3371 | 130.4849 | 488.822
8404 | 358.368 | 158.4295 | 358.368 | 158.4295 | 516.7975
8405 | 360.6651 | 175.0459 | 360.6651 | 175.0459 | 535.711
8406 | 353.9873 | 165.3086 | 353.9873 | 165.3086 | 519.296
8407 | 337.4568 | 154.6704 | 337.4568 | 154.6704 | 492.1272
8408 | 323.0086 | 141.7883 | 323.0086 | 141.7883 | 464.7969
8409 | 320.4518 | 123.4107 | 320.4518 | 123.4107 | 443.8625
8410 | 321.9884 | 89.6084 | 321.9884 | 89.6084 | 411.5969
8411 | 311.4755 | 63.8175 | 311.4755 | 63.8175 | 375.2931
8412 | 296.0873 | 56.392 | 296.0873 | 56.392 | 352.4792
8413 | 275.5669 | 49.5713 | 275.5669 | 49.5713 | 325.1383
8414 | 265.9087 | 52.6091 | 265.9087 | 52.6091 | 318.5178
8415 | 255.5645 | 58.6463 | 255.5645 | 58.6463 | 314.2108
8416 | 247.4018 | 85.5824 | 247.4018 | 85.5824 | 332.9842
8417 | 249.8205 | 172.5808 | 249.8205 | 172.5808 | 422.4013
8418 | 258.1568 | 197.078 | 258.1568 | 197.078 | 455.2348
8419 | 278.511 | 199.1924 | 278.511 | 199.1924 | 477.7033
8420 | 311.3635 | 192.7851 | 311.3635 | 192.7851 | 504.1486
8421 | 337.8693 | 178.2333 | 337.8693 | 178.2333 | 516.1025
8422 | 354.6865 | 165.7266 | 354.6865 | 165.7266 | 520.4131
8423 | 378.5593 | 158.3439 | 378.5593 | 158.3439 | 536.9032
8424 | 378.5728 | 146.2621 | 378.5728 | 146.2621 | 524.8349
8425 | 359.5696 | 136.5357 | 359.5696 | 136.5357 | 496.1052
8426 | 354.308 | 142.1191 | 354.308 | 142.1191 | 496.4271
8427 | 356.0208 | 131.5489 | 356.0208 | 131.5489 | 487.5698
8428 | 360.1845 | 159.009 | 360.1845 | 159.009 | 519.1935
8429 | 361.5817 | 175.0126 | 361.5817 | 175.0126 | 536.5942
8430 | 353.1435 | 164.6189 | 353.1435 | 164.6189 | 517.7624
8431 | 333.4754 | 153.732 | 333.4754 | 153.732 | 487.2074
8432 | 325.5067 | 140.8627 | 325.5067 | 140.8627 | 466.3694
8433 | 323.7991 | 122.8415 | 323.7991 | 122.8415 | 446.6406
8434 | 326.3909 | 89.611 | 326.3909 | 89.611 | 416.0018
8435 | 313.0695 | 64.8303 | 313.0695 | 64.8303 | 377.8998
8436 | 295.9161 | 58.8175 | 295.9161 | 58.8175 | 354.7336
8437 | 277.4329 | 53.7737 | 277.4329 | 53.7737 | 331.2066
8438 | 267.0248 | 58.4934 | 267.0248 | 58.4934 | 325.5182
8439 | 256.3856 | 66.0229 | 256.3856 | 66.0229 | 322.4084
8440 | 247.8449 | 93.9205 | 247.8449 | 93.9205 | 341.7654
8441 | 250.2777 | 181.3804 | 250.2777 | 181.3804 | 431.6581
8442 | 258.5859 | 205.8597 | 258.5859 | 205.8597 | 464.4456
8443 | 276.5818 | 207.7535 | 276.5818 | 207.7535 | 484.3353
8444 | 310.2115 | 201.0385 | 310.2115 | 201.0385 | 511.25
8445 | 336.2612 | 186.3021 | 336.2612 | 186.3021 | 522.5633
8446 | 352.507 | 173.8467 | 352.507 | 173.8467 | 526.3537
8447 | 376.7622 | 166.5333 | 376.7622 | 166.5333 | 543.2954
8448 | 376.2285 | 154.0412 | 376.2285 | 154.0412 | 530.2697
8449 | 355.6371 | 142.9713 | 355.6371 | 142.9713 | 498.6084
8450 | 351.7365 | 146.9727 | 351.7365 | 146.9727 | 498.7092
8451 | 355.9476 | 135.7923 | 355.9476 | 135.7923 | 491.7399
8452 | 354.9239 | 163.8985 | 354.9239 | 163.8985 | 518.8224
8453 | 354.8402 | 180.2738 | 354.8402 | 180.2738 | 535.114
8454 | 348.6493 | 170.0392 | 348.6493 | 170.0392 | 518.6885
8455 | 330.8352 | 159.2805 | 330.8352 | 159.2805 | 490.1157
8456 | 319.9555 | 146.5547 | 319.9555 | 146.5547 | 466.5103
8457 | 320.1921 | 128.4361 | 320.1921 | 128.4361 | 448.6283
8458 | 324.1566 | 94.7671 | 324.1566 | 94.7671 | 418.9238
8459 | 314.036 | 69.1916 | 314.036 | 69.1916 | 383.2276
8460 | 295.7415 | 61.8763 | 295.7415 | 61.8763 | 357.6178
8461 | 274.7673 | 55.2172 | 274.7673 | 55.2172 | 329.9845
8462 | 263.7032 | 58.4267 | 263.7032 | 58.4267 | 322.13
8463 | 255.1505 | 64.5229 | 255.1505 | 64.5229 | 319.6734
8464 | 247.7208 | 91.3309 | 247.7208 | 91.3309 | 339.0516
8465 | 247.7266 | 178.237 | 247.7266 | 178.237 | 425.9636
8466 | 254.5045 | 202.5932 | 254.5045 | 202.5932 | 457.0977
8467 | 268.112 | 204.4793 | 268.112 | 204.4793 | 472.5913
8468 | 298.5228 | 197.9053 | 298.5228 | 197.9053 | 496.4281
8469 | 323.7225 | 183.3202 | 323.7225 | 183.3202 | 507.0427
8470 | 343.3738 | 170.9955 | 343.3738 | 170.9955 | 514.3693
8471 | 370.0268 | 163.7821 | 370.0268 | 163.7821 | 533.809
8472 | 370.848 | 151.4029 | 370.848 | 151.4029 | 522.2509
8473 | 354.4347 | 140.6098 | 354.4347 | 140.6098 | 495.0445
8474 | 352.6298 | 144.801 | 352.6298 | 144.801 | 497.4308
8475 | 354.6041 | 133.9668 | 354.6041 | 133.9668 | 488.5709
8476 | 351.5261 | 162.1806 | 351.5261 | 162.1806 | 513.7068
8477 | 350.3448 | 178.9688 | 350.3448 | 178.9688 | 529.3136
8478 | 347.7348 | 168.9905 | 347.7348 | 168.9905 | 516.7254
8479 | 334.4718 | 158.4241 | 334.4718 | 158.4241 | 492.8959
8480 | 321.4412 | 145.7445 | 321.4412 | 145.7445 | 467.1857
8481 | 317.6784 | 127.4208 | 317.6784 | 127.4208 | 445.0992
8482 | 320.3812 | 93.6339 | 320.3812 | 93.6339 | 414.0151
8483 | 312.1058 | 67.9789 | 312.1058 | 67.9789 | 380.0846
8484 | 298.263 | 60.7738 | 298.263 | 60.7738 | 359.0368
8485 | 277.9324 | 54.2404 | 277.9324 | 54.2404 | 332.1727
8486 | 266.0286 | 57.5499 | 266.0286 | 57.5499 | 323.5785
8487 | 253.7295 | 63.905 | 253.7295 | 63.905 | 317.6345
8488 | 245.8524 | 91.0796 | 245.8524 | 91.0796 | 336.932
8489 | 244.9585 | 178.4062 | 244.9585 | 178.4062 | 423.3647
8490 | 250.3209 | 203.2598 | 250.3209 | 203.2598 | 453.5807
8491 | 262.4156 | 205.51 | 262.4156 | 205.51 | 467.9256
8492 | 284.921 | 198.9873 | 284.921 | 198.9873 | 483.9083
8493 | 305.4173 | 184.4099 | 305.4173 | 184.4099 | 489.8272
8494 | 325.032 | 172.0852 | 325.032 | 172.0852 | 497.1173
8495 | 352.1129 | 164.7821 | 352.1129 | 164.7821 | 516.8949
8496 | 355.3903 | 152.3516 | 355.3903 | 152.3516 | 507.7419
8497 | 337.1847 | 141.6277 | 337.1847 | 141.6277 | 478.8125
8498 | 330.364 | 146.1317 | 330.364 | 146.1317 | 476.4957
8499 | 330.779 | 135.5436 | 330.779 | 135.5436 | 466.3226
8500 | 333.2883 | 163.8677 | 333.2883 | 163.8677 | 497.156
8501 | 336.3967 | 180.6072 | 336.3967 | 180.6072 | 517.0038
8502 | 329.2092 | 170.7674 | 329.2092 | 170.7674 | 499.9765
8503 | 316.1578 | 160.3855 | 316.1578 | 160.3855 | 476.5433
8504 | 304.7865 | 147.9983 | 304.7865 | 147.9983 | 452.7848
8505 | 303.8773 | 129.8515 | 303.8773 | 129.8515 | 433.7288
8506 | 309.5296 | 96.1902 | 309.5296 | 96.1902 | 405.7198
8507 | 305.7828 | 70.5018 | 305.7828 | 70.5018 | 376.2846
8508 | 291.1008 | 62.8532 | 291.1008 | 62.8532 | 353.954
8509 | 273.3034 | 55.6095 | 273.3034 | 55.6095 | 328.9129
8510 | 263.0287 | 57.9575 | 263.0287 | 57.9575 | 320.9862
8511 | 251.8792 | 62.9538 | 251.8792 | 62.9538 | 314.833
8512 | 242.3488 | 88.6489 | 242.3488 | 88.6489 | 330.9978
8513 | 243.0591 | 174.4576 | 243.0591 | 174.4576 | 417.5168
8514 | 248.0494 | 198.3216 | 248.0494 | 198.3216 | 446.371
8515 | 259.9105 | 200.2615 | 259.9105 | 200.2615 | 460.172
8516 | 281.2399 | 193.9286 | 281.2399 | 193.9286 | 475.1685
8517 | 300.0067 | 179.6717 | 300.0067 | 179.6717 | 479.6784
8518 | 319.1611 | 167.7162 | 319.1611 | 167.7162 | 486.8773
8519 | 346.4341 | 161.0848 | 346.4341 | 161.0848 | 507.5189
8520 | 351.3385 | 149.4158 | 351.3385 | 149.4158 | 500.7544
8521 | 336.0355 | 139.4022 | 336.0355 | 139.4022 | 475.4377
8522 | 330.3223 | 144.6113 | 330.3223 | 144.6113 | 474.9335
8523 | 331.3928 | 134.4052 | 331.3928 | 134.4052 | 465.798
8524 | 335.2987 | 162.9268 | 335.2987 | 162.9268 | 498.2254
8525 | 334.1645 | 179.7687 | 334.1645 | 179.7687 | 513.9333
8526 | 328.6249 | 169.8828 | 328.6249 | 169.8828 | 498.5077
8527 | 317.8066 | 159.2266 | 317.8066 | 159.2266 | 477.0332
8528 | 311.3022 | 146.4009 | 311.3022 | 146.4009 | 457.7031
8529 | 311.902 | 128.0874 | 311.902 | 128.0874 | 439.9894
8530 | 312.7816 | 94.4031 | 312.7816 | 94.4031 | 407.1847
8531 | 306.9658 | 68.8045 | 306.9658 | 68.8045 | 375.7703
8532 | 290.9981 | 61.5507 | 290.9981 | 61.5507 | 352.5488
8533 | 273.3227 | 55.0172 | 273.3227 | 55.0172 | 328.3399
8534 | 262.013 | 58.4396 | 262.013 | 58.4396 | 320.4525
8535 | 252.5654 | 64.9639 | 252.5654 | 64.9639 | 317.5293
8536 | 243.1357 | 92.1257 | 243.1357 | 92.1257 | 335.2614
8537 | 243.4048 | 179.0959 | 243.4048 | 179.0959 | 422.5007
8538 | 248.9283 | 203.3111 | 248.9283 | 203.3111 | 452.2394
8539 | 261.2473 | 204.9126 | 261.2473 | 204.9126 | 466.1599
8540 | 287.0031 | 198.0079 | 287.0031 | 198.0079 | 485.011
8541 | 310.1173 | 183.1869 | 310.1173 | 183.1869 | 493.3042
8542 | 328.8859 | 170.6622 | 328.8859 | 170.6622 | 499.5481
8543 | 356.6666 | 163.2462 | 356.6666 | 163.2462 | 519.9128
8544 | 357.0025 | 150.7311 | 357.0025 | 150.7311 | 507.7336
8545 | 341.7805 | 139.9124 | 341.7805 | 139.9124 | 481.6929
8546 | 338.3589 | 144.2087 | 338.3589 | 144.2087 | 482.5677
8547 | 336.7161 | 133.5027 | 336.7161 | 133.5027 | 470.2188
8548 | 337.2046 | 161.9396 | 337.2046 | 161.9396 | 499.1442
8549 | 340.4988 | 178.656 | 340.4988 | 178.656 | 519.1548
8550 | 333.8302 | 168.5649 | 333.8302 | 168.5649 | 502.3951
8551 | 321.1791 | 157.7087 | 321.1791 | 157.7087 | 478.8879
8552 | 310.8529 | 144.7343 | 310.8529 | 144.7343 | 455.5872
8553 | 310.0465 | 125.9593 | 310.0465 | 125.9593 | 436.0058
8554 | 313.2404 | 91.5058 | 313.2404 | 91.5058 | 404.7462
8555 | 306.9087 | 65.42 | 306.9087 | 65.42 | 372.3287
8556 | 293.9632 | 57.9919 | 293.9632 | 57.9919 | 351.9551
8557 | 274.8943 | 51.4405 | 274.8943 | 51.4405 | 326.3348
8558 | 263.6539 | 54.8705 | 263.6539 | 54.8705 | 318.5244
8559 | 252.2455 | 61.923 | 252.2455 | 61.923 | 314.1686
8560 | 245.4934 | 89.9848 | 245.4934 | 89.9848 | 335.4781
8561 | 246.7775 | 177.8242 | 246.7775 | 177.8242 | 424.6016
8562 | 250.6631 | 202.8829 | 250.6631 | 202.8829 | 453.546
8563 | 264.5226 | 205.2152 | 264.5226 | 205.2152 | 469.7377
8564 | 285.4873 | 198.8745 | 285.4873 | 198.8745 | 484.3618
8565 | 309.6152 | 184.3971 | 309.6152 | 184.3971 | 494.0123
8566 | 327.4657 | 172.0545 | 327.4657 | 172.0545 | 499.5202
8567 | 353.3556 | 164.5872 | 353.3556 | 164.5872 | 517.9429
8568 | 352.7632 | 151.8926 | 352.7632 | 151.8926 | 504.6558
8569 | 338.8914 | 140.7073 | 338.8914 | 140.7073 | 479.5986
8570 | 335.3176 | 144.3805 | 335.3176 | 144.3805 | 479.6981
8571 | 333.5083 | 133.2617 | 333.5083 | 133.2617 | 466.7699
8572 | 334.3631 | 161.3832 | 334.3631 | 161.3832 | 495.7463
8573 | 333.2743 | 177.8611 | 333.2743 | 177.8611 | 511.1354
8574 | 326.5864 | 167.9931 | 326.5864 | 167.9931 | 494.5795
8575 | 314.953 | 157.0524 | 314.953 | 157.0524 | 472.0054
8576 | 310.5573 | 144.2753 | 310.5573 | 144.2753 | 454.8327
8577 | 310.9467 | 125.5081 | 310.9467 | 125.5081 | 436.4548
8578 | 314.173 | 91.534 | 314.173 | 91.534 | 405.7069
8579 | 307.6395 | 65.6431 | 307.6395 | 65.6431 | 373.2826
8580 | 292.4519 | 58.2406 | 292.4519 | 58.2406 | 350.6925
8581 | 272.8167 | 51.502 | 272.8167 | 51.502 | 324.3187
8582 | 262.5699 | 54.6731 | 262.5699 | 54.6731 | 317.243
8583 | 252.0086 | 60.8616 | 252.0086 | 60.8616 | 312.8701
8584 | 244.3428 | 87.9438 | 244.3428 | 87.9438 | 332.2866
8585 | 245.4432 | 175.1704 | 245.4432 | 175.1704 | 420.6137
8586 | 250.9438 | 200.0292 | 250.9438 | 200.0292 | 450.973
8587 | 265.6548 | 202.1435 | 265.6548 | 202.1435 | 467.7983
8588 | 296.7114 | 195.5157 | 296.7114 | 195.5157 | 492.2271
8589 | 319.173 | 180.546 | 319.173 | 180.546 | 499.719
8590 | 337.5208 | 167.7111 | 337.5208 | 167.7111 | 505.2318
8591 | 363.9229 | 160.0002 | 363.9229 | 160.0002 | 523.9231
8592 | 368.6848 | 147.4005 | 368.6848 | 147.4005 | 516.0854
8593 | 345.8731 | 136.1921 | 345.8731 | 136.1921 | 482.0652
8594 | 342.2823 | 139.5038 | 342.2823 | 139.5038 | 481.7861
8595 | 347.7975 | 127.5542 | 347.7975 | 127.5542 | 475.3517
8596 | 347.1498 | 155.2425 | 347.1498 | 155.2425 | 502.3924
8597 | 344.5222 | 171.7691 | 344.5222 | 171.7691 | 516.2913
8598 | 340.1168 | 161.7857 | 340.1168 | 161.7857 | 501.9025
8599 | 321.9776 | 150.7911 | 321.9776 | 150.7911 | 472.7687
8600 | 310.0617 | 137.2218 | 310.0617 | 137.2218 | 447.2836
8601 | 306.9748 | 118.1366 | 306.9748 | 118.1366 | 425.1114
8602 | 311.1346 | 83.5651 | 311.1346 | 83.5651 | 394.6998
8603 | 306.2463 | 57.2281 | 306.2463 | 57.2281 | 363.4744
8604 | 290.539 | 49.3487 | 290.539 | 49.3487 | 339.8877
8605 | 271.3674 | 42.223 | 271.3674 | 42.223 | 313.5904
8606 | 259.533 | 45.3479 | 259.533 | 45.3479 | 304.8809
8607 | 246.8992 | 52.2722 | 246.8992 | 52.2722 | 299.1714
8608 | 239.2814 | 79.8955 | 239.2814 | 79.8955 | 319.1769
8609 | 241.6589 | 167.2964 | 241.6589 | 167.2964 | 408.9554
8610 | 247.5272 | 191.6655 | 247.5272 | 191.6655 | 439.1926
8611 | 264.216 | 193.1388 | 264.216 | 193.1388 | 457.3548
8612 | 294.575 | 185.6726 | 294.575 | 185.6726 | 480.2476
8613 | 316.4313 | 170.067 | 316.4313 | 170.067 | 486.4983
8614 | 331.9983 | 156.827 | 331.9983 | 156.827 | 488.8253
8615 | 362.2562 | 147.8444 | 362.2562 | 147.8444 | 510.1006
8616 | 364.011 | 133.4243 | 364.011 | 133.4243 | 497.4352
8617 | 344.3207 | 121.2851 | 344.3207 | 121.2851 | 465.6058
8618 | 338.4261 | 124.6302 | 338.4261 | 124.6302 | 463.0562
8619 | 341.3153 | 112.9447 | 341.3153 | 112.9447 | 454.26
8620 | 341.3955 | 140.674 | 341.3955 | 140.674 | 482.0694
8621 | 340.6204 | 157.2647 | 340.6204 | 157.2647 | 497.8851
8622 | 338.4927 | 147.7505 | 338.4927 | 147.7505 | 486.2432
8623 | 320.7786 | 137.6738 | 320.7786 | 137.6738 | 458.4524
8624 | 311.8426 | 124.9506 | 311.8426 | 124.9506 | 436.7933
8625 | 309.0802 | 106.2885 | 309.0802 | 106.2885 | 415.3687
8626 | 313.1938 | 71.7913 | 313.1938 | 71.7913 | 384.9851
8627 | 306.1636 | 45.3569 | 306.1636 | 45.3569 | 351.5205
8628 | 290.8188 | 37.7723 | 290.8188 | 37.7723 | 328.5911
8629 | 269.9509 | 31.2261 | 269.9509 | 31.2261 | 301.177
8630 | 258.2004 | 34.7279 | 258.2004 | 34.7279 | 292.9282
8631 | 246.0394 | 41.3009 | 246.0394 | 41.3009 | 287.3403
8632 | 237.5134 | 68.5037 | 237.5134 | 68.5037 | 306.0171
8633 | 236.6987 | 155.4791 | 236.6987 | 155.4791 | 392.1777
8634 | 243.9217 | 179.6789 | 243.9217 | 179.6789 | 423.6005
8635 | 258.0604 | 181.2445 | 258.0604 | 181.2445 | 439.3049
8636 | 285.1893 | 174.3295 | 285.1893 | 174.3295 | 459.5189
8637 | 310.2848 | 159.4752 | 310.2848 | 159.4752 | 469.76
8638 | 330.2187 | 146.6634 | 330.2187 | 146.6634 | 476.882
8639 | 358.0904 | 139.0038 | 358.0904 | 139.0038 | 497.0942
8640 | 363.0226 | 126.4528 | 363.0226 | 126.4528 | 489.4754
8641 | 344.6608 | 116.0418 | 344.6608 | 116.0418 | 460.7026
8642 | 338.3664 | 121.0893 | 338.3664 | 121.0893 | 459.4557
8643 | 337.9929 | 110.6781 | 337.9929 | 110.6781 | 448.671
8644 | 337.5726 | 139.3766 | 337.5726 | 139.3766 | 476.9492
8645 | 340.8329 | 156.1134 | 340.8329 | 156.1134 | 496.9464
8646 | 334.7311 | 146.3198 | 334.7311 | 146.3198 | 481.0509
8647 | 320.8668 | 135.7841 | 320.8668 | 135.7841 | 456.651
8648 | 310.9777 | 123.0276 | 310.9777 | 123.0276 | 434.0053
8649 | 306.4154 | 104.7808 | 306.4154 | 104.7808 | 411.1962
8650 | 311.875 | 70.8426 | 311.875 | 70.8426 | 382.7176
8651 | 307.5094 | 45.044 | 307.5094 | 45.044 | 352.5534
8652 | 290.0532 | 37.7749 | 290.0532 | 37.7749 | 327.8281
8653 | 272.0325 | 31.1414 | 272.0325 | 31.1414 | 303.174
8654 | 260.613 | 34.5151 | 260.613 | 34.5151 | 295.128
8655 | 248.5322 | 41.0625 | 248.5322 | 41.0625 | 289.5947
8656 | 238.8169 | 68.0576 | 238.8169 | 68.0576 | 306.8745
8657 | 238.6042 | 154.8765 | 238.6042 | 154.8765 | 393.4808
8658 | 243.7252 | 179.043 | 243.7252 | 179.043 | 422.7682
8659 | 255.482 | 180.8368 | 255.482 | 180.8368 | 436.3188
8660 | 278.8296 | 174.2526 | 278.8296 | 174.2526 | 453.0822
8661 | 302.0067 | 159.6034 | 302.0067 | 159.6034 | 461.6101
8662 | 318.992 | 146.6762 | 318.992 | 146.6762 | 465.6682
8663 | 344.0786 | 138.8602 | 344.0786 | 138.8602 | 482.9388
8664 | 349.0114 | 125.4708 | 349.0114 | 125.4708 | 474.4822
8665 | 337.5683 | 113.7829 | 337.5683 | 113.7829 | 451.3512
8666 | 330.1037 | 117.6536 | 330.1037 | 117.6536 | 447.7573
8667 | 327.0552 | 106.8911 | 327.0552 | 106.8911 | 433.9463
8668 | 326.9487 | 135.5152 | 326.9487 | 135.5152 | 462.4639
8669 | 328.4839 | 152.6341 | 328.4839 | 152.6341 | 481.118
8670 | 323.149 | 143.0969 | 323.149 | 143.0969 | 466.2459
8671 | 309.8724 | 132.992 | 309.8724 | 132.992 | 442.8644
8672 | 300.9516 | 120.6765 | 300.9516 | 120.6765 | 421.6281
8673 | 301.8051 | 102.4938 | 301.8051 | 102.4938 | 404.2989
8674 | 310.1749 | 68.8402 | 310.1749 | 68.8402 | 379.0151
8675 | 304.7914 | 43.4108 | 304.7914 | 43.4108 | 348.2022
8676 | 288.4982 | 36.4134 | 288.4982 | 36.4134 | 324.9117
8677 | 270.6316 | 30.103 | 270.6316 | 30.103 | 300.7346
8678 | 260.038 | 33.9125 | 260.038 | 33.9125 | 293.9505
8679 | 249.0417 | 41.024 | 249.0417 | 41.024 | 290.0657
8680 | 238.0356 | 68.9832 | 238.0356 | 68.9832 | 307.0188
8681 | 237.1727 | 156.7482 | 237.1727 | 156.7482 | 393.921
8682 | 241.4951 | 181.6993 | 241.4951 | 181.6993 | 423.1944
8683 | 253.6095 | 184.0213 | 253.6095 | 184.0213 | 437.6307
8684 | 274.519 | 177.555 | 274.519 | 177.555 | 452.074
8685 | 294.7671 | 162.8699 | 294.7671 | 162.8699 | 457.637
8686 | 314.4206 | 150.3888 | 314.4206 | 150.3888 | 464.8095
8687 | 340.0755 | 142.3344 | 340.0755 | 142.3344 | 482.41
8688 | 344.9869 | 128.6835 | 344.9869 | 128.6835 | 473.6703
8689 | 332.1085 | 117.1981 | 332.1085 | 117.1981 | 449.3066
8690 | 327.6615 | 120.9175 | 327.6615 | 120.9175 | 448.579
8691 | 330.4347 | 109.6423 | 330.4347 | 109.6423 | 440.077
8692 | 331.8481 | 137.6741 | 331.8481 | 137.6741 | 469.5222
8693 | 332.9187 | 154.093 | 332.9187 | 154.093 | 487.0118
8694 | 326.4644 | 144.1045 | 326.4644 | 144.1045 | 470.5689
8695 | 313.5893 | 133.5201 | 313.5893 | 133.5201 | 447.1095
8696 | 307.6197 | 120.8995 | 307.6197 | 120.8995 | 428.5193
8697 | 306.6661 | 102.6886 | 306.6661 | 102.6886 | 409.3548
8698 | 307.9307 | 69.0555 | 307.9307 | 69.0555 | 376.9862
8699 | 303.1954 | 43.7159 | 303.1954 | 43.7159 | 346.9113
8700 | 288.1994 | 36.8801 | 288.1994 | 36.8801 | 325.0794
8701 | 269.0391 | 30.9876 | 269.0391 | 30.9876 | 300.0267
8702 | 257.5219 | 35.2996 | 257.5219 | 35.2996 | 292.8216
8703 | 246.8427 | 42.7086 | 246.8427 | 42.7086 | 289.5513
8704 | 237.153 | 70.9523 | 237.153 | 70.9523 | 308.1054
8705 | 236.7708 | 158.8481 | 236.7708 | 158.8481 | 395.619
8706 | 242.0986 | 183.7274 | 242.0986 | 183.7274 | 425.826
8707 | 255.693 | 185.7007 | 255.693 | 185.7007 | 441.3937
8708 | 280.4865 | 178.8216 | 280.4865 | 178.8216 | 459.3081
8709 | 301.805 | 164.2698 | 301.805 | 164.2698 | 466.0748
8710 | 321.9465 | 151.1862 | 321.9465 | 151.1862 | 473.1327
8711 | 351.0754 | 142.4421 | 351.0754 | 142.4421 | 493.5175
8712 | 356.4809 | 128.2476 | 356.4809 | 128.2476 | 484.7285
8713 | 340.5998 | 116.1674 | 340.5998 | 116.1674 | 456.7672
8714 | 335.1721 | 119.2894 | 335.1721 | 119.2894 | 454.4614
8715 | 337.038 | 107.3065 | 337.038 | 107.3065 | 444.3444
8716 | 337.471 | 134.6819 | 337.471 | 134.6819 | 472.1529
8717 | 335.2365 | 150.9342 | 335.2365 | 150.9342 | 486.1707
8718 | 332.0014 | 140.9867 | 332.0014 | 140.9867 | 472.9881
8719 | 321.6314 | 130.5664 | 321.6314 | 130.5664 | 452.1978
8720 | 313.3602 | 118.0253 | 313.3602 | 118.0253 | 431.3855
8721 | 312.8604 | 99.917 | 312.8604 | 99.917 | 412.7774
8722 | 313.4532 | 66.23 | 313.4532 | 66.23 | 379.6832
8723 | 306.8305 | 40.9032 | 306.8305 | 40.9032 | 347.7337
8724 | 290.9595 | 33.2113 | 290.9595 | 33.2113 | 324.1708
8725 | 276.7019 | 26.8875 | 276.7019 | 26.8875 | 303.5893
8726 | 265.2963 | 32.6538 | 265.2963 | 32.6538 | 297.95
8727 | 254.1363 | 39.9312 | 254.1363 | 39.9312 | 294.0675
8728 | 244.0529 | 65.6693 | 244.0529 | 65.6693 | 309.7222
8729 | 243.0725 | 150.3085 | 243.0725 | 150.3085 | 393.381
8730 | 247.6947 | 172.4413 | 247.6947 | 172.4413 | 420.136
8731 | 258.6163 | 176.7701 | 258.6163 | 176.7701 | 435.3864
8732 | 279.638 | 164.5491 | 279.638 | 164.5491 | 444.1872
8733 | 295.8941 | 155.6993 | 295.8941 | 155.6993 | 451.5934
8734 | 311.5383 | 135.7248 | 311.5383 | 135.7248 | 447.2631
8735 | 340.5023 | 130.2313 | 340.5023 | 130.2313 | 470.7336
8736 | 341.3615 | 119.0702 | 341.3615 | 119.0702 | 460.4317
8737 | 323.7907 | 108.358 | 323.7907 | 108.358 | 432.1487
8738 | 318.5763 | 113.5017 | 318.5763 | 113.5017 | 432.078
8739 | 315.2605 | 107.924 | 315.2605 | 107.924 | 423.1845
8740 | 316.8099 | 130.6982 | 316.8099 | 130.6982 | 447.5081
8741 | 321.467 | 149.302 | 321.467 | 149.302 | 470.769
8742 | 314.6722 | 138.5216 | 314.6722 | 138.5216 | 453.1937
8743 | 308.6738 | 128.8696 | 308.6738 | 128.8696 | 437.5434
8744 | 302.0399 | 112.2304 | 302.0399 | 112.2304 | 414.2703
8745 | 303.3446 | 98.1824 | 303.3446 | 98.1824 | 401.527
8746 | 310.0824 | 62.9428 | 310.0824 | 62.9428 | 373.0253
8747 | 302.8163 | 39.0913 | 302.8163 | 39.0913 | 341.9076
8748 | 290.15 | 32.0314 | 290.15 | 32.0314 | 322.1814
8749 | 274.1321 | 24.4722 | 274.1321 | 24.4722 | 298.6043
8750 | 260.5619 | 28.6938 | 260.5619 | 28.6938 | 289.2557
8751 | 251.7066 | 35.5444 | 251.7066 | 35.5444 | 287.2511
8752 | 242.8315 | 61.8949 | 242.8315 | 61.8949 | 304.7264
8753 | 242.6544 | 147.5199 | 242.6544 | 147.5199 | 390.1743
8754 | 247.6919 | 170.713 | 247.6919 | 170.713 | 418.4049
8755 | 261.4286 | 175.7396 | 261.4286 | 175.7396 | 437.1682
8756 | 289.1219 | 163.6359 | 289.1219 | 163.6359 | 452.7579
8757 | 314.997 | 155.0571 | 314.997 | 155.0571 | 470.054
8758 | 337.4121 | 134.9396 | 337.4121 | 134.9396 | 472.3517
8759 | 369.8451 | 129.3842 | 369.8451 | 129.3842 | 499.2294