## Summary Scalars
Parameter | Value
Total Cost ($) | 3253462.4155
Capital Cost (CAPEX) | 61496.1375
Operating Cost (OPEX) | 3191966.2779
Annual Fuel Consumption Genset (L) | 687368.4211
Annual Fuel Consumption Diesel Furnace (L) | 789084.2978

## Generator Summary
Size | Built | Capacity (kW) | Capital Cost ($) | Operating Cost ($)
100 kW | 5 | 500 | 31928.6058 | 74500
500 kW | 0 | 0 | 0 | 0
1000 kW | 0 | 0 | 0 | 0
2000 kW | 0 | 0 | 0 | 0
Total | 5 | 500 | 31928.6058 | 74500

## Diesel Furnace Summary
Size | Built | Capacity (MW) | Capital Cost ($) | Operating Cost ($)
17.58 kW | 131 | 2302.98 | 29567.5318 | 36847.68
Total | 131 | 2302.98 | 29567.5318 | 36847.68

## Time Series
Time | Electric Load (kW) | Thermal Load (kW) | Diesel Generation (kW) | Thermal Generation (kW)
0 | 307.6373 | 92.9084 | 307.6373 | 92.9084
1 | 292.0493 | 83.9365 | 292.0493 | 83.9365
2 | 290.68 | 87.3708 | 290.68 | 87.3708
3 | 292.6876 | 73.9321 | 292.6876 | 73.9321
4 | 289.5822 | 88.454 | 289.5822 | 88.454
5 | 295.2777 | 102.5364 | 295.2777 | 102.5364
6 | 292.7083 | 98.2694 | 292.7083 | 98.2694
7 | 275.2355 | 89.0167 | 275.2355 | 89.0167
8 | 263.3202 | 87.8984 | 263.3202 | 87.8984
9 | 260.4169 | 75.9387 | 260.4169 | 75.9387
10 | 263.1003 | 53.1603 | 263.1003 | 53.1603
11 | 254.8815 | 45.1576 | 254.8815 | 45.1576
12 | 240.6652 | 29.9188 | 240.6652 | 29.9188
13 | 225.9265 | 25.5742 | 225.9265 | 25.5742
14 | 215.5011 | 30.1739 | 215.5011 | 30.1739
15 | 207.3935 | 30.7583 | 207.3935 | 30.7583
16 | 199.0871 | 35.6546 | 199.0871 | 35.6546
17 | 198.5588 | 69.6426 | 198.5588 | 69.6426
18 | 204.1873 | 112.787 | 204.1873 | 112.787
19 | 216.4989 | 117.3552 | 216.4989 | 117.3552
20 | 240.6451 | 111.418 | 240.6451 | 111.418
21 | 262.7116 | 107.7412 | 262.7116 | 107.7412
22 | 280.2917 | 104.1401 | 280.2917 | 104.1401
23 | 305.3379 | 103.2045 | 305.3379 | 103.2045
24 | 310.0089 | 95.8406 | 310.0089 | 95.8406
25 | 294.5068 | 87.7722 | 294.5068 | 87.7722
26 | 288.6814 | 91.6435 | 288.6814 | 91.6435
27 | 289.2184 | 78.3169 | 289.2184 | 78.3169
28 | 289.1719 | 92.7962 | 289.1719 | 92.7962
29 | 290.4129 | 106.6772 | 290.4129 | 106.6772
30 | 286.8509 | 101.9718 | 286.8509 | 101.9718
31 | 272.8916 | 92.1829 | 272.8916 | 92.1829
32 | 261.7259 | 90.4972 | 261.7259 | 90.4972
33 | 258.1759 | 77.8409 | 258.1759 | 77.8409
34 | 260.844 | 54.1547 | 260.844 | 54.1547
35 | 254.8136 | 45.3292 | 254.8136 | 45.3292
36 | 238.2959 | 29.5287 | 238.2959 | 29.5287
37 | 223.3335 | 25.0465 | 223.3335 | 25.0465
38 | 215.8697 | 29.676 | 215.8697 | 29.676
39 | 208.2141 | 30.4661 | 208.2141 | 30.4661
40 | 200.3324 | 35.6077 | 200.3324 | 35.6077
41 | 199.4789 | 69.8285 | 199.4789 | 69.8285
42 | 203.2415 | 113.1743 | 203.2415 | 113.1743
43 | 213.3481 | 117.8829 | 213.3481 | 117.8829
44 | 235.7683 | 112.0578 | 235.7683 | 112.0578
45 | 258.6264 | 108.3838 | 258.6264 | 108.3838
46 | 274.8416 | 104.6352 | 274.8416 | 104.6352
47 | 298.2717 | 103.4243 | 298.2717 | 103.4243
48 | 300.1946 | 95.4037 | 300.1946 | 95.4037
49 | 288.7216 | 86.504 | 288.7216 | 86.504
50 | 284.5423 | 89.3823 | 284.5423 | 89.3823
51 | 286.4355 | 75.2202 | 286.4355 | 75.2202
52 | 285.2661 | 89.3874 | 285.2661 | 89.3874
53 | 289.2947 | 102.901 | 289.2947 | 102.901
54 | 284.8474 | 97.7729 | 284.8474 | 97.7729
55 | 270.0719 | 87.8152 | 270.0719 | 87.8152
56 | 258.0848 | 86.1536 | 258.0848 | 86.1536
57 | 254.1657 | 73.8463 | 254.1657 | 73.8463
58 | 259.0446 | 50.5742 | 259.0446 | 50.5742
59 | 252.4701 | 42.4808 | 252.4701 | 42.4808
60 | 237.0422 | 27.7896 | 237.0422 | 27.7896
61 | 224.3628 | 23.9769 | 224.3628 | 23.9769
62 | 215.4078 | 28.7724 | 215.4078 | 28.7724
63 | 207.1705 | 29.5355 | 207.1705 | 29.5355
64 | 200.2649 | 34.6743 | 200.2649 | 34.6743
65 | 198.092 | 68.9575 | 198.092 | 68.9575
66 | 201.7783 | 112.36 | 201.7783 | 112.36
67 | 210.2906 | 117.07 | 210.2906 | 117.07
68 | 229.2044 | 111.0478 | 229.2044 | 111.0478
69 | 246.9906 | 106.9056 | 246.9906 | 106.9056
70 | 264.5484 | 102.3499 | 264.5484 | 102.3499
71 | 284.6051 | 100.2766 | 284.6051 | 100.2766
72 | 291.3334 | 91.836 | 291.3334 | 91.836
73 | 280.7683 | 82.6626 | 280.7683 | 82.6626
74 | 276.4217 | 85.3096 | 276.4217 | 85.3096
75 | 277.9087 | 71.444 | 277.9087 | 71.444
76 | 275.8866 | 85.6169 | 275.8866 | 85.6169
77 | 276.7354 | 98.9915 | 276.7354 | 98.9915
78 | 268.5714 | 94.0974 | 268.5714 | 94.0974
79 | 260.5934 | 84.283 | 260.5934 | 84.283
80 | 253.6469 | 82.8909 | 253.6469 | 82.8909
81 | 252.7677 | 71.0716 | 252.7677 | 71.0716
82 | 254.4731 | 48.9812 | 254.4731 | 48.9812
83 | 251.1314 | 42.3829 | 251.1314 | 42.3829
84 | 236.1522 | 28.218 | 236.1522 | 28.218
85 | 221.3715 | 24.2677 | 221.3715 | 24.2677
86 | 213.9566 | 29.1568 | 213.9566 | 29.1568
87 | 207.7478 | 30.2207 | 207.7478 | 30.2207
88 | 199.0395 | 35.734 | 199.0395 | 35.734
89 | 197.217 | 70.3902 | 197.217 | 70.3902
90 | 200.4692 | 114.3035 | 200.4692 | 114.3035
91 | 210.8696 | 119.5951 | 210.8696 | 119.5951
92 | 227.2852 | 114.1771 | 227.2852 | 114.1771
93 | 247.8874 | 110.5768 | 247.8874 | 110.5768
94 | 262.938 | 106.7928 | 262.938 | 106.7928
95 | 281.975 | 105.5564 | 281.975 | 105.5564
96 | 289.6884 | 97.6336 | 289.6884 | 97.6336
97 | 275.8757 | 88.9893 | 275.8757 | 88.9893
98 | 272.6152 | 92.1612 | 272.6152 | 92.1612
99 | 272.123 | 77.8998 | 272.123 | 77.8998
100 | 276.327 | 91.4486 | 276.327 | 91.4486
101 | 282.0725 | 105.0019 | 282.0725 | 105.0019
102 | 274.9101 | 101.1334 | 274.9101 | 101.1334
103 | 266.7369 | 91.7716 | 266.7369 | 91.7716
104 | 259.4249 | 90.0064 | 259.4249 | 90.0064
105 | 254.9018 | 77.299 | 254.9018 | 77.299
106 | 255.4962 | 53.8185 | 255.4962 | 53.8185
107 | 247.931 | 45.325 | 247.931 | 45.325
108 | 234.8619 | 29.7784 | 234.8619 | 29.7784
109 | 222.7775 | 25.4777 | 222.7775 | 25.4777
110 | 213.9673 | 30.0846 | 213.9673 | 30.0846
111 | 206.2591 | 30.8065 | 206.2591 | 30.8065
112 | 199.0702 | 35.8673 | 199.0702 | 35.8673
113 | 197.0769 | 69.9831 | 197.0769 | 69.9831
114 | 202.3054 | 113.0878 | 202.3054 | 113.0878
115 | 212.9764 | 117.5467 | 212.9764 | 117.5467
116 | 233.315 | 111.3698 | 233.315 | 111.3698
117 | 250.5157 | 107.0886 | 250.5157 | 107.0886
118 | 267.2667 | 102.4634 | 267.2667 | 102.4634
119 | 289.059 | 100.2 | 289.059 | 100.2
120 | 291.4977 | 91.3636 | 291.4977 | 91.3636
121 | 276.8248 | 81.8172 | 276.8248 | 81.8172
122 | 274.953 | 84.7195 | 274.953 | 84.7195
123 | 277.5802 | 70.9929 | 277.5802 | 70.9929
124 | 277.1996 | 85.1758 | 277.1996 | 85.1758
125 | 278.4133 | 98.9277 | 278.4133 | 98.9277
126 | 273.6084 | 95.0719 | 273.6084 | 95.0719
127 | 262.3834 | 86.5612 | 262.3834 | 86.5612
128 | 254.7285 | 86.1848 | 254.7285 | 86.1848
129 | 252.2569 | 74.757 | 252.2569 | 74.757
130 | 254.2138 | 51.9999 | 254.2138 | 51.9999
131 | 248.8265 | 43.8142 | 248.8265 | 43.8142
132 | 235.145 | 28.4833 | 235.145 | 28.4833
133 | 221.8815 | 24.5798 | 221.8815 | 24.5798
134 | 213.1875 | 29.4377 | 213.1875 | 29.4377
135 | 205.4382 | 30.2887 | 205.4382 | 30.2887
136 | 197.1321 | 35.4858 | 197.1321 | 35.4858
137 | 197.5104 | 69.8654 | 197.5104 | 69.8654
138 | 203.4007 | 113.6609 | 203.4007 | 113.6609
139 | 215.8554 | 119.0943 | 215.8554 | 119.0943
140 | 240.9673 | 113.9374 | 240.9673 | 113.9374
141 | 260.9434 | 110.4634 | 260.9434 | 110.4634
142 | 277.7927 | 106.5545 | 277.7927 | 106.5545
143 | 299.592 | 105.2954 | 299.592 | 105.2954
144 | 302.9176 | 97.6592 | 302.9176 | 97.6592
145 | 285.9211 | 89.0773 | 285.9211 | 89.0773
146 | 281.2071 | 91.9513 | 281.2071 | 91.9513
147 | 286.1373 | 77.9083 | 286.1373 | 77.9083
148 | 283.9331 | 92.7806 | 283.9331 | 92.7806
149 | 284.1081 | 107.4773 | 284.1081 | 107.4773
150 | 278.4925 | 103.5322 | 278.4925 | 103.5322
151 | 267.0722 | 94.3831 | 267.0722 | 94.3831
152 | 255.9993 | 92.9087 | 255.9993 | 92.9087
153 | 254.2648 | 80.251 | 254.2648 | 80.251
154 | 256.4544 | 56.4073 | 256.4544 | 56.4073
155 | 249.3998 | 47.4968 | 249.3998 | 47.4968
156 | 235.488 | 31.8523 | 235.488 | 31.8523
157 | 220.8349 | 27.6339 | 220.8349 | 27.6339
158 | 211.369 | 32.3855 | 211.369 | 32.3855
159 | 202.0527 | 33.2223 | 202.0527 | 33.2223
160 | 194.1457 | 38.398 | 194.1457 | 38.398
161 | 194.0832 | 72.5648 | 194.0832 | 72.5648
162 | 201.0882 | 115.6596 | 201.0882 | 115.6596
163 | 212.2831 | 119.9781 | 212.2831 | 119.9781
164 | 236.0306 | 113.7558 | 236.0306 | 113.7558
165 | 257.2971 | 109.4534 | 257.2971 | 109.4534
166 | 271.7017 | 104.943 | 271.7017 | 104.943
167 | 292.0974 | 103.0087 | 292.0974 | 103.0087
168 | 294.3189 | 94.3539 | 294.3189 | 94.3539
169 | 279.8611 | 85.2827 | 279.8611 | 85.2827
170 | 276.124 | 88.5269 | 276.124 | 88.5269
171 | 279.8449 | 74.7563 | 279.8449 | 74.7563
172 | 277.9419 | 88.9519 | 277.9419 | 88.9519
173 | 278.6165 | 102.6216 | 278.6165 | 102.6216
174 | 273.4862 | 97.8821 | 273.4862 | 97.8821
175 | 261.0403 | 88.2195 | 261.0403 | 88.2195
176 | 251.0704 | 86.7139 | 251.0704 | 86.7139
177 | 248.6221 | 74.3045 | 248.6221 | 74.3045
178 | 253.345 | 50.8168 | 253.345 | 50.8168
179 | 246.5047 | 42.2425 | 246.5047 | 42.2425
180 | 232.5577 | 26.9881 | 232.5577 | 26.9881
181 | 219.3566 | 23.6534 | 219.3566 | 23.6534
182 | 209.3655 | 28.8377 | 209.3655 | 28.8377
183 | 201.1746 | 29.7837 | 201.1746 | 29.7837
184 | 194.0146 | 34.9382 | 194.0146 | 34.9382
185 | 194.9485 | 69.1986 | 194.9485 | 69.1986
186 | 200.3611 | 112.6111 | 200.3611 | 112.6111
187 | 213.868 | 117.3722 | 213.868 | 117.3722
188 | 238.4516 | 111.4875 | 238.4516 | 111.4875
189 | 259.1727 | 107.3383 | 259.1727 | 107.3383
190 | 277.4603 | 102.5613 | 277.4603 | 102.5613
191 | 298.475 | 99.6581 | 298.475 | 99.6581
192 | 300.8318 | 89.9281 | 300.8318 | 89.9281
193 | 288.7748 | 79.2524 | 288.7748 | 79.2524
194 | 279.65 | 81.7023 | 279.65 | 81.7023
195 | 283.3754 | 67.8437 | 283.3754 | 67.8437
196 | 285.0835 | 81.5797 | 285.0835 | 81.5797
197 | 288.2444 | 95.1259 | 288.2444 | 95.1259
198 | 282.7241 | 90.0985 | 282.7241 | 90.0985
199 | 268.8781 | 80.1806 | 268.8781 | 80.1806
200 | 262.3248 | 78.5771 | 262.3248 | 78.5771
201 | 257.578 | 66.04 | 257.578 | 66.04
202 | 259.1861 | 42.9254 | 259.1861 | 42.9254
203 | 248.3769 | 35.737 | 248.3769 | 35.737
204 | 234.9995 | 21.9494 | 234.9995 | 21.9494
205 | 220.846 | 18.9297 | 220.846 | 18.9297
206 | 212.6072 | 24.016 | 212.6072 | 24.016
207 | 205.4182 | 25.0089 | 205.4182 | 25.0089
208 | 199.3931 | 30.0229 | 199.3931 | 30.0229
209 | 198.0111 | 63.8535 | 198.0111 | 63.8535
210 | 202.2327 | 106.2518 | 202.2327 | 106.2518
211 | 214.37 | 110.3972 | 214.37 | 110.3972
212 | 234.2967 | 104.4118 | 234.2967 | 104.4118
213 | 253.0937 | 100.5477 | 253.0937 | 100.5477
214 | 269.2809 | 96.619 | 269.2809 | 96.619
215 | 294.4702 | 95.0719 | 294.4702 | 95.0719
216 | 299.099 | 86.7278 | 299.099 | 86.7278
217 | 287.3594 | 77.6197 | 287.3594 | 77.6197
218 | 285.9166 | 80.1631 | 285.9166 | 80.1631
219 | 284.7336 | 65.3882 | 284.7336 | 65.3882
220 | 285.9822 | 79.154 | 285.9822 | 79.154
221 | 286.3164 | 93.1769 | 286.3164 | 93.1769
222 | 282.7214 | 89.1538 | 282.7214 | 89.1538
223 | 270.8721 | 80.1111 | 270.8721 | 80.1111
224 | 260.1933 | 78.7502 | 260.1933 | 78.7502
225 | 257.4005 | 65.9507 | 257.4005 | 65.9507
226 | 259.7302 | 41.6516 | 259.7302 | 41.6516
227 | 250.4 | 32.2289 | 250.4 | 32.2289
228 | 237.0057 | 16.5802 | 237.0057 | 16.5802
229 | 223.1755 | 13.4229 | 223.1755 | 13.4229
230 | 213.452 | 18.7362 | 213.452 | 18.7362
231 | 206.5706 | 20.5844 | 206.5706 | 20.5844
232 | 198.2169 | 27.3802 | 198.2169 | 27.3802
233 | 198.2367 | 63.4904 | 198.2367 | 63.4904
234 | 201.5386 | 108.2874 | 201.5386 | 108.2874
235 | 209.5092 | 113.701 | 209.5092 | 113.701
236 | 227.5525 | 107.5312 | 227.5525 | 107.5312
237 | 244.615 | 102.6826 | 244.615 | 102.6826
238 | 260.2618 | 97.8701 | 260.2618 | 97.8701
239 | 284.0773 | 95.3216 | 284.0773 | 95.3216
240 | 286.5094 | 86.5618 | 286.5094 | 86.5618
241 | 276.8751 | 77.2083 | 276.8751 | 77.2083
242 | 274.0701 | 79.9206 | 274.0701 | 79.9206
243 | 272.6261 | 65.6351 | 272.6261 | 65.6351
244 | 276.2526 | 79.3016 | 276.2526 | 79.3016
245 | 278.8371 | 92.5286 | 278.8371 | 92.5286
246 | 273.0416 | 87.5026 | 273.0416 | 87.5026
247 | 262.9203 | 78.1138 | 262.9203 | 78.1138
248 | 254.2453 | 77.4182 | 254.2453 | 77.4182
249 | 251.3143 | 66.223 | 251.3143 | 66.223
250 | 254.2405 | 44.5539 | 254.2405 | 44.5539
251 | 245.237 | 37.7159 | 245.237 | 37.7159
252 | 233.4279 | 23.2743 | 233.4279 | 23.2743
253 | 221.1422 | 19.6262 | 221.1422 | 19.6262
254 | 212.5473 | 24.6728 | 212.5473 | 24.6728
255 | 206.3407 | 25.6955 | 206.3407 | 25.6955
256 | 197.7194 | 31.0485 | 197.7194 | 31.0485
257 | 198.1113 | 65.3856 | 198.1113 | 65.3856
258 | 200.0022 | 108.7328 | 200.0022 | 108.7328
259 | 208.7193 | 113.5123 | 208.7193 | 113.5123
260 | 223.5765 | 107.8575 | 223.5765 | 107.8575
261 | 240.1491 | 104.0075 | 240.1491 | 104.0075
262 | 256.9159 | 100.1951 | 256.9159 | 100.1951
263 | 276.5766 | 98.7928 | 276.5766 | 98.7928
264 | 282.5134 | 91.131 | 282.5134 | 91.131
265 | 273.47 | 82.7718 | 273.47 | 82.7718
266 | 271.8877 | 86.3622 | 271.8877 | 86.3622
267 | 270.6202 | 72.8271 | 270.6202 | 72.8271
268 | 271.0376 | 87.3419 | 271.0376 | 87.3419
269 | 273.0142 | 101.4002 | 273.0142 | 101.4002
270 | 266.0016 | 97.1459 | 266.0016 | 97.1459
271 | 257.3801 | 88.2323 | 257.3801 | 88.2323
272 | 251.0756 | 87.4757 | 251.0756 | 87.4757
273 | 251.9483 | 75.5911 | 251.9483 | 75.5911
274 | 255.2869 | 52.7262 | 255.2869 | 52.7262
275 | 248.2815 | 44.4951 | 248.2815 | 44.4951
276 | 234.4243 | 29.0337 | 234.4243 | 29.0337
277 | 220.3834 | 24.5826 | 220.3834 | 24.5826
278 | 212.7513 | 29.0207 | 212.7513 | 29.0207
279 | 206.4249 | 29.6433 | 206.4249 | 29.6433
280 | 200.0242 | 34.6332 | 200.0242 | 34.6332
281 | 197.4724 | 68.6837 | 197.4724 | 68.6837
282 | 200.8436 | 111.9104 | 200.8436 | 111.9104
283 | 209.2622 | 116.5679 | 209.2622 | 116.5679
284 | 227.8565 | 110.5953 | 227.8565 | 110.5953
285 | 245.4575 | 106.5439 | 245.4575 | 106.5439
286 | 260.2688 | 102.4222 | 260.2688 | 102.4222
287 | 281.7469 | 101.0582 | 281.7469 | 101.0582
288 | 287.4172 | 93.0716 | 287.4172 | 93.0716
289 | 276.1026 | 84.1805 | 276.1026 | 84.1805
290 | 272.2858 | 86.9963 | 272.2858 | 86.9963
291 | 273.0123 | 72.7193 | 273.0123 | 72.7193
292 | 273.6038 | 86.4411 | 273.6038 | 86.4411
293 | 278.4582 | 99.5703 | 278.4582 | 99.5703
294 | 274.716 | 94.3386 | 274.716 | 94.3386
295 | 263.5651 | 84.2532 | 263.5651 | 84.2532
296 | 257.101 | 82.6441 | 257.101 | 82.6441
297 | 255.1221 | 70.2191 | 255.1221 | 70.2191
298 | 253.6187 | 47.2988 | 253.6187 | 47.2988
299 | 246.2245 | 39.7841 | 246.2245 | 39.7841
300 | 232.168 | 25.5043 | 232.168 | 25.5043
301 | 218.2518 | 22.3895 | 218.2518 | 22.3895
302 | 210.4934 | 27.2815 | 210.4934 | 27.2815
303 | 203.37 | 28.09 | 203.37 | 28.09
304 | 194.7703 | 33.3664 | 194.7703 | 33.3664
305 | 194.561 | 67.7744 | 194.561 | 67.7744
306 | 200.2699 | 111.3472 | 200.2699 | 111.3472
307 | 211.1316 | 116.2998 | 211.1316 | 116.2998
308 | 234.8932 | 110.2009 | 234.8932 | 110.2009
309 | 256.2311 | 106.1382 | 256.2311 | 106.1382
310 | 269.7523 | 102.401 | 269.7523 | 102.401
311 | 293.7494 | 101.2837 | 293.7494 | 101.2837
312 | 292.0604 | 93.6744 | 292.0604 | 93.6744
313 | 278.3073 | 85.1933 | 278.3073 | 85.1933
314 | 274.931 | 87.6999 | 274.931 | 87.6999
315 | 276.5574 | 73.3562 | 276.5574 | 73.3562
316 | 275.358 | 87.4355 | 275.358 | 87.4355
317 | 278.5393 | 101.2129 | 278.5393 | 101.2129
318 | 273.6438 | 96.6281 | 273.6438 | 96.6281
319 | 260.5351 | 87.3811 | 260.5351 | 87.3811
320 | 251.6705 | 86.6728 | 251.6705 | 86.6728
321 | 249.3687 | 74.8833 | 249.3687 | 74.8833
322 | 253.4725 | 51.6949 | 253.4725 | 51.6949
323 | 245.2841 | 43.0936 | 245.2841 | 43.0936
324 | 227.8612 | 27.5882 | 227.8612 | 27.5882
325 | 213.2567 | 23.8081 | 213.2567 | 23.8081
326 | 206.502 | 28.4135 | 206.502 | 28.4135
327 | 198.7146 | 28.9794 | 198.7146 | 28.9794
328 | 190.5949 | 34.0729 | 190.5949 | 34.0729
329 | 190.4315 | 68.6511 | 190.4315 | 68.6511
330 | 197.2734 | 112.1898 | 197.2734 | 112.1898
331 | 207.3401 | 117.0871 | 207.3401 | 117.0871
332 | 230.7276 | 110.9457 | 230.7276 | 110.9457
333 | 252.4989 | 105.7424 | 252.4989 | 105.7424
334 | 269.3946 | 100.5682 | 269.3946 | 100.5682
335 | 288.2792 | 96.9784 | 288.2792 | 96.9784
336 | 292.3904 | 88.0244 | 292.3904 | 88.0244
337 | 277.5543 | 80.0156 | 277.5543 | 80.0156
338 | 274.9693 | 83.8769 | 274.9693 | 83.8769
339 | 275.156 | 70.722 | 275.156 | 70.722
340 | 274.5357 | 86.1078 | 274.5357 | 86.1078
341 | 276.7871 | 100.2838 | 276.7871 | 100.2838
342 | 272.4368 | 95.7004 | 272.4368 | 95.7004
343 | 259.997 | 86.4548 | 259.997 | 86.4548
344 | 251.3916 | 85.7309 | 251.3916 | 85.7309
345 | 250.1508 | 74.469 | 250.1508 | 74.469
346 | 254.141 | 52.5616 | 254.141 | 52.5616
347 | 243.3399 | 45.325 | 243.3399 | 45.325
348 | 227.4515 | 30.4196 | 227.4515 | 30.4196
349 | 214.5828 | 26.1217 | 214.5828 | 26.1217
350 | 205.85 | 30.5286 | 205.85 | 30.5286
351 | 199.0922 | 31.147 | 199.0922 | 31.147
352 | 192.4109 | 35.9979 | 192.4109 | 35.9979
353 | 192.3224 | 69.7575 | 192.3224 | 69.7575
354 | 198.5456 | 112.343 | 198.5456 | 112.343
355 | 209.7867 | 116.3877 | 209.7867 | 116.3877
356 | 231.9163 | 109.9782 | 231.9163 | 109.9782
357 | 252.7354 | 106.2758 | 252.7354 | 106.2758
358 | 271.3039 | 102.5854 | 271.3039 | 102.5854
359 | 290.8052 | 101.4284 | 290.8052 | 101.4284
360 | 291.4576 | 93.5042 | 291.4576 | 93.5042
361 | 280.1765 | 84.694 | 280.1765 | 84.694
362 | 274.7866 | 87.802 | 274.7866 | 87.802
363 | 275.2524 | 73.7506 | 275.2524 | 73.7506
364 | 275.2438 | 87.6228 | 275.2438 | 87.6228
365 | 279.4688 | 101.0512 | 279.4688 | 101.0512
366 | 273.7195 | 96.2337 | 273.7195 | 96.2337
367 | 261.6744 | 86.0094 | 261.6744 | 86.0094
368 | 252.8853 | 83.8527 | 252.8853 | 83.8527
369 | 249.8771 | 70.978 | 249.8771 | 70.978
370 | 254.787 | 47.5655 | 254.787 | 47.5655
371 | 246.2955 | 39.1855 | 246.2955 | 39.1855
372 | 231.2642 | 24.0914 | 231.2642 | 24.0914
373 | 216.9678 | 20.3582 | 216.9678 | 20.3582
374 | 206.9084 | 25.2601 | 206.9084 | 25.2601
375 | 200.8319 | 26.2984 | 200.8319 | 26.2984
376 | 193.1286 | 31.6415 | 193.1286 | 31.6415
377 | 191.9523 | 65.9572 | 191.9523 | 65.9572
378 | 196.5503 | 109.0477 | 196.5503 | 109.0477
379 | 206.1683 | 113.3861 | 206.1683 | 113.3861
380 | 227.2752 | 107.073 | 227.2752 | 107.073
381 | 247.5325 | 102.6103 | 247.5325 | 102.6103
382 | 264.1714 | 98.1694 | 264.1714 | 98.1694
383 | 285.5202 | 96.0436 | 285.5202 | 96.0436
384 | 288.3474 | 87.3576 | 288.3474 | 87.3576
385 | 274.4766 | 77.614 | 274.4766 | 77.614
386 | 271.0354 | 79.6156 | 271.0354 | 79.6156
387 | 271.6384 | 64.9499 | 271.6384 | 64.9499
388 | 273.5289 | 78.6519 | 273.5289 | 78.6519
389 | 271.3996 | 91.8661 | 271.3996 | 91.8661
390 | 268.7802 | 86.7068 | 268.7802 | 86.7068
391 | 259.0657 | 76.681 | 259.0657 | 76.681
392 | 245.7771 | 74.9868 | 245.7771 | 74.9868
393 | 243.3939 | 62.2979 | 243.3939 | 62.2979
394 | 248.9075 | 38.8258 | 248.9075 | 38.8258
395 | 243.2466 | 30.8884 | 243.2466 | 30.8884
396 | 230.163 | 16.5249 | 230.163 | 16.5249
397 | 216.132 | 13.2853 | 216.132 | 13.2853
398 | 208.5376 | 18.4241 | 208.5376 | 18.4241
399 | 202.0417 | 19.8667 | 202.0417 | 19.8667
400 | 194.2831 | 25.9134 | 194.2831 | 25.9134
401 | 192.9823 | 61.015 | 192.9823 | 61.015
402 | 196.1142 | 105.1694 | 196.1142 | 105.1694
403 | 202.247 | 110.5348 | 202.247 | 110.5348
404 | 221.2085 | 104.6856 | 221.2085 | 104.6856
405 | 238.8855 | 99.5037 | 238.8855 | 99.5037
406 | 255.3371 | 93.8244 | 255.3371 | 93.8244
407 | 278.6054 | 90.6389 | 278.6054 | 90.6389
408 | 283.9464 | 80.6252 | 283.9464 | 80.6252
409 | 272.9127 | 70.7851 | 272.9127 | 70.7851
410 | 269.8447 | 74.4251 | 269.8447 | 74.4251
411 | 268.5903 | 61.5326 | 268.5903 | 61.5326
412 | 270.6611 | 76.4857 | 270.6611 | 76.4857
413 | 272.2574 | 90.8916 | 272.2574 | 90.8916
414 | 264.9876 | 86.8642 | 264.9876 | 86.8642
415 | 254.4417 | 78.0102 | 254.4417 | 78.0102
416 | 246.3286 | 77.4522 | 246.3286 | 77.4522
417 | 245.4471 | 66.7904 | 245.4471 | 66.7904
418 | 251.1031 | 45.1908 | 251.1031 | 45.1908
419 | 242.1043 | 38.1415 | 242.1043 | 38.1415
420 | 227.5862 | 23.9567 | 227.5862 | 23.9567
421 | 215.9362 | 20.3383 | 215.9362 | 20.3383
422 | 207.9835 | 24.9267 | 207.9835 | 24.9267
423 | 201.7526 | 24.9167 | 201.7526 | 24.9167
424 | 193.791 | 28.9193 | 193.791 | 28.9193
425 | 193.1841 | 61.8888 | 193.1841 | 61.8888
426 | 194.7754 | 104.3835 | 194.7754 | 104.3835
427 | 202.5733 | 108.458 | 202.5733 | 108.458
428 | 218.6307 | 102.2613 | 218.6307 | 102.2613
429 | 234.5048 | 97.4765 | 234.5048 | 97.4765
430 | 250.8834 | 93.091 | 250.8834 | 93.091
431 | 272.6736 | 91.9398 | 272.6736 | 91.9398
432 | 277.4846 | 84.5432 | 277.4846 | 84.5432
433 | 268.1618 | 76.387 | 268.1618 | 76.387
434 | 264.4764 | 80.1036 | 264.4764 | 80.1036
435 | 266.0415 | 66.8252 | 266.0415 | 66.8252
436 | 267.8141 | 81.3741 | 267.8141 | 81.3741
437 | 268.8523 | 95.0352 | 268.8523 | 95.0352
438 | 265.8412 | 89.9652 | 265.8412 | 89.9652
439 | 257.0163 | 79.8274 | 257.0163 | 79.8274
440 | 249.9342 | 78.2381 | 249.9342 | 78.2381
441 | 250.1391 | 65.7577 | 250.1391 | 65.7577
442 | 252.2822 | 42.0005 | 252.2822 | 42.0005
443 | 241.4779 | 32.9467 | 241.4779 | 32.9467
444 | 226.6437 | 17.4867 | 226.6437 | 17.4867
445 | 213.9242 | 13.4867 | 213.9242 | 13.4867
446 | 205.8879 | 18.0468 | 205.8879 | 18.0468
447 | 200.1261 | 18.8879 | 200.1261 | 18.8879
448 | 194.3192 | 24.4111 | 194.3192 | 24.4111
449 | 191.0306 | 59.1312 | 191.0306 | 59.1312
450 | 194.2097 | 102.8742 | 194.2097 | 102.8742
451 | 203.4235 | 107.9289 | 203.4235 | 107.9289
452 | 222.0822 | 102.4641 | 222.0822 | 102.4641
453 | 241.3263 | 99.1036 | 241.3263 | 99.1036
454 | 257.3179 | 96.0459 | 257.3179 | 96.0459
455 | 279.6087 | 95.801 | 279.6087 | 95.801
456 | 281.4462 | 88.962 | 281.4462 | 88.962
457 | 272.3392 | 81.3434 | 272.3392 | 81.3434
458 | 267.228 | 85.5976 | 267.228 | 85.5976
459 | 269.8404 | 72.6753 | 269.8404 | 72.6753
460 | 269.33 | 87.6852 | 269.33 | 87.6852
461 | 272.5897 | 102.0967 | 272.5897 | 102.0967
462 | 269.5944 | 97.875 | 269.5944 | 97.875
463 | 260.8639 | 88.4961 | 260.8639 | 88.4961
464 | 250.9309 | 87.0771 | 250.9309 | 87.0771
465 | 250.9105 | 74.34 | 250.9105 | 74.34
466 | 252.5881 | 50.3799 | 252.5881 | 50.3799
467 | 242.6564 | 41.346 | 242.6564 | 41.346
468 | 231.4106 | 25.6731 | 231.4106 | 25.6731
469 | 217.9097 | 21.7313 | 217.9097 | 21.7313
470 | 210.113 | 26.5311 | 210.113 | 26.5311
471 | 204.4412 | 27.5708 | 204.4412 | 27.5708
472 | 199.5273 | 32.7777 | 199.5273 | 32.7777
473 | 197.1477 | 66.8481 | 197.1477 | 66.8481
474 | 201.8467 | 109.9896 | 201.8467 | 109.9896
475 | 213.9717 | 114.3252 | 213.9717 | 114.3252
476 | 239.3484 | 108.249 | 239.3484 | 108.249
477 | 262.1232 | 104.1111 | 262.1232 | 104.1111
478 | 278.0012 | 99.8249 | 278.0012 | 99.8249
479 | 301.2071 | 97.5686 | 301.2071 | 97.5686
480 | 303.6339 | 88.2627 | 303.6339 | 88.2627
481 | 287.3119 | 79.346 | 287.3119 | 79.346
482 | 286.6967 | 82.9109 | 286.6967 | 82.9109
483 | 290.2578 | 69.8453 | 290.2578 | 69.8453
484 | 286.6961 | 84.9772 | 286.6961 | 84.9772
485 | 288.0906 | 99.383 | 288.0906 | 99.383
486 | 285.1274 | 95.4904 | 285.1274 | 95.4904
487 | 269.8085 | 86.5258 | 269.8085 | 86.5258
488 | 259.2763 | 85.7422 | 259.2763 | 85.7422
489 | 257.6945 | 73.9456 | 257.6945 | 73.9456
490 | 259.5808 | 50.9033 | 259.5808 | 50.9033
491 | 247.73 | 42.7744 | 247.73 | 42.7744
492 | 231.1595 | 27.835 | 231.1595 | 27.835
493 | 217.8957 | 24.1074 | 217.8957 | 24.1074
494 | 210.4439 | 29.171 | 210.4439 | 29.171
495 | 205.5812 | 30.4122 | 205.5812 | 30.4122
496 | 199.4792 | 35.8688 | 199.4792 | 35.8688
497 | 197.5044 | 70.2044 | 197.5044 | 70.2044
498 | 201.5592 | 113.4396 | 201.5592 | 113.4396
499 | 212.4246 | 118.0545 | 212.4246 | 118.0545
500 | 236.3212 | 112.0734 | 236.3212 | 112.0734
501 | 258.0127 | 108.1057 | 258.0127 | 108.1057
502 | 276.408 | 103.8933 | 276.408 | 103.8933
503 | 295.898 | 102.3859 | 295.898 | 102.3859
504 | 300.5542 | 94.6079 | 300.5542 | 94.6079
505 | 285.382 | 85.904 | 285.382 | 85.904
506 | 282.3808 | 88.6475 | 282.3808 | 88.6475
507 | 283.2155 | 74.5166 | 283.2155 | 74.5166
508 | 282.2626 | 88.6271 | 282.2626 | 88.6271
509 | 281.3893 | 102.179 | 281.3893 | 102.179
510 | 278.8595 | 97.3175 | 278.8595 | 97.3175
511 | 266.5306 | 87.4124 | 266.5306 | 87.4124
512 | 258.1806 | 85.6358 | 258.1806 | 85.6358
513 | 258.0775 | 72.6419 | 258.0775 | 72.6419
514 | 258.0595 | 48.6436 | 258.0595 | 48.6436
515 | 247.2059 | 39.9345 | 247.2059 | 39.9345
516 | 230.7007 | 25.5157 | 230.7007 | 25.5157
517 | 217.7496 | 22.6534 | 217.7496 | 22.6534
518 | 210.7983 | 28.0192 | 210.7983 | 28.0192
519 | 204.9756 | 29.2958 | 204.9756 | 29.2958
520 | 200.5275 | 34.6843 | 200.5275 | 34.6843
521 | 199.0964 | 68.7107 | 199.0964 | 68.7107
522 | 203.3612 | 111.6465 | 203.3612 | 111.6465
523 | 215.2315 | 115.8217 | 215.2315 | 115.8217
524 | 238.4924 | 109.398 | 238.4924 | 109.398
525 | 259.569 | 104.8402 | 259.569 | 104.8402
526 | 277.4669 | 100.2618 | 277.4669 | 100.2618
527 | 297.6379 | 98.2679 | 297.6379 | 98.2679
528 | 295.5341 | 89.4954 | 295.5341 | 89.4954
529 | 281.4001 | 79.5276 | 281.4001 | 79.5276
530 | 276.334 | 81.9037 | 276.334 | 81.9037
531 | 281.8801 | 67.5529 | 281.8801 | 67.5529
532 | 281.6595 | 82.3997 | 281.6595 | 82.3997
533 | 281.8085 | 96.6892 | 281.8085 | 96.6892
534 | 273.5277 | 92.1015 | 273.5277 | 92.1015
535 | 263.1403 | 82.385 | 263.1403 | 82.385
536 | 255.6423 | 80.9149 | 255.6423 | 80.9149
537 | 255.4015 | 68.4402 | 255.4015 | 68.4402
538 | 256.0923 | 44.8873 | 256.0923 | 44.8873
539 | 245.7091 | 36.4945 | 245.7091 | 36.4945
540 | 230.255 | 21.8785 | 230.255 | 21.8785
541 | 216.7815 | 18.1736 | 216.7815 | 18.1736
542 | 208.861 | 22.6897 | 208.861 | 22.6897
543 | 204.2775 | 23.6457 | 204.2775 | 23.6457
544 | 198.7123 | 29.2087 | 198.7123 | 29.2087
545 | 195.2463 | 63.8691 | 195.2463 | 63.8691
546 | 198.7811 | 107.6008 | 198.7811 | 107.6008
547 | 209.0918 | 112.7038 | 209.0918 | 112.7038
548 | 230.8403 | 107.4206 | 230.8403 | 107.4206
549 | 250.1447 | 104.0146 | 250.1447 | 104.0146
550 | 270.5865 | 100.2916 | 270.5865 | 100.2916
551 | 287.9644 | 98.9247 | 287.9644 | 98.9247
552 | 290.4759 | 90.8572 | 290.4759 | 90.8572
553 | 277.9124 | 81.9817 | 277.9124 | 81.9817
554 | 274.8845 | 85.0231 | 274.8845 | 85.0231
555 | 277.1348 | 71.0922 | 277.1348 | 71.0922
556 | 275.8383 | 85.5276 | 275.8383 | 85.5276
557 | 277.0629 | 99.6752 | 277.0629 | 99.6752
558 | 270.4066 | 95.3415 | 270.4066 | 95.3415
559 | 262.6295 | 85.8307 | 262.6295 | 85.8307
560 | 252.01 | 84.3222 | 252.01 | 84.3222
561 | 251.8038 | 71.6461 | 251.8038 | 71.6461
562 | 253.7689 | 47.8137 | 253.7689 | 47.8137
563 | 245.4323 | 39.2295 | 245.4323 | 39.2295
564 | 230.8499 | 24.3766 | 230.8499 | 24.3766
565 | 218.2169 | 21.1596 | 218.2169 | 21.1596
566 | 211.1798 | 26.1112 | 211.1798 | 26.1112
567 | 205.702 | 27.2318 | 205.702 | 27.2318
568 | 198.8096 | 32.826 | 198.8096 | 32.826
569 | 196.6987 | 67.4212 | 196.6987 | 67.4212
570 | 198.8286 | 110.6252 | 198.8286 | 110.6252
571 | 206.5363 | 114.8075 | 206.5363 | 114.8075
572 | 225.0737 | 108.4816 | 225.0737 | 108.4816
573 | 240.819 | 103.7267 | 240.819 | 103.7267
574 | 256.3404 | 98.9198 | 256.3404 | 98.9198
575 | 276.9711 | 96.6763 | 276.9711 | 96.6763
576 | 280.7853 | 88.379 | 280.7853 | 88.379
577 | 270.0109 | 79.7503 | 270.0109 | 79.7503
578 | 265.7613 | 83.1265 | 265.7613 | 83.1265
579 | 268.1906 | 69.6368 | 268.1906 | 69.6368
580 | 269.7984 | 84.5587 | 269.7984 | 84.5587
581 | 269.5477 | 99.1135 | 269.5477 | 99.1135
582 | 262.6083 | 95.1727 | 262.6083 | 95.1727
583 | 251.643 | 85.9442 | 251.643 | 85.9442
584 | 244.3175 | 84.5478 | 244.3175 | 84.5478
585 | 247.7131 | 71.7624 | 247.7131 | 71.7624
586 | 251.7912 | 47.6478 | 251.7912 | 47.6478
587 | 240.5927 | 38.4592 | 240.5927 | 38.4592
588 | 226.3358 | 23.0502 | 226.3358 | 23.0502
589 | 214.5836 | 19.1581 | 214.5836 | 19.1581
590 | 208.1959 | 24.0969 | 208.1959 | 24.0969
591 | 202.7536 | 25.1791 | 202.7536 | 25.1791
592 | 195.5157 | 30.5109 | 195.5157 | 30.5109
593 | 193.3065 | 65.7572 | 193.3065 | 65.7572
594 | 196.0368 | 110.3656 | 196.0368 | 110.3656
595 | 204.982 | 115.8969 | 204.982 | 115.8969
596 | 220.1574 | 110.5158 | 220.1574 | 110.5158
597 | 235.1791 | 106.6333 | 235.1791 | 106.6333
598 | 252.7052 | 102.2407 | 252.7052 | 102.2407
599 | 272.2118 | 100.0283 | 272.2118 | 100.0283
600 | 272.9809 | 91.3438 | 272.9809 | 91.3438
601 | 264.4589 | 82.2498 | 264.4589 | 82.2498
602 | 259.6175 | 85.1777 | 259.6175 | 85.1777
603 | 262.9293 | 71.0468 | 262.9293 | 71.0468
604 | 264.8537 | 84.9062 | 264.8537 | 84.9062
605 | 265.8654 | 98.3319 | 265.8654 | 98.3319
606 | 259.8232 | 93.4037 | 259.8232 | 93.4037
607 | 250.6901 | 83.7539 | 250.6901 | 83.7539
608 | 244.9031 | 82.6796 | 244.9031 | 82.6796
609 | 246.197 | 70.9326 | 246.197 | 70.9326
610 | 248.4367 | 48.7599 | 248.4367 | 48.7599
611 | 239.5714 | 41.7517 | 239.5714 | 41.7517
612 | 225.8074 | 27.2293 | 225.8074 | 27.2293
613 | 212.3873 | 23.4364 | 212.3873 | 23.4364
614 | 205.1906 | 28.3327 | 205.1906 | 28.3327
615 | 200.4677 | 29.3497 | 200.4677 | 29.3497
616 | 194.6658 | 34.7566 | 194.6658 | 34.7566
617 | 191.7761 | 69.2412 | 191.7761 | 69.2412
618 | 195.2125 | 112.7601 | 195.2125 | 112.7601
619 | 205.1366 | 117.5694 | 205.1366 | 117.5694
620 | 224.0772 | 111.8861 | 224.0772 | 111.8861
621 | 242.0738 | 107.9979 | 242.0738 | 107.9979
622 | 258.3778 | 103.9117 | 258.3778 | 103.9117
623 | 277.6421 | 102.2895 | 277.6421 | 102.2895
624 | 279.8258 | 93.9397 | 279.8258 | 93.9397
625 | 267.1354 | 85.0089 | 267.1354 | 85.0089
626 | 264.6641 | 88.1396 | 264.6641 | 88.1396
627 | 266.5055 | 74.4797 | 266.5055 | 74.4797
628 | 266.837 | 89.081 | 266.837 | 89.081
629 | 270.5205 | 103.3025 | 270.5205 | 103.3025
630 | 265.744 | 99.2354 | 265.744 | 99.2354
631 | 254.2178 | 90.4466 | 254.2178 | 90.4466
632 | 248.9063 | 89.6489 | 248.9063 | 89.6489
633 | 250.3095 | 77.6381 | 250.3095 | 77.6381
634 | 253.9778 | 54.5135 | 253.9778 | 54.5135
635 | 242.4344 | 46.1336 | 242.4344 | 46.1336
636 | 224.757 | 30.4409 | 224.757 | 30.4409
637 | 212.561 | 25.7543 | 212.561 | 25.7543
638 | 205.4296 | 29.981 | 205.4296 | 29.981
639 | 201.303 | 30.5526 | 201.303 | 30.5526
640 | 196.0888 | 35.4531 | 196.0888 | 35.4531
641 | 193.7521 | 69.5377 | 193.7521 | 69.5377
642 | 197.2227 | 112.787 | 197.2227 | 112.787
643 | 209.5318 | 117.4162 | 209.5318 | 117.4162
644 | 233.662 | 111.7386 | 233.662 | 111.7386
645 | 257.9439 | 108.2362 | 257.9439 | 108.2362
646 | 275.6233 | 104.7373 | 275.6233 | 104.7373
647 | 299.827 | 103.5719 | 299.827 | 103.5719
648 | 300.0305 | 95.5838 | 300.0305 | 95.5838
649 | 287.6853 | 86.5863 | 287.6853 | 86.5863
650 | 283.211 | 89.6164 | 283.211 | 89.6164
651 | 284.4212 | 76.0557 | 284.4212 | 76.0557
652 | 284.6237 | 90.5322 | 284.6237 | 90.5322
653 | 284.2203 | 104.3834 | 284.2203 | 104.3834
654 | 278.1802 | 99.5659 | 278.1802 | 99.5659
655 | 265.8776 | 90.0352 | 265.8776 | 90.0352
656 | 260.0585 | 88.863 | 260.0585 | 88.863
657 | 261.445 | 76.6224 | 261.445 | 76.6224
658 | 259.7925 | 53.322 | 259.7925 | 53.322
659 | 245.0963 | 45.0881 | 245.0963 | 45.0881
660 | 220.7532 | 29.9316 | 220.7532 | 29.9316
661 | 207.9278 | 25.5713 | 207.9278 | 25.5713
662 | 200.0042 | 29.8817 | 200.0042 | 29.8817
663 | 196.2904 | 30.4178 | 196.2904 | 30.4178
664 | 192.2533 | 35.2815 | 192.2533 | 35.2815
665 | 188.3677 | 69.2001 | 188.3677 | 69.2001
666 | 191.9653 | 112.3998 | 191.9653 | 112.3998
667 | 203.6256 | 116.975 | 203.6256 | 116.975
668 | 226.0591 | 111.0932 | 226.0591 | 111.0932
669 | 249.2413 | 107.1042 | 249.2413 | 107.1042
670 | 266.9262 | 102.7528 | 266.9262 | 102.7528
671 | 286.4666 | 100.4496 | 286.4666 | 100.4496
672 | 287.0418 | 91.7651 | 287.0418 | 91.7651
673 | 273.4235 | 82.935 | 273.4235 | 82.935
674 | 271.5413 | 86.1806 | 271.5413 | 86.1806
675 | 272.5939 | 72.664 | 272.5939 | 72.664
676 | 272.8388 | 87.1561 | 272.8388 | 87.1561
677 | 272.8653 | 101.0526 | 272.8653 | 101.0526
678 | 267.2865 | 96.4494 | 267.2865 | 96.4494
679 | 255.4016 | 86.9655 | 255.4016 | 86.9655
680 | 246.9862 | 86.1919 | 246.9862 | 86.1919
681 | 249.7355 | 75.3117 | 249.7355 | 75.3117
682 | 250.5047 | 53.2198 | 250.5047 | 53.2198
683 | 238.4724 | 44.9633 | 238.4724 | 44.9633
684 | 221.9977 | 28.9287 | 221.9977 | 28.9287
685 | 209.5556 | 23.8719 | 209.5556 | 23.8719
686 | 201.4588 | 27.6262 | 201.4588 | 27.6262
687 | 197.9184 | 27.6744 | 197.9184 | 27.6744
688 | 191.418 | 32.1564 | 191.418 | 32.1564
689 | 187.7823 | 65.9885 | 187.7823 | 65.9885
690 | 193.695 | 109.0577 | 193.695 | 109.0577
691 | 205.1192 | 113.6911 | 205.1192 | 113.6911
692 | 226.4451 | 108.0192 | 226.4451 | 108.0192
693 | 247.1694 | 104.4799 | 247.1694 | 104.4799
694 | 261.3368 | 100.4249 | 261.3368 | 100.4249
695 | 280.3962 | 99.085 | 280.3962 | 99.085
696 | 281.7401 | 91.5339 | 281.7401 | 91.5339
697 | 268.7767 | 83.2187 | 268.7767 | 83.2187
698 | 265.7345 | 86.5792 | 265.7345 | 86.5792
699 | 267.6362 | 73.1633 | 267.6362 | 73.1633
700 | 266.2183 | 87.9434 | 266.2183 | 87.9434
701 | 266.1685 | 101.9719 | 266.1685 | 101.9719
702 | 262.764 | 97.1416 | 262.764 | 97.1416
703 | 250.0423 | 87.3131 | 250.0423 | 87.3131
704 | 241.1028 | 85.8756 | 241.1028 | 85.8756
705 | 244.4278 | 73.6931 | 244.4278 | 73.6931
706 | 246.2926 | 50.4664 | 246.2926 | 50.4664
707 | 234.7989 | 42.0467 | 234.7989 | 42.0467
708 | 224.93 | 44.1686 | 224.93 | 44.1686
709 | 212.0353 | 43.3616 | 212.0353 | 43.3616
710 | 204.6139 | 43.8005 | 204.6139 | 43.8005
711 | 199.4969 | 46.0702 | 199.4969 | 46.0702
712 | 195.2144 | 56.7238 | 195.2144 | 56.7238
713 | 191.5587 | 87.0777 | 191.5587 | 87.0777
714 | 196.8158 | 126.2772 | 196.8158 | 126.2772
715 | 207.5915 | 133.3067 | 207.5915 | 133.3067
716 | 228.3897 | 123.7043 | 228.3897 | 123.7043
717 | 247.225 | 118.2068 | 247.225 | 118.2068
718 | 264.9517 | 116.8893 | 264.9517 | 116.8893
719 | 282.2173 | 109.5074 | 282.2173 | 109.5074
720 | 287.0285 | 102.9811 | 287.0285 | 102.9811
721 | 274.2158 | 96.2091 | 274.2158 | 96.2091
722 | 272.9995 | 97.3414 | 272.9995 | 97.3414
723 | 273.4068 | 89.618 | 273.4068 | 89.618
724 | 273.442 | 98.1713 | 273.442 | 98.1713
725 | 277.7365 | 113.7684 | 277.7365 | 113.7684
726 | 274.507 | 112.031 | 274.507 | 112.031
727 | 258.2303 | 102.3309 | 258.2303 | 102.3309
728 | 248.0658 | 105.6298 | 248.0658 | 105.6298
729 | 252.3629 | 92.7094 | 252.3629 | 92.7094
730 | 252.7528 | 69.5131 | 252.7528 | 69.5131
731 | 240.1451 | 63.4389 | 240.1451 | 63.4389
732 | 225.164 | 48.5756 | 225.164 | 48.5756
733 | 211.3313 | 48.2003 | 211.3313 | 48.2003
734 | 204.0541 | 48.9259 | 204.0541 | 48.9259
735 | 202.0453 | 51.2858 | 202.0453 | 51.2858
736 | 196.1106 | 62.165 | 196.1106 | 62.165
737 | 193.0528 | 93.1148 | 193.0528 | 93.1148
738 | 195.1958 | 133.2066 | 195.1958 | 133.2066
739 | 203.3882 | 140.9481 | 203.3882 | 140.9481
740 | 220.6082 | 131.9803 | 220.6082 | 131.9803
741 | 241.1414 | 127.3914 | 241.1414 | 127.3914
742 | 260.3956 | 126.3895 | 260.3956 | 126.3895
743 | 277.3901 | 118.5341 | 277.3901 | 118.5341
744 | 283.9522 | 111.2475 | 283.9522 | 111.2475
745 | 270.5516 | 103.8666 | 270.5516 | 103.8666
746 | 267.4454 | 104.7959 | 267.4454 | 104.7959
747 | 266.3974 | 96.7697 | 266.3974 | 96.7697
748 | 267.194 | 105.0847 | 267.194 | 105.0847
749 | 271.1291 | 121.0909 | 271.1291 | 121.0909
750 | 264.6985 | 120.0042 | 264.6985 | 120.0042
751 | 253.7881 | 110.3814 | 253.7881 | 110.3814
752 | 249.3636 | 113.5032 | 249.3636 | 113.5032
753 | 252.1799 | 100.0513 | 252.1799 | 100.0513
754 | 250.4493 | 75.853 | 250.4493 | 75.853
755 | 238.4903 | 68.4934 | 238.4903 | 68.4934
756 | 223.8702 | 52.6573 | 223.8702 | 52.6573
757 | 211.4156 | 51.6441 | 211.4156 | 51.6441
758 | 203.2442 | 51.7447 | 203.2442 | 51.7447
759 | 200.8177 | 53.5183 | 200.8177 | 53.5183
760 | 197.2158 | 63.7016 | 197.2158 | 63.7016
761 | 192.1992 | 93.8107 | 192.1992 | 93.8107
762 | 194.4927 | 132.8458 | 194.4927 | 132.8458
763 | 203.5788 | 139.7594 | 203.5788 | 139.7594
764 | 219.9648 | 130.2149 | 219.9648 | 130.2149
765 | 236.022 | 125.2491 | 236.022 | 125.2491
766 | 251.6528 | 124.1957 | 251.6528 | 124.1957
767 | 270.3331 | 116.9781 | 270.3331 | 116.9781
768 | 274.259 | 110.4163 | 274.259 | 110.4163
769 | 266.1597 | 103.5831 | 266.1597 | 103.5831
770 | 261.4316 | 104.8861 | 261.4316 | 104.8861
771 | 261.1075 | 97.298 | 261.1075 | 97.298
772 | 262.3507 | 105.9061 | 262.3507 | 105.9061
773 | 267.4313 | 121.6128 | 267.4313 | 121.6128
774 | 264.349 | 119.4952 | 264.349 | 119.4952
775 | 254.7311 | 109.5761 | 254.7311 | 109.5761
776 | 250.7097 | 112.8782 | 250.7097 | 112.8782
777 | 256.4786 | 99.6872 | 256.4786 | 99.6872
778 | 253.213 | 75.9658 | 253.213 | 75.9658
779 | 239.7177 | 69.1732 | 239.7177 | 69.1732
780 | 224.1817 | 53.4498 | 224.1817 | 53.4498
781 | 212.2358 | 52.0919 | 212.2358 | 52.0919
782 | 205.1693 | 51.9412 | 205.1693 | 51.9412
783 | 202.2063 | 53.6987 | 202.2063 | 53.6987
784 | 197.2585 | 64.1236 | 197.2585 | 64.1236
785 | 193.6356 | 94.7707 | 193.6356 | 94.7707
786 | 195.5453 | 134.1795 | 195.5453 | 134.1795
787 | 204.5962 | 141.6858 | 204.5962 | 141.6858
788 | 224.3791 | 132.689 | 224.3791 | 132.689
789 | 242.9083 | 128.2869 | 242.9083 | 128.2869
790 | 257.8651 | 127.6427 | 257.8651 | 127.6427
791 | 277.4141 | 120.467 | 277.4141 | 120.467
792 | 283.5705 | 113.8408 | 283.5705 | 113.8408
793 | 269.8357 | 106.9238 | 269.8357 | 106.9238
794 | 268.1651 | 108.4266 | 268.1651 | 108.4266
795 | 268.5908 | 100.948 | 268.5908 | 100.948
796 | 269.3059 | 108.3062 | 269.3059 | 108.3062
797 | 274.0981 | 123.2654 | 274.0981 | 123.2654
798 | 268.8952 | 121.1704 | 268.8952 | 121.1704
799 | 256.2943 | 110.8292 | 256.2943 | 110.8292
800 | 250.9467 | 113.4742 | 250.9467 | 113.4742
801 | 255.883 | 99.8354 | 255.883 | 99.8354
802 | 252.4575 | 75.9625 | 252.4575 | 75.9625
803 | 239.7874 | 69.1861 | 239.7874 | 69.1861
804 | 222.4785 | 53.6753 | 222.4785 | 53.6753
805 | 211.4385 | 52.7652 | 211.4385 | 52.7652
806 | 204.158 | 52.9302 | 204.158 | 52.9302
807 | 201.2499 | 54.7973 | 201.2499 | 54.7973
808 | 197.7017 | 65.6732 | 197.7017 | 65.6732
809 | 194.9978 | 96.5264 | 194.9978 | 96.5264
810 | 197.0993 | 136.4056 | 197.0993 | 136.4056
811 | 209.7138 | 143.9989 | 209.7138 | 143.9989
812 | 234.4017 | 134.8571 | 234.4017 | 134.8571
813 | 254.9282 | 129.9653 | 254.9282 | 129.9653
814 | 273.8638 | 128.6124 | 273.8638 | 128.6124
815 | 295.1607 | 120.4798 | 295.1607 | 120.4798
816 | 297.8894 | 112.7133 | 297.8894 | 112.7133
817 | 280.473 | 104.5077 | 280.473 | 104.5077
818 | 277.1735 | 104.5704 | 277.1735 | 104.5704
819 | 280.6185 | 96.338 | 280.6185 | 96.338
820 | 280.8283 | 104.1021 | 280.8283 | 104.1021
821 | 281.9171 | 119.435 | 281.9171 | 119.435
822 | 278.6642 | 117.3658 | 278.6642 | 117.3658
823 | 259.5049 | 107.3081 | 259.5049 | 107.3081
824 | 253.9628 | 110.359 | 253.9628 | 110.359
825 | 260.9617 | 97.0134 | 260.9617 | 97.0134
826 | 256.5136 | 72.8151 | 256.5136 | 72.8151
827 | 242.405 | 66.5122 | 242.405 | 66.5122
828 | 222.9152 | 51.7649 | 222.9152 | 51.7649
829 | 211.1875 | 50.8355 | 211.1875 | 50.8355
830 | 204.9188 | 50.4819 | 204.9188 | 50.4819
831 | 202.0712 | 51.9913 | 202.0712 | 51.9913
832 | 198.7357 | 62.0683 | 198.7357 | 62.0683
833 | 195.0964 | 92.274 | 195.0964 | 92.274
834 | 198.1285 | 131.5927 | 198.1285 | 131.5927
835 | 210.3297 | 138.7221 | 210.3297 | 138.7221
836 | 235.5003 | 129.3548 | 235.5003 | 129.3548
837 | 258.0219 | 124.3535 | 258.0219 | 124.3535
838 | 276.1514 | 123.0102 | 276.1514 | 123.0102
839 | 292.8293 | 114.7939 | 292.8293 | 114.7939
840 | 294.2746 | 106.6536 | 294.2746 | 106.6536
841 | 279.4163 | 97.1208 | 279.4163 | 97.1208
842 | 276.3405 | 95.4374 | 276.3405 | 95.4374
843 | 277.5062 | 87.0311 | 277.5062 | 87.0311
844 | 276.2941 | 95.9742 | 276.2941 | 95.9742
845 | 277.4429 | 112.4669 | 277.4429 | 112.4669
846 | 273.6355 | 112.0986 | 273.6355 | 112.0986
847 | 261.3676 | 102.7304 | 261.3676 | 102.7304
848 | 252.0973 | 105.9036 | 252.0973 | 105.9036
849 | 259.4529 | 92.5548 | 259.4529 | 92.5548
850 | 257.0913 | 68.5595 | 257.0913 | 68.5595
851 | 242.0583 | 61.2289 | 242.0583 | 61.2289
852 | 224.2231 | 44.9225 | 224.2231 | 44.9225
853 | 211.8013 | 43.0652 | 211.8013 | 43.0652
854 | 204.2928 | 41.8257 | 204.2928 | 41.8257
855 | 201.5696 | 43.5059 | 201.5696 | 43.5059
856 | 197.9036 | 54.2401 | 197.9036 | 54.2401
857 | 195.1558 | 85.3703 | 195.1558 | 85.3703
858 | 198.1687 | 125.7263 | 198.1687 | 125.7263
859 | 209.6065 | 133.7577 | 209.6065 | 133.7577
860 | 235.1868 | 125.1185 | 235.1868 | 125.1185
861 | 250.6559 | 120.9032 | 250.6559 | 120.9032
862 | 269.0253 | 120.2461 | 269.0253 | 120.2461
863 | 284.1713 | 112.745 | 284.1713 | 112.745
864 | 287.6399 | 105.4617 | 287.6399 | 105.4617
865 | 277.3372 | 97.6298 | 277.3372 | 97.6298
866 | 270.764 | 97.7634 | 270.764 | 97.7634
867 | 272.2055 | 89.6824 | 272.2055 | 89.6824
868 | 272.8181 | 97.8524 | 272.8181 | 97.8524
869 | 272.9086 | 113.4237 | 272.9086 | 113.4237
870 | 270.2035 | 112.0149 | 270.2035 | 112.0149
871 | 256.4412 | 101.9604 | 256.4412 | 101.9604
872 | 250.7515 | 104.7214 | 250.7515 | 104.7214
873 | 255.5602 | 91.1953 | 255.5602 | 91.1953
874 | 254.3263 | 67.1356 | 254.3263 | 67.1356
875 | 239.4535 | 60.604 | 239.4535 | 60.604
876 | 222.473 | 46.079 | 222.473 | 46.079
877 | 210.534 | 45.6295 | 210.534 | 45.6295
878 | 203.2603 | 45.9235 | 203.2603 | 45.9235
879 | 199.8871 | 48.1352 | 199.8871 | 48.1352
880 | 196.3615 | 59.0369 | 196.3615 | 59.0369
881 | 191.0768 | 90.5569 | 191.0768 | 90.5569
882 | 194.1448 | 131.554 | 194.1448 | 131.554
883 | 205.851 | 140.1621 | 205.851 | 140.1621
884 | 227.9684 | 131.816 | 227.9684 | 131.816
885 | 246.9644 | 127.8488 | 246.9644 | 127.8488
886 | 265.1438 | 127.3205 | 265.1438 | 127.3205
887 | 282.0436 | 119.6906 | 282.0436 | 119.6906
888 | 287.4736 | 112.2719 | 287.4736 | 112.2719
889 | 271.4749 | 104.4175 | 271.4749 | 104.4175
890 | 270.1236 | 104.8346 | 270.1236 | 104.8346
891 | 268.8272 | 96.0996 | 268.8272 | 96.0996
892 | 271.2067 | 102.9585 | 271.2067 | 102.9585
893 | 272.3257 | 117.3991 | 272.3257 | 117.3991
894 | 269.2527 | 115.2364 | 269.2527 | 115.2364
895 | 256.8483 | 104.9983 | 256.8483 | 104.9983
896 | 251.467 | 108.4325 | 251.467 | 108.4325
897 | 257.8573 | 95.7699 | 257.8573 | 95.7699
898 | 253.1425 | 72.3705 | 253.1425 | 72.3705
899 | 238.9744 | 66.2062 | 238.9744 | 66.2062
900 | 222.9122 | 51.8133 | 222.9122 | 51.8133
901 | 211.6916 | 51.8116 | 211.6916 | 51.8116
902 | 204.5447 | 52.6661 | 204.5447 | 52.6661
903 | 201.6734 | 55.3417 | 201.6734 | 55.3417
904 | 197.3682 | 66.543 | 197.3682 | 66.543
905 | 192.6389 | 97.4703 | 192.6389 | 97.4703
906 | 195.5646 | 137.3012 | 195.5646 | 137.3012
907 | 204.9177 | 144.4853 | 204.9177 | 144.4853
908 | 222.98 | 134.506 | 222.98 | 134.506
909 | 237.9736 | 128.2966 | 237.9736 | 128.2966
910 | 256.1504 | 125.0397 | 256.1504 | 125.0397
911 | 271.1256 | 115.3512 | 271.1256 | 115.3512
912 | 276.1162 | 106.4378 | 276.1162 | 106.4378
913 | 267.0022 | 97.5653 | 267.0022 | 97.5653
914 | 264.8628 | 97.1223 | 264.8628 | 97.1223
915 | 265.2885 | 89.6276 | 265.2885 | 89.6276
916 | 268.4308 | 99.0282 | 268.4308 | 99.0282
917 | 268.1856 | 115.2986 | 268.1856 | 115.2986
918 | 265.3026 | 113.6546 | 265.3026 | 113.6546
919 | 255.1678 | 104.7374 | 255.1678 | 104.7374
920 | 248.6537 | 108.5098 | 248.6537 | 108.5098
921 | 254.6328 | 95.4864 | 254.6328 | 95.4864
922 | 252.2836 | 72.0323 | 252.2836 | 72.0323
923 | 238.4844 | 65.1398 | 238.4844 | 65.1398
924 | 222.1025 | 49.3971 | 222.1025 | 49.3971
925 | 211.7922 | 48.3227 | 211.7922 | 48.3227
926 | 203.327 | 48.4523 | 203.327 | 48.4523
927 | 200.2453 | 50.4386 | 200.2453 | 50.4386
928 | 197.5631 | 61.234 | 197.5631 | 61.234
929 | 192.1987 | 92.2901 | 192.1987 | 92.2901
930 | 193.0985 | 132.3723 | 193.0985 | 132.3723
931 | 202.8416 | 140.0429 | 202.8416 | 140.0429
932 | 217.4316 | 131.0622 | 217.4316 | 131.0622
933 | 235.6408 | 126.5473 | 235.6408 | 126.5473
934 | 251.4169 | 125.6711 | 251.4169 | 125.6711
935 | 267.9648 | 118.1765 | 267.9648 | 118.1765
936 | 272.6545 | 111.022 | 272.6545 | 111.022
937 | 264.2106 | 103.0258 | 264.2106 | 103.0258
938 | 262.6989 | 103.6007 | 262.6989 | 103.6007
939 | 261.4469 | 95.858 | 261.4469 | 95.858
940 | 264.3331 | 103.9861 | 264.3331 | 103.9861
941 | 267.3678 | 119.3996 | 267.3678 | 119.3996
942 | 264.3192 | 117.5398 | 264.3192 | 117.5398
943 | 253.49 | 107.2437 | 253.49 | 107.2437
944 | 251.0035 | 110.2559 | 251.0035 | 110.2559
945 | 257.3197 | 97.3549 | 257.3197 | 97.3549
946 | 252.818 | 74.3614 | 252.818 | 74.3614
947 | 237.6734 | 67.6494 | 237.6734 | 67.6494
948 | 222.2816 | 51.649 | 222.2816 | 51.649
949 | 210.7712 | 50.5616 | 210.7712 | 50.5616
950 | 205.2281 | 50.6784 | 205.2281 | 50.6784
951 | 201.8297 | 52.7838 | 201.8297 | 52.7838
952 | 199.1339 | 63.6855 | 199.1339 | 63.6855
953 | 195.8745 | 94.7932 | 195.8745 | 94.7932
954 | 196.7374 | 135.0751 | 196.7374 | 135.0751
955 | 206.6809 | 143.1677 | 206.6809 | 143.1677
956 | 224.9574 | 134.3836 | 224.9574 | 134.3836
957 | 245.0476 | 129.8687 | 245.0476 | 129.8687
958 | 261.3674 | 128.7219 | 261.3674 | 128.7219
959 | 278.9904 | 120.8439 | 278.9904 | 120.8439
960 | 281.8799 | 113.5863 | 281.8799 | 113.5863
961 | 271.9457 | 105.7093 | 271.9457 | 105.7093
962 | 269.8941 | 106.8641 | 269.8941 | 106.8641
963 | 271.0432 | 99.392 | 271.0432 | 99.392
964 | 274.5289 | 107.169 | 274.5289 | 107.169
965 | 277.517 | 122.0445 | 277.517 | 122.0445
966 | 272.1398 | 119.6273 | 272.1398 | 119.6273
967 | 259.5603 | 108.8545 | 259.5603 | 108.8545
968 | 255.1617 | 111.5703 | 255.1617 | 111.5703
969 | 259.4393 | 98.4663 | 259.4393 | 98.4663
970 | 256.5015 | 74.9671 | 256.5015 | 74.9671
971 | 241.0751 | 68.4644 | 241.0751 | 68.4644
972 | 223.4313 | 52.8635 | 223.4313 | 52.8635
973 | 211.533 | 51.4733 | 211.533 | 51.4733
974 | 203.9766 | 51.3775 | 203.9766 | 51.3775
975 | 200.4058 | 53.2413 | 200.4058 | 53.2413
976 | 198.8273 | 63.3763 | 198.8273 | 63.3763
977 | 194.5416 | 93.7366 | 194.5416 | 93.7366
978 | 197.0229 | 133.4837 | 197.0229 | 133.4837
979 | 209.1496 | 141.2155 | 209.1496 | 141.2155
980 | 234.6907 | 132.1156 | 234.6907 | 132.1156
981 | 255.3033 | 127.4494 | 255.3033 | 127.4494
982 | 272.501 | 126.6408 | 272.501 | 126.6408
983 | 290.2802 | 119.668 | 290.2802 | 119.668
984 | 296.2452 | 113.4703 | 296.2452 | 113.4703
985 | 279.6901 | 106.8046 | 279.6901 | 106.8046
986 | 275.8198 | 108.2462 | 275.8198 | 108.2462
987 | 278.5889 | 100.9416 | 278.5889 | 100.9416
988 | 277.0879 | 109.6463 | 277.0879 | 109.6463
989 | 278.454 | 125.6622 | 278.454 | 125.6622
990 | 274.1037 | 124.2308 | 274.1037 | 124.2308
991 | 259.0022 | 114.0089 | 259.0022 | 114.0089
992 | 252.3169 | 116.6925 | 252.3169 | 116.6925
993 | 262.0725 | 102.9699 | 262.0725 | 102.9699
994 | 257.4014 | 78.646 | 257.4014 | 78.646
995 | 240.4155 | 70.9514 | 240.4155 | 70.9514
996 | 222.8851 | 54.5999 | 222.8851 | 54.5999
997 | 210.9475 | 52.7523 | 210.9475 | 52.7523
998 | 203.0411 | 52.3955 | 203.0411 | 52.3955
999 | 199.8071 | 54.2754 | 199.8071 | 54.2754
1000 | 198.6386 | 64.8259 | 198.6386 | 64.8259
1001 | 195.2375 | 95.386 | 195.2375 | 95.386
1002 | 198.1804 | 135.1814 | 198.1804 | 135.1814
1003 | 212.2695 | 142.794 | 212.2695 | 142.794
1004 | 236.5456 | 133.7006 | 236.5456 | 133.7006
1005 | 257.6347 | 129.0247 | 257.6347 | 129.0247
1006 | 271.6277 | 128.1066 | 271.6277 | 128.1066
1007 | 289.6924 | 120.8278 | 289.6924 | 120.8278
1008 | 294.7389 | 114.2306 | 294.7389 | 114.2306
1009 | 280.1901 | 106.9206 | 280.1901 | 106.9206
1010 | 278.8881 | 107.5922 | 278.8881 | 107.5922
1011 | 279.3869 | 99.6787 | 279.3869 | 99.6787
1012 | 282.8602 | 107.9003 | 282.8602 | 107.9003
1013 | 283.5249 | 123.2268 | 283.5249 | 123.2268
1014 | 279.7767 | 121.7889 | 279.7767 | 121.7889
1015 | 266.8257 | 111.7667 | 266.8257 | 111.7667
1016 | 262.4783 | 114.795 | 262.4783 | 114.795
1017 | 265.8385 | 101.4075 | 265.8385 | 101.4075
1018 | 257.5485 | 77.4638 | 257.5485 | 77.4638
1019 | 241.1682 | 70.4875 | 241.1682 | 70.4875
1020 | 224.7717 | 54.7996 | 224.7717 | 54.7996
1021 | 213.068 | 53.7058 | 213.068 | 53.7058
1022 | 205.625 | 53.9708 | 205.625 | 53.9708
1023 | 201.4658 | 56.2437 | 201.4658 | 56.2437
1024 | 200.4244 | 67.0327 | 200.4244 | 67.0327
1025 | 200.6665 | 97.7538 | 200.6665 | 97.7538
1026 | 201.6562 | 137.5847 | 201.6562 | 137.5847
1027 | 212.5624 | 145.0008 | 212.5624 | 145.0008
1028 | 235.9061 | 135.772 | 235.9061 | 135.772
1029 | 258.8329 | 130.9672 | 258.8329 | 130.9672
1030 | 280.1606 | 129.7077 | 280.1606 | 129.7077
1031 | 300.0572 | 121.6331 | 300.0572 | 121.6331
1032 | 300.6641 | 113.3576 | 300.6641 | 113.3576
1033 | 287.0682 | 103.6379 | 287.0682 | 103.6379
1034 | 284.6439 | 102.2219 | 284.6439 | 102.2219
1035 | 286.3186 | 92.9877 | 286.3186 | 92.9877
1036 | 284.7663 | 99.4825 | 284.7663 | 99.4825
1037 | 284.4686 | 113.1789 | 284.4686 | 113.1789
1038 | 279.028 | 110.2527 | 279.028 | 110.2527
1039 | 263.8735 | 99.1642 | 263.8735 | 99.1642
1040 | 257.8276 | 101.3098 | 257.8276 | 101.3098
1041 | 264.6022 | 87.8289 | 264.6022 | 87.8289
1042 | 257.2608 | 64.2588 | 257.2608 | 64.2588
1043 | 240.8787 | 59.1092 | 240.8787 | 59.1092
1044 | 225.3931 | 45.7117 | 225.3931 | 45.7117
1045 | 212.8094 | 45.1302 | 212.8094 | 45.1302
1046 | 206.2285 | 45.2792 | 206.2285 | 45.2792
1047 | 202.1424 | 47.3298 | 202.1424 | 47.3298
1048 | 200.4422 | 58.0189 | 200.4422 | 58.0189
1049 | 197.1815 | 88.885 | 197.1815 | 88.885
1050 | 198.6151 | 129.0509 | 198.6151 | 129.0509
1051 | 210.0193 | 137.1757 | 210.0193 | 137.1757
1052 | 230.9766 | 128.7105 | 230.9766 | 128.7105
1053 | 252.545 | 123.9347 | 252.545 | 123.9347
1054 | 269.9205 | 120.4748 | 269.9205 | 120.4748
1055 | 285.3105 | 111.247 | 285.3105 | 111.247
1056 | 289.6573 | 100.8356 | 289.6573 | 100.8356
1057 | 277.8886 | 89.0895 | 277.8886 | 89.0895
1058 | 273.164 | 88.508 | 273.164 | 88.508
1059 | 273.9201 | 80.5365 | 273.9201 | 80.5365
1060 | 275.8049 | 89.7084 | 275.8049 | 89.7084
1061 | 276.3199 | 107.029 | 276.3199 | 107.029
1062 | 273.7702 | 106.9281 | 273.7702 | 106.9281
1063 | 263.2201 | 98.4683 | 263.2201 | 98.4683
1064 | 258.3593 | 102.3568 | 258.3593 | 102.3568
1065 | 263.7859 | 88.6761 | 263.7859 | 88.6761
1066 | 260.5765 | 64.4972 | 260.5765 | 64.4972
1067 | 241.6512 | 57.0603 | 241.6512 | 57.0603
1068 | 227.2337 | 40.4961 | 227.2337 | 40.4961
1069 | 215.2132 | 39.0254 | 215.2132 | 39.0254
1070 | 207.1184 | 38.9843 | 207.1184 | 38.9843
1071 | 203.0645 | 41.5601 | 203.0645 | 41.5601
1072 | 201.1765 | 51.6403 | 201.1765 | 51.6403
1073 | 197.4986 | 82.1391 | 197.4986 | 82.1391
1074 | 198.1803 | 122.2632 | 198.1803 | 122.2632
1075 | 208.0773 | 130.2044 | 208.0773 | 130.2044
1076 | 226.6784 | 121.7714 | 226.6784 | 121.7714
1077 | 245.4718 | 117.1534 | 245.4718 | 117.1534
1078 | 262.2838 | 115.9389 | 262.2838 | 115.9389
1079 | 277.1712 | 108.6569 | 277.1712 | 108.6569
1080 | 281.3011 | 102.2724 | 281.3011 | 102.2724
1081 | 272.0345 | 95.5454 | 272.0345 | 95.5454
1082 | 269.6342 | 95.663 | 269.6342 | 95.663
1083 | 267.9328 | 86.5285 | 267.9328 | 86.5285
1084 | 271.7182 | 94.5407 | 271.7182 | 94.5407
1085 | 274.5737 | 110.2699 | 274.5737 | 110.2699
1086 | 269.084 | 109.3249 | 269.084 | 109.3249
1087 | 261.3114 | 99.9373 | 261.3114 | 99.9373
1088 | 259.3659 | 103.6421 | 259.3659 | 103.6421
1089 | 264.1857 | 91.0697 | 264.1857 | 91.0697
1090 | 254.7068 | 67.4803 | 254.7068 | 67.4803
1091 | 238.0646 | 61.9731 | 238.0646 | 61.9731
1092 | 223.3167 | 49.4487 | 223.3167 | 49.4487
1093 | 211.3481 | 50.1235 | 211.3481 | 50.1235
1094 | 205.0314 | 50.9619 | 205.0314 | 50.9619
1095 | 201.8055 | 53.2058 | 201.8055 | 53.2058
1096 | 201.1848 | 63.7145 | 201.1848 | 63.7145
1097 | 199.3102 | 93.9137 | 199.3102 | 93.9137
1098 | 198.8976 | 132.9811 | 198.8976 | 132.9811
1099 | 208.9468 | 139.7111 | 208.9468 | 139.7111
1100 | 228.6504 | 130.521 | 228.6504 | 130.521
1101 | 245.4441 | 124.3567 | 245.4441 | 124.3567
1102 | 263.918 | 120.7583 | 263.918 | 120.7583
1103 | 282.861 | 111.6304 | 282.861 | 111.6304
1104 | 287.7697 | 102.9167 | 287.7697 | 102.9167
1105 | 276.9194 | 93.5223 | 276.9194 | 93.5223
1106 | 273.3023 | 91.9872 | 273.3023 | 91.9872
1107 | 273.9927 | 82.5951 | 273.9927 | 82.5951
1108 | 278.8947 | 88.99 | 278.8947 | 88.99
1109 | 283.6811 | 102.6349 | 283.6811 | 102.6349
1110 | 277.628 | 100.8169 | 277.628 | 100.8169
1111 | 268.3538 | 91.5227 | 268.3538 | 91.5227
1112 | 266.4541 | 95.8139 | 266.4541 | 95.8139
1113 | 268.4331 | 84.282 | 268.4331 | 84.282
1114 | 258.185 | 62.6158 | 258.185 | 62.6158
1115 | 242.6863 | 58.9868 | 242.6863 | 58.9868
1116 | 226.8733 | 47.461 | 226.8733 | 47.461
1117 | 213.7546 | 48.3227 | 213.7546 | 48.3227
1118 | 206.84 | 49.5831 | 206.84 | 49.5831
1119 | 204.3843 | 51.943 | 204.3843 | 51.943
1120 | 203.2285 | 62.4452 | 203.2285 | 62.4452
1121 | 201.3587 | 92.9988 | 201.3587 | 92.9988
1122 | 202.6601 | 133.0456 | 202.6601 | 133.0456
1123 | 214.5981 | 140.8289 | 214.5981 | 140.8289
1124 | 236.1487 | 131.845 | 236.1487 | 131.845
1125 | 256.4623 | 126.1801 | 256.4623 | 126.1801
1126 | 272.9055 | 122.2402 | 272.9055 | 122.2402
1127 | 293.7927 | 112.2102 | 293.7927 | 112.2102
1128 | 293.3434 | 101.7086 | 293.3434 | 101.7086
1129 | 280.7966 | 88.5515 | 280.7966 | 88.5515
1130 | 277.2599 | 82.0392 | 277.2599 | 82.0392
1131 | 278.3505 | 70.7818 | 278.3505 | 70.7818
1132 | 278.2467 | 77.7276 | 278.2467 | 77.7276
1133 | 285.2636 | 92.6353 | 285.2636 | 92.6353
1134 | 280.1001 | 90.4662 | 280.1001 | 90.4662
1135 | 267.7176 | 80.1347 | 267.7176 | 80.1347
1136 | 265.832 | 82.8956 | 265.832 | 82.8956
1137 | 270.0309 | 69.4405 | 270.0309 | 69.4405
1138 | 258.9821 | 46.5212 | 258.9821 | 46.5212
1139 | 240.4178 | 44.0776 | 240.4178 | 44.0776
1140 | 224.8329 | 33.6697 | 224.8329 | 33.6697
1141 | 212.8682 | 37.1408 | 212.8682 | 37.1408
1142 | 205.9443 | 41.3231 | 205.9443 | 41.3231
1143 | 202.1631 | 46.6855 | 202.1631 | 46.6855
1144 | 202.427 | 60.2192 | 202.427 | 60.2192
1145 | 200.231 | 92.9698 | 200.231 | 92.9698
1146 | 202.2427 | 134.6434 | 202.2427 | 134.6434
1147 | 218.7981 | 142.9873 | 218.7981 | 142.9873
1148 | 244.4187 | 134.4609 | 244.4187 | 134.4609
1149 | 266.3611 | 130.2778 | 266.3611 | 130.2778
1150 | 282.7338 | 129.4306 | 282.7338 | 129.4306
1151 | 302.5927 | 121.9456 | 302.5927 | 121.9456
1152 | 304.5686 | 114.8685 | 304.5686 | 114.8685
1153 | 286.0264 | 107.1783 | 286.0264 | 107.1783
1154 | 282.0657 | 107.0993 | 282.0657 | 107.0993
1155 | 284.6448 | 98.664 | 284.6448 | 98.664
1156 | 283.0956 | 106.2798 | 283.0956 | 106.2798
1157 | 287.4239 | 120.8332 | 287.4239 | 120.8332
1158 | 285.8812 | 118.6029 | 285.8812 | 118.6029
1159 | 270.7637 | 108.5387 | 270.7637 | 108.5387
1160 | 266.58 | 112.1115 | 266.58 | 112.1115
1161 | 273.5419 | 100.2284 | 273.5419 | 100.2284
1162 | 262.0218 | 78.1564 | 262.0218 | 78.1564
1163 | 243.6878 | 71.9501 | 243.6878 | 71.9501
1164 | 227.1185 | 55.9626 | 227.1185 | 55.9626
1165 | 214.3911 | 54.0441 | 214.3911 | 54.0441
1166 | 207.0026 | 53.5649 | 207.0026 | 53.5649
1167 | 204.2509 | 55.3965 | 204.2509 | 55.3965
1168 | 204.0468 | 65.7151 | 204.0468 | 65.7151
1169 | 201.7402 | 95.8628 | 201.7402 | 95.8628
1170 | 202.2571 | 135.2974 | 202.2571 | 135.2974
1171 | 219.7267 | 142.8134 | 219.7267 | 142.8134
1172 | 248.0382 | 133.9583 | 248.0382 | 133.9583
1173 | 266.9738 | 129.7785 | 266.9738 | 129.7785
1174 | 283.6235 | 129.131 | 283.6235 | 129.131
1175 | 309.0422 | 121.8135 | 309.0422 | 121.8135
1176 | 308.5914 | 114.9168 | 308.5914 | 114.9168
1177 | 289.6438 | 107.3941 | 289.6438 | 107.3941
1178 | 284.484 | 108.3364 | 284.484 | 108.3364
1179 | 287.6761 | 100.4648 | 287.6761 | 100.4648
1180 | 288.5256 | 108.6154 | 288.5256 | 108.6154
1181 | 295.2573 | 124.1739 | 295.2573 | 124.1739
1182 | 292.7024 | 122.5943 | 292.7024 | 122.5943
1183 | 279.4094 | 112.2628 | 279.4094 | 112.2628
1184 | 277.7791 | 114.7306 | 277.7791 | 114.7306
1185 | 276.0993 | 101.356 | 276.0993 | 101.356
1186 | 263.444 | 77.5443 | 263.444 | 77.5443
1187 | 245.9428 | 70.7968 | 245.9428 | 70.7968
1188 | 227.8927 | 54.9285 | 227.8927 | 54.9285
1189 | 217.1683 | 53.3934 | 217.1683 | 53.3934
1190 | 210.0579 | 53.7872 | 210.0579 | 53.7872
1191 | 205.536 | 55.8603 | 205.536 | 55.8603
1192 | 205.2139 | 66.2305 | 205.2139 | 66.2305
1193 | 206.5053 | 96.4974 | 206.5053 | 96.4974
1194 | 206.6059 | 135.9127 | 206.6059 | 135.9127
1195 | 224.4639 | 143.303 | 224.4639 | 143.303
1196 | 252.0098 | 134.2644 | 252.0098 | 134.2644
1197 | 272.6911 | 129.8107 | 272.6911 | 129.8107
1198 | 288.7656 | 128.8926 | 288.7656 | 128.8926
1199 | 309.9687 | 121.4173 | 309.9687 | 121.4173
1200 | 309.8372 | 114.4819 | 309.8372 | 114.4819
1201 | 290.4636 | 106.7853 | 290.4636 | 106.7853
1202 | 287.0996 | 107.3764 | 287.0996 | 107.3764
1203 | 291.2648 | 99.6723 | 291.2648 | 99.6723
1204 | 291.723 | 107.4686 | 291.723 | 107.4686
1205 | 296.5572 | 122.4085 | 296.5572 | 122.4085
1206 | 291.3852 | 120.365 | 291.3852 | 120.365
1207 | 276.909 | 110.3041 | 276.909 | 110.3041
1208 | 273.3754 | 113.5708 | 273.3754 | 113.5708
1209 | 275.4436 | 100.9533 | 275.4436 | 100.9533
1210 | 264.4701 | 78.4141 | 264.4701 | 78.4141
1211 | 247.9324 | 72.8199 | 247.9324 | 72.8199
1212 | 230.1955 | 57.9212 | 230.1955 | 57.9212
1213 | 217.3769 | 57.4202 | 217.3769 | 57.4202
1214 | 210.1454 | 58.0106 | 210.1454 | 58.0106
1215 | 207.0937 | 60.2674 | 207.0937 | 60.2674
1216 | 207.3827 | 71.0145 | 207.3827 | 71.0145
1217 | 207.9705 | 101.7581 | 207.9705 | 101.7581
1218 | 207.4784 | 141.6115 | 207.4784 | 141.6115
1219 | 221.0047 | 149.1146 | 221.0047 | 149.1146
1220 | 244.997 | 139.815 | 244.997 | 139.815
1221 | 264.4552 | 134.92 | 264.4552 | 134.92
1222 | 277.7461 | 133.6862 | 277.7461 | 133.6862
1223 | 300.9647 | 126.0402 | 300.9647 | 126.0402
1224 | 303.4444 | 119.1885 | 303.4444 | 119.1885
1225 | 288.2957 | 111.6143 | 288.2957 | 111.6143
1226 | 285.2214 | 111.6932 | 285.2214 | 111.6932
1227 | 286.9875 | 102.7939 | 286.9875 | 102.7939
1228 | 289.4349 | 109.0825 | 289.4349 | 109.0825
1229 | 291.3062 | 122.3441 | 291.3062 | 122.3441
1230 | 288.7156 | 118.6608 | 288.7156 | 118.6608
1231 | 275.1276 | 107.5626 | 275.1276 | 107.5626
1232 | 272.4686 | 109.8371 | 272.4686 | 109.8371
1233 | 273.6812 | 96.324 | 273.6812 | 96.324
1234 | 262.7345 | 73.3209 | 262.7345 | 73.3209
1235 | 244.3248 | 69.1796 | 244.3248 | 69.1796
1236 | 229.9709 | 55.7435 | 229.9709 | 55.7435
1237 | 218.7794 | 54.9654 | 218.7794 | 54.9654
1238 | 212.0483 | 55.1209 | 212.0483 | 55.1209
1239 | 208.5381 | 57.1651 | 208.5381 | 57.1651
1240 | 208.5153 | 67.4321 | 208.5153 | 67.4321
1241 | 207.3196 | 97.7441 | 207.3196 | 97.7441
1242 | 204.7728 | 136.9371 | 204.7728 | 136.9371
1243 | 215.5621 | 143.8443 | 215.5621 | 143.8443
1244 | 236.4539 | 134.1967 | 236.4539 | 134.1967
1245 | 256.3679 | 128.8571 | 256.3679 | 128.8571
1246 | 271.3679 | 126.8888 | 271.3679 | 126.8888
1247 | 293.0756 | 119.7099 | 293.0756 | 119.7099
1248 | 289.6432 | 112.7938 | 289.6432 | 112.7938
1249 | 277.7112 | 104.5979 | 277.7112 | 104.5979
1250 | 276.0065 | 103.3656 | 276.0065 | 103.3656
1251 | 273.613 | 93.2905 | 273.613 | 93.2905
1252 | 277.0526 | 99.6306 | 277.0526 | 99.6306
1253 | 281.2105 | 113.3593 | 281.2105 | 113.3593
1254 | 275.5029 | 110.1947 | 275.5029 | 110.1947
1255 | 267.2304 | 99.4315 | 267.2304 | 99.4315
1256 | 270.4076 | 102.5726 | 270.4076 | 102.5726
1257 | 269.0481 | 89.6845 | 269.0481 | 89.6845
1258 | 258.3356 | 66.8875 | 258.3356 | 66.8875
1259 | 241.7645 | 62.3049 | 241.7645 | 62.3049
1260 | 226.6925 | 48.173 | 226.6925 | 48.173
1261 | 215.0356 | 47.0341 | 215.0356 | 47.0341
1262 | 209.3516 | 46.9608 | 209.3516 | 46.9608
1263 | 205.8983 | 48.889 | 205.8983 | 48.889
1264 | 206.8206 | 59.8552 | 206.8206 | 59.8552
1265 | 205.9391 | 90.747 | 205.9391 | 90.747
1266 | 203.6918 | 129.7081 | 203.6918 | 129.7081
1267 | 212.1744 | 137.0437 | 212.1744 | 137.0437
1268 | 234.2339 | 128.9972 | 234.2339 | 128.9972
1269 | 253.3319 | 125.2813 | 253.3319 | 125.2813
1270 | 269.2248 | 119.8531 | 269.2248 | 119.8531
1271 | 292.7945 | 109.1369 | 292.7945 | 109.1369
1272 | 291.8175 | 100.8775 | 291.8175 | 100.8775
1273 | 279.7095 | 90.0979 | 279.7095 | 90.0979
1274 | 273.867 | 86.3979 | 273.867 | 86.3979
1275 | 274.318 | 77.7854 | 274.318 | 77.7854
1276 | 276.6859 | 85.9521 | 276.6859 | 85.9521
1277 | 280.8429 | 101.3431 | 280.8429 | 101.3431
1278 | 275.2187 | 100.105 | 275.2187 | 100.105
1279 | 265.1377 | 91.8932 | 265.1377 | 91.8932
1280 | 267.171 | 96.8738 | 267.171 | 96.8738
1281 | 270.6128 | 84.1145 | 270.6128 | 84.1145
1282 | 258.592 | 60.0902 | 258.592 | 60.0902
1283 | 238.3771 | 53.0173 | 238.3771 | 53.0173
1284 | 223.2271 | 36.5562 | 223.2271 | 36.5562
1285 | 211.5313 | 34.3091 | 211.5313 | 34.3091
1286 | 205.353 | 33.8589 | 205.353 | 33.8589
1287 | 202.2846 | 36.3541 | 202.2846 | 36.3541
1288 | 203.2876 | 47.8067 | 203.2876 | 47.8067
1289 | 203.2357 | 78.8886 | 203.2357 | 78.8886
1290 | 202.934 | 119.1995 | 202.934 | 119.1995
1291 | 215.6322 | 127.0151 | 215.6322 | 127.0151
1292 | 239.4741 | 118.2341 | 239.4741 | 118.2341
1293 | 260.2332 | 113.8417 | 260.2332 | 113.8417
1294 | 276.8869 | 111.8025 | 276.8869 | 111.8025
1295 | 299.5196 | 102.7551 | 299.5196 | 102.7551
1296 | 300.3009 | 94.1252 | 300.3009 | 94.1252
1297 | 283.4562 | 84.6535 | 283.4562 | 84.6535
1298 | 277.5524 | 82.0779 | 277.5524 | 82.0779
1299 | 279.2281 | 70.4758 | 279.2281 | 70.4758
1300 | 279.6707 | 75.7335 | 279.6707 | 75.7335
1301 | 288.0413 | 90.1741 | 288.0413 | 90.1741
1302 | 283.6396 | 87.5959 | 283.6396 | 87.5959
1303 | 274.7647 | 76.2528 | 274.7647 | 76.2528
1304 | 275.7731 | 78.7173 | 275.7731 | 78.7173
1305 | 273.6921 | 68.2518 | 273.6921 | 68.2518
1306 | 259.8466 | 47.4425 | 259.8466 | 47.4425
1307 | 240.2821 | 41.5648 | 240.2821 | 41.5648
1308 | 223.309 | 26.8917 | 223.309 | 26.8917
1309 | 211.9448 | 26.0653 | 211.9448 | 26.0653
1310 | 205.5841 | 26.4784 | 205.5841 | 26.4784
1311 | 203.0955 | 28.8963 | 203.0955 | 28.8963
1312 | 204.24 | 40.1395 | 204.24 | 40.1395
1313 | 204.1103 | 71.5275 | 204.1103 | 71.5275
1314 | 206.2056 | 111.6934 | 206.2056 | 111.6934
1315 | 223.4773 | 118.9807 | 223.4773 | 118.9807
1316 | 255.1436 | 110.5541 | 255.1436 | 110.5541
1317 | 275.9054 | 106.6577 | 275.9054 | 106.6577
1318 | 293.6757 | 106.0296 | 293.6757 | 106.0296
1319 | 320.7655 | 96.6504 | 320.7655 | 96.6504
1320 | 315.0336 | 86.7286 | 315.0336 | 86.7286
1321 | 292.7176 | 75.7461 | 292.7176 | 75.7461
1322 | 291.7323 | 73.1962 | 291.7323 | 73.1962
1323 | 292.3771 | 63.0599 | 292.3771 | 63.0599
1324 | 291.4462 | 69.9992 | 291.4462 | 69.9992
1325 | 298.7787 | 85.0873 | 298.7787 | 85.0873
1326 | 293.4412 | 83.3499 | 293.4412 | 83.3499
1327 | 279.1426 | 73.3534 | 279.1426 | 73.3534
1328 | 285.1528 | 76.7844 | 285.1528 | 76.7844
1329 | 282.0408 | 64.1894 | 282.0408 | 64.1894
1330 | 265.7315 | 41.2927 | 265.7315 | 41.2927
1331 | 243.4946 | 36.2848 | 243.4946 | 36.2848
1332 | 225.5308 | 21.9209 | 225.5308 | 21.9209
1333 | 213.2569 | 21.2588 | 213.2569 | 21.2588
1334 | 207.5715 | 22.4193 | 207.5715 | 22.4193
1335 | 204.1583 | 26.1838 | 204.1583 | 26.1838
1336 | 205.5261 | 39.4984 | 205.5261 | 39.4984
1337 | 205.9593 | 72.6647 | 205.9593 | 72.6647
1338 | 207.8007 | 114.5541 | 207.8007 | 114.5541
1339 | 224.453 | 123.9804 | 224.453 | 123.9804
1340 | 256.8808 | 116.7941 | 256.8808 | 116.7941
1341 | 276.4968 | 113.5872 | 276.4968 | 113.5872
1342 | 293.256 | 113.2425 | 293.256 | 113.2425
1343 | 316.0416 | 106.3213 | 316.0416 | 106.3213
1344 | 310.8577 | 99.1185 | 310.8577 | 99.1185
1345 | 291.6744 | 91.0836 | 291.6744 | 91.0836
1346 | 287.283 | 91.3461 | 287.283 | 91.3461
1347 | 288.007 | 82.7562 | 288.007 | 82.7562
1348 | 289.9099 | 90.8617 | 289.9099 | 90.8617
1349 | 293.9401 | 106.7423 | 293.9401 | 106.7423
1350 | 290.7452 | 106.0712 | 290.7452 | 106.0712
1351 | 277.5444 | 97.3408 | 277.5444 | 97.3408
1352 | 280.9386 | 101.7511 | 280.9386 | 101.7511
1353 | 281.7506 | 89.9486 | 281.7506 | 89.9486
1354 | 265.4672 | 67.8991 | 265.4672 | 67.8991
1355 | 245.042 | 63.6869 | 245.042 | 63.6869
1356 | 229.523 | 49.8514 | 229.523 | 49.8514
1357 | 217.4539 | 49.6822 | 217.4539 | 49.6822
1358 | 210.5227 | 50.5205 | 210.5227 | 50.5205
1359 | 208.3229 | 53.0222 | 208.3229 | 53.0222
1360 | 208.4711 | 63.8981 | 208.4711 | 63.8981
1361 | 210.2724 | 94.4872 | 210.2724 | 94.4872
1362 | 211.0601 | 134.6434 | 211.0601 | 134.6434
1363 | 228.9345 | 142.5041 | 228.9345 | 142.5041
1364 | 260.1434 | 133.3817 | 260.1434 | 133.3817
1365 | 275.4418 | 128.4512 | 275.4418 | 128.4512
1366 | 288.4471 | 127.0821 | 288.4471 | 127.0821
1367 | 311.008 | 118.9561 | 311.008 | 118.9561
1368 | 304.8203 | 111.2539 | 304.8203 | 111.2539
1369 | 287.6898 | 103.0838 | 287.6898 | 103.0838
1370 | 286.3566 | 102.863 | 286.3566 | 102.863
1371 | 289.2229 | 93.5224 | 289.2229 | 93.5224
1372 | 288.7686 | 99.9013 | 288.7686 | 99.9013
1373 | 292.7906 | 114.0326 | 292.7906 | 114.0326
1374 | 288.2774 | 110.0337 | 288.2774 | 110.0337
1375 | 278.8533 | 97.0734 | 278.8533 | 97.0734
1376 | 283.9934 | 97.3409 | 283.9934 | 97.3409
1377 | 281.4645 | 80.7351 | 281.4645 | 80.7351
1378 | 267.2056 | 53.7631 | 267.2056 | 53.7631
1379 | 246.5455 | 44.8315 | 246.5455 | 44.8315
1380 | 230.2231 | 26.8434 | 230.2231 | 26.8434
1381 | 218.0241 | 24.1582 | 218.0241 | 24.1582
1382 | 211.5547 | 24.3426 | 211.5547 | 24.3426
1383 | 209.1601 | 26.6381 | 209.1601 | 26.6381
1384 | 209.7261 | 36.4477 | 209.7261 | 36.4477
1385 | 211.3346 | 65.2842 | 211.3346 | 65.2842
1386 | 211.3144 | 104.4225 | 211.3144 | 104.4225
1387 | 224.1461 | 112.3701 | 224.1461 | 112.3701
1388 | 251.0454 | 103.5119 | 251.0454 | 103.5119
1389 | 269.1936 | 98.9455 | 269.1936 | 98.9455
1390 | 283.6377 | 98.3817 | 283.6377 | 98.3817
1391 | 307.0985 | 91.1931 | 307.0985 | 91.1931
1392 | 303.2212 | 84.2062 | 303.2212 | 84.2062
1393 | 288.659 | 75.8105 | 288.659 | 75.8105
1394 | 288.4224 | 74.2174 | 288.4224 | 74.2174
1395 | 290.2145 | 64.3742 | 290.2145 | 64.3742
1396 | 294.3977 | 72.0417 | 294.3977 | 72.0417
1397 | 299.7533 | 87.8224 | 299.7533 | 87.8224
1398 | 295.6024 | 86.4844 | 295.6024 | 86.4844
1399 | 280.6736 | 77.187 | 280.6736 | 77.187
1400 | 280.2716 | 80.7243 | 280.2716 | 80.7243
1401 | 277.0389 | 68.0842 | 277.0389 | 68.0842
1402 | 264.8519 | 45.4549 | 264.8519 | 45.4549
1403 | 246.3375 | 40.898 | 246.3375 | 40.898
1404 | 230.8343 | 25.9317 | 230.8343 | 25.9317
1405 | 219.7971 | 24.6189 | 219.7971 | 24.6189
1406 | 213.3918 | 25.4572 | 213.3918 | 25.4572
1407 | 209.8504 | 28.9543 | 209.8504 | 28.9543
1408 | 209.7754 | 41.9146 | 209.7754 | 41.9146
1409 | 213.4038 | 75.1549 | 213.4038 | 75.1549
1410 | 211.0009 | 117.1281 | 211.0009 | 117.1281
1411 | 220.4137 | 126.3966 | 220.4137 | 126.3966
1412 | 240.7568 | 118.6916 | 240.7568 | 118.6916
1413 | 260.8395 | 115.1496 | 260.8395 | 115.1496
1414 | 277.9414 | 113.9255 | 277.9414 | 113.9255
1415 | 299.2702 | 104.9103 | 299.2702 | 104.9103
1416 | 294.1416 | 95.053 | 294.1416 | 95.053
1417 | 280.6077 | 85.504 | 280.6077 | 85.504
1418 | 275.6812 | 84.8741 | 275.6812 | 84.8741
1419 | 277.9211 | 78.056 | 277.9211 | 78.056
1420 | 279.5023 | 87.3374 | 279.5023 | 87.3374
1421 | 285.004 | 102.1227 | 285.004 | 102.1227
1422 | 279.2911 | 98.3235 | 279.2911 | 98.3235
1423 | 271.7236 | 86.6873 | 271.7236 | 86.6873
1424 | 275.3556 | 89.213 | 275.3556 | 89.213
1425 | 274.1383 | 75.9512 | 274.1383 | 75.9512
1426 | 262.5006 | 53.0415 | 262.5006 | 53.0415
1427 | 245.7673 | 47.7147 | 245.7673 | 47.7147
1428 | 230.8249 | 32.597 | 230.8249 | 32.597
1429 | 220.9091 | 32.0219 | 220.9091 | 32.0219
1430 | 214.8788 | 32.7443 | 214.8788 | 32.7443
1431 | 211.204 | 34.9657 | 211.204 | 34.9657
1432 | 211.8462 | 45.7288 | 211.8462 | 45.7288
1433 | 212.9618 | 76.0505 | 212.9618 | 76.0505
1434 | 209.7789 | 115.0309 | 209.7789 | 115.0309
1435 | 219.0938 | 121.0424 | 219.0938 | 121.0424
1436 | 238.0399 | 111.9619 | 238.0399 | 111.9619
1437 | 256.2625 | 109.2317 | 256.2625 | 109.2317
1438 | 275.7459 | 110.675 | 275.7459 | 110.675
1439 | 297.8826 | 104.2724 | 297.8826 | 104.2724
1440 | 293.537 | 98.1682 | 293.537 | 98.1682
1441 | 279.1356 | 91.2383 | 279.1356 | 91.2383
1442 | 277.6004 | 92.2965 | 277.6004 | 92.2965
1443 | 279.0613 | 85.0595 | 279.0613 | 85.0595
1444 | 279.1831 | 94.4537 | 279.1831 | 94.4537
1445 | 283.9271 | 110.5533 | 283.9271 | 110.5533
1446 | 279.7447 | 108.8417 | 279.7447 | 108.8417
1447 | 273.802 | 98.507 | 273.802 | 98.507
1448 | 279.4839 | 101.5772 | 279.4839 | 101.5772
1449 | 277.4175 | 88.9757 | 277.4175 | 88.9757
1450 | 262.7559 | 66.4849 | 262.7559 | 66.4849
1451 | 246.6947 | 61.0646 | 246.6947 | 61.0646
1452 | 231.8984 | 144.5225 | 231.8984 | 144.5225
1453 | 220.7643 | 149.6569 | 220.7643 | 149.6569
1454 | 213.0354 | 154.2624 | 213.0354 | 154.2624
1455 | 210.2916 | 164.1832 | 210.2916 | 164.1832
1456 | 211.1632 | 173.5013 | 211.1632 | 173.5013
1457 | 212.1383 | 209.2939 | 212.1383 | 209.2939
1458 | 210.74 | 255.5121 | 210.74 | 255.5121
1459 | 220.6663 | 259.8682 | 220.6663 | 259.8682
1460 | 239.7645 | 255.0719 | 239.7645 | 255.0719
1461 | 258.7492 | 255.584 | 258.7492 | 255.584
1462 | 276.6082 | 252.0215 | 276.6082 | 252.0215
1463 | 298.6598 | 244.0287 | 298.6598 | 244.0287
1464 | 294.6453 | 237.0856 | 294.6453 | 237.0856
1465 | 280.8034 | 227.1255 | 280.8034 | 227.1255
1466 | 275.9898 | 209.5077 | 275.9898 | 209.5077
1467 | 276.6572 | 198.6337 | 276.6572 | 198.6337
1468 | 279.9018 | 195.4631 | 279.9018 | 195.4631
1469 | 285.7192 | 210.873 | 285.7192 | 210.873
1470 | 281.9766 | 203.1344 | 281.9766 | 203.1344
1471 | 279.0123 | 195.9667 | 279.0123 | 195.9667
1472 | 282.0735 | 202.2187 | 282.0735 | 202.2187
1473 | 277.5681 | 185.751 | 277.5681 | 185.751
1474 | 263.1089 | 170.3281 | 263.1089 | 170.3281
1475 | 245.5768 | 172.9155 | 245.5768 | 172.9155
1476 | 231.0825 | 167.8404 | 231.0825 | 167.8404
1477 | 219.5462 | 172.7764 | 219.5462 | 172.7764
1478 | 213.5763 | 177.0318 | 213.5763 | 177.0318
1479 | 209.968 | 187.1743 | 209.968 | 187.1743
1480 | 211.0961 | 197.8346 | 211.0961 | 197.8346
1481 | 213.9476 | 236.4164 | 213.9476 | 236.4164
1482 | 213.2359 | 284.5253 | 213.2359 | 284.5253
1483 | 228.8201 | 289.4532 | 228.8201 | 289.4532
1484 | 256.4607 | 284.5403 | 256.4607 | 284.5403
1485 | 276.4465 | 284.0954 | 276.4465 | 284.0954
1486 | 293.3624 | 275.7829 | 293.3624 | 275.7829
1487 | 319.1409 | 262.515 | 319.1409 | 262.515
1488 | 314.4613 | 248.056 | 314.4613 | 248.056
1489 | 292.4669 | 233.9528 | 292.4669 | 233.9528
1490 | 288.9798 | 217.0236 | 288.9798 | 217.0236
1491 | 291.7887 | 209.1256 | 291.7887 | 209.1256
1492 | 294.985 | 210.3782 | 294.985 | 210.3782
1493 | 299.51 | 227.5269 | 299.51 | 227.5269
1494 | 293.7951 | 220.6637 | 293.7951 | 220.6637
1495 | 285.9977 | 214.2546 | 285.9977 | 214.2546
1496 | 289.1753 | 219.6546 | 289.1753 | 219.6546
1497 | 283.9147 | 202.6501 | 283.9147 | 202.6501
1498 | 268.6673 | 185.4883 | 268.6673 | 185.4883
1499 | 247.3143 | 179.8945 | 247.3143 | 179.8945
1500 | 231.5042 | 170.1979 | 231.5042 | 170.1979
1501 | 219.296 | 172.543 | 219.296 | 172.543
1502 | 213.6972 | 174.3475 | 213.6972 | 174.3475
1503 | 210.7118 | 181.8642 | 210.7118 | 181.8642
1504 | 212.1519 | 190.8439 | 212.1519 | 190.8439
1505 | 214.4171 | 227.0449 | 214.4171 | 227.0449
1506 | 216.5639 | 273.6716 | 216.5639 | 273.6716
1507 | 234.0027 | 278.4828 | 234.0027 | 278.4828
1508 | 267.514 | 274.9353 | 267.514 | 274.9353
1509 | 286.4661 | 276.9179 | 286.4661 | 276.9179
1510 | 302.1469 | 269.3291 | 302.1469 | 269.3291
1511 | 327.2602 | 250.5876 | 327.2602 | 250.5876
1512 | 317.8415 | 236.3503 | 317.8415 | 236.3503
1513 | 297.6553 | 224.4646 | 297.6553 | 224.4646
1514 | 296.357 | 209.2159 | 296.357 | 209.2159
1515 | 298.1023 | 199.4857 | 298.1023 | 199.4857
1516 | 301.2306 | 196.4784 | 301.2306 | 196.4784
1517 | 306.4714 | 211.7833 | 306.4714 | 211.7833
1518 | 303.6245 | 204.9084 | 303.6245 | 204.9084
1519 | 297.0799 | 198.1841 | 297.0799 | 198.1841
1520 | 297.189 | 202.8489 | 297.189 | 202.8489
1521 | 289.8674 | 185.856 | 289.8674 | 185.856
1522 | 271.9933 | 173.0824 | 271.9933 | 173.0824
1523 | 250.2764 | 172.9855 | 250.2764 | 172.9855
1524 | 231.9805 | 160.5112 | 231.9805 | 160.5112
1525 | 219.9436 | 159.7637 | 219.9436 | 159.7637
1526 | 213.8513 | 159.4792 | 213.8513 | 159.4792
1527 | 210.4656 | 165.1635 | 210.4656 | 165.1635
1528 | 212.1362 | 171.5407 | 212.1362 | 171.5407
1529 | 216.6413 | 206.5046 | 216.6413 | 206.5046
1530 | 220.2428 | 252.431 | 220.2428 | 252.431
1531 | 238.2648 | 257.5807 | 238.2648 | 257.5807
1532 | 274.2114 | 254.9786 | 274.2114 | 254.9786
1533 | 297.5936 | 256.2376 | 297.5936 | 256.2376
1534 | 311.0439 | 250.376 | 311.0439 | 250.376
1535 | 337.8922 | 238.2518 | 337.8922 | 238.2518
1536 | 328.4788 | 229.9081 | 328.4788 | 229.9081
1537 | 307.9663 | 219.773 | 307.9663 | 219.773
1538 | 304.025 | 206.0649 | 304.025 | 206.0649
1539 | 307.6632 | 197.8635 | 307.6632 | 197.8635
1540 | 310.1558 | 194.9029 | 310.1558 | 194.9029
1541 | 312.0217 | 210.3945 | 312.0217 | 210.3945
1542 | 308.3667 | 201.804 | 308.3667 | 201.804
1543 | 299.5164 | 194.928 | 299.5164 | 194.928
1544 | 300.2925 | 199.056 | 300.2925 | 199.056
1545 | 291.0752 | 181.4912 | 291.0752 | 181.4912
1546 | 277.3733 | 168.7059 | 277.3733 | 168.7059
1547 | 256.0496 | 167.6754 | 256.0496 | 167.6754
1548 | 240.1817 | 157.0684 | 240.1817 | 157.0684
1549 | 228.2108 | 158.8534 | 228.2108 | 158.8534
1550 | 220.9068 | 160.016 | 220.9068 | 160.016
1551 | 217.7445 | 167.591 | 217.7445 | 167.591
1552 | 218.9746 | 175.9755 | 218.9746 | 175.9755
1553 | 222.1424 | 211.4879 | 222.1424 | 211.4879
1554 | 223.3405 | 256.8659 | 223.3405 | 256.8659
1555 | 237.3507 | 260.8602 | 237.3507 | 260.8602
1556 | 264.4324 | 256.2273 | 264.4324 | 256.2273
1557 | 285.6586 | 256.0158 | 285.6586 | 256.0158
1558 | 299.0683 | 250.7961 | 299.0683 | 250.7961
1559 | 322.6887 | 241.0411 | 322.6887 | 241.0411
1560 | 319.6283 | 235.8135 | 319.6283 | 235.8135
1561 | 301.6061 | 228.3159 | 301.6061 | 228.3159
1562 | 298.4398 | 215.6348 | 298.4398 | 215.6348
1563 | 300.3848 | 210.3627 | 300.3848 | 210.3627
1564 | 301.1939 | 211.4519 | 301.1939 | 211.4519
1565 | 303.8739 | 231.3899 | 303.8739 | 231.3899
1566 | 301.5415 | 225.612 | 301.5415 | 225.612
1567 | 294.2656 | 219.553 | 294.2656 | 219.553
1568 | 296.2704 | 224.1712 | 296.2704 | 224.1712
1569 | 287.4265 | 206.7348 | 287.4265 | 206.7348
1570 | 274.5449 | 190.8568 | 274.5449 | 190.8568
1571 | 257.1665 | 184.9012 | 257.1665 | 184.9012
1572 | 241.3877 | 173.454 | 241.3877 | 173.454
1573 | 229.109 | 174.6554 | 229.109 | 174.6554
1574 | 222.6948 | 175.783 | 222.6948 | 175.783
1575 | 218.0627 | 182.9612 | 218.0627 | 182.9612
1576 | 218.8167 | 191.1473 | 218.8167 | 191.1473
1577 | 221.661 | 226.5314 | 221.661 | 226.5314
1578 | 219.2876 | 270.9173 | 219.2876 | 270.9173
1579 | 230.6224 | 273.7562 | 230.6224 | 273.7562
1580 | 252.9389 | 268.7849 | 252.9389 | 268.7849
1581 | 273.3462 | 268.6668 | 273.3462 | 268.6668
1582 | 286.541 | 262.6185 | 286.541 | 262.6185
1583 | 305.5853 | 251.4046 | 305.5853 | 251.4046
1584 | 300.4995 | 244.0413 | 300.4995 | 244.0413
1585 | 289.6843 | 234.2796 | 289.6843 | 234.2796
1586 | 283.8751 | 216.195 | 283.8751 | 216.195
1587 | 284.5807 | 204.4457 | 284.5807 | 204.4457
1588 | 286.2294 | 201.0883 | 286.2294 | 201.0883
1589 | 291.644 | 217.2451 | 291.644 | 217.2451
1590 | 286.9991 | 210.2418 | 286.9991 | 210.2418
1591 | 283.6229 | 203.611 | 283.6229 | 203.611
1592 | 290.5607 | 208.4392 | 290.5607 | 208.4392
1593 | 285.7389 | 191.1311 | 285.7389 | 191.1311
1594 | 270.7264 | 175.6499 | 270.7264 | 175.6499
1595 | 252.8383 | 168.3056 | 252.8383 | 168.3056
1596 | 238.0526 | 158.4339 | 238.0526 | 158.4339
1597 | 228.1964 | 163.1832 | 228.1964 | 163.1832
1598 | 221.4187 | 167.4502 | 221.4187 | 167.4502
1599 | 219.2323 | 176.7058 | 219.2323 | 176.7058
1600 | 219.5038 | 186.5374 | 219.5038 | 186.5374
1601 | 222.487 | 224.1389 | 222.487 | 224.1389
1602 | 220.1587 | 272.843 | 220.1587 | 272.843
1603 | 228.789 | 279.5799 | 228.789 | 279.5799
1604 | 246.2089 | 275.8106 | 246.2089 | 275.8106
1605 | 264.2135 | 276.3227 | 264.2135 | 276.3227
1606 | 280.462 | 270.2277 | 280.462 | 270.2277
1607 | 302.4147 | 253.5053 | 302.4147 | 253.5053
1608 | 298.2865 | 244.123 | 298.2865 | 244.123
1609 | 285.9614 | 227.6857 | 285.9614 | 227.6857
1610 | 282.2204 | 202.4003 | 282.2204 | 202.4003
1611 | 283.9309 | 190.2192 | 283.9309 | 190.2192
1612 | 288.0372 | 192.4637 | 288.0372 | 192.4637
1613 | 294.4213 | 210.6979 | 294.4213 | 210.6979
1614 | 287.5144 | 205.5619 | 287.5144 | 205.5619
1615 | 285.0763 | 199.888 | 285.0763 | 199.888
1616 | 292.4603 | 205.148 | 292.4603 | 205.148
1617 | 285.282 | 187.5599 | 285.282 | 187.5599
1618 | 272.492 | 171.0284 | 272.492 | 171.0284
1619 | 252.8696 | 165.2246 | 252.8696 | 165.2246
1620 | 235.7973 | 155.738 | 235.7973 | 155.738
1621 | 226.5597 | 160.4289 | 226.5597 | 160.4289
1622 | 219.9484 | 163.4355 | 219.9484 | 163.4355
1623 | 217.5957 | 173.403 | 217.5957 | 173.403
1624 | 218.7484 | 183.8649 | 218.7484 | 183.8649
1625 | 222.5923 | 222.0148 | 222.5923 | 222.0148
1626 | 222.6708 | 269.6802 | 222.6708 | 269.6802
1627 | 238.7051 | 275.7052 | 238.7051 | 275.7052
1628 | 263.7312 | 273.5932 | 263.7312 | 273.5932
1629 | 278.6853 | 275.4474 | 278.6853 | 275.4474
1630 | 295.008 | 268.7339 | 295.008 | 268.7339
1631 | 318.3093 | 247.2498 | 318.3093 | 247.2498
1632 | 313.2927 | 233.9112 | 313.2927 | 233.9112
1633 | 293.1515 | 214.1244 | 293.1515 | 214.1244
1634 | 290.6925 | 195.713 | 290.6925 | 195.713
1635 | 290.996 | 189.2389 | 290.996 | 189.2389
1636 | 295.243 | 191.9386 | 295.243 | 191.9386
1637 | 302.264 | 211.153 | 302.264 | 211.153
1638 | 297.7877 | 207.2075 | 297.7877 | 207.2075
1639 | 295.9282 | 203.9027 | 295.9282 | 203.9027
1640 | 298.2365 | 211.9754 | 298.2365 | 211.9754
1641 | 288.0142 | 197.5617 | 288.0142 | 197.5617
1642 | 274.5395 | 184.2862 | 274.5395 | 184.2862
1643 | 252.8466 | 181.1316 | 252.8466 | 181.1316
1644 | 235.0777 | 169.731 | 235.0777 | 169.731
1645 | 225.0952 | 171.3293 | 225.0952 | 171.3293
1646 | 218.5367 | 171.9667 | 218.5367 | 171.9667
1647 | 216.2089 | 178.4797 | 216.2089 | 178.4797
1648 | 218.5162 | 187.1326 | 218.5162 | 187.1326
1649 | 224.7396 | 223.0769 | 224.7396 | 223.0769
1650 | 226.8131 | 268.5598 | 226.8131 | 268.5598
1651 | 245.1964 | 271.6789 | 245.1964 | 271.6789
1652 | 278.9394 | 266.2524 | 278.9394 | 266.2524
1653 | 298.3353 | 265.8658 | 298.3353 | 265.8658
1654 | 315.4419 | 260.1326 | 315.4419 | 260.1326
1655 | 339.0477 | 248.3352 | 339.0477 | 248.3352
1656 | 329.7596 | 241.182 | 329.7596 | 241.182
1657 | 305.3679 | 232.9959 | 305.3679 | 232.9959
1658 | 302.4722 | 216.7435 | 302.4722 | 216.7435
1659 | 305.703 | 208.6938 | 305.703 | 208.6938
1660 | 305.9113 | 208.7909 | 305.9113 | 208.7909
1661 | 312.9247 | 227.0134 | 312.9247 | 227.0134
1662 | 310.0072 | 221.1655 | 310.0072 | 221.1655
1663 | 305.0469 | 216.0518 | 305.0469 | 216.0518
1664 | 305.4767 | 222.0704 | 305.4767 | 222.0704
1665 | 295.6472 | 205.381 | 295.6472 | 205.381
1666 | 279.9953 | 190.8218 | 279.9953 | 190.8218
1667 | 256.944 | 184.1193 | 256.944 | 184.1193
1668 | 238.5825 | 170.2095 | 238.5825 | 170.2095
1669 | 228.2434 | 170.5473 | 228.2434 | 170.5473
1670 | 221.9511 | 172.3285 | 221.9511 | 172.3285
1671 | 220.3636 | 181.8409 | 220.3636 | 181.8409
1672 | 221.3964 | 193.7149 | 221.3964 | 193.7149
1673 | 226.409 | 232.3434 | 226.409 | 232.3434
1674 | 227.8692 | 281.7243 | 227.8692 | 281.7243
1675 | 245.9528 | 287.7727 | 245.9528 | 287.7727
1676 | 279.098 | 284.7737 | 279.098 | 284.7737
1677 | 298.7309 | 285.9276 | 298.7309 | 285.9276
1678 | 310.6078 | 281.1281 | 310.6078 | 281.1281
1679 | 337.1293 | 269.6691 | 337.1293 | 269.6691
1680 | 325.4365 | 259.9017 | 325.4365 | 259.9017
1681 | 305.6034 | 248.6695 | 305.6034 | 248.6695
1682 | 307.0873 | 227.5855 | 307.0873 | 227.5855
1683 | 311.4207 | 214.6692 | 311.4207 | 214.6692
1684 | 311.8842 | 212.8523 | 311.8842 | 212.8523
1685 | 315.2321 | 227.3169 | 315.2321 | 227.3169
1686 | 312.0503 | 218.0845 | 312.0503 | 218.0845
1687 | 308.2284 | 211.6053 | 308.2284 | 211.6053
1688 | 309.8655 | 216.772 | 309.8655 | 216.772
1689 | 298.1845 | 199.3589 | 298.1845 | 199.3589
1690 | 281.1618 | 187.2155 | 281.1618 | 187.2155
1691 | 259.0436 | 186.2784 | 259.0436 | 186.2784
1692 | 241.4218 | 177.5153 | 241.4218 | 177.5153
1693 | 230.3043 | 181.5644 | 230.3043 | 181.5644
1694 | 224.1083 | 183.8941 | 224.1083 | 183.8941
1695 | 222.3788 | 192.4261 | 222.3788 | 192.4261
1696 | 224.2016 | 200.5188 | 224.2016 | 200.5188
1697 | 229.8215 | 234.374 | 229.8215 | 234.374
1698 | 233.6738 | 276.1224 | 233.6738 | 276.1224
1699 | 251.5492 | 277.6542 | 251.5492 | 277.6542
1700 | 282.9524 | 271.8426 | 282.9524 | 271.8426
1701 | 304.5319 | 270.1023 | 304.5319 | 270.1023
1702 | 317.812 | 265.081 | 317.812 | 265.081
1703 | 339.2396 | 254.9408 | 339.2396 | 254.9408
1704 | 329.0527 | 247.5191 | 329.0527 | 247.5191
1705 | 309.4293 | 232.1672 | 309.4293 | 232.1672
1706 | 305.9916 | 208.8892 | 305.9916 | 208.8892
1707 | 307.6618 | 198.2136 | 307.6618 | 198.2136
1708 | 307.3551 | 196.9336 | 307.3551 | 196.9336
1709 | 312.1512 | 213.4405 | 312.1512 | 213.4405
1710 | 309.2905 | 206.8107 | 309.2905 | 206.8107
1711 | 310.21 | 202.6423 | 310.21 | 202.6423
1712 | 308.7707 | 210.3648 | 308.7707 | 210.3648
1713 | 297.0086 | 194.2355 | 297.0086 | 194.2355
1714 | 283.0135 | 178.3575 | 283.0135 | 178.3575
1715 | 262.7533 | 174.1526 | 262.7533 | 174.1526
1716 | 245.5042 | 162.4136 | 245.5042 | 162.4136
1717 | 233.5923 | 163.1832 | 233.5923 | 163.1832
1718 | 226.4165 | 163.5522 | 226.4165 | 163.5522
1719 | 224.2735 | 170.7538 | 224.2735 | 170.7538
1720 | 226.4303 | 180.422 | 226.4303 | 180.422
1721 | 231.8097 | 217.9068 | 231.8097 | 217.9068
1722 | 233.5583 | 265.3738 | 233.5583 | 265.3738
1723 | 250.1204 | 270.7685 | 250.1204 | 270.7685
1724 | 276.2688 | 267.116 | 276.2688 | 267.116
1725 | 294.0847 | 267.7448 | 294.0847 | 267.7448
1726 | 307.048 | 262.315 | 307.048 | 262.315
1727 | 333.0927 | 249.6423 | 333.0927 | 249.6423
1728 | 324.8309 | 239.3263 | 324.8309 | 239.3263
1729 | 307.2827 | 227.394 | 307.2827 | 227.394
1730 | 303.6284 | 208.4573 | 303.6284 | 208.4573
1731 | 303.1345 | 199.9175 | 303.1345 | 199.9175
1732 | 303.6752 | 200.178 | 303.6752 | 200.178
1733 | 311.8848 | 215.9147 | 311.8848 | 215.9147
1734 | 308.535 | 207.4059 | 308.535 | 207.4059
1735 | 310.1303 | 198.0674 | 310.1303 | 198.0674
1736 | 307.489 | 199.231 | 307.489 | 199.231
1737 | 295.7148 | 181.0711 | 295.7148 | 181.0711
1738 | 282.3896 | 169.5229 | 282.3896 | 169.5229
1739 | 263.2117 | 167.3369 | 263.2117 | 167.3369
1740 | 247.7268 | 159.3442 | 247.7268 | 159.3442
1741 | 236.464 | 161.5726 | 236.464 | 161.5726
1742 | 229.4045 | 164.4859 | 229.4045 | 164.4859
1743 | 226.954 | 173.9515 | 226.954 | 173.9515
1744 | 227.7169 | 184.4601 | 227.7169 | 184.4601
1745 | 233.1024 | 220.5794 | 233.1024 | 220.5794
1746 | 233.1029 | 268.4781 | 233.1029 | 268.4781
1747 | 239.9127 | 273.7212 | 239.9127 | 273.7212
1748 | 262.5301 | 268.2948 | 262.5301 | 268.2948
1749 | 282.328 | 264.6871 | 282.328 | 264.6871
1750 | 295.4229 | 256.9466 | 295.4229 | 256.9466
1751 | 320.641 | 246.3745 | 320.641 | 246.3745
1752 | 318.0517 | 238.6728 | 318.0517 | 238.6728
1753 | 302.5887 | 227.8258 | 302.5887 | 227.8258
1754 | 298.3301 | 212.6588 | 298.3301 | 212.6588
1755 | 298.6602 | 205.216 | 298.6602 | 205.216
1756 | 300.5366 | 203.9126 | 300.5366 | 203.9126
1757 | 307.2234 | 219.1124 | 307.2234 | 219.1124
1758 | 303.2892 | 212.1091 | 303.2892 | 212.1091
1759 | 303.725 | 206.2018 | 303.725 | 206.2018
1760 | 301.966 | 210.6332 | 301.966 | 210.6332
1761 | 293.0144 | 192.4383 | 293.0144 | 192.4383
1762 | 278.4728 | 174.9497 | 278.4728 | 174.9497
1763 | 260.8562 | 165.1195 | 260.8562 | 165.1195
1764 | 243.2272 | 150.0427 | 243.2272 | 150.0427
1765 | 232.8607 | 149.2718 | 232.8607 | 149.2718
1766 | 226.5626 | 149.7342 | 226.5626 | 149.7342
1767 | 224.7414 | 156.1071 | 224.7414 | 156.1071
1768 | 224.6998 | 163.3712 | 224.6998 | 163.3712
1769 | 228.6031 | 198.837 | 228.6031 | 198.837
1770 | 230.4609 | 243.468 | 230.4609 | 243.468
1771 | 241.1596 | 246.9255 | 241.1596 | 246.9255
1772 | 261.0619 | 242.6777 | 261.0619 | 242.6777
1773 | 279.8836 | 244.6136 | 279.8836 | 244.6136
1774 | 298.0912 | 241.1095 | 298.0912 | 241.1095
1775 | 319.7571 | 228.215 | 319.7571 | 228.215
1776 | 316.8441 | 219.3112 | 316.8441 | 219.3112
1777 | 302.6412 | 205.7099 | 302.6412 | 205.7099
1778 | 300.6228 | 192.4919 | 300.6228 | 192.4919
1779 | 304.1334 | 189.7057 | 304.1334 | 189.7057
1780 | 308.5295 | 193.8525 | 308.5295 | 193.8525
1781 | 311.0975 | 214.876 | 311.0975 | 214.876
1782 | 308.1752 | 212.2842 | 308.1752 | 212.2842
1783 | 308.3354 | 210.7884 | 308.3354 | 210.7884
1784 | 303.6585 | 220.3549 | 303.6585 | 220.3549
1785 | 293.0959 | 206.6531 | 293.0959 | 206.6531
1786 | 278.2132 | 191.5803 | 278.2132 | 191.5803
1787 | 258.3247 | 186.6285 | 258.3247 | 186.6285
1788 | 242.8941 | 178.4023 | 242.8941 | 178.4023
1789 | 232.9481 | 181.6811 | 232.9481 | 181.6811
1790 | 225.3694 | 184.1158 | 225.3694 | 184.1158
1791 | 222.2184 | 193.2898 | 222.2184 | 193.2898
1792 | 224.5399 | 203.4365 | 224.5399 | 203.4365
1793 | 228.9185 | 239.6842 | 228.9185 | 239.6842
1794 | 232.7315 | 288.0615 | 232.7315 | 288.0615
1795 | 246.2181 | 294.6233 | 246.2181 | 294.6233
1796 | 271.6209 | 293.4216 | 271.6209 | 293.4216
1797 | 287.4664 | 292.3115 | 287.4664 | 292.3115
1798 | 304.0104 | 286.4732 | 304.0104 | 286.4732
1799 | 328.5745 | 275.1076 | 328.5745 | 275.1076
1800 | 321.7356 | 266.1221 | 321.7356 | 266.1221
1801 | 308.5265 | 252.7776 | 308.5265 | 252.7776
1802 | 303.7688 | 231.7286 | 303.7688 | 231.7286
1803 | 308.056 | 219.3258 | 308.056 | 219.3258
1804 | 307.648 | 217.0421 | 307.648 | 217.0421
1805 | 313.4025 | 235.2646 | 313.4025 | 235.2646
1806 | 313.6429 | 230.1986 | 313.6429 | 230.1986
1807 | 314.8056 | 225.4117 | 314.8056 | 225.4117
1808 | 311.1623 | 232.2706 | 311.1623 | 232.2706
1809 | 299.9079 | 217.3317 | 299.9079 | 217.3317
1810 | 284.5937 | 203.3093 | 284.5937 | 203.3093
1811 | 261.7633 | 198.4275 | 261.7633 | 198.4275
1812 | 244.9456 | 185.6614 | 244.9456 | 185.6614
1813 | 233.8358 | 184.6221 | 233.8358 | 184.6221
1814 | 226.393 | 182.1902 | 226.393 | 182.1902
1815 | 225.1529 | 185.4821 | 225.1529 | 185.4821
1816 | 226.9184 | 190.9022 | 226.9184 | 190.9022
1817 | 232.5128 | 226.3446 | 232.5128 | 226.3446
1818 | 236.613 | 271.7459 | 236.613 | 271.7459
1819 | 257.6027 | 275.8803 | 257.6027 | 275.8803
1820 | 289.6258 | 271.901 | 289.6258 | 271.901
1821 | 309.5917 | 273.5801 | 309.5917 | 273.5801
1822 | 324.2547 | 270.8463 | 324.2547 | 270.8463
1823 | 348.9415 | 259.9592 | 348.9415 | 259.9592
1824 | 340.5666 | 256.027 | 340.5666 | 256.027
1825 | 319.8044 | 248.2144 | 319.8044 | 248.2144
1826 | 316.6853 | 231.4601 | 316.6853 | 231.4601
1827 | 321.1396 | 217.937 | 321.1396 | 217.937
1828 | 322.6882 | 206.8536 | 322.6882 | 206.8536
1829 | 330.4491 | 215.9613 | 330.4491 | 215.9613
1830 | 328.2803 | 205.0367 | 328.2803 | 205.0367
1831 | 325.3246 | 197.3672 | 325.3246 | 197.3672
1832 | 321.6984 | 202.9773 | 321.6984 | 202.9773
1833 | 307.2865 | 189.4622 | 307.2865 | 189.4622
1834 | 286.8438 | 187.6707 | 286.8438 | 187.6707
1835 | 263.5187 | 193.8059 | 263.5187 | 193.8059
1836 | 247.2888 | 189.4894 | 247.2888 | 189.4894
1837 | 235.2156 | 196.2344 | 235.2156 | 196.2344
1838 | 228.5508 | 198.0389 | 228.5508 | 198.0389
1839 | 224.6261 | 203.3382 | 224.6261 | 203.3382
1840 | 227.3932 | 207.2178 | 227.3932 | 207.2178
1841 | 233.2119 | 238.2487 | 233.2119 | 238.2487
1842 | 238.1874 | 280.2655 | 238.1874 | 280.2655
1843 | 257.4351 | 282.8243 | 257.4351 | 282.8243
1844 | 289.8918 | 277.2695 | 289.8918 | 277.2695
1845 | 308.4386 | 276.3694 | 308.4386 | 276.3694
1846 | 322.6552 | 271.0563 | 322.6552 | 271.0563
1847 | 346.1237 | 261.2779 | 346.1237 | 261.2779
1848 | 339.829 | 254.3581 | 339.829 | 254.3581
1849 | 318.4158 | 243.3477 | 318.4158 | 243.3477
1850 | 315.6668 | 219.4044 | 315.6668 | 219.4044
1851 | 317.7963 | 200.6761 | 317.7963 | 200.6761
1852 | 319.1348 | 191.8335 | 319.1348 | 191.8335
1853 | 325.4142 | 201.8049 | 325.4142 | 201.8049
1854 | 326.6876 | 185.6635 | 326.6876 | 185.6635
1855 | 327.8124 | 171.2133 | 327.8124 | 171.2133
1856 | 321.2535 | 168.9457 | 321.2535 | 168.9457
1857 | 307.9257 | 152.6998 | 307.9257 | 152.6998
1858 | 290.358 | 148.9709 | 290.358 | 148.9709
1859 | 268.82 | 147.5202 | 268.82 | 147.5202
1860 | 249.8542 | 138.5121 | 249.8542 | 138.5121
1861 | 238.6999 | 145.4088 | 238.6999 | 145.4088
1862 | 232.7663 | 149.3607 | 232.7663 | 149.3607
1863 | 230.4225 | 154.7767 | 230.4225 | 154.7767
1864 | 231.5264 | 160.0451 | 231.5264 | 160.0451
1865 | 236.2503 | 190.4575 | 236.2503 | 190.4575
1866 | 242.1814 | 231.6807 | 242.1814 | 231.6807
1867 | 261.5077 | 233.5859 | 261.5077 | 233.5859
1868 | 292.8678 | 227.8677 | 292.8678 | 227.8677
1869 | 310.6832 | 226.8976 | 310.6832 | 226.8976
1870 | 325.8954 | 220.114 | 325.8954 | 220.114
1871 | 346.5811 | 205.5857 | 346.5811 | 205.5857
1872 | 340.4398 | 195.0013 | 340.4398 | 195.0013
1873 | 319.1067 | 182.5437 | 319.1067 | 182.5437
1874 | 317.2507 | 161.9732 | 317.2507 | 161.9732
1875 | 321.6336 | 149.7221 | 321.6336 | 149.7221
1876 | 320.3651 | 144.159 | 320.3651 | 144.159
1877 | 326.4064 | 156.126 | 326.4064 | 156.126
1878 | 324.5855 | 145.1781 | 324.5855 | 145.1781
1879 | 324.8972 | 135.6412 | 324.8972 | 135.6412
1880 | 316.7101 | 140.2477 | 316.7101 | 140.2477
1881 | 304.2608 | 126.8026 | 304.2608 | 126.8026
1882 | 286.3493 | 118.1838 | 286.3493 | 118.1838
1883 | 268.0823 | 112.3216 | 268.0823 | 112.3216
1884 | 249.2119 | 102.2981 | 249.2119 | 102.2981
1885 | 237.8275 | 108.8797 | 237.8275 | 108.8797
1886 | 230.8348 | 115.9127 | 230.8348 | 115.9127
1887 | 228.7112 | 124.6898 | 228.7112 | 124.6898
1888 | 230.1281 | 134.8132 | 230.1281 | 134.8132
1889 | 236.0562 | 170.9442 | 236.0562 | 170.9442
1890 | 241.6114 | 216.3571 | 241.6114 | 216.3571
1891 | 258.0599 | 217.9006 | 258.0599 | 217.9006
1892 | 285.1057 | 211.7039 | 285.1057 | 211.7039
1893 | 303.7632 | 215.5771 | 303.7632 | 215.5771
1894 | 317.6059 | 214.197 | 317.6059 | 214.197
1895 | 345.8482 | 205.4457 | 345.8482 | 205.4457
1896 | 338.3347 | 195.4214 | 338.3347 | 195.4214
1897 | 318.8332 | 182.8472 | 318.8332 | 182.8472
1898 | 314.2233 | 162.2183 | 314.2233 | 162.2183
1899 | 313.4661 | 146.3727 | 313.4661 | 146.3727
1900 | 317.8366 | 128.2636 | 317.8366 | 128.2636
1901 | 326.5107 | 131.0342 | 326.5107 | 131.0342
1902 | 325.0766 | 115.2663 | 325.0766 | 115.2663
1903 | 327.6474 | 101.8547 | 327.6474 | 101.8547
1904 | 319.345 | 106.4729 | 319.345 | 106.4729
1905 | 305.1935 | 91.4406 | 305.1935 | 91.4406
1906 | 288.0513 | 78.2702 | 288.0513 | 78.2702
1907 | 269.4731 | 73.33 | 269.4731 | 73.33
1908 | 252.6159 | 69.9938 | 252.6159 | 69.9938
1909 | 242.4043 | 90.3935 | 242.4043 | 90.3935
1910 | 234.9769 | 114.2321 | 234.9769 | 114.2321
1911 | 231.9449 | 136.2321 | 231.9449 | 136.2321
1912 | 232.981 | 152.5526 | 232.981 | 152.5526
1913 | 238.1216 | 192.6749 | 238.1216 | 192.6749
1914 | 241.9311 | 239.4416 | 241.9311 | 239.4416
1915 | 251.6344 | 243.7277 | 251.6344 | 243.7277
1916 | 272.8445 | 239.55 | 272.8445 | 239.55
1917 | 290.7269 | 239.7703 | 290.7269 | 239.7703
1918 | 304.6096 | 235.7177 | 304.6096 | 235.7177
1919 | 328.2979 | 226.2894 | 328.2979 | 226.2894
1920 | 324.6188 | 218.6343 | 324.6188 | 218.6343
1921 | 307.8947 | 209.993 | 307.8947 | 209.993
1922 | 304.1721 | 193.1105 | 304.1721 | 193.1105
1923 | 307.424 | 182.7967 | 307.424 | 182.7967
1924 | 312.747 | 183.3023 | 312.747 | 183.3023
1925 | 317.3526 | 202.3067 | 317.3526 | 202.3067
1926 | 317.4541 | 197.5909 | 317.4541 | 197.5909
1927 | 318.5019 | 193.5742 | 318.5019 | 193.5742
1928 | 309.3784 | 201.8452 | 309.3784 | 201.8452
1929 | 297.1949 | 188.0034 | 297.1949 | 188.0034
1930 | 285.1511 | 175.5682 | 285.1511 | 175.5682
1931 | 267.5832 | 171.6551 | 267.5832 | 171.6551
1932 | 251.2186 | 163.5806 | 251.2186 | 163.5806
1933 | 241.7089 | 168.8551 | 241.7089 | 168.8551
1934 | 234.9414 | 173.5539 | 234.9414 | 173.5539
1935 | 233.12 | 179.5067 | 233.12 | 179.5067
1936 | 234.3869 | 184.2383 | 234.3869 | 184.2383
1937 | 238.102 | 218.6887 | 238.102 | 218.6887
1938 | 242.5761 | 265.2454 | 242.5761 | 265.2454
1939 | 251.1101 | 270.6518 | 251.1101 | 270.6518
1940 | 271.1815 | 268.2597 | 271.1815 | 268.2597
1941 | 289.8943 | 269.8222 | 289.8943 | 269.8222
1942 | 304.0643 | 263.7739 | 304.0643 | 263.7739
1943 | 329.568 | 250.1908 | 329.568 | 250.1908
1944 | 321.681 | 242.4307 | 321.681 | 242.4307
1945 | 308.7215 | 233.4977 | 308.7215 | 233.4977
1946 | 304.8355 | 219.8829 | 304.8355 | 219.8829
1947 | 305.9531 | 213.0936 | 305.9531 | 213.0936
1948 | 312.7289 | 210.028 | 312.7289 | 210.028
1949 | 322.7315 | 222.2752 | 322.7315 | 222.2752
1950 | 318.7698 | 210.9537 | 318.7698 | 210.9537
1951 | 321.1808 | 202.8524 | 321.1808 | 202.8524
1952 | 313.7919 | 208.6142 | 313.7919 | 208.6142
1953 | 301.786 | 193.3252 | 301.786 | 193.3252
1954 | 286.0699 | 182.1388 | 286.0699 | 182.1388
1955 | 267.4965 | 174.9345 | 267.4965 | 174.9345
1956 | 253.7029 | 160.1728 | 253.7029 | 160.1728
1957 | 243.1311 | 158.3048 | 243.1311 | 158.3048
1958 | 235.68 | 158.3121 | 235.68 | 158.3121
1959 | 233.7222 | 164.7551 | 233.7222 | 164.7551
1960 | 234.5453 | 171.4356 | 234.5453 | 171.4356
1961 | 238.7066 | 205.1741 | 238.7066 | 205.1741
1962 | 244.2145 | 249.1633 | 244.2145 | 249.1633
1963 | 258.7231 | 252.5857 | 258.7231 | 252.5857
1964 | 282.9646 | 248.1513 | 282.9646 | 248.1513
1965 | 301.1524 | 248.9201 | 301.1524 | 248.9201
1966 | 316.6393 | 249.5474 | 316.6393 | 249.5474
1967 | 340.3478 | 251.1362 | 340.3478 | 251.1362
1968 | 331.0695 | 255.3151 | 331.0695 | 255.3151
1969 | 313.383 | 252.5792 | 313.383 | 252.5792
1970 | 309.4231 | 244.4262 | 309.4231 | 244.4262
1971 | 311.6648 | 240.0061 | 311.6648 | 240.0061
1972 | 315.9585 | 241.6438 | 315.9585 | 241.6438
1973 | 324.6101 | 260.1463 | 324.6101 | 260.1463
1974 | 323.8655 | 254.1817 | 323.8655 | 254.1817
1975 | 327.4944 | 248.4962 | 327.4944 | 248.4962
1976 | 317.7827 | 253.8846 | 317.7827 | 253.8846
1977 | 305.1161 | 236.4599 | 305.1161 | 236.4599
1978 | 286.7735 | 218.7379 | 286.7735 | 218.7379
1979 | 268.2619 | 208.9077 | 268.2619 | 208.9077
1980 | 250.4703 | 195.8499 | 250.4703 | 195.8499
1981 | 240.4907 | 195.6975 | 240.4907 | 195.6975
1982 | 234.7413 | 194.8878 | 234.7413 | 194.8878
1983 | 231.2374 | 200.1287 | 231.2374 | 200.1287
1984 | 232.8829 | 206.4825 | 232.8829 | 206.4825
1985 | 239.9137 | 239.8476 | 239.9137 | 239.8476
1986 | 246.0232 | 283.1481 | 246.0232 | 283.1481
1987 | 264.8148 | 285.2635 | 264.8148 | 285.2635
1988 | 296.0372 | 279.662 | 296.0372 | 279.662
1989 | 315.3061 | 280.0106 | 315.3061 | 280.0106
1990 | 330.142 | 278.1638 | 330.142 | 278.1638
1991 | 352.9274 | 269.7391 | 352.9274 | 269.7391
1992 | 341.8053 | 260.847 | 341.8053 | 260.847
1993 | 322.6166 | 248.8679 | 322.6166 | 248.8679
1994 | 318.1833 | 232.2421 | 318.1833 | 232.2421
1995 | 322.4561 | 224.5775 | 322.4561 | 224.5775
1996 | 323.6647 | 222.2822 | 323.6647 | 222.2822
1997 | 331.7405 | 236.7117 | 331.7405 | 236.7117
1998 | 335.5865 | 230.8755 | 335.5865 | 230.8755
1999 | 334.143 | 224.7348 | 334.143 | 224.7348
2000 | 323.4383 | 230.7067 | 323.4383 | 230.7067
2001 | 308.799 | 215.3944 | 308.799 | 215.3944
2002 | 291.3453 | 206.4721 | 291.3453 | 206.4721
2003 | 269.4595 | 201.3335 | 269.4595 | 201.3335
2004 | 251.1252 | 191.0533 | 251.1252 | 191.0533
2005 | 239.9808 | 196.0827 | 239.9808 | 196.0827
2006 | 234.1381 | 200.408 | 234.1381 | 200.408
2007 | 231.8534 | 211.4376 | 231.8534 | 211.4376
2008 | 233.7041 | 223.3232 | 233.7041 | 223.3232
2009 | 239.202 | 260.4112 | 239.202 | 260.4112
2010 | 246.6324 | 306.2326 | 246.6324 | 306.2326
2011 | 264.4953 | 309.7018 | 264.4953 | 309.7018
2012 | 296.5434 | 303.6684 | 296.5434 | 303.6684
2013 | 316.4507 | 302.2082 | 316.4507 | 302.2082
2014 | 331.5352 | 295.0512 | 331.5352 | 295.0512
2015 | 357.162 | 276.228 | 357.162 | 276.228
2016 | 345.2439 | 264.9434 | 345.2439 | 264.9434
2017 | 325.7366 | 254.9016 | 325.7366 | 254.9016
2018 | 320.86 | 232.067 | 320.86 | 232.067
2019 | 325.7306 | 208.9622 | 325.7306 | 208.9622
2020 | 325.9219 | 197.9606 | 325.9219 | 197.9606
2021 | 331.0989 | 207.9436 | 331.0989 | 207.9436
2022 | 332.2097 | 196.2838 | 332.2097 | 196.2838
2023 | 333.8687 | 188.6609 | 333.8687 | 188.6609
2024 | 320.3236 | 195.4264 | 320.3236 | 195.4264
2025 | 306.1975 | 183.9654 | 306.1975 | 183.9654
2026 | 288.4918 | 175.755 | 288.4918 | 175.755
2027 | 267.1237 | 166.8468 | 267.1237 | 166.8468
2028 | 249.2797 | 153.9173 | 249.2797 | 153.9173
2029 | 237.8385 | 157.1845 | 237.8385 | 157.1845
2030 | 230.8322 | 161.1481 | 230.8322 | 161.1481
2031 | 228.9959 | 171.0105 | 228.9959 | 171.0105
2032 | 229.6473 | 178.8582 | 229.6473 | 178.8582
2033 | 236.0542 | 213.3786 | 236.0542 | 213.3786
2034 | 244.1984 | 259.7368 | 244.1984 | 259.7368
2035 | 258.2863 | 264.7698 | 258.2863 | 264.7698
2036 | 290.1352 | 261.7242 | 290.1352 | 261.7242
2037 | 310.0825 | 262.4463 | 310.0825 | 262.4463
2038 | 325.3503 | 259.7242 | 325.3503 | 259.7242
2039 | 349.3243 | 250.3892 | 349.3243 | 250.3892
2040 | 340.8754 | 240.1433 | 340.8754 | 240.1433
2041 | 318.0596 | 225.9001 | 318.0596 | 225.9001
2042 | 314.499 | 197.6387 | 314.499 | 197.6387
2043 | 319.4455 | 176.973 | 319.4455 | 176.973
2044 | 321.2355 | 165.3762 | 321.2355 | 165.3762
2045 | 325.9313 | 171.4379 | 325.9313 | 171.4379
2046 | 329.7185 | 156.9771 | 329.7185 | 156.9771
2047 | 329.9185 | 149.1091 | 329.9185 | 149.1091
2048 | 318.1211 | 157.917 | 318.1211 | 157.917
2049 | 307.3712 | 151.486 | 307.3712 | 151.486
2050 | 291.2565 | 149.0759 | 291.2565 | 149.0759
2051 | 269.8087 | 143.7156 | 269.8087 | 143.7156
2052 | 252.4562 | 134.6024 | 252.4562 | 134.6024
2053 | 239.739 | 140.3788 | 239.739 | 140.3788
2054 | 233.2149 | 145.4394 | 233.2149 | 145.4394
2055 | 230.9225 | 155.3135 | 230.9225 | 155.3135
2056 | 231.053 | 165.1218 | 231.053 | 165.1218
2057 | 236.7165 | 201.4629 | 236.7165 | 201.4629
2058 | 243.3603 | 248.7198 | 243.3603 | 248.7198
2059 | 256.2322 | 254.6514 | 256.2322 | 254.6514
2060 | 283.9924 | 251.0456 | 283.9924 | 251.0456
2061 | 303.2382 | 254.0085 | 303.2382 | 254.0085
2062 | 317.4845 | 252.0799 | 317.4845 | 252.0799
2063 | 338.4423 | 243.0951 | 338.4423 | 243.0951
2064 | 334.0363 | 234.7631 | 334.0363 | 234.7631
2065 | 318.0941 | 219.9248 | 318.0941 | 219.9248
2066 | 315.5425 | 199.9144 | 315.5425 | 199.9144
2067 | 318.943 | 192.0515 | 318.943 | 192.0515
2068 | 322.3815 | 194.6461 | 322.3815 | 194.6461
2069 | 327.4687 | 213.1487 | 327.4687 | 213.1487
2070 | 330.6142 | 202.5275 | 330.6142 | 202.5275
2071 | 328.9937 | 193.0374 | 328.9937 | 193.0374
2072 | 315.4994 | 193.4891 | 315.4994 | 193.4891
2073 | 303.8903 | 173.3801 | 303.8903 | 173.3801
2074 | 289.8549 | 164.1777 | 289.8549 | 164.1777
2075 | 268.6268 | 162.1085 | 268.6268 | 162.1085
2076 | 250.4609 | 155.5512 | 250.4609 | 155.5512
2077 | 239.4512 | 160.639 | 239.4512 | 160.639
2078 | 232.7457 | 165.863 | 232.7457 | 165.863
2079 | 229.845 | 176.7992 | 229.845 | 176.7992
2080 | 230.0674 | 188.288 | 230.0674 | 188.288
2081 | 235.6551 | 226.7998 | 235.6551 | 226.7998
2082 | 241.9729 | 273.94 | 241.9729 | 273.94
2083 | 249.9998 | 276.3121 | 249.9998 | 276.3121
2084 | 271.3363 | 270.127 | 271.3363 | 270.127
2085 | 292.4521 | 268.5851 | 292.4521 | 268.5851
2086 | 307.433 | 264.4158 | 307.433 | 264.4158
2087 | 328.4005 | 255.7577 | 328.4005 | 255.7577
2088 | 324.1845 | 248.8846 | 324.1845 | 248.8846
2089 | 311.5257 | 240.7568 | 311.5257 | 240.7568
2090 | 305.2597 | 226.08 | 305.2597 | 226.08
2091 | 307.7346 | 217.6218 | 307.7346 | 217.6218
2092 | 310.884 | 216.4936 | 310.884 | 216.4936
2093 | 317.9388 | 231.0398 | 317.9388 | 231.0398
2094 | 315.9006 | 221.7024 | 315.9006 | 221.7024
2095 | 317.1543 | 213.8461 | 317.1543 | 213.8461
2096 | 307.4852 | 217.9741 | 307.4852 | 217.9741
2097 | 297.1515 | 204.7508 | 297.1515 | 204.7508
2098 | 282.6355 | 199.6447 | 282.6355 | 199.6447
2099 | 265.159 | 194.0627 | 265.159 | 194.0627
2100 | 248.6767 | 181.32 | 248.6767 | 181.32
2101 | 238.9723 | 182.393 | 238.9723 | 182.393
2102 | 231.7914 | 183.3689 | 231.7914 | 183.3689
2103 | 229.9755 | 190.1153 | 229.9755 | 190.1153
2104 | 230.3272 | 195.7222 | 230.3272 | 195.7222
2105 | 236.1561 | 228.3987 | 236.1561 | 228.3987
2106 | 241.2675 | 270.7656 | 241.2675 | 270.7656
2107 | 249.9606 | 271.994 | 249.9606 | 271.994
2108 | 269.2179 | 265.4471 | 269.2179 | 265.4471
2109 | 288.191 | 264.4654 | 288.191 | 264.4654
2110 | 302.396 | 259.0823 | 302.396 | 259.0823
2111 | 327.7918 | 250.4593 | 327.7918 | 250.4593
2112 | 322.3755 | 241.8005 | 322.3755 | 241.8005
2113 | 307.926 | 229.4597 | 307.926 | 229.4597
2114 | 304.9876 | 213.8025 | 304.9876 | 213.8025
2115 | 306.4578 | 208.2387 | 306.4578 | 208.2387
2116 | 314.4115 | 212.5839 | 314.4115 | 212.5839
2117 | 322.2051 | 234.7744 | 322.2051 | 234.7744
2118 | 321.1604 | 234.1549 | 321.1604 | 234.1549
2119 | 322.6469 | 231.6088 | 322.6469 | 231.6088
2120 | 309.973 | 237.0322 | 309.973 | 237.0322
2121 | 298.534 | 217.5184 | 298.534 | 217.5184
2122 | 283.4481 | 197.8708 | 283.4481 | 197.8708
2123 | 266.0999 | 187.8072 | 266.0999 | 187.8072
2124 | 248.0642 | 177.527 | 248.0642 | 177.527
2125 | 236.6911 | 181.7861 | 236.6911 | 181.7861
2126 | 230.7553 | 185.6914 | 230.7553 | 185.6914
2127 | 228.1582 | 193.7566 | 228.1582 | 193.7566
2128 | 228.6725 | 199.877 | 228.6725 | 199.877
2129 | 234.3477 | 233.3003 | 234.3477 | 233.3003
2130 | 239.1967 | 277.6746 | 239.1967 | 277.6746
2131 | 254.3145 | 281.0154 | 254.3145 | 281.0154
2132 | 276.1211 | 275.4022 | 276.1211 | 275.4022
2133 | 294.5074 | 275.7509 | 294.5074 | 275.7509
2134 | 315.2867 | 272.6085 | 315.2867 | 272.6085
2135 | 335.7317 | 264.5107 | 335.7317 | 264.5107
2136 | 331.4971 | 256.6922 | 331.4971 | 256.6922
2137 | 313.0248 | 247.6075 | 313.0248 | 247.6075
2138 | 309.9135 | 232.6972 | 309.9135 | 232.6972
2139 | 313.7965 | 225.5695 | 313.7965 | 225.5695
2140 | 319.8196 | 226.3669 | 319.8196 | 226.3669
2141 | 332.8836 | 243.469 | 332.8836 | 243.469
2142 | 333.0739 | 236.1156 | 333.0739 | 236.1156
2143 | 328.0125 | 229.1346 | 328.0125 | 229.1346
2144 | 314.7753 | 233.8695 | 314.7753 | 233.8695
2145 | 304.7548 | 217.7985 | 304.7548 | 217.7985
2146 | 285.8802 | 203.8345 | 285.8802 | 203.8345
2147 | 266.5781 | 195.4398 | 266.5781 | 195.4398
2148 | 249.1323 | 183.7241 | 249.1323 | 183.7241
2149 | 237.702 | 185.7775 | 237.702 | 185.7775
2150 | 230.4434 | 186.1699 | 230.4434 | 186.1699
2151 | 230.5295 | 194.1884 | 230.5295 | 194.1884
2152 | 230.3917 | 203.88 | 230.3917 | 203.88
2153 | 235.4802 | 242.0883 | 235.4802 | 242.0883
2154 | 246.1999 | 288.2132 | 246.1999 | 288.2132
2155 | 266.2524 | 291.7057 | 266.2524 | 291.7057
2156 | 296.9707 | 287.0028 | 296.9707 | 287.0028
2157 | 315.8835 | 286.8496 | 315.8835 | 286.8496
2158 | 329.2711 | 282.9721 | 329.2711 | 282.9721
2159 | 356.0516 | 275.0609 | 356.0516 | 275.0609
2160 | 344.5799 | 268.8297 | 344.5799 | 268.8297
2161 | 323.7015 | 260.7719 | 323.7015 | 260.7719
2162 | 319.0198 | 245.3015 | 319.0198 | 245.3015
2163 | 321.9686 | 237.672 | 321.9686 | 237.672
2164 | 325.3232 | 239.1229 | 325.3232 | 239.1229
2165 | 332.993 | 257.3804 | 332.993 | 257.3804
2166 | 340.2517 | 250.1087 | 340.2517 | 250.1087
2167 | 334.7214 | 242.906 | 334.7214 | 242.906
2168 | 323.1658 | 248.5278 | 323.1658 | 248.5278
2169 | 309.564 | 233.5539 | 309.564 | 233.5539
2170 | 292.5126 | 220.8386 | 292.5126 | 220.8386
2171 | 268.9699 | 214.5096 | 268.9699 | 214.5096
2172 | 252.4533 | 591.3728 | 252.4533 | 591.3728
2173 | 239.5858 | 608.6346 | 239.5858 | 608.6346
2174 | 232.6035 | 611.9323 | 232.6035 | 611.9323
2175 | 230.9625 | 620.0988 | 230.9625 | 620.0988
2176 | 231.2709 | 634.287 | 231.2709 | 634.287
2177 | 237.9429 | 674.0534 | 237.9429 | 674.0534
2178 | 248.3538 | 714.5889 | 248.3538 | 714.5889
2179 | 265.5494 | 717.6028 | 265.5494 | 717.6028
2180 | 294.7323 | 688.4587 | 294.7323 | 688.4587
2181 | 316.2454 | 686.4797 | 316.2454 | 686.4797
2182 | 328.5424 | 683.8825 | 328.5424 | 683.8825
2183 | 356.6269 | 672.1838 | 356.6269 | 672.1838
2184 | 346.6053 | 646.0387 | 346.6053 | 646.0387
2185 | 319.5587 | 596.9836 | 319.5587 | 596.9836
2186 | 320.3999 | 556.8641 | 320.3999 | 556.8641
2187 | 326.9007 | 535.2877 | 326.9007 | 535.2877
2188 | 328.1869 | 536.9089 | 328.1869 | 536.9089
2189 | 338.5591 | 545.5544 | 338.5591 | 545.5544
2190 | 347.1915 | 543.8265 | 347.1915 | 543.8265
2191 | 341.6753 | 540.1873 | 341.6753 | 540.1873
2192 | 323.7055 | 551.3673 | 323.7055 | 551.3673
2193 | 313.3377 | 556.8947 | 313.3377 | 556.8947
2194 | 294.5179 | 555.5598 | 294.5179 | 555.5598
2195 | 275.0545 | 552.7518 | 275.0545 | 552.7518
2196 | 257.2975 | 544.3249 | 257.2975 | 544.3249
2197 | 244.2541 | 552.1361 | 244.2541 | 552.1361
2198 | 236.3906 | 552.6362 | 236.3906 | 552.6362
2199 | 233.5125 | 559.4039 | 233.5125 | 559.4039
2200 | 233.4097 | 573.8992 | 233.4097 | 573.8992
2201 | 239.7898 | 613.4267 | 239.7898 | 613.4267
2202 | 249.4432 | 661.0928 | 249.4432 | 661.0928
2203 | 266.6071 | 679.2548 | 266.6071 | 679.2548
2204 | 296.1319 | 670.6152 | 296.1319 | 670.6152
2205 | 315.0629 | 677.8821 | 315.0629 | 677.8821
2206 | 328.7724 | 679.3449 | 328.7724 | 679.3449
2207 | 355.5809 | 670.0344 | 355.5809 | 670.0344
2208 | 346.6192 | 655.4551 | 346.6192 | 655.4551
2209 | 324.6134 | 625.3693 | 324.6134 | 625.3693
2210 | 324.1505 | 605.5496 | 324.1505 | 605.5496
2211 | 328.5808 | 592.332 | 328.5808 | 592.332
2212 | 330.4063 | 589.9274 | 330.4063 | 589.9274
2213 | 345.3722 | 597.5152 | 345.3722 | 597.5152
2214 | 353.1843 | 596.6744 | 353.1843 | 596.6744
2215 | 341.9613 | 591.0222 | 341.9613 | 591.0222
2216 | 325.2114 | 598.4152 | 325.2114 | 598.4152
2217 | 307.0789 | 603.2603 | 307.0789 | 603.2603
2218 | 285.6165 | 608.9876 | 285.6165 | 608.9876
2219 | 264.9592 | 612.7984 | 264.9592 | 612.7984
2220 | 248.2959 | 606.0092 | 248.2959 | 606.0092
2221 | 237.5274 | 620.0298 | 237.5274 | 620.0298
2222 | 230.8971 | 621.8945 | 230.8971 | 621.8945
2223 | 229.4614 | 631.6987 | 229.4614 | 631.6987
2224 | 229.65 | 641.4858 | 229.65 | 641.4858
2225 | 235.733 | 676.6122 | 235.733 | 676.6122
2226 | 243.74 | 715.0666 | 243.74 | 715.0666
2227 | 257.1302 | 724.3239 | 257.1302 | 724.3239
2228 | 281.416 | 707.0868 | 281.416 | 707.0868
2229 | 299.6468 | 711.1125 | 299.6468 | 711.1125
2230 | 312.2732 | 709.5388 | 312.2732 | 709.5388
2231 | 339.6637 | 697.7037 | 339.6637 | 697.7037
2232 | 332.2404 | 686.809 | 332.2404 | 686.809
2233 | 312.0267 | 659.3844 | 312.0267 | 659.3844
2234 | 313.2341 | 639.7694 | 313.2341 | 639.7694
2235 | 323.1777 | 622.4236 | 323.1777 | 622.4236
2236 | 324.6539 | 613.9802 | 324.6539 | 613.9802
2237 | 336.8947 | 614.9151 | 336.8947 | 614.9151
2238 | 343.1802 | 607.012 | 343.1802 | 607.012
2239 | 335.1881 | 596.3787 | 335.1881 | 596.3787
2240 | 319.641 | 600.1893 | 319.641 | 600.1893
2241 | 306.0292 | 606.6721 | 306.0292 | 606.6721
2242 | 290.3543 | 614.9241 | 290.3543 | 614.9241
2243 | 270.639 | 613.8219 | 270.639 | 613.8219
2244 | 255.976 | 607.8857 | 255.976 | 607.8857
2245 | 243.5141 | 615.1169 | 243.5141 | 615.1169
2246 | 235.9114 | 614.4569 | 235.9114 | 614.4569
2247 | 233.2066 | 620.2011 | 233.2066 | 620.2011
2248 | 233.3948 | 628.3165 | 233.3948 | 628.3165
2249 | 238.7039 | 661.1229 | 238.7039 | 661.1229
2250 | 247.5199 | 705.5137 | 247.5199 | 705.5137
2251 | 258.9303 | 721.731 | 258.9303 | 721.731
2252 | 279.5341 | 712.5114 | 279.5341 | 712.5114
2253 | 297.1068 | 726.8406 | 297.1068 | 726.8406
2254 | 312.3142 | 736.4575 | 312.3142 | 736.4575
2255 | 336.9115 | 726.8058 | 336.9115 | 726.8058
2256 | 335.9495 | 696.396 | 335.9495 | 696.396
2257 | 318.0832 | 648.3644 | 318.0832 | 648.3644
2258 | 315.047 | 610.0531 | 315.047 | 610.0531
2259 | 313.3395 | 587.1462 | 313.3395 | 587.1462
2260 | 320.4618 | 580.0675 | 320.4618 | 580.0675
2261 | 329.721 | 584.5506 | 329.721 | 584.5506
2262 | 337.895 | 578.3875 | 337.895 | 578.3875
2263 | 330.3147 | 572.5988 | 330.3147 | 572.5988
2264 | 315.5673 | 582.0388 | 315.5673 | 582.0388
2265 | 299.9687 | 590.4663 | 299.9687 | 590.4663
2266 | 286.5057 | 591.656 | 286.5057 | 591.656
2267 | 268.6182 | 592.7374 | 268.6182 | 592.7374
2268 | 252.8963 | 584.2423 | 252.8963 | 584.2423
2269 | 243.2392 | 590.757 | 243.2392 | 590.757
2270 | 235.7525 | 597.9782 | 235.7525 | 597.9782
2271 | 233.1725 | 607.4753 | 233.1725 | 607.4753
2272 | 232.458 | 614.806 | 232.458 | 614.806
2273 | 237.2824 | 641.5736 | 237.2824 | 641.5736
2274 | 244.5298 | 682.2456 | 244.5298 | 682.2456
2275 | 256.7385 | 701.0899 | 256.7385 | 701.0899
2276 | 277.2558 | 688.6634 | 277.2558 | 688.6634
2277 | 293.8602 | 694.7702 | 293.8602 | 694.7702
2278 | 306.0874 | 693.5037 | 306.0874 | 693.5037
2279 | 330.7163 | 678.9391 | 330.7163 | 678.9391
2280 | 327.9118 | 655.4551 | 327.9118 | 655.4551
2281 | 309.9429 | 612.9847 | 309.9429 | 612.9847
2282 | 307.8207 | 584.3286 | 307.8207 | 584.3286
2283 | 311.5674 | 568.9957 | 311.5674 | 568.9957
2284 | 318.4932 | 554.377 | 318.4932 | 554.377
2285 | 330.2497 | 543.4732 | 330.2497 | 543.4732
2286 | 337.8709 | 530.1113 | 337.8709 | 530.1113
2287 | 329.4681 | 525.5168 | 329.4681 | 525.5168
2288 | 316.5714 | 536.6286 | 316.5714 | 536.6286
2289 | 301.9854 | 536.2537 | 301.9854 | 536.2537
2290 | 287.7618 | 510.9683 | 287.7618 | 510.9683
2291 | 269.4998 | 492.6369 | 269.4998 | 492.6369
2292 | 254.1542 | 477.523 | 254.1542 | 477.523
2293 | 242.6769 | 479.6025 | 242.6769 | 479.6025
2294 | 235.8907 | 475.1555 | 235.8907 | 475.1555
2295 | 233.6255 | 486.6314 | 233.6255 | 486.6314
2296 | 234.197 | 512.4879 | 234.197 | 512.4879
2297 | 237.3561 | 579.7869 | 237.3561 | 579.7869
2298 | 246.2257 | 632.0589 | 246.2257 | 632.0589
2299 | 259.0528 | 640.9068 | 259.0528 | 640.9068
2300 | 278.8481 | 619.9168 | 278.8481 | 619.9168
2301 | 296.0656 | 614.219 | 296.0656 | 614.219
2302 | 311.2826 | 597.9749 | 311.2826 | 597.9749
2303 | 335.2474 | 577.8492 | 335.2474 | 577.8492
2304 | 330.4267 | 571.458 | 330.4267 | 571.458
2305 | 317.0365 | 555.8039 | 317.0365 | 555.8039
2306 | 314.1779 | 549.0853 | 314.1779 | 549.0853
2307 | 315.7859 | 540.5418 | 315.7859 | 540.5418
2308 | 318.7949 | 540.6618 | 318.7949 | 540.6618
2309 | 331.7001 | 549.2049 | 331.7001 | 549.2049
2310 | 341.6104 | 543.4854 | 341.6104 | 543.4854
2311 | 334.3718 | 523.5039 | 334.3718 | 523.5039
2312 | 317.0812 | 520.764 | 317.0812 | 520.764
2313 | 304.4806 | 526.0867 | 304.4806 | 526.0867
2314 | 288.4859 | 517.3483 | 288.4859 | 517.3483
2315 | 267.0813 | 518.2591 | 267.0813 | 518.2591
2316 | 249.9194 | 512.5957 | 249.9194 | 512.5957
2317 | 238.8988 | 519.1787 | 238.8988 | 519.1787
2318 | 231.6672 | 516.54 | 231.6672 | 516.54
2319 | 229.8382 | 521.2606 | 229.8382 | 521.2606
2320 | 231.2149 | 535.176 | 231.2149 | 535.176
2321 | 237.2484 | 577.5352 | 237.2484 | 577.5352
2322 | 249.5952 | 631.9224 | 249.5952 | 631.9224
2323 | 266.1491 | 662.6737 | 266.1491 | 662.6737
2324 | 293.949 | 657.5483 | 293.949 | 657.5483
2325 | 314.757 | 665.7363 | 314.757 | 665.7363
2326 | 330.6391 | 659.0792 | 330.6391 | 659.0792
2327 | 356.9148 | 637.1452 | 356.9148 | 637.1452
2328 | 349.9968 | 603.9037 | 349.9968 | 603.9037
2329 | 331.0451 | 547.5816 | 331.0451 | 547.5816
2330 | 326.7328 | 506.6091 | 326.7328 | 506.6091
2331 | 330.7584 | 475.0022 | 330.7584 | 475.0022
2332 | 333.7297 | 461.8847 | 333.7297 | 461.8847
2333 | 346.6537 | 468.9949 | 346.6537 | 468.9949
2334 | 354.6403 | 471.9753 | 354.6403 | 471.9753
2335 | 341.5666 | 472.8736 | 341.5666 | 472.8736
2336 | 325.4417 | 489.5124 | 325.4417 | 489.5124
2337 | 314.2548 | 503.6375 | 314.2548 | 503.6375
2338 | 295.9082 | 503.906 | 295.9082 | 503.906
2339 | 274.0681 | 506.4203 | 274.0681 | 506.4203
2340 | 254.9491 | 500.1088 | 254.9491 | 500.1088
2341 | 244.9847 | 510.3764 | 244.9847 | 510.3764
2342 | 237.7743 | 515.1753 | 237.7743 | 515.1753
2343 | 235.4838 | 523.0006 | 235.4838 | 523.0006
2344 | 235.7929 | 532.2077 | 235.7929 | 532.2077
2345 | 241.6566 | 567.5729 | 241.6566 | 567.5729
2346 | 252.7019 | 609.3708 | 252.7019 | 609.3708
2347 | 270.6088 | 620.2658 | 270.6088 | 620.2658
2348 | 297.828 | 605.178 | 297.828 | 605.178
2349 | 318.8591 | 609.1355 | 318.8591 | 609.1355
2350 | 332.1482 | 607.0842 | 332.1482 | 607.0842
2351 | 356.6728 | 597.5008 | 356.6728 | 597.5008
2352 | 349.7981 | 590.2567 | 349.7981 | 590.2567
2353 | 332.3515 | 574.5002 | 332.3515 | 574.5002
2354 | 325.6816 | 565.0523 | 325.6816 | 565.0523
2355 | 329.8999 | 554.7005 | 329.8999 | 554.7005
2356 | 332.6935 | 556.7994 | 332.6935 | 556.7994
2357 | 346.2861 | 565.2401 | 346.2861 | 565.2401
2358 | 353.9027 | 562.1476 | 353.9027 | 562.1476
2359 | 344.8379 | 552.1625 | 344.8379 | 552.1625
2360 | 331.1853 | 552.8002 | 331.1853 | 552.8002
2361 | 317.9202 | 550.0713 | 317.9202 | 550.0713
2362 | 300.1932 | 540.3434 | 300.1932 | 540.3434
2363 | 279.6195 | 539.3436 | 279.6195 | 539.3436
2364 | 259.8822 | 534.5673 | 259.8822 | 534.5673
2365 | 249.5534 | 546.7456 | 249.5534 | 546.7456
2366 | 241.7749 | 551.135 | 241.7749 | 551.135
2367 | 239.8589 | 558.7898 | 239.8589 | 558.7898
2368 | 240.2781 | 567.8945 | 240.2781 | 567.8945
2369 | 245.4373 | 601.315 | 245.4373 | 601.315
2370 | 255.699 | 649.5611 | 255.699 | 649.5611
2371 | 272.8129 | 671.0666 | 272.8129 | 671.0666
2372 | 301.534 | 670.9564 | 301.534 | 670.9564
2373 | 319.0555 | 685.4903 | 319.0555 | 685.4903
2374 | 334.298 | 687.6013 | 334.298 | 687.6013
2375 | 355.0169 | 681.0885 | 355.0169 | 681.0885
2376 | 350.1413 | 663.3021 | 350.1413 | 663.3021
2377 | 333.9862 | 622.5034 | 333.9862 | 622.5034
2378 | 332.1101 | 588.5592 | 332.1101 | 588.5592
2379 | 333.7727 | 563.0252 | 333.7727 | 563.0252
2380 | 337.9073 | 539.3654 | 337.9073 | 539.3654
2381 | 347.3712 | 517.271 | 347.3712 | 517.271
2382 | 354.7386 | 495.4822 | 354.7386 | 495.4822
2383 | 343.7089 | 481.6077 | 343.7089 | 481.6077
2384 | 327.4721 | 485.8619 | 327.4721 | 485.8619
2385 | 313.6604 | 499.5434 | 313.6604 | 499.5434
2386 | 298.3476 | 491.999 | 298.3476 | 491.999
2387 | 279.2982 | 478.3417 | 279.2982 | 478.3417
2388 | 264.0258 | 459.0655 | 264.0258 | 459.0655
2389 | 252.9968 | 447.6004 | 252.9968 | 447.6004
2390 | 245.5873 | 427.1865 | 245.5873 | 427.1865
2391 | 242.3757 | 421.0236 | 242.3757 | 421.0236
2392 | 242.5415 | 427.092 | 242.5415 | 427.092
2393 | 248.5691 | 461.3313 | 248.5691 | 461.3313
2394 | 257.7389 | 501.7645 | 257.7389 | 501.7645
2395 | 266.1956 | 515.4912 | 266.1956 | 515.4912
2396 | 288.1414 | 507.227 | 288.1414 | 507.227
2397 | 307.7008 | 508.455 | 307.7008 | 508.455
2398 | 323.7235 | 498.1815 | 323.7235 | 498.1815
2399 | 345.3772 | 484.6063 | 345.3772 | 484.6063
2400 | 341.7149 | 473.814 | 341.7149 | 473.814
2401 | 327.0966 | 443.0117 | 327.0966 | 443.0117
2402 | 324.7688 | 414.4921 | 324.7688 | 414.4921
2403 | 325.6214 | 385.8534 | 325.6214 | 385.8534
2404 | 329.0154 | 376.8641 | 329.0154 | 376.8641
2405 | 336.4573 | 387.5907 | 336.4573 | 387.5907
2406 | 348.6301 | 386.9547 | 348.6301 | 386.9547
2407 | 339.5862 | 385.9425 | 339.5862 | 385.9425
2408 | 323.5786 | 400.2613 | 323.5786 | 400.2613
2409 | 310.5511 | 411.9981 | 310.5511 | 411.9981
2410 | 297.9922 | 410.9361 | 297.9922 | 410.9361
2411 | 280.2785 | 422.0138 | 280.2785 | 422.0138
2412 | 264.0381 | 428.9057 | 264.0381 | 428.9057
2413 | 251.2807 | 445.1439 | 251.2807 | 445.1439
2414 | 246.196 | 453.5933 | 246.196 | 453.5933
2415 | 242.8371 | 465.8198 | 242.8371 | 465.8198
2416 | 243.1035 | 488.5033 | 243.1035 | 488.5033
2417 | 247.5749 | 538.1296 | 247.5749 | 538.1296
2418 | 254.6992 | 595.3486 | 254.6992 | 595.3486
2419 | 263.1592 | 624.6669 | 263.1592 | 624.6669
2420 | 278.6114 | 620.5991 | 278.6114 | 620.5991
2421 | 297.0268 | 629.7766 | 297.0268 | 629.7766
2422 | 313.6953 | 624.143 | 313.6953 | 624.143
2423 | 336.1554 | 616.6407 | 336.1554 | 616.6407
2424 | 332.8916 | 608.5777 | 332.8916 | 608.5777
2425 | 319.5264 | 587.3966 | 319.5264 | 587.3966
2426 | 316.4225 | 564.8817 | 316.4225 | 564.8817
2427 | 318.355 | 544.1241 | 318.355 | 544.1241
2428 | 320.2262 | 539.0242 | 320.2262 | 539.0242
2429 | 330.224 | 538.1168 | 330.224 | 538.1168
2430 | 340.1114 | 530.3502 | 340.1114 | 530.3502
2431 | 334.5371 | 524.1862 | 334.5371 | 524.1862
2432 | 318.8204 | 530.0439 | 318.8204 | 530.0439
2433 | 305.2759 | 532.262 | 305.2759 | 532.262
2434 | 292.6982 | 525.7411 | 292.6982 | 525.7411
2435 | 276.7955 | 531.0872 | 276.7955 | 531.0872
2436 | 262.1182 | 531.5309 | 262.1182 | 531.5309
2437 | 251.9677 | 544.0844 | 251.9677 | 544.0844
2438 | 244.7182 | 545.6421 | 244.7182 | 545.6421
2439 | 242.0089 | 548.691 | 242.0089 | 548.691
2440 | 242.2959 | 552.5076 | 242.2959 | 552.5076
2441 | 246.2145 | 579.3434 | 246.2145 | 579.3434
2442 | 253.2083 | 614.3861 | 253.2083 | 614.3861
2443 | 259.0384 | 619.4811 | 259.0384 | 619.4811
2444 | 271.0341 | 596.8193 | 271.0341 | 596.8193
2445 | 287.7278 | 592.145 | 287.7278 | 592.145
2446 | 304.1045 | 582.7926 | 304.1045 | 582.7926
2447 | 328.1649 | 570.5139 | 328.1649 | 570.5139
2448 | 325.4274 | 553.8193 | 325.4274 | 553.8193
2449 | 315.6073 | 522.5394 | 315.6073 | 522.5394
2450 | 312.5356 | 501.1162 | 312.5356 | 501.1162
2451 | 313.0705 | 476.1964 | 313.0705 | 476.1964
2452 | 320.1752 | 460.8612 | 320.1752 | 460.8612
2453 | 330.114 | 459.442 | 330.114 | 459.442
2454 | 335.8556 | 459.7612 | 335.8556 | 459.7612
2455 | 327.7402 | 475.2277 | 327.7402 | 475.2277
2456 | 319.2954 | 521.651 | 319.2954 | 521.651
2457 | 305.7474 | 562.6947 | 305.7474 | 562.6947
2458 | 291.6465 | 580.8749 | 291.6465 | 580.8749
2459 | 274.7385 | 597.3091 | 274.7385 | 597.3091
2460 | 259.1459 | 597.1728 | 259.1459 | 597.1728
2461 | 249.0366 | 609.7946 | 249.0366 | 609.7946
2462 | 241.5023 | 616.7769 | 241.5023 | 616.7769
2463 | 237.8129 | 627.2634 | 237.8129 | 627.2634
2464 | 238.6427 | 640.0188 | 238.6427 | 640.0188
2465 | 242.5378 | 677.1239 | 242.5378 | 677.1239
2466 | 252.2138 | 722.743 | 252.2138 | 722.743
2467 | 263.1347 | 737.4932 | 263.1347 | 737.4932
2468 | 278.7807 | 723.1902 | 278.7807 | 723.1902
2469 | 295.5598 | 728.99 | 295.5598 | 728.99
2470 | 309.5869 | 726.3928 | 309.5869 | 726.3928
2471 | 333.8285 | 715.9906 | 333.8285 | 715.9906
2472 | 327.4917 | 688.5831 | 327.4917 | 688.5831
2473 | 316.3655 | 654.3691 | 316.3655 | 654.3691
2474 | 314.8425 | 634.993 | 314.8425 | 634.993
2475 | 319.8115 | 621.9118 | 319.8115 | 621.9118
2476 | 325.3905 | 623.4307 | 325.3905 | 623.4307
2477 | 336.2542 | 635.4879 | 336.2542 | 635.4879
2478 | 342.5098 | 640.2082 | 342.5098 | 640.2082
2479 | 331.5436 | 642.8807 | 331.5436 | 642.8807
2480 | 318.9143 | 659.5877 | 318.9143 | 659.5877
2481 | 307.8007 | 682.5492 | 307.8007 | 682.5492
2482 | 292.9013 | 686.093 | 292.9013 | 686.093
2483 | 273.9331 | 678.4744 | 273.9331 | 678.4744
2484 | 257.616 | 662.1324 | 257.616 | 662.1324
2485 | 248.3279 | 660.8001 | 248.3279 | 660.8001
2486 | 241.2482 | 653.6579 | 241.2482 | 653.6579
2487 | 237.5491 | 653.0562 | 237.5491 | 653.0562
2488 | 238.9769 | 658.408 | 238.9769 | 658.408
2489 | 244.3384 | 687.7003 | 244.3384 | 687.7003
2490 | 255.2324 | 723.7324 | 255.2324 | 723.7324
2491 | 270.4408 | 727.9404 | 270.4408 | 727.9404
2492 | 295.3291 | 705.8244 | 295.3291 | 705.8244
2493 | 311.4798 | 704.8007 | 311.4798 | 704.8007
2494 | 331.836 | 700.4636 | 331.836 | 700.4636
2495 | 357.6911 | 689.4814 | 357.6911 | 689.4814
2496 | 350.3316 | 663.8138 | 350.3316 | 663.8138
2497 | 336.104 | 625.4717 | 336.104 | 625.4717
2498 | 331.6853 | 601.1826 | 331.6853 | 601.1826
2499 | 336.5116 | 585.3038 | 336.5116 | 585.3038
2500 | 341.3977 | 585.1851 | 341.3977 | 585.1851
2501 | 352.9152 | 596.594 | 352.9152 | 596.594
2502 | 354.4243 | 601.212 | 354.4243 | 601.212
2503 | 343.3843 | 602.1445 | 343.3843 | 602.1445
2504 | 328.7636 | 610.0834 | 328.7636 | 610.0834
2505 | 316.7542 | 602.7485 | 316.7542 | 602.7485
2506 | 300.1613 | 578.4867 | 300.1613 | 578.4867
2507 | 277.8191 | 566.9446 | 277.8191 | 566.9446
2508 | 260.2391 | 549.3402 | 260.2391 | 549.3402
2509 | 247.4444 | 549.3044 | 247.4444 | 549.3044
2510 | 240.3004 | 543.3221 | 240.3004 | 543.3221
2511 | 238.0203 | 542.5499 | 238.0203 | 542.5499
2512 | 240.896 | 550.1194 | 240.896 | 550.1194
2513 | 245.683 | 581.5611 | 245.683 | 581.5611
2514 | 255.9929 | 620.8343 | 255.9929 | 620.8343
2515 | 277.2862 | 631.8998 | 277.2862 | 631.8998
2516 | 305.6192 | 616.4709 | 305.6192 | 616.4709
2517 | 326.3357 | 622.7825 | 326.3357 | 622.7825
2518 | 341.4933 | 622.1983 | 341.4933 | 622.1983
2519 | 368.332 | 615.2419 | 368.332 | 615.2419
2520 | 361.5638 | 611.9554 | 361.5638 | 611.9554
2521 | 342.1791 | 598.0071 | 342.1791 | 598.0071
2522 | 342.6143 | 591.0156 | 342.6143 | 591.0156
2523 | 343.1051 | 583.7686 | 343.1051 | 583.7686
2524 | 343.914 | 586.5156 | 343.914 | 586.5156
2525 | 361.2259 | 597.8905 | 361.2259 | 597.8905
2526 | 370.9116 | 599.6085 | 370.9116 | 599.6085
2527 | 358.792 | 594.3657 | 358.792 | 594.3657
2528 | 340.3683 | 597.3576 | 340.3683 | 597.3576
2529 | 326.1469 | 588.1122 | 326.1469 | 588.1122
2530 | 308.7971 | 565.795 | 308.7971 | 565.795
2531 | 288.0733 | 555.8564 | 288.0733 | 555.8564
2532 | 267.8947 | 540.2991 | 267.8947 | 540.2991
2533 | 255.0711 | 541.4915 | 255.0711 | 541.4915
2534 | 248.5405 | 537.8975 | 248.5405 | 537.8975
2535 | 245.121 | 542.7205 | 245.121 | 542.7205
2536 | 246.0346 | 555.0664 | 246.0346 | 555.0664
2537 | 251.0918 | 589.8175 | 251.0918 | 589.8175
2538 | 262.2093 | 633.6965 | 262.2093 | 633.6965
2539 | 282.237 | 651.5515 | 282.237 | 651.5515
2540 | 308.1569 | 645.3684 | 308.1569 | 645.3684
2541 | 328.3666 | 650.9976 | 328.3666 | 650.9976
2542 | 343.3981 | 653.3816 | 343.3981 | 653.3816
2543 | 372.7701 | 652.3616 | 372.7701 | 652.3616
2544 | 361.2582 | 648.9386 | 361.2582 | 648.9386
2545 | 343.4928 | 626.2564 | 343.4928 | 626.2564
2546 | 338.9165 | 610.7696 | 338.9165 | 610.7696
2547 | 340.7727 | 600.2814 | 340.7727 | 600.2814
2548 | 343.6061 | 603.9155 | 343.6061 | 603.9155
2549 | 360.783 | 616.5186 | 360.783 | 616.5186
2550 | 370.3533 | 620.2495 | 370.3533 | 620.2495
2551 | 354.8341 | 618.2479 | 354.8341 | 618.2479
2552 | 340.67 | 626.1527 | 340.67 | 626.1527
2553 | 325.6392 | 622.4002 | 325.6392 | 622.4002
2554 | 309.0182 | 605.0641 | 309.0182 | 605.0641
2555 | 287.3049 | 602.4608 | 287.3049 | 602.4608
2556 | 269.1509 | 596.0128 | 269.1509 | 596.0128
2557 | 256.7814 | 602.664 | 256.7814 | 602.664
2558 | 249.7932 | 600.537 | 249.7932 | 600.537
2559 | 245.7979 | 606.7588 | 245.7979 | 606.7588
2560 | 247.1789 | 624.4271 | 247.1789 | 624.4271
2561 | 250.1 | 664.3981 | 250.1 | 664.3981
2562 | 262.7023 | 706.7419 | 262.7023 | 706.7419
2563 | 279.5519 | 722.1063 | 279.5519 | 722.1063
2564 | 299.7152 | 711.0103 | 299.7152 | 711.0103
2565 | 321.4187 | 717.4924 | 321.4187 | 717.4924
2566 | 336.27 | 716.9082 | 336.27 | 716.9082
2567 | 360.8289 | 709.9518 | 360.8289 | 709.9518
2568 | 353.8495 | 702.2642 | 353.8495 | 702.2642
2569 | 333.7906 | 672.3831 | 333.7906 | 672.3831
2570 | 331.2958 | 642.6694 | 331.2958 | 642.6694
2571 | 330.0741 | 617.8519 | 330.0741 | 617.8519
2572 | 339.4494 | 604.3932 | 339.4494 | 604.3932
2573 | 357.3049 | 605.9081 | 357.3049 | 605.9081
2574 | 366.7201 | 602.2356 | 366.7201 | 602.2356
2575 | 351.4794 | 596.481 | 351.4794 | 596.481
2576 | 333.6086 | 608.8551 | 333.6086 | 608.8551
2577 | 321.1337 | 615.3038 | 321.1337 | 615.3038
2578 | 305.4272 | 594.8971 | 305.4272 | 594.8971
2579 | 288.0225 | 586.7327 | 288.0225 | 586.7327
2580 | 269.1708 | 576.9753 | 269.1708 | 576.9753
2581 | 258.4105 | 586.5265 | 258.4105 | 586.5265
2582 | 249.4851 | 591.9395 | 249.4851 | 591.9395
2583 | 246.0773 | 604.5412 | 246.0773 | 604.5412
2584 | 245.8528 | 616.3754 | 245.8528 | 616.3754
2585 | 251.0802 | 645.9065 | 251.0802 | 645.9065
2586 | 259.2154 | 684.9409 | 259.2154 | 684.9409
2587 | 272.4652 | 701.0899 | 272.4652 | 701.0899
2588 | 289.327 | 690.2328 | 289.327 | 690.2328
2589 | 306.371 | 696.7149 | 306.371 | 696.7149
2590 | 320.5712 | 696.1307 | 320.5712 | 696.1307
2591 | 342.7906 | 689.4814 | 342.7906 | 689.4814
2592 | 337.7383 | 681.4866 | 337.7383 | 681.4866
2593 | 324.7023 | 654.2668 | 324.7023 | 654.2668
2594 | 322.326 | 639.2576 | 322.326 | 639.2576
2595 | 322.5983 | 634.8764 | 322.5983 | 634.8764
2596 | 328.4466 | 646.1529 | 328.4466 | 646.1529
2597 | 342.6207 | 666.4324 | 342.6207 | 666.4324
2598 | 351.6026 | 677.2939 | 351.6026 | 677.2939
2599 | 341.3551 | 683.4804 | 341.3551 | 683.4804
2600 | 328.3334 | 699.3345 | 328.3334 | 699.3345
2601 | 315.9709 | 701.8596 | 315.9709 | 701.8596
2602 | 302.0086 | 684.4895 | 302.0086 | 684.4895
2603 | 282.5737 | 676.6662 | 282.5737 | 676.6662
2604 | 268.2859 | 662.8829 | 268.2859 | 662.8829
2605 | 255.7147 | 665.1671 | 255.7147 | 665.1671
2606 | 248.9538 | 660.7202 | 248.9538 | 660.7202
2607 | 246.4546 | 664.1443 | 246.4546 | 664.1443
2608 | 247.9289 | 674.5797 | 247.9289 | 674.5797
2609 | 250.8528 | 708.6143 | 250.8528 | 708.6143
2610 | 258.2886 | 754.5745 | 258.2886 | 754.5745
2611 | 273.136 | 773.3165 | 273.136 | 773.3165
2612 | 288.9505 | 763.8581 | 288.9505 | 763.8581
2613 | 304.2079 | 772.2167 | 304.2079 | 772.2167
2614 | 319.847 | 773.236 | 319.847 | 773.236
2615 | 343.6794 | 766.6208 | 343.6794 | 766.6208
2616 | 338.7624 | 746.5486 | 338.7624 | 746.5486
2617 | 327.6511 | 699.8476 | 327.6511 | 699.8476
2618 | 323.6454 | 669.7927 | 323.6454 | 669.7927
2619 | 324.1694 | 656.2339 | 324.1694 | 656.2339
2620 | 334.6575 | 659.7657 | 334.6575 | 659.7657
2621 | 354.8081 | 673.5288 | 354.8081 | 673.5288
2622 | 359.0714 | 679.6138 | 359.0714 | 679.6138
2623 | 343.4258 | 684.0263 | 343.4258 | 684.0263
2624 | 330.2845 | 709.9791 | 330.2845 | 709.9791
2625 | 317.4438 | 744.9158 | 317.4438 | 744.9158
2626 | 302.5645 | 729.6609 | 302.5645 | 729.6609
2627 | 282.1223 | 717.9142 | 282.1223 | 717.9142
2628 | 266.4562 | 701.8109 | 266.4562 | 701.8109
2629 | 253.7639 | 701.8775 | 253.7639 | 701.8775
2630 | 246.6828 | 694.7011 | 246.6828 | 694.7011
2631 | 243.4608 | 693.4171 | 243.4608 | 693.4171
2632 | 244.1234 | 698.6666 | 244.1234 | 698.6666
2633 | 246.9003 | 728.6412 | 246.9003 | 728.6412
2634 | 256.8882 | 766.9592 | 256.8882 | 766.9592
2635 | 276.5578 | 777.7518 | 276.5578 | 777.7518
2636 | 294.9103 | 760.2758 | 294.9103 | 760.2758
2637 | 308.0933 | 761.4015 | 308.0933 | 761.4015
2638 | 322.9201 | 758.8044 | 322.9201 | 758.8044
2639 | 351.1473 | 750.5174 | 351.1473 | 750.5174
2640 | 343.0662 | 732.2875 | 343.0662 | 732.2875
2641 | 329.2195 | 690.943 | 329.2195 | 690.943
2642 | 325.4874 | 665.9033 | 325.4874 | 665.9033
2643 | 327.568 | 647.1246 | 327.568 | 647.1246
2644 | 336.8482 | 643.1505 | 336.8482 | 643.1505
2645 | 354.0446 | 652.1713 | 354.0446 | 652.1713
2646 | 364.0831 | 654.3328 | 364.0831 | 654.3328
2647 | 346.9128 | 654.1394 | 346.9128 | 654.1394
2648 | 332.3271 | 674.2582 | 332.3271 | 674.2582
2649 | 321.5743 | 690.2597 | 321.5743 | 690.2597
2650 | 305.6237 | 676.6425 | 305.6237 | 676.6425
2651 | 285.6259 | 667.6592 | 285.6259 | 667.6592
2652 | 264.5305 | 654.1489 | 264.5305 | 654.1489
2653 | 253.3609 | 657.4907 | 253.3609 | 657.4907
2654 | 246.7542 | 659.8672 | 246.7542 | 659.8672
2655 | 243.5738 | 671.616 | 243.5738 | 671.616
2656 | 244.6339 | 688.7043 | 244.6339 | 688.7043
2657 | 249.597 | 727.3106 | 249.597 | 727.3106
2658 | 262.2484 | 775.8297 | 262.2484 | 775.8297
2659 | 285.4745 | 791.8423 | 285.4745 | 791.8423
2660 | 309.5749 | 780.8827 | 309.5749 | 780.8827
2661 | 326.003 | 790.7084 | 326.003 | 790.7084
2662 | 339.4469 | 794.0136 | 339.4469 | 794.0136
2663 | 364.6016 | 792.0383 | 364.6016 | 792.0383
2664 | 358.0482 | 788.6153 | 358.0482 | 788.6153
2665 | 339.9619 | 751.5014 | 339.9619 | 751.5014
2666 | 332.4923 | 724.0735 | 332.4923 | 724.0735
2667 | 341.1124 | 703.5548 | 341.1124 | 703.5548
2668 | 347.4099 | 696.6808 | 347.4099 | 696.6808
2669 | 366.5789 | 700.1404 | 366.5789 | 700.1404
2670 | 370.2091 | 698.9925 | 370.2091 | 698.9925
2671 | 351.3783 | 697.298 | 351.3783 | 697.298
2672 | 335.3232 | 708.6827 | 335.3232 | 708.6827
2673 | 321.1868 | 700.8361 | 321.1868 | 700.8361
2674 | 304.2018 | 673.5378 | 304.2018 | 673.5378
2675 | 283.2182 | 659.0275 | 283.2182 | 659.0275
2676 | 264.9476 | 641.5937 | 264.9476 | 641.5937
2677 | 252.9782 | 645.2426 | 252.9782 | 645.2426
2678 | 247.4858 | 646.7661 | 247.4858 | 646.7661
2679 | 244.0073 | 657.3208 | 244.0073 | 657.3208
2680 | 244.1311 | 670.2468 | 244.1311 | 670.2468
2681 | 250.4864 | 699.6414 | 250.4864 | 699.6414
2682 | 260.3526 | 735.3323 | 260.3526 | 735.3323
2683 | 283.6263 | 740.8367 | 283.6263 | 740.8367
2684 | 310.5011 | 723.1561 | 310.5011 | 723.1561
2685 | 327.5262 | 723.8383 | 327.5262 | 723.8383
2686 | 344.384 | 715.8506 | 344.384 | 715.8506
2687 | 366.2523 | 707.973 | 366.2523 | 707.973
2688 | 356.896 | 706.5288 | 356.896 | 706.5288
2689 | 340.8411 | 676.2384 | 340.8411 | 676.2384
2690 | 338.2869 | 653.4505 | 338.2869 | 653.4505
2691 | 339.9495 | 633 | 339.9495 | 633
2692 | 344.0552 | 625.3071 | 344.0552 | 625.3071
2693 | 361.4595 | 631.3255 | 361.4595 | 631.3255
2694 | 370.6583 | 632.6342 | 370.6583 | 632.6342
2695 | 351.4598 | 630.6325 | 351.4598 | 630.6325
2696 | 335.1958 | 652.8325 | 335.1958 | 652.8325
2697 | 319.5114 | 659.1105 | 319.5114 | 659.1105
2698 | 301.6374 | 636.6569 | 301.6374 | 636.6569
2699 | 281.8509 | 627.7418 | 281.8509 | 627.7418
2700 | 262.8017 | 615.6986 | 262.8017 | 615.6986
2701 | 252.3962 | 613.7522 | 252.3962 | 613.7522
2702 | 244.3243 | 609.5099 | 244.3243 | 609.5099
2703 | 242.2139 | 609.0106 | 242.2139 | 609.0106
2704 | 244.9749 | 617.0236 | 244.9749 | 617.0236
2705 | 248.3526 | 649.4547 | 248.3526 | 649.4547
2706 | 260.0667 | 691.082 | 260.0667 | 691.082
2707 | 284.1464 | 704.6382 | 284.1464 | 704.6382
2708 | 309.8479 | 690.0281 | 309.8479 | 690.0281
2709 | 330.7892 | 689.482 | 330.7892 | 689.482
2710 | 346.5965 | 685.9296 | 346.5965 | 685.9296
2711 | 368.8877 | 678.4273 | 368.8877 | 678.4273
2712 | 361.1834 | 676.2326 | 361.1834 | 676.2326
2713 | 341.0901 | 655.7679 | 341.0901 | 655.7679
2714 | 337.0108 | 641.3729 | 337.0108 | 641.3729
2715 | 343.1876 | 622.8671 | 343.1876 | 622.8671
2716 | 348.3355 | 596.1709 | 348.3355 | 596.1709
2717 | 364.3954 | 576.0895 | 364.3954 | 576.0895
2718 | 372.1349 | 564.1946 | 372.1349 | 564.1946
2719 | 357.33 | 572.1894 | 357.33 | 572.1894
2720 | 340.442 | 584.8365 | 340.442 | 584.8365
2721 | 325.4194 | 577.2287 | 325.4194 | 577.2287
2722 | 309.2355 | 560.575 | 309.2355 | 560.575
2723 | 290.7056 | 559.1999 | 290.7056 | 559.1999
2724 | 272.8241 | 552.206 | 272.8241 | 552.206
2725 | 261.6099 | 561.7572 | 261.6099 | 561.7572
2726 | 256.6498 | 564.5773 | 256.6498 | 564.5773
2727 | 251.3648 | 570.492 | 251.3648 | 570.492
2728 | 253.831 | 581.4392 | 253.831 | 581.4392
2729 | 257.4188 | 620.3867 | 257.4188 | 620.3867
2730 | 269.5107 | 664.5387 | 269.5107 | 664.5387
2731 | 286.6767 | 677.4807 | 286.6767 | 677.4807
2732 | 305.1772 | 661.8812 | 305.1772 | 661.8812
2733 | 325.5191 | 665.7022 | 325.5191 | 665.7022
2734 | 339 | 665.0156 | 339 | 665.0156
2735 | 358.1962 | 658.0592 | 358.1962 | 658.0592
2736 | 356.3876 | 656.7515 | 356.3876 | 656.7515
2737 | 336.9264 | 633.421 | 336.9264 | 633.421
2738 | 333.7621 | 612.5096 | 333.7621 | 612.5096
2739 | 340.0304 | 594.6179 | 340.0304 | 594.6179
2740 | 344.6416 | 592.0427 | 344.6416 | 592.0427
2741 | 360.0892 | 598.6411 | 360.0892 | 598.6411
2742 | 362.8239 | 596.6744 | 362.8239 | 596.6744
2743 | 346.5963 | 595.9692 | 346.5963 | 595.9692
2744 | 334.899 | 611.2434 | 334.899 | 611.2434
2745 | 321.3811 | 607.4226 | 321.3811 | 607.4226
2746 | 307.7594 | 585.2078 | 307.7594 | 585.2078
2747 | 290.6973 | 579.3633 | 290.6973 | 579.3633
2748 | 273.223 | 572.4718 | 273.223 | 572.4718
2749 | 261.4015 | 576.2571 | 261.4015 | 576.2571
2750 | 255.0698 | 570.8549 | 255.0698 | 570.8549
2751 | 251.8414 | 572.3685 | 251.8414 | 572.3685
2752 | 252.0334 | 582.1215 | 252.0334 | 582.1215
2753 | 256.9562 | 614.962 | 256.9562 | 614.962
2754 | 267.4273 | 655.4635 | 267.4273 | 655.4635
2755 | 280.7883 | 672.2266 | 280.7883 | 672.2266
2756 | 294.6707 | 668.2611 | 294.6707 | 668.2611
2757 | 311.2942 | 686.1044 | 311.2942 | 686.1044
2758 | 327.4106 | 694.0495 | 327.4106 | 694.0495
2759 | 344.9324 | 690.9143 | 344.9324 | 690.9143
2760 | 342.0173 | 689.5042 | 342.0173 | 689.5042
2761 | 327.8718 | 662.7961 | 327.8718 | 662.7961
2762 | 329.3667 | 640.2129 | 329.3667 | 640.2129
2763 | 330.0325 | 622.0824 | 330.0325 | 622.0824
2764 | 340.0654 | 620.6672 | 340.0654 | 620.6672
2765 | 359.3615 | 632.6561 | 359.3615 | 632.6561
2766 | 358.0065 | 640.1741 | 358.0065 | 640.1741
2767 | 341.9514 | 644.0407 | 341.9514 | 644.0407
2768 | 329.8975 | 660.8842 | 329.8975 | 660.8842
2769 | 318.0174 | 668.4928 | 318.0174 | 668.4928
2770 | 305.8902 | 650.9862 | 305.8902 | 650.9862
2771 | 290.5508 | 642.6511 | 290.5508 | 642.6511
2772 | 274.1094 | 631.2902 | 274.1094 | 631.2902
2773 | 261.318 | 639.9885 | 261.318 | 639.9885
2774 | 254.9758 | 642.0238 | 254.9758 | 642.0238
2775 | 251.4508 | 645.9597 | 251.4508 | 645.9597
2776 | 252.516 | 653.6657 | 252.516 | 653.6657
2777 | 256.2787 | 681.9686 | 256.2787 | 681.9686
2778 | 266.5426 | 720.2865 | 266.5426 | 720.2865
2779 | 280.9234 | 733.2627 | 280.9234 | 733.2627
2780 | 295.4447 | 715.4796 | 295.4447 | 715.4796
2781 | 307.7443 | 718.8912 | 307.7443 | 718.8912
2782 | 320.2355 | 716.0894 | 320.2355 | 716.0894
2783 | 340.3191 | 707.7342 | 340.3191 | 707.7342
2784 | 337.7614 | 704.3112 | 337.7614 | 704.3112
2785 | 326.2317 | 673.3384 | 326.2317 | 673.3384
2786 | 325.2254 | 647.5823 | 325.2254 | 647.5823
2787 | 329.6394 | 628.8035 | 329.6394 | 628.8035
2788 | 337.3146 | 625.0683 | 337.3146 | 625.0683
2789 | 356.398 | 632.6902 | 356.398 | 632.6902
2790 | 361.9617 | 633.9647 | 361.9617 | 633.9647
2791 | 343.6752 | 633.1913 | 343.6752 | 633.1913
2792 | 333.0668 | 645.2243 | 333.0668 | 645.2243
2793 | 321.2965 | 644.6447 | 321.2965 | 644.6447
2794 | 307.1903 | 629.4581 | 307.1903 | 629.4581
2795 | 288.7059 | 625.9336 | 288.7059 | 625.9336
2796 | 271.4428 | 618.8715 | 271.4428 | 618.8715
2797 | 261.2288 | 623.9533 | 261.2288 | 623.9533
2798 | 256.0476 | 619.9157 | 256.0476 | 619.9157
2799 | 253.0305 | 620.7811 | 253.0305 | 620.7811
2800 | 253.8532 | 629.9541 | 253.8532 | 629.9541
2801 | 258.9429 | 666.3087 | 258.9429 | 666.3087
2802 | 267.9435 | 713.6678 | 267.9435 | 713.6678
2803 | 284.0354 | 731.5568 | 284.0354 | 731.5568
2804 | 304.7655 | 726.2949 | 304.7655 | 726.2949
2805 | 319.1617 | 746.0487 | 319.1617 | 746.0487
2806 | 329.4024 | 761.295 | 329.4024 | 761.295
2807 | 348.2573 | 770.1008 | 348.2573 | 770.1008
2808 | 342.4154 | 779.1307 | 342.4154 | 779.1307
2809 | 326.3321 | 756.5508 | 326.3321 | 756.5508
2810 | 325.0143 | 725.6771 | 325.0143 | 725.6771
2811 | 330.1199 | 679.3314 | 330.1199 | 679.3314
2812 | 341.3836 | 648.507 | 341.3836 | 648.507
2813 | 360.311 | 636.9208 | 360.311 | 636.9208
2814 | 364.0022 | 630.4165 | 364.0022 | 630.4165
2815 | 346.1735 | 631.8266 | 346.1735 | 631.8266
2816 | 335.4133 | 669.8912 | 335.4133 | 669.8912
2817 | 322.0147 | 674.4634 | 322.0147 | 674.4634
2818 | 305.2967 | 642.218 | 305.2967 | 642.218
2819 | 283.8925 | 631.5289 | 283.8925 | 631.5289
2820 | 266.7828 | 621.4985 | 266.7828 | 621.4985
2821 | 257.6467 | 629.6168 | 257.6467 | 629.6168
2822 | 252.6635 | 632.6415 | 252.6635 | 632.6415
2823 | 249.8228 | 638.181 | 249.8228 | 638.181
2824 | 253.6551 | 644.5905 | 253.6551 | 644.5905
2825 | 258.5981 | 676.1004 | 258.5981 | 676.1004
2826 | 273.1451 | 718.9901 | 273.1451 | 718.9901
2827 | 297.2258 | 733.365 | 297.2258 | 733.365
2828 | 323.1788 | 722.4055 | 323.1788 | 722.4055
2829 | 341.89 | 725.783 | 341.89 | 725.783
2830 | 353.0609 | 717.8976 | 353.0609 | 717.8976
2831 | 372.8845 | 701.593 | 372.8845 | 701.593
2832 | 361.999 | 694.2124 | 361.999 | 694.2124
2833 | 340.9312 | 674.396 | 340.9312 | 674.396
2834 | 340.8464 | 663.3104 | 340.8464 | 663.3104
2835 | 347.4014 | 656.1998 | 347.4014 | 656.1998
2836 | 355.4465 | 659.3222 | 355.4465 | 659.3222
2837 | 374.0224 | 667.3194 | 374.0224 | 667.3194
2838 | 377.4119 | 664.8069 | 377.4119 | 664.8069
2839 | 361.925 | 658.7794 | 361.925 | 658.7794
2840 | 345.409 | 663.8183 | 345.409 | 663.8183
2841 | 330.0502 | 655.8694 | 330.0502 | 655.8694
2842 | 313.8365 | 632.8698 | 313.8365 | 632.8698
2843 | 292.147 | 623.6477 | 292.147 | 623.6477
2844 | 270.8958 | 610.0692 | 270.8958 | 610.0692
2845 | 260.8288 | 612.7287 | 260.8288 | 612.7287
2846 | 254.7746 | 610.3287 | 254.7746 | 610.3287
2847 | 253.2402 | 616.0729 | 253.2402 | 616.0729
2848 | 255.9298 | 629.2377 | 255.9298 | 629.2377
2849 | 261.8519 | 667.8099 | 261.8519 | 667.8099
2850 | 274.6873 | 717.1819 | 274.6873 | 717.1819
2851 | 300.3316 | 735.4462 | 300.3316 | 735.4462
2852 | 325.5063 | 727.6254 | 325.5063 | 727.6254
2853 | 341.0895 | 739.4299 | 341.0895 | 739.4299
2854 | 355.1845 | 743.588 | 355.1845 | 743.588
2855 | 375.2211 | 740.8963 | 375.2211 | 740.8963
2856 | 363.9908 | 745.4568 | 363.9908 | 745.4568
2857 | 348.3824 | 714.7228 | 348.3824 | 714.7228
2858 | 347.8266 | 681.0174 | 347.8266 | 681.0174
2859 | 352.6007 | 649.854 | 352.6007 | 649.854
2860 | 361.0938 | 627.3201 | 361.0938 | 627.3201
2861 | 378.9858 | 625.7985 | 378.9858 | 625.7985
2862 | 385.7387 | 626.5613 | 385.7387 | 626.5613
2863 | 368.3537 | 635.2384 | 368.3537 | 635.2384
2864 | 350.9375 | 646.0431 | 350.9375 | 646.0431
2865 | 335.4727 | 632.4989 | 335.4727 | 632.4989
2866 | 320.8229 | 609.0559 | 320.8229 | 609.0559
2867 | 297.9155 | 606.3843 | 297.9155 | 606.3843
2868 | 278.2804 | 603.041 | 278.2804 | 603.041
2869 | 268.8213 | 613.991 | 268.8213 | 613.991
2870 | 260.9466 | 612.9217 | 260.9466 | 612.9217
2871 | 259.0378 | 618.5635 | 259.0378 | 618.5635
2872 | 262.5932 | 634.1847 | 262.5932 | 634.1847
2873 | 265.174 | 674.6675 | 265.174 | 674.6675
2874 | 281.3119 | 724.79 | 281.3119 | 724.79
2875 | 305.6889 | 746.7049 | 305.6889 | 746.7049
2876 | 335.3645 | 741.8183 | 335.3645 | 741.8183
2877 | 345.2356 | 757.3074 | 345.2356 | 757.3074
2878 | 359.4365 | 767.5726 | 359.4365 | 767.5726
2879 | 378.0809 | 769.862 | 378.0809 | 769.862
2880 | 367.6236 | 778.5507 | 367.6236 | 778.5507
2881 | 349.7296 | 758.7343 | 349.7296 | 758.7343
2882 | 348.8354 | 738.8123 | 348.8354 | 738.8123
2883 | 352.687 | 713.3124 | 352.687 | 713.3124
2884 | 362.3824 | 701.7301 | 362.3824 | 701.7301
2885 | 382.8377 | 703.3474 | 382.8377 | 703.3474
2886 | 387.7838 | 696.6043 | 387.7838 | 696.6043
2887 | 369.2101 | 691.9756 | 369.2101 | 691.9756
2888 | 356.0224 | 710.3886 | 356.0224 | 710.3886
2889 | 343.6937 | 721.9548 | 343.6937 | 721.9548
2890 | 324.598 | 714.581 | 324.598 | 714.581
2891 | 303.7154 | 721.1553 | 303.7154 | 721.1553
2892 | 281.1252 | 724.6355 | 281.1252 | 724.6355
2893 | 268.2452 | 740.2937 | 268.2452 | 740.2937
2894 | 261.184 | 750.0054 | 261.184 | 750.0054
2895 | 259.2449 | 763.3236 | 259.2449 | 763.3236
2896 | 260.3673 | 778.4331 | 260.3673 | 778.4331
2897 | 265.8328 | 815.47 | 265.8328 | 815.47
2898 | 277.3088 | 860.9526 | 277.3088 | 860.9526
2899 | 296.3854 | 876.3511 | 296.3854 | 876.3511
2900 | 317.3509 | 862.4575 | 317.3509 | 862.4575
2901 | 334.034 | 870.1678 | 334.034 | 870.1678
2902 | 345.5214 | 868.1848 | 345.5214 | 868.1848
2903 | 366.0987 | 858.5331 | 366.0987 | 858.5331
2904 | 355.95 | 854.9737 | 355.95 | 854.9737
2905 | 336.7901 | 821.2033 | 336.7901 | 821.2033
2906 | 333.2168 | 784.2567 | 333.2168 | 784.2567
2907 | 336.7449 | 752.138 | 336.7449 | 752.138
2908 | 340.8023 | 745.571 | 340.8023 | 745.571
2909 | 352.9409 | 753.2612 | 352.9409 | 753.2612
2910 | 348.0929 | 750.4075 | 348.0929 | 750.4075
2911 | 339.474 | 751.3741 | 339.474 | 751.3741
2912 | 326.212 | 768.5246 | 326.212 | 768.5246
2913 | 318.5591 | 772.1074 | 318.5591 | 772.1074
2914 | 307.7574 | 754.4302 | 307.7574 | 754.4302
2915 | 294.1561 | 754.2492 | 294.1561 | 754.2492
2916 | 284.8524 | 1123.3003 | 284.8524 | 1123.3003
2917 | 273.5732 | 1125.8646 | 273.5732 | 1125.8646
2918 | 264.7312 | 1148.358 | 264.7312 | 1148.358
2919 | 266.3898 | 1166.18 | 266.3898 | 1166.18
2920 | 265.6793 | 1184.9636 | 265.6793 | 1184.9636
2921 | 268.7827 | 1212.9029 | 268.7827 | 1212.9029
2922 | 278.8406 | 1254.185 | 278.8406 | 1254.185
2923 | 293.6439 | 1290.5713 | 293.6439 | 1290.5713
2924 | 314.8785 | 1307.9963 | 314.8785 | 1307.9963
2925 | 325.533 | 1303.5768 | 325.533 | 1303.5768
2926 | 339.9311 | 1302.2611 | 339.9311 | 1302.2611
2927 | 359.8842 | 1298.2745 | 359.8842 | 1298.2745
2928 | 358.1102 | 1256.2351 | 358.1102 | 1256.2351
2929 | 346.1268 | 1251.7714 | 346.1268 | 1251.7714
2930 | 344.6334 | 1202.2156 | 344.6334 | 1202.2156
2931 | 348.1764 | 1162.8183 | 348.1764 | 1162.8183
2932 | 364.9138 | 1120.6522 | 364.9138 | 1120.6522
2933 | 380.5139 | 1096.4322 | 380.5139 | 1096.4322
2934 | 369.803 | 1093.524 | 369.803 | 1093.524
2935 | 360.5058 | 1109.4783 | 360.5058 | 1109.4783
2936 | 347.5077 | 1144.9112 | 347.5077 | 1144.9112
2937 | 331.6679 | 1183.7728 | 331.6679 | 1183.7728
2938 | 317.1942 | 1202.4568 | 317.1942 | 1202.4568
2939 | 299.7601 | 1200.1076 | 299.7601 | 1200.1076
2940 | 283.6464 | 1183.8296 | 283.6464 | 1183.8296
2941 | 271.7972 | 1180.3963 | 271.7972 | 1180.3963
2942 | 265.2611 | 1190.5924 | 265.2611 | 1190.5924
2943 | 263.3191 | 1198.8386 | 263.3191 | 1198.8386
2944 | 264.6715 | 1207.0888 | 264.6715 | 1207.0888
2945 | 272.1491 | 1226.6114 | 272.1491 | 1226.6114
2946 | 282.2926 | 1262.0472 | 282.2926 | 1262.0472
2947 | 293.5466 | 1289.1097 | 293.5466 | 1289.1097
2948 | 308.8278 | 1294.1366 | 308.8278 | 1294.1366
2949 | 322.6202 | 1276.0085 | 322.6202 | 1276.0085
2950 | 342.0955 | 1253.4748 | 342.0955 | 1253.4748
2951 | 355.7075 | 1227.2623 | 355.7075 | 1227.2623
2952 | 349.5973 | 1178.0663 | 349.5973 | 1178.0663
2953 | 340.0199 | 1168.865 | 340.0199 | 1168.865
2954 | 338.1178 | 1113.3621 | 338.1178 | 1113.3621
2955 | 348.4283 | 1081.7767 | 348.4283 | 1081.7767
2956 | 364.5937 | 1056.0911 | 364.5937 | 1056.0911
2957 | 385.7518 | 1047.3436 | 385.7518 | 1047.3436
2958 | 372.698 | 1056.0271 | 372.698 | 1056.0271
2959 | 355.6528 | 1080.4485 | 355.6528 | 1080.4485
2960 | 342.3239 | 1112.4039 | 342.3239 | 1112.4039
2961 | 333.529 | 1134.785 | 333.529 | 1134.785
2962 | 316.5632 | 1148.2779 | 316.5632 | 1148.2779
2963 | 297.4552 | 1143.3079 | 297.4552 | 1143.3079
2964 | 280.3669 | 1124.4595 | 280.3669 | 1124.4595
2965 | 267.9776 | 1117.2968 | 267.9776 | 1117.2968
2966 | 263.7321 | 1125.5777 | 263.7321 | 1125.5777
2967 | 261.928 | 1128.2296 | 261.928 | 1128.2296
2968 | 262.1007 | 1129.8775 | 262.1007 | 1129.8775
2969 | 270.0172 | 1148.3921 | 270.0172 | 1148.3921
2970 | 278.5334 | 1184.6848 | 278.5334 | 1184.6848
2971 | 294.9106 | 1215.124 | 294.9106 | 1215.124
2972 | 315.833 | 1225.9467 | 315.833 | 1225.9467
2973 | 328.5982 | 1218.2009 | 328.5982 | 1218.2009
2974 | 339.8381 | 1212.9036 | 339.8381 | 1212.9036
2975 | 350.2471 | 1198.4844 | 350.2471 | 1198.4844
2976 | 353.0807 | 1151.3044 | 353.0807 | 1151.3044
2977 | 337.7789 | 1162.0611 | 337.7789 | 1162.0611
2978 | 338.5622 | 1126.4659 | 338.5622 | 1126.4659
2979 | 345.7604 | 1110.5546 | 345.7604 | 1110.5546
2980 | 371.1875 | 1103.3654 | 371.1875 | 1103.3654
2981 | 385.8209 | 1110.0399 | 385.8209 | 1110.0399
2982 | 373.2899 | 1122.3522 | 373.2899 | 1122.3522
2983 | 358.6369 | 1134.7786 | 358.6369 | 1134.7786
2984 | 344.5536 | 1139.7201 | 344.5536 | 1139.7201
2985 | 330.9604 | 1134.8354 | 330.9604 | 1134.8354
2986 | 320.1684 | 1130.9406 | 320.1684 | 1130.9406
2987 | 300.0353 | 1111.2037 | 300.0353 | 1111.2037
2988 | 280.1209 | 1081.9732 | 280.1209 | 1081.9732
2989 | 269.1971 | 1067.3514 | 269.1971 | 1067.3514
2990 | 264.1368 | 1070.7436 | 264.1368 | 1070.7436
2991 | 262.4235 | 1071.4803 | 262.4235 | 1071.4803
2992 | 265.2497 | 1066.5764 | 265.2497 | 1066.5764
2993 | 273.8333 | 1074.2552 | 273.8333 | 1074.2552
2994 | 286.175 | 1105.4575 | 286.175 | 1105.4575
2995 | 301.1977 | 1137.0559 | 301.1977 | 1137.0559
2996 | 327.1128 | 1152.0618 | 327.1128 | 1152.0618
2997 | 344.7136 | 1150.9182 | 344.7136 | 1150.9182
2998 | 355.7295 | 1157.4647 | 355.7295 | 1157.4647
2999 | 379.0968 | 1162.4995 | 379.0968 | 1162.4995
3000 | 374.0584 | 1139.0574 | 374.0584 | 1139.0574
3001 | 352.5717 | 1171.1834 | 352.5717 | 1171.1834
3002 | 352.3299 | 1153.1774 | 352.3299 | 1153.1774
3003 | 364.458 | 1139.4836 | 364.458 | 1139.4836
3004 | 383.1525 | 1116.5195 | 383.1525 | 1116.5195
3005 | 399.0201 | 1108.2256 | 399.0201 | 1108.2256
3006 | 391.9097 | 1112.5244 | 391.9097 | 1112.5244
3007 | 371.5742 | 1128.4787 | 371.5742 | 1128.4787
3008 | 357.3934 | 1150.2535 | 357.3934 | 1150.2535
3009 | 344.925 | 1170.9714 | 344.925 | 1170.9714
3010 | 327.7965 | 1195.5017 | 327.7965 | 1195.5017
3011 | 305.2736 | 1202.2243 | 305.2736 | 1202.2243
3012 | 288.7242 | 1192.2966 | 288.7242 | 1192.2966
3013 | 273.6393 | 1193.8025 | 273.6393 | 1193.8025
3014 | 269.0772 | 1209.8952 | 269.0772 | 1209.8952
3015 | 267.2932 | 1218.595 | 267.2932 | 1218.595
3016 | 267.8353 | 1225.8876 | 267.8353 | 1225.8876
3017 | 275.5903 | 1250.0973 | 275.5903 | 1250.0973
3018 | 287.2305 | 1292.6394 | 287.2305 | 1292.6394
3019 | 304.4633 | 1329.0761 | 304.4633 | 1329.0761
3020 | 329.0324 | 1345.0396 | 329.0324 | 1345.0396
3021 | 343.2082 | 1344.3496 | 343.2082 | 1344.3496
3022 | 356.5302 | 1354.2728 | 356.5302 | 1354.2728
3023 | 378.3839 | 1361.1724 | 378.3839 | 1361.1724
3024 | 375.5343 | 1329.3137 | 375.5343 | 1329.3137
3025 | 358.399 | 1330.8474 | 358.399 | 1330.8474
3026 | 356.8053 | 1275.0422 | 356.8053 | 1275.0422
3027 | 366.0259 | 1237.6105 | 366.0259 | 1237.6105
3028 | 389.2223 | 1205.121 | 389.2223 | 1205.121
3029 | 397.2598 | 1191.3335 | 397.2598 | 1191.3335
3030 | 393.7409 | 1194.1708 | 393.7409 | 1194.1708
3031 | 375.7394 | 1214.3586 | 375.7394 | 1214.3586
3032 | 356.9468 | 1243.0381 | 356.9468 | 1243.0381
3033 | 344.2477 | 1253.273 | 344.2477 | 1253.273
3034 | 331.9645 | 1254.3678 | 331.9645 | 1254.3678
3035 | 307.8118 | 1236.798 | 307.8118 | 1236.798
3036 | 286.5211 | 1210.9442 | 286.5211 | 1210.9442
3037 | 274.3772 | 1195.6672 | 274.3772 | 1195.6672
3038 | 269.4547 | 1195.4811 | 269.4547 | 1195.4811
3039 | 266.2141 | 1197.7802 | 266.2141 | 1197.7802
3040 | 270.047 | 1203.3089 | 270.047 | 1203.3089
3041 | 275.9036 | 1221.5715 | 275.9036 | 1221.5715
3042 | 285.236 | 1254.5378 | 285.236 | 1254.5378
3043 | 300.2772 | 1277.8203 | 300.2772 | 1277.8203
3044 | 323.761 | 1277.4545 | 323.761 | 1277.4545
3045 | 341.1596 | 1258.1169 | 341.1596 | 1258.1169
3046 | 354.2915 | 1245.7638 | 354.2915 | 1245.7638
3047 | 374.336 | 1231.5462 | 374.336 | 1231.5462
3048 | 370.1578 | 1180.3342 | 370.1578 | 1180.3342
3049 | 354.7546 | 1185.1439 | 354.7546 | 1185.1439
3050 | 356.9704 | 1147.5831 | 356.9704 | 1147.5831
3051 | 366.5445 | 1130.815 | 366.5445 | 1130.815
3052 | 389.8049 | 1118.6363 | 389.8049 | 1118.6363
3053 | 399.351 | 1119.9181 | 399.351 | 1119.9181
3054 | 391.8116 | 1128.8537 | 391.8116 | 1128.8537
3055 | 378.0516 | 1140.2217 | 378.0516 | 1140.2217
3056 | 361.8038 | 1141.9881 | 361.8038 | 1141.9881
3057 | 345.5769 | 1133.0714 | 345.5769 | 1133.0714
3058 | 331.2164 | 1124.6911 | 331.2164 | 1124.6911
3059 | 307.5091 | 1095.7312 | 307.5091 | 1095.7312
3060 | 290.1855 | 1055.1609 | 290.1855 | 1055.1609
3061 | 277.0949 | 1030.8625 | 277.0949 | 1030.8625
3062 | 271.0993 | 1024.0237 | 271.0993 | 1024.0237
3063 | 269.2949 | 1019.2669 | 269.2949 | 1019.2669
3064 | 271.3075 | 1020.2093 | 271.3075 | 1020.2093
3065 | 276.9531 | 1040.5887 | 276.9531 | 1040.5887
3066 | 286.9895 | 1085.3483 | 286.9895 | 1085.3483
3067 | 301.6654 | 1130.504 | 301.6654 | 1130.504
3068 | 325.4335 | 1161.2344 | 325.4335 | 1161.2344
3069 | 339.1699 | 1174.7065 | 339.1699 | 1174.7065
3070 | 347.2656 | 1197.3303 | 347.2656 | 1197.3303
3071 | 367.2267 | 1220.7608 | 367.2267 | 1220.7608
3072 | 365.28 | 1216.9239 | 365.28 | 1216.9239
3073 | 349.88 | 1277.0717 | 349.88 | 1277.0717
3074 | 350.929 | 1280.8884 | 350.929 | 1280.8884
3075 | 358.1455 | 1277.9297 | 358.1455 | 1277.9297
3076 | 382.166 | 1259.2999 | 382.166 | 1259.2999
3077 | 391.8324 | 1246.6213 | 391.8324 | 1246.6213
3078 | 383.4546 | 1251.0713 | 383.4546 | 1251.0713
3079 | 368.3713 | 1271.2591 | 368.3713 | 1271.2591
3080 | 353.0292 | 1298.2754 | 353.0292 | 1298.2754
3081 | 341.251 | 1308.3087 | 341.251 | 1308.3087
3082 | 324.8392 | 1303.1036 | 324.8392 | 1303.1036
3083 | 304.0594 | 1283.4675 | 304.0594 | 1283.4675
3084 | 289.9318 | 1263.9136 | 289.9318 | 1263.9136
3085 | 277.7712 | 1263.6051 | 277.7712 | 1263.6051
3086 | 271.8097 | 1281.2602 | 271.8097 | 1281.2602
3087 | 270.7436 | 1300.2918 | 270.7436 | 1300.2918
3088 | 267.4002 | 1318.0674 | 267.4002 | 1318.0674
3089 | 272.9032 | 1346.8634 | 272.9032 | 1346.8634
3090 | 283.4362 | 1394.7982 | 283.4362 | 1394.7982
3091 | 295.9283 | 1433.7045 | 295.9283 | 1433.7045
3092 | 312.3238 | 1448.7103 | 312.3238 | 1448.7103
3093 | 325.948 | 1447.7683 | 325.948 | 1447.7683
3094 | 339.6081 | 1452.2485 | 339.6081 | 1452.2485
3095 | 356.6133 | 1455.4186 | 356.6133 | 1455.4186
3096 | 355.9962 | 1433.0852 | 355.9962 | 1433.0852
3097 | 339.6206 | 1457.7017 | 339.6206 | 1457.7017
3098 | 340.0968 | 1414.7482 | 340.0968 | 1414.7482
3099 | 346.4347 | 1387.4467 | 346.4347 | 1387.4467
3100 | 373.3288 | 1367.305 | 373.3288 | 1367.305
3101 | 381.5616 | 1360.019 | 381.5616 | 1360.019
3102 | 369.8672 | 1367.745 | 369.8672 | 1367.745
3103 | 354.4005 | 1391.7127 | 354.4005 | 1391.7127
3104 | 344.9682 | 1439.1911 | 344.9682 | 1439.1911
3105 | 333.3041 | 1483.0421 | 333.3041 | 1483.0421
3106 | 319.8783 | 1505.7076 | 319.8783 | 1505.7076
3107 | 301.1922 | 1500.7377 | 301.1922 | 1500.7377
3108 | 284.781 | 1473.6239 | 284.781 | 1473.6239
3109 | 273.365 | 1461.2196 | 273.365 | 1461.2196
3110 | 268.3279 | 1470.3069 | 268.3279 | 1470.3069
3111 | 266.1816 | 1478.7043 | 266.1816 | 1478.7043
3112 | 265.8284 | 1485.4929 | 265.8284 | 1485.4929
3113 | 270.6074 | 1501.9916 | 270.6074 | 1501.9916
3114 | 280.7395 | 1538.2338 | 280.7395 | 1538.2338
3115 | 290.5191 | 1571.6466 | 290.5191 | 1571.6466
3116 | 306.6238 | 1581.4613 | 306.6238 | 1581.4613
3117 | 320.796 | 1570.4395 | 320.796 | 1570.4395
3118 | 332.1551 | 1569.0734 | 332.1551 | 1569.0734
3119 | 347.7907 | 1568.766 | 347.7907 | 1568.766
3120 | 347.7801 | 1525.6682 | 347.7801 | 1525.6682
3121 | 337.4466 | 1541.3137 | 337.4466 | 1541.3137
3122 | 337.3649 | 1513.7823 | 337.3649 | 1513.7823
3123 | 350.3663 | 1485.7752 | 350.3663 | 1485.7752
3124 | 373.153 | 1450.0097 | 373.153 | 1450.0097
3125 | 383.7421 | 1427.5537 | 383.7421 | 1427.5537
3126 | 373.5351 | 1431.1974 | 373.5351 | 1431.1974
3127 | 358.6269 | 1458.3402 | 358.6269 | 1458.3402
3128 | 344.9234 | 1501.7362 | 344.9234 | 1501.7362
3129 | 334.5058 | 1534.3987 | 334.5058 | 1534.3987
3130 | 317.7451 | 1548.5972 | 317.7451 | 1548.5972
3131 | 299.9622 | 1533.2954 | 299.9622 | 1533.2954
3132 | 284.1903 | 1512.0783 | 284.1903 | 1512.0783
3133 | 270.9195 | 1505.6211 | 270.9195 | 1505.6211
3134 | 267.0272 | 1504.0238 | 267.0272 | 1504.0238
3135 | 265.5173 | 1493.0176 | 265.5173 | 1493.0176
3136 | 267.0005 | 1469.8188 | 267.0005 | 1469.8188
3137 | 272.2451 | 1461.9244 | 272.2451 | 1461.9244
3138 | 279.5828 | 1477.8558 | 279.5828 | 1477.8558
3139 | 292.4948 | 1490.5042 | 292.4948 | 1490.5042
3140 | 305.7135 | 1491.8519 | 305.7135 | 1491.8519
3141 | 323.9669 | 1477.4534 | 323.9669 | 1477.4534
3142 | 335.6196 | 1471.1481 | 335.6196 | 1471.1481
3143 | 354.0977 | 1461.1641 | 354.0977 | 1461.1641
3144 | 351.7818 | 1419.6791 | 351.7818 | 1419.6791
3145 | 343.6571 | 1441.07 | 343.6571 | 1441.07
3146 | 341.2625 | 1411.4219 | 341.2625 | 1411.4219
3147 | 350.3741 | 1389.9163 | 350.3741 | 1389.9163
3148 | 377.3228 | 1368.6657 | 377.3228 | 1368.6657
3149 | 386.0448 | 1362.3374 | 386.0448 | 1362.3374
3150 | 371.0912 | 1366.5858 | 371.0912 | 1366.5858
3151 | 358.9762 | 1382.0361 | 358.9762 | 1382.0361
3152 | 344.6842 | 1399.6782 | 344.6842 | 1399.6782
3153 | 335.9885 | 1409.6612 | 335.9885 | 1409.6612
3154 | 320.2071 | 1425.5228 | 320.2071 | 1425.5228
3155 | 300.3051 | 1424.0808 | 300.3051 | 1424.0808
3156 | 285.7845 | 1410.3227 | 285.7845 | 1410.3227
3157 | 274.9506 | 1414.2981 | 274.9506 | 1414.2981
3158 | 265.4654 | 1426.3086 | 265.4654 | 1426.3086
3159 | 265.214 | 1429.3133 | 265.214 | 1429.3133
3160 | 266.511 | 1428.2901 | 266.511 | 1428.2901
3161 | 273.1018 | 1442.2688 | 273.1018 | 1442.2688
3162 | 283.7011 | 1466.0624 | 283.7011 | 1466.0624
3163 | 296.9068 | 1471.1005 | 296.9068 | 1471.1005
3164 | 310.634 | 1454.0022 | 310.634 | 1454.0022
3165 | 328.4791 | 1416.6218 | 328.4791 | 1416.6218
3166 | 345.9505 | 1380.5811 | 345.9505 | 1380.5811
3167 | 363.1614 | 1348.9759 | 363.1614 | 1348.9759
3168 | 364.2468 | 1291.8672 | 364.2468 | 1291.8672
3169 | 345.3772 | 1306.9583 | 345.3772 | 1306.9583
3170 | 344.2663 | 1280.586 | 344.2663 | 1280.586
3171 | 358.7882 | 1271.8314 | 358.7882 | 1271.8314
3172 | 381.3498 | 1270.1861 | 381.3498 | 1270.1861
3173 | 391.8167 | 1286.6381 | 391.8167 | 1286.6381
3174 | 378.5553 | 1304.2926 | 378.5553 | 1304.2926
3175 | 366.2986 | 1317.6766 | 366.2986 | 1317.6766
3176 | 351.2785 | 1322.7693 | 351.2785 | 1322.7693
3177 | 341.34 | 1319.3461 | 341.34 | 1319.3461
3178 | 326.2315 | 1324.1704 | 326.2315 | 1324.1704
3179 | 306.6113 | 1323.8875 | 306.6113 | 1323.8875
3180 | 288.4499 | 1306.7023 | 288.4499 | 1306.7023
3181 | 277.7954 | 1301.4548 | 277.7954 | 1301.4548
3182 | 267.6697 | 1318.0011 | 267.6697 | 1318.0011
3183 | 268.4158 | 1341.9214 | 268.4158 | 1341.9214
3184 | 270.9235 | 1357.0763 | 270.9235 | 1357.0763
3185 | 276.2611 | 1387.3842 | 276.2611 | 1387.3842
3186 | 286.1611 | 1436.327 | 286.1611 | 1436.327
3187 | 304.8577 | 1481.7347 | 304.8577 | 1481.7347
3188 | 326.4701 | 1505.4092 | 326.4701 | 1505.4092
3189 | 345.6107 | 1510.9687 | 345.6107 | 1510.9687
3190 | 355.9105 | 1521.0936 | 355.9105 | 1521.0936
3191 | 371.7482 | 1530.8155 | 371.7482 | 1530.8155
3192 | 360.2889 | 1512.7157 | 360.2889 | 1512.7157
3193 | 356.5562 | 1550.2343 | 356.5562 | 1550.2343
3194 | 358.1688 | 1526.9364 | 358.1688 | 1526.9364
3195 | 370.344 | 1501.2477 | 370.344 | 1501.2477
3196 | 393.2481 | 1472.0845 | 393.2481 | 1472.0845
3197 | 402.2795 | 1457.5411 | 402.2795 | 1457.5411
3198 | 397.854 | 1456.5481 | 397.854 | 1456.5481
3199 | 379.9194 | 1469.3272 | 379.9194 | 1469.3272
3200 | 368.889 | 1484.2478 | 368.889 | 1484.2478
3201 | 351.8701 | 1489.09 | 351.8701 | 1489.09
3202 | 337.7143 | 1494.6199 | 337.7143 | 1494.6199
3203 | 310.4595 | 1472.5646 | 310.4595 | 1472.5646
3204 | 293.2445 | 1416.5722 | 293.2445 | 1416.5722
3205 | 278.4134 | 1378.5652 | 278.4134 | 1378.5652
3206 | 273.2249 | 1359.7315 | 273.2249 | 1359.7315
3207 | 269.1453 | 1353.2612 | 269.1453 | 1353.2612
3208 | 271.1422 | 1363.0737 | 271.1422 | 1363.0737
3209 | 276.2483 | 1390.5594 | 276.2483 | 1390.5594
3210 | 289.0316 | 1443.7861 | 289.0316 | 1443.7861
3211 | 305.4078 | 1496.6528 | 305.4078 | 1496.6528
3212 | 329.7942 | 1524.2584 | 329.7942 | 1524.2584
3213 | 346.4063 | 1530.1707 | 346.4063 | 1530.1707
3214 | 358.8655 | 1535.2053 | 358.8655 | 1535.2053
3215 | 379.5378 | 1536.0066 | 379.5378 | 1536.0066
3216 | 378.722 | 1507.8774 | 378.722 | 1507.8774
3217 | 356.3917 | 1536.3242 | 356.3917 | 1536.3242
3218 | 357.3149 | 1483.9964 | 357.3149 | 1483.9964
3219 | 368.3316 | 1425.246 | 368.3316 | 1425.246
3220 | 387.4769 | 1383.987 | 387.4769 | 1383.987
3221 | 400.2236 | 1369.2924 | 400.2236 | 1369.2924
3222 | 391.3467 | 1381.7055 | 391.3467 | 1381.7055
3223 | 377.884 | 1421.9017 | 377.884 | 1421.9017
3224 | 360.9827 | 1470.6904 | 360.9827 | 1470.6904
3225 | 351.4813 | 1500.7826 | 351.4813 | 1500.7826
3226 | 339.5272 | 1519.2146 | 339.5272 | 1519.2146
3227 | 317.4221 | 1509.5071 | 317.4221 | 1509.5071
3228 | 297.2808 | 1491.1627 | 297.2808 | 1491.1627
3229 | 282.239 | 1486.3687 | 282.239 | 1486.3687
3230 | 275.0734 | 1491.1721 | 275.0734 | 1491.1721
3231 | 271.5658 | 1491.304 | 271.5658 | 1491.304
3232 | 271.865 | 1484.8377 | 271.865 | 1484.8377
3233 | 275.5124 | 1487.1743 | 275.5124 | 1487.1743
3234 | 288.6851 | 1508.448 | 288.6851 | 1508.448
3235 | 307.7542 | 1521.0964 | 307.7542 | 1521.0964
3236 | 325.123 | 1524.6112 | 325.123 | 1524.6112
3237 | 341.2197 | 1516.4622 | 341.2197 | 1516.4622
3238 | 355.1592 | 1506.4778 | 355.1592 | 1506.4778
3239 | 372.846 | 1489.4883 | 372.846 | 1489.4883
3240 | 372.2625 | 1440.5947 | 372.2625 | 1440.5947
3241 | 352.3687 | 1450.7467 | 352.3687 | 1450.7467
3242 | 357.896 | 1405.7772 | 357.896 | 1405.7772
3243 | 370.8613 | 1376.5605 | 370.8613 | 1376.5605
3244 | 394.0403 | 1358.1324 | 394.0403 | 1358.1324
3245 | 397.2806 | 1348.6792 | 397.2806 | 1348.6792
3246 | 387.5498 | 1349.803 | 387.5498 | 1349.803
3247 | 374.1063 | 1362.3301 | 374.1063 | 1362.3301
3248 | 356.7312 | 1377.4523 | 356.7312 | 1377.4523
3249 | 347.3665 | 1378.3634 | 347.3665 | 1378.3634
3250 | 332.8962 | 1376.5854 | 332.8962 | 1376.5854
3251 | 313.7503 | 1360.7292 | 313.7503 | 1360.7292
3252 | 295.2535 | 1336.7401 | 295.2535 | 1336.7401
3253 | 284.545 | 1328.8214 | 284.545 | 1328.8214
3254 | 276.269 | 1339.7231 | 276.269 | 1339.7231
3255 | 271.7796 | 1354.1179 | 271.7796 | 1354.1179
3256 | 273.5505 | 1368.7184 | 273.5505 | 1368.7184
3257 | 276.6751 | 1398.1696 | 276.6751 | 1398.1696
3258 | 287.803 | 1450.4891 | 287.803 | 1450.4891
3259 | 300.5664 | 1493.4777 | 300.5664 | 1493.4777
3260 | 316.0985 | 1504.1492 | 316.0985 | 1504.1492
3261 | 331.0215 | 1486.4748 | 331.0215 | 1486.4748
3262 | 345.3858 | 1478.5064 | 345.3858 | 1478.5064
3263 | 363.7014 | 1465.0448 | 363.7014 | 1465.0448
3264 | 358.0776 | 1417.1592 | 358.0776 | 1417.1592
3265 | 347.106 | 1436.2317 | 347.106 | 1436.2317
3266 | 346.8812 | 1408.2467 | 346.8812 | 1408.2467
3267 | 360.9505 | 1388.3035 | 360.9505 | 1388.3035
3268 | 380.9149 | 1366.297 | 380.9149 | 1366.297
3269 | 388.1972 | 1359.767 | 388.1972 | 1359.767
3270 | 377.2787 | 1362.5539 | 377.2787 | 1362.5539
3271 | 363.7951 | 1375.9882 | 363.7951 | 1375.9882
3272 | 350.8975 | 1382.8954 | 350.8975 | 1382.8954
3273 | 338.7367 | 1368.334 | 338.7367 | 1368.334
3274 | 326.8488 | 1354.3594 | 326.8488 | 1354.3594
3275 | 309.388 | 1335.6809 | 309.388 | 1335.6809
3276 | 293.984 | 1311.2382 | 293.984 | 1311.2382
3277 | 282.791 | 1291.7278 | 282.791 | 1291.7278
3278 | 274.4217 | 1276.1195 | 274.4217 | 1276.1195
3279 | 272.4578 | 1261.3334 | 272.4578 | 1261.3334
3280 | 272.6307 | 1247.912 | 272.6307 | 1247.912
3281 | 277.1718 | 1256.3972 | 277.1718 | 1256.3972
3282 | 285.5729 | 1298.3345 | 285.5729 | 1298.3345
3283 | 296.2424 | 1335.5776 | 296.2424 | 1335.5776
3284 | 307.7447 | 1347.7611 | 307.7447 | 1347.7611
3285 | 318.6752 | 1337.1425 | 318.6752 | 1337.1425
3286 | 324.238 | 1330.9381 | 324.238 | 1330.9381
3287 | 360.0144 | 1321.2564 | 360.0144 | 1321.2564
3288 | 359.9903 | 1282.6946 | 359.9903 | 1282.6946
3289 | 352.2591 | 1307.3111 | 352.2591 | 1307.3111
3290 | 350.7454 | 1278.4693 | 350.7454 | 1278.4693
3291 | 363.0677 | 1272.6882 | 363.0677 | 1272.6882
3292 | 386.5489 | 1275.6292 | 386.5489 | 1275.6292
3293 | 392.7055 | 1297.7258 | 392.7055 | 1297.7258
3294 | 378.3425 | 1334.6832 | 378.3425 | 1334.6832
3295 | 365.959 | 1385.2113 | 365.959 | 1385.2113
3296 | 350.5407 | 1447.6077 | 350.5407 | 1447.6077
3297 | 338.323 | 1494.7347 | 338.323 | 1494.7347
3298 | 322.4128 | 1521.0793 | 322.4128 | 1521.0793
3299 | 301.4878 | 1511.5734 | 301.4878 | 1511.5734
3300 | 286.1745 | 1486.8788 | 286.1745 | 1486.8788
3301 | 274 | 1482.1352 | 274 | 1482.1352
3302 | 265.5385 | 1495.0528 | 265.5385 | 1495.0528
3303 | 265.0037 | 1505.2646 | 265.0037 | 1505.2646
3304 | 266.1369 | 1517.0931 | 266.1369 | 1517.0931
3305 | 269.1081 | 1529.963 | 269.1081 | 1529.963
3306 | 278.2665 | 1558.7462 | 278.2665 | 1558.7462
3307 | 295.279 | 1592.3606 | 295.279 | 1592.3606
3308 | 311.0322 | 1611.5999 | 311.0322 | 1611.5999
3309 | 326.9585 | 1597.2014 | 326.9585 | 1597.2014
3310 | 341.5901 | 1563.5295 | 341.5901 | 1563.5295
3311 | 362.5099 | 1514.1838 | 362.5099 | 1514.1838
3312 | 362.5127 | 1444.929 | 362.5127 | 1444.929
3313 | 349.9131 | 1455.5346 | 349.9131 | 1455.5346
3314 | 349.7768 | 1425.6848 | 349.7768 | 1425.6848
3315 | 365.7816 | 1415.1662 | 365.7816 | 1415.1662
3316 | 386.895 | 1406.6666 | 386.895 | 1406.6666
3317 | 391.3401 | 1412.8876 | 391.3401 | 1412.8876
3318 | 380.6564 | 1431.2478 | 380.6564 | 1431.2478
3319 | 364.6357 | 1462.8257 | 364.6357 | 1462.8257
3320 | 356.7487 | 1490.1445 | 356.7487 | 1490.1445
3321 | 344.6554 | 1490.9548 | 344.6554 | 1490.9548
3322 | 326.3993 | 1487.9672 | 326.3993 | 1487.9672
3323 | 305.2098 | 1468.6839 | 305.2098 | 1468.6839
3324 | 288.9951 | 1438.3445 | 288.9951 | 1438.3445
3325 | 280.0257 | 1411.8286 | 280.0257 | 1411.8286
3326 | 274.8466 | 1391.6341 | 274.8466 | 1391.6341
3327 | 272.1036 | 1371.808 | 272.1036 | 1371.808
3328 | 275.3315 | 1343.3677 | 275.3315 | 1343.3677
3329 | 280.4379 | 1333.5077 | 280.4379 | 1333.5077
3330 | 291.787 | 1351.2031 | 291.787 | 1351.2031
3331 | 311.081 | 1375.1408 | 311.081 | 1375.1408
3332 | 335.6324 | 1386.5179 | 335.6324 | 1386.5179
3333 | 351.4466 | 1374.7402 | 351.4466 | 1374.7402
3334 | 364.0272 | 1369.5437 | 364.0272 | 1369.5437
3335 | 387.7757 | 1356.1325 | 387.7757 | 1356.1325
3336 | 379.8585 | 1300.6367 | 379.8585 | 1300.6367
3337 | 366.68 | 1307.3111 | 366.68 | 1307.3111
3338 | 370.8968 | 1261.9384 | 370.8968 | 1261.9384
3339 | 385.1474 | 1236.8545 | 385.1474 | 1236.8545
3340 | 404.5814 | 1219.3335 | 404.5814 | 1219.3335
3341 | 411.3394 | 1215.0715 | 411.3394 | 1215.0715
3342 | 396.0635 | 1222.4447 | 396.0635 | 1222.4447
3343 | 379.607 | 1244.4972 | 379.607 | 1244.4972
3344 | 366.983 | 1265.7681 | 366.983 | 1265.7681
3345 | 353.4514 | 1264.008 | 353.4514 | 1264.008
3346 | 336.2431 | 1263.238 | 336.2431 | 1263.238
3347 | 313.2149 | 1249.045 | 313.2149 | 1249.045
3348 | 297.5208 | 1226.6687 | 297.5208 | 1226.6687
3349 | 287.9333 | 1217.742 | 287.9333 | 1217.742
3350 | 279.6488 | 1219.975 | 279.6488 | 1219.975
3351 | 277.5326 | 1228.9772 | 277.5326 | 1228.9772
3352 | 278.2491 | 1242.4185 | 278.2491 | 1242.4185
3353 | 282.5636 | 1268.2914 | 282.5636 | 1268.2914
3354 | 297.1763 | 1316.327 | 297.1763 | 1316.327
3355 | 313.0928 | 1357.9548 | 313.0928 | 1357.9548
3356 | 335.294 | 1377.5469 | 335.294 | 1377.5469
3357 | 349.9182 | 1370.3555 | 349.9182 | 1370.3555
3358 | 368.1556 | 1367.8302 | 368.1556 | 1367.8302
3359 | 388.8543 | 1371.4538 | 388.8543 | 1371.4538
3360 | 379.6361 | 1348.7173 | 379.6361 | 1348.7173
3361 | 364.3691 | 1391.0238 | 364.3691 | 1391.0238
3362 | 363.9986 | 1368.3811 | 363.9986 | 1368.3811
3363 | 380.1771 | 1353.9818 | 380.1771 | 1353.9818
3364 | 401.4754 | 1356.066 | 401.4754 | 1356.066
3365 | 405.8987 | 1381.5394 | 405.8987 | 1381.5394
3366 | 394.5988 | 1430.7942 | 394.5988 | 1430.7942
3367 | 380.5812 | 1504.8081 | 380.5812 | 1504.8081
3368 | 366.6362 | 1568.7165 | 366.6362 | 1568.7165
3369 | 348.7134 | 1586.8137 | 348.7134 | 1586.8137
3370 | 331.4006 | 1587.7068 | 331.4006 | 1587.7068
3371 | 308.9217 | 1566.1556 | 308.9217 | 1566.1556
3372 | 294.5023 | 1529.9195 | 294.5023 | 1529.9195
3373 | 283.4942 | 1503.3028 | 283.4942 | 1503.3028
3374 | 277.6917 | 1492.8353 | 277.6917 | 1492.8353
3375 | 274.6518 | 1492.6648 | 274.6518 | 1492.6648
3376 | 273.1025 | 1501.3182 | 273.1025 | 1501.3182
3377 | 276.102 | 1527.2415 | 276.102 | 1527.2415
3378 | 290.0619 | 1575.8315 | 290.0619 | 1575.8315
3379 | 309.4894 | 1624.6663 | 309.4894 | 1624.6663
3380 | 332.3244 | 1652.7255 | 332.3244 | 1652.7255
3381 | 347.957 | 1652.5395 | 347.957 | 1652.5395
3382 | 360.3419 | 1649.9134 | 360.3419 | 1649.9134
3383 | 387.9113 | 1640.7861 | 387.9113 | 1640.7861
3384 | 383.3534 | 1600.2084 | 383.3534 | 1600.2084
3385 | 368.1692 | 1620.8433 | 368.1692 | 1620.8433
3386 | 370.3089 | 1575.3194 | 370.3089 | 1575.3194
3387 | 390.7556 | 1523.6248 | 390.7556 | 1523.6248
3388 | 406.9391 | 1464.9279 | 406.9391 | 1464.9279
3389 | 411.5271 | 1421.7074 | 411.5271 | 1421.7074
3390 | 401.5014 | 1400.4036 | 401.5014 | 1400.4036
3391 | 382.3224 | 1413.8883 | 382.3224 | 1413.8883
3392 | 363.3018 | 1435.2599 | 363.3018 | 1435.2599
3393 | 352.0124 | 1418.1282 | 352.0124 | 1418.1282
3394 | 338.5289 | 1401.5833 | 338.5289 | 1401.5833
3395 | 314.4304 | 1367.2307 | 314.4304 | 1367.2307
3396 | 298.7367 | 1317.6389 | 298.7367 | 1317.6389
3397 | 282.5147 | 1285.9823 | 282.5147 | 1285.9823
3398 | 274.8557 | 1274.5572 | 274.8557 | 1274.5572
3399 | 273.1912 | 1272.1188 | 273.1912 | 1272.1188
3400 | 275.3001 | 1274.8755 | 275.3001 | 1274.8755
3401 | 279.2576 | 1294.4989 | 279.2576 | 1294.4989
3402 | 290.4461 | 1334.9746 | 290.4461 | 1334.9746
3403 | 306.3599 | 1369.1434 | 306.3599 | 1369.1434
3404 | 327.0695 | 1385.1068 | 327.0695 | 1385.1068
3405 | 339.8894 | 1394.799 | 339.8894 | 1394.799
3406 | 351.35 | 1424.4283 | 351.35 | 1424.4283
3407 | 376.376 | 1432.5374 | 376.376 | 1432.5374
3408 | 373.0264 | 1385.811 | 373.0264 | 1385.811
3409 | 362.5305 | 1401.6076 | 362.5305 | 1401.6076
3410 | 367.1844 | 1354.6222 | 367.1844 | 1354.6222
3411 | 383.4245 | 1323.2888 | 383.4245 | 1323.2888
3412 | 400.7472 | 1312.8236 | 400.7472 | 1312.8236
3413 | 404.5284 | 1317.0287 | 404.5284 | 1317.0287
3414 | 391.5112 | 1322.2347 | 391.5112 | 1322.2347
3415 | 374.8558 | 1327.202 | 374.8558 | 1327.202
3416 | 359.5279 | 1323.3237 | 359.5279 | 1323.3237
3417 | 351.4871 | 1303.168 | 351.4871 | 1303.168
3418 | 339.9157 | 1290.8063 | 339.9157 | 1290.8063
3419 | 320.3167 | 1267.5414 | 320.3167 | 1267.5414
3420 | 300.2089 | 1233.7246 | 300.2089 | 1233.7246
3421 | 287.2154 | 1214.1637 | 287.2154 | 1214.1637
3422 | 279.9908 | 1211.004 | 279.9908 | 1211.004
3423 | 278.056 | 1207.6584 | 278.056 | 1207.6584
3424 | 276.2205 | 1205.476 | 276.2205 | 1205.476
3425 | 280.2207 | 1222.5795 | 280.2207 | 1222.5795
3426 | 290.4715 | 1262.0472 | 290.4715 | 1262.0472
3427 | 302.9495 | 1295.3088 | 302.9495 | 1295.3088
3428 | 319.2176 | 1308.4499 | 319.2176 | 1308.4499
3429 | 332.1775 | 1301.5608 | 332.1775 | 1301.5608
3430 | 345.0203 | 1298.5819 | 345.0203 | 1298.5819
3431 | 365.1389 | 1292.3778 | 365.1389 | 1292.3778
3432 | 363.1711 | 1257.9991 | 363.1711 | 1257.9991
3433 | 353.6094 | 1293.3002 | 353.6094 | 1293.3002
3434 | 355.0716 | 1281.594 | 355.0716 | 1281.594
3435 | 370.2651 | 1276.4177 | 370.2651 | 1276.4177
3436 | 387.3641 | 1269.0773 | 387.3641 | 1269.0773
3437 | 391.8821 | 1270.964 | 391.8821 | 1270.964
3438 | 381.9612 | 1281.6131 | 381.9612 | 1281.6131
3439 | 364.9338 | 1303.2121 | 364.9338 | 1303.2121
3440 | 352.2598 | 1320.3502 | 352.2598 | 1320.3502
3441 | 342.1866 | 1318.3381 | 342.1866 | 1318.3381
3442 | 331.3507 | 1324.5736 | 331.3507 | 1324.5736
3443 | 313.7316 | 1323.9379 | 313.7316 | 1323.9379
3444 | 300.1476 | 1317.8909 | 300.1476 | 1317.8909
3445 | 286.0765 | 1330.2326 | 286.0765 | 1330.2326
3446 | 279.6509 | 1366.4849 | 279.6509 | 1366.4849
3447 | 275.504 | 1392.018 | 275.504 | 1392.018
3448 | 276.045 | 1403.3425 | 276.045 | 1403.3425
3449 | 282.5888 | 1425.4355 | 282.5888 | 1425.4355
3450 | 290.0196 | 1468.0784 | 290.0196 | 1468.0784
3451 | 298.8354 | 1508.7486 | 298.8354 | 1508.7486
3452 | 313.1603 | 1518.8657 | 313.1603 | 1518.8657
3453 | 326.7237 | 1500.0321 | 326.7237 | 1500.0321
3454 | 339.181 | 1490.3502 | 339.181 | 1490.3502
3455 | 355.8498 | 1481.1221 | 355.8498 | 1481.1221
3456 | 356.4418 | 1439.9899 | 356.4418 | 1439.9899
3457 | 347.0693 | 1464.8584 | 347.0693 | 1464.8584
3458 | 353.3939 | 1434.7062 | 353.3939 | 1434.7062
3459 | 369.533 | 1401.6088 | 369.533 | 1401.6088
3460 | 389.4451 | 1361.2571 | 389.4451 | 1361.2571
3461 | 395.6128 | 1340.3634 | 395.6128 | 1340.3634
3462 | 386.7994 | 1340.5295 | 386.7994 | 1340.5295
3463 | 372.3027 | 1361.0197 | 372.3027 | 1361.0197
3464 | 360.9656 | 1376.3939 | 360.9656 | 1376.3939
3465 | 349.9394 | 1354.071 | 349.9394 | 1354.071
3466 | 340.4701 | 1337.8789 | 340.4701 | 1337.8789
3467 | 318.1142 | 1310.0782 | 318.1142 | 1310.0782
3468 | 300.7531 | 1276.0597 | 300.7531 | 1276.0597
3469 | 285.198 | 1259.3716 | 285.198 | 1259.3716
3470 | 279.5985 | 1260.5462 | 279.5985 | 1260.5462
3471 | 275.7912 | 1261.031 | 275.7912 | 1261.031
3472 | 276.6236 | 1256.379 | 276.6236 | 1256.379
3473 | 278.0343 | 1267.0314 | 278.0343 | 1267.0314
3474 | 289.1536 | 1299.7961 | 289.1536 | 1299.7961
3475 | 305.5322 | 1335.0232 | 305.5322 | 1335.0232
3476 | 323.1199 | 1350.0795 | 323.1199 | 1350.0795
3477 | 332.3767 | 1341.628 | 332.3767 | 1341.628
3478 | 351.1631 | 1340.0099 | 351.1631 | 1340.0099
3479 | 371.1036 | 1336.8801 | 371.1036 | 1336.8801
3480 | 366.5308 | 1303.459 | 366.5308 | 1303.459
3481 | 353.7391 | 1335.4337 | 353.7391 | 1335.4337
3482 | 357.4483 | 1317.0749 | 357.4483 | 1317.0749
3483 | 376.7518 | 1306.3043 | 376.7518 | 1306.3043
3484 | 396.4817 | 1300.4255 | 396.4817 | 1300.4255
3485 | 404.3127 | 1308.9144 | 404.3127 | 1308.9144
3486 | 393.1788 | 1318.4548 | 393.1788 | 1318.4548
3487 | 373.6298 | 1330.8307 | 373.6298 | 1330.8307
3488 | 360.9111 | 1333.4035 | 360.9111 | 1333.4035
3489 | 352.241 | 1298.9849 | 352.241 | 1298.9849
3490 | 335.5352 | 1263.4396 | 335.5352 | 1263.4396
3491 | 315.0861 | 1220.368 | 315.0861 | 1220.368
3492 | 296.3085 | 1188.2143 | 296.3085 | 1188.2143
3493 | 282.5046 | 1173.5421 | 282.5046 | 1173.5421
3494 | 275.7061 | 1177.8415 | 275.7061 | 1177.8415
3495 | 272.3937 | 1191.7323 | 272.3937 | 1191.7323
3496 | 272.3777 | 1212.0279 | 272.3777 | 1212.0279
3497 | 278.4147 | 1256.75 | 278.4147 | 1256.75
3498 | 292.6309 | 1332.3538 | 292.6309 | 1332.3538
3499 | 316.0465 | 1399.3828 | 316.0465 | 1399.3828
3500 | 338.5708 | 1435.405 | 338.5708 | 1435.405
3501 | 354.1474 | 1445.6516 | 354.1474 | 1445.6516
3502 | 370.2265 | 1455.222 | 370.2265 | 1455.222
3503 | 391.9835 | 1446.9515 | 391.9835 | 1446.9515
3504 | 389.023 | 1415.6976 | 389.023 | 1415.6976
3505 | 369.4888 | 1466.3199 | 369.4888 | 1466.3199
3506 | 374.5746 | 1434.051 | 374.5746 | 1434.051
3507 | 395.944 | 1364.7168 | 395.944 | 1364.7168
3508 | 413.4873 | 1295.6376 | 413.4873 | 1295.6376
3509 | 420.0996 | 1261.0858 | 420.0996 | 1261.0858
3510 | 409.511 | 1249.3073 | 409.511 | 1249.3073
3511 | 390.8205 | 1249.6883 | 390.8205 | 1249.6883
3512 | 377.3845 | 1233.3615 | 377.3845 | 1233.3615
3513 | 366.8934 | 1194.5582 | 366.8934 | 1194.5582
3514 | 349.1485 | 1172.7718 | 349.1485 | 1172.7718
3515 | 323.0743 | 1154.3957 | 323.0743 | 1154.3957
3516 | 304.6026 | 1135.1441 | 304.6026 | 1135.1441
3517 | 290.1541 | 1125.6126 | 290.1541 | 1125.6126
3518 | 283.2746 | 1120.941 | 283.2746 | 1120.941
3519 | 277.9373 | 1113.2611 | 277.9373 | 1113.2611
3520 | 277.7667 | 1103.3677 | 277.7667 | 1103.3677
3521 | 281.2795 | 1104.6458 | 281.2795 | 1104.6458
3522 | 293.3885 | 1129.2962 | 293.3885 | 1129.2962
3523 | 317.8875 | 1155.502 | 317.8875 | 1155.502
3524 | 339.0024 | 1167.5342 | 339.0024 | 1167.5342
3525 | 353.3225 | 1162.4092 | 353.3225 | 1162.4092
3526 | 363.2294 | 1165.8813 | 363.2294 | 1165.8813
3527 | 385.1101 | 1166.5819 | 385.1101 | 1166.5819
3528 | 384.6576 | 1131.4976 | 384.6576 | 1131.4976
3529 | 366.5122 | 1160.8516 | 366.5122 | 1160.8516
3530 | 373.3895 | 1140.0736 | 373.3895 | 1140.0736
3531 | 391.7241 | 1120.1304 | 391.7241 | 1120.1304
3532 | 411.0769 | 1095.2007 | 411.0769 | 1095.2007
3533 | 416.7862 | 1087.814 | 416.7862 | 1087.814
3534 | 407.7217 | 1099.7231 | 407.7217 | 1099.7231
3535 | 388.3654 | 1128.2771 | 388.3654 | 1128.2771
3536 | 373.9528 | 1156.251 | 373.9528 | 1156.251
3537 | 360.6725 | 1173.1386 | 360.6725 | 1173.1386
3538 | 347.1651 | 1201.7008 | 347.1651 | 1201.7008
3539 | 324.7198 | 1221.0232 | 324.7198 | 1221.0232
3540 | 306.8142 | 1227.5255 | 306.8142 | 1227.5255
3541 | 291.9667 | 1243.6975 | 291.9667 | 1243.6975
3542 | 284.7907 | 1274.91 | 284.7907 | 1274.91
3543 | 282.1445 | 1313.194 | 282.1445 | 1313.194
3544 | 282.4873 | 1349.8188 | 282.4873 | 1349.8188
3545 | 288.0727 | 1395.6497 | 288.0727 | 1395.6497
3546 | 299.4019 | 1457.6962 | 299.4019 | 1457.6962
3547 | 321.2053 | 1512.0749 | 321.2053 | 1512.0749
3548 | 347.5317 | 1538.0678 | 347.5317 | 1538.0678
3549 | 363.1573 | 1528.4068 | 363.1573 | 1528.4068
3550 | 371.8665 | 1519.6824 | 371.8665 | 1519.6824
3551 | 393.4348 | 1512.9742 | 393.4348 | 1512.9742
3552 | 388.3816 | 1468.0622 | 388.3816 | 1468.0622
3553 | 372.4238 | 1480.2301 | 372.4238 | 1480.2301
3554 | 375.6603 | 1432.2367 | 375.6603 | 1432.2367
3555 | 393.2398 | 1395.6113 | 393.2398 | 1395.6113
3556 | 407.9943 | 1360.9547 | 407.9943 | 1360.9547
3557 | 414.1192 | 1339.9098 | 414.1192 | 1339.9098
3558 | 407.5684 | 1354.1373 | 407.5684 | 1354.1373
3559 | 386.1708 | 1386.068 | 386.1708 | 1386.068
3560 | 372.5396 | 1410.262 | 372.5396 | 1410.262
3561 | 359.7178 | 1416.969 | 359.7178 | 1416.969
3562 | 347.6733 | 1432.5283 | 347.6733 | 1432.5283
3563 | 326.6363 | 1441.9724 | 326.6363 | 1441.9724
3564 | 308.6872 | 1449.1803 | 308.6872 | 1449.1803
3565 | 294.6535 | 1462.6812 | 294.6535 | 1462.6812
3566 | 287.5235 | 1482.4027 | 287.5235 | 1482.4027
3567 | 283.134 | 1485.8106 | 283.134 | 1485.8106
3568 | 281.5187 | 1476.1691 | 281.5187 | 1476.1691
3569 | 285.183 | 1478.9088 | 285.183 | 1478.9088
3570 | 294.8844 | 1495.949 | 294.8844 | 1495.949
3571 | 313.7084 | 1506.4806 | 313.7084 | 1506.4806
3572 | 334.2523 | 1507.6772 | 334.2523 | 1507.6772
3573 | 346.1817 | 1498.2178 | 346.1817 | 1498.2178
3574 | 360.126 | 1504.2603 | 360.126 | 1504.2603
3575 | 383.6768 | 1508.2367 | 383.6768 | 1508.2367
3576 | 380.0774 | 1480.6115 | 380.0774 | 1480.6115
3577 | 367.7602 | 1520.7005 | 367.7602 | 1520.7005
3578 | 373.8122 | 1500.7793 | 373.8122 | 1500.7793
3579 | 393.054 | 1493.0326 | 393.054 | 1493.0326
3580 | 408.4329 | 1478.082 | 408.4329 | 1478.082
3581 | 409.8426 | 1471.6528 | 409.8426 | 1471.6528
3582 | 400.0488 | 1490.6178 | 400.0488 | 1490.6178
3583 | 386.3578 | 1527.6389 | 386.3578 | 1527.6389
3584 | 370.9996 | 1564.3318 | 370.9996 | 1564.3318
3585 | 356.8969 | 1585.9065 | 356.8969 | 1585.9065
3586 | 344.6215 | 1609.2272 | 344.6215 | 1609.2272
3587 | 327.2298 | 1617.865 | 327.2298 | 1617.865
3588 | 312.186 | 1605.4677 | 312.186 | 1605.4677
3589 | 298.589 | 1596.5914 | 298.589 | 1596.5914
3590 | 290.8868 | 1596.002 | 290.8868 | 1596.002
3591 | 286.9918 | 1609.6409 | 286.9918 | 1609.6409
3592 | 285.9795 | 1637.3955 | 285.9795 | 1637.3955
3593 | 290.8242 | 1673.7514 | 290.8242 | 1673.7514
3594 | 300.1227 | 1716.1927 | 300.1227 | 1716.1927
3595 | 313.2728 | 1753.7886 | 313.2728 | 1753.7886
3596 | 329.1165 | 1766.8793 | 329.1165 | 1766.8793
3597 | 337.9595 | 1742.8545 | 337.9595 | 1742.8545
3598 | 353.2988 | 1719.5648 | 353.2988 | 1719.5648
3599 | 372.6667 | 1698.0394 | 372.6667 | 1698.0394
3600 | 374.6291 | 1647.785 | 374.6291 | 1647.785
3601 | 361.972 | 1673.2079 | 361.972 | 1673.2079
3602 | 366.9527 | 1634.5383 | 366.9527 | 1634.5383
3603 | 384.4915 | 1584.6076 | 384.4915 | 1584.6076
3604 | 399.7744 | 1527.5234 | 399.7744 | 1527.5234
3605 | 402.5901 | 1487.8813 | 402.5901 | 1487.8813
3606 | 393.6769 | 1473.6837 | 393.6769 | 1473.6837
3607 | 376.7259 | 1487.6221 | 376.7259 | 1487.6221
3608 | 367.2651 | 1501.0306 | 367.2651 | 1501.0306
3609 | 353.7647 | 1488.6364 | 353.7647 | 1488.6364
3610 | 341.1916 | 1484.3385 | 341.1916 | 1484.3385
3611 | 324.3744 | 1472.9678 | 324.3744 | 1472.9678
3612 | 308.7099 | 1454.8754 | 308.7099 | 1454.8754
3613 | 295.6342 | 1452.9038 | 295.6342 | 1452.9038
3614 | 289.291 | 1472.6757 | 289.291 | 1472.6757
3615 | 283.9138 | 1503.551 | 283.9138 | 1503.551
3616 | 280.3837 | 1529.4913 | 280.3837 | 1529.4913
3617 | 283.6569 | 1560.9584 | 283.6569 | 1560.9584
3618 | 291.8508 | 1609.1452 | 291.8508 | 1609.1452
3619 | 304.9975 | 1651.277 | 304.9975 | 1651.277
3620 | 319.0916 | 1673.6915 | 319.0916 | 1673.6915
3621 | 330.1037 | 1677.9406 | 330.1037 | 1677.9406
3622 | 344.1619 | 1690.5854 | 344.1619 | 1690.5854
3623 | 367.1729 | 1695.1163 | 367.1729 | 1695.1163
3624 | 367.5743 | 1665.5255 | 367.5743 | 1665.5255
3625 | 356.6979 | 1700.3225 | 356.6979 | 1700.3225
3626 | 361.6651 | 1670.0192 | 361.6651 | 1670.0192
3627 | 378.5433 | 1627.5476 | 378.5433 | 1627.5476
3628 | 397.4713 | 1571.7738 | 397.4713 | 1571.7738
3629 | 403.8883 | 1528.9565 | 403.8883 | 1528.9565
3630 | 390.1732 | 1503.2679 | 390.1732 | 1503.2679
3631 | 374.003 | 1495.1819 | 374.003 | 1495.1819
3632 | 365.7683 | 1477.1415 | 365.7683 | 1477.1415
3633 | 353.9527 | 1436.7254 | 353.9527 | 1436.7254
3634 | 341.4822 | 1406.6232 | 341.4822 | 1406.6232
3635 | 321.251 | 1365.7691 | 321.251 | 1365.7691
3636 | 306.5793 | 1250.9795 | 306.5793 | 1250.9795
3637 | 296.286 | 1234.8564 | 296.286 | 1234.8564
3638 | 287.5991 | 1202.6051 | 287.5991 | 1202.6051
3639 | 285.6063 | 1198.6234 | 285.6063 | 1198.6234
3640 | 284.214 | 1206.3675 | 284.214 | 1206.3675
3641 | 290.2653 | 1217.4006 | 290.2653 | 1217.4006
3642 | 298.153 | 1245.3329 | 298.153 | 1245.3329
3643 | 315.5132 | 1270.8049 | 315.5132 | 1270.8049
3644 | 334.8788 | 1320.6546 | 334.8788 | 1320.6546
3645 | 349.536 | 1326.9723 | 349.536 | 1326.9723
3646 | 362.3065 | 1346.4837 | 362.3065 | 1346.4837
3647 | 385.8612 | 1370.5813 | 385.8612 | 1370.5813
3648 | 380.0446 | 1384.8325 | 380.0446 | 1384.8325
3649 | 369.3626 | 1393.6275 | 369.3626 | 1393.6275
3650 | 376.471 | 1390.0179 | 376.471 | 1390.0179
3651 | 394.4127 | 1361.7182 | 394.4127 | 1361.7182
3652 | 408.8188 | 1327.3362 | 408.8188 | 1327.3362
3653 | 416.4002 | 1315.5641 | 416.4002 | 1315.5641
3654 | 405.2306 | 1311.3648 | 405.2306 | 1311.3648
3655 | 388.1682 | 1321.8539 | 388.1682 | 1321.8539
3656 | 376.7175 | 1332.1347 | 376.7175 | 1332.1347
3657 | 364.5355 | 1328.6071 | 364.5355 | 1328.6071
3658 | 347.8698 | 1333.5523 | 347.8698 | 1333.5523
3659 | 327.3677 | 1323.2249 | 327.3677 | 1323.2249
3660 | 307.9098 | 1307.7767 | 307.9098 | 1307.7767
3661 | 294.0749 | 1319.1007 | 294.0749 | 1319.1007
3662 | 287.2293 | 1310.7765 | 287.2293 | 1310.7765
3663 | 285.1894 | 1308.2219 | 285.1894 | 1308.2219
3664 | 284.2916 | 1294.3222 | 284.2916 | 1294.3222
3665 | 291.0107 | 1279.6682 | 291.0107 | 1279.6682
3666 | 302.3089 | 1278.7262 | 302.3089 | 1278.7262
3667 | 323.5059 | 1269.9011 | 323.5059 | 1269.9011
3668 | 347.8582 | 1281.9811 | 347.8582 | 1281.9811
3669 | 362.0215 | 1241.4912 | 362.0215 | 1241.4912
3670 | 376.3464 | 1206.9645 | 376.3464 | 1206.9645
3671 | 398.4622 | 1201.1888 | 398.4622 | 1201.1888
3672 | 393.8975 | 1231.2805 | 393.8975 | 1231.2805
3673 | 375.682 | 1294.4942 | 375.682 | 1294.4942
3674 | 383.5013 | 1365.4724 | 383.5013 | 1365.4724
3675 | 402.6952 | 1430.5978 | 402.6952 | 1430.5978
3676 | 415.4408 | 1467.8544 | 415.4408 | 1467.8544
3677 | 422.8404 | 1502.3667 | 422.8404 | 1502.3667
3678 | 415.7221 | 1548.4952 | 415.7221 | 1548.4952
3679 | 395.1395 | 1598.8469 | 395.1395 | 1598.8469
3680 | 381.5987 | 1632.3888 | 381.5987 | 1632.3888
3681 | 368.5518 | 1639.374 | 368.5518 | 1639.374
3682 | 350.8736 | 1654.4989 | 350.8736 | 1654.4989
3683 | 328.9267 | 1654.3512 | 328.9267 | 1654.3512
3684 | 309.8438 | 1645.4199 | 309.8438 | 1645.4199
3685 | 296.6463 | 1662.7852 | 296.6463 | 1662.7852
3686 | 289.8215 | 1661.739 | 289.8215 | 1661.739
3687 | 287.0197 | 1679.639 | 287.0197 | 1679.639
3688 | 286.9399 | 1704.2225 | 286.9399 | 1704.2225
3689 | 293.026 | 1727.005 | 293.026 | 1727.005
3690 | 304.8281 | 1746.8982 | 304.8281 | 1746.8982
3691 | 325.7501 | 1753.0572 | 325.7501 | 1753.0572
3692 | 350.1282 | 1783.5464 | 350.1282 | 1783.5464
3693 | 367.6189 | 1761.751 | 367.6189 | 1761.751
3694 | 378.2777 | 1743.0647 | 378.2777 | 1743.0647
3695 | 401.038 | 1741.2373 | 401.038 | 1741.2373
3696 | 397.7313 | 1744.5952 | 397.7313 | 1744.5952
3697 | 381.3115 | 1748.9664 | 381.3115 | 1748.9664
3698 | 389.6136 | 1734.8916 | 389.6136 | 1734.8916
3699 | 405.9844 | 1713.2039 | 405.9844 | 1713.2039
3700 | 414.7234 | 1684.1021 | 414.7234 | 1684.1021
3701 | 421.3658 | 1667.7158 | 421.3658 | 1667.7158
3702 | 415.3341 | 1661.5662 | 415.3341 | 1661.5662
3703 | 397.04 | 1661.2572 | 397.04 | 1661.2572
3704 | 382.9219 | 1657.4576 | 382.9219 | 1657.4576
3705 | 370.95 | 1632.0008 | 370.95 | 1632.0008
3706 | 351.362 | 1601.5073 | 351.362 | 1601.5073
3707 | 330.0443 | 1546.5127 | 330.0443 | 1546.5127
3708 | 311.214 | 1484.5423 | 311.214 | 1484.5423
3709 | 296.7098 | 1443.9687 | 296.7098 | 1443.9687
3710 | 289.3237 | 1379.5134 | 289.3237 | 1379.5134
3711 | 295.821 | 1337.2864 | 295.821 | 1337.2864
3712 | 295.7732 | 1313.6351 | 295.7732 | 1313.6351
3713 | 301.6634 | 1304.2136 | 301.6634 | 1304.2136
3714 | 313.8403 | 1317.0667 | 313.8403 | 1317.0667
3715 | 334.1067 | 1332.0259 | 334.1067 | 1332.0259
3716 | 358.4797 | 1377.1663 | 358.4797 | 1377.1663
3717 | 367.0057 | 1372.0675 | 367.0057 | 1372.0675
3718 | 378.2425 | 1361.2301 | 378.2425 | 1361.2301
3719 | 398.2014 | 1354.4555 | 398.2014 | 1354.4555
3720 | 392.9295 | 1350.3451 | 392.9295 | 1350.3451
3721 | 382.1672 | 1352.0048 | 382.1672 | 1352.0048
3722 | 385.5545 | 1349.1563 | 385.5545 | 1349.1563
3723 | 404.9471 | 1345.4496 | 404.9471 | 1345.4496
3724 | 415.6924 | 1336.1365 | 415.6924 | 1336.1365
3725 | 417.3719 | 1345.3421 | 417.3719 | 1345.3421
3726 | 412.3064 | 1367.1154 | 412.3064 | 1367.1154
3727 | 394.2047 | 1388.9734 | 394.2047 | 1388.9734
3728 | 376.1729 | 1402.2035 | 376.1729 | 1402.2035
3729 | 364.4548 | 1407.9043 | 364.4548 | 1407.9043
3730 | 350.7286 | 1426.7871 | 350.7286 | 1426.7871
3731 | 331.0033 | 1432.7758 | 331.0033 | 1432.7758
3732 | 314.3063 | 1421.3234 | 314.3063 | 1421.3234
3733 | 300.2077 | 1415.9983 | 300.2077 | 1415.9983
3734 | 293.0891 | 1385.5071 | 293.0891 | 1385.5071
3735 | 289.1118 | 1376.4831 | 289.1118 | 1376.4831
3736 | 288.3378 | 1375.9978 | 288.3378 | 1375.9978
3737 | 293.5461 | 1381.7983 | 293.5461 | 1381.7983
3738 | 302.8866 | 1409.4928 | 302.8866 | 1409.4928
3739 | 320.0415 | 1438.3897 | 320.0415 | 1438.3897
3740 | 341.6 | 1494.7563 | 341.6 | 1494.7563
3741 | 355.037 | 1495.3182 | 355.037 | 1495.3182
3742 | 369.0399 | 1482.3878 | 369.0399 | 1482.3878
3743 | 390.8139 | 1467.8119 | 390.8139 | 1467.8119
3744 | 387.6996 | 1447.8611 | 387.6996 | 1447.8611
3745 | 375.4536 | 1424.0715 | 375.4536 | 1424.0715
3746 | 381.7189 | 1387.6395 | 381.7189 | 1387.6395
3747 | 403.1768 | 1345.9253 | 403.1768 | 1345.9253
3748 | 412.8584 | 1302.3151 | 412.8584 | 1302.3151
3749 | 418.3635 | 1286.4044 | 418.3635 | 1286.4044
3750 | 408.2051 | 1287.4852 | 408.2051 | 1287.4852
3751 | 387.6664 | 1292.9796 | 387.6664 | 1292.9796
3752 | 373.7015 | 1287.4676 | 373.7015 | 1287.4676
3753 | 362.2252 | 1267.3385 | 362.2252 | 1267.3385
3754 | 348.3341 | 1260.7245 | 348.3341 | 1260.7245
3755 | 330.0083 | 1235.6507 | 330.0083 | 1235.6507
3756 | 312.9764 | 1207.3114 | 312.9764 | 1207.3114
3757 | 301.2876 | 1211.0244 | 301.2876 | 1211.0244
3758 | 292.6908 | 1204.936 | 292.6908 | 1204.936
3759 | 289.2914 | 1218.079 | 289.2914 | 1218.079
3760 | 287.5869 | 1233.2439 | 287.5869 | 1233.2439
3761 | 292.2709 | 1250.889 | 292.2709 | 1250.889
3762 | 298.7118 | 1288.7632 | 298.7118 | 1288.7632
3763 | 312.9692 | 1327.6971 | 312.9692 | 1327.6971
3764 | 327.6869 | 1396.8597 | 327.6869 | 1396.8597
3765 | 341.1542 | 1429.3403 | 341.1542 | 1429.3403
3766 | 355.7199 | 1464.5019 | 355.7199 | 1464.5019
3767 | 374.4818 | 1501.8711 | 374.4818 | 1501.8711
3768 | 369.9583 | 1544.2355 | 369.9583 | 1544.2355
3769 | 363.6005 | 1586.4238 | 363.6005 | 1586.4238
3770 | 369.3785 | 1610.5468 | 369.3785 | 1610.5468
3771 | 385.6325 | 1623.2989 | 385.6325 | 1623.2989
3772 | 402.255 | 1625.3547 | 402.255 | 1625.3547
3773 | 405.7601 | 1650.3532 | 405.7601 | 1650.3532
3774 | 390.8286 | 1702.8559 | 390.8286 | 1702.8559
3775 | 380.6622 | 1747.7848 | 380.6622 | 1747.7848
3776 | 366.8593 | 1768.9113 | 366.8593 | 1768.9113
3777 | 356.2528 | 1755.6797 | 356.2528 | 1755.6797
3778 | 344.3876 | 1742.4536 | 344.3876 | 1742.4536
3779 | 327.2657 | 1718.5691 | 327.2657 | 1718.5691
3780 | 309.7199 | 1687.994 | 309.7199 | 1687.994
3781 | 296.5516 | 1676.818 | 296.5516 | 1676.818
3782 | 289.1737 | 1647.4208 | 289.1737 | 1647.4208
3783 | 287.2623 | 1656.14 | 287.2623 | 1656.14
3784 | 286.0627 | 1697.5628 | 286.0627 | 1697.5628
3785 | 289.8614 | 1753.5484 | 289.8614 | 1753.5484
3786 | 297.177 | 1823.2937 | 297.177 | 1823.2937
3787 | 312.9841 | 1884.0141 | 312.9841 | 1884.0141
3788 | 330.3027 | 1958.5044 | 330.3027 | 1958.5044
3789 | 341.3312 | 1976.1911 | 341.3312 | 1976.1911
3790 | 354.6408 | 2002.6476 | 354.6408 | 2002.6476
3791 | 375.3739 | 2021.6553 | 375.3739 | 2021.6553
3792 | 374.1743 | 2021.9688 | 374.1743 | 2021.9688
3793 | 366.012 | 2014.2099 | 366.012 | 2014.2099
3794 | 370.6553 | 1985.9121 | 370.6553 | 1985.9121
3795 | 391.2943 | 1949.2878 | 391.2943 | 1949.2878
3796 | 406.6508 | 1907.4376 | 406.6508 | 1907.4376
3797 | 410.3489 | 1878.6834 | 410.3489 | 1878.6834
3798 | 398.9702 | 1868.871 | 398.9702 | 1868.871
3799 | 381.0435 | 1867.7533 | 381.0435 | 1867.7533
3800 | 371.7868 | 1860.2433 | 371.7868 | 1860.2433
3801 | 362.8931 | 1820.4683 | 362.8931 | 1820.4683
3802 | 347.9947 | 1761.4811 | 347.9947 | 1761.4811
3803 | 329.4217 | 1674.7582 | 329.4217 | 1674.7582
3804 | 312.1291 | 1590.8109 | 312.1291 | 1590.8109
3805 | 297.3937 | 1571.5482 | 297.3937 | 1571.5482
3806 | 290.6187 | 1574.1173 | 290.6187 | 1574.1173
3807 | 286.8097 | 1616.6103 | 286.8097 | 1616.6103
3808 | 286.5056 | 1653.1811 | 286.5056 | 1653.1811
3809 | 291.5887 | 1679.6265 | 291.5887 | 1679.6265
3810 | 300.8965 | 1720.9257 | 300.8965 | 1720.9257
3811 | 318.6318 | 1760.6682 | 318.6318 | 1760.6682
3812 | 339.819 | 1819.8414 | 339.819 | 1819.8414
3813 | 353.3535 | 1824.304 | 353.3535 | 1824.304
3814 | 367.9238 | 1813.2287 | 367.9238 | 1813.2287
3815 | 387.25 | 1802.7437 | 387.25 | 1802.7437
3816 | 384.6906 | 1789.2148 | 384.6906 | 1789.2148
3817 | 371.8833 | 1761.0488 | 371.8833 | 1761.0488
3818 | 377.8359 | 1711.1072 | 377.8359 | 1711.1072
3819 | 397.4116 | 1671.9142 | 397.4116 | 1671.9142
3820 | 411.3498 | 1635.0587 | 411.3498 | 1635.0587
3821 | 414.1544 | 1611.8225 | 414.1544 | 1611.8225
3822 | 405.1071 | 1599.5365 | 405.1071 | 1599.5365
3823 | 387.635 | 1588.2866 | 387.635 | 1588.2866
3824 | 376.909 | 1571.5008 | 376.909 | 1571.5008
3825 | 363.4163 | 1531.3453 | 363.4163 | 1531.3453
3826 | 346.7271 | 1486.6762 | 346.7271 | 1486.6762
3827 | 327.2884 | 1430.5876 | 327.2884 | 1430.5876
3828 | 308.3523 | 1387.8349 | 308.3523 | 1387.8349
3829 | 295.4333 | 1400.0628 | 295.4333 | 1400.0628
3830 | 289.1996 | 1447.6319 | 289.1996 | 1447.6319
3831 | 285.5199 | 1509.2952 | 285.5199 | 1509.2952
3832 | 286.3745 | 1546.0562 | 286.3745 | 1546.0562
3833 | 290.9918 | 1580.3505 | 290.9918 | 1580.3505
3834 | 300.2077 | 1615.7987 | 300.2077 | 1615.7987
3835 | 319.2869 | 1641.9365 | 319.2869 | 1641.9365
3836 | 345.609 | 1686.8866 | 345.609 | 1686.8866
3837 | 359.7278 | 1674.3672 | 359.7278 | 1674.3672
3838 | 372.2613 | 1657.869 | 372.2613 | 1657.869
3839 | 392.2229 | 1653.9961 | 392.2229 | 1653.9961
3840 | 388.6543 | 1650.5042 | 388.6543 | 1650.5042
3841 | 374.674 | 1643.1734 | 374.674 | 1643.1734
3842 | 382.395 | 1632.2858 | 382.395 | 1632.2858
3843 | 401.4126 | 1633.1457 | 401.4126 | 1633.1457
3844 | 412.8749 | 1641.0524 | 412.8749 | 1641.0524
3845 | 420.0864 | 1667.8585 | 420.0864 | 1667.8585
3846 | 411.5244 | 1699.6688 | 411.5244 | 1699.6688
3847 | 393.8143 | 1728.6621 | 393.8143 | 1728.6621
3848 | 382.866 | 1744.1279 | 382.866 | 1744.1279
3849 | 369.0438 | 1735.7008 | 369.0438 | 1735.7008
3850 | 350.9563 | 1730.0381 | 350.9563 | 1730.0381
3851 | 327.9797 | 1711.3386 | 327.9797 | 1711.3386
3852 | 310.1643 | 1685.4253 | 310.1643 | 1685.4253
3853 | 295.5697 | 1678.5304 | 295.5697 | 1678.5304
3854 | 286.842 | 1648.7528 | 286.842 | 1648.7528
3855 | 284.1275 | 1632.0702 | 284.1275 | 1632.0702
3856 | 283.4729 | 1629.6822 | 283.4729 | 1629.6822
3857 | 288.2299 | 1649.6106 | 288.2299 | 1649.6106
3858 | 301.2681 | 1692.5271 | 301.2681 | 1692.5271
3859 | 323.1623 | 1729.4631 | 323.1623 | 1729.4631
3860 | 348.6544 | 1795.0105 | 348.6544 | 1795.0105
3861 | 363.8169 | 1806.323 | 363.8169 | 1806.323
3862 | 373.5779 | 1807.1874 | 373.5779 | 1807.1874
3863 | 394.3205 | 1798.6528 | 394.3205 | 1798.6528
3864 | 390.6067 | 1785.6947 | 390.6067 | 1785.6947
3865 | 377.4466 | 1767.1376 | 377.4466 | 1767.1376
3866 | 379.9855 | 1725.4254 | 379.9855 | 1725.4254
3867 | 395.9469 | 1683.188 | 395.9469 | 1683.188
3868 | 409.6706 | 1639.5778 | 409.6706 | 1639.5778
3869 | 414.8129 | 1608.35 | 414.8129 | 1608.35
3870 | 406.2547 | 1585.1707 | 406.2547 | 1585.1707
3871 | 388.6675 | 1565.6915 | 388.6675 | 1565.6915
3872 | 377.5728 | 1545.7661 | 377.5728 | 1545.7661
3873 | 364.9308 | 1525.0662 | 364.9308 | 1525.0662
3874 | 346.5905 | 1519.5462 | 346.5905 | 1519.5462
3875 | 323.3565 | 1504.3668 | 323.3565 | 1504.3668
3876 | 305.1679 | 1488.4429 | 305.1679 | 1488.4429
3877 | 291.4714 | 1497.5312 | 291.4714 | 1497.5312
3878 | 283.6375 | 1494.2969 | 283.6375 | 1494.2969
3879 | 278.8801 | 1516.6208 | 278.8801 | 1516.6208
3880 | 279.417 | 1552.2877 | 279.417 | 1552.2877
3881 | 284.325 | 1590.1972 | 284.325 | 1590.1972
3882 | 294.9047 | 1635.7775 | 294.9047 | 1635.7775
3883 | 315.2333 | 1676.852 | 315.2333 | 1676.852
3884 | 340.5786 | 1743.113 | 340.5786 | 1743.113
3885 | 354.2005 | 1758.1834 | 354.2005 | 1758.1834
3886 | 365.5972 | 1773.8893 | 365.5972 | 1773.8893
3887 | 386.6856 | 1804.0757 | 386.6856 | 1804.0757
3888 | 384.0135 | 1831.5986 | 384.0135 | 1831.5986
3889 | 370.782 | 1854.0934 | 370.782 | 1854.0934
3890 | 378.0851 | 1864.8971 | 378.0851 | 1864.8971
3891 | 395.0739 | 1870.0858 | 395.0739 | 1870.0858
3892 | 407.4426 | 1868.5739 | 407.4426 | 1868.5739
3893 | 408.1524 | 1884.2014 | 408.1524 | 1884.2014
3894 | 398.6089 | 1921.1015 | 398.6089 | 1921.1015
3895 | 381.186 | 1960.9881 | 381.186 | 1960.9881
3896 | 371.4672 | 1987.4423 | 371.4672 | 1987.4423
3897 | 359.3298 | 1984.9612 | 359.3298 | 1984.9612
3898 | 342.4746 | 1982.9614 | 342.4746 | 1982.9614
3899 | 322.9453 | 1960.0282 | 322.9453 | 1960.0282
3900 | 304.7776 | 1935.9225 | 304.7776 | 1935.9225
3901 | 291.3947 | 1932.8807 | 291.3947 | 1932.8807
3902 | 282.5757 | 1899.6305 | 282.5757 | 1899.6305
3903 | 278.5108 | 1894.4596 | 278.5108 | 1894.4596
3904 | 278.2844 | 1903.4881 | 278.2844 | 1903.4881
3905 | 282.7421 | 1930.1713 | 282.7421 | 1930.1713
3906 | 296.3629 | 1951.111 | 296.3629 | 1951.111
3907 | 314.9984 | 1950.8958 | 314.9984 | 1950.8958
3908 | 335.3856 | 1972.7275 | 335.3856 | 1972.7275
3909 | 347.8973 | 1949.5526 | 347.8973 | 1949.5526
3910 | 357.6704 | 1936.527 | 357.6704 | 1936.527
3911 | 378.8853 | 1936.6974 | 378.8853 | 1936.6974
3912 | 378.7692 | 1939.3419 | 378.7692 | 1939.3419
3913 | 367.1847 | 1946.6147 | 367.1847 | 1946.6147
3914 | 372.498 | 1957.799 | 372.498 | 1957.799
3915 | 391.7442 | 1970.8365 | 391.7442 | 1970.8365
3916 | 405.2627 | 1967.2316 | 405.2627 | 1967.2316
3917 | 407.7932 | 1972.0133 | 407.7932 | 1972.0133
3918 | 395.3173 | 1993.8817 | 395.3173 | 1993.8817
3919 | 378.1327 | 2022.2567 | 378.1327 | 2022.2567
3920 | 365.4455 | 2046.2373 | 365.4455 | 2046.2373
3921 | 352.9331 | 2041.8535 | 352.9331 | 2041.8535
3922 | 340.7009 | 2033.3367 | 340.7009 | 2033.3367
3923 | 324.0323 | 2017.0632 | 324.0323 | 2017.0632
3924 | 307.2108 | 2008.7503 | 307.2108 | 2008.7503
3925 | 294.6115 | 2033.0606 | 294.6115 | 2033.0606
3926 | 285.7151 | 2028.2565 | 285.7151 | 2028.2565
3927 | 280.7844 | 2021.4207 | 280.7844 | 2021.4207
3928 | 278.7748 | 2001.3371 | 278.7748 | 2001.3371
3929 | 284.1611 | 1976.2655 | 284.1611 | 1976.2655
3930 | 294.0526 | 1981.9356 | 294.0526 | 1981.9356
3931 | 309.2588 | 2009.5957 | 309.2588 | 2009.5957
3932 | 324.6904 | 2047.9813 | 324.6904 | 2047.9813
3933 | 332.731 | 2034.0348 | 332.731 | 2034.0348
3934 | 346.187 | 2021.4848 | 346.187 | 2021.4848
3935 | 364.4255 | 2018.9439 | 364.4255 | 2018.9439
3936 | 365.1435 | 2002.4181 | 365.1435 | 2002.4181
3937 | 357.3224 | 1983.0999 | 357.3224 | 1983.0999
3938 | 363.6323 | 1959.4163 | 363.6323 | 1959.4163
3939 | 383.582 | 1935.8259 | 383.582 | 1935.8259
3940 | 398.2023 | 1911.0528 | 398.2023 | 1911.0528
3941 | 392.8109 | 1898.9953 | 392.8109 | 1898.9953
3942 | 377.9352 | 1908.9714 | 377.9352 | 1908.9714
3943 | 364.4182 | 1925.692 | 364.4182 | 1925.692
3944 | 355.6272 | 1945.3439 | 355.6272 | 1945.3439
3945 | 350.0155 | 1953.1853 | 350.0155 | 1953.1853
3946 | 335.6821 | 1977.3483 | 335.6821 | 1977.3483
3947 | 321.0453 | 1995.0388 | 321.0453 | 1995.0388
3948 | 304.7352 | 1999.4268 | 304.7352 | 1999.4268
3949 | 291.3769 | 2003.9961 | 291.3769 | 2003.9961
3950 | 284.4945 | 1963.7533 | 284.4945 | 1963.7533
3951 | 280.2751 | 1940.6965 | 280.2751 | 1940.6965
3952 | 280.3732 | 1936.1679 | 280.3732 | 1936.1679
3953 | 282.8114 | 1946.4398 | 282.8114 | 1946.4398
3954 | 290.4 | 1980.2707 | 290.4 | 1980.2707
3955 | 307.545 | 2012.8304 | 307.545 | 2012.8304
3956 | 322.7042 | 2068.2932 | 322.7042 | 2068.2932
3957 | 334.4911 | 2067.8086 | 334.4911 | 2067.8086
3958 | 347.6643 | 2059.3496 | 347.6643 | 2059.3496
3959 | 370.2107 | 2054.6205 | 370.2107 | 2054.6205
3960 | 368.2615 | 2054.3156 | 368.2615 | 2054.3156
3961 | 359.5369 | 2063.5387 | 359.5369 | 2063.5387
3962 | 367.2629 | 2076.4355 | 367.2629 | 2076.4355
3963 | 389.2241 | 2090.8525 | 389.2241 | 2090.8525
3964 | 398.9977 | 2093.3364 | 398.9977 | 2093.3364
3965 | 403.8271 | 2111.0093 | 403.8271 | 2111.0093
3966 | 391.8686 | 2147.8619 | 391.8686 | 2147.8619
3967 | 376.9603 | 2198.9747 | 376.9603 | 2198.9747
3968 | 364.9347 | 2238.0822 | 364.9347 | 2238.0822
3969 | 354.8059 | 2240.4532 | 354.8059 | 2240.4532
3970 | 341.696 | 2224.9438 | 341.696 | 2224.9438
3971 | 324.0418 | 2185.4091 | 324.0418 | 2185.4091
3972 | 307.9903 | 2145.796 | 307.9903 | 2145.796
3973 | 294.2245 | 2132.7172 | 294.2245 | 2132.7172
3974 | 286.0807 | 2097.1837 | 286.0807 | 2097.1837
3975 | 281.5086 | 2084.7348 | 281.5086 | 2084.7348
3976 | 280.9825 | 2071.5962 | 280.9825 | 2071.5962
3977 | 284.9376 | 2035.1556 | 284.9376 | 2035.1556
3978 | 294.3224 | 1985.313 | 294.3224 | 1985.313
3979 | 311.7334 | 1913.3165 | 311.7334 | 1913.3165
3980 | 331.6011 | 1865.1745 | 331.6011 | 1865.1745
3981 | 343.8808 | 1780.8261 | 343.8808 | 1780.8261
3982 | 355.7789 | 1703.1069 | 355.7789 | 1703.1069
3983 | 377.5208 | 1629.1652 | 377.5208 | 1629.1652
3984 | 374.7019 | 1551.6562 | 374.7019 | 1551.6562
3985 | 362.8791 | 1498.9924 | 362.8791 | 1498.9924
3986 | 365.319 | 1459.944 | 365.319 | 1459.944
3987 | 387.5442 | 1430.7881 | 387.5442 | 1430.7881
3988 | 402.912 | 1404.9685 | 402.912 | 1404.9685
3989 | 407.7492 | 1390.2471 | 407.7492 | 1390.2471
3990 | 395.6783 | 1373.775 | 395.6783 | 1373.775
3991 | 379.1762 | 1348.9681 | 379.1762 | 1348.9681
3992 | 367.9662 | 1317.3408 | 367.9662 | 1317.3408
3993 | 359.7837 | 1275.4727 | 359.7837 | 1275.4727
3994 | 343.4748 | 1240.4602 | 343.4748 | 1240.4602
3995 | 325.9199 | 1192.4583 | 325.9199 | 1192.4583
3996 | 306.9341 | 1139.8113 | 306.9341 | 1139.8113
3997 | 295.4207 | 1113.5084 | 295.4207 | 1113.5084
3998 | 285.9291 | 1073.551 | 285.9291 | 1073.551
3999 | 282.6909 | 1053.1581 | 282.6909 | 1053.1581
4000 | 282.316 | 1037.4983 | 282.316 | 1037.4983
4001 | 286.4999 | 1027.0779 | 286.4999 | 1027.0779
4002 | 298.0786 | 1035.8876 | 298.0786 | 1035.8876
4003 | 318.4428 | 1044.2823 | 318.4428 | 1044.2823
4004 | 344.1759 | 1080.4797 | 344.1759 | 1080.4797
4005 | 358.2608 | 1068.8641 | 358.2608 | 1068.8641
4006 | 365.1193 | 1055.7433 | 365.1193 | 1055.7433
4007 | 385.8726 | 1050.5861 | 385.8726 | 1050.5861
4008 | 382.0197 | 1046.6184 | 382.0197 | 1046.6184
4009 | 368.5884 | 1043.1883 | 368.5884 | 1043.1883
4010 | 370.2149 | 1034.8694 | 370.2149 | 1034.8694
4011 | 392.3515 | 1031.4005 | 392.3515 | 1031.4005
4012 | 403.8 | 1025.4647 | 403.8 | 1025.4647
4013 | 405.5352 | 1033.8142 | 405.5352 | 1033.8142
4014 | 396.0245 | 1051.1159 | 396.0245 | 1051.1159
4015 | 375.6382 | 1065.1727 | 375.6382 | 1065.1727
4016 | 367.6326 | 1070.4112 | 367.6326 | 1070.4112
4017 | 363.0808 | 1061.3181 | 363.0808 | 1061.3181
4018 | 347.7376 | 1053.61 | 347.7376 | 1053.61
4019 | 327.0282 | 1027.7751 | 327.0282 | 1027.7751
4020 | 309.0918 | 993.014 | 309.0918 | 993.014
4021 | 295.5737 | 979.9828 | 295.5737 | 979.9828
4022 | 287.7766 | 948.4451 | 287.7766 | 948.4451
4023 | 284.4464 | 937.8989 | 284.4464 | 937.8989
4024 | 284.2632 | 934.7973 | 284.2632 | 934.7973
4025 | 289.0606 | 935.9837 | 289.0606 | 935.9837
4026 | 301.0343 | 955.639 | 301.0343 | 955.639
4027 | 319.6395 | 973.9281 | 319.6395 | 973.9281
4028 | 344.6829 | 1017.9268 | 344.6829 | 1017.9268
4029 | 355.9031 | 1007.8809 | 355.9031 | 1007.8809
4030 | 368.2702 | 991.8584 | 368.2702 | 991.8584
4031 | 390.3088 | 982.42 | 390.3088 | 982.42
4032 | 387.2066 | 974.2663 | 387.2066 | 974.2663
4033 | 369.4594 | 968.4101 | 369.4594 | 968.4101
4034 | 377.6573 | 960.1388 | 377.6573 | 960.1388
4035 | 398.487 | 958.6678 | 398.487 | 958.6678
4036 | 413.639 | 951.638 | 413.639 | 951.638
4037 | 412.4902 | 959.369 | 412.4902 | 959.369
4038 | 399.635 | 976.9562 | 399.635 | 976.9562
4039 | 384.2558 | 990.9654 | 384.2558 | 990.9654
4040 | 375.7124 | 995.8233 | 375.7124 | 995.8233
4041 | 367.3987 | 987.5389 | 367.3987 | 987.5389
4042 | 351.374 | 984.7779 | 351.374 | 984.7779
4043 | 328.7843 | 968.5044 | 328.7843 | 968.5044
4044 | 311.4863 | 948.7275 | 311.4863 | 948.7275
4045 | 296.9643 | 952.6783 | 296.9643 | 952.6783
4046 | 287.9679 | 936.0772 | 287.9679 | 936.0772
4047 | 282.7198 | 957.8302 | 282.7198 | 957.8302
4048 | 282.314 | 987.6938 | 282.314 | 987.6938
4049 | 287.779 | 1025.4606 | 287.779 | 1025.4606
4050 | 299.0341 | 1087.7851 | 299.0341 | 1087.7851
4051 | 317.5214 | 1143.7486 | 317.5214 | 1143.7486
4052 | 344.7377 | 1215.3373 | 344.7377 | 1215.3373
4053 | 356.1937 | 1234.0229 | 356.1937 | 1234.0229
4054 | 363.3161 | 1248.3969 | 363.3161 | 1248.3969
4055 | 384.1711 | 1266.4532 | 384.1711 | 1266.4532
4056 | 384.7196 | 1283.7488 | 384.7196 | 1283.7488
4057 | 367.3166 | 1296.6348 | 367.3166 | 1296.6348
4058 | 370.081 | 1288.7915 | 370.081 | 1288.7915
4059 | 388.5854 | 1268.8639 | 388.5854 | 1268.8639
4060 | 400.6717 | 1246.279 | 400.6717 | 1246.279
4061 | 400.2785 | 1239.0735 | 400.2785 | 1239.0735
4062 | 391.1764 | 1239.3932 | 391.1764 | 1239.3932
4063 | 374.1485 | 1240.7491 | 374.1485 | 1240.7491
4064 | 362.7556 | 1233.2867 | 362.7556 | 1233.2867
4065 | 354.9184 | 1209.4473 | 354.9184 | 1209.4473
4066 | 342.0073 | 1191.3692 | 342.0073 | 1191.3692
4067 | 324.2935 | 1164.583 | 324.2935 | 1164.583
4068 | 305.0181 | 1122.9719 | 305.0181 | 1122.9719
4069 | 292.007 | 1082.1606 | 292.007 | 1082.1606
4070 | 282.5916 | 1019.0372 | 282.5916 | 1019.0372
4071 | 278.4965 | 971.2446 | 278.4965 | 971.2446
4072 | 276.4941 | 952.0172 | 276.4941 | 952.0172
4073 | 279.8771 | 959.8156 | 279.8771 | 959.8156
4074 | 290.7294 | 997.3569 | 290.7294 | 997.3569
4075 | 305.9654 | 1048.8489 | 305.9654 | 1048.8489
4076 | 329.3739 | 1131.4735 | 329.3739 | 1131.4735
4077 | 339.7036 | 1151.1581 | 339.7036 | 1151.1581
4078 | 351.3364 | 1160.68 | 351.3364 | 1160.68
4079 | 368.059 | 1168.414 | 368.059 | 1168.414
4080 | 368.393 | 1169.2983 | 368.393 | 1169.2983
4081 | 356.5637 | 1171.7191 | 356.5637 | 1171.7191
4082 | 362.9117 | 1161.1169 | 362.9117 | 1161.1169
4083 | 382.6491 | 1139.4292 | 382.6491 | 1139.4292
4084 | 395.9641 | 1133.1604 | 395.9641 | 1133.1604
4085 | 397.7334 | 1149.3587 | 397.7334 | 1149.3587
4086 | 383.0234 | 1171.0369 | 383.0234 | 1171.0369
4087 | 367.9329 | 1191.9911 | 367.9329 | 1191.9911
4088 | 356.3915 | 1198.8945 | 356.3915 | 1198.8945
4089 | 349.4955 | 1178.6227 | 349.4955 | 1178.6227
4090 | 339.313 | 1161.7814 | 339.313 | 1161.7814
4091 | 322.3418 | 1137.4687 | 322.3418 | 1137.4687
4092 | 306.1827 | 1112.7922 | 306.1827 | 1112.7922
4093 | 292.7865 | 1120.2632 | 292.7865 | 1120.2632
4094 | 283.8912 | 1120.8344 | 283.8912 | 1120.8344
4095 | 280.7983 | 1147.5345 | 280.7983 | 1147.5345
4096 | 278.9334 | 1180.7279 | 278.9334 | 1180.7279
4097 | 283.5401 | 1215.5454 | 283.5401 | 1215.5454
4098 | 291.1132 | 1261.4112 | 291.1132 | 1261.4112
4099 | 303.8751 | 1297.2531 | 303.8751 | 1297.2531
4100 | 317.1116 | 1347.7688 | 317.1116 | 1347.7688
4101 | 324.963 | 1336.4861 | 324.963 | 1336.4861
4102 | 336.8258 | 1315.9921 | 336.8258 | 1315.9921
4103 | 353.9962 | 1308.0283 | 353.9962 | 1308.0283
4104 | 358.4666 | 1308.9603 | 358.4666 | 1308.9603
4105 | 352.2082 | 1317.6126 | 352.2082 | 1317.6126
4106 | 357.9921 | 1330.224 | 357.9921 | 1330.224
4107 | 376.2278 | 1355.1061 | 376.2278 | 1355.1061
4108 | 387.9425 | 1389.0805 | 387.9425 | 1389.0805
4109 | 383.6093 | 1441.9543 | 383.6093 | 1441.9543
4110 | 376.5185 | 1501.7826 | 376.5185 | 1501.7826
4111 | 364.0438 | 1551.5635 | 364.0438 | 1551.5635
4112 | 358.3794 | 1575.9723 | 358.3794 | 1575.9723
4113 | 347.2536 | 1591.6625 | 347.2536 | 1591.6625
4114 | 337.4687 | 1611.8773 | 337.4687 | 1611.8773
4115 | 321.9079 | 1633.8015 | 321.9079 | 1633.8015
4116 | 307.7485 | 1656.0753 | 307.7485 | 1656.0753
4117 | 294.9248 | 1695.7979 | 294.9248 | 1695.7979
4118 | 287.9713 | 1712.2571 | 287.9713 | 1712.2571
4119 | 283.4003 | 1743.0482 | 283.4003 | 1743.0482
4120 | 280.672 | 1770.2955 | 280.672 | 1770.2955
4121 | 282.0618 | 1790.4142 | 282.0618 | 1790.4142
4122 | 288.7703 | 1826.7187 | 288.7703 | 1826.7187
4123 | 299.7075 | 1859.6113 | 299.7075 | 1859.6113
4124 | 313.7421 | 1921.6386 | 313.7421 | 1921.6386
4125 | 323.2769 | 1931.6192 | 323.2769 | 1931.6192
4126 | 335.8931 | 1939.9519 | 335.8931 | 1939.9519
4127 | 353.5883 | 1964.1922 | 353.5883 | 1964.1922
4128 | 355.806 | 1998.3272 | 355.806 | 1998.3272
4129 | 348.8367 | 2032.1433 | 348.8367 | 2032.1433
4130 | 352.7023 | 2037.4767 | 352.7023 | 2037.4767
4131 | 370.8679 | 2030.5829 | 370.8679 | 2030.5829
4132 | 383.5435 | 2024.5519 | 383.5435 | 2024.5519
4133 | 387.2287 | 2035.9934 | 387.2287 | 2035.9934
4134 | 375.9487 | 2063.4749 | 375.9487 | 2063.4749
4135 | 364.8271 | 2104.8837 | 364.8271 | 2104.8837
4136 | 356.918 | 2146.322 | 356.918 | 2146.322
4137 | 350.1815 | 2166.1032 | 350.1815 | 2166.1032
4138 | 340.5911 | 2184.0822 | 340.5911 | 2184.0822
4139 | 325.1446 | 2182.3172 | 325.1446 | 2182.3172
4140 | 310.4705 | 2168.6766 | 310.4705 | 2168.6766
4141 | 298.2071 | 2175.5767 | 298.2071 | 2175.5767
4142 | 289.6198 | 2163.2092 | 289.6198 | 2163.2092
4143 | 286.7133 | 2172.8797 | 286.7133 | 2172.8797
4144 | 283.3547 | 2181.3374 | 283.3547 | 2181.3374
4145 | 284.4903 | 2186.5671 | 284.4903 | 2186.5671
4146 | 290.2984 | 2213.3102 | 290.2984 | 2213.3102
4147 | 300.9431 | 2239.1627 | 300.9431 | 2239.1627
4148 | 316.8389 | 2286.9193 | 316.8389 | 2286.9193
4149 | 328.2418 | 2272.8776 | 328.2418 | 2272.8776
4150 | 340.5911 | 2245.1533 | 340.5911 | 2245.1533
4151 | 363.5374 | 2223.2994 | 363.5374 | 2223.2994
4152 | 360.5505 | 2201.3983 | 360.5505 | 2201.3983
4153 | 350.7794 | 2174.8021 | 350.7794 | 2174.8021
4154 | 356.8266 | 2131.425 | 356.8266 | 2131.425
4155 | 378.1829 | 2073.6326 | 378.1829 | 2073.6326
4156 | 390.7314 | 2002.147 | 390.7314 | 2002.147
4157 | 393.6773 | 1965.3061 | 393.6773 | 1965.3061
4158 | 383.512 | 1955.3986 | 383.512 | 1955.3986
4159 | 368.7641 | 1955.9934 | 368.7641 | 1955.9934
4160 | 357.4587 | 1951.1473 | 357.4587 | 1951.1473
4161 | 350.2188 | 1924.6916 | 350.2188 | 1924.6916
4162 | 341.4244 | 1897.6705 | 341.4244 | 1897.6705
4163 | 328.9135 | 1856.1856 | 328.9135 | 1856.1856
4164 | 313.0099 | 1814.6697 | 313.0099 | 1814.6697
4165 | 301.5612 | 1801.7336 | 301.5612 | 1801.7336
4166 | 292.762 | 1776.2847 | 292.762 | 1776.2847
4167 | 286.9633 | 1779.6286 | 286.9633 | 1779.6286
4168 | 284.1569 | 1792.8431 | 284.1569 | 1792.8431
4169 | 286.279 | 1810.7261 | 286.279 | 1810.7261
4170 | 296.4667 | 1840.1331 | 296.4667 | 1840.1331
4171 | 309.5383 | 1855.9485 | 309.5383 | 1855.9485
4172 | 326.228 | 1890.3383 | 326.228 | 1890.3383
4173 | 338.9511 | 1871.6349 | 338.9511 | 1871.6349
4174 | 350.3719 | 1848.2393 | 350.3719 | 1848.2393
4175 | 369.434 | 1829.8579 | 369.434 | 1829.8579
4176 | 375.0011 | 1810.5256 | 375.0011 | 1810.5256
4177 | 362.9674 | 1791.7307 | 362.9674 | 1791.7307
4178 | 364.6914 | 1767.619 | 364.6914 | 1767.619
4179 | 384.0693 | 1742.7917 | 384.0693 | 1742.7917
4180 | 397.3605 | 1719.4933 | 397.3605 | 1719.4933
4181 | 396.7725 | 1716.6641 | 396.7725 | 1716.6641
4182 | 391.1406 | 1726.5927 | 391.1406 | 1726.5927
4183 | 374.7906 | 1737.938 | 374.7906 | 1737.938
4184 | 360.2979 | 1743.5095 | 360.2979 | 1743.5095
4185 | 351.1809 | 1740.8858 | 351.1809 | 1740.8858
4186 | 345.0161 | 1751.8246 | 345.0161 | 1751.8246
4187 | 330.8827 | 1752.0099 | 330.8827 | 1752.0099
4188 | 317.6581 | 1742.5554 | 317.6581 | 1742.5554
4189 | 304.4191 | 1753.0232 | 304.4191 | 1753.0232
4190 | 293.6412 | 1742.0352 | 293.6412 | 1742.0352
4191 | 287.1767 | 1744.7131 | 287.1767 | 1744.7131
4192 | 283.8153 | 1749.7933 | 283.8153 | 1749.7933
4193 | 286.6041 | 1762.0632 | 286.6041 | 1762.0632
4194 | 296.7531 | 1800.8888 | 296.7531 | 1800.8888
4195 | 307.3817 | 1844.7698 | 307.3817 | 1844.7698
4196 | 323.1469 | 1912.4103 | 323.1469 | 1912.4103
4197 | 336.761 | 1917.6815 | 336.761 | 1917.6815
4198 | 347.5306 | 1914.5026 | 347.5306 | 1914.5026
4199 | 363.1691 | 1918.5737 | 363.1691 | 1918.5737
4200 | 368.1126 | 1918.4592 | 368.1126 | 1918.4592
4201 | 358.3417 | 1914.2203 | 358.3417 | 1914.2203
4202 | 360.655 | 1902.4289 | 360.655 | 1902.4289
4203 | 379.6344 | 1887.4484 | 379.6344 | 1887.4484
4204 | 392.5561 | 1866.5284 | 392.5561 | 1866.5284
4205 | 391.4447 | 1866.5533 | 391.4447 | 1866.5533
4206 | 382.2506 | 1876.2917 | 382.2506 | 1876.2917
4207 | 369.0957 | 1881.6909 | 369.0957 | 1881.6909
4208 | 355.7757 | 1875.0372 | 355.7757 | 1875.0372
4209 | 347.1608 | 1843.3965 | 347.1608 | 1843.3965
4210 | 335.6295 | 1801.3437 | 335.6295 | 1801.3437
4211 | 327.3328 | 1743.4475 | 327.3328 | 1743.4475
4212 | 317.2606 | 1689.3735 | 317.2606 | 1689.3735
4213 | 308.6215 | 1654.9363 | 308.6215 | 1654.9363
4214 | 299.5699 | 1611.3637 | 299.5699 | 1611.3637
4215 | 290.922 | 1602.5775 | 290.922 | 1602.5775
4216 | 286.4993 | 1607.1346 | 286.4993 | 1607.1346
4217 | 286.6094 | 1614.4573 | 286.6094 | 1614.4573
4218 | 293.9883 | 1644.3875 | 293.9883 | 1644.3875
4219 | 303.8662 | 1674.8541 | 303.8662 | 1674.8541
4220 | 313.3342 | 1733.9322 | 313.3342 | 1733.9322
4221 | 319.2768 | 1737.3958 | 319.2768 | 1737.3958
4222 | 329.1173 | 1735.5488 | 329.1173 | 1735.5488
4223 | 342.391 | 1745.6136 | 342.391 | 1745.6136
4224 | 344.0562 | 1756.868 | 344.0562 | 1756.868
4225 | 338.7183 | 1765.9008 | 338.7183 | 1765.9008
4226 | 344.1513 | 1762.7194 | 344.1513 | 1762.7194
4227 | 358.6419 | 1749.0232 | 358.6419 | 1749.0232
4228 | 369.8082 | 1738.0927 | 369.8082 | 1738.0927
4229 | 367.9354 | 1741.3523 | 367.9354 | 1741.3523
4230 | 358.071 | 1757.0367 | 358.071 | 1757.0367
4231 | 349.6987 | 1777.0872 | 349.6987 | 1777.0872
4232 | 340.3188 | 1787.2728 | 340.3188 | 1787.2728
4233 | 334.3368 | 1783.3647 | 334.3368 | 1783.3647
4234 | 325.7459 | 1789.9272 | 325.7459 | 1789.9272
4235 | 319.6229 | 1781.6453 | 319.6229 | 1781.6453
4236 | 312.2198 | 1766.1495 | 312.2198 | 1766.1495
4237 | 304.5229 | 1776.4746 | 304.5229 | 1776.4746
4238 | 296.1166 | 1756.829 | 296.1166 | 1756.829
4239 | 288.2304 | 1746.2829 | 288.2304 | 1746.2829
4240 | 284.9748 | 1739.899 | 284.9748 | 1739.899
4241 | 285.6119 | 1734.3782 | 285.6119 | 1734.3782
4242 | 291.5359 | 1744.1868 | 291.5359 | 1744.1868
4243 | 299.3651 | 1748.5382 | 299.3651 | 1748.5382
4244 | 309.4261 | 1773.6521 | 309.4261 | 1773.6521
4245 | 318.3016 | 1746.1009 | 318.3016 | 1746.1009
4246 | 331.8324 | 1714.6661 | 331.8324 | 1714.6661
4247 | 351.3087 | 1689.5776 | 351.3087 | 1689.5776
4248 | 359.4462 | 1661.0644 | 359.4462 | 1661.0644
4249 | 356.1251 | 1631.3763 | 356.1251 | 1631.3763
4250 | 362.73 | 1601.7466 | 362.73 | 1601.7466
4251 | 379.9385 | 1576.1583 | 379.9385 | 1576.1583
4252 | 393.3406 | 1559.2341 | 393.3406 | 1559.2341
4253 | 396.7801 | 1573.4345 | 396.7801 | 1573.4345
4254 | 382.0217 | 1604.1507 | 382.0217 | 1604.1507
4255 | 365.8165 | 1630.4802 | 365.8165 | 1630.4802
4256 | 352.6022 | 1655.6976 | 352.6022 | 1655.6976
4257 | 342.0243 | 1668.1055 | 342.0243 | 1668.1055
4258 | 334.8454 | 1678.4736 | 334.8454 | 1678.4736
4259 | 327.4788 | 1676.9464 | 327.4788 | 1676.9464
4260 | 319.7536 | 1680.9062 | 319.7536 | 1680.9062
4261 | 311.6101 | 1706.7387 | 311.6101 | 1706.7387
4262 | 302.3659 | 1704.4558 | 302.3659 | 1704.4558
4263 | 292.3461 | 1721.3568 | 292.3461 | 1721.3568
4264 | 286.8492 | 1744.2278 | 286.8492 | 1744.2278
4265 | 286.6591 | 1765.2979 | 286.6591 | 1765.2979
4266 | 291.8216 | 1800.1277 | 291.8216 | 1800.1277
4267 | 301.1349 | 1827.7878 | 301.1349 | 1827.7878
4268 | 310.1404 | 1879.6829 | 310.1404 | 1879.6829
4269 | 319.4193 | 1872.2057 | 319.4193 | 1872.2057
4270 | 332.8627 | 1852.5205 | 332.8627 | 1852.5205
4271 | 353.9995 | 1839.1338 | 353.9995 | 1839.1338
4272 | 360.6094 | 1821.9421 | 360.6094 | 1821.9421
4273 | 357.7699 | 1808.0944 | 357.7699 | 1808.0944
4274 | 361.283 | 1788.5968 | 361.283 | 1788.5968
4275 | 380.3322 | 1760.4873 | 380.3322 | 1760.4873
4276 | 393.0318 | 1718.6371 | 393.0318 | 1718.6371
4277 | 392.1415 | 1695.2581 | 392.1415 | 1695.2581
4278 | 381.9581 | 1694.0081 | 381.9581 | 1694.0081
4279 | 366.6782 | 1704.7826 | 366.6782 | 1704.7826
4280 | 354.7798 | 1709.26 | 354.7798 | 1709.26
4281 | 342.4017 | 1695.9333 | 342.4017 | 1695.9333
4282 | 333.6569 | 1684.1343 | 333.6569 | 1684.1343
4283 | 324.8475 | 1655.2074 | 324.8475 | 1655.2074
4284 | 318.5149 | 1621.4452 | 318.5149 | 1621.4452
4285 | 308.5935 | 1608.6519 | 308.5935 | 1608.6519
4286 | 298.7436 | 1576.4482 | 298.7436 | 1576.4482
4287 | 292.34 | 1565.902 | 292.34 | 1565.902
4288 | 287.4976 | 1564.9886 | 287.4976 | 1564.9886
4289 | 286.8827 | 1571.4551 | 286.8827 | 1571.4551
4290 | 291.3356 | 1597.4847 | 291.3356 | 1597.4847
4291 | 300.8814 | 1620.6257 | 300.8814 | 1620.6257
4292 | 309.3251 | 1668.097 | 309.3251 | 1668.097
4293 | 315.3415 | 1659.0024 | 315.3415 | 1659.0024
4294 | 328.5169 | 1642.6946 | 328.5169 | 1642.6946
4295 | 347.0615 | 1634.0648 | 347.0615 | 1634.0648
4296 | 356.677 | 1624.7219 | 356.677 | 1624.7219
4297 | 353.932 | 1617.4862 | 353.932 | 1617.4862
4298 | 360.708 | 1601.699 | 360.708 | 1601.699
4299 | 379.2447 | 1580.4395 | 379.2447 | 1580.4395
4300 | 389.5025 | 1567.6537 | 389.5025 | 1567.6537
4301 | 395.8406 | 1595.4113 | 395.8406 | 1595.4113
4302 | 383.7856 | 1645.0122 | 383.7856 | 1645.0122
4303 | 367.7761 | 1701.5479 | 367.7761 | 1701.5479
4304 | 356.5425 | 1750.407 | 356.5425 | 1750.407
4305 | 347.8805 | 1782.8414 | 347.8805 | 1782.8414
4306 | 339.6118 | 1831.0742 | 339.6118 | 1831.0742
4307 | 330.8132 | 1863.1306 | 330.8132 | 1863.1306
4308 | 322.156 | 1868.8505 | 322.156 | 1868.8505
4309 | 312.3804 | 1881.2686 | 312.3804 | 1881.2686
4310 | 304.0558 | 1860.8144 | 304.0558 | 1860.8144
4311 | 297.5384 | 1854.597 | 297.5384 | 1854.597
4312 | 294.1035 | 1856.2523 | 294.1035 | 1856.2523
4313 | 294.7694 | 1862.6712 | 294.7694 | 1862.6712
4314 | 298.9714 | 1879.0443 | 298.9714 | 1879.0443
4315 | 308.5092 | 1874.976 | 308.5092 | 1874.976
4316 | 319.6055 | 1892.8119 | 319.6055 | 1892.8119
4317 | 326.6238 | 1871.4922 | 326.6238 | 1871.4922
4318 | 341.4646 | 1853.5194 | 341.4646 | 1853.5194
4319 | 359.3852 | 1857.8284 | 359.3852 | 1857.8284
4320 | 367.8872 | 1876.0754 | 367.8872 | 1876.0754
4321 | 365.1615 | 1890.7689 | 365.1615 | 1890.7689
4322 | 366.9275 | 1882.0219 | 366.9275 | 1882.0219
4323 | 383.2684 | 1859.9537 | 383.2684 | 1859.9537
4324 | 399.4548 | 1844.1711 | 399.4548 | 1844.1711
4325 | 401.8337 | 1850.5227 | 401.8337 | 1850.5227
4326 | 391.3587 | 1874.5792 | 391.3587 | 1874.5792
4327 | 375.9026 | 1907.9013 | 375.9026 | 1907.9013
4328 | 360.5199 | 1940.3492 | 360.5199 | 1940.3492
4329 | 347.7641 | 1944.3375 | 347.7641 | 1944.3375
4330 | 342.0553 | 1941.0057 | 342.0553 | 1941.0057
4331 | 331.3387 | 1940.2872 | 331.3387 | 1940.2872
4332 | 323.0691 | 1952.0959 | 323.0691 | 1952.0959
4333 | 314.2198 | 1980.6398 | 314.2198 | 1980.6398
4334 | 305.677 | 1975.5028 | 305.677 | 1975.5028
4335 | 300.0285 | 1988.408 | 300.0285 | 1988.408
4336 | 294.635 | 1987.3519 | 294.635 | 1987.3519
4337 | 296.2996 | 1966.942 | 296.2996 | 1966.942
4338 | 302.5345 | 1964.0022 | 302.5345 | 1964.0022
4339 | 312.4646 | 1957.936 | 312.4646 | 1957.936
4340 | 325.2964 | 1974.6302 | 325.2964 | 1974.6302
4341 | 334.1031 | 1945.3665 | 334.1031 | 1945.3665
4342 | 345.2444 | 1933.2923 | 345.2444 | 1933.2923
4343 | 363.8132 | 1931.6551 | 363.8132 | 1931.6551
4344 | 370.8741 | 1928.8292 | 370.8741 | 1928.8292
4345 | 366.7677 | 1924.8757 | 366.7677 | 1924.8757
4346 | 372.4284 | 1907.0431 | 372.4284 | 1907.0431
4347 | 386.4912 | 1882.7867 | 386.4912 | 1882.7867
4348 | 402.0506 | 1852.0675 | 402.0506 | 1852.0675
4349 | 406.3826 | 1827.4994 | 406.3826 | 1827.4994
4350 | 396.1342 | 1816.2599 | 396.1342 | 1816.2599
4351 | 377.9198 | 1811.2891 | 377.9198 | 1811.2891
4352 | 362.8803 | 1805.4917 | 362.8803 | 1805.4917
4353 | 348.7897 | 1792.8784 | 348.7897 | 1792.8784
4354 | 340.2316 | 1795.4928 | 340.2316 | 1795.4928
4355 | 331.1163 | 1801.6242 | 331.1163 | 1801.6242
4356 | 311.3546 | 1825.4202 | 311.3546 | 1825.4202
4357 | 304.9334 | 1876.4166 | 304.9334 | 1876.4166
4358 | 298.2707 | 1891.0206 | 298.2707 | 1891.0206
4359 | 291.8685 | 1905.115 | 291.8685 | 1905.115
4360 | 286.7752 | 1896.876 | 286.7752 | 1896.876
4361 | 287.3478 | 1890.7844 | 287.3478 | 1890.7844
4362 | 294.0044 | 1915.1015 | 294.0044 | 1915.1015
4363 | 302.1011 | 1940.4782 | 302.1011 | 1940.4782
4364 | 313.6876 | 1997.0827 | 313.6876 | 1997.0827
4365 | 321.9446 | 1990.1763 | 321.9446 | 1990.1763
4366 | 334.7972 | 1965.6391 | 334.7972 | 1965.6391
4367 | 354.1671 | 1943.9755 | 354.1671 | 1943.9755
4368 | 359.9477 | 1917.0797 | 359.9477 | 1917.0797
4369 | 354.1579 | 1881.2076 | 354.1579 | 1881.2076
4370 | 360.9719 | 1840.5419 | 360.9719 | 1840.5419
4371 | 374.9048 | 1811.4335 | 374.9048 | 1811.4335
4372 | 386.6767 | 1783.1404 | 386.6767 | 1783.1404
4373 | 390.2396 | 1775.364 | 390.2396 | 1775.364
4374 | 376.7563 | 1789.6689 | 376.7563 | 1789.6689
4375 | 359.0384 | 1818.6623 | 359.0384 | 1818.6623
4376 | 347.0976 | 1840.1693 | 347.0976 | 1840.1693
4377 | 334.0218 | 1831.98 | 334.0218 | 1831.98
4378 | 323.3661 | 1810.8575 | 323.3661 | 1810.8575
4379 | 315.4102 | 1763.7594 | 315.4102 | 1763.7594
4380 | 311.0328 | 1768.689 | 311.0328 | 1768.689
4381 | 310.7555 | 1741.7505 | 310.7555 | 1741.7505
4382 | 304.4779 | 1718.1594 | 304.4779 | 1718.1594
4383 | 293.7141 | 1699.6386 | 293.7141 | 1699.6386
4384 | 288.2164 | 1698.9897 | 288.2164 | 1698.9897
4385 | 287.369 | 1710.7514 | 287.369 | 1710.7514
4386 | 289.5803 | 1751.2621 | 289.5803 | 1751.2621
4387 | 292.5171 | 1790.8722 | 292.5171 | 1790.8722
4388 | 294.6753 | 1800.7779 | 294.6753 | 1800.7779
4389 | 294.5469 | 1787.1923 | 294.5469 | 1787.1923
4390 | 298.0876 | 1782.8184 | 298.0876 | 1782.8184
4391 | 313.0594 | 1787.7148 | 313.0594 | 1787.7148
4392 | 320.5718 | 1777.0195 | 320.5718 | 1777.0195
4393 | 319.2153 | 1761.1867 | 319.2153 | 1761.1867
4394 | 327.6249 | 1739.9159 | 327.6249 | 1739.9159
4395 | 348.5337 | 1715.329 | 348.5337 | 1715.329
4396 | 361.2954 | 1687.4197 | 361.2954 | 1687.4197
4397 | 364.4602 | 1700.0857 | 364.4602 | 1700.0857
4398 | 356.9381 | 1727.6166 | 356.9381 | 1727.6166
4399 | 348.5633 | 1756.46 | 348.5633 | 1756.46
4400 | 341.8436 | 1771.5973 | 341.8436 | 1771.5973
4401 | 331.6316 | 1781.6622 | 331.6316 | 1781.6622
4402 | 323.8575 | 1766.8531 | 323.8575 | 1766.8531
4403 | 319.7707 | 1739.8057 | 319.7707 | 1739.8057
4404 | 314.0473 | 1733.1155 | 314.0473 | 1733.1155
4405 | 307.6784 | 1718.9325 | 307.6784 | 1718.9325
4406 | 301.1616 | 1723.0136 | 301.1616 | 1723.0136
4407 | 292.9624 | 1723.874 | 292.9624 | 1723.874
4408 | 287.1078 | 1721.3117 | 287.1078 | 1721.3117
4409 | 287.3714 | 1713.7277 | 287.3714 | 1713.7277
4410 | 290.5273 | 1724.4403 | 290.5273 | 1724.4403
4411 | 297.1907 | 1732.8704 | 297.1907 | 1732.8704
4412 | 305.3575 | 1715.8834 | 305.3575 | 1715.8834
4413 | 311.7279 | 1685.326 | 311.7279 | 1685.326
4414 | 320.5606 | 1669.3305 | 320.5606 | 1669.3305
4415 | 338.8402 | 1667.2468 | 338.8402 | 1667.2468
4416 | 347.2345 | 1657.4728 | 347.2345 | 1657.4728
4417 | 347.82 | 1659.8874 | 347.82 | 1659.8874
4418 | 356.635 | 1660.9385 | 356.635 | 1660.9385
4419 | 372.7767 | 1653.2172 | 372.7767 | 1653.2172
4420 | 387.6026 | 1632.8548 | 387.6026 | 1632.8548
4421 | 391.1163 | 1643.7493 | 391.1163 | 1643.7493
4422 | 381.4112 | 1657.072 | 381.4112 | 1657.072
4423 | 365.7973 | 1669.5105 | 365.7973 | 1669.5105
4424 | 356.1958 | 1669.7664 | 356.1958 | 1669.7664
4425 | 347.5968 | 1673.6308 | 347.5968 | 1673.6308
4426 | 337.6652 | 1674.9432 | 337.6652 | 1674.9432
4427 | 328.8387 | 1678.6859 | 328.8387 | 1678.6859
4428 | 321.681 | 1705.1599 | 321.681 | 1705.1599
4429 | 312.7392 | 1717.0191 | 312.7392 | 1717.0191
4430 | 304.5826 | 1743.2097 | 304.5826 | 1743.2097
4431 | 296.0494 | 1767.9156 | 296.0494 | 1767.9156
4432 | 290.5853 | 1790.2619 | 290.5853 | 1790.2619
4433 | 289.27 | 1815.9483 | 289.27 | 1815.9483
4434 | 293.1564 | 1867.2657 | 293.1564 | 1867.2657
4435 | 299.8083 | 1919.9501 | 299.8083 | 1919.9501
4436 | 307.4778 | 1939.9892 | 307.4778 | 1939.9892
4437 | 313.8924 | 1934.9073 | 313.8924 | 1934.9073
4438 | 324.8217 | 1934.2183 | 324.8217 | 1934.2183
4439 | 342.3577 | 1938.1934 | 342.3577 | 1938.1934
4440 | 350.3757 | 1929.2343 | 350.3757 | 1929.2343
4441 | 347.2131 | 1920.3816 | 347.2131 | 1920.3816
4442 | 357.1888 | 1908.9253 | 357.1888 | 1908.9253
4443 | 374.3583 | 1892.1334 | 374.3583 | 1892.1334
4444 | 389.9027 | 1859.4408 | 389.9027 | 1859.4408
4445 | 392.0269 | 1860.9459 | 392.0269 | 1860.9459
4446 | 385.2824 | 1875.3316 | 385.2824 | 1875.3316
4447 | 372.0874 | 1886.6362 | 372.0874 | 1886.6362
4448 | 360.7725 | 1885.4749 | 360.7725 | 1885.4749
4449 | 349.2696 | 1882.9261 | 349.2696 | 1882.9261
4450 | 336.7724 | 1857.4167 | 336.7724 | 1857.4167
4451 | 331.1908 | 1823.2474 | 331.1908 | 1823.2474
4452 | 320.4007 | 1806.6718 | 320.4007 | 1806.6718
4453 | 311.1189 | 1782.3553 | 311.1189 | 1782.3553
4454 | 301.1265 | 1779.5626 | 301.1265 | 1779.5626
4455 | 293.8316 | 1783.7536 | 293.8316 | 1783.7536
4456 | 288.5377 | 1790.2265 | 288.5377 | 1790.2265
4457 | 289.211 | 1801.5984 | 289.211 | 1801.5984
4458 | 291.5082 | 1841.2233 | 291.5082 | 1841.2233
4459 | 297.6386 | 1879.2036 | 297.6386 | 1879.2036
4460 | 303.8738 | 1878.2671 | 303.8738 | 1878.2671
4461 | 309.8541 | 1846.7531 | 309.8541 | 1846.7531
4462 | 320.8848 | 1815.9471 | 320.8848 | 1815.9471
4463 | 340.0784 | 1786.8998 | 340.0784 | 1786.8998
4464 | 346.8501 | 1745.9105 | 346.8501 | 1745.9105
4465 | 344.2269 | 1711.6886 | 344.2269 | 1711.6886
4466 | 348.1384 | 1676.4576 | 348.1384 | 1676.4576
4467 | 366.1787 | 1629.9739 | 366.1787 | 1629.9739
4468 | 382.1305 | 1570.9201 | 382.1305 | 1570.9201
4469 | 389.4234 | 1553.6463 | 389.4234 | 1553.6463
4470 | 381.5807 | 1542.3794 | 381.5807 | 1542.3794
4471 | 368.1439 | 1530.1574 | 368.1439 | 1530.1574
4472 | 360.374 | 1510.7133 | 360.374 | 1510.7133
4473 | 354.4799 | 1501.1845 | 354.4799 | 1501.1845
4474 | 344.6182 | 1479.041 | 344.6182 | 1479.041
4475 | 333.227 | 1448.911 | 333.227 | 1448.911
4476 | 320.5756 | 1439.3155 | 320.5756 | 1439.3155
4477 | 307.3757 | 1421.0578 | 307.3757 | 1421.0578
4478 | 298.7271 | 1421.702 | 298.7271 | 1421.702
4479 | 291.6969 | 1421.0034 | 291.6969 | 1421.0034
4480 | 285.9455 | 1418.1577 | 285.9455 | 1418.1577
4481 | 286.9218 | 1417.908 | 286.9218 | 1417.908
4482 | 289.4027 | 1443.2185 | 289.4027 | 1443.2185
4483 | 298.0019 | 1468.3724 | 298.0019 | 1468.3724
4484 | 306.9083 | 1463.9991 | 306.9083 | 1463.9991
4485 | 314.809 | 1441.4139 | 314.809 | 1441.4139
4486 | 326.2502 | 1430.9458 | 326.2502 | 1430.9458
4487 | 345.0633 | 1429.5707 | 345.0633 | 1429.5707
4488 | 349.8135 | 1418.4148 | 349.8135 | 1418.4148
4489 | 347.8675 | 1409.9164 | 347.8675 | 1409.9164
4490 | 350.7343 | 1401.6136 | 350.7343 | 1401.6136
4491 | 368.8924 | 1394.778 | 368.8924 | 1394.778
4492 | 384.4421 | 1378.6674 | 384.4421 | 1378.6674
4493 | 389.1906 | 1395.0893 | 389.1906 | 1395.0893
4494 | 382.2498 | 1414.8606 | 382.2498 | 1414.8606
4495 | 369.8326 | 1430.0981 | 369.8326 | 1430.0981
4496 | 363.7415 | 1441.6214 | 363.7415 | 1441.6214
4497 | 358.4579 | 1466.4614 | 358.4579 | 1466.4614
4498 | 346.1236 | 1484.7456 | 346.1236 | 1484.7456
4499 | 333.4647 | 1501.8106 | 333.4647 | 1501.8106
4500 | 320.2599 | 1538.2409 | 320.2599 | 1538.2409
4501 | 307.9831 | 1578.9416 | 307.9831 | 1578.9416
4502 | 298.4271 | 1631.0682 | 298.4271 | 1631.0682
4503 | 292.1671 | 1674.1278 | 292.1671 | 1674.1278
4504 | 287.7064 | 1712.4183 | 287.7064 | 1712.4183
4505 | 287.7428 | 1749.8326 | 287.7428 | 1749.8326
4506 | 293.1418 | 1811.8504 | 293.1418 | 1811.8504
4507 | 304.5032 | 1872.2589 | 304.5032 | 1872.2589
4508 | 320.0126 | 1898.6758 | 320.0126 | 1898.6758
4509 | 325.3359 | 1899.5818 | 325.3359 | 1899.5818
4510 | 337.0305 | 1905.1997 | 337.0305 | 1905.1997
4511 | 360.8142 | 1912.6471 | 360.8142 | 1912.6471
4512 | 360.8356 | 1905.7076 | 360.8356 | 1905.7076
4513 | 352.7312 | 1900.1146 | 352.7312 | 1900.1146
4514 | 360.7958 | 1889.6859 | 360.7958 | 1889.6859
4515 | 379.1371 | 1873.6026 | 379.1371 | 1873.6026
4516 | 395.8734 | 1847.7129 | 395.8734 | 1847.7129
4517 | 397.6341 | 1854.0367 | 397.6341 | 1854.0367
4518 | 387.9126 | 1868.9538 | 387.9126 | 1868.9538
4519 | 374.5979 | 1890.9234 | 374.5979 | 1890.9234
4520 | 367.4899 | 1908.8953 | 367.4899 | 1908.8953
4521 | 358.3372 | 1918.8893 | 358.3372 | 1918.8893
4522 | 347.0761 | 1900.9977 | 347.0761 | 1900.9977
4523 | 333.6951 | 1865.1277 | 333.6951 | 1865.1277
4524 | 318.3964 | 1838.2415 | 318.3964 | 1838.2415
4525 | 304.3445 | 1789.4771 | 304.3445 | 1789.4771
4526 | 297.7812 | 1750.2252 | 297.7812 | 1750.2252
4527 | 291.448 | 1711.7917 | 291.448 | 1711.7917
4528 | 286.691 | 1682.6911 | 286.691 | 1682.6911
4529 | 288.5195 | 1659.1273 | 288.5195 | 1659.1273
4530 | 294.7722 | 1659.9191 | 294.7722 | 1659.9191
4531 | 308.1004 | 1678.4118 | 308.1004 | 1678.4118
4532 | 329.2243 | 1687.9278 | 329.2243 | 1687.9278
4533 | 341.4882 | 1685.0072 | 341.4882 | 1685.0072
4534 | 354.5666 | 1677.5153 | 354.5666 | 1677.5153
4535 | 377.437 | 1660.2313 | 377.437 | 1660.2313
4536 | 376.7594 | 1630.8281 | 376.7594 | 1630.8281
4537 | 365.9109 | 1617.8653 | 365.9109 | 1617.8653
4538 | 371.4705 | 1624.5855 | 371.4705 | 1624.5855
4539 | 387.8309 | 1627.6709 | 387.8309 | 1627.6709
4540 | 404.9829 | 1612.4461 | 404.9829 | 1612.4461
4541 | 408.9654 | 1622.7737 | 408.9654 | 1622.7737
4542 | 400.5307 | 1646.4779 | 400.5307 | 1646.4779
4543 | 382.3304 | 1662.991 | 382.3304 | 1662.991
4544 | 373.4202 | 1658.818 | 373.4202 | 1658.818
4545 | 364.9656 | 1650.5647 | 364.9656 | 1650.5647
4546 | 354.8617 | 1613.788 | 354.8617 | 1613.788
4547 | 334.8524 | 1567.5719 | 334.8524 | 1567.5719
4548 | 317.5815 | 1542.8825 | 317.5815 | 1542.8825
4549 | 304.9023 | 1514.2787 | 304.9023 | 1514.2787
4550 | 297.3695 | 1502.1675 | 297.3695 | 1502.1675
4551 | 290.9724 | 1484.6742 | 290.9724 | 1484.6742
4552 | 285.9726 | 1471.7305 | 285.9726 | 1471.7305
4553 | 288.4002 | 1475.768 | 288.4002 | 1475.768
4554 | 295.6871 | 1522.8336 | 295.6871 | 1522.8336
4555 | 310.7945 | 1574.0653 | 310.7945 | 1574.0653
4556 | 333.193 | 1578.6563 | 333.193 | 1578.6563
4557 | 342.2052 | 1549.1264 | 342.2052 | 1549.1264
4558 | 354.3652 | 1526.2926 | 354.3652 | 1526.2926
4559 | 378.4646 | 1515.032 | 378.4646 | 1515.032
4560 | 374.1654 | 1498.9512 | 374.1654 | 1498.9512
4561 | 363.1013 | 1482.1263 | 363.1013 | 1482.1263
4562 | 369.2142 | 1461.3161 | 369.2142 | 1461.3161
4563 | 385.9669 | 1440.733 | 385.9669 | 1440.733
4564 | 401.821 | 1411.2292 | 401.821 | 1411.2292
4565 | 405.3742 | 1406.392 | 405.3742 | 1406.392
4566 | 400.4196 | 1401.7862 | 400.4196 | 1401.7862
4567 | 381.0274 | 1391.3358 | 381.0274 | 1391.3358
4568 | 372.1854 | 1372.246 | 372.1854 | 1372.246
4569 | 364.9793 | 1363.5321 | 364.9793 | 1363.5321
4570 | 353.2376 | 1343.4792 | 353.2376 | 1343.4792
4571 | 335.2955 | 1315.5813 | 335.2955 | 1315.5813
4572 | 318.1528 | 1304.4268 | 318.1528 | 1304.4268
4573 | 305.0608 | 1281.4567 | 305.0608 | 1281.4567
4574 | 296.1307 | 1279.6915 | 296.1307 | 1279.6915
4575 | 290.8003 | 1276.9025 | 290.8003 | 1276.9025
4576 | 286.9435 | 1270.549 | 286.9435 | 1270.549
4577 | 290.2331 | 1268.7758 | 290.2331 | 1268.7758
4578 | 297.2537 | 1297.1688 | 297.2537 | 1297.1688
4579 | 312.8883 | 1328.7359 | 312.8883 | 1328.7359
4580 | 335.0444 | 1327.8349 | 335.0444 | 1327.8349
4581 | 347.6399 | 1303.549 | 347.6399 | 1303.549
4582 | 357.3471 | 1289.5376 | 357.3471 | 1289.5376
4583 | 382.5481 | 1282.9187 | 382.5481 | 1282.9187
4584 | 380.1935 | 1266.3063 | 380.1935 | 1266.3063
4585 | 368.5561 | 1254.0521 | 368.5561 | 1254.0521
4586 | 372.7114 | 1241.1432 | 372.7114 | 1241.1432
4587 | 389.311 | 1230.4101 | 389.311 | 1230.4101
4588 | 406.7844 | 1215.0082 | 406.7844 | 1215.0082
4589 | 410.0744 | 1230.119 | 410.0744 | 1230.119
4590 | 401.7262 | 1246.5243 | 401.7262 | 1246.5243
4591 | 384.8004 | 1252.9748 | 384.8004 | 1252.9748
4592 | 374.2583 | 1248.1286 | 374.2583 | 1248.1286
4593 | 363.3608 | 1250.186 | 363.3608 | 1250.186
4594 | 351.5917 | 1234.314 | 351.5917 | 1234.314
4595 | 333.9423 | 1205.2823 | 333.9423 | 1205.2823
4596 | 318.1979 | 1191.683 | 318.1979 | 1191.683
4597 | 304.9826 | 1167.4373 | 304.9826 | 1167.4373
4598 | 296.77 | 1163.192 | 296.77 | 1163.192
4599 | 291.0985 | 1161.9619 | 291.0985 | 1161.9619
4600 | 286.678 | 1164.4309 | 286.678 | 1164.4309
4601 | 288.3896 | 1174.8816 | 288.3896 | 1174.8816
4602 | 294.0723 | 1211.6366 | 294.0723 | 1211.6366
4603 | 308.0531 | 1246.0382 | 308.0531 | 1246.0382
4604 | 326.2851 | 1247.9718 | 326.2851 | 1247.9718
4605 | 339.4698 | 1225.7054 | 339.4698 | 1225.7054
4606 | 351.3576 | 1211.5878 | 351.3576 | 1211.5878
4607 | 372.9211 | 1203.7641 | 372.9211 | 1203.7641
4608 | 375.2409 | 1181.1638 | 375.2409 | 1181.1638
4609 | 367.3271 | 1158.5281 | 367.3271 | 1158.5281
4610 | 371.8531 | 1136.7612 | 371.8531 | 1136.7612
4611 | 387.9955 | 1118.7293 | 387.9955 | 1118.7293
4612 | 406.4463 | 1098.5795 | 406.4463 | 1098.5795
4613 | 412.0245 | 1114.6115 | 412.0245 | 1114.6115
4614 | 404.4022 | 1135.8001 | 404.4022 | 1135.8001
4615 | 388.2791 | 1153.199 | 388.2791 | 1153.199
4616 | 377.8136 | 1162.5255 | 377.8136 | 1162.5255
4617 | 367.2821 | 1180.3146 | 367.2821 | 1180.3146
4618 | 354.7954 | 1179.1822 | 354.7954 | 1179.1822
4619 | 339.1424 | 1160.8155 | 339.1424 | 1160.8155
4620 | 325.5516 | 1153.8773 | 325.5516 | 1153.8773
4621 | 311.6901 | 1133.2811 | 311.6901 | 1133.2811
4622 | 301.5876 | 1128.1145 | 301.5876 | 1128.1145
4623 | 294.7092 | 1117.8848 | 294.7092 | 1117.8848
4624 | 290.6972 | 1104.8702 | 290.6972 | 1104.8702
4625 | 292.4455 | 1096.8255 | 292.4455 | 1096.8255
4626 | 296.5601 | 1119.5495 | 296.5601 | 1119.5495
4627 | 306.878 | 1144.8452 | 306.878 | 1144.8452
4628 | 322.28 | 1137.8145 | 322.28 | 1137.8145
4629 | 332.0075 | 1103.9265 | 332.0075 | 1103.9265
4630 | 342.6596 | 1075.7071 | 342.6596 | 1075.7071
4631 | 363.7046 | 1055.624 | 363.7046 | 1055.624
4632 | 363.6153 | 1030.6852 | 363.6153 | 1030.6852
4633 | 357.9179 | 1018.2538 | 357.9179 | 1018.2538
4634 | 363.3121 | 1021.1829 | 363.3121 | 1021.1829
4635 | 378.8914 | 1040.6023 | 378.8914 | 1040.6023
4636 | 395.2187 | 1055.1047 | 395.2187 | 1055.1047
4637 | 400.4598 | 1099.8011 | 400.4598 | 1099.8011
4638 | 391.3166 | 1139.5913 | 391.3166 | 1139.5913
4639 | 376.3988 | 1165.6001 | 376.3988 | 1165.6001
4640 | 367.422 | 1178.4698 | 367.422 | 1178.4698
4641 | 358.6751 | 1199.1288 | 358.6751 | 1199.1288
4642 | 348.0453 | 1202.2482 | 348.0453 | 1202.2482
4643 | 332.2527 | 1191.0742 | 332.2527 | 1191.0742
4644 | 318.3139 | 1193.7735 | 318.3139 | 1193.7735
4645 | 305.2977 | 1185.0469 | 305.2977 | 1185.0469
4646 | 297.5164 | 1195.0805 | 297.5164 | 1195.0805
4647 | 291.8677 | 1203.6296 | 291.8677 | 1203.6296
4648 | 287.4352 | 1210.4922 | 287.4352 | 1210.4922
4649 | 287.6642 | 1223.4231 | 287.6642 | 1223.4231
4650 | 291.331 | 1267.229 | 291.331 | 1267.229
4651 | 302.6222 | 1313.642 | 302.6222 | 1313.642
4652 | 315.3682 | 1328.7916 | 315.3682 | 1328.7916
4653 | 323.7751 | 1320.8751 | 323.7751 | 1320.8751
4654 | 339.8655 | 1318.3791 | 339.8655 | 1318.3791
4655 | 360.4385 | 1321.1141 | 360.4385 | 1321.1141
4656 | 361.3589 | 1314.4226 | 361.3589 | 1314.4226
4657 | 354.9165 | 1312.231 | 354.9165 | 1312.231
4658 | 360.6825 | 1313.6365 | 360.6825 | 1313.6365
4659 | 375.448 | 1320.6194 | 375.448 | 1320.6194
4660 | 392.1318 | 1319.4964 | 392.1318 | 1319.4964
4661 | 399.904 | 1348.3194 | 399.904 | 1348.3194
4662 | 390.2919 | 1381.0941 | 390.2919 | 1381.0941
4663 | 372.6781 | 1417.4844 | 372.6781 | 1417.4844
4664 | 366.0346 | 1461.3569 | 366.0346 | 1461.3569
4665 | 357.6266 | 1515.9241 | 357.6266 | 1515.9241
4666 | 343.167 | 1552.0304 | 343.167 | 1552.0304
4667 | 326.3735 | 1567.1113 | 326.3735 | 1567.1113
4668 | 312.0354 | 1592.7704 | 312.0354 | 1592.7704
4669 | 298.3967 | 1605.3737 | 298.3967 | 1605.3737
4670 | 289.8335 | 1632.9815 | 289.8335 | 1632.9815
4671 | 284.5045 | 1659.6008 | 284.5045 | 1659.6008
4672 | 280.5433 | 1682.6911 | 280.5433 | 1682.6911
4673 | 281.0377 | 1708.9089 | 281.0377 | 1708.9089
4674 | 287.3517 | 1763.238 | 287.3517 | 1763.238
4675 | 300.314 | 1818.4027 | 300.314 | 1818.4027
4676 | 317.1266 | 1844.3235 | 317.1266 | 1844.3235
4677 | 323.3672 | 1849.5168 | 323.3672 | 1849.5168
4678 | 333.9846 | 1866.6499 | 333.9846 | 1866.6499
4679 | 356.1675 | 1883.0262 | 356.1675 | 1883.0262
4680 | 358.6884 | 1870.5239 | 358.6884 | 1870.5239
4681 | 348.4428 | 1842.3254 | 348.4428 | 1842.3254
4682 | 351.4877 | 1788.4928 | 351.4877 | 1788.4928
4683 | 368.242 | 1707.9592 | 368.242 | 1707.9592
4684 | 383.8125 | 1617.4774 | 383.8125 | 1617.4774
4685 | 392.5935 | 1573.4172 | 392.5935 | 1573.4172
4686 | 383.2861 | 1531.7145 | 383.2861 | 1531.7145
4687 | 366.3819 | 1487.3913 | 366.3819 | 1487.3913
4688 | 359.6435 | 1439.9915 | 359.6435 | 1439.9915
4689 | 351.5517 | 1407.8927 | 351.5517 | 1407.8927
4690 | 339.7801 | 1372.0017 | 339.7801 | 1372.0017
4691 | 324.1063 | 1325.5022 | 324.1063 | 1325.5022
4692 | 308.1625 | 1300.423 | 308.1625 | 1300.423
4693 | 293.8824 | 1270.3665 | 293.8824 | 1270.3665
4694 | 285.611 | 1262.4717 | 285.611 | 1262.4717
4695 | 278.5356 | 1257.7693 | 278.5356 | 1257.7693
4696 | 275.8451 | 1255.6322 | 275.8451 | 1255.6322
4697 | 277.6827 | 1262.3272 | 277.6827 | 1262.3272
4698 | 285.8256 | 1301.9876 | 285.8256 | 1301.9876
4699 | 304.5141 | 1346.0266 | 304.5141 | 1346.0266
4700 | 330.1029 | 1359.7944 | 330.1029 | 1359.7944
4701 | 341.6032 | 1349.2559 | 341.6032 | 1349.2559
4702 | 351.5124 | 1342.0475 | 351.5124 | 1342.0475
4703 | 375.417 | 1336.4206 | 375.417 | 1336.4206
4704 | 373.057 | 1320.8004 | 373.057 | 1320.8004
4705 | 359.4851 | 1311.0264 | 359.4851 | 1311.0264
4706 | 367.2419 | 1307.7194 | 367.2419 | 1307.7194
4707 | 378.48 | 1324.7649 | 378.48 | 1324.7649
4708 | 399.0446 | 1357.373 | 399.0446 | 1357.373
4709 | 408.1976 | 1418.6159 | 408.1976 | 1418.6159
4710 | 402.7878 | 1470.9136 | 402.7878 | 1470.9136
4711 | 381.0269 | 1508.0126 | 381.0269 | 1508.0126
4712 | 373.5646 | 1533.0353 | 373.5646 | 1533.0353
4713 | 367.5106 | 1546.6434 | 367.5106 | 1546.6434
4714 | 347.859 | 1534.8815 | 347.859 | 1534.8815
4715 | 329.8814 | 1518.7824 | 329.8814 | 1518.7824
4716 | 312.8726 | 1531.19 | 312.8726 | 1531.19
4717 | 298.4705 | 1541.384 | 298.4705 | 1541.384
4718 | 291.4953 | 1570.0547 | 291.4953 | 1570.0547
4719 | 287.2689 | 1591.2884 | 287.2689 | 1591.2884
4720 | 282.5262 | 1597.9029 | 282.5262 | 1597.9029
4721 | 285.4037 | 1599.0351 | 285.4037 | 1599.0351
4722 | 295.4356 | 1631.8926 | 295.4356 | 1631.8926
4723 | 312.7011 | 1666.0816 | 312.7011 | 1666.0816
4724 | 342.8065 | 1652.6732 | 342.8065 | 1652.6732
4725 | 350.0402 | 1609.8919 | 350.0402 | 1609.8919
4726 | 359.8489 | 1583.7274 | 359.8489 | 1583.7274
4727 | 383.8226 | 1575.9038 | 383.8226 | 1575.9038
4728 | 382.1031 | 1563.1181 | 382.1031 | 1563.1181
4729 | 368.2144 | 1554.5842 | 368.2144 | 1554.5842
4730 | 372.1187 | 1536.4668 | 372.1187 | 1536.4668
4731 | 385.762 | 1506.2108 | 385.762 | 1506.2108
4732 | 408.3086 | 1467.8846 | 408.3086 | 1467.8846
4733 | 418.6255 | 1461.5592 | 418.6255 | 1461.5592
4734 | 412.4755 | 1465.2445 | 412.4755 | 1465.2445
4735 | 392.3256 | 1473.7146 | 392.3256 | 1473.7146
4736 | 381.1761 | 1487.7535 | 381.1761 | 1487.7535
4737 | 371.9399 | 1514.2942 | 371.9399 | 1514.2942
4738 | 357.3702 | 1529.5313 | 357.3702 | 1529.5313
4739 | 339.3183 | 1532.5654 | 339.3183 | 1532.5654
4740 | 318.8355 | 1552.0947 | 318.8355 | 1552.0947
4741 | 304.5526 | 1559.7731 | 304.5526 | 1559.7731
4742 | 299.1678 | 1586.1762 | 299.1678 | 1586.1762
4743 | 294.1294 | 1612.1931 | 294.1294 | 1612.1931
4744 | 292.5955 | 1631.4214 | 292.5955 | 1631.4214
4745 | 294.9595 | 1649.9859 | 294.9595 | 1649.9859
4746 | 304.728 | 1696.4492 | 304.728 | 1696.4492
4747 | 322.4683 | 1745.6967 | 322.4683 | 1745.6967
4748 | 345.9573 | 1766.6571 | 345.9573 | 1766.6571
4749 | 356.2897 | 1769.1221 | 356.2897 | 1769.1221
4750 | 366.7594 | 1780.0548 | 366.7594 | 1780.0548
4751 | 385.2665 | 1790.6202 | 385.2665 | 1790.6202
4752 | 380.3277 | 1781.5194 | 380.3277 | 1781.5194
4753 | 369.3505 | 1769.4069 | 369.3505 | 1769.4069
4754 | 375.4178 | 1751.0415 | 375.4178 | 1751.0415
4755 | 387.4066 | 1725.8168 | 387.4066 | 1725.8168
4756 | 407.7244 | 1688.0575 | 407.7244 | 1688.0575
4757 | 416.5345 | 1682.1573 | 416.5345 | 1682.1573
4758 | 406.767 | 1684.7088 | 406.767 | 1684.7088
4759 | 386.9799 | 1677.8369 | 386.9799 | 1677.8369
4760 | 379.0289 | 1662.7864 | 379.0289 | 1662.7864
4761 | 373.0868 | 1657.155 | 373.0868 | 1657.155
4762 | 355.4677 | 1631.3976 | 355.4677 | 1631.3976
4763 | 336.9563 | 1591.7009 | 336.9563 | 1591.7009
4764 | 319.6939 | 1570.6255 | 319.6939 | 1570.6255
4765 | 307.5232 | 1546.3799 | 307.5232 | 1546.3799
4766 | 300.4044 | 1545.7131 | 300.4044 | 1545.7131
4767 | 295.3302 | 1548.7348 | 295.3302 | 1548.7348
4768 | 292.0472 | 1556.3769 | 292.0472 | 1556.3769
4769 | 294.1568 | 1575.3667 | 294.1568 | 1575.3667
4770 | 302.1158 | 1628.4557 | 302.1158 | 1628.4557
4771 | 317.057 | 1686.4903 | 317.057 | 1686.4903
4772 | 336.0737 | 1715.1393 | 336.0737 | 1715.1393
4773 | 347.3248 | 1722.8483 | 347.3248 | 1722.8483
4774 | 359.3528 | 1740.9027 | 359.3528 | 1740.9027
4775 | 381.4807 | 1767.3769 | 381.4807 | 1767.3769
4776 | 382.3605 | 1785.5232 | 382.3605 | 1785.5232
4777 | 372.3581 | 1808.559 | 372.3581 | 1808.559
4778 | 377.4826 | 1826.1922 | 377.4826 | 1826.1922
4779 | 390.1686 | 1831.2971 | 390.1686 | 1831.2971
4780 | 410.8001 | 1806.6475 | 410.8001 | 1806.6475
4781 | 421.2351 | 1815.0263 | 421.2351 | 1815.0263
4782 | 412.3535 | 1830.6876 | 412.3535 | 1830.6876
4783 | 396.9247 | 1850.4604 | 396.9247 | 1850.4604
4784 | 384.2083 | 1873.0738 | 384.2083 | 1873.0738
4785 | 376.0311 | 1900.2168 | 376.0311 | 1900.2168
4786 | 364.3257 | 1904.3283 | 364.3257 | 1904.3283
4787 | 342.8366 | 1897.0872 | 342.8366 | 1897.0872
4788 | 325.1024 | 1904.9595 | 325.1024 | 1904.9595
4789 | 312.5869 | 1893.9653 | 312.5869 | 1893.9653
4790 | 304.3921 | 1898.4362 | 304.3921 | 1898.4362
4791 | 298.9527 | 1897.4187 | 298.9527 | 1897.4187
4792 | 295.6383 | 1896.8406 | 295.6383 | 1896.8406
4793 | 297.8305 | 1902.4017 | 297.8305 | 1902.4017
4794 | 304.4907 | 1942.0975 | 304.4907 | 1942.0975
4795 | 316.1591 | 1982.0974 | 316.1591 | 1982.0974
4796 | 330.1506 | 1989.0976 | 330.1506 | 1989.0976
4797 | 339.4736 | 1978.0986 | 339.4736 | 1978.0986
4798 | 350.6212 | 1976.5592 | 350.6212 | 1976.5592
4799 | 373.5854 | 1985.0696 | 373.5854 | 1985.0696
4800 | 376.8454 | 1985.1456 | 376.8454 | 1985.1456
4801 | 368.1048 | 1986.1783 | 368.1048 | 1986.1783
4802 | 366.9601 | 1977.0606 | 366.9601 | 1977.0606
4803 | 377.8376 | 1959.7726 | 377.8376 | 1959.7726
4804 | 400.1504 | 1925.9462 | 400.1504 | 1925.9462
4805 | 409.2461 | 1921.357 | 409.2461 | 1921.357
4806 | 401.9021 | 1924.936 | 401.9021 | 1924.936
4807 | 386.7247 | 1938.898 | 386.7247 | 1938.898
4808 | 374.927 | 1960.5548 | 374.927 | 1960.5548
4809 | 367.5802 | 1981.5327 | 367.5802 | 1981.5327
4810 | 356.1836 | 1974.7312 | 356.1836 | 1974.7312
4811 | 339.3516 | 1951.2623 | 339.3516 | 1951.2623
4812 | 323.9706 | 1945.3163 | 323.9706 | 1945.3163
4813 | 310.3105 | 1932.267 | 310.3105 | 1932.267
4814 | 302.9262 | 1941.096 | 302.9262 | 1941.096
4815 | 297.8757 | 1950.6726 | 297.8757 | 1950.6726
4816 | 294.0245 | 1960.0154 | 294.0245 | 1960.0154
4817 | 294.9712 | 1974.8242 | 294.9712 | 1974.8242
4818 | 300.271 | 2016.575 | 300.271 | 2016.575
4819 | 310.7924 | 2055.4411 | 310.7924 | 2055.4411
4820 | 323.768 | 2063.7877 | 323.768 | 2063.7877
4821 | 332.8084 | 2047.4739 | 332.8084 | 2047.4739
4822 | 346.4919 | 2035.5885 | 346.4919 | 2035.5885
4823 | 367.1312 | 2025.7807 | 367.1312 | 2025.7807
4824 | 368.4823 | 2000.027 | 368.4823 | 2000.027
4825 | 356.979 | 1973.2457 | 356.979 | 1973.2457
4826 | 364.3382 | 1940.8493 | 364.3382 | 1940.8493
4827 | 376.7273 | 1907.5462 | 376.7273 | 1907.5462
4828 | 398.6164 | 1858.2716 | 398.6164 | 1858.2716
4829 | 406.8465 | 1836.1791 | 406.8465 | 1836.1791
4830 | 396.2439 | 1816.1605 | 396.2439 | 1816.1605
4831 | 380.9304 | 1797.7734 | 380.9304 | 1797.7734
4832 | 372.2749 | 1780.4552 | 372.2749 | 1780.4552
4833 | 365.0266 | 1763.6274 | 365.0266 | 1763.6274
4834 | 353.0028 | 1720.2604 | 353.0028 | 1720.2604
4835 | 336.1805 | 1665.399 | 336.1805 | 1665.399
4836 | 318.6735 | 1630.9304 | 318.6735 | 1630.9304
4837 | 305.0778 | 1594.7442 | 305.0778 | 1594.7442
4838 | 298.2328 | 1590.0737 | 298.2328 | 1590.0737
4839 | 292.4375 | 1600.3943 | 292.4375 | 1600.3943
4840 | 290.0704 | 1622.8823 | 290.0704 | 1622.8823
4841 | 292.3339 | 1658.4187 | 292.3339 | 1658.4187
4842 | 298.1781 | 1721.4994 | 298.1781 | 1721.4994
4843 | 314.5319 | 1781.2702 | 314.5319 | 1781.2702
4844 | 331.9839 | 1806.447 | 331.9839 | 1806.447
4845 | 339.0856 | 1805.9357 | 339.0856 | 1805.9357
4846 | 349.1361 | 1809.6403 | 349.1361 | 1809.6403
4847 | 372.7897 | 1818.3278 | 372.7897 | 1818.3278
4848 | 370.7059 | 1819.1479 | 370.7059 | 1819.1479
4849 | 356.288 | 1824.0072 | 356.288 | 1824.0072
4850 | 359.8423 | 1822.1175 | 359.8423 | 1822.1175
4851 | 373.7446 | 1817.9748 | 373.7446 | 1817.9748
4852 | 395.5893 | 1803.8838 | 395.5893 | 1803.8838
4853 | 404.0078 | 1822.1481 | 404.0078 | 1822.1481
4854 | 398.8037 | 1842.2383 | 398.8037 | 1842.2383
4855 | 382.6152 | 1853.6493 | 382.6152 | 1853.6493
4856 | 373.9646 | 1852.3462 | 373.9646 | 1852.3462
4857 | 365.2777 | 1846.148 | 365.2777 | 1846.148
4858 | 353.0285 | 1818.3355 | 353.0285 | 1818.3355
4859 | 335.5874 | 1780.9773 | 335.5874 | 1780.9773
4860 | 317.8461 | 1762.8428 | 317.8461 | 1762.8428
4861 | 305.3202 | 1740.0852 | 305.3202 | 1740.0852
4862 | 297.7528 | 1746.0796 | 297.7528 | 1746.0796
4863 | 290.5782 | 1759.5183 | 290.5782 | 1759.5183
4864 | 289.2635 | 1777.0458 | 289.2635 | 1777.0458
4865 | 291.4313 | 1798.3032 | 291.4313 | 1798.3032
4866 | 300.839 | 1846.0066 | 300.839 | 1846.0066
4867 | 320.9569 | 1885.0498 | 320.9569 | 1885.0498
4868 | 344.9393 | 1890.2076 | 344.9393 | 1890.2076
4869 | 356.2042 | 1872.0514 | 356.2042 | 1872.0514
4870 | 365.3345 | 1865.0201 | 365.3345 | 1865.0201
4871 | 385.6785 | 1868.8535 | 385.6785 | 1868.8535
4872 | 381.2249 | 1864.2879 | 381.2249 | 1864.2879
4873 | 368.242 | 1851.3959 | 368.242 | 1851.3959
4874 | 373.033 | 1815.4918 | 373.033 | 1815.4918
4875 | 383.9152 | 1774.6772 | 383.9152 | 1774.6772
4876 | 408.2601 | 1721.3633 | 408.2601 | 1721.3633
4877 | 417.3909 | 1696.1174 | 417.3909 | 1696.1174
4878 | 409.3105 | 1694.4525 | 409.3105 | 1694.4525
4879 | 393.5264 | 1709.3003 | 393.5264 | 1709.3003
4880 | 383.7681 | 1741.6574 | 383.7681 | 1741.6574
4881 | 376.1671 | 1775.0719 | 376.1671 | 1775.0719
4882 | 360.8213 | 1775.5693 | 360.8213 | 1775.5693
4883 | 337.0563 | 1753.7303 | 337.0563 | 1753.7303
4884 | 319.7498 | 1740.8751 | 319.7498 | 1740.8751
4885 | 306.4059 | 1712.2713 | 306.4059 | 1712.2713
4886 | 298.8115 | 1699.3097 | 298.8115 | 1699.3097
4887 | 292.1406 | 1684.9345 | 292.1406 | 1684.9345
4888 | 289.8874 | 1671.3884 | 289.8874 | 1671.3884
4889 | 291.5483 | 1660.5446 | 291.5483 | 1660.5446
4890 | 298.8805 | 1674.0918 | 298.8805 | 1674.0918
4891 | 319.2325 | 1685.3919 | 319.2325 | 1685.3919
4892 | 341.8233 | 1664.7908 | 341.8233 | 1664.7908
4893 | 352.6596 | 1624.596 | 352.6596 | 1624.596
4894 | 360.9453 | 1592.7625 | 360.9453 | 1592.7625
4895 | 382.1428 | 1568.3922 | 382.1428 | 1568.3922
4896 | 380.1068 | 1537.6427 | 380.1068 | 1537.6427
4897 | 365.0228 | 1511.8535 | 365.0228 | 1511.8535
4898 | 369.912 | 1489.13 | 369.912 | 1489.13
4899 | 380.9012 | 1471.2751 | 380.9012 | 1471.2751
4900 | 404.9111 | 1447.7593 | 404.9111 | 1447.7593
4901 | 416.7157 | 1454.6855 | 416.7157 | 1454.6855
4902 | 410.7345 | 1462.4808 | 410.7345 | 1462.4808
4903 | 392.9505 | 1466.4157 | 392.9505 | 1466.4157
4904 | 381.5185 | 1472.9076 | 381.5185 | 1472.9076
4905 | 369.333 | 1490.3069 | 369.333 | 1490.3069
4906 | 355.6148 | 1490.4501 | 355.6148 | 1490.4501
4907 | 334.5193 | 1480.9413 | 334.5193 | 1480.9413
4908 | 318.2864 | 1493.0654 | 318.2864 | 1493.0654
4909 | 303.9474 | 1499.0076 | 303.9474 | 1499.0076
4910 | 298.3598 | 1516.5528 | 298.3598 | 1516.5528
4911 | 293.1141 | 1520.2477 | 293.1141 | 1520.2477
4912 | 289.5245 | 1512.7604 | 289.5245 | 1512.7604
4913 | 292.9367 | 1511.4832 | 292.9367 | 1511.4832
4914 | 301.3384 | 1544.2344 | 301.3384 | 1544.2344
4915 | 318.889 | 1578.5652 | 318.889 | 1578.5652
4916 | 341.0271 | 1581.4554 | 341.0271 | 1581.4554
4917 | 352.2989 | 1562.8385 | 352.2989 | 1562.8385
4918 | 360.8359 | 1557.6497 | 360.8359 | 1557.6497
4919 | 381.7747 | 1566.4081 | 381.7747 | 1566.4081
4920 | 381.8606 | 1560.4607 | 381.8606 | 1560.4607
4921 | 367.206 | 1545.1594 | 367.206 | 1545.1594
4922 | 371.3058 | 1525.7664 | 371.3058 | 1525.7664
4923 | 383.0999 | 1496.6443 | 383.0999 | 1496.6443
4924 | 403.2551 | 1452.7198 | 403.2551 | 1452.7198
4925 | 412.7799 | 1443.9851 | 412.7799 | 1443.9851
4926 | 404.7786 | 1440.7612 | 404.7786 | 1440.7612
4927 | 386.2317 | 1434.1019 | 386.2317 | 1434.1019
4928 | 376.0879 | 1426.7046 | 376.0879 | 1426.7046
4929 | 366.9578 | 1428.4431 | 366.9578 | 1428.4431
4930 | 350.8343 | 1411.7207 | 350.8343 | 1411.7207
4931 | 334.5044 | 1390.3069 | 334.5044 | 1390.3069
4932 | 319.4846 | 1396.9745 | 319.4846 | 1396.9745
4933 | 306.8414 | 1400.7554 | 306.8414 | 1400.7554
4934 | 298.1427 | 1426.5916 | 298.1427 | 1426.5916
4935 | 292.4232 | 1442.0853 | 292.4232 | 1442.0853
4936 | 289.3938 | 1447.6015 | 289.3938 | 1447.6015
4937 | 291.3925 | 1465.8472 | 291.3925 | 1465.8472
4938 | 297.2097 | 1517.9441 | 297.2097 | 1517.9441
4939 | 311.8494 | 1564.924 | 311.8494 | 1564.924
4940 | 330.4358 | 1574.7942 | 330.4358 | 1574.7942
4941 | 342.6475 | 1558.5158 | 342.6475 | 1558.5158
4942 | 352.9228 | 1549.7484 | 352.9228 | 1549.7484
4943 | 372.7585 | 1549.1882 | 372.7585 | 1549.1882
4944 | 371.9902 | 1526.5525 | 371.9902 | 1526.5525
4945 | 361.663 | 1489.3189 | 361.663 | 1489.3189
4946 | 363.9836 | 1450.5802 | 363.9836 | 1450.5802
4947 | 375.8877 | 1426.2768 | 375.8877 | 1426.2768
4948 | 395.4374 | 1392.415 | 395.4374 | 1392.415
4949 | 403.8711 | 1391.9004 | 403.8711 | 1391.9004
4950 | 401.6902 | 1399.6958 | 401.6902 | 1399.6958
4951 | 381.8992 | 1414.8979 | 381.8992 | 1414.8979
4952 | 370.5516 | 1425.3582 | 370.5516 | 1425.3582
4953 | 360.698 | 1427.9825 | 360.698 | 1427.9825
4954 | 348.4105 | 1394.2529 | 348.4105 | 1394.2529
4955 | 331.7471 | 1339.3915 | 331.7471 | 1339.3915
4956 | 314.5566 | 1300.6711 | 314.5566 | 1300.6711
4957 | 300.7431 | 1260.5519 | 300.7431 | 1260.5519
4958 | 292.4248 | 1250.4958 | 292.4248 | 1250.4958
4959 | 287.0863 | 1244.2344 | 287.0863 | 1244.2344
4960 | 283.8028 | 1239.2628 | 283.8028 | 1239.2628
4961 | 286.6947 | 1244.2216 | 286.6947 | 1244.2216
4962 | 291.7525 | 1283.4567 | 291.7525 | 1283.4567
4963 | 305.6254 | 1328.4879 | 305.6254 | 1328.4879
4964 | 317.0899 | 1344.3461 | 317.0899 | 1344.3461
4965 | 328.3988 | 1336.6422 | 328.3988 | 1336.6422
4966 | 340.1429 | 1334.9611 | 340.1429 | 1334.9611
4967 | 358.4956 | 1340.8141 | 358.4956 | 1340.8141
4968 | 360.2323 | 1336.5675 | 360.2323 | 1336.5675
4969 | 352.0286 | 1331.5768 | 352.0286 | 1331.5768
4970 | 358.2032 | 1324.6912 | 358.2032 | 1324.6912
4971 | 367.5422 | 1321.4697 | 367.5422 | 1321.4697
4972 | 386.5539 | 1317.4768 | 386.5539 | 1317.4768
4973 | 397.5379 | 1344.4573 | 397.5379 | 1344.4573
4974 | 390.7007 | 1377.4801 | 390.7007 | 1377.4801
4975 | 377.3296 | 1403.8786 | 377.3296 | 1403.8786
4976 | 367.8574 | 1417.2444 | 367.8574 | 1417.2444
4977 | 359.8939 | 1430.2501 | 359.8939 | 1430.2501
4978 | 348.6757 | 1418.8779 | 348.6757 | 1418.8779
4979 | 330.9299 | 1396.472 | 330.9299 | 1396.472
4980 | 313.6114 | 1394.2463 | 313.6114 | 1394.2463
4981 | 302.725 | 1385.626 | 302.725 | 1385.626
4982 | 295.4928 | 1399.0611 | 295.4928 | 1399.0611
4983 | 288.7315 | 1420.3656 | 288.7315 | 1420.3656
4984 | 287.1377 | 1444.1646 | 287.1377 | 1444.1646
4985 | 287.7392 | 1474.8114 | 287.7392 | 1474.8114
4986 | 292.4849 | 1537.0063 | 292.4849 | 1537.0063
4987 | 306.535 | 1600.3557 | 306.535 | 1600.3557
4988 | 316.9341 | 1631.981 | 316.9341 | 1631.981
4989 | 327.1374 | 1635.8988 | 327.1374 | 1635.8988
4990 | 341.669 | 1646.3708 | 341.669 | 1646.3708
4991 | 361.5591 | 1664.7312 | 361.5591 | 1664.7312
4992 | 360.6563 | 1669.4133 | 360.6563 | 1669.4133
4993 | 355.8297 | 1676.186 | 355.8297 | 1676.186
4994 | 358.6 | 1687.3352 | 358.6 | 1687.3352
4995 | 368.5136 | 1708.6679 | 368.5136 | 1708.6679
4996 | 388.163 | 1716.7572 | 388.163 | 1716.7572
4997 | 402.7455 | 1739.9465 | 402.7455 | 1739.9465
4998 | 395.2309 | 1757.6627 | 395.2309 | 1757.6627
4999 | 376.1421 | 1758.0898 | 376.1421 | 1758.0898
5000 | 365.8077 | 1743.0747 | 365.8077 | 1743.0747
5001 | 361.581 | 1737.6914 | 361.581 | 1737.6914
5002 | 350.369 | 1715.6188 | 350.369 | 1715.6188
5003 | 333.6295 | 1682.6542 | 333.6295 | 1682.6542
5004 | 316.2416 | 1667.1416 | 316.2416 | 1667.1416
5005 | 302.6753 | 1641.0889 | 302.6753 | 1641.0889
5006 | 294.0846 | 1632.9815 | 294.0846 | 1632.9815
5007 | 289.6862 | 1627.7476 | 289.6862 | 1627.7476
5008 | 286.977 | 1626.6026 | 286.977 | 1626.6026
5009 | 288.7623 | 1633.5456 | 288.7623 | 1633.5456
5010 | 294.9178 | 1674.1626 | 294.9178 | 1674.1626
5011 | 307.3795 | 1718.9812 | 307.3795 | 1718.9812
5012 | 322.0945 | 1733.1387 | 322.0945 | 1733.1387
5013 | 332.2241 | 1721.8916 | 332.2241 | 1721.8916
5014 | 342.6356 | 1715.4627 | 342.6356 | 1715.4627
5015 | 360.6574 | 1715.4694 | 360.6574 | 1715.4694
5016 | 359.5331 | 1703.853 | 359.5331 | 1703.853
5017 | 350.352 | 1692.3428 | 350.352 | 1692.3428
5018 | 351.8593 | 1684.3235 | 351.8593 | 1684.3235
5019 | 361.0721 | 1683.4404 | 361.0721 | 1683.4404
5020 | 383.3446 | 1673.8848 | 383.3446 | 1673.8848
5021 | 398.9593 | 1688.4287 | 398.9593 | 1688.4287
5022 | 392.7226 | 1699.0586 | 392.7226 | 1699.0586
5023 | 373.9617 | 1698.4582 | 373.9617 | 1698.4582
5024 | 366.4946 | 1690.1751 | 366.4946 | 1690.1751
5025 | 359.5403 | 1698.2559 | 359.5403 | 1698.2559
5026 | 347.5496 | 1691.9504 | 347.5496 | 1691.9504
5027 | 332.0974 | 1678.7568 | 332.0974 | 1678.7568
5028 | 314.1897 | 1691.9084 | 314.1897 | 1691.9084
5029 | 301.6204 | 1697.5317 | 301.6204 | 1697.5317
5030 | 295.6697 | 1720.6751 | 295.6697 | 1720.6751
5031 | 288.6356 | 1744.6724 | 288.6356 | 1744.6724
5032 | 285.3429 | 1765.3179 | 285.3429 | 1765.3179
5033 | 289.2659 | 1788.1698 | 289.2659 | 1788.1698
5034 | 296.9049 | 1838.6368 | 296.9049 | 1838.6368
5035 | 314.1158 | 1891.5338 | 314.1158 | 1891.5338
5036 | 334.6893 | 1916.1436 | 334.6893 | 1916.1436
5037 | 344.9442 | 1919.2819 | 344.9442 | 1919.2819
5038 | 354.124 | 1930.0728 | 354.124 | 1930.0728
5039 | 376.4087 | 1943.4373 | 376.4087 | 1943.4373
5040 | 373.944 | 1940.2182 | 373.944 | 1940.2182
5041 | 361.1332 | 1927.3616 | 361.1332 | 1927.3616
5042 | 361.8434 | 1882.4932 | 361.8434 | 1882.4932
5043 | 375.3795 | 1818.5063 | 375.3795 | 1818.5063
5044 | 396.4232 | 1752.0826 | 396.4232 | 1752.0826
5045 | 412.2666 | 1737.608 | 412.2666 | 1737.608
5046 | 408.9265 | 1732.7896 | 408.9265 | 1732.7896
5047 | 385.8427 | 1733.0396 | 385.8427 | 1733.0396
5048 | 376.9845 | 1740.063 | 376.9845 | 1740.063
5049 | 367.1379 | 1740.4196 | 367.1379 | 1740.4196
5050 | 354.5722 | 1711.0127 | 354.5722 | 1711.0127
5051 | 333.4426 | 1672.2373 | 333.4426 | 1672.2373
5052 | 316.8433 | 1655.4846 | 316.8433 | 1655.4846
5053 | 301.4426 | 1634.286 | 301.4426 | 1634.286
5054 | 295.0258 | 1637.8002 | 295.0258 | 1637.8002
5055 | 290.3031 | 1653.2585 | 290.3031 | 1653.2585
5056 | 287.4964 | 1676.2071 | 287.4964 | 1676.2071
5057 | 290.0811 | 1708.0586 | 290.0811 | 1708.0586
5058 | 299.4449 | 1778.1194 | 299.4449 | 1778.1194
5059 | 315.646 | 1852.24 | 315.646 | 1852.24
5060 | 338.8338 | 1894.2114 | 338.8338 | 1894.2114
5061 | 348.4925 | 1903.7273 | 348.4925 | 1903.7273
5062 | 357.7148 | 1922.8801 | 357.7148 | 1922.8801
5063 | 378.7719 | 1943.0475 | 378.7719 | 1943.0475
5064 | 374.5277 | 1943.1236 | 374.5277 | 1943.1236
5065 | 360.8352 | 1936.0424 | 360.8352 | 1936.0424
5066 | 363.008 | 1914.0629 | 363.008 | 1914.0629
5067 | 372.8285 | 1895.0388 | 372.8285 | 1895.0388
5068 | 393.5008 | 1860.9289 | 393.5008 | 1860.9289
5069 | 410.433 | 1852.1588 | 410.433 | 1852.1588
5070 | 402.1102 | 1845.2146 | 402.1102 | 1845.2146
5071 | 383.74 | 1847.2361 | 383.74 | 1847.2361
5072 | 374.5833 | 1872.5069 | 374.5833 | 1872.5069
5073 | 364.1458 | 1909.6062 | 364.1458 | 1909.6062
5074 | 350.2731 | 1915.0996 | 350.2731 | 1915.0996
5075 | 330.6212 | 1903.8546 | 330.6212 | 1903.8546
5076 | 312.0042 | 1905.5264 | 312.0042 | 1905.5264
5077 | 299.6516 | 1891.4851 | 299.6516 | 1891.4851
5078 | 291.4088 | 1886.3185 | 291.4088 | 1886.3185
5079 | 287.3446 | 1877.7186 | 287.3446 | 1877.7186
5080 | 283.6167 | 1870.7628 | 283.6167 | 1870.7628
5081 | 286.4775 | 1872.9225 | 286.4775 | 1872.9225
5082 | 294.5141 | 1911.8742 | 294.5141 | 1911.8742
5083 | 311.9283 | 1956.4093 | 311.9283 | 1956.4093
5084 | 333.6646 | 1971.24 | 333.6646 | 1971.24
5085 | 344.7082 | 1951.2413 | 344.7082 | 1951.2413
5086 | 354.9062 | 1935.0332 | 354.9062 | 1935.0332
5087 | 377.101 | 1927.8119 | 377.101 | 1927.8119
5088 | 374.5499 | 1901.385 | 374.5499 | 1901.385
5089 | 362.9798 | 1852.1046 | 362.9798 | 1852.1046
5090 | 365.6743 | 1757.3837 | 365.6743 | 1757.3837
5091 | 376.0851 | 1643.8986 | 376.0851 | 1643.8986
5092 | 393.8319 | 1576.0931 | 393.8319 | 1576.0931
5093 | 406.4678 | 1566.4372 | 406.4678 | 1566.4372
5094 | 402.2019 | 1561.3708 | 402.2019 | 1561.3708
5095 | 384.9302 | 1545.2868 | 384.9302 | 1545.2868
5096 | 375.5577 | 1519.1461 | 375.5577 | 1519.1461
5097 | 363.7774 | 1497.0035 | 363.7774 | 1497.0035
5098 | 351.9898 | 1451.7586 | 351.9898 | 1451.7586
5099 | 333.1131 | 1399.4129 | 333.1131 | 1399.4129
5100 | 317.2939 | 1363.5978 | 317.2939 | 1363.5978
5101 | 303.0278 | 1311.3256 | 303.0278 | 1311.3256
5102 | 296.803 | 1275.1563 | 296.803 | 1275.1563
5103 | 290.185 | 1230.4869 | 290.185 | 1230.4869
5104 | 286.3493 | 1183.5995 | 286.3493 | 1183.5995
5105 | 288.4296 | 1161.4884 | 288.4296 | 1161.4884
5106 | 296.3431 | 1178.8622 | 296.3431 | 1178.8622
5107 | 309.0242 | 1201.1816 | 309.0242 | 1201.1816
5108 | 325.5884 | 1194.0446 | 325.5884 | 1194.0446
5109 | 339.6558 | 1163.2038 | 339.6558 | 1163.2038
5110 | 348.9825 | 1139.7322 | 348.9825 | 1139.7322
5111 | 368.9201 | 1120.4641 | 368.9201 | 1120.4641
5112 | 371.3162 | 1088.4035 | 371.3162 | 1088.4035
5113 | 360.2429 | 1051.7014 | 360.2429 | 1051.7014
5114 | 363.7338 | 1006.337 | 363.7338 | 1006.337
5115 | 371.0738 | 951.208 | 371.0738 | 951.208
5116 | 389.2498 | 876.2098 | 389.2498 | 876.2098
5117 | 403.8553 | 846.1452 | 403.8553 | 846.1452
5118 | 400.36 | 844.6575 | 400.36 | 844.6575
5119 | 385.8353 | 841.4705 | 385.8353 | 841.4705
5120 | 376.0729 | 834.3921 | 376.0729 | 834.3921
5121 | 367.7459 | 849.0632 | 367.7459 | 849.0632
5122 | 355.5576 | 887.1537 | 355.5576 | 887.1537
5123 | 336.7676 | 971.5036 | 336.7676 | 971.5036
5124 | 319.3088 | 979.3617 | 319.3088 | 979.3617
5125 | 305.8025 | 1001.9935 | 305.8025 | 1001.9935
5126 | 299.1807 | 1033.0938 | 299.1807 | 1033.0938
5127 | 293.1289 | 1067.7323 | 293.1289 | 1067.7323
5128 | 289.5107 | 1086.0462 | 289.5107 | 1086.0462
5129 | 290.9977 | 1116.0971 | 290.9977 | 1116.0971
5130 | 297.1436 | 1168.339 | 297.1436 | 1168.339
5131 | 306.4186 | 1227.3874 | 306.4186 | 1227.3874
5132 | 319.5944 | 1270.0897 | 319.5944 | 1270.0897
5133 | 330.7583 | 1307.5402 | 330.7583 | 1307.5402
5134 | 343.735 | 1345.5767 | 343.735 | 1345.5767
5135 | 364.375 | 1377.972 | 364.375 | 1377.972
5136 | 367.3371 | 1400.7484 | 367.3371 | 1400.7484
5137 | 359.2731 | 1418.3188 | 359.2731 | 1418.3188
5138 | 358.5324 | 1412.2341 | 358.5324 | 1412.2341
5139 | 368.6545 | 1399.953 | 368.6545 | 1399.953
5140 | 386.9339 | 1375.7352 | 386.9339 | 1375.7352
5141 | 401.5128 | 1362.8864 | 401.5128 | 1362.8864
5142 | 396.3167 | 1347.1829 | 396.3167 | 1347.1829
5143 | 382.3559 | 1310.6586 | 382.3559 | 1310.6586
5144 | 373.7431 | 1249.0518 | 373.7431 | 1249.0518
5145 | 364.9994 | 1181.9365 | 364.9994 | 1181.9365
5146 | 355.5066 | 1108.8206 | 355.5066 | 1108.8206
5147 | 339.7447 | 1041.6944 | 339.7447 | 1041.6944
5148 | 323.5895 | 1006.6637 | 323.5895 | 1006.6637
5149 | 310.05 | 973.4475 | 310.05 | 973.4475
5150 | 302.1399 | 964.4132 | 302.1399 | 964.4132
5151 | 296.0069 | 955.0214 | 296.0069 | 955.0214
5152 | 294.1873 | 953.7263 | 294.1873 | 953.7263
5153 | 293.7127 | 970.5845 | 293.7127 | 970.5845
5154 | 298.7148 | 1017.0648 | 298.7148 | 1017.0648
5155 | 309.5711 | 1075.4584 | 309.5711 | 1075.4584
5156 | 323.2735 | 1101.7272 | 323.2735 | 1101.7272
5157 | 333.6034 | 1111.9738 | 333.6034 | 1111.9738
5158 | 344.6445 | 1120.7114 | 344.6445 | 1120.7114
5159 | 365.3121 | 1122.5638 | 365.3121 | 1122.5638
5160 | 365.2926 | 1110.8035 | 365.2926 | 1110.8035
5161 | 360.5976 | 1094.0336 | 360.5976 | 1094.0336
5162 | 360.5253 | 1077.0476 | 360.5253 | 1077.0476
5163 | 366.3385 | 1059.3978 | 366.3385 | 1059.3978
5164 | 385.4345 | 1027.7489 | 385.4345 | 1027.7489
5165 | 404.3838 | 1027.4708 | 404.3838 | 1027.4708
5166 | 397.715 | 1081.561 | 397.715 | 1081.561
5167 | 384.0698 | 1163.5746 | 384.0698 | 1163.5746
5168 | 372.3806 | 1213.9913 | 372.3806 | 1213.9913
5169 | 365.5044 | 1221.6128 | 365.5044 | 1221.6128
5170 | 354.1594 | 1187.584 | 354.1594 | 1187.584
5171 | 336.7517 | 1134.8618 | 336.7517 | 1134.8618
5172 | 321.7653 | 1096.7539 | 321.7653 | 1096.7539
5173 | 309.334 | 1059.8712 | 309.334 | 1059.8712
5174 | 300.8063 | 1064.4224 | 300.8063 | 1064.4224
5175 | 295.196 | 1084.3623 | 295.196 | 1084.3623
5176 | 292.9981 | 1083.2636 | 292.9981 | 1083.2636
5177 | 294.2045 | 1075.2095 | 294.2045 | 1075.2095
5178 | 300.6412 | 1090.2631 | 300.6412 | 1090.2631
5179 | 312.5123 | 1129.4733 | 312.5123 | 1129.4733
5180 | 328.4024 | 1153.6469 | 328.4024 | 1153.6469
5181 | 342.1047 | 1173.9108 | 342.1047 | 1173.9108
5182 | 353.9414 | 1208.5427 | 353.9414 | 1208.5427
5183 | 372.973 | 1253.3779 | 372.973 | 1253.3779
5184 | 372.3118 | 1300.6082 | 372.3118 | 1300.6082
5185 | 358.9278 | 1343.451 | 358.9278 | 1343.451
5186 | 359.7159 | 1360.5108 | 359.7159 | 1360.5108
5187 | 367.9156 | 1368.9191 | 367.9156 | 1368.9191
5188 | 386.8792 | 1360.9712 | 386.8792 | 1360.9712
5189 | 407.389 | 1372.6746 | 407.389 | 1372.6746
5190 | 402.6746 | 1393.4392 | 402.6746 | 1393.4392
5191 | 387.2363 | 1414.7598 | 387.2363 | 1414.7598
5192 | 378.413 | 1442.4248 | 378.413 | 1442.4248
5193 | 369.4485 | 1478.1668 | 369.4485 | 1478.1668
5194 | 356.9298 | 1489.5431 | 356.9298 | 1489.5431
5195 | 336.3392 | 1488.5115 | 336.3392 | 1488.5115
5196 | 318.7537 | 1502.2578 | 318.7537 | 1502.2578
5197 | 306.7009 | 1501.2868 | 306.7009 | 1501.2868
5198 | 299.0008 | 1511.6978 | 299.0008 | 1511.6978
5199 | 294.3246 | 1516.579 | 294.3246 | 1516.579
5200 | 291.4062 | 1514.9566 | 291.4062 | 1514.9566
5201 | 295.1328 | 1531.3237 | 295.1328 | 1531.3237
5202 | 304.8309 | 1569.9801 | 304.8309 | 1569.9801
5203 | 321.4968 | 1612.4639 | 321.4968 | 1612.4639
5204 | 342.7796 | 1620.5968 | 342.7796 | 1620.5968
5205 | 355.3722 | 1614.8681 | 355.3722 | 1614.8681
5206 | 365.5023 | 1621.4123 | 365.5023 | 1621.4123
5207 | 387.9485 | 1631.056 | 387.9485 | 1631.056
5208 | 383.5264 | 1631.8664 | 383.5264 | 1631.8664
5209 | 369.0706 | 1613.9834 | 369.0706 | 1613.9834
5210 | 369.7498 | 1575.9481 | 369.7498 | 1575.9481
5211 | 379.6677 | 1543.2723 | 379.6677 | 1543.2723
5212 | 398.2901 | 1500.4276 | 398.2901 | 1500.4276
5213 | 418.3854 | 1476.7758 | 418.3854 | 1476.7758
5214 | 415.057 | 1464.5751 | 415.057 | 1464.5751
5215 | 395.901 | 1456.2367 | 395.901 | 1456.2367
5216 | 384.2836 | 1458.171 | 384.2836 | 1458.171
5217 | 373.2087 | 1474.9914 | 373.2087 | 1474.9914
5218 | 359.252 | 1467.4462 | 359.252 | 1467.4462
5219 | 339.417 | 1450.0792 | 339.417 | 1450.0792
5220 | 322.3649 | 1454.8557 | 322.3649 | 1454.8557
5221 | 307.4605 | 1453.2627 | 307.4605 | 1453.2627
5222 | 300.2683 | 1469.1734 | 300.2683 | 1469.1734
5223 | 296.1951 | 1480.962 | 296.1951 | 1480.962
5224 | 293.2551 | 1476.6879 | 293.2551 | 1476.6879
5225 | 295.0391 | 1481.6955 | 295.0391 | 1481.6955
5226 | 303.8174 | 1509.2871 | 303.8174 | 1509.2871
5227 | 321.4486 | 1541.2953 | 321.4486 | 1541.2953
5228 | 341.842 | 1543.2737 | 341.842 | 1543.2737
5229 | 354.8402 | 1536.9558 | 354.8402 | 1536.9558
5230 | 363.5541 | 1540.3246 | 363.5541 | 1540.3246
5231 | 389.1555 | 1545.1888 | 389.1555 | 1545.1888
5232 | 384.8067 | 1546.9158 | 384.8067 | 1546.9158
5233 | 371.608 | 1541.6036 | 371.608 | 1541.6036
5234 | 371.9219 | 1522.4898 | 371.9219 | 1522.4898
5235 | 379.5914 | 1507.5898 | 379.5914 | 1507.5898
5236 | 397.9672 | 1476.792 | 397.9672 | 1476.792
5237 | 416.617 | 1466.6931 | 416.617 | 1466.6931
5238 | 412.0531 | 1471.6134 | 412.0531 | 1471.6134
5239 | 393.6692 | 1473.5869 | 393.6692 | 1473.5869
5240 | 382.755 | 1481.7738 | 382.755 | 1481.7738
5241 | 372.8489 | 1509.3972 | 372.8489 | 1509.3972
5242 | 360.4342 | 1520.8063 | 360.4342 | 1520.8063
5243 | 340.2581 | 1533.2947 | 340.2581 | 1533.2947
5244 | 321.3678 | 1570.8075 | 321.3678 | 1570.8075
5245 | 310.147 | 1595.6981 | 310.147 | 1595.6981
5246 | 301.2621 | 1631.6761 | 301.2621 | 1631.6761
5247 | 297.5395 | 1661.4369 | 297.5395 | 1661.4369
5248 | 293.9634 | 1679.2598 | 293.9634 | 1679.2598
5249 | 296.4469 | 1707.2483 | 296.4469 | 1707.2483
5250 | 307.2464 | 1756.0202 | 307.2464 | 1756.0202
5251 | 321.2883 | 1811.0747 | 321.2883 | 1811.0747
5252 | 342.6957 | 1832.0402 | 342.6957 | 1832.0402
5253 | 355.6637 | 1834.3319 | 355.6637 | 1834.3319
5254 | 365.9852 | 1834.6235 | 365.9852 | 1834.6235
5255 | 386.539 | 1830.8126 | 386.539 | 1830.8126
5256 | 383.6153 | 1820.4599 | 383.6153 | 1820.4599
5257 | 370.7958 | 1794.753 | 370.7958 | 1794.753
5258 | 372.3009 | 1749.6466 | 372.3009 | 1749.6466
5259 | 379.7058 | 1704.4002 | 379.7058 | 1704.4002
5260 | 398.3103 | 1650.1632 | 398.3103 | 1650.1632
5261 | 415.7037 | 1626.446 | 415.7037 | 1626.446
5262 | 416.2584 | 1616.1439 | 416.2584 | 1616.1439
5263 | 394.6583 | 1606.1687 | 394.6583 | 1606.1687
5264 | 379.8132 | 1601.7194 | 379.8132 | 1601.7194
5265 | 370.5226 | 1613.3675 | 370.5226 | 1613.3675
5266 | 358.2546 | 1608.8013 | 358.2546 | 1608.8013
5267 | 339.0104 | 1595.6245 | 339.0104 | 1595.6245
5268 | 321.8101 | 1598.797 | 321.8101 | 1598.797
5269 | 309.2996 | 1588.1688 | 309.2996 | 1588.1688
5270 | 300.916 | 1596.8775 | 300.916 | 1596.8775
5271 | 297.0234 | 1606.0799 | 297.0234 | 1606.0799
5272 | 294.583 | 1610.7101 | 294.583 | 1610.7101
5273 | 296.0107 | 1634.3774 | 296.0107 | 1634.3774
5274 | 302.6641 | 1682.1345 | 302.6641 | 1682.1345
5275 | 315.5355 | 1734.9629 | 315.5355 | 1734.9629
5276 | 331.6443 | 1749.4794 | 331.6443 | 1749.4794
5277 | 345.6717 | 1744.7983 | 345.6717 | 1744.7983
5278 | 359.5396 | 1746.4321 | 359.5396 | 1746.4321
5279 | 378.7826 | 1751.9837 | 378.7826 | 1751.9837
5280 | 378.839 | 1753.9071 | 378.839 | 1753.9071
5281 | 365.91 | 1736.4497 | 365.91 | 1736.4497
5282 | 368.0801 | 1694.3224 | 368.0801 | 1694.3224
5283 | 372.3947 | 1651.0728 | 372.3947 | 1651.0728
5284 | 393.7505 | 1595.33 | 393.7505 | 1595.33
5285 | 412.9832 | 1572.8895 | 412.9832 | 1572.8895
5286 | 407.7119 | 1566.8759 | 407.7119 | 1566.8759
5287 | 390.4899 | 1567.6709 | 390.4899 | 1567.6709
5288 | 380.065 | 1594.7466 | 380.065 | 1594.7466
5289 | 372.2804 | 1637.0031 | 372.2804 | 1637.0031
5290 | 360.1707 | 1639.4097 | 360.1707 | 1639.4097
5291 | 341.7038 | 1619.0964 | 341.7038 | 1619.0964
5292 | 323.8403 | 1612.6444 | 323.8403 | 1612.6444
5293 | 311.019 | 1598.1533 | 311.019 | 1598.1533
5294 | 302.3742 | 1604.4068 | 302.3742 | 1604.4068
5295 | 296.4358 | 1614.4931 | 296.4358 | 1614.4931
5296 | 293.7369 | 1620.2036 | 293.7369 | 1620.2036
5297 | 293.9119 | 1640.4991 | 293.9119 | 1640.4991
5298 | 300.9681 | 1686.5211 | 300.9681 | 1686.5211
5299 | 309.9668 | 1743.5726 | 309.9668 | 1743.5726
5300 | 320.6472 | 1766.3713 | 320.6472 | 1766.3713
5301 | 338.0755 | 1766.7315 | 338.0755 | 1766.7315
5302 | 347.8866 | 1758.8718 | 347.8866 | 1758.8718
5303 | 370.064 | 1737.8416 | 370.064 | 1737.8416
5304 | 366.7376 | 1721.891 | 366.7376 | 1721.891
5305 | 356.7793 | 1707.1508 | 356.7793 | 1707.1508
5306 | 358.6112 | 1678.0197 | 358.6112 | 1678.0197
5307 | 366.0302 | 1631.4311 | 366.0302 | 1631.4311
5308 | 378.7652 | 1569.4356 | 378.7652 | 1569.4356
5309 | 400.0091 | 1536.3885 | 400.0091 | 1536.3885
5310 | 397.4659 | 1521.3725 | 397.4659 | 1521.3725
5311 | 383.5139 | 1504.8827 | 383.5139 | 1504.8827
5312 | 373.7909 | 1484.2618 | 373.7909 | 1484.2618
5313 | 365.5147 | 1466.3163 | 365.5147 | 1466.3163
5314 | 354.7102 | 1419.2911 | 354.7102 | 1419.2911
5315 | 337.5955 | 1356.1589 | 337.5955 | 1356.1589
5316 | 320.1297 | 1308.9175 | 320.1297 | 1308.9175
5317 | 308.0476 | 1256.4851 | 308.0476 | 1256.4851
5318 | 300.9847 | 1231.2791 | 300.9847 | 1231.2791
5319 | 294.6503 | 1215.8638 | 294.6503 | 1215.8638
5320 | 291.8075 | 1201.507 | 291.8075 | 1201.507
5321 | 292.4221 | 1203.1755 | 292.4221 | 1203.1755
5322 | 297.3602 | 1228.3773 | 297.3602 | 1228.3773
5323 | 305.8141 | 1258.2904 | 305.8141 | 1258.2904
5324 | 315.3933 | 1249.6623 | 315.3933 | 1249.6623
5325 | 331.4553 | 1220.5272 | 331.4553 | 1220.5272
5326 | 343.1778 | 1192.3383 | 343.1778 | 1192.3383
5327 | 365.048 | 1165.4483 | 365.048 | 1165.4483
5328 | 365.1913 | 1138.7602 | 365.1913 | 1138.7602
5329 | 357.0515 | 1116.6543 | 357.0515 | 1116.6543
5330 | 356.8656 | 1096.5257 | 356.8656 | 1096.5257
5331 | 360.2446 | 1098.5177 | 360.2446 | 1098.5177
5332 | 373.4967 | 1101.5037 | 373.4967 | 1101.5037
5333 | 393.7034 | 1119.5579 | 393.7034 | 1119.5579
5334 | 391.6441 | 1140.4208 | 391.6441 | 1140.4208
5335 | 376.2741 | 1153.7865 | 376.2741 | 1153.7865
5336 | 365.5406 | 1163.4793 | 365.5406 | 1163.4793
5337 | 355.0159 | 1182.0347 | 355.0159 | 1182.0347
5338 | 344.0368 | 1181.8879 | 344.0368 | 1181.8879
5339 | 326.9871 | 1169.5295 | 326.9871 | 1169.5295
5340 | 309.6083 | 1172.6365 | 309.6083 | 1172.6365
5341 | 297.6347 | 1166.264 | 297.6347 | 1166.264
5342 | 290.7378 | 1183.7133 | 290.7378 | 1183.7133
5343 | 285.4279 | 1203.2276 | 285.4279 | 1203.2276
5344 | 283.2532 | 1218.759 | 283.2532 | 1218.759
5345 | 285.0657 | 1254.1459 | 285.0657 | 1254.1459
5346 | 291.606 | 1317.1907 | 291.606 | 1317.1907
5347 | 302.7101 | 1386.1254 | 302.7101 | 1386.1254
5348 | 316.4733 | 1414.5221 | 316.4733 | 1414.5221
5349 | 333.2535 | 1427.1257 | 333.2535 | 1427.1257
5350 | 343.8795 | 1443.4908 | 343.8795 | 1443.4908
5351 | 365.2524 | 1462.7916 | 365.2524 | 1462.7916
5352 | 361.4583 | 1475.1579 | 361.4583 | 1475.1579
5353 | 350.5672 | 1474.6252 | 350.5672 | 1474.6252
5354 | 352.8702 | 1462.0914 | 352.8702 | 1462.0914
5355 | 358.2221 | 1443.7541 | 358.2221 | 1443.7541
5356 | 374.438 | 1410.7957 | 374.438 | 1410.7957
5357 | 396.7367 | 1400.7623 | 396.7367 | 1400.7623
5358 | 398.0038 | 1396.5492 | 398.0038 | 1396.5492
5359 | 382.0408 | 1379.9939 | 382.0408 | 1379.9939
5360 | 372.53 | 1359.0129 | 372.53 | 1359.0129
5361 | 363.8343 | 1350.8228 | 363.8343 | 1350.8228
5362 | 353.4437 | 1327.335 | 353.4437 | 1327.335
5363 | 331.7853 | 1296.3825 | 331.7853 | 1296.3825
5364 | 313.6909 | 1266.8187 | 313.6909 | 1266.8187
5365 | 300.0527 | 1235.4357 | 300.0527 | 1235.4357
5366 | 295.2265 | 1236.4841 | 295.2265 | 1236.4841
5367 | 288.7444 | 1248.4037 | 288.7444 | 1248.4037
5368 | 286.3701 | 1259.8757 | 286.3701 | 1259.8757
5369 | 290.3681 | 1292.4145 | 290.3681 | 1292.4145
5370 | 300.2119 | 1356.507 | 300.2119 | 1356.507
5371 | 315.78 | 1440.5331 | 315.78 | 1440.5331
5372 | 336.2944 | 1490.4702 | 336.2944 | 1490.4702
5373 | 348.3927 | 1522.781 | 348.3927 | 1522.781
5374 | 356.9139 | 1557.4129 | 356.9139 | 1557.4129
5375 | 379.4608 | 1589.2518 | 379.4608 | 1589.2518
5376 | 376.4199 | 1609.8021 | 376.4199 | 1609.8021
5377 | 361.9842 | 1610.6443 | 361.9842 | 1610.6443
5378 | 361.9546 | 1587.1766 | 361.9546 | 1587.1766
5379 | 371.4113 | 1561.1136 | 371.4113 | 1561.1136
5380 | 386.6453 | 1521.8698 | 386.6453 | 1521.8698
5381 | 412.0935 | 1502.4738 | 412.0935 | 1502.4738
5382 | 411.9458 | 1503.1057 | 411.9458 | 1503.1057
5383 | 395.0898 | 1511.7573 | 395.0898 | 1511.7573
5384 | 386.3384 | 1534.5774 | 386.3384 | 1534.5774
5385 | 373.7637 | 1576.2774 | 373.7637 | 1576.2774
5386 | 359.991 | 1594.8884 | 359.991 | 1594.8884
5387 | 339.1278 | 1594.3478 | 339.1278 | 1594.3478
5388 | 320.0345 | 1604.6895 | 320.0345 | 1604.6895
5389 | 305.6602 | 1596.8439 | 305.6602 | 1596.8439
5390 | 298.5732 | 1605.8145 | 298.5732 | 1605.8145
5391 | 293.7304 | 1613.8712 | 293.7304 | 1613.8712
5392 | 291.4394 | 1613.1326 | 291.4394 | 1613.1326
5393 | 292.4757 | 1627.1427 | 292.4757 | 1627.1427
5394 | 303.5562 | 1663.7694 | 303.5562 | 1663.7694
5395 | 319.2661 | 1705.6967 | 319.2661 | 1705.6967
5396 | 342.4618 | 1711.178 | 342.4618 | 1711.178
5397 | 355.4024 | 1691.9619 | 355.4024 | 1691.9619
5398 | 362.1643 | 1663.773 | 362.1643 | 1663.773
5399 | 383.2898 | 1640.5167 | 383.2898 | 1640.5167
5400 | 377.3267 | 1621.6199 | 377.3267 | 1621.6199
5401 | 363.0676 | 1578.5955 | 363.0676 | 1578.5955
5402 | 361.8611 | 1521.4422 | 361.8611 | 1521.4422
5403 | 368.1245 | 1475.9994 | 368.1245 | 1475.9994
5404 | 382.7134 | 1422.6135 | 382.7134 | 1422.6135
5405 | 407.3882 | 1396.3101 | 407.3882 | 1396.3101
5406 | 410.6365 | 1387.0229 | 410.6365 | 1387.0229
5407 | 392.2886 | 1380.1249 | 392.2886 | 1380.1249
5408 | 379.0191 | 1388.0827 | 379.0191 | 1388.0827
5409 | 370.7386 | 1419.9618 | 370.7386 | 1419.9618
5410 | 356.898 | 1419.4221 | 356.898 | 1419.4221
5411 | 336.5808 | 1406.9983 | 336.5808 | 1406.9983
5412 | 317.1067 | 1419.9916 | 317.1067 | 1419.9916
5413 | 304.3468 | 1428.0885 | 304.3468 | 1428.0885
5414 | 294.9798 | 1455.2605 | 294.9798 | 1455.2605
5415 | 289.6135 | 1482.7297 | 289.6135 | 1482.7297
5416 | 286.8377 | 1500.5526 | 286.8377 | 1500.5526
5417 | 290.1097 | 1528.0501 | 290.1097 | 1528.0501
5418 | 299.7651 | 1578.1314 | 299.7651 | 1578.1314
5419 | 311.8454 | 1637.9654 | 311.8454 | 1637.9654
5420 | 334.2953 | 1656.803 | 334.2953 | 1656.803
5421 | 348.5853 | 1636.8668 | 348.5853 | 1636.8668
5422 | 358.0382 | 1610.7403 | 358.0382 | 1610.7403
5423 | 379.7357 | 1598.8108 | 379.7357 | 1598.8108
5424 | 373.2301 | 1591.3061 | 373.2301 | 1591.3061
5425 | 358.7009 | 1553.0285 | 358.7009 | 1553.0285
5426 | 359.9774 | 1477.7393 | 359.9774 | 1477.7393
5427 | 367.946 | 1425.0617 | 367.946 | 1425.0617
5428 | 378.9475 | 1381.104 | 378.9475 | 1381.104
5429 | 401.3673 | 1356.732 | 401.3673 | 1356.732
5430 | 406.4128 | 1345.8407 | 406.4128 | 1345.8407
5431 | 386.8565 | 1349.8439 | 386.8565 | 1349.8439
5432 | 375.5475 | 1387.9517 | 375.5475 | 1387.9517
5433 | 366.7204 | 1448.9988 | 366.7204 | 1448.9988
5434 | 353.816 | 1472.7494 | 353.816 | 1472.7494
5435 | 333.2531 | 1465.2688 | 333.2531 | 1465.2688
5436 | 315.9104 | 1464.1201 | 315.9104 | 1464.1201
5437 | 303.2891 | 1449.1707 | 303.2891 | 1449.1707
5438 | 297.0703 | 1453.0999 | 297.0703 | 1453.0999
5439 | 291.0333 | 1461.1238 | 291.0333 | 1461.1238
5440 | 286.8561 | 1462.8404 | 286.8561 | 1462.8404
5441 | 288.7878 | 1480.026 | 288.7878 | 1480.026
5442 | 294.8613 | 1524.0511 | 294.8613 | 1524.0511
5443 | 303.7118 | 1575.6356 | 303.7118 | 1575.6356
5444 | 321.9008 | 1592.5745 | 321.9008 | 1592.5745
5445 | 336.1625 | 1584.8489 | 336.1625 | 1584.8489
5446 | 347.7572 | 1577.8076 | 347.7572 | 1577.8076
5447 | 367.7607 | 1576.8447 | 367.7607 | 1576.8447
5448 | 367.1966 | 1573.3012 | 367.1966 | 1573.3012
5449 | 356.2248 | 1556.4003 | 356.2248 | 1556.4003
5450 | 359.0675 | 1517.0883 | 359.0675 | 1517.0883
5451 | 361.1322 | 1462.3483 | 361.1322 | 1462.3483
5452 | 371.6376 | 1425.3961 | 371.6376 | 1425.3961
5453 | 392.7333 | 1414.9698 | 392.7333 | 1414.9698
5454 | 396.9389 | 1415.9618 | 396.9389 | 1415.9618
5455 | 380.8269 | 1418.4263 | 380.8269 | 1418.4263
5456 | 368.4156 | 1439.053 | 368.4156 | 1439.053
5457 | 358.5975 | 1458.4269 | 358.5975 | 1458.4269
5458 | 349.1529 | 1451.0126 | 349.1529 | 1451.0126
5459 | 332.1182 | 1425.396 | 332.1182 | 1425.396
5460 | 315.5993 | 1412.2004 | 315.5993 | 1412.2004
5461 | 302.3684 | 1394.141 | 302.3684 | 1394.141
5462 | 294.269 | 1402.2932 | 294.269 | 1402.2932
5463 | 288.6886 | 1414.1473 | 288.6886 | 1414.1473
5464 | 286.4137 | 1422.4112 | 286.4137 | 1422.4112
5465 | 287.053 | 1447.7153 | 287.053 | 1447.7153
5466 | 293.7392 | 1498.0913 | 293.7392 | 1498.0913
5467 | 298.2866 | 1553.2113 | 298.2866 | 1553.2113
5468 | 311.3763 | 1571.787 | 311.3763 | 1571.787
5469 | 324.9763 | 1564.8798 | 324.9763 | 1564.8798
5470 | 336.0986 | 1560.4574 | 336.0986 | 1560.4574
5471 | 358.0183 | 1561.2623 | 358.0183 | 1561.2623
5472 | 360.0195 | 1557.817 | 360.0195 | 1557.817
5473 | 349.0646 | 1535.7765 | 349.0646 | 1535.7765
5474 | 349.8074 | 1483.861 | 349.8074 | 1483.861
5475 | 354.0203 | 1429.3502 | 354.0203 | 1429.3502
5476 | 365.5883 | 1382.3152 | 365.5883 | 1382.3152
5477 | 389.4778 | 1366.0291 | 389.4778 | 1366.0291
5478 | 388.6385 | 1362.5689 | 388.6385 | 1362.5689
5479 | 373.6364 | 1361.9235 | 373.6364 | 1361.9235
5480 | 365.5397 | 1381.6009 | 365.5397 | 1381.6009
5481 | 357.2384 | 1417.0483 | 357.2384 | 1417.0483
5482 | 346.0585 | 1407.6043 | 346.0585 | 1407.6043
5483 | 328.1975 | 1376.2589 | 328.1975 | 1376.2589
5484 | 312.5601 | 1359.3641 | 312.5601 | 1359.3641
5485 | 301.2746 | 1330.0435 | 301.2746 | 1330.0435
5486 | 293.1989 | 1318.4557 | 293.1989 | 1318.4557
5487 | 288.5468 | 1308.2455 | 288.5468 | 1308.2455
5488 | 285.102 | 1293.9214 | 285.102 | 1293.9214
5489 | 286.9047 | 1296.1792 | 286.9047 | 1296.1792
5490 | 291.5801 | 1325.2439 | 291.5801 | 1325.2439
5491 | 297.4299 | 1362.4244 | 297.4299 | 1362.4244
5492 | 309.0401 | 1363.9773 | 309.0401 | 1363.9773
5493 | 323.0723 | 1351.6359 | 323.0723 | 1351.6359
5494 | 335.7952 | 1334.9374 | 335.7952 | 1334.9374
5495 | 353.5387 | 1323.4662 | 353.5387 | 1323.4662
5496 | 355.033 | 1308.0394 | 355.033 | 1308.0394
5497 | 345.7738 | 1272.9044 | 345.7738 | 1272.9044
5498 | 345.8116 | 1231.1044 | 345.8116 | 1231.1044
5499 | 350.7039 | 1201.3422 | 350.7039 | 1201.3422
5500 | 363.1088 | 1166.7143 | 363.1088 | 1166.7143
5501 | 388.3771 | 1156.157 | 388.3771 | 1156.157
5502 | 389.7923 | 1151.2237 | 389.7923 | 1151.2237
5503 | 374.0446 | 1136.7309 | 374.0446 | 1136.7309
5504 | 362.839 | 1115.8153 | 362.839 | 1115.8153
5505 | 358.2068 | 1107.7889 | 358.2068 | 1107.7889
5506 | 344.9776 | 1083.9737 | 344.9776 | 1083.9737
5507 | 328.5991 | 1045.7865 | 328.5991 | 1045.7865
5508 | 311.4574 | 1023.3592 | 311.4574 | 1023.3592
5509 | 300.35 | 992.5655 | 300.35 | 992.5655
5510 | 292.4965 | 985.9209 | 292.4965 | 985.9209
5511 | 287.7923 | 982.6835 | 287.7923 | 982.6835
5512 | 284.7189 | 975.6268 | 284.7189 | 975.6268
5513 | 286.6314 | 986.3306 | 286.6314 | 986.3306
5514 | 294.1343 | 1025.0525 | 294.1343 | 1025.0525
5515 | 302.0719 | 1082.3658 | 302.0719 | 1082.3658
5516 | 319.7466 | 1113.5777 | 319.7466 | 1113.5777
5517 | 332.3379 | 1130.9936 | 332.3379 | 1130.9936
5518 | 341.2506 | 1150.796 | 341.2506 | 1150.796
5519 | 360.5349 | 1164.8918 | 360.5349 | 1164.8918
5520 | 359.8652 | 1173.166 | 359.8652 | 1173.166
5521 | 350.2119 | 1173.288 | 350.2119 | 1173.288
5522 | 349.6559 | 1166.7122 | 349.6559 | 1166.7122
5523 | 355.2335 | 1167.7548 | 355.2335 | 1167.7548
5524 | 366.7809 | 1162.1312 | 366.7809 | 1162.1312
5525 | 392.1411 | 1177.9266 | 392.1411 | 1177.9266
5526 | 395.8282 | 1199.5424 | 395.8282 | 1199.5424
5527 | 377.3981 | 1216.4764 | 377.3981 | 1216.4764
5528 | 369.2288 | 1229.0827 | 369.2288 | 1229.0827
5529 | 358.6668 | 1252.9742 | 358.6668 | 1252.9742
5530 | 347.9169 | 1266.5765 | 347.9169 | 1266.5765
5531 | 327.6112 | 1282.4696 | 327.6112 | 1282.4696
5532 | 308.1233 | 1324.1071 | 308.1233 | 1324.1071
5533 | 295.918 | 1358.1966 | 295.918 | 1358.1966
5534 | 290.3292 | 1406.3853 | 290.3292 | 1406.3853
5535 | 286.2221 | 1446.2616 | 286.2221 | 1446.2616
5536 | 282.6043 | 1471.4501 | 282.6043 | 1471.4501
5537 | 285.7472 | 1508.1791 | 285.7472 | 1508.1791
5538 | 294.8675 | 1567.8849 | 294.8675 | 1567.8849
5539 | 307.8924 | 1632.6294 | 307.8924 | 1632.6294
5540 | 330.6894 | 1659.3237 | 330.6894 | 1659.3237
5541 | 342.9125 | 1667.2788 | 342.9125 | 1667.2788
5542 | 353.6152 | 1679.912 | 353.6152 | 1679.912
5543 | 373.6579 | 1693.0912 | 373.6579 | 1693.0912
5544 | 368.1629 | 1696.5204 | 368.1629 | 1696.5204
5545 | 355.2907 | 1668.1292 | 355.2907 | 1668.1292
5546 | 357.9887 | 1621.5497 | 357.9887 | 1621.5497
5547 | 363.231 | 1579.4132 | 363.231 | 1579.4132
5548 | 373.5992 | 1523.834 | 373.5992 | 1523.834
5549 | 399.3799 | 1495.5337 | 399.3799 | 1495.5337
5550 | 406.6989 | 1488.7999 | 406.6989 | 1488.7999
5551 | 387.1628 | 1482.5239 | 387.1628 | 1482.5239
5552 | 375.2217 | 1487.6663 | 375.2217 | 1487.6663
5553 | 365.6272 | 1528.1551 | 365.6272 | 1528.1551
5554 | 351.0152 | 1541.9211 | 351.0152 | 1541.9211
5555 | 330.8434 | 1530.2175 | 330.8434 | 1530.2175
5556 | 311.3648 | 1524.5839 | 311.3648 | 1524.5839
5557 | 297.8699 | 1497.653 | 297.8699 | 1497.653
5558 | 291.7978 | 1480.0746 | 291.7978 | 1480.0746
5559 | 287.1624 | 1454.0528 | 287.1624 | 1454.0528
5560 | 284.2187 | 1422.0511 | 284.2187 | 1422.0511
5561 | 287.6636 | 1413.5714 | 287.6636 | 1413.5714
5562 | 296.7631 | 1441.9813 | 296.7631 | 1441.9813
5563 | 310.9629 | 1493.8277 | 310.9629 | 1493.8277
5564 | 332.3103 | 1520.6203 | 332.3103 | 1520.6203
5565 | 345.457 | 1536.3338 | 345.457 | 1536.3338
5566 | 354.8191 | 1553.9429 | 354.8191 | 1553.9429
5567 | 376.0676 | 1566.631 | 376.0676 | 1566.631
5568 | 373.1719 | 1567.8997 | 373.1719 | 1567.8997
5569 | 357.8127 | 1545.7938 | 357.8127 | 1545.7938
5570 | 358.5221 | 1503.8301 | 358.5221 | 1503.8301
5571 | 363.5898 | 1460.8752 | 363.5898 | 1460.8752
5572 | 374.393 | 1412.9891 | 374.393 | 1412.9891
5573 | 400.1969 | 1396.081 | 400.1969 | 1396.081
5574 | 404.7476 | 1392.4899 | 404.7476 | 1392.4899
5575 | 385.7971 | 1384.1187 | 385.7971 | 1384.1187
5576 | 372.5605 | 1374.137 | 372.5605 | 1374.137
5577 | 362.6631 | 1384.8031 | 362.6631 | 1384.8031
5578 | 349.5401 | 1385.3437 | 349.5401 | 1385.3437
5579 | 328.8335 | 1377.4047 | 328.8335 | 1377.4047
5580 | 312.7514 | 1389.0886 | 312.7514 | 1389.0886
5581 | 299.2703 | 1391.8168 | 299.2703 | 1391.8168
5582 | 294.305 | 1415.2895 | 294.305 | 1415.2895
5583 | 287.2729 | 1436.5716 | 287.2729 | 1436.5716
5584 | 283.9322 | 1450.7935 | 283.9322 | 1450.7935
5585 | 287.6492 | 1479.3385 | 287.6492 | 1479.3385
5586 | 295.9343 | 1530.6966 | 295.9343 | 1530.6966
5587 | 307.6715 | 1587.5189 | 307.6715 | 1587.5189
5588 | 330.3354 | 1607.1094 | 330.3354 | 1607.1094
5589 | 341.7225 | 1610.0559 | 341.7225 | 1610.0559
5590 | 351.0647 | 1621.3468 | 351.0647 | 1621.3468
5591 | 375.8018 | 1638.7817 | 375.8018 | 1638.7817
5592 | 374.519 | 1655.0436 | 374.519 | 1655.0436
5593 | 359.4575 | 1655.3948 | 359.4575 | 1655.3948
5594 | 356.5119 | 1631.3705 | 356.5119 | 1631.3705
5595 | 362.8342 | 1602.0994 | 362.8342 | 1602.0994
5596 | 372.3786 | 1561.6771 | 372.3786 | 1561.6771
5597 | 394.5759 | 1543.6887 | 394.5759 | 1543.6887
5598 | 401.0946 | 1532.1427 | 401.0946 | 1532.1427
5599 | 385.8726 | 1513.9834 | 385.8726 | 1513.9834
5600 | 371.5196 | 1504.9183 | 371.5196 | 1504.9183
5601 | 362.401 | 1537.4849 | 362.401 | 1537.4849
5602 | 348.6571 | 1559.435 | 348.6571 | 1559.435
5603 | 329.4109 | 1550.0229 | 329.4109 | 1550.0229
5604 | 313.738 | 1545.4042 | 313.738 | 1545.4042
5605 | 301.5058 | 1525.1515 | 301.5058 | 1525.1515
5606 | 293.8897 | 1527.0511 | 293.8897 | 1527.0511
5607 | 288.124 | 1533.4055 | 288.124 | 1533.4055
5608 | 285.8803 | 1534.7947 | 285.8803 | 1534.7947
5609 | 286.6364 | 1544.9747 | 286.6364 | 1544.9747
5610 | 294.8598 | 1575.0214 | 294.8598 | 1575.0214
5611 | 303.0375 | 1614.7881 | 303.0375 | 1614.7881
5612 | 321.7 | 1631.7926 | 321.7 | 1631.7926
5613 | 335.8633 | 1645.9675 | 335.8633 | 1645.9675
5614 | 346.7445 | 1668.6507 | 346.7445 | 1668.6507
5615 | 366.2318 | 1689.8175 | 366.2318 | 1689.8175
5616 | 364.3588 | 1693.2468 | 364.3588 | 1693.2468
5617 | 355.9166 | 1662.4331 | 355.9166 | 1662.4331
5618 | 357.5825 | 1624.234 | 357.5825 | 1624.234
5619 | 362.4903 | 1587.3026 | 362.4903 | 1587.3026
5620 | 369.5457 | 1544.4906 | 369.5457 | 1544.4906
5621 | 390.7065 | 1530.8889 | 390.7065 | 1530.8889
5622 | 397.0117 | 1528.8691 | 397.0117 | 1528.8691
5623 | 380.7618 | 1527.3398 | 380.7618 | 1527.3398
5624 | 365.2621 | 1530.8782 | 365.2621 | 1530.8782
5625 | 354.5062 | 1549.7937 | 354.5062 | 1549.7937
5626 | 344.6813 | 1547.1589 | 344.6813 | 1547.1589
5627 | 329.0114 | 1530.2175 | 329.0114 | 1530.2175
5628 | 312.4118 | 1536.9582 | 312.4118 | 1536.9582
5629 | 300.5998 | 1534.8087 | 300.5998 | 1534.8087
5630 | 293.4866 | 1541.5205 | 293.4866 | 1541.5205
5631 | 288.1135 | 1542.277 | 288.1135 | 1542.277
5632 | 284.2165 | 1546.056 | 284.2165 | 1546.056
5633 | 285.1765 | 1574.0117 | 285.1765 | 1574.0117
5634 | 290.0998 | 1631.0332 | 290.0998 | 1631.0332
5635 | 295.1586 | 1697.3817 | 295.1586 | 1697.3817
5636 | 309.5103 | 1730.7542 | 309.5103 | 1730.7542
5637 | 322.3335 | 1742.474 | 322.3335 | 1742.474
5638 | 331.0372 | 1750.3277 | 331.0372 | 1750.3277
5639 | 352.3973 | 1750.8052 | 352.3973 | 1750.8052
5640 | 349.3081 | 1732.9886 | 349.3081 | 1732.9886
5641 | 341.192 | 1684.3991 | 341.192 | 1684.3991
5642 | 340.9234 | 1610.4848 | 340.9234 | 1610.4848
5643 | 344.6447 | 1532.6003 | 344.6447 | 1532.6003
5644 | 353.05 | 1445.1033 | 353.05 | 1445.1033
5645 | 372.569 | 1389.5992 | 372.569 | 1389.5992
5646 | 377.765 | 1359.8846 | 377.765 | 1359.8846
5647 | 364.3205 | 1341.758 | 364.3205 | 1341.758
5648 | 357.1248 | 1330.5978 | 357.1248 | 1330.5978
5649 | 347.1894 | 1335.1422 | 347.1894 | 1335.1422
5650 | 336.6451 | 1325.9928 | 336.6451 | 1325.9928
5651 | 319.4105 | 1309.1496 | 319.4105 | 1309.1496
5652 | 304.3189 | 1311.6674 | 304.3189 | 1311.6674
5653 | 292.9797 | 1307.0626 | 292.9797 | 1307.0626
5654 | 286.2352 | 1328.8986 | 286.2352 | 1328.8986
5655 | 281.4968 | 1359.0522 | 281.4968 | 1359.0522
5656 | 275.9601 | 1390.1332 | 275.9601 | 1390.1332
5657 | 278.0853 | 1440.6443 | 278.0853 | 1440.6443
5658 | 282.0773 | 1510.9893 | 282.0773 | 1510.9893
5659 | 287.0615 | 1578.6146 | 287.0615 | 1578.6146
5660 | 300.5441 | 1593.1965 | 300.5441 | 1593.1965
5661 | 311.0814 | 1586.1911 | 311.0814 | 1586.1911
5662 | 325.1282 | 1587.3666 | 325.1282 | 1587.3666
5663 | 342.6934 | 1593.3438 | 342.6934 | 1593.3438
5664 | 338.7428 | 1593.7614 | 338.7428 | 1593.7614
5665 | 331.6657 | 1574.7981 | 331.6657 | 1574.7981
5666 | 331.8999 | 1529.1352 | 331.8999 | 1529.1352
5667 | 337.4398 | 1482.5139 | 337.4398 | 1482.5139
5668 | 347.4842 | 1428.1132 | 347.4842 | 1428.1132
5669 | 371.3016 | 1400.9259 | 371.3016 | 1400.9259
5670 | 376.6648 | 1387.4158 | 376.6648 | 1387.4158
5671 | 363.9662 | 1372.3009 | 363.9662 | 1372.3009
5672 | 352.8461 | 1363.9888 | 352.8461 | 1363.9888
5673 | 343.899 | 1387.1928 | 343.899 | 1387.1928
5674 | 332.6985 | 1395.721 | 332.6985 | 1395.721
5675 | 316.5305 | 1377.863 | 316.5305 | 1377.863
5676 | 302.6306 | 1354.1918 | 302.6306 | 1354.1918
5677 | 290.382 | 1312.6278 | 290.382 | 1312.6278
5678 | 283.4607 | 1299.305 | 283.4607 | 1299.305
5679 | 279.0616 | 1290.7971 | 279.0616 | 1290.7971
5680 | 275.8167 | 1278.699 | 275.8167 | 1278.699
5681 | 277.645 | 1281.7425 | 277.645 | 1281.7425
5682 | 283.7047 | 1307.6645 | 283.7047 | 1307.6645
5683 | 290.2514 | 1337.8067 | 290.2514 | 1337.8067
5684 | 308.6749 | 1333.5653 | 308.6749 | 1333.5653
5685 | 318.8766 | 1321.4531 | 318.8766 | 1321.4531
5686 | 330.5126 | 1319.5186 | 330.5126 | 1319.5186
5687 | 352.2898 | 1322.8769 | 352.2898 | 1322.8769
5688 | 349.3292 | 1319.759 | 349.3292 | 1319.759
5689 | 336.8044 | 1285.4751 | 336.8044 | 1285.4751
5690 | 337.9222 | 1233.4287 | 337.9222 | 1233.4287
5691 | 344.0642 | 1199.9018 | 344.0642 | 1199.9018
5692 | 352.9409 | 1160.6908 | 352.9409 | 1160.6908
5693 | 377.9127 | 1149.5116 | 377.9127 | 1149.5116
5694 | 386.6523 | 1145.9532 | 386.6523 | 1145.9532
5695 | 372.6355 | 1136.1416 | 372.6355 | 1136.1416
5696 | 360.3315 | 1133.7548 | 360.3315 | 1133.7548
5697 | 349.839 | 1148.8074 | 349.839 | 1148.8074
5698 | 337.2761 | 1157.7285 | 337.2761 | 1157.7285
5699 | 316.8684 | 1166.1904 | 316.8684 | 1166.1904
5700 | 301.4724 | 1190.1504 | 301.4724 | 1190.1504
5701 | 289.2301 | 1196.0212 | 289.2301 | 1196.0212
5702 | 282.8045 | 1210.1315 | 282.8045 | 1210.1315
5703 | 280.5569 | 1209.6439 | 280.5569 | 1209.6439
5704 | 275.5685 | 1199.641 | 275.5685 | 1199.641
5705 | 279.646 | 1206.6128 | 279.646 | 1206.6128
5706 | 289.4008 | 1236.8887 | 289.4008 | 1236.8887
5707 | 298.5827 | 1270.5992 | 298.5827 | 1270.5992
5708 | 322.8991 | 1269.9588 | 322.8991 | 1269.9588
5709 | 334.5846 | 1249.2042 | 334.5846 | 1249.2042
5710 | 346.4266 | 1232.342 | 346.4266 | 1232.342
5711 | 366.623 | 1223.4897 | 366.623 | 1223.4897
5712 | 361.5791 | 1212.6132 | 361.5791 | 1212.6132
5713 | 348.4216 | 1196.7926 | 348.4216 | 1196.7926
5714 | 348.1148 | 1178.4645 | 348.1148 | 1178.4645
5715 | 355.2245 | 1166.4781 | 355.2245 | 1166.4781
5716 | 360.9293 | 1145.5012 | 360.9293 | 1145.5012
5717 | 388.3056 | 1142.5715 | 388.3056 | 1142.5715
5718 | 399.0925 | 1142.3849 | 399.0925 | 1142.3849
5719 | 381.9866 | 1133.7191 | 381.9866 | 1133.7191
5720 | 369.06 | 1117.7467 | 369.06 | 1117.7467
5721 | 360.1953 | 1110.6042 | 360.1953 | 1110.6042
5722 | 345.8647 | 1084.4321 | 345.8647 | 1084.4321
5723 | 325.465 | 1041.9563 | 325.465 | 1041.9563
5724 | 305.8906 | 1015.568 | 305.8906 | 1015.568
5725 | 294.4374 | 983.0065 | 294.4374 | 983.0065
5726 | 288.8119 | 979.079 | 288.8119 | 979.079
5727 | 283.73 | 985.6625 | 283.73 | 985.6625
5728 | 279.5095 | 994.0901 | 279.5095 | 994.0901
5729 | 282.2058 | 1021.031 | 282.2058 | 1021.031
5730 | 290.5353 | 1072.1927 | 290.5353 | 1072.1927
5731 | 301.2385 | 1128.3275 | 301.2385 | 1128.3275
5732 | 328.6881 | 1147.0996 | 328.6881 | 1147.0996
5733 | 339.8153 | 1149.5878 | 339.8153 | 1149.5878
5734 | 348.1291 | 1157.1796 | 348.1291 | 1157.1796
5735 | 370.7281 | 1166.3649 | 370.7281 | 1166.3649
5736 | 368.1881 | 1167.208 | 368.1881 | 1167.208
5737 | 351.6336 | 1150.5036 | 351.6336 | 1150.5036
5738 | 348.6325 | 1127.3633 | 348.6325 | 1127.3633
5739 | 353.1271 | 1108.4695 | 353.1271 | 1108.4695
5740 | 362.0244 | 1076.5586 | 362.0244 | 1076.5586
5741 | 383.7635 | 1068.5875 | 383.7635 | 1068.5875
5742 | 395.3029 | 1065.3893 | 395.3029 | 1065.3893
5743 | 378.8919 | 1062.6815 | 378.8919 | 1062.6815
5744 | 367.3574 | 1064.7467 | 367.3574 | 1064.7467
5745 | 357.6773 | 1092.632 | 357.6773 | 1092.632
5746 | 345.571 | 1102.2406 | 345.571 | 1102.2406
5747 | 324.3189 | 1094.9563 | 324.3189 | 1094.9563
5748 | 306.5572 | 1109.9793 | 306.5572 | 1109.9793
5749 | 295.1648 | 1118.4036 | 295.1648 | 1118.4036
5750 | 287.7373 | 1147.1796 | 287.7373 | 1147.1796
5751 | 283.1351 | 1167.5124 | 283.1351 | 1167.5124
5752 | 280.8914 | 1176.4637 | 280.8914 | 1176.4637
5753 | 284.0192 | 1198.3306 | 284.0192 | 1198.3306
5754 | 291.4948 | 1245.662 | 291.4948 | 1245.662
5755 | 299.9441 | 1301.6332 | 299.9441 | 1301.6332
5756 | 323.6582 | 1322.1731 | 323.6582 | 1322.1731
5757 | 336.7403 | 1327.9349 | 336.7403 | 1327.9349
5758 | 345.4015 | 1340.6335 | 345.4015 | 1340.6335
5759 | 371.3632 | 1355.384 | 371.3632 | 1355.384
5760 | 366.9885 | 1361.825 | 366.9885 | 1361.825
5761 | 351.6963 | 1353.8284 | 351.6963 | 1353.8284
5762 | 354.3364 | 1334.5182 | 354.3364 | 1334.5182
5763 | 357.0766 | 1314.1186 | 357.0766 | 1314.1186
5764 | 363.5036 | 1285.7433 | 363.5036 | 1285.7433
5765 | 384.9063 | 1283.2391 | 384.9063 | 1283.2391
5766 | 401.0067 | 1287.4065 | 401.0067 | 1287.4065
5767 | 381.9689 | 1290.6895 | 381.9689 | 1290.6895
5768 | 369.7452 | 1293.1148 | 369.7452 | 1293.1148
5769 | 360.4965 | 1309.2151 | 360.4965 | 1309.2151
5770 | 346.6913 | 1311.4907 | 346.6913 | 1311.4907
5771 | 329.3987 | 1305.254 | 329.3987 | 1305.254
5772 | 311.3154 | 1322.012 | 311.3154 | 1322.012
5773 | 298.8217 | 1338.7186 | 298.8217 | 1338.7186
5774 | 292.7708 | 1377.7738 | 292.7708 | 1377.7738
5775 | 287.1206 | 1402.0349 | 287.1206 | 1402.0349
5776 | 287.9013 | 1414.9473 | 287.9013 | 1414.9473
5777 | 291.3368 | 1437.5998 | 291.3368 | 1437.5998
5778 | 297.1496 | 1476.4526 | 297.1496 | 1476.4526
5779 | 302.4321 | 1522.3737 | 302.4321 | 1522.3737
5780 | 321.3183 | 1533.9112 | 321.3183 | 1533.9112
5781 | 333.8558 | 1524.8107 | 333.8558 | 1524.8107
5782 | 345.8734 | 1506.639 | 345.8734 | 1506.639
5783 | 367.2449 | 1470.3537 | 367.2449 | 1470.3537
5784 | 368.3581 | 1418.3933 | 368.3581 | 1418.3933
5785 | 356.6122 | 1373.0446 | 356.6122 | 1373.0446
5786 | 356.9842 | 1320.147 | 356.9842 | 1320.147
5787 | 361.065 | 1263.3447 | 361.065 | 1263.3447
5788 | 368.3631 | 1214.9348 | 368.3631 | 1214.9348
5789 | 386.8393 | 1199.0742 | 386.8393 | 1199.0742
5790 | 397.3295 | 1194.7957 | 397.3295 | 1194.7957
5791 | 381.955 | 1185.7698 | 381.955 | 1185.7698
5792 | 369.3195 | 1175.5917 | 369.3195 | 1175.5917
5793 | 360.3139 | 1181.8056 | 360.3139 | 1181.8056
5794 | 348.8818 | 1175.2097 | 348.8818 | 1175.2097
5795 | 332.4992 | 1159.6432 | 332.4992 | 1159.6432
5796 | 313.4324 | 889.3222 | 313.4324 | 889.3222
5797 | 302.3077 | 896.1567 | 302.3077 | 896.1567
5798 | 297.1558 | 910.8714 | 297.1558 | 910.8714
5799 | 293.076 | 928.4295 | 293.076 | 928.4295
5800 | 291.4069 | 954.599 | 291.4069 | 954.599
5801 | 293.6681 | 997.5273 | 293.6681 | 997.5273
5802 | 297.5431 | 1049.1707 | 297.5431 | 1049.1707
5803 | 298.9432 | 1080.4861 | 298.9432 | 1080.4861
5804 | 311.6627 | 1093.3372 | 311.6627 | 1093.3372
5805 | 327.7337 | 1103.5181 | 327.7337 | 1103.5181
5806 | 336.8155 | 1114.2036 | 336.8155 | 1114.2036
5807 | 357.1923 | 1121.9093 | 357.1923 | 1121.9093
5808 | 356.0835 | 1122.126 | 356.0835 | 1122.126
5809 | 348.3834 | 1102.6828 | 348.3834 | 1102.6828
5810 | 347.9385 | 1069.8351 | 347.9385 | 1069.8351
5811 | 347.1953 | 1030.2559 | 347.1953 | 1030.2559
5812 | 352.1249 | 996.788 | 352.1249 | 996.788
5813 | 368.0168 | 979.7918 | 368.0168 | 979.7918
5814 | 384.1538 | 969.1929 | 384.1538 | 969.1929
5815 | 371.1204 | 956.5875 | 371.1204 | 956.5875
5816 | 360.301 | 961.1223 | 360.301 | 961.1223
5817 | 352.3665 | 976.0786 | 352.3665 | 976.0786
5818 | 343.6349 | 977.1806 | 343.6349 | 977.1806
5819 | 324.2825 | 978.1634 | 324.2825 | 978.1634
5820 | 311.1433 | 978.6386 | 311.1433 | 978.6386
5821 | 299.0096 | 989.3806 | 299.0096 | 989.3806
5822 | 292.0447 | 1004.776 | 292.0447 | 1004.776
5823 | 287.481 | 1019.1325 | 287.481 | 1019.1325
5824 | 284.5168 | 1043.0584 | 284.5168 | 1043.0584
5825 | 285.8365 | 1084.9531 | 285.8365 | 1084.9531
5826 | 289.0572 | 1140.8568 | 289.0572 | 1140.8568
5827 | 295.0179 | 1174.3402 | 295.0179 | 1174.3402
5828 | 312.8939 | 1184.4183 | 312.8939 | 1184.4183
5829 | 326.0256 | 1187.6415 | 326.0256 | 1187.6415
5830 | 336.7658 | 1192.6045 | 336.7658 | 1192.6045
5831 | 355.0598 | 1192.0919 | 355.0598 | 1192.0919
5832 | 354.0157 | 1178.9225 | 354.0157 | 1178.9225
5833 | 343.0391 | 1147.4041 | 343.0391 | 1147.4041
5834 | 343.9152 | 1109.0859 | 343.9152 | 1109.0859
5835 | 346.36 | 1069.3303 | 346.36 | 1069.3303
5836 | 354.7327 | 1045.3159 | 354.7327 | 1045.3159
5837 | 375.9213 | 1037.2185 | 375.9213 | 1037.2185
5838 | 386.2964 | 1028.3843 | 386.2964 | 1028.3843
5839 | 373.5703 | 1018.1486 | 373.5703 | 1018.1486
5840 | 362.1656 | 1020.9691 | 362.1656 | 1020.9691
5841 | 353.9714 | 1027.6316 | 353.9714 | 1027.6316
5842 | 341.3744 | 1022.3556 | 341.3744 | 1022.3556
5843 | 325.4312 | 1023.767 | 325.4312 | 1023.767
5844 | 309.8129 | 1025.8808 | 309.8129 | 1025.8808
5845 | 298.9359 | 1039.7739 | 298.9359 | 1039.7739
5846 | 292.6671 | 1054.1105 | 292.6671 | 1054.1105
5847 | 287.7615 | 1053.165 | 287.7615 | 1053.165
5848 | 286.2026 | 1049.8649 | 286.2026 | 1049.8649
5849 | 288.6845 | 1065.5671 | 288.6845 | 1065.5671
5850 | 291.6669 | 1101.127 | 291.6669 | 1101.127
5851 | 301.8658 | 1116.8883 | 301.8658 | 1116.8883
5852 | 321.8185 | 1108.5384 | 321.8185 | 1108.5384
5853 | 333.3141 | 1094.3168 | 333.3141 | 1094.3168
5854 | 341.3408 | 1085.4146 | 341.3408 | 1085.4146
5855 | 363.8524 | 1074.9192 | 363.8524 | 1074.9192
5856 | 359.1549 | 1058.7498 | 359.1549 | 1058.7498
5857 | 345.762 | 1034.2396 | 345.762 | 1034.2396
5858 | 343.9601 | 1011.9293 | 343.9601 | 1011.9293
5859 | 347.6865 | 991.1059 | 347.6865 | 991.1059
5860 | 354.6263 | 982.9229 | 354.6263 | 982.9229
5861 | 371.7868 | 986.1445 | 371.7868 | 986.1445
5862 | 390.5708 | 984.5201 | 390.5708 | 984.5201
5863 | 375.4286 | 975.0407 | 375.4286 | 975.0407
5864 | 362.6684 | 970.8027 | 362.6684 | 970.8027
5865 | 352.9982 | 972.9779 | 352.9982 | 972.9779
5866 | 342.9031 | 971.4077 | 342.9031 | 971.4077
5867 | 322.4856 | 972.1636 | 322.4856 | 972.1636
5868 | 307.6546 | 966.9919 | 307.6546 | 966.9919
5869 | 295.7952 | 966.4654 | 295.7952 | 966.4654
5870 | 289.1291 | 967.0629 | 289.1291 | 967.0629
5871 | 284.5968 | 963.8233 | 284.5968 | 963.8233
5872 | 282.3118 | 968.4641 | 282.3118 | 968.4641
5873 | 286.3571 | 991.83 | 286.3571 | 991.83
5874 | 291.5355 | 1031.9527 | 291.5355 | 1031.9527
5875 | 303.383 | 1051.445 | 303.383 | 1051.445
5876 | 328.1929 | 1046.2462 | 328.1929 | 1046.2462
5877 | 341.3978 | 1035.7304 | 341.3978 | 1035.7304
5878 | 350.2688 | 1029.6769 | 350.2688 | 1029.6769
5879 | 373.2298 | 1021.2235 | 373.2298 | 1021.2235
5880 | 369.0156 | 1004.6507 | 369.0156 | 1004.6507
5881 | 352.9394 | 968.4434 | 352.9394 | 968.4434
5882 | 354.0288 | 940.5871 | 354.0288 | 940.5871
5883 | 355.9079 | 926.1416 | 355.9079 | 926.1416
5884 | 363.2394 | 927.5886 | 363.2394 | 927.5886
5885 | 380.4907 | 941.3224 | 380.4907 | 941.3224
5886 | 395.6916 | 946.3281 | 395.6916 | 946.3281
5887 | 377.333 | 941.4116 | 377.333 | 941.4116
5888 | 366.7854 | 940.1734 | 366.7854 | 940.1734
5889 | 358.2392 | 939.2479 | 358.2392 | 939.2479
5890 | 343.2324 | 929.2325 | 343.2324 | 929.2325
5891 | 323.3412 | 924.8458 | 323.3412 | 924.8458
5892 | 305.8832 | 916.523 | 305.8832 | 916.523
5893 | 292.994 | 914.0553 | 292.994 | 914.0553
5894 | 286.7945 | 916.4931 | 286.7945 | 916.4931
5895 | 282.334 | 918.6483 | 282.334 | 918.6483
5896 | 281.7244 | 931.7342 | 281.7244 | 931.7342
5897 | 285.572 | 964.3015 | 285.572 | 964.3015
5898 | 289.9318 | 1009.6677 | 289.9318 | 1009.6677
5899 | 303.9697 | 1032.9414 | 303.9697 | 1032.9414
5900 | 326.6769 | 1032.5576 | 326.6769 | 1032.5576
5901 | 340.0236 | 1025.4954 | 340.0236 | 1025.4954
5902 | 351.9055 | 1023.2737 | 351.9055 | 1023.2737
5903 | 375.9604 | 1021.1226 | 375.9604 | 1021.1226
5904 | 369.9615 | 1007.1212 | 369.9615 | 1007.1212
5905 | 354.3691 | 976.5356 | 354.3691 | 976.5356
5906 | 354.7953 | 966.9812 | 354.7953 | 966.9812
5907 | 357.9541 | 963.9303 | 357.9541 | 963.9303
5908 | 365.0605 | 970.52 | 365.0605 | 970.52
5909 | 382.174 | 990.1276 | 382.174 | 990.1276
5910 | 400.194 | 998.1079 | 400.194 | 998.1079
5911 | 385.3725 | 992.6368 | 385.3725 | 992.6368
5912 | 371.434 | 994.4238 | 371.434 | 994.4238
5913 | 361.6798 | 1001.0862 | 361.6798 | 1001.0862
5914 | 345.0723 | 1005.1125 | 345.0723 | 1005.1125
5915 | 325.4014 | 1012.4732 | 325.4014 | 1012.4732
5916 | 306.9781 | 1015.066 | 306.9781 | 1015.066
5917 | 294.4467 | 1025.6315 | 294.4467 | 1025.6315
5918 | 287.0108 | 1045.1612 | 287.0108 | 1045.1612
5919 | 282.7466 | 1071.593 | 282.7466 | 1071.593
5920 | 281.2238 | 1114.3754 | 281.2238 | 1114.3754
5921 | 283.827 | 1169.0512 | 283.827 | 1169.0512
5922 | 287.7281 | 1226.8709 | 287.7281 | 1226.8709
5923 | 301.6304 | 1258.993 | 301.6304 | 1258.993
5924 | 325.151 | 1269.903 | 325.151 | 1269.903
5925 | 340.4087 | 1277.2605 | 340.4087 | 1277.2605
5926 | 350.7631 | 1287.2905 | 350.7631 | 1287.2905
5927 | 373.4132 | 1287.8872 | 373.4132 | 1287.8872
5928 | 366.9881 | 1268.7935 | 366.9881 | 1268.7935
5929 | 349.9589 | 1230.0149 | 349.9589 | 1230.0149
5930 | 350.9989 | 1180.7307 | 350.9989 | 1180.7307
5931 | 350.4257 | 1124.8915 | 350.4257 | 1124.8915
5932 | 355.2571 | 1093.39 | 355.2571 | 1093.39
5933 | 372.5143 | 1079.2172 | 372.5143 | 1079.2172
5934 | 390.6108 | 1063.5008 | 390.6108 | 1063.5008
5935 | 377.5578 | 1047.1645 | 377.5578 | 1047.1645
5936 | 364.3981 | 1043.8592 | 364.3981 | 1043.8592
5937 | 353.087 | 1046.6646 | 353.087 | 1046.6646
5938 | 339.8694 | 1043.0524 | 339.8694 | 1043.0524
5939 | 321.4288 | 1046.4049 | 321.4288 | 1046.4049
5940 | 303.7625 | 1049.88 | 303.7625 | 1049.88
5941 | 293.121 | 1061.9077 | 293.121 | 1061.9077
5942 | 287.8052 | 1076.6728 | 287.8052 | 1076.6728
5943 | 282.9115 | 1088.332 | 282.9115 | 1088.332
5944 | 280.7476 | 1104.2161 | 280.7476 | 1104.2161
5945 | 283.6948 | 1131.6659 | 283.6948 | 1131.6659
5946 | 285.696 | 1172.7465 | 285.696 | 1172.7465
5947 | 294.0145 | 1194.0287 | 294.0145 | 1194.0287
5948 | 314.2144 | 1195.2835 | 314.2144 | 1195.2835
5949 | 328.1094 | 1195.7841 | 328.1094 | 1195.7841
5950 | 340.1839 | 1206.7469 | 340.1839 | 1206.7469
5951 | 357.4198 | 1218.5113 | 357.4198 | 1218.5113
5952 | 353.4259 | 1219.585 | 353.4259 | 1219.585
5953 | 343.2393 | 1194.5202 | 343.2393 | 1194.5202
5954 | 342.3058 | 1152.6727 | 342.3058 | 1152.6727
5955 | 347.1585 | 1109.3122 | 347.1585 | 1109.3122
5956 | 351.8468 | 1080.6341 | 351.8468 | 1080.6341
5957 | 368.8548 | 1072.0073 | 368.8548 | 1072.0073
5958 | 385.412 | 1064.61 | 385.412 | 1064.61
5959 | 369.9134 | 1054.5508 | 369.9134 | 1054.5508
5960 | 358.1237 | 1057.3713 | 358.1237 | 1057.3713
5961 | 348.6577 | 1066.1009 | 348.6577 | 1066.1009
5962 | 335.969 | 1065.4635 | 335.969 | 1065.4635
5963 | 321.0544 | 1068.1353 | 321.0544 | 1068.1353
5964 | 303.812 | 1069.7954 | 303.812 | 1069.7954
5965 | 292.9326 | 1080.739 | 292.9326 | 1080.739
5966 | 289.4623 | 1096.2856 | 289.4623 | 1096.2856
5967 | 282.0781 | 1111.3228 | 282.0781 | 1111.3228
5968 | 279.2056 | 1134.9966 | 279.2056 | 1134.9966
5969 | 280.007 | 1174.1687 | 280.007 | 1174.1687
5970 | 280.497 | 1219.5098 | 280.497 | 1219.5098
5971 | 286.6298 | 1236.0526 | 286.6298 | 1236.0526
5972 | 300.2636 | 1224.9296 | 300.2636 | 1224.9296
5973 | 315.4185 | 1215.5482 | 315.4185 | 1215.5482
5974 | 328.7761 | 1213.6038 | 328.7761 | 1213.6038
5975 | 346.3795 | 1209.1334 | 346.3795 | 1209.1334
5976 | 345.8997 | 1199.9218 | 345.8997 | 1199.9218
5977 | 338.8566 | 1182.0416 | 338.8566 | 1182.0416
5978 | 337.9124 | 1161.7985 | 337.9124 | 1161.7985
5979 | 339.4622 | 1134.9248 | 339.4622 | 1134.9248
5980 | 345.5231 | 1111.9692 | 345.5231 | 1111.9692
5981 | 355.4849 | 1101.0988 | 355.4849 | 1101.0988
5982 | 368.6283 | 1081.5254 | 368.6283 | 1081.5254
5983 | 363.8801 | 1054.8533 | 363.8801 | 1054.8533
5984 | 355.8261 | 1037.3552 | 355.8261 | 1037.3552
5985 | 347.6351 | 1029.1693 | 347.6351 | 1029.1693
5986 | 334.5063 | 1015.9777 | 334.5063 | 1015.9777
5987 | 319.9791 | 1012.0194 | 319.9791 | 1012.0194
5988 | 304.7039 | 1003.3941 | 304.7039 | 1003.3941
5989 | 291.8262 | 1001.5063 | 291.8262 | 1001.5063
5990 | 287.0571 | 1004.3474 | 287.0571 | 1004.3474
5991 | 281.7566 | 1010.5866 | 281.7566 | 1010.5866
5992 | 279.7928 | 1027.2017 | 279.7928 | 1027.2017
5993 | 279.8737 | 1063.7773 | 279.8737 | 1063.7773
5994 | 282.4893 | 1121.5717 | 282.4893 | 1121.5717
5995 | 288.5636 | 1162.1137 | 288.5636 | 1162.1137
5996 | 302.651 | 1182.4268 | 302.651 | 1182.4268
5997 | 315.8646 | 1196.4143 | 315.8646 | 1196.4143
5998 | 329.4727 | 1206.2175 | 329.4727 | 1206.2175
5999 | 346.0342 | 1209.209 | 346.0342 | 1209.209
6000 | 343.4974 | 1189.1574 | 343.4974 | 1189.1574
6001 | 337.8927 | 1148.841 | 337.8927 | 1148.841
6002 | 338.4746 | 1099.8845 | 338.4746 | 1099.8845
6003 | 340.7365 | 1056.7004 | 340.7365 | 1056.7004
6004 | 345.8588 | 1035.0305 | 345.8588 | 1035.0305
6005 | 353.7316 | 1033.8405 | 353.7316 | 1033.8405
6006 | 360.4161 | 1032.4682 | 360.4161 | 1032.4682
6007 | 362.9212 | 1027.4508 | 362.9212 | 1027.4508
6008 | 354.0018 | 1029.6159 | 354.0018 | 1029.6159
6009 | 346.046 | 1033.6062 | 346.046 | 1033.6062
6010 | 333.9325 | 1030.2965 | 333.9325 | 1030.2965
6011 | 316.0634 | 1033.9767 | 316.0634 | 1033.9767
6012 | 303.871 | 1043.3761 | 303.871 | 1043.3761
6013 | 291.6796 | 1068.6638 | 291.6796 | 1068.6638
6014 | 285.5736 | 1098.0503 | 285.5736 | 1098.0503
6015 | 279.6914 | 1121.7595 | 279.6914 | 1121.7595
6016 | 279.2666 | 1147.8029 | 279.2666 | 1147.8029
6017 | 279.1914 | 1189.6472 | 279.1914 | 1189.6472
6018 | 286.7476 | 1239.9545 | 286.7476 | 1239.9545
6019 | 295.9136 | 1254.4301 | 295.9136 | 1254.4301
6020 | 313.4551 | 1231.358 | 313.4551 | 1231.358
6021 | 322.9599 | 1202.994 | 322.9599 | 1202.994
6022 | 334.0608 | 1183.6804 | 334.0608 | 1183.6804
6023 | 352.5022 | 1161.4627 | 352.5022 | 1161.4627
6024 | 353.8357 | 1129.7896 | 353.8357 | 1129.7896
6025 | 342.0952 | 1091.0613 | 342.0952 | 1091.0613
6026 | 340.4764 | 1055.012 | 340.4764 | 1055.012
6027 | 343.4681 | 1013.6934 | 343.4681 | 1013.6934
6028 | 349.2951 | 987.2589 | 349.2951 | 987.2589
6029 | 359.0497 | 983.1194 | 359.0497 | 983.1194
6030 | 367.6702 | 976.68 | 367.6702 | 976.68
6031 | 370.955 | 960.7975 | 370.955 | 960.7975
6032 | 360.7138 | 950.005 | 360.7138 | 950.005
6033 | 351.5739 | 938.1891 | 351.5739 | 938.1891
6034 | 334.9813 | 914.6868 | 334.9813 | 914.6868
6035 | 315.9881 | 896.5105 | 315.9881 | 896.5105
6036 | 300.3453 | 875.1545 | 300.3453 | 875.1545
6037 | 288.0203 | 863.914 | 288.0203 | 863.914
6038 | 281.2256 | 859.5201 | 281.2256 | 859.5201
6039 | 279.3545 | 857.5158 | 279.3545 | 857.5158
6040 | 277.6477 | 869.5933 | 277.6477 | 869.5933
6041 | 281.6936 | 901.3539 | 281.6936 | 901.3539
6042 | 290.6551 | 947.0983 | 290.6551 | 947.0983
6043 | 303.3727 | 970.8257 | 303.3727 | 970.8257
6044 | 327.3597 | 971.8284 | 327.3597 | 971.8284
6045 | 341.7459 | 967.8922 | 341.7459 | 967.8922
6046 | 354.8852 | 968.0654 | 354.8852 | 968.0654
6047 | 372.2759 | 966.4941 | 372.2759 | 966.4941
6048 | 369.4178 | 956.1481 | 369.4178 | 956.1481
6049 | 354.696 | 935.6714 | 354.696 | 935.6714
6050 | 351.3978 | 916.5626 | 351.3978 | 916.5626
6051 | 354.3225 | 898.7895 | 354.3225 | 898.7895
6052 | 358.6189 | 894.7661 | 358.6189 | 894.7661
6053 | 367.5708 | 903.8866 | 367.5708 | 903.8866
6054 | 373.8597 | 907.8839 | 373.8597 | 907.8839
6055 | 376.5402 | 904.5052 | 376.5402 | 904.5052
6056 | 369.8196 | 908.4853 | 369.8196 | 908.4853
6057 | 359.9275 | 916.0805 | 359.9275 | 916.0805
6058 | 340.4373 | 912.7457 | 340.4373 | 912.7457
6059 | 321.9512 | 912.4428 | 321.9512 | 912.4428
6060 | 304.5815 | 908.1283 | 304.5815 | 908.1283
6061 | 292.0598 | 914.988 | 292.0598 | 914.988
6062 | 284.8947 | 929.2742 | 284.8947 | 929.2742
6063 | 281.6635 | 939.7989 | 281.6635 | 939.7989
6064 | 280.2919 | 957.2208 | 280.2919 | 957.2208
6065 | 282.9871 | 993.1661 | 282.9871 | 993.1661
6066 | 293.124 | 1042.2381 | 293.124 | 1042.2381
6067 | 306.6308 | 1068.3857 | 306.6308 | 1068.3857
6068 | 330.4078 | 1071.8337 | 330.4078 | 1071.8337
6069 | 346.0787 | 1070.7461 | 346.0787 | 1070.7461
6070 | 355.0858 | 1075.3813 | 355.0858 | 1075.3813
6071 | 372.9052 | 1081.8266 | 372.9052 | 1081.8266
6072 | 368.8715 | 1064.8001 | 368.8715 | 1064.8001
6073 | 349.8362 | 1026.8533 | 349.8362 | 1026.8533
6074 | 348.0798 | 996.0727 | 348.0798 | 996.0727
6075 | 352.3349 | 964.7874 | 352.3349 | 964.7874
6076 | 353.5311 | 959.6296 | 353.5311 | 959.6296
6077 | 361.7276 | 970.4139 | 361.7276 | 970.4139
6078 | 370.6366 | 974.8902 | 370.6366 | 974.8902
6079 | 372.9879 | 969.3687 | 372.9879 | 969.3687
6080 | 366.8327 | 968.1305 | 366.8327 | 968.1305
6081 | 357.4227 | 961.4572 | 357.4227 | 961.4572
6082 | 340.5066 | 946.2992 | 340.5066 | 946.2992
6083 | 318.4513 | 936.3916 | 318.4513 | 936.3916
6084 | 302.1568 | 925.4975 | 302.1568 | 925.4975
6085 | 290.6077 | 928.6262 | 290.6077 | 928.6262
6086 | 286.0345 | 938.652 | 286.0345 | 938.652
6087 | 279.9938 | 949.5801 | 279.9938 | 949.5801
6088 | 279.6779 | 971.0355 | 279.6779 | 971.0355
6089 | 283.3271 | 1008.5437 | 283.3271 | 1008.5437
6090 | 290.3349 | 1054.5654 | 290.3349 | 1054.5654
6091 | 305.3015 | 1074.6123 | 305.3015 | 1074.6123
6092 | 328.7022 | 1070.5732 | 328.7022 | 1070.5732
6093 | 342.0592 | 1061.9228 | 342.0592 | 1061.9228
6094 | 355.6929 | 1057.9365 | 355.6929 | 1057.9365
6095 | 369.5458 | 1049.0797 | 369.5458 | 1049.0797
6096 | 367.2126 | 1021.3393 | 367.2126 | 1021.3393
6097 | 350.3606 | 978.5019 | 350.3606 | 978.5019
6098 | 346.8893 | 952.4859 | 346.8893 | 952.4859
6099 | 350.0115 | 919.9905 | 350.0115 | 919.9905
6100 | 352.7777 | 894.4888 | 352.7777 | 894.4888
6101 | 360.9257 | 897.1053 | 360.9257 | 897.1053
6102 | 366.0041 | 900.5228 | 366.0041 | 900.5228
6103 | 370.1074 | 898.8331 | 370.1074 | 898.8331
6104 | 361.4681 | 906.9223 | 361.4681 | 906.9223
6105 | 351.1969 | 933.248 | 351.1969 | 933.248
6106 | 336.3976 | 967.1977 | 336.3976 | 967.1977
6107 | 319.7479 | 997.2468 | 319.7479 | 997.2468
6108 | 303.8687 | 1005.9655 | 303.8687 | 1005.9655
6109 | 291.9006 | 1006.4473 | 291.9006 | 1006.4473
6110 | 284.968 | 1005.6331 | 284.968 | 1005.6331
6111 | 280.5794 | 1003.3515 | 280.5794 | 1003.3515
6112 | 280.4977 | 1012.4795 | 280.4977 | 1012.4795
6113 | 282.3641 | 1040.5091 | 282.3641 | 1040.5091
6114 | 289.6391 | 1084.0099 | 289.6391 | 1084.0099
6115 | 297.925 | 1110.5104 | 297.925 | 1110.5104
6116 | 318.1147 | 1117.0339 | 318.1147 | 1117.0339
6117 | 335.8498 | 1119.8285 | 335.8498 | 1119.8285
6118 | 347.3283 | 1128.0183 | 347.3283 | 1128.0183
6119 | 362.6645 | 1128.5141 | 362.6645 | 1128.5141
6120 | 358.6402 | 1107.7819 | 358.6402 | 1107.7819
6121 | 348.1728 | 1066.0285 | 348.1728 | 1066.0285
6122 | 344.4513 | 1029.3489 | 344.4513 | 1029.3489
6123 | 342.5859 | 986.6942 | 342.5859 | 986.6942
6124 | 347.5194 | 952.6718 | 347.5194 | 952.6718
6125 | 349.4961 | 939.6082 | 349.4961 | 939.6082
6126 | 355.8276 | 926.5892 | 355.8276 | 926.5892
6127 | 362.1123 | 907.7572 | 362.1123 | 907.7572
6128 | 359.4155 | 901.4267 | 359.4155 | 901.4267
6129 | 347.0199 | 905.7699 | 347.0199 | 905.7699
6130 | 331.0457 | 905.8635 | 331.0457 | 905.8635
6131 | 315.2405 | 911.1067 | 315.2405 | 911.1067
6132 | 299.7565 | 916.5986 | 299.7565 | 916.5986
6133 | 289.1666 | 930.4161 | 289.1666 | 930.4161
6134 | 283.2164 | 941.425 | 283.2164 | 941.425
6135 | 279.808 | 939.1687 | 279.808 | 939.1687
6136 | 279.8383 | 934.5828 | 279.8383 | 934.5828
6137 | 280.0156 | 947.8398 | 280.0156 | 947.8398
6138 | 284.7463 | 968.3245 | 284.7463 | 968.3245
6139 | 289.8933 | 962.91 | 289.8933 | 962.91
6140 | 304.6714 | 949.6443 | 304.6714 | 949.6443
6141 | 317.5838 | 936.9856 | 317.5838 | 936.9856
6142 | 328.9196 | 926.7726 | 328.9196 | 926.7726
6143 | 344.1981 | 908.1094 | 344.1981 | 908.1094
6144 | 336.9789 | 879.4614 | 336.9789 | 879.4614
6145 | 327.8747 | 840.2038 | 327.8747 | 840.2038
6146 | 325.6865 | 786.2559 | 325.6865 | 786.2559
6147 | 325.8613 | 748.9203 | 325.8613 | 748.9203
6148 | 328.708 | 733.0738 | 328.708 | 733.0738
6149 | 340.2746 | 725.6318 | 340.2746 | 725.6318
6150 | 343.5974 | 709.865 | 343.5974 | 709.865
6151 | 351.5448 | 688.6885 | 351.5448 | 688.6885
6152 | 350.0126 | 677.7448 | 350.0126 | 677.7448
6153 | 339.1328 | 669.4834 | 339.1328 | 669.4834
6154 | 325.9173 | 650.3423 | 325.9173 | 650.3423
6155 | 309.7275 | 637.4096 | 309.7275 | 637.4096
6156 | 295.1995 | 622.4567 | 295.1995 | 622.4567
6157 | 284.7168 | 618.7286 | 284.7168 | 618.7286
6158 | 277.9645 | 622.5025 | 277.9645 | 622.5025
6159 | 273.7425 | 626.2459 | 273.7425 | 626.2459
6160 | 273.4021 | 639.0293 | 273.4021 | 639.0293
6161 | 274.7599 | 669.7058 | 274.7599 | 669.7058
6162 | 278.0043 | 711.7445 | 278.0043 | 711.7445
6163 | 286.1373 | 728.3881 | 286.1373 | 728.3881
6164 | 300.3616 | 718.8785 | 300.3616 | 718.8785
6165 | 311.3316 | 705.9174 | 311.3316 | 705.9174
6166 | 324.7275 | 697.9984 | 324.7275 | 697.9984
6167 | 340.3507 | 685.9148 | 340.3507 | 685.9148
6168 | 339.4878 | 669.3673 | 339.4878 | 669.3673
6169 | 332.1251 | 648.7393 | 332.1251 | 648.7393
6170 | 330.8738 | 632.9078 | 330.8738 | 632.9078
6171 | 334.17 | 612.7146 | 334.17 | 612.7146
6172 | 337.54 | 603.4729 | 337.54 | 603.4729
6173 | 344.6879 | 609.9969 | 344.6879 | 609.9969
6174 | 349.5283 | 614.9269 | 349.5283 | 614.9269
6175 | 354.333 | 614.5733 | 354.333 | 614.5733
6176 | 351.9908 | 622.4104 | 351.9908 | 622.4104
6177 | 343.0528 | 633.6106 | 343.0528 | 633.6106
6178 | 327.1934 | 634.4604 | 327.1934 | 634.4604
6179 | 310.7753 | 645.1488 | 310.7753 | 645.1488
6180 | 295.5725 | 657.1699 | 295.5725 | 657.1699
6181 | 284.1993 | 678.9788 | 284.1993 | 678.9788
6182 | 277.8685 | 705.2141 | 277.8685 | 705.2141
6183 | 274.5501 | 722.1672 | 274.5501 | 722.1672
6184 | 274.4096 | 740.9504 | 274.4096 | 740.9504
6185 | 276.26 | 777.652 | 276.26 | 777.652
6186 | 283.1985 | 826.6988 | 283.1985 | 826.6988
6187 | 293.4789 | 850.9556 | 293.4789 | 850.9556
6188 | 315.1222 | 851.1768 | 315.1222 | 851.1768
6189 | 328.7714 | 852.3077 | 328.7714 | 852.3077
6190 | 341.8944 | 862.4637 | 341.8944 | 862.4637
6191 | 359.7673 | 868.8838 | 359.7673 | 868.8838
6192 | 354.1687 | 868.8736 | 354.1687 | 868.8736
6193 | 341.38 | 861.1275 | 341.38 | 861.1275
6194 | 338.8563 | 856.6402 | 338.8563 | 856.6402
6195 | 341.6202 | 848.0684 | 341.6202 | 848.0684
6196 | 344.579 | 849.2381 | 344.579 | 849.2381
6197 | 351.7842 | 864.7114 | 351.7842 | 864.7114
6198 | 358.5145 | 877.179 | 358.5145 | 877.179
6199 | 361.6492 | 886.3545 | 361.6492 | 886.3545
6200 | 359.0502 | 907.2753 | 359.0502 | 907.2753
6201 | 350.6328 | 933.1724 | 350.6328 | 933.1724
6202 | 332.2543 | 954.2149 | 332.2543 | 954.2149
6203 | 313.0444 | 993.7427 | 313.0444 | 993.7427
6204 | 297.2452 | 1028.9311 | 297.2452 | 1028.9311
6205 | 284.5873 | 1060.4708 | 284.5873 | 1060.4708
6206 | 279.3615 | 1088.143 | 279.3615 | 1088.143
6207 | 275.2437 | 1110.4153 | 275.2437 | 1110.4153
6208 | 275.476 | 1139.5091 | 275.476 | 1139.5091
6209 | 278.6573 | 1182.4878 | 278.6573 | 1182.4878
6210 | 288.1585 | 1234.963 | 288.1585 | 1234.963
6211 | 302.6615 | 1264.9172 | 302.6615 | 1264.9172
6212 | 328.1836 | 1273.6339 | 328.1836 | 1273.6339
6213 | 340.8575 | 1276.3025 | 340.8575 | 1276.3025
6214 | 351.5587 | 1286.0553 | 351.5587 | 1286.0553
6215 | 369.327 | 1286.5763 | 369.327 | 1286.5763
6216 | 361.2935 | 1252.3319 | 361.2935 | 1252.3319
6217 | 345.5718 | 1212.3684 | 345.5718 | 1212.3684
6218 | 343.6001 | 1167.6975 | 343.6001 | 1167.6975
6219 | 343.9002 | 1113.4465 | 343.9002 | 1113.4465
6220 | 346.2567 | 1073.6259 | 346.2567 | 1073.6259
6221 | 354.6658 | 1056.6297 | 354.6658 | 1056.6297
6222 | 361.7586 | 1040.1822 | 361.7586 | 1040.1822
6223 | 362.3118 | 1021.9804 | 362.3118 | 1021.9804
6224 | 358.9797 | 1017.1373 | 358.9797 | 1017.1373
6225 | 349.7611 | 1022.0855 | 349.7611 | 1022.0855
6226 | 332.5097 | 1032.9939 | 332.5097 | 1032.9939
6227 | 310.5113 | 1052.6316 | 310.5113 | 1052.6316
6228 | 293.905 | 1051.6195 | 293.905 | 1051.6195
6229 | 283.6686 | 1054.597 | 283.6686 | 1054.597
6230 | 276.9511 | 1067.3202 | 276.9511 | 1067.3202
6231 | 273.783 | 1083.3405 | 273.783 | 1083.3405
6232 | 273.3473 | 1104.4177 | 273.3473 | 1104.4177
6233 | 276.7482 | 1138.3463 | 276.7482 | 1138.3463
6234 | 285.227 | 1182.0236 | 285.227 | 1182.0236
6235 | 299.5666 | 1207.5157 | 299.5666 | 1207.5157
6236 | 323.8658 | 1202.8463 | 323.8658 | 1202.8463
6237 | 336.0976 | 1178.188 | 336.0976 | 1178.188
6238 | 344.5526 | 1151.3873 | 344.5526 | 1151.3873
6239 | 363.2383 | 1120.0942 | 363.2383 | 1120.0942
6240 | 354.5999 | 1083.2785 | 354.5999 | 1083.2785
6241 | 340.8719 | 1040.9957 | 340.8719 | 1040.9957
6242 | 337.3582 | 1004.1901 | 337.3582 | 1004.1901
6243 | 340.2043 | 969.9553 | 340.2043 | 969.9553
6244 | 341.0549 | 953.6045 | 341.0549 | 953.6045
6245 | 348.2921 | 951.8095 | 348.2921 | 951.8095
6246 | 354.2401 | 943.908 | 354.2401 | 943.908
6247 | 356.3149 | 926.8406 | 356.3149 | 926.8406
6248 | 356.0229 | 915.0649 | 356.0229 | 915.0649
6249 | 345.692 | 903.728 | 345.692 | 903.728
6250 | 330.6976 | 884.839 | 330.6976 | 884.839
6251 | 311.002 | 876.8977 | 311.002 | 876.8977
6252 | 292.698 | 863.9364 | 292.698 | 863.9364
6253 | 279.679 | 857.9394 | 279.679 | 857.9394
6254 | 273.1901 | 857.6294 | 273.1901 | 857.6294
6255 | 270.4946 | 872.6918 | 270.4946 | 872.6918
6256 | 271.5462 | 902.1385 | 271.5462 | 902.1385
6257 | 274.2017 | 944.7643 | 274.2017 | 944.7643
6258 | 281.3806 | 1003.0125 | 281.3806 | 1003.0125
6259 | 294.6611 | 1046.3527 | 294.6611 | 1046.3527
6260 | 319.858 | 1077.0772 | 319.858 | 1077.0772
6261 | 331.4357 | 1109.3163 | 331.4357 | 1109.3163
6262 | 343.5369 | 1149.6983 | 343.5369 | 1149.6983
6263 | 362.7442 | 1190.6802 | 362.7442 | 1190.6802
6264 | 356.284 | 1204.1317 | 356.284 | 1204.1317
6265 | 342.4832 | 1192.1506 | 342.4832 | 1192.1506
6266 | 341.5725 | 1159.5045 | 341.5725 | 1159.5045
6267 | 341.1243 | 1122.0933 | 341.1243 | 1122.0933
6268 | 343.1891 | 1101.2553 | 343.1891 | 1101.2553
6269 | 349.0962 | 1092.4773 | 349.0962 | 1092.4773
6270 | 352.0237 | 1076.534 | 352.0237 | 1076.534
6271 | 351.6419 | 1054.45 | 351.6419 | 1054.45
6272 | 350.0174 | 1041.8172 | 350.0174 | 1041.8172
6273 | 339.4331 | 1035.5473 | 339.4331 | 1035.5473
6274 | 325.6666 | 1027.4731 | 325.6666 | 1027.4731
6275 | 307.9945 | 1024.7501 | 307.9945 | 1024.7501
6276 | 289.2969 | 1010.0998 | 289.2969 | 1010.0998
6277 | 278.8638 | 1002.5903 | 278.8638 | 1002.5903
6278 | 271.5779 | 998.0199 | 271.5779 | 998.0199
6279 | 267.955 | 991.2258 | 267.955 | 991.2258
6280 | 266.5774 | 994.8078 | 266.5774 | 994.8078
6281 | 268.8439 | 1017.7703 | 268.8439 | 1017.7703
6282 | 275.7153 | 1054.4898 | 275.7153 | 1054.4898
6283 | 286.058 | 1069.4697 | 286.058 | 1069.4697
6284 | 307.143 | 1062.3802 | 307.143 | 1062.3802
6285 | 323.5244 | 1050.8812 | 323.5244 | 1050.8812
6286 | 336.2468 | 1041.1219 | 336.2468 | 1041.1219
6287 | 354.1085 | 1024.2738 | 354.1085 | 1024.2738
6288 | 350.3323 | 1002.0542 | 350.3323 | 1002.0542
6289 | 335.8407 | 973.208 | 335.8407 | 973.208
6290 | 333.0378 | 943.7382 | 333.0378 | 943.7382
6291 | 334.255 | 901.7138 | 334.255 | 901.7138
6292 | 336.9196 | 860.7084 | 336.9196 | 860.7084
6293 | 343.029 | 837.6871 | 343.029 | 837.6871
6294 | 345.5553 | 816.2482 | 345.5553 | 816.2482
6295 | 346.9538 | 796.2061 | 346.9538 | 796.2061
6296 | 345.8793 | 787.2287 | 345.8793 | 787.2287
6297 | 336.7649 | 783.757 | 336.7649 | 783.757
6298 | 322.7353 | 775.7584 | 322.7353 | 775.7584
6299 | 307.4197 | 779.7916 | 307.4197 | 779.7916
6300 | 290.3985 | 786.317 | 290.3985 | 786.317
6301 | 277.971 | 807.5713 | 277.971 | 807.5713
6302 | 272.1744 | 834.4369 | 272.1744 | 834.4369
6303 | 268.4443 | 858.499 | 268.4443 | 858.499
6304 | 266.9194 | 891.6514 | 266.9194 | 891.6514
6305 | 268.7858 | 944.6634 | 268.7858 | 944.6634
6306 | 271.5261 | 1005.9115 | 271.5261 | 1005.9115
6307 | 276.6022 | 1035.8909 | 276.6022 | 1035.8909
6308 | 293.6157 | 1041.3808 | 293.6157 | 1041.3808
6309 | 310.2138 | 1042.5621 | 310.2138 | 1042.5621
6310 | 325.4403 | 1049.4158 | 325.4403 | 1049.4158
6311 | 342.0392 | 1050.9452 | 342.0392 | 1050.9452
6312 | 340.3994 | 1039.2883 | 340.3994 | 1039.2883
6313 | 331.4255 | 1016.6436 | 331.4255 | 1016.6436
6314 | 326.0688 | 987.7284 | 326.0688 | 987.7284
6315 | 326.281 | 964.258 | 326.281 | 964.258
6316 | 328.6932 | 965.1252 | 328.6932 | 965.1252
6317 | 336.6316 | 982.8169 | 336.6316 | 982.8169
6318 | 337.3991 | 992.335 | 337.3991 | 992.335
6319 | 340.8712 | 988.7798 | 340.8712 | 988.7798
6320 | 345.2372 | 991.0205 | 345.2372 | 991.0205
6321 | 335.1374 | 993.0192 | 335.1374 | 993.0192
6322 | 321.0951 | 993.5162 | 321.0951 | 993.5162
6323 | 305.4039 | 1023.9686 | 305.4039 | 1023.9686
6324 | 289.6339 | 1049.6784 | 289.6339 | 1049.6784
6325 | 279.0143 | 1074.4871 | 279.0143 | 1074.4871
6326 | 274.123 | 1096.9159 | 274.123 | 1096.9159
6327 | 269.3676 | 1107.9196 | 269.3676 | 1107.9196
6328 | 268.2111 | 1114.7031 | 268.2111 | 1114.7031
6329 | 269.1823 | 1126.6996 | 269.1823 | 1126.6996
6330 | 274.0161 | 1150.8145 | 274.0161 | 1150.8145
6331 | 280.6848 | 1159.0886 | 280.6848 | 1159.0886
6332 | 298.5989 | 1146.6044 | 298.5989 | 1146.6044
6333 | 314.2643 | 1127.2401 | 314.2643 | 1127.2401
6334 | 324.6308 | 1111.1281 | 324.6308 | 1111.1281
6335 | 341.7252 | 1086.1878 | 341.7252 | 1086.1878
6336 | 339.9655 | 1056.4306 | 339.9655 | 1056.4306
6337 | 327.932 | 1016.2654 | 327.932 | 1016.2654
6338 | 325.545 | 971.4937 | 325.545 | 971.4937
6339 | 327.4624 | 926.2676 | 327.4624 | 926.2676
6340 | 328.4424 | 887.6571 | 328.4424 | 887.6571
6341 | 335.2841 | 859.3418 | 335.2841 | 859.3418
6342 | 339.4524 | 829.0293 | 339.4524 | 829.0293
6343 | 342.6283 | 793.5087 | 342.6283 | 793.5087
6344 | 346.5842 | 771.246 | 346.5842 | 771.246
6345 | 336.8585 | 754.968 | 336.8585 | 754.968
6346 | 319.491 | 730.5078 | 319.491 | 730.5078
6347 | 304.0158 | 720.9279 | 304.0158 | 720.9279
6348 | 287.3092 | 725.3862 | 287.3092 | 725.3862
6349 | 277.1454 | 759.5224 | 277.1454 | 759.5224
6350 | 270.5022 | 809.6057 | 270.5022 | 809.6057
6351 | 267.8357 | 855.4739 | 267.8357 | 855.4739
6352 | 266.2786 | 900.4495 | 266.2786 | 900.4495
6353 | 267.0585 | 954.8228 | 267.0585 | 954.8228
6354 | 272.6882 | 1017.4574 | 272.6882 | 1017.4574
6355 | 282.4374 | 1056.5121 | 282.4374 | 1056.5121
6356 | 304.3565 | 1063.2877 | 304.3565 | 1063.2877
6357 | 317.4907 | 1059.0238 | 317.4907 | 1059.0238
6358 | 328.9199 | 1063.0288 | 328.9199 | 1063.0288
6359 | 348.8209 | 1055.0795 | 348.8209 | 1055.0795
6360 | 345.4298 | 1040.5235 | 345.4298 | 1040.5235
6361 | 329.4306 | 1027.0298 | 329.4306 | 1027.0298
6362 | 329.1848 | 1020.1476 | 329.1848 | 1020.1476
6363 | 332.1109 | 1013.6934 | 332.1109 | 1013.6934
6364 | 332.7868 | 1018.6697 | 332.7868 | 1018.6697
6365 | 341.1017 | 1035.4035 | 341.1017 | 1035.4035
6366 | 343.1553 | 1044.9468 | 343.1553 | 1044.9468
6367 | 342.7029 | 1045.5763 | 342.7029 | 1045.5763
6368 | 342.8432 | 1050.6657 | 342.8432 | 1050.6657
6369 | 337.4344 | 1053.0173 | 337.4344 | 1053.0173
6370 | 321.9391 | 1041.8172 | 321.9391 | 1041.8172
6371 | 304.9805 | 1043.1025 | 304.9805 | 1043.1025
6372 | 287.7036 | 1046.8801 | 287.7036 | 1046.8801
6373 | 275.5092 | 1064.4538 | 275.5092 | 1064.4538
6374 | 269.692 | 1084.5885 | 269.692 | 1084.5885
6375 | 267.5255 | 1093.399 | 267.5255 | 1093.399
6376 | 266.7789 | 1108.6781 | 266.7789 | 1108.6781
6377 | 269.3016 | 1139.2034 | 269.3016 | 1139.2034
6378 | 276.9245 | 1178.1161 | 276.9245 | 1178.1161
6379 | 291.7465 | 1189.012 | 291.7465 | 1189.012
6380 | 313.7553 | 1176.4269 | 313.7553 | 1176.4269
6381 | 328.224 | 1162.0289 | 328.224 | 1162.0289
6382 | 342.2546 | 1152.4209 | 342.2546 | 1152.4209
6383 | 357.8135 | 1139.581 | 357.8135 | 1139.581
6384 | 355.028 | 1119.5546 | 355.028 | 1119.5546
6385 | 338.2321 | 1087.9102 | 338.2321 | 1087.9102
6386 | 336.7319 | 1057.9867 | 336.7319 | 1057.9867
6387 | 336.8659 | 1028.7685 | 336.8659 | 1028.7685
6388 | 340.7052 | 1011.4346 | 340.7052 | 1011.4346
6389 | 348.2487 | 1006.564 | 348.2487 | 1006.564
6390 | 348.7654 | 995.8643 | 348.7654 | 995.8643
6391 | 349.1461 | 975.5953 | 349.1461 | 975.5953
6392 | 353.4716 | 956.8115 | 353.4716 | 956.8115
6393 | 342.7265 | 939.7016 | 342.7265 | 939.7016
6394 | 323.1262 | 914.9389 | 323.1262 | 914.9389
6395 | 303.335 | 903.7456 | 303.335 | 903.7456
6396 | 286.8536 | 896.8597 | 286.8536 | 896.8597
6397 | 275.8755 | 906.0639 | 275.8755 | 906.0639
6398 | 270.1746 | 925.7449 | 270.1746 | 925.7449
6399 | 266.3462 | 940.8073 | 266.3462 | 940.8073
6400 | 267.0303 | 956.7418 | 267.0303 | 956.7418
6401 | 268.7247 | 984.721 | 268.7247 | 984.721
6402 | 275.7739 | 1018.4658 | 275.7739 | 1018.4658
6403 | 289.7208 | 1026.0089 | 289.7208 | 1026.0089
6404 | 312.6879 | 1012.7935 | 312.6879 | 1012.7935
6405 | 327.7202 | 1005.2272 | 327.7202 | 1005.2272
6406 | 340.2609 | 1014.4757 | 340.2609 | 1014.4757
6407 | 357.1046 | 1013.585 | 357.1046 | 1013.585
6408 | 352.6219 | 1001.1214 | 352.6219 | 1001.1214
6409 | 336.4595 | 983.8463 | 336.4595 | 983.8463
6410 | 334.9137 | 971.3676 | 334.9137 | 971.3676
6411 | 337.3508 | 960.9556 | 337.3508 | 960.9556
6412 | 340.7715 | 956.5792 | 340.7715 | 956.5792
6413 | 346.7711 | 954.885 | 346.7711 | 954.885
6414 | 346.642 | 939.8241 | 346.642 | 939.8241
6415 | 344.9883 | 914.5133 | 344.9883 | 914.5133
6416 | 346.9389 | 894.9732 | 346.9389 | 894.9732
6417 | 342.3003 | 878.3674 | 342.3003 | 878.3674
6418 | 324.5921 | 866.1589 | 324.5921 | 866.1589
6419 | 304.0947 | 873.4945 | 304.0947 | 873.4945
6420 | 287.3273 | 879.0872 | 287.3273 | 879.0872
6421 | 275.2126 | 904.0976 | 275.2126 | 904.0976
6422 | 269.6067 | 934.7194 | 269.6067 | 934.7194
6423 | 267.1296 | 963.1679 | 267.1296 | 963.1679
6424 | 266.2791 | 998.1859 | 266.2791 | 998.1859
6425 | 268.9954 | 1048.3996 | 268.9954 | 1048.3996
6426 | 274.9222 | 1109.3956 | 274.9222 | 1109.3956
6427 | 290.0505 | 1145.0723 | 290.0505 | 1145.0723
6428 | 315.3016 | 1156.9654 | 315.3016 | 1156.9654
6429 | 330.4752 | 1157.1383 | 330.4752 | 1157.1383
6430 | 341.7575 | 1154.0595 | 341.7575 | 1154.0595
6431 | 357.6933 | 1128.7158 | 357.6933 | 1128.7158
6432 | 352.3938 | 1082.2953 | 352.3938 | 1082.2953
6433 | 335.7867 | 1023.8786 | 335.7867 | 1023.8786
6434 | 330.2695 | 961.3091 | 330.2695 | 961.3091
6435 | 334.0627 | 913.3605 | 334.0627 | 913.3605
6436 | 336.1693 | 885.4891 | 336.1693 | 885.4891
6437 | 344.142 | 872.8792 | 344.142 | 872.8792
6438 | 341.3818 | 852.4991 | 341.3818 | 852.4991
6439 | 339.382 | 824.4657 | 339.382 | 824.4657
6440 | 342.7844 | 804.4466 | 342.7844 | 804.4466
6441 | 336.1454 | 785.7738 | 336.1454 | 785.7738
6442 | 322.5636 | 759.4733 | 322.5636 | 759.4733
6443 | 303.3919 | 747.6497 | 303.3919 | 747.6497
6444 | 286.677 | 731.3356 | 286.677 | 731.3356
6445 | 275.478 | 719.969 | 275.478 | 719.969
6446 | 269.0356 | 710.8106 | 269.0356 | 710.8106
6447 | 265.3141 | 697.4369 | 265.3141 | 697.4369
6448 | 264.4708 | 691.2629 | 264.4708 | 691.2629
6449 | 265.2731 | 707.545 | 265.2731 | 707.545
6450 | 268.8916 | 746.6593 | 268.8916 | 746.6593
6451 | 280.0117 | 765.8239 | 280.0117 | 765.8239
6452 | 299.5405 | 761.6083 | 299.5405 | 761.6083
6453 | 315.9199 | 757.067 | 315.9199 | 757.067
6454 | 329.9605 | 756.2066 | 329.9605 | 756.2066
6455 | 348.6093 | 737.8964 | 348.6093 | 737.8964
6456 | 346.5599 | 700.6772 | 346.5599 | 700.6772
6457 | 331.6869 | 665.68 | 331.6869 | 665.68
6458 | 327.2793 | 643.6218 | 327.2793 | 643.6218
6459 | 323.219 | 623.0504 | 323.219 | 623.0504
6460 | 326.4216 | 615.8758 | 326.4216 | 615.8758
6461 | 332.1673 | 618.8453 | 332.1673 | 618.8453
6462 | 335.158 | 610.5909 | 335.158 | 610.5909
6463 | 333.1199 | 587.9271 | 333.1199 | 587.9271
6464 | 338.3507 | 568.8155 | 338.3507 | 568.8155
6465 | 327.4455 | 551.8821 | 327.4455 | 551.8821
6466 | 313.4044 | 531.8083 | 313.4044 | 531.8083
6467 | 299.3843 | 524.2199 | 299.3843 | 524.2199
6468 | 285.3023 | 514.6619 | 285.3023 | 514.6619
6469 | 275.299 | 534.8573 | 275.299 | 534.8573
6470 | 268.3022 | 606.7214 | 268.3022 | 606.7214
6471 | 263.2587 | 701.6973 | 263.2587 | 701.6973
6472 | 262.711 | 784.8145 | 262.711 | 784.8145
6473 | 262.6025 | 850.7841 | 262.6025 | 850.7841
6474 | 262.5114 | 911.528 | 262.5114 | 911.528
6475 | 266.74 | 941.2048 | 266.74 | 941.2048
6476 | 280.493 | 947.4259 | 280.493 | 947.4259
6477 | 294.1273 | 956.6993 | 294.1273 | 956.6993
6478 | 305.9616 | 975.0484 | 305.9616 | 975.0484
6479 | 319.8479 | 985.4515 | 319.8479 | 985.4515
6480 | 319.8537 | 985.6429 | 319.8537 | 985.6429
6481 | 312.1912 | 975.8297 | 312.1912 | 975.8297
6482 | 308.2629 | 967.0064 | 308.2629 | 967.0064
6483 | 307.5612 | 956.6448 | 307.5612 | 956.6448
6484 | 311.0466 | 955.6213 | 311.0466 | 955.6213
6485 | 315.5178 | 968.4728 | 315.5178 | 968.4728
6486 | 316.5828 | 972.4449 | 316.5828 | 972.4449
6487 | 319.9049 | 966.1419 | 319.9049 | 966.1419
6488 | 328.2371 | 967.6767 | 328.2371 | 967.6767
6489 | 322.0889 | 964.6084 | 322.0889 | 964.6084
6490 | 312.2879 | 946.148 | 312.2879 | 946.148
6491 | 295.4097 | 942.0889 | 295.4097 | 942.0889
6492 | 279.567 | 938.9088 | 279.567 | 938.9088
6493 | 269.5447 | 948.5164 | 269.5447 | 948.5164
6494 | 263.9805 | 966.7856 | 263.9805 | 966.7856
6495 | 260.8217 | 982.5538 | 260.8217 | 982.5538
6496 | 259.5926 | 1006.1268 | 259.5926 | 1006.1268
6497 | 260.2639 | 1041.7948 | 260.2639 | 1041.7948
6498 | 260.8174 | 1089.6316 | 260.8174 | 1089.6316
6499 | 268.7537 | 1117.7454 | 268.7537 | 1117.7454
6500 | 284.7721 | 1117.8406 | 284.7721 | 1117.8406
6501 | 301.0287 | 1104.4005 | 301.0287 | 1104.4005
6502 | 314.3526 | 1091.969 | 314.3526 | 1091.969
6503 | 334.8746 | 1064.9615 | 334.8746 | 1064.9615
6504 | 333.1988 | 1027.9189 | 333.1988 | 1027.9189
6505 | 322.2175 | 988.9386 | 322.2175 | 988.9386
6506 | 316.0055 | 956.1412 | 316.0055 | 956.1412
6507 | 317.3953 | 927.3768 | 317.3953 | 927.3768
6508 | 316.4743 | 916.3704 | 316.4743 | 916.3704
6509 | 325.8002 | 919.3904 | 325.8002 | 919.3904
6510 | 326.639 | 914.514 | 326.639 | 914.514
6511 | 327.5781 | 898.9339 | 327.5781 | 898.9339
6512 | 333.9524 | 888.3431 | 333.9524 | 888.3431
6513 | 326.5537 | 879.5523 | 326.5537 | 879.5523
6514 | 310.6518 | 861.2179 | 310.6518 | 861.2179
6515 | 293.4277 | 852.8481 | 293.4277 | 852.8481
6516 | 277.6947 | 844.0211 | 277.6947 | 844.0211
6517 | 266.6963 | 846.57 | 266.6963 | 846.57
6518 | 261.1314 | 853.3942 | 261.1314 | 853.3942
6519 | 258.4819 | 857.5662 | 258.4819 | 857.5662
6520 | 257.425 | 870.3496 | 257.425 | 870.3496
6521 | 257.7909 | 903.9 | 257.7909 | 903.9
6522 | 260.4593 | 953.451 | 260.4593 | 953.451
6523 | 270.9983 | 981.0859 | 270.9983 | 981.0859
6524 | 293.8107 | 982.6432 | 293.8107 | 982.6432
6525 | 311.0377 | 978.4045 | 311.0377 | 978.4045
6526 | 323.0105 | 979.7877 | 323.0105 | 979.7877
6527 | 340.8 | 971.3091 | 340.8 | 971.3091
6528 | 338.0888 | 952.9717 | 338.0888 | 952.9717
6529 | 326.3867 | 923.2936 | 326.3867 | 923.2936
6530 | 321.642 | 901.6135 | 321.642 | 901.6135
6531 | 326.1714 | 882.0757 | 326.1714 | 882.0757
6532 | 330.8283 | 873.2374 | 330.8283 | 873.2374
6533 | 336.4836 | 876.2825 | 336.4836 | 876.2825
6534 | 335.0094 | 870.9271 | 335.0094 | 870.9271
6535 | 332.637 | 857.5403 | 332.637 | 857.5403
6536 | 340.5523 | 850.983 | 340.5523 | 850.983
6537 | 334.0901 | 846.5785 | 334.0901 | 846.5785
6538 | 318.8037 | 841.8824 | 318.8037 | 841.8824
6539 | 299.5143 | 856.9067 | 299.5143 | 856.9067
6540 | 281.138 | 528.1382 | 281.138 | 528.1382
6541 | 269.4222 | 533.339 | 269.4222 | 533.339
6542 | 261.6323 | 534.9164 | 261.6323 | 534.9164
6543 | 258.1761 | 535.2386 | 258.1761 | 535.2386
6544 | 256.4665 | 547.1957 | 256.4665 | 547.1957
6545 | 257.9071 | 588.3109 | 257.9071 | 588.3109
6546 | 261.3485 | 633.1521 | 261.3485 | 633.1521
6547 | 276.4117 | 642.8264 | 276.4117 | 642.8264
6548 | 296.7908 | 634.5202 | 296.7908 | 634.5202
6549 | 313.2987 | 629.5875 | 313.2987 | 629.5875
6550 | 329.1434 | 635.0948 | 329.1434 | 635.0948
6551 | 351.3829 | 626.4409 | 351.3829 | 626.4409
6552 | 347.6078 | 607.3951 | 347.6078 | 607.3951
6553 | 330.6492 | 584.1457 | 330.6492 | 584.1457
6554 | 329.1727 | 575.7039 | 329.1727 | 575.7039
6555 | 333.5582 | 560.0703 | 333.5582 | 560.0703
6556 | 333.6361 | 568.3252 | 333.6361 | 568.3252
6557 | 342.0024 | 575.6953 | 342.0024 | 575.6953
6558 | 339.421 | 572.9978 | 339.421 | 572.9978
6559 | 337.6109 | 564.8871 | 337.6109 | 564.8871
6560 | 347.482 | 566.9759 | 347.482 | 566.9759
6561 | 336.9471 | 553.7038 | 336.9471 | 553.7038
6562 | 321.5852 | 534.2033 | 321.5852 | 534.2033
6563 | 303.1987 | 535.5182 | 303.1987 | 535.5182
6564 | 285.4825 | 522.0884 | 285.4825 | 522.0884
6565 | 273.5547 | 526.3848 | 273.5547 | 526.3848
6566 | 266.3939 | 527.0734 | 266.3939 | 527.0734
6567 | 262.2166 | 526.3042 | 262.2166 | 526.3042
6568 | 260.6944 | 537.9806 | 260.6944 | 537.9806
6569 | 262.8203 | 579.7819 | 262.8203 | 579.7819
6570 | 264.72 | 627.991 | 264.72 | 627.991
6571 | 280.784 | 642.5769 | 280.784 | 642.5769
6572 | 307.8695 | 638.8549 | 307.8695 | 638.8549
6573 | 322.1097 | 637.1186 | 322.1097 | 637.1186
6574 | 336.1123 | 646.259 | 336.1123 | 646.259
6575 | 354.5597 | 638.0884 | 354.5597 | 638.0884
6576 | 350.2997 | 620.8045 | 350.2997 | 620.8045
6577 | 333.3397 | 591.022 | 333.3397 | 591.022
6578 | 329.2682 | 567.2373 | 329.2682 | 567.2373
6579 | 333.5236 | 538.4904 | 333.5236 | 538.4904
6580 | 334.4488 | 538.3099 | 334.4488 | 538.3099
6581 | 340.2547 | 540.6125 | 340.2547 | 540.6125
6582 | 339.5425 | 536.4649 | 339.5425 | 536.4649
6583 | 336.3633 | 527.3095 | 336.3633 | 527.3095
6584 | 339.0658 | 526.4513 | 339.0658 | 526.4513
6585 | 333.8263 | 508.6107 | 333.8263 | 508.6107
6586 | 317.6674 | 493.6787 | 317.6674 | 493.6787
6587 | 297.0698 | 508.1069 | 297.0698 | 508.1069
6588 | 280.3378 | 497.047 | 280.3378 | 497.047
6589 | 267.817 | 492.5182 | 267.817 | 492.5182
6590 | 261.5078 | 477.287 | 261.5078 | 477.287
6591 | 255.821 | 456.7622 | 255.821 | 456.7622
6592 | 254.1059 | 445.4555 | 254.1059 | 445.4555
6593 | 254.8291 | 465.1936 | 254.8291 | 465.1936
6594 | 256.2195 | 496.3915 | 256.2195 | 496.3915
6595 | 271.6262 | 497.1469 | 271.6262 | 497.1469
6596 | 295.8892 | 488.1703 | 295.8892 | 488.1703
6597 | 308.8413 | 486.6055 | 308.8413 | 486.6055
6598 | 323.985 | 496.7906 | 323.985 | 496.7906
6599 | 345.2787 | 482.6325 | 345.2787 | 482.6325
6600 | 346.5904 | 459.1897 | 346.5904 | 459.1897
6601 | 330.4969 | 432.7127 | 330.4969 | 432.7127
6602 | 326.4738 | 412.9508 | 326.4738 | 412.9508
6603 | 326.1775 | 389.6769 | 326.1775 | 389.6769
6604 | 328.6586 | 394.8601 | 328.6586 | 394.8601
6605 | 334.3432 | 403.2438 | 334.3432 | 403.2438
6606 | 331.5131 | 405.3955 | 331.5131 | 405.3955
6607 | 326.6781 | 403.1787 | 326.6781 | 403.1787
6608 | 329.8836 | 411.1302 | 329.8836 | 411.1302
6609 | 327.0506 | 403.9548 | 327.0506 | 403.9548
6610 | 315.4179 | 393.7785 | 315.4179 | 393.7785
6611 | 294.8447 | 401.9853 | 294.8447 | 401.9853
6612 | 280.2537 | 390.3953 | 280.2537 | 390.3953
6613 | 268.3575 | 401.1002 | 268.3575 | 401.1002
6614 | 261.4444 | 415.167 | 261.4444 | 415.167
6615 | 258.3111 | 430.2084 | 258.3111 | 430.2084
6616 | 257.248 | 454.0469 | 257.248 | 454.0469
6617 | 257.2481 | 502.2255 | 257.2481 | 502.2255
6618 | 258.4652 | 552.7111 | 258.4652 | 552.7111
6619 | 272.6887 | 568.3417 | 272.6887 | 568.3417
6620 | 296.4874 | 566.4439 | 296.4874 | 566.4439
6621 | 315.0783 | 562.5715 | 315.0783 | 562.5715
6622 | 327.2504 | 565.1787 | 327.2504 | 565.1787
6623 | 346.8859 | 556.3532 | 346.8859 | 556.3532
6624 | 342.5302 | 545.4622 | 342.5302 | 545.4622
6625 | 328.047 | 531.0693 | 328.047 | 531.0693
6626 | 327.5493 | 526.7439 | 327.5493 | 526.7439
6627 | 327.8145 | 517.1133 | 327.8145 | 517.1133
6628 | 330.527 | 531.2621 | 330.527 | 531.2621
6629 | 334.6621 | 542.5927 | 334.6621 | 542.5927
6630 | 332.5763 | 542.7642 | 332.5763 | 542.7642
6631 | 331.1126 | 537.4757 | 331.1126 | 537.4757
6632 | 338.5464 | 542.9324 | 338.5464 | 542.9324
6633 | 335.2743 | 531.3911 | 335.2743 | 531.3911
6634 | 322.2045 | 513.4655 | 322.2045 | 513.4655
6635 | 302.5843 | 514.5777 | 302.5843 | 514.5777
6636 | 285.624 | 501.5844 | 285.624 | 501.5844
6637 | 273.072 | 509.0929 | 273.072 | 509.0929
6638 | 265.5817 | 514.7555 | 265.5817 | 514.7555
6639 | 261.8239 | 523.7782 | 261.8239 | 523.7782
6640 | 260.9274 | 549.3942 | 260.9274 | 549.3942
6641 | 261.0694 | 604.6361 | 261.0694 | 604.6361
6642 | 260.5995 | 666.0208 | 260.5995 | 666.0208
6643 | 270.7671 | 691.3186 | 270.7671 | 691.3186
6644 | 289.0875 | 692.4926 | 289.0875 | 692.4926
6645 | 302.7497 | 689.4154 | 302.7497 | 689.4154
6646 | 314.1616 | 693.5038 | 314.1616 | 693.5038
6647 | 333.3029 | 682.6046 | 333.3029 | 682.6046
6648 | 331.0721 | 663.9798 | 331.0721 | 663.9798
6649 | 316.2196 | 637.3781 | 316.2196 | 637.3781
6650 | 314.5267 | 618.084 | 314.5267 | 618.084
6651 | 316.9523 | 592.4868 | 316.9523 | 592.4868
6652 | 316.4 | 591.4174 | 316.4 | 591.4174
6653 | 318.8207 | 590.9134 | 318.8207 | 590.9134
6654 | 322.1859 | 584.926 | 322.1859 | 584.926
6655 | 319.7608 | 578.3277 | 319.7608 | 578.3277
6656 | 328.3262 | 583.457 | 328.3262 | 583.457
6657 | 328.6175 | 570.9178 | 328.6175 | 570.9178
6658 | 315.0333 | 550.9339 | 315.0333 | 550.9339
6659 | 299.1638 | 552.5451 | 299.1638 | 552.5451
6660 | 286.0339 | 545.7108 | 286.0339 | 545.7108
6661 | 274.0685 | 563.9156 | 274.0685 | 563.9156
6662 | 267.6768 | 579.7288 | 267.6768 | 579.7288
6663 | 263.8043 | 595.5498 | 263.8043 | 595.5498
6664 | 261.8334 | 620.3083 | 261.8334 | 620.3083
6665 | 260.8106 | 669.703 | 260.8106 | 669.703
6666 | 257.8344 | 720.6876 | 257.8344 | 720.6876
6667 | 267.3563 | 736.6924 | 267.3563 | 736.6924
6668 | 280.7329 | 735.5275 | 280.7329 | 735.5275
6669 | 297.2806 | 735.6467 | 297.2806 | 735.6467
6670 | 311.4703 | 743.1031 | 311.4703 | 743.1031
6671 | 329.3004 | 728.9139 | 329.3004 | 728.9139
6672 | 325.634 | 699.2185 | 325.634 | 699.2185
6673 | 314.1393 | 666.7385 | 314.1393 | 666.7385
6674 | 313.0954 | 639.9444 | 313.0954 | 639.9444
6675 | 314.7361 | 611.3536 | 314.7361 | 611.3536
6676 | 318.2464 | 608.5534 | 318.2464 | 608.5534
6677 | 321.5558 | 607.3478 | 321.5558 | 607.3478
6678 | 321.0076 | 599.4737 | 321.0076 | 599.4737
6679 | 317.7561 | 587.153 | 317.7561 | 587.153
6680 | 330.362 | 585.6711 | 330.362 | 585.6711
6681 | 325.2956 | 571.5883 | 325.2956 | 571.5883
6682 | 314.4209 | 554.1927 | 314.4209 | 554.1927
6683 | 296.9115 | 557.0357 | 296.9115 | 557.0357
6684 | 281.3628 | 547.5819 | 281.3628 | 547.5819
6685 | 269.5608 | 559.5342 | 269.5608 | 559.5342
6686 | 262.9629 | 569.6406 | 262.9629 | 569.6406
6687 | 259.7902 | 575.233 | 259.7902 | 575.233
6688 | 258.5381 | 590.0123 | 258.5381 | 590.0123
6689 | 257.8328 | 633.6691 | 257.8328 | 633.6691
6690 | 254.4568 | 681.504 | 254.4568 | 681.504
6691 | 269.0571 | 695.4662 | 269.0571 | 695.4662
6692 | 290.7298 | 689.5144 | 290.7298 | 689.5144
6693 | 305.5701 | 681.1514 | 305.5701 | 681.1514
6694 | 320.4897 | 675.4323 | 320.4897 | 675.4323
6695 | 341.0544 | 655.2868 | 341.0544 | 655.2868
6696 | 341.4557 | 637.348 | 341.4557 | 637.348
6697 | 324.4484 | 619.7119 | 324.4484 | 619.7119
6698 | 321.0029 | 610.8491 | 321.0029 | 610.8491
6699 | 323.2582 | 594.1708 | 323.2582 | 594.1708
6700 | 324.4036 | 598.7614 | 324.4036 | 598.7614
6701 | 332.0811 | 602.2491 | 332.0811 | 602.2491
6702 | 333.4152 | 594.4061 | 333.4152 | 594.4061
6703 | 324.4904 | 576.2539 | 324.4904 | 576.2539
6704 | 333.0916 | 563.7794 | 333.0916 | 563.7794
6705 | 331.0773 | 532.8412 | 331.0773 | 532.8412
6706 | 316.6643 | 496.4074 | 316.6643 | 496.4074
6707 | 296.9268 | 480.6175 | 296.9268 | 480.6175
6708 | 278.2573 | 452.6244 | 278.2573 | 452.6244
6709 | 268.1553 | 449.3741 | 268.1553 | 449.3741
6710 | 262.8191 | 445.8372 | 262.8191 | 445.8372
6711 | 258.7454 | 443.1969 | 258.7454 | 443.1969
6712 | 257.7341 | 453.1426 | 257.7341 | 453.1426
6713 | 258.316 | 492.6518 | 258.316 | 492.6518
6714 | 257.8984 | 537.1343 | 257.8984 | 537.1343
6715 | 275.575 | 548.0872 | 275.575 | 548.0872
6716 | 305.2015 | 541.5897 | 305.2015 | 541.5897
6717 | 323.6956 | 539.8846 | 323.6956 | 539.8846
6718 | 335.1523 | 546.8109 | 335.1523 | 546.8109
6719 | 356.0175 | 538.0166 | 356.0175 | 538.0166
6720 | 350.6656 | 525.0986 | 350.6656 | 525.0986
6721 | 331.5687 | 511.7816 | 331.5687 | 511.7816
6722 | 330.0173 | 507.9707 | 330.0173 | 507.9707
6723 | 331.5694 | 495.7206 | 331.5694 | 495.7206
6724 | 334.2358 | 505.9869 | 334.2358 | 505.9869
6725 | 343.6162 | 514.4017 | 343.6162 | 514.4017
6726 | 346.1743 | 513.9963 | 346.1743 | 513.9963
6727 | 330.6729 | 507.3513 | 330.6729 | 507.3513
6728 | 340.8673 | 510.0482 | 340.8673 | 510.0482
6729 | 337.7754 | 496.2304 | 337.7754 | 496.2304
6730 | 320.8622 | 477.2132 | 320.8622 | 477.2132
6731 | 299.7732 | 485.8722 | 299.7732 | 485.8722
6732 | 281.3099 | 478.9911 | 281.3099 | 478.9911
6733 | 267.8195 | 486.9673 | 267.8195 | 486.9673
6734 | 261.9209 | 490.1663 | 261.9209 | 490.1663
6735 | 258.8556 | 495.0883 | 258.8556 | 495.0883
6736 | 258.1303 | 510.9435 | 258.1303 | 510.9435
6737 | 257.1289 | 553.2593 | 257.1289 | 553.2593
6738 | 259.0725 | 601.8115 | 259.0725 | 601.8115
6739 | 276.2641 | 615.8672 | 276.2641 | 615.8672
6740 | 304.0603 | 608.5901 | 304.0603 | 608.5901
6741 | 325.8801 | 598.8238 | 325.8801 | 598.8238
6742 | 335.7554 | 591.9976 | 335.7554 | 591.9976
6743 | 357.2986 | 562.4654 | 357.2986 | 562.4654
6744 | 349.3979 | 534.7035 | 349.3979 | 534.7035
6745 | 329.4296 | 504.0166 | 329.4296 | 504.0166
6746 | 327.8125 | 484.473 | 327.8125 | 484.473
6747 | 328.798 | 464.5826 | 328.798 | 464.5826
6748 | 329.3004 | 471.3095 | 329.3004 | 471.3095
6749 | 334.7852 | 478.1962 | 334.7852 | 478.1962
6750 | 334.0585 | 476.8865 | 334.0585 | 476.8865
6751 | 324.2726 | 471.0366 | 324.2726 | 471.0366
6752 | 332.5055 | 476.3219 | 332.5055 | 476.3219
6753 | 330.6935 | 468.1018 | 330.6935 | 468.1018
6754 | 315.8009 | 455.1188 | 315.8009 | 455.1188
6755 | 294.9247 | 460.2227 | 294.9247 | 460.2227
6756 | 275.5773 | 451.9072 | 275.5773 | 451.9072
6757 | 263.9181 | 465.1068 | 263.9181 | 465.1068
6758 | 257.5264 | 476.2735 | 257.5264 | 476.2735
6759 | 255.0487 | 485.421 | 255.0487 | 485.421
6760 | 253.9282 | 503.3968 | 253.9282 | 503.3968
6761 | 252.5577 | 548.1918 | 252.5577 | 548.1918
6762 | 253.1116 | 595.5433 | 253.1116 | 595.5433
6763 | 271.5496 | 608.8662 | 271.5496 | 608.8662
6764 | 297.5418 | 607.1244 | 297.5418 | 607.1244
6765 | 315.6868 | 607.5711 | 315.6868 | 607.5711
6766 | 328.8322 | 613.1876 | 328.8322 | 613.1876
6767 | 347.7685 | 599.6844 | 347.7685 | 599.6844
6768 | 344.5991 | 578.1126 | 344.5991 | 578.1126
6769 | 325.7932 | 548.2989 | 325.7932 | 548.2989
6770 | 321.4537 | 529.9403 | 321.4537 | 529.9403
6771 | 321.4094 | 509.1768 | 321.4094 | 509.1768
6772 | 325.1862 | 511.2727 | 325.1862 | 511.2727
6773 | 331.8483 | 515.8674 | 331.8483 | 515.8674
6774 | 329.4144 | 513.1543 | 329.4144 | 513.1543
6775 | 320.7835 | 506.1662 | 320.7835 | 506.1662
6776 | 327.5286 | 510.6563 | 327.5286 | 510.6563
6777 | 328.7153 | 500.4247 | 328.7153 | 500.4247
6778 | 316.7434 | 489.2973 | 316.7434 | 489.2973
6779 | 296.6164 | 510.6172 | 296.6164 | 510.6172
6780 | 277.1504 | 519.9366 | 277.1504 | 519.9366
6781 | 265.3966 | 540.5582 | 265.3966 | 540.5582
6782 | 258.4863 | 552.6917 | 258.4863 | 552.6917
6783 | 255.3845 | 560.2487 | 255.3845 | 560.2487
6784 | 253.7193 | 572.5489 | 253.7193 | 572.5489
6785 | 251.3421 | 605.9147 | 251.3421 | 605.9147
6786 | 250.6096 | 643.0065 | 250.6096 | 643.0065
6787 | 266.5132 | 646.6465 | 266.5132 | 646.6465
6788 | 289.1442 | 635.9859 | 289.1442 | 635.9859
6789 | 305.9914 | 629.1821 | 305.9914 | 629.1821
6790 | 318.8427 | 630.1677 | 318.8427 | 630.1677
6791 | 336.9269 | 617.3349 | 336.9269 | 617.3349
6792 | 338.8633 | 595.8411 | 338.8633 | 595.8411
6793 | 320.1461 | 563.3767 | 320.1461 | 563.3767
6794 | 316.8255 | 530.1898 | 316.8255 | 530.1898
6795 | 320.6604 | 495.9233 | 320.6604 | 495.9233
6796 | 321.8605 | 490.6128 | 321.8605 | 490.6128
6797 | 326.9489 | 486.2107 | 326.9489 | 486.2107
6798 | 324.437 | 474.1111 | 324.437 | 474.1111
6799 | 318.0268 | 456.7696 | 318.0268 | 456.7696
6800 | 322.0596 | 452.0446 | 322.0596 | 452.0446
6801 | 324.9824 | 435.5137 | 324.9824 | 435.5137
6802 | 315.3053 | 424.1836 | 315.3053 | 424.1836
6803 | 297.712 | 441.4339 | 297.712 | 441.4339
6804 | 279.0673 | 435.4104 | 279.0673 | 435.4104
6805 | 267.8176 | 434.0312 | 267.8176 | 434.0312
6806 | 260.2909 | 427.8592 | 260.2909 | 427.8592
6807 | 256.2605 | 433.4672 | 256.2605 | 433.4672
6808 | 255.2257 | 462.1862 | 255.2257 | 462.1862
6809 | 253.0532 | 523.9456 | 253.0532 | 523.9456
6810 | 248.6355 | 588.1214 | 248.6355 | 588.1214
6811 | 260.611 | 614.8381 | 260.611 | 614.8381
6812 | 281.5372 | 622.1554 | 281.5372 | 622.1554
6813 | 298.7532 | 628.3401 | 298.7532 | 628.3401
6814 | 309.2429 | 637.4181 | 309.2429 | 637.4181
6815 | 326.9173 | 624.8505 | 326.9173 | 624.8505
6816 | 324.4956 | 601.47 | 324.4956 | 601.47
6817 | 312.7809 | 566.1522 | 312.7809 | 566.1522
6818 | 311.6842 | 532.4507 | 311.6842 | 532.4507
6819 | 313.584 | 488.6417 | 313.584 | 488.6417
6820 | 313.6587 | 476.2211 | 313.6587 | 476.2211
6821 | 318.4033 | 473.2223 | 318.4033 | 473.2223
6822 | 317.9155 | 465.66 | 317.9155 | 465.66
6823 | 310.9993 | 458.0482 | 310.9993 | 458.0482
6824 | 317.916 | 463.3022 | 317.916 | 463.3022
6825 | 319.7792 | 453.9751 | 319.7792 | 453.9751
6826 | 309.621 | 446.2936 | 309.621 | 446.2936
6827 | 292.6551 | 472.26 | 292.6551 | 472.26
6828 | 274.8678 | 485.3372 | 274.8678 | 485.3372
6829 | 262.7161 | 507.4868 | 262.7161 | 507.4868
6830 | 256.4146 | 518.6691 | 256.4146 | 518.6691
6831 | 250.97 | 524.1368 | 250.97 | 524.1368
6832 | 250.9697 | 535.3767 | 250.9697 | 535.3767
6833 | 245.9907 | 574.0127 | 245.9907 | 574.0127
6834 | 242.7083 | 621.1304 | 242.7083 | 621.1304
6835 | 254.0041 | 636.6986 | 254.0041 | 636.6986
6836 | 274.9961 | 633.8029 | 274.9961 | 633.8029
6837 | 288.6521 | 629.9617 | 288.6521 | 629.9617
6838 | 299.7479 | 627.1583 | 299.7479 | 627.1583
6839 | 322.7056 | 597.8133 | 322.7056 | 597.8133
6840 | 320.5476 | 559.3394 | 320.5476 | 559.3394
6841 | 309.1017 | 524.3958 | 309.1017 | 524.3958
6842 | 307.9933 | 493.0332 | 307.9933 | 493.0332
6843 | 306.9706 | 459.2812 | 306.9706 | 459.2812
6844 | 311.1728 | 450.4781 | 311.1728 | 450.4781
6845 | 314.3712 | 450.4886 | 314.3712 | 450.4886
6846 | 312.0463 | 445.4991 | 312.0463 | 445.4991
6847 | 305.4967 | 436.0318 | 305.4967 | 436.0318
6848 | 312.5718 | 437.0291 | 312.5718 | 437.0291
6849 | 313.1789 | 423.8662 | 313.1789 | 423.8662
6850 | 301.3825 | 412.0527 | 301.3825 | 412.0527
6851 | 283.1915 | 430.2698 | 283.1915 | 430.2698
6852 | 266.2925 | 434.0851 | 266.2925 | 434.0851
6853 | 255.598 | 452.7265 | 255.598 | 452.7265
6854 | 248.7302 | 463.9711 | 248.7302 | 463.9711
6855 | 247.0181 | 468.2538 | 247.0181 | 468.2538
6856 | 247.3859 | 475.7359 | 247.3859 | 475.7359
6857 | 243.5752 | 508.7431 | 243.5752 | 508.7431
6858 | 241.603 | 547.4097 | 241.603 | 547.4097
6859 | 254.3998 | 554.4489 | 254.3998 | 554.4489
6860 | 276.6672 | 546.9067 | 276.6672 | 546.9067
6861 | 293.7072 | 543.3461 | 293.7072 | 543.3461
6862 | 306.0877 | 545.2517 | 306.0877 | 545.2517
6863 | 327.3257 | 529.5811 | 327.3257 | 529.5811
6864 | 323.8975 | 511.4241 | 323.8975 | 511.4241
6865 | 310.169 | 486.0854 | 310.169 | 486.0854
6866 | 308.4858 | 467.9763 | 308.4858 | 467.9763
6867 | 308.5891 | 442.5039 | 308.5891 | 442.5039
6868 | 315.8246 | 437.7547 | 315.8246 | 437.7547
6869 | 318.374 | 434.8339 | 318.374 | 434.8339
6870 | 316.4245 | 423.4671 | 316.4245 | 423.4671
6871 | 310.0257 | 408.4021 | 310.0257 | 408.4021
6872 | 319.8766 | 405.7197 | 319.8766 | 405.7197
6873 | 322.5407 | 390.1711 | 322.5407 | 390.1711
6874 | 312.4465 | 379.0125 | 312.4465 | 379.0125
6875 | 289.4738 | 396.4967 | 289.4738 | 396.4967
6876 | 270.9641 | 398.9555 | 270.9641 | 398.9555
6877 | 258.9106 | 423.522 | 258.9106 | 423.522
6878 | 253.2147 | 444.5898 | 253.2147 | 444.5898
6879 | 250.7172 | 460.0366 | 250.7172 | 460.0366
6880 | 249.621 | 480.9905 | 249.621 | 480.9905
6881 | 245.7509 | 527.376 | 245.7509 | 527.376
6882 | 247.0241 | 576.4583 | 247.0241 | 576.4583
6883 | 266.1465 | 587.8477 | 266.1465 | 587.8477
6884 | 294.0791 | 576.0488 | 294.0791 | 576.0488
6885 | 311.3838 | 563.2888 | 311.3838 | 563.2888
6886 | 322.5654 | 557.6164 | 322.5654 | 557.6164
6887 | 347.2652 | 533.1674 | 347.2652 | 533.1674
6888 | 343.2614 | 506.9647 | 343.2614 | 506.9647
6889 | 324.4664 | 476.8703 | 324.4664 | 476.8703
6890 | 321.9497 | 445.1647 | 321.9497 | 445.1647
6891 | 324.7797 | 411.3035 | 324.7797 | 411.3035
6892 | 325.7057 | 413.2279 | 325.7057 | 413.2279
6893 | 334.4356 | 417.386 | 334.4356 | 417.386
6894 | 332.7997 | 412.2562 | 332.7997 | 412.2562
6895 | 321.1873 | 400.6683 | 321.1873 | 400.6683
6896 | 325.653 | 398.9526 | 325.653 | 398.9526
6897 | 328.1078 | 379.5527 | 328.1078 | 379.5527
6898 | 313.2674 | 360.8006 | 313.2674 | 360.8006
6899 | 293.1867 | 365.5147 | 293.1867 | 365.5147
6900 | 275.2622 | 365.1513 | 275.2622 | 365.1513
6901 | 262.0274 | 385.7417 | 262.0274 | 385.7417
6902 | 254.5553 | 395.8793 | 254.5553 | 395.8793
6903 | 251.4885 | 401.8927 | 251.4885 | 401.8927
6904 | 250.4767 | 420.1336 | 250.4767 | 420.1336
6905 | 247.2095 | 470.1208 | 247.2095 | 470.1208
6906 | 248.076 | 526.6719 | 248.076 | 526.6719
6907 | 267.1235 | 546.6371 | 267.1235 | 546.6371
6908 | 294.8378 | 545.2383 | 294.8378 | 545.2383
6909 | 312.0169 | 543.159 | 312.0169 | 543.159
6910 | 323.3856 | 541.6342 | 323.3856 | 541.6342
6911 | 344.0183 | 511.0106 | 344.0183 | 511.0106
6912 | 343.0818 | 476.466 | 343.0818 | 476.466
6913 | 325.0306 | 445.2958 | 325.0306 | 445.2958
6914 | 323.5289 | 418.798 | 323.5289 | 418.798
6915 | 323.4105 | 388.0397 | 323.4105 | 388.0397
6916 | 327.0933 | 390.8997 | 327.0933 | 390.8997
6917 | 333.6748 | 394.5744 | 333.6748 | 394.5744
6918 | 334.1004 | 389.0235 | 334.1004 | 389.0235
6919 | 318.3932 | 377.5604 | 318.3932 | 377.5604
6920 | 320.7857 | 376.0006 | 320.7857 | 376.0006
6921 | 326.3826 | 358.2536 | 326.3826 | 358.2536
6922 | 314.6885 | 334.4496 | 314.6885 | 334.4496
6923 | 295.049 | 336.9807 | 295.049 | 336.9807
6924 | 277.1607 | 335.5102 | 277.1607 | 335.5102
6925 | 263.5339 | 352.8418 | 263.5339 | 352.8418
6926 | 257.0126 | 367.8286 | 257.0126 | 367.8286
6927 | 253.8027 | 383.291 | 253.8027 | 383.291
6928 | 252.6864 | 408.642 | 252.6864 | 408.642
6929 | 248.7301 | 459.0502 | 248.7301 | 459.0502
6930 | 249.6786 | 512.4672 | 249.6786 | 512.4672
6931 | 268.3979 | 531.4969 | 268.3979 | 531.4969
6932 | 296.5983 | 532.5149 | 296.5983 | 532.5149
6933 | 312.9142 | 534.5365 | 312.9142 | 534.5365
6934 | 324.8621 | 539.1862 | 324.8621 | 539.1862
6935 | 347.1863 | 526.6342 | 347.1863 | 526.6342
6936 | 344.4281 | 509.5842 | 344.4281 | 509.5842
6937 | 324.5032 | 485.1031 | 324.5032 | 485.1031
6938 | 320.1265 | 465.1385 | 320.1265 | 465.1385
6939 | 325.9738 | 435.7991 | 325.9738 | 435.7991
6940 | 326.6299 | 431.7049 | 326.6299 | 431.7049
6941 | 331.9904 | 430.2341 | 331.9904 | 430.2341
6942 | 333.0166 | 418.4307 | 333.0166 | 418.4307
6943 | 317.9466 | 400.7151 | 317.9466 | 400.7151
6944 | 324.9829 | 393.2925 | 324.9829 | 393.2925
6945 | 327.1545 | 367.9364 | 327.1545 | 367.9364
6946 | 315.5905 | 335.8061 | 315.5905 | 335.8061
6947 | 297.8613 | 339.5379 | 297.8613 | 339.5379
6948 | 278.7511 | 345.5205 | 278.7511 | 345.5205
6949 | 265.8451 | 367.7949 | 265.8451 | 367.7949
6950 | 258.6839 | 379.7724 | 258.6839 | 379.7724
6951 | 254.3343 | 383.2598 | 254.3343 | 383.2598
6952 | 253.2861 | 396.324 | 253.2861 | 396.324
6953 | 245.7573 | 437.9226 | 245.7573 | 437.9226
6954 | 246.2186 | 481.953 | 246.2186 | 481.953
6955 | 258.6946 | 487.0275 | 258.6946 | 487.0275
6956 | 278.8814 | 469.3347 | 278.8814 | 469.3347
6957 | 294.3409 | 452.4894 | 294.3409 | 452.4894
6958 | 303.9638 | 446.3337 | 303.9638 | 446.3337
6959 | 325.0935 | 429.0416 | 325.0935 | 429.0416
6960 | 326.494 | 409.2474 | 326.494 | 409.2474
6961 | 310.966 | 383.5656 | 310.966 | 383.5656
6962 | 307.4588 | 369.3078 | 307.4588 | 369.3078
6963 | 308.9066 | 353.0505 | 308.9066 | 353.0505
6964 | 310.6244 | 359.138 | 310.6244 | 359.138
6965 | 319.5613 | 365.4947 | 319.5613 | 365.4947
6966 | 314.489 | 364.6215 | 314.489 | 364.6215
6967 | 307.5369 | 356.386 | 307.5369 | 356.386
6968 | 310.4088 | 356.1204 | 310.4088 | 356.1204
6969 | 316.2437 | 337.1259 | 316.2437 | 337.1259
6970 | 306.9068 | 310.7024 | 306.9068 | 310.7024
6971 | 288.4337 | 301.9447 | 288.4337 | 301.9447
6972 | 272.5401 | 282.5585 | 272.5401 | 282.5585
6973 | 261.0442 | 290.5503 | 261.0442 | 290.5503
6974 | 254.8721 | 302.2939 | 254.8721 | 302.2939
6975 | 251.1711 | 318.3021 | 251.1711 | 318.3021
6976 | 250.7395 | 344.4794 | 250.7395 | 344.4794
6977 | 243.0624 | 394.6226 | 243.0624 | 394.6226
6978 | 243.3349 | 443.1592 | 243.3349 | 443.1592
6979 | 256.2317 | 456.9654 | 256.2317 | 456.9654
6980 | 274.4948 | 457.235 | 274.4948 | 457.235
6981 | 290.8919 | 463.0923 | 290.8919 | 463.0923
6982 | 302.9394 | 473.3397 | 302.9394 | 473.3397
6983 | 327.2694 | 465.3874 | 327.2694 | 465.3874
6984 | 327.9103 | 454.4496 | 327.9103 | 454.4496
6985 | 314.0507 | 439.7761 | 314.0507 | 439.7761
6986 | 307.6403 | 434.328 | 307.6403 | 434.328
6987 | 310.3376 | 419.4584 | 310.3376 | 419.4584
6988 | 313.739 | 426.3411 | 313.739 | 426.3411
6989 | 318.7294 | 432.4171 | 318.7294 | 432.4171
6990 | 313.3614 | 427.0065 | 313.3614 | 427.0065
6991 | 306.3456 | 413.6412 | 306.3456 | 413.6412
6992 | 311.9958 | 411.2861 | 311.9958 | 411.2861
6993 | 317.2087 | 396.0806 | 317.2087 | 396.0806
6994 | 307.9822 | 378.0926 | 307.9822 | 378.0926
6995 | 292.2125 | 379.7661 | 292.2125 | 379.7661
6996 | 275.751 | 370.4682 | 275.751 | 370.4682
6997 | 263.205 | 380.7365 | 263.205 | 380.7365
6998 | 256.1701 | 385.105 | 256.1701 | 385.105
6999 | 253.6032 | 387.4698 | 253.6032 | 387.4698
7000 | 251.1595 | 400.9082 | 251.1595 | 400.9082
7001 | 243.9719 | 444.5337 | 243.9719 | 444.5337
7002 | 244.6057 | 494.5672 | 244.6057 | 494.5672
7003 | 257.2432 | 515.7798 | 257.2432 | 515.7798
7004 | 277.2928 | 521.1793 | 277.2928 | 521.1793
7005 | 292.3145 | 526.0542 | 292.3145 | 526.0542
7006 | 305.3874 | 531.2185 | 305.3874 | 531.2185
7007 | 322.862 | 515.8287 | 322.862 | 515.8287
7008 | 321.2348 | 496.0968 | 321.2348 | 496.0968
7009 | 314.5815 | 473.861 | 314.5815 | 473.861
7010 | 308.2449 | 458.6988 | 308.2449 | 458.6988
7011 | 310.1089 | 435.3002 | 310.1089 | 435.3002
7012 | 313.689 | 435.2755 | 313.689 | 435.2755
7013 | 318.6641 | 434.1946 | 318.6641 | 434.1946
7014 | 316.771 | 423.7165 | 316.771 | 423.7165
7015 | 306.495 | 409.1817 | 306.495 | 409.1817
7016 | 311.6952 | 403.3184 | 311.6952 | 403.3184
7017 | 316.1185 | 382.6088 | 316.1185 | 382.6088
7018 | 307.3062 | 357.9472 | 307.3062 | 357.9472
7019 | 288.4739 | 352.2612 | 288.4739 | 352.2612
7020 | 273.1218 | 332.7035 | 273.1218 | 332.7035
7021 | 259.7275 | 332.868 | 259.7275 | 332.868
7022 | 253.7022 | 326.6336 | 253.7022 | 326.6336
7023 | 250.9418 | 315.4642 | 250.9418 | 315.4642
7024 | 249.2485 | 309.0224 | 249.2485 | 309.0224
7025 | 243.2055 | 331.2864 | 243.2055 | 331.2864
7026 | 243.6377 | 365.8211 | 243.6377 | 365.8211
7027 | 257.5246 | 373.0317 | 257.5246 | 373.0317
7028 | 279.7892 | 363.8836 | 279.7892 | 363.8836
7029 | 293.1998 | 356.8771 | 293.1998 | 356.8771
7030 | 307.5377 | 359.7805 | 307.5377 | 359.7805
7031 | 327.1217 | 353.3251 | 327.1217 | 353.3251
7032 | 323.7083 | 347.0494 | 323.7083 | 347.0494
7033 | 312.7218 | 339.0494 | 312.7218 | 339.0494
7034 | 307.4386 | 340.1657 | 307.4386 | 340.1657
7035 | 307.9418 | 332.4686 | 307.9418 | 332.4686
7036 | 310.8151 | 347.4593 | 310.8151 | 347.4593
7037 | 317.9883 | 361.7681 | 317.9883 | 361.7681
7038 | 315.7079 | 366.0872 | 315.7079 | 366.0872
7039 | 305.8069 | 362.9036 | 305.8069 | 362.9036
7040 | 307.9782 | 367.378 | 307.9782 | 367.378
7041 | 318.5406 | 362.7442 | 318.5406 | 362.7442
7042 | 307.9696 | 362.2507 | 307.9696 | 362.2507
7043 | 287.3321 | 378.737 | 287.3321 | 378.737
7044 | 269.6233 | 378.28 | 269.6233 | 378.28
7045 | 258.5184 | 401.069 | 258.5184 | 401.069
7046 | 252.3989 | 428.2334 | 252.3989 | 428.2334
7047 | 249.9216 | 456.2165 | 249.9216 | 456.2165
7048 | 247.6384 | 488.8491 | 247.6384 | 488.8491
7049 | 243.5193 | 547.0379 | 243.5193 | 547.0379
7050 | 244.906 | 607.4871 | 244.906 | 607.4871
7051 | 265.0621 | 630.8203 | 265.0621 | 630.8203
7052 | 290.4091 | 632.8518 | 290.4091 | 632.8518
7053 | 312.9585 | 633.0022 | 312.9585 | 633.0022
7054 | 323.8119 | 634.7518 | 323.8119 | 634.7518
7055 | 348.7792 | 622.2309 | 348.7792 | 622.2309
7056 | 344.0629 | 602.998 | 344.0629 | 602.998
7057 | 324.6706 | 578.1895 | 324.6706 | 578.1895
7058 | 320.7011 | 564.0876 | 320.7011 | 564.0876
7059 | 322.2142 | 545.4914 | 322.2142 | 545.4914
7060 | 325.4681 | 551.2515 | 325.4681 | 551.2515
7061 | 332.6731 | 554.3493 | 332.6731 | 554.3493
7062 | 332.9439 | 547.0054 | 332.9439 | 547.0054
7063 | 318.6223 | 535.7449 | 318.6223 | 535.7449
7064 | 316.5896 | 536.7891 | 316.5896 | 536.7891
7065 | 320.8985 | 519.4162 | 320.8985 | 519.4162
7066 | 313.1116 | 493.211 | 313.1116 | 493.211
7067 | 286.0353 | 485.4512 | 286.0353 | 485.4512
7068 | 269.0269 | 469.6045 | 269.0269 | 469.6045
7069 | 254.3909 | 480.2314 | 254.3909 | 480.2314
7070 | 247.3214 | 490.7432 | 247.3214 | 490.7432
7071 | 244.2209 | 501.8242 | 244.2209 | 501.8242
7072 | 242.9604 | 520.7978 | 242.9604 | 520.7978
7073 | 236.5294 | 563.8465 | 236.5294 | 563.8465
7074 | 239.5176 | 609.6232 | 239.5176 | 609.6232
7075 | 258.6312 | 621.6675 | 258.6312 | 621.6675
7076 | 288.9261 | 617.4777 | 288.9261 | 617.4777
7077 | 305.1471 | 611.4692 | 305.1471 | 611.4692
7078 | 316.4648 | 608.9309 | 316.4648 | 608.9309
7079 | 338.1756 | 591.7011 | 338.1756 | 591.7011
7080 | 335.7408 | 572.9204 | 335.7408 | 572.9204
7081 | 315.6274 | 553.6471 | 315.6274 | 553.6471
7082 | 312.365 | 541.0109 | 312.365 | 541.0109
7083 | 315.272 | 520.2474 | 315.272 | 520.2474
7084 | 318.6926 | 524.0896 | 318.6926 | 524.0896
7085 | 325.0787 | 528.4972 | 325.0787 | 528.4972
7086 | 322.6965 | 523.2114 | 322.6965 | 523.2114
7087 | 310.5723 | 511.3429 | 310.5723 | 511.3429
7088 | 311.512 | 510.7186 | 311.512 | 510.7186
7089 | 319.5714 | 492.5662 | 319.5714 | 492.5662
7090 | 309.7842 | 467.4992 | 309.7842 | 467.4992
7091 | 287.6684 | 463.809 | 287.6684 | 463.809
7092 | 268.2719 | 454.4175 | 268.2719 | 454.4175
7093 | 252.7517 | 468.3032 | 252.7517 | 468.3032
7094 | 245.9598 | 478.4564 | 245.9598 | 478.4564
7095 | 243.7203 | 488.29 | 243.7203 | 488.29
7096 | 242.3671 | 507.3416 | 242.3671 | 507.3416
7097 | 237.27 | 550.0005 | 237.27 | 550.0005
7098 | 242.1175 | 594.6234 | 242.1175 | 594.6234
7099 | 262.705 | 605.4047 | 262.705 | 605.4047
7100 | 289.2303 | 598.0964 | 289.2303 | 598.0964
7101 | 305.024 | 591.433 | 305.024 | 591.433
7102 | 320.2498 | 588.7388 | 320.2498 | 588.7388
7103 | 340.4417 | 562.6837 | 340.4417 | 562.6837
7104 | 337.487 | 536.2471 | 337.487 | 536.2471
7105 | 316.0304 | 512.7327 | 316.0304 | 512.7327
7106 | 313.923 | 500.8294 | 313.923 | 500.8294
7107 | 314.8109 | 478.8185 | 314.8109 | 478.8185
7108 | 312.5148 | 478.7003 | 312.5148 | 478.7003
7109 | 321.3199 | 476.0601 | 321.3199 | 476.0601
7110 | 317.1526 | 463.3367 | 317.1526 | 463.3367
7111 | 304.0022 | 444.7011 | 304.0022 | 444.7011
7112 | 302.9931 | 437.4657 | 302.9931 | 437.4657
7113 | 312.6029 | 415.0565 | 312.6029 | 415.0565
7114 | 303.9379 | 387.5104 | 303.9379 | 387.5104
7115 | 282.2666 | 387.001 | 282.2666 | 387.001
7116 | 265.1077 | 379.2779 | 265.1077 | 379.2779
7117 | 252.8507 | 387.8778 | 252.8507 | 387.8778
7118 | 246.4125 | 390.4531 | 246.4125 | 390.4531
7119 | 243.8008 | 392.8024 | 243.8008 | 392.8024
7120 | 240.3711 | 406.1004 | 240.3711 | 406.1004
7121 | 233.2577 | 446.6387 | 233.2577 | 446.6387
7122 | 237.4331 | 491.9477 | 237.4331 | 491.9477
7123 | 254.0421 | 505.52 | 254.0421 | 505.52
7124 | 276.7836 | 502.8427 | 276.7836 | 502.8427
7125 | 291.2726 | 498.8611 | 291.2726 | 498.8611
7126 | 305.65 | 498.5837 | 305.65 | 498.5837
7127 | 326.6878 | 484.6284 | 326.6878 | 484.6284
7128 | 327.0902 | 462.4485 | 327.0902 | 462.4485
7129 | 312.9708 | 429.376 | 312.9708 | 429.376
7130 | 306.0892 | 395.7992 | 306.0892 | 395.7992
7131 | 306.5862 | 361.751 | 306.5862 | 361.751
7132 | 307.4319 | 361.8199 | 307.4319 | 361.8199
7133 | 313.8935 | 364.6371 | 313.8935 | 364.6371
7134 | 312.6514 | 360.4739 | 312.6514 | 360.4739
7135 | 301.0253 | 350.7416 | 301.0253 | 350.7416
7136 | 301.5263 | 350.5539 | 301.5263 | 350.5539
7137 | 309.2814 | 332.4482 | 309.2814 | 332.4482
7138 | 298.8375 | 305.0424 | 298.8375 | 305.0424
7139 | 280.2083 | 294.7566 | 280.2083 | 294.7566
7140 | 263.6005 | 274.3881 | 263.6005 | 274.3881
7141 | 250.3655 | 285.015 | 250.3655 | 285.015
7142 | 244.2713 | 290.3502 | 244.2713 | 290.3502
7143 | 241.2823 | 294.2586 | 241.2823 | 294.2586
7144 | 237.8662 | 311.2677 | 237.8662 | 311.2677
7145 | 230.7717 | 357.0294 | 230.7717 | 357.0294
7146 | 233.7623 | 407.0317 | 233.7623 | 407.0317
7147 | 245.8478 | 421.9918 | 245.8478 | 421.9918
7148 | 265.5658 | 417.3965 | 265.5658 | 417.3965
7149 | 279.0566 | 411.2632 | 279.0566 | 411.2632
7150 | 290.2991 | 406.5108 | 290.2991 | 406.5108
7151 | 314.5747 | 384.7905 | 314.5747 | 384.7905
7152 | 314.254 | 366.306 | 314.254 | 366.306
7153 | 302.8262 | 353.1137 | 302.8262 | 353.1137
7154 | 298.5528 | 349.5991 | 298.5528 | 349.5991
7155 | 298.144 | 338.8303 | 298.144 | 338.8303
7156 | 300.3044 | 352.1059 | 300.3044 | 352.1059
7157 | 303.8521 | 364.0134 | 303.8521 | 364.0134
7158 | 299.5458 | 365.1205 | 299.5458 | 365.1205
7159 | 290.8217 | 358.1791 | 290.8217 | 358.1791
7160 | 292.1064 | 359.0673 | 292.1064 | 359.0673
7161 | 300.6663 | 341.2891 | 300.6663 | 341.2891
7162 | 296.0052 | 315.1774 | 296.0052 | 315.1774
7163 | 278.0666 | 305.5933 | 278.0666 | 305.5933
7164 | 261.3178 | 288.1562 | 261.3178 | 288.1562
7165 | 249.0057 | 294.8382 | 249.0057 | 294.8382
7166 | 242.1623 | 298.2243 | 242.1623 | 298.2243
7167 | 237.8563 | 303.1931 | 237.8563 | 303.1931
7168 | 236.0454 | 318.4402 | 236.0454 | 318.4402
7169 | 229.0334 | 358.8849 | 229.0334 | 358.8849
7170 | 230.4415 | 402.2916 | 230.4415 | 402.2916
7171 | 244.109 | 411.0615 | 244.109 | 411.0615
7172 | 264.3821 | 403.6909 | 264.3821 | 403.6909
7173 | 280.6768 | 399.8964 | 280.6768 | 399.8964
7174 | 291.2236 | 404.2655 | 291.2236 | 404.2655
7175 | 311.8416 | 395.6583 | 311.8416 | 395.6583
7176 | 312.4805 | 379.4659 | 312.4805 | 379.4659
7177 | 299.7119 | 365.6812 | 299.7119 | 365.6812
7178 | 298.1828 | 364.4898 | 298.1828 | 364.4898
7179 | 297.7372 | 355.2178 | 297.7372 | 355.2178
7180 | 298.7674 | 368.7897 | 298.7674 | 368.7897
7181 | 303.3052 | 382.0382 | 303.3052 | 382.0382
7182 | 302.0562 | 383.7377 | 302.0562 | 383.7377
7183 | 289.9251 | 376.7496 | 289.9251 | 376.7496
7184 | 290.7973 | 377.4039 | 290.7973 | 377.4039
7185 | 301.0659 | 357.5363 | 301.0659 | 357.5363
7186 | 294.3172 | 331.6585 | 294.3172 | 331.6585
7187 | 274.9369 | 323.8987 | 274.9369 | 323.8987
7188 | 257.4599 | 301.0978 | 257.4599 | 301.0978
7189 | 246.9854 | 302.3537 | 246.9854 | 302.3537
7190 | 239.8573 | 299.3158 | 239.8573 | 299.3158
7191 | 237.5633 | 292.2784 | 237.5633 | 292.2784
7192 | 234.5776 | 297.7959 | 234.5776 | 297.7959
7193 | 228.0519 | 332.1284 | 228.0519 | 332.1284
7194 | 231.3411 | 372.2295 | 231.3411 | 372.2295
7195 | 248.1078 | 378.1616 | 248.1078 | 378.1616
7196 | 269.1379 | 365.2869 | 269.1379 | 365.2869
7197 | 286.0651 | 357.8438 | 286.0651 | 357.8438
7198 | 298.1375 | 362.3533 | 298.1375 | 362.3533
7199 | 322.352 | 357.0984 | 322.352 | 357.0984
7200 | 319.1633 | 350.776 | 319.1633 | 350.776
7201 | 303.7543 | 343.041 | 303.7543 | 343.041
7202 | 300.9019 | 344.0638 | 300.9019 | 344.0638
7203 | 302.2098 | 337.0215 | 302.2098 | 337.0215
7204 | 300.8819 | 351.7317 | 300.8819 | 351.7317
7205 | 306.8201 | 364.0134 | 306.8201 | 364.0134
7206 | 304.8215 | 365.3855 | 304.8215 | 365.3855
7207 | 296.0463 | 358.7872 | 296.0463 | 358.7872
7208 | 293.2957 | 359.1609 | 293.2957 | 359.1609
7209 | 301.8975 | 340.0885 | 301.8975 | 340.0885
7210 | 298.0919 | 312.6514 | 298.0919 | 312.6514
7211 | 274.7982 | 303.0361 | 274.7982 | 303.0361
7212 | 256.3289 | 285.256 | 256.3289 | 285.256
7213 | 243.9991 | 292.8424 | 243.9991 | 292.8424
7214 | 238.2356 | 301.9665 | 238.2356 | 301.9665
7215 | 235.1384 | 318.1929 | 235.1384 | 318.1929
7216 | 232.9164 | 356.0957 | 232.9164 | 356.0957
7217 | 227.5756 | 420.0849 | 227.5756 | 420.0849
7218 | 232.1051 | 477.7898 | 232.1051 | 477.7898
7219 | 253.7513 | 494.6054 | 253.7513 | 494.6054
7220 | 282.7649 | 491.2108 | 282.7649 | 491.2108
7221 | 301.5376 | 490.1762 | 301.5376 | 490.1762
7222 | 313.2454 | 496.6815 | 313.2454 | 496.6815
7223 | 338.2878 | 488.0899 | 338.2878 | 488.0899
7224 | 333.9493 | 475.1407 | 333.9493 | 475.1407
7225 | 317.448 | 456.7873 | 317.448 | 456.7873
7226 | 314.0057 | 444.7125 | 314.0057 | 444.7125
7227 | 313.4771 | 422.2338 | 313.4771 | 422.2338
7228 | 315.8473 | 422.022 | 315.8473 | 422.022
7229 | 321.0714 | 421.9078 | 321.0714 | 421.9078
7230 | 317.3282 | 412.9422 | 317.3282 | 412.9422
7231 | 299.3794 | 396.9573 | 299.3794 | 396.9573
7232 | 296.165 | 391.0784 | 296.165 | 391.0784
7233 | 304.7783 | 368.4822 | 304.7783 | 368.4822
7234 | 297.6895 | 339.9069 | 297.6895 | 339.9069
7235 | 275.9195 | 331.3363 | 275.9195 | 331.3363
7236 | 256.1216 | 313.0572 | 256.1216 | 313.0572
7237 | 242.5575 | 318.0397 | 242.5575 | 318.0397
7238 | 236.7491 | 322.564 | 236.7491 | 322.564
7239 | 234.0506 | 330.6512 | 234.0506 | 330.6512
7240 | 230.8115 | 355.5032 | 230.8115 | 355.5032
7241 | 224.961 | 412.2576 | 224.961 | 412.2576
7242 | 231.159 | 474.8117 | 231.159 | 474.8117
7243 | 247.2109 | 498.5035 | 247.2109 | 498.5035
7244 | 275.6592 | 497.0423 | 275.6592 | 497.0423
7245 | 292.4139 | 491.8134 | 292.4139 | 491.8134
7246 | 307.8343 | 491.9882 | 307.8343 | 491.9882
7247 | 329.0723 | 478.5785 | 329.0723 | 478.5785
7248 | 330.535 | 459.8446 | 330.535 | 459.8446
7249 | 309.4568 | 433.5547 | 309.4568 | 433.5547
7250 | 305.4024 | 414.1515 | 305.4024 | 414.1515
7251 | 306.2883 | 389.9108 | 306.2883 | 389.9108
7252 | 307.7274 | 392.989 | 307.7274 | 392.989
7253 | 314.2324 | 399.4548 | 314.2324 | 399.4548
7254 | 311.2566 | 399.065 | 311.2566 | 399.065
7255 | 300.7647 | 393.3399 | 300.7647 | 393.3399
7256 | 294.6284 | 397.9079 | 294.6284 | 397.9079
7257 | 302.8818 | 386.2574 | 302.8818 | 386.2574
7258 | 298.5922 | 367.022 | 298.5922 | 367.022
7259 | 277.6506 | 365.2652 | 277.6506 | 365.2652
7260 | 256.406 | 138.1184 | 256.406 | 138.1184
7261 | 243.4101 | 140.8278 | 243.4101 | 140.8278
7262 | 236.9053 | 145.5589 | 236.9053 | 145.5589
7263 | 235.3139 | 146.9115 | 235.3139 | 146.9115
7264 | 231.2791 | 159.0832 | 231.2791 | 159.0832
7265 | 223.6 | 196.1342 | 223.6 | 196.1342
7266 | 231.3268 | 240.448 | 231.3268 | 240.448
7267 | 251.1854 | 248.7146 | 251.1854 | 248.7146
7268 | 278.6529 | 239.2134 | 278.6529 | 239.2134
7269 | 296.3686 | 236.9949 | 296.3686 | 236.9949
7270 | 309.9847 | 235.355 | 309.9847 | 235.355
7271 | 335.0319 | 224.0891 | 335.0319 | 224.0891
7272 | 334.3343 | 218.1969 | 334.3343 | 218.1969
7273 | 315.0083 | 207.9527 | 315.0083 | 207.9527
7274 | 311.4803 | 205.8263 | 311.4803 | 205.8263
7275 | 311.1537 | 192.6346 | 311.1537 | 192.6346
7276 | 309.9923 | 202.0661 | 309.9923 | 202.0661
7277 | 312.1932 | 215.9319 | 312.1932 | 215.9319
7278 | 310.4896 | 214.2306 | 310.4896 | 214.2306
7279 | 297.1542 | 201.8254 | 297.1542 | 201.8254
7280 | 290.5862 | 201.0686 | 290.5862 | 201.0686
7281 | 297.6026 | 185.1297 | 297.6026 | 185.1297
7282 | 293.8706 | 160.292 | 293.8706 | 160.292
7283 | 278.6111 | 150.8118 | 278.6111 | 150.8118
7284 | 260.2299 | 135.7307 | 260.2299 | 135.7307
7285 | 246.5633 | 137.9921 | 246.5633 | 137.9921
7286 | 238.0831 | 141.1904 | 238.0831 | 141.1904
7287 | 234.4434 | 141.6999 | 234.4434 | 141.6999
7288 | 230.284 | 153.9601 | 230.284 | 153.9601
7289 | 225.2459 | 191.3059 | 225.2459 | 191.3059
7290 | 229.8246 | 235.661 | 229.8246 | 235.661
7291 | 246.2082 | 244.2695 | 246.2082 | 244.2695
7292 | 268.9579 | 235.6349 | 268.9579 | 235.6349
7293 | 286.8296 | 233.9705 | 286.8296 | 233.9705
7294 | 297.9508 | 232.0713 | 297.9508 | 232.0713
7295 | 319.1493 | 219.7737 | 319.1493 | 219.7737
7296 | 320.1174 | 211.2934 | 320.1174 | 211.2934
7297 | 305.3949 | 198.4906 | 305.3949 | 198.4906
7298 | 300.3657 | 195.5271 | 300.3657 | 195.5271
7299 | 299.1685 | 183.2492 | 299.1685 | 183.2492
7300 | 297.9297 | 194.2724 | 297.9297 | 194.2724
7301 | 303.0349 | 209.9304 | 303.0349 | 209.9304
7302 | 299.0565 | 208.9425 | 299.0565 | 208.9425
7303 | 288.4685 | 197.2329 | 288.4685 | 197.2329
7304 | 284.1915 | 196.7944 | 284.1915 | 196.7944
7305 | 292.8821 | 180.997 | 292.8821 | 180.997
7306 | 289.5197 | 155.9825 | 289.5197 | 155.9825
7307 | 275.1566 | 145.5118 | 275.1566 | 145.5118
7308 | 258.1054 | 129.2104 | 258.1054 | 129.2104
7309 | 244.0838 | 131.7843 | 244.0838 | 131.7843
7310 | 238.1431 | 137.494 | 238.1431 | 137.494
7311 | 233.8702 | 141.3698 | 233.8702 | 141.3698
7312 | 228.5285 | 156.2416 | 228.5285 | 156.2416
7313 | 222.8448 | 194.7841 | 222.8448 | 194.7841
7314 | 224.8227 | 239.0626 | 224.8227 | 239.0626
7315 | 236.8984 | 246.893 | 236.8984 | 246.893
7316 | 255.7254 | 237.3151 | 255.7254 | 237.3151
7317 | 270.614 | 234.9669 | 270.614 | 234.9669
7318 | 284.0883 | 232.2482 | 284.0883 | 232.2482
7319 | 304.7137 | 216.6727 | 304.7137 | 216.6727
7320 | 306.8061 | 207.09 | 306.8061 | 207.09
7321 | 295.2345 | 195.6844 | 295.2345 | 195.6844
7322 | 289.958 | 194.8314 | 289.958 | 194.8314
7323 | 286.5251 | 184.7996 | 286.5251 | 184.7996
7324 | 288.6164 | 197.9275 | 288.6164 | 197.9275
7325 | 293.6227 | 215.3483 | 293.6227 | 215.3483
7326 | 290.9409 | 215.6927 | 290.9409 | 215.6927
7327 | 282.9019 | 204.9853 | 282.9019 | 204.9853
7328 | 280.4873 | 205.2838 | 280.4873 | 205.2838
7329 | 290.0091 | 191.0192 | 290.0091 | 191.0192
7330 | 286.1675 | 168.2861 | 286.1675 | 168.2861
7331 | 270.1371 | 159.1419 | 270.1371 | 159.1419
7332 | 255.3881 | 142.9172 | 255.3881 | 142.9172
7333 | 243.539 | 145.6915 | 243.539 | 145.6915
7334 | 236.2949 | 150.2221 | 236.2949 | 150.2221
7335 | 233.3869 | 151.386 | 233.3869 | 151.386
7336 | 228.9665 | 163.1451 | 228.9665 | 163.1451
7337 | 222.43 | 199.3236 | 222.43 | 199.3236
7338 | 224.636 | 242.3994 | 224.636 | 242.3994
7339 | 237.503 | 249.6874 | 237.503 | 249.6874
7340 | 257.8762 | 239.744 | 257.8762 | 239.744
7341 | 273.3424 | 236.9595 | 273.3424 | 236.9595
7342 | 286.6261 | 233.6572 | 286.6261 | 233.6572
7343 | 308.9363 | 221.4008 | 308.9363 | 221.4008
7344 | 307.7019 | 215.0488 | 307.7019 | 215.0488
7345 | 294.2365 | 204.0677 | 294.2365 | 204.0677
7346 | 291.6208 | 200.9803 | 291.6208 | 200.9803
7347 | 290.1419 | 187.6117 | 290.1419 | 187.6117
7348 | 294.2723 | 197.6387 | 294.2723 | 197.6387
7349 | 299.0525 | 212.1471 | 299.0525 | 212.1471
7350 | 291.6356 | 209.5674 | 291.6356 | 209.5674
7351 | 282.6533 | 196.2248 | 282.6533 | 196.2248
7352 | 279.3077 | 194.3714 | 279.3077 | 194.3714
7353 | 288.7648 | 177.4244 | 288.7648 | 177.4244
7354 | 287.2214 | 151.7319 | 287.2214 | 151.7319
7355 | 269.9245 | 140.6658 | 269.9245 | 140.6658
7356 | 253.9417 | 124.4116 | 253.9417 | 124.4116
7357 | 241.1853 | 127.2153 | 241.1853 | 127.2153
7358 | 234.4816 | 131.5692 | 234.4816 | 131.5692
7359 | 230.827 | 132.3263 | 230.827 | 132.3263
7360 | 226.2823 | 143.4487 | 226.2823 | 143.4487
7361 | 220.5496 | 178.9315 | 220.5496 | 178.9315
7362 | 225.8144 | 221.6594 | 225.8144 | 221.6594
7363 | 242.1809 | 228.8413 | 242.1809 | 228.8413
7364 | 268.5965 | 218.839 | 268.5965 | 218.839
7365 | 282.5916 | 216.6146 | 282.5916 | 216.6146
7366 | 299.2976 | 214.3793 | 299.2976 | 214.3793
7367 | 325.235 | 200.6727 | 325.235 | 200.6727
7368 | 322.3767 | 192.6876 | 322.3767 | 192.6876
7369 | 304.8819 | 181.96 | 304.8819 | 181.96
7370 | 301.3937 | 181.5668 | 301.3937 | 181.5668
7371 | 300.8472 | 171.0457 | 300.8472 | 171.0457
7372 | 304.8129 | 183.4662 | 304.8129 | 183.4662
7373 | 307.6639 | 199.9554 | 307.6639 | 199.9554
7374 | 304.2529 | 199.4922 | 304.2529 | 199.4922
7375 | 292.8444 | 188.1599 | 292.8444 | 188.1599
7376 | 288.4997 | 187.9985 | 288.4997 | 187.9985
7377 | 297.1331 | 172.2011 | 297.1331 | 172.2011
7378 | 294.0893 | 147.0451 | 294.0893 | 147.0451
7379 | 272.3691 | 135.6312 | 272.3691 | 135.6312
7380 | 257.129 | 120.2848 | 257.129 | 120.2848
7381 | 242.9395 | 127.3274 | 242.9395 | 127.3274
7382 | 235.9247 | 134.2575 | 235.9247 | 134.2575
7383 | 233.2822 | 137.2136 | 233.2822 | 137.2136
7384 | 228.7777 | 150.9063 | 228.7777 | 150.9063
7385 | 222.6215 | 189.0185 | 222.6215 | 189.0185
7386 | 229.9195 | 233.4502 | 229.9195 | 233.4502
7387 | 248.3523 | 240.691 | 248.3523 | 240.691
7388 | 279.5079 | 229.3269 | 279.5079 | 229.3269
7389 | 298.8154 | 223.9366 | 298.8154 | 223.9366
7390 | 308.0873 | 218.341 | 308.0873 | 218.341
7391 | 333.0295 | 202.683 | 333.0295 | 202.683
7392 | 328.1139 | 194.1614 | 328.1139 | 194.1614
7393 | 310.3531 | 183.6284 | 310.3531 | 183.6284
7394 | 306.6142 | 182.3037 | 306.6142 | 182.3037
7395 | 308.581 | 170.7981 | 308.581 | 170.7981
7396 | 309.9484 | 181.1611 | 309.9484 | 181.1611
7397 | 316.811 | 196.035 | 316.811 | 196.035
7398 | 311.458 | 194.6226 | 311.458 | 194.6226
7399 | 295.7045 | 183.2903 | 295.7045 | 183.2903
7400 | 292.4404 | 183.8305 | 292.4404 | 183.8305
7401 | 298.3996 | 167.697 | 298.3996 | 167.697
7402 | 293.4176 | 141.6331 | 293.4176 | 141.6331
7403 | 272.5356 | 129.4823 | 272.5356 | 129.4823
7404 | 257.3811 | 110.5516 | 257.3811 | 110.5516
7405 | 246.407 | 112.6715 | 246.407 | 112.6715
7406 | 239.5182 | 112.7924 | 239.5182 | 112.7924
7407 | 234.202 | 109.6881 | 234.202 | 109.6881
7408 | 229.3298 | 121.0934 | 229.3298 | 121.0934
7409 | 223.6187 | 158.3271 | 223.6187 | 158.3271
7410 | 231.9027 | 203.1008 | 231.9027 | 203.1008
7411 | 250.0831 | 212.9002 | 250.0831 | 212.9002
7412 | 280.7919 | 205.4388 | 280.7919 | 205.4388
7413 | 300.4914 | 204.9122 | 300.4914 | 204.9122
7414 | 314.8865 | 204.1862 | 314.8865 | 204.1862
7415 | 337.3276 | 193.1738 | 337.3276 | 193.1738
7416 | 334.5856 | 186.7333 | 334.5856 | 186.7333
7417 | 313.1856 | 178.7175 | 313.1856 | 178.7175
7418 | 311.1548 | 178.3126 | 311.1548 | 178.3126
7419 | 309.3894 | 166.9367 | 309.3894 | 166.9367
7420 | 309.4484 | 178.7263 | 309.4484 | 178.7263
7421 | 314.9214 | 194.9562 | 314.9214 | 194.9562
7422 | 311.5571 | 194.8349 | 311.5571 | 194.8349
7423 | 296.1323 | 184.5107 | 296.1323 | 184.5107
7424 | 290.3184 | 185.1275 | 290.3184 | 185.1275
7425 | 296.7608 | 170.3146 | 296.7608 | 170.3146
7426 | 293.7929 | 146.0134 | 293.7929 | 146.0134
7427 | 275.0285 | 135.1242 | 275.0285 | 135.1242
7428 | 255.5229 | 116.8714 | 255.5229 | 116.8714
7429 | 243.8893 | 117.3878 | 243.8893 | 117.3878
7430 | 238.8505 | 120.9103 | 238.8505 | 120.9103
7431 | 234.5716 | 120.7065 | 234.5716 | 120.7065
7432 | 229.6821 | 131.092 | 229.6821 | 131.092
7433 | 225.3786 | 166.6337 | 225.3786 | 166.6337
7434 | 233.1561 | 209.4147 | 233.1561 | 209.4147
7435 | 250.8055 | 216.8855 | 250.8055 | 216.8855
7436 | 280.1546 | 207.4197 | 280.1546 | 207.4197
7437 | 300.0678 | 205.0537 | 300.0678 | 205.0537
7438 | 314.6801 | 202.9541 | 314.6801 | 202.9541
7439 | 333.6148 | 191.4523 | 333.6148 | 191.4523
7440 | 327.8242 | 184.9352 | 327.8242 | 184.9352
7441 | 306.9256 | 175.1332 | 306.9256 | 175.1332
7442 | 305.4997 | 174.4983 | 305.4997 | 174.4983
7443 | 308.4828 | 163.706 | 308.4828 | 163.706
7444 | 309.1378 | 175.6371 | 309.1378 | 175.6371
7445 | 309.9003 | 192.1028 | 309.9003 | 192.1028
7446 | 310.8641 | 191.7103 | 310.8641 | 191.7103
7447 | 294.6757 | 180.4075 | 294.6757 | 180.4075
7448 | 288.9204 | 180.594 | 288.9204 | 180.594
7449 | 294.6604 | 165.7869 | 294.6604 | 165.7869
7450 | 291.6408 | 141.9574 | 291.6408 | 141.9574
7451 | 275.496 | 131.9053 | 275.496 | 131.9053
7452 | 258.1409 | 115.0321 | 258.1409 | 115.0321
7453 | 246.0781 | 116.9338 | 246.0781 | 116.9338
7454 | 239.4837 | 120.8867 | 239.4837 | 120.8867
7455 | 235.1865 | 121.3845 | 235.1865 | 121.3845
7456 | 228.641 | 132.501 | 228.641 | 132.501
7457 | 224.7402 | 168.2019 | 224.7402 | 168.2019
7458 | 228.4615 | 210.7766 | 228.4615 | 210.7766
7459 | 243.7473 | 217.7875 | 243.7473 | 217.7875
7460 | 267.5314 | 207.9679 | 267.5314 | 207.9679
7461 | 286.7282 | 205.4959 | 286.7282 | 205.4959
7462 | 302.0271 | 203.2606 | 302.0271 | 203.2606
7463 | 323.4614 | 191.6233 | 323.4614 | 191.6233
7464 | 320.5496 | 185.0531 | 320.5496 | 185.0531
7465 | 303.4206 | 173.9541 | 303.4206 | 173.9541
7466 | 300.9947 | 172.2639 | 300.9947 | 172.2639
7467 | 301.7182 | 160.8055 | 301.7182 | 160.8055
7468 | 302.7065 | 172.6894 | 302.7065 | 172.6894
7469 | 305.7982 | 189.2612 | 305.7982 | 189.2612
7470 | 301.1228 | 189.1517 | 301.1228 | 189.1517
7471 | 289.2449 | 178.5387 | 289.2449 | 178.5387
7472 | 282.0831 | 179.2675 | 282.0831 | 179.2675
7473 | 288.1686 | 164.5312 | 288.1686 | 164.5312
7474 | 291.4006 | 140.2831 | 291.4006 | 140.2831
7475 | 277.5004 | 131.3747 | 277.5004 | 131.3747
7476 | 261.0416 | 116.3762 | 261.0416 | 116.3762
7477 | 247.0668 | 117.9478 | 247.0668 | 117.9478
7478 | 239.923 | 121.1285 | 239.923 | 121.1285
7479 | 234.7852 | 120.736 | 234.7852 | 120.736
7480 | 227.4332 | 131.2335 | 227.4332 | 131.2335
7481 | 222.0847 | 167.1879 | 222.0847 | 167.1879
7482 | 225.8909 | 210.5349 | 225.8909 | 210.5349
7483 | 238.1486 | 218.4596 | 238.1486 | 218.4596
7484 | 257.4802 | 210.3025 | 257.4802 | 210.3025
7485 | 274.0565 | 208.0191 | 274.0565 | 208.0191
7486 | 287.7666 | 205.3771 | 287.7666 | 205.3771
7487 | 308.295 | 193.1148 | 308.295 | 193.1148
7488 | 308.1279 | 187.1106 | 308.1279 | 187.1106
7489 | 297.1561 | 177.3026 | 297.1561 | 177.3026
7490 | 294.4968 | 176.7444 | 294.4968 | 176.7444
7491 | 294.8828 | 165.4864 | 294.8828 | 165.4864
7492 | 297.2948 | 176.097 | 297.2948 | 176.097
7493 | 300.3953 | 191.5958 | 300.3953 | 191.5958
7494 | 297.0639 | 191.1149 | 297.0639 | 191.1149
7495 | 287.3724 | 180.5726 | 287.3724 | 180.5726
7496 | 283.2744 | 182.0088 | 283.2744 | 182.0088
7497 | 288.0527 | 166.6595 | 288.0527 | 166.6595
7498 | 290.2369 | 140.7842 | 290.2369 | 140.7842
7499 | 276.9962 | 129.7181 | 276.9962 | 129.7181
7500 | 259.8519 | 111.8604 | 259.8519 | 111.8604
7501 | 247.7648 | 110.726 | 247.7648 | 110.726
7502 | 241.4252 | 110.1807 | 241.4252 | 110.1807
7503 | 238.7216 | 108.0963 | 238.7216 | 108.0963
7504 | 228.3922 | 118.5289 | 228.3922 | 118.5289
7505 | 223.9753 | 154.2534 | 223.9753 | 154.2534
7506 | 228.2361 | 197.1759 | 228.2361 | 197.1759
7507 | 239.7017 | 204.2812 | 239.7017 | 204.2812
7508 | 259.5964 | 193.9959 | 259.5964 | 193.9959
7509 | 274.9975 | 191.2468 | 274.9975 | 191.2468
7510 | 288.9844 | 190.0137 | 288.9844 | 190.0137
7511 | 311.0766 | 179.3314 | 311.0766 | 179.3314
7512 | 310.8535 | 174.0818 | 310.8535 | 174.0818
7513 | 297.6681 | 163.5134 | 297.6681 | 163.5134
7514 | 294.5257 | 161.7937 | 294.5257 | 161.7937
7515 | 291.1358 | 148.7848 | 291.1358 | 148.7848
7516 | 292.1447 | 158.1397 | 292.1447 | 158.1397
7517 | 296.5578 | 172.3297 | 296.5578 | 172.3297
7518 | 290.6323 | 170.4044 | 290.6323 | 170.4044
7519 | 277.876 | 158.9601 | 277.876 | 158.9601
7520 | 275.5301 | 159.8422 | 275.5301 | 159.8422
7521 | 281.5842 | 146.5385 | 281.5842 | 146.5385
7522 | 284.948 | 124.6898 | 284.948 | 124.6898
7523 | 273.0041 | 116.6422 | 273.0041 | 116.6422
7524 | 255.9565 | 101.6201 | 255.9565 | 101.6201
7525 | 243.9524 | 104.2234 | 243.9524 | 104.2234
7526 | 237.0067 | 108.0938 | 237.0067 | 108.0938
7527 | 231.3537 | 109.0042 | 231.3537 | 109.0042
7528 | 223.7294 | 121.0639 | 223.7294 | 121.0639
7529 | 219.277 | 158.0972 | 219.277 | 158.0972
7530 | 225.4926 | 202.6645 | 225.4926 | 202.6645
7531 | 241.994 | 211.615 | 241.994 | 211.615
7532 | 263.9067 | 202.8448 | 263.9067 | 202.8448
7533 | 280.9379 | 199.8009 | 280.9379 | 199.8009
7534 | 294.8741 | 197.6482 | 294.8741 | 197.6482
7535 | 316.3793 | 184.5193 | 316.3793 | 184.5193
7536 | 312.0596 | 177.7664 | 312.0596 | 177.7664
7537 | 295.4513 | 166.7146 | 295.4513 | 166.7146
7538 | 297.0827 | 164.7473 | 297.0827 | 164.7473
7539 | 297.675 | 152.3161 | 297.675 | 152.3161
7540 | 295.8577 | 162.3902 | 295.8577 | 162.3902
7541 | 300.1842 | 176.8279 | 300.1842 | 176.8279
7542 | 296.5993 | 174.7611 | 296.5993 | 174.7611
7543 | 283.0062 | 162.3735 | 283.0062 | 162.3735
7544 | 278.7648 | 162.224 | 278.7648 | 162.224
7545 | 282.5303 | 147.8886 | 282.5303 | 147.8886
7546 | 285.9177 | 125.0553 | 285.9177 | 125.0553
7547 | 271.5412 | 117.9333 | 271.5412 | 117.9333
7548 | 253.1323 | 106.7255 | 253.1323 | 106.7255
7549 | 240.6245 | 113.7857 | 240.6245 | 113.7857
7550 | 233.4452 | 121.1461 | 233.4452 | 121.1461
7551 | 230.5665 | 123.7308 | 230.5665 | 123.7308
7552 | 220.8104 | 135.7022 | 220.8104 | 135.7022
7553 | 219.0301 | 171.9278 | 219.0301 | 171.9278
7554 | 225.0553 | 215.2276 | 225.0553 | 215.2276
7555 | 245.3632 | 223.0638 | 245.3632 | 223.0638
7556 | 274.1637 | 213.8515 | 274.1637 | 213.8515
7557 | 295.0564 | 211.7744 | 295.0564 | 211.7744
7558 | 310.7046 | 209.1973 | 310.7046 | 209.1973
7559 | 332.9758 | 194.8009 | 332.9758 | 194.8009
7560 | 327.2808 | 183.9389 | 327.2808 | 183.9389
7561 | 307.6942 | 168.4832 | 307.6942 | 168.4832
7562 | 304.5523 | 161.3693 | 304.5523 | 161.3693
7563 | 307.337 | 144.1451 | 307.337 | 144.1451
7564 | 308.0695 | 152.5803 | 308.0695 | 152.5803
7565 | 313.1968 | 166.3754 | 313.1968 | 166.3754
7566 | 307.0776 | 165.5231 | 307.0776 | 165.5231
7567 | 290.7411 | 156.7376 | 290.7411 | 156.7376
7568 | 284.5921 | 158.899 | 284.5921 | 158.899
7569 | 289.9829 | 145.8134 | 289.9829 | 145.8134
7570 | 289.7081 | 124.5248 | 289.7081 | 124.5248
7571 | 273.9696 | 118.1219 | 273.9696 | 118.1219
7572 | 254.1756 | 104.839 | 254.1756 | 104.839
7573 | 241.7598 | 109.6294 | 241.7598 | 109.6294
7574 | 236.4745 | 114.3429 | 236.4745 | 114.3429
7575 | 230.7039 | 115.3712 | 230.7039 | 115.3712
7576 | 223.0817 | 127.7375 | 223.0817 | 127.7375
7577 | 218.8132 | 164.2992 | 218.8132 | 164.2992
7578 | 227.5707 | 207.4339 | 227.5707 | 207.4339
7579 | 246.0141 | 215.3232 | 246.0141 | 215.3232
7580 | 274.3334 | 206.158 | 274.3334 | 206.158
7581 | 294.1174 | 203.0139 | 294.1174 | 203.0139
7582 | 308.5398 | 199.576 | 308.5398 | 199.576
7583 | 328.9034 | 186.5179 | 328.9034 | 186.5179
7584 | 326.601 | 178.0258 | 326.601 | 178.0258
7585 | 304.36 | 164.2031 | 304.36 | 164.2031
7586 | 303.4411 | 159.0406 | 303.4411 | 159.0406
7587 | 305.0513 | 144.4635 | 305.0513 | 144.4635
7588 | 306.259 | 153.6297 | 306.259 | 153.6297
7589 | 312.3353 | 167.2597 | 312.3353 | 167.2597
7590 | 309.4904 | 164.3204 | 309.4904 | 164.3204
7591 | 293.5261 | 151.078 | 293.5261 | 151.078
7592 | 286.0816 | 149.8967 | 286.0816 | 149.8967
7593 | 291.1993 | 134.0934 | 291.1993 | 134.0934
7594 | 291.5999 | 110.5115 | 291.5999 | 110.5115
7595 | 275.0212 | 104.8396 | 275.0212 | 104.8396
7596 | 259.1511 | 95.99 | 259.1511 | 95.99
7597 | 243.9109 | 101.6353 | 243.9109 | 101.6353
7598 | 239.099 | 106.2308 | 239.099 | 106.2308
7599 | 234.0415 | 105.5908 | 234.0415 | 105.5908
7600 | 226.0805 | 115.3985 | 226.0805 | 115.3985
7601 | 221.8521 | 149.9734 | 221.8521 | 149.9734
7602 | 229.3981 | 191.4515 | 229.3981 | 191.4515
7603 | 247.5663 | 197.0476 | 247.5663 | 197.0476
7604 | 273.6265 | 185.5478 | 273.6265 | 185.5478
7605 | 296.4218 | 182.0146 | 296.4218 | 182.0146
7606 | 310.5501 | 179.7381 | 310.5501 | 179.7381
7607 | 331.5164 | 166.1729 | 331.5164 | 166.1729
7608 | 326.5596 | 155.4937 | 326.5596 | 155.4937
7609 | 307.0968 | 140.6157 | 307.0968 | 140.6157
7610 | 301.3932 | 136.6677 | 301.3932 | 136.6677
7611 | 304.0347 | 123.3521 | 304.0347 | 123.3521
7612 | 304.1568 | 133.78 | 304.1568 | 133.78
7613 | 305.7911 | 150.5581 | 305.7911 | 150.5581
7614 | 302.1279 | 152.3646 | 302.1279 | 152.3646
7615 | 288.4664 | 144.9232 | 288.4664 | 144.9232
7616 | 279.7742 | 148.7059 | 279.7742 | 148.7059
7617 | 282.5254 | 136.7345 | 282.5254 | 136.7345
7618 | 286.1031 | 115.9941 | 286.1031 | 115.9941
7619 | 272.6881 | 110.0511 | 272.6881 | 110.0511
7620 | 257.2099 | 97.1278 | 257.2099 | 97.1278
7621 | 244.3669 | 101.9301 | 244.3669 | 101.9301
7622 | 235.3289 | 106.785 | 235.3289 | 106.785
7623 | 233.0577 | 108.1081 | 233.0577 | 108.1081
7624 | 223.3359 | 119.3484 | 223.3359 | 119.3484
7625 | 220.5058 | 154.6897 | 220.5058 | 154.6897
7626 | 226.917 | 197.7006 | 226.917 | 197.7006
7627 | 241.6177 | 204.9533 | 241.6177 | 204.9533
7628 | 263.8486 | 194.6503 | 263.8486 | 194.6503
7629 | 282.1628 | 191.2232 | 282.1628 | 191.2232
7630 | 296.4327 | 189.8899 | 296.4327 | 189.8899
7631 | 315.1109 | 177.8988 | 315.1109 | 177.8988
7632 | 315.0215 | 170.1909 | 315.0215 | 170.1909
7633 | 299.4269 | 157.6946 | 299.4269 | 157.6946
7634 | 293.7262 | 155.6331 | 293.7262 | 155.6331
7635 | 293.1815 | 144.1746 | 293.1815 | 144.1746
7636 | 294.0909 | 155.5634 | 294.0909 | 155.5634
7637 | 295.3668 | 170.6613 | 295.3668 | 170.6613
7638 | 290.6873 | 168.8127 | 290.6873 | 168.8127
7639 | 279.7013 | 157.2858 | 279.7013 | 157.2858
7640 | 272.935 | 158.2151 | 272.935 | 158.2151
7641 | 278.3808 | 145.4479 | 278.3808 | 145.4479
7642 | 281.0614 | 124.7842 | 281.0614 | 124.7842
7643 | 267.6899 | 118.063 | 267.6899 | 118.063
7644 | 252.7233 | 103.7012 | 252.7233 | 103.7012
7645 | 238.6668 | 107.2654 | 238.6668 | 107.2654
7646 | 231.0151 | 111.6841 | 231.0151 | 111.6841
7647 | 226.6906 | 113.0189 | 226.6906 | 113.0189
7648 | 217.801 | 124.3712 | 217.801 | 124.3712
7649 | 214.2192 | 159.5062 | 214.2192 | 159.5062
7650 | 218.1821 | 201.3145 | 218.1821 | 201.3145
7651 | 230.4351 | 207.3527 | 230.4351 | 207.3527
7652 | 247.7928 | 195.7881 | 247.7928 | 195.7881
7653 | 264.5035 | 191.6653 | 264.5035 | 191.6653
7654 | 279.0109 | 189.3181 | 279.0109 | 189.3181
7655 | 298.675 | 176.6962 | 298.675 | 176.6962
7656 | 299.5962 | 167.7148 | 299.5962 | 167.7148
7657 | 286.8026 | 152.6718 | 286.8026 | 152.6718
7658 | 285.3983 | 145.6935 | 285.3983 | 145.6935
7659 | 284.0191 | 126.9129 | 284.0191 | 126.9129
7660 | 286.7343 | 132.0349 | 286.7343 | 132.0349
7661 | 286.8707 | 145.4468 | 286.8707 | 145.4468
7662 | 281.5145 | 142.7433 | 281.5145 | 142.7433
7663 | 274.7421 | 130.9571 | 274.7421 | 130.9571
7664 | 270.1994 | 132.3934 | 270.1994 | 132.3934
7665 | 272.1404 | 119.9976 | 272.1404 | 119.9976
7666 | 276.0663 | 101.1673 | 276.0663 | 101.1673
7667 | 265.7129 | 98.9148 | 265.7129 | 98.9148
7668 | 252.4134 | 89.228 | 252.4134 | 89.228
7669 | 240.5108 | 95.5808 | 240.5108 | 95.5808
7670 | 231.9837 | 101.0606 | 231.9837 | 101.0606
7671 | 227.9145 | 102.6961 | 227.9145 | 102.6961
7672 | 218.8419 | 114.8089 | 218.8419 | 114.8089
7673 | 213.9508 | 151.8422 | 213.9508 | 151.8422
7674 | 217.6212 | 195.9792 | 217.6212 | 195.9792
7675 | 225.7979 | 203.6327 | 225.7979 | 203.6327
7676 | 241.0034 | 193.3533 | 241.0034 | 193.3533
7677 | 257.1184 | 191.1642 | 257.1184 | 191.1642
7678 | 274.4397 | 191.1515 | 274.4397 | 191.1515
7679 | 293.9223 | 180.9939 | 293.9223 | 180.9939
7680 | 295.6258 | 173.5512 | 295.6258 | 173.5512
7681 | 286.6799 | 161.0963 | 286.6799 | 161.0963
7682 | 283.6987 | 157.0598 | 283.6987 | 157.0598
7683 | 280.7854 | 141.3861 | 280.7854 | 141.3861
7684 | 282.2475 | 147.9112 | 282.2475 | 147.9112
7685 | 287.5751 | 158.847 | 287.5751 | 158.847
7686 | 281.3974 | 156.0374 | 281.3974 | 156.0374
7687 | 272.9633 | 144.6992 | 272.9633 | 144.6992
7688 | 268.4816 | 146.8606 | 268.4816 | 146.8606
7689 | 273.4523 | 134.8657 | 273.4523 | 134.8657
7690 | 277.144 | 114.7149 | 277.144 | 114.7149
7691 | 265.9368 | 110.4167 | 265.9368 | 110.4167
7692 | 249.4691 | 99.9989 | 249.4691 | 99.9989
7693 | 237.2341 | 106.6169 | 237.2341 | 106.6169
7694 | 230.4082 | 112.7629 | 230.4082 | 112.7629
7695 | 224.5687 | 115.6954 | 224.5687 | 115.6954
7696 | 215.9768 | 129.4177 | 215.9768 | 129.4177
7697 | 213.979 | 167.4473 | 213.979 | 167.4473
7698 | 218.1492 | 212.1856 | 218.1492 | 212.1856
7699 | 229.9168 | 220.8943 | 229.9168 | 220.8943
7700 | 250.5204 | 211.8707 | 250.5204 | 211.8707
7701 | 264.4178 | 209.7111 | 264.4178 | 209.7111
7702 | 281.2604 | 208.3071 | 281.2604 | 208.3071
7703 | 302.7037 | 196.5223 | 302.7037 | 196.5223
7704 | 302.5786 | 188.6905 | 302.5786 | 188.6905
7705 | 288.5328 | 175.1332 | 288.5328 | 175.1332
7706 | 283.6966 | 169.275 | 283.6966 | 169.275
7707 | 289.0546 | 153.0295 | 289.0546 | 153.0295
7708 | 289.8031 | 160.6629 | 289.8031 | 160.6629
7709 | 293.0561 | 174.3872 | 293.0561 | 174.3872
7710 | 287.1913 | 173.3344 | 287.1913 | 173.3344
7711 | 277.2518 | 162.7862 | 277.2518 | 162.7862
7712 | 272.685 | 164.3581 | 272.685 | 164.3581
7713 | 274.4073 | 152.092 | 274.4073 | 152.092
7714 | 280.2008 | 130.9625 | 280.2008 | 130.9625
7715 | 267.4108 | 123.3806 | 267.4108 | 123.3806
7716 | 250.8016 | 108.6533 | 250.8016 | 108.6533
7717 | 237.1594 | 111.8166 | 237.1594 | 111.8166
7718 | 230.7354 | 116.2176 | 230.7354 | 116.2176
7719 | 223.7225 | 117.187 | 223.7225 | 117.187
7720 | 215.5689 | 129.2526 | 215.5689 | 129.2526
7721 | 213.5672 | 166.1739 | 213.5672 | 166.1739
7722 | 217.9129 | 210.1811 | 217.9129 | 210.1811
7723 | 235.1561 | 218.3122 | 235.1561 | 218.3122
7724 | 261.7703 | 208.7461 | 261.7703 | 208.7461
7725 | 278.9219 | 206.0206 | 278.9219 | 206.0206
7726 | 295.6144 | 204.0565 | 295.6144 | 204.0565
7727 | 319.6612 | 192.0949 | 319.6612 | 192.0949
7728 | 317.0748 | 185.5955 | 317.0748 | 185.5955
7729 | 299.3351 | 174.8502 | 299.3351 | 174.8502
7730 | 295.6747 | 172.2934 | 295.6747 | 172.2934
7731 | 297.6655 | 159.3729 | 297.6655 | 159.3729
7732 | 300.2939 | 169.5531 | 300.2939 | 169.5531
7733 | 302.7496 | 184.6982 | 302.7496 | 184.6982
7734 | 299.5818 | 183.9815 | 299.5818 | 183.9815
7735 | 284.5649 | 172.4841 | 284.5649 | 172.4841
7736 | 280.0848 | 173.5961 | 280.0848 | 173.5961
7737 | 281.5714 | 159.8739 | 281.5714 | 159.8739
7738 | 282.7897 | 137.3826 | 282.7897 | 137.3826
7739 | 267.3841 | 129.9009 | 267.3841 | 129.9009
7740 | 250.3334 | 115.4978 | 250.3334 | 115.4978
7741 | 236.2126 | 119.2389 | 236.2126 | 119.2389
7742 | 230.0774 | 123.9995 | 230.0774 | 123.9995
7743 | 224.5197 | 124.2791 | 224.5197 | 124.2791
7744 | 216.8552 | 135.0065 | 216.8552 | 135.0065
7745 | 213.5328 | 170.4716 | 213.5328 | 170.4716
7746 | 220.5933 | 212.7162 | 220.5933 | 212.7162
7747 | 238.5476 | 218.5126 | 238.5476 | 218.5126
7748 | 270.3914 | 206.3526 | 270.3914 | 206.3526
7749 | 290.9325 | 202.3006 | 290.9325 | 202.3006
7750 | 306.7334 | 200.307 | 306.7334 | 200.307
7751 | 331.5074 | 188.3454 | 331.5074 | 188.3454
7752 | 327.729 | 180.9499 | 327.729 | 180.9499
7753 | 307.5972 | 168.6777 | 307.5972 | 168.6777
7754 | 300.6937 | 163.7038 | 300.6937 | 163.7038
7755 | 301.6947 | 148.095 | 301.6947 | 148.095
7756 | 304.2032 | 153.9893 | 304.2032 | 153.9893
7757 | 305.2289 | 164.3474 | 305.2289 | 164.3474
7758 | 300.1419 | 161.8679 | 300.1419 | 161.8679
7759 | 284.7492 | 151.0191 | 284.7492 | 151.0191
7760 | 275.0251 | 152.3846 | 275.0251 | 152.3846
7761 | 279.0411 | 138.9689 | 279.0411 | 138.9689
7762 | 281.738 | 117.073 | 281.738 | 117.073
7763 | 266.8659 | 109.833 | 266.8659 | 109.833
7764 | 249.0107 | 95.8839 | 249.0107 | 95.8839
7765 | 235.6937 | 99.9021 | 235.6937 | 99.9021
7766 | 229.1673 | 103.7548 | 229.1673 | 103.7548
7767 | 223.6695 | 103.8398 | 223.6695 | 103.8398
7768 | 216.0202 | 114.8148 | 216.0202 | 114.8148
7769 | 213.1923 | 149.8555 | 213.1923 | 149.8555
7770 | 218.9572 | 191.3926 | 218.9572 | 191.3926
7771 | 236.7751 | 197.0535 | 236.7751 | 197.0535
7772 | 266.1741 | 185.2472 | 266.1741 | 185.2472
7773 | 290.3454 | 181.0183 | 290.3454 | 181.0183
7774 | 306.4448 | 178.9658 | 306.4448 | 178.9658
7775 | 328.3089 | 166.0609 | 328.3089 | 166.0609
7776 | 326.1202 | 154.6271 | 326.1202 | 154.6271
7777 | 306.3373 | 137.8626 | 306.3373 | 137.8626
7778 | 303.7704 | 132.4112 | 303.7704 | 132.4112
7779 | 302.4346 | 120.6992 | 302.4346 | 120.6992
7780 | 299.6793 | 132.7778 | 299.6793 | 132.7778
7781 | 303.1677 | 147.7165 | 303.1677 | 147.7165
7782 | 300.5306 | 146.9644 | 300.5306 | 146.9644
7783 | 283.6976 | 136.7935 | 283.6976 | 136.7935
7784 | 273.6289 | 138.106 | 273.6289 | 138.106
7785 | 273.49 | 123.9946 | 273.49 | 123.9946
7786 | 275.9665 | 100.4127 | 275.9665 | 100.4127
7787 | 265.4508 | 91.4748 | 265.4508 | 91.4748
7788 | 249.1149 | 78.0916 | 249.1149 | 78.0916
7789 | 235.24 | 82.9588 | 235.24 | 82.9588
7790 | 228.4569 | 86.9942 | 228.4569 | 86.9942
7791 | 222.5322 | 90.5929 | 222.5322 | 90.5929
7792 | 213.4046 | 105.6004 | 213.4046 | 105.6004
7793 | 210.7639 | 144.0426 | 210.7639 | 144.0426
7794 | 216.0845 | 189.9659 | 216.0845 | 189.9659
7795 | 230.2686 | 199.8243 | 230.2686 | 199.8243
7796 | 255.703 | 192.2214 | 255.703 | 192.2214
7797 | 274.7636 | 190.4273 | 274.7636 | 190.4273
7798 | 291.8414 | 188.6637 | 291.8414 | 188.6637
7799 | 313.1396 | 175.4346 | 313.1396 | 175.4346
7800 | 311.9522 | 167.5733 | 311.9522 | 167.5733
7801 | 298.9442 | 156.7396 | 298.9442 | 156.7396
7802 | 295.3989 | 155.7628 | 295.3989 | 155.7628
7803 | 294.9766 | 144.1333 | 294.9766 | 144.1333
7804 | 295.8075 | 155.1035 | 295.8075 | 155.1035
7805 | 297.3975 | 171.805 | 297.3975 | 171.805
7806 | 292.1598 | 173.2873 | 292.1598 | 173.2873
7807 | 280.0023 | 165.4156 | 280.0023 | 165.4156
7808 | 271.9459 | 168.5379 | 271.9459 | 168.5379
7809 | 272.2423 | 156.5843 | 272.2423 | 156.5843
7810 | 275.4988 | 134.6766 | 275.4988 | 134.6766
7811 | 265.158 | 126.5641 | 265.158 | 126.5641
7812 | 250.5776 | 111.147 | 250.5776 | 111.147
7813 | 238.0767 | 113.3789 | 238.0767 | 113.3789
7814 | 230.0285 | 117.4144 | 230.0285 | 117.4144
7815 | 223.401 | 116.8215 | 223.401 | 116.8215
7816 | 214.8364 | 125.6918 | 214.8364 | 125.6918
7817 | 211.8169 | 159.6772 | 211.8169 | 159.6772
7818 | 215.0791 | 202.1104 | 215.0791 | 202.1104
7819 | 226.1353 | 210.4831 | 226.1353 | 210.4831
7820 | 245.1709 | 201.0232 | 245.1709 | 201.0232
7821 | 264.4298 | 197.9734 | 264.4298 | 197.9734
7822 | 281.1791 | 196.3453 | 281.1791 | 196.3453
7823 | 301.8169 | 184.9497 | 301.8169 | 184.9497
7824 | 303.7671 | 178.0789 | 303.7671 | 178.0789
7825 | 290.2961 | 165.8302 | 290.2961 | 165.8302
7826 | 289.1206 | 161.6817 | 289.1206 | 161.6817
7827 | 288.529 | 147.6588 | 288.529 | 147.6588
7828 | 290.7428 | 157.0962 | 290.7428 | 157.0962
7829 | 291.2185 | 172.2708 | 291.2185 | 172.2708
7830 | 285.8009 | 171.3948 | 285.8009 | 171.3948
7831 | 273.5963 | 160.7405 | 273.5963 | 160.7405
7832 | 269.0003 | 161.546 | 269.0003 | 161.546
7833 | 270.6107 | 148.4133 | 270.6107 | 148.4133
7834 | 274.1265 | 126.2462 | 274.1265 | 126.2462
7835 | 263.7268 | 117.7977 | 263.7268 | 117.7977
7836 | 248.4764 | 103.7483 | 248.4764 | 103.7483
7837 | 235.6731 | 110.5786 | 235.6731 | 110.5786
7838 | 228.0463 | 117.2375 | 228.0463 | 117.2375
7839 | 221.5105 | 119.8399 | 221.5105 | 119.8399
7840 | 214.5847 | 132.8488 | 214.5847 | 132.8488
7841 | 211.3974 | 170.4009 | 211.3974 | 170.4009
7842 | 215.2075 | 214.2431 | 215.2075 | 214.2431
7843 | 226.9728 | 222.268 | 226.9728 | 222.268
7844 | 247.1625 | 211.4108 | 247.1625 | 211.4108
7845 | 263.9759 | 206.333 | 263.9759 | 206.333
7846 | 279.4244 | 202.6239 | 279.4244 | 202.6239
7847 | 301.1445 | 190.0197 | 301.1445 | 190.0197
7848 | 301.2443 | 182.4945 | 301.2443 | 182.4945
7849 | 289.2556 | 169.8155 | 289.2556 | 169.8155
7850 | 285.1711 | 165.8557 | 285.1711 | 165.8557
7851 | 285.8666 | 151.8504 | 285.8666 | 151.8504
7852 | 289.9782 | 161.5059 | 289.9782 | 161.5059
7853 | 292.5048 | 176.7159 | 292.5048 | 176.7159
7854 | 286.7186 | 176.1642 | 286.7186 | 176.1642
7855 | 279.1417 | 165.4332 | 279.1417 | 165.4332
7856 | 271.2717 | 166.6573 | 271.2717 | 166.6573
7857 | 271.8305 | 152.6049 | 271.8305 | 152.6049
7858 | 276.423 | 129.8483 | 276.423 | 129.8483
7859 | 264.4177 | 123.5987 | 264.4177 | 123.5987
7860 | 248.8228 | 113.2635 | 248.8228 | 113.2635
7861 | 235.211 | 121.7739 | 235.211 | 121.7739
7862 | 228.2332 | 129.2759 | 228.2332 | 129.2759
7863 | 221.8577 | 131.5127 | 221.8577 | 131.5127
7864 | 214.6207 | 143.8731 | 214.6207 | 143.8731
7865 | 214.4703 | 180.5055 | 214.4703 | 180.5055
7866 | 218.6443 | 224.4421 | 218.6443 | 224.4421
7867 | 233.4898 | 232.0661 | 233.4898 | 232.0661
7868 | 259.088 | 220.1772 | 259.088 | 220.1772
7869 | 276.1612 | 215.0759 | 276.1612 | 215.0759
7870 | 292.8701 | 210.9777 | 292.8701 | 210.9777
7871 | 316.3805 | 196.8407 | 316.3805 | 196.8407
7872 | 312.8966 | 188.5255 | 312.8966 | 188.5255
7873 | 295.7979 | 176.0351 | 295.7979 | 176.0351
7874 | 290.4244 | 171.7982 | 290.4244 | 171.7982
7875 | 293.4336 | 157.1267 | 293.4336 | 157.1267
7876 | 295.0233 | 164.8368 | 295.0233 | 164.8368
7877 | 300.709 | 178.7793 | 300.709 | 178.7793
7878 | 293.4923 | 179.1708 | 293.4923 | 179.1708
7879 | 280.8259 | 171.1046 | 280.8259 | 171.1046
7880 | 272.3332 | 172.7649 | 272.3332 | 172.7649
7881 | 275.1364 | 155.6882 | 275.1364 | 155.6882
7882 | 279.6247 | 125.5977 | 279.6247 | 125.5977
7883 | 268.2151 | 108.1646 | 268.2151 | 108.1646
7884 | 248.8811 | 84.4881 | 248.8811 | 84.4881
7885 | 235.3997 | 82.0804 | 235.3997 | 82.0804
7886 | 227.8846 | 85.3494 | 227.8846 | 85.3494
7887 | 221.2914 | 85.8177 | 221.2914 | 85.8177
7888 | 213.3021 | 98.3314 | 213.3021 | 98.3314
7889 | 213.0931 | 135.8952 | 213.0931 | 135.8952
7890 | 218.1497 | 180.6217 | 218.1497 | 180.6217
7891 | 236.8738 | 189.2362 | 236.8738 | 189.2362
7892 | 266.0472 | 180.6252 | 266.0472 | 180.6252
7893 | 286.2209 | 180.3403 | 286.2209 | 180.3403
7894 | 302.5819 | 181.4713 | 302.5819 | 181.4713
7895 | 326.741 | 171.9209 | 326.741 | 171.9209
7896 | 321.2569 | 165.4097 | 321.2569 | 165.4097
7897 | 301.1404 | 152.6246 | 301.1404 | 152.6246
7898 | 296.9152 | 147.5446 | 296.9152 | 147.5446
7899 | 299.7156 | 131.6469 | 299.7156 | 131.6469
7900 | 300.5394 | 140.4771 | 300.5394 | 140.4771
7901 | 304.8592 | 157.4675 | 304.8592 | 157.4675
7902 | 297.5808 | 158.8966 | 297.5808 | 158.8966
7903 | 282.0607 | 149.0205 | 282.0607 | 149.0205
7904 | 273.5733 | 149.5194 | 273.5733 | 149.5194
7905 | 275.2502 | 133.9991 | 275.2502 | 133.9991
7906 | 277.9629 | 110.1459 | 277.9629 | 110.1459
7907 | 266.5615 | 102.0216 | 266.5615 | 102.0216
7908 | 247.5536 | 89.2516 | 247.5536 | 89.2516
7909 | 233.6777 | 94.9676 | 233.6777 | 94.9676
7910 | 227.1325 | 99.9935 | 227.1325 | 99.9935
7911 | 219.8468 | 101.6762 | 219.8468 | 101.6762
7912 | 213.1743 | 114.8207 | 213.1743 | 114.8207
7913 | 211.1203 | 152.0957 | 211.1203 | 152.0957
7914 | 217.1901 | 195.9261 | 217.1901 | 195.9261
7915 | 235.9352 | 202.9783 | 235.9352 | 202.9783
7916 | 266.6838 | 191.7498 | 266.6838 | 191.7498
7917 | 288.3866 | 184.6734 | 288.3866 | 184.6734
7918 | 305.2135 | 181.4418 | 305.2135 | 181.4418
7919 | 329.8295 | 163.0425 | 329.8295 | 163.0425
7920 | 322.8298 | 152.2453 | 322.8298 | 152.2453
7921 | 302.9677 | 141.3527 | 302.9677 | 141.3527
7922 | 302.934 | 139.238 | 302.934 | 139.238
7923 | 303.8663 | 126.8245 | 303.8663 | 126.8245
7924 | 304.4312 | 138.0718 | 304.4312 | 138.0718
7925 | 308.3797 | 154.7733 | 308.3797 | 154.7733
7926 | 302.6765 | 155.5481 | 302.6765 | 155.5481
7927 | 287.484 | 145.8252 | 287.484 | 145.8252
7928 | 278.5837 | 147.2792 | 278.5837 | 147.2792
7929 | 279.3334 | 133.5333 | 279.3334 | 133.5333
7930 | 283.2887 | 111.3014 | 283.2887 | 111.3014
7931 | 268.4463 | 105.1049 | 268.4463 | 105.1049
7932 | 251.3823 | 95.1764 | 251.3823 | 95.1764
7933 | 237.4676 | 103.6574 | 237.4676 | 103.6574
7934 | 228.9082 | 110.8469 | 228.9082 | 110.8469
7935 | 222.9681 | 113.0307 | 222.9681 | 113.0307
7936 | 214.593 | 125.739 | 214.593 | 125.739
7937 | 213.918 | 163.0729 | 213.918 | 163.0729
7938 | 219.969 | 206.8031 | 219.969 | 206.8031
7939 | 237.3304 | 214.5038 | 237.3304 | 214.5038
7940 | 267.7966 | 204.0003 | 267.7966 | 204.0003
7941 | 288.9383 | 199.7361 | 288.9383 | 199.7361
7942 | 301.8551 | 195.7145 | 301.8551 | 195.7145
7943 | 326.7239 | 180.3985 | 326.7239 | 180.3985
7944 | 323.128 | 172.0774 | 323.128 | 172.0774
7945 | 302.545 | 159.5163 | 302.545 | 159.5163
7946 | 298.5923 | 154.4658 | 298.5923 | 154.4658
7947 | 300.0984 | 139.2932 | 300.0984 | 139.2932
7948 | 298.9616 | 147.2863 | 298.9616 | 147.2863
7949 | 302.2475 | 159.2302 | 302.2475 | 159.2302
7950 | 296.1466 | 153.691 | 296.1466 | 153.691
7951 | 281.9953 | 140.9026 | 281.9953 | 140.9026
7952 | 272.8779 | 143.4059 | 272.8779 | 143.4059
7953 | 275.15 | 131.1929 | 275.15 | 131.1929
7954 | 278.1385 | 108.5188 | 278.1385 | 108.5188
7955 | 268.5936 | 100.2648 | 268.5936 | 100.2648
7956 | 251.175 | 85.9738 | 251.175 | 85.9738
7957 | 236.9549 | 90.4636 | 236.9549 | 90.4636
7958 | 228.1066 | 96.3502 | 228.1066 | 96.3502
7959 | 220.8097 | 98.9231 | 220.8097 | 98.9231
7960 | 212.0162 | 112.0735 | 212.0162 | 112.0735
7961 | 210.2221 | 149.3426 | 210.2221 | 149.3426
7962 | 214.8151 | 193.4854 | 214.8151 | 193.4854
7963 | 228.6614 | 201.7933 | 228.6614 | 201.7933
7964 | 254.3893 | 192.2626 | 254.3893 | 192.2626
7965 | 275.4739 | 188.8355 | 275.4739 | 188.8355
7966 | 292.4031 | 185.1618 | 292.4031 | 185.1618
7967 | 315.4259 | 170.565 | 315.4259 | 170.565
7968 | 309.6044 | 161.5895 | 309.6044 | 161.5895
7969 | 294.5694 | 150.3785 | 294.5694 | 150.3785
7970 | 291.8311 | 149.4076 | 291.8311 | 149.4076
7971 | 293.0139 | 137.6838 | 293.0139 | 137.6838
7972 | 293.3783 | 147.3334 | 293.3783 | 147.3334
7973 | 296.3493 | 162.2191 | 296.3493 | 162.2191
7974 | 291.6196 | 161.2371 | 291.6196 | 161.2371
7975 | 280.4725 | 149.7574 | 280.4725 | 149.7574
7976 | 271.9271 | 151.0051 | 271.9271 | 151.0051
7977 | 268.3084 | 138.4914 | 268.3084 | 138.4914
7978 | 272.1862 | 117.5093 | 272.1862 | 117.5093
7979 | 264.6923 | 110.2221 | 264.6923 | 110.2221
7980 | 248.7918 | 95.1293 | 248.7918 | 95.1293
7981 | 235.1476 | 98.6228 | 235.1476 | 98.6228
7982 | 227.0488 | 103.1947 | 227.0488 | 103.1947
7983 | 220.1204 | 104.6298 | 220.1204 | 104.6298
7984 | 210.8431 | 116.9725 | 210.8431 | 116.9725
7985 | 209.0468 | 153.882 | 209.0468 | 153.882
7986 | 212.7098 | 197.0698 | 212.7098 | 197.0698
7987 | 222.578 | 203.8449 | 222.578 | 203.8449
7988 | 241.9965 | 193.6304 | 241.9965 | 193.6304
7989 | 259.8832 | 190.5452 | 259.8832 | 190.5452
7990 | 277.0425 | 188.4927 | 277.0425 | 188.4927
7991 | 301.4813 | 176.5252 | 301.4813 | 176.5252
7992 | 302.085 | 169.9904 | 302.085 | 169.9904
7993 | 290.2759 | 159.7934 | 290.2759 | 159.7934
7994 | 287.2046 | 158.3096 | 287.2046 | 158.3096
7995 | 286.628 | 146.1613 | 286.628 | 146.1613
7996 | 288.9524 | 156.094 | 288.9524 | 156.094
7997 | 290.8672 | 171.2155 | 290.8672 | 171.2155
7998 | 282.8876 | 170.7346 | 282.8876 | 170.7346
7999 | 273.7726 | 159.7914 | 273.7726 | 159.7914
8000 | 267.5813 | 160.0073 | 267.5813 | 160.0073
8001 | 267.4407 | 145.3005 | 267.4407 | 145.3005
8002 | 270.422 | 122.5144 | 270.422 | 122.5144
8003 | 261.9571 | 114.8736 | 261.9571 | 114.8736
8004 | 248.1392 | 35.0462 | 248.1392 | 35.0462
8005 | 232.481 | 34.7391 | 232.481 | 34.7391
8006 | 224.661 | 35.8834 | 224.661 | 35.8834
8007 | 217.9244 | 38.2666 | 217.9244 | 38.2666
8008 | 209.0346 | 46.7265 | 209.0346 | 46.7265
8009 | 206.7176 | 81.5397 | 206.7176 | 81.5397
8010 | 209.8237 | 128.8574 | 209.8237 | 128.8574
8011 | 220.6923 | 127.4349 | 220.6923 | 127.4349
8012 | 240.1471 | 126.3887 | 240.1471 | 126.3887
8013 | 258.4295 | 112.0735 | 258.4295 | 112.0735
8014 | 274.626 | 114.4308 | 274.626 | 114.4308
8015 | 296.7254 | 109.8182 | 296.7254 | 109.8182
8016 | 296.6532 | 97.6951 | 296.6532 | 97.6951
8017 | 285.3814 | 90.4386 | 285.3814 | 90.4386
8018 | 283.5985 | 91.622 | 283.5985 | 91.622
8019 | 282.2937 | 77.945 | 282.2937 | 77.945
8020 | 285.1718 | 95.4703 | 285.1718 | 95.4703
8021 | 287.6997 | 109.6558 | 287.6997 | 109.6558
8022 | 281.122 | 106.424 | 281.122 | 106.424
8023 | 271.3964 | 95.4287 | 271.3964 | 95.4287
8024 | 263.7591 | 98.6978 | 263.7591 | 98.6978
8025 | 264.7579 | 84.1978 | 264.7579 | 84.1978
8026 | 267.793 | 61.9756 | 267.793 | 61.9756
8027 | 261.4554 | 52.4926 | 261.4554 | 52.4926
8028 | 245.7703 | 36.1483 | 245.7703 | 36.1483
8029 | 233.5203 | 36.3463 | 233.5203 | 36.3463
8030 | 225.6521 | 37.7983 | 225.6521 | 37.7983
8031 | 218.5995 | 40.0159 | 218.5995 | 40.0159
8032 | 209.4287 | 47.7801 | 209.4287 | 47.7801
8033 | 207.7075 | 81.8959 | 207.7075 | 81.8959
8034 | 212.3618 | 128.3925 | 212.3618 | 128.3925
8035 | 224.4603 | 126.2291 | 224.4603 | 126.2291
8036 | 249.448 | 125.1227 | 249.448 | 125.1227
8037 | 266.0149 | 111.1118 | 266.0149 | 111.1118
8038 | 283.3852 | 113.792 | 283.3852 | 113.792
8039 | 306.4833 | 109.7881 | 306.4833 | 109.7881
8040 | 307.2655 | 98.4811 | 307.2655 | 98.4811
8041 | 290.7361 | 92.024 | 290.7361 | 92.024
8042 | 285.1088 | 93.7894 | 285.1088 | 93.7894
8043 | 286.2883 | 80.2546 | 286.2883 | 80.2546
8044 | 285.7745 | 97.9153 | 285.7745 | 97.9153
8045 | 288.8543 | 112.2346 | 288.8543 | 112.2346
8046 | 283.3679 | 108.9945 | 283.3679 | 108.9945
8047 | 270.197 | 97.9222 | 270.197 | 97.9222
8048 | 264.6617 | 101.1662 | 264.6617 | 101.1662
8049 | 265.2222 | 86.5207 | 265.2222 | 86.5207
8050 | 269.3511 | 63.7166 | 269.3511 | 63.7166
8051 | 262.7476 | 53.4108 | 262.7476 | 53.4108
8052 | 245.5944 | 36.4895 | 245.5944 | 36.4895
8053 | 231.0609 | 35.868 | 231.0609 | 35.868
8054 | 222.2865 | 36.6226 | 222.2865 | 36.6226
8055 | 214.3475 | 38.3067 | 214.3475 | 38.3067
8056 | 206.4974 | 45.8803 | 206.4974 | 45.8803
8057 | 206.885 | 80.0546 | 206.885 | 80.0546
8058 | 211.3378 | 126.685 | 211.3378 | 126.685
8059 | 228.3211 | 124.6353 | 228.3211 | 124.6353
8060 | 258.3465 | 123.5306 | 258.3465 | 123.5306
8061 | 282.7246 | 109.1184 | 282.7246 | 109.1184
8062 | 296.8783 | 112.1698 | 296.8783 | 112.1698
8063 | 320.8611 | 108.3348 | 320.8611 | 108.3348
8064 | 319.1503 | 96.6565 | 319.1503 | 96.6565
8065 | 296.996 | 90.1359 | 296.996 | 90.1359
8066 | 292.5375 | 91.7491 | 292.5375 | 91.7491
8067 | 296.9006 | 78.0169 | 296.9006 | 78.0169
8068 | 296.1199 | 95.5807 | 296.1199 | 95.5807
8069 | 300.1051 | 109.6039 | 300.1051 | 109.6039
8070 | 295.4165 | 106.3521 | 295.4165 | 106.3521
8071 | 280.8505 | 95.4889 | 280.8505 | 95.4889
8072 | 274.3839 | 98.9302 | 274.3839 | 98.9302
8073 | 272.3051 | 84.5991 | 272.3051 | 84.5991
8074 | 273.4701 | 62.0241 | 273.4701 | 62.0241
8075 | 260.5815 | 51.8672 | 260.5815 | 51.8672
8076 | 242.6222 | 34.5077 | 242.6222 | 34.5077
8077 | 229.3819 | 33.1119 | 229.3819 | 33.1119
8078 | 222.2305 | 33.4568 | 222.2305 | 33.4568
8079 | 215.5942 | 34.9386 | 215.5942 | 34.9386
8080 | 208.2042 | 42.5706 | 208.2042 | 42.5706
8081 | 208.3231 | 77.1681 | 208.3231 | 77.1681
8082 | 212.6258 | 124.3537 | 212.6258 | 124.3537
8083 | 230.4655 | 122.9914 | 230.4655 | 122.9914
8084 | 262.4967 | 122.666 | 262.4967 | 122.666
8085 | 284.896 | 109.4278 | 284.896 | 109.4278
8086 | 300.7569 | 112.8487 | 300.7569 | 112.8487
8087 | 327.1783 | 109.4419 | 327.1783 | 109.4419
8088 | 321.9198 | 98.5012 | 321.9198 | 98.5012
8089 | 303.6165 | 92.5625 | 303.6165 | 92.5625
8090 | 300.1362 | 94.6072 | 300.1362 | 94.6072
8091 | 302.544 | 81.2329 | 302.544 | 81.2329
8092 | 304.2273 | 99.3418 | 304.2273 | 99.3418
8093 | 307.1248 | 114.8803 | 307.1248 | 114.8803
8094 | 301.5882 | 112.8426 | 301.5882 | 112.8426
8095 | 284.8793 | 102.1985 | 284.8793 | 102.1985
8096 | 275.2024 | 105.5846 | 275.2024 | 105.5846
8097 | 273.1645 | 90.7418 | 273.1645 | 90.7418
8098 | 274.892 | 67.5781 | 274.892 | 67.5781
8099 | 263.2046 | 56.8692 | 263.2046 | 56.8692
8100 | 246.2358 | 39.2773 | 246.2358 | 39.2773
8101 | 232.5414 | 38.037 | 232.5414 | 38.037
8102 | 224.1424 | 38.8117 | 224.1424 | 38.8117
8103 | 215.6783 | 40.4089 | 215.6783 | 40.4089
8104 | 208.5634 | 47.7266 | 208.5634 | 47.7266
8105 | 209.1148 | 81.6635 | 209.1148 | 81.6635
8106 | 215.6471 | 127.8858 | 215.6471 | 127.8858
8107 | 233.0123 | 125.5217 | 233.0123 | 125.5217
8108 | 263.6988 | 124.3066 | 263.6988 | 124.3066
8109 | 283.9446 | 110.468 | 283.9446 | 110.468
8110 | 300.3805 | 113.5444 | 300.3805 | 113.5444
8111 | 322.7092 | 110.0523 | 322.7092 | 110.0523
8112 | 319.6011 | 99.1718 | 319.6011 | 99.1718
8113 | 301.322 | 93.1478 | 301.322 | 93.1478
8114 | 295.598 | 94.9801 | 295.598 | 94.9801
8115 | 299.0274 | 81.6393 | 299.0274 | 81.6393
8116 | 299.905 | 99.6863 | 299.905 | 99.6863
8117 | 301.7454 | 114.5257 | 301.7454 | 114.5257
8118 | 297.1575 | 111.7388 | 297.1575 | 111.7388
8119 | 281.4952 | 100.899 | 281.4952 | 100.899
8120 | 271.3748 | 104.1581 | 271.3748 | 104.1581
8121 | 270.4475 | 89.2868 | 270.4475 | 89.2868
8122 | 275.4379 | 66.1198 | 275.4379 | 66.1198
8123 | 265.3488 | 55.3758 | 265.3488 | 55.3758
8124 | 248.8774 | 38.0849 | 248.8774 | 38.0849
8125 | 234.9456 | 37.7377 | 234.9456 | 37.7377
8126 | 224.7482 | 39.1596 | 224.7482 | 39.1596
8127 | 216.4236 | 41.0327 | 216.4236 | 41.0327
8128 | 207.9165 | 48.5895 | 207.9165 | 48.5895
8129 | 208.1632 | 82.7338 | 208.1632 | 82.7338
8130 | 213.0561 | 129.232 | 213.0561 | 129.232
8131 | 226.5744 | 127.0736 | 226.5744 | 127.0736
8132 | 249.5282 | 125.7131 | 249.5282 | 125.7131
8133 | 273.5565 | 111.3075 | 273.5565 | 111.3075
8134 | 289.3642 | 113.4224 | 289.3642 | 113.4224
8135 | 311.1796 | 108.8315 | 311.1796 | 108.8315
8136 | 308.4321 | 97.0094 | 308.4321 | 97.0094
8137 | 293.8306 | 89.6058 | 293.8306 | 89.6058
8138 | 290.3526 | 90.8343 | 290.3526 | 90.8343
8139 | 289.9847 | 77.1992 | 289.9847 | 77.1992
8140 | 289.395 | 94.808 | 289.395 | 94.808
8141 | 290.1816 | 109.2561 | 290.1816 | 109.2561
8142 | 284.3734 | 106.0477 | 284.3734 | 106.0477
8143 | 272.5893 | 95.2916 | 272.5893 | 95.2916
8144 | 265.6539 | 98.9051 | 265.6539 | 98.9051
8145 | 262.4528 | 84.5807 | 262.4528 | 84.5807
8146 | 266.7595 | 62.1462 | 266.7595 | 62.1462
8147 | 260.7578 | 52.2301 | 260.7578 | 52.2301
8148 | 247.6471 | 35.6951 | 247.6471 | 35.6951
8149 | 232.6791 | 35.6422 | 232.6791 | 35.6422
8150 | 222.8716 | 37.0323 | 222.8716 | 37.0323
8151 | 212.2633 | 38.8386 | 212.2633 | 38.8386
8152 | 205.8403 | 46.2214 | 205.8403 | 46.2214
8153 | 205.2207 | 80.247 | 205.2207 | 80.247
8154 | 207.9817 | 126.7603 | 207.9817 | 126.7603
8155 | 217.6097 | 124.5199 | 217.6097 | 124.5199
8156 | 236.5796 | 123.3567 | 236.5796 | 123.3567
8157 | 255.9974 | 109.5616 | 255.9974 | 109.5616
8158 | 274.7346 | 112.6213 | 274.7346 | 112.6213
8159 | 294.8911 | 109.0439 | 294.8911 | 109.0439
8160 | 297.3731 | 98.0145 | 297.3731 | 98.0145
8161 | 283.6836 | 91.7715 | 283.6836 | 91.7715
8162 | 281.782 | 93.4817 | 281.782 | 93.4817
8163 | 281.5321 | 79.6191 | 281.5321 | 79.6191
8164 | 281.5705 | 96.4955 | 281.5705 | 96.4955
8165 | 280.6923 | 110.318 | 280.6923 | 110.318
8166 | 274.6534 | 106.8705 | 274.6534 | 106.8705
8167 | 265.8026 | 95.6076 | 265.8026 | 95.6076
8168 | 258.1297 | 98.4603 | 258.1297 | 98.4603
8169 | 255.8745 | 83.2428 | 255.8745 | 83.2428
8170 | 260.5018 | 59.9571 | 260.5018 | 59.9571
8171 | 256.8753 | 49.3084 | 256.8753 | 49.3084
8172 | 243.9329 | 32.6413 | 243.9329 | 32.6413
8173 | 230.3612 | 32.8962 | 230.3612 | 32.8962
8174 | 221.6843 | 33.6759 | 221.6843 | 33.6759
8175 | 212.9801 | 35.1008 | 212.9801 | 35.1008
8176 | 206.1558 | 43.2128 | 206.1558 | 43.2128
8177 | 205.4432 | 78.0495 | 205.4432 | 78.0495
8178 | 208.567 | 124.8454 | 208.567 | 124.8454
8179 | 219.332 | 122.585 | 219.332 | 122.585
8180 | 238.3915 | 120.8465 | 238.3915 | 120.8465
8181 | 255.6526 | 105.5479 | 255.6526 | 105.5479
8182 | 269.1934 | 107.4336 | 269.1934 | 107.4336
8183 | 292.6064 | 102.8093 | 292.6064 | 102.8093
8184 | 295.0421 | 90.932 | 295.0421 | 90.932
8185 | 282.0965 | 84.0301 | 282.0965 | 84.0301
8186 | 274.0871 | 85.6533 | 274.0871 | 85.6533
8187 | 272.2955 | 72.3175 | 272.2955 | 72.3175
8188 | 271.0037 | 90.5418 | 271.0037 | 90.5418
8189 | 271.0961 | 105.3444 | 271.0961 | 105.3444
8190 | 264.7135 | 102.4555 | 264.7135 | 102.4555
8191 | 257.4502 | 91.5889 | 257.4502 | 91.5889
8192 | 254.2078 | 94.7944 | 254.2078 | 94.7944
8193 | 255.6591 | 80.2727 | 255.6591 | 80.2727
8194 | 258.1971 | 57.7797 | 258.1971 | 57.7797
8195 | 250.4235 | 48.009 | 250.4235 | 48.009
8196 | 236.7586 | 31.9005 | 236.7586 | 31.9005
8197 | 223.3288 | 32.4547 | 223.3288 | 32.4547
8198 | 215.0608 | 34.4201 | 215.0608 | 34.4201
8199 | 206.3245 | 36.7197 | 206.3245 | 36.7197
8200 | 199.3478 | 44.4822 | 199.3478 | 44.4822
8201 | 199.3374 | 78.6114 | 199.3374 | 78.6114
8202 | 204.4858 | 125.414 | 204.4858 | 125.414
8203 | 218.049 | 123.585 | 218.049 | 123.585
8204 | 242.1322 | 122.9152 | 242.1322 | 122.9152
8205 | 261.5636 | 109.2956 | 261.5636 | 109.2956
8206 | 276.1855 | 112.3019 | 276.1855 | 112.3019
8207 | 301.8799 | 108.4134 | 301.8799 | 108.4134
8208 | 300.2161 | 96.9174 | 300.2161 | 96.9174
8209 | 282.8889 | 89.9653 | 282.8889 | 89.9653
8210 | 276.7906 | 90.4396 | 276.7906 | 90.4396
8211 | 280.0642 | 76.0318 | 280.0642 | 76.0318
8212 | 281.162 | 93.7243 | 281.162 | 93.7243
8213 | 287.6103 | 108.2878 | 287.6103 | 108.2878
8214 | 281.3816 | 105.2049 | 281.3816 | 105.2049
8215 | 268.6222 | 94.1125 | 268.6222 | 94.1125
8216 | 261.5354 | 97.3047 | 261.5354 | 97.3047
8217 | 258.6955 | 82.6006 | 258.6955 | 82.6006
8218 | 262.5268 | 59.6862 | 262.5268 | 59.6862
8219 | 255.494 | 49.5074 | 255.494 | 49.5074
8220 | 239.1921 | 33.2852 | 239.1921 | 33.2852
8221 | 224.327 | 33.3393 | 224.327 | 33.3393
8222 | 214.2489 | 34.8348 | 214.2489 | 34.8348
8223 | 206.1335 | 36.5993 | 206.1335 | 36.5993
8224 | 198.2813 | 44.0356 | 198.2813 | 44.0356
8225 | 200.3242 | 77.9441 | 200.3242 | 77.9441
8226 | 206.1768 | 124.2433 | 206.1768 | 124.2433
8227 | 223.2121 | 121.6618 | 223.2121 | 121.6618
8228 | 252.4003 | 120.0354 | 252.4003 | 120.0354
8229 | 276.207 | 105.1599 | 276.207 | 105.1599
8230 | 289.7138 | 106.6409 | 289.7138 | 106.6409
8231 | 311.858 | 101.5734 | 311.858 | 101.5734
8232 | 311.3281 | 89.3182 | 311.3281 | 89.3182
8233 | 293.0994 | 81.7489 | 293.0994 | 81.7489
8234 | 288.9169 | 81.648 | 288.9169 | 81.648
8235 | 289.5488 | 66.4475 | 289.5488 | 66.4475
8236 | 288.6655 | 82.889 | 288.6655 | 82.889
8237 | 291.0614 | 96.2299 | 291.0614 | 96.2299
8238 | 284.9415 | 92.4396 | 284.9415 | 92.4396
8239 | 268.574 | 81.0446 | 268.574 | 81.0446
8240 | 258.1452 | 84.1581 | 258.1452 | 84.1581
8241 | 255.4039 | 69.6113 | 255.4039 | 69.6113
8242 | 259.7314 | 47.0347 | 259.7314 | 47.0347
8243 | 253.118 | 37.3593 | 253.118 | 37.3593
8244 | 240.0037 | 21.2976 | 240.0037 | 21.2976
8245 | 226.0501 | 21.5156 | 226.0501 | 21.5156
8246 | 216.5909 | 23.0864 | 216.5909 | 23.0864
8247 | 206.9733 | 25.386 | 206.9733 | 25.386
8248 | 199.1291 | 33.5348 | 199.1291 | 33.5348
8249 | 200.9169 | 68.2326 | 200.9169 | 68.2326
8250 | 208.2015 | 115.3078 | 208.2015 | 115.3078
8251 | 225.6479 | 113.5558 | 225.6479 | 113.5558
8252 | 256.4504 | 112.5967 | 256.4504 | 112.5967
8253 | 276.7414 | 98.7078 | 276.7414 | 98.7078
8254 | 292.8327 | 101.2274 | 292.8327 | 101.2274
8255 | 315.6837 | 96.8807 | 315.6837 | 96.8807
8256 | 315.8465 | 85.4533 | 315.8465 | 85.4533
8257 | 294.1515 | 78.8741 | 294.1515 | 78.8741
8258 | 291.6468 | 79.9371 | 291.6468 | 79.9371
8259 | 293.9078 | 65.6614 | 293.9078 | 65.6614
8260 | 292.1569 | 82.6749 | 292.1569 | 82.6749
8261 | 294.8983 | 96.4858 | 294.8983 | 96.4858
8262 | 289.9188 | 93.0484 | 289.9188 | 93.0484
8263 | 273.6879 | 82.3089 | 273.6879 | 82.3089
8264 | 265.3949 | 86.0044 | 265.3949 | 86.0044
8265 | 264.4076 | 72.0747 | 264.4076 | 72.0747
8266 | 267.3502 | 51.0617 | 267.3502 | 51.0617
8267 | 257.8805 | 42.9684 | 257.8805 | 42.9684
8268 | 241.4679 | 27.4453 | 241.4679 | 27.4453
8269 | 226.8079 | 27.2268 | 226.8079 | 27.2268
8270 | 216.9142 | 27.7741 | 216.9142 | 27.7741
8271 | 208.1923 | 28.7909 | 208.1923 | 28.7909
8272 | 201.7137 | 35.7758 | 201.7137 | 35.7758
8273 | 202.6406 | 69.8699 | 202.6406 | 69.8699
8274 | 207.7081 | 116.9601 | 207.7081 | 116.9601
8275 | 223.9281 | 115.8637 | 223.9281 | 115.8637
8276 | 253.8921 | 115.8611 | 253.8921 | 115.8611
8277 | 277.941 | 102.8018 | 277.941 | 102.8018
8278 | 291.2586 | 106.3382 | 291.2586 | 106.3382
8279 | 316.5374 | 103.3093 | 316.5374 | 103.3093
8280 | 318.9977 | 92.6579 | 318.9977 | 92.6579
8281 | 297.7557 | 86.7343 | 297.7557 | 86.7343
8282 | 293.4558 | 89.065 | 293.4558 | 89.065
8283 | 292.4253 | 76.2576 | 292.4253 | 76.2576
8284 | 294.6879 | 94.2662 | 294.6879 | 94.2662
8285 | 297.5971 | 108.7059 | 297.5971 | 108.7059
8286 | 289.2274 | 105.3637 | 289.2274 | 105.3637
8287 | 273.8025 | 93.9971 | 273.8025 | 93.9971
8288 | 263.838 | 96.8715 | 263.838 | 96.8715
8289 | 260.3815 | 81.6056 | 260.3815 | 81.6056
8290 | 265.6643 | 58.3198 | 265.6643 | 58.3198
8291 | 260.1546 | 47.9254 | 260.1546 | 47.9254
8292 | 244.2763 | 31.0526 | 244.2763 | 31.0526
8293 | 229.6239 | 30.4996 | 229.6239 | 30.4996
8294 | 218.8115 | 31.8396 | 218.8115 | 31.8396
8295 | 210.2282 | 33.9619 | 210.2282 | 33.9619
8296 | 203.5096 | 41.5338 | 203.5096 | 41.5338
8297 | 203.2641 | 76.2282 | 203.2641 | 76.2282
8298 | 208.7091 | 123.1212 | 208.7091 | 123.1212
8299 | 221.0073 | 121.3006 | 221.0073 | 121.3006
8300 | 245.6738 | 120.6408 | 245.6738 | 120.6408
8301 | 267.6275 | 107.0664 | 267.6275 | 107.0664
8302 | 284.3418 | 110.2783 | 284.3418 | 110.2783
8303 | 305.1067 | 106.7209 | 305.1067 | 106.7209
8304 | 303.8973 | 95.3738 | 303.8973 | 95.3738
8305 | 290.4933 | 88.8666 | 290.4933 | 88.8666
8306 | 287.9308 | 90.5785 | 287.9308 | 90.5785
8307 | 289.2409 | 76.9366 | 289.2409 | 76.9366
8308 | 286.4972 | 94.318 | 286.4972 | 94.318
8309 | 290.1668 | 108.3747 | 290.1668 | 108.3747
8310 | 284.9036 | 104.8971 | 284.9036 | 104.8971
8311 | 270.7307 | 93.7212 | 270.7307 | 93.7212
8312 | 262.9609 | 96.905 | 262.9609 | 96.905
8313 | 261.2385 | 81.8113 | 261.2385 | 81.8113
8314 | 264.5503 | 58.3031 | 264.5503 | 58.3031
8315 | 258.1568 | 47.2698 | 258.1568 | 47.2698
8316 | 244.8861 | 30.3702 | 244.8861 | 30.3702
8317 | 230.7489 | 31.3726 | 230.7489 | 31.3726
8318 | 220.4482 | 33.1792 | 220.4482 | 33.1792
8319 | 210.7259 | 34.9804 | 210.7259 | 34.9804
8320 | 204.535 | 41.7445 | 204.535 | 41.7445
8321 | 203.5056 | 74.8602 | 203.5056 | 74.8602
8322 | 207.6769 | 121.1093 | 207.6769 | 121.1093
8323 | 217.9068 | 119.951 | 217.9068 | 119.951
8324 | 234.9865 | 119.9785 | 234.9865 | 119.9785
8325 | 250.6589 | 105.797 | 250.6589 | 105.797
8326 | 268.2189 | 108.9939 | 268.2189 | 108.9939
8327 | 290.9724 | 105.5352 | 290.9724 | 105.5352
8328 | 293.1181 | 94.9842 | 293.1181 | 94.9842
8329 | 282.197 | 89.4051 | 282.197 | 89.4051
8330 | 279.6976 | 91.9247 | 279.6976 | 91.9247
8331 | 279.1758 | 78.7227 | 279.1758 | 78.7227
8332 | 282.9423 | 96.2295 | 282.9423 | 96.2295
8333 | 281.8423 | 109.8648 | 281.8423 | 109.8648
8334 | 274.5521 | 105.8404 | 274.5521 | 105.8404
8335 | 265.1047 | 93.9721 | 265.1047 | 93.9721
8336 | 257.8215 | 96.5203 | 257.8215 | 96.5203
8337 | 256.8478 | 81.8514 | 256.8478 | 81.8514
8338 | 258.563 | 59.5708 | 258.563 | 59.5708
8339 | 255.3957 | 49.6847 | 255.3957 | 49.6847
8340 | 243.3653 | 32.2584 | 243.3653 | 32.2584
8341 | 227.9791 | 30.7321 | 227.9791 | 30.7321
8342 | 219.5751 | 31.2777 | 219.5751 | 31.2777
8343 | 210.4906 | 32.8598 | 210.4906 | 32.8598
8344 | 202.7136 | 40.1624 | 202.7136 | 40.1624
8345 | 202.7804 | 73.6862 | 202.7804 | 73.6862
8346 | 205.3008 | 120.0908 | 205.3008 | 120.0908
8347 | 215.4744 | 118.0093 | 215.4744 | 118.0093
8348 | 235.9891 | 117.1288 | 235.9891 | 117.1288
8349 | 252.9134 | 103.8989 | 252.9134 | 103.8989
8350 | 269.663 | 107.6309 | 269.663 | 107.6309
8351 | 291.5188 | 104.7258 | 291.5188 | 104.7258
8352 | 293.8467 | 94.148 | 293.8467 | 94.148
8353 | 281.5353 | 88.0203 | 281.5353 | 88.0203
8354 | 278.9469 | 89.57 | 278.9469 | 89.57
8355 | 278.4337 | 75.6321 | 278.4337 | 75.6321
8356 | 281.3035 | 92.9065 | 281.3035 | 92.9065
8357 | 281.1769 | 106.6756 | 281.1769 | 106.6756
8358 | 276.0037 | 102.698 | 276.0037 | 102.698
8359 | 264.6002 | 90.6474 | 264.6002 | 90.6474
8360 | 258.9583 | 92.8545 | 258.9583 | 92.8545
8361 | 258.1006 | 77.331 | 258.1006 | 77.331
8362 | 258.7757 | 54.1473 | 258.7757 | 54.1473
8363 | 254.2265 | 43.726 | 254.2265 | 43.726
8364 | 244.3494 | 26.7211 | 244.3494 | 26.7211
8365 | 228.7844 | 26.506 | 228.7844 | 26.506
8366 | 219.9504 | 27.9681 | 219.9504 | 27.9681
8367 | 212.9414 | 29.9633 | 212.9414 | 29.9633
8368 | 202.9042 | 37.5351 | 202.9042 | 37.5351
8369 | 202.7238 | 72.0222 | 202.7238 | 72.0222
8370 | 208.7445 | 119.1325 | 208.7445 | 119.1325
8371 | 219.8985 | 117.3605 | 219.8985 | 117.3605
8372 | 244.7073 | 116.7508 | 244.7073 | 116.7508
8373 | 263.054 | 103.725 | 263.054 | 103.725
8374 | 278.7462 | 107.5055 | 278.7462 | 107.5055
8375 | 298.697 | 104.1706 | 298.697 | 104.1706
8376 | 303.1342 | 92.974 | 303.1342 | 92.974
8377 | 287.2593 | 86.2242 | 287.2593 | 86.2242
8378 | 284.4815 | 88.0565 | 284.4815 | 88.0565
8379 | 286.3018 | 74.8461 | 286.3018 | 74.8461
8380 | 287.1828 | 92.5252 | 287.1828 | 92.5252
8381 | 292.4671 | 107.0502 | 292.4671 | 107.0502
8382 | 285.0149 | 104.3787 | 285.0149 | 104.3787
8383 | 273.0098 | 94.1895 | 273.0098 | 94.1895
8384 | 266.3404 | 98.0706 | 266.3404 | 98.0706
8385 | 262.307 | 83.8817 | 262.307 | 83.8817
8386 | 263.3811 | 61.6512 | 263.3811 | 61.6512
8387 | 258.9176 | 51.9073 | 258.9176 | 51.9073
8388 | 244.7575 | 35.3038 | 244.7575 | 35.3038
8389 | 227.9166 | 34.8512 | 227.9166 | 34.8512
8390 | 218.7145 | 35.7028 | 218.7145 | 35.7028
8391 | 210.3499 | 37.0006 | 210.3499 | 37.0006
8392 | 203.0663 | 44.0841 | 203.0663 | 44.0841
8393 | 204.3923 | 77.3487 | 204.3923 | 77.3487
8394 | 210.6674 | 123.1931 | 210.6674 | 123.1931
8395 | 226.6198 | 120.6166 | 226.6198 | 120.6166
8396 | 256.1138 | 119.3497 | 256.1138 | 119.3497
8397 | 275.433 | 105.3823 | 275.433 | 105.3823
8398 | 289.9055 | 108.3885 | 289.9055 | 108.3885
8399 | 312.0563 | 104.786 | 312.0563 | 104.786
8400 | 311.9801 | 93.6914 | 311.9801 | 93.6914
8401 | 293.5936 | 87.3146 | 293.5936 | 87.3146
8402 | 289.6404 | 89.1235 | 289.6404 | 89.1235
8403 | 293.0422 | 76.0519 | 293.0422 | 76.0519
8404 | 293.0674 | 94.2143 | 293.0674 | 94.2143
8405 | 294.9459 | 108.9316 | 294.9459 | 108.9316
8406 | 289.4849 | 106.1263 | 289.4849 | 106.1263
8407 | 275.9665 | 95.534 | 275.9665 | 95.534
8408 | 264.1511 | 99.0791 | 264.1511 | 99.0791
8409 | 262.0601 | 84.4921 | 262.0601 | 84.4921
8410 | 263.3168 | 61.4338 | 263.3168 | 61.4338
8411 | 254.7195 | 50.8788 | 254.7195 | 50.8788
8412 | 242.1352 | 33.8036 | 242.1352 | 33.8036
8413 | 225.3541 | 33.0768 | 225.3541 | 33.0768
8414 | 217.4557 | 33.9401 | 217.4557 | 33.9401
8415 | 208.9964 | 35.5055 | 208.9964 | 35.5055
8416 | 202.321 | 42.5673 | 202.321 | 42.5673
8417 | 204.299 | 76.4356 | 204.299 | 76.4356
8418 | 211.1163 | 122.7649 | 211.1163 | 122.7649
8419 | 227.7616 | 120.3005 | 227.7616 | 120.3005
8420 | 254.6279 | 119.2159 | 254.6279 | 119.2159
8421 | 276.3038 | 105.7318 | 276.3038 | 105.7318
8422 | 290.0567 | 109.3451 | 290.0567 | 109.3451
8423 | 309.5795 | 106.3681 | 309.5795 | 106.3681
8424 | 309.5905 | 95.9575 | 309.5905 | 95.9575
8425 | 294.05 | 90.1693 | 294.05 | 90.1693
8426 | 289.7472 | 92.291 | 289.7472 | 92.291
8427 | 291.1479 | 78.9953 | 291.1479 | 78.9953
8428 | 294.5529 | 96.7664 | 294.5529 | 96.7664
8429 | 295.6955 | 110.9502 | 295.6955 | 110.9502
8430 | 288.7949 | 107.5378 | 288.7949 | 107.5378
8431 | 272.7107 | 96.4054 | 272.7107 | 96.4054
8432 | 266.1939 | 99.5708 | 266.1939 | 99.5708
8433 | 264.7975 | 84.7898 | 264.7975 | 84.7898
8434 | 266.917 | 62.1329 | 266.917 | 62.1329
8435 | 256.023 | 51.8387 | 256.023 | 51.8387
8436 | 241.9953 | 34.6432 | 241.9953 | 34.6432
8437 | 226.88 | 33.7842 | 226.88 | 33.7842
8438 | 218.3684 | 34.7345 | 218.3684 | 34.7345
8439 | 209.6678 | 36.4554 | 209.6678 | 36.4554
8440 | 202.6835 | 43.8885 | 202.6835 | 43.8885
8441 | 204.673 | 77.9107 | 204.673 | 77.9107
8442 | 211.4673 | 124.4323 | 211.4673 | 124.4323
8443 | 226.184 | 122.3207 | 226.184 | 122.3207
8444 | 253.6858 | 121.4452 | 253.6858 | 121.4452
8445 | 274.9888 | 107.8708 | 274.9888 | 107.8708
8446 | 288.2744 | 111.0693 | 288.2744 | 111.0693
8447 | 308.1098 | 107.4016 | 308.1098 | 107.4016
8448 | 307.6734 | 96.0629 | 307.6734 | 96.0629
8449 | 290.8341 | 89.477 | 290.8341 | 89.477
8450 | 287.6442 | 90.8176 | 287.6442 | 90.8176
8451 | 291.088 | 76.679 | 291.088 | 76.679
8452 | 290.2509 | 93.7695 | 290.2509 | 93.7695
8453 | 290.1824 | 107.4282 | 290.1824 | 107.4282
8454 | 285.1196 | 103.698 | 285.1196 | 103.698
8455 | 270.5515 | 92.3465 | 270.5515 | 92.3465
8456 | 261.6543 | 95.3296 | 261.6543 | 95.3296
8457 | 261.8478 | 80.1606 | 261.8478 | 80.1606
8458 | 265.0899 | 56.4418 | 265.0899 | 56.4418
8459 | 256.8134 | 45.4536 | 256.8134 | 45.4536
8460 | 241.8525 | 28.8016 | 241.8525 | 28.8016
8461 | 224.7001 | 29.7103 | 224.7001 | 29.7103
8462 | 215.6521 | 31.6657 | 215.6521 | 31.6657
8463 | 208.6578 | 33.8532 | 208.6578 | 33.8532
8464 | 202.5819 | 41.5639 | 202.5819 | 41.5639
8465 | 202.5867 | 75.8453 | 202.5867 | 75.8453
8466 | 208.1296 | 122.8101 | 208.1296 | 122.8101
8467 | 219.2575 | 121.3424 | 219.2575 | 121.3424
8468 | 244.127 | 120.5655 | 244.127 | 120.5655
8469 | 264.7349 | 107.0664 | 264.7349 | 107.0664
8470 | 280.8053 | 110.2315 | 280.8053 | 110.2315
8471 | 302.6018 | 106.1808 | 302.6018 | 106.1808
8472 | 303.2733 | 94.357 | 303.2733 | 94.357
8473 | 289.8508 | 87.3748 | 289.8508 | 87.3748
8474 | 288.3748 | 88.5331 | 288.3748 | 88.5331
8475 | 289.9893 | 74.6856 | 289.9893 | 74.6856
8476 | 287.4722 | 92.3547 | 287.4722 | 92.3547
8477 | 286.5062 | 106.7943 | 286.5062 | 106.7943
8478 | 284.3718 | 103.3268 | 284.3718 | 103.3268
8479 | 273.5255 | 91.8147 | 273.5255 | 91.8147
8480 | 262.8693 | 94.6055 | 262.8693 | 94.6055
8481 | 259.7921 | 79.5151 | 259.7921 | 79.5151
8482 | 262.0024 | 56.3765 | 262.0024 | 56.3765
8483 | 255.2349 | 46.0222 | 255.2349 | 46.0222
8484 | 243.9145 | 29.4571 | 243.9145 | 29.4571
8485 | 227.2885 | 29.6283 | 227.2885 | 29.6283
8486 | 217.5538 | 31.1606 | 217.5538 | 31.1606
8487 | 207.4958 | 33.3448 | 207.4958 | 33.3448
8488 | 201.054 | 41.0003 | 201.054 | 41.0003
8489 | 200.323 | 75.0927 | 200.323 | 75.0927
8490 | 204.7083 | 121.5625 | 204.7083 | 121.5625
8491 | 214.5991 | 119.3171 | 214.5991 | 119.3171
8492 | 233.0036 | 118.2342 | 233.0036 | 118.2342
8493 | 249.7652 | 104.3086 | 249.7652 | 104.3086
8494 | 265.8058 | 107.161 | 265.8058 | 107.161
8495 | 287.952 | 103.2508 | 287.952 | 103.2508
8496 | 290.6323 | 91.897 | 290.6323 | 91.897
8497 | 275.7441 | 84.7726 | 275.7441 | 84.7726
8498 | 270.1662 | 85.1198 | 270.1662 | 85.1198
8499 | 270.5055 | 69.8574 | 270.5055 | 69.8574
8500 | 272.5576 | 85.6819 | 272.5576 | 85.6819
8501 | 275.0996 | 98.5696 | 275.0996 | 98.5696
8502 | 269.2218 | 94.3461 | 269.2218 | 94.3461
8503 | 258.5486 | 82.4577 | 258.5486 | 82.4577
8504 | 249.2493 | 84.5411 | 249.2493 | 84.5411
8505 | 248.5058 | 68.5811 | 248.5058 | 68.5811
8506 | 253.1282 | 45.3221 | 253.1282 | 45.3221
8507 | 250.0641 | 35.9378 | 250.0641 | 35.9378
8508 | 238.0574 | 21.7742 | 238.0574 | 21.7742
8509 | 223.503 | 23.2666 | 223.503 | 23.2666
8510 | 215.1005 | 24.9912 | 215.1005 | 24.9912
8511 | 205.9827 | 26.963 | 205.9827 | 26.963
8512 | 198.1888 | 34.0248 | 198.1888 | 34.0248
8513 | 198.7697 | 68.0587 | 198.7697 | 68.0587
8514 | 202.8507 | 115.7493 | 202.8507 | 115.7493
8515 | 212.5505 | 115.5677 | 212.5505 | 115.5677
8516 | 229.9933 | 116.0451 | 229.9933 | 116.0451
8517 | 245.3405 | 103.6012 | 245.3405 | 103.6012
8518 | 261.0047 | 107.7764 | 261.0047 | 107.7764
8519 | 283.308 | 105.0954 | 283.308 | 105.0954
8520 | 287.3188 | 94.6263 | 287.3188 | 94.6263
8521 | 274.8042 | 88.2612 | 274.8042 | 88.2612
8522 | 270.132 | 89.2573 | 270.132 | 89.2573
8523 | 271.0075 | 74.6822 | 271.0075 | 74.6822
8524 | 274.2017 | 91.7727 | 274.2017 | 91.7727
8525 | 273.2742 | 106.0234 | 273.2742 | 106.0234
8526 | 268.744 | 102.805 | 268.744 | 102.805
8527 | 259.8969 | 92.1659 | 259.8969 | 92.1659
8528 | 254.5777 | 95.9333 | 254.5777 | 95.9333
8529 | 255.0682 | 81.5688 | 255.0682 | 81.5688
8530 | 255.7876 | 58.9252 | 255.7876 | 58.9252
8531 | 251.0316 | 48.6579 | 251.0316 | 48.6579
8532 | 237.9734 | 31.6847 | 237.9734 | 31.6847
8533 | 223.5187 | 31.3074 | 223.5187 | 31.3074
8534 | 214.2698 | 32.649 | 214.2698 | 32.649
8535 | 206.5438 | 34.8249 | 206.5438 | 34.8249
8536 | 198.8323 | 42.7496 | 198.8323 | 42.7496
8537 | 199.0524 | 77.2718 | 199.0524 | 77.2718
8538 | 203.5694 | 124.3253 | 203.5694 | 124.3253
8539 | 213.6437 | 122.7589 | 213.6437 | 122.7589
8540 | 234.7063 | 121.9971 | 234.7063 | 121.9971
8541 | 253.6087 | 107.8791 | 253.6087 | 107.8791
8542 | 268.9574 | 110.4021 | 268.9574 | 110.4021
8543 | 291.676 | 105.8547 | 291.676 | 105.8547
8544 | 291.9507 | 93.663 | 291.9507 | 93.663
8545 | 279.5024 | 86.1322 | 279.5024 | 86.1322
8546 | 276.7043 | 87.0096 | 276.7043 | 87.0096
8547 | 275.3608 | 73.1002 | 275.3608 | 73.1002
8548 | 275.7603 | 90.5468 | 275.7603 | 90.5468
8549 | 278.4543 | 104.5216 | 278.4543 | 104.5216
8550 | 273.0008 | 100.9487 | 273.0008 | 100.9487
8551 | 262.655 | 89.674 | 262.655 | 89.674
8552 | 254.2103 | 93.0318 | 254.2103 | 93.0318
8553 | 253.5509 | 78.52 | 253.5509 | 78.52
8554 | 256.1628 | 56.0337 | 256.1628 | 56.0337
8555 | 250.9848 | 46.3099 | 250.9848 | 46.3099
8556 | 240.3982 | 30.0977 | 240.3982 | 30.0977
8557 | 224.804 | 30.6836 | 224.804 | 30.6836
8558 | 215.6118 | 32.2727 | 215.6118 | 32.2727
8559 | 206.2822 | 34.1091 | 206.2822 | 34.1091
8560 | 200.7604 | 41.8248 | 200.7604 | 41.8248
8561 | 201.8105 | 76.3838 | 201.8105 | 76.3838
8562 | 204.9881 | 123.27 | 204.9881 | 123.27
8563 | 216.3221 | 121.1032 | 216.3221 | 121.1032
8564 | 233.4667 | 120.5103 | 233.4667 | 120.5103
8565 | 253.1982 | 106.8908 | 253.1982 | 106.8908
8566 | 267.796 | 109.5174 | 267.796 | 109.5174
8567 | 288.9684 | 105.1874 | 288.9684 | 105.1874
8568 | 288.4839 | 92.8101 | 288.4839 | 92.8101
8569 | 277.1397 | 84.9749 | 277.1397 | 84.9749
8570 | 274.2172 | 85.3874 | 274.2172 | 85.3874
8571 | 272.7375 | 71.0448 | 272.7375 | 71.0448
8572 | 273.4365 | 88.1436 | 273.4365 | 88.1436
8573 | 272.5462 | 101.9695 | 272.5462 | 101.9695
8574 | 267.0769 | 98.216 | 267.0769 | 98.216
8575 | 257.5634 | 86.8377 | 257.5634 | 86.8377
8576 | 253.9686 | 90.0767 | 253.9686 | 90.0767
8577 | 254.2871 | 75.6887 | 254.2871 | 75.6887
8578 | 256.9254 | 53.8479 | 256.9254 | 53.8479
8579 | 251.5825 | 45.1609 | 251.5825 | 45.1609
8580 | 239.1623 | 29.9505 | 239.1623 | 29.9505
8581 | 223.1049 | 30.7388 | 223.1049 | 30.7388
8582 | 214.7253 | 32.5621 | 214.7253 | 32.5621
8583 | 206.0884 | 34.6693 | 206.0884 | 34.6693
8584 | 199.8195 | 42.1275 | 199.8195 | 42.1275
8585 | 200.7194 | 76.0811 | 200.7194 | 76.0811
8586 | 205.2177 | 122.8486 | 205.2177 | 122.8486
8587 | 217.2481 | 120.8875 | 217.2481 | 120.8875
8588 | 242.6457 | 119.731 | 242.6457 | 119.731
8589 | 261.0143 | 105.3823 | 261.0143 | 105.3823
8590 | 276.0189 | 107.7446 | 276.0189 | 107.7446
8591 | 297.6101 | 103.1839 | 297.6101 | 103.1839
8592 | 301.5043 | 91.1862 | 301.5043 | 91.1862
8593 | 282.8493 | 83.6471 | 282.8493 | 83.6471
8594 | 279.9127 | 84.8757 | 279.9127 | 84.8757
8595 | 284.423 | 71.6602 | 284.423 | 71.6602
8596 | 283.8934 | 90.1538 | 283.8934 | 90.1538
8597 | 281.7445 | 105.341 | 281.7445 | 105.341
8598 | 278.1419 | 102.8736 | 278.1419 | 102.8736
8599 | 263.3079 | 92.3599 | 263.3079 | 92.3599
8600 | 253.5633 | 95.8748 | 253.5633 | 95.8748
8601 | 251.0389 | 81.0018 | 251.0389 | 81.0018
8602 | 254.4407 | 57.9737 | 254.4407 | 57.9737
8603 | 250.4431 | 47.8986 | 250.4431 | 47.8986
8604 | 237.5979 | 31.6413 | 237.5979 | 31.6413
8605 | 221.9197 | 32.1653 | 221.9197 | 32.1653
8606 | 212.2418 | 33.8749 | 212.2418 | 33.8749
8607 | 201.91 | 35.8969 | 201.91 | 35.8969
8608 | 195.6804 | 43.559 | 195.6804 | 43.559
8609 | 197.6246 | 77.8137 | 197.6246 | 77.8137
8610 | 202.4236 | 124.4624 | 202.4236 | 124.4624
8611 | 216.0714 | 122.1652 | 216.0714 | 122.1652
8612 | 240.8986 | 120.7645 | 240.8986 | 120.7645
8613 | 258.7723 | 107.0915 | 258.7723 | 107.0915
8614 | 271.5027 | 110.372 | 271.5027 | 110.372
8615 | 296.2471 | 106.9384 | 296.2471 | 106.9384
8616 | 297.6821 | 95.9491 | 297.6821 | 95.9491
8617 | 281.5797 | 89.3817 | 281.5797 | 89.3817
8618 | 276.7592 | 90.8945 | 276.7592 | 90.8945
8619 | 279.122 | 77.1858 | 279.122 | 77.1858
8620 | 279.1875 | 94.7144 | 279.1875 | 94.7144
8621 | 278.5537 | 108.95 | 278.5537 | 108.95
8622 | 276.8137 | 105.6865 | 276.8137 | 105.6865
8623 | 262.3274 | 94.6611 | 262.3274 | 94.6611
8624 | 255.0197 | 97.8064 | 255.0197 | 97.8064
8625 | 252.7607 | 82.9485 | 252.7607 | 82.9485
8626 | 256.1247 | 60.1979 | 256.1247 | 60.1979
8627 | 250.3755 | 50.2215 | 250.3755 | 50.2215
8628 | 237.8268 | 33.9826 | 237.8268 | 33.9826
8629 | 220.7614 | 33.9297 | 220.7614 | 33.9297
8630 | 211.152 | 35.3248 | 211.152 | 35.3248
8631 | 201.2069 | 37.0826 | 201.2069 | 37.0826
8632 | 194.2345 | 44.1711 | 194.2345 | 44.1711
8633 | 193.5682 | 77.8488 | 193.5682 | 77.8488
8634 | 199.4751 | 124.0811 | 199.4751 | 124.0811
8635 | 211.0375 | 121.7872 | 211.0375 | 121.7872
8636 | 233.2231 | 120.6324 | 233.2231 | 120.6324
8637 | 253.7458 | 107.4544 | 253.7458 | 107.4544
8638 | 270.0473 | 111.2182 | 270.0473 | 111.2182
8639 | 292.8404 | 107.9501 | 292.8404 | 107.9501
8640 | 296.8738 | 96.9358 | 296.8738 | 96.9358
8641 | 281.8579 | 90.4453 | 281.8579 | 90.4453
8642 | 276.7104 | 92.1906 | 276.7104 | 92.1906
8643 | 276.405 | 78.4668 | 276.405 | 78.4668
8644 | 276.0613 | 95.6576 | 276.0613 | 95.6576
8645 | 278.7275 | 109.4618 | 278.7275 | 109.4618
8646 | 273.7375 | 105.75 | 273.7375 | 105.75
8647 | 262.3995 | 94.6979 | 262.3995 | 94.6979
8648 | 254.3124 | 98.3533 | 254.3124 | 98.3533
8649 | 250.5814 | 83.9519 | 250.5814 | 83.9519
8650 | 255.0462 | 61.1328 | 255.0462 | 61.1328
8651 | 251.4761 | 50.8403 | 251.4761 | 50.8403
8652 | 237.2006 | 33.8822 | 237.2006 | 33.8822
8653 | 222.4637 | 33.1637 | 222.4637 | 33.1637
8654 | 213.1249 | 34.303 | 213.1249 | 34.303
8655 | 203.2455 | 36.32 | 203.2455 | 36.32
8656 | 195.3005 | 43.8266 | 195.3005 | 43.8266
8657 | 195.1266 | 77.6264 | 195.1266 | 77.6264
8658 | 199.3144 | 123.8971 | 199.3144 | 123.8971
8659 | 208.9289 | 121.5615 | 208.9289 | 121.5615
8660 | 228.0222 | 120.4802 | 228.0222 | 120.4802
8661 | 246.9761 | 106.6215 | 246.9761 | 106.6215
8662 | 260.8663 | 109.5307 | 260.8663 | 109.5307
8663 | 281.3817 | 105.6322 | 281.3817 | 105.6322
8664 | 285.4157 | 94.1296 | 285.4157 | 94.1296
8665 | 276.0578 | 87.4266 | 276.0578 | 87.4266
8666 | 269.9533 | 88.6301 | 269.9533 | 88.6301
8667 | 267.4603 | 74.2006 | 267.4603 | 74.2006
8668 | 267.3732 | 91.1271 | 267.3732 | 91.1271
8669 | 268.6287 | 104.6721 | 268.6287 | 104.6721
8670 | 264.2659 | 100.9821 | 264.2659 | 100.9821
8671 | 253.4085 | 89.8614 | 253.4085 | 89.8614
8672 | 246.1132 | 93.2609 | 246.1132 | 93.2609
8673 | 246.8112 | 78.9398 | 246.8112 | 78.9398
8674 | 253.6559 | 56.5036 | 253.6559 | 56.5036
8675 | 249.2534 | 46.6276 | 249.2534 | 46.6276
8676 | 235.9291 | 30.5576 | 235.9291 | 30.5576
8677 | 221.318 | 31.3643 | 221.318 | 31.3643
8678 | 212.6548 | 33.3581 | 212.6548 | 33.3581
8679 | 203.6621 | 35.5139 | 203.6621 | 35.5139
8680 | 194.6616 | 43.2279 | 194.6616 | 43.2279
8681 | 193.9559 | 77.7535 | 193.9559 | 77.7535
8682 | 197.4907 | 124.6129 | 197.4907 | 124.6129
8683 | 207.3976 | 122.5766 | 207.3976 | 122.5766
8684 | 224.4971 | 120.6073 | 224.4971 | 120.6073
8685 | 241.0556 | 105.4626 | 241.0556 | 105.4626
8686 | 257.128 | 107.5022 | 257.128 | 107.5022
8687 | 278.1081 | 102.6253 | 278.1081 | 102.6253
8688 | 282.1245 | 90.0139 | 282.1245 | 90.0139
8689 | 271.5928 | 82.4296 | 271.5928 | 82.4296
8690 | 267.9561 | 82.5159 | 267.9561 | 82.5159
8691 | 270.224 | 67.8255 | 270.224 | 67.8255
8692 | 271.3798 | 84.8775 | 271.3798 | 84.8775
8693 | 272.2554 | 99.4074 | 272.2554 | 99.4074
8694 | 266.9771 | 96.5838 | 266.9771 | 96.5838
8695 | 256.4481 | 85.8878 | 256.4481 | 85.8878
8696 | 251.5663 | 89.4412 | 251.5663 | 89.4412
8697 | 250.7864 | 75.0131 | 250.7864 | 75.0131
8698 | 251.8206 | 52.6622 | 251.8206 | 52.6622
8699 | 247.9482 | 43.0638 | 247.9482 | 43.0638
8700 | 235.6846 | 27.3466 | 235.6846 | 27.3466
8701 | 220.0157 | 28.3741 | 220.0157 | 28.3741
8702 | 210.5972 | 30.5669 | 210.5972 | 30.5669
8703 | 201.8639 | 33.2762 | 201.8639 | 33.2762
8704 | 193.9398 | 41.3381 | 193.9398 | 41.3381
8705 | 193.6273 | 75.7449 | 193.6273 | 75.7449
8706 | 197.9842 | 122.4589 | 197.9842 | 122.4589
8707 | 209.1015 | 120.3741 | 209.1015 | 120.3741
8708 | 229.3772 | 119.4199 | 229.3772 | 119.4199
8709 | 246.8111 | 105.7034 | 246.8111 | 105.7034
8710 | 263.2825 | 108.8367 | 263.2825 | 108.8367
8711 | 287.1036 | 105.2559 | 287.1036 | 105.2559
8712 | 291.5242 | 93.9757 | 291.5242 | 93.9757
8713 | 278.5368 | 86.8413 | 278.5368 | 86.8413
8714 | 274.0981 | 87.1802 | 274.0981 | 87.1802
8715 | 275.624 | 72.2924 | 275.624 | 72.2924
8716 | 275.9781 | 88.2272 | 275.9781 | 88.2272
8717 | 274.1509 | 100.844 | 274.1509 | 100.844
8718 | 271.5052 | 96.7744 | 271.5052 | 96.7744
8719 | 263.0248 | 85.7707 | 263.0248 | 85.7707
8720 | 256.2607 | 89.4913 | 256.2607 | 89.4913
8721 | 255.852 | 75.381 | 255.852 | 75.381
8722 | 256.3368 | 53.5787 | 256.3368 | 53.5787
8723 | 250.9209 | 44.6676 | 250.9209 | 44.6676
8724 | 237.9418 | 28.4421 | 237.9418 | 28.4421
8725 | 226.2822 | 25.4437 | 226.2822 | 25.4437
8726 | 216.9549 | 30.8548 | 216.9549 | 30.8548
8727 | 207.8285 | 32.1712 | 207.8285 | 32.1712
8728 | 199.5824 | 37.9157 | 199.5824 | 37.9157
8729 | 198.7807 | 72.6656 | 198.7807 | 72.6656
8730 | 202.5606 | 116.3121 | 202.5606 | 116.3121
8731 | 211.4921 | 121.1484 | 211.4921 | 121.1484
8732 | 228.6833 | 115.2807 | 228.6833 | 115.2807
8733 | 241.9773 | 111.3556 | 241.9773 | 111.3556
8734 | 254.7708 | 107.2311 | 254.7708 | 107.2311
8735 | 278.4572 | 105.5947 | 278.4572 | 105.5947
8736 | 279.1597 | 97.5116 | 279.1597 | 97.5116
8737 | 264.7906 | 88.9028 | 264.7906 | 88.9028
8738 | 260.5264 | 92.1754 | 260.5264 | 92.1754
8739 | 257.8148 | 78.2885 | 257.8148 | 78.2885
8740 | 259.0819 | 92.4728 | 259.0819 | 92.4728
8741 | 262.8904 | 106.0871 | 262.8904 | 106.0871
8742 | 257.3337 | 101.2696 | 257.3337 | 101.2696
8743 | 252.4283 | 91.3616 | 252.4283 | 91.3616
8744 | 247.0032 | 89.5723 | 247.0032 | 89.5723
8745 | 248.0701 | 76.9104 | 248.0701 | 76.9104
8746 | 253.5802 | 53.312 | 253.5802 | 53.312
8747 | 247.6381 | 45.3065 | 247.6381 | 45.3065
8748 | 237.2798 | 30.3799 | 237.2798 | 30.3799
8749 | 224.1806 | 26.1841 | 224.1806 | 26.1841
8750 | 213.0832 | 30.8449 | 213.0832 | 30.8449
8751 | 205.8415 | 31.2675 | 205.8415 | 31.2675
8752 | 198.5835 | 35.9822 | 198.5835 | 35.9822
8753 | 198.4387 | 69.8923 | 198.4387 | 69.8923
8754 | 202.5583 | 112.858 | 202.5583 | 112.858
8755 | 213.792 | 117.2857 | 213.792 | 117.2857
8756 | 236.4391 | 111.3201 | 236.4391 | 111.3201
8757 | 257.5993 | 107.4007 | 257.5993 | 107.4007
8758 | 275.93 | 103.3046 | 275.93 | 103.3046
8759 | 302.4532 | 101.4596 | 302.4532 | 101.4596