## Summary Scalars
Parameter | Value
Total Cost ($) | 2489017.0533
Capital Cost (CAPEX) | 44661.9809
Operating Cost (OPEX) | 2444355.0724
Annual Fuel Consumption Genset (L) | 467105.2632
Annual Fuel Consumption Diesel Furnace (L) | 667747.5681

## Generator Summary
Size | Built | Capacity (kW) | Capital Cost ($) | Operating Cost ($)
100 kW | 3 | 300 | 19157.1635 | 44700
500 kW | 0 | 0 | 0 | 0
1000 kW | 0 | 0 | 0 | 0
2000 kW | 0 | 0 | 0 | 0
Total | 3 | 300 | 19157.1635 | 44700

## Diesel Furnace Summary
Size | Built | Capacity (MW) | Capital Cost ($) | Operating Cost ($)
17.58 kW | 113 | 1986.54 | 25504.8175 | 31784.64
Total | 113 | 1986.54 | 25504.8175 | 31784.64

## Time Series
Time | Electric Load (kW) | Thermal Load (kW) | Diesel Generation (kW) | Thermal Generation (kW)
0 | 209.0567 | 101.9666 | 209.0567 | 101.9666
1 | 198.4638 | 100.4642 | 198.4638 | 100.4642
2 | 197.5333 | 97.7506 | 197.5333 | 97.7506
3 | 198.8976 | 61.6313 | 198.8976 | 61.6313
4 | 196.7873 | 76.5486 | 196.7873 | 76.5486
5 | 200.6577 | 101.6814 | 200.6577 | 101.6814
6 | 198.9116 | 91.2296 | 198.9116 | 91.2296
7 | 187.0379 | 85.0942 | 187.0379 | 85.0942
8 | 178.9408 | 92.2799 | 178.9408 | 92.2799
9 | 176.9679 | 74.5252 | 176.9679 | 74.5252
10 | 178.7914 | 45.974 | 178.7914 | 45.974
11 | 173.2062 | 37.657 | 173.2062 | 37.657
12 | 163.5455 | 22.0758 | 163.5455 | 22.0758
13 | 153.5297 | 17.7038 | 153.5297 | 17.7038
14 | 146.4451 | 20.5429 | 146.4451 | 20.5429
15 | 140.9355 | 24.9549 | 140.9355 | 24.9549
16 | 135.2908 | 39.5634 | 135.2908 | 39.5634
17 | 134.9318 | 77.79 | 134.9318 | 77.79
18 | 138.7567 | 117.6063 | 138.7567 | 117.6063
19 | 147.1231 | 139.6634 | 147.1231 | 139.6634
20 | 163.5318 | 129.2508 | 163.5318 | 129.2508
21 | 178.5272 | 120.9672 | 178.5272 | 120.9672
22 | 190.4739 | 110.4809 | 190.4739 | 110.4809
23 | 207.4941 | 114.9754 | 207.4941 | 114.9754
24 | 210.6684 | 105.6051 | 210.6684 | 105.6051
25 | 200.1338 | 102.994 | 200.1338 | 102.994
26 | 196.1751 | 98.399 | 196.1751 | 98.399
27 | 196.5401 | 60.1852 | 196.5401 | 60.1852
28 | 196.5085 | 72.949 | 196.5085 | 72.949
29 | 197.3518 | 96.1804 | 197.3518 | 96.1804
30 | 194.9312 | 84.6637 | 194.9312 | 84.6637
31 | 185.4451 | 78.2148 | 185.4451 | 78.2148
32 | 177.8574 | 85.6965 | 177.8574 | 85.6965
33 | 175.445 | 68.2742 | 175.445 | 68.2742
34 | 177.2581 | 40.3738 | 177.2581 | 40.3738
35 | 173.1601 | 32.9976 | 173.1601 | 32.9976
36 | 161.9354 | 18.3244 | 161.9354 | 18.3244
37 | 151.7676 | 14.2108 | 151.7676 | 14.2108
38 | 146.6955 | 16.6736 | 146.6955 | 16.6736
39 | 141.4931 | 20.6705 | 141.4931 | 20.6705
40 | 136.1371 | 35.0733 | 136.1371 | 35.0733
41 | 135.5571 | 73.5782 | 135.5571 | 73.5782
42 | 138.114 | 112.6835 | 138.114 | 112.6835
43 | 144.982 | 134.4546 | 144.982 | 134.4546
44 | 160.2177 | 124.6064 | 160.2177 | 124.6064
45 | 175.7511 | 117.3324 | 175.7511 | 117.3324
46 | 186.7702 | 108.064 | 186.7702 | 108.064
47 | 202.6923 | 113.5744 | 202.6923 | 113.5744
48 | 203.999 | 104.2907 | 203.999 | 104.2907
49 | 196.2025 | 100.3776 | 196.2025 | 100.3776
50 | 193.3624 | 95.276 | 193.3624 | 95.276
51 | 194.6489 | 57.0245 | 194.6489 | 57.0245
52 | 193.8542 | 69.2214 | 193.8542 | 69.2214
53 | 196.5919 | 94.4194 | 196.5919 | 94.4194
54 | 193.5697 | 84.1194 | 193.5697 | 84.1194
55 | 183.529 | 78.2148 | 183.529 | 78.2148
56 | 175.3831 | 85.6965 | 175.3831 | 85.6965
57 | 172.7198 | 68.2742 | 172.7198 | 68.2742
58 | 176.0353 | 40.3738 | 176.0353 | 40.3738
59 | 171.5675 | 32.9976 | 171.5675 | 32.9976
60 | 161.0834 | 18.3244 | 161.0834 | 18.3244
61 | 152.4671 | 14.2108 | 152.4671 | 14.2108
62 | 146.3816 | 16.6736 | 146.3816 | 16.6736
63 | 140.7839 | 20.6705 | 140.7839 | 20.6705
64 | 136.0912 | 34.776 | 136.0912 | 34.776
65 | 134.6146 | 71.6392 | 134.6146 | 71.6392
66 | 137.1196 | 111.4242 | 137.1196 | 111.4242
67 | 142.9042 | 132.8856 | 142.9042 | 132.8856
68 | 155.7572 | 122.0866 | 155.7572 | 122.0866
69 | 167.8439 | 113.7491 | 167.8439 | 113.7491
70 | 179.7754 | 103.6529 | 179.7754 | 103.6529
71 | 193.4051 | 108.9087 | 193.4051 | 108.9087
72 | 197.9773 | 100.4239 | 197.9773 | 100.4239
73 | 190.7978 | 98.3157 | 190.7978 | 98.3157
74 | 187.844 | 94.013 | 187.844 | 94.013
75 | 188.8545 | 56.2983 | 188.8545 | 56.2983
76 | 187.4803 | 69.5926 | 187.4803 | 69.5926
77 | 188.0572 | 94.4194 | 188.0572 | 94.4194
78 | 182.5093 | 84.1194 | 182.5093 | 84.1194
79 | 177.0878 | 78.2148 | 177.0878 | 78.2148
80 | 172.3672 | 85.6965 | 172.3672 | 85.6965
81 | 171.7698 | 68.2742 | 171.7698 | 68.2742
82 | 172.9287 | 40.3738 | 172.9287 | 40.3738
83 | 170.6578 | 32.9976 | 170.6578 | 32.9976
84 | 160.4786 | 18.3244 | 160.4786 | 18.3244
85 | 150.4343 | 14.2108 | 150.4343 | 14.2108
86 | 145.3955 | 16.6736 | 145.3955 | 16.6736
87 | 141.1762 | 20.6705 | 141.1762 | 20.6705
88 | 135.2584 | 34.776 | 135.2584 | 34.776
89 | 134.02 | 71.6392 | 134.02 | 71.6392
90 | 136.2301 | 109.9104 | 136.2301 | 109.9104
91 | 143.2977 | 131.0908 | 143.2977 | 131.0908
92 | 154.453 | 120.9227 | 154.453 | 120.9227
93 | 168.4534 | 113.7428 | 168.4534 | 113.7428
94 | 178.681 | 104.6337 | 178.681 | 104.6337
95 | 191.6177 | 110.2444 | 191.6177 | 110.2444
96 | 196.8595 | 101.2881 | 196.8595 | 101.2881
97 | 187.473 | 98.2454 | 187.473 | 98.2454
98 | 185.2573 | 93.4423 | 185.2573 | 93.4423
99 | 184.9228 | 55.0679 | 184.9228 | 55.0679
100 | 187.7796 | 69.2214 | 187.7796 | 69.2214
101 | 191.684 | 94.4194 | 191.684 | 94.4194
102 | 186.8168 | 84.1194 | 186.8168 | 84.1194
103 | 181.2626 | 78.2148 | 181.2626 | 78.2148
104 | 176.2937 | 85.6965 | 176.2937 | 85.6965
105 | 173.22 | 68.2742 | 173.22 | 68.2742
106 | 173.624 | 40.3738 | 173.624 | 40.3738
107 | 168.483 | 32.9976 | 168.483 | 32.9976
108 | 159.6018 | 18.3244 | 159.6018 | 18.3244
109 | 151.3898 | 14.2108 | 151.3898 | 14.2108
110 | 145.4027 | 16.6736 | 145.4027 | 16.6736
111 | 140.1646 | 20.6705 | 140.1646 | 20.6705
112 | 135.2793 | 34.776 | 135.2793 | 34.776
113 | 133.9248 | 71.6392 | 133.9248 | 71.6392
114 | 137.4778 | 111.6801 | 137.4778 | 111.6801
115 | 144.7294 | 133.7046 | 144.7294 | 133.7046
116 | 158.5506 | 123.5064 | 158.5506 | 123.5064
117 | 170.2394 | 115.5828 | 170.2394 | 115.5828
118 | 181.6227 | 105.6145 | 181.6227 | 105.6145
119 | 196.4318 | 110.5492 | 196.4318 | 110.5492
120 | 198.089 | 101.0586 | 198.089 | 101.0586
121 | 188.1179 | 98.865 | 188.1179 | 98.865
122 | 186.846 | 94.7805 | 186.846 | 94.7805
123 | 188.6312 | 56.6821 | 188.6312 | 56.6821
124 | 188.3726 | 69.9476 | 188.3726 | 69.9476
125 | 189.1974 | 94.4194 | 189.1974 | 94.4194
126 | 185.9322 | 84.1194 | 185.9322 | 84.1194
127 | 178.3042 | 78.2148 | 178.3042 | 78.2148
128 | 173.1023 | 85.6965 | 173.1023 | 85.6965
129 | 171.4227 | 68.2742 | 171.4227 | 68.2742
130 | 172.7525 | 40.3738 | 172.7525 | 40.3738
131 | 169.0915 | 32.9976 | 169.0915 | 32.9976
132 | 159.7942 | 18.3244 | 159.7942 | 18.3244
133 | 150.7809 | 14.2108 | 150.7809 | 14.2108
134 | 144.8728 | 16.6736 | 144.8728 | 16.6736
135 | 139.6067 | 20.6705 | 139.6067 | 20.6705
136 | 133.9623 | 36.0503 | 133.9623 | 36.0503
137 | 134.2193 | 75.1761 | 134.2193 | 75.1761
138 | 138.2221 | 114.906 | 138.2221 | 114.906
139 | 146.6858 | 136.2695 | 146.6858 | 136.2695
140 | 163.7508 | 125.2975 | 163.7508 | 125.2975
141 | 177.3256 | 116.9035 | 177.3256 | 116.9035
142 | 188.7756 | 106.7772 | 188.7756 | 106.7772
143 | 203.5895 | 112.0317 | 203.5895 | 112.0317
144 | 205.8494 | 103.3651 | 205.8494 | 103.3651
145 | 194.2994 | 102.0106 | 194.2994 | 102.0106
146 | 191.0959 | 98.5545 | 191.0959 | 98.5545
147 | 194.4463 | 60.1463 | 194.4463 | 60.1463
148 | 192.9484 | 73.0292 | 192.9484 | 73.0292
149 | 193.0674 | 96.1515 | 193.0674 | 96.1515
150 | 189.2512 | 84.1194 | 189.2512 | 84.1194
151 | 181.4905 | 78.2148 | 181.4905 | 78.2148
152 | 173.9659 | 85.6965 | 173.9659 | 85.6965
153 | 172.7871 | 68.2742 | 172.7871 | 68.2742
154 | 174.2751 | 40.3738 | 174.2751 | 40.3738
155 | 169.4811 | 32.9976 | 169.4811 | 32.9976
156 | 160.0272 | 18.3244 | 160.0272 | 18.3244
157 | 150.0696 | 14.2108 | 150.0696 | 14.2108
158 | 143.637 | 16.6736 | 143.637 | 16.6736
159 | 137.3061 | 20.6705 | 137.3061 | 20.6705
160 | 131.9328 | 36.0302 | 131.9328 | 36.0302
161 | 131.8904 | 74.5014 | 131.8904 | 74.5014
162 | 136.6506 | 113.6693 | 136.6506 | 113.6693
163 | 144.2582 | 135.0366 | 144.2582 | 135.0366
164 | 160.396 | 124.5048 | 160.396 | 124.5048
165 | 174.8478 | 116.6313 | 174.8478 | 116.6313
166 | 184.6365 | 106.8512 | 184.6365 | 106.8512
167 | 198.4965 | 112.1973 | 198.4965 | 112.1973
168 | 200.0062 | 103.7577 | 200.0062 | 103.7577
169 | 190.1812 | 102.4785 | 190.1812 | 102.4785
170 | 187.6417 | 98.1582 | 187.6417 | 98.1582
171 | 190.1702 | 59.9544 | 190.1702 | 59.9544
172 | 188.877 | 72.9828 | 188.877 | 72.9828
173 | 189.3355 | 95.6072 | 189.3355 | 95.6072
174 | 185.8492 | 84.1194 | 185.8492 | 84.1194
175 | 177.3915 | 78.2148 | 177.3915 | 78.2148
176 | 170.6164 | 85.6965 | 170.6164 | 85.6965
177 | 168.9526 | 68.2742 | 168.9526 | 68.2742
178 | 172.1621 | 40.3738 | 172.1621 | 40.3738
179 | 167.5137 | 32.9976 | 167.5137 | 32.9976
180 | 158.0359 | 18.3244 | 158.0359 | 18.3244
181 | 149.0651 | 14.2108 | 149.0651 | 14.2108
182 | 142.2755 | 16.6736 | 142.2755 | 16.6736
183 | 136.7094 | 20.6705 | 136.7094 | 20.6705
184 | 131.8437 | 34.776 | 131.8437 | 34.776
185 | 132.4784 | 72.7881 | 132.4784 | 72.7881
186 | 136.1566 | 111.882 | 136.1566 | 111.882
187 | 145.3352 | 133.2556 | 145.3352 | 133.2556
188 | 162.0412 | 122.7953 | 162.0412 | 122.7953
189 | 176.1224 | 114.8428 | 176.1224 | 114.8428
190 | 188.5498 | 105.025 | 188.5498 | 105.025
191 | 202.8304 | 110.4388 | 202.8304 | 110.4388
192 | 204.432 | 102.0256 | 204.432 | 102.0256
193 | 196.2386 | 100.7552 | 196.2386 | 100.7552
194 | 190.0378 | 96.8575 | 190.0378 | 96.8575
195 | 192.5694 | 58.3954 | 192.5694 | 58.3954
196 | 193.7301 | 71.2457 | 193.7301 | 71.2457
197 | 195.8782 | 94.4194 | 195.8782 | 94.4194
198 | 192.1268 | 84.1194 | 192.1268 | 84.1194
199 | 182.7177 | 78.2148 | 182.7177 | 78.2148
200 | 178.2643 | 85.6965 | 178.2643 | 85.6965
201 | 175.0386 | 68.2742 | 175.0386 | 68.2742
202 | 176.1314 | 40.3738 | 176.1314 | 40.3738
203 | 168.786 | 32.9976 | 168.786 | 32.9976
204 | 159.6953 | 18.3244 | 159.6953 | 18.3244
205 | 150.0772 | 14.2108 | 150.0772 | 14.2108
206 | 144.4785 | 16.6736 | 144.4785 | 16.6736
207 | 139.5931 | 20.6705 | 139.5931 | 20.6705
208 | 135.4988 | 34.776 | 135.4988 | 34.776
209 | 134.5596 | 72.4331 | 134.5596 | 72.4331
210 | 137.4284 | 112.2558 | 137.4284 | 112.2558
211 | 145.6764 | 133.993 | 145.6764 | 133.993
212 | 159.2177 | 123.7021 | 159.2177 | 123.7021
213 | 171.9913 | 115.6267 | 171.9913 | 115.6267
214 | 182.9914 | 105.3436 | 182.9914 | 105.3436
215 | 200.1089 | 110.2043 | 200.1089 | 110.2043
216 | 203.2545 | 101.3395 | 203.2545 | 101.3395
217 | 195.2768 | 99.7016 | 195.2768 | 99.7016
218 | 194.2963 | 96.4073 | 194.2963 | 96.4073
219 | 193.4924 | 59.3536 | 193.4924 | 59.3536
220 | 194.3409 | 73.0957 | 194.3409 | 73.0957
221 | 194.568 | 96.9128 | 194.568 | 96.9128
222 | 192.125 | 84.1194 | 192.125 | 84.1194
223 | 184.0727 | 78.2148 | 184.0727 | 78.2148
224 | 176.8159 | 85.6965 | 176.8159 | 85.6965
225 | 174.918 | 68.2742 | 174.918 | 68.2742
226 | 176.5012 | 40.3738 | 176.5012 | 40.3738
227 | 170.1608 | 32.9976 | 170.1608 | 32.9976
228 | 161.0587 | 18.3244 | 161.0587 | 18.3244
229 | 151.6602 | 14.2108 | 151.6602 | 14.2108
230 | 145.0526 | 16.6736 | 145.0526 | 16.6736
231 | 140.3763 | 21.2161 | 140.3763 | 21.2161
232 | 134.6995 | 37.3284 | 134.6995 | 37.3284
233 | 134.7129 | 75.7606 | 134.7129 | 75.7606
234 | 136.9568 | 115.3262 | 136.9568 | 115.3262
235 | 142.3732 | 136.9957 | 142.3732 | 136.9957
236 | 154.6347 | 126.6395 | 154.6347 | 126.6395
237 | 166.2296 | 118.5553 | 166.2296 | 118.5553
238 | 176.8624 | 108.4278 | 176.8624 | 108.4278
239 | 193.0464 | 113.4314 | 193.0464 | 113.4314
240 | 194.6991 | 104.2017 | 194.6991 | 104.2017
241 | 188.1521 | 101.6181 | 188.1521 | 101.6181
242 | 186.246 | 97.9876 | 186.246 | 97.9876
243 | 185.2647 | 61.0782 | 185.2647 | 61.0782
244 | 187.7291 | 74.6572 | 187.7291 | 74.6572
245 | 189.4854 | 98.0266 | 189.4854 | 98.0266
246 | 185.547 | 85.8226 | 185.547 | 85.8226
247 | 178.6691 | 78.6701 | 178.6691 | 78.6701
248 | 172.7739 | 85.6965 | 172.7739 | 85.6965
249 | 170.7821 | 68.2742 | 170.7821 | 68.2742
250 | 172.7706 | 40.5858 | 172.7706 | 40.5858
251 | 166.6523 | 34.164 | 166.6523 | 34.164
252 | 158.6273 | 20.6096 | 158.6273 | 20.6096
253 | 150.2785 | 17.6662 | 150.2785 | 17.6662
254 | 144.4378 | 21.1211 | 144.4378 | 21.1211
255 | 140.2201 | 25.7927 | 140.2201 | 25.7927
256 | 134.3614 | 40.6646 | 134.3614 | 40.6646
257 | 134.6277 | 78.7269 | 134.6277 | 78.7269
258 | 135.9126 | 118.2673 | 135.9126 | 118.2673
259 | 141.8365 | 139.8854 | 141.8365 | 139.8854
260 | 151.9327 | 129.4101 | 151.9327 | 129.4101
261 | 163.1947 | 121.3635 | 163.1947 | 121.3635
262 | 174.5887 | 111.3025 | 174.5887 | 111.3025
263 | 187.9493 | 116.0164 | 187.9493 | 116.0164
264 | 191.9836 | 106.5132 | 191.9836 | 106.5132
265 | 185.8382 | 103.7891 | 185.8382 | 103.7891
266 | 184.7629 | 99.968 | 184.7629 | 99.968
267 | 183.9015 | 62.4566 | 183.9015 | 62.4566
268 | 184.1852 | 75.0046 | 184.1852 | 75.0046
269 | 185.5284 | 98.4894 | 185.5284 | 98.4894
270 | 180.763 | 86.9037 | 180.763 | 86.9037
271 | 174.9042 | 79.6371 | 174.9042 | 79.6371
272 | 170.6199 | 85.9235 | 170.6199 | 85.9235
273 | 171.2129 | 68.2742 | 171.2129 | 68.2742
274 | 173.4817 | 40.3738 | 173.4817 | 40.3738
275 | 168.7211 | 32.9976 | 168.7211 | 32.9976
276 | 159.3044 | 18.3244 | 159.3044 | 18.3244
277 | 149.7629 | 14.2108 | 149.7629 | 14.2108
278 | 144.5764 | 16.6736 | 144.5764 | 16.6736
279 | 140.2773 | 21.6212 | 140.2773 | 21.6212
280 | 135.9276 | 37.2431 | 135.9276 | 37.2431
281 | 134.1935 | 76.3162 | 134.1935 | 76.3162
282 | 136.4844 | 115.8316 | 136.4844 | 115.8316
283 | 142.2054 | 137.096 | 142.2054 | 137.096
284 | 154.8412 | 126.8138 | 154.8412 | 126.8138
285 | 166.8021 | 119.6239 | 166.8021 | 119.6239
286 | 176.8672 | 110.4835 | 176.8672 | 110.4835
287 | 191.4628 | 116.0791 | 191.4628 | 116.0791
288 | 195.316 | 107.2946 | 195.316 | 107.2946
289 | 187.6272 | 104.3824 | 187.6272 | 104.3824
290 | 185.0335 | 99.2117 | 185.0335 | 99.2117
291 | 185.5271 | 61.1773 | 185.5271 | 61.1773
292 | 185.9291 | 73.0455 | 185.9291 | 73.0455
293 | 189.2279 | 95.7038 | 189.2279 | 95.7038
294 | 186.6848 | 84.1194 | 186.6848 | 84.1194
295 | 179.1072 | 78.2148 | 179.1072 | 78.2148
296 | 174.7145 | 85.6965 | 174.7145 | 85.6965
297 | 173.3697 | 68.2742 | 173.3697 | 68.2742
298 | 172.3481 | 40.3738 | 172.3481 | 40.3738
299 | 167.3233 | 32.9976 | 167.3233 | 32.9976
300 | 157.7711 | 18.3244 | 157.7711 | 18.3244
301 | 148.3143 | 14.2108 | 148.3143 | 14.2108
302 | 143.042 | 16.6736 | 143.042 | 16.6736
303 | 138.2013 | 20.6705 | 138.2013 | 20.6705
304 | 132.3573 | 35.7468 | 132.3573 | 35.7468
305 | 132.2151 | 75.2815 | 132.2151 | 75.2815
306 | 136.0946 | 115.804 | 136.0946 | 115.804
307 | 143.4757 | 137.8598 | 143.4757 | 137.8598
308 | 159.623 | 127.4635 | 159.623 | 127.4635
309 | 174.1233 | 119.3053 | 174.1233 | 119.3053
310 | 183.3117 | 109.09 | 183.3117 | 109.09
311 | 199.6192 | 113.8616 | 199.6192 | 113.8616
312 | 198.4714 | 104.7197 | 198.4714 | 104.7197
313 | 189.1254 | 102.9463 | 189.1254 | 102.9463
314 | 186.831 | 99.8978 | 186.831 | 99.8978
315 | 187.9362 | 63.0323 | 187.9362 | 63.0323
316 | 187.1212 | 75.993 | 187.1212 | 75.993
317 | 189.283 | 99.9807 | 189.283 | 99.9807
318 | 185.9562 | 89.0673 | 185.9562 | 89.0673
319 | 177.0481 | 82.3914 | 177.0481 | 82.3914
320 | 171.0242 | 88.6289 | 171.0242 | 88.6289
321 | 169.46 | 70.0514 | 169.46 | 70.0514
322 | 172.2488 | 41.6857 | 172.2488 | 41.6857
323 | 166.6842 | 34.1954 | 166.6842 | 34.1954
324 | 154.8444 | 19.4382 | 154.8444 | 19.4382
325 | 144.9198 | 15.4926 | 144.9198 | 15.4926
326 | 140.3297 | 18.8158 | 140.3297 | 18.8158
327 | 135.0377 | 24.4181 | 135.0377 | 24.4181
328 | 129.5199 | 40.2683 | 129.5199 | 40.2683
329 | 129.4088 | 78.8711 | 129.4088 | 78.8711
330 | 134.0583 | 118.8694 | 134.0583 | 118.8694
331 | 140.8992 | 140.7809 | 140.8992 | 140.7809
332 | 156.7923 | 130.2655 | 156.7923 | 130.2655
333 | 171.5871 | 122.1775 | 171.5871 | 122.1775
334 | 183.0687 | 112.0563 | 183.0687 | 112.0563
335 | 195.9018 | 116.8066 | 195.9018 | 116.8066
336 | 198.6956 | 107.7737 | 198.6956 | 107.7737
337 | 188.6137 | 106.3214 | 188.6137 | 106.3214
338 | 186.857 | 103.1713 | 186.857 | 103.1713
339 | 186.9839 | 66.0888 | 186.9839 | 66.0888
340 | 186.5623 | 79.9262 | 186.5623 | 79.9262
341 | 188.0923 | 104.013 | 188.0923 | 104.013
342 | 185.136 | 92.2217 | 185.136 | 92.2217
343 | 176.6825 | 84.0118 | 176.6825 | 84.0118
344 | 170.8347 | 89.6849 | 170.8347 | 89.6849
345 | 169.9914 | 71.2504 | 169.9914 | 71.2504
346 | 172.703 | 42.6929 | 172.703 | 42.6929
347 | 165.3631 | 35.5487 | 165.3631 | 35.5487
348 | 154.566 | 21.4976 | 154.566 | 21.4976
349 | 145.821 | 18.0801 | 145.821 | 18.0801
350 | 139.8866 | 20.7574 | 139.8866 | 20.7574
351 | 135.2943 | 25.2308 | 135.2943 | 25.2308
352 | 130.754 | 40.4213 | 130.754 | 40.4213
353 | 130.6938 | 79.5948 | 130.6938 | 79.5948
354 | 134.9229 | 119.958 | 134.9229 | 119.958
355 | 142.5618 | 141.7617 | 142.5618 | 141.7617
356 | 157.6001 | 131.2312 | 157.6001 | 131.2312
357 | 171.7479 | 122.905 | 171.7479 | 122.905
358 | 184.3662 | 112.4426 | 184.3662 | 112.4426
359 | 197.6184 | 117.0549 | 197.6184 | 117.0549
360 | 198.0617 | 107.9104 | 198.0617 | 107.9104
361 | 190.3956 | 105.7194 | 190.3956 | 105.7194
362 | 186.7329 | 101.0078 | 186.7329 | 101.0078
363 | 187.0494 | 62.789 | 187.0494 | 62.789
364 | 187.0436 | 75.2831 | 187.0436 | 75.2831
365 | 189.9147 | 98.828 | 189.9147 | 98.828
366 | 186.0077 | 87.418 | 186.0077 | 87.418
367 | 177.8224 | 80.8186 | 177.8224 | 80.8186
368 | 171.8497 | 87.86 | 171.8497 | 87.86
369 | 169.8055 | 70.1605 | 169.8055 | 70.1605
370 | 173.142 | 42.0181 | 173.142 | 42.0181
371 | 167.3716 | 34.6482 | 167.3716 | 34.6482
372 | 157.1569 | 19.7618 | 157.1569 | 19.7618
373 | 147.4418 | 15.6883 | 147.4418 | 15.6883
374 | 140.6058 | 18.3405 | 140.6058 | 18.3405
375 | 136.4765 | 22.6108 | 136.4765 | 22.6108
376 | 131.2416 | 38.3882 | 131.2416 | 38.3882
377 | 130.4423 | 77.1553 | 130.4423 | 77.1553
378 | 133.5669 | 117.131 | 133.5669 | 117.131
379 | 140.1029 | 139.0626 | 140.1029 | 139.0626
380 | 154.4462 | 128.8934 | 154.4462 | 128.8934
381 | 168.2121 | 121.139 | 168.2121 | 121.139
382 | 179.5192 | 111.3 | 179.5192 | 111.3
383 | 194.0269 | 116.3563 | 194.0269 | 116.3563
384 | 195.9481 | 107.4627 | 195.9481 | 107.4627
385 | 186.5222 | 104.701 | 186.5222 | 104.701
386 | 184.1837 | 99.5717 | 184.1837 | 99.5717
387 | 184.5935 | 61.2224 | 184.5935 | 61.2224
388 | 185.8782 | 73.4268 | 185.8782 | 73.4268
389 | 184.4312 | 96.529 | 184.4312 | 96.529
390 | 182.6512 | 84.4354 | 182.6512 | 84.4354
391 | 176.0496 | 78.2148 | 176.0496 | 78.2148
392 | 167.0193 | 85.6965 | 167.0193 | 85.6965
393 | 165.3997 | 68.2742 | 165.3997 | 68.2742
394 | 169.1465 | 40.3738 | 169.1465 | 40.3738
395 | 165.2997 | 32.9976 | 165.2997 | 32.9976
396 | 156.4086 | 18.3244 | 156.4086 | 18.3244
397 | 146.8738 | 14.2108 | 146.8738 | 14.2108
398 | 141.7129 | 16.6736 | 141.7129 | 16.6736
399 | 137.2986 | 20.6705 | 137.2986 | 20.6705
400 | 132.0262 | 34.776 | 132.0262 | 34.776
401 | 131.1423 | 72.309 | 131.1423 | 72.309
402 | 133.2705 | 111.4205 | 133.2705 | 111.4205
403 | 137.4382 | 132.8254 | 137.4382 | 132.8254
404 | 150.3235 | 122.4704 | 150.3235 | 122.4704
405 | 162.3361 | 114.5769 | 162.3361 | 114.5769
406 | 173.5158 | 104.566 | 173.5158 | 104.566
407 | 189.3279 | 109.4166 | 189.3279 | 109.4166
408 | 192.9574 | 100.2508 | 192.9574 | 100.2508
409 | 185.4595 | 98.3784 | 185.4595 | 98.3784
410 | 183.3745 | 94.5686 | 183.3745 | 94.5686
411 | 182.5222 | 55.5119 | 182.5222 | 55.5119
412 | 183.9294 | 69.2214 | 183.9294 | 69.2214
413 | 185.0141 | 94.4194 | 185.0141 | 94.4194
414 | 180.0739 | 84.1194 | 180.0739 | 84.1194
415 | 172.9074 | 78.2148 | 172.9074 | 78.2148
416 | 167.3941 | 85.6965 | 167.3941 | 85.6965
417 | 166.795 | 68.2742 | 166.795 | 68.2742
418 | 170.6386 | 40.3738 | 170.6386 | 40.3738
419 | 164.5234 | 32.9976 | 164.5234 | 32.9976
420 | 154.6575 | 18.3244 | 154.6575 | 18.3244
421 | 146.7407 | 14.2108 | 146.7407 | 14.2108
422 | 141.3364 | 16.6736 | 141.3364 | 16.6736
423 | 137.1021 | 20.6705 | 137.1021 | 20.6705
424 | 131.6918 | 36.3839 | 131.6918 | 36.3839
425 | 131.2794 | 74.5327 | 131.2794 | 74.5327
426 | 132.3608 | 113.6618 | 132.3608 | 113.6618
427 | 137.6599 | 135.2761 | 137.6599 | 135.2761
428 | 148.5718 | 124.9701 | 148.5718 | 124.9701
429 | 159.3591 | 116.8583 | 159.3591 | 116.8583
430 | 170.4893 | 106.6054 | 170.4893 | 106.6054
431 | 185.2969 | 111.3369 | 185.2969 | 111.3369
432 | 188.5663 | 102.3366 | 188.5663 | 102.3366
433 | 182.2309 | 100.7526 | 182.2309 | 100.7526
434 | 179.7265 | 97.2752 | 179.7265 | 97.2752
435 | 180.7901 | 60.7345 | 180.7901 | 60.7345
436 | 181.9946 | 75.0962 | 181.9946 | 75.0962
437 | 182.7002 | 99.5806 | 182.7002 | 99.5806
438 | 180.654 | 88.7487 | 180.654 | 88.7487
439 | 174.657 | 81.8282 | 174.657 | 81.8282
440 | 169.8442 | 87.6217 | 169.8442 | 87.6217
441 | 169.9835 | 68.2742 | 169.9835 | 68.2742
442 | 171.4399 | 40.3738 | 171.4399 | 40.3738
443 | 164.0978 | 32.9976 | 164.0978 | 32.9976
444 | 154.0171 | 18.3244 | 154.0171 | 18.3244
445 | 145.3735 | 14.2108 | 145.3735 | 14.2108
446 | 139.9123 | 16.6736 | 139.9123 | 16.6736
447 | 135.9969 | 20.6705 | 135.9969 | 20.6705
448 | 132.0508 | 36.4579 | 132.0508 | 36.4579
449 | 129.816 | 75.3266 | 129.816 | 75.3266
450 | 131.9764 | 114.6752 | 131.9764 | 114.6752
451 | 138.2376 | 136.4024 | 138.2376 | 136.4024
452 | 150.9173 | 126.4225 | 150.9173 | 126.4225
453 | 163.9947 | 118.6092 | 163.9947 | 118.6092
454 | 174.8619 | 108.6586 | 174.8619 | 108.6586
455 | 190.0098 | 113.8127 | 190.0098 | 113.8127
456 | 191.2584 | 105.1674 | 191.2584 | 105.1674
457 | 185.0697 | 102.7807 | 185.0697 | 102.7807
458 | 181.5963 | 98.039 | 181.5963 | 98.039
459 | 183.3716 | 60.0911 | 183.3716 | 60.0911
460 | 183.0248 | 73.0255 | 183.0248 | 73.0255
461 | 185.2399 | 96.9843 | 185.2399 | 96.9843
462 | 183.2044 | 85.7549 | 183.2044 | 85.7549
463 | 177.2716 | 79.1617 | 177.2716 | 79.1617
464 | 170.5216 | 85.768 | 170.5216 | 85.768
465 | 170.5077 | 68.2742 | 170.5077 | 68.2742
466 | 171.6477 | 40.3738 | 171.6477 | 40.3738
467 | 164.8986 | 32.9976 | 164.8986 | 32.9976
468 | 157.2565 | 18.3244 | 157.2565 | 18.3244
469 | 148.0818 | 14.2108 | 148.0818 | 14.2108
470 | 142.7835 | 16.6736 | 142.7835 | 16.6736
471 | 138.9292 | 20.9477 | 138.9292 | 20.9477
472 | 135.5899 | 36.478 | 135.5899 | 36.478
473 | 133.9729 | 76.1168 | 133.9729 | 76.1168
474 | 137.1661 | 116.1339 | 137.1661 | 116.1339
475 | 145.4057 | 137.7056 | 145.4057 | 137.7056
476 | 162.6506 | 127.2315 | 162.6506 | 127.2315
477 | 178.1274 | 119.1172 | 178.1274 | 119.1172
478 | 188.9173 | 108.8141 | 188.9173 | 108.8141
479 | 204.6871 | 113.4364 | 204.6871 | 113.4364
480 | 206.3362 | 104.4274 | 206.3362 | 104.4274
481 | 195.2445 | 102.7356 | 195.2445 | 102.7356
482 | 194.8265 | 97.6339 | 194.8265 | 97.6339
483 | 197.2464 | 58.872 | 197.2464 | 58.872
484 | 194.8261 | 71.257 | 194.8261 | 71.257
485 | 195.7737 | 94.5674 | 195.7737 | 94.5674
486 | 193.76 | 84.1194 | 193.76 | 84.1194
487 | 183.35 | 78.2148 | 183.35 | 78.2148
488 | 176.1927 | 85.6965 | 176.1927 | 85.6965
489 | 175.1178 | 68.2742 | 175.1178 | 68.2742
490 | 176.3997 | 40.3738 | 176.3997 | 40.3738
491 | 168.3464 | 32.9976 | 168.3464 | 32.9976
492 | 157.0858 | 18.3244 | 157.0858 | 18.3244
493 | 148.0723 | 14.2108 | 148.0723 | 14.2108
494 | 143.0084 | 16.6736 | 143.0084 | 16.6736
495 | 139.7039 | 20.6705 | 139.7039 | 20.6705
496 | 135.5573 | 34.776 | 135.5573 | 34.776
497 | 134.2153 | 71.6655 | 134.2153 | 71.6655
498 | 136.9708 | 111.1721 | 136.9708 | 111.1721
499 | 144.3544 | 133.2832 | 144.3544 | 133.2832
500 | 160.5935 | 123.5792 | 160.5935 | 123.5792
501 | 175.334 | 116.0054 | 175.334 | 116.0054
502 | 187.8347 | 106.0447 | 187.8347 | 106.0447
503 | 201.0792 | 110.9205 | 201.0792 | 110.9205
504 | 204.2434 | 101.8211 | 204.2434 | 101.8211
505 | 193.933 | 99.9738 | 193.933 | 99.9738
506 | 191.8935 | 95.5419 | 191.8935 | 95.5419
507 | 192.4608 | 56.8376 | 192.4608 | 56.8376
508 | 191.8132 | 69.412 | 191.8132 | 69.412
509 | 191.2198 | 94.4194 | 191.2198 | 94.4194
510 | 189.5006 | 84.1194 | 189.5006 | 84.1194
511 | 181.1224 | 78.2148 | 181.1224 | 78.2148
512 | 175.4481 | 85.6965 | 175.4481 | 85.6965
513 | 175.3781 | 68.2742 | 175.3781 | 68.2742
514 | 175.3659 | 40.3738 | 175.3659 | 40.3738
515 | 167.9902 | 32.9976 | 167.9902 | 32.9976
516 | 156.774 | 18.3244 | 156.774 | 18.3244
517 | 147.973 | 14.2108 | 147.973 | 14.2108
518 | 143.2493 | 16.6736 | 143.2493 | 16.6736
519 | 139.2924 | 21.0492 | 139.2924 | 21.0492
520 | 136.2697 | 37.006 | 136.2697 | 37.006
521 | 135.2971 | 76.098 | 135.2971 | 76.098
522 | 138.1953 | 116.8839 | 138.1953 | 116.8839
523 | 146.2619 | 139.3637 | 146.2619 | 139.3637
524 | 162.0689 | 129.6747 | 162.0689 | 129.6747
525 | 176.3916 | 121.9279 | 176.3916 | 121.9279
526 | 188.5543 | 112.0412 | 188.5543 | 112.0412
527 | 202.2616 | 116.9608 | 202.2616 | 116.9608
528 | 200.8319 | 107.7963 | 200.8319 | 107.7963
529 | 191.2271 | 105.4761 | 191.2271 | 105.4761
530 | 187.7844 | 101.3113 | 187.7844 | 101.3113
531 | 191.5533 | 62.8768 | 191.5533 | 62.8768
532 | 191.4034 | 75.337 | 191.4034 | 75.337
533 | 191.5046 | 98.4455 | 191.5046 | 98.4455
534 | 185.8773 | 86.1763 | 185.8773 | 86.1763
535 | 178.8186 | 78.7115 | 178.8186 | 78.7115
536 | 173.7232 | 85.6965 | 173.7232 | 85.6965
537 | 173.5596 | 68.2742 | 173.5596 | 68.2742
538 | 174.029 | 40.3738 | 174.029 | 40.3738
539 | 166.9731 | 32.9976 | 166.9731 | 32.9976
540 | 156.4711 | 18.3244 | 156.4711 | 18.3244
541 | 147.3152 | 14.7652 | 147.3152 | 14.7652
542 | 141.9327 | 19.8393 | 141.9327 | 19.8393
543 | 138.818 | 25.9395 | 138.818 | 25.9395
544 | 135.0361 | 41.4498 | 135.0361 | 41.4498
545 | 132.6807 | 79.4117 | 132.6807 | 79.4117
546 | 135.0828 | 118.6586 | 135.0828 | 118.6586
547 | 142.0895 | 140.2241 | 142.0895 | 140.2241
548 | 156.8689 | 129.9431 | 156.8689 | 129.9431
549 | 169.9873 | 122.0383 | 169.9873 | 122.0383
550 | 183.8787 | 111.9685 | 183.8787 | 111.9685
551 | 195.6879 | 116.7639 | 195.6879 | 116.7639
552 | 197.3946 | 107.7198 | 197.3946 | 107.7198
553 | 188.857 | 106.5096 | 188.857 | 106.5096
554 | 186.7994 | 103.8562 | 186.7994 | 103.8562
555 | 188.3286 | 67.5124 | 188.3286 | 67.5124
556 | 187.4476 | 81.7361 | 187.4476 | 81.7361
557 | 188.2797 | 105.7376 | 188.2797 | 105.7376
558 | 183.7564 | 93.6816 | 183.7564 | 93.6816
559 | 178.4714 | 85.8618 | 178.4714 | 85.8618
560 | 171.2549 | 92.6901 | 171.2549 | 92.6901
561 | 171.1147 | 74.9366 | 171.1147 | 74.9366
562 | 172.4501 | 46.8206 | 172.4501 | 46.8206
563 | 166.7849 | 39.3026 | 166.7849 | 39.3026
564 | 156.8754 | 24.7498 | 156.8754 | 24.7498
565 | 148.2906 | 20.9887 | 148.2906 | 20.9887
566 | 143.5085 | 23.8516 | 143.5085 | 23.8516
567 | 139.786 | 28.1908 | 139.786 | 28.1908
568 | 135.1022 | 43.7199 | 135.1022 | 43.7199
569 | 133.6678 | 82.4996 | 133.6678 | 82.4996
570 | 135.1151 | 122.4539 | 135.1151 | 122.4539
571 | 140.353 | 144.2113 | 140.353 | 144.2113
572 | 152.9501 | 134.0357 | 152.9501 | 134.0357
573 | 163.65 | 125.9891 | 163.65 | 125.9891
574 | 174.1977 | 115.76 | 174.1977 | 115.76
575 | 188.2174 | 120.3949 | 188.2174 | 120.3949
576 | 190.8093 | 111.13 | 190.8093 | 111.13
577 | 183.4875 | 108.6355 | 183.4875 | 108.6355
578 | 180.5997 | 104.2048 | 180.5997 | 104.2048
579 | 182.2505 | 66.0575 | 182.2505 | 66.0575
580 | 183.3431 | 77.7502 | 183.3431 | 77.7502
581 | 183.1727 | 100.1814 | 183.1727 | 100.1814
582 | 178.457 | 87.9109 | 178.457 | 87.9109
583 | 171.0055 | 80.4987 | 171.0055 | 80.4987
584 | 166.0274 | 87.0322 | 166.0274 | 87.0322
585 | 168.3349 | 69.1383 | 168.3349 | 69.1383
586 | 171.1062 | 40.9683 | 171.1062 | 40.9683
587 | 163.4962 | 33.6372 | 163.4962 | 33.6372
588 | 153.8079 | 19.2651 | 153.8079 | 19.2651
589 | 145.8215 | 15.6005 | 145.8215 | 15.6005
590 | 141.4807 | 18.4935 | 141.4807 | 18.4935
591 | 137.7824 | 23.4812 | 137.7824 | 23.4812
592 | 132.8638 | 40.0199 | 132.8638 | 40.0199
593 | 131.3626 | 79.2587 | 131.3626 | 79.2587
594 | 133.218 | 119.3899 | 133.218 | 119.3899
595 | 139.2967 | 141.23 | 139.2967 | 141.23
596 | 149.6093 | 130.8951 | 149.6093 | 130.8951
597 | 159.8173 | 122.782 | 159.8173 | 122.782
598 | 171.7273 | 112.4902 | 171.7273 | 112.4902
599 | 184.9831 | 117.1703 | 184.9831 | 117.1703
600 | 185.5058 | 108.1512 | 185.5058 | 108.1512
601 | 179.7146 | 106.2035 | 179.7146 | 106.2035
602 | 176.4246 | 102.3674 | 176.4246 | 102.3674
603 | 178.6752 | 64.3404 | 178.6752 | 64.3404
604 | 179.9829 | 75.8738 | 179.9829 | 75.8738
605 | 180.6704 | 99.4012 | 180.6704 | 99.4012
606 | 176.5644 | 88.4941 | 176.5644 | 88.4941
607 | 170.3579 | 81.3842 | 170.3579 | 81.3842
608 | 166.4254 | 88.5047 | 166.4254 | 88.5047
609 | 167.3046 | 71.3182 | 167.3046 | 71.3182
610 | 168.8266 | 43.9145 | 168.8266 | 43.9145
611 | 162.8021 | 37.4777 | 162.8021 | 37.4777
612 | 153.4488 | 23.2485 | 153.4488 | 23.2485
613 | 144.3291 | 19.3807 | 144.3291 | 19.3807
614 | 139.4385 | 21.9062 | 139.4385 | 21.9062
615 | 136.229 | 26.5704 | 136.229 | 26.5704
616 | 132.2863 | 42.2663 | 132.2863 | 42.2663
617 | 130.3226 | 80.8804 | 130.3226 | 80.8804
618 | 132.6578 | 120.2314 | 132.6578 | 120.2314
619 | 139.4018 | 141.4369 | 139.4018 | 141.4369
620 | 152.273 | 130.4549 | 152.273 | 130.4549
621 | 164.5027 | 122.1399 | 164.5027 | 122.1399
622 | 175.5822 | 112.3673 | 175.5822 | 112.3673
623 | 188.6734 | 118.0307 | 188.6734 | 118.0307
624 | 190.1573 | 109.7278 | 190.1573 | 109.7278
625 | 181.5335 | 107.9369 | 181.5335 | 107.9369
626 | 179.854 | 102.8678 | 179.854 | 102.8678
627 | 181.1054 | 64.7832 | 181.1054 | 64.7832
628 | 181.3307 | 77.3814 | 181.3307 | 77.3814
629 | 183.8338 | 100.7821 | 183.8338 | 100.7821
630 | 180.5879 | 89.0246 | 180.5879 | 89.0246
631 | 172.7552 | 81.98 | 172.7552 | 81.98
632 | 169.1457 | 88.7718 | 169.1457 | 88.7718
633 | 170.0993 | 70.9231 | 170.0993 | 70.9231
634 | 172.5921 | 42.7205 | 172.5921 | 42.7205
635 | 164.7477 | 35.4182 | 164.7477 | 35.4182
636 | 152.735 | 20.9746 | 152.735 | 20.9746
637 | 144.4471 | 17.2711 | 144.4471 | 17.2711
638 | 139.6009 | 20.5291 | 139.6009 | 20.5291
639 | 136.7967 | 26.0699 | 136.7967 | 26.0699
640 | 133.2533 | 42.0794 | 133.2533 | 42.0794
641 | 131.6654 | 81.0911 | 131.6654 | 81.0911
642 | 134.0238 | 120.535 | 134.0238 | 120.535
643 | 142.3886 | 141.9348 | 142.3886 | 141.9348
644 | 158.7864 | 131.3266 | 158.7864 | 131.3266
645 | 175.2873 | 122.994 | 175.2873 | 122.994
646 | 187.3014 | 112.5918 | 187.3014 | 112.5918
647 | 203.7492 | 117.1753 | 203.7492 | 117.1753
648 | 203.8875 | 107.9556 | 203.8875 | 107.9556
649 | 195.4982 | 106.0819 | 195.4982 | 106.0819
650 | 192.4577 | 102.5806 | 192.4577 | 102.5806
651 | 193.2801 | 65.8267 | 193.2801 | 65.8267
652 | 193.4177 | 80.0466 | 193.4177 | 80.0466
653 | 193.1436 | 104.4558 | 193.1436 | 104.4558
654 | 189.039 | 93.1222 | 189.039 | 93.1222
655 | 180.6787 | 86.0136 | 180.6787 | 86.0136
656 | 176.7243 | 92.8619 | 176.7243 | 92.8619
657 | 177.6665 | 75.1799 | 177.6665 | 75.1799
658 | 176.5435 | 46.9222 | 176.5435 | 46.9222
659 | 166.5567 | 38.8774 | 166.5567 | 38.8774
660 | 150.0141 | 23.5295 | 150.0141 | 23.5295
661 | 141.2986 | 19.5563 | 141.2986 | 19.5563
662 | 135.914 | 22.4569 | 135.914 | 22.4569
663 | 133.3903 | 27.1059 | 133.3903 | 27.1059
664 | 130.6469 | 42.6024 | 130.6469 | 42.6024
665 | 128.0064 | 81.0748 | 128.0064 | 81.0748
666 | 130.4512 | 120.6579 | 130.4512 | 120.6579
667 | 138.375 | 142.4478 | 138.375 | 142.4478
668 | 153.6198 | 132.2509 | 153.6198 | 132.2509
669 | 169.3734 | 124.1918 | 169.3734 | 124.1918
670 | 181.3913 | 113.7996 | 181.3913 | 113.7996
671 | 194.6701 | 118.2414 | 194.6701 | 118.2414
672 | 195.061 | 108.7809 | 195.061 | 108.7809
673 | 185.8065 | 106.4632 | 185.8065 | 106.4632
674 | 184.5275 | 102.2608 | 184.5275 | 102.2608
675 | 185.2428 | 65.0917 | 185.2428 | 65.0917
676 | 185.4092 | 78.9229 | 185.4092 | 78.9229
677 | 185.4273 | 103.125 | 185.4273 | 103.125
678 | 181.6361 | 92.5503 | 181.6361 | 92.5503
679 | 173.5597 | 86.139 | 173.5597 | 86.139
680 | 167.841 | 93.252 | 167.841 | 93.252
681 | 169.7093 | 75.4872 | 169.7093 | 75.4872
682 | 170.2319 | 47.1015 | 170.2319 | 47.1015
683 | 162.0553 | 39.0655 | 162.0553 | 39.0655
684 | 150.8599 | 24.1177 | 150.8599 | 24.1177
685 | 142.4048 | 20.1082 | 142.4048 | 20.1082
686 | 136.9025 | 22.8544 | 136.9025 | 22.8544
687 | 134.4966 | 27.0658 | 134.4966 | 27.0658
688 | 130.0793 | 42.4067 | 130.0793 | 42.4067
689 | 127.6086 | 80.6471 | 127.6086 | 80.6471
690 | 131.6266 | 120.4923 | 131.6266 | 120.4923
691 | 139.39 | 142.7125 | 139.39 | 142.7125
692 | 153.8821 | 132.6021 | 153.8821 | 132.6021
693 | 167.9654 | 124.553 | 167.9654 | 124.553
694 | 177.593 | 114.4029 | 177.593 | 114.4029
695 | 190.5449 | 119.0592 | 190.5449 | 119.0592
696 | 191.4581 | 109.798 | 191.4581 | 109.798
697 | 182.6488 | 107.8466 | 182.6488 | 107.8466
698 | 180.5815 | 102.6634 | 180.5815 | 102.6634
699 | 181.8737 | 63.8162 | 181.8737 | 63.8162
700 | 180.9102 | 76.0281 | 180.9102 | 76.0281
701 | 180.8763 | 98.5408 | 180.8763 | 98.5408
702 | 178.5628 | 86.4936 | 178.5628 | 86.4936
703 | 169.9177 | 79.1341 | 169.9177 | 79.1341
704 | 163.8428 | 85.6965 | 163.8428 | 85.6965
705 | 166.1024 | 68.2742 | 166.1024 | 68.2742
706 | 167.3696 | 40.3738 | 167.3696 | 40.3738
707 | 159.559 | 32.9976 | 159.559 | 32.9976
708 | 152.8525 | 17.82 | 152.8525 | 17.82
709 | 144.0898 | 13.6307 | 144.0898 | 13.6307
710 | 139.0466 | 13.9854 | 139.0466 | 13.9854
711 | 135.5693 | 20.6918 | 135.5693 | 20.6918
712 | 132.6591 | 39.986 | 132.6591 | 39.986
713 | 130.1749 | 79.0587 | 130.1749 | 79.0587
714 | 133.7473 | 120.2264 | 133.7473 | 120.2264
715 | 141.0701 | 147.279 | 141.0701 | 147.279
716 | 155.2036 | 134.0335 | 155.2036 | 134.0335
717 | 168.0032 | 125.7319 | 168.0032 | 125.7319
718 | 180.0495 | 121.1987 | 180.0495 | 121.1987
719 | 191.7824 | 119.6892 | 191.7824 | 119.6892
720 | 195.0519 | 116.0306 | 195.0519 | 116.0306
721 | 186.345 | 109.4807 | 186.345 | 109.4807
722 | 185.5184 | 109.0892 | 185.5184 | 109.0892
723 | 185.7952 | 69.8128 | 185.7952 | 69.8128
724 | 185.8191 | 80.1919 | 185.8191 | 80.1919
725 | 188.7375 | 103.0438 | 188.7375 | 103.0438
726 | 186.5428 | 92.3545 | 186.5428 | 92.3545
727 | 175.4819 | 84.0971 | 175.4819 | 84.0971
728 | 168.5746 | 92.8464 | 168.5746 | 92.8464
729 | 171.4947 | 74.1951 | 171.4947 | 74.1951
730 | 171.7597 | 43.5928 | 171.7597 | 43.5928
731 | 163.192 | 31.1081 | 163.192 | 31.1081
732 | 153.0115 | 19.3547 | 153.0115 | 19.3547
733 | 143.6114 | 15.1409 | 143.6114 | 15.1409
734 | 138.6662 | 16.4272 | 138.6662 | 16.4272
735 | 137.3011 | 23.7759 | 137.3011 | 23.7759
736 | 133.2681 | 43.0333 | 133.2681 | 43.0333
737 | 131.1901 | 80.8165 | 131.1901 | 80.8165
738 | 132.6465 | 120.1185 | 132.6465 | 120.1185
739 | 138.2137 | 146.063 | 138.2137 | 146.063
740 | 149.9156 | 132.489 | 149.9156 | 132.489
741 | 163.8691 | 125.4598 | 163.8691 | 125.4598
742 | 176.9534 | 121.689 | 176.9534 | 121.689
743 | 188.5021 | 119.9196 | 188.5021 | 119.9196
744 | 192.9614 | 115.3098 | 192.9614 | 115.3098
745 | 183.855 | 109.0148 | 183.855 | 109.0148
746 | 181.7441 | 110.163 | 181.7441 | 110.163
747 | 181.032 | 72.3453 | 181.032 | 72.3453
748 | 181.5732 | 83.4035 | 181.5732 | 83.4035
749 | 184.2474 | 105.0002 | 184.2474 | 105.0002
750 | 179.8774 | 92.9502 | 179.8774 | 92.9502
751 | 172.4632 | 84.7566 | 172.4632 | 84.7566
752 | 169.4565 | 94.3443 | 169.4565 | 94.3443
753 | 171.3704 | 75.4454 | 171.3704 | 75.4454
754 | 170.1943 | 41.5335 | 170.1943 | 41.5335
755 | 162.0675 | 28.5462 | 162.0675 | 28.5462
756 | 152.1323 | 17.82 | 152.1323 | 17.82
757 | 143.6687 | 13.6307 | 143.6687 | 13.6307
758 | 138.1158 | 15.0715 | 138.1158 | 15.0715
759 | 136.4668 | 23.9426 | 136.4668 | 23.9426
760 | 134.0192 | 43.1216 | 134.0192 | 43.1216
761 | 130.6101 | 80.5198 | 130.6101 | 80.5198
762 | 132.1687 | 118.6426 | 132.1687 | 118.6426
763 | 138.3432 | 142.9862 | 138.3432 | 142.9862
764 | 149.4784 | 127.8604 | 149.4784 | 127.8604
765 | 160.3901 | 120.4364 | 160.3901 | 120.4364
766 | 171.0121 | 116.9697 | 171.0121 | 116.9697
767 | 183.7064 | 116.5952 | 183.7064 | 116.5952
768 | 186.3743 | 113.0224 | 186.3743 | 113.0224
769 | 180.8704 | 105.4232 | 180.8704 | 105.4232
770 | 177.6574 | 104.2718 | 177.6574 | 104.2718
771 | 177.4372 | 63.9535 | 177.4372 | 63.9535
772 | 178.282 | 72.1482 | 178.282 | 72.1482
773 | 181.7345 | 90.7661 | 181.7345 | 90.7661
774 | 179.6399 | 80.9398 | 179.6399 | 80.9398
775 | 173.104 | 74.0283 | 173.104 | 74.0283
776 | 170.3713 | 84.2044 | 170.3713 | 84.2044
777 | 174.2915 | 67.615 | 174.2915 | 67.615
778 | 172.0724 | 39.1799 | 172.0724 | 39.1799
779 | 162.9016 | 28.5462 | 162.9016 | 28.5462
780 | 152.344 | 17.82 | 152.344 | 17.82
781 | 144.2261 | 13.6307 | 144.2261 | 13.6307
782 | 139.424 | 13.9854 | 139.424 | 13.9854
783 | 137.4105 | 18.6545 | 137.4105 | 18.6545
784 | 134.0482 | 34.6145 | 134.0482 | 34.6145
785 | 131.5862 | 71.9907 | 131.5862 | 71.9907
786 | 132.884 | 110.6602 | 132.884 | 110.6602
787 | 139.0346 | 134.7586 | 139.0346 | 134.7586
788 | 152.4781 | 120.4173 | 152.4781 | 120.4173
789 | 165.0698 | 113.089 | 165.0698 | 113.089
790 | 175.2338 | 109.8379 | 175.2338 | 109.8379
791 | 188.5184 | 109.0369 | 188.5184 | 109.0369
792 | 192.702 | 106.1113 | 192.702 | 106.1113
793 | 183.3684 | 100.1106 | 183.3684 | 100.1106
794 | 182.2332 | 98.7067 | 182.2332 | 98.7067
795 | 182.5224 | 60.4305 | 182.5224 | 60.4305
796 | 183.0084 | 72.5993 | 183.0084 | 72.5993
797 | 186.265 | 96.3999 | 186.265 | 96.3999
798 | 182.7293 | 85.8258 | 182.7293 | 85.8258
799 | 174.1663 | 77.7254 | 174.1663 | 77.7254
800 | 170.5323 | 86.4942 | 170.5323 | 86.4942
801 | 173.8868 | 67.7081 | 173.8868 | 67.7081
802 | 171.559 | 39.1799 | 171.559 | 39.1799
803 | 162.9489 | 28.5462 | 162.9489 | 28.5462
804 | 151.1866 | 17.82 | 151.1866 | 17.82
805 | 143.6842 | 13.6307 | 143.6842 | 13.6307
806 | 138.7368 | 14.3115 | 138.7368 | 14.3115
807 | 136.7606 | 20.91 | 136.7606 | 20.91
808 | 134.3494 | 39.5079 | 134.3494 | 39.5079
809 | 132.5119 | 77.3548 | 132.5119 | 77.3548
810 | 133.94 | 115.2153 | 133.94 | 115.2153
811 | 142.5122 | 140.3115 | 142.5122 | 140.3115
812 | 159.2891 | 126.7571 | 159.2891 | 126.7571
813 | 173.2379 | 119.2229 | 173.2379 | 119.2229
814 | 186.1058 | 114.8833 | 186.1058 | 114.8833
815 | 200.5782 | 113.163 | 200.5782 | 113.163
816 | 202.4325 | 109.3524 | 202.4325 | 109.3524
817 | 190.5971 | 103.6311 | 190.5971 | 103.6311
818 | 188.3549 | 104.3601 | 188.3549 | 104.3601
819 | 190.696 | 66.361 | 190.696 | 66.361
820 | 190.8386 | 78.3214 | 190.8386 | 78.3214
821 | 191.5784 | 102.2985 | 191.5784 | 102.2985
822 | 189.3679 | 90.9546 | 189.3679 | 90.9546
823 | 176.3481 | 82.9375 | 176.3481 | 82.9375
824 | 172.5819 | 92.5522 | 172.5819 | 92.5522
825 | 177.338 | 75.5778 | 177.338 | 75.5778
826 | 174.3153 | 46.4563 | 174.3153 | 46.4563
827 | 164.7277 | 34.5379 | 164.7277 | 34.5379
828 | 151.4834 | 22.2182 | 151.4834 | 22.2182
829 | 143.5137 | 17.2591 | 143.5137 | 17.2591
830 | 139.2538 | 18.4596 | 139.2538 | 18.4596
831 | 137.3187 | 24.2246 | 137.3187 | 24.2246
832 | 135.052 | 42.3469 | 135.052 | 42.3469
833 | 132.5789 | 81.6574 | 132.5789 | 81.6574
834 | 134.6394 | 120.371 | 134.6394 | 120.371
835 | 142.9308 | 144.8519 | 142.9308 | 144.8519
836 | 160.0356 | 129.2799 | 160.0356 | 129.2799
837 | 175.3403 | 120.2575 | 175.3403 | 120.2575
838 | 187.6603 | 115.0672 | 187.6603 | 115.0672
839 | 198.9939 | 113.0159 | 198.9939 | 113.0159
840 | 199.9761 | 108.7861 | 199.9761 | 108.7861
841 | 189.879 | 101.4909 | 189.879 | 101.4909
842 | 187.7888 | 101.4034 | 187.7888 | 101.4034
843 | 188.581 | 61.899 | 188.581 | 61.899
844 | 187.7573 | 72.7979 | 187.7573 | 72.7979
845 | 188.538 | 95.9022 | 188.538 | 95.9022
846 | 185.9506 | 84.448 | 185.9506 | 84.448
847 | 177.6139 | 76.5854 | 177.6139 | 76.5854
848 | 171.3142 | 85.6141 | 171.3142 | 85.6141
849 | 176.3127 | 67.615 | 176.3127 | 67.615
850 | 174.7079 | 39.1799 | 174.7079 | 39.1799
851 | 164.4922 | 28.5854 | 164.4922 | 28.5854
852 | 152.3721 | 19.5925 | 152.3721 | 19.5925
853 | 143.9308 | 17.5631 | 143.9308 | 17.5631
854 | 138.8284 | 20.4528 | 138.8284 | 20.4528
855 | 136.9778 | 26.8478 | 136.9778 | 26.8478
856 | 134.4866 | 45.0289 | 134.4866 | 45.0289
857 | 132.6193 | 84.3909 | 132.6193 | 84.3909
858 | 134.6667 | 124.0043 | 134.6667 | 124.0043
859 | 142.4393 | 150.0714 | 142.4393 | 150.0714
860 | 159.8226 | 136.3282 | 159.8226 | 136.3282
861 | 170.3347 | 128.5758 | 170.3347 | 128.5758
862 | 182.8177 | 124.2853 | 182.8177 | 124.2853
863 | 193.1103 | 122.6532 | 193.1103 | 122.6532
864 | 195.4674 | 118.0139 | 195.4674 | 118.0139
865 | 188.4661 | 111.084 | 188.4661 | 111.084
866 | 183.9993 | 111.4918 | 183.9993 | 111.4918
867 | 184.9788 | 73.1593 | 184.9788 | 73.1593
868 | 185.3951 | 83.5654 | 185.3951 | 83.5654
869 | 185.4566 | 107.4101 | 185.4566 | 107.4101
870 | 183.6184 | 96.5369 | 183.6184 | 96.5369
871 | 174.2661 | 88.4659 | 174.2661 | 88.4659
872 | 170.3996 | 97.1391 | 170.3996 | 97.1391
873 | 173.6674 | 78.6178 | 173.6674 | 78.6178
874 | 172.829 | 48.7388 | 172.829 | 48.7388
875 | 162.7221 | 37.7937 | 162.7221 | 37.7937
876 | 151.1828 | 28.3424 | 151.1828 | 28.3424
877 | 143.0696 | 25.9255 | 143.0696 | 25.9255
878 | 138.1267 | 28.0773 | 138.1267 | 28.0773
879 | 135.8345 | 34.5606 | 135.8345 | 34.5606
880 | 133.4386 | 52.8986 | 133.4386 | 52.8986
881 | 129.8474 | 91.1378 | 129.8474 | 91.1378
882 | 131.9323 | 129.1012 | 131.9323 | 129.1012
883 | 139.8873 | 154.1999 | 139.8873 | 154.1999
884 | 154.9173 | 140.4347 | 154.9173 | 140.4347
885 | 167.8261 | 132.8931 | 167.8261 | 132.8931
886 | 180.18 | 129.1395 | 180.18 | 129.1395
887 | 191.6644 | 128.0418 | 191.6644 | 128.0418
888 | 195.3543 | 122.9931 | 195.3543 | 122.9931
889 | 184.4823 | 115.5165 | 184.4823 | 115.5165
890 | 183.5641 | 116.9368 | 183.5641 | 116.9368
891 | 182.6831 | 78.4793 | 182.6831 | 78.4793
892 | 184.3001 | 88.5789 | 184.3001 | 88.5789
893 | 185.0605 | 110.3962 | 185.0605 | 110.3962
894 | 182.9723 | 97.4367 | 182.9723 | 97.4367
895 | 174.5428 | 87.4117 | 174.5428 | 87.4117
896 | 170.8859 | 94.4718 | 170.8859 | 94.4718
897 | 175.2284 | 75.1316 | 175.2284 | 75.1316
898 | 172.0245 | 44.9584 | 172.0245 | 44.9584
899 | 162.3964 | 33.5009 | 162.3964 | 33.5009
900 | 151.4813 | 22.7698 | 151.4813 | 22.7698
901 | 143.8563 | 19.4778 | 143.8563 | 19.4778
902 | 138.9995 | 21.5168 | 138.9995 | 21.5168
903 | 137.0483 | 28.4634 | 137.0483 | 28.4634
904 | 134.1227 | 50.0768 | 134.1227 | 50.0768
905 | 130.9089 | 89.4241 | 130.9089 | 89.4241
906 | 132.8971 | 126.9634 | 132.8971 | 126.9634
907 | 139.253 | 151.0692 | 139.253 | 151.0692
908 | 151.5274 | 135.8379 | 151.5274 | 135.8379
909 | 161.7164 | 126.5777 | 161.7164 | 126.5777
910 | 174.0685 | 121.814 | 174.0685 | 121.814
911 | 184.245 | 120.6453 | 184.245 | 120.6453
912 | 187.6364 | 117.1559 | 187.6364 | 117.1559
913 | 181.4429 | 111.4199 | 181.4429 | 111.4199
914 | 179.9891 | 112.2567 | 179.9891 | 112.2567
915 | 180.2784 | 72.2375 | 180.2784 | 72.2375
916 | 182.4138 | 79.5079 | 182.4138 | 79.5079
917 | 182.2471 | 99.3075 | 182.2471 | 99.3075
918 | 180.288 | 86.0024 | 180.288 | 86.0024
919 | 173.4008 | 78.3652 | 173.4008 | 78.3652
920 | 168.9741 | 87.7813 | 168.9741 | 87.7813
921 | 173.0372 | 70.4686 | 173.0372 | 70.4686
922 | 171.4408 | 43.431 | 171.4408 | 43.431
923 | 162.0635 | 35.6804 | 162.0635 | 35.6804
924 | 150.9311 | 26.131 | 150.9311 | 26.131
925 | 143.9246 | 22.4369 | 143.9246 | 22.4369
926 | 138.1721 | 24.2626 | 138.1721 | 24.2626
927 | 136.0779 | 31.2264 | 136.0779 | 31.2264
928 | 134.2552 | 50.6774 | 134.2552 | 50.6774
929 | 130.6098 | 89.6349 | 130.6098 | 89.6349
930 | 131.2212 | 127.8558 | 131.2212 | 127.8558
931 | 137.8422 | 152.903 | 137.8422 | 152.903
932 | 147.7569 | 138.4195 | 147.7569 | 138.4195
933 | 160.1311 | 129.8653 | 160.1311 | 129.8653
934 | 170.8518 | 124.7854 | 170.8518 | 124.7854
935 | 182.0971 | 123.0258 | 182.0971 | 123.0258
936 | 185.284 | 119.0975 | 185.284 | 119.0975
937 | 179.5458 | 113.0845 | 179.5458 | 113.0845
938 | 178.5186 | 113.1687 | 178.5186 | 113.1687
939 | 177.6677 | 73.1691 | 177.6677 | 73.1691
940 | 179.6291 | 80.4763 | 179.6291 | 80.4763
941 | 181.6914 | 101.8842 | 181.6914 | 101.8842
942 | 179.6197 | 89.9936 | 179.6197 | 89.9936
943 | 172.2606 | 80.0519 | 172.2606 | 80.0519
944 | 170.5709 | 88.0657 | 170.5709 | 88.0657
945 | 174.8631 | 70.3142 | 174.8631 | 70.3142
946 | 171.804 | 41.5801 | 171.804 | 41.5801
947 | 161.5123 | 31.2037 | 161.5123 | 31.2037
948 | 151.0528 | 21.6544 | 151.0528 | 21.6544
949 | 143.2308 | 18.7717 | 143.2308 | 18.7717
950 | 139.464 | 20.9407 | 139.464 | 20.9407
951 | 137.1545 | 27.9878 | 137.1545 | 27.9878
952 | 135.3226 | 48.8681 | 135.3226 | 48.8681
953 | 133.1077 | 87.0387 | 133.1077 | 87.0387
954 | 133.694 | 123.8866 | 133.694 | 123.8866
955 | 140.4512 | 148.0659 | 140.4512 | 148.0659
956 | 152.8712 | 133.4893 | 152.8712 | 133.4893
957 | 166.5235 | 125.9967 | 166.5235 | 125.9967
958 | 177.6138 | 123.3463 | 177.6138 | 123.3463
959 | 189.5896 | 124.3178 | 189.5896 | 124.3178
960 | 191.5531 | 122.2233 | 191.5531 | 122.2233
961 | 184.8023 | 116.985 | 184.8023 | 116.985
962 | 183.4081 | 115.3752 | 183.4081 | 115.3752
963 | 184.189 | 75.1475 | 184.189 | 75.1475
964 | 186.5577 | 85.534 | 186.5577 | 85.534
965 | 188.5883 | 106.8193 | 188.5883 | 106.8193
966 | 184.9342 | 93.6636 | 184.9342 | 93.6636
967 | 176.3857 | 83.4523 | 176.3857 | 83.4523
968 | 173.3966 | 90.5566 | 173.3966 | 90.5566
969 | 176.3035 | 71.9862 | 176.3035 | 71.9862
970 | 174.3071 | 42.6784 | 174.3071 | 42.6784
971 | 163.824 | 31.8755 | 163.824 | 31.8755
972 | 151.8341 | 22.1349 | 151.8341 | 22.1349
973 | 143.7485 | 19.5415 | 143.7485 | 19.5415
974 | 138.6135 | 22.0831 | 138.6135 | 22.0831
975 | 136.1869 | 29.0052 | 136.1869 | 29.0052
976 | 135.1143 | 48.6083 | 135.1143 | 48.6083
977 | 132.2019 | 86.3964 | 132.2019 | 86.3964
978 | 133.8881 | 125.137 | 133.8881 | 125.137
979 | 142.1289 | 151.8071 | 142.1289 | 151.8071
980 | 159.4854 | 138.6793 | 159.4854 | 138.6793
981 | 173.4929 | 130.9367 | 173.4929 | 130.9367
982 | 185.1797 | 126.4231 | 185.1797 | 126.4231
983 | 197.2616 | 124.6512 | 197.2616 | 124.6512
984 | 201.3152 | 120.5734 | 201.3152 | 120.5734
985 | 190.065 | 114.759 | 190.065 | 114.759
986 | 187.435 | 114.3921 | 187.435 | 114.3921
987 | 189.3167 | 70.5213 | 189.3167 | 70.5213
988 | 188.2967 | 77.8163 | 188.2967 | 77.8163
989 | 189.2251 | 95.9807 | 189.2251 | 95.9807
990 | 186.2688 | 81.7635 | 186.2688 | 81.7635
991 | 176.0065 | 74.0283 | 176.0065 | 74.0283
992 | 171.4634 | 84.2044 | 171.4634 | 84.2044
993 | 178.0929 | 67.615 | 178.0929 | 67.615
994 | 174.9186 | 39.1799 | 174.9186 | 39.1799
995 | 163.3758 | 28.5462 | 163.3758 | 28.5462
996 | 151.4629 | 17.82 | 151.4629 | 17.82
997 | 143.3506 | 13.6307 | 143.3506 | 13.6307
998 | 137.9778 | 13.9854 | 137.9778 | 13.9854
999 | 135.7801 | 18.6545 | 135.7801 | 18.6545
1000 | 134.986 | 34.6292 | 134.986 | 34.6292
1001 | 132.6748 | 74.9988 | 132.6748 | 74.9988
1002 | 134.6746 | 116.8456 | 134.6746 | 116.8456
1003 | 144.249 | 144.4719 | 144.249 | 144.4719
1004 | 160.746 | 130.5719 | 160.746 | 130.5719
1005 | 175.0772 | 121.601 | 175.0772 | 121.601
1006 | 184.5862 | 115.5183 | 184.5862 | 115.5183
1007 | 196.8622 | 114.884 | 196.8622 | 114.884
1008 | 200.2915 | 111.1077 | 200.2915 | 111.1077
1009 | 190.4048 | 105.4968 | 190.4048 | 105.4968
1010 | 189.5201 | 106.5959 | 189.5201 | 106.5959
1011 | 189.859 | 66.7483 | 189.859 | 66.7483
1012 | 192.2193 | 75.3745 | 192.2193 | 75.3745
1013 | 192.671 | 96.9809 | 192.671 | 96.9809
1014 | 190.1239 | 86.3431 | 190.1239 | 86.3431
1015 | 181.323 | 78.7599 | 181.323 | 78.7599
1016 | 178.3687 | 86.6021 | 178.3687 | 86.6021
1017 | 180.6521 | 67.615 | 180.6521 | 67.615
1018 | 175.0186 | 39.1799 | 175.0186 | 39.1799
1019 | 163.8873 | 28.5462 | 163.8873 | 28.5462
1020 | 152.745 | 17.82 | 152.745 | 17.82
1021 | 144.7916 | 13.6307 | 144.7916 | 13.6307
1022 | 139.7337 | 17.1578 | 139.7337 | 17.1578
1023 | 136.9073 | 24.3202 | 136.9073 | 24.3202
1024 | 136.1996 | 42.2807 | 136.1996 | 42.2807
1025 | 136.3641 | 78.6983 | 136.3641 | 78.6983
1026 | 137.0367 | 116.1494 | 137.0367 | 116.1494
1027 | 144.448 | 141.5495 | 144.448 | 141.5495
1028 | 160.3114 | 126.8356 | 160.3114 | 126.8356
1029 | 175.8914 | 118.534 | 175.8914 | 118.534
1030 | 190.3848 | 114.067 | 190.3848 | 114.067
1031 | 203.9056 | 112.1333 | 203.9056 | 112.1333
1032 | 204.318 | 107.8741 | 204.318 | 107.8741
1033 | 195.0789 | 102.0425 | 195.0789 | 102.0425
1034 | 193.4314 | 103.6197 | 193.4314 | 103.6197
1035 | 194.5695 | 66.2139 | 194.5695 | 66.2139
1036 | 193.5146 | 77.505 | 193.5146 | 77.505
1037 | 193.3123 | 100.9158 | 193.3123 | 100.9158
1038 | 189.6151 | 90.4839 | 189.6151 | 90.4839
1039 | 179.3168 | 82.9595 | 179.3168 | 82.9595
1040 | 175.2082 | 92.8709 | 175.2082 | 92.8709
1041 | 179.812 | 76.6393 | 179.812 | 76.6393
1042 | 174.8231 | 48.778 | 174.8231 | 48.778
1043 | 163.6905 | 38.0217 | 163.6905 | 38.0217
1044 | 153.1672 | 27.2808 | 153.1672 | 27.2808
1045 | 144.6159 | 23.7509 | 144.6159 | 23.7509
1046 | 140.1438 | 25.1868 | 140.1438 | 25.1868
1047 | 137.3671 | 31.1822 | 137.3671 | 31.1822
1048 | 136.2117 | 48.7578 | 136.2117 | 48.7578
1049 | 133.9959 | 84.7513 | 133.9959 | 84.7513
1050 | 134.9701 | 121.6361 | 134.9701 | 121.6361
1051 | 142.7198 | 146.6587 | 142.7198 | 146.6587
1052 | 156.9615 | 133.0161 | 156.9615 | 133.0161
1053 | 171.6184 | 125.6093 | 171.6184 | 125.6093
1054 | 183.426 | 121.9342 | 183.426 | 121.9342
1055 | 193.8844 | 120.0422 | 193.8844 | 120.0422
1056 | 196.8383 | 114.9249 | 196.8383 | 114.9249
1057 | 188.8408 | 108.2524 | 188.8408 | 108.2524
1058 | 185.6302 | 109.229 | 185.6302 | 109.229
1059 | 186.144 | 70.5802 | 186.144 | 70.5802
1060 | 187.4248 | 81.9694 | 187.4248 | 81.9694
1061 | 187.7748 | 105.5174 | 187.7748 | 105.5174
1062 | 186.0421 | 93.9407 | 186.0421 | 93.9407
1063 | 178.8728 | 83.4106 | 178.8728 | 83.4106
1064 | 175.5696 | 91.1695 | 175.5696 | 91.1695
1065 | 179.2573 | 73.9842 | 179.2573 | 73.9842
1066 | 177.0763 | 45.3261 | 177.0763 | 45.3261
1067 | 164.2155 | 34.8272 | 164.2155 | 34.8272
1068 | 154.418 | 24.9493 | 154.418 | 24.9493
1069 | 146.2494 | 22.1844 | 146.2494 | 22.1844
1070 | 140.7485 | 24.0591 | 140.7485 | 24.0591
1071 | 137.9937 | 30.6453 | 137.9937 | 30.6453
1072 | 136.7107 | 49.5252 | 136.7107 | 49.5252
1073 | 134.2113 | 86.6391 | 134.2113 | 86.6391
1074 | 134.6746 | 123.7444 | 134.6746 | 123.7444
1075 | 141.4001 | 148.8995 | 141.4001 | 148.8995
1076 | 154.0406 | 134.5999 | 154.0406 | 134.5999
1077 | 166.8118 | 125.7344 | 166.8118 | 125.7344
1078 | 178.2365 | 120.4951 | 178.2365 | 120.4951
1079 | 188.3533 | 118.7502 | 188.3533 | 118.7502
1080 | 191.1598 | 114.9028 | 191.1598 | 114.9028
1081 | 184.8626 | 109.7381 | 184.8626 | 109.7381
1082 | 183.2315 | 111.3251 | 183.2315 | 111.3251
1083 | 182.0753 | 72.9435 | 182.0753 | 72.9435
1084 | 184.6477 | 84.9334 | 184.6477 | 84.9334
1085 | 186.5882 | 109.1998 | 186.5882 | 109.1998
1086 | 182.8576 | 98.8488 | 182.8576 | 98.8488
1087 | 177.5757 | 91.1063 | 177.5757 | 91.1063
1088 | 176.2536 | 100.7945 | 176.2536 | 100.7945
1089 | 179.5289 | 83.0773 | 179.5289 | 83.0773
1090 | 173.0875 | 52.7888 | 173.0875 | 52.7888
1091 | 161.7782 | 40.9734 | 161.7782 | 40.9734
1092 | 151.7561 | 30.2595 | 151.7561 | 30.2595
1093 | 143.6228 | 26.7542 | 143.6228 | 26.7542
1094 | 139.3303 | 28.6216 | 139.3303 | 28.6216
1095 | 137.1381 | 35.6564 | 137.1381 | 35.6564
1096 | 136.7163 | 53.612 | 136.7163 | 53.612
1097 | 135.4424 | 90.086 | 135.4424 | 90.086
1098 | 135.162 | 127.895 | 135.162 | 127.895
1099 | 141.991 | 153.1506 | 141.991 | 153.1506
1100 | 155.3807 | 138.6744 | 155.3807 | 138.6744
1101 | 166.793 | 130.6548 | 166.793 | 130.6548
1102 | 179.3471 | 127.8107 | 179.3471 | 127.8107
1103 | 192.2199 | 128.5248 | 192.2199 | 128.5248
1104 | 195.5556 | 125.7242 | 195.5556 | 125.7242
1105 | 188.1822 | 120.5105 | 188.1822 | 120.5105
1106 | 185.7242 | 122.9114 | 185.7242 | 122.9114
1107 | 186.1934 | 86.3906 | 186.1934 | 86.3906
1108 | 189.5245 | 98.9149 | 189.5245 | 98.9149
1109 | 192.7771 | 121.8378 | 192.7771 | 121.8378
1110 | 188.6637 | 110.4131 | 188.6637 | 110.4131
1111 | 182.3614 | 101.9767 | 182.3614 | 101.9767
1112 | 181.0704 | 110.878 | 181.0704 | 110.878
1113 | 182.4153 | 92.6239 | 182.4153 | 92.6239
1114 | 175.4511 | 63.3798 | 175.4511 | 63.3798
1115 | 164.9189 | 52.2876 | 164.9189 | 52.2876
1116 | 154.1731 | 42.368 | 154.1731 | 42.368
1117 | 145.2582 | 39.4462 | 145.2582 | 39.4462
1118 | 140.5594 | 41.3503 | 140.5594 | 41.3503
1119 | 138.8906 | 47.9537 | 138.8906 | 47.9537
1120 | 138.1051 | 67.1228 | 138.1051 | 67.1228
1121 | 136.8345 | 105.5361 | 136.8345 | 105.5361
1122 | 137.7188 | 144.0364 | 137.7188 | 144.0364
1123 | 145.8314 | 169.7553 | 145.8314 | 169.7553
1124 | 160.4762 | 156.5099 | 160.4762 | 156.5099
1125 | 174.2805 | 148.5859 | 174.2805 | 148.5859
1126 | 185.4545 | 144.6998 | 185.4545 | 144.6998
1127 | 199.6485 | 143.1241 | 199.6485 | 143.1241
1128 | 199.3433 | 138.9752 | 199.3433 | 138.9752
1129 | 190.817 | 133.2074 | 190.817 | 133.2074
1130 | 188.4136 | 133.4485 | 188.4136 | 133.4485
1131 | 189.1547 | 94.4564 | 189.1547 | 94.4564
1132 | 189.0842 | 105.4068 | 189.0842 | 105.4068
1133 | 193.8526 | 127.9521 | 193.8526 | 127.9521
1134 | 190.3437 | 116.1694 | 190.3437 | 116.1694
1135 | 181.9291 | 107.0197 | 181.9291 | 107.0197
1136 | 180.6477 | 114.955 | 180.6477 | 114.955
1137 | 183.5011 | 96.6617 | 183.5011 | 96.6617
1138 | 175.9928 | 67.0082 | 175.9928 | 67.0082
1139 | 163.3773 | 56.2151 | 163.3773 | 56.2151
1140 | 152.7865 | 45.8542 | 152.7865 | 45.8542
1141 | 144.6558 | 42.5793 | 144.6558 | 42.5793
1142 | 139.9507 | 44.3683 | 139.9507 | 44.3683
1143 | 137.3811 | 51.4203 | 137.3811 | 51.4203
1144 | 137.5604 | 73.0116 | 137.5604 | 73.0116
1145 | 136.0681 | 112.8394 | 136.0681 | 112.8394
1146 | 137.4352 | 150.7612 | 137.4352 | 150.7612
1147 | 148.6856 | 176.1884 | 148.6856 | 176.1884
1148 | 166.0961 | 162.3742 | 166.0961 | 162.3742
1149 | 181.0073 | 153.7563 | 181.0073 | 153.7563
1150 | 192.1334 | 148.4263 | 192.1334 | 148.4263
1151 | 205.6287 | 146.4828 | 205.6287 | 146.4828
1152 | 206.9714 | 142.5644 | 206.9714 | 142.5644
1153 | 194.3709 | 136.9608 | 194.3709 | 136.9608
1154 | 191.6794 | 137.6481 | 191.6794 | 137.6481
1155 | 193.4321 | 96.2633 | 193.4321 | 96.2633
1156 | 192.3793 | 104.3428 | 192.3793 | 104.3428
1157 | 195.3206 | 124.6327 | 195.3206 | 124.6327
1158 | 194.2723 | 111.2417 | 194.2723 | 111.2417
1159 | 183.999 | 100.8195 | 183.999 | 100.8195
1160 | 181.156 | 108.0562 | 181.156 | 108.0562
1161 | 185.887 | 89.3853 | 185.887 | 89.3853
1162 | 178.0585 | 59.8201 | 178.0585 | 59.8201
1163 | 165.5995 | 48.7965 | 165.5995 | 48.7965
1164 | 154.3397 | 38.7372 | 154.3397 | 38.7372
1165 | 145.6907 | 36.2247 | 145.6907 | 36.2247
1166 | 140.6698 | 38.6609 | 140.6698 | 38.6609
1167 | 138.7999 | 46.5808 | 138.7999 | 46.5808
1168 | 138.6612 | 67.3116 | 138.6612 | 67.3116
1169 | 137.0938 | 104.6633 | 137.0938 | 104.6633
1170 | 137.445 | 141.2735 | 137.445 | 141.2735
1171 | 149.3166 | 165.3522 | 149.3166 | 165.3522
1172 | 168.5558 | 149.8979 | 168.5558 | 149.8979
1173 | 181.4236 | 140.699 | 181.4236 | 140.699
1174 | 192.738 | 135.5406 | 192.738 | 135.5406
1175 | 210.0114 | 133.6609 | 210.0114 | 133.6609
1176 | 209.7051 | 129.512 | 209.7051 | 129.512
1177 | 196.8291 | 123.727 | 196.8291 | 123.727
1178 | 193.3228 | 125.3165 | 193.3228 | 125.3165
1179 | 195.492 | 86.6824 | 195.492 | 86.6824
1180 | 196.0693 | 95.8577 | 196.0693 | 95.8577
1181 | 200.6439 | 116.1207 | 200.6439 | 116.1207
1182 | 198.9076 | 103.7103 | 198.9076 | 103.7103
1183 | 189.8743 | 94.9357 | 189.8743 | 94.9357
1184 | 188.7664 | 103.6359 | 188.7664 | 103.6359
1185 | 187.6249 | 86.4605 | 187.6249 | 86.4605
1186 | 179.025 | 57.8122 | 179.025 | 57.8122
1187 | 167.1319 | 47.5462 | 167.1319 | 47.5462
1188 | 154.8658 | 37.7933 | 154.8658 | 37.7933
1189 | 147.578 | 34.9867 | 147.578 | 34.9867
1190 | 142.7461 | 37.3125 | 142.7461 | 37.3125
1191 | 139.6732 | 44.4749 | 139.6732 | 44.4749
1192 | 139.4543 | 64.5315 | 139.4543 | 64.5315
1193 | 140.3319 | 100.9982 | 140.3319 | 100.9982
1194 | 140.4003 | 137.6353 | 140.4003 | 137.6353
1195 | 152.5357 | 162.4103 | 152.5357 | 162.4103
1196 | 171.2548 | 148.9075 | 171.2548 | 148.9075
1197 | 185.3089 | 142.0793 | 185.3089 | 142.0793
1198 | 196.2324 | 139.6422 | 196.2324 | 139.6422
1199 | 210.6411 | 140.4274 | 210.6411 | 140.4274
1200 | 210.5517 | 138.1784 | 210.5517 | 138.1784
1201 | 197.3863 | 132.8494 | 197.3863 | 132.8494
1202 | 195.1002 | 133.1494 | 195.1002 | 133.1494
1203 | 197.9307 | 88.9771 | 197.9307 | 88.9771
1204 | 198.2421 | 96.1004 | 198.2421 | 96.1004
1205 | 201.5272 | 114.228 | 201.5272 | 114.228
1206 | 198.0125 | 100.5625 | 198.0125 | 100.5625
1207 | 188.1751 | 91.0106 | 188.1751 | 91.0106
1208 | 185.7739 | 99.576 | 185.7739 | 99.576
1209 | 187.1793 | 82.5845 | 187.1793 | 82.5845
1210 | 179.7222 | 53.8063 | 179.7222 | 53.8063
1211 | 168.4839 | 43.5648 | 168.4839 | 43.5648
1212 | 156.4307 | 33.4858 | 156.4307 | 33.4858
1213 | 147.7198 | 30.2918 | 147.7198 | 30.2918
1214 | 142.8056 | 32.3823 | 142.8056 | 32.3823
1215 | 140.7317 | 40.5817 | 140.7317 | 40.5817
1216 | 140.9281 | 60.9129 | 140.9281 | 60.9129
1217 | 141.3276 | 97.4629 | 141.3276 | 97.4629
1218 | 140.9932 | 134.6811 | 140.9932 | 134.6811
1219 | 150.1851 | 159.9857 | 150.1851 | 159.9857
1220 | 166.4892 | 145.4311 | 166.4892 | 145.4311
1221 | 179.7121 | 136.269 | 179.7121 | 136.269
1222 | 188.744 | 132.2432 | 188.744 | 132.2432
1223 | 204.5223 | 132.8347 | 204.5223 | 132.8347
1224 | 206.2074 | 131.108 | 206.2074 | 131.108
1225 | 195.913 | 127.1568 | 195.913 | 127.1568
1226 | 193.8239 | 127.5229 | 193.8239 | 127.5229
1227 | 195.024 | 84.9662 | 195.024 | 84.9662
1228 | 196.6872 | 94.5192 | 196.6872 | 94.5192
1229 | 197.9588 | 114.1349 | 197.9588 | 114.1349
1230 | 196.1984 | 99.0253 | 196.1984 | 99.0253
1231 | 186.9646 | 87.5343 | 186.9646 | 87.5343
1232 | 185.1576 | 94.5944 | 185.1576 | 94.5944
1233 | 185.9817 | 75.8009 | 185.9817 | 75.8009
1234 | 178.5428 | 45.9292 | 178.5428 | 45.9292
1235 | 166.0323 | 34.6752 | 166.0323 | 34.6752
1236 | 156.2781 | 24.1967 | 156.2781 | 24.1967
1237 | 148.6728 | 21.5028 | 148.6728 | 21.5028
1238 | 144.0986 | 22.5955 | 144.0986 | 22.5955
1239 | 141.7133 | 32.2953 | 141.7133 | 32.2953
1240 | 141.6978 | 51.4546 | 141.6978 | 51.4546
1241 | 140.8853 | 89.2868 | 140.8853 | 89.2868
1242 | 139.1546 | 128.7899 | 139.1546 | 128.7899
1243 | 146.4865 | 155.8155 | 146.4865 | 155.8155
1244 | 160.6836 | 142.2415 | 160.6836 | 142.2415
1245 | 174.2163 | 133.7291 | 174.2163 | 133.7291
1246 | 184.4097 | 130.6349 | 184.4097 | 130.6349
1247 | 199.1612 | 130.2336 | 199.1612 | 130.2336
1248 | 196.8288 | 126.5357 | 196.8288 | 126.5357
1249 | 188.7203 | 120.7237 | 188.7203 | 120.7237
1250 | 187.5618 | 123.2154 | 187.5618 | 123.2154
1251 | 185.9353 | 86.1357 | 185.9353 | 86.1357
1252 | 188.2727 | 97.8901 | 188.2727 | 97.8901
1253 | 191.0983 | 119.8349 | 191.0983 | 119.8349
1254 | 187.2196 | 106.7111 | 187.2196 | 106.7111
1255 | 181.598 | 96.5317 | 181.598 | 96.5317
1256 | 183.7571 | 103.6089 | 183.7571 | 103.6089
1257 | 182.8332 | 84.3913 | 182.8332 | 84.3913
1258 | 175.5535 | 54.0612 | 175.5535 | 54.0612
1259 | 164.2925 | 42.6209 | 164.2925 | 42.6209
1260 | 154.0502 | 32.162 | 154.0502 | 32.162
1261 | 146.1287 | 29.5588 | 146.1287 | 29.5588
1262 | 142.2661 | 31.9582 | 142.2661 | 31.9582
1263 | 139.9194 | 39.8266 | 139.9194 | 39.8266
1264 | 140.5461 | 59.6552 | 140.5461 | 59.6552
1265 | 139.9471 | 95.6806 | 139.9471 | 95.6806
1266 | 138.42 | 132.3373 | 138.42 | 132.3373
1267 | 144.1844 | 157.4777 | 144.1844 | 157.4777
1268 | 159.1751 | 144.3524 | 159.1751 | 144.3524
1269 | 172.1532 | 137.4751 | 172.1532 | 137.4751
1270 | 182.9533 | 134.2511 | 182.9533 | 134.2511
1271 | 198.9702 | 133.9649 | 198.9702 | 133.9649
1272 | 198.3063 | 131.1325 | 198.3063 | 131.1325
1273 | 190.0782 | 126.4973 | 190.0782 | 126.4973
1274 | 186.1079 | 127.5866 | 186.1079 | 127.5866
1275 | 186.4144 | 85.7434 | 186.4144 | 85.7434
1276 | 188.0235 | 95.2497 | 188.0235 | 95.2497
1277 | 190.8485 | 116.9052 | 190.8485 | 116.9052
1278 | 187.0265 | 104.9925 | 187.0265 | 104.9925
1279 | 180.1759 | 96.4434 | 180.1759 | 96.4434
1280 | 181.5576 | 104.8127 | 181.5576 | 104.8127
1281 | 183.8965 | 86.5561 | 183.8965 | 86.5561
1282 | 175.7277 | 57.0179 | 175.7277 | 57.0179
1283 | 161.9906 | 45.8521 | 161.9906 | 45.8521
1284 | 151.6953 | 35.0524 | 151.6953 | 35.0524
1285 | 143.7473 | 31.422 | 143.7473 | 31.422
1286 | 139.5488 | 32.9879 | 139.5488 | 32.9879
1287 | 137.4637 | 40.4101 | 137.4637 | 40.4101
1288 | 138.1453 | 60.5991 | 138.1453 | 60.5991
1289 | 138.1101 | 97.2521 | 138.1101 | 97.2521
1290 | 137.905 | 134.4212 | 137.905 | 134.4212
1291 | 146.5341 | 159.5787 | 146.5341 | 159.5787
1292 | 162.7361 | 145.9361 | 162.7361 | 145.9361
1293 | 176.843 | 139.1202 | 176.843 | 139.1202
1294 | 188.1602 | 135.8912 | 188.1602 | 135.8912
1295 | 203.5403 | 135.6541 | 203.5403 | 135.6541
1296 | 204.0713 | 132.9344 | 204.0713 | 132.9344
1297 | 192.6243 | 128.5223 | 192.6243 | 128.5223
1298 | 188.6124 | 130.1829 | 188.6124 | 130.1829
1299 | 189.7511 | 86.1626 | 189.7511 | 86.1626
1300 | 190.0519 | 93.2811 | 190.0519 | 93.2811
1301 | 195.7401 | 110.4599 | 195.7401 | 110.4599
1302 | 192.749 | 94.9409 | 192.749 | 94.9409
1303 | 186.718 | 85.0851 | 186.718 | 85.0851
1304 | 187.4032 | 93.6456 | 187.4032 | 93.6456
1305 | 185.9891 | 76.1637 | 185.9891 | 76.1637
1306 | 176.5803 | 47.2923 | 176.5803 | 47.2923
1307 | 163.2851 | 36.6929 | 163.2851 | 36.6929
1308 | 151.7509 | 26.2658 | 151.7509 | 26.2658
1309 | 144.0283 | 22.785 | 144.0283 | 22.785
1310 | 139.7059 | 25.1354 | 139.7059 | 25.1354
1311 | 138.0148 | 33.9035 | 138.0148 | 33.9035
1312 | 138.7925 | 53.7616 | 138.7925 | 53.7616
1313 | 138.7044 | 92.3906 | 138.7044 | 92.3906
1314 | 140.1282 | 132.1902 | 140.1282 | 132.1902
1315 | 151.8653 | 158.8408 | 151.8653 | 158.8408
1316 | 173.3843 | 145.5144 | 173.3843 | 145.5144
1317 | 187.4931 | 137.485 | 187.4931 | 137.485
1318 | 199.569 | 133.7166 | 199.569 | 133.7166
1319 | 217.9781 | 132.7023 | 217.9781 | 132.7023
1320 | 214.0829 | 129.2129 | 214.0829 | 129.2129
1321 | 198.918 | 124.0972 | 198.918 | 124.0972
1322 | 198.2484 | 125.0223 | 198.2484 | 125.0223
1323 | 198.6866 | 83.1202 | 198.6866 | 83.1202
1324 | 198.054 | 91.2879 | 198.054 | 91.2879
1325 | 203.0368 | 111.1611 | 203.0368 | 111.1611
1326 | 199.4097 | 99.0278 | 199.4097 | 99.0278
1327 | 189.693 | 91.1063 | 189.693 | 91.1063
1328 | 193.7773 | 100.7455 | 193.7773 | 100.7455
1329 | 191.6625 | 83.749 | 191.6625 | 83.749
1330 | 180.5794 | 54.5663 | 180.5794 | 54.5663
1331 | 165.4682 | 43.5157 | 165.4682 | 43.5157
1332 | 153.2608 | 33.3412 | 153.2608 | 33.3412
1333 | 144.92 | 30.2134 | 144.92 | 30.2134
1334 | 141.0564 | 32.1617 | 141.0564 | 32.1617
1335 | 138.737 | 40.1159 | 138.737 | 40.1159
1336 | 139.6665 | 61.0527 | 139.6665 | 61.0527
1337 | 139.9609 | 98.473 | 139.9609 | 98.473
1338 | 141.2122 | 136.4487 | 141.2122 | 136.4487
1339 | 152.5284 | 161.8268 | 152.5284 | 161.8268
1340 | 174.5648 | 147.7895 | 174.5648 | 147.7895
1341 | 187.895 | 139.7135 | 187.895 | 139.7135
1342 | 199.2838 | 135.5995 | 199.2838 | 135.5995
1343 | 214.7679 | 134.7151 | 214.7679 | 134.7151
1344 | 211.2452 | 131.358 | 211.2452 | 131.358
1345 | 198.2091 | 125.9849 | 198.2091 | 125.9849
1346 | 195.2249 | 125.3508 | 195.2249 | 125.3508
1347 | 195.7169 | 83.5982 | 195.7169 | 83.5982
1348 | 197.01 | 91.9033 | 197.01 | 91.9033
1349 | 199.7487 | 110.8301 | 199.7487 | 110.8301
1350 | 197.5776 | 97.3705 | 197.5776 | 97.3705
1351 | 188.6069 | 88.0221 | 188.6069 | 88.0221
1352 | 190.9135 | 96.0089 | 190.9135 | 96.0089
1353 | 191.4653 | 77.8946 | 191.4653 | 77.8946
1354 | 180.3998 | 48.3759 | 180.3998 | 48.3759
1355 | 166.5197 | 37.3744 | 166.5197 | 37.3744
1356 | 155.9737 | 26.9106 | 155.9737 | 26.9106
1357 | 147.7721 | 23.6112 | 147.7721 | 23.6112
1358 | 143.062 | 24.9809 | 143.062 | 24.9809
1359 | 141.567 | 34.0016 | 141.567 | 34.0016
1360 | 141.6678 | 55.4801 | 141.6678 | 55.4801
1361 | 142.8918 | 93.5256 | 142.8918 | 93.5256
1362 | 143.4271 | 131.7244 | 143.4271 | 131.7244
1363 | 155.5738 | 157.3698 | 155.5738 | 157.3698
1364 | 176.782 | 143.9552 | 176.782 | 143.9552
1365 | 187.1781 | 136.5092 | 187.1781 | 136.5092
1366 | 196.0159 | 132.4393 | 196.0159 | 132.4393
1367 | 211.3473 | 131.2755 | 211.3473 | 131.2755
1368 | 207.1425 | 127.5311 | 207.1425 | 127.5311
1369 | 195.5013 | 122.256 | 195.5013 | 122.256
1370 | 194.5953 | 124.2328 | 194.5953 | 124.2328
1371 | 196.5431 | 82.6715 | 196.5431 | 82.6715
1372 | 196.2344 | 89.9837 | 196.2344 | 89.9837
1373 | 198.9675 | 109.2488 | 198.9675 | 109.2488
1374 | 195.9006 | 95.0243 | 195.9006 | 95.0243
1375 | 189.4964 | 84.8792 | 189.4964 | 84.8792
1376 | 192.9894 | 92.9665 | 192.9894 | 92.9665
1377 | 191.2709 | 74.8962 | 191.2709 | 74.8962
1378 | 181.5812 | 45.3604 | 181.5812 | 45.3604
1379 | 167.5414 | 34.3246 | 167.5414 | 34.3246
1380 | 156.4495 | 23.7186 | 156.4495 | 23.7186
1381 | 148.1596 | 19.9044 | 148.1596 | 19.9044
1382 | 143.7632 | 22.2228 | 143.7632 | 22.2228
1383 | 142.136 | 31.2239 | 142.136 | 31.2239
1384 | 142.5206 | 50.1454 | 142.5206 | 50.1454
1385 | 143.6137 | 86.568 | 143.6137 | 86.568
1386 | 143.5999 | 124.8844 | 143.5999 | 124.8844
1387 | 152.3198 | 152.1773 | 152.3198 | 152.1773
1388 | 170.5994 | 140.3146 | 170.5994 | 140.3146
1389 | 182.9321 | 133.8566 | 182.9321 | 133.8566
1390 | 192.7477 | 130.4118 | 192.7477 | 130.4118
1391 | 208.6906 | 129.6599 | 208.6906 | 129.6599
1392 | 206.0557 | 125.9498 | 206.0557 | 125.9498
1393 | 196.1599 | 120.3192 | 196.1599 | 120.3192
1394 | 195.9992 | 122.149 | 195.9992 | 122.149
1395 | 197.2169 | 81.6688 | 197.2169 | 81.6688
1396 | 200.0597 | 89.0324 | 200.0597 | 89.0324
1397 | 203.6991 | 108.3491 | 203.6991 | 108.3491
1398 | 200.8784 | 93.0458 | 200.8784 | 93.0458
1399 | 190.7334 | 81.8122 | 190.7334 | 81.8122
1400 | 190.4602 | 89.3455 | 190.4602 | 89.3455
1401 | 188.2634 | 71.1919 | 188.2634 | 71.1919
1402 | 179.9817 | 42.2494 | 179.9817 | 42.2494
1403 | 167.4001 | 31.873 | 167.4001 | 31.873
1404 | 156.8648 | 21.9731 | 156.8648 | 21.9731
1405 | 149.3644 | 19.3675 | 149.3644 | 19.3675
1406 | 145.0117 | 22.1297 | 145.0117 | 22.1297
1407 | 142.6051 | 32.614 | 142.6051 | 32.614
1408 | 142.5541 | 54.6662 | 142.5541 | 54.6662
1409 | 145.0198 | 91.4614 | 145.0198 | 91.4614
1410 | 143.3869 | 128.8168 | 143.3869 | 128.8168
1411 | 149.7835 | 153.6066 | 149.7835 | 153.6066
1412 | 163.6077 | 138.6033 | 163.6077 | 138.6033
1413 | 177.255 | 130.2968 | 177.255 | 130.2968
1414 | 188.8768 | 126.1559 | 188.8768 | 126.1559
1415 | 203.3709 | 125.0018 | 203.3709 | 125.0018
1416 | 199.8857 | 121.3408 | 199.8857 | 121.3408
1417 | 190.6886 | 115.9505 | 190.6886 | 115.9505
1418 | 187.3408 | 118.4152 | 187.3408 | 118.4152
1419 | 188.8629 | 79.0309 | 188.8629 | 79.0309
1420 | 189.9374 | 85.3134 | 189.9374 | 85.3134
1421 | 193.6762 | 104.1789 | 193.6762 | 104.1789
1422 | 189.7939 | 87.7087 | 189.7939 | 87.7087
1423 | 184.6514 | 77.1811 | 184.6514 | 77.1811
1424 | 187.1195 | 85.5528 | 187.1195 | 85.5528
1425 | 186.2923 | 67.615 | 186.2923 | 67.615
1426 | 178.3838 | 39.1799 | 178.3838 | 39.1799
1427 | 167.0126 | 28.5462 | 167.0126 | 28.5462
1428 | 156.8584 | 17.82 | 156.8584 | 17.82
1429 | 150.1201 | 15.1973 | 150.1201 | 15.1973
1430 | 146.0222 | 17.1333 | 146.0222 | 17.1333
1431 | 143.5249 | 29.0861 | 143.5249 | 29.0861
1432 | 143.9614 | 51.8861 | 143.9614 | 51.8861
1433 | 144.7194 | 89.9978 | 144.7194 | 89.9978
1434 | 142.5565 | 128.6379 | 142.5565 | 128.6379
1435 | 148.8865 | 154.1999 | 148.8865 | 154.1999
1436 | 161.7614 | 140.089 | 161.7614 | 140.089
1437 | 174.1447 | 131.8757 | 174.1447 | 131.8757
1438 | 187.3848 | 127.3571 | 187.3848 | 127.3571
1439 | 202.4278 | 125.9996 | 202.4278 | 125.9996
1440 | 199.4748 | 122.1008 | 199.4748 | 122.1008
1441 | 189.6883 | 116.2422 | 189.6883 | 116.2422
1442 | 188.645 | 118.4544 | 188.645 | 118.4544
1443 | 189.6378 | 80.2322 | 189.6378 | 80.2322
1444 | 189.7205 | 89.7655 | 189.7205 | 89.7655
1445 | 192.9443 | 111.5582 | 192.9443 | 111.5582
1446 | 190.1021 | 99.7363 | 190.1021 | 99.7363
1447 | 186.0637 | 89.8878 | 186.0637 | 89.8878
1448 | 189.925 | 97.1318 | 189.925 | 97.1318
1449 | 188.5207 | 78.1446 | 188.5207 | 78.1446
1450 | 178.5573 | 47.7826 | 178.5573 | 47.7826
1451 | 167.6429 | 35.6853 | 167.6429 | 35.6853
1452 | 157.5879 | 48.691 | 157.5879 | 48.691
1453 | 150.0217 | 52.6958 | 150.0217 | 52.6958
1454 | 144.7695 | 63.3031 | 144.7695 | 63.3031
1455 | 142.9049 | 90.3889 | 142.9049 | 90.3889
1456 | 143.4972 | 126.4369 | 143.4972 | 126.4369
1457 | 144.1598 | 171.7857 | 144.1598 | 171.7857
1458 | 143.2096 | 214.7848 | 143.2096 | 214.7848
1459 | 149.9551 | 240.6016 | 149.9551 | 240.6016
1460 | 162.9334 | 231.3122 | 162.9334 | 231.3122
1461 | 175.8345 | 236.3728 | 175.8345 | 236.3728
1462 | 187.9707 | 244.9071 | 187.9707 | 244.9071
1463 | 202.9561 | 242.9725 | 202.9561 | 242.9725
1464 | 200.2279 | 245.3352 | 200.2279 | 245.3352
1465 | 190.8216 | 245.1512 | 190.8216 | 245.1512
1466 | 187.5505 | 241.9525 | 187.5505 | 241.9525
1467 | 188.004 | 189.8841 | 188.004 | 189.8841
1468 | 190.2089 | 191.0845 | 190.2089 | 191.0845
1469 | 194.1622 | 199.5455 | 194.1622 | 199.5455
1470 | 191.6188 | 170.2369 | 191.6188 | 170.2369
1471 | 189.6045 | 145.8501 | 189.6045 | 145.8501
1472 | 191.6847 | 130.1173 | 191.6847 | 130.1173
1473 | 188.623 | 90.7731 | 188.623 | 90.7731
1474 | 178.7972 | 55.4055 | 178.7972 | 55.4055
1475 | 166.8832 | 40.415 | 166.8832 | 40.415
1476 | 157.0335 | 35.9643 | 157.0335 | 35.9643
1477 | 149.1939 | 38.6755 | 149.1939 | 38.6755
1478 | 145.137 | 52.4801 | 145.137 | 52.4801
1479 | 142.685 | 84.7828 | 142.685 | 84.7828
1480 | 143.4516 | 123.4077 | 143.4516 | 123.4077
1481 | 145.3893 | 166.674 | 145.3893 | 166.674
1482 | 144.9057 | 208.9158 | 144.9057 | 208.9158
1483 | 155.4961 | 239.1291 | 155.4961 | 239.1291
1484 | 174.2794 | 230.9862 | 174.2794 | 230.9862
1485 | 187.8608 | 228.5159 | 187.8608 | 228.5159
1486 | 199.3561 | 225.186 | 199.3561 | 225.186
1487 | 216.8741 | 220.685 | 216.8741 | 220.685
1488 | 213.694 | 218.4724 | 213.694 | 218.4724
1489 | 198.7476 | 215.5643 | 198.7476 | 215.5643
1490 | 196.378 | 213.5542 | 196.378 | 213.5542
1491 | 198.2867 | 160.5391 | 198.2867 | 160.5391
1492 | 200.4588 | 159.1626 | 200.4588 | 159.1626
1493 | 203.5338 | 171.1366 | 203.5338 | 171.1366
1494 | 199.6502 | 144.0052 | 199.6502 | 144.0052
1495 | 194.3514 | 112.3611 | 194.3514 | 112.3611
1496 | 196.5108 | 102.0765 | 196.5108 | 102.0765
1497 | 192.9359 | 74.5545 | 192.9359 | 74.5545
1498 | 182.5744 | 46.0341 | 182.5744 | 46.0341
1499 | 168.0639 | 31.6641 | 168.0639 | 31.6641
1500 | 157.3201 | 22.8169 | 157.3201 | 22.8169
1501 | 149.0239 | 29.304 | 149.0239 | 29.304
1502 | 145.2192 | 46.0432 | 145.2192 | 46.0432
1503 | 143.1905 | 79.3976 | 143.1905 | 79.3976
1504 | 144.169 | 128.9507 | 144.169 | 128.9507
1505 | 145.7084 | 179.9371 | 145.7084 | 179.9371
1506 | 147.1673 | 224.7663 | 147.1673 | 224.7663
1507 | 159.0179 | 251.5613 | 159.0179 | 251.5613
1508 | 181.7907 | 243.4709 | 181.7907 | 243.4709
1509 | 194.6697 | 246.0388 | 194.6697 | 246.0388
1510 | 205.3257 | 247.0107 | 205.3257 | 247.0107
1511 | 222.3916 | 243.8981 | 222.3916 | 243.8981
1512 | 215.9911 | 246.5448 | 215.9911 | 246.5448
1513 | 202.2734 | 246.4869 | 202.2734 | 246.4869
1514 | 201.3911 | 245.6022 | 201.3911 | 245.6022
1515 | 202.5772 | 183.0264 | 202.5772 | 183.0264
1516 | 204.703 | 170.238 | 204.703 | 170.238
1517 | 208.2644 | 169.0961 | 208.2644 | 169.0961
1518 | 206.3298 | 140.2398 | 206.3298 | 140.2398
1519 | 201.8824 | 122.8685 | 201.8824 | 122.8685
1520 | 201.9566 | 122.8809 | 201.9566 | 122.8809
1521 | 196.9811 | 99.9868 | 196.9811 | 99.9868
1522 | 184.8347 | 74.0538 | 184.8347 | 74.0538
1523 | 170.0768 | 63.8909 | 170.0768 | 63.8909
1524 | 157.6437 | 57.7889 | 157.6437 | 57.7889
1525 | 149.4639 | 62.4565 | 149.4639 | 62.4565
1526 | 145.3239 | 74.9885 | 145.3239 | 74.9885
1527 | 143.0231 | 100.9909 | 143.0231 | 100.9909
1528 | 144.1584 | 133.0106 | 144.1584 | 133.0106
1529 | 147.2199 | 179.5058 | 147.2199 | 179.5058
1530 | 149.6673 | 225.1344 | 149.6673 | 225.1344
1531 | 161.9143 | 253.8647 | 161.9143 | 253.8647
1532 | 186.342 | 244.5964 | 186.342 | 244.5964
1533 | 202.2315 | 244.1981 | 202.2315 | 244.1981
1534 | 211.3717 | 246.327 | 211.3717 | 246.327
1535 | 229.6167 | 248.6416 | 229.6167 | 248.6416
1536 | 223.2197 | 253.0238 | 223.2197 | 253.0238
1537 | 209.2803 | 251.7249 | 209.2803 | 251.7249
1538 | 206.602 | 250.6719 | 206.602 | 250.6719
1539 | 209.0743 | 192.44 | 209.0743 | 192.44
1540 | 210.7682 | 181.6815 | 210.7682 | 181.6815
1541 | 212.0362 | 183.0955 | 212.0362 | 183.0955
1542 | 209.5524 | 143.7843 | 209.5524 | 143.7843
1543 | 203.5381 | 121.5643 | 203.5381 | 121.5643
1544 | 204.0656 | 120.7668 | 204.0656 | 120.7668
1545 | 197.8019 | 96.579 | 197.8019 | 96.579
1546 | 188.4907 | 68.0586 | 188.4907 | 68.0586
1547 | 174 | 54.6141 | 174 | 54.6141
1548 | 163.2169 | 47.1238 | 163.2169 | 47.1238
1549 | 155.082 | 50.1505 | 155.082 | 50.1505
1550 | 150.1185 | 61.2626 | 150.1185 | 61.2626
1551 | 147.9695 | 85.9082 | 147.9695 | 85.9082
1552 | 148.8055 | 109.0403 | 148.8055 | 109.0403
1553 | 150.9581 | 150.5711 | 150.9581 | 150.5711
1554 | 151.7723 | 193.2967 | 151.7723 | 193.2967
1555 | 161.2931 | 223.7203 | 161.2931 | 223.7203
1556 | 179.6966 | 219.3849 | 179.6966 | 219.3849
1557 | 194.121 | 220.8589 | 194.121 | 220.8589
1558 | 203.2336 | 220.0112 | 203.2336 | 220.0112
1559 | 219.285 | 215.7101 | 219.285 | 215.7101
1560 | 217.2053 | 214.0023 | 217.2053 | 214.0023
1561 | 204.9582 | 211.9461 | 204.9582 | 211.9461
1562 | 202.8065 | 212.0816 | 202.8065 | 212.0816
1563 | 204.1283 | 171.6566 | 204.1283 | 171.6566
1564 | 204.6781 | 179.5043 | 204.6781 | 179.5043
1565 | 206.4993 | 189.7112 | 206.4993 | 189.7112
1566 | 204.9143 | 158.0361 | 204.9143 | 158.0361
1567 | 199.9699 | 136.7521 | 199.9699 | 136.7521
1568 | 201.3323 | 134.4717 | 201.3323 | 134.4717
1569 | 195.3224 | 104.0362 | 195.3224 | 104.0362
1570 | 186.5686 | 69.5206 | 186.5686 | 69.5206
1571 | 174.759 | 53.3415 | 174.759 | 53.3415
1572 | 164.0364 | 45.3357 | 164.0364 | 45.3357
1573 | 155.6923 | 50.8342 | 155.6923 | 50.8342
1574 | 151.3336 | 63.0086 | 151.3336 | 63.0086
1575 | 148.1858 | 96.1632 | 148.1858 | 96.1632
1576 | 148.6982 | 135.6927 | 148.6982 | 135.6927
1577 | 150.6311 | 179.0746 | 150.6311 | 179.0746
1578 | 149.0182 | 220.1384 | 149.0182 | 220.1384
1579 | 156.7208 | 246.3233 | 156.7208 | 246.3233
1580 | 171.8861 | 236.8131 | 171.8861 | 236.8131
1581 | 185.754 | 236.0362 | 185.754 | 236.0362
1582 | 194.7207 | 234.8835 | 194.7207 | 234.8835
1583 | 207.6623 | 232.2968 | 207.6623 | 232.2968
1584 | 204.2062 | 234.5333 | 204.2062 | 234.5333
1585 | 196.8567 | 236.5791 | 196.8567 | 236.5791
1586 | 192.909 | 240.4905 | 192.909 | 240.4905
1587 | 193.3885 | 195.9424 | 193.3885 | 195.9424
1588 | 194.5089 | 180.535 | 194.5089 | 180.535
1589 | 198.1884 | 179.5404 | 198.1884 | 179.5404
1590 | 195.0319 | 141.5966 | 195.0319 | 141.5966
1591 | 192.7376 | 117.5359 | 192.7376 | 117.5359
1592 | 197.4522 | 111.732 | 197.4522 | 111.732
1593 | 194.1756 | 83.8418 | 194.1756 | 83.8418
1594 | 183.9737 | 52.0924 | 183.9737 | 52.0924
1595 | 171.8178 | 35.5662 | 171.8178 | 35.5662
1596 | 161.77 | 25.7724 | 161.77 | 25.7724
1597 | 155.0722 | 28.6729 | 155.0722 | 28.6729
1598 | 150.4664 | 45.1597 | 150.4664 | 45.1597
1599 | 148.9806 | 83.121 | 148.9806 | 83.121
1600 | 149.1651 | 113.3211 | 149.1651 | 113.3211
1601 | 151.1923 | 151.5808 | 151.1923 | 151.5808
1602 | 149.6101 | 190.7093 | 149.6101 | 190.7093
1603 | 155.4749 | 218.6086 | 155.4749 | 218.6086
1604 | 167.3127 | 219.448 | 167.3127 | 219.448
1605 | 179.5478 | 230.3566 | 179.5478 | 230.3566
1606 | 190.5896 | 235.4094 | 190.5896 | 235.4094
1607 | 205.5077 | 233.3801 | 205.5077 | 233.3801
1608 | 202.7023 | 230.6943 | 202.7023 | 230.6943
1609 | 194.3267 | 225.8298 | 194.3267 | 225.8298
1610 | 191.7846 | 224.0721 | 191.7846 | 224.0721
1611 | 192.9469 | 182.9423 | 192.9469 | 182.9423
1612 | 195.7374 | 173.0778 | 195.7374 | 173.0778
1613 | 200.0757 | 164.7417 | 200.0757 | 164.7417
1614 | 195.3821 | 126.5139 | 195.3821 | 126.5139
1615 | 193.7253 | 94.6594 | 193.7253 | 94.6594
1616 | 198.7431 | 87.9299 | 198.7431 | 87.9299
1617 | 193.865 | 66.0034 | 193.865 | 66.0034
1618 | 185.1735 | 42.153 | 185.1735 | 42.153
1619 | 171.839 | 36.5233 | 171.839 | 36.5233
1620 | 160.2374 | 37.0266 | 160.2374 | 37.0266
1621 | 153.96 | 53.0534 | 153.96 | 53.0534
1622 | 149.4672 | 76.3242 | 149.4672 | 76.3242
1623 | 147.8685 | 105.6924 | 147.8685 | 105.6924
1624 | 148.6517 | 136.2291 | 148.6517 | 136.2291
1625 | 151.2639 | 179.5689 | 151.2639 | 179.5689
1626 | 151.3173 | 221.5162 | 151.3173 | 221.5162
1627 | 162.2135 | 247.859 | 162.2135 | 247.859
1628 | 179.2201 | 236.75 | 179.2201 | 236.75
1629 | 189.3823 | 234.6584 | 189.3823 | 234.6584
1630 | 200.4744 | 234.5154 | 200.4744 | 234.5154
1631 | 216.309 | 232.1285 | 216.309 | 232.1285
1632 | 212.8999 | 232.9977 | 212.8999 | 232.9977
1633 | 199.2128 | 232.5297 | 199.2128 | 232.5297
1634 | 197.5418 | 232.1183 | 197.5418 | 232.1183
1635 | 197.7481 | 182.8476 | 197.7481 | 182.8476
1636 | 200.6341 | 162.318 | 200.6341 | 162.318
1637 | 205.4053 | 156.9269 | 205.4053 | 156.9269
1638 | 202.3634 | 123.6425 | 202.3634 | 123.6425
1639 | 201.0997 | 100.6336 | 201.0997 | 100.6336
1640 | 202.6684 | 96.2601 | 202.6684 | 96.2601
1641 | 195.7218 | 69.8004 | 195.7218 | 69.8004
1642 | 186.5649 | 41.5745 | 186.5649 | 41.5745
1643 | 171.8234 | 28.6034 | 171.8234 | 28.6034
1644 | 159.7485 | 17.6526 | 159.7485 | 17.6526
1645 | 152.9648 | 20.774 | 152.9648 | 20.774
1646 | 148.5079 | 35.0099 | 148.5079 | 35.0099
1647 | 146.926 | 60.9597 | 146.926 | 60.9597
1648 | 148.494 | 87.9729 | 148.494 | 87.9729
1649 | 152.7231 | 132.8589 | 152.7231 | 132.8589
1650 | 154.1322 | 177.2569 | 154.1322 | 177.2569
1651 | 166.6247 | 206.1239 | 166.6247 | 206.1239
1652 | 189.5549 | 198.9486 | 189.5549 | 198.9486
1653 | 202.7355 | 201.527 | 202.7355 | 201.527
1654 | 214.3604 | 205.1809 | 214.3604 | 205.1809
1655 | 230.4019 | 207.6954 | 230.4019 | 207.6954
1656 | 224.0901 | 213.4554 | 224.0901 | 213.4554
1657 | 207.5146 | 215.2277 | 207.5146 | 215.2277
1658 | 205.5468 | 217.4773 | 205.5468 | 217.4773
1659 | 207.7423 | 177.473 | 207.7423 | 177.473
1660 | 207.8838 | 171.7631 | 207.8838 | 171.7631
1661 | 212.6498 | 168.6333 | 212.6498 | 168.6333
1662 | 210.6672 | 133.5188 | 210.6672 | 133.5188
1663 | 207.2964 | 108.5326 | 207.2964 | 108.5326
1664 | 207.5885 | 106.757 | 207.5885 | 106.757
1665 | 200.9088 | 79.4663 | 200.9088 | 79.4663
1666 | 190.2724 | 43.1101 | 190.2724 | 43.1101
1667 | 174.6078 | 28.6034 | 174.6078 | 28.6034
1668 | 162.1301 | 17.579 | 162.1301 | 17.579
1669 | 155.1041 | 19.5644 | 155.1041 | 19.5644
1670 | 150.8282 | 38.9857 | 150.8282 | 38.9857
1671 | 149.7494 | 62.8109 | 149.7494 | 62.8109
1672 | 150.4512 | 93.0741 | 150.4512 | 93.0741
1673 | 153.8575 | 143.0613 | 153.8575 | 143.0613
1674 | 154.8499 | 200.2069 | 154.8499 | 200.2069
1675 | 167.1387 | 241.3063 | 167.1387 | 241.3063
1676 | 189.6627 | 230.5339 | 189.6627 | 230.5339
1677 | 203.0043 | 222.4892 | 203.0043 | 222.4892
1678 | 211.0754 | 215.3097 | 211.0754 | 215.3097
1679 | 229.0982 | 213.2594 | 229.0982 | 213.2594
1680 | 221.1523 | 214.1075 | 221.1523 | 214.1075
1681 | 207.6746 | 212.7139 | 207.6746 | 212.7139
1682 | 208.683 | 213.9223 | 208.683 | 213.9223
1683 | 211.6278 | 176.7998 | 211.6278 | 176.7998
1684 | 211.9428 | 185.6783 | 211.9428 | 185.6783
1685 | 214.2178 | 201.0075 | 214.2178 | 201.0075
1686 | 212.0556 | 177.5047 | 212.0556 | 177.5047
1687 | 209.4584 | 159.7022 | 209.4584 | 159.7022
1688 | 210.571 | 156.9379 | 210.571 | 156.9379
1689 | 202.633 | 130.4992 | 202.633 | 130.4992
1690 | 191.0652 | 101.6107 | 191.0652 | 101.6107
1691 | 176.0346 | 85.9365 | 176.0346 | 85.9365
1692 | 164.0596 | 74.6071 | 164.0596 | 74.6071
1693 | 156.5046 | 72.1224 | 156.5046 | 72.1224
1694 | 152.2941 | 80.605 | 152.2941 | 80.605
1695 | 151.1188 | 100.9804 | 151.1188 | 100.9804
1696 | 152.3575 | 125.7743 | 152.3575 | 125.7743
1697 | 156.1765 | 173.3423 | 156.1765 | 173.3423
1698 | 158.7944 | 223.7671 | 158.7944 | 223.7671
1699 | 170.9417 | 256.2417 | 170.9417 | 256.2417
1700 | 192.282 | 248.6668 | 192.282 | 248.6668
1701 | 206.9464 | 246.9117 | 206.9464 | 246.9117
1702 | 215.971 | 242.3302 | 215.971 | 242.3302
1703 | 230.5323 | 234.169 | 230.5323 | 234.169
1704 | 223.6097 | 228.3172 | 223.6097 | 228.3172
1705 | 210.2745 | 220.087 | 210.2745 | 220.087
1706 | 207.9384 | 217.9612 | 207.9384 | 217.9612
1707 | 209.0734 | 178.9876 | 209.0734 | 178.9876
1708 | 208.865 | 184.1532 | 208.865 | 184.1532
1709 | 212.1242 | 192.2986 | 212.1242 | 192.2986
1710 | 210.1802 | 167.4917 | 210.1802 | 167.4917
1711 | 210.805 | 147.1543 | 210.805 | 147.1543
1712 | 209.8269 | 142.8334 | 209.8269 | 142.8334
1713 | 201.8339 | 115.2798 | 201.8339 | 115.2798
1714 | 192.3235 | 86.1704 | 192.3235 | 86.1704
1715 | 178.5555 | 72.7575 | 178.5555 | 72.7575
1716 | 166.8338 | 62.3537 | 166.8338 | 62.3537
1717 | 158.739 | 67.8521 | 158.739 | 67.8521
1718 | 153.8627 | 83.3187 | 153.8627 | 83.3187
1719 | 152.4064 | 99.1398 | 152.4064 | 99.1398
1720 | 153.8721 | 120.5889 | 153.8721 | 120.5889
1721 | 157.5276 | 163.0032 | 157.5276 | 163.0032
1722 | 158.7159 | 208.19 | 158.7159 | 208.19
1723 | 169.9708 | 243.2206 | 169.9708 | 243.2206
1724 | 187.7401 | 243.7129 | 187.7401 | 243.7129
1725 | 199.847 | 253.2961 | 199.847 | 253.2961
1726 | 208.6563 | 262.188 | 208.6563 | 262.188
1727 | 226.3551 | 266.1014 | 226.3551 | 266.1014
1728 | 220.7407 | 270.0313 | 220.7407 | 270.0313
1729 | 208.8157 | 271.3513 | 208.8157 | 271.3513
1730 | 206.3324 | 273.969 | 206.3324 | 273.969
1731 | 205.9969 | 227.6119 | 205.9969 | 227.6119
1732 | 206.3643 | 220.5346 | 206.3643 | 220.5346
1733 | 211.9431 | 217.5101 | 211.9431 | 217.5101
1734 | 209.6668 | 172.5929 | 209.6668 | 172.5929
1735 | 210.7509 | 139.2659 | 210.7509 | 139.2659
1736 | 208.9559 | 130.8009 | 208.9559 | 130.8009
1737 | 200.9548 | 102.3112 | 200.9548 | 102.3112
1738 | 191.8995 | 72.6549 | 191.8995 | 72.6549
1739 | 178.867 | 58.0745 | 178.867 | 58.0745
1740 | 168.3442 | 49.0486 | 168.3442 | 49.0486
1741 | 160.6905 | 54.9993 | 160.6905 | 54.9993
1742 | 155.8931 | 75.8509 | 155.8931 | 75.8509
1743 | 154.2279 | 112.3818 | 154.2279 | 112.3818
1744 | 154.7463 | 143.7178 | 154.7463 | 143.7178
1745 | 158.4061 | 187.7308 | 158.4061 | 187.7308
1746 | 158.4065 | 230.7404 | 158.4065 | 230.7404
1747 | 163.0341 | 256.5993 | 163.0341 | 256.5993
1748 | 178.4039 | 247.005 | 178.4039 | 247.005
1749 | 191.8576 | 246.3964 | 191.8576 | 246.3964
1750 | 200.7564 | 245.6959 | 200.7564 | 245.6959
1751 | 217.8935 | 243.9086 | 217.8935 | 243.9086
1752 | 216.1339 | 245.493 | 216.1339 | 245.493
1753 | 205.6259 | 242.143 | 205.6259 | 242.143
1754 | 202.732 | 236.5358 | 202.732 | 236.5358
1755 | 202.9563 | 191.9351 | 202.9563 | 191.9351
1756 | 204.2314 | 188.5602 | 204.2314 | 188.5602
1757 | 208.7755 | 191.1942 | 208.7755 | 191.1942
1758 | 206.1019 | 161.3072 | 206.1019 | 161.3072
1759 | 206.3981 | 139.1397 | 206.3981 | 139.1397
1760 | 205.2028 | 135.2605 | 205.2028 | 135.2605
1761 | 199.1196 | 108.4642 | 199.1196 | 108.4642
1762 | 189.2378 | 77.3038 | 189.2378 | 77.3038
1763 | 177.2664 | 61.556 | 177.2664 | 61.556
1764 | 165.2865 | 53.0454 | 165.2865 | 53.0454
1765 | 158.2419 | 60.721 | 158.2419 | 60.721
1766 | 153.9619 | 80.9837 | 153.9619 | 80.9837
1767 | 152.7243 | 106.0711 | 152.7243 | 106.0711
1768 | 152.6961 | 131.191 | 152.6961 | 131.191
1769 | 155.3486 | 173.6789 | 155.3486 | 173.6789
1770 | 156.611 | 213.4595 | 156.611 | 213.4595
1771 | 163.8815 | 235.1323 | 163.8815 | 235.1323
1772 | 177.4061 | 218.9958 | 177.4061 | 218.9958
1773 | 190.1966 | 213.5279 | 190.1966 | 213.5279
1774 | 202.5697 | 210.2295 | 202.5697 | 210.2295
1775 | 217.2928 | 206.0546 | 217.2928 | 206.0546
1776 | 215.3133 | 206.6924 | 215.3133 | 206.6924
1777 | 205.6616 | 206.1718 | 205.6616 | 206.1718
1778 | 204.29 | 208.5476 | 204.29 | 208.5476
1779 | 206.6757 | 176.0425 | 206.6757 | 176.0425
1780 | 209.6631 | 179.6831 | 209.6631 | 179.6831
1781 | 211.4081 | 194.3812 | 211.4081 | 194.3812
1782 | 209.4223 | 173.7919 | 209.4223 | 173.7919
1783 | 209.5312 | 156.3891 | 209.5312 | 156.3891
1784 | 206.3529 | 157.0221 | 206.3529 | 157.0221
1785 | 199.175 | 136.4629 | 199.175 | 136.4629
1786 | 189.0614 | 114.5477 | 189.0614 | 114.5477
1787 | 175.5461 | 104.7215 | 175.5461 | 104.7215
1788 | 165.0601 | 97.0628 | 165.0601 | 97.0628
1789 | 158.3012 | 100.5208 | 158.3012 | 100.5208
1790 | 153.1511 | 110.0026 | 153.1511 | 110.0026
1791 | 151.0098 | 133.8278 | 151.0098 | 133.8278
1792 | 152.5874 | 155.3611 | 152.5874 | 155.3611
1793 | 155.5629 | 192.0327 | 155.5629 | 192.0327
1794 | 158.154 | 228.1951 | 158.154 | 228.1951
1795 | 167.319 | 249.2053 | 167.319 | 249.2053
1796 | 184.5816 | 234.4361 | 184.5816 | 234.4361
1797 | 195.3495 | 229.8201 | 195.3495 | 229.8201
1798 | 206.5921 | 228.4571 | 206.5921 | 228.4571
1799 | 223.2847 | 226.1333 | 223.2847 | 226.1333
1800 | 218.6373 | 225.3722 | 218.6373 | 225.3722
1801 | 209.661 | 223.5789 | 209.661 | 223.5789
1802 | 206.4279 | 227.585 | 206.4279 | 227.585
1803 | 209.3412 | 193.8914 | 209.3412 | 193.8914
1804 | 209.064 | 199.3936 | 209.064 | 199.3936
1805 | 212.9745 | 216.7423 | 212.9745 | 216.7423
1806 | 213.1379 | 193.4499 | 213.1379 | 193.4499
1807 | 213.928 | 169.831 | 213.928 | 169.831
1808 | 211.4522 | 160.6928 | 211.4522 | 160.6928
1809 | 203.8042 | 124.6933 | 203.8042 | 124.6933
1810 | 193.3973 | 87.5693 | 193.3973 | 87.5693
1811 | 177.8828 | 69.0027 | 177.8828 | 69.0027
1812 | 166.4542 | 59.1773 | 166.4542 | 59.1773
1813 | 158.9045 | 62.5511 | 158.9045 | 62.5511
1814 | 153.8467 | 82.4141 | 153.8467 | 82.4141
1815 | 153.004 | 115.4741 | 153.004 | 115.4741
1816 | 154.2037 | 144.5803 | 154.2037 | 144.5803
1817 | 158.0054 | 186.3214 | 158.0054 | 186.3214
1818 | 160.7917 | 217.8665 | 160.7917 | 217.8665
1819 | 175.0555 | 239.9916 | 175.0555 | 239.9916
1820 | 196.8169 | 235.6982 | 196.8169 | 235.6982
1821 | 210.3848 | 240.3065 | 210.3848 | 240.3065
1822 | 220.3492 | 241.1522 | 220.3492 | 241.1522
1823 | 237.1253 | 235.0104 | 237.1253 | 235.0104
1824 | 231.434 | 231.5672 | 231.434 | 231.5672
1825 | 217.325 | 229.511 | 217.325 | 229.511
1826 | 215.2054 | 229.5624 | 215.2054 | 229.5624
1827 | 218.2323 | 192.9974 | 218.2323 | 192.9974
1828 | 219.2847 | 199.5409 | 219.2847 | 199.5409
1829 | 224.5586 | 216.0481 | 224.5586 | 216.0481
1830 | 223.0848 | 184.8883 | 223.0848 | 184.8883
1831 | 221.0762 | 166.0866 | 221.0762 | 166.0866
1832 | 218.6121 | 168.5602 | 218.6121 | 168.5602
1833 | 208.8183 | 146.4444 | 208.8183 | 146.4444
1834 | 194.9264 | 120.8375 | 194.9264 | 120.8375
1835 | 179.0757 | 109.0759 | 179.0757 | 109.0759
1836 | 168.0466 | 102.2482 | 168.0466 | 102.2482
1837 | 159.8421 | 107.2417 | 159.8421 | 107.2417
1838 | 155.3131 | 117.2284 | 155.3131 | 117.2284
1839 | 152.646 | 137.4039 | 152.646 | 137.4039
1840 | 154.5264 | 158.6638 | 154.5264 | 158.6638
1841 | 158.4805 | 198.1856 | 158.4805 | 198.1856
1842 | 161.8617 | 237.3878 | 161.8617 | 237.3878
1843 | 174.9415 | 261.9109 | 174.9415 | 261.9109
1844 | 196.9977 | 250.1393 | 196.9977 | 250.1393
1845 | 209.6013 | 247.3219 | 209.6013 | 247.3219
1846 | 219.2622 | 247.1264 | 219.2622 | 247.1264
1847 | 235.2104 | 243.5615 | 235.2104 | 243.5615
1848 | 230.9328 | 241.3489 | 230.9328 | 241.3489
1849 | 216.3814 | 235.4642 | 216.3814 | 235.4642
1850 | 214.5132 | 234.9897 | 214.5132 | 234.9897
1851 | 215.9604 | 202.2216 | 215.9604 | 202.2216
1852 | 216.8699 | 218.1155 | 216.8699 | 218.1155
1853 | 221.1371 | 241.6066 | 221.1371 | 241.6066
1854 | 222.0025 | 226.1501 | 222.0025 | 226.1501
1855 | 222.7669 | 208.4422 | 222.7669 | 208.4422
1856 | 218.3097 | 201.7337 | 218.3097 | 201.7337
1857 | 209.2527 | 164.3985 | 209.2527 | 164.3985
1858 | 197.3145 | 126.7485 | 197.3145 | 126.7485
1859 | 182.6782 | 107.7506 | 182.6782 | 107.7506
1860 | 169.7899 | 93.8444 | 169.7899 | 93.8444
1861 | 162.2099 | 97.1025 | 162.2099 | 97.1025
1862 | 158.1777 | 121.1937 | 158.1777 | 121.1937
1863 | 156.585 | 152.8442 | 156.585 | 152.8442
1864 | 157.3351 | 179.3104 | 157.3351 | 179.3104
1865 | 160.5453 | 215.2562 | 160.5453 | 215.2562
1866 | 164.5758 | 251.5133 | 164.5758 | 251.5133
1867 | 177.7091 | 274.1643 | 177.7091 | 274.1643
1868 | 199.02 | 261.7826 | 199.02 | 261.7826
1869 | 211.1266 | 257.8924 | 211.1266 | 257.8924
1870 | 221.4642 | 254.5625 | 221.4642 | 254.5625
1871 | 235.5213 | 249.5462 | 235.5213 | 249.5462
1872 | 231.3479 | 247.5965 | 231.3479 | 247.5965
1873 | 216.8508 | 243.1528 | 216.8508 | 243.1528
1874 | 215.5896 | 241.3109 | 215.5896 | 241.3109
1875 | 218.568 | 203.7257 | 218.568 | 203.7257
1876 | 217.706 | 211.7101 | 217.706 | 211.7101
1877 | 221.8114 | 226.9867 | 221.8114 | 226.9867
1878 | 220.574 | 201.6118 | 220.574 | 201.6118
1879 | 220.7858 | 165.2451 | 220.7858 | 165.2451
1880 | 215.2222 | 137.9426 | 215.2222 | 137.9426
1881 | 206.7622 | 95.3063 | 206.7622 | 95.3063
1882 | 194.5904 | 62.9048 | 194.5904 | 62.9048
1883 | 182.1769 | 55.3188 | 182.1769 | 55.3188
1884 | 169.3534 | 60.3027 | 169.3534 | 60.3027
1885 | 161.6171 | 77.9914 | 161.6171 | 77.9914
1886 | 156.8652 | 100.3156 | 156.8652 | 100.3156
1887 | 155.422 | 130.4937 | 155.422 | 130.4937
1888 | 156.3849 | 150.9752 | 156.3849 | 150.9752
1889 | 160.4134 | 192.7794 | 160.4134 | 192.7794
1890 | 164.1885 | 236.1151 | 164.1885 | 236.1151
1891 | 175.3662 | 264.3721 | 175.3662 | 264.3721
1892 | 193.7452 | 253.2736 | 193.7452 | 253.2736
1893 | 206.424 | 251.0663 | 206.424 | 251.0663
1894 | 215.831 | 249.4193 | 215.831 | 249.4193
1895 | 235.0232 | 247.9475 | 235.0232 | 247.9475
1896 | 229.9174 | 253.2657 | 229.9174 | 253.2657
1897 | 216.665 | 257.3414 | 216.665 | 257.3414
1898 | 213.5323 | 262.5676 | 213.5323 | 262.5676
1899 | 213.0177 | 225.2664 | 213.0177 | 225.2664
1900 | 215.9878 | 211.9205 | 215.9878 | 211.9205
1901 | 221.8823 | 215.2066 | 221.8823 | 215.2066
1902 | 220.9077 | 173.9181 | 220.9077 | 173.9181
1903 | 222.6547 | 147.0597 | 222.6547 | 147.0597
1904 | 217.0128 | 142.6231 | 217.0128 | 142.6231
1905 | 207.396 | 117.0573 | 207.396 | 117.0573
1906 | 195.747 | 90.1883 | 195.747 | 90.1883
1907 | 183.122 | 78.311 | 183.122 | 78.311
1908 | 171.6666 | 68.7696 | 171.6666 | 68.7696
1909 | 164.7272 | 73.069 | 164.7272 | 73.069
1910 | 159.68 | 96.1926 | 159.68 | 96.1926
1911 | 157.6195 | 129.5155 | 157.6195 | 129.5155
1912 | 158.3236 | 159.4842 | 158.3236 | 159.4842
1913 | 161.8169 | 207.5571 | 161.8169 | 207.5571
1914 | 164.4057 | 246.7277 | 164.4057 | 246.7277
1915 | 170.9996 | 269.7888 | 170.9996 | 269.7888
1916 | 185.4131 | 258.0698 | 185.4131 | 258.0698
1917 | 197.5652 | 255.8099 | 197.5652 | 255.8099
1918 | 206.9992 | 249.0301 | 206.9992 | 249.0301
1919 | 223.0968 | 242.7516 | 223.0968 | 242.7516
1920 | 220.5966 | 238.8351 | 220.5966 | 238.8351
1921 | 209.2317 | 234.181 | 209.2317 | 234.181
1922 | 206.702 | 236.5989 | 206.702 | 236.5989
1923 | 208.9118 | 207.6804 | 208.9118 | 207.6804
1924 | 212.529 | 218.4205 | 212.529 | 218.4205
1925 | 215.6588 | 235.4326 | 215.6588 | 235.4326
1926 | 215.7278 | 216.6103 | 215.7278 | 216.6103
1927 | 216.4398 | 188.963 | 216.4398 | 188.963
1928 | 210.2399 | 182.5385 | 210.2399 | 182.5385
1929 | 201.9606 | 150.3255 | 201.9606 | 150.3255
1930 | 193.7761 | 111.2136 | 193.7761 | 111.2136
1931 | 181.8378 | 92.6364 | 181.8378 | 92.6364
1932 | 170.7171 | 85.4826 | 170.7171 | 85.4826
1933 | 164.2547 | 102.2036 | 164.2547 | 102.2036
1934 | 159.6558 | 118.9323 | 159.6558 | 118.9323
1935 | 158.4181 | 137.0674 | 158.4181 | 137.0674
1936 | 159.279 | 165.3321 | 159.279 | 165.3321
1937 | 161.8036 | 209.7448 | 161.8036 | 209.7448
1938 | 164.844 | 249.0416 | 164.844 | 249.0416
1939 | 170.6434 | 274.5008 | 170.6434 | 274.5008
1940 | 184.283 | 264.1281 | 184.283 | 264.1281
1941 | 196.9994 | 257.6716 | 196.9994 | 257.6716
1942 | 206.6287 | 251.6491 | 206.6287 | 251.6491
1943 | 223.9599 | 244.6553 | 223.9599 | 244.6553
1944 | 218.6002 | 243.8837 | 218.6002 | 243.8837
1945 | 209.7935 | 246.7814 | 209.7935 | 246.7814
1946 | 207.1528 | 247.2746 | 207.1528 | 247.2746
1947 | 207.9123 | 210.4151 | 207.9123 | 210.4151
1948 | 212.5168 | 208.9018 | 212.5168 | 208.9018
1949 | 219.3141 | 210.0213 | 219.3141 | 210.0213
1950 | 216.6219 | 179.419 | 216.6219 | 179.419
1951 | 218.2603 | 156.2208 | 218.2603 | 156.2208
1952 | 213.2391 | 153.6038 | 213.2391 | 153.6038
1953 | 205.0804 | 129.9102 | 205.0804 | 129.9102
1954 | 194.4005 | 106.0808 | 194.4005 | 106.0808
1955 | 181.7788 | 99.2417 | 181.7788 | 99.2417
1956 | 172.4053 | 97.4415 | 172.4053 | 97.4415
1957 | 165.2212 | 107.8623 | 165.2212 | 107.8623
1958 | 160.1578 | 124.3175 | 160.1578 | 124.3175
1959 | 158.8273 | 143.8619 | 158.8273 | 143.8619
1960 | 159.3866 | 166.4996 | 159.3866 | 166.4996
1961 | 162.2145 | 209.261 | 162.2145 | 209.261
1962 | 165.9574 | 252.2285 | 165.9574 | 252.2285
1963 | 175.8168 | 280.7695 | 175.8168 | 280.7695
1964 | 192.2902 | 273.5417 | 192.2902 | 273.5417
1965 | 204.6499 | 274.069 | 204.6499 | 274.069
1966 | 215.1741 | 274.3783 | 215.1741 | 274.3783
1967 | 231.2854 | 273.0537 | 231.2854 | 273.0537
1968 | 224.9802 | 275.6163 | 224.9802 | 275.6163
1969 | 212.9612 | 275.0851 | 212.9612 | 275.0851
1970 | 210.2703 | 276.1147 | 210.2703 | 276.1147
1971 | 211.7937 | 240.0125 | 211.7937 | 240.0125
1972 | 214.7115 | 247.5552 | 214.7115 | 247.5552
1973 | 220.5907 | 258.6246 | 220.5907 | 258.6246
1974 | 220.0847 | 231.2828 | 220.0847 | 231.2828
1975 | 222.5508 | 204.9818 | 222.5508 | 204.9818
1976 | 215.9511 | 196.6746 | 215.9511 | 196.6746
1977 | 207.3435 | 168.6582 | 207.3435 | 168.6582
1978 | 194.8786 | 137.2138 | 194.8786 | 137.2138
1979 | 182.299 | 121.5922 | 182.299 | 121.5922
1980 | 170.2086 | 112.419 | 170.2086 | 112.419
1981 | 163.4269 | 117.5493 | 163.4269 | 117.5493
1982 | 159.5198 | 137.3912 | 159.5198 | 137.3912
1983 | 157.1387 | 163.7934 | 157.1387 | 163.7934
1984 | 158.257 | 186.7045 | 158.257 | 186.7045
1985 | 163.0348 | 235.1351 | 163.0348 | 235.1351
1986 | 167.1865 | 283.7402 | 167.1865 | 283.7402
1987 | 179.9564 | 310.693 | 179.9564 | 310.693
1988 | 201.1738 | 297.2596 | 201.1738 | 297.2596
1989 | 214.2681 | 293.422 | 214.2681 | 293.422
1990 | 224.3499 | 289.3242 | 224.3499 | 289.3242
1991 | 239.8339 | 283.6452 | 239.8339 | 283.6452
1992 | 232.2758 | 281.1908 | 232.2758 | 281.1908
1993 | 219.236 | 276.5156 | 219.236 | 276.5156
1994 | 216.2234 | 273.2223 | 216.2234 | 273.2223
1995 | 219.127 | 235.6476 | 219.127 | 235.6476
1996 | 219.9482 | 243.7477 | 219.9482 | 243.7477
1997 | 225.4362 | 250.4732 | 225.4362 | 250.4732
1998 | 228.0498 | 218.8507 | 228.0498 | 218.8507
1999 | 227.0689 | 195.2633 | 227.0689 | 195.2633
2000 | 219.7944 | 192.3728 | 219.7944 | 192.3728
2001 | 209.8462 | 166.9017 | 209.8462 | 166.9017
2002 | 197.9854 | 137.7503 | 197.9854 | 137.7503
2003 | 183.1128 | 124.1796 | 183.1128 | 124.1796
2004 | 170.6536 | 116.4789 | 170.6536 | 116.4789
2005 | 163.0804 | 122.2929 | 163.0804 | 122.2929
2006 | 159.11 | 145.9633 | 159.11 | 145.9633
2007 | 157.5573 | 182.2207 | 157.5573 | 182.2207
2008 | 158.815 | 203.9539 | 158.815 | 203.9539
2009 | 162.5512 | 246.3787 | 162.5512 | 246.3787
2010 | 167.6005 | 286.0436 | 167.6005 | 286.0436
2011 | 179.7393 | 309.4203 | 179.7393 | 309.4203
2012 | 201.5178 | 294.3987 | 201.5178 | 294.3987
2013 | 215.0459 | 289.2463 | 215.0459 | 289.2463
2014 | 225.2967 | 288.3355 | 225.2967 | 288.3355
2015 | 242.7115 | 286.2958 | 242.7115 | 286.2958
2016 | 234.6126 | 284.6932 | 234.6126 | 284.6932
2017 | 221.3562 | 281.2066 | 221.3562 | 281.2066
2018 | 218.0423 | 282.7831 | 218.0423 | 282.7831
2019 | 221.3522 | 248.6056 | 221.3522 | 248.6056
2020 | 221.4822 | 253.0771 | 221.4822 | 253.0771
2021 | 225.0002 | 253.4392 | 225.0002 | 253.4392
2022 | 225.755 | 221.8272 | 225.755 | 221.8272
2023 | 226.8825 | 194.2641 | 226.8825 | 194.2641
2024 | 217.6778 | 185.6939 | 217.6778 | 185.6939
2025 | 208.0783 | 155.9105 | 208.0783 | 155.9105
2026 | 196.0463 | 125.7388 | 196.0463 | 125.7388
2027 | 181.5255 | 112.2944 | 181.5255 | 112.2944
2028 | 169.3995 | 104.4569 | 169.3995 | 104.4569
2029 | 161.6245 | 112.1431 | 161.6245 | 112.1431
2030 | 156.8634 | 138.8743 | 156.8634 | 138.8743
2031 | 155.6155 | 162.8047 | 155.6155 | 162.8047
2032 | 156.0582 | 180.1939 | 156.0582 | 180.1939
2033 | 160.412 | 218.1381 | 160.412 | 218.1381
2034 | 165.9465 | 257.214 | 165.9465 | 257.214
2035 | 175.52 | 282.1894 | 175.52 | 282.1894
2036 | 197.1631 | 270.9543 | 197.1631 | 270.9543
2037 | 210.7184 | 268.7785 | 210.7184 | 268.7785
2038 | 221.0937 | 266.2584 | 221.0937 | 266.2584
2039 | 237.3854 | 263.5455 | 237.3854 | 263.5455
2040 | 231.6439 | 265.7399 | 231.6439 | 265.7399
2041 | 216.1393 | 266.3763 | 216.1393 | 266.3763
2042 | 213.7197 | 265.5442 | 213.7197 | 265.5442
2043 | 217.0811 | 229.4525 | 217.0811 | 229.4525
2044 | 218.2975 | 242.191 | 218.2975 | 242.191
2045 | 221.4886 | 262.106 | 221.4886 | 262.106
2046 | 224.0621 | 246.3655 | 224.0621 | 246.3655
2047 | 224.1981 | 228.1212 | 224.1981 | 228.1212
2048 | 216.1811 | 218.92 | 216.1811 | 218.92
2049 | 208.8759 | 186.5071 | 208.8759 | 186.5071
2050 | 197.9251 | 157.6502 | 197.9251 | 157.6502
2051 | 183.3501 | 146.8878 | 183.3501 | 146.8878
2052 | 171.5581 | 142.963 | 171.5581 | 142.963
2053 | 162.916 | 152.5213 | 162.916 | 152.5213
2054 | 158.4826 | 170.9329 | 158.4826 | 170.9329
2055 | 156.9248 | 193.4854 | 156.9248 | 193.4854
2056 | 157.0134 | 213.5042 | 157.0134 | 213.5042
2057 | 160.8621 | 253.6887 | 160.8621 | 253.6887
2058 | 165.3769 | 295.068 | 165.3769 | 295.068
2059 | 174.1241 | 321.8525 | 174.1241 | 321.8525
2060 | 192.9887 | 311.7638 | 192.9887 | 311.7638
2061 | 206.0673 | 305.4334 | 206.0673 | 305.4334
2062 | 215.7485 | 300.5679 | 215.7485 | 300.5679
2063 | 229.9904 | 297.6341 | 229.9904 | 297.6341
2064 | 226.9963 | 298.377 | 226.9963 | 298.377
2065 | 216.1627 | 296.7626 | 216.1627 | 296.7626
2066 | 214.4287 | 297.0559 | 214.4287 | 297.0559
2067 | 216.7396 | 261.9739 | 216.7396 | 261.9739
2068 | 219.0763 | 272.7771 | 219.0763 | 272.7771
2069 | 222.5333 | 291.3563 | 222.5333 | 291.3563
2070 | 224.6708 | 274.6271 | 224.6708 | 274.6271
2071 | 223.5696 | 257.3821 | 223.5696 | 257.3821
2072 | 214.3994 | 254.8176 | 214.3994 | 254.8176
2073 | 206.5105 | 227.7268 | 206.5105 | 227.7268
2074 | 196.9726 | 198.0284 | 196.9726 | 198.0284
2075 | 182.5469 | 183.6795 | 182.5469 | 183.6795
2076 | 170.2022 | 174.3274 | 170.2022 | 174.3274
2077 | 162.7205 | 177.4067 | 162.7205 | 177.4067
2078 | 158.1637 | 193.4517 | 158.1637 | 193.4517
2079 | 156.1926 | 216.3934 | 156.1926 | 216.3934
2080 | 156.3436 | 232.8782 | 156.3436 | 232.8782
2081 | 160.1408 | 269.2867 | 160.1408 | 269.2867
2082 | 164.4341 | 306.9532 | 164.4341 | 306.9532
2083 | 169.8888 | 329.6042 | 169.8888 | 329.6042
2084 | 184.3882 | 318.2323 | 184.3882 | 318.2323
2085 | 198.7376 | 313.6689 | 198.7376 | 313.6689
2086 | 208.9179 | 310.2549 | 208.9179 | 310.2549
2087 | 223.1665 | 306.2588 | 223.1665 | 306.2588
2088 | 220.3015 | 306.9807 | 220.3015 | 306.9807
2089 | 211.6991 | 305.9868 | 211.6991 | 305.9868
2090 | 207.441 | 308.0786 | 207.441 | 308.0786
2091 | 209.1229 | 275.2791 | 209.1229 | 275.2791
2092 | 211.263 | 282.7586 | 211.263 | 282.7586
2093 | 216.0572 | 286.3288 | 216.0572 | 286.3288
2094 | 214.6721 | 252.529 | 214.6721 | 252.529
2095 | 215.524 | 229.457 | 215.524 | 229.457
2096 | 208.9534 | 225.5253 | 208.9534 | 225.5253
2097 | 201.9311 | 198.6869 | 201.9311 | 198.6869
2098 | 192.0666 | 168.736 | 192.0666 | 168.736
2099 | 180.1904 | 154.2188 | 180.1904 | 154.2188
2100 | 168.9897 | 146.5286 | 168.9897 | 146.5286
2101 | 162.395 | 156.2868 | 162.395 | 156.2868
2102 | 157.5152 | 188.0876 | 157.5152 | 188.0876
2103 | 156.2812 | 214.0059 | 156.2812 | 214.0059
2104 | 156.5202 | 230.9744 | 156.5202 | 230.9744
2105 | 160.4813 | 267.5408 | 160.4813 | 267.5408
2106 | 163.9548 | 304.7865 | 163.9548 | 304.7865
2107 | 169.8622 | 332.118 | 169.8622 | 332.118
2108 | 182.9486 | 321.4718 | 182.9486 | 321.4718
2109 | 195.8419 | 318.1916 | 195.8419 | 318.1916
2110 | 205.495 | 316.0187 | 205.495 | 316.0187
2111 | 222.7528 | 311.7281 | 222.7528 | 311.7281
2112 | 219.0722 | 312.0608 | 219.0722 | 312.0608
2113 | 209.2529 | 311.2352 | 209.2529 | 311.2352
2114 | 207.2562 | 311.518 | 207.2562 | 311.518
2115 | 208.2552 | 277.7508 | 208.2552 | 277.7508
2116 | 213.6602 | 273.3661 | 213.6602 | 273.3661
2117 | 218.9563 | 271.4459 | 218.9563 | 271.4459
2118 | 218.2464 | 241.2223 | 218.2464 | 241.2223
2119 | 219.2566 | 212.9439 | 219.2566 | 212.9439
2120 | 210.644 | 207.4029 | 210.644 | 207.4029
2121 | 202.8706 | 181.448 | 202.8706 | 181.448
2122 | 192.6188 | 146.0173 | 192.6188 | 146.0173
2123 | 180.8298 | 126.5356 | 180.8298 | 126.5356
2124 | 168.5735 | 119.9498 | 168.5735 | 119.9498
2125 | 160.8448 | 130.3075 | 160.8448 | 130.3075
2126 | 156.8111 | 151.906 | 156.8111 | 151.906
2127 | 155.0463 | 172.7441 | 155.0463 | 172.7441
2128 | 155.3957 | 194.7612 | 155.3957 | 194.7612
2129 | 159.2524 | 244.5696 | 159.2524 | 244.5696
2130 | 162.5475 | 294.6052 | 162.5475 | 294.6052
2131 | 172.8209 | 320.706 | 172.8209 | 320.706
2132 | 187.6397 | 303.97 | 187.6397 | 303.97
2133 | 200.1342 | 295.6833 | 200.1342 | 295.6833
2134 | 214.2549 | 291.7539 | 214.2549 | 291.7539
2135 | 228.1485 | 285.6016 | 228.1485 | 285.6016
2136 | 225.2708 | 278.372 | 225.2708 | 278.372
2137 | 212.7179 | 272.6976 | 212.7179 | 272.6976
2138 | 210.6035 | 271.2765 | 210.6035 | 271.2765
2139 | 213.2422 | 231.2406 | 213.2422 | 231.2406
2140 | 217.3353 | 237.6578 | 217.3353 | 237.6578
2141 | 226.213 | 249.7475 | 226.213 | 249.7475
2142 | 226.3423 | 226.1606 | 226.3423 | 226.1606
2143 | 222.9029 | 205.4341 | 222.9029 | 205.4341
2144 | 213.9074 | 197.3583 | 213.9074 | 197.3583
2145 | 207.098 | 166.5546 | 207.098 | 166.5546
2146 | 194.2716 | 135.7413 | 194.2716 | 135.7413
2147 | 181.1547 | 121.8341 | 181.1547 | 121.8341
2148 | 169.2993 | 113.4182 | 169.2993 | 113.4182
2149 | 161.5318 | 113.8154 | 161.5318 | 113.8154
2150 | 156.5992 | 123.6759 | 156.5992 | 123.6759
2151 | 156.6577 | 138.2874 | 156.6577 | 138.2874
2152 | 156.564 | 159.5893 | 156.564 | 159.5893
2153 | 160.022 | 202.6032 | 160.022 | 202.6032
2154 | 167.3066 | 243.425 | 167.3066 | 243.425
2155 | 180.9334 | 264.7192 | 180.9334 | 264.7192
2156 | 201.8082 | 247.8148 | 201.8082 | 247.8148
2157 | 214.6605 | 243.1779 | 214.6605 | 243.1779
2158 | 223.7581 | 240.8998 | 223.7581 | 240.8998
2159 | 241.957 | 239.6699 | 241.957 | 239.6699
2160 | 234.1613 | 242.5479 | 234.1613 | 242.5479
2161 | 219.9733 | 241.8485 | 219.9733 | 241.8485
2162 | 216.7918 | 241.2899 | 216.7918 | 241.2899
2163 | 218.7956 | 203.7783 | 218.7956 | 203.7783
2164 | 221.0753 | 212.1729 | 221.0753 | 212.1729
2165 | 226.2874 | 227.5441 | 226.2874 | 227.5441
2166 | 231.2201 | 202.0641 | 231.2201 | 202.0641
2167 | 227.4619 | 177.4249 | 227.4619 | 177.4249
2168 | 219.6092 | 181.8128 | 219.6092 | 181.8128
2169 | 210.366 | 161.1379 | 210.366 | 161.1379
2170 | 198.7786 | 133.7009 | 198.7786 | 133.7009
2171 | 182.78 | 118.5525 | 182.78 | 118.5525
2172 | 171.5562 | 213.4485 | 171.5562 | 213.4485
2173 | 162.8119 | 233.8904 | 162.8119 | 233.8904
2174 | 158.0671 | 266.5809 | 158.0671 | 266.5809
2175 | 156.9519 | 293.5995 | 156.9519 | 293.5995
2176 | 157.1615 | 304.0717 | 157.1615 | 304.0717
2177 | 161.6955 | 340.1777 | 161.6955 | 340.1777
2178 | 168.7703 | 388.3029 | 168.7703 | 388.3029
2179 | 180.4557 | 422.5644 | 180.4557 | 422.5644
2180 | 200.2871 | 424.4618 | 200.2871 | 424.4618
2181 | 214.9064 | 424.3158 | 214.9064 | 424.3158
2182 | 223.263 | 423.7888 | 223.263 | 423.7888
2183 | 242.3479 | 427.6405 | 242.3479 | 427.6405
2184 | 235.5376 | 433.9358 | 235.5376 | 433.9358
2185 | 217.158 | 443.5642 | 217.158 | 443.5642
2186 | 217.7296 | 439.5216 | 217.7296 | 439.5216
2187 | 222.1473 | 407.9572 | 222.1473 | 407.9572
2188 | 223.0213 | 419.6924 | 223.0213 | 419.6924
2189 | 230.0698 | 428.8512 | 230.0698 | 428.8512
2190 | 235.936 | 401.7296 | 235.936 | 401.7296
2191 | 232.1875 | 371.2463 | 232.1875 | 371.2463
2192 | 219.976 | 358.6121 | 219.976 | 358.6121
2193 | 212.9305 | 313.5772 | 212.9305 | 313.5772
2194 | 200.1414 | 276.2619 | 200.1414 | 276.2619
2195 | 186.9149 | 264.026 | 186.9149 | 264.026
2196 | 174.848 | 253.9489 | 174.848 | 253.9489
2197 | 165.9843 | 268.9 | 165.9843 | 268.9
2198 | 160.6406 | 312.3305 | 160.6406 | 312.3305
2199 | 158.6848 | 346.1139 | 158.6848 | 346.1139
2200 | 158.615 | 374.9694 | 158.615 | 374.9694
2201 | 162.9506 | 417.0274 | 162.9506 | 417.0274
2202 | 169.5106 | 464.3839 | 169.5106 | 464.3839
2203 | 181.1745 | 497.6571 | 181.1745 | 497.6571
2204 | 201.2381 | 497.7315 | 201.2381 | 497.7315
2205 | 214.1028 | 492.2265 | 214.1028 | 492.2265
2206 | 223.4192 | 487.0212 | 223.4192 | 487.0212
2207 | 241.6371 | 484.2839 | 241.6371 | 484.2839
2208 | 235.5471 | 477.0499 | 235.5471 | 477.0499
2209 | 220.5929 | 473.1708 | 220.5929 | 473.1708
2210 | 220.2784 | 468.4473 | 220.2784 | 468.4473
2211 | 223.289 | 439.4307 | 223.289 | 439.4307
2212 | 224.5296 | 450.0018 | 224.5296 | 450.0018
2213 | 234.6997 | 457.1839 | 234.6997 | 457.1839
2214 | 240.0085 | 426.1748 | 240.0085 | 426.1748
2215 | 232.3818 | 385.2589 | 232.3818 | 385.2589
2216 | 220.9993 | 363.8833 | 220.9993 | 363.8833
2217 | 208.6773 | 303.4961 | 208.6773 | 303.4961
2218 | 194.0924 | 260.7558 | 194.0924 | 260.7558
2219 | 180.0546 | 249.1788 | 180.0546 | 249.1788
2220 | 168.731 | 247.6674 | 168.731 | 247.6674
2221 | 161.4131 | 285.9216 | 161.4131 | 285.9216
2222 | 156.9075 | 347.3401 | 156.9075 | 347.3401
2223 | 155.9319 | 395.4435 | 155.9319 | 395.4435
2224 | 156.06 | 435.8737 | 156.06 | 435.8737
2225 | 160.1938 | 484.7624 | 160.1938 | 484.7624
2226 | 165.635 | 529.593 | 165.635 | 529.593
2227 | 174.7343 | 554.3664 | 174.7343 | 554.3664
2228 | 191.2379 | 546.7536 | 191.2379 | 546.7536
2229 | 203.6267 | 536.9658 | 203.6267 | 536.9658
2230 | 212.2071 | 525.2814 | 212.2071 | 525.2814
2231 | 230.8205 | 519.1617 | 230.8205 | 519.1617
2232 | 225.7759 | 516.1886 | 225.7759 | 516.1886
2233 | 212.0396 | 521.4681 | 212.0396 | 521.4681
2234 | 212.8601 | 519.8415 | 212.8601 | 519.8415
2235 | 219.6173 | 486.0149 | 219.6173 | 486.0149
2236 | 220.6205 | 492.1056 | 220.6205 | 492.1056
2237 | 228.9388 | 474.0298 | 228.9388 | 474.0298
2238 | 233.2101 | 405.8148 | 233.2101 | 405.8148
2239 | 227.779 | 365.1624 | 227.779 | 365.1624
2240 | 217.2139 | 352.0231 | 217.2139 | 352.0231
2241 | 207.9639 | 323.7023 | 207.9639 | 323.7023
2242 | 197.312 | 295.6336 | 197.312 | 295.6336
2243 | 183.9143 | 296.4658 | 183.9143 | 296.4658
2244 | 173.95 | 298.0074 | 173.95 | 298.0074
2245 | 165.4815 | 324.8187 | 165.4815 | 324.8187
2246 | 160.315 | 366.0748 | 160.315 | 366.0748
2247 | 158.4769 | 387.7344 | 158.4769 | 387.7344
2248 | 158.6048 | 404.8615 | 158.6048 | 404.8615
2249 | 162.2126 | 439.4081 | 162.2126 | 439.4081
2250 | 168.2036 | 481.669 | 168.2036 | 481.669
2251 | 175.9576 | 506.1349 | 175.9576 | 506.1349
2252 | 189.9591 | 497.9072 | 189.9591 | 497.9072
2253 | 201.9007 | 499.2328 | 201.9007 | 499.2328
2254 | 212.235 | 504.2844 | 212.235 | 504.2844
2255 | 228.9502 | 514.7691 | 228.9502 | 514.7691
2256 | 228.2964 | 528.532 | 228.2964 | 528.532
2257 | 216.1553 | 548.7686 | 216.1553 | 548.7686
2258 | 214.092 | 558.6288 | 214.092 | 558.6288
2259 | 212.9317 | 530.6445 | 212.9317 | 530.6445
2260 | 217.7717 | 522.0855 | 217.7717 | 522.0855
2261 | 224.0638 | 491.5126 | 224.0638 | 491.5126
2262 | 229.6186 | 449.2143 | 229.6186 | 449.2143
2263 | 224.4673 | 406.3217 | 224.4673 | 406.3217
2264 | 214.4456 | 401.8359 | 214.4456 | 401.8359
2265 | 203.8455 | 387.3302 | 203.8455 | 387.3302
2266 | 194.6967 | 374.0207 | 194.6967 | 374.0207
2267 | 182.5411 | 380.4317 | 182.5411 | 380.4317
2268 | 171.8572 | 379.4475 | 171.8572 | 379.4475
2269 | 165.2947 | 385.13 | 165.2947 | 385.13
2270 | 160.207 | 393.1117 | 160.207 | 393.1117
2271 | 158.4537 | 405.5906 | 158.4537 | 405.5906
2272 | 157.9682 | 425.507 | 157.9682 | 425.507
2273 | 161.2467 | 466.1155 | 161.2467 | 466.1155
2274 | 166.1717 | 509.7162 | 166.1717 | 509.7162
2275 | 174.4681 | 532.6227 | 174.4681 | 532.6227
2276 | 188.4108 | 523.802 | 188.4108 | 523.802
2277 | 199.6944 | 515.9908 | 199.6944 | 515.9908
2278 | 208.0035 | 507.0957 | 208.0035 | 507.0957
2279 | 224.7402 | 508.9488 | 224.7402 | 508.9488
2280 | 222.8344 | 513.8605 | 222.8344 | 513.8605
2281 | 210.6235 | 519.2938 | 210.6235 | 519.2938
2282 | 209.1814 | 513.2965 | 209.1814 | 513.2965
2283 | 211.7275 | 480.1288 | 211.7275 | 480.1288
2284 | 216.4339 | 487.2297 | 216.4339 | 487.2297
2285 | 224.4231 | 501.8134 | 224.4231 | 501.8134
2286 | 229.6022 | 490.8129 | 229.6022 | 490.8129
2287 | 223.892 | 483.6107 | 223.892 | 483.6107
2288 | 215.128 | 495.5975 | 215.128 | 495.5975
2289 | 205.216 | 476.3037 | 205.216 | 476.3037
2290 | 195.5502 | 450.3214 | 195.5502 | 450.3214
2291 | 183.1402 | 444.4329 | 183.1402 | 444.4329
2292 | 172.712 | 438.441 | 172.712 | 438.441
2293 | 164.9125 | 449.3728 | 164.9125 | 449.3728
2294 | 160.3009 | 465.1295 | 160.3009 | 465.1295
2295 | 158.7616 | 483.9778 | 158.7616 | 483.9778
2296 | 159.15 | 511.0103 | 159.15 | 511.0103
2297 | 161.2967 | 552.7169 | 161.2967 | 552.7169
2298 | 167.3242 | 597.7233 | 167.3242 | 597.7233
2299 | 176.0409 | 622.7164 | 176.0409 | 622.7164
2300 | 189.4929 | 612.4021 | 189.4929 | 612.4021
2301 | 201.1931 | 604.8764 | 201.1931 | 604.8764
2302 | 211.534 | 607.6219 | 211.534 | 607.6219
2303 | 227.8193 | 615.3392 | 227.8193 | 615.3392
2304 | 224.5434 | 616.0339 | 224.5434 | 616.0339
2305 | 215.444 | 620.0177 | 215.444 | 620.0177
2306 | 213.5014 | 617.6223 | 213.5014 | 617.6223
2307 | 214.5942 | 589.2207 | 214.5942 | 589.2207
2308 | 216.639 | 604.2504 | 216.639 | 604.2504
2309 | 225.4088 | 609.4338 | 225.4088 | 609.4338
2310 | 232.1433 | 560.9638 | 232.1433 | 560.9638
2311 | 227.2243 | 522.9471 | 227.2243 | 522.9471
2312 | 215.4744 | 522.5245 | 215.4744 | 522.5245
2313 | 206.9116 | 500.3755 | 206.9116 | 500.3755
2314 | 196.0423 | 472.1969 | 196.0423 | 472.1969
2315 | 181.4967 | 463.8924 | 181.4967 | 463.8924
2316 | 169.8342 | 456.5827 | 169.8342 | 456.5827
2317 | 162.3451 | 475.1578 | 162.3451 | 475.1578
2318 | 157.4308 | 510.5936 | 157.4308 | 510.5936
2319 | 156.1879 | 538.1174 | 156.1879 | 538.1174
2320 | 157.1234 | 555.0029 | 157.1234 | 555.0029
2321 | 161.2236 | 591.7019 | 161.2236 | 591.7019
2322 | 169.6139 | 628.1865 | 169.6139 | 628.1865
2323 | 180.8632 | 638.7276 | 180.8632 | 638.7276
2324 | 199.7547 | 616.641 | 199.7547 | 616.641
2325 | 213.895 | 605.9526 | 213.895 | 605.9526
2326 | 224.6877 | 601.9554 | 224.6877 | 601.9554
2327 | 242.5436 | 602.908 | 242.5436 | 602.908
2328 | 237.8424 | 601.8456 | 237.8424 | 601.8456
2329 | 224.9636 | 610.3099 | 224.9636 | 610.3099
2330 | 222.0332 | 621.7734 | 222.0332 | 621.7734
2331 | 224.7689 | 597.2812 | 224.7689 | 597.2812
2332 | 226.788 | 614.3316 | 226.788 | 614.3316
2333 | 235.5705 | 614.6391 | 235.5705 | 614.6391
2334 | 240.9979 | 574.0979 | 240.9979 | 574.0979
2335 | 232.1136 | 550.555 | 232.1136 | 550.555
2336 | 221.1559 | 549.4516 | 221.1559 | 549.4516
2337 | 213.5537 | 524.1398 | 213.5537 | 524.1398
2338 | 201.0862 | 491.283 | 201.0862 | 491.283
2339 | 186.2446 | 478.3223 | 186.2446 | 478.3223
2340 | 173.2522 | 464.3797 | 173.2522 | 464.3797
2341 | 166.4808 | 474.7844 | 166.4808 | 474.7844
2342 | 161.5809 | 508.3534 | 161.5809 | 508.3534
2343 | 160.0244 | 535.0206 | 160.0244 | 535.0206
2344 | 160.2344 | 559.9666 | 160.2344 | 559.9666
2345 | 164.2191 | 598.5544 | 164.2191 | 598.5544
2346 | 171.725 | 652.1924 | 171.725 | 652.1924
2347 | 183.8938 | 697.1282 | 183.8938 | 697.1282
2348 | 202.3908 | 712.1815 | 202.3908 | 712.1815
2349 | 216.6826 | 714.3637 | 216.6826 | 714.3637
2350 | 225.7133 | 689.1938 | 225.7133 | 689.1938
2351 | 242.3791 | 671.6532 | 242.3791 | 671.6532
2352 | 237.7074 | 658.7746 | 237.7074 | 658.7746
2353 | 225.8514 | 654.0389 | 225.8514 | 654.0389
2354 | 221.3189 | 645.2083 | 221.3189 | 645.2083
2355 | 224.1854 | 608.5924 | 224.1854 | 608.5924
2356 | 226.0838 | 615.7811 | 226.0838 | 615.7811
2357 | 235.3208 | 616.3083 | 235.3208 | 616.3083
2358 | 240.4967 | 570.5179 | 240.4967 | 570.5179
2359 | 234.3366 | 533.5554 | 234.3366 | 533.5554
2360 | 225.059 | 522.5026 | 225.059 | 522.5026
2361 | 216.0446 | 490.6457 | 216.0446 | 490.6457
2362 | 203.998 | 456.0099 | 203.998 | 456.0099
2363 | 190.0171 | 440.0622 | 190.0171 | 440.0622
2364 | 176.6045 | 426.3612 | 176.6045 | 426.3612
2365 | 169.5855 | 440.1262 | 169.5855 | 440.1262
2366 | 164.2996 | 471.4769 | 164.2996 | 471.4769
2367 | 162.9976 | 497.5731 | 162.9976 | 497.5731
2368 | 163.2824 | 519.6639 | 163.2824 | 519.6639
2369 | 166.7884 | 556.4507 | 166.7884 | 556.4507
2370 | 173.7618 | 597.1962 | 173.7618 | 597.1962
2371 | 185.3916 | 616.0834 | 185.3916 | 616.0834
2372 | 204.9092 | 603.0896 | 204.9092 | 603.0896
2373 | 216.816 | 590.6442 | 216.816 | 590.6442
2374 | 227.1742 | 582.6936 | 227.1742 | 582.6936
2375 | 241.2538 | 579.6268 | 241.2538 | 579.6268
2376 | 237.9406 | 573.1176 | 237.9406 | 573.1176
2377 | 226.9623 | 569.4361 | 226.9623 | 569.4361
2378 | 225.6874 | 559.8807 | 225.6874 | 559.8807
2379 | 226.8172 | 521.354 | 226.8172 | 521.354
2380 | 229.6269 | 528.3231 | 229.6269 | 528.3231
2381 | 236.0582 | 535.8785 | 236.0582 | 535.8785
2382 | 241.0647 | 500.4988 | 241.0647 | 500.4988
2383 | 233.5694 | 467.4457 | 233.5694 | 467.4457
2384 | 222.5356 | 463.7726 | 222.5356 | 463.7726
2385 | 213.1498 | 433.2335 | 213.1498 | 433.2335
2386 | 202.7439 | 399.1029 | 202.7439 | 399.1029
2387 | 189.7987 | 388.8656 | 189.7987 | 388.8656
2388 | 179.4203 | 385.6851 | 179.4203 | 385.6851
2389 | 171.9255 | 399.7137 | 171.9255 | 399.7137
2390 | 166.8903 | 415.5582 | 166.8903 | 415.5582
2391 | 164.7078 | 426.0604 | 164.7078 | 426.0604
2392 | 164.8205 | 444.6591 | 164.8205 | 444.6591
2393 | 168.9166 | 481.4898 | 168.9166 | 481.4898
2394 | 175.148 | 522.6526 | 175.148 | 522.6526
2395 | 180.8948 | 548.5242 | 180.8948 | 548.5242
2396 | 195.8082 | 541.7021 | 195.8082 | 541.7021
2397 | 209.0999 | 533.2759 | 209.0999 | 533.2759
2398 | 219.9882 | 527.6973 | 219.9882 | 527.6973
2399 | 234.7031 | 528.2546 | 234.7031 | 528.2546
2400 | 232.2144 | 523.3706 | 232.2144 | 523.3706
2401 | 222.2804 | 522.3467 | 222.2804 | 522.3467
2402 | 220.6986 | 517.8868 | 220.6986 | 517.8868
2403 | 221.2779 | 488.6286 | 221.2779 | 488.6286
2404 | 223.5844 | 498.8483 | 223.5844 | 498.8483
2405 | 228.6415 | 506.7112 | 228.6415 | 506.7112
2406 | 236.9136 | 485.344 | 236.9136 | 485.344
2407 | 230.7678 | 462.6357 | 230.7678 | 462.6357
2408 | 219.8897 | 466.8474 | 219.8897 | 466.8474
2409 | 211.0369 | 445.1157 | 211.0369 | 445.1157
2410 | 202.5024 | 417.0909 | 202.5024 | 417.0909
2411 | 190.4649 | 408.6326 | 190.4649 | 408.6326
2412 | 179.4286 | 399.5659 | 179.4286 | 399.5659
2413 | 170.7593 | 406.7639 | 170.7593 | 406.7639
2414 | 167.3039 | 411.7805 | 167.3039 | 411.7805
2415 | 165.0214 | 417.956 | 165.0214 | 417.956
2416 | 165.2024 | 440.508 | 165.2024 | 440.508
2417 | 168.241 | 478.964 | 168.241 | 478.964
2418 | 173.0824 | 519.8194 | 173.0824 | 519.8194
2419 | 178.8314 | 541.1225 | 178.8314 | 541.1225
2420 | 189.332 | 531.0059 | 189.332 | 531.0059
2421 | 201.8463 | 521.2181 | 201.8463 | 521.2181
2422 | 213.1735 | 520.5153 | 213.1735 | 520.5153
2423 | 228.4364 | 536.5347 | 228.4364 | 536.5347
2424 | 226.2184 | 524.1613 | 226.2184 | 524.1613
2425 | 217.136 | 510.75 | 217.136 | 510.75
2426 | 215.0268 | 510.2216 | 215.0268 | 510.2216
2427 | 216.34 | 482.0835 | 216.34 | 482.0835
2428 | 217.6116 | 502.2965 | 217.6116 | 502.2965
2429 | 224.4056 | 522.393 | 224.4056 | 522.393
2430 | 231.1247 | 494.5687 | 231.1247 | 494.5687
2431 | 227.3367 | 469.7299 | 227.3367 | 469.7299
2432 | 216.6563 | 468.1872 | 216.6563 | 468.1872
2433 | 207.4521 | 443.3147 | 207.4521 | 443.3147
2434 | 198.9048 | 417.4642 | 198.9048 | 417.4642
2435 | 188.098 | 411.444 | 188.098 | 411.444
2436 | 178.1239 | 403.2997 | 178.1239 | 403.2997
2437 | 171.2261 | 416.1203 | 171.2261 | 416.1203
2438 | 166.2997 | 439.4104 | 166.2997 | 439.4104
2439 | 164.4586 | 458.1489 | 164.4586 | 458.1489
2440 | 164.6536 | 478.5265 | 164.6536 | 478.5265
2441 | 167.3165 | 515.1377 | 167.3165 | 515.1377
2442 | 172.0692 | 558.4968 | 172.0692 | 558.4968
2443 | 176.031 | 587.1138 | 176.031 | 587.1138
2444 | 184.1828 | 583.081 | 184.1828 | 583.081
2445 | 195.5271 | 578.4326 | 195.5271 | 578.4326
2446 | 206.656 | 577.9275 | 206.656 | 577.9275
2447 | 223.0064 | 581.8232 | 223.0064 | 581.8232
2448 | 221.1461 | 577.7518 | 221.1461 | 577.7518
2449 | 214.4728 | 579.6271 | 214.4728 | 579.6271
2450 | 212.3854 | 586.5662 | 212.3854 | 586.5662
2451 | 212.7489 | 572.8141 | 212.7489 | 572.8141
2452 | 217.577 | 599.7699 | 217.577 | 599.7699
2453 | 224.3309 | 604.9313 | 224.3309 | 604.9313
2454 | 228.2326 | 553.7379 | 228.2326 | 553.7379
2455 | 222.7178 | 517.9394 | 222.7178 | 517.9394
2456 | 216.979 | 515.1888 | 216.979 | 515.1888
2457 | 207.7724 | 492.1173 | 207.7724 | 492.1173
2458 | 198.1901 | 464.8831 | 198.1901 | 464.8831
2459 | 186.7002 | 456.0735 | 186.7002 | 456.0735
2460 | 176.1041 | 446.3039 | 176.1041 | 446.3039
2461 | 169.2343 | 464.9887 | 169.2343 | 464.9887
2462 | 164.1143 | 500.0512 | 164.1143 | 500.0512
2463 | 161.6072 | 521.8645 | 161.6072 | 521.8645
2464 | 162.171 | 544.1091 | 162.171 | 544.1091
2465 | 164.818 | 584.6077 | 164.818 | 584.6077
2466 | 171.3934 | 623.113 | 171.3934 | 623.113
2467 | 178.8147 | 644.8774 | 178.8147 | 644.8774
2468 | 189.447 | 638.0333 | 189.447 | 638.0333
2469 | 200.8494 | 634.9662 | 200.8494 | 634.9662
2470 | 210.3816 | 637.558 | 210.3816 | 637.558
2471 | 226.8551 | 648.438 | 226.8551 | 648.438
2472 | 222.5489 | 657.1493 | 222.5489 | 657.1493
2473 | 214.9881 | 671.6535 | 214.9881 | 671.6535
2474 | 213.9531 | 679.9543 | 213.9531 | 679.9543
2475 | 217.3298 | 660.36 | 217.3298 | 660.36
2476 | 221.121 | 673.369 | 221.121 | 673.369
2477 | 228.5035 | 670.8433 | 228.5035 | 670.8433
2478 | 232.7546 | 616.597 | 232.7546 | 616.597
2479 | 225.3024 | 572.3207 | 225.3024 | 572.3207
2480 | 216.7201 | 562.2342 | 216.7201 | 562.2342
2481 | 209.1678 | 526.5119 | 209.1678 | 526.5119
2482 | 199.0428 | 491.5466 | 199.0428 | 491.5466
2483 | 186.1528 | 482.4075 | 186.1528 | 482.4075
2484 | 175.0645 | 477.1184 | 175.0645 | 477.1184
2485 | 168.7527 | 497.802 | 168.7527 | 497.802
2486 | 163.9416 | 529.7237 | 163.9416 | 529.7237
2487 | 161.4279 | 547.4079 | 161.4279 | 547.4079
2488 | 162.3982 | 568.2248 | 162.3982 | 568.2248
2489 | 166.0416 | 606.3514 | 166.0416 | 606.3514
2490 | 173.4447 | 648.6783 | 173.4447 | 648.6783
2491 | 183.7797 | 675.1648 | 183.7797 | 675.1648
2492 | 200.6926 | 672.1863 | 200.6926 | 672.1863
2493 | 211.6679 | 674.8736 | 211.6679 | 674.8736
2494 | 225.5011 | 681.902 | 225.5011 | 681.902
2495 | 243.0711 | 692.167 | 243.0711 | 692.167
2496 | 238.0699 | 702.1522 | 238.0699 | 702.1522
2497 | 228.4015 | 717.0078 | 228.4015 | 717.0078
2498 | 225.3987 | 721.3991 | 225.3987 | 721.3991
2499 | 228.6784 | 698.4444 | 228.6784 | 698.4444
2500 | 231.9988 | 718.4598 | 231.9988 | 718.4598
2501 | 239.8256 | 722.4352 | 239.8256 | 722.4352
2502 | 240.8512 | 669.0235 | 240.8512 | 669.0235
2503 | 233.3488 | 607.7475 | 233.3488 | 607.7475
2504 | 223.4132 | 594.1031 | 223.4132 | 594.1031
2505 | 215.2522 | 560.4013 | 215.2522 | 560.4013
2506 | 203.9764 | 525.6776 | 203.9764 | 525.6776
2507 | 188.7936 | 515.089 | 188.7936 | 515.089
2508 | 176.847 | 511.9743 | 176.847 | 511.9743
2509 | 168.1523 | 540.8282 | 168.1523 | 540.8282
2510 | 163.2975 | 576.9229 | 163.2975 | 576.9229
2511 | 161.7481 | 594.673 | 161.7481 | 594.673
2512 | 163.7023 | 613.2716 | 163.7023 | 613.2716
2513 | 166.9553 | 652.6502 | 166.9553 | 652.6502
2514 | 173.9615 | 696.9098 | 173.9615 | 696.9098
2515 | 188.4315 | 718.7181 | 188.4315 | 718.7181
2516 | 207.6854 | 703.7476 | 207.6854 | 703.7476
2517 | 221.7634 | 695.0799 | 221.7634 | 695.0799
2518 | 232.0638 | 693.5645 | 232.0638 | 693.5645
2519 | 250.3022 | 697.6139 | 250.3022 | 697.6139
2520 | 245.7028 | 694.8384 | 245.7028 | 694.8384
2521 | 232.5298 | 691.5523 | 232.5298 | 691.5523
2522 | 232.8255 | 683.4904 | 232.8255 | 683.4904
2523 | 233.1591 | 648.5437 | 233.1591 | 648.5437
2524 | 233.7088 | 657.0722 | 233.7088 | 657.0722
2525 | 245.4732 | 668.9984 | 245.4732 | 668.9984
2526 | 252.0551 | 639.5487 | 252.0551 | 639.5487
2527 | 243.8192 | 606.5835 | 243.8192 | 606.5835
2528 | 231.2993 | 596.4531 | 231.2993 | 596.4531
2529 | 221.6351 | 563.0589 | 221.6351 | 563.0589
2530 | 209.8449 | 527.852 | 209.8449 | 527.852
2531 | 195.7619 | 513.6833 | 195.7619 | 513.6833
2532 | 182.0494 | 500.773 | 182.0494 | 500.773
2533 | 173.335 | 508.1906 | 173.335 | 508.1906
2534 | 168.8971 | 523.5959 | 168.8971 | 523.5959
2535 | 166.5734 | 539.3254 | 166.5734 | 539.3254
2536 | 167.1943 | 563.2391 | 167.1943 | 563.2391
2537 | 170.6309 | 601.9588 | 170.6309 | 601.9588
2538 | 178.1859 | 643.5169 | 178.1859 | 643.5169
2539 | 191.7958 | 667.9169 | 191.7958 | 667.9169
2540 | 209.4098 | 658.8546 | 209.4098 | 658.8546
2541 | 223.1434 | 649.3961 | 223.1434 | 649.3961
2542 | 233.3582 | 643.5979 | 233.3582 | 643.5979
2543 | 253.3181 | 641.1901 | 253.3181 | 641.1901
2544 | 245.4952 | 634.7247 | 245.4952 | 634.7247
2545 | 233.4225 | 635.7654 | 233.4225 | 635.7654
2546 | 230.3127 | 633.7434 | 230.3127 | 633.7434
2547 | 231.5741 | 604.1118 | 231.5741 | 604.1118
2548 | 233.4995 | 617.5382 | 233.4995 | 617.5382
2549 | 245.1722 | 630.0134 | 245.1722 | 630.0134
2550 | 251.6757 | 586.4852 | 251.6757 | 586.4852
2551 | 241.1296 | 539.156 | 241.1296 | 539.156
2552 | 231.5043 | 520.9212 | 231.5043 | 520.9212
2553 | 221.2901 | 486.0115 | 221.2901 | 486.0115
2554 | 209.9951 | 452.8691 | 209.9951 | 452.8691
2555 | 195.2397 | 442.2146 | 195.2397 | 442.2146
2556 | 182.9031 | 435.6956 | 182.9031 | 435.6956
2557 | 174.4973 | 461.0793 | 174.4973 | 461.0793
2558 | 169.7485 | 493.6379 | 169.7485 | 493.6379
2559 | 167.0334 | 512.0689 | 167.0334 | 512.0689
2560 | 167.9718 | 537.6299 | 167.9718 | 537.6299
2561 | 169.9569 | 582.5651 | 169.9569 | 582.5651
2562 | 178.5209 | 632.7768 | 178.5209 | 632.7768
2563 | 189.9711 | 663.5243 | 189.9711 | 663.5243
2564 | 203.6732 | 657.405 | 203.6732 | 657.405
2565 | 218.4219 | 653.0201 | 218.4219 | 653.0201
2566 | 228.5142 | 653.0641 | 228.5142 | 653.0641
2567 | 245.2034 | 653.797 | 245.2034 | 653.797
2568 | 240.4605 | 650.4066 | 240.4605 | 650.4066
2569 | 226.8294 | 652.8968 | 226.8294 | 652.8968
2570 | 225.134 | 650.1281 | 225.134 | 650.1281
2571 | 224.3038 | 614.9178 | 224.3038 | 614.9178
2572 | 230.6748 | 623.9735 | 230.6748 | 623.9735
2573 | 242.8087 | 636.1192 | 242.8087 | 636.1192
2574 | 249.2068 | 596.7421 | 249.2068 | 596.7421
2575 | 238.8499 | 550.9503 | 238.8499 | 550.9503
2576 | 226.7057 | 540.183 | 226.7057 | 540.183
2577 | 218.2283 | 507.1622 | 218.2283 | 507.1622
2578 | 207.5549 | 472.5703 | 207.5549 | 472.5703
2579 | 195.7274 | 460.3563 | 195.7274 | 460.3563
2580 | 182.9166 | 450.8283 | 182.9166 | 450.8283
2581 | 175.6044 | 466.7019 | 175.6044 | 466.7019
2582 | 169.5391 | 482.4366 | 169.5391 | 482.4366
2583 | 167.2233 | 493.3122 | 167.2233 | 493.3122
2584 | 167.0707 | 512.5038 | 167.0707 | 512.5038
2585 | 170.623 | 548.0607 | 170.623 | 548.0607
2586 | 176.1513 | 589.0698 | 176.1513 | 589.0698
2587 | 185.1553 | 616.5007 | 185.1553 | 616.5007
2588 | 196.6139 | 614.5325 | 196.6139 | 614.5325
2589 | 208.1962 | 613.4861 | 208.1962 | 613.4861
2590 | 217.846 | 616.7807 | 217.846 | 616.7807
2591 | 232.9454 | 623.5755 | 232.9454 | 623.5755
2592 | 229.512 | 624.1384 | 229.512 | 624.1384
2593 | 220.6533 | 630.9115 | 220.6533 | 630.9115
2594 | 219.0386 | 635.6982 | 219.0386 | 635.6982
2595 | 219.2236 | 609.4489 | 219.2236 | 609.4489
2596 | 223.1978 | 622.2384 | 223.1978 | 622.2384
2597 | 232.8299 | 632.1658 | 232.8299 | 632.1658
2598 | 238.9336 | 585.2114 | 238.9336 | 585.2114
2599 | 231.9698 | 523.6719 | 231.9698 | 523.6719
2600 | 223.1209 | 493.6208 | 223.1209 | 493.6208
2601 | 214.7199 | 458.0302 | 214.7199 | 458.0302
2602 | 205.2317 | 426.5131 | 205.2317 | 426.5131
2603 | 192.0246 | 417.5717 | 192.0246 | 417.5717
2604 | 182.3152 | 417.7296 | 182.3152 | 417.7296
2605 | 173.7725 | 456.6866 | 173.7725 | 456.6866
2606 | 169.178 | 495.8343 | 169.178 | 495.8343
2607 | 167.4797 | 527.0479 | 167.4797 | 527.0479
2608 | 168.4815 | 560.362 | 168.4815 | 560.362
2609 | 170.4685 | 603.0789 | 170.4685 | 603.0789
2610 | 175.5216 | 649.7325 | 175.5216 | 649.7325
2611 | 185.6112 | 681.7319 | 185.6112 | 681.7319
2612 | 196.358 | 680.774 | 196.358 | 680.774
2613 | 206.7263 | 673.5339 | 206.7263 | 673.5339
2614 | 217.3539 | 661.9593 | 217.3539 | 661.9593
2615 | 233.5494 | 653.2699 | 233.5494 | 653.2699
2616 | 230.208 | 641.0063 | 230.208 | 641.0063
2617 | 222.6573 | 631.4386 | 222.6573 | 631.4386
2618 | 219.9351 | 613.7568 | 219.9351 | 613.7568
2619 | 220.2912 | 569.3658 | 220.2912 | 569.3658
2620 | 227.4185 | 577.3892 | 227.4185 | 577.3892
2621 | 241.112 | 591.8851 | 241.112 | 591.8851
2622 | 244.0091 | 550.0261 | 244.0091 | 550.0261
2623 | 233.377 | 494.834 | 233.377 | 494.834
2624 | 224.4468 | 483.6055 | 224.4468 | 483.6055
2625 | 215.7208 | 450.2551 | 215.7208 | 450.2551
2626 | 205.6095 | 409.8869 | 205.6095 | 409.8869
2627 | 191.7179 | 395.8719 | 191.7179 | 395.8719
2628 | 181.0719 | 387.486 | 181.0719 | 387.486
2629 | 172.4468 | 397.3197 | 172.4468 | 397.3197
2630 | 167.6348 | 404.5107 | 167.6348 | 404.5107
2631 | 165.4452 | 422.1949 | 165.4452 | 422.1949
2632 | 165.8955 | 463.5036 | 165.8955 | 463.5036
2633 | 167.7825 | 523.901 | 167.7825 | 523.901
2634 | 174.5699 | 580.8775 | 174.5699 | 580.8775
2635 | 187.9365 | 612.13 | 187.9365 | 612.13
2636 | 200.4081 | 607.2187 | 200.4081 | 607.2187
2637 | 209.3666 | 599.1001 | 209.3666 | 599.1001
2638 | 219.4423 | 594.2243 | 219.4423 | 594.2243
2639 | 238.6242 | 601.5902 | 238.6242 | 601.5902
2640 | 233.1326 | 611.0702 | 233.1326 | 611.0702
2641 | 223.7231 | 622.8509 | 223.7231 | 622.8509
2642 | 221.1868 | 630.4489 | 221.1868 | 630.4489
2643 | 222.6007 | 612.0186 | 222.6007 | 612.0186
2644 | 228.9072 | 642.5764 | 228.9072 | 642.5764
2645 | 240.5931 | 664.7155 | 240.5931 | 664.7155
2646 | 247.4148 | 618.0905 | 247.4148 | 618.0905
2647 | 235.7466 | 554.728 | 235.7466 | 554.728
2648 | 225.8348 | 531.1561 | 225.8348 | 531.1561
2649 | 218.5277 | 491.1069 | 218.5277 | 491.1069
2650 | 207.6884 | 447.6199 | 207.6884 | 447.6199
2651 | 194.0988 | 429.9371 | 194.0988 | 429.9371
2652 | 179.7633 | 427.4154 | 179.7633 | 427.4154
2653 | 172.1729 | 461.4966 | 172.1729 | 461.4966
2654 | 167.6833 | 495.7903 | 167.6833 | 495.7903
2655 | 165.522 | 528.5853 | 165.522 | 528.5853
2656 | 166.2424 | 574.5503 | 166.2424 | 574.5503
2657 | 169.6151 | 631.17 | 169.6151 | 631.17
2658 | 178.2125 | 686.7847 | 178.2125 | 686.7847
2659 | 193.9959 | 721.3318 | 193.9959 | 721.3318
2660 | 210.3734 | 720.1762 | 210.3734 | 720.1762
2661 | 221.5373 | 717.0213 | 221.5373 | 717.0213
2662 | 230.6732 | 718.5149 | 230.6732 | 718.5149
2663 | 247.7672 | 719.6212 | 247.7672 | 719.6212
2664 | 243.3137 | 713.0899 | 243.3137 | 713.0899
2665 | 231.0231 | 712.5273 | 231.0231 | 712.5273
2666 | 225.9471 | 710.5712 | 225.9471 | 710.5712
2667 | 231.8049 | 684.3 | 231.8049 | 684.3
2668 | 236.0845 | 701.9873 | 236.0845 | 701.9873
2669 | 249.1109 | 707.1706 | 249.1109 | 707.1706
2670 | 251.5778 | 643.8974 | 251.5778 | 643.8974
2671 | 238.7812 | 574.1875 | 238.7812 | 574.1875
2672 | 227.8709 | 544.0925 | 227.8709 | 544.0925
2673 | 218.2644 | 502.0447 | 218.2644 | 502.0447
2674 | 206.7221 | 458.8651 | 206.7221 | 458.8651
2675 | 192.4626 | 441.8851 | 192.4626 | 441.8851
2676 | 180.0467 | 441.9991 | 180.0467 | 441.9991
2677 | 171.9128 | 478.2985 | 171.9128 | 478.2985
2678 | 168.1804 | 513.6685 | 168.1804 | 513.6685
2679 | 165.8166 | 539.7866 | 165.8166 | 539.7866
2680 | 165.9007 | 573.5839 | 165.9007 | 573.5839
2681 | 170.2195 | 621.8136 | 170.2195 | 621.8136
2682 | 176.9241 | 668.9724 | 176.9241 | 668.9724
2683 | 192.7399 | 694.6244 | 192.7399 | 694.6244
2684 | 211.0029 | 683.3437 | 211.0029 | 683.3437
2685 | 222.5724 | 667.45 | 222.5724 | 667.45
2686 | 234.0282 | 654.2941 | 234.0282 | 654.2941
2687 | 248.8889 | 647.6912 | 248.8889 | 647.6912
2688 | 242.5308 | 637.4043 | 242.5308 | 637.4043
2689 | 231.6206 | 635.6995 | 231.6206 | 635.6995
2690 | 229.8848 | 636.0716 | 229.8848 | 636.0716
2691 | 231.0147 | 618.4759 | 231.0147 | 618.4759
2692 | 233.8048 | 648.9677 | 233.8048 | 648.9677
2693 | 245.6319 | 679.6286 | 245.6319 | 679.6286
2694 | 251.883 | 625.7337 | 251.883 | 625.7337
2695 | 238.8366 | 553.2784 | 238.8366 | 553.2784
2696 | 227.7843 | 525.9288 | 227.7843 | 525.9288
2697 | 217.1259 | 482.695 | 217.1259 | 482.695
2698 | 204.9795 | 443.1394 | 204.9795 | 443.1394
2699 | 191.5335 | 432.9461 | 191.5335 | 432.9461
2700 | 178.5884 | 446.8969 | 178.5884 | 446.8969
2701 | 171.5173 | 508.2126 | 171.5173 | 508.2126
2702 | 166.032 | 554.6082 | 166.032 | 554.6082
2703 | 164.5979 | 572.534 | 164.5979 | 572.534
2704 | 166.4741 | 591.6378 | 166.4741 | 591.6378
2705 | 168.7694 | 624.0539 | 168.7694 | 624.0539
2706 | 176.7299 | 668.2476 | 176.7299 | 668.2476
2707 | 193.0934 | 697.4576 | 193.0934 | 697.4576
2708 | 210.559 | 693.4249 | 210.559 | 693.4249
2709 | 224.7897 | 690.248 | 224.7897 | 690.248
2710 | 235.5317 | 675.1373 | 235.5317 | 675.1373
2711 | 250.6798 | 669.369 | 250.6798 | 669.369
2712 | 245.4443 | 654.6016 | 245.4443 | 654.6016
2713 | 231.7898 | 651.8425 | 231.7898 | 651.8425
2714 | 229.0177 | 638.0483 | 229.0177 | 638.0483
2715 | 233.2152 | 595.019 | 233.2152 | 595.019
2716 | 236.7135 | 599.089 | 236.7135 | 599.089
2717 | 247.627 | 609.4118 | 247.627 | 609.4118
2718 | 252.8865 | 584.6623 | 252.8865 | 584.6623
2719 | 242.8257 | 558.9669 | 242.8257 | 558.9669
2720 | 231.3494 | 545.4982 | 231.3494 | 545.4982
2721 | 221.1407 | 501.4736 | 221.1407 | 501.4736
2722 | 210.1428 | 451.2658 | 210.1428 | 451.2658
2723 | 197.5507 | 424.9953 | 197.5507 | 424.9953
2724 | 185.3992 | 425.7682 | 185.3992 | 425.7682
2725 | 177.7785 | 445.4633 | 177.7785 | 445.4633
2726 | 174.4079 | 489.6845 | 174.4079 | 489.6845
2727 | 170.8164 | 527.9923 | 170.8164 | 527.9923
2728 | 172.4923 | 509.7584 | 172.4923 | 509.7584
2729 | 174.9304 | 529.0185 | 174.9304 | 529.0185
2730 | 183.1476 | 555.2682 | 183.1476 | 555.2682
2731 | 194.8128 | 569.6749 | 194.8128 | 569.6749
2732 | 207.385 | 568.5852 | 207.385 | 568.5852
2733 | 221.2084 | 566.9677 | 221.2084 | 566.9677
2734 | 230.3694 | 544.3016 | 230.3694 | 544.3016
2735 | 243.4144 | 528.8476 | 243.4144 | 528.8476
2736 | 242.1853 | 529.2568 | 242.1853 | 529.2568
2737 | 228.9603 | 533.7457 | 228.9603 | 533.7457
2738 | 226.81 | 536.3141 | 226.81 | 536.3141
2739 | 231.0696 | 510.3503 | 231.0696 | 510.3503
2740 | 234.2032 | 531.2442 | 234.2032 | 531.2442
2741 | 244.7007 | 554.5034 | 244.7007 | 554.5034
2742 | 246.5592 | 525.8884 | 246.5592 | 525.8884
2743 | 235.5315 | 493.2746 | 235.5315 | 493.2746
2744 | 227.5826 | 488.1958 | 227.5826 | 488.1958
2745 | 218.3964 | 463.3014 | 218.3964 | 463.3014
2746 | 209.1397 | 435.2326 | 209.1397 | 435.2326
2747 | 197.5451 | 430.8595 | 197.5451 | 430.8595
2748 | 185.6703 | 436.4643 | 185.6703 | 436.4643
2749 | 177.6369 | 463.9784 | 177.6369 | 463.9784
2750 | 173.3342 | 489.1794 | 173.3342 | 489.1794
2751 | 171.1403 | 523.6216 | 171.1403 | 523.6216
2752 | 171.2708 | 569.9599 | 171.2708 | 569.9599
2753 | 174.6161 | 626.3161 | 174.6161 | 626.3161
2754 | 181.7318 | 682.1065 | 181.7318 | 682.1065
2755 | 190.8113 | 719.2672 | 190.8113 | 719.2672
2756 | 200.2452 | 721.3183 | 200.2452 | 721.3183
2757 | 211.5418 | 720.9966 | 211.5418 | 720.9966
2758 | 222.4938 | 724.0716 | 222.4938 | 724.0716
2759 | 234.4009 | 730.493 | 234.4009 | 730.493
2760 | 232.4198 | 731.0779 | 232.4198 | 731.0779
2761 | 222.8072 | 734.3588 | 222.8072 | 734.3588
2762 | 223.8231 | 729.5915 | 223.8231 | 729.5915
2763 | 224.2755 | 692.7339 | 224.2755 | 692.7339
2764 | 231.0935 | 700.7353 | 231.0935 | 700.7353
2765 | 244.2062 | 708.4006 | 244.2062 | 708.4006
2766 | 243.2854 | 647.8948 | 243.2854 | 647.8948
2767 | 232.3751 | 573.0674 | 232.3751 | 573.0674
2768 | 224.1838 | 539.1288 | 224.1838 | 539.1288
2769 | 216.1106 | 494.9725 | 216.1106 | 494.9725
2770 | 207.8695 | 457.6132 | 207.8695 | 457.6132
2771 | 197.4455 | 448.2106 | 197.4455 | 448.2106
2772 | 186.2727 | 451.641 | 186.2727 | 451.641
2773 | 177.5802 | 478.0569 | 177.5802 | 478.0569
2774 | 173.2703 | 502.2915 | 173.2703 | 502.2915
2775 | 170.8748 | 524.9614 | 170.8748 | 524.9614
2776 | 171.5988 | 552.7187 | 171.5988 | 552.7187
2777 | 174.1557 | 601.4316 | 174.1557 | 601.4316
2778 | 181.1306 | 664.1405 | 181.1306 | 664.1405
2779 | 190.9032 | 713.2053 | 190.9032 | 713.2053
2780 | 200.7712 | 715.5419 | 200.7712 | 715.5419
2781 | 209.1294 | 698.2426 | 209.1294 | 698.2426
2782 | 217.6179 | 676.9602 | 217.6179 | 676.9602
2783 | 231.2658 | 670.8186 | 231.2658 | 670.8186
2784 | 229.5278 | 661.1027 | 229.5278 | 661.1027
2785 | 221.6926 | 651.0079 | 221.6926 | 651.0079
2786 | 221.0089 | 637.3894 | 221.0089 | 637.3894
2787 | 224.0084 | 597.0396 | 224.0084 | 597.0396
2788 | 229.2241 | 607.479 | 229.2241 | 607.479
2789 | 242.1924 | 631.1775 | 242.1924 | 631.1775
2790 | 245.9732 | 587.8689 | 245.9732 | 587.8689
2791 | 233.5465 | 515.8309 | 233.5465 | 515.8309
2792 | 226.3375 | 489.3818 | 226.3375 | 489.3818
2793 | 218.3389 | 456.4049 | 218.3389 | 456.4049
2794 | 208.753 | 423.7677 | 208.753 | 423.7677
2795 | 196.1918 | 427.3674 | 196.1918 | 427.3674
2796 | 184.4606 | 437.0793 | 184.4606 | 437.0793
2797 | 177.5196 | 458.0703 | 177.5196 | 458.0703
2798 | 173.9987 | 464.6024 | 173.9987 | 464.6024
2799 | 171.9484 | 474.248 | 171.9484 | 474.248
2800 | 172.5074 | 491.3531 | 172.5074 | 491.3531
2801 | 175.9662 | 520.4748 | 175.9662 | 520.4748
2802 | 182.0826 | 550.0629 | 182.0826 | 550.0629
2803 | 193.0179 | 563.8985 | 193.0179 | 563.8985
2804 | 207.1052 | 548.1373 | 207.1052 | 548.1373
2805 | 216.8882 | 545.0483 | 216.8882 | 545.0483
2806 | 223.8473 | 554.3828 | 223.8473 | 554.3828
2807 | 236.6603 | 550.9647 | 236.6603 | 550.9647
2808 | 232.6904 | 530.1573 | 232.6904 | 530.1573
2809 | 221.7609 | 511.4309 | 221.7609 | 511.4309
2810 | 220.8654 | 498.2296 | 220.8654 | 498.2296
2811 | 224.3349 | 465.1498 | 224.3349 | 465.1498
2812 | 231.9892 | 480.7505 | 231.9892 | 480.7505
2813 | 244.8515 | 511.3455 | 244.8515 | 511.3455
2814 | 247.3598 | 491.34 | 247.3598 | 491.34
2815 | 235.2442 | 460.5053 | 235.2442 | 460.5053
2816 | 227.9321 | 444.7743 | 227.9321 | 444.7743
2817 | 218.827 | 409.8206 | 218.827 | 409.8206
2818 | 207.4662 | 380.2803 | 207.4662 | 380.2803
2819 | 192.9208 | 376.3685 | 192.9208 | 376.3685
2820 | 181.2939 | 376.3287 | 181.2939 | 376.3287
2821 | 175.0853 | 388.8638 | 175.0853 | 388.8638
2822 | 171.699 | 391.7939 | 171.699 | 391.7939
2823 | 169.7685 | 398.8259 | 169.7685 | 398.8259
2824 | 172.3728 | 418.325 | 172.3728 | 418.325
2825 | 175.7319 | 456.8689 | 175.7319 | 456.8689
2826 | 185.6174 | 496.9555 | 185.6174 | 496.9555
2827 | 201.9815 | 519.4667 | 201.9815 | 519.4667
2828 | 219.618 | 509.1963 | 219.618 | 509.1963
2829 | 232.3334 | 500.7482 | 232.3334 | 500.7482
2830 | 239.9246 | 491.8532 | 239.9246 | 491.8532
2831 | 253.3959 | 485.9971 | 253.3959 | 485.9971
2832 | 245.9985 | 458.3152 | 245.9985 | 458.3152
2833 | 231.6818 | 445.7825 | 231.6818 | 445.7825
2834 | 231.6242 | 440.2464 | 231.6242 | 440.2464
2835 | 236.0787 | 408.4843 | 236.0787 | 408.4843
2836 | 241.5458 | 424.5683 | 241.5458 | 424.5683
2837 | 254.1691 | 454.5702 | 254.1691 | 454.5702
2838 | 256.4725 | 443.1085 | 256.4725 | 443.1085
2839 | 245.9482 | 425.1663 | 245.9482 | 425.1663
2840 | 234.7247 | 425.0073 | 234.7247 | 425.0073
2841 | 224.2875 | 400.7498 | 224.2875 | 400.7498
2842 | 213.2695 | 350.476 | 213.2695 | 350.476
2843 | 198.5302 | 332.8152 | 198.5302 | 332.8152
2844 | 184.0889 | 322.9138 | 184.0889 | 322.9138
2845 | 177.2477 | 336.0419 | 177.2477 | 336.0419
2846 | 173.1336 | 353.4239 | 173.1336 | 353.4239
2847 | 172.0909 | 374.2489 | 172.0909 | 374.2489
2848 | 173.9186 | 398.3384 | 173.9186 | 398.3384
2849 | 177.943 | 437.4094 | 177.943 | 437.4094
2850 | 186.6654 | 484.7219 | 186.6654 | 484.7219
2851 | 204.0921 | 514.2174 | 204.0921 | 514.2174
2852 | 221.1998 | 509.0865 | 221.1998 | 509.0865
2853 | 231.7894 | 507.7326 | 231.7894 | 507.7326
2854 | 241.3677 | 510.522 | 241.3677 | 510.522
2855 | 254.9837 | 521.4899 | 254.9837 | 521.4899
2856 | 247.3521 | 541.4245 | 247.3521 | 541.4245
2857 | 236.7453 | 559.4647 | 236.7453 | 559.4647
2858 | 236.3676 | 567.3922 | 236.3676 | 567.3922
2859 | 239.6119 | 544.7888 | 239.6119 | 544.7888
2860 | 245.3834 | 566.0342 | 245.3834 | 566.0342
2861 | 257.5421 | 590.5453 | 257.5421 | 590.5453
2862 | 262.131 | 543.6567 | 262.131 | 543.6567
2863 | 250.317 | 488.3109 | 250.317 | 488.3109
2864 | 238.4816 | 472.3602 | 238.4816 | 472.3602
2865 | 227.9725 | 438.2412 | 227.9725 | 438.2412
2866 | 218.0171 | 404.1105 | 218.0171 | 404.1105
2867 | 202.4502 | 409.2037 | 202.4502 | 409.2037
2868 | 189.1071 | 420.4311 | 189.1071 | 420.4311
2869 | 182.6791 | 435.7555 | 182.6791 | 435.7555
2870 | 177.3278 | 439.9156 | 177.3278 | 439.9156
2871 | 176.0306 | 445.8274 | 176.0306 | 445.8274
2872 | 178.4467 | 462.1419 | 178.4467 | 462.1419
2873 | 180.2005 | 497.1058 | 180.2005 | 497.1058
2874 | 191.1672 | 539.5644 | 191.1672 | 539.5644
2875 | 207.7327 | 563.8766 | 207.7327 | 563.8766
2876 | 227.8989 | 557.5816 | 227.8989 | 557.5816
2877 | 234.6069 | 552.3621 | 234.6069 | 552.3621
2878 | 244.2572 | 552.4061 | 244.2572 | 552.4061
2879 | 256.9271 | 559.5084 | 256.9271 | 559.5084
2880 | 249.8208 | 556.7329 | 249.8208 | 556.7329
2881 | 237.6608 | 550.4158 | 237.6608 | 550.4158
2882 | 237.0532 | 544.0232 | 237.0532 | 544.0232
2883 | 239.6705 | 513.2056 | 239.6705 | 513.2056
2884 | 246.2591 | 531.1783 | 246.2591 | 531.1783
2885 | 260.1596 | 562.1906 | 260.1596 | 562.1906
2886 | 263.5208 | 543.7007 | 263.5208 | 543.7007
2887 | 250.8989 | 495.6247 | 250.8989 | 495.6247
2888 | 241.9371 | 475.501 | 241.9371 | 475.501
2889 | 233.5591 | 445.4452 | 233.5591 | 445.4452
2890 | 220.5825 | 416.1684 | 220.5825 | 416.1684
2891 | 206.3916 | 416.9128 | 206.3916 | 416.9128
2892 | 191.0403 | 443.9538 | 191.0403 | 443.9538
2893 | 182.2876 | 486.7544 | 182.2876 | 486.7544
2894 | 177.4891 | 501.2372 | 177.4891 | 501.2372
2895 | 176.1714 | 509.9384 | 176.1714 | 509.9384
2896 | 176.9341 | 536.6635 | 176.9341 | 536.6635
2897 | 180.6482 | 580.3908 | 180.6482 | 580.3908
2898 | 188.4468 | 625.1995 | 188.4468 | 625.1995
2899 | 201.4105 | 651.2028 | 201.4105 | 651.2028
2900 | 215.6576 | 645.0176 | 215.6576 | 645.0176
2901 | 226.9948 | 642.0165 | 226.9948 | 642.0165
2902 | 234.8011 | 640.5011 | 234.8011 | 640.5011
2903 | 248.7846 | 643.4303 | 248.7846 | 643.4303
2904 | 241.8879 | 635.5374 | 241.8879 | 635.5374
2905 | 228.8677 | 633.2616 | 228.8677 | 633.2616
2906 | 226.4394 | 629.812 | 226.4394 | 629.812
2907 | 228.837 | 607.1867 | 228.837 | 607.1867
2908 | 231.5942 | 634.6916 | 231.5942 | 634.6916
2909 | 239.8431 | 667.5927 | 239.8431 | 667.5927
2910 | 236.5486 | 633.9041 | 236.5486 | 633.9041
2911 | 230.6916 | 577.1526 | 230.6916 | 577.1526
2912 | 221.6793 | 554.9424 | 221.6793 | 554.9424
2913 | 216.4787 | 519.5495 | 216.4787 | 519.5495
2914 | 209.1383 | 486.6927 | 209.1383 | 486.6927
2915 | 199.8955 | 482.4295 | 199.8955 | 482.4295
2916 | 193.5731 | 845.7445 | 193.5731 | 845.7445
2917 | 185.9083 | 864.7093 | 185.9083 | 864.7093
2918 | 179.8996 | 869.2958 | 179.8996 | 869.2958
2919 | 181.0268 | 866.9578 | 181.0268 | 866.9578
2920 | 180.5439 | 860.6771 | 180.5439 | 860.6771
2921 | 182.6529 | 870.8999 | 182.6529 | 870.8999
2922 | 189.4878 | 898.0248 | 189.4878 | 898.0248
2923 | 199.5474 | 928.7121 | 199.5474 | 928.7121
2924 | 213.9775 | 943.6247 | 213.9775 | 943.6247
2925 | 221.2178 | 923.0619 | 221.2178 | 923.0619
2926 | 231.0022 | 910.0376 | 231.0022 | 910.0376
2927 | 244.5614 | 904.5195 | 244.5614 | 904.5195
2928 | 243.3559 | 871.7873 | 243.3559 | 871.7873
2929 | 235.2125 | 891.9235 | 235.2125 | 891.9235
2930 | 234.1977 | 879.3996 | 234.1977 | 879.3996
2931 | 236.6053 | 866.6247 | 236.6053 | 866.6247
2932 | 247.9793 | 852.5885 | 247.9793 | 852.5885
2933 | 258.5805 | 874.8924 | 258.5805 | 874.8924
2934 | 251.3018 | 879.0657 | 251.3018 | 879.0657
2935 | 244.9838 | 823.363 | 244.9838 | 823.363
2936 | 236.1509 | 765.9891 | 236.1509 | 765.9891
2937 | 225.3869 | 736.017 | 225.3869 | 736.017
2938 | 215.5512 | 718.5752 | 215.5512 | 718.5752
2939 | 203.7038 | 701.2707 | 203.7038 | 701.2707
2940 | 192.7536 | 689.0145 | 192.7536 | 689.0145
2941 | 184.7014 | 692.5458 | 184.7014 | 692.5458
2942 | 180.2597 | 708.8025 | 180.2597 | 708.8025
2943 | 178.94 | 727.562 | 178.94 | 727.562
2944 | 179.8591 | 747.2066 | 179.8591 | 747.2066
2945 | 184.9405 | 786.7379 | 184.9405 | 786.7379
2946 | 191.8336 | 829.4103 | 191.8336 | 829.4103
2947 | 199.4813 | 867.2442 | 199.4813 | 867.2442
2948 | 209.8658 | 904.3567 | 209.8658 | 904.3567
2949 | 219.2385 | 913.1023 | 219.2385 | 913.1023
2950 | 232.473 | 921.9359 | 232.473 | 921.9359
2951 | 241.7231 | 930.9009 | 241.7231 | 930.9009
2952 | 237.5709 | 914.4386 | 237.5709 | 914.4386
2953 | 231.0625 | 969.4332 | 231.0625 | 969.4332
2954 | 229.7699 | 982.3024 | 229.7699 | 982.3024
2955 | 236.7765 | 984.961 | 236.7765 | 984.961
2956 | 247.7618 | 967.8076 | 247.7618 | 967.8076
2957 | 262.1399 | 990.6817 | 262.1399 | 990.6817
2958 | 253.2691 | 978.5473 | 253.2691 | 978.5473
2959 | 241.6859 | 903.4957 | 241.6859 | 903.4957
2960 | 232.6282 | 842.8526 | 232.6282 | 842.8526
2961 | 226.6516 | 804.8216 | 226.6516 | 804.8216
2962 | 215.1224 | 773.771 | 215.1224 | 773.771
2963 | 202.1374 | 761.3321 | 202.1374 | 761.3321
2964 | 190.5249 | 768.3108 | 190.5249 | 768.3108
2965 | 182.1058 | 780.0151 | 182.1058 | 780.0151
2966 | 179.2207 | 794.9413 | 179.2207 | 794.9413
2967 | 177.9947 | 815.5254 | 177.9947 | 815.5254
2968 | 178.1121 | 839.7316 | 178.1121 | 839.7316
2969 | 183.4918 | 882.8362 | 183.4918 | 882.8362
2970 | 189.279 | 939.5357 | 189.279 | 939.5357
2971 | 200.4083 | 993.7154 | 200.4083 | 993.7154
2972 | 214.6262 | 1034.3251 | 214.6262 | 1034.3251
2973 | 223.3009 | 1030.6023 | 223.3009 | 1030.6023
2974 | 230.939 | 1026.4732 | 230.939 | 1026.4732
2975 | 238.0125 | 1032.5872 | 238.0125 | 1032.5872
2976 | 239.9381 | 1008.5602 | 239.9381 | 1008.5602
2977 | 229.5397 | 1040.8987 | 229.5397 | 1040.8987
2978 | 230.0719 | 1038.1063 | 230.0719 | 1038.1063
2979 | 234.9635 | 1032.2499 | 234.9635 | 1032.2499
2980 | 252.2427 | 1008.064 | 252.2427 | 1008.064
2981 | 262.1869 | 1026.2244 | 262.1869 | 1026.2244
2982 | 253.6714 | 1035.4156 | 253.6714 | 1035.4156
2983 | 243.7138 | 1009.9337 | 243.7138 | 1009.9337
2984 | 234.1434 | 980.3096 | 234.1434 | 980.3096
2985 | 224.9061 | 958.9286 | 224.9061 | 958.9286
2986 | 217.5723 | 938.5978 | 217.5723 | 938.5978
2987 | 203.8907 | 922.5477 | 203.8907 | 922.5477
2988 | 190.3578 | 932.8336 | 190.3578 | 932.8336
2989 | 182.9344 | 959.6292 | 182.9344 | 959.6292
2990 | 179.4958 | 981.626 | 179.4958 | 981.626
2991 | 178.3315 | 999.9292 | 178.3315 | 999.9292
2992 | 180.252 | 1017.3691 | 180.252 | 1017.3691
2993 | 186.0851 | 1054.8476 | 186.0851 | 1054.8476
2994 | 194.4719 | 1104.6666 | 194.4719 | 1104.6666
2995 | 204.6807 | 1153.6765 | 204.6807 | 1153.6765
2996 | 222.2914 | 1185.0489 | 222.2914 | 1185.0489
2997 | 234.2522 | 1174.2176 | 234.2522 | 1174.2176
2998 | 241.7381 | 1173.3197 | 241.7381 | 1173.3197
2999 | 257.6175 | 1182.3227 | 257.6175 | 1182.3227
3000 | 254.1936 | 1160.1583 | 254.1936 | 1160.1583
3001 | 239.5921 | 1204.015 | 239.5921 | 1204.015
3002 | 239.4279 | 1216.1619 | 239.4279 | 1216.1619
3003 | 247.6696 | 1218.5924 | 247.6696 | 1218.5924
3004 | 260.3736 | 1201.4771 | 260.3736 | 1201.4771
3005 | 271.1565 | 1224.3892 | 271.1565 | 1224.3892
3006 | 266.3245 | 1239.2824 | 266.3245 | 1239.2824
3007 | 252.5055 | 1203.917 | 252.5055 | 1203.917
3008 | 242.8688 | 1165.9299 | 242.8688 | 1165.9299
3009 | 234.3958 | 1139.037 | 234.3958 | 1139.037
3010 | 222.756 | 1108.1384 | 222.756 | 1108.1384
3011 | 207.4505 | 1083.9534 | 207.4505 | 1083.9534
3012 | 196.2042 | 1109.4447 | 196.2042 | 1109.4447
3013 | 185.9532 | 1181.7425 | 185.9532 | 1181.7425
3014 | 182.853 | 1220.4653 | 182.853 | 1220.4653
3015 | 181.6407 | 1240.6692 | 181.6407 | 1240.6692
3016 | 182.0091 | 1258.9073 | 182.0091 | 1258.9073
3017 | 187.279 | 1298.7427 | 187.279 | 1298.7427
3018 | 195.1891 | 1350.2343 | 195.1891 | 1350.2343
3019 | 206.8998 | 1396.1651 | 206.8998 | 1396.1651
3020 | 223.5959 | 1421.0752 | 223.5959 | 1421.0752
3021 | 233.2291 | 1413.475 | 233.2291 | 1413.475
3022 | 242.2822 | 1419.4196 | 242.2822 | 1419.4196
3023 | 257.133 | 1426.75 | 257.133 | 1426.75
3024 | 255.1965 | 1396.8308 | 255.1965 | 1396.8308
3025 | 243.5522 | 1428.2571 | 243.5522 | 1428.2571
3026 | 242.4691 | 1421.2831 | 242.4691 | 1421.2831
3027 | 248.7351 | 1392.7326 | 248.7351 | 1392.7326
3028 | 264.4983 | 1345.8146 | 264.4983 | 1345.8146
3029 | 269.9602 | 1352.7611 | 269.9602 | 1352.7611
3030 | 267.5689 | 1352.4488 | 267.5689 | 1352.4488
3031 | 255.3359 | 1304.767 | 255.3359 | 1304.767
3032 | 242.5653 | 1243.5156 | 242.5653 | 1243.5156
3033 | 233.9355 | 1184.2731 | 233.9355 | 1184.2731
3034 | 225.5884 | 1139.4235 | 225.5884 | 1139.4235
3035 | 209.1753 | 1116.9111 | 209.1753 | 1116.9111
3036 | 194.7071 | 1123.7378 | 194.7071 | 1123.7378
3037 | 186.4546 | 1152.5861 | 186.4546 | 1152.5861
3038 | 183.1096 | 1176.5216 | 183.1096 | 1176.5216
3039 | 180.9074 | 1198.9303 | 180.9074 | 1198.9303
3040 | 183.512 | 1207.7411 | 183.512 | 1207.7411
3041 | 187.4919 | 1230.5464 | 187.4919 | 1230.5464
3042 | 193.8338 | 1261.9668 | 193.8338 | 1261.9668
3043 | 204.0551 | 1280.3377 | 204.0551 | 1280.3377
3044 | 220.0137 | 1289.6623 | 220.0137 | 1289.6623
3045 | 231.837 | 1267.769 | 231.837 | 1267.769
3046 | 240.7609 | 1251.6657 | 240.7609 | 1251.6657
3047 | 254.3822 | 1246.2615 | 254.3822 | 1246.2615
3048 | 251.5429 | 1209.2338 | 251.5429 | 1209.2338
3049 | 241.0756 | 1227.8875 | 241.0756 | 1227.8875
3050 | 242.5814 | 1196.6229 | 242.5814 | 1196.6229
3051 | 249.0875 | 1143.2115 | 249.0875 | 1143.2115
3052 | 264.8942 | 1081.8484 | 264.8942 | 1081.8484
3053 | 271.3813 | 1079.9756 | 271.3813 | 1079.9756
3054 | 266.2579 | 1069.5518 | 266.2579 | 1069.5518
3055 | 256.9072 | 1010.2758 | 256.9072 | 1010.2758
3056 | 245.8659 | 947.846 | 245.8659 | 947.846
3057 | 234.8388 | 910.7654 | 234.8388 | 910.7654
3058 | 225.08 | 878.8405 | 225.08 | 878.8405
3059 | 208.9696 | 847.5849 | 208.9696 | 847.5849
3060 | 197.1973 | 832.6678 | 197.1973 | 832.6678
3061 | 188.3015 | 821.0317 | 188.3015 | 821.0317
3062 | 184.2272 | 803.7985 | 184.2272 | 803.7985
3063 | 183.0009 | 779.5265 | 183.0009 | 779.5265
3064 | 184.3686 | 757.9264 | 184.3686 | 757.9264
3065 | 188.2051 | 772.1407 | 188.2051 | 772.1407
3066 | 195.0254 | 816.7138 | 195.0254 | 816.7138
3067 | 204.9985 | 855.65 | 204.9985 | 855.65
3068 | 221.1503 | 877.7472 | 221.1503 | 877.7472
3069 | 230.4849 | 867.41 | 230.4849 | 867.41
3070 | 235.9864 | 857.2748 | 235.9864 | 857.2748
3071 | 249.5511 | 846.8149 | 249.5511 | 846.8149
3072 | 248.2282 | 799.2574 | 248.2282 | 799.2574
3073 | 237.763 | 826.7302 | 237.763 | 826.7302
3074 | 238.4759 | 831.2744 | 238.4759 | 831.2744
3075 | 243.3799 | 836.7081 | 243.3799 | 836.7081
3076 | 259.7032 | 802.4106 | 259.7032 | 802.4106
3077 | 266.272 | 812.284 | 266.272 | 812.284
3078 | 260.5788 | 842.0025 | 260.5788 | 842.0025
3079 | 250.3289 | 844.9548 | 250.3289 | 844.9548
3080 | 239.9031 | 828.3314 | 239.9031 | 828.3314
3081 | 231.8991 | 822.688 | 231.8991 | 822.688
3082 | 220.7464 | 813.115 | 220.7464 | 813.115
3083 | 206.6254 | 807.6327 | 206.6254 | 807.6327
3084 | 197.0248 | 832.0976 | 197.0248 | 832.0976
3085 | 188.761 | 867.6744 | 188.761 | 867.6744
3086 | 184.7099 | 889.1389 | 184.7099 | 889.1389
3087 | 183.9854 | 903.1087 | 183.9854 | 903.1087
3088 | 181.7134 | 914.9225 | 181.7134 | 914.9225
3089 | 185.453 | 954.3017 | 185.453 | 954.3017
3090 | 192.6108 | 1011.0012 | 192.6108 | 1011.0012
3091 | 201.0998 | 1068.45 | 201.0998 | 1068.45
3092 | 212.2415 | 1110.2382 | 212.2415 | 1110.2382
3093 | 221.4999 | 1116.1708 | 221.4999 | 1116.1708
3094 | 230.7827 | 1128.1976 | 230.7827 | 1128.1976
3095 | 242.3387 | 1141.192 | 242.3387 | 1141.192
3096 | 241.9193 | 1112.6033 | 241.9193 | 1112.6033
3097 | 230.7912 | 1142.8891 | 230.7912 | 1142.8891
3098 | 231.1148 | 1143.9741 | 231.1148 | 1143.9741
3099 | 235.4218 | 1137.0533 | 235.4218 | 1137.0533
3100 | 253.6978 | 1117.4671 | 253.6978 | 1117.4671
3101 | 259.2924 | 1151.7833 | 259.2924 | 1151.7833
3102 | 251.3454 | 1179.1069 | 251.3454 | 1179.1069
3103 | 240.8349 | 1152.5606 | 240.8349 | 1152.5606
3104 | 234.4252 | 1137.3057 | 234.4252 | 1137.3057
3105 | 226.4988 | 1136.414 | 226.4988 | 1136.414
3106 | 217.3752 | 1132.277 | 217.3752 | 1132.277
3107 | 204.6769 | 1145.6874 | 204.6769 | 1145.6874
3108 | 193.5246 | 1203.4142 | 193.5246 | 1203.4142
3109 | 185.7668 | 1262.3313 | 185.7668 | 1262.3313
3110 | 182.3438 | 1301.8903 | 182.3438 | 1301.8903
3111 | 180.8853 | 1340.4549 | 180.8853 | 1340.4549
3112 | 180.6453 | 1362.1142 | 180.6453 | 1362.1142
3113 | 183.8928 | 1401.5694 | 183.8928 | 1401.5694
3114 | 190.7782 | 1464.7312 | 190.7782 | 1464.7312
3115 | 197.424 | 1533.052 | 197.424 | 1533.052
3116 | 208.368 | 1581.4545 | 208.368 | 1581.4545
3117 | 217.9988 | 1576.7813 | 217.9988 | 1576.7813
3118 | 225.718 | 1579.7228 | 225.718 | 1579.7228
3119 | 236.3432 | 1591.5008 | 236.3432 | 1591.5008
3120 | 236.336 | 1565.383 | 236.336 | 1565.383
3121 | 229.3138 | 1599.2421 | 229.3138 | 1599.2421
3122 | 229.2583 | 1600.2891 | 229.2583 | 1600.2891
3123 | 238.0935 | 1599.7166 | 238.0935 | 1599.7166
3124 | 253.5783 | 1584.3878 | 253.5783 | 1584.3878
3125 | 260.7742 | 1610.113 | 260.7742 | 1610.113
3126 | 253.838 | 1622.7253 | 253.838 | 1622.7253
3127 | 243.707 | 1579.8332 | 243.707 | 1579.8332
3128 | 234.3947 | 1514.8946 | 234.3947 | 1514.8946
3129 | 227.3154 | 1431.7415 | 227.3154 | 1431.7415
3130 | 215.9255 | 1373.5492 | 215.9255 | 1373.5492
3131 | 203.8411 | 1361.9466 | 203.8411 | 1361.9466
3132 | 193.1232 | 1398.3098 | 193.1232 | 1398.3098
3133 | 184.1049 | 1449.3581 | 184.1049 | 1449.3581
3134 | 181.4599 | 1469.7203 | 181.4599 | 1469.7203
3135 | 180.4339 | 1495.2081 | 180.4339 | 1495.2081
3136 | 181.4418 | 1512.1918 | 181.4418 | 1512.1918
3137 | 185.0058 | 1547.3515 | 185.0058 | 1547.3515
3138 | 189.9922 | 1605.4955 | 189.9922 | 1605.4955
3139 | 198.7666 | 1643.5955 | 198.7666 | 1643.5955
3140 | 207.7494 | 1653.4522 | 207.7494 | 1653.4522
3141 | 220.1536 | 1625.8949 | 220.1536 | 1625.8949
3142 | 228.0723 | 1609.0313 | 228.0723 | 1609.0313
3143 | 240.6292 | 1595.6063 | 240.6292 | 1595.6063
3144 | 239.0554 | 1537.7092 | 239.0554 | 1537.7092
3145 | 233.5342 | 1540.169 | 233.5342 | 1540.169
3146 | 231.9069 | 1511.4513 | 231.9069 | 1511.4513
3147 | 238.0988 | 1475.9824 | 238.0988 | 1475.9824
3148 | 256.4119 | 1423.8185 | 256.4119 | 1423.8185
3149 | 262.339 | 1420.1971 | 262.339 | 1420.1971
3150 | 252.1772 | 1395.4421 | 252.1772 | 1395.4421
3151 | 243.9444 | 1306.9718 | 243.9444 | 1306.9718
3152 | 234.2322 | 1226.2575 | 234.2322 | 1226.2575
3153 | 228.323 | 1182.4865 | 228.323 | 1182.4865
3154 | 217.5986 | 1154.2488 | 217.5986 | 1154.2488
3155 | 204.0741 | 1135.0436 | 204.0741 | 1135.0436
3156 | 194.2066 | 1143.2007 | 194.2066 | 1143.2007
3157 | 186.8443 | 1165.4347 | 186.8443 | 1165.4347
3158 | 180.3986 | 1195.2623 | 180.3986 | 1195.2623
3159 | 180.2278 | 1220.2559 | 180.2278 | 1220.2559
3160 | 181.1091 | 1223.2126 | 181.1091 | 1223.2126
3161 | 185.5879 | 1238.5292 | 185.5879 | 1238.5292
3162 | 192.7908 | 1269.9497 | 192.7908 | 1269.9497
3163 | 201.7647 | 1293.8706 | 201.7647 | 1293.8706
3164 | 211.0932 | 1278.9425 | 211.0932 | 1278.9425
3165 | 223.2199 | 1220.5561 | 223.2199 | 1220.5561
3166 | 235.0927 | 1192.0604 | 235.0927 | 1192.0604
3167 | 246.7884 | 1180.498 | 246.7884 | 1180.498
3168 | 247.5261 | 1166.9628 | 247.5261 | 1166.9628
3169 | 234.7031 | 1237.657 | 234.7031 | 1237.657
3170 | 233.9482 | 1234.3704 | 233.9482 | 1234.3704
3171 | 243.8167 | 1223.8763 | 243.8167 | 1223.8763
3172 | 259.1485 | 1228.5047 | 259.1485 | 1228.5047
3173 | 266.2613 | 1269.3213 | 266.2613 | 1269.3213
3174 | 257.2495 | 1290.8668 | 257.2495 | 1290.8668
3175 | 248.9204 | 1269.4143 | 248.9204 | 1269.4143
3176 | 238.7134 | 1241.1588 | 238.7134 | 1241.1588
3177 | 231.9596 | 1199.2505 | 231.9596 | 1199.2505
3178 | 221.6925 | 1152.3862 | 221.6925 | 1152.3862
3179 | 208.3595 | 1137.0963 | 208.3595 | 1137.0963
3180 | 196.0178 | 1154.3007 | 196.0178 | 1154.3007
3181 | 188.7775 | 1183.9853 | 188.7775 | 1183.9853
3182 | 181.8966 | 1206.8564 | 181.8966 | 1206.8564
3183 | 182.4035 | 1237.324 | 182.4035 | 1237.324
3184 | 184.1077 | 1267.5744 | 184.1077 | 1267.5744
3185 | 187.7349 | 1308.5882 | 187.7349 | 1308.5882
3186 | 194.4625 | 1353.8836 | 194.4625 | 1353.8836
3187 | 207.1678 | 1403.4637 | 207.1678 | 1403.4637
3188 | 221.8547 | 1437.307 | 221.8547 | 1437.307
3189 | 234.8618 | 1411.6504 | 234.8618 | 1411.6504
3190 | 241.8611 | 1390.1111 | 241.8611 | 1390.1111
3191 | 252.6237 | 1388.3183 | 252.6237 | 1388.3183
3192 | 244.8365 | 1353.8755 | 244.8365 | 1353.8755
3193 | 242.2999 | 1382.5647 | 242.2999 | 1382.5647
3194 | 243.3957 | 1381.825 | 243.3957 | 1381.825
3195 | 251.6694 | 1369.0502 | 251.6694 | 1369.0502
3196 | 267.2341 | 1332.1678 | 267.2341 | 1332.1678
3197 | 273.3714 | 1337.2135 | 273.3714 | 1337.2135
3198 | 270.364 | 1343.6677 | 270.364 | 1343.6677
3199 | 258.1765 | 1305.1091 | 258.1765 | 1305.1091
3200 | 250.6807 | 1267.1221 | 250.6807 | 1267.1221
3201 | 239.1154 | 1247.6798 | 239.1154 | 1247.6798
3202 | 229.4957 | 1230.7702 | 229.4957 | 1230.7702
3203 | 210.9746 | 1210.9567 | 210.9746 | 1210.9567
3204 | 199.2761 | 1214.1721 | 199.2761 | 1214.1721
3205 | 189.1975 | 1229.7157 | 189.1975 | 1229.7157
3206 | 185.6716 | 1242.5892 | 185.6716 | 1242.5892
3207 | 182.8993 | 1245.8771 | 182.8993 | 1245.8771
3208 | 184.2563 | 1243.7019 | 184.2563 | 1243.7019
3209 | 187.7262 | 1266.3932 | 187.7262 | 1266.3932
3210 | 196.4131 | 1308.4194 | 196.4131 | 1308.4194
3211 | 207.5416 | 1353.1337 | 207.5416 | 1353.1337
3212 | 224.1136 | 1381.313 | 224.1136 | 1381.313
3213 | 235.4024 | 1372.0022 | 235.4024 | 1372.0022
3214 | 243.8692 | 1364.528 | 243.8692 | 1364.528
3215 | 257.9172 | 1353.4598 | 257.9172 | 1353.4598
3216 | 257.3628 | 1307.3089 | 257.3628 | 1307.3089
3217 | 242.1881 | 1329.2697 | 242.1881 | 1329.2697
3218 | 242.8154 | 1327.8078 | 242.8154 | 1327.8078
3219 | 250.3019 | 1326.8551 | 250.3019 | 1326.8551
3220 | 263.3122 | 1311.1082 | 263.3122 | 1311.1082
3221 | 271.9743 | 1336.7193 | 271.9743 | 1336.7193
3222 | 265.9419 | 1360.2796 | 265.9419 | 1360.2796
3223 | 256.7933 | 1346.0497 | 256.7933 | 1346.0497
3224 | 245.3079 | 1331.9732 | 245.3079 | 1331.9732
3225 | 238.8512 | 1318.8412 | 238.8512 | 1318.8412
3226 | 230.7277 | 1302.0836 | 230.7277 | 1302.0836
3227 | 215.7061 | 1281.3959 | 215.7061 | 1281.3959
3228 | 202.0189 | 1268.7215 | 202.0189 | 1268.7215
3229 | 191.7972 | 1260.9628 | 191.7972 | 1260.9628
3230 | 186.9278 | 1263.4966 | 186.9278 | 1263.4966
3231 | 184.5442 | 1270.2058 | 184.5442 | 1270.2058
3232 | 184.7474 | 1276.2795 | 184.7474 | 1276.2795
3233 | 187.226 | 1298.2866 | 187.226 | 1298.2866
3234 | 196.1777 | 1329.2888 | 196.1777 | 1329.2888
3235 | 209.1362 | 1359.3299 | 209.1362 | 1359.3299
3236 | 220.9392 | 1376.8654 | 220.9392 | 1376.8654
3237 | 231.8779 | 1361.8906 | 231.8779 | 1361.8906
3238 | 241.3505 | 1352.8198 | 241.3505 | 1352.8198
3239 | 253.3697 | 1349.3544 | 253.3697 | 1349.3544
3240 | 252.9732 | 1313.6952 | 252.9732 | 1313.6952
3241 | 239.4542 | 1339.7234 | 239.4542 | 1339.7234
3242 | 243.2103 | 1334.3081 | 243.2103 | 1334.3081
3243 | 252.0209 | 1326.551 | 252.0209 | 1326.551
3244 | 267.7724 | 1306.7747 | 267.7724 | 1306.7747
3245 | 269.9744 | 1327.9002 | 269.9744 | 1327.9002
3246 | 263.3617 | 1327.6639 | 263.3617 | 1327.6639
3247 | 254.2261 | 1293.2489 | 254.2261 | 1293.2489
3248 | 242.4188 | 1259.8995 | 242.4188 | 1259.8995
3249 | 236.0549 | 1223.275 | 236.0549 | 1223.275
3250 | 226.2216 | 1176.0686 | 226.2216 | 1176.0686
3251 | 213.2109 | 1124.4758 | 213.2109 | 1124.4758
3252 | 200.6413 | 1086.1043 | 200.6413 | 1086.1043
3253 | 193.3642 | 1069.3364 | 193.3642 | 1069.3364
3254 | 187.7403 | 1078.0284 | 187.7403 | 1078.0284
3255 | 184.6895 | 1103.0981 | 184.6895 | 1103.0981
3256 | 185.8928 | 1124.1112 | 185.8928 | 1124.1112
3257 | 188.0162 | 1188.4653 | 188.0162 | 1188.4653
3258 | 195.5782 | 1274.0171 | 195.5782 | 1274.0171
3259 | 204.2516 | 1335.3814 | 204.2516 | 1335.3814
3260 | 214.8066 | 1383.2897 | 214.8066 | 1383.2897
3261 | 224.9476 | 1366.3762 | 224.9476 | 1366.3762
3262 | 234.709 | 1331.4942 | 234.709 | 1331.4942
3263 | 247.1554 | 1302.2935 | 247.1554 | 1302.2935
3264 | 243.3338 | 1254.1279 | 243.3338 | 1254.1279
3265 | 235.878 | 1278.1414 | 235.878 | 1278.1414
3266 | 235.7252 | 1280.2908 | 235.7252 | 1280.2908
3267 | 245.286 | 1276.9053 | 245.286 | 1276.9053
3268 | 258.853 | 1254.1259 | 258.853 | 1254.1259
3269 | 263.8017 | 1274.7572 | 263.8017 | 1274.7572
3270 | 256.382 | 1298.6216 | 256.382 | 1298.6216
3271 | 247.2191 | 1289.8276 | 247.2191 | 1289.8276
3272 | 238.4545 | 1274.4967 | 238.4545 | 1274.4967
3273 | 230.1905 | 1258.3236 | 230.1905 | 1258.3236
3274 | 222.112 | 1245.2913 | 222.112 | 1245.2913
3275 | 210.2465 | 1247.5638 | 210.2465 | 1247.5638
3276 | 199.7786 | 1285.0674 | 199.7786 | 1285.0674
3277 | 192.1723 | 1319.9599 | 192.1723 | 1319.9599
3278 | 186.4849 | 1333.8217 | 186.4849 | 1333.8217
3279 | 185.1503 | 1323.7289 | 185.1503 | 1323.7289
3280 | 185.2678 | 1309.5414 | 185.2678 | 1309.5414
3281 | 188.3537 | 1328.6974 | 188.3537 | 1328.6974
3282 | 194.0627 | 1367.9487 | 194.0627 | 1367.9487
3283 | 201.3132 | 1407.075 | 201.3132 | 1407.075
3284 | 209.1297 | 1444.1875 | 209.1297 | 1444.1875
3285 | 216.5576 | 1451.1465 | 216.5576 | 1451.1465
3286 | 220.3379 | 1465.302 | 220.3379 | 1465.302
3287 | 244.6499 | 1481.3375 | 244.6499 | 1481.3375
3288 | 244.6335 | 1453.5851 | 244.6335 | 1453.5851
3289 | 239.3797 | 1477.0665 | 239.3797 | 1477.0665
3290 | 238.3511 | 1458.7645 | 238.3511 | 1458.7645
3291 | 246.7248 | 1434.9657 | 246.7248 | 1434.9657
3292 | 262.6816 | 1396.0686 | 262.6816 | 1396.0686
3293 | 266.8653 | 1403.015 | 266.8653 | 1403.015
3294 | 257.1049 | 1411.864 | 257.1049 | 1411.864
3295 | 248.6896 | 1390.4116 | 248.6896 | 1390.4116
3296 | 238.212 | 1364.7409 | 238.212 | 1364.7409
3297 | 229.9094 | 1348.3017 | 229.9094 | 1348.3017
3298 | 219.0975 | 1328.275 | 219.0975 | 1328.275
3299 | 204.8778 | 1317.8509 | 204.8778 | 1317.8509
3300 | 194.4716 | 1337.146 | 194.4716 | 1337.146
3301 | 186.1983 | 1365.8423 | 186.1983 | 1365.8423
3302 | 180.4483 | 1386.0144 | 180.4483 | 1386.0144
3303 | 180.0849 | 1412.4526 | 180.0849 | 1412.4526
3304 | 180.8549 | 1432.3633 | 180.8549 | 1432.3633
3305 | 182.874 | 1468.3213 | 182.874 | 1468.3213
3306 | 189.0977 | 1510.5376 | 189.0977 | 1510.5376
3307 | 200.6586 | 1547.4591 | 200.6586 | 1547.4591
3308 | 211.3638 | 1554.9971 | 211.3638 | 1554.9971
3309 | 222.1866 | 1524.3226 | 222.1866 | 1524.3226
3310 | 232.1296 | 1506.4707 | 232.1296 | 1506.4707
3311 | 246.3457 | 1499.622 | 246.3457 | 1499.622
3312 | 246.3476 | 1471.2614 | 246.3476 | 1471.2614
3313 | 237.7855 | 1513.9397 | 237.7855 | 1513.9397
3314 | 237.6929 | 1532.7009 | 237.6929 | 1532.7009
3315 | 248.569 | 1522.2829 | 248.569 | 1522.2829
3316 | 262.9168 | 1493.0792 | 262.9168 | 1493.0792
3317 | 265.9375 | 1495.8061 | 265.9375 | 1495.8061
3318 | 258.6773 | 1496.5202 | 258.6773 | 1496.5202
3319 | 247.7904 | 1449.6367 | 247.7904 | 1449.6367
3320 | 242.4307 | 1387.435 | 242.4307 | 1387.435
3321 | 234.2126 | 1334.6168 | 234.2126 | 1334.6168
3322 | 221.8065 | 1293.3025 | 221.8065 | 1293.3025
3323 | 207.4071 | 1268.8894 | 207.4071 | 1268.8894
3324 | 196.3883 | 1269.4058 | 196.3883 | 1269.4058
3325 | 190.2931 | 1275.2559 | 190.2931 | 1275.2559
3326 | 186.7736 | 1284.9363 | 186.7736 | 1284.9363
3327 | 184.9096 | 1278.3787 | 184.9096 | 1278.3787
3328 | 187.1032 | 1257.3108 | 187.1032 | 1257.3108
3329 | 190.5732 | 1252.7463 | 190.5732 | 1252.7463
3330 | 198.2856 | 1258.6216 | 198.2856 | 1258.6216
3331 | 211.3969 | 1255.971 | 211.3969 | 1255.971
3332 | 228.081 | 1240.0926 | 228.081 | 1240.0926
3333 | 238.8276 | 1217.5911 | 238.8276 | 1217.5911
3334 | 247.3768 | 1210.2689 | 247.3768 | 1210.2689
3335 | 263.5153 | 1211.6692 | 263.5153 | 1211.6692
3336 | 258.1351 | 1167.0768 | 258.1351 | 1167.0768
3337 | 249.1795 | 1179.3442 | 249.1795 | 1179.3442
3338 | 252.0451 | 1160.6621 | 252.0451 | 1160.6621
3339 | 261.7292 | 1149.1416 | 261.7292 | 1149.1416
3340 | 274.9357 | 1136.892 | 274.9357 | 1136.892
3341 | 279.5281 | 1172.4627 | 279.5281 | 1172.4627
3342 | 269.1473 | 1220.6937 | 269.1473 | 1220.6937
3343 | 257.9642 | 1226.9532 | 257.9642 | 1226.9532
3344 | 249.3854 | 1222.038 | 249.3854 | 1222.038
3345 | 240.19 | 1220.1579 | 240.19 | 1220.1579
3346 | 228.496 | 1206.8216 | 228.496 | 1206.8216
3347 | 212.847 | 1165.1884 | 212.847 | 1165.1884
3348 | 202.182 | 1135.9781 | 202.182 | 1135.9781
3349 | 195.6667 | 1135.6321 | 195.6667 | 1135.6321
3350 | 190.037 | 1151.6607 | 190.037 | 1151.6607
3351 | 188.5989 | 1171.5225 | 188.5989 | 1171.5225
3352 | 189.0858 | 1188.8103 | 189.0858 | 1188.8103
3353 | 192.0177 | 1222.9056 | 192.0177 | 1222.9056
3354 | 201.9479 | 1261.7767 | 201.9479 | 1261.7767
3355 | 212.764 | 1295.7332 | 212.764 | 1295.7332
3356 | 227.851 | 1302.3588 | 227.851 | 1302.3588
3357 | 237.789 | 1287.7261 | 237.789 | 1287.7261
3358 | 250.1823 | 1278.1991 | 250.1823 | 1278.1991
3359 | 264.2482 | 1280.5498 | 264.2482 | 1280.5498
3360 | 257.984 | 1270.7778 | 257.984 | 1270.7778
3361 | 247.6092 | 1322.5413 | 247.6092 | 1322.5413
3362 | 247.3574 | 1310.5496 | 247.3574 | 1310.5496
3363 | 258.3516 | 1255.9978 | 258.3516 | 1255.9978
3364 | 272.8249 | 1170.572 | 272.8249 | 1170.572
3365 | 275.8308 | 1113.6176 | 275.8308 | 1113.6176
3366 | 268.1519 | 1086.1257 | 268.1519 | 1086.1257
3367 | 258.6262 | 1042.4353 | 258.6262 | 1042.4353
3368 | 249.1498 | 1000.1147 | 249.1498 | 1000.1147
3369 | 236.9703 | 970.5608 | 236.9703 | 970.5608
3370 | 225.2052 | 938.3697 | 225.2052 | 938.3697
3371 | 209.9295 | 894.6458 | 209.9295 | 894.6458
3372 | 200.1308 | 860.7598 | 200.1308 | 860.7598
3373 | 192.6501 | 830.0409 | 192.6501 | 830.0409
3374 | 188.707 | 813.606 | 188.707 | 813.606
3375 | 186.6412 | 820.3911 | 186.6412 | 820.3911
3376 | 185.5884 | 830.8365 | 185.5884 | 830.8365
3377 | 187.6267 | 848.2818 | 187.6267 | 848.2818
3378 | 197.1133 | 856.514 | 197.1133 | 856.514
3379 | 210.3154 | 888.988 | 210.3154 | 888.988
3380 | 225.833 | 919.4481 | 225.833 | 919.4481
3381 | 236.4562 | 914.8889 | 236.4562 | 914.8889
3382 | 244.8724 | 895.6305 | 244.8724 | 895.6305
3383 | 263.6074 | 883.9541 | 263.6074 | 883.9541
3384 | 260.5101 | 838.2594 | 260.5101 | 838.2594
3385 | 250.1916 | 849.1963 | 250.1916 | 849.1963
3386 | 251.6456 | 836.2922 | 251.6456 | 836.2922
3387 | 265.5403 | 800.253 | 265.5403 | 800.253
3388 | 276.5379 | 760.1775 | 276.5379 | 760.1775
3389 | 279.6556 | 765.6794 | 279.6556 | 765.6794
3390 | 272.8426 | 803.8749 | 272.8426 | 803.8749
3391 | 259.8094 | 799.9467 | 259.8094 | 799.9467
3392 | 246.8838 | 788.6452 | 246.8838 | 788.6452
3393 | 239.2121 | 788.6658 | 239.2121 | 788.6658
3394 | 230.0493 | 771.9843 | 230.0493 | 771.9843
3395 | 213.673 | 749.3959 | 213.673 | 749.3959
3396 | 203.0083 | 736.8356 | 203.0083 | 736.8356
3397 | 191.9845 | 738.1621 | 191.9845 | 738.1621
3398 | 186.7798 | 753.6585 | 186.7798 | 753.6585
3399 | 185.6487 | 792.4892 | 185.6487 | 792.4892
3400 | 187.0818 | 852.3141 | 187.0818 | 852.3141
3401 | 189.7712 | 951.5267 | 189.7712 | 951.5267
3402 | 197.3744 | 1040.0055 | 197.3744 | 1040.0055
3403 | 208.1887 | 1104.3729 | 208.1887 | 1104.3729
3404 | 222.262 | 1151.3689 | 222.262 | 1151.3689
3405 | 230.9738 | 1168.2874 | 230.9738 | 1168.2874
3406 | 238.7619 | 1189.8176 | 238.7619 | 1189.8176
3407 | 255.7685 | 1205.473 | 255.7685 | 1205.473
3408 | 253.4923 | 1164.1497 | 253.4923 | 1164.1497
3409 | 246.3598 | 1190.7482 | 246.3598 | 1190.7482
3410 | 249.5223 | 1158.3052 | 249.5223 | 1158.3052
3411 | 260.5584 | 1109.6835 | 260.5584 | 1109.6835
3412 | 272.3301 | 1064.6282 | 272.3301 | 1064.6282
3413 | 274.8997 | 1075.1859 | 274.8997 | 1075.1859
3414 | 266.0537 | 1090.5733 | 266.0537 | 1090.5733
3415 | 254.7354 | 1089.8382 | 254.7354 | 1089.8382
3416 | 244.3193 | 1076.56 | 244.3193 | 1076.56
3417 | 238.8551 | 1073.5396 | 238.8551 | 1073.5396
3418 | 230.9917 | 1049.3314 | 230.9917 | 1049.3314
3419 | 217.6731 | 999.9814 | 217.6731 | 999.9814
3420 | 204.0087 | 990.9563 | 204.0087 | 990.9563
3421 | 195.1789 | 1023.1119 | 195.1789 | 1023.1119
3422 | 190.2694 | 1083.1222 | 190.2694 | 1083.1222
3423 | 188.9546 | 1134.0031 | 188.9546 | 1134.0031
3424 | 187.7072 | 1149.4663 | 187.7072 | 1149.4663
3425 | 190.4256 | 1168.014 | 190.4256 | 1168.014
3426 | 197.3916 | 1168.9096 | 197.3916 | 1168.9096
3427 | 205.8711 | 1152.384 | 205.8711 | 1152.384
3428 | 216.9262 | 1138.1782 | 216.9262 | 1138.1782
3429 | 225.7332 | 1112.9777 | 225.7332 | 1112.9777
3430 | 234.4606 | 1121.6212 | 234.4606 | 1121.6212
3431 | 248.1323 | 1111.9216 | 248.1323 | 1111.9216
3432 | 246.795 | 1038.857 | 246.795 | 1038.857
3433 | 240.2974 | 1050.2501 | 240.2974 | 1050.2501
3434 | 241.291 | 1052.9696 | 241.291 | 1052.9696
3435 | 251.6158 | 1061.4823 | 251.6158 | 1061.4823
3436 | 263.2355 | 1046.7238 | 263.2355 | 1046.7238
3437 | 266.3058 | 1063.2877 | 266.3058 | 1063.2877
3438 | 259.564 | 1083.1986 | 259.564 | 1083.1986
3439 | 247.9929 | 1043.4997 | 247.9929 | 1043.4997
3440 | 239.3802 | 981.8302 | 239.3802 | 981.8302
3441 | 232.5349 | 937.3369 | 232.5349 | 937.3369
3442 | 225.1713 | 913.2428 | 225.1713 | 913.2428
3443 | 213.1981 | 881.8732 | 213.1981 | 881.8732
3444 | 203.9671 | 945.302 | 203.9671 | 945.302
3445 | 194.405 | 1001.2921 | 194.405 | 1001.2921
3446 | 190.0384 | 969.3476 | 190.0384 | 969.3476
3447 | 187.2204 | 961.1554 | 187.2204 | 961.1554
3448 | 187.588 | 983.651 | 187.588 | 983.651
3449 | 192.0349 | 1022.8022 | 192.0349 | 1022.8022
3450 | 197.0846 | 1061.8253 | 197.0846 | 1061.8253
3451 | 203.0754 | 1120.8328 | 203.0754 | 1120.8328
3452 | 212.8099 | 1113.7355 | 212.8099 | 1113.7355
3453 | 222.027 | 1071.0107 | 222.027 | 1071.0107
3454 | 230.4925 | 1048.0649 | 230.4925 | 1048.0649
3455 | 241.8198 | 1034.2978 | 241.8198 | 1034.2978
3456 | 242.2221 | 976.0966 | 242.2221 | 976.0966
3457 | 235.853 | 962.5907 | 235.853 | 962.5907
3458 | 240.1509 | 944.1367 | 240.1509 | 944.1367
3459 | 251.1183 | 952.6495 | 251.1183 | 952.6495
3460 | 264.6497 | 966.3631 | 264.6497 | 966.3631
3461 | 268.841 | 1013.4899 | 268.841 | 1013.4899
3462 | 262.8518 | 1003.3321 | 262.8518 | 1003.3321
3463 | 253.0005 | 970.3235 | 253.0005 | 970.3235
3464 | 245.2963 | 969.7799 | 245.2963 | 969.7799
3465 | 237.8034 | 995.5737 | 237.8034 | 995.5737
3466 | 231.3685 | 999.7617 | 231.3685 | 999.7617
3467 | 216.1764 | 995.8379 | 216.1764 | 995.8379
3468 | 204.3786 | 994.7577 | 204.3786 | 994.7577
3469 | 193.808 | 984.0339 | 193.808 | 984.0339
3470 | 190.0028 | 968.0171 | 190.0028 | 968.0171
3471 | 187.4155 | 974.08 | 187.4155 | 974.08
3472 | 187.9812 | 996.7277 | 187.9812 | 996.7277
3473 | 188.9399 | 1038.7299 | 188.9399 | 1038.7299
3474 | 196.496 | 1079.5016 | 196.496 | 1079.5016
3475 | 207.6262 | 1120.4906 | 207.6262 | 1120.4906
3476 | 219.578 | 1154.7141 | 219.578 | 1154.7141
3477 | 225.8685 | 1152.2077 | 225.8685 | 1152.2077
3478 | 238.6349 | 1155.9095 | 238.6349 | 1155.9095
3479 | 252.1856 | 1175.2902 | 252.1856 | 1175.2902
3480 | 249.0782 | 1146.7395 | 249.0782 | 1146.7395
3481 | 240.3855 | 1161.3637 | 240.3855 | 1161.3637
3482 | 242.9061 | 1156.1384 | 242.9061 | 1156.1384
3483 | 256.0239 | 1151.5745 | 256.0239 | 1151.5745
3484 | 269.4315 | 1133.7749 | 269.4315 | 1133.7749
3485 | 274.7531 | 1159.424 | 274.7531 | 1159.424
3486 | 267.187 | 1187.2038 | 267.187 | 1187.2038
3487 | 253.9023 | 1179.9304 | 253.9023 | 1179.9304
3488 | 245.2593 | 1156.0084 | 245.2593 | 1156.0084
3489 | 239.3675 | 1133.677 | 239.3675 | 1133.677
3490 | 228.0149 | 1124.8263 | 228.0149 | 1124.8263
3491 | 214.1186 | 1127.0988 | 214.1186 | 1127.0988
3492 | 201.3582 | 1151.2216 | 201.3582 | 1151.2216
3493 | 191.9777 | 1195.2374 | 191.9777 | 1195.2374
3494 | 187.3577 | 1242.8172 | 187.3577 | 1242.8172
3495 | 185.1068 | 1273.3609 | 185.1068 | 1273.3609
3496 | 185.0958 | 1288.5959 | 185.0958 | 1288.5959
3497 | 189.1984 | 1328.3173 | 189.1984 | 1328.3173
3498 | 198.8591 | 1382.7739 | 198.8591 | 1382.7739
3499 | 214.7713 | 1435.6232 | 214.7713 | 1435.6232
3500 | 230.0778 | 1469.3905 | 230.0778 | 1469.3905
3501 | 240.6629 | 1453.0852 | 240.6629 | 1453.0852
3502 | 251.5896 | 1418.8874 | 251.5896 | 1418.8874
3503 | 266.3747 | 1389.2686 | 266.3747 | 1389.2686
3504 | 264.3629 | 1327.4941 | 264.3629 | 1327.4941
3505 | 251.0883 | 1340.2556 | 251.0883 | 1340.2556
3506 | 254.5444 | 1335.0683 | 254.5444 | 1335.0683
3507 | 269.0661 | 1322.1414 | 269.0661 | 1322.1414
3508 | 280.9877 | 1310.576 | 280.9877 | 1310.576
3509 | 285.4812 | 1340.5967 | 285.4812 | 1340.5967
3510 | 278.2856 | 1372.1398 | 278.2856 | 1372.1398
3511 | 265.5844 | 1384.5575 | 265.5844 | 1384.5575
3512 | 256.4539 | 1380.9727 | 256.4539 | 1380.9727
3513 | 249.3245 | 1368.2588 | 249.3245 | 1368.2588
3514 | 237.2659 | 1355.4927 | 237.2659 | 1355.4927
3515 | 219.547 | 1346.3231 | 219.547 | 1346.3231
3516 | 206.9945 | 1364.1736 | 206.9945 | 1364.1736
3517 | 197.176 | 1381.0857 | 197.176 | 1381.0857
3518 | 192.5009 | 1398.1027 | 192.5009 | 1398.1027
3519 | 188.8739 | 1420.1313 | 188.8739 | 1420.1313
3520 | 188.758 | 1431.641 | 188.758 | 1431.641
3521 | 191.1452 | 1453.648 | 191.1452 | 1453.648
3522 | 199.3739 | 1491.4548 | 199.3739 | 1491.4548
3523 | 216.0224 | 1519.215 | 216.0224 | 1519.215
3524 | 230.3711 | 1540.5899 | 230.3711 | 1540.5899
3525 | 240.1024 | 1527.7058 | 240.1024 | 1527.7058
3526 | 246.8347 | 1519.3953 | 246.8347 | 1519.3953
3527 | 261.7039 | 1509.8477 | 261.7039 | 1509.8477
3528 | 261.3964 | 1464.7991 | 261.3964 | 1464.7991
3529 | 249.0655 | 1477.2566 | 249.0655 | 1477.2566
3530 | 253.7391 | 1462.908 | 253.7391 | 1462.908
3531 | 266.1984 | 1452.8701 | 266.1984 | 1452.8701
3532 | 279.3497 | 1464.569 | 279.3497 | 1464.569
3533 | 283.2295 | 1512.6842 | 283.2295 | 1512.6842
3534 | 277.0697 | 1560.4591 | 277.0697 | 1560.4591
3535 | 263.916 | 1624.081 | 263.916 | 1624.081
3536 | 254.1218 | 1643.4185 | 254.1218 | 1643.4185
3537 | 245.0971 | 1613.3704 | 245.0971 | 1613.3704
3538 | 235.9181 | 1543.2037 | 235.9181 | 1543.2037
3539 | 220.6653 | 1495.5644 | 220.6653 | 1495.5644
3540 | 208.4974 | 1435.6391 | 208.4974 | 1435.6391
3541 | 198.4077 | 1358.3916 | 198.4077 | 1358.3916
3542 | 193.5312 | 1304.1712 | 193.5312 | 1304.1712
3543 | 191.733 | 1268.039 | 191.733 | 1268.039
3544 | 191.9659 | 1236.3273 | 191.9659 | 1236.3273
3545 | 195.7615 | 1225.8707 | 195.7615 | 1225.8707
3546 | 203.4603 | 1240.4891 | 203.4603 | 1240.4891
3547 | 218.277 | 1268.5915 | 218.277 | 1268.5915
3548 | 236.1672 | 1271.2257 | 236.1672 | 1271.2257
3549 | 246.7857 | 1241.2735 | 246.7857 | 1241.2735
3550 | 252.7041 | 1243.6448 | 252.7041 | 1243.6448
3551 | 267.3609 | 1217.0671 | 267.3609 | 1217.0671
3552 | 263.927 | 1177.3024 | 263.927 | 1177.3024
3553 | 253.0828 | 1212.0358 | 253.0828 | 1212.0358
3554 | 255.2822 | 1210.4218 | 255.2822 | 1210.4218
3555 | 267.2284 | 1200.536 | 267.2284 | 1200.536
3556 | 277.2549 | 1181.558 | 277.2549 | 1181.558
3557 | 281.4172 | 1215.6081 | 281.4172 | 1215.6081
3558 | 276.9655 | 1272.3542 | 276.9655 | 1272.3542
3559 | 262.4247 | 1299.5211 | 262.4247 | 1299.5211
3560 | 253.1615 | 1305.0216 | 253.1615 | 1305.0216
3561 | 244.4484 | 1259.8821 | 244.4484 | 1259.8821
3562 | 236.2634 | 1185.382 | 236.2634 | 1185.382
3563 | 221.9676 | 1124.856 | 221.9676 | 1124.856
3564 | 209.7702 | 1065.1208 | 209.7702 | 1065.1208
3565 | 200.2335 | 1019.3485 | 200.2335 | 1019.3485
3566 | 195.3883 | 1014.7738 | 195.3883 | 1014.7738
3567 | 192.4054 | 984.8759 | 192.4054 | 984.8759
3568 | 191.3077 | 963.1237 | 191.3077 | 963.1237
3569 | 193.7978 | 968.2147 | 193.7978 | 968.2147
3570 | 200.3904 | 998.2666 | 200.3904 | 998.2666
3571 | 213.1824 | 1029.8283 | 213.1824 | 1029.8283
3572 | 227.1431 | 1039.9511 | 227.1431 | 1039.9511
3573 | 235.2498 | 1014.0664 | 235.2498 | 1014.0664
3574 | 244.7258 | 992.4891 | 244.7258 | 992.4891
3575 | 260.7298 | 980.6987 | 260.7298 | 980.6987
3576 | 258.2838 | 925.7286 | 258.2838 | 925.7286
3577 | 249.9136 | 941.8353 | 249.9136 | 941.8353
3578 | 254.0263 | 930.5279 | 254.0263 | 930.5279
3579 | 267.1022 | 928.929 | 267.1022 | 928.929
3580 | 277.553 | 884.3298 | 277.553 | 884.3298
3581 | 278.511 | 888.3112 | 278.511 | 888.3112
3582 | 271.8555 | 902.7482 | 271.8555 | 902.7482
3583 | 262.5517 | 894.2584 | 262.5517 | 894.2584
3584 | 252.115 | 888.811 | 252.115 | 888.811
3585 | 242.5314 | 886.0566 | 242.5314 | 886.0566
3586 | 234.1896 | 867.4744 | 234.1896 | 867.4744
3587 | 222.371 | 848.0791 | 222.371 | 848.0791
3588 | 212.1478 | 852.0167 | 212.1478 | 852.0167
3589 | 202.9079 | 863.6069 | 202.9079 | 863.6069
3590 | 197.6738 | 877.9629 | 197.6738 | 877.9629
3591 | 195.027 | 881.9731 | 195.027 | 881.9731
3592 | 194.3391 | 888.6931 | 194.3391 | 888.6931
3593 | 197.6313 | 915.87 | 197.6313 | 915.87
3594 | 203.9501 | 951.2058 | 203.9501 | 951.2058
3595 | 212.8864 | 978.1678 | 212.8864 | 978.1678
3596 | 223.6531 | 981.1441 | 223.6531 | 981.1441
3597 | 229.6624 | 957.3881 | 229.6624 | 957.3881
3598 | 240.0863 | 950.5601 | 240.0863 | 950.5601
3599 | 253.2479 | 960.5515 | 253.2479 | 960.5515
3600 | 254.5814 | 935.4221 | 254.5814 | 935.4221
3601 | 245.9802 | 971.2198 | 245.9802 | 971.2198
3602 | 249.3649 | 976.6383 | 249.3649 | 976.6383
3603 | 261.2835 | 977.0542 | 261.2835 | 977.0542
3604 | 271.669 | 949.4091 | 271.669 | 949.4091
3605 | 273.5825 | 964.0342 | 273.5825 | 964.0342
3606 | 267.5254 | 985.0476 | 267.5254 | 985.0476
3607 | 256.0063 | 994.044 | 256.0063 | 994.044
3608 | 249.5772 | 996.2373 | 249.5772 | 996.2373
3609 | 240.4029 | 985.7282 | 240.4029 | 985.7282
3610 | 231.8588 | 960.9878 | 231.8588 | 960.9878
3611 | 220.4305 | 935.3203 | 220.4305 | 935.3203
3612 | 209.7856 | 918.1984 | 209.7856 | 918.1984
3613 | 200.9 | 903.8253 | 200.9 | 903.8253
3614 | 196.5894 | 904.2683 | 196.5894 | 904.2683
3615 | 192.9353 | 918.2001 | 192.9353 | 918.2001
3616 | 190.5364 | 917.6595 | 190.5364 | 917.6595
3617 | 192.7607 | 929.0607 | 192.7607 | 929.0607
3618 | 198.3289 | 970.9349 | 198.3289 | 970.9349
3619 | 207.2628 | 1008.6167 | 207.2628 | 1008.6167
3620 | 216.8406 | 1021.4385 | 216.8406 | 1021.4385
3621 | 224.3239 | 993.8812 | 224.3239 | 993.8812
3622 | 233.8773 | 968.0844 | 233.8773 | 968.0844
3623 | 249.5145 | 957.0162 | 249.5145 | 957.0162
3624 | 249.7873 | 922.1553 | 249.7873 | 922.1553
3625 | 242.3962 | 947.4994 | 242.3962 | 947.4994
3626 | 245.7716 | 947.9001 | 245.7716 | 947.9001
3627 | 257.2414 | 940.4091 | 257.2414 | 940.4091
3628 | 270.1039 | 948.6868 | 270.1039 | 948.6868
3629 | 274.4647 | 1003.4923 | 274.4647 | 1003.4923
3630 | 265.1445 | 1004.3965 | 265.1445 | 1004.3965
3631 | 254.1559 | 1004.7258 | 254.1559 | 1004.7258
3632 | 248.56 | 987.9884 | 248.56 | 987.9884
3633 | 240.5306 | 955.5074 | 240.5306 | 955.5074
3634 | 232.0563 | 887.2795 | 232.0563 | 887.2795
3635 | 218.308 | 819.1128 | 218.308 | 819.1128
3636 | 208.3378 | 793.1596 | 208.3378 | 793.1596
3637 | 201.3429 | 804.0484 | 201.3429 | 804.0484
3638 | 195.4397 | 801.4822 | 195.4397 | 801.4822
3639 | 194.0855 | 816.6197 | 194.0855 | 816.6197
3640 | 193.1393 | 847.1772 | 193.1393 | 847.1772
3641 | 197.2515 | 894.7016 | 197.2515 | 894.7016
3642 | 202.6116 | 966.414 | 202.6116 | 966.414
3643 | 214.4089 | 1010.3249 | 214.4089 | 1010.3249
3644 | 227.5689 | 1087.8466 | 227.5689 | 1087.8466
3645 | 237.5293 | 1074.0817 | 237.5293 | 1074.0817
3646 | 246.2075 | 1067.1991 | 246.2075 | 1067.1991
3647 | 262.2143 | 1070.3705 | 262.2143 | 1070.3705
3648 | 258.2615 | 1079.8457 | 258.2615 | 1079.8457
3649 | 251.0026 | 1096.6418 | 251.0026 | 1096.6418
3650 | 255.8331 | 1108.5158 | 255.8331 | 1108.5158
3651 | 268.0255 | 1123.9085 | 268.0255 | 1123.9085
3652 | 277.8153 | 1091.9708 | 277.8153 | 1091.9708
3653 | 282.9672 | 1111.3531 | 282.9672 | 1111.3531
3654 | 275.3768 | 1127.6704 | 275.3768 | 1127.6704
3655 | 263.782 | 1118.1474 | 263.782 | 1118.1474
3656 | 256.0006 | 1112.9243 | 256.0006 | 1112.9243
3657 | 247.7222 | 1116.1786 | 247.7222 | 1116.1786
3658 | 236.397 | 1096.9181 | 236.397 | 1096.9181
3659 | 222.4646 | 1076.692 | 222.4646 | 1076.692
3660 | 209.2419 | 1063.1525 | 209.2419 | 1063.1525
3661 | 199.8404 | 1068.3839 | 199.8404 | 1068.3839
3662 | 195.1883 | 1065.7433 | 195.1883 | 1065.7433
3663 | 193.8021 | 1081.6251 | 193.8021 | 1081.6251
3664 | 193.192 | 1106.1531 | 193.192 | 1106.1531
3665 | 197.7581 | 1152.3375 | 197.7581 | 1152.3375
3666 | 205.4358 | 1227.288 | 205.4358 | 1227.288
3667 | 219.8404 | 1277.4891 | 219.8404 | 1277.4891
3668 | 236.3891 | 1345.222 | 236.3891 | 1345.222
3669 | 246.0138 | 1332.127 | 246.0138 | 1332.127
3670 | 255.7484 | 1312.4781 | 255.7484 | 1312.4781
3671 | 270.7773 | 1287.5112 | 270.7773 | 1287.5112
3672 | 267.6754 | 1266.28 | 267.6754 | 1266.28
3673 | 255.2969 | 1256.2033 | 255.2969 | 1256.2033
3674 | 260.6106 | 1240.8324 | 260.6106 | 1240.8324
3675 | 273.6539 | 1233 | 273.6539 | 1233
3676 | 282.3153 | 1179.3631 | 282.3153 | 1179.3631
3677 | 287.3437 | 1189.366 | 287.3437 | 1189.366
3678 | 282.5064 | 1207.507 | 282.5064 | 1207.507
3679 | 268.5194 | 1198.5795 | 268.5194 | 1198.5795
3680 | 259.3176 | 1189.2995 | 259.3176 | 1189.2995
3681 | 250.4515 | 1183.286 | 250.4515 | 1183.286
3682 | 238.4382 | 1160.3408 | 238.4382 | 1160.3408
3683 | 223.524 | 1137.9559 | 223.524 | 1137.9559
3684 | 210.5562 | 1117.419 | 210.5562 | 1117.419
3685 | 201.5877 | 1109.028 | 201.5877 | 1109.028
3686 | 196.9499 | 1092.6532 | 196.9499 | 1092.6532
3687 | 195.0459 | 1098.5229 | 195.0459 | 1098.5229
3688 | 194.9917 | 1109.3912 | 194.9917 | 1109.3912
3689 | 199.1275 | 1133.4298 | 199.1275 | 1133.4298
3690 | 207.1477 | 1184.1502 | 207.1477 | 1184.1502
3691 | 221.3654 | 1219.7983 | 221.3654 | 1219.7983
3692 | 237.9317 | 1290.1738 | 237.9317 | 1290.1738
3693 | 249.8176 | 1282.5502 | 249.8176 | 1282.5502
3694 | 257.0608 | 1280.5434 | 257.0608 | 1280.5434
3695 | 272.5277 | 1282.5237 | 272.5277 | 1282.5237
3696 | 270.2806 | 1285.9693 | 270.2806 | 1285.9693
3697 | 259.1224 | 1293.9443 | 259.1224 | 1293.9443
3698 | 264.7642 | 1299.3048 | 264.7642 | 1299.3048
3699 | 275.8891 | 1313.8787 | 275.8891 | 1313.8787
3700 | 281.8277 | 1282.7971 | 281.8277 | 1282.7971
3701 | 286.3416 | 1311.1494 | 286.3416 | 1311.1494
3702 | 282.2428 | 1344.0295 | 282.2428 | 1344.0295
3703 | 269.8109 | 1349.5433 | 269.8109 | 1349.5433
3704 | 260.2168 | 1354.9279 | 260.2168 | 1354.9279
3705 | 252.0812 | 1365.1423 | 252.0812 | 1365.1423
3706 | 238.7701 | 1357.3455 | 238.7701 | 1357.3455
3707 | 224.2835 | 1353.4217 | 224.2835 | 1353.4217
3708 | 211.4873 | 1362.3258 | 211.4873 | 1362.3258
3709 | 201.6309 | 1384.2689 | 201.6309 | 1384.2689
3710 | 196.6117 | 1389.1839 | 196.6117 | 1389.1839
3711 | 201.0269 | 1411.1698 | 201.0269 | 1411.1698
3712 | 200.9944 | 1427.1 | 200.9944 | 1427.1
3713 | 204.9972 | 1448.5704 | 204.9972 | 1448.5704
3714 | 213.272 | 1498.4348 | 213.272 | 1498.4348
3715 | 227.0442 | 1550.534 | 227.0442 | 1550.534
3716 | 243.607 | 1647.0006 | 243.607 | 1647.0006
3717 | 249.4009 | 1665.952 | 249.4009 | 1665.952
3718 | 257.0369 | 1700.0485 | 257.0369 | 1700.0485
3719 | 270.6001 | 1733.4424 | 270.6001 | 1733.4424
3720 | 267.0176 | 1752.3714 | 267.0176 | 1752.3714
3721 | 259.704 | 1762.468 | 259.704 | 1762.468
3722 | 262.0058 | 1759.7518 | 262.0058 | 1759.7518
3723 | 275.1842 | 1748.7929 | 275.1842 | 1748.7929
3724 | 282.4862 | 1697.873 | 282.4862 | 1697.873
3725 | 283.6276 | 1717.9625 | 283.6276 | 1717.9625
3726 | 280.1852 | 1745.0363 | 280.1852 | 1745.0363
3727 | 267.8841 | 1746.0093 | 267.8841 | 1746.0093
3728 | 255.6305 | 1744.471 | 255.6305 | 1744.471
3729 | 247.6674 | 1748.5441 | 247.6674 | 1748.5441
3730 | 238.3397 | 1734.085 | 238.3397 | 1734.085
3731 | 224.9353 | 1723.3127 | 224.9353 | 1723.3127
3732 | 213.5887 | 1721.0881 | 213.5887 | 1721.0881
3733 | 204.0079 | 1735.55 | 204.0079 | 1735.55
3734 | 199.1704 | 1738.1201 | 199.1704 | 1738.1201
3735 | 196.4677 | 1757.6123 | 196.4677 | 1757.6123
3736 | 195.9417 | 1782.6613 | 195.9417 | 1782.6613
3737 | 199.481 | 1813.4368 | 199.481 | 1813.4368
3738 | 205.8283 | 1851.8746 | 205.8283 | 1851.8746
3739 | 217.4861 | 1869.9549 | 217.4861 | 1869.9549
3740 | 232.1363 | 1926.3729 | 232.1363 | 1926.3729
3741 | 241.2675 | 1909.2955 | 241.2675 | 1909.2955
3742 | 250.7832 | 1895.3412 | 250.7832 | 1895.3412
3743 | 265.5799 | 1888.0165 | 265.5799 | 1888.0165
3744 | 263.4635 | 1884.6136 | 263.4635 | 1884.6136
3745 | 255.1417 | 1880.0827 | 255.1417 | 1880.0827
3746 | 259.3994 | 1863.6324 | 259.3994 | 1863.6324
3747 | 273.9812 | 1848.7654 | 273.9812 | 1848.7654
3748 | 280.5604 | 1794.2725 | 280.5604 | 1794.2725
3749 | 284.3014 | 1807.3274 | 284.3014 | 1807.3274
3750 | 277.3982 | 1812.9998 | 277.3982 | 1812.9998
3751 | 263.441 | 1773.0682 | 263.441 | 1773.0682
3752 | 253.9511 | 1731.7418 | 253.9511 | 1731.7418
3753 | 246.1522 | 1708.4211 | 246.1522 | 1708.4211
3754 | 236.7125 | 1681.5306 | 236.7125 | 1681.5306
3755 | 224.2591 | 1660.6345 | 224.2591 | 1660.6345
3756 | 212.6849 | 1646.6483 | 212.6849 | 1646.6483
3757 | 204.7418 | 1655.4156 | 204.7418 | 1655.4156
3758 | 198.8997 | 1666.2486 | 198.8997 | 1666.2486
3759 | 196.5897 | 1683.4331 | 196.5897 | 1683.4331
3760 | 195.4314 | 1701.6337 | 195.4314 | 1701.6337
3761 | 198.6144 | 1729.0966 | 198.6144 | 1729.0966
3762 | 202.9914 | 1770.2887 | 202.9914 | 1770.2887
3763 | 212.6801 | 1789.0017 | 212.6801 | 1789.0017
3764 | 222.6816 | 1839.4273 | 222.6816 | 1839.4273
3765 | 231.8333 | 1814.9432 | 231.8333 | 1814.9432
3766 | 241.7316 | 1800.9144 | 241.7316 | 1800.9144
3767 | 254.4813 | 1791.5798 | 254.4813 | 1791.5798
3768 | 251.4074 | 1780.063 | 251.4074 | 1780.063
3769 | 247.0868 | 1759.7881 | 247.0868 | 1759.7881
3770 | 251.0133 | 1731.7997 | 251.0133 | 1731.7997
3771 | 262.0589 | 1709.6748 | 262.0589 | 1709.6748
3772 | 273.3547 | 1645.5047 | 273.3547 | 1645.5047
3773 | 275.7367 | 1644.6021 | 275.7367 | 1644.6021
3774 | 265.5899 | 1648.7858 | 265.5899 | 1648.7858
3775 | 258.6813 | 1634.7964 | 258.6813 | 1634.7964
3776 | 249.3014 | 1599.6485 | 249.3014 | 1599.6485
3777 | 242.0937 | 1555.8941 | 242.0937 | 1555.8941
3778 | 234.0306 | 1493.3841 | 234.0306 | 1493.3841
3779 | 222.3954 | 1447.0296 | 222.3954 | 1447.0296
3780 | 210.472 | 1427.0511 | 210.472 | 1427.0511
3781 | 201.5234 | 1429.1932 | 201.5234 | 1429.1932
3782 | 196.5097 | 1415.5356 | 196.5097 | 1415.5356
3783 | 195.2108 | 1404.8796 | 195.2108 | 1404.8796
3784 | 194.3956 | 1399.6689 | 194.3956 | 1399.6689
3785 | 196.977 | 1404.6882 | 196.977 | 1404.6882
3786 | 201.9484 | 1421.613 | 201.9484 | 1421.613
3787 | 212.6902 | 1419.1106 | 212.6902 | 1419.1106
3788 | 224.4592 | 1454.2017 | 224.4592 | 1454.2017
3789 | 231.9537 | 1413.4897 | 231.9537 | 1413.4897
3790 | 240.9983 | 1384.8707 | 240.9983 | 1384.8707
3791 | 255.0875 | 1385.5483 | 255.0875 | 1385.5483
3792 | 254.2723 | 1389.4033 | 254.2723 | 1389.4033
3793 | 248.7256 | 1376.9818 | 248.7256 | 1376.9818
3794 | 251.881 | 1367.7149 | 251.881 | 1367.7149
3795 | 265.9064 | 1386.5691 | 265.9064 | 1386.5691
3796 | 276.3419 | 1343.6888 | 276.3419 | 1343.6888
3797 | 278.855 | 1349.1136 | 278.855 | 1349.1136
3798 | 271.1226 | 1356.0515 | 271.1226 | 1356.0515
3799 | 258.9403 | 1327.8441 | 258.9403 | 1327.8441
3800 | 252.6499 | 1290.7608 | 252.6499 | 1290.7608
3801 | 246.6061 | 1245.8154 | 246.6061 | 1245.8154
3802 | 236.4819 | 1201.0221 | 236.4819 | 1201.0221
3803 | 223.8605 | 1163.9726 | 223.8605 | 1163.9726
3804 | 212.1092 | 1137.7783 | 212.1092 | 1137.7783
3805 | 202.0957 | 1110.2562 | 202.0957 | 1110.2562
3806 | 197.4916 | 1068.2742 | 197.4916 | 1068.2742
3807 | 194.9032 | 1055.4595 | 194.9032 | 1055.4595
3808 | 194.6966 | 1056.3529 | 194.6966 | 1056.3529
3809 | 198.1508 | 1050.3923 | 198.1508 | 1050.3923
3810 | 204.476 | 1064.8606 | 204.476 | 1064.8606
3811 | 216.5281 | 1063.4748 | 216.5281 | 1063.4748
3812 | 230.926 | 1110.3274 | 230.926 | 1110.3274
3813 | 240.1235 | 1090.8307 | 240.1235 | 1090.8307
3814 | 250.0248 | 1085.8463 | 250.0248 | 1085.8463
3815 | 263.1581 | 1087.8266 | 263.1581 | 1087.8266
3816 | 261.4188 | 1125.6261 | 261.4188 | 1125.6261
3817 | 252.7155 | 1147.1491 | 252.7155 | 1147.1491
3818 | 256.7606 | 1170.1147 | 256.7606 | 1170.1147
3819 | 270.0634 | 1198.4599 | 270.0634 | 1198.4599
3820 | 279.5352 | 1130.4934 | 279.5352 | 1130.4934
3821 | 281.4411 | 1101.9365 | 281.4411 | 1101.9365
3822 | 275.2929 | 1097.1501 | 275.2929 | 1097.1501
3823 | 263.4196 | 1073.223 | 263.4196 | 1073.223
3824 | 256.1307 | 1062.082 | 256.1307 | 1062.082
3825 | 246.9617 | 1073.5618 | 246.9617 | 1073.5618
3826 | 235.6204 | 1084.1145 | 235.6204 | 1084.1145
3827 | 222.4108 | 1044.6457 | 222.4108 | 1044.6457
3828 | 209.5426 | 1017.4093 | 209.5426 | 1017.4093
3829 | 200.7634 | 995.0607 | 200.7634 | 995.0607
3830 | 196.5273 | 994.5044 | 196.5273 | 994.5044
3831 | 194.0268 | 1001.7513 | 194.0268 | 1001.7513
3832 | 194.6075 | 1011.2424 | 194.6075 | 1011.2424
3833 | 197.7452 | 1041.2362 | 197.7452 | 1041.2362
3834 | 204.0079 | 1110.0082 | 204.0079 | 1110.0082
3835 | 216.9733 | 1185.556 | 216.9733 | 1185.556
3836 | 234.8606 | 1287.2334 | 234.8606 | 1287.2334
3837 | 244.4552 | 1299.5224 | 244.4552 | 1299.5224
3838 | 252.9724 | 1283.6327 | 252.9724 | 1283.6327
3839 | 266.5374 | 1264.7326 | 266.5374 | 1264.7326
3840 | 264.1124 | 1249.4938 | 264.1124 | 1249.4938
3841 | 254.6119 | 1183.178 | 254.6119 | 1183.178
3842 | 259.8588 | 1141.8276 | 259.8588 | 1141.8276
3843 | 272.7823 | 1122.7547 | 272.7823 | 1122.7547
3844 | 280.5716 | 1110.953 | 280.5716 | 1110.953
3845 | 285.4722 | 1190.2965 | 285.4722 | 1190.2965
3846 | 279.6538 | 1245.5829 | 279.6538 | 1245.5829
3847 | 267.6188 | 1251.99 | 267.6188 | 1251.99
3848 | 260.1789 | 1243.045 | 260.1789 | 1243.045
3849 | 250.7859 | 1242.205 | 250.7859 | 1242.205
3850 | 238.4944 | 1230.798 | 238.4944 | 1230.798
3851 | 222.8805 | 1223.7477 | 222.8805 | 1223.7477
3852 | 210.774 | 1182.1072 | 210.774 | 1182.1072
3853 | 200.8561 | 1142.7119 | 200.8561 | 1142.7119
3854 | 194.9252 | 1097.6035 | 194.9252 | 1097.6035
3855 | 193.0805 | 1097.1458 | 193.0805 | 1097.1458
3856 | 192.6357 | 1096.0665 | 192.6357 | 1096.0665
3857 | 195.8684 | 1095.9867 | 195.8684 | 1095.9867
3858 | 204.7285 | 1117.08 | 204.7285 | 1117.08
3859 | 219.6069 | 1113.3494 | 219.6069 | 1113.3494
3860 | 236.9301 | 1146.9889 | 236.9301 | 1146.9889
3861 | 247.2339 | 1107.5052 | 247.2339 | 1107.5052
3862 | 253.8671 | 1101.702 | 253.8671 | 1101.702
3863 | 267.9628 | 1119.2774 | 267.9628 | 1119.2774
3864 | 265.4391 | 1126.8916 | 265.4391 | 1126.8916
3865 | 256.4961 | 1119.8297 | 256.4961 | 1119.8297
3866 | 258.2214 | 1105.7615 | 258.2214 | 1105.7615
3867 | 269.068 | 1102.991 | 269.068 | 1102.991
3868 | 278.3941 | 1035.8805 | 278.3941 | 1035.8805
3869 | 281.8886 | 1013.7254 | 281.8886 | 1013.7254
3870 | 276.0728 | 1018.5045 | 276.0728 | 1018.5045
3871 | 264.1213 | 1025.7677 | 264.1213 | 1025.7677
3872 | 256.5818 | 1041.946 | 256.5818 | 1041.946
3873 | 247.9909 | 1034.3693 | 247.9909 | 1034.3693
3874 | 235.5276 | 987.5662 | 235.5276 | 987.5662
3875 | 219.7388 | 946.7574 | 219.7388 | 946.7574
3876 | 207.3787 | 918.1811 | 207.3787 | 918.1811
3877 | 198.0711 | 928.4372 | 198.0711 | 928.4372
3878 | 192.7476 | 935.9204 | 192.7476 | 935.9204
3879 | 189.5146 | 953.8865 | 189.5146 | 953.8865
3880 | 189.8795 | 979.7172 | 189.8795 | 979.7172
3881 | 193.2147 | 1021.1003 | 193.2147 | 1021.1003
3882 | 200.4042 | 1085.8898 | 200.4042 | 1085.8898
3883 | 214.2186 | 1138.1379 | 214.2186 | 1138.1379
3884 | 231.4422 | 1214.3197 | 231.4422 | 1214.3197
3885 | 240.699 | 1204.5001 | 240.699 | 1204.5001
3886 | 248.4437 | 1183.1018 | 248.4437 | 1183.1018
3887 | 262.7745 | 1158.8793 | 262.7745 | 1158.8793
3888 | 260.9586 | 1139.1369 | 260.9586 | 1139.1369
3889 | 251.9671 | 1113.3535 | 251.9671 | 1113.3535
3890 | 256.93 | 1098.6525 | 256.93 | 1098.6525
3891 | 268.4748 | 1103.2515 | 268.4748 | 1103.2515
3892 | 276.88 | 1071.4627 | 276.88 | 1071.4627
3893 | 277.3624 | 1106.6262 | 277.3624 | 1106.6262
3894 | 270.8771 | 1147.3597 | 270.8771 | 1147.3597
3895 | 259.0372 | 1163.6673 | 259.0372 | 1163.6673
3896 | 252.4328 | 1179.2873 | 252.4328 | 1179.2873
3897 | 244.1847 | 1195.7919 | 244.1847 | 1195.7919
3898 | 232.7306 | 1194.5831 | 232.7306 | 1194.5831
3899 | 219.4594 | 1194.679 | 219.4594 | 1194.679
3900 | 207.1134 | 1199.0422 | 207.1134 | 1199.0422
3901 | 198.019 | 1210.3404 | 198.019 | 1210.3404
3902 | 192.026 | 1202.5635 | 192.026 | 1202.5635
3903 | 189.2637 | 1225.1077 | 189.2637 | 1225.1077
3904 | 189.1098 | 1267.464 | 189.1098 | 1267.464
3905 | 192.1391 | 1306.6883 | 192.1391 | 1306.6883
3906 | 201.3952 | 1340.1015 | 201.3952 | 1340.1015
3907 | 214.059 | 1357.1023 | 214.059 | 1357.1023
3908 | 227.9133 | 1411.2128 | 227.9133 | 1411.2128
3909 | 236.4157 | 1396.1824 | 236.4157 | 1396.1824
3910 | 243.057 | 1401.7313 | 243.057 | 1401.7313
3911 | 257.4738 | 1406.2053 | 257.4738 | 1406.2053
3912 | 257.3948 | 1394.3907 | 257.3948 | 1394.3907
3913 | 249.5225 | 1384.6491 | 249.5225 | 1384.6491
3914 | 253.1332 | 1365.184 | 253.1332 | 1365.184
3915 | 266.2121 | 1360.2175 | 266.2121 | 1360.2175
3916 | 275.3987 | 1319.2353 | 275.3987 | 1319.2353
3917 | 277.1183 | 1347.5504 | 277.1183 | 1347.5504
3918 | 268.6402 | 1375.3686 | 268.6402 | 1375.3686
3919 | 256.9623 | 1366.3667 | 256.9623 | 1366.3667
3920 | 248.3406 | 1349.531 | 248.3406 | 1349.531
3921 | 239.8378 | 1334.4359 | 239.8378 | 1334.4359
3922 | 231.5253 | 1302.5951 | 231.5253 | 1302.5951
3923 | 220.198 | 1275.8183 | 220.198 | 1275.8183
3924 | 208.7669 | 1242.9244 | 208.7669 | 1242.9244
3925 | 200.205 | 1219.6454 | 200.205 | 1219.6454
3926 | 194.1594 | 1187.0056 | 194.1594 | 1187.0056
3927 | 190.8087 | 1178.6573 | 190.8087 | 1178.6573
3928 | 189.443 | 1184.3148 | 189.443 | 1184.3148
3929 | 193.1034 | 1198.5646 | 193.1034 | 1198.5646
3930 | 199.8252 | 1244.9303 | 199.8252 | 1244.9303
3931 | 210.1587 | 1282.7371 | 210.1587 | 1282.7371
3932 | 220.6453 | 1359.3655 | 220.6453 | 1359.3655
3933 | 226.1093 | 1342.9952 | 226.1093 | 1342.9952
3934 | 235.2534 | 1326.0261 | 235.2534 | 1326.0261
3935 | 247.6475 | 1300.1659 | 247.6475 | 1300.1659
3936 | 248.1354 | 1292.3711 | 248.1354 | 1292.3711
3937 | 242.8205 | 1275.4088 | 242.8205 | 1275.4088
3938 | 247.1085 | 1250.919 | 247.1085 | 1250.919
3939 | 260.6654 | 1240.3323 | 260.6654 | 1240.3323
3940 | 270.6007 | 1160.5298 | 270.6007 | 1160.5298
3941 | 266.937 | 1131.1541 | 266.937 | 1131.1541
3942 | 256.8281 | 1132.4345 | 256.8281 | 1132.4345
3943 | 247.6425 | 1120.1945 | 247.6425 | 1120.1945
3944 | 241.6685 | 1115.4181 | 241.6685 | 1115.4181
3945 | 237.8551 | 1115.1736 | 237.8551 | 1115.1736
3946 | 228.1148 | 1097.5881 | 228.1148 | 1097.5881
3947 | 218.1682 | 1078.0319 | 218.1682 | 1078.0319
3948 | 207.0846 | 1058.3139 | 207.0846 | 1058.3139
3949 | 198.0069 | 1065.2574 | 198.0069 | 1065.2574
3950 | 193.3299 | 1075.6437 | 193.3299 | 1075.6437
3951 | 190.4626 | 1108.6839 | 190.4626 | 1108.6839
3952 | 190.5292 | 1127.9267 | 190.5292 | 1127.9267
3953 | 192.1861 | 1164.9551 | 192.1861 | 1164.9551
3954 | 197.343 | 1229.484 | 197.343 | 1229.484
3955 | 208.994 | 1257.9486 | 208.994 | 1257.9486
3956 | 219.2956 | 1315.4833 | 219.2956 | 1315.4833
3957 | 227.3054 | 1297.7359 | 227.3054 | 1297.7359
3958 | 236.2573 | 1278.7941 | 236.2573 | 1278.7941
3959 | 251.5788 | 1245.676 | 251.5788 | 1245.676
3960 | 250.2542 | 1207.2493 | 250.2542 | 1207.2493
3961 | 244.3254 | 1190.808 | 244.3254 | 1190.808
3962 | 249.5757 | 1169.9658 | 249.5757 | 1169.9658
3963 | 264.4995 | 1146.836 | 264.4995 | 1146.836
3964 | 271.1412 | 1084.378 | 271.1412 | 1084.378
3965 | 274.4231 | 1093.7853 | 274.4231 | 1093.7853
3966 | 266.2966 | 1121.7524 | 266.2966 | 1121.7524
3967 | 256.1656 | 1126.6335 | 256.1656 | 1126.6335
3968 | 247.9935 | 1107.0808 | 247.9935 | 1107.0808
3969 | 241.1104 | 1094.5538 | 241.1104 | 1094.5538
3970 | 232.2015 | 1080.8764 | 232.2015 | 1080.8764
3971 | 220.2045 | 1086.853 | 220.2045 | 1086.853
3972 | 209.2966 | 1107.2952 | 209.2966 | 1107.2952
3973 | 199.942 | 1161.0241 | 199.942 | 1161.0241
3974 | 194.4078 | 1201.298 | 194.4078 | 1201.298
3975 | 191.3008 | 1245.3925 | 191.3008 | 1245.3925
3976 | 190.9433 | 1262.7743 | 190.9433 | 1262.7743
3977 | 193.631 | 1291.6887 | 193.631 | 1291.6887
3978 | 200.0085 | 1329.3449 | 200.0085 | 1329.3449
3979 | 211.8402 | 1347.9463 | 211.8402 | 1347.9463
3980 | 225.3415 | 1398.0369 | 225.3415 | 1398.0369
3981 | 233.6862 | 1358.9626 | 233.6862 | 1358.9626
3982 | 241.7717 | 1332.614 | 241.7717 | 1332.614
3983 | 256.5465 | 1308.5404 | 256.5465 | 1308.5404
3984 | 254.6309 | 1270.8208 | 254.6309 | 1270.8208
3985 | 246.5966 | 1264.8756 | 246.5966 | 1264.8756
3986 | 248.2547 | 1257.1347 | 248.2547 | 1257.1347
3987 | 263.358 | 1272.1553 | 263.358 | 1272.1553
3988 | 273.8013 | 1244.5351 | 273.8013 | 1244.5351
3989 | 277.0884 | 1260.1209 | 277.0884 | 1260.1209
3990 | 268.8855 | 1270.818 | 268.8855 | 1270.818
3991 | 257.6714 | 1247.5236 | 257.6714 | 1247.5236
3992 | 250.0536 | 1228.3059 | 250.0536 | 1228.3059
3993 | 244.4931 | 1235.1333 | 244.4931 | 1235.1333
3994 | 233.4103 | 1238.6142 | 233.4103 | 1238.6142
3995 | 221.4808 | 1257.8038 | 221.4808 | 1257.8038
3996 | 208.5789 | 1274.7102 | 208.5789 | 1274.7102
3997 | 200.7549 | 1301.1197 | 200.7549 | 1301.1197
3998 | 194.3048 | 1310.3522 | 194.3048 | 1310.3522
3999 | 192.1043 | 1345.2534 | 192.1043 | 1345.2534
4000 | 191.8495 | 1393.751 | 191.8495 | 1393.751
4001 | 194.6927 | 1448.6077 | 194.6927 | 1448.6077
4002 | 202.5611 | 1515.7792 | 202.5611 | 1515.7792
4003 | 216.3997 | 1564.752 | 216.3997 | 1564.752
4004 | 233.8867 | 1649.7921 | 233.8867 | 1649.7921
4005 | 243.4582 | 1643.2851 | 243.4582 | 1643.2851
4006 | 248.119 | 1637.5192 | 248.119 | 1637.5192
4007 | 262.222 | 1640.4299 | 262.222 | 1640.4299
4008 | 259.6037 | 1649.0119 | 259.6037 | 1649.0119
4009 | 250.4764 | 1664.4308 | 250.4764 | 1664.4308
4010 | 251.5817 | 1671.9873 | 251.5817 | 1671.9873
4011 | 266.6248 | 1679.0056 | 266.6248 | 1679.0056
4012 | 274.4047 | 1639.289 | 274.4047 | 1639.289
4013 | 275.5838 | 1660.9789 | 275.5838 | 1660.9789
4014 | 269.1208 | 1683.8469 | 269.1208 | 1683.8469
4015 | 255.2671 | 1679.2741 | 255.2671 | 1679.2741
4016 | 249.8269 | 1649.672 | 249.8269 | 1649.672
4017 | 246.7337 | 1606.997 | 246.7337 | 1606.997
4018 | 236.3071 | 1536.1126 | 236.3071 | 1536.1126
4019 | 222.234 | 1462.9225 | 222.234 | 1462.9225
4020 | 210.0451 | 1388.603 | 210.0451 | 1388.603
4021 | 200.8588 | 1333.7243 | 200.8588 | 1333.7243
4022 | 195.5603 | 1268.4426 | 195.5603 | 1268.4426
4023 | 193.2973 | 1217.4032 | 193.2973 | 1217.4032
4024 | 193.1727 | 1170.9901 | 193.1727 | 1170.9901
4025 | 196.4328 | 1137.4124 | 196.4328 | 1137.4124
4026 | 204.5696 | 1150.5779 | 204.5696 | 1150.5779
4027 | 217.2129 | 1170.668 | 217.2129 | 1170.668
4028 | 234.2313 | 1222.3592 | 234.2313 | 1222.3592
4029 | 241.8561 | 1195.5674 | 241.8561 | 1195.5674
4030 | 250.2602 | 1180.0498 | 250.2602 | 1180.0498
4031 | 265.2366 | 1179.0897 | 265.2366 | 1179.0897
4032 | 263.1286 | 1188.6393 | 263.1286 | 1188.6393
4033 | 251.0683 | 1203.6861 | 251.0683 | 1203.6861
4034 | 256.6393 | 1219.096 | 256.6393 | 1219.096
4035 | 270.7942 | 1243.0121 | 270.7942 | 1243.0121
4036 | 281.0908 | 1216.9924 | 281.0908 | 1216.9924
4037 | 280.3101 | 1250.6671 | 280.3101 | 1250.6671
4038 | 271.5743 | 1287.5669 | 271.5743 | 1287.5669
4039 | 261.1233 | 1307.9687 | 261.1233 | 1307.9687
4040 | 255.3176 | 1313.6511 | 255.3176 | 1313.6511
4041 | 249.668 | 1323.0094 | 249.668 | 1323.0094
4042 | 238.7782 | 1319.3068 | 238.7782 | 1319.3068
4043 | 223.4273 | 1321.822 | 223.4273 | 1321.822
4044 | 211.6723 | 1326.3342 | 211.6723 | 1326.3342
4045 | 201.8038 | 1334.9153 | 201.8038 | 1334.9153
4046 | 195.6903 | 1324.2352 | 195.6903 | 1324.2352
4047 | 192.1239 | 1333.2686 | 192.1239 | 1333.2686
4048 | 191.8482 | 1351.8042 | 191.8482 | 1351.8042
4049 | 195.5619 | 1381.6491 | 195.5619 | 1381.6491
4050 | 203.2104 | 1416.0672 | 203.2104 | 1416.0672
4051 | 215.7735 | 1431.9515 | 215.7735 | 1431.9515
4052 | 234.2685 | 1487.4018 | 234.2685 | 1487.4018
4053 | 242.0535 | 1467.6446 | 242.0535 | 1467.6446
4054 | 246.8936 | 1455.6629 | 246.8936 | 1455.6629
4055 | 261.0658 | 1451.2041 | 261.0658 | 1451.2041
4056 | 261.4385 | 1453.7937 | 261.4385 | 1453.7937
4057 | 249.6121 | 1459.3494 | 249.6121 | 1459.3494
4058 | 251.4907 | 1461.509 | 251.4907 | 1461.509
4059 | 264.0655 | 1469.8672 | 264.0655 | 1469.8672
4060 | 272.2788 | 1435.9568 | 272.2788 | 1435.9568
4061 | 272.0116 | 1463.4903 | 272.0116 | 1463.4903
4062 | 265.8262 | 1488.4426 | 265.8262 | 1488.4426
4063 | 254.2548 | 1485.768 | 254.2548 | 1485.768
4064 | 246.5127 | 1481.9965 | 246.5127 | 1481.9965
4065 | 241.1869 | 1477.4718 | 241.1869 | 1477.4718
4066 | 232.4131 | 1451.1024 | 232.4131 | 1451.1024
4067 | 220.3756 | 1422.8367 | 220.3756 | 1422.8367
4068 | 207.2769 | 1398.429 | 207.2769 | 1398.429
4069 | 198.4351 | 1395.9187 | 198.4351 | 1395.9187
4070 | 192.0368 | 1388.5884 | 192.0368 | 1388.5884
4071 | 189.254 | 1390.6989 | 189.254 | 1390.6989
4072 | 187.8932 | 1387.9819 | 187.8932 | 1387.9819
4073 | 190.1921 | 1402.3062 | 190.1921 | 1402.3062
4074 | 197.5669 | 1432.1834 | 197.5669 | 1432.1834
4075 | 207.9206 | 1453.9112 | 207.9206 | 1453.9112
4076 | 223.828 | 1523.3935 | 223.828 | 1523.3935
4077 | 230.8476 | 1523.3627 | 230.8476 | 1523.3627
4078 | 238.7527 | 1524.8918 | 238.7527 | 1524.8918
4079 | 250.1167 | 1526.6488 | 250.1167 | 1526.6488
4080 | 250.3436 | 1529.1267 | 250.3436 | 1529.1267
4081 | 242.305 | 1530.3649 | 242.305 | 1530.3649
4082 | 246.6188 | 1520.2792 | 246.6188 | 1520.2792
4083 | 260.0315 | 1510.7346 | 260.0315 | 1510.7346
4084 | 269.0798 | 1462.3457 | 269.0798 | 1462.3457
4085 | 270.2821 | 1470.3387 | 270.2821 | 1470.3387
4086 | 260.2858 | 1474.969 | 260.2858 | 1474.969
4087 | 250.0309 | 1462.2078 | 250.0309 | 1462.2078
4088 | 242.188 | 1458.5852 | 242.188 | 1458.5852
4089 | 237.5017 | 1463.2911 | 237.5017 | 1463.2911
4090 | 230.5821 | 1448.6086 | 230.5821 | 1448.6086
4091 | 219.0493 | 1429.4991 | 219.0493 | 1429.4991
4092 | 208.0682 | 1407.4362 | 208.0682 | 1407.4362
4093 | 198.9648 | 1404.442 | 198.9648 | 1404.442
4094 | 192.92 | 1392.4965 | 192.92 | 1392.4965
4095 | 190.8181 | 1400.3016 | 190.8181 | 1400.3016
4096 | 189.5508 | 1412.3609 | 189.5508 | 1412.3609
4097 | 192.6813 | 1439.4144 | 192.6813 | 1439.4144
4098 | 197.8277 | 1497.802 | 197.8277 | 1497.802
4099 | 206.5001 | 1540.5219 | 206.5001 | 1540.5219
4100 | 215.4951 | 1596.4933 | 215.4951 | 1596.4933
4101 | 220.8305 | 1578.7087 | 220.8305 | 1578.7087
4102 | 228.8919 | 1572.7566 | 228.8919 | 1572.7566
4103 | 240.5602 | 1579.5382 | 240.5602 | 1579.5382
4104 | 243.5981 | 1598.5789 | 243.5981 | 1598.5789
4105 | 239.3451 | 1625.7594 | 239.3451 | 1625.7594
4106 | 243.2757 | 1645.1518 | 243.2757 | 1645.1518
4107 | 255.6678 | 1663.2244 | 255.6678 | 1663.2244
4108 | 263.6286 | 1623.7683 | 263.6286 | 1623.7683
4109 | 260.684 | 1637.977 | 260.684 | 1637.977
4110 | 255.8654 | 1657.6813 | 255.8654 | 1657.6813
4111 | 247.3881 | 1653.9646 | 247.3881 | 1653.9646
4112 | 243.5388 | 1657.3021 | 243.5388 | 1657.3021
4113 | 235.9783 | 1670.6429 | 235.9783 | 1670.6429
4114 | 229.3288 | 1664.9677 | 229.3288 | 1664.9677
4115 | 218.7544 | 1664.6542 | 218.7544 | 1664.6542
4116 | 209.1323 | 1667.417 | 209.1323 | 1667.417
4117 | 200.4179 | 1688.0946 | 200.4179 | 1688.0946
4118 | 195.6926 | 1703.3568 | 195.6926 | 1703.3568
4119 | 192.5863 | 1730.0324 | 192.5863 | 1730.0324
4120 | 190.7323 | 1750.6523 | 190.7323 | 1750.6523
4121 | 191.6768 | 1776.3658 | 191.6768 | 1776.3658
4122 | 196.2356 | 1809.5929 | 196.2356 | 1809.5929
4123 | 203.668 | 1822.7973 | 203.668 | 1822.7973
4124 | 213.2053 | 1878.9921 | 213.2053 | 1878.9921
4125 | 219.6848 | 1864.9294 | 219.6848 | 1864.9294
4126 | 228.2581 | 1858.1957 | 228.2581 | 1858.1957
4127 | 240.283 | 1857.7567 | 240.283 | 1857.7567
4128 | 241.7901 | 1863.9566 | 241.7901 | 1863.9566
4129 | 237.054 | 1874.4253 | 237.054 | 1874.4253
4130 | 239.6809 | 1876.2872 | 239.6809 | 1876.2872
4131 | 252.0255 | 1881.0723 | 252.0255 | 1881.0723
4132 | 260.6393 | 1845.6731 | 260.6393 | 1845.6731
4133 | 263.1435 | 1860.8124 | 263.1435 | 1860.8124
4134 | 255.4782 | 1884.6108 | 255.4782 | 1884.6108
4135 | 247.9204 | 1865.9317 | 247.9204 | 1865.9317
4136 | 242.5457 | 1839.8655 | 242.5457 | 1839.8655
4137 | 237.9679 | 1816.8426 | 237.9679 | 1816.8426
4138 | 231.4507 | 1779.1211 | 231.4507 | 1779.1211
4139 | 220.9539 | 1753.3119 | 220.9539 | 1753.3119
4140 | 210.982 | 1732.6634 | 210.982 | 1732.6634
4141 | 202.6484 | 1727.0266 | 202.6484 | 1727.0266
4142 | 196.8129 | 1717.1281 | 196.8129 | 1717.1281
4143 | 194.8377 | 1717.3032 | 194.8377 | 1717.3032
4144 | 192.5554 | 1719.2015 | 192.5554 | 1719.2015
4145 | 193.327 | 1735.3123 | 193.327 | 1735.3123
4146 | 197.274 | 1773.899 | 197.274 | 1773.899
4147 | 204.5076 | 1782.8604 | 204.5076 | 1782.8604
4148 | 215.3097 | 1829.3035 | 215.3097 | 1829.3035
4149 | 223.0586 | 1802.3256 | 223.0586 | 1802.3256
4150 | 231.4507 | 1777.5775 | 231.4507 | 1777.5775
4151 | 247.044 | 1760.3896 | 247.044 | 1760.3896
4152 | 245.0142 | 1749.0961 | 245.0142 | 1749.0961
4153 | 238.3742 | 1734.888 | 238.3742 | 1734.888
4154 | 242.4836 | 1714.3808 | 242.4836 | 1714.3808
4155 | 256.9964 | 1705.9156 | 256.9964 | 1705.9156
4156 | 265.5238 | 1659.611 | 265.5238 | 1659.611
4157 | 267.5257 | 1675.5319 | 267.5257 | 1675.5319
4158 | 260.6179 | 1700.8191 | 260.6179 | 1700.8191
4159 | 250.5958 | 1714.7074 | 250.5958 | 1714.7074
4160 | 242.9131 | 1723.4046 | 242.9131 | 1723.4046
4161 | 237.9933 | 1726.2494 | 237.9933 | 1726.2494
4162 | 232.017 | 1710.8226 | 232.017 | 1710.8226
4163 | 223.5151 | 1695.2862 | 223.5151 | 1695.2862
4164 | 212.7077 | 1670.3202 | 212.7077 | 1670.3202
4165 | 204.9277 | 1649.7582 | 204.9277 | 1649.7582
4166 | 198.9481 | 1625.009 | 198.9481 | 1625.009
4167 | 195.0076 | 1622.8764 | 195.0076 | 1622.8764
4168 | 193.1005 | 1618.3729 | 193.1005 | 1618.3729
4169 | 194.5426 | 1610.4769 | 194.5426 | 1610.4769
4170 | 201.4657 | 1612.7742 | 201.4657 | 1612.7742
4171 | 210.3486 | 1597.4682 | 210.3486 | 1597.4682
4172 | 221.6902 | 1630.81 | 221.6902 | 1630.81
4173 | 230.3362 | 1601.7478 | 230.3362 | 1601.7478
4174 | 238.0973 | 1577.5952 | 238.0973 | 1577.5952
4175 | 251.0511 | 1568.9678 | 251.0511 | 1568.9678
4176 | 254.8342 | 1572.5623 | 254.8342 | 1572.5623
4177 | 246.6566 | 1566.3937 | 246.6566 | 1566.3937
4178 | 247.8282 | 1549.7201 | 247.8282 | 1549.7201
4179 | 260.9966 | 1540.8083 | 260.9966 | 1540.8083
4180 | 270.0286 | 1491.4517 | 270.0286 | 1491.4517
4181 | 269.6291 | 1501.1196 | 269.6291 | 1501.1196
4182 | 265.8019 | 1520.1539 | 265.8019 | 1520.1539
4183 | 254.6911 | 1528.1242 | 254.6911 | 1528.1242
4184 | 244.8426 | 1514.3406 | 244.8426 | 1514.3406
4185 | 238.6471 | 1473.8615 | 238.6471 | 1473.8615
4186 | 234.4577 | 1429.2171 | 234.4577 | 1429.2171
4187 | 224.8533 | 1407.5394 | 224.8533 | 1407.5394
4188 | 215.8664 | 1390.0546 | 215.8664 | 1390.0546
4189 | 206.8698 | 1357.5822 | 206.8698 | 1357.5822
4190 | 199.5456 | 1322.0765 | 199.5456 | 1322.0765
4191 | 195.1526 | 1316.2591 | 195.1526 | 1316.2591
4192 | 192.8683 | 1308.108 | 192.8683 | 1308.108
4193 | 194.7635 | 1312.8296 | 194.7635 | 1312.8296
4194 | 201.6603 | 1329.7543 | 201.6603 | 1329.7543
4195 | 208.883 | 1329.7457 | 208.883 | 1329.7457
4196 | 219.5964 | 1398.558 | 219.5964 | 1398.558
4197 | 228.8479 | 1406.604 | 228.8479 | 1406.604
4198 | 236.1665 | 1386.099 | 236.1665 | 1386.099
4199 | 246.7937 | 1339.954 | 246.7937 | 1339.954
4200 | 250.1531 | 1304.6909 | 250.1531 | 1304.6909
4201 | 243.5132 | 1298.1501 | 243.5132 | 1298.1501
4202 | 245.0852 | 1300.9053 | 245.0852 | 1300.9053
4203 | 257.9828 | 1300.5168 | 257.9828 | 1300.5168
4204 | 266.7638 | 1260.3163 | 266.7638 | 1260.3163
4205 | 266.0086 | 1314.0897 | 266.0086 | 1314.0897
4206 | 259.7607 | 1341.6474 | 259.7607 | 1341.6474
4207 | 250.8212 | 1343.9975 | 250.8212 | 1343.9975
4208 | 241.7695 | 1362.6324 | 241.7695 | 1362.6324
4209 | 235.9151 | 1385.6876 | 235.9151 | 1385.6876
4210 | 228.079 | 1343.6486 | 228.079 | 1343.6486
4211 | 222.4409 | 1304.8125 | 222.4409 | 1304.8125
4212 | 215.5963 | 1278.395 | 215.5963 | 1278.395
4213 | 209.7255 | 1285.0407 | 209.7255 | 1285.0407
4214 | 203.5745 | 1285.6382 | 203.5745 | 1285.6382
4215 | 197.6977 | 1308.5918 | 197.6977 | 1308.5918
4216 | 194.6923 | 1335.8741 | 194.6923 | 1335.8741
4217 | 194.7671 | 1343.2382 | 194.7671 | 1343.2382
4218 | 199.7815 | 1352.8307 | 199.7815 | 1352.8307
4219 | 206.494 | 1348.8023 | 206.494 | 1348.8023
4220 | 212.9281 | 1392.9006 | 212.9281 | 1392.9006
4221 | 216.9664 | 1365.6994 | 216.9664 | 1365.6994
4222 | 223.6536 | 1335.7777 | 223.6536 | 1335.7777
4223 | 232.6738 | 1296.7789 | 232.6738 | 1296.7789
4224 | 233.8054 | 1222.3233 | 233.8054 | 1222.3233
4225 | 230.178 | 1198.3637 | 230.178 | 1198.3637
4226 | 233.87 | 1193.9354 | 233.87 | 1193.9354
4227 | 243.7172 | 1178.5101 | 243.7172 | 1178.5101
4228 | 251.3054 | 1111.6229 | 251.3054 | 1111.6229
4229 | 250.0327 | 1107.445 | 250.0327 | 1107.445
4230 | 243.3293 | 1121.9758 | 243.3293 | 1121.9758
4231 | 237.6398 | 1132.9981 | 237.6398 | 1132.9981
4232 | 231.2657 | 1169.3496 | 231.2657 | 1169.3496
4233 | 227.2006 | 1183.9932 | 227.2006 | 1183.9932
4234 | 221.3625 | 1157.9215 | 221.3625 | 1157.9215
4235 | 217.2016 | 1121.6536 | 217.2016 | 1121.6536
4236 | 212.1708 | 1089.2064 | 212.1708 | 1089.2064
4237 | 206.9403 | 1085.3561 | 206.9403 | 1085.3561
4238 | 201.2278 | 1080.7801 | 201.2278 | 1080.7801
4239 | 195.8687 | 1082.2951 | 195.8687 | 1082.2951
4240 | 193.6563 | 1077.8287 | 193.6563 | 1077.8287
4241 | 194.0893 | 1106.5943 | 194.0893 | 1106.5943
4242 | 198.1149 | 1158.4685 | 198.1149 | 1158.4685
4243 | 203.4353 | 1205.3942 | 203.4353 | 1205.3942
4244 | 210.2723 | 1303.3868 | 210.2723 | 1303.3868
4245 | 216.3038 | 1323.3432 | 216.3038 | 1323.3432
4246 | 225.4987 | 1312.8503 | 225.4987 | 1312.8503
4247 | 238.7339 | 1309.0987 | 238.7339 | 1309.0987
4248 | 244.2638 | 1308.4873 | 244.2638 | 1308.4873
4249 | 242.0069 | 1311.5121 | 242.0069 | 1311.5121
4250 | 246.4953 | 1301.7613 | 246.4953 | 1301.7613
4251 | 258.1894 | 1301.8567 | 258.1894 | 1301.8567
4252 | 267.2969 | 1261.4329 | 267.2969 | 1261.4329
4253 | 269.6342 | 1319.7099 | 269.6342 | 1319.7099
4254 | 259.6051 | 1408.4943 | 259.6051 | 1408.4943
4255 | 248.5927 | 1457.5926 | 248.5927 | 1457.5926
4256 | 239.6129 | 1498.4105 | 239.6129 | 1498.4105
4257 | 232.4246 | 1532.2595 | 232.4246 | 1532.2595
4258 | 227.5461 | 1544.822 | 227.5461 | 1544.822
4259 | 222.5402 | 1548.3793 | 222.5402 | 1548.3793
4260 | 217.2905 | 1547.3829 | 217.2905 | 1547.3829
4261 | 211.7565 | 1558.3834 | 211.7565 | 1558.3834
4262 | 205.4745 | 1559.7253 | 205.4745 | 1559.7253
4263 | 198.6655 | 1578.7336 | 198.6655 | 1578.7336
4264 | 194.93 | 1599.8374 | 194.93 | 1599.8374
4265 | 194.8009 | 1631.32 | 194.8009 | 1631.32
4266 | 198.3091 | 1680.8493 | 198.3091 | 1680.8493
4267 | 204.638 | 1711.7705 | 204.638 | 1711.7705
4268 | 210.7577 | 1775.3719 | 210.7577 | 1775.3719
4269 | 217.0632 | 1756.2102 | 217.0632 | 1756.2102
4270 | 226.1988 | 1731.5738 | 226.1988 | 1731.5738
4271 | 240.5624 | 1696.5203 | 240.5624 | 1696.5203
4272 | 245.0542 | 1691.5542 | 245.0542 | 1691.5542
4273 | 243.1247 | 1709.5413 | 243.1247 | 1709.5413
4274 | 245.512 | 1725.4723 | 245.512 | 1725.4723
4275 | 258.457 | 1766.8073 | 258.457 | 1766.8073
4276 | 267.0871 | 1756.3827 | 267.0871 | 1756.3827
4277 | 266.4821 | 1795.6776 | 266.4821 | 1795.6776
4278 | 259.5619 | 1813.1487 | 259.5619 | 1813.1487
4279 | 249.1784 | 1819.1091 | 249.1784 | 1819.1091
4280 | 241.0927 | 1833.0171 | 241.0927 | 1833.0171
4281 | 232.6811 | 1836.1969 | 232.6811 | 1836.1969
4282 | 226.7385 | 1831.8616 | 226.7385 | 1831.8616
4283 | 220.752 | 1832.4786 | 220.752 | 1832.4786
4284 | 216.4487 | 1816.3709 | 216.4487 | 1816.3709
4285 | 209.7065 | 1794.7296 | 209.7065 | 1794.7296
4286 | 203.013 | 1766.8539 | 203.013 | 1766.8539
4287 | 198.6614 | 1737.1042 | 198.6614 | 1737.1042
4288 | 195.3707 | 1728.3203 | 195.3707 | 1728.3203
4289 | 194.9528 | 1740.1509 | 194.9528 | 1740.1509
4290 | 197.9788 | 1775.425 | 197.9788 | 1775.425
4291 | 204.4658 | 1789.8205 | 204.4658 | 1789.8205
4292 | 210.2037 | 1839.9856 | 210.2037 | 1839.9856
4293 | 214.2922 | 1815.6131 | 214.2922 | 1815.6131
4294 | 223.2456 | 1800.17 | 223.2456 | 1800.17
4295 | 235.8477 | 1785.7363 | 235.8477 | 1785.7363
4296 | 242.3819 | 1760.8203 | 242.3819 | 1760.8203
4297 | 240.5166 | 1723.3499 | 240.5166 | 1723.3499
4298 | 245.1213 | 1700.6839 | 245.1213 | 1700.6839
4299 | 257.718 | 1716.4116 | 257.718 | 1716.4116
4300 | 264.6887 | 1721.0982 | 264.6887 | 1721.0982
4301 | 268.9958 | 1736.0514 | 268.9958 | 1736.0514
4302 | 260.8037 | 1668.9961 | 260.8037 | 1668.9961
4303 | 249.9245 | 1602.7128 | 249.9245 | 1602.7128
4304 | 242.2905 | 1565.0713 | 242.2905 | 1565.0713
4305 | 236.4042 | 1536.5025 | 236.4042 | 1536.5025
4306 | 230.7852 | 1504.8479 | 230.7852 | 1504.8479
4307 | 224.806 | 1494.4105 | 224.806 | 1494.4105
4308 | 218.923 | 1491.2182 | 218.923 | 1491.2182
4309 | 212.28 | 1506.5734 | 212.28 | 1506.5734
4310 | 206.6229 | 1477.3578 | 206.6229 | 1477.3578
4311 | 202.194 | 1429.0353 | 202.194 | 1429.0353
4312 | 199.8597 | 1393.1927 | 199.8597 | 1393.1927
4313 | 200.3123 | 1401.5245 | 200.3123 | 1401.5245
4314 | 203.1678 | 1446.2525 | 203.1678 | 1446.2525
4315 | 209.6493 | 1490.4611 | 209.6493 | 1490.4611
4316 | 217.1898 | 1580.5259 | 217.1898 | 1580.5259
4317 | 221.9591 | 1583.175 | 221.9591 | 1583.175
4318 | 232.0443 | 1556.231 | 232.0443 | 1556.231
4319 | 244.2223 | 1523.8201 | 244.2223 | 1523.8201
4320 | 249.9999 | 1500.058 | 249.9999 | 1500.058
4321 | 248.1476 | 1512.5366 | 248.1476 | 1512.5366
4322 | 249.3478 | 1504.2374 | 249.3478 | 1504.2374
4323 | 260.4523 | 1481.2937 | 260.4523 | 1481.2937
4324 | 271.4518 | 1382.9185 | 271.4518 | 1382.9185
4325 | 273.0684 | 1345.2428 | 273.0684 | 1345.2428
4326 | 265.9501 | 1330.6303 | 265.9501 | 1330.6303
4327 | 255.4468 | 1259.099 | 255.4468 | 1259.099
4328 | 244.9934 | 1206.0484 | 244.9934 | 1206.0484
4329 | 236.3252 | 1169.0308 | 236.3252 | 1169.0308
4330 | 232.4457 | 1117.1285 | 232.4457 | 1117.1285
4331 | 225.1632 | 1078.1063 | 225.1632 | 1078.1063
4332 | 219.5435 | 1041.6394 | 219.5435 | 1041.6394
4333 | 213.5299 | 1022.9756 | 213.5299 | 1022.9756
4334 | 207.7246 | 999.3802 | 207.7246 | 999.3802
4335 | 203.8862 | 997.6571 | 203.8862 | 997.6571
4336 | 200.2209 | 1001.3791 | 200.2209 | 1001.3791
4337 | 201.3521 | 1015.8523 | 201.3521 | 1015.8523
4338 | 205.5891 | 1051.6103 | 205.5891 | 1051.6103
4339 | 212.3372 | 1075.8318 | 212.3372 | 1075.8318
4340 | 221.0571 | 1138.6145 | 221.0571 | 1138.6145
4341 | 227.0418 | 1120.3832 | 227.0418 | 1120.3832
4342 | 234.6129 | 1086.2185 | 234.6129 | 1086.2185
4343 | 247.2314 | 1044.3538 | 247.2314 | 1044.3538
4344 | 252.0297 | 1015.4925 | 252.0297 | 1015.4925
4345 | 249.2391 | 1017.6612 | 249.2391 | 1017.6612
4346 | 253.0859 | 1024.1756 | 253.0859 | 1024.1756
4347 | 262.6424 | 1026.8019 | 262.6424 | 1026.8019
4348 | 273.2158 | 968.8847 | 273.2158 | 968.8847
4349 | 276.1597 | 954.583 | 276.1597 | 954.583
4350 | 269.1954 | 976.6694 | 269.1954 | 976.6694
4351 | 256.8176 | 992.9398 | 256.8176 | 992.9398
4352 | 246.5975 | 992.7042 | 246.5975 | 992.7042
4353 | 237.0221 | 989.5938 | 237.0221 | 989.5938
4354 | 231.2064 | 976.7724 | 231.2064 | 976.7724
4355 | 225.012 | 938.048 | 225.012 | 938.048
4356 | 211.5828 | 898.0824 | 211.5828 | 898.0824
4357 | 207.2193 | 896.2792 | 207.2193 | 896.2792
4358 | 202.6916 | 886.8646 | 202.6916 | 886.8646
4359 | 198.341 | 896.6051 | 198.341 | 896.6051
4360 | 194.8798 | 916.1829 | 194.8798 | 916.1829
4361 | 195.2689 | 958.0498 | 195.2689 | 958.0498
4362 | 199.7924 | 1030.395 | 199.7924 | 1030.395
4363 | 205.2946 | 1039.6169 | 205.2946 | 1039.6169
4364 | 213.1682 | 1092.1269 | 213.1682 | 1092.1269
4365 | 218.7794 | 1069.6153 | 218.7794 | 1069.6153
4366 | 227.5134 | 1052.9439 | 227.5134 | 1052.9439
4367 | 240.6763 | 1046.6242 | 240.6763 | 1046.6242
4368 | 244.6046 | 1042.998 | 244.6046 | 1042.998
4369 | 240.6701 | 1038.0205 | 240.6701 | 1038.0205
4370 | 245.3006 | 1029.4608 | 245.3006 | 1029.4608
4371 | 254.7688 | 1033.3526 | 254.7688 | 1033.3526
4372 | 262.7684 | 994.9386 | 262.7684 | 994.9386
4373 | 265.1896 | 1013.7254 | 265.1896 | 1013.7254
4374 | 256.027 | 1037.2633 | 256.027 | 1037.2633
4375 | 243.9867 | 1036.8964 | 243.9867 | 1036.8964
4376 | 235.8723 | 1030.0729 | 235.8723 | 1030.0729
4377 | 226.9865 | 1028.7491 | 226.9865 | 1028.7491
4378 | 219.7454 | 1017.3048 | 219.7454 | 1017.3048
4379 | 214.3388 | 1013.046 | 214.3388 | 1013.046
4380 | 211.3642 | 895.3479 | 211.3642 | 895.3479
4381 | 211.1757 | 896.651 | 211.1757 | 896.651
4382 | 206.9098 | 919.0144 | 206.9098 | 919.0144
4383 | 199.5951 | 932.3979 | 199.5951 | 932.3979
4384 | 195.8591 | 951.1094 | 195.8591 | 951.1094
4385 | 195.2833 | 975.8432 | 195.2833 | 975.8432
4386 | 196.786 | 1004.794 | 196.786 | 1004.794
4387 | 198.7817 | 1027.8265 | 198.7817 | 1027.8265
4388 | 200.2484 | 1144.3486 | 200.2484 | 1144.3486
4389 | 200.1611 | 1100.9446 | 200.1611 | 1100.9446
4390 | 202.5672 | 1051.9209 | 202.5672 | 1051.9209
4391 | 212.7413 | 1020.9498 | 212.7413 | 1020.9498
4392 | 217.8464 | 1013.8678 | 217.8464 | 1013.8678
4393 | 216.9246 | 1033.7943 | 216.9246 | 1033.7943
4394 | 222.6394 | 1087.0747 | 222.6394 | 1087.0747
4395 | 236.8482 | 1123.2864 | 236.8482 | 1123.2864
4396 | 245.5204 | 1055.9237 | 245.5204 | 1055.9237
4397 | 247.6711 | 1020.3672 | 247.6711 | 1020.3672
4398 | 242.5594 | 1005.0118 | 242.5594 | 1005.0118
4399 | 236.8682 | 970.0777 | 236.8682 | 970.0777
4400 | 232.3018 | 943.2861 | 232.3018 | 943.2861
4401 | 225.3622 | 931.126 | 225.3622 | 931.126
4402 | 220.0793 | 880.2146 | 220.0793 | 880.2146
4403 | 217.3021 | 855.7402 | 217.3021 | 855.7402
4404 | 213.4127 | 904.9493 | 213.4127 | 904.9493
4405 | 209.0847 | 953.7501 | 209.0847 | 953.7501
4406 | 204.6561 | 977.3688 | 204.6561 | 977.3688
4407 | 199.0843 | 979.1833 | 199.0843 | 979.1833
4408 | 195.1058 | 969.3621 | 195.1058 | 969.3621
4409 | 195.2849 | 946.3946 | 195.2849 | 946.3946
4410 | 197.4295 | 967.5082 | 197.4295 | 967.5082
4411 | 201.9577 | 1010.7273 | 201.9577 | 1010.7273
4412 | 207.5075 | 1049.8619 | 207.5075 | 1049.8619
4413 | 211.8365 | 1040.2831 | 211.8365 | 1040.2831
4414 | 217.8389 | 1035.9752 | 217.8389 | 1035.9752
4415 | 230.2609 | 1027.9049 | 230.2609 | 1027.9049
4416 | 235.9653 | 1019.5675 | 235.9653 | 1019.5675
4417 | 236.3631 | 1012.0811 | 236.3631 | 1012.0811
4418 | 242.3534 | 1006.7017 | 242.3534 | 1006.7017
4419 | 253.3226 | 1014.1773 | 253.3226 | 1014.1773
4420 | 263.3977 | 979.8934 | 263.3977 | 979.8934
4421 | 265.7854 | 1011.3765 | 265.7854 | 1011.3765
4422 | 259.1902 | 1060.0075 | 259.1902 | 1060.0075
4423 | 248.5797 | 1062.1216 | 248.5797 | 1062.1216
4424 | 242.055 | 1039.6387 | 242.055 | 1039.6387
4425 | 236.2114 | 1025.443 | 236.2114 | 1025.443
4426 | 229.4624 | 981.9617 | 229.4624 | 981.9617
4427 | 223.4642 | 949.7858 | 223.4642 | 949.7858
4428 | 218.6002 | 941.4886 | 218.6002 | 941.4886
4429 | 212.5238 | 926.7781 | 212.5238 | 926.7781
4430 | 206.9809 | 911.9915 | 206.9809 | 911.9915
4431 | 201.1821 | 919.0986 | 201.1821 | 919.0986
4432 | 197.469 | 934.2477 | 197.469 | 934.2477
4433 | 196.5751 | 958.303 | 196.5751 | 958.303
4434 | 199.2161 | 1003.7422 | 199.2161 | 1003.7422
4435 | 203.7365 | 1048.6238 | 203.7365 | 1048.6238
4436 | 208.9484 | 1090.7439 | 208.9484 | 1090.7439
4437 | 213.3075 | 1093.9895 | 213.3075 | 1093.9895
4438 | 220.7345 | 1123.2354 | 220.7345 | 1123.2354
4439 | 232.6512 | 1156.2167 | 232.6512 | 1156.2167
4440 | 238.0999 | 1181.026 | 238.0999 | 1181.026
4441 | 235.9507 | 1199.1884 | 235.9507 | 1199.1884
4442 | 242.7297 | 1203.7157 | 242.7297 | 1203.7157
4443 | 254.3974 | 1211.8019 | 254.3974 | 1211.8019
4444 | 264.9606 | 1162.692 | 264.9606 | 1162.692
4445 | 266.4042 | 1175.0403 | 266.4042 | 1175.0403
4446 | 261.8209 | 1207.0131 | 261.8209 | 1207.0131
4447 | 252.8542 | 1215.8448 | 252.8542 | 1215.8448
4448 | 245.1651 | 1224.439 | 245.1651 | 1224.439
4449 | 237.3482 | 1250.5825 | 237.3482 | 1250.5825
4450 | 228.8556 | 1240.18 | 228.8556 | 1240.18
4451 | 225.0627 | 1228.0889 | 225.0627 | 1228.0889
4452 | 217.7302 | 1237.6034 | 217.7302 | 1237.6034
4453 | 211.4227 | 1231.8496 | 211.4227 | 1231.8496
4454 | 204.6323 | 1237.5548 | 204.6323 | 1237.5548
4455 | 199.675 | 1251.7187 | 199.675 | 1251.7187
4456 | 196.0775 | 1262.2877 | 196.0775 | 1262.2877
4457 | 196.5351 | 1274.9775 | 196.5351 | 1274.9775
4458 | 198.0961 | 1317.7025 | 198.0961 | 1317.7025
4459 | 202.262 | 1358.2753 | 202.262 | 1358.2753
4460 | 206.4993 | 1390.0139 | 206.4993 | 1390.0139
4461 | 210.5632 | 1376.2281 | 210.5632 | 1376.2281
4462 | 218.0591 | 1375.1093 | 218.0591 | 1375.1093
4463 | 231.1023 | 1375.3511 | 231.1023 | 1375.3511
4464 | 235.704 | 1381.0256 | 235.704 | 1381.0256
4465 | 233.9214 | 1389.9598 | 233.9214 | 1389.9598
4466 | 236.5795 | 1398.1173 | 236.5795 | 1398.1173
4467 | 248.8389 | 1416.7549 | 248.8389 | 1416.7549
4468 | 259.679 | 1398.8238 | 259.679 | 1398.8238
4469 | 264.635 | 1437.262 | 264.635 | 1437.262
4470 | 259.3054 | 1482.0252 | 259.3054 | 1482.0252
4471 | 250.1744 | 1490.0087 | 250.1744 | 1490.0087
4472 | 244.8943 | 1480.8592 | 244.8943 | 1480.8592
4473 | 240.8889 | 1488.5803 | 240.8889 | 1488.5803
4474 | 234.1874 | 1468.7461 | 234.1874 | 1468.7461
4475 | 226.4464 | 1448.9536 | 226.4464 | 1448.9536
4476 | 217.849 | 1454.2272 | 217.849 | 1454.2272
4477 | 208.8789 | 1420.7211 | 208.8789 | 1420.7211
4478 | 203.0018 | 1403.1185 | 203.0018 | 1403.1185
4479 | 198.2244 | 1390.2426 | 198.2244 | 1390.2426
4480 | 194.316 | 1390.0228 | 194.316 | 1390.0228
4481 | 194.9794 | 1406.9874 | 194.9794 | 1406.9874
4482 | 196.6653 | 1454.9372 | 196.6653 | 1454.9372
4483 | 202.5089 | 1497.5795 | 202.5089 | 1497.5795
4484 | 208.5613 | 1534.916 | 208.5613 | 1534.916
4485 | 213.9303 | 1528.9674 | 213.9303 | 1528.9674
4486 | 221.7052 | 1529.4432 | 221.7052 | 1529.4432
4487 | 234.4898 | 1529.2778 | 234.4898 | 1529.2778
4488 | 237.7178 | 1530.0669 | 237.7178 | 1530.0669
4489 | 236.3954 | 1528.8908 | 236.3954 | 1528.8908
4490 | 238.3435 | 1527.888 | 238.3435 | 1527.888
4491 | 250.683 | 1534.1762 | 250.683 | 1534.1762
4492 | 261.2499 | 1503.9974 | 261.2499 | 1503.9974
4493 | 264.4768 | 1529.6452 | 264.4768 | 1529.6452
4494 | 259.7601 | 1559.4127 | 259.7601 | 1559.4127
4495 | 251.3219 | 1554.1986 | 251.3219 | 1554.1986
4496 | 247.1826 | 1543.6919 | 247.1826 | 1543.6919
4497 | 243.5922 | 1553.8219 | 243.5922 | 1553.8219
4498 | 235.2104 | 1540.0945 | 235.2104 | 1540.0945
4499 | 226.6079 | 1531.5997 | 226.6079 | 1531.5997
4500 | 217.6345 | 1543.0141 | 217.6345 | 1543.0141
4501 | 209.2917 | 1545.6064 | 209.2917 | 1545.6064
4502 | 202.7979 | 1555.0775 | 202.7979 | 1555.0775
4503 | 198.5438 | 1566.154 | 198.5438 | 1566.154
4504 | 195.5126 | 1586.494 | 195.5126 | 1586.494
4505 | 195.5373 | 1619.2685 | 195.5373 | 1619.2685
4506 | 199.2063 | 1682.8248 | 199.2063 | 1682.8248
4507 | 206.9269 | 1740.1236 | 206.9269 | 1740.1236
4508 | 217.4664 | 1786.4168 | 217.4664 | 1786.4168
4509 | 221.0839 | 1776.4987 | 221.0839 | 1776.4987
4510 | 229.031 | 1762.7251 | 229.031 | 1762.7251
4511 | 245.1934 | 1745.6981 | 245.1934 | 1745.6981
4512 | 245.208 | 1732.5092 | 245.208 | 1732.5092
4513 | 239.7006 | 1723.1567 | 239.7006 | 1723.1567
4514 | 245.1809 | 1716.8274 | 245.1809 | 1716.8274
4515 | 257.6448 | 1728.1707 | 257.6448 | 1728.1707
4516 | 269.0181 | 1709.3914 | 269.0181 | 1709.3914
4517 | 270.2146 | 1750.3402 | 270.2146 | 1750.3402
4518 | 263.6083 | 1796.9016 | 263.6083 | 1796.9016
4519 | 254.5602 | 1809.092 | 254.5602 | 1809.092
4520 | 249.7299 | 1814.1918 | 249.7299 | 1814.1918
4521 | 243.5102 | 1825.1021 | 243.5102 | 1825.1021
4522 | 235.8576 | 1794.1058 | 235.8576 | 1794.1058
4523 | 226.7645 | 1765.3905 | 226.7645 | 1765.3905
4524 | 216.3682 | 1756.788 | 216.3682 | 1756.788
4525 | 206.8191 | 1740.1098 | 206.8191 | 1740.1098
4526 | 202.359 | 1735.9762 | 202.359 | 1735.9762
4527 | 198.0552 | 1742.6761 | 198.0552 | 1742.6761
4528 | 194.8226 | 1756.6039 | 194.8226 | 1756.6039
4529 | 196.0651 | 1779.811 | 196.0651 | 1779.811
4530 | 200.3142 | 1844.419 | 200.3142 | 1844.419
4531 | 209.3714 | 1914.5422 | 209.3714 | 1914.5422
4532 | 223.7263 | 1953.8804 | 223.7263 | 1953.8804
4533 | 232.0603 | 1931.7147 | 232.0603 | 1931.7147
4534 | 240.9478 | 1907.0845 | 240.9478 | 1907.0845
4535 | 256.4896 | 1870.8547 | 256.4896 | 1870.8547
4536 | 256.0291 | 1839.0399 | 256.0291 | 1839.0399
4537 | 248.6569 | 1810.7223 | 248.6569 | 1810.7223
4538 | 252.435 | 1789.3972 | 252.435 | 1789.3972
4539 | 263.5527 | 1797.4835 | 263.5527 | 1797.4835
4540 | 275.2085 | 1777.1775 | 275.2085 | 1777.1775
4541 | 277.9148 | 1817.8549 | 277.9148 | 1817.8549
4542 | 272.183 | 1859.429 | 272.183 | 1859.429
4543 | 259.8149 | 1864.393 | 259.8149 | 1864.393
4544 | 253.7599 | 1847.8474 | 253.7599 | 1847.8474
4545 | 248.0145 | 1862.1843 | 248.0145 | 1862.1843
4546 | 241.1484 | 1835.2254 | 241.1484 | 1835.2254
4547 | 227.5509 | 1808.9189 | 227.5509 | 1808.9189
4548 | 215.8144 | 1789.2901 | 215.8144 | 1789.2901
4549 | 207.1982 | 1771.0512 | 207.1982 | 1771.0512
4550 | 202.0792 | 1766.0016 | 202.0792 | 1766.0016
4551 | 197.732 | 1759.4361 | 197.732 | 1759.4361
4552 | 194.3343 | 1764.7125 | 194.3343 | 1764.7125
4553 | 195.984 | 1777.3004 | 195.984 | 1777.3004
4554 | 200.9359 | 1809.8813 | 200.9359 | 1809.8813
4555 | 211.2022 | 1840.1064 | 211.2022 | 1840.1064
4556 | 226.4232 | 1870.2843 | 226.4232 | 1870.2843
4557 | 232.5476 | 1842.2831 | 232.5476 | 1842.2831
4558 | 240.811 | 1813.6835 | 240.811 | 1813.6835
4559 | 257.1878 | 1779.7269 | 257.1878 | 1779.7269
4560 | 254.2663 | 1740.2106 | 254.2663 | 1740.2106
4561 | 246.7477 | 1703.6148 | 246.7477 | 1703.6148
4562 | 250.9017 | 1667.4636 | 250.9017 | 1667.4636
4563 | 262.2861 | 1635.4143 | 262.2861 | 1635.4143
4564 | 273.0598 | 1557.8395 | 273.0598 | 1557.8395
4565 | 275.4745 | 1534.2592 | 275.4745 | 1534.2592
4566 | 272.1075 | 1523.2465 | 272.1075 | 1523.2465
4567 | 258.9294 | 1487.0232 | 258.9294 | 1487.0232
4568 | 252.9208 | 1441.8771 | 252.9208 | 1441.8771
4569 | 248.0238 | 1412.6517 | 248.0238 | 1412.6517
4570 | 240.0447 | 1383.1483 | 240.0447 | 1383.1483
4571 | 227.8521 | 1371.2268 | 227.8521 | 1371.2268
4572 | 216.2026 | 1387.0857 | 216.2026 | 1387.0857
4573 | 207.3058 | 1386.3192 | 207.3058 | 1386.3192
4574 | 201.2374 | 1395.8921 | 201.2374 | 1395.8921
4575 | 197.6151 | 1401.7439 | 197.6151 | 1401.7439
4576 | 194.9941 | 1406.6131 | 194.9941 | 1406.6131
4577 | 197.2296 | 1425.5454 | 197.2296 | 1425.5454
4578 | 202.0005 | 1476.8201 | 202.0005 | 1476.8201
4579 | 212.6251 | 1527.7406 | 212.6251 | 1527.7406
4580 | 227.6814 | 1569.7251 | 227.6814 | 1569.7251
4581 | 236.2408 | 1558.45 | 236.2408 | 1558.45
4582 | 242.8373 | 1547.3227 | 242.8373 | 1547.3227
4583 | 259.9628 | 1539.6934 | 259.9628 | 1539.6934
4584 | 258.3627 | 1541.5003 | 258.3627 | 1541.5003
4585 | 250.4545 | 1553.454 | 250.4545 | 1553.454
4586 | 253.2782 | 1575.6911 | 253.2782 | 1575.6911
4587 | 264.5586 | 1604.4389 | 264.5586 | 1604.4389
4588 | 276.4327 | 1584.0312 | 276.4327 | 1584.0312
4589 | 278.6684 | 1619.9249 | 278.6684 | 1619.9249
4590 | 272.9954 | 1664.0774 | 272.9954 | 1664.0774
4591 | 261.4934 | 1667.0737 | 261.4934 | 1667.0737
4592 | 254.3294 | 1661.9614 | 254.3294 | 1661.9614
4593 | 246.924 | 1685.255 | 246.924 | 1685.255
4594 | 238.9262 | 1675.8364 | 238.9262 | 1675.8364
4595 | 226.9324 | 1667.1041 | 226.9324 | 1667.1041
4596 | 216.2332 | 1702.878 | 216.2332 | 1702.878
4597 | 207.2527 | 1727.455 | 207.2527 | 1727.455
4598 | 201.6718 | 1750.3273 | 201.6718 | 1750.3273
4599 | 197.8177 | 1762.6252 | 197.8177 | 1762.6252
4600 | 194.8137 | 1775.8066 | 194.8137 | 1775.8066
4601 | 195.9769 | 1806.4098 | 195.9769 | 1806.4098
4602 | 199.8385 | 1852.3579 | 199.8385 | 1852.3579
4603 | 209.3393 | 1904.5337 | 209.3393 | 1904.5337
4604 | 221.729 | 1952.4894 | 221.729 | 1952.4894
4605 | 230.6887 | 1949.1871 | 230.6887 | 1949.1871
4606 | 238.7671 | 1947.5594 | 238.7671 | 1947.5594
4607 | 253.4207 | 1951.8724 | 253.4207 | 1951.8724
4608 | 254.9972 | 1975.9692 | 254.9972 | 1975.9692
4609 | 249.6193 | 1973.979 | 249.6193 | 1973.979
4610 | 252.695 | 1968.3621 | 252.695 | 1968.3621
4611 | 263.6646 | 1973.7681 | 263.6646 | 1973.7681
4612 | 276.203 | 1914.5818 | 276.203 | 1914.5818
4613 | 279.9937 | 1909.7292 | 279.9937 | 1909.7292
4614 | 274.8139 | 1920.8029 | 274.8139 | 1920.8029
4615 | 263.8573 | 1889.8043 | 263.8573 | 1889.8043
4616 | 256.7454 | 1834.989 | 256.7454 | 1834.989
4617 | 249.5887 | 1819.3684 | 249.5887 | 1819.3684
4618 | 241.1033 | 1776.5656 | 241.1033 | 1776.5656
4619 | 230.4662 | 1735.0598 | 230.4662 | 1735.0598
4620 | 221.2305 | 1715.8042 | 221.2305 | 1715.8042
4621 | 211.8108 | 1684.7409 | 211.8108 | 1684.7409
4622 | 204.9456 | 1670.4632 | 204.9456 | 1670.4632
4623 | 200.2714 | 1668.9189 | 200.2714 | 1668.9189
4624 | 197.545 | 1672.3293 | 197.545 | 1672.3293
4625 | 198.7331 | 1682.5084 | 198.7331 | 1682.5084
4626 | 201.5292 | 1719.5677 | 201.5292 | 1719.5677
4627 | 208.5407 | 1758.4441 | 208.5407 | 1758.4441
4628 | 219.0073 | 1794.3896 | 219.0073 | 1794.3896
4629 | 225.6177 | 1786.2018 | 225.6177 | 1786.2018
4630 | 232.8563 | 1789.731 | 232.8563 | 1789.731
4631 | 247.1576 | 1793.5691 | 247.1576 | 1793.5691
4632 | 247.0969 | 1794.6295 | 247.0969 | 1794.6295
4633 | 243.2252 | 1790.2643 | 243.2252 | 1790.2643
4634 | 246.8909 | 1790.4829 | 246.8909 | 1790.4829
4635 | 257.4779 | 1792.8694 | 257.4779 | 1792.8694
4636 | 268.5732 | 1757.7034 | 268.5732 | 1757.7034
4637 | 272.1348 | 1766.4555 | 272.1348 | 1766.4555
4638 | 265.9215 | 1787.3003 | 265.9215 | 1787.3003
4639 | 255.784 | 1797.048 | 255.784 | 1797.048
4640 | 249.6838 | 1774.4633 | 249.6838 | 1774.4633
4641 | 243.7398 | 1749.7163 | 243.7398 | 1749.7163
4642 | 236.5163 | 1697.2104 | 236.5163 | 1697.2104
4643 | 225.7843 | 1638.809 | 225.7843 | 1638.809
4644 | 216.3121 | 1624.9138 | 216.3121 | 1624.9138
4645 | 207.4669 | 1619.9404 | 207.4669 | 1619.9404
4646 | 202.179 | 1646.0018 | 202.179 | 1646.0018
4647 | 198.3404 | 1620.98 | 198.3404 | 1620.98
4648 | 195.3283 | 1613.6017 | 195.3283 | 1613.6017
4649 | 195.4839 | 1627.2074 | 195.4839 | 1627.2074
4650 | 197.9757 | 1670.6789 | 197.9757 | 1670.6789
4651 | 205.6487 | 1706.7055 | 205.6487 | 1706.7055
4652 | 214.3103 | 1742.7188 | 214.3103 | 1742.7188
4653 | 220.0233 | 1736.872 | 220.0233 | 1736.872
4654 | 230.9576 | 1746.6777 | 230.9576 | 1746.6777
4655 | 244.9381 | 1734.9432 | 244.9381 | 1734.9432
4656 | 245.5636 | 1727.2166 | 245.5636 | 1727.2166
4657 | 241.1856 | 1705.0058 | 241.1856 | 1705.0058
4658 | 245.1039 | 1691.1107 | 245.1039 | 1691.1107
4659 | 255.1379 | 1665.27 | 255.1379 | 1665.27
4660 | 266.4755 | 1606.9658 | 266.4755 | 1606.9658
4661 | 271.7572 | 1624.3354 | 271.7572 | 1624.3354
4662 | 265.2252 | 1635.5448 | 265.2252 | 1635.5448
4663 | 253.2556 | 1595.9966 | 253.2556 | 1595.9966
4664 | 248.741 | 1549.4256 | 248.741 | 1549.4256
4665 | 243.0273 | 1533.0247 | 243.0273 | 1533.0247
4666 | 233.2011 | 1482.8258 | 233.2011 | 1482.8258
4667 | 221.789 | 1448.3429 | 221.789 | 1448.3429
4668 | 212.0455 | 1438.1458 | 212.0455 | 1438.1458
4669 | 202.7772 | 1411.7305 | 202.7772 | 1411.7305
4670 | 196.958 | 1408.2076 | 196.958 | 1408.2076
4671 | 193.3367 | 1412.2951 | 193.3367 | 1412.2951
4672 | 190.6448 | 1424.0516 | 190.6448 | 1424.0516
4673 | 190.9809 | 1442.3393 | 190.9809 | 1442.3393
4674 | 195.2715 | 1469.1865 | 195.2715 | 1469.1865
4675 | 204.0802 | 1483.873 | 204.0802 | 1483.873
4676 | 215.5053 | 1483.7541 | 215.5053 | 1483.7541
4677 | 219.7461 | 1432.9201 | 219.7461 | 1432.9201
4678 | 226.9612 | 1392.1746 | 226.9612 | 1392.1746
4679 | 242.0357 | 1352.2129 | 242.0357 | 1352.2129
4680 | 243.7488 | 1315.2751 | 243.7488 | 1315.2751
4681 | 236.7864 | 1282.1399 | 236.7864 | 1282.1399
4682 | 238.8555 | 1254.3008 | 238.8555 | 1254.3008
4683 | 250.241 | 1242.6076 | 250.241 | 1242.6076
4684 | 260.822 | 1186.8819 | 260.822 | 1186.8819
4685 | 266.7892 | 1192.2413 | 266.7892 | 1192.2413
4686 | 260.4643 | 1197.1743 | 260.4643 | 1197.1743
4687 | 248.977 | 1169.6362 | 248.977 | 1169.6362
4688 | 244.3979 | 1138.7395 | 244.3979 | 1138.7395
4689 | 238.8991 | 1118.4369 | 238.8991 | 1118.4369
4690 | 230.8996 | 1079.5696 | 230.8996 | 1079.5696
4691 | 220.2483 | 1059.7432 | 220.2483 | 1059.7432
4692 | 209.4136 | 1066.6453 | 209.4136 | 1066.6453
4693 | 199.7095 | 1057.8381 | 199.7095 | 1057.8381
4694 | 194.0887 | 1053.5009 | 194.0887 | 1053.5009
4695 | 189.2805 | 1054.0601 | 189.2805 | 1054.0601
4696 | 187.4522 | 1059.0651 | 187.4522 | 1059.0651
4697 | 188.7009 | 1061.2714 | 188.7009 | 1061.2714
4698 | 194.2345 | 1099.6877 | 194.2345 | 1099.6877
4699 | 206.9344 | 1142.7033 | 206.9344 | 1142.7033
4700 | 224.3234 | 1186.5537 | 224.3234 | 1186.5537
4701 | 232.1385 | 1205.6432 | 232.1385 | 1205.6432
4702 | 238.8723 | 1246.7296 | 238.8723 | 1246.7296
4703 | 255.1169 | 1264.3081 | 255.1169 | 1264.3081
4704 | 253.5131 | 1271.3736 | 253.5131 | 1271.3736
4705 | 244.2902 | 1288.2128 | 244.2902 | 1288.2128
4706 | 249.5614 | 1307.1251 | 249.5614 | 1307.1251
4707 | 257.1983 | 1325.1181 | 257.1983 | 1325.1181
4708 | 271.1731 | 1297.4499 | 271.1731 | 1297.4499
4709 | 277.3931 | 1293.7848 | 277.3931 | 1293.7848
4710 | 273.7168 | 1290.8806 | 273.7168 | 1290.8806
4711 | 258.9291 | 1266.6674 | 258.9291 | 1266.6674
4712 | 253.858 | 1260.7748 | 253.858 | 1260.7748
4713 | 249.744 | 1250.9896 | 249.744 | 1250.9896
4714 | 236.3897 | 1207.8475 | 236.3897 | 1207.8475
4715 | 224.1728 | 1175.2306 | 224.1728 | 1175.2306
4716 | 212.6145 | 1171.2422 | 212.6145 | 1171.2422
4717 | 202.8274 | 1155.2764 | 202.8274 | 1155.2764
4718 | 198.0874 | 1140.4219 | 198.0874 | 1140.4219
4719 | 195.2152 | 1123.1354 | 195.2152 | 1123.1354
4720 | 191.9923 | 1112.3983 | 191.9923 | 1112.3983
4721 | 193.9478 | 1110.0584 | 193.9478 | 1110.0584
4722 | 200.765 | 1137.8217 | 200.765 | 1137.8217
4723 | 212.4979 | 1173.509 | 212.4979 | 1173.509
4724 | 232.9562 | 1203.0423 | 232.9562 | 1203.0423
4725 | 237.8718 | 1191.5296 | 237.8718 | 1191.5296
4726 | 244.5374 | 1197.8069 | 244.5374 | 1197.8069
4727 | 260.8289 | 1210.6017 | 260.8289 | 1210.6017
4728 | 259.6604 | 1216.0726 | 259.6604 | 1216.0726
4729 | 250.2223 | 1214.4216 | 250.2223 | 1214.4216
4730 | 252.8755 | 1219.7971 | 252.8755 | 1219.7971
4731 | 262.1468 | 1230.0547 | 262.1468 | 1230.0547
4732 | 277.4685 | 1195.7029 | 277.4685 | 1195.7029
4733 | 284.4794 | 1220.0614 | 284.4794 | 1220.0614
4734 | 280.3002 | 1248.9808 | 280.3002 | 1248.9808
4735 | 266.6072 | 1244.6149 | 266.6072 | 1244.6149
4736 | 259.0305 | 1238.5866 | 259.0305 | 1238.5866
4737 | 252.754 | 1244.8828 | 252.754 | 1244.8828
4738 | 242.8531 | 1221.4523 | 242.8531 | 1221.4523
4739 | 230.5858 | 1198.4706 | 230.5858 | 1198.4706
4740 | 216.6666 | 1199.2319 | 216.6666 | 1199.2319
4741 | 206.9605 | 1194.6656 | 206.9605 | 1194.6656
4742 | 203.3013 | 1202.5761 | 203.3013 | 1202.5761
4743 | 199.8774 | 1202.6942 | 199.8774 | 1202.6942
4744 | 198.835 | 1206.851 | 198.835 | 1206.851
4745 | 200.4415 | 1213.1286 | 200.4415 | 1213.1286
4746 | 207.0797 | 1249.2718 | 207.0797 | 1249.2718
4747 | 219.1353 | 1274.1025 | 219.1353 | 1274.1025
4748 | 235.0973 | 1294.4076 | 235.0973 | 1294.4076
4749 | 242.1188 | 1276.6185 | 242.1188 | 1276.6185
4750 | 249.2335 | 1271.0553 | 249.2335 | 1271.0553
4751 | 261.8101 | 1263.6974 | 261.8101 | 1263.6974
4752 | 258.4539 | 1258.4135 | 258.4539 | 1258.4135
4753 | 250.9943 | 1252.4877 | 250.9943 | 1252.4877
4754 | 255.1174 | 1247.1422 | 255.1174 | 1247.1422
4755 | 263.2644 | 1248.2056 | 263.2644 | 1248.2056
4756 | 277.0715 | 1201.8776 | 277.0715 | 1201.8776
4757 | 283.0585 | 1214.0224 | 283.0585 | 1214.0224
4758 | 276.4209 | 1231.9494 | 276.4209 | 1231.9494
4759 | 262.9745 | 1212.6217 | 262.9745 | 1212.6217
4760 | 257.5713 | 1189.9353 | 257.5713 | 1189.9353
4761 | 253.5333 | 1198.8439 | 253.5333 | 1198.8439
4762 | 241.5602 | 1175.2437 | 241.5602 | 1175.2437
4763 | 228.9806 | 1161.9313 | 228.9806 | 1161.9313
4764 | 217.2499 | 1174.0921 | 217.2499 | 1174.0921
4765 | 208.9792 | 1168.474 | 208.9792 | 1168.474
4766 | 204.1416 | 1173.806 | 204.1416 | 1173.806
4767 | 200.6934 | 1172.7706 | 200.6934 | 1172.7706
4768 | 198.4624 | 1171.0241 | 198.4624 | 1171.0241
4769 | 199.896 | 1159.1168 | 199.896 | 1159.1168
4770 | 205.3045 | 1196.7189 | 205.3045 | 1196.7189
4771 | 215.4579 | 1220.0568 | 215.4579 | 1220.0568
4772 | 228.3809 | 1236.155 | 228.3809 | 1236.155
4773 | 236.0266 | 1226.3048 | 236.0266 | 1226.3048
4774 | 244.2003 | 1230.0036 | 244.2003 | 1230.0036
4775 | 259.2374 | 1226.9545 | 259.2374 | 1226.9545
4776 | 259.8353 | 1230.3898 | 259.8353 | 1230.3898
4777 | 253.0382 | 1232.5725 | 253.0382 | 1232.5725
4778 | 256.5206 | 1233.6053 | 256.5206 | 1233.6053
4779 | 265.1414 | 1230.4957 | 265.1414 | 1230.4957
4780 | 279.1617 | 1184.4052 | 279.1617 | 1184.4052
4781 | 286.2528 | 1205.846 | 286.2528 | 1205.846
4782 | 280.2173 | 1236.6314 | 280.2173 | 1236.6314
4783 | 269.7326 | 1231.4173 | 269.7326 | 1231.4173
4784 | 261.091 | 1208.188 | 261.091 | 1208.188
4785 | 255.5341 | 1206.8167 | 255.5341 | 1206.8167
4786 | 247.5797 | 1178.2632 | 247.5797 | 1178.2632
4787 | 232.9766 | 1161.7955 | 232.9766 | 1161.7955
4788 | 220.9253 | 1179.1132 | 220.9253 | 1179.1132
4789 | 212.4203 | 1172.6131 | 212.4203 | 1172.6131
4790 | 206.8515 | 1171.7026 | 206.8515 | 1171.7026
4791 | 203.1551 | 1192.7876 | 203.1551 | 1192.7876
4792 | 200.9027 | 1203.4244 | 200.9027 | 1203.4244
4793 | 202.3924 | 1229.651 | 202.3924 | 1229.651
4794 | 206.9184 | 1291.0699 | 206.9184 | 1291.0699
4795 | 214.8478 | 1343.7207 | 214.8478 | 1343.7207
4796 | 224.3558 | 1378.7501 | 224.3558 | 1378.7501
4797 | 230.6913 | 1361.436 | 230.6913 | 1361.436
4798 | 238.2667 | 1349.9694 | 238.2667 | 1349.9694
4799 | 253.8721 | 1342.9508 | 253.8721 | 1342.9508
4800 | 256.0875 | 1336.9545 | 256.0875 | 1336.9545
4801 | 250.1478 | 1337.848 | 250.1478 | 1337.848
4802 | 249.3699 | 1334.606 | 249.3699 | 1334.606
4803 | 256.7618 | 1339.9442 | 256.7618 | 1339.9442
4804 | 271.9245 | 1303.6246 | 271.9245 | 1303.6246
4805 | 278.1056 | 1324.5226 | 278.1056 | 1324.5226
4806 | 273.1149 | 1354.4598 | 273.1149 | 1354.4598
4807 | 262.801 | 1349.0082 | 262.801 | 1349.0082
4808 | 254.7838 | 1328.1877 | 254.7838 | 1328.1877
4809 | 249.7913 | 1321.7274 | 249.7913 | 1321.7274
4810 | 242.0466 | 1288.8991 | 242.0466 | 1288.8991
4811 | 230.6084 | 1266.3585 | 230.6084 | 1266.3585
4812 | 220.1561 | 1284.9315 | 220.1561 | 1284.9315
4813 | 210.8733 | 1297.2948 | 210.8733 | 1297.2948
4814 | 205.8553 | 1317.5547 | 205.8553 | 1317.5547
4815 | 202.4232 | 1338.47 | 202.4232 | 1338.47
4816 | 199.8061 | 1364.6794 | 199.8061 | 1364.6794
4817 | 200.4494 | 1399.4895 | 200.4494 | 1399.4895
4818 | 204.051 | 1449.2035 | 204.051 | 1449.2035
4819 | 211.2008 | 1488.1478 | 211.2008 | 1488.1478
4820 | 220.0184 | 1515.883 | 220.0184 | 1515.883
4821 | 226.1619 | 1504.2346 | 226.1619 | 1504.2346
4822 | 235.4606 | 1498.2304 | 235.4606 | 1498.2304
4823 | 249.4862 | 1501.8309 | 249.4862 | 1501.8309
4824 | 250.4043 | 1510.3214 | 250.4043 | 1510.3214
4825 | 242.5872 | 1512.7416 | 242.5872 | 1512.7416
4826 | 247.5882 | 1521.4419 | 247.5882 | 1521.4419
4827 | 256.0073 | 1541.8437 | 256.0073 | 1541.8437
4828 | 270.8821 | 1517.5343 | 270.8821 | 1517.5343
4829 | 276.4749 | 1540.875 | 276.4749 | 1540.875
4830 | 269.2699 | 1575.6637 | 269.2699 | 1575.6637
4831 | 258.8635 | 1567.3283 | 258.8635 | 1567.3283
4832 | 252.9816 | 1534.7692 | 252.9816 | 1534.7692
4833 | 248.056 | 1519.9967 | 248.056 | 1519.9967
4834 | 239.8851 | 1486.7613 | 239.8851 | 1486.7613
4835 | 228.4535 | 1467.2063 | 228.4535 | 1467.2063
4836 | 216.5565 | 1477.7046 | 216.5565 | 1477.7046
4837 | 207.3174 | 1468.2189 | 207.3174 | 1468.2189
4838 | 202.6659 | 1474.0599 | 202.6659 | 1474.0599
4839 | 198.7276 | 1484.39 | 198.7276 | 1484.39
4840 | 197.119 | 1499.607 | 197.119 | 1499.607
4841 | 198.6573 | 1525.5961 | 198.6573 | 1525.5961
4842 | 202.6287 | 1577.244 | 202.6287 | 1577.244
4843 | 213.742 | 1626.2307 | 213.742 | 1626.2307
4844 | 225.6016 | 1656.5103 | 225.6016 | 1656.5103
4845 | 230.4276 | 1635.091 | 230.4276 | 1635.091
4846 | 237.2575 | 1622.1996 | 237.2575 | 1622.1996
4847 | 253.3315 | 1613.4507 | 253.3315 | 1613.4507
4848 | 251.9154 | 1608.6078 | 251.9154 | 1608.6078
4849 | 242.1176 | 1600.5107 | 242.1176 | 1600.5107
4850 | 244.5329 | 1597.2687 | 244.5329 | 1597.2687
4851 | 253.9803 | 1604.8461 | 253.9803 | 1604.8461
4852 | 268.825 | 1567.5427 | 268.825 | 1567.5427
4853 | 274.5459 | 1589.3906 | 274.5459 | 1589.3906
4854 | 271.0094 | 1617.3939 | 271.0094 | 1617.3939
4855 | 260.0084 | 1601.8999 | 260.0084 | 1601.8999
4856 | 254.1299 | 1579.3153 | 254.1299 | 1579.3153
4857 | 248.2266 | 1571.905 | 248.2266 | 1571.905
4858 | 239.9026 | 1542.4694 | 239.9026 | 1542.4694
4859 | 228.0504 | 1528.6141 | 228.0504 | 1528.6141
4860 | 215.9942 | 1556.9242 | 215.9942 | 1556.9242
4861 | 207.4821 | 1563.3502 | 207.4821 | 1563.3502
4862 | 202.3396 | 1568.4108 | 202.3396 | 1568.4108
4863 | 197.4641 | 1567.9182 | 197.4641 | 1567.9182
4864 | 196.5707 | 1572.6518 | 196.5707 | 1572.6518
4865 | 198.0439 | 1592.9073 | 198.0439 | 1592.9073
4866 | 204.4369 | 1627.0827 | 204.4369 | 1627.0827
4867 | 218.1082 | 1640.2086 | 218.1082 | 1640.2086
4868 | 234.4055 | 1635.5774 | 234.4055 | 1635.5774
4869 | 242.0607 | 1587.8647 | 242.0607 | 1587.8647
4870 | 248.2652 | 1564.6594 | 248.2652 | 1564.6594
4871 | 262.0901 | 1552.1446 | 262.0901 | 1552.1446
4872 | 259.0636 | 1543.8412 | 259.0636 | 1543.8412
4873 | 250.241 | 1544.9044 | 250.241 | 1544.9044
4874 | 253.4967 | 1542.7141 | 253.4967 | 1542.7141
4875 | 260.8918 | 1544.3203 | 260.8918 | 1544.3203
4876 | 277.4356 | 1498.5013 | 277.4356 | 1498.5013
4877 | 283.6404 | 1515.328 | 283.6404 | 1515.328
4878 | 278.1493 | 1538.6154 | 278.1493 | 1538.6154
4879 | 267.4232 | 1508.1257 | 267.4232 | 1508.1257
4880 | 260.7919 | 1475.7701 | 260.7919 | 1475.7701
4881 | 255.6266 | 1459.7763 | 255.6266 | 1459.7763
4882 | 245.1982 | 1420.1287 | 245.1982 | 1420.1287
4883 | 229.0486 | 1395.5525 | 229.0486 | 1395.5525
4884 | 217.2878 | 1398.7226 | 217.2878 | 1398.7226
4885 | 208.22 | 1389.203 | 208.22 | 1389.203
4886 | 203.0591 | 1376.1466 | 203.0591 | 1376.1466
4887 | 198.5259 | 1353.364 | 198.5259 | 1353.364
4888 | 196.9947 | 1336.6896 | 196.9947 | 1336.6896
4889 | 198.1234 | 1336.2496 | 198.1234 | 1336.2496
4890 | 203.106 | 1376.5319 | 203.106 | 1376.5319
4891 | 216.9363 | 1410.5568 | 216.9363 | 1410.5568
4892 | 232.288 | 1440.6669 | 232.288 | 1440.6669
4893 | 239.6519 | 1433.6326 | 239.6519 | 1433.6326
4894 | 245.2825 | 1444.8632 | 245.2825 | 1444.8632
4895 | 259.6874 | 1448.0906 | 259.6874 | 1448.0906
4896 | 258.3039 | 1447.6921 | 258.3039 | 1447.6921
4897 | 248.0534 | 1451.4016 | 248.0534 | 1451.4016
4898 | 251.3759 | 1453.1469 | 251.3759 | 1453.1469
4899 | 258.8437 | 1459.0618 | 258.8437 | 1459.0618
4900 | 275.1597 | 1420.6049 | 275.1597 | 1420.6049
4901 | 283.1816 | 1437.3298 | 283.1816 | 1437.3298
4902 | 279.1171 | 1446.4358 | 279.1171 | 1446.4358
4903 | 267.0318 | 1400.3058 | 267.0318 | 1400.3058
4904 | 259.2632 | 1360.3166 | 259.2632 | 1360.3166
4905 | 250.9824 | 1354.9419 | 250.9824 | 1354.9419
4906 | 241.6601 | 1326.1849 | 241.6601 | 1326.1849
4907 | 227.3245 | 1308.0548 | 227.3245 | 1308.0548
4908 | 216.2934 | 1333.4471 | 216.2934 | 1333.4471
4909 | 206.5493 | 1352.3583 | 206.5493 | 1352.3583
4910 | 202.7522 | 1357.4528 | 202.7522 | 1357.4528
4911 | 199.1874 | 1315.8068 | 199.1874 | 1315.8068
4912 | 196.7481 | 1285.4599 | 196.7481 | 1285.4599
4913 | 199.0668 | 1290.1428 | 199.0668 | 1290.1428
4914 | 204.7763 | 1349.085 | 204.7763 | 1349.085
4915 | 216.7029 | 1388.64 | 216.7029 | 1388.64
4916 | 231.747 | 1393.4066 | 231.747 | 1393.4066
4917 | 239.4068 | 1351.9703 | 239.4068 | 1351.9703
4918 | 245.2082 | 1321.2333 | 245.2082 | 1321.2333
4919 | 259.4372 | 1297.1494 | 259.4372 | 1297.1494
4920 | 259.4956 | 1246.2337 | 259.4956 | 1246.2337
4921 | 249.537 | 1193.8279 | 249.537 | 1193.8279
4922 | 252.323 | 1155.8108 | 252.323 | 1155.8108
4923 | 260.3378 | 1149.1049 | 260.3378 | 1149.1049
4924 | 274.0344 | 1082.5225 | 274.0344 | 1082.5225
4925 | 280.507 | 1079.2305 | 280.507 | 1079.2305
4926 | 275.0697 | 1072.8658 | 275.0697 | 1072.8658
4927 | 262.466 | 1031.8248 | 262.466 | 1031.8248
4928 | 255.5727 | 996.9925 | 255.5727 | 996.9925
4929 | 249.3683 | 983.9164 | 249.3683 | 983.9164
4930 | 238.4115 | 942.0296 | 238.4115 | 942.0296
4931 | 227.3144 | 912.9411 | 227.3144 | 912.9411
4932 | 217.1076 | 919.029 | 217.1076 | 919.029
4933 | 208.5159 | 920.0606 | 208.5159 | 920.0606
4934 | 202.6047 | 946.4274 | 202.6047 | 946.4274
4935 | 198.7179 | 976.8762 | 198.7179 | 976.8762
4936 | 196.6592 | 985.2739 | 196.6592 | 985.2739
4937 | 198.0175 | 1024.9017 | 198.0175 | 1024.9017
4938 | 201.9706 | 1094.0559 | 201.9706 | 1094.0559
4939 | 211.9191 | 1130.5235 | 211.9191 | 1130.5235
4940 | 224.5496 | 1130.2689 | 224.5496 | 1130.2689
4941 | 232.8482 | 1113.5993 | 232.8482 | 1113.5993
4942 | 239.8308 | 1141.3524 | 239.8308 | 1141.3524
4943 | 253.3102 | 1136.4712 | 253.3102 | 1136.4712
4944 | 252.7881 | 1092.2052 | 252.7881 | 1092.2052
4945 | 245.7702 | 1056.6611 | 245.7702 | 1056.6611
4946 | 247.3472 | 1005.0732 | 247.3472 | 1005.0732
4947 | 255.4367 | 972.8542 | 255.4367 | 972.8542
4948 | 268.7218 | 933.9901 | 268.7218 | 933.9901
4949 | 274.453 | 985.9992 | 274.453 | 985.9992
4950 | 272.9709 | 1047.5223 | 272.9709 | 1047.5223
4951 | 259.5219 | 1006.6849 | 259.5219 | 1006.6849
4952 | 251.8105 | 964.7958 | 251.8105 | 964.7958
4953 | 245.1145 | 976.6221 | 245.1145 | 976.6221
4954 | 236.7644 | 940.5368 | 236.7644 | 940.5368
4955 | 225.4407 | 915.2142 | 225.4407 | 915.2142
4956 | 213.7588 | 905.526 | 213.7588 | 905.526
4957 | 204.3718 | 861.808 | 204.3718 | 861.808
4958 | 198.719 | 867.4793 | 198.719 | 867.4793
4959 | 195.0912 | 894.3658 | 195.0912 | 894.3658
4960 | 192.8599 | 934.0102 | 192.8599 | 934.0102
4961 | 194.8251 | 956.8441 | 194.8251 | 956.8441
4962 | 198.2621 | 1024.5055 | 198.2621 | 1024.5055
4963 | 207.6895 | 1058.4626 | 207.6895 | 1058.4626
4964 | 215.4803 | 1054.476 | 215.4803 | 1054.476
4965 | 223.1653 | 984.3036 | 223.1653 | 984.3036
4966 | 231.1461 | 937.3494 | 231.1461 | 937.3494
4967 | 243.6178 | 958.8634 | 243.6178 | 958.8634
4968 | 244.798 | 963.6898 | 244.798 | 963.6898
4969 | 239.2231 | 965.2618 | 239.2231 | 965.2618
4970 | 243.4191 | 977.9994 | 243.4191 | 977.9994
4971 | 249.7655 | 1017.4003 | 249.7655 | 1017.4003
4972 | 262.6849 | 1014.8721 | 262.6849 | 1014.8721
4973 | 270.1492 | 1026.033 | 270.1492 | 1026.033
4974 | 265.503 | 1023.4342 | 265.503 | 1023.4342
4975 | 256.4166 | 960.9513 | 256.4166 | 960.9513
4976 | 249.9797 | 870.6823 | 249.9797 | 870.6823
4977 | 244.568 | 801.491 | 244.568 | 801.491
4978 | 236.9446 | 759.4346 | 236.9446 | 759.4346
4979 | 224.8854 | 750.6344 | 224.8854 | 750.6344
4980 | 213.1165 | 773.6858 | 213.1165 | 773.6858
4981 | 205.7186 | 793.5469 | 205.7186 | 793.5469
4982 | 200.8039 | 823.6117 | 200.8039 | 823.6117
4983 | 196.2092 | 841.3379 | 196.2092 | 841.3379
4984 | 195.1261 | 862.7296 | 195.1261 | 862.7296
4985 | 195.5349 | 884.41 | 195.5349 | 884.41
4986 | 198.7598 | 912.1394 | 198.7598 | 912.1394
4987 | 208.3076 | 896.9701 | 208.3076 | 896.9701
4988 | 215.3744 | 905.9097 | 215.3744 | 905.9097
4989 | 222.3082 | 894.3971 | 222.3082 | 894.3971
4990 | 232.1832 | 905.7634 | 232.1832 | 905.7634
4991 | 245.6996 | 900.7804 | 245.6996 | 900.7804
4992 | 245.0861 | 903.5033 | 245.0861 | 903.5033
4993 | 241.8062 | 929.0957 | 241.8062 | 929.0957
4994 | 243.6888 | 972.4693 | 243.6888 | 972.4693
4995 | 250.4256 | 990.0891 | 250.4256 | 990.0891
4996 | 263.7784 | 955.432 | 263.7784 | 955.432
4997 | 273.6881 | 979.3834 | 273.6881 | 979.3834
4998 | 268.5815 | 1015.2578 | 268.5815 | 1015.2578
4999 | 255.6096 | 1013.2328 | 255.6096 | 1013.2328
5000 | 248.5868 | 1007.5438 | 248.5868 | 1007.5438
5001 | 245.7145 | 1025.3752 | 245.7145 | 1025.3752
5002 | 238.0953 | 1020.5027 | 238.0953 | 1020.5027
5003 | 226.7199 | 1034.7051 | 226.7199 | 1034.7051
5004 | 214.9039 | 1085.4069 | 214.9039 | 1085.4069
5005 | 205.6848 | 1122.1297 | 205.6848 | 1122.1297
5006 | 199.8469 | 1139.9808 | 199.8469 | 1139.9808
5007 | 196.858 | 1162.355 | 196.858 | 1162.355
5008 | 195.0169 | 1192.9071 | 195.0169 | 1192.9071
5009 | 196.2301 | 1221.2032 | 196.2301 | 1221.2032
5010 | 200.4132 | 1267.1513 | 200.4132 | 1267.1513
5011 | 208.8816 | 1299.8531 | 208.8816 | 1299.8531
5012 | 218.8812 | 1320.2939 | 218.8812 | 1320.2939
5013 | 225.7649 | 1288.4929 | 225.7649 | 1288.4929
5014 | 232.8401 | 1251.5812 | 232.8401 | 1251.5812
5015 | 245.0869 | 1209.1767 | 245.0869 | 1209.1767
5016 | 244.3229 | 1197.0056 | 244.3229 | 1197.0056
5017 | 238.0838 | 1178.7983 | 238.0838 | 1178.7983
5018 | 239.108 | 1175.3188 | 239.108 | 1175.3188
5019 | 245.3686 | 1202.6077 | 245.3686 | 1202.6077
5020 | 260.5041 | 1137.3485 | 260.5041 | 1137.3485
5021 | 271.1151 | 1085.032 | 271.1151 | 1085.032
5022 | 266.877 | 1054.8166 | 266.877 | 1054.8166
5023 | 254.1279 | 983.886 | 254.1279 | 983.886
5024 | 249.0535 | 923.3709 | 249.0535 | 923.3709
5025 | 244.3277 | 898.8615 | 244.3277 | 898.8615
5026 | 236.1794 | 868.7473 | 236.1794 | 868.7473
5027 | 225.6788 | 863.5434 | 225.6788 | 863.5434
5028 | 213.5094 | 876.9934 | 213.5094 | 876.9934
5029 | 204.9679 | 872.461 | 204.9679 | 872.461
5030 | 200.9241 | 870.9059 | 200.9241 | 870.9059
5031 | 196.144 | 870.9901 | 196.144 | 870.9901
5032 | 193.9064 | 887.3267 | 193.9064 | 887.3267
5033 | 196.5724 | 923.0189 | 196.5724 | 923.0189
5034 | 201.7635 | 998.9924 | 201.7635 | 998.9924
5035 | 213.4593 | 1077.2581 | 213.4593 | 1077.2581
5036 | 227.4401 | 1156.6301 | 227.4401 | 1156.6301
5037 | 234.4088 | 1177.2464 | 234.4088 | 1177.2464
5038 | 240.6471 | 1189.4948 | 240.6471 | 1189.4948
5039 | 255.7908 | 1173.4856 | 255.7908 | 1173.4856
5040 | 254.1158 | 1143.4349 | 254.1158 | 1143.4349
5041 | 245.4102 | 1115.3887 | 245.4102 | 1115.3887
5042 | 245.8928 | 1095.7939 | 245.8928 | 1095.7939
5043 | 255.0914 | 1082.0312 | 255.0914 | 1082.0312
5044 | 269.3917 | 1040.6227 | 269.3917 | 1040.6227
5045 | 280.1582 | 1060.0618 | 280.1582 | 1060.0618
5046 | 277.8884 | 1090.7114 | 277.8884 | 1090.7114
5047 | 262.2017 | 1082.2742 | 262.2017 | 1082.2742
5048 | 256.182 | 1059.2485 | 256.182 | 1059.2485
5049 | 249.4907 | 1055.197 | 249.4907 | 1055.197
5050 | 240.9516 | 1031.2915 | 240.9516 | 1031.2915
5051 | 226.5929 | 1008.3777 | 226.5929 | 1008.3777
5052 | 215.3128 | 1018.6047 | 215.3128 | 1018.6047
5053 | 204.8471 | 1021.3327 | 204.8471 | 1021.3327
5054 | 200.4866 | 1032.9073 | 200.4866 | 1032.9073
5055 | 197.2772 | 1045.748 | 197.2772 | 1045.748
5056 | 195.3699 | 1054.0778 | 195.3699 | 1054.0778
5057 | 197.1263 | 1086.547 | 197.1263 | 1086.547
5058 | 203.4896 | 1151.7317 | 203.4896 | 1151.7317
5059 | 214.4991 | 1186.9441 | 214.4991 | 1186.9441
5060 | 230.2565 | 1201.1763 | 230.2565 | 1201.1763
5061 | 236.8201 | 1160.5882 | 236.8201 | 1160.5882
5062 | 243.0872 | 1142.1327 | 243.0872 | 1142.1327
5063 | 257.3967 | 1131.6536 | 257.3967 | 1131.6536
5064 | 254.5125 | 1122.4002 | 254.5125 | 1122.4002
5065 | 245.2077 | 1116.5083 | 245.2077 | 1116.5083
5066 | 246.6842 | 1110.8575 | 246.6842 | 1110.8575
5067 | 253.3578 | 1113.8208 | 253.3578 | 1113.8208
5068 | 267.4058 | 1076.0424 | 267.4058 | 1076.0424
5069 | 278.9121 | 1093.0388 | 278.9121 | 1093.0388
5070 | 273.2564 | 1111.3051 | 273.2564 | 1111.3051
5071 | 260.7728 | 1089.0257 | 260.7728 | 1089.0257
5072 | 254.5503 | 1059.7914 | 254.5503 | 1059.7914
5073 | 247.4574 | 1052.7543 | 247.4574 | 1052.7543
5074 | 238.0301 | 1014.2602 | 238.0301 | 1014.2602
5075 | 224.6756 | 982.0165 | 224.6756 | 982.0165
5076 | 212.0243 | 981.6921 | 212.0243 | 981.6921
5077 | 203.63 | 971.1546 | 203.63 | 971.1546
5078 | 198.0286 | 958.3357 | 198.0286 | 958.3357
5079 | 195.2667 | 959.777 | 195.2667 | 959.777
5080 | 192.7334 | 934.3156 | 192.7334 | 934.3156
5081 | 194.6775 | 926.2081 | 194.6775 | 926.2081
5082 | 200.1388 | 951.9357 | 200.1388 | 951.9357
5083 | 211.9727 | 958.8869 | 211.9727 | 958.8869
5084 | 226.7437 | 958.9715 | 226.7437 | 958.9715
5085 | 234.2485 | 951.6658 | 234.2485 | 951.6658
5086 | 241.1786 | 1007.4426 | 241.1786 | 1007.4426
5087 | 256.2612 | 1022.1033 | 256.2612 | 1022.1033
5088 | 254.5276 | 1025.6065 | 254.5276 | 1025.6065
5089 | 246.665 | 1024.4644 | 246.665 | 1024.4644
5090 | 248.4962 | 1026.1758 | 248.4962 | 1026.1758
5091 | 255.5709 | 1041.2171 | 255.5709 | 1041.2171
5092 | 267.6308 | 1009.2063 | 267.6308 | 1009.2063
5093 | 276.2176 | 1037.67 | 276.2176 | 1037.67
5094 | 273.3187 | 1070.457 | 273.3187 | 1070.457
5095 | 261.5816 | 1061.2395 | 261.5816 | 1061.2395
5096 | 255.2125 | 1054.4309 | 255.2125 | 1054.4309
5097 | 247.2071 | 1070.3963 | 247.2071 | 1070.3963
5098 | 239.1967 | 1062.0294 | 239.1967 | 1062.0294
5099 | 226.369 | 1057.1987 | 226.369 | 1057.1987
5100 | 215.6189 | 1083.2695 | 215.6189 | 1083.2695
5101 | 205.9243 | 1133.156 | 205.9243 | 1133.156
5102 | 201.6942 | 1201.8636 | 201.6942 | 1201.8636
5103 | 197.1969 | 1273.6356 | 197.1969 | 1273.6356
5104 | 194.5904 | 1346.2231 | 194.5904 | 1346.2231
5105 | 196.004 | 1413.3317 | 196.004 | 1413.3317
5106 | 201.3817 | 1477.0576 | 201.3817 | 1477.0576
5107 | 209.9992 | 1525.5354 | 209.9992 | 1525.5354
5108 | 221.2555 | 1571.8286 | 221.2555 | 1571.8286
5109 | 230.8151 | 1565.4389 | 230.8151 | 1565.4389
5110 | 237.1531 | 1557.9079 | 237.1531 | 1557.9079
5111 | 250.7019 | 1564.9012 | 250.7019 | 1564.9012
5112 | 252.3301 | 1580.9573 | 252.3301 | 1580.9573
5113 | 244.8052 | 1587.9916 | 244.8052 | 1587.9916
5114 | 247.1775 | 1599.3722 | 247.1775 | 1599.3722
5115 | 252.1654 | 1611.3261 | 252.1654 | 1611.3261
5116 | 264.517 | 1568.798 | 264.517 | 1568.798
5117 | 274.4422 | 1577.1769 | 274.4422 | 1577.1769
5118 | 272.067 | 1592.6611 | 272.067 | 1592.6611
5119 | 262.1967 | 1571.1282 | 262.1967 | 1571.1282
5120 | 255.5625 | 1555.4646 | 255.5625 | 1555.4646
5121 | 249.9039 | 1562.2358 | 249.9039 | 1562.2358
5122 | 241.6213 | 1530.9681 | 241.6213 | 1530.9681
5123 | 228.8524 | 1506.2562 | 228.8524 | 1506.2562
5124 | 216.9882 | 1400.5732 | 216.9882 | 1400.5732
5125 | 207.8099 | 1411.3165 | 207.8099 | 1411.3165
5126 | 203.31 | 1436.4911 | 203.31 | 1436.4911
5127 | 199.1975 | 1457.024 | 199.1975 | 1457.024
5128 | 196.7387 | 1476.2209 | 196.7387 | 1476.2209
5129 | 197.7492 | 1510.8906 | 197.7492 | 1510.8906
5130 | 201.9257 | 1569.33 | 201.9257 | 1569.33
5131 | 208.2285 | 1630.5736 | 208.2285 | 1630.5736
5132 | 217.1822 | 1678.2422 | 217.1822 | 1678.2422
5133 | 224.7688 | 1672.8558 | 224.7688 | 1672.8558
5134 | 233.5871 | 1669.9436 | 233.5871 | 1669.9436
5135 | 247.6132 | 1679.6748 | 247.6132 | 1679.6748
5136 | 249.6261 | 1694.8537 | 249.6261 | 1694.8537
5137 | 244.1462 | 1691.7888 | 244.1462 | 1691.7888
5138 | 243.6428 | 1684.176 | 243.6428 | 1684.176
5139 | 250.5213 | 1672.8513 | 250.5213 | 1672.8513
5140 | 262.9432 | 1622.5214 | 262.9432 | 1622.5214
5141 | 272.8504 | 1640.7513 | 272.8504 | 1640.7513
5142 | 269.3194 | 1669.8014 | 269.3194 | 1669.8014
5143 | 259.8322 | 1652.1774 | 259.8322 | 1652.1774
5144 | 253.9793 | 1625.1103 | 253.9793 | 1625.1103
5145 | 248.0375 | 1608.8018 | 248.0375 | 1608.8018
5146 | 241.5866 | 1568.3016 | 241.5866 | 1568.3016
5147 | 230.8755 | 1541.7499 | 230.8755 | 1541.7499
5148 | 219.8971 | 1558.8244 | 219.8971 | 1558.8244
5149 | 210.6963 | 1591.9823 | 210.6963 | 1591.9823
5150 | 205.3209 | 1634.932 | 205.3209 | 1634.932
5151 | 201.1532 | 1647.7843 | 201.1532 | 1647.7843
5152 | 199.9167 | 1664.2538 | 199.9167 | 1664.2538
5153 | 199.5942 | 1698.0143 | 199.5942 | 1698.0143
5154 | 202.9934 | 1759.7454 | 202.9934 | 1759.7454
5155 | 210.3709 | 1813.4339 | 210.3709 | 1813.4339
5156 | 219.6824 | 1842.8572 | 219.6824 | 1842.8572
5157 | 226.7021 | 1821.42 | 226.7021 | 1821.42
5158 | 234.2052 | 1799.6669 | 234.2052 | 1799.6669
5159 | 248.25 | 1811.9374 | 248.25 | 1811.9374
5160 | 248.2367 | 1823.6364 | 248.2367 | 1823.6364
5161 | 245.0462 | 1813.5493 | 245.0462 | 1813.5493
5162 | 244.9971 | 1803.8048 | 244.9971 | 1803.8048
5163 | 248.9475 | 1802.8567 | 248.9475 | 1802.8567
5164 | 261.9243 | 1759.549 | 261.9243 | 1759.549
5165 | 274.8014 | 1783.5472 | 274.8014 | 1783.5472
5166 | 270.2696 | 1817.0489 | 270.2696 | 1817.0489
5167 | 260.9969 | 1798.4218 | 260.9969 | 1798.4218
5168 | 253.0534 | 1743.924 | 253.0534 | 1743.924
5169 | 248.3807 | 1697.5516 | 248.3807 | 1697.5516
5170 | 240.6711 | 1645.4208 | 240.6711 | 1645.4208
5171 | 228.8416 | 1614.9818 | 228.8416 | 1614.9818
5172 | 218.6575 | 1648.7654 | 218.6575 | 1648.7654
5173 | 210.2097 | 1690.6071 | 210.2097 | 1690.6071
5174 | 204.4147 | 1702.8345 | 204.4147 | 1702.8345
5175 | 200.6022 | 1680.3561 | 200.6022 | 1680.3561
5176 | 199.1086 | 1670.3356 | 199.1086 | 1670.3356
5177 | 199.9284 | 1665.129 | 199.9284 | 1665.129
5178 | 204.3025 | 1647.7031 | 204.3025 | 1647.7031
5179 | 212.3696 | 1661.6094 | 212.3696 | 1661.6094
5180 | 223.1678 | 1682.3803 | 223.1678 | 1682.3803
5181 | 232.4793 | 1638.0268 | 232.4793 | 1638.0268
5182 | 240.5229 | 1595.3951 | 240.5229 | 1595.3951
5183 | 253.456 | 1554.2464 | 253.456 | 1554.2464
5184 | 253.0067 | 1495.9426 | 253.0067 | 1495.9426
5185 | 243.9115 | 1430.9315 | 243.9115 | 1430.9315
5186 | 244.447 | 1382.4706 | 244.447 | 1382.4706
5187 | 250.0192 | 1338.1979 | 250.0192 | 1338.1979
5188 | 262.906 | 1251.3147 | 262.906 | 1251.3147
5189 | 276.8436 | 1233.7751 | 276.8436 | 1233.7751
5190 | 273.6399 | 1246.2728 | 273.6399 | 1246.2728
5191 | 263.1487 | 1204.9488 | 263.1487 | 1204.9488
5192 | 257.1528 | 1163.1475 | 257.1528 | 1163.1475
5193 | 251.0609 | 1147.1839 | 251.0609 | 1147.1839
5194 | 242.5538 | 1100.6332 | 242.5538 | 1100.6332
5195 | 228.5613 | 1055.3974 | 228.5613 | 1055.3974
5196 | 216.6109 | 1037.0471 | 216.6109 | 1037.0471
5197 | 208.4204 | 1014.1213 | 208.4204 | 1014.1213
5198 | 203.1877 | 1000.8303 | 203.1877 | 1000.8303
5199 | 200.01 | 982.8663 | 200.01 | 982.8663
5200 | 198.0268 | 957.1711 | 198.0268 | 957.1711
5201 | 200.5592 | 943.751 | 200.5592 | 943.751
5202 | 207.1496 | 965.7312 | 207.1496 | 965.7312
5203 | 218.475 | 992.9608 | 218.475 | 992.9608
5204 | 232.9379 | 1009.0921 | 232.9379 | 1009.0921
5205 | 241.4953 | 984.5199 | 241.4953 | 984.5199
5206 | 248.3792 | 965.4629 | 248.3792 | 965.4629
5207 | 263.6327 | 962.623 | 263.6327 | 962.623
5208 | 260.6276 | 992.0344 | 260.6276 | 992.0344
5209 | 250.8041 | 1015.8359 | 250.8041 | 1015.8359
5210 | 251.2657 | 1048.8831 | 251.2657 | 1048.8831
5211 | 258.0054 | 1087.341 | 258.0054 | 1087.341
5212 | 270.6604 | 1084.1604 | 270.6604 | 1084.1604
5213 | 284.3162 | 1135.6205 | 284.3162 | 1135.6205
5214 | 282.0544 | 1159.0905 | 282.0544 | 1159.0905
5215 | 269.0368 | 1125.5725 | 269.0368 | 1125.5725
5216 | 261.1422 | 1079.5703 | 261.1422 | 1079.5703
5217 | 253.6162 | 1062.6035 | 253.6162 | 1062.6035
5218 | 244.1318 | 1023.5767 | 244.1318 | 1023.5767
5219 | 230.6528 | 989.4385 | 230.6528 | 989.4385
5220 | 219.065 | 993.7225 | 219.065 | 993.7225
5221 | 208.9366 | 1008.1022 | 208.9366 | 1008.1022
5222 | 204.0491 | 1045.2836 | 204.0491 | 1045.2836
5223 | 201.2811 | 1064.8446 | 201.2811 | 1064.8446
5224 | 199.2833 | 1072.5364 | 199.2833 | 1072.5364
5225 | 200.4955 | 1097.0489 | 200.4955 | 1097.0489
5226 | 206.4609 | 1154.3597 | 206.4609 | 1154.3597
5227 | 218.4423 | 1211.7474 | 218.4423 | 1211.7474
5228 | 232.3007 | 1232.7691 | 232.3007 | 1232.7691
5229 | 241.1338 | 1201.7703 | 241.1338 | 1201.7703
5230 | 247.0553 | 1171.9919 | 247.0553 | 1171.9919
5231 | 264.4529 | 1180.8453 | 264.4529 | 1180.8453
5232 | 261.4976 | 1225.0535 | 261.4976 | 1225.0535
5233 | 252.5284 | 1216.8787 | 252.5284 | 1216.8787
5234 | 252.7417 | 1193.0897 | 252.7417 | 1193.0897
5235 | 257.9536 | 1170.5106 | 257.9536 | 1170.5106
5236 | 270.441 | 1113.4406 | 270.441 | 1113.4406
5237 | 283.1145 | 1119.5383 | 283.1145 | 1119.5383
5238 | 280.0131 | 1132.1928 | 280.0131 | 1132.1928
5239 | 267.5202 | 1097.8284 | 267.5202 | 1097.8284
5240 | 260.1034 | 1062.1715 | 260.1034 | 1062.1715
5241 | 253.3717 | 1053.5123 | 253.3717 | 1053.5123
5242 | 244.9352 | 1018.9997 | 244.9352 | 1018.9997
5243 | 231.2244 | 989.5012 | 231.2244 | 989.5012
5244 | 218.3874 | 994.757 | 218.3874 | 994.757
5245 | 210.7622 | 998.0705 | 210.7622 | 998.0705
5246 | 204.7244 | 1012.3669 | 204.7244 | 1012.3669
5247 | 202.1948 | 1030.0783 | 202.1948 | 1030.0783
5248 | 199.7646 | 1046.7987 | 199.7646 | 1046.7987
5249 | 201.4523 | 1062.4079 | 201.4523 | 1062.4079
5250 | 208.7911 | 1094.2005 | 208.7911 | 1094.2005
5251 | 218.3333 | 1126.2266 | 218.3333 | 1126.2266
5252 | 232.8809 | 1152.2328 | 232.8809 | 1152.2328
5253 | 241.6934 | 1144.8087 | 241.6934 | 1144.8087
5254 | 248.7074 | 1143.37 | 248.7074 | 1143.37
5255 | 262.6749 | 1155.2329 | 262.6749 | 1155.2329
5256 | 260.688 | 1185.0519 | 260.688 | 1185.0519
5257 | 251.9765 | 1181.6108 | 251.9765 | 1181.6108
5258 | 252.9993 | 1187.3215 | 252.9993 | 1187.3215
5259 | 258.0313 | 1195.4333 | 258.0313 | 1195.4333
5260 | 270.6741 | 1160.8407 | 270.6741 | 1160.8407
5261 | 282.4939 | 1174.7444 | 282.4939 | 1174.7444
5262 | 282.8708 | 1198.9354 | 282.8708 | 1198.9354
5263 | 268.1924 | 1172.6591 | 268.1924 | 1172.6591
5264 | 258.1043 | 1138.0994 | 258.1043 | 1138.0994
5265 | 251.7908 | 1120.7251 | 251.7908 | 1120.7251
5266 | 243.454 | 1072.5443 | 243.454 | 1072.5443
5267 | 230.3765 | 1034.9263 | 230.3765 | 1034.9263
5268 | 218.6879 | 1039.5551 | 218.6879 | 1039.5551
5269 | 210.1864 | 1051.5523 | 210.1864 | 1051.5523
5270 | 204.4893 | 1077.4166 | 204.4893 | 1077.4166
5271 | 201.844 | 1086.3189 | 201.844 | 1086.3189
5272 | 200.1856 | 1095.1079 | 200.1856 | 1095.1079
5273 | 201.1558 | 1125.6081 | 201.1558 | 1125.6081
5274 | 205.6772 | 1165.6768 | 205.6772 | 1165.6768
5275 | 214.424 | 1193.5335 | 214.424 | 1193.5335
5276 | 225.3709 | 1212.4234 | 225.3709 | 1212.4234
5277 | 234.9033 | 1204.9053 | 234.9033 | 1204.9053
5278 | 244.3272 | 1191.8359 | 244.3272 | 1191.8359
5279 | 257.4039 | 1178.2433 | 257.4039 | 1178.2433
5280 | 257.4423 | 1163.1387 | 257.4423 | 1163.1387
5281 | 248.6563 | 1133.427 | 248.6563 | 1133.427
5282 | 250.131 | 1112.334 | 250.131 | 1112.334
5283 | 253.063 | 1097.4355 | 253.063 | 1097.4355
5284 | 267.5754 | 1038.5159 | 267.5754 | 1038.5159
5285 | 280.6451 | 1047.6545 | 280.6451 | 1047.6545
5286 | 277.063 | 1053.9764 | 277.063 | 1053.9764
5287 | 265.3597 | 1004.0313 | 265.3597 | 1004.0313
5288 | 258.2754 | 948.3423 | 258.2754 | 948.3423
5289 | 252.9853 | 920.8422 | 252.9853 | 920.8422
5290 | 244.7561 | 882.7245 | 244.7561 | 882.7245
5291 | 232.2068 | 854.041 | 232.2068 | 854.041
5292 | 220.0676 | 861.8988 | 220.0676 | 861.8988
5293 | 211.3548 | 871.3567 | 211.3548 | 871.3567
5294 | 205.4801 | 887.8162 | 205.4801 | 887.8162
5295 | 201.4447 | 882.0471 | 201.4447 | 882.0471
5296 | 199.6107 | 869.644 | 199.6107 | 869.644
5297 | 199.7296 | 874.375 | 199.7296 | 874.375
5298 | 204.5246 | 909.4592 | 204.5246 | 909.4592
5299 | 210.6397 | 952.8338 | 210.6397 | 952.8338
5300 | 217.8977 | 987.273 | 217.8977 | 987.273
5301 | 229.7412 | 976.9961 | 229.7412 | 976.9961
5302 | 236.4084 | 960.1649 | 236.4084 | 960.1649
5303 | 251.4792 | 957.9833 | 251.4792 | 957.9833
5304 | 249.2187 | 975.0118 | 249.2187 | 975.0118
5305 | 242.4515 | 976.9628 | 242.4515 | 976.9628
5306 | 243.6964 | 979.758 | 243.6964 | 979.758
5307 | 248.738 | 979.5309 | 248.738 | 979.5309
5308 | 257.3921 | 931.7089 | 257.3921 | 931.7089
5309 | 271.8286 | 951.7257 | 271.8286 | 951.7257
5310 | 270.1003 | 976.7318 | 270.1003 | 976.7318
5311 | 260.6192 | 947.7908 | 260.6192 | 947.7908
5312 | 254.0118 | 912.8863 | 254.0118 | 912.8863
5313 | 248.3877 | 904.9481 | 248.3877 | 904.9481
5314 | 241.0454 | 862.6296 | 241.0454 | 862.6296
5315 | 229.415 | 839.9966 | 229.415 | 839.9966
5316 | 217.546 | 865.1591 | 217.546 | 865.1591
5317 | 209.3355 | 869.6639 | 209.3355 | 869.6639
5318 | 204.5359 | 882.142 | 204.5359 | 882.142
5319 | 200.2313 | 888.4737 | 200.2313 | 888.4737
5320 | 198.2995 | 901.8397 | 198.2995 | 901.8397
5321 | 198.7172 | 940.0831 | 198.7172 | 940.0831
5322 | 202.0729 | 1004.5729 | 202.0729 | 1004.5729
5323 | 207.8178 | 1050.0165 | 207.8178 | 1050.0165
5324 | 214.3274 | 1057.1192 | 214.3274 | 1057.1192
5325 | 225.2424 | 1005.3672 | 225.2424 | 1005.3672
5326 | 233.2085 | 976.3724 | 233.2085 | 976.3724
5327 | 248.0705 | 955.5694 | 248.0705 | 955.5694
5328 | 248.1679 | 931.499 | 248.1679 | 931.499
5329 | 242.6364 | 979.6902 | 242.6364 | 979.6902
5330 | 242.5101 | 1009.5398 | 242.5101 | 1009.5398
5331 | 244.8063 | 1011.6012 | 244.8063 | 1011.6012
5332 | 253.8119 | 979.4538 | 253.8119 | 979.4538
5333 | 267.5435 | 1004.3925 | 267.5435 | 1004.3925
5334 | 266.144 | 1018.8338 | 266.144 | 1018.8338
5335 | 255.6993 | 1007.7306 | 255.6993 | 1007.7306
5336 | 248.4053 | 973.7352 | 248.4053 | 973.7352
5337 | 241.2531 | 954.2918 | 241.2531 | 954.2918
5338 | 233.7922 | 921.19 | 233.7922 | 921.19
5339 | 222.206 | 903.0399 | 222.206 | 903.0399
5340 | 210.3961 | 939.5509 | 210.3961 | 939.5509
5341 | 202.2594 | 1002.3653 | 202.2594 | 1002.3653
5342 | 197.5726 | 1070.5198 | 197.5726 | 1070.5198
5343 | 193.9642 | 1108.6396 | 193.9642 | 1108.6396
5344 | 192.4864 | 1117.5853 | 192.4864 | 1117.5853
5345 | 193.7181 | 1127.3323 | 193.7181 | 1127.3323
5346 | 198.1626 | 1164.4855 | 198.1626 | 1164.4855
5347 | 205.7085 | 1210.7756 | 205.7085 | 1210.7756
5348 | 215.0613 | 1248.381 | 215.0613 | 1248.381
5349 | 226.4644 | 1251.7097 | 226.4644 | 1251.7097
5350 | 233.6854 | 1260.1773 | 233.6854 | 1260.1773
5351 | 248.2094 | 1282.5423 | 248.2094 | 1282.5423
5352 | 245.6311 | 1298.9124 | 245.6311 | 1298.9124
5353 | 238.23 | 1299.8916 | 238.23 | 1299.8916
5354 | 239.795 | 1297.7336 | 239.795 | 1297.7336
5355 | 243.432 | 1293.7133 | 243.432 | 1293.7133
5356 | 254.4516 | 1240.0917 | 254.4516 | 1240.0917
5357 | 269.6048 | 1260.8608 | 269.6048 | 1260.8608
5358 | 270.4659 | 1292.5756 | 270.4659 | 1292.5756
5359 | 259.6181 | 1259.4965 | 259.6181 | 1259.4965
5360 | 253.155 | 1184.2142 | 253.155 | 1184.2142
5361 | 247.2458 | 1157.8113 | 247.2458 | 1157.8113
5362 | 240.1848 | 1127.9698 | 240.1848 | 1127.9698
5363 | 225.4666 | 1108.5344 | 225.4666 | 1108.5344
5364 | 213.1705 | 1129.0886 | 213.1705 | 1129.0886
5365 | 203.9026 | 1156.6978 | 203.9026 | 1156.6978
5366 | 200.6229 | 1170.712 | 200.6229 | 1170.712
5367 | 196.2179 | 1154.1273 | 196.2179 | 1154.1273
5368 | 194.6045 | 1149.4362 | 194.6045 | 1149.4362
5369 | 197.3213 | 1178.1808 | 197.3213 | 1178.1808
5370 | 204.0108 | 1256.9345 | 204.0108 | 1256.9345
5371 | 214.5902 | 1335.9532 | 214.5902 | 1335.9532
5372 | 228.5308 | 1402.1178 | 228.5308 | 1402.1178
5373 | 236.7523 | 1376.1977 | 236.7523 | 1376.1977
5374 | 242.5429 | 1342.7827 | 242.5429 | 1342.7827
5375 | 257.8648 | 1323.6098 | 257.8648 | 1323.6098
5376 | 255.7984 | 1322.0482 | 255.7984 | 1322.0482
5377 | 245.9885 | 1293.9352 | 245.9885 | 1293.9352
5378 | 245.9684 | 1300.461 | 245.9684 | 1300.461
5379 | 252.3948 | 1312.9617 | 252.3948 | 1312.9617
5380 | 262.7471 | 1256.3933 | 262.7471 | 1256.3933
5381 | 280.0406 | 1226.7528 | 280.0406 | 1226.7528
5382 | 279.9402 | 1206.4592 | 279.9402 | 1206.4592
5383 | 268.4856 | 1134.1935 | 268.4856 | 1134.1935
5384 | 262.5386 | 1048.0957 | 262.5386 | 1048.0957
5385 | 253.9933 | 1040.1888 | 253.9933 | 1040.1888
5386 | 244.634 | 1019.8148 | 244.634 | 1019.8148
5387 | 230.4563 | 1006.2104 | 230.4563 | 1006.2104
5388 | 217.4814 | 1029.2725 | 217.4814 | 1029.2725
5389 | 207.7132 | 1057.4773 | 207.7132 | 1057.4773
5390 | 202.8972 | 1095.1603 | 202.8972 | 1095.1603
5391 | 199.6063 | 1092.5574 | 199.6063 | 1092.5574
5392 | 198.0494 | 1069.4642 | 198.0494 | 1069.4642
5393 | 198.7536 | 1061.3107 | 198.7536 | 1061.3107
5394 | 206.2834 | 1042.9131 | 206.2834 | 1042.9131
5395 | 216.9592 | 1039.2637 | 216.9592 | 1039.2637
5396 | 232.7219 | 1013.8572 | 232.7219 | 1013.8572
5397 | 241.5158 | 953.9857 | 241.5158 | 953.9857
5398 | 246.1109 | 924.8029 | 246.1109 | 924.8029
5399 | 260.4668 | 917.4174 | 260.4668 | 917.4174
5400 | 256.4146 | 922.1569 | 256.4146 | 922.1569
5401 | 246.7247 | 918.9666 | 246.7247 | 918.9666
5402 | 245.9048 | 920.2884 | 245.9048 | 920.2884
5403 | 250.1611 | 930.1871 | 250.1611 | 930.1871
5404 | 260.0752 | 901.645 | 260.0752 | 901.645
5405 | 276.8431 | 945.2051 | 276.8431 | 945.2051
5406 | 279.0504 | 990.9643 | 279.0504 | 990.9643
5407 | 266.582 | 976.6948 | 266.582 | 976.6948
5408 | 257.5647 | 949.3455 | 257.5647 | 949.3455
5409 | 251.9376 | 945.42 | 251.9376 | 945.42
5410 | 242.5321 | 924.6071 | 242.5321 | 924.6071
5411 | 228.7255 | 906.0495 | 228.7255 | 906.0495
5412 | 215.4918 | 921.8072 | 215.4918 | 921.8072
5413 | 206.8206 | 937.8172 | 206.8206 | 937.8172
5414 | 200.4553 | 971.0799 | 200.4553 | 971.0799
5415 | 196.8085 | 983.1171 | 196.8085 | 983.1171
5416 | 194.9223 | 963.5977 | 194.9223 | 963.5977
5417 | 197.1457 | 973.282 | 197.1457 | 973.282
5418 | 203.7071 | 1016.6424 | 203.7071 | 1016.6424
5419 | 211.9164 | 1063.7788 | 211.9164 | 1063.7788
5420 | 227.1724 | 1116.6514 | 227.1724 | 1116.6514
5421 | 236.8832 | 1120.4817 | 236.8832 | 1120.4817
5422 | 243.3069 | 1119.2624 | 243.3069 | 1119.2624
5423 | 258.0516 | 1121.8773 | 258.0516 | 1121.8773
5424 | 253.6307 | 1137.7458 | 253.6307 | 1137.7458
5425 | 243.7573 | 1141.8913 | 243.7573 | 1141.8913
5426 | 244.6248 | 1151.3325 | 244.6248 | 1151.3325
5427 | 250.0399 | 1158.0336 | 250.0399 | 1158.0336
5428 | 257.516 | 1117.8922 | 257.516 | 1117.8922
5429 | 272.7515 | 1138.2225 | 272.7515 | 1138.2225
5430 | 276.1802 | 1154.1686 | 276.1802 | 1154.1686
5431 | 262.8906 | 1110.8069 | 262.8906 | 1110.8069
5432 | 255.2055 | 1081.7334 | 255.2055 | 1081.7334
5433 | 249.207 | 1080.2218 | 249.207 | 1080.2218
5434 | 240.4378 | 1053.7661 | 240.4378 | 1053.7661
5435 | 226.4641 | 1027.4025 | 226.4641 | 1027.4025
5436 | 214.6787 | 1029.1158 | 214.6787 | 1029.1158
5437 | 206.1019 | 1041.5832 | 206.1019 | 1041.5832
5438 | 201.8758 | 1080.9904 | 201.8758 | 1080.9904
5439 | 197.7734 | 1112.9971 | 197.7734 | 1112.9971
5440 | 194.9347 | 1148.0881 | 194.9347 | 1148.0881
5441 | 196.2474 | 1198.2443 | 196.2474 | 1198.2443
5442 | 200.3747 | 1273.8318 | 200.3747 | 1273.8318
5443 | 206.3891 | 1351.5024 | 206.3891 | 1351.5024
5444 | 218.7496 | 1379.8912 | 218.7496 | 1379.8912
5445 | 228.4412 | 1354.3472 | 228.4412 | 1354.3472
5446 | 236.3205 | 1342.0303 | 236.3205 | 1342.0303
5447 | 249.914 | 1338.7202 | 249.914 | 1338.7202
5448 | 249.5306 | 1336.751 | 249.5306 | 1336.751
5449 | 242.0747 | 1322.7766 | 242.0747 | 1322.7766
5450 | 244.0064 | 1318.3614 | 244.0064 | 1318.3614
5451 | 245.4095 | 1319.3883 | 245.4095 | 1319.3883
5452 | 252.5485 | 1277.2719 | 252.5485 | 1277.2719
5453 | 266.8843 | 1298.7935 | 266.8843 | 1298.7935
5454 | 269.7421 | 1323.2039 | 269.7421 | 1323.2039
5455 | 258.7932 | 1299.3101 | 258.7932 | 1299.3101
5456 | 250.359 | 1261.2393 | 250.359 | 1261.2393
5457 | 243.6871 | 1255.7464 | 243.6871 | 1255.7464
5458 | 237.2689 | 1233.4914 | 237.2689 | 1233.4914
5459 | 225.6929 | 1212.1437 | 225.6929 | 1212.1437
5460 | 214.4674 | 1219.3431 | 214.4674 | 1219.3431
5461 | 205.4762 | 1241.3408 | 205.4762 | 1241.3408
5462 | 199.9723 | 1268.4277 | 199.9723 | 1268.4277
5463 | 196.18 | 1288.0201 | 196.18 | 1288.0201
5464 | 194.6341 | 1306.7154 | 194.6341 | 1306.7154
5465 | 195.0686 | 1337.5605 | 195.0686 | 1337.5605
5466 | 199.6122 | 1395.9058 | 199.6122 | 1395.9058
5467 | 202.7024 | 1441.6629 | 202.7024 | 1441.6629
5468 | 211.5976 | 1475.8513 | 211.5976 | 1475.8513
5469 | 220.8396 | 1466.7344 | 220.8396 | 1466.7344
5470 | 228.3978 | 1456.6119 | 228.3978 | 1456.6119
5471 | 243.2934 | 1454.2422 | 243.2934 | 1454.2422
5472 | 244.6534 | 1457.0381 | 244.6534 | 1457.0381
5473 | 237.2089 | 1455.1959 | 237.2089 | 1455.1959
5474 | 237.7137 | 1467.5526 | 237.7137 | 1467.5526
5475 | 240.5766 | 1488.3295 | 240.5766 | 1488.3295
5476 | 248.4377 | 1458.5333 | 248.4377 | 1458.5333
5477 | 264.6719 | 1482.5942 | 264.6719 | 1482.5942
5478 | 264.1016 | 1492.9915 | 264.1016 | 1492.9915
5479 | 253.9068 | 1436.2437 | 253.9068 | 1436.2437
5480 | 248.4046 | 1361.8078 | 248.4046 | 1361.8078
5481 | 242.7634 | 1330.3576 | 242.7634 | 1330.3576
5482 | 235.1661 | 1284.8102 | 235.1661 | 1284.8102
5483 | 223.0286 | 1249.8882 | 223.0286 | 1249.8882
5484 | 212.4021 | 1254.7678 | 212.4021 | 1254.7678
5485 | 204.733 | 1270.3389 | 204.733 | 1270.3389
5486 | 199.245 | 1311.0627 | 199.245 | 1311.0627
5487 | 196.0837 | 1343.3515 | 196.0837 | 1343.3515
5488 | 193.7427 | 1364.3354 | 193.7427 | 1364.3354
5489 | 194.9678 | 1407.2812 | 194.9678 | 1407.2812
5490 | 198.1449 | 1470.6425 | 198.1449 | 1470.6425
5491 | 202.1202 | 1520.2555 | 202.1202 | 1520.2555
5492 | 210.01 | 1544.5062 | 210.01 | 1544.5062
5493 | 219.5457 | 1517.1126 | 219.5457 | 1517.1126
5494 | 228.1916 | 1512.1001 | 228.1916 | 1512.1001
5495 | 240.2493 | 1538.0702 | 240.2493 | 1538.0702
5496 | 241.2648 | 1557.6066 | 241.2648 | 1557.6066
5497 | 234.9726 | 1543.1619 | 234.9726 | 1543.1619
5498 | 234.9983 | 1526.9594 | 234.9983 | 1526.9594
5499 | 238.3229 | 1492.0287 | 238.3229 | 1492.0287
5500 | 246.7528 | 1401.9479 | 246.7528 | 1401.9479
5501 | 263.9239 | 1393.1234 | 263.9239 | 1393.1234
5502 | 264.8856 | 1401.9532 | 264.8856 | 1401.9532
5503 | 254.1842 | 1356.6793 | 254.1842 | 1356.6793
5504 | 246.5694 | 1305.818 | 246.5694 | 1305.818
5505 | 243.4216 | 1265.6841 | 243.4216 | 1265.6841
5506 | 234.4316 | 1221.2965 | 234.4316 | 1221.2965
5507 | 223.3015 | 1187.3464 | 223.3015 | 1187.3464
5508 | 211.6527 | 1186.5832 | 211.6527 | 1186.5832
5509 | 204.1046 | 1170.6795 | 204.1046 | 1170.6795
5510 | 198.7677 | 1167.7965 | 198.7677 | 1167.7965
5511 | 195.571 | 1153.7198 | 195.571 | 1153.7198
5512 | 193.4824 | 1140.0314 | 193.4824 | 1140.0314
5513 | 194.7821 | 1155.3585 | 194.7821 | 1155.3585
5514 | 199.8807 | 1206.807 | 199.8807 | 1206.807
5515 | 205.2748 | 1269.6181 | 205.2748 | 1269.6181
5516 | 217.2857 | 1320.9859 | 217.2857 | 1320.9859
5517 | 225.8422 | 1324.5654 | 225.8422 | 1324.5654
5518 | 231.8989 | 1330.8386 | 231.8989 | 1330.8386
5519 | 245.0036 | 1342.6702 | 245.0036 | 1342.6702
5520 | 244.5485 | 1362.9903 | 244.5485 | 1362.9903
5521 | 237.9885 | 1373.3743 | 237.9885 | 1373.3743
5522 | 237.6107 | 1371.5611 | 237.6107 | 1371.5611
5523 | 241.401 | 1361.365 | 241.401 | 1361.365
5524 | 249.2481 | 1290.4386 | 249.2481 | 1290.4386
5525 | 266.4818 | 1258.6037 | 266.4818 | 1258.6037
5526 | 268.9874 | 1220.1902 | 268.9874 | 1220.1902
5527 | 256.4631 | 1160.2761 | 256.4631 | 1160.2761
5528 | 250.9116 | 1096.4049 | 250.9116 | 1096.4049
5529 | 243.7342 | 1060.5345 | 243.7342 | 1060.5345
5530 | 236.4289 | 1002.3846 | 236.4289 | 1002.3846
5531 | 222.6301 | 941.819 | 222.6301 | 941.819
5532 | 209.387 | 912.9667 | 209.387 | 912.9667
5533 | 201.0928 | 896.6242 | 201.0928 | 896.6242
5534 | 197.295 | 903.4595 | 197.295 | 903.4595
5535 | 194.5039 | 907.8162 | 194.5039 | 907.8162
5536 | 192.0454 | 915.1944 | 192.0454 | 915.1944
5537 | 194.1812 | 940.2399 | 194.1812 | 940.2399
5538 | 200.379 | 992.0332 | 200.379 | 992.0332
5539 | 209.2301 | 1048.9193 | 209.2301 | 1048.9193
5540 | 224.7219 | 1083.5779 | 224.7219 | 1083.5779
5541 | 233.0282 | 1057.5951 | 233.0282 | 1057.5951
5542 | 240.3013 | 1033.961 | 240.3013 | 1033.961
5543 | 253.9214 | 1018.8009 | 253.9214 | 1018.8009
5544 | 250.1872 | 1030.8448 | 250.1872 | 1030.8448
5545 | 241.4399 | 1038.7522 | 241.4399 | 1038.7522
5546 | 243.2734 | 1057.5355 | 243.2734 | 1057.5355
5547 | 246.8358 | 1106.7462 | 246.8358 | 1106.7462
5548 | 253.8816 | 1026.6658 | 253.8816 | 1026.6658
5549 | 271.401 | 996.7746 | 271.401 | 996.7746
5550 | 276.3747 | 977.7976 | 276.3747 | 977.7976
5551 | 263.0988 | 922.4605 | 263.0988 | 922.4605
5552 | 254.9841 | 880.3771 | 254.9841 | 880.3771
5553 | 248.4641 | 871.8119 | 248.4641 | 871.8119
5554 | 238.5345 | 835.9514 | 238.5345 | 835.9514
5555 | 224.8266 | 805.387 | 224.8266 | 805.387
5556 | 211.5898 | 810.6741 | 211.5898 | 810.6741
5557 | 202.4193 | 821.2919 | 202.4193 | 821.2919
5558 | 198.2929 | 840.3848 | 198.2929 | 840.3848
5559 | 195.1429 | 849.4752 | 195.1429 | 849.4752
5560 | 193.1425 | 859.4241 | 193.1425 | 859.4241
5561 | 195.4835 | 879.2655 | 195.4835 | 879.2655
5562 | 201.6671 | 923.9739 | 201.6671 | 923.9739
5563 | 211.3167 | 956.0941 | 211.3167 | 956.0941
5564 | 225.8234 | 969.7174 | 225.8234 | 969.7174
5565 | 234.7574 | 962.1365 | 234.7574 | 962.1365
5566 | 241.1194 | 969.1308 | 241.1194 | 969.1308
5567 | 255.559 | 1007.8914 | 255.559 | 1007.8914
5568 | 253.5911 | 1094.7973 | 253.5911 | 1094.7973
5569 | 243.1537 | 1109.2567 | 243.1537 | 1109.2567
5570 | 243.6358 | 1083.4927 | 243.6358 | 1083.4927
5571 | 247.0796 | 1054.9259 | 247.0796 | 1054.9259
5572 | 254.421 | 1006.7277 | 254.421 | 1006.7277
5573 | 271.9562 | 1022.6064 | 271.9562 | 1022.6064
5574 | 275.0486 | 1046.9228 | 275.0486 | 1046.9228
5575 | 262.1707 | 1029.4556 | 262.1707 | 1029.4556
5576 | 253.1757 | 1012.8277 | 253.1757 | 1012.8277
5577 | 246.4499 | 1015.8931 | 246.4499 | 1015.8931
5578 | 237.532 | 990.1897 | 237.532 | 990.1897
5579 | 223.4607 | 960.1583 | 223.4607 | 960.1583
5580 | 212.5321 | 956.3855 | 212.5321 | 956.3855
5581 | 203.3709 | 967.9125 | 203.3709 | 967.9125
5582 | 199.9967 | 1029.7344 | 199.9967 | 1029.7344
5583 | 195.218 | 1101.3038 | 195.218 | 1101.3038
5584 | 192.9478 | 1147.3671 | 192.9478 | 1147.3671
5585 | 195.4737 | 1192.288 | 195.4737 | 1192.288
5586 | 201.1039 | 1258.502 | 201.1039 | 1258.502
5587 | 209.08 | 1312.065 | 209.08 | 1312.065
5588 | 224.4814 | 1349.6705 | 224.4814 | 1349.6705
5589 | 232.2195 | 1329.7694 | 232.2195 | 1329.7694
5590 | 238.5681 | 1310.4302 | 238.5681 | 1310.4302
5591 | 255.3784 | 1303.3269 | 255.3784 | 1303.3269
5592 | 254.5066 | 1288.912 | 254.5066 | 1288.912
5593 | 244.2715 | 1265.5955 | 244.2715 | 1265.5955
5594 | 242.2698 | 1271.5256 | 242.2698 | 1271.5256
5595 | 246.5661 | 1302.397 | 246.5661 | 1302.397
5596 | 253.0521 | 1275.2655 | 253.0521 | 1275.2655
5597 | 268.1364 | 1301.1133 | 268.1364 | 1301.1133
5598 | 272.5662 | 1308.5324 | 272.5662 | 1308.5324
5599 | 262.222 | 1246.8941 | 262.222 | 1246.8941
5600 | 252.4684 | 1176.5023 | 252.4684 | 1176.5023
5601 | 246.2717 | 1113.8909 | 246.2717 | 1113.8909
5602 | 236.932 | 1067.0268 | 236.932 | 1067.0268
5603 | 223.8531 | 1022.8568 | 223.8531 | 1022.8568
5604 | 213.2025 | 1011.0586 | 213.2025 | 1011.0586
5605 | 204.89 | 1021.0181 | 204.89 | 1021.0181
5606 | 199.7145 | 1051.6475 | 199.7145 | 1051.6475
5607 | 195.7963 | 1055.3145 | 195.7963 | 1055.3145
5608 | 194.2717 | 1052.755 | 194.2717 | 1052.755
5609 | 194.7854 | 1068.6151 | 194.7854 | 1068.6151
5610 | 200.3737 | 1102.508 | 200.3737 | 1102.508
5611 | 205.9309 | 1138.3274 | 205.9309 | 1138.3274
5612 | 218.6132 | 1161.3868 | 218.6132 | 1161.3868
5613 | 228.2379 | 1138.9464 | 228.2379 | 1138.9464
5614 | 235.6323 | 1122.1779 | 235.6323 | 1122.1779
5615 | 248.875 | 1118.1154 | 248.875 | 1118.1154
5616 | 247.6021 | 1128.2783 | 247.6021 | 1128.2783
5617 | 241.8652 | 1141.9226 | 241.8652 | 1141.9226
5618 | 242.9973 | 1176.7881 | 242.9973 | 1176.7881
5619 | 246.3324 | 1210.9825 | 246.3324 | 1210.9825
5620 | 251.1269 | 1197.5193 | 251.1269 | 1197.5193
5621 | 265.5069 | 1218.7901 | 265.5069 | 1218.7901
5622 | 269.7916 | 1219.2497 | 269.7916 | 1219.2497
5623 | 258.7489 | 1185.042 | 258.7489 | 1185.042
5624 | 248.216 | 1156.0625 | 248.216 | 1156.0625
5625 | 240.9068 | 1153.0148 | 240.9068 | 1153.0148
5626 | 234.2302 | 1123.9571 | 234.2302 | 1123.9571
5627 | 223.5817 | 1093.7689 | 223.5817 | 1093.7689
5628 | 212.3013 | 1090.4976 | 212.3013 | 1090.4976
5629 | 204.2743 | 1096.1623 | 204.2743 | 1096.1623
5630 | 199.4405 | 1133.7199 | 199.4405 | 1133.7199
5631 | 195.7892 | 1160.3658 | 195.7892 | 1160.3658
5632 | 193.141 | 1179.5315 | 193.141 | 1179.5315
5633 | 193.7934 | 1214.5459 | 193.7934 | 1214.5459
5634 | 197.139 | 1274.2393 | 197.139 | 1274.2393
5635 | 200.5767 | 1331.2508 | 200.5767 | 1331.2508
5636 | 210.3295 | 1374.8126 | 210.3295 | 1374.8126
5637 | 219.0436 | 1380.179 | 219.0436 | 1380.179
5638 | 224.9583 | 1387.2986 | 224.9583 | 1387.2986
5639 | 239.4737 | 1411.3251 | 239.4737 | 1411.3251
5640 | 237.3744 | 1453.7778 | 237.3744 | 1453.7778
5641 | 231.859 | 1486.4197 | 231.859 | 1486.4197
5642 | 231.6765 | 1509.2157 | 231.6765 | 1509.2157
5643 | 234.2054 | 1526.4816 | 234.2054 | 1526.4816
5644 | 239.9172 | 1483.6441 | 239.9172 | 1483.6441
5645 | 253.1815 | 1482.845 | 253.1815 | 1482.845
5646 | 256.7124 | 1449.0085 | 256.7124 | 1449.0085
5647 | 247.5761 | 1350.5661 | 247.5761 | 1350.5661
5648 | 242.6863 | 1259.1703 | 242.6863 | 1259.1703
5649 | 235.9346 | 1206.0578 | 235.9346 | 1206.0578
5650 | 228.7692 | 1156.8425 | 228.7692 | 1156.8425
5651 | 217.0573 | 1114.1145 | 217.0573 | 1114.1145
5652 | 206.8017 | 1102.0028 | 206.8017 | 1102.0028
5653 | 199.0961 | 1110.8965 | 199.0961 | 1110.8965
5654 | 194.5128 | 1155.2568 | 194.5128 | 1155.2568
5655 | 191.2928 | 1197.1385 | 191.2928 | 1197.1385
5656 | 187.5303 | 1254.8324 | 187.5303 | 1254.8324
5657 | 188.9745 | 1338.3755 | 188.9745 | 1338.3755
5658 | 191.6873 | 1416.8471 | 191.6873 | 1416.8471
5659 | 195.0744 | 1466.1467 | 195.0744 | 1466.1467
5660 | 204.2365 | 1479.5819 | 204.2365 | 1479.5819
5661 | 211.3972 | 1446.42 | 211.3972 | 1446.42
5662 | 220.9428 | 1423.3189 | 220.9428 | 1423.3189
5663 | 232.8793 | 1427.7207 | 232.8793 | 1427.7207
5664 | 230.1947 | 1441.3635 | 230.1947 | 1441.3635
5665 | 225.3854 | 1429.8343 | 225.3854 | 1429.8343
5666 | 225.5445 | 1418.8671 | 225.5445 | 1418.8671
5667 | 229.3092 | 1400.6143 | 229.3092 | 1400.6143
5668 | 236.135 | 1335.7696 | 236.135 | 1335.7696
5669 | 252.3202 | 1320.4558 | 252.3202 | 1320.4558
5670 | 255.9648 | 1291.353 | 255.9648 | 1291.353
5671 | 247.3354 | 1217.2691 | 247.3354 | 1217.2691
5672 | 239.7787 | 1138.1621 | 239.7787 | 1138.1621
5673 | 233.6986 | 1099.2508 | 233.6986 | 1099.2508
5674 | 226.0873 | 1053.3899 | 226.0873 | 1053.3899
5675 | 215.1001 | 1019.5025 | 215.1001 | 1019.5025
5676 | 205.6544 | 1032.0626 | 205.6544 | 1032.0626
5677 | 197.3308 | 1069.6722 | 197.3308 | 1069.6722
5678 | 192.6274 | 1113.5937 | 192.6274 | 1113.5937
5679 | 189.638 | 1122.2451 | 189.638 | 1122.2451
5680 | 187.4329 | 1127.3349 | 187.4329 | 1127.3349
5681 | 188.6753 | 1146.8629 | 188.6753 | 1146.8629
5682 | 192.7932 | 1190.1919 | 192.7932 | 1190.1919
5683 | 197.2421 | 1234.7891 | 197.2421 | 1234.7891
5684 | 209.7618 | 1270.8271 | 209.7618 | 1270.8271
5685 | 216.6945 | 1266.8828 | 216.6945 | 1266.8828
5686 | 224.6018 | 1247.4182 | 224.6018 | 1247.4182
5687 | 239.4006 | 1234.5779 | 239.4006 | 1234.5779
5688 | 237.3887 | 1222.4202 | 237.3887 | 1222.4202
5689 | 228.8774 | 1200.3263 | 228.8774 | 1200.3263
5690 | 229.637 | 1186.1929 | 229.637 | 1186.1929
5691 | 233.8108 | 1168.1281 | 233.8108 | 1168.1281
5692 | 239.8431 | 1110.8073 | 239.8431 | 1110.8073
5693 | 256.8128 | 1106.8105 | 256.8128 | 1106.8105
5694 | 262.7518 | 1094.2915 | 262.7518 | 1094.2915
5695 | 253.2267 | 1028.7973 | 253.2267 | 1028.7973
5696 | 244.8654 | 971.384 | 244.8654 | 971.384
5697 | 237.7352 | 940.1533 | 237.7352 | 940.1533
5698 | 229.198 | 902.1297 | 229.198 | 902.1297
5699 | 215.3298 | 871.1264 | 215.3298 | 871.1264
5700 | 204.8674 | 886.8528 | 204.8674 | 886.8528
5701 | 196.5481 | 920.481 | 196.5481 | 920.481
5702 | 192.1814 | 956.4084 | 192.1814 | 956.4084
5703 | 190.6541 | 975.0917 | 190.6541 | 975.0917
5704 | 187.2642 | 979.3977 | 187.2642 | 979.3977
5705 | 190.0351 | 991.6213 | 190.0351 | 991.6213
5706 | 196.6641 | 1028.9626 | 196.6641 | 1028.9626
5707 | 202.9036 | 1071.2713 | 202.9036 | 1071.2713
5708 | 219.428 | 1116.526 | 219.428 | 1116.526
5709 | 227.3689 | 1117.096 | 227.3689 | 1117.096
5710 | 235.4162 | 1113.4628 | 235.4162 | 1113.4628
5711 | 249.1409 | 1113.0055 | 249.1409 | 1113.0055
5712 | 245.7132 | 1116.0521 | 245.7132 | 1116.0521
5713 | 236.7719 | 1109.1313 | 236.7719 | 1109.1313
5714 | 236.5635 | 1104.528 | 236.5635 | 1104.528
5715 | 241.3949 | 1104.8026 | 241.3949 | 1104.8026
5716 | 245.2716 | 1076.2604 | 245.2716 | 1076.2604
5717 | 263.8754 | 1096.3399 | 263.8754 | 1096.3399
5718 | 271.2057 | 1105.734 | 271.2057 | 1105.734
5719 | 259.5813 | 1048.704 | 259.5813 | 1048.704
5720 | 250.7969 | 945.0506 | 250.7969 | 945.0506
5721 | 244.7729 | 903.9449 | 244.7729 | 903.9449
5722 | 235.0344 | 856.8927 | 235.0344 | 856.8927
5723 | 221.1716 | 821.187 | 221.1716 | 821.187
5724 | 207.8698 | 833.3396 | 207.8698 | 833.3396
5725 | 200.0867 | 882.2976 | 200.0867 | 882.2976
5726 | 196.2638 | 969.3557 | 196.2638 | 969.3557
5727 | 192.8104 | 985.7818 | 192.8104 | 985.7818
5728 | 189.9423 | 990.2759 | 189.9423 | 990.2759
5729 | 191.7746 | 1017.2964 | 191.7746 | 1017.2964
5730 | 197.435 | 1063.729 | 197.435 | 1063.729
5731 | 204.7084 | 1087.3535 | 204.7084 | 1087.3535
5732 | 223.3619 | 1089.9105 | 223.3619 | 1089.9105
5733 | 230.9235 | 1064.3665 | 230.9235 | 1064.3665
5734 | 236.5732 | 1040.513 | 236.5732 | 1040.513
5735 | 251.9305 | 1030.9017 | 251.9305 | 1030.9017
5736 | 250.2044 | 1033.0393 | 250.2044 | 1033.0393
5737 | 238.9547 | 1029.1907 | 238.9547 | 1029.1907
5738 | 236.9153 | 1032.7069 | 236.9153 | 1032.7069
5739 | 239.9696 | 1035.5207 | 239.9696 | 1035.5207
5740 | 246.0158 | 987.3852 | 246.0158 | 987.3852
5741 | 260.7888 | 978.0277 | 260.7888 | 978.0277
5742 | 268.6304 | 967.7345 | 268.6304 | 967.7345
5743 | 257.4782 | 896.8482 | 257.4782 | 896.8482
5744 | 249.6399 | 818.7758 | 249.6399 | 818.7758
5745 | 243.0617 | 782.5605 | 243.0617 | 782.5605
5746 | 234.8348 | 754.0984 | 234.8348 | 754.0984
5747 | 220.3928 | 737.3904 | 220.3928 | 737.3904
5748 | 208.3228 | 768.9796 | 208.3228 | 768.9796
5749 | 200.581 | 814.1443 | 200.581 | 814.1443
5750 | 195.5336 | 831.8578 | 195.5336 | 831.8578
5751 | 192.4061 | 846.6224 | 192.4061 | 846.6224
5752 | 190.8814 | 858.4523 | 190.8814 | 858.4523
5753 | 193.0069 | 898.1378 | 193.0069 | 898.1378
5754 | 198.087 | 951.8434 | 198.087 | 951.8434
5755 | 203.8288 | 1006.0962 | 203.8288 | 1006.0962
5756 | 219.9438 | 1050.7553 | 219.9438 | 1050.7553
5757 | 228.8339 | 1045.4002 | 228.8339 | 1045.4002
5758 | 234.7196 | 1028.6317 | 234.7196 | 1028.6317
5759 | 252.3621 | 1022.6255 | 252.3621 | 1022.6255
5760 | 249.3892 | 1022.0357 | 249.3892 | 1022.0357
5761 | 238.9973 | 1006.3371 | 238.9973 | 1006.3371
5762 | 240.7914 | 1009.1636 | 240.7914 | 1009.1636
5763 | 242.6535 | 1016.8052 | 242.6535 | 1016.8052
5764 | 247.021 | 983.3098 | 247.021 | 983.3098
5765 | 261.5654 | 1004.1103 | 261.5654 | 1004.1103
5766 | 272.5065 | 1015.8243 | 272.5065 | 1015.8243
5767 | 259.5692 | 978.8265 | 259.5692 | 978.8265
5768 | 251.2625 | 916.8363 | 251.2625 | 916.8363
5769 | 244.9775 | 891.3738 | 244.9775 | 891.3738
5770 | 235.5961 | 854.0399 | 235.5961 | 854.0399
5771 | 223.8449 | 821.8767 | 223.8449 | 821.8767
5772 | 211.5562 | 826.913 | 211.5562 | 826.913
5773 | 203.0661 | 846.1519 | 203.0661 | 846.1519
5774 | 198.9541 | 897.3778 | 198.9541 | 897.3778
5775 | 195.1145 | 940.388 | 195.1145 | 940.388
5776 | 195.645 | 969.1465 | 195.645 | 969.1465
5777 | 197.9796 | 1005.0701 | 197.9796 | 1005.0701
5778 | 201.9298 | 1064.9516 | 201.9298 | 1064.9516
5779 | 205.5195 | 1134.0639 | 205.5195 | 1134.0639
5780 | 218.3538 | 1196.0278 | 218.3538 | 1196.0278
5781 | 226.8737 | 1205.1247 | 226.8737 | 1205.1247
5782 | 235.0403 | 1207.0403 | 235.0403 | 1207.0403
5783 | 249.5634 | 1215.9564 | 249.5634 | 1215.9564
5784 | 250.3199 | 1218.4075 | 250.3199 | 1218.4075
5785 | 242.3379 | 1219.8569 | 242.3379 | 1219.8569
5786 | 242.5907 | 1232.4644 | 242.5907 | 1232.4644
5787 | 245.3639 | 1241.2032 | 245.3639 | 1241.2032
5788 | 250.3233 | 1195.1055 | 250.3233 | 1195.1055
5789 | 262.8789 | 1188.8516 | 262.8789 | 1188.8516
5790 | 270.0076 | 1165.7052 | 270.0076 | 1165.7052
5791 | 259.5598 | 1098.8315 | 259.5598 | 1098.8315
5792 | 250.9732 | 1045.2115 | 250.9732 | 1045.2115
5793 | 244.8535 | 1014.5451 | 244.8535 | 1014.5451
5794 | 237.0847 | 971.9445 | 237.0847 | 971.9445
5795 | 225.9518 | 938.5273 | 225.9518 | 938.5273
5796 | 212.9948 | 891.2345 | 212.9948 | 891.2345
5797 | 205.435 | 913.1588 | 205.435 | 913.1588
5798 | 201.934 | 947.2459 | 201.934 | 947.2459
5799 | 199.1615 | 975.9144 | 199.1615 | 975.9144
5800 | 198.0273 | 1004.1631 | 198.0273 | 1004.1631
5801 | 199.5639 | 1049.7382 | 199.5639 | 1049.7382
5802 | 202.1972 | 1099.021 | 202.1972 | 1099.021
5803 | 203.1486 | 1128.1451 | 203.1486 | 1128.1451
5804 | 211.7922 | 1131.8987 | 211.7922 | 1131.8987
5805 | 222.7133 | 1124.5184 | 222.7133 | 1124.5184
5806 | 228.8849 | 1122.4524 | 228.8849 | 1122.4524
5807 | 242.7322 | 1123.5645 | 242.7322 | 1123.5645
5808 | 241.9786 | 1122.118 | 241.9786 | 1122.118
5809 | 236.746 | 1122.5359 | 236.746 | 1122.5359
5810 | 236.4437 | 1128.3076 | 236.4437 | 1128.3076
5811 | 235.9386 | 1114.2843 | 235.9386 | 1114.2843
5812 | 239.2886 | 1125.3208 | 239.2886 | 1125.3208
5813 | 250.088 | 1154.9842 | 250.088 | 1154.9842
5814 | 261.054 | 1128.9567 | 261.054 | 1128.9567
5815 | 252.197 | 1075.8294 | 252.197 | 1075.8294
5816 | 244.8447 | 1035.2841 | 244.8447 | 1035.2841
5817 | 239.4528 | 982.4411 | 239.4528 | 982.4411
5818 | 233.5191 | 917.1295 | 233.5191 | 917.1295
5819 | 220.3681 | 885.7669 | 220.3681 | 885.7669
5820 | 211.4393 | 876.156 | 211.4393 | 876.156
5821 | 203.1938 | 914.2724 | 203.1938 | 914.2724
5822 | 198.4607 | 986.4922 | 198.4607 | 986.4922
5823 | 195.3594 | 1031.8645 | 195.3594 | 1031.8645
5824 | 193.3451 | 1068.0889 | 193.3451 | 1068.0889
5825 | 194.2419 | 1120.8872 | 194.2419 | 1120.8872
5826 | 196.4305 | 1180.6137 | 196.4305 | 1180.6137
5827 | 200.4811 | 1215.9377 | 200.4811 | 1215.9377
5828 | 212.6289 | 1224.6272 | 212.6289 | 1224.6272
5829 | 221.5526 | 1216.5547 | 221.5526 | 1216.5547
5830 | 228.8512 | 1212.8634 | 228.8512 | 1212.8634
5831 | 241.283 | 1212.5609 | 241.283 | 1212.5609
5832 | 240.5735 | 1216.0805 | 240.5735 | 1216.0805
5833 | 233.1143 | 1226.039 | 233.1143 | 1226.039
5834 | 233.7096 | 1232.1418 | 233.7096 | 1232.1418
5835 | 235.371 | 1203.3711 | 235.371 | 1203.3711
5836 | 241.0607 | 1196.1688 | 241.0607 | 1196.1688
5837 | 255.4595 | 1204.1625 | 255.4595 | 1204.1625
5838 | 262.51 | 1159.8361 | 262.51 | 1159.8361
5839 | 253.8619 | 1071.1343 | 253.8619 | 1071.1343
5840 | 246.1118 | 1007.294 | 246.1118 | 1007.294
5841 | 240.5433 | 957.4908 | 240.5433 | 957.4908
5842 | 231.983 | 899.9743 | 231.983 | 899.9743
5843 | 221.1487 | 870.1165 | 221.1487 | 870.1165
5844 | 210.5352 | 868.3609 | 210.5352 | 868.3609
5845 | 203.1436 | 923.7529 | 203.1436 | 923.7529
5846 | 198.8837 | 987.8165 | 198.8837 | 987.8165
5847 | 195.55 | 1013.385 | 195.55 | 1013.385
5848 | 194.4907 | 1025.8329 | 194.4907 | 1025.8329
5849 | 196.1772 | 1055.8479 | 196.1772 | 1055.8479
5850 | 198.204 | 1092.6405 | 198.204 | 1092.6405
5851 | 205.1347 | 1119.8685 | 205.1347 | 1119.8685
5852 | 218.6937 | 1128.0162 | 218.6937 | 1128.0162
5853 | 226.5055 | 1119.4321 | 226.5055 | 1119.4321
5854 | 231.9601 | 1115.0486 | 231.9601 | 1115.0486
5855 | 247.258 | 1113.3917 | 247.258 | 1113.3917
5856 | 244.0658 | 1111.1327 | 244.0658 | 1111.1327
5857 | 234.9646 | 1112.5738 | 234.9646 | 1112.5738
5858 | 233.7401 | 1117.2319 | 233.7401 | 1117.2319
5859 | 236.2724 | 1102.4261 | 236.2724 | 1102.4261
5860 | 240.9884 | 1104.7345 | 240.9884 | 1104.7345
5861 | 252.6499 | 1121.8175 | 252.6499 | 1121.8175
5862 | 265.4147 | 1092.2084 | 265.4147 | 1092.2084
5863 | 255.1247 | 1026.0492 | 255.1247 | 1026.0492
5864 | 246.4535 | 995.5864 | 246.4535 | 995.5864
5865 | 239.882 | 981.2974 | 239.882 | 981.2974
5866 | 233.0218 | 948.2196 | 233.0218 | 948.2196
5867 | 219.147 | 935.2161 | 219.147 | 935.2161
5868 | 209.0685 | 934.6342 | 209.0685 | 934.6342
5869 | 201.0094 | 949.6663 | 201.0094 | 949.6663
5870 | 196.4794 | 984.4155 | 196.4794 | 984.4155
5871 | 193.3995 | 1023.0762 | 193.3995 | 1023.0762
5872 | 191.8466 | 1054.124 | 191.8466 | 1054.124
5873 | 194.5957 | 1100.9631 | 194.5957 | 1100.9631
5874 | 198.1147 | 1157.0478 | 198.1147 | 1157.0478
5875 | 206.1657 | 1193.8466 | 206.1657 | 1193.8466
5876 | 223.0254 | 1198.4429 | 223.0254 | 1198.4429
5877 | 231.9989 | 1184.7423 | 231.9989 | 1184.7423
5878 | 238.0273 | 1175.9948 | 238.0273 | 1175.9948
5879 | 253.6305 | 1174.0971 | 253.6305 | 1174.0971
5880 | 250.7667 | 1174.0351 | 250.7667 | 1174.0351
5881 | 239.8421 | 1177.2821 | 239.8421 | 1177.2821
5882 | 240.5823 | 1186.1538 | 240.5823 | 1186.1538
5883 | 241.8593 | 1168.6092 | 241.8593 | 1168.6092
5884 | 246.8415 | 1174.4388 | 246.8415 | 1174.4388
5885 | 258.5647 | 1187.9704 | 258.5647 | 1187.9704
5886 | 268.8946 | 1143.5537 | 268.8946 | 1143.5537
5887 | 256.4189 | 1088.8012 | 256.4189 | 1088.8012
5888 | 249.2512 | 1045.2161 | 249.2512 | 1045.2161
5889 | 243.4436 | 1004.1409 | 243.4436 | 1004.1409
5890 | 233.2456 | 946.7147 | 233.2456 | 946.7147
5891 | 219.7284 | 912.7337 | 219.7284 | 912.7337
5892 | 207.8647 | 894.2141 | 207.8647 | 894.2141
5893 | 199.1058 | 913.9714 | 199.1058 | 913.9714
5894 | 194.8929 | 964.5215 | 194.8929 | 964.5215
5895 | 191.8617 | 1007.8773 | 191.8617 | 1007.8773
5896 | 191.4475 | 1039.5872 | 191.4475 | 1039.5872
5897 | 194.0622 | 1090.7302 | 194.0622 | 1090.7302
5898 | 197.0249 | 1155.3022 | 197.0249 | 1155.3022
5899 | 206.5644 | 1207.6309 | 206.5644 | 1207.6309
5900 | 221.9952 | 1223.6942 | 221.9952 | 1223.6942
5901 | 231.0651 | 1230.4895 | 231.0651 | 1230.4895
5902 | 239.1394 | 1227.6711 | 239.1394 | 1227.6711
5903 | 255.4861 | 1217.7075 | 255.4861 | 1217.7075
5904 | 251.4095 | 1207.4126 | 251.4095 | 1207.4126
5905 | 240.8136 | 1204.6703 | 240.8136 | 1204.6703
5906 | 241.1032 | 1218.6584 | 241.1032 | 1218.6584
5907 | 243.2498 | 1207.8856 | 243.2498 | 1207.8856
5908 | 248.079 | 1204.4153 | 248.079 | 1204.4153
5909 | 259.7086 | 1198.5645 | 259.7086 | 1198.5645
5910 | 271.9542 | 1140.1828 | 271.9542 | 1140.1828
5911 | 261.8821 | 1058.7344 | 261.8821 | 1058.7344
5912 | 252.4102 | 999.7096 | 252.4102 | 999.7096
5913 | 245.7816 | 951.4112 | 245.7816 | 951.4112
5914 | 234.4959 | 892.751 | 234.4959 | 892.751
5915 | 221.1285 | 862.0205 | 221.1285 | 862.0205
5916 | 208.6088 | 854.9377 | 208.6088 | 854.9377
5917 | 200.093 | 907.8918 | 200.093 | 907.8918
5918 | 195.0399 | 979.9612 | 195.0399 | 979.9612
5919 | 192.1421 | 1021.8422 | 192.1421 | 1021.8422
5920 | 191.1073 | 1061.4676 | 191.1073 | 1061.4676
5921 | 192.8763 | 1104.3038 | 192.8763 | 1104.3038
5922 | 195.5274 | 1150.7275 | 195.5274 | 1150.7275
5923 | 204.9747 | 1178.6176 | 204.9747 | 1178.6176
5924 | 220.9583 | 1183.7857 | 220.9583 | 1183.7857
5925 | 231.3267 | 1176.2249 | 231.3267 | 1176.2249
5926 | 238.3631 | 1173.0453 | 238.3631 | 1173.0453
5927 | 253.7552 | 1169.5826 | 253.7552 | 1169.5826
5928 | 249.3889 | 1159.1372 | 249.3889 | 1159.1372
5929 | 237.8166 | 1140.2329 | 237.8166 | 1140.2329
5930 | 238.5234 | 1131.5279 | 238.5234 | 1131.5279
5931 | 238.1338 | 1103.1485 | 238.1338 | 1103.1485
5932 | 241.4171 | 1093.7491 | 241.4171 | 1093.7491
5933 | 253.1443 | 1105.2341 | 253.1443 | 1105.2341
5934 | 265.4418 | 1073.0668 | 265.4418 | 1073.0668
5935 | 256.5717 | 1015.0638 | 256.5717 | 1015.0638
5936 | 247.6289 | 971.6593 | 247.6289 | 971.6593
5937 | 239.9424 | 946.1142 | 239.9424 | 946.1142
5938 | 230.9603 | 904.549 | 230.9603 | 904.549
5939 | 218.4289 | 886.3086 | 218.4289 | 886.3086
5940 | 206.4236 | 881.2724 | 206.4236 | 881.2724
5941 | 199.1921 | 897.2075 | 199.1921 | 897.2075
5942 | 195.5797 | 946.2226 | 195.5797 | 946.2226
5943 | 192.2542 | 996.1094 | 192.2542 | 996.1094
5944 | 190.7837 | 1028.03 | 190.7837 | 1028.03
5945 | 192.7865 | 1066.0206 | 192.7865 | 1066.0206
5946 | 194.1464 | 1108.321 | 194.1464 | 1108.321
5947 | 199.7993 | 1133.4422 | 199.7993 | 1133.4422
5948 | 213.5263 | 1127.7453 | 213.5263 | 1127.7453
5949 | 222.9687 | 1106.4603 | 222.9687 | 1106.4603
5950 | 231.174 | 1100.1506 | 231.174 | 1100.1506
5951 | 242.8867 | 1096.9288 | 242.8867 | 1096.9288
5952 | 240.1727 | 1094.4891 | 240.1727 | 1094.4891
5953 | 233.2503 | 1100.0535 | 233.2503 | 1100.0535
5954 | 232.6159 | 1115.697 | 232.6159 | 1115.697
5955 | 235.9136 | 1100.0485 | 235.9136 | 1100.0485
5956 | 239.0996 | 1094.4715 | 239.0996 | 1094.4715
5957 | 250.6575 | 1101.773 | 250.6575 | 1101.773
5958 | 261.909 | 1043.7525 | 261.909 | 1043.7525
5959 | 251.3769 | 970.0088 | 251.3769 | 970.0088
5960 | 243.3651 | 923.8655 | 243.3651 | 923.8655
5961 | 236.9324 | 885.7699 | 236.9324 | 885.7699
5962 | 228.3097 | 828.7952 | 228.3097 | 828.7952
5963 | 218.1744 | 793.0384 | 218.1744 | 793.0384
5964 | 206.4572 | 777.5586 | 206.4572 | 777.5586
5965 | 199.0641 | 817.6012 | 199.0641 | 817.6012
5966 | 196.7058 | 896.4725 | 196.7058 | 896.4725
5967 | 191.6878 | 925.3216 | 191.6878 | 925.3216
5968 | 189.7358 | 930.3355 | 189.7358 | 930.3355
5969 | 190.2804 | 951.6224 | 190.2804 | 951.6224
5970 | 190.6134 | 991.0335 | 190.6134 | 991.0335
5971 | 194.7809 | 1022.475 | 194.7809 | 1022.475
5972 | 204.0459 | 1030.9237 | 204.0459 | 1030.9237
5973 | 214.3445 | 1029.8036 | 214.3445 | 1029.8036
5974 | 223.4217 | 1032.3123 | 223.4217 | 1032.3123
5975 | 235.3842 | 1031.7389 | 235.3842 | 1031.7389
5976 | 235.0582 | 1021.8653 | 235.0582 | 1021.8653
5977 | 230.272 | 1010.5153 | 230.272 | 1010.5153
5978 | 229.6303 | 1011.6822 | 229.6303 | 1011.6822
5979 | 230.6835 | 994.4386 | 230.6835 | 994.4386
5980 | 234.8022 | 983.113 | 234.8022 | 983.113
5981 | 241.5718 | 979.7301 | 241.5718 | 979.7301
5982 | 250.5035 | 919.1514 | 250.5035 | 919.1514
5983 | 247.2769 | 819.7953 | 247.2769 | 819.7953
5984 | 241.8037 | 778.3772 | 241.8037 | 778.3772
5985 | 236.2375 | 749.702 | 236.2375 | 749.702
5986 | 227.3157 | 701.1543 | 227.3157 | 701.1543
5987 | 217.4437 | 675.0888 | 217.4437 | 675.0888
5988 | 207.0633 | 671.0759 | 207.0633 | 671.0759
5989 | 198.3122 | 708.1088 | 198.3122 | 708.1088
5990 | 195.0713 | 775.152 | 195.0713 | 775.152
5991 | 191.4694 | 856.3696 | 191.4694 | 856.3696
5992 | 190.1349 | 944.3907 | 190.1349 | 944.3907
5993 | 190.1898 | 1063.6731 | 190.1898 | 1063.6731
5994 | 191.9672 | 1137.7557 | 191.9672 | 1137.7557
5995 | 196.0951 | 1169.8895 | 196.0951 | 1169.8895
5996 | 205.6682 | 1166.2392 | 205.6682 | 1166.2392
5997 | 214.6476 | 1139.3562 | 214.6476 | 1139.3562
5998 | 223.8951 | 1108.9991 | 223.8951 | 1108.9991
5999 | 235.1496 | 1078.2085 | 235.1496 | 1078.2085
6000 | 233.4257 | 1045.1904 | 233.4257 | 1045.1904
6001 | 229.617 | 1009.8231 | 229.617 | 1009.8231
6002 | 230.0124 | 982.729 | 230.0124 | 982.729
6003 | 231.5495 | 942.4914 | 231.5495 | 942.4914
6004 | 235.0304 | 918.4047 | 235.0304 | 918.4047
6005 | 240.3804 | 903.3443 | 240.3804 | 903.3443
6006 | 244.9229 | 848.7247 | 244.9229 | 848.7247
6007 | 246.6252 | 789.6382 | 246.6252 | 789.6382
6008 | 240.564 | 761.3123 | 240.564 | 761.3123
6009 | 235.1576 | 725.8351 | 235.1576 | 725.8351
6010 | 226.9258 | 668.2886 | 226.9258 | 668.2886
6011 | 214.7827 | 636.0832 | 214.7827 | 636.0832
6012 | 206.4974 | 624.9374 | 206.4974 | 624.9374
6013 | 198.2126 | 664.5285 | 198.2126 | 664.5285
6014 | 194.0632 | 755.2278 | 194.0632 | 755.2278
6015 | 190.0659 | 834.2183 | 190.0659 | 834.2183
6016 | 189.7772 | 872.0981 | 189.7772 | 872.0981
6017 | 189.7261 | 901.5111 | 189.7261 | 901.5111
6018 | 194.861 | 923.9776 | 194.861 | 923.9776
6019 | 201.0898 | 942.5979 | 201.0898 | 942.5979
6020 | 213.0102 | 936.8108 | 213.0102 | 936.8108
6021 | 219.4693 | 909.2054 | 219.4693 | 909.2054
6022 | 227.013 | 888.69 | 227.013 | 888.69
6023 | 239.545 | 878.2148 | 239.545 | 878.2148
6024 | 240.4511 | 862.9538 | 240.4511 | 862.9538
6025 | 232.4728 | 861.3251 | 232.4728 | 861.3251
6026 | 231.3727 | 873.387 | 231.3727 | 873.387
6027 | 233.4058 | 859.725 | 233.4058 | 859.725
6028 | 237.3656 | 857.4586 | 237.3656 | 857.4586
6029 | 243.9943 | 864.6397 | 243.9943 | 864.6397
6030 | 249.8525 | 820.6443 | 249.8525 | 820.6443
6031 | 252.0846 | 745.4259 | 252.0846 | 745.4259
6032 | 245.1252 | 715.4747 | 245.1252 | 715.4747
6033 | 238.9141 | 690.3509 | 238.9141 | 690.3509
6034 | 227.6385 | 640.148 | 227.6385 | 640.148
6035 | 214.7315 | 608.996 | 214.7315 | 608.996
6036 | 204.1014 | 595.9541 | 204.1014 | 595.9541
6037 | 195.7259 | 621.1288 | 195.7259 | 621.1288
6038 | 191.1085 | 664.6061 | 191.1085 | 664.6061
6039 | 189.837 | 708.594 | 189.837 | 708.594
6040 | 188.6771 | 748.2193 | 188.6771 | 748.2193
6041 | 191.4265 | 789.7012 | 191.4265 | 789.7012
6042 | 197.5164 | 844.4918 | 197.5164 | 844.4918
6043 | 206.1587 | 888.6944 | 206.1587 | 888.6944
6044 | 222.4592 | 907.8576 | 222.4592 | 907.8576
6045 | 232.2354 | 909.2355 | 232.2354 | 909.2355
6046 | 241.1643 | 909.4267 | 241.1643 | 909.4267
6047 | 252.9823 | 906.8068 | 252.9823 | 906.8068
6048 | 251.0401 | 896.9031 | 251.0401 | 896.9031
6049 | 241.0358 | 887.5094 | 241.0358 | 887.5094
6050 | 238.7944 | 884.7637 | 238.7944 | 884.7637
6051 | 240.782 | 860.5376 | 240.782 | 860.5376
6052 | 243.7016 | 851.3188 | 243.7016 | 851.3188
6053 | 249.7849 | 842.3379 | 249.7849 | 842.3379
6054 | 254.0586 | 779.9233 | 254.0586 | 779.9233
6055 | 255.8801 | 712.1689 | 255.8801 | 712.1689
6056 | 251.3131 | 683.7526 | 251.3131 | 683.7526
6057 | 244.5908 | 657.6958 | 244.5908 | 657.6958
6058 | 231.3462 | 620.0132 | 231.3462 | 620.0132
6059 | 218.7839 | 601.1709 | 218.7839 | 601.1709
6060 | 206.9802 | 589.2124 | 206.9802 | 589.2124
6061 | 198.471 | 595.0047 | 198.471 | 595.0047
6062 | 193.6019 | 613.8929 | 193.6019 | 613.8929
6063 | 191.4061 | 672.568 | 191.4061 | 672.568
6064 | 190.474 | 719.8982 | 190.474 | 719.8982
6065 | 192.3056 | 773.8101 | 192.3056 | 773.8101
6066 | 199.1941 | 831.0686 | 199.1941 | 831.0686
6067 | 208.3728 | 873.7061 | 208.3728 | 873.7061
6068 | 224.5306 | 888.7461 | 224.5306 | 888.7461
6069 | 235.1799 | 909.1753 | 235.1799 | 909.1753
6070 | 241.3006 | 926.0101 | 241.3006 | 926.0101
6071 | 253.4099 | 944.4881 | 253.4099 | 944.4881
6072 | 250.6688 | 966.6075 | 250.6688 | 966.6075
6073 | 237.7332 | 987.6417 | 237.7332 | 987.6417
6074 | 236.5397 | 1006.4453 | 236.5397 | 1006.4453
6075 | 239.4312 | 1001.1803 | 239.4312 | 1001.1803
6076 | 240.2442 | 1002.6158 | 240.2442 | 1002.6158
6077 | 245.8141 | 985.7194 | 245.8141 | 985.7194
6078 | 251.8683 | 896.037 | 251.8683 | 896.037
6079 | 253.4661 | 775.5228 | 253.4661 | 775.5228
6080 | 249.2833 | 744.3978 | 249.2833 | 744.3978
6081 | 242.8887 | 710.7867 | 242.8887 | 710.7867
6082 | 231.3933 | 650.8324 | 231.3933 | 650.8324
6083 | 216.4054 | 613.6912 | 216.4054 | 613.6912
6084 | 205.3325 | 593.5463 | 205.3325 | 593.5463
6085 | 197.4842 | 623.0249 | 197.4842 | 623.0249
6086 | 194.3764 | 701.1438 | 194.3764 | 701.1438
6087 | 190.2714 | 795.5137 | 190.2714 | 795.5137
6088 | 190.0568 | 880.7961 | 190.0568 | 880.7961
6089 | 192.5366 | 950.3583 | 192.5366 | 950.3583
6090 | 197.2988 | 1017.7896 | 197.2988 | 1017.7896
6091 | 207.4694 | 1064.9116 | 207.4694 | 1064.9116
6092 | 223.3715 | 1088.3485 | 223.3715 | 1088.3485
6093 | 232.4483 | 1110.0418 | 232.4483 | 1110.0418
6094 | 241.7132 | 1117.3961 | 241.7132 | 1117.3961
6095 | 251.127 | 1121.1266 | 251.127 | 1121.1266
6096 | 249.5415 | 1118.0549 | 249.5415 | 1118.0549
6097 | 238.0896 | 1101.4681 | 238.0896 | 1101.4681
6098 | 235.7307 | 1084.1555 | 235.7307 | 1084.1555
6099 | 237.8524 | 1071.9079 | 237.8524 | 1071.9079
6100 | 239.7322 | 1049.0252 | 239.7322 | 1049.0252
6101 | 245.2692 | 1020.1201 | 245.2692 | 1020.1201
6102 | 248.7203 | 944.3425 | 248.7203 | 944.3425
6103 | 251.5087 | 871.2008 | 251.5087 | 871.2008
6104 | 245.6378 | 844.7709 | 245.6378 | 844.7709
6105 | 238.6579 | 815.4335 | 238.6579 | 815.4335
6106 | 228.601 | 767.849 | 228.601 | 767.849
6107 | 217.2866 | 739.767 | 217.2866 | 739.767
6108 | 206.4957 | 722.3609 | 206.4957 | 722.3609
6109 | 198.3628 | 731.0727 | 198.3628 | 731.0727
6110 | 193.6517 | 764.588 | 193.6517 | 764.588
6111 | 190.6694 | 790.006 | 190.6694 | 790.006
6112 | 190.6139 | 817.6829 | 190.6139 | 817.6829
6113 | 191.8822 | 867.1405 | 191.8822 | 867.1405
6114 | 196.8259 | 923.1349 | 196.8259 | 923.1349
6115 | 202.4567 | 966.3744 | 202.4567 | 966.3744
6116 | 216.1767 | 983.9425 | 216.1767 | 983.9425
6117 | 228.2287 | 991.7912 | 228.2287 | 991.7912
6118 | 236.029 | 1003.5397 | 236.029 | 1003.5397
6119 | 246.4508 | 1014.7643 | 246.4508 | 1014.7643
6120 | 243.716 | 1025.2061 | 243.716 | 1025.2061
6121 | 236.6029 | 1037.3918 | 236.6029 | 1037.3918
6122 | 234.0739 | 1052.9751 | 234.0739 | 1052.9751
6123 | 232.8063 | 1041.811 | 232.8063 | 1041.811
6124 | 236.1589 | 1030.4253 | 236.1589 | 1030.4253
6125 | 237.5022 | 1003.3562 | 237.5022 | 1003.3562
6126 | 241.8047 | 907.0525 | 241.8047 | 907.0525
6127 | 246.0755 | 810.4653 | 246.0755 | 810.4653
6128 | 244.2429 | 770.7627 | 244.2429 | 770.7627
6129 | 235.8194 | 728.273 | 235.8194 | 728.273
6130 | 224.964 | 669.7332 | 224.964 | 669.7332
6131 | 214.2236 | 638.2502 | 214.2236 | 638.2502
6132 | 203.7013 | 624.1548 | 203.7013 | 624.1548
6133 | 196.5049 | 643.7015 | 196.5049 | 643.7015
6134 | 192.4614 | 695.2749 | 192.4614 | 695.2749
6135 | 190.1452 | 756.3878 | 190.1452 | 756.3878
6136 | 190.1658 | 811.0917 | 190.1658 | 811.0917
6137 | 190.2863 | 878.0656 | 190.2863 | 878.0656
6138 | 193.501 | 970.4472 | 193.501 | 970.4472
6139 | 196.9987 | 1046.7632 | 196.9987 | 1046.7632
6140 | 207.0412 | 1082.2088 | 207.0412 | 1082.2088
6141 | 215.816 | 1090.9002 | 215.816 | 1090.9002
6142 | 223.5193 | 1093.4691 | 223.5193 | 1093.4691
6143 | 233.9018 | 1096.086 | 233.9018 | 1096.086
6144 | 228.996 | 1097.7997 | 228.996 | 1097.7997
6145 | 222.8092 | 1111.9117 | 222.8092 | 1111.9117
6146 | 221.3222 | 1123.793 | 221.3222 | 1123.793
6147 | 221.441 | 1126.624 | 221.441 | 1126.624
6148 | 223.3755 | 1108.617 | 223.3755 | 1108.617
6149 | 231.2356 | 1049.8559 | 231.2356 | 1049.8559
6150 | 233.4937 | 929.1737 | 233.4937 | 929.1737
6151 | 238.8943 | 827.47 | 238.8943 | 827.47
6152 | 237.8531 | 805.1634 | 237.8531 | 805.1634
6153 | 230.4597 | 771.7931 | 230.4597 | 771.7931
6154 | 221.479 | 719.2426 | 221.479 | 719.2426
6155 | 210.4771 | 687.9702 | 210.4771 | 687.9702
6156 | 200.6045 | 669.4807 | 200.6045 | 669.4807
6157 | 193.481 | 682.1352 | 193.481 | 682.1352
6158 | 188.8924 | 742.6774 | 188.8924 | 742.6774
6159 | 186.0234 | 825.4902 | 186.0234 | 825.4902
6160 | 185.792 | 884.4077 | 185.792 | 884.4077
6161 | 186.7147 | 924.9566 | 186.7147 | 924.9566
6162 | 188.9195 | 968.2501 | 188.9195 | 968.2501
6163 | 194.4463 | 988.5859 | 194.4463 | 988.5859
6164 | 204.1125 | 998.4492 | 204.1125 | 998.4492
6165 | 211.5672 | 1011.0833 | 211.5672 | 1011.0833
6166 | 220.6705 | 987.6184 | 220.6705 | 987.6184
6167 | 231.2873 | 948.9725 | 231.2873 | 948.9725
6168 | 230.7009 | 914.3894 | 230.7009 | 914.3894
6169 | 225.6975 | 883.0551 | 225.6975 | 883.0551
6170 | 224.8472 | 858.2784 | 224.8472 | 858.2784
6171 | 227.0872 | 816.0845 | 227.0872 | 816.0845
6172 | 229.3773 | 796.4221 | 229.3773 | 796.4221
6173 | 234.2347 | 796.7712 | 234.2347 | 796.7712
6174 | 237.524 | 756.5681 | 237.524 | 756.5681
6175 | 240.7891 | 697.0001 | 240.7891 | 697.0001
6176 | 239.1974 | 673.3391 | 239.1974 | 673.3391
6177 | 233.1235 | 647.4629 | 233.1235 | 647.4629
6178 | 222.3462 | 597.1696 | 222.3462 | 597.1696
6179 | 211.1892 | 573.4215 | 211.1892 | 573.4215
6180 | 200.858 | 558.4534 | 200.858 | 558.4534
6181 | 193.1293 | 556.5409 | 193.1293 | 556.5409
6182 | 188.8272 | 576.4825 | 188.8272 | 576.4825
6183 | 186.5722 | 605.8131 | 186.5722 | 605.8131
6184 | 186.4767 | 645.7997 | 186.4767 | 645.7997
6185 | 187.7341 | 721.2007 | 187.7341 | 721.2007
6186 | 192.4492 | 790.1669 | 192.4492 | 790.1669
6187 | 199.4353 | 828.8317 | 199.4353 | 828.8317
6188 | 214.1431 | 838.0629 | 214.1431 | 838.0629
6189 | 223.4185 | 827.1613 | 223.4185 | 827.1613
6190 | 232.3364 | 827.9545 | 232.3364 | 827.9545
6191 | 244.482 | 835.0558 | 244.482 | 835.0558
6192 | 240.6774 | 848.1161 | 240.6774 | 848.1161
6193 | 231.9868 | 864.7562 | 231.9868 | 864.7562
6194 | 230.2718 | 898.8189 | 230.2718 | 898.8189
6195 | 232.15 | 907.4586 | 232.15 | 907.4586
6196 | 234.1607 | 897.5476 | 234.1607 | 897.5476
6197 | 239.057 | 852.6611 | 239.057 | 852.6611
6198 | 243.6306 | 757.5613 | 243.6306 | 757.5613
6199 | 245.7608 | 670.2439 | 245.7608 | 670.2439
6200 | 243.9947 | 649.0208 | 243.9947 | 649.0208
6201 | 238.2746 | 630.7591 | 238.2746 | 630.7591
6202 | 225.7854 | 594.5211 | 225.7854 | 594.5211
6203 | 212.7312 | 576.4914 | 212.7312 | 576.4914
6204 | 201.9947 | 558.965 | 201.9947 | 558.965
6205 | 193.393 | 555.307 | 193.393 | 555.307
6206 | 189.8417 | 566.1593 | 189.8417 | 566.1593
6207 | 187.0435 | 580.9531 | 187.0435 | 580.9531
6208 | 187.2013 | 608.0883 | 187.2013 | 608.0883
6209 | 189.3632 | 660.6458 | 189.3632 | 660.6458
6210 | 195.8198 | 751.3119 | 195.8198 | 751.3119
6211 | 205.6754 | 798.5843 | 205.6754 | 798.5843
6212 | 223.0191 | 795.0545 | 223.0191 | 795.0545
6213 | 231.6317 | 775.9665 | 231.6317 | 775.9665
6214 | 238.9038 | 758.0094 | 238.9038 | 758.0094
6215 | 250.9783 | 743.9827 | 250.9783 | 743.9827
6216 | 245.5191 | 733.447 | 245.5191 | 733.447
6217 | 234.8353 | 724.264 | 234.8353 | 724.264
6218 | 233.4955 | 717.3949 | 233.4955 | 717.3949
6219 | 233.6994 | 690.2495 | 233.6994 | 690.2495
6220 | 235.3008 | 673.1453 | 235.3008 | 673.1453
6221 | 241.0153 | 667.5654 | 241.0153 | 667.5654
6222 | 245.8352 | 639.7922 | 245.8352 | 639.7922
6223 | 246.2111 | 614.2036 | 246.2111 | 614.2036
6224 | 243.9468 | 616.9677 | 243.9468 | 616.9677
6225 | 237.6822 | 612.6709 | 237.6822 | 612.6709
6226 | 225.9589 | 583.1445 | 225.9589 | 583.1445
6227 | 211.0098 | 567.342 | 211.0098 | 567.342
6228 | 199.7249 | 553.999 | 199.7249 | 553.999
6229 | 192.7687 | 548.8963 | 192.7687 | 548.8963
6230 | 188.2038 | 548.5827 | 188.2038 | 548.5827
6231 | 186.0508 | 561.7814 | 186.0508 | 561.7814
6232 | 185.7548 | 593.7622 | 185.7548 | 593.7622
6233 | 188.0659 | 659.472 | 188.0659 | 659.472
6234 | 193.8277 | 729.7625 | 193.8277 | 729.7625
6235 | 203.5723 | 776.8544 | 203.5723 | 776.8544
6236 | 220.0849 | 781.9323 | 220.0849 | 781.9323
6237 | 228.3971 | 766.6064 | 228.3971 | 766.6064
6238 | 234.1427 | 756.023 | 234.1427 | 756.023
6239 | 246.8408 | 748.5574 | 246.8408 | 748.5574
6240 | 240.9705 | 741.0013 | 240.9705 | 741.0013
6241 | 231.6415 | 731.6377 | 231.6415 | 731.6377
6242 | 229.2538 | 732.5036 | 229.2538 | 732.5036
6243 | 231.1879 | 715.26 | 231.1879 | 715.26
6244 | 231.7659 | 694.9054 | 231.7659 | 694.9054
6245 | 236.684 | 669.1605 | 236.684 | 669.1605
6246 | 240.726 | 616.6477 | 240.726 | 616.6477
6247 | 242.1359 | 565.266 | 242.1359 | 565.266
6248 | 241.9375 | 550.3031 | 241.9375 | 550.3031
6249 | 234.917 | 572.943 | 234.917 | 572.943
6250 | 224.7275 | 566.4708 | 224.7275 | 566.4708
6251 | 211.3432 | 555.6945 | 211.3432 | 555.6945
6252 | 198.9047 | 545.3612 | 198.9047 | 545.3612
6253 | 190.0575 | 543.3284 | 190.0575 | 543.3284
6254 | 185.6479 | 544.941 | 185.6479 | 544.941
6255 | 183.8162 | 563.1659 | 183.8162 | 563.1659
6256 | 184.5308 | 624.3406 | 184.5308 | 624.3406
6257 | 186.3354 | 669.103 | 186.3354 | 669.103
6258 | 191.2138 | 710.9519 | 191.2138 | 710.9519
6259 | 200.2387 | 747.7206 | 200.2387 | 747.7206
6260 | 217.3614 | 767.6964 | 217.3614 | 767.6964
6261 | 225.2291 | 778.8257 | 225.2291 | 778.8257
6262 | 233.4525 | 779.5587 | 233.4525 | 779.5587
6263 | 246.5049 | 781.363 | 246.5049 | 781.363
6264 | 242.1149 | 799.8106 | 242.1149 | 799.8106
6265 | 232.7365 | 821.8982 | 232.7365 | 821.8982
6266 | 232.1176 | 833.8699 | 232.1176 | 833.8699
6267 | 231.8131 | 824.5718 | 231.8131 | 824.5718
6268 | 233.2162 | 808.7919 | 233.2162 | 808.7919
6269 | 237.2304 | 796.5606 | 237.2304 | 796.5606
6270 | 239.2198 | 732.4605 | 239.2198 | 732.4605
6271 | 238.9604 | 647.7014 | 238.9604 | 647.7014
6272 | 237.8564 | 629.0064 | 237.8564 | 629.0064
6273 | 230.6638 | 615.3796 | 230.6638 | 615.3796
6274 | 221.3086 | 578.3591 | 221.3086 | 578.3591
6275 | 209.2995 | 564.2119 | 209.2995 | 564.2119
6276 | 196.5934 | 551.8019 | 196.5934 | 551.8019
6277 | 189.5036 | 544.5624 | 189.5036 | 544.5624
6278 | 184.5523 | 540.2158 | 184.5523 | 540.2158
6279 | 182.0904 | 547.9368 | 182.0904 | 547.9368
6280 | 181.1542 | 580.339 | 181.1542 | 580.339
6281 | 182.6944 | 630.549 | 182.6944 | 630.549
6282 | 187.364 | 698.7627 | 187.364 | 698.7627
6283 | 194.3924 | 755.8769 | 194.3924 | 755.8769
6284 | 208.7208 | 782.6546 | 208.7208 | 782.6546
6285 | 219.8529 | 780.0597 | 219.8529 | 780.0597
6286 | 228.4985 | 770.951 | 228.4985 | 770.951
6287 | 240.6365 | 776.6077 | 240.6365 | 776.6077
6288 | 238.0704 | 785.4243 | 238.0704 | 785.4243
6289 | 228.2226 | 793.0052 | 228.2226 | 793.0052
6290 | 226.3178 | 804.0739 | 226.3178 | 804.0739
6291 | 227.1449 | 810.2457 | 227.1449 | 810.2457
6292 | 228.9557 | 837.6849 | 228.9557 | 837.6849
6293 | 233.1074 | 800.0518 | 233.1074 | 800.0518
6294 | 234.8241 | 704.7413 | 234.8241 | 704.7413
6295 | 235.7745 | 633.4054 | 235.7745 | 633.4054
6296 | 235.0443 | 624.8531 | 235.0443 | 624.8531
6297 | 228.8506 | 614.9583 | 228.8506 | 614.9583
6298 | 219.3167 | 573.5436 | 219.3167 | 573.5436
6299 | 208.9089 | 540.4655 | 208.9089 | 540.4655
6300 | 197.342 | 520.8323 | 197.342 | 520.8323
6301 | 188.8968 | 521.6888 | 188.8968 | 521.6888
6302 | 184.9577 | 527.7256 | 184.9577 | 527.7256
6303 | 182.4229 | 558.7416 | 182.4229 | 558.7416
6304 | 181.3867 | 630.3901 | 181.3867 | 630.3901
6305 | 182.655 | 682.7068 | 182.655 | 682.7068
6306 | 184.5172 | 726.8732 | 184.5172 | 726.8732
6307 | 187.9667 | 758.2244 | 187.9667 | 758.2244
6308 | 199.5283 | 772.9032 | 199.5283 | 772.9032
6309 | 210.8076 | 778.4646 | 210.8076 | 778.4646
6310 | 221.1549 | 792.38 | 221.1549 | 792.38
6311 | 232.4347 | 802.4609 | 232.4347 | 802.4609
6312 | 231.3204 | 802.429 | 231.3204 | 802.429
6313 | 225.2221 | 813.3808 | 225.2221 | 813.3808
6314 | 221.582 | 837.6019 | 221.582 | 837.6019
6315 | 221.7262 | 822.8262 | 221.7262 | 822.8262
6316 | 223.3654 | 806.1133 | 223.3654 | 806.1133
6317 | 228.76 | 778.7733 | 228.76 | 778.7733
6318 | 229.2815 | 671.6648 | 229.2815 | 671.6648
6319 | 231.6411 | 619.0793 | 231.6411 | 619.0793
6320 | 234.608 | 617.3589 | 234.608 | 617.3589
6321 | 227.7446 | 602.137 | 227.7446 | 602.137
6322 | 218.2021 | 548.8943 | 218.2021 | 548.8943
6323 | 207.539 | 514.5521 | 207.539 | 514.5521
6324 | 196.8224 | 489.7121 | 196.8224 | 489.7121
6325 | 189.6058 | 475.8512 | 189.6058 | 475.8512
6326 | 186.2819 | 471.4745 | 186.2819 | 471.4745
6327 | 183.0503 | 492.8596 | 183.0503 | 492.8596
6328 | 182.2644 | 551.4159 | 182.2644 | 551.4159
6329 | 182.9244 | 622.2121 | 182.9244 | 622.2121
6330 | 186.2092 | 690.3657 | 186.2092 | 690.3657
6331 | 190.741 | 732.4615 | 190.741 | 732.4615
6332 | 202.9146 | 746.749 | 202.9146 | 746.749
6333 | 213.5602 | 753.4842 | 213.5602 | 753.4842
6334 | 220.6048 | 766.4064 | 220.6048 | 766.4064
6335 | 232.2214 | 771.7019 | 232.2214 | 771.7019
6336 | 231.0255 | 762.4604 | 231.0255 | 762.4604
6337 | 222.8481 | 749.455 | 222.8481 | 749.455
6338 | 221.226 | 746.7093 | 221.226 | 746.7093
6339 | 222.529 | 717.1862 | 222.529 | 717.1862
6340 | 223.195 | 700.2024 | 223.195 | 700.2024
6341 | 227.8443 | 692.3953 | 227.8443 | 692.3953
6342 | 230.6769 | 643.9155 | 230.6769 | 643.9155
6343 | 232.8351 | 606.9502 | 232.8351 | 606.9502
6344 | 235.5233 | 607.4571 | 235.5233 | 607.4571
6345 | 228.9142 | 594.8535 | 228.9142 | 594.8535
6346 | 217.112 | 550.7001 | 217.112 | 550.7001
6347 | 206.5957 | 523.7918 | 206.5957 | 523.7918
6348 | 195.2427 | 509.8168 | 195.2427 | 509.8168
6349 | 188.3358 | 521.2072 | 188.3358 | 521.2072
6350 | 183.8214 | 527.6955 | 183.8214 | 527.6955
6351 | 182.0094 | 537.2826 | 182.0094 | 537.2826
6352 | 180.9512 | 554.3654 | 180.9512 | 554.3654
6353 | 181.4812 | 594.9143 | 181.4812 | 594.9143
6354 | 185.3069 | 644.2573 | 185.3069 | 644.2573
6355 | 191.932 | 668.8969 | 191.932 | 668.8969
6356 | 206.8273 | 680.0844 | 206.8273 | 680.0844
6357 | 215.7527 | 685.3449 | 215.7527 | 685.3449
6358 | 223.5194 | 719.9067 | 223.5194 | 719.9067
6359 | 237.0433 | 776.3068 | 237.0433 | 776.3068
6360 | 234.7389 | 830.1783 | 234.7389 | 830.1783
6361 | 223.8665 | 861.7164 | 223.8665 | 861.7164
6362 | 223.6995 | 883.4394 | 223.6995 | 883.4394
6363 | 225.6879 | 872.5161 | 225.6879 | 872.5161
6364 | 226.1472 | 838.6179 | 226.1472 | 838.6179
6365 | 231.7977 | 789.6082 | 231.7977 | 789.6082
6366 | 233.1932 | 718.1043 | 233.1932 | 718.1043
6367 | 232.8858 | 663.8032 | 232.8858 | 663.8032
6368 | 232.9811 | 642.5199 | 232.9811 | 642.5199
6369 | 229.3055 | 626.1844 | 229.3055 | 626.1844
6370 | 218.7756 | 583.8066 | 218.7756 | 583.8066
6371 | 207.2513 | 554.6411 | 207.2513 | 554.6411
6372 | 195.5107 | 542.1709 | 195.5107 | 542.1709
6373 | 187.2239 | 537.6401 | 187.2239 | 537.6401
6374 | 183.2708 | 536.875 | 183.2708 | 536.875
6375 | 181.7985 | 546.5825 | 181.7985 | 546.5825
6376 | 181.2912 | 581.8137 | 181.2912 | 581.8137
6377 | 183.0055 | 626.3354 | 183.0055 | 626.3354
6378 | 188.1857 | 675.0464 | 188.1857 | 675.0464
6379 | 198.2581 | 710.6413 | 198.2581 | 710.6413
6380 | 213.2143 | 718.3376 | 213.2143 | 718.3376
6381 | 223.0466 | 706.0214 | 223.0466 | 706.0214
6382 | 232.5811 | 709.0719 | 232.5811 | 709.0719
6383 | 243.1543 | 722.6139 | 243.1543 | 722.6139
6384 | 241.2614 | 748.8867 | 241.2614 | 748.8867
6385 | 229.8476 | 783.6752 | 229.8476 | 783.6752
6386 | 228.8281 | 819.3331 | 228.8281 | 819.3331
6387 | 228.9192 | 815.1515 | 228.9192 | 815.1515
6388 | 231.5282 | 794.4658 | 231.5282 | 794.4658
6389 | 236.6545 | 767.0054 | 236.6545 | 767.0054
6390 | 237.0056 | 693.1239 | 237.0056 | 693.1239
6391 | 237.2643 | 643.0966 | 237.2643 | 643.0966
6392 | 240.2037 | 631.2336 | 240.2037 | 631.2336
6393 | 232.9018 | 622.2718 | 232.9018 | 622.2718
6394 | 219.5823 | 589.8561 | 219.5823 | 589.8561
6395 | 206.1331 | 571.706 | 206.1331 | 571.706
6396 | 194.9331 | 557.3699 | 194.9331 | 557.3699
6397 | 187.4728 | 551.1837 | 187.4728 | 551.1837
6398 | 183.5987 | 548.1312 | 183.5987 | 548.1312
6399 | 180.9971 | 564.2795 | 180.9971 | 564.2795
6400 | 181.462 | 592.4078 | 181.462 | 592.4078
6401 | 182.6134 | 628.7732 | 182.6134 | 628.7732
6402 | 187.4038 | 676.0396 | 187.4038 | 676.0396
6403 | 196.8815 | 707.8724 | 196.8815 | 707.8724
6404 | 212.4889 | 710.6027 | 212.4889 | 710.6027
6405 | 222.7042 | 701.1457 | 222.7042 | 701.1457
6406 | 231.2263 | 715.9339 | 231.2263 | 715.9339
6407 | 242.6725 | 719.4538 | 242.6725 | 719.4538
6408 | 239.6263 | 719.6325 | 239.6263 | 719.6325
6409 | 228.643 | 723.5717 | 228.643 | 723.5717
6410 | 227.5926 | 730.0356 | 227.5926 | 730.0356
6411 | 229.2487 | 715.26 | 229.2487 | 715.26
6412 | 231.5733 | 720.3673 | 231.5733 | 720.3673
6413 | 235.6504 | 744.8541 | 235.6504 | 744.8541
6414 | 235.5626 | 694.0569 | 235.5626 | 694.0569
6415 | 234.4388 | 656.279 | 234.4388 | 656.279
6416 | 235.7643 | 650.5859 | 235.7643 | 650.5859
6417 | 232.6122 | 638.5843 | 232.6122 | 638.5843
6418 | 220.5785 | 603.5502 | 220.5785 | 603.5502
6419 | 206.6493 | 584.2564 | 206.6493 | 584.2564
6420 | 195.255 | 569.9504 | 195.255 | 569.9504
6421 | 187.0224 | 566.3826 | 187.0224 | 566.3826
6422 | 183.2128 | 571.0952 | 183.2128 | 571.0952
6423 | 181.5295 | 587.454 | 181.5295 | 587.454
6424 | 180.9515 | 624.7619 | 180.9515 | 624.7619
6425 | 182.7974 | 681.3224 | 182.7974 | 681.3224
6426 | 186.825 | 749.1449 | 186.825 | 749.1449
6427 | 197.1055 | 808.1852 | 197.1055 | 808.1852
6428 | 214.2651 | 833.6086 | 214.2651 | 833.6086
6429 | 224.5764 | 834.204 | 224.5764 | 834.204
6430 | 232.2433 | 824.4934 | 232.2433 | 824.4934
6431 | 243.0726 | 814.0181 | 243.0726 | 814.0181
6432 | 239.4713 | 823.7677 | 239.4713 | 823.7677
6433 | 228.1859 | 862.1076 | 228.1859 | 862.1076
6434 | 224.4366 | 896.4413 | 224.4366 | 896.4413
6435 | 227.0143 | 863.3065 | 227.0143 | 863.3065
6436 | 228.4458 | 817.8812 | 228.4458 | 817.8812
6437 | 233.8637 | 787.2004 | 233.8637 | 787.2004
6438 | 231.988 | 719.0373 | 231.988 | 719.0373
6439 | 230.629 | 652.2761 | 230.629 | 652.2761
6440 | 232.9412 | 634.1229 | 232.9412 | 634.1229
6441 | 228.4296 | 616.0718 | 228.4296 | 616.0718
6442 | 219.2 | 576.4329 | 219.2 | 576.4329
6443 | 206.1717 | 554.912 | 206.1717 | 554.912
6444 | 194.813 | 536.6331 | 194.813 | 536.6331
6445 | 187.2027 | 527.4674 | 187.2027 | 527.4674
6446 | 182.8247 | 527.6654 | 182.8247 | 527.6654
6447 | 180.2958 | 539.9612 | 180.2958 | 539.9612
6448 | 179.7227 | 567.7585 | 179.7227 | 567.7585
6449 | 180.2679 | 611.5277 | 180.2679 | 611.5277
6450 | 182.7269 | 653.4368 | 182.7269 | 653.4368
6451 | 190.2836 | 683.0123 | 190.2836 | 683.0123
6452 | 203.5545 | 702.5066 | 203.5545 | 702.5066
6453 | 214.6852 | 717.6388 | 214.6852 | 717.6388
6454 | 224.2266 | 732.3367 | 224.2266 | 732.3367
6455 | 236.8995 | 741.0934 | 236.8995 | 741.0934
6456 | 235.5068 | 748.4051 | 235.5068 | 748.4051
6457 | 225.3998 | 769.9811 | 225.3998 | 769.9811
6458 | 222.4046 | 785.9255 | 222.4046 | 785.9255
6459 | 219.6453 | 775.2129 | 219.6453 | 775.2129
6460 | 221.8217 | 767.8301 | 221.8217 | 767.8301
6461 | 225.7262 | 756.4113 | 225.7262 | 756.4113
6462 | 227.7586 | 687.0744 | 227.7586 | 687.0744
6463 | 226.3736 | 637.9199 | 226.3736 | 637.9199
6464 | 229.9282 | 626.7492 | 229.9282 | 626.7492
6465 | 222.5175 | 614.3563 | 222.5175 | 614.3563
6466 | 212.9758 | 576.463 | 212.9758 | 576.463
6467 | 203.4484 | 552.8052 | 203.4484 | 552.8052
6468 | 193.8788 | 533.2623 | 193.8788 | 533.2623
6469 | 187.0811 | 526.2033 | 187.0811 | 526.2033
6470 | 182.3263 | 524.6858 | 182.3263 | 524.6858
6471 | 178.899 | 529.337 | 178.899 | 529.337
6472 | 178.5268 | 567.7284 | 178.5268 | 567.7284
6473 | 178.453 | 624.6199 | 178.453 | 624.6199
6474 | 178.3912 | 689.3123 | 178.3912 | 689.3123
6475 | 181.2648 | 738.3003 | 181.2648 | 738.3003
6476 | 190.6107 | 743.1675 | 190.6107 | 743.1675
6477 | 199.876 | 733.7707 | 199.876 | 733.7707
6478 | 207.918 | 751.7492 | 207.918 | 751.7492
6479 | 217.3545 | 770.4379 | 217.3545 | 770.4379
6480 | 217.3584 | 787.6515 | 217.3584 | 787.6515
6481 | 212.1514 | 802.0945 | 212.1514 | 802.0945
6482 | 209.4818 | 822.9146 | 209.4818 | 822.9146
6483 | 209.005 | 822.6155 | 209.005 | 822.6155
6484 | 211.3735 | 826.0374 | 211.3735 | 826.0374
6485 | 214.412 | 811.9401 | 214.412 | 811.9401
6486 | 215.1357 | 704.7413 | 215.1357 | 704.7413
6487 | 217.3933 | 647.8519 | 217.3933 | 647.8519
6488 | 223.0555 | 636.32 | 223.0555 | 636.32
6489 | 218.8774 | 627.9902 | 218.8774 | 627.9902
6490 | 212.2171 | 595.9357 | 212.2171 | 595.9357
6491 | 200.7474 | 578.2069 | 200.7474 | 578.2069
6492 | 189.9814 | 564.0213 | 189.9814 | 564.0213
6493 | 183.1707 | 559.8516 | 183.1707 | 559.8516
6494 | 179.3895 | 563.9321 | 179.3895 | 563.9321
6495 | 177.2429 | 582.0968 | 177.2429 | 582.0968
6496 | 176.4077 | 639.2084 | 176.4077 | 639.2084
6497 | 176.8639 | 703.0222 | 176.8639 | 703.0222
6498 | 177.24 | 749.4759 | 177.24 | 749.4759
6499 | 182.6332 | 774.1457 | 182.6332 | 774.1457
6500 | 193.5185 | 779.2536 | 193.5185 | 779.2536
6501 | 204.5658 | 779.9092 | 204.5658 | 779.9092
6502 | 213.6202 | 791.6577 | 213.6202 | 791.6577
6503 | 227.566 | 807.126 | 227.566 | 807.126
6504 | 226.4272 | 813.4746 | 226.4272 | 813.4746
6505 | 218.9648 | 825.5098 | 218.9648 | 825.5098
6506 | 214.7434 | 848.9785 | 214.7434 | 848.9785
6507 | 215.6879 | 842.66 | 215.6879 | 842.66
6508 | 215.062 | 807.7987 | 215.062 | 807.7987
6509 | 221.3994 | 786.6286 | 221.3994 | 786.6286
6510 | 221.9695 | 738.3896 | 221.9695 | 738.3896
6511 | 222.6076 | 685.8943 | 222.6076 | 685.8943
6512 | 226.9393 | 660.9392 | 226.9393 | 660.9392
6513 | 221.9115 | 642.8882 | 221.9115 | 642.8882
6514 | 211.1052 | 607.3725 | 211.1052 | 607.3725
6515 | 199.4005 | 589.1923 | 199.4005 | 589.1923
6516 | 188.7091 | 576.4814 | 188.7091 | 576.4814
6517 | 181.235 | 573.8466 | 181.235 | 573.8466
6518 | 177.4534 | 578.2883 | 177.4534 | 578.2883
6519 | 175.6529 | 610.2374 | 175.6529 | 610.2374
6520 | 174.9347 | 672.5558 | 174.9347 | 672.5558
6521 | 175.1833 | 735.587 | 175.1833 | 735.587
6522 | 176.9966 | 813.3415 | 176.9966 | 813.3415
6523 | 184.1585 | 873.8867 | 184.1585 | 873.8867
6524 | 199.6608 | 909.0615 | 199.6608 | 909.0615
6525 | 211.3675 | 904.5705 | 211.3675 | 904.5705
6526 | 219.5037 | 893.6861 | 219.5037 | 893.6861
6527 | 231.5927 | 888.6283 | 231.5927 | 888.6283
6528 | 229.7503 | 876.1062 | 229.7503 | 876.1062
6529 | 221.798 | 871.3173 | 221.798 | 871.3173
6530 | 218.5737 | 863.9366 | 218.5737 | 863.9366
6531 | 221.6517 | 829.0562 | 221.6517 | 829.0562
6532 | 224.8163 | 792.6299 | 224.8163 | 792.6299
6533 | 228.6594 | 758.0667 | 228.6594 | 758.0667
6534 | 227.6576 | 680.6036 | 227.6576 | 680.6036
6535 | 226.0455 | 628.3491 | 226.0455 | 628.3491
6536 | 231.4243 | 625.5453 | 231.4243 | 625.5453
6537 | 227.0329 | 618.6301 | 227.0329 | 618.6301
6538 | 216.6449 | 584.4688 | 216.6449 | 584.4688
6539 | 203.5367 | 561.3527 | 203.5367 | 561.3527
6540 | 191.049 | 305.9263 | 191.049 | 305.9263
6541 | 183.0874 | 303.275 | 183.0874 | 303.275
6542 | 177.7938 | 304.0827 | 177.7938 | 304.0827
6543 | 175.4451 | 309.3076 | 175.4451 | 309.3076
6544 | 174.2833 | 338.8454 | 174.2833 | 338.8454
6545 | 175.2623 | 391.5378 | 175.2623 | 391.5378
6546 | 177.6009 | 446.4391 | 177.6009 | 446.4391
6547 | 187.8372 | 497.5523 | 187.8372 | 497.5523
6548 | 201.686 | 506.8547 | 201.686 | 506.8547
6549 | 212.904 | 513.3976 | 212.904 | 513.3976
6550 | 223.6713 | 512.5422 | 223.6713 | 512.5422
6551 | 238.7843 | 512.331 | 238.7843 | 512.331
6552 | 236.2189 | 502.2566 | 236.2189 | 502.2566
6553 | 224.6946 | 490.0398 | 224.6946 | 490.0398
6554 | 223.6912 | 484.6485 | 223.6912 | 484.6485
6555 | 226.6715 | 444.0339 | 226.6715 | 444.0339
6556 | 226.7244 | 461.2833 | 226.7244 | 461.2833
6557 | 232.4098 | 449.8218 | 232.4098 | 449.8218
6558 | 230.6555 | 390.9353 | 230.6555 | 390.9353
6559 | 229.4255 | 374.4919 | 229.4255 | 374.4919
6560 | 236.1334 | 382.6937 | 236.1334 | 382.6937
6561 | 228.9744 | 345.3742 | 228.9744 | 345.3742
6562 | 218.5351 | 304.2541 | 218.5351 | 304.2541
6563 | 206.0404 | 281.8222 | 206.0404 | 281.8222
6564 | 194.0013 | 261.0645 | 194.0013 | 261.0645
6565 | 185.8957 | 260.5598 | 185.8957 | 260.5598
6566 | 181.0295 | 266.7509 | 181.0295 | 266.7509
6567 | 178.1908 | 282.3401 | 178.1908 | 282.3401
6568 | 177.1564 | 319.9279 | 177.1564 | 319.9279
6569 | 178.6011 | 382.7667 | 178.6011 | 382.7667
6570 | 179.892 | 440.6028 | 179.892 | 440.6028
6571 | 190.8084 | 491.8502 | 190.8084 | 491.8502
6572 | 209.2145 | 493.3207 | 209.2145 | 493.3207
6573 | 218.8915 | 500.4505 | 218.8915 | 500.4505
6574 | 228.4071 | 502.5133 | 228.4071 | 502.5133
6575 | 240.9431 | 504.7842 | 240.9431 | 504.7842
6576 | 238.0482 | 501.8709 | 238.0482 | 501.8709
6577 | 226.523 | 507.2969 | 226.523 | 507.2969
6578 | 223.7561 | 515.3726 | 223.7561 | 515.3726
6579 | 226.6479 | 472.2759 | 226.6479 | 472.2759
6580 | 227.2767 | 467.1363 | 227.2767 | 467.1363
6581 | 231.2221 | 450.9622 | 231.2221 | 450.9622
6582 | 230.7381 | 400.4276 | 230.7381 | 400.4276
6583 | 228.5777 | 375.4646 | 228.5777 | 375.4646
6584 | 230.4142 | 381.0837 | 230.4142 | 381.0837
6585 | 226.8536 | 352.0993 | 226.8536 | 352.0993
6586 | 215.8728 | 319.1466 | 215.8728 | 319.1466
6587 | 201.8755 | 304.8317 | 201.8755 | 304.8317
6588 | 190.5052 | 293.9017 | 190.5052 | 293.9017
6589 | 181.9966 | 305.8745 | 181.9966 | 305.8745
6590 | 177.7092 | 327.4612 | 177.7092 | 327.4612
6591 | 173.8447 | 355.008 | 173.8447 | 355.008
6592 | 172.6792 | 391.4386 | 172.6792 | 391.4386
6593 | 173.1706 | 440.2569 | 173.1706 | 440.2569
6594 | 174.1154 | 483.5025 | 174.1154 | 483.5025
6595 | 184.5852 | 516.6207 | 184.5852 | 516.6207
6596 | 201.0733 | 508.6492 | 201.0733 | 508.6492
6597 | 209.8749 | 512.6093 | 209.8749 | 512.6093
6598 | 220.1659 | 520.4245 | 220.1659 | 520.4245
6599 | 234.6362 | 532.9088 | 234.6362 | 532.9088
6600 | 235.5275 | 540.276 | 235.5275 | 540.276
6601 | 224.5911 | 552.947 | 224.5911 | 552.947
6602 | 221.8572 | 567.949 | 221.8572 | 567.949
6603 | 221.6558 | 536.1391 | 221.6558 | 536.1391
6604 | 223.3419 | 557.9669 | 223.3419 | 557.9669
6605 | 227.2049 | 579.6949 | 227.2049 | 579.6949
6606 | 225.2817 | 558.224 | 225.2817 | 558.224
6607 | 221.996 | 533.848 | 221.996 | 533.848
6608 | 224.1743 | 531.9203 | 224.1743 | 531.9203
6609 | 222.2492 | 498.609 | 222.2492 | 498.609
6610 | 214.3441 | 463.0233 | 214.3441 | 463.0233
6611 | 200.3634 | 446.5617 | 200.3634 | 446.5617
6612 | 190.4481 | 430.4998 | 190.4481 | 430.4998
6613 | 182.3639 | 433.2654 | 182.3639 | 433.2654
6614 | 177.6661 | 443.4312 | 177.6661 | 443.4312
6615 | 175.5368 | 466.0474 | 175.5368 | 466.0474
6616 | 174.8144 | 506.2012 | 174.8144 | 506.2012
6617 | 174.8144 | 562.1806 | 174.8144 | 562.1806
6618 | 175.6415 | 612.4699 | 175.6415 | 612.4699
6619 | 185.3072 | 651.0051 | 185.3072 | 651.0051
6620 | 201.4798 | 647.4443 | 201.4798 | 647.4443
6621 | 214.1133 | 650.0963 | 214.1133 | 650.0963
6622 | 222.3849 | 650.4988 | 222.3849 | 650.4988
6623 | 235.7284 | 652.4007 | 235.7284 | 652.4007
6624 | 232.7684 | 646.67 | 232.7684 | 646.67
6625 | 222.9263 | 642.8553 | 222.9263 | 642.8553
6626 | 222.5881 | 641.0865 | 222.5881 | 641.0865
6627 | 222.7683 | 588.2125 | 222.7683 | 588.2125
6628 | 224.6116 | 582.0833 | 224.6116 | 582.0833
6629 | 227.4216 | 569.9846 | 227.4216 | 569.9846
6630 | 226.0042 | 526.0577 | 226.0042 | 526.0577
6631 | 225.0095 | 488.1476 | 225.0095 | 488.1476
6632 | 230.0612 | 479.0923 | 230.0612 | 479.0923
6633 | 227.8376 | 442.9635 | 227.8376 | 442.9635
6634 | 218.956 | 407.8977 | 218.956 | 407.8977
6635 | 205.6229 | 392.1237 | 205.6229 | 392.1237
6636 | 194.0975 | 376.3302 | 194.0975 | 376.3302
6637 | 185.5677 | 379.1629 | 185.5677 | 379.1629
6638 | 180.4776 | 389.228 | 180.4776 | 389.228
6639 | 177.9239 | 413.5548 | 177.9239 | 413.5548
6640 | 177.3147 | 456.3248 | 177.3147 | 456.3248
6641 | 177.4113 | 514.5013 | 177.4113 | 514.5013
6642 | 177.0919 | 563.1973 | 177.0919 | 563.1973
6643 | 184.0014 | 596.7851 | 184.0014 | 596.7851
6644 | 196.4511 | 587.321 | 196.4511 | 587.321
6645 | 205.7353 | 587.0046 | 205.7353 | 587.0046
6646 | 213.4904 | 587.994 | 213.4904 | 587.994
6647 | 226.4979 | 595.9167 | 226.4979 | 595.9167
6648 | 224.982 | 599.9633 | 224.982 | 599.9633
6649 | 214.8889 | 609.146 | 214.8889 | 609.146
6650 | 213.7384 | 616.4334 | 213.7384 | 616.4334
6651 | 215.3868 | 559.2828 | 215.3868 | 559.2828
6652 | 215.0115 | 547.0324 | 215.0115 | 547.0324
6653 | 216.6565 | 532.8205 | 216.6565 | 532.8205
6654 | 218.9433 | 492.2645 | 218.9433 | 492.2645
6655 | 217.2953 | 460.1236 | 217.2953 | 460.1236
6656 | 223.116 | 454.7578 | 223.116 | 454.7578
6657 | 223.314 | 417.9582 | 223.314 | 417.9582
6658 | 214.0827 | 380.7793 | 214.0827 | 380.7793
6659 | 203.2985 | 362.3723 | 203.2985 | 362.3723
6660 | 194.376 | 345.4048 | 194.376 | 345.4048
6661 | 186.2448 | 347.1977 | 186.2448 | 347.1977
6662 | 181.9013 | 355.938 | 181.9013 | 355.938
6663 | 179.2698 | 380.0971 | 179.2698 | 380.0971
6664 | 177.9305 | 420.2508 | 177.9305 | 420.2508
6665 | 177.2354 | 470.9475 | 177.2354 | 470.9475
6666 | 175.2129 | 520.0629 | 175.2129 | 520.0629
6667 | 181.6835 | 555.7973 | 181.6835 | 555.7973
6668 | 190.7737 | 541.1845 | 190.7737 | 541.1845
6669 | 202.0188 | 536.3736 | 202.0188 | 536.3736
6670 | 211.6614 | 533.8411 | 211.6614 | 533.8411
6671 | 223.778 | 535.9443 | 223.778 | 535.9443
6672 | 221.2865 | 531.79 | 221.2865 | 531.79
6673 | 213.4752 | 530.8096 | 213.4752 | 530.8096
6674 | 212.7658 | 529.1582 | 212.7658 | 529.1582
6675 | 213.8808 | 475.7978 | 213.8808 | 475.7978
6676 | 216.2662 | 473.6769 | 216.2662 | 473.6769
6677 | 218.5151 | 472.8146 | 218.5151 | 472.8146
6678 | 218.1426 | 431.0511 | 218.1426 | 431.0511
6679 | 215.933 | 392.6714 | 215.933 | 392.6714
6680 | 224.4994 | 383.5155 | 224.4994 | 383.5155
6681 | 221.0565 | 346.9339 | 221.0565 | 346.9339
6682 | 213.6665 | 304.0864 | 213.6665 | 304.0864
6683 | 201.768 | 280.6985 | 201.768 | 280.6985
6684 | 191.2017 | 263.0266 | 191.2017 | 263.0266
6685 | 183.1816 | 268.375 | 183.1816 | 268.375
6686 | 178.698 | 288.7038 | 178.698 | 288.7038
6687 | 176.542 | 333.1053 | 176.542 | 333.1053
6688 | 175.6911 | 379.0618 | 175.6911 | 379.0618
6689 | 175.2118 | 432.5088 | 175.2118 | 432.5088
6690 | 172.9176 | 483.9721 | 172.9176 | 483.9721
6691 | 182.8393 | 521.9706 | 182.8393 | 521.9706
6692 | 197.5672 | 515.8271 | 197.5672 | 515.8271
6693 | 207.652 | 510.8652 | 207.652 | 510.8652
6694 | 217.7906 | 508.4501 | 217.7906 | 508.4501
6695 | 231.7655 | 507.1321 | 231.7655 | 507.1321
6696 | 232.0383 | 498.4496 | 232.0383 | 498.4496
6697 | 220.4808 | 492.874 | 220.4808 | 492.874
6698 | 218.1394 | 487.7511 | 218.1394 | 487.7511
6699 | 219.672 | 432.7136 | 219.672 | 432.7136
6700 | 220.4504 | 437.6532 | 220.4504 | 437.6532
6701 | 225.6677 | 441.0674 | 225.6677 | 441.0674
6702 | 226.5743 | 400.5786 | 226.5743 | 400.5786
6703 | 220.5093 | 365.8214 | 220.5093 | 365.8214
6704 | 226.3544 | 361.3613 | 226.3544 | 361.3613
6705 | 224.9855 | 328.7879 | 224.9855 | 328.7879
6706 | 215.1911 | 296.3551 | 215.1911 | 296.3551
6707 | 201.7784 | 282.0067 | 201.7784 | 282.0067
6708 | 189.0914 | 268.2256 | 189.0914 | 268.2256
6709 | 182.2265 | 274.1609 | 182.2265 | 274.1609
6710 | 178.6003 | 292.5444 | 178.6003 | 292.5444
6711 | 175.8319 | 313.4667 | 175.8319 | 313.4667
6712 | 175.1447 | 347.1302 | 175.1447 | 347.1302
6713 | 175.5401 | 403.3277 | 175.5401 | 403.3277
6714 | 175.2564 | 460.2582 | 175.2564 | 460.2582
6715 | 187.2686 | 496.3448 | 187.2686 | 496.3448
6716 | 207.4015 | 488.0714 | 207.4015 | 488.0714
6717 | 219.9693 | 491.6123 | 219.9693 | 491.6123
6718 | 227.7547 | 507.6116 | 227.7547 | 507.6116
6719 | 241.9338 | 526.5527 | 241.9338 | 526.5527
6720 | 238.2968 | 532.7962 | 238.2968 | 532.7962
6721 | 225.3195 | 536.0756 | 225.3195 | 536.0756
6722 | 224.2652 | 536.6882 | 224.2652 | 536.6882
6723 | 225.3199 | 467.1441 | 225.3199 | 467.1441
6724 | 227.1319 | 439.7496 | 227.1319 | 439.7496
6725 | 233.5064 | 422.4854 | 233.5064 | 422.4854
6726 | 235.2448 | 370.0557 | 235.2448 | 370.0557
6727 | 224.7108 | 329.6803 | 224.7108 | 329.6803
6728 | 231.6384 | 320.4908 | 231.6384 | 320.4908
6729 | 229.5373 | 285.2676 | 229.5373 | 285.2676
6730 | 218.0438 | 253.6567 | 218.0438 | 253.6567
6731 | 203.7126 | 242.6959 | 203.7126 | 242.6959
6732 | 191.1658 | 232.2187 | 191.1658 | 232.2187
6733 | 181.9983 | 242.5647 | 181.9983 | 242.5647
6734 | 177.9899 | 268.2267 | 177.9899 | 268.2267
6735 | 175.9068 | 311.3368 | 175.9068 | 311.3368
6736 | 175.414 | 360.8319 | 175.414 | 360.8319
6737 | 174.7335 | 418.5388 | 174.7335 | 418.5388
6738 | 176.0542 | 470.6393 | 176.0542 | 470.6393
6739 | 187.7369 | 501.9462 | 187.7369 | 501.9462
6740 | 206.6259 | 486.5117 | 206.6259 | 486.5117
6741 | 221.4538 | 479.7218 | 221.4538 | 479.7218
6742 | 228.1646 | 474.9421 | 228.1646 | 474.9421
6743 | 242.8044 | 472.4836 | 242.8044 | 472.4836
6744 | 237.4354 | 464.2037 | 237.4354 | 464.2037
6745 | 223.8658 | 461.5965 | 223.8658 | 461.5965
6746 | 222.7669 | 460.0792 | 222.7669 | 460.0792
6747 | 223.4366 | 405.1424 | 223.4366 | 405.1424
6748 | 223.778 | 404.7825 | 223.778 | 404.7825
6749 | 227.5053 | 406.5196 | 227.5053 | 406.5196
6750 | 227.0114 | 369.5693 | 227.0114 | 369.5693
6751 | 220.3613 | 336.9756 | 220.3613 | 336.9756
6752 | 225.9561 | 336.0877 | 225.9561 | 336.0877
6753 | 224.7247 | 305.0572 | 224.7247 | 305.0572
6754 | 214.6044 | 269.5386 | 214.6044 | 269.5386
6755 | 200.4178 | 253.3957 | 200.4178 | 253.3957
6756 | 187.2702 | 240.3358 | 187.2702 | 240.3358
6757 | 179.3471 | 247.0928 | 179.3471 | 247.0928
6758 | 175.0036 | 268.0255 | 175.0036 | 268.0255
6759 | 173.3198 | 292.9225 | 173.3198 | 292.9225
6760 | 172.5584 | 322.3429 | 172.5584 | 322.3429
6761 | 171.6271 | 369.2159 | 171.6271 | 369.2159
6762 | 172.0035 | 410.7173 | 172.0035 | 410.7173
6763 | 184.5331 | 440.5651 | 184.5331 | 440.5651
6764 | 202.1963 | 430.1283 | 202.1963 | 430.1283
6765 | 214.5268 | 435.4637 | 214.5268 | 435.4637
6766 | 223.4599 | 449.5679 | 223.4599 | 449.5679
6767 | 236.3282 | 462.7566 | 236.3282 | 462.7566
6768 | 234.1744 | 465.1428 | 234.1744 | 465.1428
6769 | 221.3947 | 471.2732 | 221.3947 | 471.2732
6770 | 218.4458 | 472.5399 | 218.4458 | 472.5399
6771 | 218.4157 | 406.0313 | 218.4157 | 406.0313
6772 | 220.9822 | 396.6822 | 220.9822 | 396.6822
6773 | 225.5094 | 389.6314 | 225.5094 | 389.6314
6774 | 223.8555 | 350.3836 | 223.8555 | 350.3836
6775 | 217.9903 | 320.6576 | 217.9903 | 320.6576
6776 | 222.574 | 322.3859 | 222.574 | 322.3859
6777 | 223.3804 | 294.8605 | 223.3804 | 294.8605
6778 | 215.2448 | 264.4906 | 215.2448 | 264.4906
6779 | 201.5674 | 251.1819 | 201.5674 | 251.1819
6780 | 188.3392 | 238.6251 | 188.3392 | 238.6251
6781 | 180.3518 | 245.248 | 180.3518 | 245.248
6782 | 175.6559 | 255.4809 | 175.6559 | 255.4809
6783 | 173.548 | 278.6505 | 173.548 | 278.6505
6784 | 172.4164 | 329.0009 | 172.4164 | 329.0009
6785 | 170.801 | 410.3211 | 170.801 | 410.3211
6786 | 170.3032 | 481.6913 | 170.3032 | 481.6913
6787 | 181.1106 | 530.4231 | 181.1106 | 530.4231
6788 | 196.4897 | 524.0615 | 196.4897 | 524.0615
6789 | 207.9383 | 521.9507 | 207.9383 | 521.9507
6790 | 216.6714 | 521.7326 | 216.6714 | 521.7326
6791 | 228.9606 | 523.165 | 228.9606 | 523.165
6792 | 230.2766 | 516.5118 | 230.2766 | 516.5118
6793 | 217.5571 | 518.9359 | 217.5571 | 518.9359
6794 | 215.3007 | 524.0934 | 215.3007 | 524.0934
6795 | 217.9066 | 465.5508 | 217.9066 | 465.5508
6796 | 218.7222 | 448.3866 | 218.7222 | 448.3866
6797 | 222.1801 | 426.2421 | 222.1801 | 426.2421
6798 | 220.4731 | 372.5042 | 220.4731 | 372.5042
6799 | 216.117 | 333.7221 | 216.117 | 333.7221
6800 | 218.8575 | 329.1949 | 218.8575 | 329.1949
6801 | 220.8437 | 298.7346 | 220.8437 | 298.7346
6802 | 214.2676 | 269.3038 | 214.2676 | 269.3038
6803 | 202.312 | 258.9468 | 202.312 | 258.9468
6804 | 189.6418 | 254.0878 | 189.6418 | 254.0878
6805 | 181.997 | 273.1211 | 181.997 | 273.1211
6806 | 176.8822 | 304.1833 | 176.8822 | 304.1833
6807 | 174.1433 | 336.0234 | 174.1433 | 336.0234
6808 | 173.4401 | 372.9572 | 173.4401 | 372.9572
6809 | 171.9638 | 424.1402 | 171.9638 | 424.1402
6810 | 168.9617 | 471.5114 | 168.9617 | 471.5114
6811 | 177.0997 | 503.9923 | 177.0997 | 503.9923
6812 | 191.3202 | 490.4529 | 191.3202 | 490.4529
6813 | 203.0195 | 484.7698 | 203.0195 | 484.7698
6814 | 210.1479 | 479.5876 | 210.1479 | 479.5876
6815 | 222.1586 | 477.8503 | 222.1586 | 477.8503
6816 | 220.5129 | 468.8324 | 220.5129 | 468.8324
6817 | 212.5521 | 462.9214 | 212.5521 | 462.9214
6818 | 211.8068 | 459.0227 | 211.8068 | 459.0227
6819 | 213.0979 | 400.782 | 213.0979 | 400.782
6820 | 213.1486 | 398.158 | 213.1486 | 398.158
6821 | 216.3729 | 404.1549 | 216.3729 | 404.1549
6822 | 216.0413 | 377.3845 | 216.0413 | 377.3845
6823 | 211.3414 | 352.5222 | 211.3414 | 352.5222
6824 | 216.0417 | 352.8417 | 216.0417 | 352.8417
6825 | 217.3079 | 319.7149 | 217.3079 | 319.7149
6826 | 210.4048 | 284.364 | 210.4048 | 284.364
6827 | 198.8755 | 271.5081 | 198.8755 | 271.5081
6828 | 186.788 | 262.0707 | 186.788 | 262.0707
6829 | 178.5303 | 272.618 | 178.5303 | 272.618
6830 | 174.248 | 294.6575 | 174.248 | 294.6575
6831 | 170.5481 | 327.3529 | 170.5481 | 327.3529
6832 | 170.5479 | 378.6425 | 170.5479 | 378.6425
6833 | 167.1644 | 440.911 | 167.1644 | 440.911
6834 | 164.9338 | 488.6176 | 164.9338 | 488.6176
6835 | 172.61 | 521.9706 | 172.61 | 521.9706
6836 | 186.8752 | 509.0349 | 186.8752 | 509.0349
6837 | 196.1552 | 495.1677 | 196.1552 | 495.1677
6838 | 203.6955 | 486.0276 | 203.6955 | 486.0276
6839 | 219.2965 | 481.6573 | 219.2965 | 481.6573
6840 | 217.83 | 473.4947 | 217.83 | 473.4947
6841 | 210.0519 | 471.6757 | 210.0519 | 471.6757
6842 | 209.2987 | 471.1983 | 209.2987 | 471.1983
6843 | 208.6037 | 412.9744 | 208.6037 | 412.9744
6844 | 211.4593 | 403.7091 | 211.4593 | 403.7091
6845 | 213.6328 | 384.3151 | 213.6328 | 384.3151
6846 | 212.0529 | 352.7315 | 212.0529 | 352.7315
6847 | 207.6021 | 327.8355 | 207.6021 | 327.8355
6848 | 212.41 | 332.2472 | 212.41 | 332.2472
6849 | 212.8226 | 305.6945 | 212.8226 | 305.6945
6850 | 204.8062 | 277.3035 | 204.8062 | 277.3035
6851 | 192.4444 | 266.3763 | 192.4444 | 266.3763
6852 | 180.9607 | 257.073 | 180.9607 | 257.073
6853 | 173.6931 | 265.742 | 173.6931 | 265.742
6854 | 169.0261 | 281.8949 | 169.0261 | 281.8949
6855 | 167.8626 | 300.8048 | 167.8626 | 300.8048
6856 | 168.1125 | 328.2463 | 168.1125 | 328.2463
6857 | 165.523 | 379.8821 | 165.523 | 379.8821
6858 | 164.1827 | 428.6956 | 164.1827 | 428.6956
6859 | 172.8789 | 465.8052 | 172.8789 | 465.8052
6860 | 188.0108 | 460.1816 | 188.0108 | 460.1816
6861 | 199.5904 | 460.8882 | 199.5904 | 460.8882
6862 | 208.0037 | 460.0999 | 208.0037 | 460.0999
6863 | 222.4361 | 463.679 | 222.4361 | 463.679
6864 | 220.1065 | 462.9123 | 220.1065 | 462.9123
6865 | 210.7772 | 467.3153 | 210.7772 | 467.3153
6866 | 209.6333 | 470.8796 | 209.6333 | 470.8796
6867 | 209.7035 | 410.5594 | 209.7035 | 410.5594
6868 | 214.6205 | 396.8164 | 214.6205 | 396.8164
6869 | 216.3529 | 382.1516 | 216.3529 | 382.1516
6870 | 215.0282 | 349.7966 | 215.0282 | 349.7966
6871 | 210.6798 | 330.9717 | 210.6798 | 330.9717
6872 | 217.374 | 341.0686 | 217.374 | 341.0686
6873 | 219.1844 | 318.2893 | 219.1844 | 318.2893
6874 | 212.3249 | 289.0933 | 212.3249 | 289.0933
6875 | 196.7136 | 276.8077 | 196.7136 | 276.8077
6876 | 184.1352 | 264.8379 | 184.1352 | 264.8379
6877 | 175.9442 | 270.5049 | 175.9442 | 270.5049
6878 | 172.0736 | 285.6683 | 172.0736 | 285.6683
6879 | 170.3764 | 318.1625 | 170.3764 | 318.1625
6880 | 169.6314 | 353.1173 | 169.6314 | 353.1173
6881 | 167.0015 | 399.8393 | 167.0015 | 399.8393
6882 | 167.8667 | 439.8481 | 167.8667 | 439.8481
6883 | 180.8614 | 466.9959 | 180.8614 | 466.9959
6884 | 199.8432 | 451.5111 | 199.8432 | 451.5111
6885 | 211.6027 | 445.61 | 211.6027 | 445.61
6886 | 219.2012 | 442.5409 | 219.2012 | 442.5409
6887 | 235.9861 | 445.6 | 235.9861 | 445.6
6888 | 233.2653 | 449.5963 | 233.2653 | 449.5963
6889 | 220.4931 | 462.0158 | 220.4931 | 462.0158
6890 | 218.7828 | 471.4498 | 218.7828 | 471.4498
6891 | 220.7059 | 407.7251 | 220.7059 | 407.7251
6892 | 221.3352 | 392.0367 | 221.3352 | 392.0367
6893 | 227.2677 | 382.9063 | 227.2677 | 382.9063
6894 | 226.156 | 352.1277 | 226.156 | 352.1277
6895 | 218.2647 | 331.0388 | 218.2647 | 331.0388
6896 | 221.2994 | 339.2741 | 221.2994 | 339.2741
6897 | 222.9676 | 311.3966 | 222.9676 | 311.3966
6898 | 212.8827 | 282.3179 | 212.8827 | 282.3179
6899 | 199.2367 | 273.4536 | 199.2367 | 273.4536
6900 | 187.056 | 263.6975 | 187.056 | 263.6975
6901 | 178.0623 | 270.0017 | 178.0623 | 270.0017
6902 | 172.9845 | 284.8969 | 172.9845 | 284.8969
6903 | 170.9005 | 309.8107 | 170.9005 | 309.8107
6904 | 170.2129 | 349.1594 | 170.2129 | 349.1594
6905 | 167.9927 | 398.2293 | 167.9927 | 398.2293
6906 | 168.5815 | 439.3115 | 168.5815 | 439.3115
6907 | 181.5253 | 464.4803 | 181.5253 | 464.4803
6908 | 200.3588 | 445.2556 | 200.3588 | 445.2556
6909 | 212.0329 | 439.3042 | 212.0329 | 439.3042
6910 | 219.7586 | 439.2371 | 219.7586 | 439.2371
6911 | 233.7797 | 441.3235 | 233.7797 | 441.3235
6912 | 233.1432 | 439.7015 | 233.1432 | 439.7015
6913 | 220.8765 | 443.5008 | 220.8765 | 443.5008
6914 | 219.856 | 446.6291 | 219.856 | 446.6291
6915 | 219.7755 | 393.6041 | 219.7755 | 393.6041
6916 | 222.2782 | 380.8841 | 222.2782 | 380.8841
6917 | 226.7507 | 371.9215 | 226.7507 | 371.9215
6918 | 227.0399 | 340.3378 | 227.0399 | 340.3378
6919 | 216.366 | 320.4732 | 216.366 | 320.4732
6920 | 217.9918 | 325.237 | 217.9918 | 325.237
6921 | 221.7952 | 297.3426 | 221.7952 | 297.3426
6922 | 213.8484 | 267.5764 | 213.8484 | 267.5764
6923 | 200.5023 | 255.3579 | 200.5023 | 255.3579
6924 | 188.3462 | 243.9918 | 188.3462 | 243.9918
6925 | 179.086 | 248.5016 | 179.086 | 248.5016
6926 | 174.6544 | 257.4431 | 174.6544 | 257.4431
6927 | 172.4731 | 274.4914 | 172.4731 | 274.4914
6928 | 171.7145 | 305.7231 | 171.7145 | 305.7231
6929 | 169.026 | 365.6101 | 169.026 | 365.6101
6930 | 169.6706 | 428.5111 | 169.6706 | 428.5111
6931 | 182.3914 | 485.7792 | 182.3914 | 485.7792
6932 | 201.5551 | 497.9997 | 201.5551 | 497.9997
6933 | 212.6427 | 516.4331 | 212.6427 | 516.4331
6934 | 220.762 | 518.1101 | 220.762 | 518.1101
6935 | 235.9325 | 521.8736 | 235.9325 | 521.8736
6936 | 234.0582 | 518.0044 | 234.0582 | 518.0044
6937 | 220.5181 | 518.4998 | 220.5181 | 518.4998
6938 | 217.5439 | 509.6369 | 217.5439 | 509.6369
6939 | 221.5174 | 434.5081 | 221.5174 | 434.5081
6940 | 221.9632 | 407.9689 | 221.9632 | 407.9689
6941 | 225.606 | 386.6127 | 225.606 | 386.6127
6942 | 226.3034 | 339.1974 | 226.3034 | 339.1974
6943 | 216.0625 | 304.4067 | 216.0625 | 304.4067
6944 | 220.8441 | 302.5964 | 220.8441 | 302.5964
6945 | 222.3198 | 271.5156 | 222.3198 | 271.5156
6946 | 214.4614 | 237.7412 | 214.4614 | 237.7412
6947 | 202.4134 | 221.8666 | 202.4134 | 221.8666
6948 | 189.427 | 207.9849 | 189.427 | 207.9849
6949 | 180.6566 | 213.7357 | 180.6566 | 213.7357
6950 | 175.7902 | 229.721 | 175.7902 | 229.721
6951 | 172.8344 | 256.7143 | 172.8344 | 256.7143
6952 | 172.122 | 303.2075 | 172.122 | 303.2075
6953 | 167.0058 | 370.4737 | 167.0058 | 370.4737
6954 | 167.3193 | 426.7166 | 167.3193 | 426.7166
6955 | 175.7974 | 461.1932 | 175.7974 | 461.1932
6956 | 189.5155 | 449.1799 | 189.5155 | 449.1799
6957 | 200.0211 | 443.7652 | 200.0211 | 443.7652
6958 | 206.5604 | 441.0818 | 206.5604 | 441.0818
6959 | 220.9192 | 448.7362 | 220.9192 | 448.7362
6960 | 221.8709 | 449.6466 | 221.8709 | 449.6466
6961 | 211.3188 | 452.926 | 211.3188 | 452.926
6962 | 208.9354 | 450.1845 | 208.9354 | 450.1845
6963 | 209.9193 | 385.4535 | 209.9193 | 385.4535
6964 | 211.0866 | 368.4737 | 211.0866 | 368.4737
6965 | 217.1598 | 361.5068 | 217.1598 | 361.5068
6966 | 213.7129 | 326.9212 | 213.7129 | 326.9212
6967 | 208.9885 | 301.757 | 208.9885 | 301.757
6968 | 210.9401 | 304.7598 | 210.9401 | 304.7598
6969 | 214.9053 | 273.0417 | 214.9053 | 273.0417
6970 | 208.5603 | 240.8438 | 208.5603 | 240.8438
6971 | 196.0068 | 228.4575 | 196.0068 | 228.4575
6972 | 185.2063 | 222.3742 | 185.2063 | 222.3742
6973 | 177.3941 | 231.714 | 177.3941 | 231.714
6974 | 173.1998 | 248.6887 | 173.1998 | 248.6887
6975 | 170.6848 | 278.2648 | 170.6848 | 278.2648
6976 | 170.3915 | 322.9467 | 170.3915 | 322.9467
6977 | 165.1745 | 372.9893 | 165.1745 | 372.9893
6978 | 165.3597 | 412.1595 | 165.3597 | 412.1595
6979 | 174.1238 | 440.28 | 174.1238 | 440.28
6980 | 186.5345 | 426.7574 | 186.5345 | 426.7574
6981 | 197.6773 | 435.9668 | 197.6773 | 435.9668
6982 | 205.8643 | 456.4104 | 205.8643 | 456.4104
6983 | 222.3979 | 455.9141 | 222.3979 | 455.9141
6984 | 222.8334 | 450.0994 | 222.8334 | 450.0994
6985 | 213.415 | 455.1565 | 213.415 | 455.1565
6986 | 209.0588 | 458.7208 | 209.0588 | 458.7208
6987 | 210.8918 | 414.3496 | 210.8918 | 414.3496
6988 | 213.2032 | 426.5342 | 213.2032 | 426.5342
6989 | 216.5945 | 443.0632 | 216.5945 | 443.0632
6990 | 212.9466 | 423.521 | 212.9466 | 423.521
6991 | 208.1789 | 404.3607 | 208.1789 | 404.3607
6992 | 212.0186 | 406.0051 | 212.0186 | 406.0051
6993 | 215.561 | 370.5975 | 215.561 | 370.5975
6994 | 209.2911 | 332.7645 | 209.2911 | 332.7645
6995 | 198.5747 | 313.0494 | 198.5747 | 313.0494
6996 | 187.3882 | 291.755 | 187.3882 | 291.755
6997 | 178.8625 | 291.8541 | 178.8625 | 291.8541
6998 | 174.0819 | 304.6864 | 174.0819 | 304.6864
6999 | 172.3375 | 333.8097 | 172.3375 | 333.8097
7000 | 170.6769 | 394.3567 | 170.6769 | 394.3567
7001 | 165.7926 | 464.2727 | 165.7926 | 464.2727
7002 | 166.2232 | 516.6919 | 166.2232 | 516.6919
7003 | 174.8111 | 563.1932 | 174.8111 | 563.1932
7004 | 188.436 | 558.6429 | 188.436 | 558.6429
7005 | 198.644 | 559.2322 | 198.644 | 559.2322
7006 | 207.5278 | 557.8904 | 207.5278 | 557.8904
7007 | 219.4028 | 554.3083 | 219.4028 | 554.3083
7008 | 218.297 | 538.666 | 218.297 | 538.666
7009 | 213.7757 | 525.7616 | 213.7757 | 525.7616
7010 | 209.4696 | 513.5781 | 209.4696 | 513.5781
7011 | 210.7363 | 450.2894 | 210.7363 | 450.2894
7012 | 213.1692 | 443.0199 | 213.1692 | 443.0199
7013 | 216.5501 | 439.7929 | 216.5501 | 439.7929
7014 | 215.2636 | 401.937 | 215.2636 | 401.937
7015 | 208.2805 | 369.8799 | 208.2805 | 369.8799
7016 | 211.8143 | 366.208 | 211.8143 | 366.208
7017 | 214.8202 | 332.4104 | 214.8202 | 332.4104
7018 | 208.8318 | 298.2502 | 208.8318 | 298.2502
7019 | 196.0342 | 284.5558 | 196.0342 | 284.5558
7020 | 185.6016 | 272.5357 | 185.6016 | 272.5357
7021 | 176.4993 | 280.4499 | 176.4993 | 280.4499
7022 | 172.4048 | 296.1669 | 172.4048 | 296.1669
7023 | 170.529 | 319.5545 | 170.529 | 319.5545
7024 | 169.3783 | 358.6014 | 169.3783 | 358.6014
7025 | 165.2718 | 414.6312 | 165.2718 | 414.6312
7026 | 165.5655 | 461.8179 | 165.5655 | 461.8179
7027 | 175.0023 | 500.8058 | 175.0023 | 500.8058
7028 | 190.1324 | 496.4736 | 190.1324 | 496.4736
7029 | 199.2457 | 496.1404 | 199.2457 | 496.1404
7030 | 208.989 | 491.0085 | 208.989 | 491.0085
7031 | 222.2975 | 489.0867 | 222.2975 | 489.0867
7032 | 219.9779 | 484.7815 | 219.9779 | 484.7815
7033 | 212.512 | 488.1279 | 212.512 | 488.1279
7034 | 208.9217 | 480.4054 | 208.9217 | 480.4054
7035 | 209.2637 | 413.8465 | 209.2637 | 413.8465
7036 | 211.2163 | 401.7637 | 211.2163 | 401.7637
7037 | 216.0908 | 398.369 | 216.0908 | 398.369
7038 | 214.5412 | 365.1922 | 214.5412 | 365.1922
7039 | 207.8129 | 334.3258 | 207.8129 | 334.3258
7040 | 209.2884 | 328.1719 | 209.2884 | 328.1719
7041 | 216.4661 | 292.2443 | 216.4661 | 292.2443
7042 | 209.2826 | 255.7027 | 209.2826 | 255.7027
7043 | 195.2582 | 238.3187 | 195.2582 | 238.3187
7044 | 183.2241 | 222.1227 | 183.2241 | 222.1227
7045 | 175.6777 | 226.4983 | 175.6777 | 226.4983
7046 | 171.5192 | 240.622 | 171.5192 | 240.622
7047 | 169.8357 | 271.5397 | 169.8357 | 271.5397
7048 | 168.2841 | 338.2416 | 168.2841 | 338.2416
7049 | 165.485 | 406.2961 | 165.485 | 406.2961
7050 | 166.4273 | 454.0698 | 166.4273 | 454.0698
7051 | 180.1245 | 489.2843 | 180.1245 | 489.2843
7052 | 197.3492 | 477.858 | 197.3492 | 477.858
7053 | 212.6728 | 471.1352 | 212.6728 | 471.1352
7054 | 220.0483 | 455.6054 | 220.0483 | 455.6054
7055 | 237.015 | 451.3692 | 237.015 | 451.3692
7056 | 233.8099 | 445.7893 | 233.8099 | 445.7893
7057 | 220.6318 | 444.222 | 220.6318 | 444.222
7058 | 217.9343 | 435.8454 | 217.9343 | 435.8454
7059 | 218.9626 | 373.4456 | 218.9626 | 373.4456
7060 | 221.1737 | 373.9745 | 221.1737 | 373.9745
7061 | 226.07 | 379.2671 | 226.07 | 379.2671
7062 | 226.254 | 344.8995 | 226.254 | 344.8995
7063 | 216.5217 | 303.1657 | 216.5217 | 303.1657
7064 | 215.1403 | 302.697 | 215.1403 | 302.697
7065 | 218.0685 | 286.0223 | 218.0685 | 286.0223
7066 | 212.7768 | 263.8533 | 212.7768 | 263.8533
7067 | 194.377 | 257.0685 | 194.377 | 257.0685
7068 | 182.8188 | 248.151 | 182.8188 | 248.151
7069 | 172.8729 | 257.0044 | 172.8729 | 257.0044
7070 | 168.0687 | 275.8742 | 168.0687 | 275.8742
7071 | 165.9617 | 300.5197 | 165.9617 | 300.5197
7072 | 165.1052 | 336.2962 | 165.1052 | 336.2962
7073 | 160.7349 | 407.1179 | 160.7349 | 407.1179
7074 | 162.7656 | 462.5222 | 162.7656 | 462.5222
7075 | 175.7543 | 497.2672 | 175.7543 | 497.2672
7076 | 196.3415 | 483.2414 | 196.3415 | 483.2414
7077 | 207.3645 | 478.3801 | 207.3645 | 478.3801
7078 | 215.0555 | 479.1516 | 215.0555 | 479.1516
7079 | 229.8092 | 482.3449 | 229.8092 | 482.3449
7080 | 228.1547 | 479.398 | 228.1547 | 479.398
7081 | 214.4864 | 479.5245 | 214.4864 | 479.5245
7082 | 212.2695 | 474.8543 | 212.2695 | 474.8543
7083 | 214.2449 | 418.0056 | 214.2449 | 418.0056
7084 | 216.5695 | 414.6772 | 216.5695 | 414.6772
7085 | 220.9091 | 417.689 | 220.9091 | 417.689
7086 | 219.2903 | 393.669 | 219.2903 | 393.669
7087 | 211.0512 | 378.0473 | 211.0512 | 378.0473
7088 | 211.6898 | 383.8006 | 211.6898 | 383.8006
7089 | 217.1666 | 355.1851 | 217.1666 | 355.1851
7090 | 210.5157 | 324.6139 | 210.5157 | 324.6139
7091 | 195.4867 | 313.4351 | 195.4867 | 313.4351
7092 | 182.3057 | 300.8113 | 182.3057 | 300.8113
7093 | 171.7589 | 305.1701 | 171.7589 | 305.1701
7094 | 167.1434 | 315.5204 | 167.1434 | 315.5204
7095 | 165.6216 | 337.2812 | 165.6216 | 337.2812
7096 | 164.702 | 387.313 | 164.702 | 387.313
7097 | 161.2382 | 453.3214 | 161.2382 | 453.3214
7098 | 164.5324 | 498.5627 | 164.5324 | 498.5627
7099 | 178.5228 | 529.8696 | 178.5228 | 529.8696
7100 | 196.5481 | 515.324 | 196.5481 | 515.324
7101 | 207.2808 | 512.2572 | 207.2808 | 512.2572
7102 | 217.6276 | 514.5212 | 217.6276 | 514.5212
7103 | 231.3491 | 518.4188 | 231.3491 | 518.4188
7104 | 229.3413 | 520.302 | 229.3413 | 520.302
7105 | 214.7603 | 529.5182 | 214.7603 | 529.5182
7106 | 213.3282 | 526.1059 | 213.3282 | 526.1059
7107 | 213.9316 | 456.9139 | 213.9316 | 456.9139
7108 | 212.3713 | 430.9114 | 212.3713 | 430.9114
7109 | 218.3548 | 422.6196 | 218.3548 | 422.6196
7110 | 215.5229 | 392.6795 | 215.5229 | 392.6795
7111 | 206.5865 | 371.1713 | 206.5865 | 371.1713
7112 | 205.9007 | 372.4971 | 205.9007 | 372.4971
7113 | 212.4312 | 338.582 | 212.4312 | 338.582
7114 | 206.5428 | 304.4386 | 206.5428 | 304.4386
7115 | 191.8159 | 292.4381 | 191.8159 | 292.4381
7116 | 180.1555 | 283.3529 | 180.1555 | 283.3529
7117 | 171.8262 | 292.9106 | 171.8262 | 292.9106
7118 | 167.4511 | 305.0721 | 167.4511 | 305.0721
7119 | 165.6763 | 321.7515 | 165.6763 | 321.7515
7120 | 163.3456 | 356.1361 | 163.3456 | 356.1361
7121 | 158.5116 | 413.9436 | 158.5116 | 413.9436
7122 | 161.3491 | 466.0944 | 161.3491 | 466.0944
7123 | 172.6358 | 510.6335 | 172.6358 | 510.6335
7124 | 188.0899 | 513.8817 | 188.0899 | 513.8817
7125 | 197.936 | 521.5482 | 197.936 | 521.5482
7126 | 207.7063 | 527.8539 | 207.7063 | 527.8539
7127 | 222.0026 | 534.2672 | 222.0026 | 534.2672
7128 | 222.2761 | 533.4503 | 222.2761 | 533.4503
7129 | 212.6812 | 535.5054 | 212.6812 | 535.5054
7130 | 208.0047 | 520.0516 | 208.0047 | 520.0516
7131 | 208.3424 | 438.9691 | 208.3424 | 438.9691
7132 | 208.9172 | 408.7068 | 208.9172 | 408.7068
7133 | 213.3082 | 402.3772 | 213.3082 | 402.3772
7134 | 212.4641 | 371.9173 | 212.4641 | 371.9173
7135 | 204.5635 | 347.6922 | 204.5635 | 347.6922
7136 | 204.904 | 349.5882 | 204.904 | 349.5882
7137 | 210.174 | 321.459 | 210.174 | 321.459
7138 | 203.0768 | 291.4748 | 203.0768 | 291.4748
7139 | 190.4172 | 280.9669 | 190.4172 | 280.9669
7140 | 179.1312 | 271.2443 | 179.1312 | 271.2443
7141 | 170.1373 | 275.687 | 170.1373 | 275.687
7142 | 165.996 | 288.989 | 165.996 | 288.989
7143 | 163.9648 | 314.2382 | 163.9648 | 314.2382
7144 | 161.6433 | 374.9026 | 161.6433 | 374.9026
7145 | 156.8223 | 453.9922 | 156.8223 | 453.9922
7146 | 158.8546 | 501.9839 | 158.8546 | 501.9839
7147 | 167.0673 | 530.2218 | 167.0673 | 530.2218
7148 | 180.4668 | 515.1898 | 180.4668 | 515.1898
7149 | 189.6346 | 507.4943 | 189.6346 | 507.4943
7150 | 197.2745 | 505.2134 | 197.2745 | 505.2134
7151 | 213.7711 | 502.9059 | 213.7711 | 502.9059
7152 | 213.5532 | 494.7936 | 213.5532 | 494.7936
7153 | 205.7873 | 491.3311 | 205.7873 | 491.3311
7154 | 202.8833 | 471.0641 | 202.8833 | 471.0641
7155 | 202.6055 | 396.9918 | 202.6055 | 396.9918
7156 | 204.0737 | 382.5779 | 204.0737 | 382.5779
7157 | 206.4845 | 385.053 | 206.4845 | 385.053
7158 | 203.5581 | 360.3454 | 203.5581 | 360.3454
7159 | 197.6296 | 344.5728 | 197.6296 | 344.5728
7160 | 198.5026 | 351.869 | 198.5026 | 351.869
7161 | 204.3196 | 324.5113 | 204.3196 | 324.5113
7162 | 201.1521 | 289.8313 | 201.1521 | 289.8313
7163 | 188.9618 | 272.3635 | 188.9618 | 272.3635
7164 | 177.5801 | 257.2575 | 177.5801 | 257.2575
7165 | 169.2133 | 261.8344 | 169.2133 | 261.8344
7166 | 164.5629 | 273.1573 | 164.5629 | 273.1573
7167 | 161.6367 | 299.8824 | 161.6367 | 299.8824
7168 | 160.4061 | 357.4945 | 160.4061 | 357.4945
7169 | 155.641 | 415.9393 | 155.641 | 415.9393
7170 | 156.5979 | 453.7511 | 156.5979 | 453.7511
7171 | 165.8857 | 478.0479 | 165.8857 | 478.0479
7172 | 179.6624 | 464.4246 | 179.6624 | 464.4246
7173 | 190.7356 | 464.7455 | 190.7356 | 464.7455
7174 | 197.9027 | 467.7306 | 197.9027 | 467.7306
7175 | 211.9138 | 475.4688 | 211.9138 | 475.4688
7176 | 212.348 | 477.3017 | 212.348 | 477.3017
7177 | 203.671 | 485.6123 | 203.671 | 485.6123
7178 | 202.6319 | 474.4686 | 202.6319 | 474.4686
7179 | 202.3291 | 397.0086 | 202.3291 | 397.0086
7180 | 203.0291 | 374.3267 | 203.0291 | 374.3267
7181 | 206.1128 | 363.0665 | 206.1128 | 363.0665
7182 | 205.2641 | 327.4076 | 205.2641 | 327.4076
7183 | 197.0203 | 302.0588 | 197.0203 | 302.0588
7184 | 197.613 | 301.4895 | 197.613 | 301.4895
7185 | 204.5911 | 267.6919 | 204.5911 | 267.6919
7186 | 200.005 | 231.5863 | 200.005 | 231.5863
7187 | 186.835 | 215.8123 | 186.835 | 215.8123
7188 | 174.9584 | 200.9579 | 174.9584 | 200.9579
7189 | 167.8404 | 206.7087 | 167.8404 | 206.7087
7190 | 162.9965 | 218.3839 | 162.9965 | 218.3839
7191 | 161.4375 | 249.2346 | 161.4375 | 249.2346
7192 | 159.4086 | 312.096 | 159.4086 | 312.096
7193 | 154.974 | 374.9179 | 154.974 | 374.9179
7194 | 157.2092 | 416.2348 | 157.2092 | 416.2348
7195 | 168.6031 | 445.4957 | 168.6031 | 445.4957
7196 | 182.8943 | 439.7883 | 182.8943 | 439.7883
7197 | 194.3973 | 449.8698 | 194.3973 | 449.8698
7198 | 202.6011 | 461.5422 | 202.6011 | 461.5422
7199 | 219.0562 | 472.3327 | 219.0562 | 472.3327
7200 | 216.8893 | 474.2494 | 216.8893 | 474.2494
7201 | 206.418 | 481.4867 | 206.418 | 481.4867
7202 | 204.4796 | 456.3897 | 204.4796 | 456.3897
7203 | 205.3684 | 384.2293 | 205.3684 | 384.2293
7204 | 204.4661 | 362.7884 | 204.4661 | 362.7884
7205 | 208.5014 | 343.2937 | 208.5014 | 343.2937
7206 | 207.1433 | 302.4023 | 207.1433 | 302.4023
7207 | 201.18 | 273.8 | 201.18 | 273.8
7208 | 199.3108 | 274.0861 | 199.3108 | 274.0861
7209 | 205.1563 | 243.2065 | 205.1563 | 243.2065
7210 | 202.5701 | 210.4383 | 202.5701 | 210.4383
7211 | 186.7407 | 196.7942 | 186.7407 | 196.7942
7212 | 174.1898 | 184.1871 | 174.1898 | 184.1871
7213 | 165.811 | 189.0994 | 165.811 | 189.0994
7214 | 161.8944 | 199.8019 | 161.8944 | 199.8019
7215 | 159.7897 | 227.4158 | 159.7897 | 227.4158
7216 | 158.2797 | 290.3946 | 158.2797 | 290.3946
7217 | 154.6503 | 361.6355 | 154.6503 | 361.6355
7218 | 157.7284 | 414.172 | 157.7284 | 414.172
7219 | 172.4382 | 449.8561 | 172.4382 | 449.8561
7220 | 192.1546 | 439.2013 | 192.1546 | 439.2013
7221 | 204.9117 | 437.9961 | 204.9117 | 437.9961
7222 | 212.8678 | 441.7359 | 212.8678 | 441.7359
7223 | 229.8854 | 450.3965 | 229.8854 | 450.3965
7224 | 226.9372 | 455.181 | 226.9372 | 455.181
7225 | 215.7236 | 464.7159 | 215.7236 | 464.7159
7226 | 213.3844 | 443.3588 | 213.3844 | 443.3588
7227 | 213.0252 | 358.3687 | 213.0252 | 358.3687
7228 | 214.6359 | 344.4076 | 214.6359 | 344.4076
7229 | 218.1859 | 323.806 | 218.1859 | 323.806
7230 | 215.6422 | 277.984 | 215.6422 | 277.984
7231 | 203.445 | 245.9941 | 203.445 | 245.9941
7232 | 201.2606 | 239.5382 | 201.2606 | 239.5382
7233 | 207.1139 | 199.8875 | 207.1139 | 199.8875
7234 | 202.2967 | 159.5389 | 202.2967 | 159.5389
7235 | 187.5027 | 141.2829 | 187.5027 | 141.2829
7236 | 174.0489 | 126.6633 | 174.0489 | 126.6633
7237 | 164.8314 | 131.3072 | 164.8314 | 131.3072
7238 | 160.8843 | 144.5085 | 160.8843 | 144.5085
7239 | 159.0504 | 175.5101 | 159.0504 | 175.5101
7240 | 156.8493 | 228.1581 | 156.8493 | 228.1581
7241 | 152.8736 | 300.0363 | 152.8736 | 300.0363
7242 | 157.0855 | 366.543 | 157.0855 | 366.543
7243 | 167.9936 | 420.742 | 167.9936 | 420.742
7244 | 187.3258 | 431.5706 | 187.3258 | 431.5706
7245 | 198.7116 | 446.9852 | 198.7116 | 446.9852
7246 | 209.1906 | 450.7921 | 209.1906 | 450.7921
7247 | 223.623 | 450.7319 | 223.623 | 450.7319
7248 | 224.617 | 444.498 | 224.617 | 444.498
7249 | 210.2932 | 439.8951 | 210.2932 | 439.8951
7250 | 207.538 | 406.5636 | 207.538 | 406.5636
7251 | 208.14 | 322.8649 | 208.14 | 322.8649
7252 | 209.118 | 302.7154 | 209.118 | 302.7154
7253 | 213.5385 | 285.2332 | 213.5385 | 285.2332
7254 | 211.5163 | 240.1659 | 211.5163 | 240.1659
7255 | 204.3865 | 205.3416 | 204.3865 | 205.3416
7256 | 200.2165 | 198.8187 | 200.2165 | 198.8187
7257 | 205.8251 | 162.1365 | 205.8251 | 162.1365
7258 | 202.9101 | 126.3831 | 202.9101 | 126.3831
7259 | 188.6791 | 112.1017 | 188.6791 | 112.1017
7260 | 174.2422 | 47.7644 | 174.2422 | 47.7644
7261 | 165.4108 | 49.1368 | 165.4108 | 49.1368
7262 | 160.9904 | 55.9705 | 160.9904 | 55.9705
7263 | 159.9089 | 72.3799 | 159.9089 | 72.3799
7264 | 157.1671 | 105.8464 | 157.1671 | 105.8464
7265 | 151.9487 | 161.6945 | 151.9487 | 161.6945
7266 | 157.1995 | 205.2714 | 157.1995 | 205.2714
7267 | 170.6945 | 241.2367 | 170.6945 | 241.2367
7268 | 189.3602 | 231.1186 | 189.3602 | 231.1186
7269 | 201.399 | 224.0036 | 201.399 | 224.0036
7270 | 210.6519 | 222.8639 | 210.6519 | 222.8639
7271 | 227.6729 | 221.5733 | 227.6729 | 221.5733
7272 | 227.1988 | 219.5136 | 227.1988 | 219.5136
7273 | 214.0658 | 214.307 | 214.0658 | 214.307
7274 | 211.6683 | 204.8573 | 211.6683 | 204.8573
7275 | 211.4463 | 142.6684 | 211.4463 | 142.6684
7276 | 210.6571 | 144.7026 | 210.6571 | 144.7026
7277 | 212.1527 | 155.8908 | 212.1527 | 155.8908
7278 | 210.995 | 133.1531 | 210.995 | 133.1531
7279 | 201.9329 | 117.4685 | 201.9329 | 117.4685
7280 | 197.4696 | 122.6061 | 197.4696 | 122.6061
7281 | 202.2376 | 97.7542 | 202.2376 | 97.7542
7282 | 199.7015 | 66.7235 | 199.7015 | 66.7235
7283 | 189.3318 | 55.1995 | 189.3318 | 55.1995
7284 | 176.8408 | 40.5802 | 176.8408 | 40.5802
7285 | 167.5535 | 41.7432 | 167.5535 | 41.7432
7286 | 161.7908 | 48.0906 | 161.7908 | 48.0906
7287 | 159.3174 | 63.2687 | 159.3174 | 63.2687
7288 | 156.4908 | 97.8064 | 156.4908 | 97.8064
7289 | 153.0671 | 159.1396 | 153.0671 | 159.1396
7290 | 156.1787 | 200.9313 | 156.1787 | 200.9313
7291 | 167.3123 | 232.7288 | 167.3123 | 232.7288
7292 | 182.7719 | 218.1105 | 182.7719 | 218.1105
7293 | 194.9168 | 211.094 | 194.9168 | 211.094
7294 | 202.4742 | 209.7881 | 202.4742 | 209.7881
7295 | 216.8798 | 207.4017 | 216.8798 | 207.4017
7296 | 217.5377 | 204.3385 | 217.5377 | 204.3385
7297 | 207.5329 | 199.8276 | 207.5329 | 199.8276
7298 | 204.1153 | 199.3167 | 204.1153 | 199.3167
7299 | 203.3017 | 144.3859 | 203.3017 | 144.3859
7300 | 202.4599 | 150.2124 | 202.4599 | 150.2124
7301 | 205.9292 | 167.3722 | 205.9292 | 167.3722
7302 | 203.2256 | 152.145 | 203.2256 | 152.145
7303 | 196.0304 | 141.5331 | 196.0304 | 141.5331
7304 | 193.124 | 150.9185 | 193.124 | 150.9185
7305 | 199.0298 | 131.6257 | 199.0298 | 131.6257
7306 | 196.7448 | 105.2244 | 196.7448 | 105.2244
7307 | 186.9843 | 96.5138 | 186.9843 | 96.5138
7308 | 175.397 | 82.7871 | 175.397 | 82.7871
7309 | 165.8686 | 85.6247 | 165.8686 | 85.6247
7310 | 161.8316 | 94.0836 | 161.8316 | 94.0836
7311 | 158.9279 | 106.9962 | 158.9279 | 106.9962
7312 | 155.2979 | 130.3727 | 155.2979 | 130.3727
7313 | 151.4355 | 185.0326 | 151.4355 | 185.0326
7314 | 152.7796 | 228.7881 | 152.7796 | 228.7881
7315 | 160.9857 | 263.2821 | 160.9857 | 263.2821
7316 | 173.7797 | 249.9381 | 173.7797 | 249.9381
7317 | 183.8973 | 244.1344 | 183.8973 | 244.1344
7318 | 193.0539 | 240.8954 | 193.0539 | 240.8954
7319 | 207.07 | 234.7106 | 207.07 | 234.7106
7320 | 208.4919 | 225.9837 | 208.4919 | 225.9837
7321 | 200.6284 | 216.7325 | 200.6284 | 216.7325
7322 | 197.0426 | 212.8911 | 197.0426 | 212.8911
7323 | 194.7098 | 162.7684 | 194.7098 | 162.7684
7324 | 196.131 | 172.7688 | 196.131 | 172.7688
7325 | 199.533 | 194.2379 | 199.533 | 194.2379
7326 | 197.7106 | 182.3289 | 197.7106 | 182.3289
7327 | 192.2476 | 174.4257 | 192.2476 | 174.4257
7328 | 190.6068 | 184.4575 | 190.6068 | 184.4575
7329 | 197.0774 | 162.9361 | 197.0774 | 162.9361
7330 | 194.4668 | 134.3556 | 194.4668 | 134.3556
7331 | 183.5733 | 124.1183 | 183.5733 | 124.1183
7332 | 173.5505 | 110.0961 | 173.5505 | 110.0961
7333 | 165.4984 | 110.859 | 165.4984 | 110.859
7334 | 160.5756 | 115.9874 | 160.5756 | 115.9874
7335 | 158.5995 | 125.2248 | 158.5995 | 125.2248
7336 | 155.5955 | 145.8125 | 155.5955 | 145.8125
7337 | 151.1536 | 201.2727 | 151.1536 | 201.2727
7338 | 152.6527 | 242.695 | 152.6527 | 242.695
7339 | 161.3966 | 272.7627 | 161.3966 | 272.7627
7340 | 175.2413 | 255.1401 | 175.2413 | 255.1401
7341 | 185.7515 | 245.1317 | 185.7515 | 245.1317
7342 | 194.7785 | 240.723 | 194.7785 | 240.723
7343 | 209.9395 | 235.8188 | 209.9395 | 235.8188
7344 | 209.1006 | 230.4901 | 209.1006 | 230.4901
7345 | 199.9501 | 223.1534 | 199.9501 | 223.1534
7346 | 198.1726 | 222.581 | 198.1726 | 222.581
7347 | 197.1677 | 175.3147 | 197.1677 | 175.3147
7348 | 199.9745 | 186.1093 | 199.9745 | 186.1093
7349 | 203.2229 | 207.326 | 203.2229 | 207.326
7350 | 198.1827 | 193.8841 | 198.1827 | 193.8841
7351 | 192.0787 | 183.8632 | 192.0787 | 183.8632
7352 | 189.8052 | 191.9189 | 189.8052 | 191.9189
7353 | 196.2318 | 168.5568 | 196.2318 | 168.5568
7354 | 195.183 | 137.9385 | 195.183 | 137.9385
7355 | 183.4288 | 126.6669 | 183.4288 | 126.6669
7356 | 172.5676 | 111.5612 | 172.5676 | 111.5612
7357 | 163.8989 | 111.253 | 163.8989 | 111.253
7358 | 159.3434 | 114.8793 | 159.3434 | 114.8793
7359 | 156.8598 | 123.341 | 156.8598 | 123.341
7360 | 153.7715 | 145.0245 | 153.7715 | 145.0245
7361 | 149.8758 | 196.3478 | 149.8758 | 196.3478
7362 | 153.4535 | 234.6858 | 153.4535 | 234.6858
7363 | 164.5755 | 263.7315 | 164.5755 | 263.7315
7364 | 182.5263 | 246.9831 | 182.5263 | 246.9831
7365 | 192.0368 | 237.1717 | 192.0368 | 237.1717
7366 | 203.3894 | 233.8466 | 203.3894 | 233.8466
7367 | 221.0154 | 229.7118 | 221.0154 | 229.7118
7368 | 219.073 | 225.4912 | 219.073 | 225.4912
7369 | 207.1843 | 219.078 | 207.1843 | 219.078
7370 | 204.8138 | 215.526 | 204.8138 | 215.526
7371 | 204.4425 | 166.5298 | 204.4425 | 166.5298
7372 | 207.1374 | 175.6314 | 207.1374 | 175.6314
7373 | 209.0748 | 194.7919 | 209.0748 | 194.7919
7374 | 206.7568 | 177.7733 | 206.7568 | 177.7733
7375 | 199.0041 | 164.4219 | 199.0041 | 164.4219
7376 | 196.0517 | 170.1998 | 196.0517 | 170.1998
7377 | 201.9185 | 145.3602 | 201.9185 | 145.3602
7378 | 199.8501 | 113.6584 | 199.8501 | 113.6584
7379 | 185.09 | 101.1864 | 185.09 | 101.1864
7380 | 174.7335 | 85.816 | 174.7335 | 85.816
7381 | 165.091 | 87.2192 | 165.091 | 87.2192
7382 | 160.324 | 91.2333 | 160.324 | 91.2333
7383 | 158.5283 | 100.7169 | 158.5283 | 100.7169
7384 | 155.4673 | 125.22 | 155.4673 | 125.22
7385 | 151.2837 | 181.0188 | 151.2837 | 181.0188
7386 | 156.2431 | 225.9439 | 156.2431 | 225.9439
7387 | 168.7693 | 261.8169 | 168.7693 | 261.8169
7388 | 189.9412 | 248.2082 | 189.9412 | 248.2082
7389 | 203.0618 | 236.8824 | 203.0618 | 236.8824
7390 | 209.3626 | 230.3006 | 209.3626 | 230.3006
7391 | 226.3122 | 225.0946 | 226.3122 | 225.0946
7392 | 222.9718 | 220.1723 | 222.9718 | 220.1723
7393 | 210.9023 | 212.7802 | 210.9023 | 212.7802
7394 | 208.3615 | 210.9827 | 208.3615 | 210.9827
7395 | 209.6981 | 159.838 | 209.6981 | 159.838
7396 | 210.6272 | 167.9238 | 210.6272 | 167.9238
7397 | 215.2907 | 185.5515 | 215.2907 | 185.5515
7398 | 211.6531 | 167.6956 | 211.6531 | 167.6956
7399 | 200.9477 | 152.1649 | 200.9477 | 152.1649
7400 | 198.7296 | 154.877 | 198.7296 | 154.877
7401 | 202.7792 | 127.0024 | 202.7792 | 127.0024
7402 | 199.3936 | 94.4449 | 199.3936 | 94.4449
7403 | 185.2032 | 81.3142 | 185.2032 | 81.3142
7404 | 174.9049 | 65.6482 | 174.9049 | 65.6482
7405 | 167.4474 | 65.5555 | 167.4474 | 65.5555
7406 | 162.766 | 70.7947 | 162.766 | 70.7947
7407 | 159.1533 | 83.4303 | 159.1533 | 83.4303
7408 | 155.8424 | 111.5409 | 155.8424 | 111.5409
7409 | 151.9614 | 169.0142 | 151.9614 | 169.0142
7410 | 157.5908 | 213.9886 | 157.5908 | 213.9886
7411 | 169.9454 | 247.6023 | 169.9454 | 247.6023
7412 | 190.8138 | 235.5264 | 190.8138 | 235.5264
7413 | 204.2007 | 228.3745 | 204.2007 | 228.3745
7414 | 213.983 | 226.9085 | 213.983 | 226.9085
7415 | 229.233 | 223.9742 | 229.233 | 223.9742
7416 | 227.3696 | 220.2092 | 227.3696 | 220.2092
7417 | 212.8271 | 212.694 | 212.8271 | 212.694
7418 | 211.4471 | 204.1493 | 211.4471 | 204.1493
7419 | 210.2474 | 148.5968 | 210.2474 | 148.5968
7420 | 210.2875 | 147.8854 | 210.2875 | 147.8854
7421 | 214.0067 | 159.64 | 214.0067 | 159.64
7422 | 211.7204 | 138.706 | 211.7204 | 138.706
7423 | 201.2384 | 122.9044 | 201.2384 | 122.9044
7424 | 197.2876 | 127.6234 | 197.2876 | 127.6234
7425 | 201.6655 | 101.7804 | 201.6655 | 101.7804
7426 | 199.6487 | 68.5149 | 199.6487 | 68.5149
7427 | 186.8973 | 55.1379 | 186.8973 | 55.1379
7428 | 173.6421 | 39.4289 | 173.6421 | 39.4289
7429 | 165.7364 | 39.1022 | 165.7364 | 39.1022
7430 | 162.3123 | 46.0467 | 162.3123 | 46.0467
7431 | 159.4045 | 61.5511 | 159.4045 | 61.5511
7432 | 156.0818 | 92.3212 | 156.0818 | 92.3212
7433 | 153.1574 | 150.367 | 153.1574 | 150.367
7434 | 158.4426 | 193.0144 | 158.4426 | 193.0144
7435 | 170.4363 | 225.2798 | 170.4363 | 225.2798
7436 | 190.3807 | 207.1771 | 190.3807 | 207.1771
7437 | 203.9128 | 196.8732 | 203.9128 | 196.8732
7438 | 213.8427 | 194.4037 | 213.8427 | 194.4037
7439 | 226.7099 | 192.0974 | 226.7099 | 192.0974
7440 | 222.7749 | 187.1688 | 222.7749 | 187.1688
7441 | 208.5731 | 184.5602 | 208.5731 | 184.5602
7442 | 207.6041 | 186.481 | 207.6041 | 186.481
7443 | 209.6313 | 131.2671 | 209.6313 | 131.2671
7444 | 210.0764 | 135.3021 | 210.0764 | 135.3021
7445 | 210.5946 | 145.6038 | 210.5946 | 145.6038
7446 | 211.2495 | 126.135 | 211.2495 | 126.135
7447 | 200.2486 | 112.4696 | 200.2486 | 112.4696
7448 | 196.3376 | 114.4368 | 196.3376 | 114.4368
7449 | 200.2382 | 89.2463 | 200.2382 | 89.2463
7450 | 198.1862 | 58.782 | 198.1862 | 58.782
7451 | 187.2149 | 49.6035 | 187.2149 | 49.6035
7452 | 175.4211 | 38.3701 | 175.4211 | 38.3701
7453 | 167.2238 | 42.3835 | 167.2238 | 42.3835
7454 | 162.7426 | 50.3068 | 162.7426 | 50.3068
7455 | 159.8224 | 64.5615 | 159.8224 | 64.5615
7456 | 155.3743 | 93.3308 | 155.3743 | 93.3308
7457 | 152.7236 | 154.4424 | 152.7236 | 154.4424
7458 | 155.2524 | 203.3937 | 155.2524 | 203.3937
7459 | 165.6399 | 241.8647 | 165.6399 | 241.8647
7460 | 181.8025 | 230.9277 | 181.8025 | 230.9277
7461 | 194.8478 | 223.7881 | 194.8478 | 223.7881
7462 | 205.2443 | 222.6238 | 205.2443 | 222.6238
7463 | 219.8101 | 217.9781 | 219.8101 | 217.9781
7464 | 217.8314 | 212.0215 | 217.8314 | 212.0215
7465 | 206.1913 | 201.9576 | 206.1913 | 201.9576
7466 | 204.5427 | 194.1701 | 204.5427 | 194.1701
7467 | 205.0344 | 133.0524 | 205.0344 | 133.0524
7468 | 205.706 | 136.9766 | 205.706 | 136.9766
7469 | 207.8069 | 154.2656 | 207.8069 | 154.2656
7470 | 204.6298 | 136.9453 | 204.6298 | 136.9453
7471 | 196.5581 | 123.0706 | 196.5581 | 123.0706
7472 | 191.6912 | 128.633 | 191.6912 | 128.633
7473 | 195.8266 | 104.4645 | 195.8266 | 104.4645
7474 | 198.023 | 74.2341 | 198.023 | 74.2341
7475 | 188.5771 | 64.1876 | 188.5771 | 64.1876
7476 | 177.3923 | 50.9103 | 177.3923 | 50.9103
7477 | 167.8957 | 50.9591 | 167.8957 | 50.9591
7478 | 163.0411 | 55.3795 | 163.0411 | 55.3795
7479 | 159.5497 | 66.5746 | 159.5497 | 66.5746
7480 | 154.5535 | 93.8233 | 154.5535 | 93.8233
7481 | 150.919 | 151.9492 | 150.919 | 151.9492
7482 | 153.5055 | 195.7908 | 153.5055 | 195.7908
7483 | 161.8353 | 231.0113 | 161.8353 | 231.0113
7484 | 174.9722 | 219.6927 | 174.9722 | 219.6927
7485 | 186.2367 | 213.458 | 186.2367 | 213.458
7486 | 195.5535 | 214.9039 | 195.5535 | 214.9039
7487 | 209.5037 | 216.2174 | 209.5037 | 216.2174
7488 | 209.3901 | 211.9414 | 209.3901 | 211.9414
7489 | 201.9342 | 202.2593 | 201.9342 | 202.2593
7490 | 200.127 | 198.2455 | 200.127 | 198.2455
7491 | 200.3893 | 147.2855 | 200.3893 | 147.2855
7492 | 202.0284 | 150.3909 | 202.0284 | 150.3909
7493 | 204.1354 | 157.9347 | 204.1354 | 157.9347
7494 | 201.8715 | 134.3843 | 201.8715 | 134.3843
7495 | 195.2856 | 121.507 | 195.2856 | 121.507
7496 | 192.5008 | 130.0059 | 192.5008 | 130.0059
7497 | 195.7479 | 108.1828 | 195.7479 | 108.1828
7498 | 197.2322 | 81.7569 | 197.2322 | 81.7569
7499 | 188.2344 | 76.1614 | 188.2344 | 76.1614
7500 | 176.5839 | 67.6859 | 176.5839 | 67.6859
7501 | 168.37 | 73.9033 | 168.37 | 73.9033
7502 | 164.0619 | 82.9162 | 164.0619 | 82.9162
7503 | 162.2246 | 95.1578 | 162.2246 | 95.1578
7504 | 155.2053 | 121.5324 | 155.2053 | 121.5324
7505 | 152.2038 | 178.3039 | 152.2038 | 178.3039
7506 | 155.0992 | 224.7743 | 155.0992 | 224.7743
7507 | 162.8907 | 259.8839 | 162.8907 | 259.8839
7508 | 176.4103 | 248.6145 | 176.4103 | 248.6145
7509 | 186.8762 | 242.9401 | 186.8762 | 242.9401
7510 | 196.381 | 240.4337 | 196.381 | 240.4337
7511 | 211.3939 | 236.2682 | 211.3939 | 236.2682
7512 | 211.2423 | 233.5743 | 211.2423 | 233.5743
7513 | 202.2821 | 225.1481 | 202.2821 | 225.1481
7514 | 200.1467 | 213.1004 | 200.1467 | 213.1004
7515 | 197.843 | 158.6991 | 197.843 | 158.6991
7516 | 198.5286 | 166.1878 | 198.5286 | 166.1878
7517 | 201.5276 | 186.4133 | 201.5276 | 186.4133
7518 | 197.5009 | 174.6152 | 197.5009 | 174.6152
7519 | 188.8323 | 164.7974 | 188.8323 | 164.7974
7520 | 187.2381 | 171.6526 | 187.2381 | 171.6526
7521 | 191.3522 | 146.4437 | 191.3522 | 146.4437
7522 | 193.6381 | 114.6373 | 193.6381 | 114.6373
7523 | 185.5215 | 102.2329 | 185.5215 | 102.2329
7524 | 173.9368 | 86.9918 | 173.9368 | 86.9918
7525 | 165.7793 | 86.7082 | 165.7793 | 86.7082
7526 | 161.0593 | 91.4303 | 161.0593 | 91.4303
7527 | 157.2178 | 101.7942 | 157.2178 | 101.7942
7528 | 152.0366 | 126.5805 | 152.0366 | 126.5805
7529 | 149.011 | 181.6283 | 149.011 | 181.6283
7530 | 153.2348 | 222.952 | 153.2348 | 222.952
7531 | 164.4485 | 253.5122 | 164.4485 | 253.5122
7532 | 179.3394 | 237.835 | 179.3394 | 237.835
7533 | 190.913 | 229.4395 | 190.913 | 229.4395
7534 | 200.3834 | 226.5022 | 200.3834 | 226.5022
7535 | 214.9974 | 223.3586 | 214.9974 | 223.3586
7536 | 212.062 | 223.8475 | 212.062 | 223.8475
7537 | 200.7756 | 217.4897 | 200.7756 | 217.4897
7538 | 201.8843 | 210.3548 | 201.8843 | 210.3548
7539 | 202.2868 | 157.5602 | 202.2868 | 157.5602
7540 | 201.0518 | 162.3832 | 201.0518 | 162.3832
7541 | 203.992 | 178.952 | 203.992 | 178.952
7542 | 201.5558 | 161.3547 | 201.5558 | 161.3547
7543 | 192.3186 | 147.2338 | 192.3186 | 147.2338
7544 | 189.4363 | 153.1902 | 189.4363 | 153.1902
7545 | 191.9951 | 129.7172 | 191.9951 | 129.7172
7546 | 194.2971 | 98.4834 | 194.2971 | 98.4834
7547 | 184.5274 | 85.5188 | 184.5274 | 85.5188
7548 | 172.0175 | 70.487 | 172.0175 | 70.487
7549 | 163.5178 | 70.4558 | 163.5178 | 70.4558
7550 | 158.6391 | 74.7039 | 158.6391 | 74.7039
7551 | 156.6829 | 83.3872 | 156.6829 | 83.3872
7552 | 150.053 | 107.7979 | 150.053 | 107.7979
7553 | 148.8432 | 166.0284 | 148.8432 | 166.0284
7554 | 152.9377 | 208.3741 | 152.9377 | 208.3741
7555 | 166.738 | 239.8023 | 166.738 | 239.8023
7556 | 186.3095 | 223.8296 | 186.3095 | 223.8296
7557 | 200.5073 | 214.3814 | 200.5073 | 214.3814
7558 | 211.1411 | 211.7211 | 211.1411 | 211.7211
7559 | 226.2757 | 209.1685 | 226.2757 | 209.1685
7560 | 222.4056 | 206.6655 | 222.4056 | 206.6655
7561 | 209.0954 | 199.6183 | 209.0954 | 199.6183
7562 | 206.9603 | 196.7065 | 206.9603 | 196.7065
7563 | 208.8527 | 142.6376 | 208.8527 | 142.6376
7564 | 209.3504 | 144.4133 | 209.3504 | 144.4133
7565 | 212.8347 | 157.984 | 212.8347 | 157.984
7566 | 208.6764 | 139.4201 | 208.6764 | 139.4201
7567 | 197.5748 | 125.7117 | 197.5748 | 125.7117
7568 | 193.3962 | 131.5511 | 193.3962 | 131.5511
7569 | 197.0596 | 106.6438 | 197.0596 | 106.6438
7570 | 196.8729 | 75.0651 | 196.8729 | 75.0651
7571 | 186.1776 | 62.7039 | 186.1776 | 62.7039
7572 | 172.7265 | 47.075 | 172.7265 | 47.075
7573 | 164.2893 | 45.7817 | 164.2893 | 45.7817
7574 | 160.6976 | 49.685 | 160.6976 | 49.685
7575 | 156.7762 | 60.2275 | 156.7762 | 60.2275
7576 | 151.5965 | 86.3066 | 151.5965 | 86.3066
7577 | 148.6958 | 140.2339 | 148.6958 | 140.2339
7578 | 154.647 | 183.7985 | 154.647 | 183.7985
7579 | 167.1804 | 218.6619 | 167.1804 | 218.6619
7580 | 186.4249 | 206.1859 | 186.4249 | 206.1859
7581 | 199.8692 | 200.4253 | 199.8692 | 200.4253
7582 | 209.6701 | 200.9231 | 209.6701 | 200.9231
7583 | 223.5082 | 200.3159 | 223.5082 | 200.3159
7584 | 221.9436 | 199.3335 | 221.9436 | 199.3335
7585 | 206.8296 | 194.09 | 206.8296 | 194.09
7586 | 206.2052 | 188.7649 | 206.2052 | 188.7649
7587 | 207.2994 | 130.0112 | 207.2994 | 130.0112
7588 | 208.1201 | 132.8088 | 208.1201 | 132.8088
7589 | 212.2493 | 148.3433 | 212.2493 | 148.3433
7590 | 210.316 | 130.8384 | 210.316 | 130.8384
7591 | 199.4674 | 117.4685 | 199.4674 | 117.4685
7592 | 194.4084 | 125.1856 | 194.4084 | 125.1856
7593 | 197.8862 | 102.9439 | 197.8862 | 102.9439
7594 | 198.1584 | 72.9597 | 198.1584 | 72.9597
7595 | 186.8923 | 63.2211 | 186.8923 | 63.2211
7596 | 176.1076 | 49.0388 | 176.1076 | 49.0388
7597 | 165.7511 | 48.6505 | 165.7511 | 48.6505
7598 | 162.4811 | 52.5292 | 162.4811 | 52.5292
7599 | 159.0443 | 62.7823 | 159.0443 | 62.7823
7600 | 153.6344 | 87.7163 | 153.6344 | 87.7163
7601 | 150.7609 | 142.0869 | 150.7609 | 142.0869
7602 | 155.8888 | 185.7131 | 155.8888 | 185.7131
7603 | 168.2352 | 220.7612 | 168.2352 | 220.7612
7604 | 185.9445 | 208.5253 | 185.9445 | 208.5253
7605 | 201.4352 | 203.6142 | 201.4352 | 203.6142
7606 | 211.0361 | 203.1517 | 211.0361 | 203.1517
7607 | 225.2839 | 201.2886 | 225.2839 | 201.2886
7608 | 221.9155 | 199.8445 | 221.9155 | 199.8445
7609 | 208.6895 | 193.6529 | 208.6895 | 193.6529
7610 | 204.8135 | 186.9612 | 204.8135 | 186.9612
7611 | 206.6086 | 130.5591 | 206.6086 | 130.5591
7612 | 206.6915 | 131.516 | 206.6915 | 131.516
7613 | 207.8021 | 144.1694 | 207.8021 | 144.1694
7614 | 205.3128 | 125.6364 | 205.3128 | 125.6364
7615 | 196.029 | 112.9621 | 196.029 | 112.9621
7616 | 190.1222 | 119.5526 | 190.1222 | 119.5526
7617 | 191.9918 | 95.5441 | 191.9918 | 95.5441
7618 | 194.4231 | 64.852 | 194.4231 | 64.852
7619 | 185.3068 | 54.0668 | 185.3068 | 54.0668
7620 | 174.7885 | 39.6506 | 174.7885 | 39.6506
7621 | 166.061 | 40.8814 | 166.061 | 40.8814
7622 | 159.9191 | 45.8805 | 159.9191 | 45.8805
7623 | 158.3757 | 57.7589 | 158.3757 | 57.7589
7624 | 151.7692 | 84.4536 | 151.7692 | 84.4536
7625 | 149.846 | 145.7868 | 149.846 | 145.7868
7626 | 154.2028 | 191.9986 | 154.2028 | 191.9986
7627 | 164.1927 | 227.1513 | 164.1927 | 227.1513
7628 | 179.2999 | 214.7985 | 179.2999 | 214.7985
7629 | 191.7454 | 205.7874 | 191.7454 | 205.7874
7630 | 201.4426 | 200.8554 | 201.4426 | 200.8554
7631 | 214.1354 | 196.8869 | 214.1354 | 196.8869
7632 | 214.0747 | 195.7321 | 214.0747 | 195.7321
7633 | 203.4773 | 190.2793 | 203.4773 | 190.2793
7634 | 199.6034 | 183.4891 | 199.6034 | 183.4891
7635 | 199.2332 | 129.3155 | 199.2332 | 129.3155
7636 | 199.8512 | 135.2467 | 199.8512 | 135.2467
7637 | 200.7182 | 152.8066 | 200.7182 | 152.8066
7638 | 197.5383 | 136.7483 | 197.5383 | 136.7483
7639 | 190.0727 | 124.0556 | 190.0727 | 124.0556
7640 | 185.4746 | 128.6638 | 185.4746 | 128.6638
7641 | 189.1753 | 103.855 | 189.1753 | 103.855
7642 | 190.9969 | 72.7812 | 190.9969 | 72.7812
7643 | 181.9103 | 61.0233 | 181.9103 | 61.0233
7644 | 171.7396 | 46.5209 | 171.7396 | 46.5209
7645 | 162.1874 | 48.6567 | 162.1874 | 48.6567
7646 | 156.9876 | 55.5642 | 156.9876 | 55.5642
7647 | 154.0489 | 68.366 | 154.0489 | 68.366
7648 | 148.008 | 94.088 | 148.008 | 94.088
7649 | 145.5739 | 152.0046 | 145.5739 | 152.0046
7650 | 148.267 | 195.1075 | 148.267 | 195.1075
7651 | 156.5935 | 225.1506 | 156.5935 | 225.1506
7652 | 168.3891 | 207.5834 | 168.3891 | 207.5834
7653 | 179.7449 | 198.6708 | 179.7449 | 198.6708
7654 | 189.6035 | 200.0428 | 189.6035 | 200.0428
7655 | 202.9664 | 202.7599 | 202.9664 | 202.7599
7656 | 203.5924 | 203.8091 | 203.5924 | 203.8091
7657 | 194.8984 | 194.0469 | 194.8984 | 194.0469
7658 | 193.9441 | 185.1882 | 193.9441 | 185.1882
7659 | 193.0069 | 134.5052 | 193.0069 | 134.5052
7660 | 194.852 | 140.1224 | 194.852 | 140.1224
7661 | 194.9447 | 154.8997 | 194.9447 | 154.8997
7662 | 191.3049 | 136.4528 | 191.3049 | 136.4528
7663 | 186.7026 | 122.7628 | 186.7026 | 122.7628
7664 | 183.6156 | 128.7623 | 183.6156 | 128.7623
7665 | 184.9346 | 107.1486 | 184.9346 | 107.1486
7666 | 187.6025 | 79.0605 | 187.6025 | 79.0605
7667 | 180.5668 | 67.5981 | 180.5668 | 67.5981
7668 | 171.529 | 52.3324 | 171.529 | 52.3324
7669 | 163.4405 | 51.5255 | 163.4405 | 51.5255
7670 | 157.6459 | 55.8966 | 157.6459 | 55.8966
7671 | 154.8806 | 64.0936 | 154.8806 | 64.0936
7672 | 148.7153 | 86.2512 | 148.7153 | 86.2512
7673 | 145.3915 | 141.0527 | 145.3915 | 141.0527
7674 | 147.8858 | 182.9674 | 147.8858 | 182.9674
7675 | 153.4423 | 215.6946 | 153.4423 | 215.6946
7676 | 163.7753 | 205.0655 | 163.7753 | 205.0655
7677 | 174.7263 | 200.5177 | 174.7263 | 200.5177
7678 | 186.4971 | 200.1475 | 186.4971 | 200.1475
7679 | 199.7367 | 198.7338 | 199.7367 | 198.7338
7680 | 200.8942 | 194.9195 | 200.8942 | 194.9195
7681 | 194.815 | 187.3612 | 194.815 | 187.3612
7682 | 192.7892 | 188.3771 | 192.7892 | 188.3771
7683 | 190.8094 | 142.1081 | 190.8094 | 142.1081
7684 | 191.8029 | 149.0673 | 191.8029 | 149.0673
7685 | 195.4234 | 159.6584 | 195.4234 | 159.6584
7686 | 191.2253 | 140.4544 | 191.2253 | 140.4544
7687 | 185.4938 | 125.2192 | 185.4938 | 125.2192
7688 | 182.4482 | 130.7877 | 182.4482 | 130.7877
7689 | 185.8261 | 106.5083 | 185.8261 | 106.5083
7690 | 188.3348 | 76.6965 | 188.3348 | 76.6965
7691 | 180.7189 | 65.191 | 180.7189 | 65.191
7692 | 169.5282 | 50.27 | 169.5282 | 50.27
7693 | 161.2138 | 50.8175 | 161.2138 | 50.8175
7694 | 156.5752 | 55.3057 | 156.5752 | 55.3057
7695 | 152.607 | 65.1709 | 152.607 | 65.1709
7696 | 146.7683 | 89.2308 | 146.7683 | 89.2308
7697 | 145.4107 | 145.5652 | 145.4107 | 145.5652
7698 | 148.2446 | 188.705 | 148.2446 | 188.705
7699 | 156.2413 | 223.0082 | 156.2413 | 223.0082
7700 | 170.2426 | 211.1971 | 170.2426 | 211.1971
7701 | 179.6867 | 205.104 | 179.6867 | 205.104
7702 | 191.1321 | 202.6407 | 191.1321 | 202.6407
7703 | 205.7041 | 198.3398 | 205.7041 | 198.3398
7704 | 205.6191 | 194.2731 | 205.6191 | 194.2731
7705 | 196.0742 | 186.5917 | 196.0742 | 186.5917
7706 | 192.7877 | 184.4987 | 192.7877 | 184.4987
7707 | 196.4288 | 132.0674 | 196.4288 | 132.0674
7708 | 196.9374 | 137.3213 | 196.9374 | 137.3213
7709 | 199.148 | 153.176 | 199.148 | 153.176
7710 | 195.1625 | 135.0184 | 195.1625 | 135.0184
7711 | 188.4081 | 121.0206 | 188.4081 | 121.0206
7712 | 185.3047 | 126.6631 | 185.3047 | 126.6631
7713 | 186.4751 | 102.8208 | 186.4751 | 102.8208
7714 | 190.4121 | 70.9713 | 190.4121 | 70.9713
7715 | 181.7206 | 58.9486 | 181.7206 | 58.9486
7716 | 170.4337 | 44.3047 | 170.4337 | 44.3047
7717 | 161.1631 | 45.1969 | 161.1631 | 45.1969
7718 | 156.7976 | 53.1079 | 156.7976 | 53.1079
7719 | 152.032 | 67.812 | 152.032 | 67.812
7720 | 146.4911 | 93.2323 | 146.4911 | 93.2323
7721 | 145.1308 | 148.157 | 145.1308 | 148.157
7722 | 148.084 | 199.1583 | 148.084 | 199.1583
7723 | 159.8017 | 233.6092 | 159.8017 | 233.6092
7724 | 177.8875 | 219.8897 | 177.8875 | 219.8897
7725 | 189.543 | 213.3534 | 189.543 | 213.3534
7726 | 200.8865 | 213.6111 | 200.8865 | 213.6111
7727 | 217.2277 | 212.9423 | 217.2277 | 212.9423
7728 | 215.47 | 210.5255 | 215.47 | 210.5255
7729 | 203.4149 | 196.4971 | 203.4149 | 196.4971
7730 | 200.9275 | 182.8858 | 200.9275 | 182.8858
7731 | 202.2803 | 127.0932 | 202.2803 | 127.0932
7732 | 204.0665 | 127.773 | 204.0665 | 127.773
7733 | 205.7353 | 138.6781 | 205.7353 | 138.6781
7734 | 203.5826 | 117.9226 | 203.5826 | 117.9226
7735 | 193.3778 | 102.8598 | 193.3778 | 102.8598
7736 | 190.3333 | 107.9666 | 190.3333 | 107.9666
7737 | 191.3435 | 82.2467 | 191.3435 | 82.2467
7738 | 192.1714 | 50.0894 | 192.1714 | 50.0894
7739 | 181.7024 | 37.4696 | 181.7024 | 37.4696
7740 | 170.1155 | 21.816 | 170.1155 | 21.816
7741 | 160.5196 | 21.0768 | 160.5196 | 21.0768
7742 | 156.3505 | 24.777 | 156.3505 | 24.777
7743 | 152.5737 | 36.9139 | 152.5737 | 36.9139
7744 | 147.3652 | 65.868 | 147.3652 | 65.868
7745 | 145.1075 | 120.9219 | 145.1075 | 120.9219
7746 | 149.9055 | 165.9886 | 149.9055 | 165.9886
7747 | 162.1065 | 203.8993 | 162.1065 | 203.8993
7748 | 183.7461 | 195.0555 | 183.7461 | 195.0555
7749 | 197.7049 | 190.9263 | 197.7049 | 190.9263
7750 | 208.4425 | 190.8023 | 208.4425 | 190.8023
7751 | 225.2778 | 190.2567 | 225.2778 | 190.2567
7752 | 222.7102 | 189.0342 | 222.7102 | 189.0342
7753 | 209.0295 | 178.8103 | 209.0295 | 178.8103
7754 | 204.3382 | 168.4371 | 204.3382 | 168.4371
7755 | 205.0184 | 114.7376 | 205.0184 | 114.7376
7756 | 206.7231 | 114.1801 | 206.7231 | 114.1801
7757 | 207.4201 | 127.2275 | 207.4201 | 127.2275
7758 | 203.9632 | 104.97 | 203.9632 | 104.97
7759 | 193.503 | 88.5466 | 193.503 | 88.5466
7760 | 186.8949 | 97.1317 | 186.8949 | 97.1317
7761 | 189.624 | 76.4537 | 189.624 | 76.4537
7762 | 191.4567 | 49.1537 | 191.4567 | 49.1537
7763 | 181.3503 | 41.2064 | 181.3503 | 41.2064
7764 | 169.2167 | 26.9072 | 169.2167 | 26.9072
7765 | 160.167 | 26.1188 | 160.167 | 26.1188
7766 | 155.732 | 31.6227 | 155.732 | 31.6227
7767 | 151.9959 | 42.9039 | 151.9959 | 42.9039
7768 | 146.7978 | 63.9164 | 146.7978 | 63.9164
7769 | 144.8761 | 117.0866 | 144.8761 | 117.0866
7770 | 148.7937 | 159.303 | 148.7937 | 159.303
7771 | 160.9019 | 191.3961 | 160.9019 | 191.3961
7772 | 180.8802 | 178.483 | 180.8802 | 178.483
7773 | 197.3059 | 173.7566 | 197.3059 | 173.7566
7774 | 208.2464 | 174.1313 | 208.2464 | 174.1313
7775 | 223.1042 | 173.1055 | 223.1042 | 173.1055
7776 | 221.6169 | 172.9295 | 221.6169 | 172.9295
7777 | 208.1733 | 166.4055 | 208.1733 | 166.4055
7778 | 206.4289 | 157.2452 | 206.4289 | 157.2452
7779 | 205.5212 | 104.346 | 205.5212 | 104.346
7780 | 203.6488 | 106.8173 | 203.6488 | 106.8173
7781 | 206.0194 | 120.191 | 206.0194 | 120.191
7782 | 204.2273 | 100.9438 | 204.2273 | 100.9438
7783 | 192.7883 | 87.6109 | 192.7883 | 87.6109
7784 | 185.9461 | 94.4045 | 185.9461 | 94.4045
7785 | 185.8518 | 73.3141 | 185.8518 | 73.3141
7786 | 187.5347 | 44.4565 | 187.5347 | 44.4565
7787 | 180.3887 | 33.3019 | 180.3887 | 33.3019
7788 | 169.2875 | 17.1989 | 169.2875 | 17.1989
7789 | 159.8588 | 16.195 | 159.8588 | 16.195
7790 | 155.2492 | 21.3849 | 155.2492 | 21.3849
7791 | 151.2231 | 30.9116 | 151.2231 | 30.9116
7792 | 145.0204 | 58.068 | 145.0204 | 58.068
7793 | 143.2258 | 122.3132 | 143.2258 | 122.3132
7794 | 146.8415 | 173.8316 | 146.8415 | 173.8316
7795 | 156.4804 | 210.2341 | 156.4804 | 210.2341
7796 | 173.7645 | 198.977 | 173.7645 | 198.977
7797 | 186.7172 | 193.6596 | 186.7172 | 193.6596
7798 | 198.3226 | 193.271 | 198.3226 | 193.271
7799 | 212.7959 | 192.5775 | 212.7959 | 192.5775
7800 | 211.989 | 190.0746 | 211.989 | 190.0746
7801 | 203.1493 | 180.2878 | 203.1493 | 180.2878
7802 | 200.7401 | 175.1166 | 200.7401 | 175.1166
7803 | 200.4531 | 120.2536 | 200.4531 | 120.2536
7804 | 201.0177 | 123.833 | 201.0177 | 123.833
7805 | 202.0982 | 140.4449 | 202.0982 | 140.4449
7806 | 198.5389 | 124.1281 | 198.5389 | 124.1281
7807 | 190.2772 | 111.3123 | 190.2772 | 111.3123
7808 | 184.8024 | 117.595 | 184.8024 | 117.595
7809 | 185.0039 | 93.291 | 185.0039 | 93.291
7810 | 187.2168 | 63.4299 | 187.2168 | 63.4299
7811 | 180.1897 | 53.1433 | 180.1897 | 53.1433
7812 | 170.2815 | 40.4632 | 170.2815 | 40.4632
7813 | 161.7864 | 43.3377 | 161.7864 | 43.3377
7814 | 156.3173 | 50.0236 | 156.3173 | 50.0236
7815 | 151.8135 | 61.6065 | 151.8135 | 61.6065
7816 | 145.9933 | 84.7429 | 145.9933 | 84.7429
7817 | 143.9414 | 137.322 | 143.9414 | 137.322
7818 | 146.1583 | 179.2306 | 146.1583 | 179.2306
7819 | 153.6716 | 213.6323 | 153.6716 | 213.6323
7820 | 166.6074 | 200.7562 | 166.6074 | 200.7562
7821 | 179.6948 | 194.0844 | 179.6948 | 194.0844
7822 | 191.0769 | 192.957 | 191.0769 | 192.957
7823 | 205.1015 | 191.3525 | 205.1015 | 191.3525
7824 | 206.4268 | 186.7256 | 206.4268 | 186.7256
7825 | 197.2724 | 181.0881 | 197.2724 | 181.0881
7826 | 196.4736 | 181.6176 | 196.4736 | 181.6176
7827 | 196.0716 | 133.9819 | 196.0716 | 133.9819
7828 | 197.576 | 142.5356 | 197.576 | 142.5356
7829 | 197.8992 | 161.0313 | 197.8992 | 161.0313
7830 | 194.2177 | 144.0127 | 194.2177 | 144.0127
7831 | 185.924 | 129.8178 | 185.924 | 129.8178
7832 | 182.8007 | 135.331 | 182.8007 | 135.331
7833 | 183.8951 | 111.815 | 183.8951 | 111.815
7834 | 186.2843 | 79.8485 | 186.2843 | 79.8485
7835 | 179.2171 | 67.7582 | 179.2171 | 67.7582
7836 | 168.8536 | 51.8152 | 168.8536 | 51.8152
7837 | 160.153 | 50.8606 | 160.153 | 50.8606
7838 | 154.9702 | 53.1571 | 154.9702 | 53.1571
7839 | 150.5288 | 59.9012 | 150.5288 | 59.9012
7840 | 145.8223 | 79.8795 | 145.8223 | 79.8795
7841 | 143.6564 | 129.1958 | 143.6564 | 129.1958
7842 | 146.2455 | 170.8397 | 146.2455 | 170.8397
7843 | 154.2407 | 204.7181 | 154.2407 | 204.7181
7844 | 167.9607 | 191.017 | 167.9607 | 191.017
7845 | 179.3864 | 183.9328 | 179.3864 | 183.9328
7846 | 189.8845 | 183.7165 | 189.8845 | 183.7165
7847 | 204.6445 | 183.6141 | 204.6445 | 183.6141
7848 | 204.7124 | 182.0038 | 204.7124 | 182.0038
7849 | 196.5653 | 171.4598 | 196.5653 | 171.4598
7850 | 193.7897 | 161.4252 | 193.7897 | 161.4252
7851 | 194.2623 | 105.1155 | 194.2623 | 105.1155
7852 | 197.0564 | 108.9596 | 197.0564 | 108.9596
7853 | 198.7734 | 125.2206 | 198.7734 | 125.2206
7854 | 194.8413 | 107.7772 | 194.8413 | 107.7772
7855 | 189.6924 | 94.1611 | 189.6924 | 94.1611
7856 | 184.3443 | 99.9513 | 184.3443 | 99.9513
7857 | 184.724 | 75.0193 | 184.724 | 75.0193
7858 | 187.8449 | 44.4565 | 187.8449 | 44.4565
7859 | 179.6866 | 33.3019 | 179.6866 | 33.3019
7860 | 169.089 | 17.1989 | 169.089 | 17.1989
7861 | 159.839 | 17.1676 | 159.839 | 17.1676
7862 | 155.0972 | 25.7251 | 155.0972 | 25.7251
7863 | 150.7647 | 42.6577 | 150.7647 | 42.6577
7864 | 145.8468 | 71.3347 | 145.8468 | 71.3347
7865 | 145.7445 | 128.8388 | 145.7445 | 128.8388
7866 | 148.581 | 174.6812 | 148.581 | 174.6812
7867 | 158.6694 | 207.6361 | 158.6694 | 207.6361
7868 | 176.0647 | 193.9843 | 176.0647 | 193.9843
7869 | 187.667 | 186.383 | 187.667 | 186.383
7870 | 199.0216 | 184.8739 | 199.0216 | 184.8739
7871 | 214.9982 | 185.8242 | 214.9982 | 185.8242
7872 | 212.6307 | 182.6994 | 212.6307 | 182.6994
7873 | 201.0112 | 170.4748 | 201.0112 | 170.4748
7874 | 197.3596 | 165.7223 | 197.3596 | 165.7223
7875 | 199.4045 | 115.0578 | 199.4045 | 115.0578
7876 | 200.4848 | 113.583 | 200.4848 | 113.583
7877 | 204.3485 | 121.9824 | 204.3485 | 121.9824
7878 | 199.4444 | 102.9323 | 199.4444 | 102.9323
7879 | 190.8369 | 87.34 | 190.8369 | 87.34
7880 | 185.0656 | 93.9551 | 185.0656 | 93.9551
7881 | 186.9705 | 73.3141 | 186.9705 | 73.3141
7882 | 190.0206 | 44.4565 | 190.0206 | 44.4565
7883 | 182.2671 | 33.3019 | 182.2671 | 33.3019
7884 | 169.1286 | 17.1989 | 169.1286 | 17.1989
7885 | 159.9672 | 15.2038 | 159.9672 | 15.2038
7886 | 154.8603 | 22.1298 | 154.8603 | 22.1298
7887 | 150.3799 | 35.4303 | 150.3799 | 35.4303
7888 | 144.9507 | 60.7645 | 144.9507 | 60.7645
7889 | 144.8087 | 115.6583 | 144.8087 | 115.6583
7890 | 148.2449 | 162.2149 | 148.2449 | 162.2149
7891 | 160.969 | 199.0975 | 160.969 | 199.0975
7892 | 180.7939 | 187.588 | 180.7939 | 187.588
7893 | 194.5031 | 181.2918 | 194.5031 | 181.2918
7894 | 205.6213 | 179.3703 | 205.6213 | 179.3703
7895 | 222.0388 | 176.7684 | 222.0388 | 176.7684
7896 | 218.312 | 172.8372 | 218.312 | 172.8372
7897 | 204.6417 | 161.2774 | 204.6417 | 161.2774
7898 | 201.7705 | 150.2148 | 201.7705 | 150.2148
7899 | 203.6735 | 93.1724 | 203.6735 | 93.1724
7900 | 204.2333 | 97.9954 | 204.2333 | 97.9954
7901 | 207.1689 | 113.7947 | 207.1689 | 113.7947
7902 | 202.2228 | 95.4648 | 202.2228 | 95.4648
7903 | 191.676 | 82.9322 | 191.676 | 82.9322
7904 | 185.9083 | 93.9551 | 185.9083 | 93.9551
7905 | 187.0479 | 73.3141 | 187.0479 | 73.3141
7906 | 188.8913 | 44.4565 | 188.8913 | 44.4565
7907 | 181.1434 | 33.3019 | 181.1434 | 33.3019
7908 | 168.2265 | 20.2647 | 168.2265 | 20.2647
7909 | 158.797 | 22.0865 | 158.797 | 22.0865
7910 | 154.3492 | 29.505 | 154.3492 | 29.505
7911 | 149.3982 | 42.1898 | 149.3982 | 42.1898
7912 | 144.8638 | 67.4994 | 144.8638 | 67.4994
7913 | 143.4681 | 123.132 | 143.4681 | 123.132
7914 | 147.5928 | 168.7651 | 147.5928 | 168.7651
7915 | 160.3311 | 203.376 | 160.3311 | 203.376
7916 | 181.2265 | 192.199 | 181.2265 | 192.199
7917 | 195.9748 | 187.1033 | 195.9748 | 187.1033
7918 | 207.4097 | 184.4184 | 207.4097 | 184.4184
7919 | 224.1376 | 180.733 | 224.1376 | 180.733
7920 | 219.3809 | 177.8668 | 219.3809 | 177.8668
7921 | 205.8835 | 171.8168 | 205.8835 | 171.8168
7922 | 205.8606 | 173.9777 | 205.8606 | 173.9777
7923 | 206.4941 | 131.698 | 206.4941 | 131.698
7924 | 206.878 | 147.5652 | 206.878 | 147.5652
7925 | 209.5613 | 171.386 | 209.5613 | 171.386
7926 | 205.6856 | 157.8703 | 205.6856 | 157.8703
7927 | 195.3614 | 145.3315 | 195.3614 | 145.3315
7928 | 189.3132 | 149.4164 | 189.3132 | 149.4164
7929 | 189.8227 | 119.3132 | 189.8227 | 119.3132
7930 | 192.5105 | 80.7535 | 192.5105 | 80.7535
7931 | 182.4243 | 63.8675 | 182.4243 | 63.8675
7932 | 170.8283 | 47.0626 | 170.8283 | 47.0626
7933 | 161.3725 | 47.0622 | 161.3725 | 47.0622
7934 | 155.5559 | 51.4088 | 155.5559 | 51.4088
7935 | 151.5193 | 61.2925 | 151.5193 | 61.2925
7936 | 145.8279 | 85.4447 | 145.8279 | 85.4447
7937 | 145.3693 | 139.5075 | 145.3693 | 139.5075
7938 | 149.4812 | 184.4388 | 149.4812 | 184.4388
7939 | 161.2793 | 219.3206 | 161.2793 | 219.3206
7940 | 181.9827 | 205.3241 | 181.9827 | 205.3241
7941 | 196.3497 | 197.1625 | 196.3497 | 197.1625
7942 | 205.1274 | 195.321 | 205.1274 | 195.321
7943 | 222.0272 | 193.4579 | 222.0272 | 193.4579
7944 | 219.5835 | 191.1396 | 219.5835 | 191.1396
7945 | 205.5962 | 179.2905 | 205.5962 | 179.2905
7946 | 202.9102 | 172.0447 | 202.9102 | 172.0447
7947 | 203.9336 | 117.0708 | 203.9336 | 117.0708
7948 | 203.1611 | 119.7761 | 203.1611 | 119.7761
7949 | 205.3941 | 136.1356 | 205.3941 | 136.1356
7950 | 201.2482 | 119.0431 | 201.2482 | 119.0431
7951 | 191.6316 | 106.7259 | 191.6316 | 106.7259
7952 | 185.4358 | 113.378 | 185.4358 | 113.378
7953 | 186.9798 | 90.3914 | 186.9798 | 90.3914
7954 | 189.0107 | 61.0659 | 189.0107 | 61.0659
7955 | 182.5243 | 50.3854 | 182.5243 | 50.3854
7956 | 170.6875 | 36.7202 | 170.6875 | 36.7202
7957 | 161.0241 | 37.7909 | 161.0241 | 37.7909
7958 | 155.0112 | 43.0425 | 155.0112 | 43.0425
7959 | 150.0526 | 51.3195 | 150.0526 | 51.3195
7960 | 144.0768 | 76.2843 | 144.0768 | 76.2843
7961 | 142.8577 | 132.7172 | 142.8577 | 132.7172
7962 | 145.9789 | 179.6739 | 145.9789 | 179.6739
7963 | 155.3882 | 216.1317 | 155.3882 | 216.1317
7964 | 172.8718 | 206.4568 | 172.8718 | 206.4568
7965 | 187.1999 | 201.8843 | 187.1999 | 201.8843
7966 | 198.7043 | 202.6469 | 198.7043 | 202.6469
7967 | 214.3496 | 202.6799 | 214.3496 | 202.6799
7968 | 210.3935 | 200.023 | 210.3935 | 200.023
7969 | 200.1764 | 185.4282 | 200.1764 | 185.4282
7970 | 198.3155 | 177.4252 | 198.3155 | 177.4252
7971 | 199.1193 | 121.3925 | 199.1193 | 121.3925
7972 | 199.3669 | 118.9019 | 199.3669 | 118.9019
7973 | 201.3859 | 132.448 | 201.3859 | 132.448
7974 | 198.1718 | 113.8657 | 198.1718 | 113.8657
7975 | 190.5968 | 99.6894 | 190.5968 | 99.6894
7976 | 184.7897 | 105.6027 | 184.7897 | 105.6027
7977 | 182.3306 | 81.2802 | 182.3306 | 81.2802
7978 | 184.9657 | 50.6496 | 184.9657 | 50.6496
7979 | 179.8732 | 40.3138 | 179.8732 | 40.3138
7980 | 169.0679 | 28.6679 | 169.0679 | 28.6679
7981 | 159.7959 | 33.34 | 159.7959 | 33.34
7982 | 154.2923 | 42.0021 | 154.2923 | 42.0021
7983 | 149.5841 | 53.1479 | 149.5841 | 53.1479
7984 | 143.2797 | 73.8833 | 143.2797 | 73.8833
7985 | 142.059 | 126.0869 | 142.059 | 126.0869
7986 | 144.5482 | 168.408 | 144.5482 | 168.408
7987 | 151.2542 | 198.7404 | 151.2542 | 198.7404
7988 | 164.4502 | 182.5461 | 164.4502 | 182.5461
7989 | 176.6051 | 176.0898 | 176.6051 | 176.0898
7990 | 188.2658 | 177.468 | 188.2658 | 177.468
7991 | 204.8734 | 175.5741 | 204.8734 | 175.5741
7992 | 205.2836 | 172.5109 | 205.2836 | 172.5109
7993 | 197.2587 | 166.9042 | 197.2587 | 166.9042
7994 | 195.1716 | 166.7257 | 195.1716 | 166.7257
7995 | 194.7797 | 116.5106 | 194.7797 | 116.5106
7996 | 196.3593 | 122.6141 | 196.3593 | 122.6141
7997 | 197.6605 | 136.9297 | 197.6605 | 136.9297
7998 | 192.238 | 114.98 | 192.238 | 114.98
7999 | 186.0438 | 100.4712 | 186.0438 | 100.4712
8000 | 181.8364 | 110.4168 | 181.8364 | 110.4168
8001 | 181.7409 | 92.2936 | 181.7409 | 92.2936
8002 | 183.7668 | 68.2564 | 183.7668 | 68.2564
8003 | 178.0145 | 63.7012 | 178.0145 | 63.7012
8004 | 168.6244 | 25.4856 | 168.6244 | 25.4856
8005 | 157.9838 | 21.175 | 157.9838 | 21.175
8006 | 152.6697 | 23.7054 | 152.6697 | 23.7054
8007 | 148.0918 | 30.3007 | 148.0918 | 30.3007
8008 | 142.0507 | 43.0491 | 142.0507 | 43.0491
8009 | 140.4762 | 84.947 | 140.4762 | 84.947
8010 | 142.587 | 126.9475 | 142.587 | 126.9475
8011 | 149.9727 | 153.2536 | 149.9727 | 153.2536
8012 | 163.1934 | 136.9866 | 163.1934 | 136.9866
8013 | 175.6173 | 127.3634 | 175.6173 | 127.3634
8014 | 186.6237 | 125.2921 | 186.6237 | 125.2921
8015 | 201.6415 | 122.717 | 201.6415 | 122.717
8016 | 201.5924 | 114.385 | 201.5924 | 114.385
8017 | 193.9326 | 109.0585 | 193.9326 | 109.0585
8018 | 192.721 | 108.3803 | 192.721 | 108.3803
8019 | 191.8344 | 65.8999 | 191.8344 | 65.8999
8020 | 193.7902 | 84.1581 | 193.7902 | 84.1581
8021 | 195.508 | 104.2633 | 195.508 | 104.2633
8022 | 191.0381 | 93.2023 | 191.0381 | 93.2023
8023 | 184.429 | 86.8725 | 184.429 | 86.8725
8024 | 179.239 | 98.7784 | 179.239 | 98.7784
8025 | 179.9178 | 78.7173 | 179.9178 | 78.7173
8026 | 181.9803 | 49.0472 | 181.9803 | 49.0472
8027 | 177.6736 | 40.6277 | 177.6736 | 40.6277
8028 | 167.0147 | 27.1166 | 167.0147 | 27.1166
8029 | 158.6901 | 23.1274 | 158.6901 | 23.1274
8030 | 153.3432 | 25.9248 | 153.3432 | 25.9248
8031 | 148.5506 | 32.4718 | 148.5506 | 32.4718
8032 | 142.3185 | 45.2794 | 142.3185 | 45.2794
8033 | 141.1488 | 86.5973 | 141.1488 | 86.5973
8034 | 144.3117 | 127.4115 | 144.3117 | 127.4115
8035 | 152.5333 | 152.9854 | 152.5333 | 152.9854
8036 | 169.5138 | 136.5674 | 169.5138 | 136.5674
8037 | 180.772 | 126.7291 | 180.772 | 126.7291
8038 | 192.5761 | 124.595 | 192.5761 | 124.595
8039 | 208.2725 | 121.9994 | 208.2725 | 121.9994
8040 | 208.8041 | 114.3983 | 208.8041 | 114.3983
8041 | 197.5714 | 110.0733 | 197.5714 | 110.0733
8042 | 193.7473 | 110.0476 | 193.7473 | 110.0476
8043 | 194.5489 | 68.7656 | 194.5489 | 68.7656
8044 | 194.1998 | 88.1112 | 194.1998 | 88.1112
8045 | 196.2927 | 108.7432 | 196.2927 | 108.7432
8046 | 192.5644 | 97.1916 | 192.5644 | 97.1916
8047 | 183.614 | 89.2973 | 183.614 | 89.2973
8048 | 179.8524 | 99.9116 | 179.8524 | 99.9116
8049 | 180.2333 | 78.9384 | 180.2333 | 78.9384
8050 | 183.0391 | 48.7548 | 183.0391 | 48.7548
8051 | 178.5517 | 39.823 | 178.5517 | 39.823
8052 | 166.8951 | 25.9097 | 166.8951 | 25.9097
8053 | 157.0188 | 21.697 | 157.0188 | 21.697
8054 | 151.0561 | 24.2116 | 151.0561 | 24.2116
8055 | 145.6611 | 30.569 | 145.6611 | 30.569
8056 | 140.3265 | 43.5227 | 140.3265 | 43.5227
8057 | 140.5899 | 86.1757 | 140.5899 | 86.1757
8058 | 143.6159 | 128.6535 | 143.6159 | 128.6535
8059 | 155.1569 | 154.916 | 155.1569 | 154.916
8060 | 175.5609 | 138.7699 | 175.5609 | 138.7699
8061 | 192.1272 | 129.2723 | 192.1272 | 129.2723
8062 | 201.7454 | 127.5924 | 201.7454 | 127.5924
8063 | 218.043 | 125.2892 | 218.043 | 125.2892
8064 | 216.8804 | 117.449 | 216.8804 | 117.449
8065 | 201.8254 | 111.18 | 201.8254 | 111.18
8066 | 198.7956 | 109.7854 | 198.7956 | 109.7854
8067 | 201.7606 | 67.2506 | 201.7606 | 67.2506
8068 | 201.23 | 85.7553 | 201.23 | 85.7553
8069 | 203.9382 | 106.1275 | 203.9382 | 106.1275
8070 | 200.752 | 95.1716 | 200.752 | 95.1716
8071 | 190.8536 | 88.1145 | 190.8536 | 88.1145
8072 | 186.4592 | 99.3788 | 186.4592 | 99.3788
8073 | 185.0466 | 79.1499 | 185.0466 | 79.1499
8074 | 185.8382 | 49.3927 | 185.8382 | 49.3927
8075 | 177.0797 | 40.5818 | 177.0797 | 40.5818
8076 | 164.8753 | 26.73 | 164.8753 | 26.73
8077 | 155.8778 | 22.5596 | 155.8778 | 22.5596
8078 | 151.018 | 25.0175 | 151.018 | 25.0175
8079 | 146.5083 | 31.1283 | 146.5083 | 31.1283
8080 | 141.4864 | 43.5589 | 141.4864 | 43.5589
8081 | 141.5672 | 85.3433 | 141.5672 | 85.3433
8082 | 144.4911 | 126.0752 | 144.4911 | 126.0752
8083 | 156.6142 | 151.4631 | 156.6142 | 151.4631
8084 | 178.3812 | 134.9581 | 178.3812 | 134.9581
8085 | 193.6028 | 125.0401 | 193.6028 | 125.0401
8086 | 204.3811 | 122.9096 | 204.3811 | 122.9096
8087 | 222.336 | 120.4131 | 222.336 | 120.4131
8088 | 218.7625 | 112.9473 | 218.7625 | 112.9473
8089 | 206.3244 | 108.4943 | 206.3244 | 108.4943
8090 | 203.9594 | 107.6264 | 203.9594 | 107.6264
8091 | 205.5956 | 64.891 | 205.5956 | 64.891
8092 | 206.7394 | 83.4187 | 206.7394 | 83.4187
8093 | 208.7085 | 104.2392 | 208.7085 | 104.2392
8094 | 204.946 | 93.2216 | 204.946 | 93.2216
8095 | 193.5914 | 86.5233 | 193.5914 | 86.5233
8096 | 187.0154 | 98.3277 | 187.0154 | 98.3277
8097 | 185.6306 | 78.7838 | 185.6306 | 78.7838
8098 | 186.8045 | 49.708 | 186.8045 | 49.708
8099 | 178.8623 | 41.5253 | 178.8623 | 41.5253
8100 | 167.331 | 28.0832 | 167.331 | 28.0832
8101 | 158.0249 | 24.0867 | 158.0249 | 24.0867
8102 | 152.3173 | 26.4721 | 152.3173 | 26.4721
8103 | 146.5655 | 32.2253 | 146.5655 | 32.2253
8104 | 141.7305 | 44.1002 | 141.7305 | 44.1002
8105 | 142.1052 | 85.504 | 142.1052 | 85.504
8106 | 146.5443 | 126.4051 | 146.5443 | 126.4051
8107 | 158.3449 | 151.7301 | 158.3449 | 151.7301
8108 | 179.1981 | 134.8349 | 179.1981 | 134.8349
8109 | 192.9562 | 124.6981 | 192.9562 | 124.6981
8110 | 204.1254 | 122.7308 | 204.1254 | 122.7308
8111 | 219.299 | 120.6535 | 219.299 | 120.6535
8112 | 217.1868 | 113.7979 | 217.1868 | 113.7979
8113 | 204.7652 | 109.6287 | 204.7652 | 109.6287
8114 | 200.8754 | 107.7629 | 200.8754 | 107.7629
8115 | 203.2059 | 64.5818 | 203.2059 | 64.5818
8116 | 203.8022 | 82.7409 | 203.8022 | 82.7409
8117 | 205.0529 | 103.2678 | 205.0529 | 103.2678
8118 | 201.9351 | 92.4182 | 201.9351 | 92.4182
8119 | 191.2917 | 85.8637 | 191.2917 | 85.8637
8120 | 184.4143 | 97.476 | 184.4143 | 97.476
8121 | 183.7842 | 77.5104 | 183.7842 | 77.5104
8122 | 187.1755 | 48.0238 | 187.1755 | 48.0238
8123 | 180.3193 | 39.7252 | 180.3193 | 39.7252
8124 | 169.1261 | 26.2637 | 169.1261 | 26.2637
8125 | 159.6587 | 22.2974 | 159.6587 | 22.2974
8126 | 152.7289 | 24.9861 | 152.7289 | 24.9861
8127 | 147.0719 | 31.2842 | 147.0719 | 31.2842
8128 | 141.2909 | 43.7619 | 141.2909 | 43.7619
8129 | 141.4585 | 85.3143 | 141.4585 | 85.3143
8130 | 144.7835 | 126.0052 | 144.7835 | 126.0052
8131 | 153.97 | 151.4546 | 153.97 | 151.4546
8132 | 169.5684 | 135.021 | 169.5684 | 135.021
8133 | 185.897 | 125.3058 | 185.897 | 125.3058
8134 | 196.6392 | 123.6393 | 196.6392 | 123.6393
8135 | 211.4639 | 121.7239 | 211.4639 | 121.7239
8136 | 209.5968 | 114.6073 | 209.5968 | 114.6073
8137 | 199.6743 | 109.8402 | 199.6743 | 109.8402
8138 | 197.3108 | 107.4766 | 197.3108 | 107.4766
8139 | 197.0608 | 64.2858 | 197.0608 | 64.2858
8140 | 196.6601 | 82.5391 | 196.6601 | 82.5391
8141 | 197.1946 | 102.8764 | 197.1946 | 102.8764
8142 | 193.2476 | 91.9107 | 193.2476 | 91.9107
8143 | 185.2397 | 85.3442 | 185.2397 | 85.3442
8144 | 180.5267 | 96.896 | 180.5267 | 96.896
8145 | 178.3513 | 76.5849 | 178.3513 | 76.5849
8146 | 181.278 | 46.8302 | 181.278 | 46.8302
8147 | 177.1995 | 38.1521 | 177.1995 | 38.1521
8148 | 168.29 | 24.3826 | 168.29 | 24.3826
8149 | 158.1185 | 20.246 | 158.1185 | 20.246
8150 | 151.4537 | 22.8283 | 151.4537 | 22.8283
8151 | 144.2448 | 28.9706 | 144.2448 | 28.9706
8152 | 139.88 | 41.1861 | 139.88 | 41.1861
8153 | 139.4589 | 82.8496 | 139.4589 | 82.8496
8154 | 141.3352 | 123.7326 | 141.3352 | 123.7326
8155 | 147.878 | 149.3778 | 147.878 | 149.3778
8156 | 160.7691 | 133.0939 | 160.7691 | 133.0939
8157 | 173.9646 | 123.8053 | 173.9646 | 123.8053
8158 | 186.6975 | 122.6039 | 186.6975 | 122.6039
8159 | 200.395 | 120.9592 | 200.395 | 120.9592
8160 | 202.0816 | 114.0021 | 202.0816 | 114.0021
8161 | 192.7789 | 109.009 | 192.7789 | 109.009
8162 | 191.4866 | 106.2322 | 191.4866 | 106.2322
8163 | 191.3168 | 62.9652 | 191.3168 | 62.9652
8164 | 191.3429 | 80.542 | 191.3429 | 80.542
8165 | 190.7461 | 100.2836 | 190.7461 | 100.2836
8166 | 186.6424 | 88.8879 | 186.6424 | 88.8879
8167 | 180.6277 | 82.0205 | 180.6277 | 82.0205
8168 | 175.4136 | 93.6557 | 175.4136 | 93.6557
8169 | 173.881 | 73.7723 | 173.881 | 73.7723
8170 | 177.0256 | 44.6422 | 177.0256 | 44.6422
8171 | 174.5611 | 36.5912 | 174.5611 | 36.5912
8172 | 165.766 | 23.2022 | 165.766 | 23.2022
8173 | 156.5433 | 19.3205 | 156.5433 | 19.3205
8174 | 150.6469 | 21.8678 | 150.6469 | 21.8678
8175 | 144.7319 | 27.7974 | 144.7319 | 27.7974
8176 | 140.0944 | 40.5047 | 140.0944 | 40.5047
8177 | 139.6101 | 81.8178 | 139.6101 | 81.8178
8178 | 141.7329 | 122.8035 | 141.7329 | 122.8035
8179 | 149.0483 | 148.5164 | 149.0483 | 148.5164
8180 | 162.0004 | 132.2108 | 162.0004 | 132.2108
8181 | 173.7302 | 122.6672 | 173.7302 | 122.6672
8182 | 182.9319 | 121.1819 | 182.9319 | 121.1819
8183 | 198.8424 | 119.3644 | 198.8424 | 119.3644
8184 | 200.4976 | 112.1064 | 200.4976 | 112.1064
8185 | 191.7003 | 107.1979 | 191.7003 | 107.1979
8186 | 186.2575 | 105.7779 | 186.2575 | 105.7779
8187 | 185.04 | 63.1042 | 185.04 | 63.1042
8188 | 184.1622 | 80.5191 | 184.1622 | 80.5191
8189 | 184.225 | 101.6066 | 184.225 | 101.6066
8190 | 179.8876 | 90.3172 | 179.8876 | 90.3172
8191 | 174.9518 | 83.4389 | 174.9518 | 83.4389
8192 | 172.7484 | 94.7141 | 172.7484 | 94.7141
8193 | 173.7347 | 74.38 | 173.7347 | 74.38
8194 | 175.4594 | 44.7304 | 175.4594 | 44.7304
8195 | 170.1767 | 36.1937 | 170.1767 | 36.1937
8196 | 160.8907 | 22.6754 | 160.8907 | 22.6754
8197 | 151.7644 | 18.9351 | 151.7644 | 18.9351
8198 | 146.1459 | 21.8557 | 146.1459 | 21.8557
8199 | 140.209 | 28.393 | 140.209 | 28.393
8200 | 135.468 | 41.4011 | 135.468 | 41.4011
8201 | 135.4609 | 83.4899 | 135.4609 | 83.4899
8202 | 138.9596 | 125.2887 | 138.9596 | 125.2887
8203 | 148.1765 | 151.1393 | 148.1765 | 151.1393
8204 | 164.5424 | 134.4918 | 164.5424 | 134.4918
8205 | 177.7471 | 124.5157 | 177.7471 | 124.5157
8206 | 187.6835 | 122.3574 | 187.6835 | 122.3574
8207 | 205.1443 | 119.687 | 205.1443 | 119.687
8208 | 204.0136 | 111.8926 | 204.0136 | 111.8926
8209 | 192.2388 | 107.1411 | 192.2388 | 107.1411
8210 | 188.0947 | 106.7493 | 188.0947 | 106.7493
8211 | 190.3193 | 64.7726 | 190.3193 | 64.7726
8212 | 191.0653 | 83.4513 | 191.0653 | 83.4513
8213 | 195.4473 | 103.7027 | 195.4473 | 103.7027
8214 | 191.2145 | 92.8628 | 191.2145 | 92.8628
8215 | 182.5438 | 86.2648 | 182.5438 | 86.2648
8216 | 177.7279 | 97.7031 | 177.7279 | 97.7031
8217 | 175.7981 | 77.1008 | 175.7981 | 77.1008
8218 | 178.4016 | 46.893 | 178.4016 | 46.893
8219 | 173.6224 | 37.9202 | 173.6224 | 37.9202
8220 | 162.5444 | 23.8558 | 162.5444 | 23.8558
8221 | 152.4427 | 19.3471 | 152.4427 | 19.3471
8222 | 145.5941 | 21.5863 | 145.5941 | 21.5863
8223 | 140.0792 | 27.2368 | 140.0792 | 27.2368
8224 | 134.7432 | 39.2724 | 134.7432 | 39.2724
8225 | 136.1315 | 81.1799 | 136.1315 | 81.1799
8226 | 140.1086 | 123.259 | 140.1086 | 123.259
8227 | 151.6851 | 150.4144 | 151.6851 | 150.4144
8228 | 171.5201 | 134.8784 | 171.5201 | 134.8784
8229 | 187.6981 | 125.5137 | 187.6981 | 125.5137
8230 | 196.8767 | 123.9764 | 196.8767 | 123.9764
8231 | 211.925 | 121.9052 | 211.925 | 121.9052
8232 | 211.5649 | 114.2002 | 211.5649 | 114.2002
8233 | 199.1774 | 108.0412 | 199.1774 | 108.0412
8234 | 196.3352 | 105.674 | 196.3352 | 105.674
8235 | 196.7646 | 62.2138 | 196.7646 | 62.2138
8236 | 196.1643 | 80.1615 | 196.1643 | 80.1615
8237 | 197.7925 | 100.3863 | 197.7925 | 100.3863
8238 | 193.6337 | 89.016 | 193.6337 | 89.016
8239 | 182.511 | 81.8804 | 182.511 | 81.8804
8240 | 175.4241 | 93.0819 | 175.4241 | 93.0819
8241 | 173.5612 | 72.6028 | 173.5612 | 72.6028
8242 | 176.502 | 42.813 | 176.502 | 42.813
8243 | 172.0078 | 34.1435 | 172.0078 | 34.1435
8244 | 163.0959 | 20.4234 | 163.0959 | 20.4234
8245 | 153.6137 | 16.2784 | 153.6137 | 16.2784
8246 | 147.1856 | 18.9175 | 147.1856 | 18.9175
8247 | 140.6499 | 25.1999 | 140.6499 | 25.1999
8248 | 135.3194 | 37.9639 | 135.3194 | 37.9639
8249 | 136.5343 | 80.5674 | 136.5343 | 80.5674
8250 | 141.4846 | 121.9228 | 141.4846 | 121.9228
8251 | 153.3403 | 147.551 | 153.3403 | 147.551
8252 | 174.2724 | 131.0473 | 174.2724 | 131.0473
8253 | 188.0613 | 121.331 | 188.0613 | 121.331
8254 | 198.9962 | 119.511 | 198.9962 | 119.511
8255 | 214.5247 | 117.1522 | 214.5247 | 117.1522
8256 | 214.6354 | 109.6889 | 214.6354 | 109.6889
8257 | 199.8924 | 105.0268 | 199.8924 | 105.0268
8258 | 198.1903 | 103.2517 | 198.1903 | 103.2517
8259 | 199.7268 | 58.8297 | 199.7268 | 58.8297
8260 | 198.5369 | 77.9554 | 198.5369 | 77.9554
8261 | 200.3998 | 98.6683 | 200.3998 | 98.6683
8262 | 197.016 | 87.867 | 197.016 | 87.867
8263 | 185.9862 | 81.53 | 185.9862 | 81.53
8264 | 180.3507 | 93.5688 | 180.3507 | 93.5688
8265 | 179.6797 | 73.6962 | 179.6797 | 73.6962
8266 | 181.6794 | 44.1783 | 181.6794 | 44.1783
8267 | 175.2442 | 35.5449 | 175.2442 | 35.5449
8268 | 164.0909 | 21.611 | 164.0909 | 21.611
8269 | 154.1286 | 17.0117 | 154.1286 | 17.0117
8270 | 147.4053 | 19.5227 | 147.4053 | 19.5227
8271 | 141.4783 | 26.2413 | 141.4783 | 26.2413
8272 | 137.0758 | 39.5406 | 137.0758 | 39.5406
8273 | 137.7056 | 81.8674 | 137.7056 | 81.8674
8274 | 141.1492 | 123.938 | 141.1492 | 123.938
8275 | 152.1716 | 150.0157 | 152.1716 | 150.0157
8276 | 172.5338 | 133.3875 | 172.5338 | 133.3875
8277 | 188.8764 | 123.519 | 188.8764 | 123.519
8278 | 197.9265 | 121.5782 | 197.9265 | 121.5782
8279 | 215.1049 | 119.1711 | 215.1049 | 119.1711
8280 | 216.7768 | 111.3115 | 216.7768 | 111.3115
8281 | 202.3416 | 105.8689 | 202.3416 | 105.8689
8282 | 199.4196 | 104.391 | 199.4196 | 104.391
8283 | 198.7193 | 62.0652 | 198.7193 | 62.0652
8284 | 200.2569 | 79.8631 | 200.2569 | 79.8631
8285 | 202.2339 | 100.1858 | 202.2339 | 100.1858
8286 | 196.5462 | 89.1114 | 196.5462 | 89.1114
8287 | 186.0641 | 82.3382 | 186.0641 | 82.3382
8288 | 179.2927 | 94.0146 | 179.2927 | 94.0146
8289 | 176.9438 | 74.2387 | 176.9438 | 74.2387
8290 | 180.5337 | 45.1351 | 180.5337 | 45.1351
8291 | 176.7896 | 37.1337 | 176.7896 | 37.1337
8292 | 165.9994 | 23.7712 | 165.9994 | 23.7712
8293 | 156.0423 | 19.6588 | 156.0423 | 19.6588
8294 | 148.6947 | 22.1529 | 148.6947 | 22.1529
8295 | 142.8618 | 28.2626 | 142.8618 | 28.2626
8296 | 138.2962 | 40.8973 | 138.2962 | 40.8973
8297 | 138.1293 | 82.9112 | 138.1293 | 82.9112
8298 | 141.8295 | 124.6194 | 141.8295 | 124.6194
8299 | 150.1868 | 150.772 | 150.1868 | 150.772
8300 | 166.9491 | 134.4253 | 166.9491 | 134.4253
8301 | 181.8679 | 124.7803 | 181.8679 | 124.7803
8302 | 193.2261 | 122.8504 | 193.2261 | 122.8504
8303 | 207.3371 | 120.3913 | 207.3371 | 120.3913
8304 | 206.5152 | 112.2381 | 206.5152 | 112.2381
8305 | 197.4064 | 106.2568 | 197.4064 | 106.2568
8306 | 195.665 | 104.5589 | 195.665 | 104.5589
8307 | 196.5553 | 61.2303 | 196.5553 | 61.2303
8308 | 194.6908 | 78.8385 | 194.6908 | 78.8385
8309 | 197.1846 | 98.9534 | 197.1846 | 98.9534
8310 | 193.6079 | 87.9081 | 193.6079 | 87.9081
8311 | 183.9767 | 81.2038 | 183.9767 | 81.2038
8312 | 178.6967 | 92.7291 | 178.6967 | 92.7291
8313 | 177.5261 | 72.5098 | 177.5261 | 72.5098
8314 | 179.7767 | 42.7864 | 179.7767 | 42.7864
8315 | 175.432 | 34.0154 | 175.432 | 34.0154
8316 | 166.4138 | 20.0754 | 166.4138 | 20.0754
8317 | 156.8068 | 15.6876 | 156.8068 | 15.6876
8318 | 149.8069 | 18.1527 | 149.8069 | 18.1527
8319 | 143.2 | 23.9965 | 143.2 | 23.9965
8320 | 138.993 | 36.8029 | 138.993 | 36.8029
8321 | 138.2934 | 78.9388 | 138.2934 | 78.9388
8322 | 141.1281 | 121.1326 | 141.1281 | 121.1326
8323 | 148.0798 | 148.1865 | 148.0798 | 148.1865
8324 | 159.6865 | 132.6228 | 159.6865 | 132.6228
8325 | 170.3367 | 123.3945 | 170.3367 | 123.3945
8326 | 182.2697 | 121.8887 | 182.2697 | 121.8887
8327 | 197.732 | 119.8887 | 197.732 | 119.8887
8328 | 199.1902 | 111.7802 | 199.1902 | 111.7802
8329 | 191.7687 | 105.6128 | 191.7687 | 105.6128
8330 | 190.0702 | 103.7071 | 190.0702 | 103.7071
8331 | 189.7156 | 60.4414 | 189.7156 | 60.4414
8332 | 192.2751 | 77.7186 | 192.2751 | 77.7186
8333 | 191.5276 | 97.5193 | 191.5276 | 97.5193
8334 | 186.5735 | 85.9351 | 186.5735 | 85.9351
8335 | 180.1535 | 78.8636 | 180.1535 | 78.8636
8336 | 175.2041 | 90.8431 | 175.2041 | 90.8431
8337 | 174.5425 | 70.9162 | 174.5425 | 70.9162
8338 | 175.708 | 41.3463 | 175.708 | 41.3463
8339 | 173.5556 | 32.6357 | 173.5556 | 32.6357
8340 | 165.3803 | 18.6232 | 165.3803 | 18.6232
8341 | 154.9245 | 14.0167 | 154.9245 | 14.0167
8342 | 149.2135 | 15.9393 | 149.2135 | 15.9393
8343 | 143.0401 | 22.3667 | 143.0401 | 22.3667
8344 | 137.7552 | 35.9922 | 137.7552 | 35.9922
8345 | 137.8006 | 79.0717 | 137.8006 | 79.0717
8346 | 139.5134 | 121.9953 | 139.5134 | 121.9953
8347 | 146.4269 | 148.4028 | 146.4269 | 148.4028
8348 | 160.3678 | 132.2059 | 160.3678 | 132.2059
8349 | 171.8688 | 122.4558 | 171.8688 | 122.4558
8350 | 183.2511 | 120.4365 | 183.2511 | 120.4365
8351 | 198.1033 | 117.9158 | 198.1033 | 117.9158
8352 | 199.6853 | 110.0393 | 199.6853 | 110.0393
8353 | 191.319 | 104.9229 | 191.319 | 104.9229
8354 | 189.56 | 104.6193 | 189.56 | 104.6193
8355 | 189.2113 | 63.753 | 189.2113 | 63.753
8356 | 191.1615 | 84.0675 | 191.1615 | 84.0675
8357 | 191.0754 | 105.4026 | 191.0754 | 105.4026
8358 | 187.56 | 94.3512 | 187.56 | 94.3512
8359 | 179.8106 | 87.1806 | 179.8106 | 87.1806
8360 | 175.9766 | 98.0486 | 175.9766 | 98.0486
8361 | 175.3938 | 77.1298 | 175.3938 | 77.1298
8362 | 175.8525 | 46.6296 | 175.8525 | 46.6296
8363 | 172.7611 | 37.2605 | 172.7611 | 37.2605
8364 | 166.0491 | 22.8651 | 166.0491 | 22.8651
8365 | 155.4718 | 17.9939 | 155.4718 | 17.9939
8366 | 149.4686 | 20.3044 | 149.4686 | 20.3044
8367 | 144.7056 | 26.4177 | 144.7056 | 26.4177
8368 | 137.8847 | 38.8121 | 137.8847 | 38.8121
8369 | 137.7621 | 80.7788 | 137.7621 | 80.7788
8370 | 141.8536 | 122.0871 | 141.8536 | 122.0871
8371 | 149.4333 | 147.5486 | 149.4333 | 147.5486
8372 | 166.2923 | 130.6607 | 166.2923 | 130.6607
8373 | 178.7599 | 120.7668 | 178.7599 | 120.7668
8374 | 189.4237 | 119.2452 | 189.4237 | 119.2452
8375 | 202.9813 | 117.0387 | 202.9813 | 117.0387
8376 | 205.9967 | 109.4763 | 205.9967 | 109.4763
8377 | 195.2088 | 105.1658 | 195.2088 | 105.1658
8378 | 193.3211 | 105.5194 | 193.3211 | 105.5194
8379 | 194.5581 | 64.7086 | 194.5581 | 64.7086
8380 | 195.1568 | 84.6788 | 195.1568 | 84.6788
8381 | 198.7477 | 105.9777 | 198.7477 | 105.9777
8382 | 193.6835 | 95.6415 | 193.6835 | 95.6415
8383 | 185.5254 | 88.8877 | 185.5254 | 88.8877
8384 | 180.9932 | 100.0977 | 180.9932 | 100.0977
8385 | 178.2523 | 79.5848 | 178.2523 | 79.5848
8386 | 178.9822 | 49.3069 | 178.9822 | 49.3069
8387 | 175.949 | 40.1299 | 175.949 | 40.1299
8388 | 166.3264 | 25.8855 | 166.3264 | 25.8855
8389 | 154.8821 | 21.2487 | 154.8821 | 21.2487
8390 | 148.6287 | 23.4541 | 148.6287 | 23.4541
8391 | 142.9445 | 29.5674 | 142.9445 | 29.5674
8392 | 137.9949 | 42.0656 | 137.9949 | 42.0656
8393 | 138.896 | 83.9539 | 138.896 | 83.9539
8394 | 143.1603 | 125.2392 | 143.1603 | 125.2392
8395 | 154.0008 | 151.0789 | 154.0008 | 151.0789
8396 | 174.0437 | 134.783 | 174.0437 | 134.783
8397 | 187.1721 | 125.0932 | 187.1721 | 125.0932
8398 | 197.007 | 123.0183 | 197.007 | 123.0183
8399 | 212.0597 | 120.2343 | 212.0597 | 120.2343
8400 | 212.0079 | 112.2345 | 212.0079 | 112.2345
8401 | 199.5132 | 106.9913 | 199.5132 | 106.9913
8402 | 196.8269 | 104.8174 | 196.8269 | 104.8174
8403 | 199.1385 | 61.6169 | 199.1385 | 61.6169
8404 | 199.1557 | 80.4043 | 199.1557 | 80.4043
8405 | 200.4323 | 100.5978 | 200.4323 | 100.5978
8406 | 196.7212 | 89.1392 | 196.7212 | 89.1392
8407 | 187.5347 | 82.1474 | 187.5347 | 82.1474
8408 | 179.5054 | 93.8515 | 179.5054 | 93.8515
8409 | 178.0845 | 74.5298 | 178.0845 | 74.5298
8410 | 178.9385 | 45.8105 | 178.9385 | 45.8105
8411 | 173.0961 | 37.9455 | 173.0961 | 37.9455
8412 | 164.5444 | 24.7704 | 164.5444 | 24.7704
8413 | 153.1407 | 20.9419 | 153.1407 | 20.9419
8414 | 147.7733 | 23.6003 | 147.7733 | 23.6003
8415 | 142.0247 | 29.9806 | 142.0247 | 29.9806
8416 | 137.4885 | 42.6093 | 137.4885 | 42.6093
8417 | 138.8326 | 83.9056 | 138.8326 | 83.9056
8418 | 143.4653 | 124.6399 | 143.4653 | 124.6399
8419 | 154.7768 | 150.2211 | 154.7768 | 150.2211
8420 | 173.0339 | 133.8164 | 173.0339 | 133.8164
8421 | 187.7639 | 124.0699 | 187.7639 | 124.0699
8422 | 197.1097 | 122.2994 | 197.1097 | 122.2994
8423 | 210.3766 | 120.1775 | 210.3766 | 120.1775
8424 | 210.3841 | 112.5233 | 210.3841 | 112.5233
8425 | 199.8234 | 106.7509 | 199.8234 | 106.7509
8426 | 196.8994 | 105.6777 | 196.8994 | 105.6777
8427 | 197.8513 | 61.356 | 197.8513 | 61.356
8428 | 200.1652 | 81.3419 | 200.1652 | 81.3419
8429 | 200.9416 | 101.766 | 200.9416 | 101.766
8430 | 196.2523 | 90.4319 | 196.2523 | 90.4319
8431 | 185.3221 | 83.2045 | 185.3221 | 83.2045
8432 | 180.8937 | 94.4688 | 180.8937 | 94.4688
8433 | 179.9447 | 74.2133 | 179.9447 | 74.2133
8434 | 181.385 | 44.7848 | 181.385 | 44.7848
8435 | 173.982 | 36.2155 | 173.982 | 36.2155
8436 | 164.4493 | 22.5896 | 164.4493 | 22.5896
8437 | 154.1777 | 18.5642 | 154.1777 | 18.5642
8438 | 148.3936 | 21.0015 | 148.3936 | 21.0015
8439 | 142.481 | 27.2827 | 142.481 | 27.2827
8440 | 137.7347 | 39.9465 | 137.7347 | 39.9465
8441 | 139.0867 | 81.7127 | 139.0867 | 81.7127
8442 | 143.7038 | 122.8555 | 143.7038 | 122.8555
8443 | 153.7047 | 148.1841 | 153.7047 | 148.1841
8444 | 172.3937 | 131.5076 | 172.3937 | 131.5076
8445 | 186.8703 | 121.5195 | 186.8703 | 121.5195
8446 | 195.8986 | 119.2947 | 195.8986 | 119.2947
8447 | 209.3779 | 116.8043 | 209.3779 | 116.8043
8448 | 209.0812 | 109.086 | 209.0812 | 109.086
8449 | 197.638 | 104.3007 | 197.638 | 104.3007
8450 | 195.4703 | 103.6588 | 195.4703 | 103.6588
8451 | 197.8106 | 61.5166 | 197.8106 | 61.5166
8452 | 197.2417 | 80.1361 | 197.2417 | 80.1361
8453 | 197.1952 | 99.8946 | 197.1952 | 99.8946
8454 | 193.7547 | 88.4844 | 193.7547 | 88.4844
8455 | 183.8549 | 81.5481 | 183.8549 | 81.5481
8456 | 177.8087 | 92.6071 | 177.8087 | 92.6071
8457 | 177.9402 | 72.0555 | 177.9402 | 72.0555
8458 | 180.1434 | 42.1183 | 180.1434 | 42.1183
8459 | 174.5191 | 33.3884 | 174.5191 | 33.3884
8460 | 164.3523 | 19.4689 | 164.3523 | 19.4689
8461 | 152.6963 | 15.3227 | 152.6963 | 15.3227
8462 | 146.5477 | 17.9401 | 146.5477 | 17.9401
8463 | 141.7947 | 24.3252 | 141.7947 | 24.3252
8464 | 137.6657 | 36.7606 | 137.6657 | 36.7606
8465 | 137.669 | 78.6525 | 137.669 | 78.6525
8466 | 141.4357 | 119.8 | 141.4357 | 119.8
8467 | 148.9977 | 146.1 | 148.9977 | 146.1
8468 | 165.8979 | 130.7779 | 165.8979 | 130.7779
8469 | 179.9022 | 121.8553 | 179.9022 | 121.8553
8470 | 190.8229 | 120.3072 | 190.8229 | 120.3072
8471 | 205.6348 | 118.0547 | 205.6348 | 118.0547
8472 | 206.0912 | 110.0538 | 206.0912 | 110.0538
8473 | 196.9698 | 103.594 | 196.9698 | 103.594
8474 | 195.9668 | 100.6336 | 195.9668 | 100.6336
8475 | 197.064 | 57.166 | 197.064 | 57.166
8476 | 195.3534 | 74.8975 | 195.3534 | 74.8975
8477 | 194.6969 | 95.0499 | 194.6969 | 95.0499
8478 | 193.2465 | 84.9263 | 193.2465 | 84.9263
8479 | 185.8759 | 78.8636 | 185.8759 | 78.8636
8480 | 178.6344 | 90.8431 | 178.6344 | 90.8431
8481 | 176.5432 | 70.9162 | 176.5432 | 70.9162
8482 | 178.0453 | 41.3463 | 178.0453 | 41.3463
8483 | 173.4464 | 32.6357 | 173.4464 | 32.6357
8484 | 165.7535 | 18.6232 | 165.7535 | 18.6232
8485 | 154.4552 | 14.0167 | 154.4552 | 14.0167
8486 | 147.84 | 15.9393 | 147.84 | 15.9393
8487 | 141.005 | 21.4352 | 141.005 | 21.4352
8488 | 136.6274 | 33.089 | 136.6274 | 33.089
8489 | 136.1306 | 75.2587 | 136.1306 | 75.2587
8490 | 139.1107 | 117.31 | 139.1107 | 117.31
8491 | 145.8321 | 144.1911 | 145.8321 | 144.1911
8492 | 158.339 | 128.6841 | 158.339 | 128.6841
8493 | 169.7294 | 119.5332 | 169.7294 | 119.5332
8494 | 180.6299 | 118.0044 | 180.6299 | 118.0044
8495 | 195.6795 | 115.7435 | 195.6795 | 115.7435
8496 | 197.5009 | 108.076 | 197.5009 | 108.076
8497 | 187.3835 | 102.41 | 187.3835 | 102.41
8498 | 183.593 | 100.1431 | 183.593 | 100.1431
8499 | 183.8236 | 56.8302 | 183.8236 | 56.8302
8500 | 185.2181 | 74.3961 | 185.2181 | 74.3961
8501 | 186.9456 | 95.0499 | 186.9456 | 95.0499
8502 | 182.9513 | 84.9263 | 182.9513 | 84.9263
8503 | 175.6982 | 78.8636 | 175.6982 | 78.8636
8504 | 169.3789 | 90.8431 | 169.3789 | 90.8431
8505 | 168.8736 | 70.9162 | 168.8736 | 70.9162
8506 | 172.0147 | 41.3463 | 172.0147 | 41.3463
8507 | 169.9325 | 32.6357 | 169.9325 | 32.6357
8508 | 161.7733 | 18.6232 | 161.7733 | 18.6232
8509 | 151.8828 | 14.0167 | 151.8828 | 14.0167
8510 | 146.1728 | 15.9393 | 146.1728 | 15.9393
8511 | 139.9767 | 21.4352 | 139.9767 | 21.4352
8512 | 134.6804 | 33.7366 | 134.6804 | 33.7366
8513 | 135.0751 | 75.33 | 135.0751 | 75.33
8514 | 137.8484 | 115.824 | 137.8484 | 115.824
8515 | 144.4399 | 141.0729 | 144.4399 | 141.0729
8516 | 156.2933 | 124.4302 | 156.2933 | 124.4302
8517 | 166.7226 | 114.8685 | 166.7226 | 114.8685
8518 | 177.3673 | 113.9148 | 177.3673 | 113.9148
8519 | 192.5236 | 112.7883 | 192.5236 | 112.7883
8520 | 195.2492 | 106.0354 | 195.2492 | 106.0354
8521 | 186.7448 | 100.8273 | 186.7448 | 100.8273
8522 | 183.5698 | 99.6972 | 183.5698 | 99.6972
8523 | 184.1648 | 57.6747 | 184.1648 | 57.6747
8524 | 186.3354 | 76.328 | 186.3354 | 76.328
8525 | 185.7051 | 96.6748 | 185.7051 | 96.6748
8526 | 182.6266 | 85.5582 | 182.6266 | 85.5582
8527 | 176.6145 | 78.8636 | 176.6145 | 78.8636
8528 | 172.9998 | 90.8431 | 172.9998 | 90.8431
8529 | 173.3331 | 70.9162 | 173.3331 | 70.9162
8530 | 173.822 | 41.3463 | 173.822 | 41.3463
8531 | 170.59 | 32.6357 | 170.59 | 32.6357
8532 | 161.7162 | 18.6232 | 161.7162 | 18.6232
8533 | 151.8935 | 14.0167 | 151.8935 | 14.0167
8534 | 145.6083 | 15.9393 | 145.6083 | 15.9393
8535 | 140.358 | 21.4352 | 140.358 | 21.4352
8536 | 135.1177 | 34.0326 | 135.1177 | 34.0326
8537 | 135.2673 | 76.3702 | 135.2673 | 76.3702
8538 | 138.3368 | 118.2403 | 138.3368 | 118.2403
8539 | 145.1828 | 144.6164 | 145.1828 | 144.6164
8540 | 159.4961 | 128.4848 | 159.4961 | 128.4848
8541 | 172.3413 | 119.3689 | 172.3413 | 119.3689
8542 | 182.7716 | 118.4067 | 182.7716 | 118.4067
8543 | 198.2101 | 116.5602 | 198.2101 | 116.5602
8544 | 198.3968 | 108.5931 | 198.3968 | 108.5931
8545 | 189.9375 | 102.7011 | 189.9375 | 102.7011
8546 | 188.036 | 101.3041 | 188.036 | 101.3041
8547 | 187.1231 | 58.5929 | 187.1231 | 58.5929
8548 | 187.3945 | 76.9623 | 187.3945 | 76.9623
8549 | 189.2252 | 97.4215 | 189.2252 | 97.4215
8550 | 185.5193 | 86.1997 | 185.5193 | 86.1997
8551 | 178.4887 | 79.1427 | 178.4887 | 79.1427
8552 | 172.7501 | 90.8431 | 172.7501 | 90.8431
8553 | 172.302 | 70.9162 | 172.302 | 70.9162
8554 | 174.0769 | 41.3463 | 174.0769 | 41.3463
8555 | 170.5582 | 32.6357 | 170.5582 | 32.6357
8556 | 163.364 | 18.6232 | 163.364 | 18.6232
8557 | 152.7669 | 14.0167 | 152.7669 | 14.0167
8558 | 146.5203 | 15.9393 | 146.5203 | 15.9393
8559 | 140.1803 | 21.4352 | 140.1803 | 21.4352
8560 | 136.4279 | 34.0628 | 136.4279 | 34.0628
8561 | 137.1415 | 76.6831 | 137.1415 | 76.6831
8562 | 139.3009 | 118.9833 | 139.3009 | 118.9833
8563 | 147.003 | 145.5105 | 147.003 | 145.5105
8564 | 158.6537 | 129.6446 | 158.6537 | 129.6446
8565 | 172.0623 | 119.9851 | 172.0623 | 119.9851
8566 | 181.9823 | 117.9839 | 181.9823 | 117.9839
8567 | 196.3702 | 115.5152 | 196.3702 | 115.5152
8568 | 196.0409 | 107.2496 | 196.0409 | 107.2496
8569 | 188.3319 | 101.3975 | 188.3319 | 101.3975
8570 | 186.3459 | 99.8664 | 186.3459 | 99.8664
8571 | 185.3404 | 57.334 | 185.3404 | 57.334
8572 | 185.8154 | 76.2506 | 185.8154 | 76.2506
8573 | 185.2103 | 97.2499 | 185.2103 | 97.2499
8574 | 181.4937 | 86.4728 | 181.4937 | 86.4728
8575 | 175.0287 | 80.1346 | 175.0287 | 80.1346
8576 | 172.5859 | 92.1818 | 172.5859 | 92.1818
8577 | 172.8023 | 72.4941 | 172.8023 | 72.4941
8578 | 174.5952 | 42.9435 | 174.5952 | 42.9435
8579 | 170.9644 | 34.2884 | 170.9644 | 34.2884
8580 | 162.5242 | 20.4367 | 162.5242 | 20.4367
8581 | 151.6123 | 15.8193 | 151.6123 | 15.8193
8582 | 145.9178 | 17.9594 | 145.9178 | 17.9594
8583 | 140.0486 | 23.6655 | 140.0486 | 23.6655
8584 | 135.7885 | 36.6591 | 135.7885 | 36.6591
8585 | 136.4 | 78.4857 | 136.4 | 78.4857
8586 | 139.4569 | 119.6478 | 139.4569 | 119.6478
8587 | 147.6322 | 145.6603 | 147.6322 | 145.6603
8588 | 164.8913 | 129.5939 | 164.8913 | 129.5939
8589 | 177.3738 | 120.0286 | 177.3738 | 120.0286
8590 | 187.5702 | 118.2847 | 187.5702 | 118.2847
8591 | 202.2427 | 115.8776 | 202.2427 | 115.8776
8592 | 204.889 | 107.7027 | 204.889 | 107.7027
8593 | 192.2119 | 101.8433 | 192.2119 | 101.8433
8594 | 190.2163 | 100.6384 | 190.2163 | 100.6384
8595 | 193.2813 | 57.1201 | 193.2813 | 57.1201
8596 | 192.9214 | 75.243 | 192.9214 | 75.243
8597 | 191.4612 | 96.9938 | 191.4612 | 96.9938
8598 | 189.0129 | 86.2698 | 189.0129 | 86.2698
8599 | 178.9325 | 79.5812 | 178.9325 | 79.5812
8600 | 172.3104 | 90.9132 | 172.3104 | 90.9132
8601 | 170.5949 | 70.9162 | 170.5949 | 70.9162
8602 | 172.9067 | 41.3463 | 172.9067 | 41.3463
8603 | 170.1901 | 32.6357 | 170.1901 | 32.6357
8604 | 161.4611 | 18.6232 | 161.4611 | 18.6232
8605 | 150.8069 | 14.0167 | 150.8069 | 14.0167
8606 | 144.2301 | 15.9393 | 144.2301 | 15.9393
8607 | 137.2091 | 21.6189 | 137.2091 | 21.6189
8608 | 132.9757 | 34.3539 | 132.9757 | 34.3539
8609 | 134.297 | 77.1398 | 134.297 | 77.1398
8610 | 137.5581 | 118.9277 | 137.5581 | 118.9277
8611 | 146.8326 | 144.9559 | 146.8326 | 144.9559
8612 | 163.704 | 128.4848 | 163.704 | 128.4848
8613 | 175.8502 | 118.5643 | 175.8502 | 118.5643
8614 | 184.5013 | 116.5425 | 184.5013 | 116.5425
8615 | 201.3164 | 114.1657 | 201.3164 | 114.1657
8616 | 202.2916 | 106.7458 | 202.2916 | 106.7458
8617 | 191.3491 | 102.5549 | 191.3491 | 102.5549
8618 | 188.0733 | 102.5086 | 188.0733 | 102.5086
8619 | 189.679 | 61.4732 | 189.679 | 61.4732
8620 | 189.7235 | 81.4892 | 189.7235 | 81.4892
8621 | 189.2928 | 102.6855 | 189.2928 | 102.6855
8622 | 188.1104 | 91.2015 | 188.1104 | 91.2015
8623 | 178.2661 | 83.8376 | 178.2661 | 83.8376
8624 | 173.3002 | 95.1357 | 173.3002 | 95.1357
8625 | 171.765 | 74.5999 | 171.765 | 74.5999
8626 | 174.0511 | 43.8871 | 174.0511 | 43.8871
8627 | 170.1442 | 34.3706 | 170.1442 | 34.3706
8628 | 161.6166 | 19.7698 | 161.6166 | 19.7698
8629 | 150.0197 | 14.8455 | 150.0197 | 14.8455
8630 | 143.4896 | 16.9385 | 143.4896 | 16.9385
8631 | 136.7313 | 23.036 | 136.7313 | 23.036
8632 | 131.9932 | 35.4509 | 131.9932 | 35.4509
8633 | 131.5404 | 77.9988 | 131.5404 | 77.9988
8634 | 135.5545 | 119.0872 | 135.5545 | 119.0872
8635 | 143.4118 | 144.5246 | 143.4118 | 144.5246
8636 | 158.4881 | 128.4147 | 158.4881 | 128.4147
8637 | 172.4344 | 119.2952 | 172.4344 | 119.2952
8638 | 183.5123 | 117.8679 | 183.5123 | 117.8679
8639 | 199.0014 | 115.5768 | 199.0014 | 115.5768
8640 | 201.7424 | 107.8271 | 201.7424 | 107.8271
8641 | 191.5382 | 102.625 | 191.5382 | 102.625
8642 | 188.0402 | 100.9259 | 188.0402 | 100.9259
8643 | 187.8326 | 57.1745 | 187.8326 | 57.1745
8644 | 187.5991 | 74.1944 | 187.5991 | 74.1944
8645 | 189.4109 | 95.0499 | 189.4109 | 95.0499
8646 | 186.0199 | 84.9263 | 186.0199 | 84.9263
8647 | 178.3152 | 78.8636 | 178.3152 | 78.8636
8648 | 172.8195 | 90.8431 | 172.8195 | 90.8431
8649 | 170.2841 | 70.9162 | 170.2841 | 70.9162
8650 | 173.3181 | 41.3463 | 173.3181 | 41.3463
8651 | 170.892 | 32.6357 | 170.892 | 32.6357
8652 | 161.1911 | 18.6232 | 161.1911 | 18.6232
8653 | 151.1765 | 14.0167 | 151.1765 | 14.0167
8654 | 144.8303 | 15.9393 | 144.8303 | 15.9393
8655 | 138.1167 | 21.4352 | 138.1167 | 21.4352
8656 | 132.7176 | 33.089 | 132.7176 | 33.089
8657 | 132.5994 | 73.3764 | 132.5994 | 73.3764
8658 | 135.4453 | 113.5248 | 135.4453 | 113.5248
8659 | 141.9789 | 140.7853 | 141.9789 | 140.7853
8660 | 154.9538 | 125.8667 | 154.9538 | 125.8667
8661 | 167.8341 | 116.7182 | 167.8341 | 116.7182
8662 | 177.2733 | 114.5696 | 177.2733 | 114.5696
8663 | 191.2146 | 111.8508 | 191.2146 | 111.8508
8664 | 193.9559 | 104.2208 | 193.9559 | 104.2208
8665 | 187.5967 | 99.8281 | 187.5967 | 99.8281
8666 | 183.4484 | 99.7166 | 183.4484 | 99.7166
8667 | 181.7542 | 58.2872 | 181.7542 | 58.2872
8668 | 181.695 | 76.7073 | 181.695 | 76.7073
8669 | 182.5482 | 95.689 | 182.5482 | 95.689
8670 | 179.5834 | 85.052 | 179.5834 | 85.052
8671 | 172.2052 | 78.8636 | 172.2052 | 78.8636
8672 | 167.2477 | 90.8431 | 167.2477 | 90.8431
8673 | 167.722 | 70.9162 | 167.722 | 70.9162
8674 | 172.3733 | 41.3463 | 172.3733 | 41.3463
8675 | 169.3816 | 32.6357 | 169.3816 | 32.6357
8676 | 160.327 | 18.6232 | 160.327 | 18.6232
8677 | 150.398 | 14.0167 | 150.398 | 14.0167
8678 | 144.5108 | 15.9393 | 144.5108 | 15.9393
8679 | 138.3998 | 21.4352 | 138.3998 | 21.4352
8680 | 132.2834 | 33.089 | 132.2834 | 33.089
8681 | 131.8039 | 73.3764 | 131.8039 | 73.3764
8682 | 134.2059 | 113.3859 | 134.2059 | 113.3859
8683 | 140.9383 | 140.5811 | 140.9383 | 140.5811
8684 | 152.5583 | 125.6915 | 152.5583 | 125.6915
8685 | 163.8108 | 116.8958 | 163.8108 | 116.8958
8686 | 174.7328 | 115.3875 | 174.7328 | 115.3875
8687 | 188.99 | 113.1387 | 188.99 | 113.1387
8688 | 191.7194 | 104.8804 | 191.7194 | 104.8804
8689 | 184.5625 | 98.5293 | 184.5625 | 98.5293
8690 | 182.0911 | 95.9556 | 182.0911 | 95.9556
8691 | 183.6323 | 52.9616 | 183.6323 | 52.9616
8692 | 184.4178 | 73.2894 | 184.4178 | 73.2894
8693 | 185.0128 | 95.0499 | 185.0128 | 95.0499
8694 | 181.4259 | 84.9263 | 181.4259 | 84.9263
8695 | 174.2709 | 78.8636 | 174.2709 | 78.8636
8696 | 170.9534 | 90.8431 | 170.9534 | 90.8431
8697 | 170.4234 | 70.9162 | 170.4234 | 70.9162
8698 | 171.1262 | 41.3463 | 171.1262 | 41.3463
8699 | 168.4946 | 32.6357 | 168.4946 | 32.6357
8700 | 160.1609 | 18.6232 | 160.1609 | 18.6232
8701 | 149.5129 | 14.0167 | 149.5129 | 14.0167
8702 | 143.1125 | 15.9393 | 143.1125 | 15.9393
8703 | 137.1778 | 21.4352 | 137.1778 | 21.4352
8704 | 131.7929 | 33.089 | 131.7929 | 33.089
8705 | 131.5805 | 73.3764 | 131.5805 | 73.3764
8706 | 134.5413 | 113.3859 | 134.5413 | 113.3859
8707 | 142.0961 | 138.3086 | 142.0961 | 138.3086
8708 | 155.8746 | 122.363 | 155.8746 | 122.363
8709 | 167.7219 | 114.3478 | 167.7219 | 114.3478
8710 | 178.9152 | 113.272 | 178.9152 | 113.272
8711 | 195.103 | 111.0752 | 195.103 | 111.0752
8712 | 198.107 | 103.1854 | 198.107 | 103.1854
8713 | 189.2813 | 97.5954 | 189.2813 | 97.5954
8714 | 186.265 | 96.4171 | 186.265 | 96.4171
8715 | 187.3019 | 54.142 | 187.3019 | 54.142
8716 | 187.5426 | 73.2894 | 187.5426 | 73.2894
8717 | 186.3008 | 95.0499 | 186.3008 | 95.0499
8718 | 184.503 | 84.9263 | 184.503 | 84.9263
8719 | 178.7401 | 78.8636 | 178.7401 | 78.8636
8720 | 174.1435 | 90.8431 | 174.1435 | 90.8431
8721 | 173.8658 | 70.9162 | 173.8658 | 70.9162
8722 | 174.1952 | 41.3463 | 174.1952 | 41.3463
8723 | 170.5148 | 32.6357 | 170.5148 | 32.6357
8724 | 161.6948 | 18.3244 | 161.6948 | 18.3244
8725 | 153.7714 | 14.2108 | 153.7714 | 14.2108
8726 | 147.433 | 16.6736 | 147.433 | 16.6736
8727 | 141.2311 | 20.6705 | 141.2311 | 20.6705
8728 | 135.6274 | 34.776 | 135.6274 | 34.776
8729 | 135.0826 | 71.6392 | 135.0826 | 71.6392
8730 | 137.6513 | 109.9104 | 137.6513 | 109.9104
8731 | 143.7207 | 130.6881 | 143.7207 | 130.6881
8732 | 155.4031 | 119.6246 | 155.4031 | 119.6246
8733 | 164.4371 | 111.8552 | 164.4371 | 111.8552
8734 | 173.131 | 102.6909 | 173.131 | 102.6909
8735 | 189.2272 | 108.2502 | 189.2272 | 108.2502
8736 | 189.7046 | 99.4005 | 189.7046 | 99.4005
8737 | 179.94 | 97.0276 | 179.94 | 97.0276
8738 | 177.0422 | 92.9469 | 177.0422 | 92.9469
8739 | 175.1996 | 55.468 | 175.1996 | 55.468
8740 | 176.0606 | 69.2214 | 176.0606 | 69.2214
8741 | 178.6487 | 94.4194 | 178.6487 | 94.4194
8742 | 174.8726 | 84.1194 | 174.8726 | 84.1194
8743 | 171.5391 | 78.2148 | 171.5391 | 78.2148
8744 | 167.8525 | 85.6965 | 167.8525 | 85.6965
8745 | 168.5775 | 68.2742 | 168.5775 | 68.2742
8746 | 172.3219 | 40.3738 | 172.3219 | 40.3738
8747 | 168.2839 | 32.9976 | 168.2839 | 32.9976
8748 | 161.2449 | 18.3244 | 161.2449 | 18.3244
8749 | 152.3433 | 14.2108 | 152.3433 | 14.2108
8750 | 144.8019 | 16.6736 | 144.8019 | 16.6736
8751 | 139.8808 | 21.7002 | 139.8808 | 21.7002
8752 | 134.9486 | 36.9747 | 134.9486 | 36.9747
8753 | 134.8502 | 75.0357 | 134.8502 | 75.0357
8754 | 137.6497 | 114.3027 | 137.6497 | 114.3027
8755 | 145.2836 | 135.7603 | 145.2836 | 135.7603
8756 | 160.6736 | 125.1206 | 160.6736 | 125.1206
8757 | 175.0531 | 116.852 | 175.0531 | 116.852
8758 | 187.5098 | 106.6217 | 187.5098 | 106.6217
8759 | 205.5338 | 111.3782 | 205.5338 | 111.3782