## Summary Scalars
Parameter | Value
Total Cost ($) | 3939085.5734
Capital Cost (CAPEX) | 74653.0492
Operating Cost (OPEX) | 3864432.5242
Annual Fuel Consumption Genset (L) | 818157.8947
Annual Fuel Consumption Diesel Furnace (L) | 969403.3055

## Generator Summary
Size | Built | Capacity (kW) | Capital Cost ($) | Operating Cost ($)
100 kW | 6 | 600 | 38314.3269 | 89400
500 kW | 0 | 0 | 0 | 0
1000 kW | 0 | 0 | 0 | 0
2000 kW | 0 | 0 | 0 | 0
Total | 6 | 600 | 38314.3269 | 89400

## Diesel Furnace Summary
Size | Built | Capacity (MW) | Capital Cost ($) | Operating Cost ($)
17.58 kW | 161 | 2830.38 | 36338.7222 | 45286.08
Total | 161 | 2830.38 | 36338.7222 | 45286.08

## Time Series
Time | Electric Load (kW) | Thermal Load (kW) | Diesel Generation (kW) | Thermal Generation (kW)
0 | 366.1732 | 73.6029 | 366.1732 | 73.6029
1 | 347.6192 | 68.171 | 347.6192 | 68.171
2 | 345.9893 | 71.2556 | 345.9893 | 71.2556
3 | 348.3789 | 71.9056 | 348.3789 | 71.9056
4 | 344.6826 | 80.145 | 344.6826 | 80.145
5 | 351.4619 | 84.4785 | 351.4619 | 84.4785
6 | 348.4035 | 77.9399 | 348.4035 | 77.9399
7 | 327.6061 | 72.3046 | 327.6061 | 72.3046
8 | 313.4237 | 62.0356 | 313.4237 | 62.0356
9 | 309.9679 | 57.6621 | 309.9679 | 57.6621
10 | 313.1619 | 44.3264 | 313.1619 | 44.3264
11 | 303.3793 | 35.3779 | 303.3793 | 35.3779
12 | 286.4579 | 35.9617 | 286.4579 | 35.9617
13 | 268.9148 | 34.2494 | 268.9148 | 34.2494
14 | 256.5058 | 37.4061 | 256.5058 | 37.4061
15 | 246.8555 | 41.3458 | 246.8555 | 41.3458
16 | 236.9686 | 52.8173 | 236.9686 | 52.8173
17 | 236.3397 | 91.8039 | 236.3397 | 91.8039
18 | 243.0392 | 98.6316 | 243.0392 | 98.6316
19 | 257.6934 | 99.6023 | 257.6934 | 99.6023
20 | 286.434 | 95.1625 | 286.434 | 95.1625
21 | 312.6992 | 92.3394 | 312.6992 | 92.3394
22 | 333.6244 | 83.5574 | 333.6244 | 83.5574
23 | 363.4362 | 81.0409 | 363.4362 | 81.0409
24 | 368.996 | 77.3735 | 368.996 | 77.3735
25 | 350.5443 | 72.4129 | 350.5443 | 72.4129
26 | 343.6104 | 75.1997 | 343.6104 | 75.1997
27 | 344.2496 | 74.7248 | 344.2496 | 74.7248
28 | 344.1942 | 82.2616 | 344.1942 | 82.2616
29 | 345.6714 | 86.5402 | 345.6714 | 86.5402
30 | 341.4316 | 79.8859 | 341.4316 | 79.8859
31 | 324.8163 | 73.6868 | 324.8163 | 73.6868
32 | 311.5259 | 63.0274 | 311.5259 | 63.0274
33 | 307.3005 | 57.827 | 307.3005 | 57.827
34 | 310.4763 | 43.404 | 310.4763 | 43.404
35 | 303.2984 | 33.4232 | 303.2984 | 33.4232
36 | 283.6378 | 32.7145 | 283.6378 | 32.7145
37 | 265.8285 | 30.2243 | 265.8285 | 30.2243
38 | 256.9444 | 33.0803 | 256.9444 | 33.0803
39 | 247.8322 | 36.9449 | 247.8322 | 36.9449
40 | 238.4508 | 47.971 | 238.4508 | 47.971
41 | 237.4349 | 86.7899 | 237.4349 | 86.7899
42 | 241.9135 | 93.4181 | 241.9135 | 93.4181
43 | 253.943 | 94.6895 | 253.943 | 94.6895
44 | 280.6293 | 90.909 | 280.6293 | 90.909
45 | 307.8367 | 88.4879 | 307.8367 | 88.4879
46 | 327.1372 | 80.0037 | 327.1372 | 80.0037
47 | 355.0255 | 77.9296 | 355.0255 | 77.9296
48 | 357.3143 | 74.5658 | 357.3143 | 74.5658
49 | 343.6583 | 69.1107 | 343.6583 | 69.1107
50 | 338.6838 | 70.8536 | 338.6838 | 70.8536
51 | 340.9372 | 70.0434 | 340.9372 | 70.0434
52 | 339.5453 | 78.3407 | 339.5453 | 78.3407
53 | 344.3404 | 83.7846 | 344.3404 | 83.7846
54 | 339.0469 | 78.6599 | 339.0469 | 78.6599
55 | 321.46 | 73.8574 | 321.46 | 73.8574
56 | 307.1921 | 63.6433 | 307.1921 | 63.6433
57 | 302.5272 | 57.4395 | 302.5272 | 57.4395
58 | 308.3345 | 41.4146 | 308.3345 | 41.4146
59 | 300.509 | 30.0719 | 300.509 | 30.0719
60 | 282.1456 | 28.7328 | 282.1456 | 28.7328
61 | 267.0536 | 25.6614 | 267.0536 | 25.6614
62 | 256.3946 | 29.4514 | 256.3946 | 29.4514
63 | 246.59 | 35.4384 | 246.59 | 35.4384
64 | 238.3704 | 47.5431 | 238.3704 | 47.5431
65 | 235.784 | 86.628 | 235.784 | 86.628
66 | 240.1718 | 92.8311 | 240.1718 | 92.8311
67 | 250.3038 | 92.6683 | 250.3038 | 92.6683
68 | 272.8164 | 88.0579 | 272.8164 | 88.0579
69 | 293.9869 | 85.2464 | 293.9869 | 85.2464
70 | 314.8855 | 75.6605 | 314.8855 | 75.6605
71 | 338.7585 | 71.5247 | 338.7585 | 71.5247
72 | 346.767 | 65.654 | 346.767 | 65.654
73 | 334.1917 | 57.1772 | 334.1917 | 57.1772
74 | 329.018 | 54.6262 | 329.018 | 54.6262
75 | 330.7879 | 48.8627 | 330.7879 | 48.8627
76 | 328.3811 | 54.0863 | 328.3811 | 54.0863
77 | 329.3915 | 58.5528 | 329.3915 | 58.5528
78 | 319.674 | 54.0238 | 319.674 | 54.0238
79 | 310.1779 | 49.9471 | 310.1779 | 49.9471
80 | 301.9097 | 40.5455 | 301.9097 | 40.5455
81 | 300.8633 | 35.6313 | 300.8633 | 35.6313
82 | 302.8932 | 21.2257 | 302.8932 | 21.2257
83 | 298.9156 | 10.5741 | 298.9156 | 10.5741
84 | 281.0862 | 9.1424 | 281.0862 | 9.1424
85 | 263.4931 | 5.2383 | 263.4931 | 5.2383
86 | 254.6674 | 11.1536 | 254.6674 | 11.1536
87 | 247.2771 | 16.2326 | 247.2771 | 16.2326
88 | 236.9118 | 29.3927 | 236.9118 | 29.3927
89 | 234.7426 | 71.9938 | 234.7426 | 71.9938
90 | 238.6137 | 81.5395 | 238.6137 | 81.5395
91 | 250.993 | 82.8255 | 250.993 | 82.8255
92 | 270.532 | 79.1432 | 270.532 | 79.1432
93 | 295.0544 | 76.8436 | 295.0544 | 76.8436
94 | 312.9687 | 67.4803 | 312.9687 | 67.4803
95 | 335.6279 | 61.5257 | 335.6279 | 61.5257
96 | 344.8091 | 54.6111 | 344.8091 | 54.6111
97 | 328.3681 | 44.3821 | 328.3681 | 44.3821
98 | 324.4873 | 42.0335 | 324.4873 | 42.0335
99 | 323.9014 | 42.3046 | 323.9014 | 42.3046
100 | 328.9053 | 52.0737 | 328.9053 | 52.0737
101 | 335.744 | 58.5528 | 335.744 | 58.5528
102 | 327.2188 | 54.0238 | 327.2188 | 54.0238
103 | 317.4905 | 49.9471 | 317.4905 | 49.9471
104 | 308.7871 | 40.5455 | 308.7871 | 40.5455
105 | 303.4034 | 35.6313 | 303.4034 | 35.6313
106 | 304.1109 | 21.2257 | 304.1109 | 21.2257
107 | 295.1062 | 10.5741 | 295.1062 | 10.5741
108 | 279.5504 | 9.1424 | 279.5504 | 9.1424
109 | 265.1666 | 5.2383 | 265.1666 | 5.2383
110 | 254.6801 | 8.8172 | 254.6801 | 8.8172
111 | 245.5051 | 14.0871 | 245.5051 | 14.0871
112 | 236.9484 | 26.1021 | 236.9484 | 26.1021
113 | 234.5758 | 66.2801 | 234.5758 | 66.2801
114 | 240.7992 | 74.834 | 240.7992 | 74.834
115 | 253.5006 | 77.8057 | 253.5006 | 77.8057
116 | 277.7091 | 75.1008 | 277.7091 | 75.1008
117 | 298.1828 | 73.3997 | 298.1828 | 73.3997
118 | 318.121 | 63.3222 | 318.121 | 63.3222
119 | 344.0599 | 57.3301 | 344.0599 | 57.3301
120 | 346.9626 | 51.442 | 346.9626 | 51.442
121 | 329.4978 | 42.8004 | 329.4978 | 42.8004
122 | 327.2699 | 41.1197 | 327.2699 | 41.1197
123 | 330.3969 | 42.3046 | 330.3969 | 42.3046
124 | 329.9439 | 52.0737 | 329.9439 | 52.0737
125 | 331.3886 | 58.5528 | 331.3886 | 58.5528
126 | 325.6694 | 54.0238 | 325.6694 | 54.0238
127 | 312.3086 | 49.9471 | 312.3086 | 49.9471
128 | 303.1971 | 40.5455 | 303.1971 | 40.5455
129 | 300.2553 | 35.6313 | 300.2553 | 35.6313
130 | 302.5845 | 21.2257 | 302.5845 | 21.2257
131 | 296.1721 | 11.6989 | 296.1721 | 11.6989
132 | 279.8874 | 11.7159 | 279.8874 | 11.7159
133 | 264.1001 | 9.2258 | 264.1001 | 9.2258
134 | 253.7519 | 13.1604 | 253.7519 | 13.1604
135 | 244.5281 | 19.1184 | 244.5281 | 19.1184
136 | 234.6415 | 30.292 | 234.6415 | 30.292
137 | 235.0918 | 69.0386 | 235.0918 | 69.0386
138 | 242.1029 | 75.2967 | 242.1029 | 75.2967
139 | 256.9275 | 77.3951 | 256.9275 | 77.3951
140 | 286.8176 | 75.0546 | 286.8176 | 75.0546
141 | 310.5945 | 74.2036 | 310.5945 | 74.2036
142 | 330.6498 | 66.9511 | 330.6498 | 66.9511
143 | 356.597 | 65.2414 | 356.597 | 65.2414
144 | 360.5554 | 61.0506 | 360.5554 | 61.0506
145 | 340.3249 | 53.5917 | 340.3249 | 53.5917
146 | 334.7139 | 52.5848 | 334.7139 | 52.5848
147 | 340.5822 | 49.8776 | 340.5822 | 49.8776
148 | 337.9587 | 57.1079 | 337.9587 | 57.1079
149 | 338.167 | 61.7422 | 338.167 | 61.7422
150 | 331.4828 | 56.337 | 331.4828 | 56.337
151 | 317.8896 | 51.9075 | 317.8896 | 51.9075
152 | 304.7098 | 42.7662 | 304.7098 | 42.7662
153 | 302.6452 | 38.4795 | 302.6452 | 38.4795
154 | 305.2515 | 24.8864 | 305.2515 | 24.8864
155 | 296.8545 | 15.6748 | 296.8545 | 15.6748
156 | 280.2956 | 15.8567 | 280.2956 | 15.8567
157 | 262.8544 | 14.5376 | 262.8544 | 14.5376
158 | 251.5874 | 20.3748 | 251.5874 | 20.3748
159 | 240.4984 | 27.9955 | 240.4984 | 27.9955
160 | 231.0869 | 40.1146 | 231.0869 | 40.1146
161 | 231.0125 | 78.5721 | 231.0125 | 78.5721
162 | 239.3503 | 85.9926 | 239.3503 | 85.9926
163 | 252.6754 | 88.7214 | 252.6754 | 88.7214
164 | 280.9415 | 84.7239 | 280.9415 | 84.7239
165 | 306.2545 | 81.8228 | 306.2545 | 81.8228
166 | 323.3999 | 73.4398 | 323.3999 | 73.4398
167 | 347.6764 | 69.5874 | 347.6764 | 69.5874
168 | 350.3206 | 63.1904 | 350.3206 | 63.1904
169 | 333.1118 | 54.4071 | 333.1118 | 54.4071
170 | 328.6636 | 54.126 | 328.6636 | 54.126
171 | 333.0926 | 52.9572 | 333.0926 | 52.9572
172 | 330.8274 | 61.4684 | 330.8274 | 61.4684
173 | 331.6305 | 67.0193 | 331.6305 | 67.0193
174 | 325.524 | 61.8946 | 325.524 | 61.8946
175 | 310.7099 | 57.4969 | 310.7099 | 57.4969
176 | 298.843 | 48.1937 | 298.843 | 48.1937
177 | 295.9288 | 43.7942 | 295.9288 | 43.7942
178 | 301.5504 | 30.2011 | 301.5504 | 30.2011
179 | 293.4086 | 20.8738 | 293.4086 | 20.8738
180 | 276.8077 | 21.1656 | 276.8077 | 21.1656
181 | 261.0948 | 19.5082 | 261.0948 | 19.5082
182 | 249.2026 | 24.9955 | 249.2026 | 24.9955
183 | 239.4532 | 32.8736 | 239.4532 | 32.8736
184 | 230.9308 | 44.2033 | 230.9308 | 44.2033
185 | 232.0425 | 82.9066 | 232.0425 | 82.9066
186 | 238.4849 | 90.1593 | 238.4849 | 90.1593
187 | 254.5619 | 91.5667 | 254.5619 | 91.5667
188 | 283.8231 | 88.0261 | 283.8231 | 88.0261
189 | 308.487 | 86.0416 | 308.487 | 86.0416
190 | 330.2543 | 77.0629 | 330.2543 | 77.0629
191 | 355.2675 | 71.0794 | 355.2675 | 71.0794
192 | 358.0728 | 62.9128 | 358.0728 | 62.9128
193 | 343.7216 | 53.8606 | 343.7216 | 53.8606
194 | 332.8606 | 53.6026 | 332.8606 | 53.6026
195 | 337.2948 | 52.0608 | 337.2948 | 52.0608
196 | 339.3279 | 60.0371 | 339.3279 | 60.0371
197 | 343.0903 | 65.1542 | 343.0903 | 65.1542
198 | 336.5196 | 59.6103 | 336.5196 | 59.6103
199 | 320.0391 | 55.1345 | 320.0391 | 55.1345
200 | 312.2388 | 45.7185 | 312.2388 | 45.7185
201 | 306.5888 | 40.8477 | 306.5888 | 40.8477
202 | 308.5029 | 26.6705 | 308.5029 | 26.6705
203 | 295.6369 | 16.7331 | 295.6369 | 16.7331
204 | 279.7142 | 16.2875 | 279.7142 | 16.2875
205 | 262.8676 | 14.2137 | 262.8676 | 14.2137
206 | 253.0612 | 19.8312 | 253.0612 | 19.8312
207 | 244.5042 | 26.4861 | 244.5042 | 26.4861
208 | 237.3327 | 38.0443 | 237.3327 | 38.0443
209 | 235.6878 | 77.4473 | 235.6878 | 77.4473
210 | 240.7127 | 84.6509 | 240.7127 | 84.6509
211 | 255.1594 | 86.197 | 255.1594 | 86.197
212 | 278.8776 | 82.8357 | 278.8776 | 82.8357
213 | 301.2512 | 80.8195 | 301.2512 | 80.8195
214 | 320.5184 | 70.8519 | 320.5184 | 70.8519
215 | 350.5007 | 63.9546 | 350.5007 | 63.9546
216 | 356.0102 | 56.4762 | 356.0102 | 56.4762
217 | 342.0369 | 47.3633 | 342.0369 | 47.3633
218 | 340.3196 | 46.5009 | 340.3196 | 46.5009
219 | 338.9114 | 44.4126 | 338.9114 | 44.4126
220 | 340.3976 | 52.4034 | 340.3976 | 52.4034
221 | 340.7954 | 58.5528 | 340.7954 | 58.5528
222 | 336.5164 | 54.0238 | 336.5164 | 54.0238
223 | 322.4125 | 49.9471 | 322.4125 | 49.9471
224 | 309.7018 | 40.5455 | 309.7018 | 40.5455
225 | 306.3775 | 35.6313 | 306.3775 | 35.6313
226 | 309.1506 | 21.2257 | 309.1506 | 21.2257
227 | 298.045 | 10.5741 | 298.045 | 10.5741
228 | 282.1022 | 9.8567 | 282.1022 | 9.8567
229 | 265.6404 | 8.3005 | 265.6404 | 8.3005
230 | 254.0668 | 15.6298 | 254.0668 | 15.6298
231 | 245.876 | 23.4066 | 245.876 | 23.4066
232 | 235.9328 | 36.1301 | 235.9328 | 36.1301
233 | 235.9563 | 75.3018 | 235.9563 | 75.3018
234 | 239.8865 | 82.3145 | 239.8865 | 82.3145
235 | 249.3737 | 83.291 | 249.3737 | 83.291
236 | 270.8502 | 79.175 | 270.8502 | 79.175
237 | 291.1593 | 76.1814 | 291.1593 | 76.1814
238 | 309.7833 | 66.5319 | 309.7833 | 66.5319
239 | 338.1303 | 60.2563 | 338.1303 | 60.2563
240 | 341.0251 | 52.0897 | 341.0251 | 52.0897
241 | 329.5577 | 42.2481 | 329.5577 | 42.2481
242 | 326.219 | 41.1197 | 326.219 | 41.1197
243 | 324.5002 | 42.3046 | 324.5002 | 42.3046
244 | 328.8168 | 52.0737 | 328.8168 | 52.0737
245 | 331.893 | 58.5528 | 331.893 | 58.5528
246 | 324.9947 | 54.0238 | 324.9947 | 54.0238
247 | 312.9476 | 49.9471 | 312.9476 | 49.9471
248 | 302.622 | 40.5455 | 302.622 | 40.5455
249 | 299.1333 | 35.6313 | 299.1333 | 35.6313
250 | 302.6163 | 21.2257 | 302.6163 | 21.2257
251 | 291.8997 | 10.5741 | 291.8997 | 10.5741
252 | 277.8436 | 9.1424 | 277.8436 | 9.1424
253 | 263.2202 | 6.6581 | 263.2202 | 6.6581
254 | 252.9899 | 13.0505 | 252.9899 | 13.0505
255 | 245.6024 | 20.6191 | 245.6024 | 20.6191
256 | 235.3406 | 34.9532 | 235.3406 | 34.9532
257 | 235.8071 | 75.7268 | 235.8071 | 75.7268
258 | 238.0577 | 82.8147 | 238.0577 | 82.8147
259 | 248.4335 | 84.4419 | 248.4335 | 84.4419
260 | 266.1177 | 81.2656 | 266.1177 | 81.2656
261 | 285.8436 | 80.0821 | 285.8436 | 80.0821
262 | 305.8007 | 71.2364 | 305.8007 | 71.2364
263 | 329.2024 | 67.6992 | 329.2024 | 67.6992
264 | 336.2688 | 62.6381 | 336.2688 | 62.6381
265 | 325.5047 | 55.477 | 325.5047 | 55.477
266 | 323.6213 | 55.6151 | 323.6213 | 55.6151
267 | 322.1126 | 52.9658 | 322.1126 | 52.9658
268 | 322.6095 | 59.5224 | 322.6095 | 59.5224
269 | 324.9621 | 64.599 | 324.9621 | 64.599
270 | 316.6153 | 61.6286 | 316.6153 | 61.6286
271 | 306.3533 | 58.9629 | 306.3533 | 58.9629
272 | 298.8491 | 49.4139 | 298.8491 | 49.4139
273 | 299.8879 | 44.8352 | 299.8879 | 44.8352
274 | 303.8617 | 31.936 | 303.8617 | 31.936
275 | 295.5234 | 22.4208 | 295.5234 | 22.4208
276 | 279.0295 | 22.0186 | 279.0295 | 22.0186
277 | 262.317 | 19.8465 | 262.317 | 19.8465
278 | 253.2327 | 24.0326 | 253.2327 | 24.0326
279 | 245.7026 | 29.8519 | 245.7026 | 29.8519
280 | 238.0839 | 42.824 | 238.0839 | 42.824
281 | 235.0465 | 82.2993 | 235.0465 | 82.2993
282 | 239.0592 | 89.1559 | 239.0592 | 89.1559
283 | 249.0798 | 90.1527 | 249.0798 | 90.1527
284 | 271.2121 | 86.2622 | 271.2121 | 86.2622
285 | 292.1621 | 83.2831 | 292.1621 | 83.2831
286 | 309.7916 | 73.0379 | 309.7916 | 73.0379
287 | 335.3565 | 66.8086 | 335.3565 | 66.8086
288 | 342.1057 | 58.9109 | 342.1057 | 58.9109
289 | 328.6382 | 48.3088 | 328.6382 | 48.3088
290 | 324.0952 | 47.0677 | 324.0952 | 47.0677
291 | 324.9599 | 44.7683 | 324.9599 | 44.7683
292 | 325.664 | 52.0737 | 325.664 | 52.0737
293 | 331.442 | 58.5528 | 331.442 | 58.5528
294 | 326.9877 | 54.0238 | 326.9877 | 54.0238
295 | 313.7151 | 49.9471 | 313.7151 | 49.9471
296 | 306.0211 | 40.5455 | 306.0211 | 40.5455
297 | 303.6656 | 35.6313 | 303.6656 | 35.6313
298 | 301.8761 | 21.2257 | 301.8761 | 21.2257
299 | 293.075 | 10.5741 | 293.075 | 10.5741
300 | 276.3439 | 9.1424 | 276.3439 | 9.1424
301 | 259.7798 | 7.7945 | 259.7798 | 7.7945
302 | 250.5451 | 13.6751 | 250.5451 | 13.6751
303 | 242.0664 | 18.1729 | 242.0664 | 18.1729
304 | 231.8303 | 28.959 | 231.8303 | 28.959
305 | 231.5813 | 69.0473 | 231.5813 | 69.0473
306 | 238.3764 | 75.6292 | 238.3764 | 75.6292
307 | 251.3048 | 76.6751 | 251.3048 | 76.6751
308 | 279.5876 | 72.9697 | 279.5876 | 72.9697
309 | 304.9856 | 70.5313 | 304.9856 | 70.5313
310 | 321.0795 | 62.0933 | 321.0795 | 62.0933
311 | 349.6428 | 60.1638 | 349.6428 | 60.1638
312 | 347.6324 | 56.6844 | 347.6324 | 56.6844
313 | 331.2625 | 51.7816 | 331.2625 | 51.7816
314 | 327.2437 | 53.7558 | 327.2437 | 53.7558
315 | 329.1795 | 52.4309 | 329.1795 | 52.4309
316 | 327.7519 | 58.9788 | 327.7519 | 58.9788
317 | 331.5385 | 62.8757 | 331.5385 | 62.8757
318 | 325.7115 | 56.606 | 325.7115 | 56.606
319 | 310.1085 | 51.9365 | 310.1085 | 51.9365
320 | 299.5572 | 42.026 | 299.5572 | 42.026
321 | 296.8175 | 36.9817 | 296.8175 | 36.9817
322 | 301.7022 | 22.1221 | 301.7022 | 22.1221
323 | 291.9557 | 11.5456 | 291.9557 | 11.5456
324 | 271.2176 | 11.5309 | 271.2176 | 11.5309
325 | 253.8342 | 9.9313 | 253.8342 | 9.9313
326 | 245.7943 | 15.0919 | 245.7943 | 15.0919
327 | 236.5252 | 21.5271 | 236.5252 | 21.5271
328 | 226.8605 | 33.8197 | 226.8605 | 33.8197
329 | 226.666 | 73.6044 | 226.666 | 73.6044
330 | 234.8098 | 80.8167 | 234.8098 | 80.8167
331 | 246.7919 | 82.3281 | 246.7919 | 82.3281
332 | 274.6295 | 77.7639 | 274.6295 | 77.7639
333 | 300.5433 | 74.1428 | 300.5433 | 74.1428
334 | 320.6538 | 64.022 | 320.6538 | 64.022
335 | 343.1317 | 58.5301 | 343.1317 | 58.5301
336 | 348.0252 | 51.4709 | 348.0252 | 51.4709
337 | 330.3661 | 42.89 | 330.3661 | 42.89
338 | 327.2892 | 41.3886 | 327.2892 | 41.3886
339 | 327.5115 | 42.3046 | 327.5115 | 42.3046
340 | 326.7731 | 52.0737 | 326.7731 | 52.0737
341 | 329.4529 | 58.5528 | 329.4529 | 58.5528
342 | 324.2749 | 54.0238 | 324.2749 | 54.0238
343 | 309.468 | 49.9471 | 309.468 | 49.9471
344 | 299.2253 | 40.5455 | 299.2253 | 40.5455
345 | 297.7484 | 35.6313 | 297.7484 | 35.6313
346 | 302.4979 | 21.2257 | 302.4979 | 21.2257
347 | 289.6416 | 10.5741 | 289.6416 | 10.5741
348 | 270.73 | 9.1424 | 270.73 | 9.1424
349 | 255.4127 | 5.2383 | 255.4127 | 5.2383
350 | 245.0182 | 7.8139 | 245.0182 | 7.8139
351 | 236.9746 | 15.0124 | 236.9746 | 15.0124
352 | 229.022 | 26.7123 | 229.022 | 26.7123
353 | 228.9166 | 65.5109 | 228.9166 | 65.5109
354 | 236.324 | 72.4022 | 236.324 | 72.4022
355 | 249.704 | 74.4544 | 249.704 | 74.4544
356 | 276.0443 | 71.4025 | 276.0443 | 71.4025
357 | 300.8248 | 69.5684 | 300.8248 | 69.5684
358 | 322.9265 | 59.968 | 322.9265 | 59.968
359 | 346.1384 | 53.5103 | 346.1384 | 53.5103
360 | 346.9149 | 47.1596 | 346.9149 | 47.1596
361 | 333.4873 | 38.7435 | 333.4873 | 38.7435
362 | 327.0718 | 41.1197 | 327.0718 | 41.1197
363 | 327.6262 | 42.3046 | 327.6262 | 42.3046
364 | 327.616 | 52.0737 | 327.616 | 52.0737
365 | 332.645 | 58.5528 | 332.645 | 58.5528
366 | 325.8016 | 54.0238 | 325.8016 | 54.0238
367 | 311.4647 | 49.9471 | 311.4647 | 49.9471
368 | 301.0033 | 40.5455 | 301.0033 | 40.5455
369 | 297.4227 | 35.6313 | 297.4227 | 35.6313
370 | 303.2668 | 21.2257 | 303.2668 | 21.2257
371 | 293.1595 | 10.5741 | 293.1595 | 10.5741
372 | 275.2681 | 9.1424 | 275.2681 | 9.1424
373 | 258.2515 | 5.2383 | 258.2515 | 5.2383
374 | 246.278 | 6.6226 | 246.278 | 6.6226
375 | 239.0453 | 9.1627 | 239.0453 | 9.1627
376 | 229.8762 | 20.8713 | 229.8762 | 20.8713
377 | 228.4762 | 61.7519 | 228.4762 | 61.7519
378 | 233.9491 | 69.8634 | 233.9491 | 69.8634
379 | 245.3971 | 72.2452 | 245.3971 | 72.2452
380 | 270.5202 | 69.4681 | 270.5202 | 69.4681
381 | 294.6319 | 67.9433 | 294.6319 | 67.9433
382 | 314.4367 | 59.41 | 314.4367 | 59.41
383 | 339.8477 | 52.5792 | 339.8477 | 52.5792
384 | 343.2128 | 45.0863 | 343.2128 | 45.0863
385 | 326.7028 | 37.5725 | 326.7028 | 37.5725
386 | 322.6068 | 41.1197 | 322.6068 | 41.1197
387 | 323.3246 | 42.3046 | 323.3246 | 42.3046
388 | 325.5748 | 52.0737 | 325.5748 | 52.0737
389 | 323.0403 | 58.5528 | 323.0403 | 58.5528
390 | 319.9226 | 54.0238 | 319.9226 | 54.0238
391 | 308.3596 | 49.9471 | 308.3596 | 49.9471
392 | 292.5425 | 40.5455 | 292.5425 | 40.5455
393 | 289.7058 | 35.6313 | 289.7058 | 35.6313
394 | 296.2685 | 21.2257 | 296.2685 | 21.2257
395 | 289.5305 | 10.5741 | 289.5305 | 10.5741
396 | 273.9574 | 9.1424 | 273.9574 | 9.1424
397 | 257.2567 | 5.2383 | 257.2567 | 5.2383
398 | 248.2172 | 6.6226 | 248.2172 | 6.6226
399 | 240.4853 | 9.7179 | 240.4853 | 9.7179
400 | 231.2504 | 21.8631 | 231.2504 | 21.8631
401 | 229.7022 | 62.5876 | 229.7022 | 62.5876
402 | 233.4299 | 70.1526 | 233.4299 | 70.1526
403 | 240.7297 | 72.7079 | 240.7297 | 72.7079
404 | 263.2991 | 70.6334 | 263.2991 | 70.6334
405 | 284.3396 | 70.6209 | 284.3396 | 70.6209
406 | 303.9216 | 64.5916 | 303.9216 | 64.5916
407 | 331.6172 | 64.024 | 331.6172 | 64.024
408 | 337.9744 | 60.8945 | 337.9744 | 60.8945
409 | 324.8414 | 55.4972 | 324.8414 | 55.4972
410 | 321.1895 | 57.6537 | 321.1895 | 57.6537
411 | 319.6966 | 57.468 | 319.6966 | 57.468
412 | 322.1614 | 65.3634 | 322.1614 | 65.3634
413 | 324.0614 | 70.2289 | 324.0614 | 70.2289
414 | 315.4082 | 63.9563 | 315.4082 | 63.9563
415 | 302.8558 | 59.2405 | 302.8558 | 59.2405
416 | 293.199 | 50.3045 | 293.199 | 50.3045
417 | 292.1497 | 45.4511 | 292.1497 | 45.4511
418 | 298.8818 | 30.1635 | 298.8818 | 30.1635
419 | 288.1709 | 20.015 | 288.1709 | 20.015
420 | 270.8903 | 19.766 | 270.8903 | 19.766
421 | 257.0236 | 17.6576 | 257.0236 | 17.6576
422 | 247.5577 | 21.7888 | 247.5577 | 21.7888
423 | 240.1412 | 27.5126 | 240.1412 | 27.5126
424 | 230.6647 | 39.7301 | 230.6647 | 39.7301
425 | 229.9424 | 79.7201 | 229.9424 | 79.7201
426 | 231.8364 | 86.7415 | 231.8364 | 86.7415
427 | 241.1181 | 88.3108 | 241.1181 | 88.3108
428 | 260.2308 | 84.4637 | 260.2308 | 84.4637
429 | 279.1254 | 82.0599 | 279.1254 | 82.0599
430 | 298.6204 | 74.4374 | 298.6204 | 74.4374
431 | 324.5567 | 70.8684 | 324.5567 | 70.8684
432 | 330.2832 | 64.4887 | 330.2832 | 64.4887
433 | 319.1864 | 55.6679 | 319.1864 | 55.6679
434 | 314.7999 | 54.3255 | 314.7999 | 54.3255
435 | 316.6628 | 52.2805 | 316.6628 | 52.2805
436 | 318.7726 | 59.2882 | 318.7726 | 59.2882
437 | 320.0084 | 63.6506 | 320.0084 | 63.6506
438 | 316.4244 | 57.8233 | 316.4244 | 57.8233
439 | 305.9203 | 54.3278 | 305.9203 | 54.3278
440 | 297.4906 | 45.8775 | 297.4906 | 45.8775
441 | 297.7345 | 41.027 | 297.7345 | 41.027
442 | 300.2854 | 25.8522 | 300.2854 | 25.8522
443 | 287.4253 | 14.9866 | 287.4253 | 14.9866
444 | 269.7685 | 14.2171 | 269.7685 | 14.2171
445 | 254.6288 | 12.1521 | 254.6288 | 12.1521
446 | 245.0634 | 17.5093 | 245.0634 | 17.5093
447 | 238.2052 | 23.5916 | 238.2052 | 23.5916
448 | 231.2934 | 33.5855 | 231.2934 | 33.5855
449 | 227.3791 | 71.2015 | 227.3791 | 71.2015
450 | 231.1631 | 77.0576 | 231.1631 | 77.0576
451 | 242.13 | 77.6496 | 242.13 | 77.6496
452 | 264.3391 | 73.7938 | 264.3391 | 73.7938
453 | 287.2448 | 70.9882 | 287.2448 | 70.9882
454 | 306.2792 | 62.4114 | 306.2792 | 62.4114
455 | 332.8115 | 57.171 | 332.8115 | 57.171
456 | 334.9986 | 50.6439 | 334.9986 | 50.6439
457 | 324.1587 | 42.1093 | 324.1587 | 42.1093
458 | 318.075 | 41.1197 | 318.075 | 41.1197
459 | 321.1844 | 42.3046 | 321.1844 | 42.3046
460 | 320.577 | 52.0737 | 320.577 | 52.0737
461 | 324.4568 | 58.5528 | 324.4568 | 58.5528
462 | 320.8916 | 54.0238 | 320.8916 | 54.0238
463 | 310.4999 | 49.9471 | 310.4999 | 49.9471
464 | 298.6769 | 40.5455 | 298.6769 | 40.5455
465 | 298.6527 | 35.6313 | 298.6527 | 35.6313
466 | 300.6495 | 21.2257 | 300.6495 | 21.2257
467 | 288.828 | 10.5741 | 288.828 | 10.5741
468 | 275.4425 | 9.1424 | 275.4425 | 9.1424
469 | 259.3726 | 5.2383 | 259.3726 | 5.2383
470 | 250.0924 | 6.6226 | 250.0924 | 6.6226
471 | 243.3413 | 10.4148 | 243.3413 | 10.4148
472 | 237.4924 | 22.4241 | 237.4924 | 22.4241
473 | 234.6601 | 62.0555 | 234.6601 | 62.0555
474 | 240.2533 | 69.5164 | 240.2533 | 69.5164
475 | 254.6853 | 71.453 | 254.6853 | 71.453
476 | 284.8906 | 68.0628 | 284.8906 | 68.0628
477 | 311.9989 | 66.0176 | 311.9989 | 66.0176
478 | 330.898 | 57.2557 | 330.898 | 57.2557
479 | 358.5195 | 51.998 | 358.5195 | 51.998
480 | 361.408 | 45.974 | 361.408 | 45.974
481 | 341.9804 | 37.9802 | 341.9804 | 37.9802
482 | 341.2481 | 41.1197 | 341.2481 | 41.1197
483 | 345.4868 | 42.3046 | 345.4868 | 42.3046
484 | 341.2474 | 52.0737 | 341.2474 | 52.0737
485 | 342.9073 | 58.5528 | 342.9073 | 58.5528
486 | 339.3802 | 54.0238 | 339.3802 | 54.0238
487 | 321.1465 | 49.9471 | 321.1465 | 49.9471
488 | 308.6103 | 40.5455 | 308.6103 | 40.5455
489 | 306.7275 | 35.6313 | 306.7275 | 35.6313
490 | 308.9727 | 21.2257 | 308.9727 | 21.2257
491 | 294.867 | 10.5741 | 294.867 | 10.5741
492 | 275.1435 | 9.1424 | 275.1435 | 9.1424
493 | 259.356 | 5.2383 | 259.356 | 5.2383
494 | 250.4862 | 6.6226 | 250.4862 | 6.6226
495 | 244.6983 | 9.1627 | 244.6983 | 9.1627
496 | 237.4352 | 19.4053 | 237.4352 | 19.4053
497 | 235.0847 | 57.4001 | 235.0847 | 57.4001
498 | 239.911 | 63.3169 | 239.911 | 63.3169
499 | 252.8438 | 63.8742 | 252.8438 | 63.8742
500 | 281.2874 | 60.6517 | 281.2874 | 60.6517
501 | 307.1062 | 58.913 | 307.1062 | 58.913
502 | 329.0017 | 50.8191 | 329.0017 | 50.8191
503 | 352.2002 | 46.6747 | 352.2002 | 46.6747
504 | 357.7424 | 42.1398 | 357.7424 | 42.1398
505 | 339.6833 | 37.5725 | 339.6833 | 37.5725
506 | 336.1109 | 41.1197 | 336.1109 | 41.1197
507 | 337.1046 | 42.3046 | 337.1046 | 42.3046
508 | 335.9703 | 52.0737 | 335.9703 | 52.0737
509 | 334.9308 | 58.5528 | 334.9308 | 58.5528
510 | 331.9197 | 54.0238 | 331.9197 | 54.0238
511 | 317.2449 | 49.9471 | 317.2449 | 49.9471
512 | 307.3061 | 40.5455 | 307.3061 | 40.5455
513 | 307.1833 | 35.6313 | 307.1833 | 35.6313
514 | 307.1619 | 21.2257 | 307.1619 | 21.2257
515 | 294.2431 | 10.5741 | 294.2431 | 10.5741
516 | 274.5974 | 9.1424 | 274.5974 | 9.1424
517 | 259.1821 | 5.2383 | 259.1821 | 5.2383
518 | 250.9081 | 6.6226 | 250.9081 | 6.6226
519 | 243.9775 | 9.1627 | 243.9775 | 9.1627
520 | 238.683 | 19.4053 | 238.683 | 19.4053
521 | 236.9796 | 57.4001 | 236.9796 | 57.4001
522 | 242.0558 | 63.3169 | 242.0558 | 63.3169
523 | 256.1849 | 63.8742 | 256.1849 | 63.8742
524 | 283.8718 | 59.443 | 283.8718 | 59.443
525 | 308.9586 | 56.5911 | 308.9586 | 56.5911
526 | 330.2621 | 47.8321 | 330.2621 | 47.8321
527 | 354.2711 | 45.599 | 354.2711 | 45.599
528 | 351.767 | 42.1398 | 351.767 | 42.1398
529 | 334.9437 | 37.5725 | 334.9437 | 37.5725
530 | 328.9137 | 41.1197 | 328.9137 | 41.1197
531 | 335.5151 | 42.3046 | 335.5151 | 42.3046
532 | 335.2525 | 52.0737 | 335.2525 | 52.0737
533 | 335.4298 | 58.5528 | 335.4298 | 58.5528
534 | 325.5733 | 54.0238 | 325.5733 | 54.0238
535 | 313.2095 | 49.9471 | 313.2095 | 49.9471
536 | 304.2848 | 40.5455 | 304.2848 | 40.5455
537 | 303.9982 | 35.6313 | 303.9982 | 35.6313
538 | 304.8204 | 21.2257 | 304.8204 | 21.2257
539 | 292.4616 | 10.5741 | 292.4616 | 10.5741
540 | 274.0669 | 9.1424 | 274.0669 | 9.1424
541 | 258.0298 | 5.2383 | 258.0298 | 5.2383
542 | 248.6022 | 6.6226 | 248.6022 | 6.6226
543 | 243.1465 | 9.1627 | 243.1465 | 9.1627
544 | 236.5225 | 20.1571 | 236.5225 | 20.1571
545 | 232.3969 | 60.4767 | 232.3969 | 60.4767
546 | 236.6043 | 68.8745 | 236.6043 | 68.8745
547 | 248.8768 | 72.1093 | 248.8768 | 72.1093
548 | 274.7635 | 70.5408 | 274.7635 | 70.5408
549 | 297.7411 | 69.7968 | 297.7411 | 69.7968
550 | 322.0726 | 62.5704 | 322.0726 | 62.5704
551 | 342.757 | 61.3783 | 342.757 | 61.3783
552 | 345.7464 | 57.9133 | 345.7464 | 57.9133
553 | 330.7923 | 52.0794 | 330.7923 | 52.0794
554 | 327.1883 | 52.9202 | 327.1883 | 52.9202
555 | 329.8668 | 51.5345 | 329.8668 | 51.5345
556 | 328.3236 | 58.707 | 328.3236 | 58.707
557 | 329.7812 | 62.4709 | 329.7812 | 62.4709
558 | 321.8584 | 55.5043 | 321.8584 | 55.5043
559 | 312.6015 | 49.9471 | 312.6015 | 49.9471
560 | 299.9614 | 40.5455 | 299.9614 | 40.5455
561 | 299.7159 | 35.6313 | 299.7159 | 35.6313
562 | 302.0549 | 21.2257 | 302.0549 | 21.2257
563 | 292.132 | 11.2015 | 292.132 | 11.2015
564 | 274.775 | 11.4412 | 274.775 | 11.4412
565 | 259.7382 | 9.7318 | 259.7382 | 9.7318
566 | 251.3621 | 14.6062 | 251.3621 | 14.6062
567 | 244.8421 | 20.6625 | 244.8421 | 20.6625
568 | 236.6382 | 33.4554 | 236.6382 | 33.4554
569 | 234.1257 | 73.9948 | 234.1257 | 73.9948
570 | 236.6608 | 82.3289 | 236.6608 | 82.3289
571 | 245.8351 | 85.8471 | 245.8351 | 85.8471
572 | 267.8997 | 84.4203 | 267.8997 | 84.4203
573 | 286.641 | 83.8787 | 286.641 | 83.8787
574 | 305.1158 | 77.3463 | 305.1158 | 77.3463
575 | 329.672 | 73.9941 | 329.672 | 73.9941
576 | 334.2119 | 68.1147 | 334.2119 | 68.1147
577 | 321.3874 | 59.9416 | 321.3874 | 59.9416
578 | 316.3292 | 59.1197 | 316.3292 | 59.1197
579 | 319.2207 | 55.4641 | 319.2207 | 55.4641
580 | 321.1345 | 60.5952 | 321.1345 | 60.5952
581 | 320.836 | 63.7113 | 320.836 | 63.7113
582 | 312.5763 | 58.1934 | 312.5763 | 58.1934
583 | 299.5246 | 54.0357 | 299.5246 | 54.0357
584 | 290.8051 | 44.7961 | 290.8051 | 44.7961
585 | 294.8469 | 39.3412 | 294.8469 | 39.3412
586 | 299.7009 | 24.0825 | 299.7009 | 24.0825
587 | 286.3716 | 13.3615 | 286.3716 | 13.3615
588 | 269.402 | 13.1935 | 269.402 | 13.1935
589 | 255.4136 | 11.3627 | 255.4136 | 11.3627
590 | 247.8105 | 14.2071 | 247.8105 | 14.2071
591 | 241.3326 | 17.8172 | 241.3326 | 17.8172
592 | 232.7175 | 28.9677 | 232.7175 | 28.9677
593 | 230.0881 | 67.1851 | 230.0881 | 67.1851
594 | 233.3378 | 73.634 | 233.3378 | 73.634
595 | 243.9851 | 74.466 | 243.9851 | 74.466
596 | 262.048 | 69.9076 | 262.048 | 69.9076
597 | 279.9279 | 67.3101 | 279.9279 | 67.3101
598 | 300.7888 | 58.8172 | 300.7888 | 58.8172
599 | 324.007 | 56.0751 | 324.007 | 56.0751
600 | 324.9225 | 51.3697 | 324.9225 | 51.3697
601 | 314.779 | 45.2553 | 314.779 | 45.2553
602 | 309.0164 | 46.6513 | 309.0164 | 46.6513
603 | 312.9584 | 44.2622 | 312.9584 | 44.2622
604 | 315.2489 | 52.0737 | 315.2489 | 52.0737
605 | 316.4532 | 58.5528 | 316.4532 | 58.5528
606 | 309.2612 | 54.0238 | 309.2612 | 54.0238
607 | 298.3903 | 49.9471 | 298.3903 | 49.9471
608 | 291.5022 | 40.5455 | 291.5022 | 40.5455
609 | 293.0423 | 35.6313 | 293.0423 | 35.6313
610 | 295.7082 | 21.2257 | 295.7082 | 21.2257
611 | 285.156 | 10.5741 | 285.156 | 10.5741
612 | 268.7731 | 9.1424 | 268.7731 | 9.1424
613 | 252.7995 | 5.2383 | 252.7995 | 5.2383
614 | 244.2334 | 7.1604 | 244.2334 | 7.1604
615 | 238.6118 | 14.3502 | 238.6118 | 14.3502
616 | 231.706 | 26.5677 | 231.706 | 26.5677
617 | 228.2665 | 65.6439 | 228.2665 | 65.6439
618 | 232.3566 | 73.5531 | 232.3566 | 73.5531
619 | 244.1692 | 75.4144 | 244.1692 | 75.4144
620 | 266.7136 | 72.5881 | 266.7136 | 72.5881
621 | 288.1346 | 71.4624 | 288.1346 | 71.4624
622 | 307.5408 | 64.3487 | 307.5408 | 64.3487
623 | 330.4707 | 64.0067 | 330.4707 | 64.0067
624 | 333.0699 | 62.0742 | 333.0699 | 62.0742
625 | 317.9648 | 58.9642 | 317.9648 | 58.9642
626 | 315.0232 | 63.7635 | 315.0232 | 63.7635
627 | 317.215 | 65.6974 | 317.215 | 65.6974
628 | 317.6096 | 75.6573 | 317.6096 | 75.6573
629 | 321.994 | 81.5349 | 321.994 | 81.5349
630 | 316.3086 | 75.7105 | 316.3086 | 75.7105
631 | 302.5892 | 70 | 302.5892 | 70
632 | 296.2671 | 58.7623 | 296.2671 | 58.7623
633 | 297.9373 | 51.7865 | 297.9373 | 51.7865
634 | 302.3036 | 35.6719 | 302.3036 | 35.6719
635 | 288.5637 | 24.5316 | 288.5637 | 24.5316
636 | 267.5228 | 23.6465 | 267.5228 | 23.6465
637 | 253.0061 | 21.541 | 253.0061 | 21.541
638 | 244.5178 | 27.0341 | 244.5178 | 27.0341
639 | 239.6061 | 32.6393 | 239.6061 | 32.6393
640 | 233.3997 | 44.8626 | 233.3997 | 44.8626
641 | 230.6184 | 86.1046 | 230.6184 | 86.1046
642 | 234.7493 | 94.2104 | 234.7493 | 94.2104
643 | 249.4006 | 96.2307 | 249.4006 | 96.2307
644 | 278.1222 | 92.9909 | 278.1222 | 92.9909
645 | 307.0243 | 90.8647 | 307.0243 | 90.8647
646 | 328.0677 | 82.7853 | 328.0677 | 82.7853
647 | 356.8768 | 76.9493 | 356.8768 | 76.9493
648 | 357.119 | 67.6029 | 357.119 | 67.6029
649 | 342.4247 | 57.5907 | 342.4247 | 57.5907
650 | 337.0991 | 55.8956 | 337.0991 | 55.8956
651 | 338.5396 | 53.5008 | 338.5396 | 53.5008
652 | 338.7806 | 60.4911 | 338.7806 | 60.4911
653 | 338.3005 | 64.5181 | 338.3005 | 64.5181
654 | 331.1111 | 58.0199 | 331.1111 | 58.0199
655 | 316.4676 | 52.483 | 316.4676 | 52.483
656 | 309.5413 | 42.2718 | 309.5413 | 42.2718
657 | 311.1917 | 37.0395 | 311.1917 | 37.0395
658 | 309.2247 | 22.8507 | 309.2247 | 22.8507
659 | 291.7322 | 13.376 | 291.7322 | 13.376
660 | 262.7571 | 14.0436 | 262.7571 | 14.0436
661 | 247.4914 | 13.8754 | 247.4914 | 13.8754
662 | 238.0601 | 20.5772 | 238.0601 | 20.5772
663 | 233.6396 | 24.7598 | 233.6396 | 24.7598
664 | 228.8344 | 33.8689 | 228.8344 | 33.8689
665 | 224.2095 | 71.8348 | 224.2095 | 71.8348
666 | 228.4917 | 77.9511 | 228.4917 | 77.9511
667 | 242.3706 | 78.5228 | 242.3706 | 78.5228
668 | 269.0727 | 74.0512 | 269.0727 | 74.0512
669 | 296.6658 | 71.4479 | 296.6658 | 71.4479
670 | 317.7157 | 63.6461 | 317.7157 | 63.6461
671 | 340.9742 | 59.8515 | 340.9742 | 59.8515
672 | 341.6589 | 53.7407 | 341.6589 | 53.7407
673 | 325.4493 | 45.2958 | 325.4493 | 45.2958
674 | 323.2089 | 44.1588 | 323.2089 | 44.1588
675 | 324.4619 | 42.3046 | 324.4619 | 42.3046
676 | 324.7534 | 52.0737 | 324.7534 | 52.0737
677 | 324.785 | 58.5528 | 324.785 | 58.5528
678 | 318.1446 | 54.0238 | 318.1446 | 54.0238
679 | 303.9983 | 49.9471 | 303.9983 | 49.9471
680 | 293.9817 | 40.5455 | 293.9817 | 40.5455
681 | 297.2541 | 35.6313 | 297.2541 | 35.6313
682 | 298.1696 | 21.2257 | 298.1696 | 21.2257
683 | 283.8479 | 10.5741 | 283.8479 | 10.5741
684 | 264.2385 | 9.1424 | 264.2385 | 9.1424
685 | 249.429 | 5.2383 | 249.429 | 5.2383
686 | 239.7915 | 9.6789 | 239.7915 | 9.6789
687 | 235.5775 | 14.6133 | 235.5775 | 14.6133
688 | 227.8402 | 25.865 | 227.8402 | 25.865
689 | 223.5127 | 64.7013 | 223.5127 | 64.7013
690 | 230.5505 | 71.0374 | 230.5505 | 71.0374
691 | 244.1484 | 71.9445 | 244.1484 | 71.9445
692 | 269.5321 | 67.9037 | 269.5321 | 67.9037
693 | 294.1997 | 65.0662 | 294.1997 | 65.0662
694 | 311.0629 | 56.3738 | 311.0629 | 56.3738
695 | 333.7488 | 54.6265 | 333.7488 | 54.6265
696 | 335.3483 | 50.9677 | 335.3483 | 50.9677
697 | 319.9183 | 45.3565 | 319.9183 | 45.3565
698 | 316.2973 | 47.9033 | 316.2973 | 47.9033
699 | 318.5608 | 46.9311 | 318.5608 | 46.9311
700 | 316.8732 | 52.7301 | 316.8732 | 52.7301
701 | 316.8138 | 58.5528 | 316.8138 | 58.5528
702 | 312.7615 | 54.0238 | 312.7615 | 54.0238
703 | 297.6192 | 49.9471 | 297.6192 | 49.9471
704 | 286.9788 | 40.5455 | 286.9788 | 40.5455
705 | 290.9365 | 35.6313 | 290.9365 | 35.6313
706 | 293.156 | 21.2257 | 293.156 | 21.2257
707 | 279.4755 | 10.5741 | 279.4755 | 10.5741
708 | 267.7287 | 7.5772 | 267.7287 | 7.5772
709 | 252.3804 | 6.6881 | 252.3804 | 6.6881
710 | 243.5469 | 19.4274 | 243.5469 | 19.4274
711 | 237.4563 | 29.6506 | 237.4563 | 29.6506
712 | 232.359 | 45.7767 | 232.359 | 45.7767
713 | 228.0077 | 83.3704 | 228.0077 | 83.3704
714 | 234.265 | 90.5832 | 234.265 | 90.5832
715 | 247.0912 | 93.7968 | 247.0912 | 93.7968
716 | 271.8467 | 90.573 | 271.8467 | 90.573
717 | 294.266 | 89.1869 | 294.266 | 89.1869
718 | 315.3655 | 83.7922 | 315.3655 | 83.7922
719 | 335.9164 | 76.5859 | 335.9164 | 76.5859
720 | 341.643 | 61.6008 | 341.643 | 61.6008
721 | 326.3924 | 52.0088 | 326.3924 | 52.0088
722 | 324.9447 | 46.2617 | 324.9447 | 46.2617
723 | 325.4295 | 41.2911 | 325.4295 | 41.2911
724 | 325.4713 | 48.5886 | 325.4713 | 48.5886
725 | 330.583 | 55.3758 | 330.583 | 55.3758
726 | 326.739 | 51.873 | 326.739 | 51.873
727 | 307.3652 | 47.4754 | 307.3652 | 47.4754
728 | 295.2667 | 40.4539 | 295.2667 | 40.4539
729 | 300.3814 | 33.8782 | 300.3814 | 33.8782
730 | 300.8455 | 20.4386 | 300.8455 | 20.4386
731 | 285.8389 | 9.387 | 285.8389 | 9.387
732 | 268.0073 | 7.5772 | 268.0073 | 7.5772
733 | 251.5425 | 8.5315 | 251.5425 | 8.5315
734 | 242.8807 | 17.621 | 242.8807 | 17.621
735 | 240.4896 | 24.077 | 240.4896 | 24.077
736 | 233.4257 | 38.0627 | 233.4257 | 38.0627
737 | 229.786 | 74.7285 | 229.786 | 74.7285
738 | 232.3368 | 82.7393 | 232.3368 | 82.7393
739 | 242.0881 | 86.2374 | 242.0881 | 86.2374
740 | 262.5846 | 82.6301 | 262.5846 | 82.6301
741 | 287.0248 | 79.8274 | 287.0248 | 79.8274
742 | 309.9426 | 72.1005 | 309.9426 | 72.1005
743 | 330.1707 | 67.3192 | 330.1707 | 67.3192
744 | 337.9814 | 61.3657 | 337.9814 | 61.3657
745 | 322.031 | 54.7492 | 322.031 | 54.7492
746 | 318.3337 | 51.5507 | 318.3337 | 51.5507
747 | 317.0864 | 43.9201 | 317.0864 | 43.9201
748 | 318.0345 | 48.5886 | 318.0345 | 48.5886
749 | 322.7184 | 55.3758 | 322.7184 | 55.3758
750 | 315.0642 | 51.873 | 315.0642 | 51.873
751 | 302.0778 | 47.4754 | 302.0778 | 47.4754
752 | 296.8115 | 40.4539 | 296.8115 | 40.4539
753 | 300.1636 | 33.8782 | 300.1636 | 33.8782
754 | 298.1037 | 20.4386 | 298.1037 | 20.4386
755 | 283.8692 | 9.387 | 283.8692 | 9.387
756 | 266.4672 | 7.5772 | 266.4672 | 7.5772
757 | 251.6429 | 4.9807 | 251.6429 | 4.9807
758 | 241.9167 | 7.8409 | 241.9167 | 7.8409
759 | 239.0284 | 13.1401 | 239.0284 | 13.1401
760 | 234.7412 | 28.1156 | 234.7412 | 28.1156
761 | 228.77 | 64.5153 | 228.77 | 64.5153
762 | 231.4999 | 70.1631 | 231.4999 | 70.1631
763 | 242.3149 | 72.0405 | 242.3149 | 72.0405
764 | 261.8187 | 67.7217 | 261.8187 | 67.7217
765 | 280.9312 | 65.2717 | 280.9312 | 65.2717
766 | 299.5362 | 58.516 | 299.5362 | 58.516
767 | 321.7709 | 53.5553 | 321.7709 | 53.5553
768 | 326.4439 | 45.282 | 326.4439 | 45.282
769 | 316.8034 | 35.789 | 316.8034 | 35.789
770 | 311.1757 | 37.6445 | 311.1757 | 37.6445
771 | 310.79 | 41.2911 | 310.79 | 41.2911
772 | 312.2697 | 48.5886 | 312.2697 | 48.5886
773 | 318.317 | 55.3758 | 318.317 | 55.3758
774 | 314.6482 | 51.873 | 314.6482 | 51.873
775 | 303.2002 | 47.4754 | 303.2002 | 47.4754
776 | 298.4137 | 40.4539 | 298.4137 | 40.4539
777 | 305.2802 | 33.8782 | 305.2802 | 33.8782
778 | 301.3932 | 20.4386 | 301.3932 | 20.4386
779 | 285.3301 | 9.387 | 285.3301 | 9.387
780 | 266.838 | 7.5772 | 266.838 | 7.5772
781 | 252.6191 | 4.9807 | 252.6191 | 4.9807
782 | 244.208 | 5.2675 | 244.208 | 5.2675
783 | 240.6813 | 11.2162 | 240.6813 | 11.2162
784 | 234.792 | 29.5507 | 234.792 | 29.5507
785 | 230.4798 | 69.427 | 230.4798 | 69.427
786 | 232.7529 | 78.7926 | 232.7529 | 78.7926
787 | 243.5259 | 84.0971 | 243.5259 | 84.0971
788 | 267.073 | 82.1662 | 267.073 | 82.1662
789 | 289.1278 | 80.743 | 289.1278 | 80.743
790 | 306.9306 | 74.309 | 306.9306 | 74.309
791 | 330.1993 | 71.5381 | 330.1993 | 71.5381
792 | 337.5271 | 65.8321 | 337.5271 | 65.8321
793 | 321.1788 | 60.7559 | 321.1788 | 60.7559
794 | 319.1904 | 62.0299 | 319.1904 | 62.0299
795 | 319.697 | 64.2228 | 319.697 | 64.2228
796 | 320.5483 | 68.6129 | 320.5483 | 68.6129
797 | 326.2523 | 68.9789 | 326.2523 | 68.9789
798 | 320.0595 | 59.1973 | 320.0595 | 59.1973
799 | 305.0608 | 53.9151 | 305.0608 | 53.9151
800 | 298.6958 | 49.5536 | 298.6958 | 49.5536
801 | 304.5712 | 48.0133 | 304.5712 | 48.0133
802 | 300.4941 | 36.6523 | 300.4941 | 36.6523
803 | 285.4131 | 26.8997 | 285.4131 | 26.8997
804 | 264.8107 | 27.5087 | 264.8107 | 27.5087
805 | 251.67 | 29.6136 | 251.67 | 29.6136
806 | 243.0043 | 35.4863 | 243.0043 | 35.4863
807 | 239.5429 | 40.9402 | 239.5429 | 40.9402
808 | 235.3195 | 56.1384 | 235.3195 | 56.1384
809 | 232.1012 | 93.0701 | 232.1012 | 93.0701
810 | 234.6024 | 99.8932 | 234.6024 | 99.8932
811 | 249.6172 | 103.4594 | 249.6172 | 103.4594
812 | 279.0027 | 100.3841 | 279.0027 | 100.3841
813 | 303.4348 | 98.4969 | 303.4348 | 98.4969
814 | 325.9734 | 91.5495 | 325.9734 | 91.5495
815 | 351.3226 | 84.9495 | 351.3226 | 84.9495
816 | 354.5706 | 74.2636 | 354.5706 | 74.2636
817 | 333.8402 | 64.1087 | 333.8402 | 64.1087
818 | 329.9128 | 60.2112 | 329.9128 | 60.2112
819 | 334.0134 | 55.884 | 334.0134 | 55.884
820 | 334.2631 | 53.1354 | 334.2631 | 53.1354
821 | 335.5591 | 55.3758 | 335.5591 | 55.3758
822 | 331.6872 | 51.873 | 331.6872 | 51.873
823 | 308.8824 | 47.4754 | 308.8824 | 47.4754
824 | 302.2857 | 40.4539 | 302.2857 | 40.4539
825 | 310.6163 | 33.8782 | 310.6163 | 33.8782
826 | 305.3219 | 20.4386 | 305.3219 | 20.4386
827 | 288.5287 | 9.387 | 288.5287 | 9.387
828 | 265.3306 | 12.4642 | 265.3306 | 12.4642
829 | 251.3713 | 18.8622 | 251.3713 | 18.8622
830 | 243.9098 | 26.6774 | 243.9098 | 26.6774
831 | 240.5204 | 34.0489 | 240.5204 | 34.0489
832 | 236.5503 | 52.1422 | 236.5503 | 52.1422
833 | 232.2185 | 91.0411 | 232.2185 | 91.0411
834 | 235.8275 | 99.0457 | 235.8275 | 99.0457
835 | 250.3504 | 102.7356 | 250.3504 | 102.7356
836 | 280.3103 | 99.8892 | 280.3103 | 99.8892
837 | 307.1171 | 98.7011 | 307.1171 | 98.7011
838 | 328.6963 | 93.4672 | 328.6963 | 93.4672
839 | 348.5476 | 92.1748 | 348.5476 | 92.1748
840 | 350.2679 | 88.7328 | 350.2679 | 88.7328
841 | 332.5824 | 83.7185 | 332.5824 | 83.7185
842 | 328.9214 | 83.8729 | 328.9214 | 83.8729
843 | 330.3089 | 84.4635 | 330.3089 | 84.4635
844 | 328.8661 | 87.8144 | 328.8661 | 87.8144
845 | 330.2336 | 91.5085 | 330.2336 | 91.5085
846 | 325.7017 | 88.2902 | 325.7017 | 88.2902
847 | 311.0995 | 86.1134 | 311.0995 | 86.1134
848 | 300.0653 | 81.2509 | 300.0653 | 81.2509
849 | 308.8205 | 76.698 | 308.8205 | 76.698
850 | 306.0096 | 63.6049 | 306.0096 | 63.6049
851 | 288.1161 | 50.8335 | 288.1161 | 50.8335
852 | 266.8873 | 48.4546 | 266.8873 | 48.4546
853 | 252.1019 | 48.0232 | 252.1019 | 48.0232
854 | 243.1648 | 52.7269 | 243.1648 | 52.7269
855 | 239.9233 | 57.4755 | 239.9233 | 57.4755
856 | 235.5599 | 71.3994 | 235.5599 | 71.3994
857 | 232.2892 | 107.4774 | 232.2892 | 107.4774
858 | 235.8754 | 114.5232 | 235.8754 | 114.5232
859 | 249.4895 | 117.8543 | 249.4895 | 117.8543
860 | 279.9371 | 113.9687 | 279.9371 | 113.9687
861 | 298.3496 | 110.5721 | 298.3496 | 110.5721
862 | 320.2143 | 102.0163 | 320.2143 | 102.0163
863 | 338.2422 | 97.3278 | 338.2422 | 97.3278
864 | 342.3707 | 89.5865 | 342.3707 | 89.5865
865 | 330.1077 | 80.6997 | 330.1077 | 80.6997
866 | 322.2838 | 78.6333 | 322.2838 | 78.6333
867 | 323.9995 | 76.9969 | 323.9995 | 76.9969
868 | 324.7287 | 77.4466 | 324.7287 | 77.4466
869 | 324.8364 | 76.5197 | 324.8364 | 76.5197
870 | 321.6166 | 68.5567 | 321.6166 | 68.5567
871 | 305.2357 | 64.3819 | 305.2357 | 64.3819
872 | 298.4634 | 57.9481 | 298.4634 | 57.9481
873 | 304.187 | 51.193 | 304.187 | 51.193
874 | 302.7184 | 37.7286 | 302.7184 | 37.7286
875 | 285.0157 | 29.7638 | 285.0157 | 29.7638
876 | 264.8042 | 31.4121 | 264.8042 | 31.4121
877 | 250.5935 | 34.0304 | 250.5935 | 34.0304
878 | 241.9357 | 40.5032 | 241.9357 | 40.5032
879 | 237.9208 | 46.9035 | 237.9208 | 46.9035
880 | 233.7243 | 62.4543 | 233.7243 | 62.4543
881 | 227.4341 | 99.2685 | 227.4341 | 99.2685
882 | 231.0859 | 105.9432 | 231.0859 | 105.9432
883 | 245.0195 | 108.7361 | 245.0195 | 108.7361
884 | 271.3453 | 104.5287 | 271.3453 | 104.5287
885 | 293.9557 | 101.6704 | 293.9557 | 101.6704
886 | 315.5942 | 94.7167 | 315.5942 | 94.7167
887 | 335.7096 | 91.4757 | 335.7096 | 91.4757
888 | 342.1728 | 86.543 | 342.1728 | 86.543
889 | 323.1299 | 81.1513 | 323.1299 | 81.1513
890 | 321.5215 | 79.9014 | 321.5215 | 79.9014
891 | 319.9785 | 73.9967 | 319.9785 | 73.9967
892 | 322.8107 | 73.7844 | 322.8107 | 73.7844
893 | 324.1426 | 78.0663 | 324.1426 | 78.0663
894 | 320.485 | 71.9096 | 320.485 | 71.9096
895 | 305.7203 | 63.7447 | 305.7203 | 63.7447
896 | 299.3151 | 53.9519 | 299.3151 | 53.9519
897 | 306.9212 | 47.3885 | 306.9212 | 47.3885
898 | 301.3093 | 32.9283 | 301.3093 | 32.9283
899 | 284.4454 | 22.8664 | 284.4454 | 22.8664
900 | 265.3269 | 24.0692 | 265.3269 | 24.0692
901 | 251.9713 | 28.6114 | 251.9713 | 28.6114
902 | 243.4645 | 38.0412 | 243.4645 | 38.0412
903 | 240.0469 | 42.8455 | 240.0469 | 42.8455
904 | 234.9226 | 57.0415 | 234.9226 | 57.0415
905 | 229.2934 | 92.5319 | 229.2934 | 92.5319
906 | 232.7758 | 96.0702 | 232.7758 | 96.0702
907 | 243.9085 | 96.4939 | 243.9085 | 96.4939
908 | 265.4077 | 91.9958 | 265.4077 | 91.9958
909 | 283.2542 | 90.3066 | 283.2542 | 90.3066
910 | 304.8896 | 84.9737 | 304.8896 | 84.9737
911 | 322.7142 | 83.106 | 322.7142 | 83.106
912 | 328.6543 | 76.1195 | 328.6543 | 76.1195
913 | 317.8062 | 63.7437 | 317.8062 | 63.7437
914 | 315.2598 | 51.959 | 315.2598 | 51.959
915 | 315.7665 | 56.02 | 315.7665 | 56.02
916 | 319.5067 | 69.1325 | 319.5067 | 69.1325
917 | 319.2148 | 77.2002 | 319.2148 | 77.2002
918 | 315.7832 | 70.8456 | 315.7832 | 70.8456
919 | 303.7201 | 64.5674 | 303.7201 | 64.5674
920 | 295.9665 | 57.2057 | 295.9665 | 57.2057
921 | 303.0832 | 51.063 | 303.0832 | 51.063
922 | 300.287 | 38.3844 | 300.287 | 38.3844
923 | 283.8622 | 29.1638 | 283.8622 | 29.1638
924 | 264.3632 | 30.0511 | 264.3632 | 30.0511
925 | 252.0911 | 32.3478 | 252.0911 | 32.3478
926 | 242.0152 | 38.8268 | 242.0152 | 38.8268
927 | 238.3471 | 45.7096 | 238.3471 | 45.7096
928 | 235.1545 | 66.2154 | 235.1545 | 66.2154
929 | 228.7694 | 107.3661 | 228.7694 | 107.3661
930 | 229.8404 | 115.9584 | 229.8404 | 115.9584
931 | 241.4374 | 119.7349 | 241.4374 | 119.7349
932 | 258.8035 | 116.6843 | 258.8035 | 116.6843
933 | 280.4775 | 115.057 | 280.4775 | 115.057
934 | 299.2554 | 108.8086 | 299.2554 | 108.8086
935 | 318.952 | 106.5202 | 318.952 | 106.5202
936 | 324.534 | 102.6638 | 324.534 | 102.6638
937 | 314.4834 | 98.5093 | 314.4834 | 98.5093
938 | 312.6841 | 100.0927 | 312.6841 | 100.0927
939 | 311.1938 | 101.2772 | 311.1938 | 101.2772
940 | 314.6293 | 106.0261 | 314.6293 | 106.0261
941 | 318.2414 | 110.2585 | 318.2414 | 110.2585
942 | 314.6128 | 104.3678 | 314.6128 | 104.3678
943 | 301.723 | 97.3782 | 301.723 | 97.3782
944 | 298.7634 | 87.5607 | 298.7634 | 87.5607
945 | 306.2814 | 77.5146 | 306.2814 | 77.5146
946 | 300.9231 | 60.252 | 300.9231 | 60.252
947 | 282.8968 | 46.7012 | 282.8968 | 46.7012
948 | 264.5763 | 44.9224 | 264.5763 | 44.9224
949 | 250.8758 | 45.9633 | 250.8758 | 45.9633
950 | 244.2781 | 52.4918 | 244.2781 | 52.4918
951 | 240.2329 | 57.3023 | 240.2329 | 57.3023
952 | 237.0243 | 71.9066 | 237.0243 | 71.9066
953 | 233.1446 | 108.5538 | 233.1446 | 108.5538
954 | 234.1717 | 116.1502 | 234.1717 | 116.1502
955 | 246.0073 | 119.7411 | 246.0073 | 119.7411
956 | 267.7614 | 116.5482 | 267.7614 | 116.5482
957 | 291.6742 | 115.2859 | 291.6742 | 115.2859
958 | 311.0993 | 109.9468 | 311.0993 | 109.9468
959 | 332.0755 | 108.4503 | 332.0755 | 108.4503
960 | 335.5147 | 104 | 335.5147 | 104
961 | 323.6903 | 96.5793 | 323.6903 | 96.5793
962 | 321.2484 | 91.4508 | 321.2484 | 91.4508
963 | 322.6161 | 86.4678 | 322.6161 | 86.4678
964 | 326.765 | 86.7256 | 326.765 | 86.7256
965 | 330.3218 | 87.2835 | 330.3218 | 87.2835
966 | 323.9214 | 77.4832 | 323.9214 | 77.4832
967 | 308.9483 | 68.576 | 308.9483 | 68.576
968 | 303.7128 | 59.0554 | 303.7128 | 59.0554
969 | 308.8043 | 50.4816 | 308.8043 | 50.4816
970 | 305.3075 | 36.8502 | 305.3075 | 36.8502
971 | 286.9458 | 27.1286 | 286.9458 | 27.1286
972 | 265.9449 | 29.7789 | 265.9449 | 29.7789
973 | 251.7825 | 35.0573 | 251.7825 | 35.0573
974 | 242.7884 | 45.8789 | 242.7884 | 45.8789
975 | 238.5381 | 51.9575 | 238.5381 | 51.9575
976 | 236.6593 | 66.8712 | 236.6593 | 66.8712
977 | 231.5581 | 105.4608 | 231.5581 | 105.4608
978 | 234.5116 | 114.3191 | 234.5116 | 114.3191
979 | 248.9457 | 118.9307 | 248.9457 | 118.9307
980 | 279.3466 | 115.5956 | 279.3466 | 115.5956
981 | 303.8813 | 110.8876 | 303.8813 | 110.8876
982 | 324.3513 | 101.3977 | 324.3513 | 101.3977
983 | 345.5134 | 96.7524 | 345.5134 | 96.7524
984 | 352.6134 | 83.7716 | 352.6134 | 83.7716
985 | 332.9083 | 68.2286 | 332.9083 | 68.2286
986 | 328.3016 | 57.1801 | 328.3016 | 57.1801
987 | 331.5975 | 51.0155 | 331.5975 | 51.0155
988 | 329.811 | 53.2591 | 329.811 | 53.2591
989 | 331.437 | 56.6007 | 331.437 | 56.6007
990 | 326.259 | 51.873 | 326.259 | 51.873
991 | 308.2841 | 47.4754 | 308.2841 | 47.4754
992 | 300.3266 | 40.4539 | 300.3266 | 40.4539
993 | 311.9385 | 33.8782 | 311.9385 | 33.8782
994 | 306.3786 | 21.0696 | 306.3786 | 21.0696
995 | 286.1607 | 10.7479 | 286.1607 | 10.7479
996 | 265.2948 | 11.0538 | 265.2948 | 11.0538
997 | 251.0857 | 18.3302 | 251.0857 | 18.3302
998 | 241.6749 | 24.3515 | 241.6749 | 24.3515
999 | 237.8255 | 27.8814 | 237.8255 | 27.8814
1000 | 236.4346 | 41.9104 | 236.4346 | 41.9104
1001 | 232.3865 | 79.3742 | 232.3865 | 79.3742
1002 | 235.8893 | 88.9192 | 235.8893 | 88.9192
1003 | 252.6592 | 96.6114 | 252.6592 | 96.6114
1004 | 281.5545 | 97.8231 | 281.5545 | 97.8231
1005 | 306.6563 | 99.864 | 306.6563 | 99.864
1006 | 323.3118 | 95.9107 | 323.3118 | 95.9107
1007 | 344.8138 | 93.8079 | 344.8138 | 93.8079
1008 | 350.8205 | 77.1092 | 350.8205 | 77.1092
1009 | 333.5034 | 62.7787 | 333.5034 | 62.7787
1010 | 331.9537 | 54.4334 | 331.9537 | 54.4334
1011 | 332.5474 | 46.5987 | 332.5474 | 46.5987
1012 | 336.6816 | 48.5886 | 336.6816 | 48.5886
1013 | 337.4728 | 55.3758 | 337.4728 | 55.3758
1014 | 333.0113 | 51.873 | 333.0113 | 51.873
1015 | 317.5961 | 47.4754 | 317.5961 | 47.4754
1016 | 312.4216 | 40.4539 | 312.4216 | 40.4539
1017 | 316.4211 | 33.8782 | 316.4211 | 33.8782
1018 | 306.5537 | 20.4386 | 306.5537 | 20.4386
1019 | 287.0567 | 11.2551 | 287.0567 | 11.2551
1020 | 267.5403 | 13.9612 | 267.5403 | 13.9612
1021 | 253.6096 | 20.885 | 253.6096 | 20.885
1022 | 244.7505 | 31.0881 | 244.7505 | 31.0881
1023 | 239.7999 | 36.7646 | 239.7999 | 36.7646
1024 | 238.5603 | 51.5483 | 238.5603 | 51.5483
1025 | 238.8485 | 89.9709 | 238.8485 | 89.9709
1026 | 240.0265 | 99.021 | 240.0265 | 99.021
1027 | 253.0078 | 105.4822 | 253.0078 | 105.4822
1028 | 280.7933 | 103.7988 | 280.7933 | 103.7988
1029 | 308.0824 | 102.7529 | 308.0824 | 102.7529
1030 | 333.4683 | 96.3313 | 333.4683 | 96.3313
1031 | 357.1508 | 93.6099 | 357.1508 | 93.6099
1032 | 357.8731 | 87.842 | 357.8731 | 87.842
1033 | 341.6903 | 80.2667 | 341.6903 | 80.2667
1034 | 338.8047 | 76.7403 | 338.8047 | 76.7403
1035 | 340.7981 | 73.3843 | 340.7981 | 73.3843
1036 | 338.9504 | 75.2258 | 338.9504 | 75.2258
1037 | 338.5961 | 78.1467 | 338.5961 | 78.1467
1038 | 332.1202 | 71.5137 | 332.1202 | 71.5137
1039 | 314.0822 | 64.3695 | 314.0822 | 64.3695
1040 | 306.8859 | 55.7087 | 306.8859 | 55.7087
1041 | 314.9496 | 49.863 | 314.9496 | 49.863
1042 | 306.2113 | 38.106 | 306.2113 | 38.106
1043 | 286.712 | 29.4236 | 286.712 | 29.4236
1044 | 268.28 | 29.7233 | 268.28 | 29.7233
1045 | 253.3019 | 28.9269 | 253.3019 | 28.9269
1046 | 245.4688 | 31.0262 | 245.4688 | 31.0262
1047 | 240.6052 | 34.3644 | 240.6052 | 34.3644
1048 | 238.5815 | 48.1398 | 238.5815 | 48.1398
1049 | 234.7004 | 83.7601 | 234.7004 | 83.7601
1050 | 236.4067 | 91.3998 | 236.4067 | 91.3998
1051 | 249.9808 | 94.4092 | 249.9808 | 94.4092
1052 | 274.9259 | 91.2658 | 274.9259 | 91.2658
1053 | 300.5982 | 89.3725 | 300.5982 | 89.3725
1054 | 321.2798 | 82.3137 | 321.2798 | 82.3137
1055 | 339.5981 | 78.8933 | 339.5981 | 78.8933
1056 | 344.7721 | 72.0057 | 344.7721 | 72.0057
1057 | 330.764 | 65.3707 | 330.764 | 65.3707
1058 | 325.1404 | 65.0054 | 325.1404 | 65.0054
1059 | 326.0404 | 63.9691 | 326.0404 | 63.9691
1060 | 328.2839 | 67.8396 | 328.2839 | 67.8396
1061 | 328.8968 | 74.6577 | 328.8968 | 74.6577
1062 | 325.862 | 75.3305 | 325.862 | 75.3305
1063 | 313.3045 | 76.8653 | 313.3045 | 76.8653
1064 | 307.5188 | 75.4298 | 307.5188 | 75.4298
1065 | 313.9779 | 73.1782 | 313.9779 | 73.1782
1066 | 310.1578 | 62.244 | 310.1578 | 62.244
1067 | 287.6315 | 52.8625 | 287.6315 | 52.8625
1068 | 270.4707 | 53.0323 | 270.4707 | 53.0323
1069 | 256.163 | 53.0401 | 256.163 | 53.0401
1070 | 246.528 | 56.6055 | 246.528 | 56.6055
1071 | 241.7028 | 60.4201 | 241.7028 | 60.4201
1072 | 239.4555 | 74.7893 | 239.4555 | 74.7893
1073 | 235.0778 | 110.2797 | 235.0778 | 110.2797
1074 | 235.8892 | 115.8904 | 235.8892 | 115.8904
1075 | 247.6693 | 117.4894 | 247.6693 | 117.4894
1076 | 269.8098 | 112.8737 | 269.8098 | 112.8737
1077 | 292.1791 | 110.1638 | 292.1791 | 110.1638
1078 | 312.19 | 103.1174 | 312.19 | 103.1174
1079 | 329.9101 | 100.0372 | 329.9101 | 100.0372
1080 | 334.8258 | 95.6488 | 334.8258 | 95.6488
1081 | 323.796 | 91.5253 | 323.796 | 91.5253
1082 | 320.9391 | 93.5231 | 320.9391 | 93.5231
1083 | 318.9139 | 95.5984 | 318.9139 | 95.5984
1084 | 323.4196 | 101.5722 | 323.4196 | 101.5722
1085 | 326.8184 | 106.6767 | 326.8184 | 106.6767
1086 | 320.2842 | 101.3304 | 320.2842 | 101.3304
1087 | 311.0326 | 95.3802 | 311.0326 | 95.3802
1088 | 308.7169 | 87.3689 | 308.7169 | 87.3689
1089 | 314.4538 | 79.9457 | 314.4538 | 79.9457
1090 | 303.1713 | 65.1947 | 303.1713 | 65.1947
1091 | 283.3625 | 54.2544 | 283.3625 | 54.2544
1092 | 265.8084 | 53.7499 | 265.8084 | 53.7499
1093 | 251.5625 | 53.0773 | 251.5625 | 53.0773
1094 | 244.0438 | 55.4116 | 244.0438 | 55.4116
1095 | 240.2042 | 59.752 | 240.2042 | 59.752
1096 | 239.4653 | 75.2409 | 239.4653 | 75.2409
1097 | 237.2341 | 112.8716 | 237.2341 | 112.8716
1098 | 236.743 | 120.6907 | 236.743 | 120.6907
1099 | 248.7042 | 124.9992 | 248.7042 | 124.9992
1100 | 272.157 | 122.7157 | 272.157 | 122.7157
1101 | 292.1462 | 121.806 | 292.1462 | 121.806
1102 | 314.1352 | 116.1638 | 314.1352 | 116.1638
1103 | 336.6826 | 114.6487 | 336.6826 | 114.6487
1104 | 342.5253 | 112.0542 | 342.5253 | 112.0542
1105 | 329.6105 | 109.4896 | 329.6105 | 109.4896
1106 | 325.3051 | 111.9885 | 325.3051 | 111.9885
1107 | 326.1268 | 113.074 | 326.1268 | 113.074
1108 | 331.9615 | 117.8167 | 331.9615 | 117.8167
1109 | 337.6587 | 121.8016 | 337.6587 | 121.8016
1110 | 330.4538 | 116.0656 | 330.4538 | 116.0656
1111 | 319.415 | 110.4617 | 319.415 | 110.4617
1112 | 317.1538 | 102.7103 | 317.1538 | 102.7103
1113 | 319.5094 | 95.4418 | 319.5094 | 95.4418
1114 | 307.3113 | 81.5506 | 307.3113 | 81.5506
1115 | 288.8636 | 71.1361 | 288.8636 | 71.1361
1116 | 270.0418 | 70.91 | 270.0418 | 70.91
1117 | 254.4269 | 70.6394 | 254.4269 | 70.6394
1118 | 246.1967 | 73.0666 | 246.1967 | 73.0666
1119 | 243.2737 | 76.145 | 243.2737 | 76.145
1120 | 241.8979 | 90.0194 | 241.8979 | 90.0194
1121 | 239.6724 | 125.7448 | 239.6724 | 125.7448
1122 | 241.2213 | 131.5534 | 241.2213 | 131.5534
1123 | 255.4309 | 133.5855 | 255.4309 | 133.5855
1124 | 281.082 | 128.5059 | 281.082 | 128.5059
1125 | 305.2609 | 124.7258 | 305.2609 | 124.7258
1126 | 324.8328 | 116.8442 | 324.8328 | 116.8442
1127 | 349.6942 | 112.8486 | 349.6942 | 112.8486
1128 | 349.1596 | 106.5053 | 349.1596 | 106.5053
1129 | 334.2253 | 99.4558 | 334.2253 | 99.4558
1130 | 330.0157 | 98.2307 | 330.0157 | 98.2307
1131 | 331.3138 | 97.3367 | 331.3138 | 97.3367
1132 | 331.1902 | 101.5536 | 331.1902 | 101.5536
1133 | 339.5423 | 105.8973 | 339.5423 | 105.8973
1134 | 333.3964 | 101.5903 | 333.3964 | 101.5903
1135 | 318.6578 | 97.8731 | 318.6578 | 97.8731
1136 | 316.4134 | 92.9116 | 316.4134 | 92.9116
1137 | 321.4112 | 88.7113 | 321.4112 | 88.7113
1138 | 308.2601 | 77.3812 | 308.2601 | 77.3812
1139 | 286.1634 | 69.2123 | 286.1634 | 69.2123
1140 | 267.6131 | 71.609 | 267.6131 | 71.609
1141 | 253.3718 | 73.1634 | 253.3718 | 73.1634
1142 | 245.1305 | 76.7782 | 245.1305 | 76.7782
1143 | 240.6298 | 81.032 | 240.6298 | 81.032
1144 | 240.9439 | 95.3889 | 240.9439 | 95.3889
1145 | 238.33 | 131.1947 | 238.33 | 131.1947
1146 | 240.7246 | 136.7373 | 240.7246 | 136.7373
1147 | 260.4301 | 138.9117 | 260.4301 | 138.9117
1148 | 290.9256 | 134.3641 | 290.9256 | 134.3641
1149 | 317.0431 | 130.8933 | 317.0431 | 130.8933
1150 | 336.5311 | 123.0612 | 336.5311 | 123.0612
1151 | 360.1687 | 119.2511 | 360.1687 | 119.2511
1152 | 362.5206 | 113.3038 | 362.5206 | 113.3038
1153 | 340.4503 | 107.1327 | 340.4503 | 107.1327
1154 | 335.7359 | 106.2911 | 335.7359 | 106.2911
1155 | 338.8058 | 105.1558 | 338.8058 | 105.1558
1156 | 336.9618 | 109.5522 | 336.9618 | 109.5522
1157 | 342.1137 | 114.5516 | 342.1137 | 114.5516
1158 | 340.2774 | 110.2322 | 340.2774 | 110.2322
1159 | 322.2834 | 105.5191 | 322.2834 | 105.5191
1160 | 317.3036 | 97.3718 | 317.3036 | 97.3718
1161 | 325.5902 | 90.5177 | 325.5902 | 90.5177
1162 | 311.8782 | 77.6348 | 311.8782 | 77.6348
1163 | 290.0557 | 68.8473 | 290.0557 | 68.8473
1164 | 270.3336 | 70.1553 | 270.3336 | 70.1553
1165 | 255.1845 | 72.4396 | 255.1845 | 72.4396
1166 | 246.3902 | 77.1432 | 246.3902 | 77.1432
1167 | 243.1149 | 82.0032 | 243.1149 | 82.0032
1168 | 242.872 | 97.1643 | 242.872 | 97.1643
1169 | 240.1265 | 133.5207 | 240.1265 | 133.5207
1170 | 240.7417 | 139.8056 | 240.7417 | 139.8056
1171 | 261.5353 | 142.314 | 261.5353 | 142.314
1172 | 295.2338 | 138.1066 | 295.2338 | 138.1066
1173 | 317.7725 | 135.1555 | 317.7725 | 135.1555
1174 | 337.5902 | 127.7688 | 337.5902 | 127.7688
1175 | 367.8454 | 123.9587 | 367.8454 | 123.9587
1176 | 367.3089 | 118.1042 | 367.3089 | 118.1042
1177 | 344.7559 | 111.7351 | 344.7559 | 111.7351
1178 | 338.6144 | 111.2647 | 338.6144 | 111.2647
1179 | 342.4139 | 111.8306 | 342.4139 | 111.8306
1180 | 343.425 | 117.4517 | 343.425 | 117.4517
1181 | 351.4376 | 122.7667 | 351.4376 | 122.7667
1182 | 348.3965 | 117.8967 | 348.3965 | 117.8967
1183 | 332.5742 | 112.8867 | 332.5742 | 112.8867
1184 | 330.6337 | 105.4693 | 330.6337 | 105.4693
1185 | 328.6342 | 99.3204 | 328.6342 | 99.3204
1186 | 313.571 | 85.6334 | 313.571 | 85.6334
1187 | 292.7398 | 74.7302 | 292.7398 | 74.7302
1188 | 271.2551 | 73.8051 | 271.2551 | 73.8051
1189 | 258.4902 | 71.9509 | 258.4902 | 71.9509
1190 | 250.0268 | 72.1696 | 250.0268 | 72.1696
1191 | 244.6445 | 74.5799 | 244.6445 | 74.5799
1192 | 244.2612 | 88.1388 | 244.2612 | 88.1388
1193 | 245.7982 | 123.6044 | 245.7982 | 123.6044
1194 | 245.918 | 129.4378 | 245.918 | 129.4378
1195 | 267.1739 | 132.3173 | 267.1739 | 132.3173
1196 | 299.9612 | 128.4378 | 299.9612 | 128.4378
1197 | 324.5776 | 125.7836 | 324.5776 | 125.7836
1198 | 343.7107 | 120.3517 | 343.7107 | 120.3517
1199 | 368.9482 | 118.0634 | 368.9482 | 118.0634
1200 | 368.7917 | 110.8789 | 368.7917 | 110.8789
1201 | 345.7318 | 105.1779 | 345.7318 | 105.1779
1202 | 341.7277 | 104.2559 | 341.7277 | 104.2559
1203 | 346.6854 | 101.1782 | 346.6854 | 101.1782
1204 | 347.2308 | 99.7535 | 347.2308 | 99.7535
1205 | 352.9848 | 96.6677 | 352.9848 | 96.6677
1206 | 346.8287 | 85.7911 | 346.8287 | 85.7911
1207 | 329.598 | 75.9312 | 329.598 | 75.9312
1208 | 325.3921 | 65.6249 | 325.3921 | 65.6249
1209 | 327.8538 | 57.2429 | 327.8538 | 57.2429
1210 | 314.7923 | 43.4755 | 314.7923 | 43.4755
1211 | 295.1079 | 34.459 | 295.1079 | 34.459
1212 | 273.9961 | 38.2848 | 273.9961 | 38.2848
1213 | 258.7385 | 48.6975 | 258.7385 | 48.6975
1214 | 250.131 | 53.6919 | 250.131 | 53.6919
1215 | 246.4985 | 57.6858 | 246.4985 | 57.6858
1216 | 246.8426 | 75.012 | 246.8426 | 75.012
1217 | 247.5422 | 113.7068 | 247.5422 | 113.7068
1218 | 246.9565 | 121.8351 | 246.9565 | 121.8351
1219 | 263.0566 | 125.389 | 263.0566 | 125.389
1220 | 291.614 | 121.4847 | 291.614 | 121.4847
1221 | 314.7745 | 118.9728 | 314.7745 | 118.9728
1222 | 330.5945 | 112.879 | 330.5945 | 112.879
1223 | 358.231 | 111.8031 | 358.231 | 111.8031
1224 | 361.1825 | 104.5382 | 361.1825 | 104.5382
1225 | 343.1513 | 91.5129 | 343.1513 | 91.5129
1226 | 339.4921 | 84.4667 | 339.4921 | 84.4667
1227 | 341.5942 | 78.3579 | 341.5942 | 78.3579
1228 | 344.5073 | 76.5248 | 344.5073 | 76.5248
1229 | 346.7347 | 75.4372 | 346.7347 | 75.4372
1230 | 343.6512 | 65.8349 | 343.6512 | 65.8349
1231 | 327.4777 | 57.503 | 327.4777 | 57.503
1232 | 324.3127 | 48.1679 | 324.3127 | 48.1679
1233 | 325.7561 | 40.4478 | 325.7561 | 40.4478
1234 | 312.7265 | 26.7113 | 312.7265 | 26.7113
1235 | 290.8138 | 17.3484 | 290.8138 | 17.3484
1236 | 273.7288 | 20.2524 | 273.7288 | 20.2524
1237 | 260.4078 | 25.2586 | 260.4078 | 25.2586
1238 | 252.3959 | 32.1397 | 252.3959 | 32.1397
1239 | 248.2178 | 36.1522 | 248.2178 | 36.1522
1240 | 248.1907 | 52.1793 | 248.1907 | 52.1793
1241 | 246.7675 | 88.9564 | 246.7675 | 88.9564
1242 | 243.7361 | 94.7341 | 243.7361 | 94.7341
1243 | 256.5783 | 96.6176 | 256.5783 | 96.6176
1244 | 281.4453 | 91.6679 | 281.4453 | 91.6679
1245 | 305.1484 | 90.6778 | 305.1484 | 90.6778
1246 | 323.0026 | 85.982 | 323.0026 | 85.982
1247 | 348.8407 | 85.2959 | 348.8407 | 85.2959
1248 | 344.7553 | 83.0355 | 344.7553 | 83.0355
1249 | 330.5529 | 80.4151 | 330.5529 | 80.4151
1250 | 328.5238 | 81.2623 | 328.5238 | 81.2623
1251 | 325.6749 | 78.0486 | 325.6749 | 78.0486
1252 | 329.769 | 78.4982 | 329.769 | 78.4982
1253 | 334.7181 | 79.6994 | 334.7181 | 79.6994
1254 | 327.9244 | 71.2044 | 327.9244 | 71.2044
1255 | 318.0779 | 62.891 | 318.0779 | 62.891
1256 | 321.8596 | 54.9231 | 321.8596 | 54.9231
1257 | 320.2414 | 51.0754 | 320.2414 | 51.0754
1258 | 307.4905 | 40.3639 | 307.4905 | 40.3639
1259 | 287.7663 | 30.2278 | 287.7663 | 30.2278
1260 | 269.8266 | 31.4863 | 269.8266 | 31.4863
1261 | 255.9516 | 40.0618 | 255.9516 | 40.0618
1262 | 249.1861 | 46.6893 | 249.1861 | 46.6893
1263 | 245.0758 | 48.6975 | 245.0758 | 48.6975
1264 | 246.1735 | 62.8255 | 246.1735 | 62.8255
1265 | 245.1243 | 100.7841 | 245.1243 | 100.7841
1266 | 242.4494 | 111.8323 | 242.4494 | 111.8323
1267 | 252.546 | 113.4808 | 252.546 | 113.4808
1268 | 278.803 | 108.6672 | 278.803 | 108.6672
1269 | 301.5348 | 105.9326 | 301.5348 | 105.9326
1270 | 320.4517 | 98.1933 | 320.4517 | 98.1933
1271 | 348.5062 | 93.9502 | 348.5062 | 93.9502
1272 | 347.3433 | 87.1554 | 347.3433 | 87.1554
1273 | 332.9314 | 78.5284 | 332.9314 | 78.5284
1274 | 325.9772 | 75.3423 | 325.9772 | 75.3423
1275 | 326.5141 | 70.9965 | 326.5141 | 70.9965
1276 | 329.3325 | 71.211 | 329.3325 | 71.211
1277 | 334.2805 | 72.0101 | 334.2805 | 72.0101
1278 | 327.5861 | 64.5544 | 327.5861 | 64.5544
1279 | 315.587 | 58.4865 | 315.587 | 58.4865
1280 | 318.0072 | 49.5721 | 318.0072 | 49.5721
1281 | 322.1038 | 38.0167 | 322.1038 | 38.0167
1282 | 307.7958 | 23.1419 | 307.7958 | 23.1419
1283 | 283.7345 | 15.3627 | 283.7345 | 15.3627
1284 | 265.7018 | 19.1637 | 265.7018 | 19.1637
1285 | 251.7805 | 26.935 | 251.7805 | 26.935
1286 | 244.4266 | 35.0162 | 244.4266 | 35.0162
1287 | 240.7744 | 40.3463 | 240.7744 | 40.3463
1288 | 241.9683 | 55.928 | 241.9683 | 55.928
1289 | 241.9066 | 92.6061 | 241.9066 | 92.6061
1290 | 241.5474 | 98.3653 | 241.5474 | 98.3653
1291 | 256.6618 | 100.6509 | 256.6618 | 100.6509
1292 | 285.0402 | 96.3755 | 285.0402 | 96.3755
1293 | 309.7493 | 92.6635 | 309.7493 | 92.6635
1294 | 329.5718 | 84.1881 | 329.5718 | 84.1881
1295 | 356.5108 | 80.8172 | 356.5108 | 80.8172
1296 | 357.4409 | 76.4659 | 357.4409 | 76.4659
1297 | 337.391 | 65.1851 | 337.391 | 65.1851
1298 | 330.3639 | 59.9514 | 330.3639 | 59.9514
1299 | 332.3584 | 55.6489 | 332.3584 | 55.6489
1300 | 332.8852 | 56.9212 | 332.8852 | 56.9212
1301 | 342.8485 | 59.5081 | 342.8485 | 59.5081
1302 | 337.6093 | 52.3307 | 337.6093 | 52.3307
1303 | 327.0458 | 49.0343 | 327.0458 | 49.0343
1304 | 328.246 | 43.85 | 328.246 | 43.85
1305 | 325.7691 | 39.6683 | 325.7691 | 39.6683
1306 | 309.289 | 29.4208 | 309.289 | 29.4208
1307 | 286.002 | 21.8085 | 286.002 | 21.8085
1308 | 265.7992 | 24.1868 | 265.7992 | 24.1868
1309 | 252.2727 | 28.2836 | 252.2727 | 28.2836
1310 | 244.7018 | 32.2325 | 244.7018 | 32.2325
1311 | 241.7396 | 35.682 | 241.7396 | 35.682
1312 | 243.1019 | 50.9421 | 243.1019 | 50.9421
1313 | 242.9476 | 87.8738 | 242.9476 | 87.8738
1314 | 245.4415 | 94.2268 | 245.4415 | 94.2268
1315 | 265.9996 | 97.0816 | 265.9996 | 97.0816
1316 | 303.6912 | 93.2268 | 303.6912 | 93.2268
1317 | 328.4034 | 90.9066 | 328.4034 | 90.9066
1318 | 349.555 | 84.2623 | 349.555 | 84.2623
1319 | 381.7994 | 81.9554 | 381.7994 | 81.9554
1320 | 374.9768 | 77.9072 | 374.9768 | 77.9072
1321 | 348.4146 | 72.7939 | 348.4146 | 72.7939
1322 | 347.2419 | 73.4679 | 347.2419 | 73.4679
1323 | 348.0093 | 74.7576 | 348.0093 | 74.7576
1324 | 346.9013 | 78.9188 | 346.9013 | 78.9188
1325 | 355.629 | 83.3244 | 355.629 | 83.3244
1326 | 349.2759 | 79.5988 | 349.2759 | 79.5988
1327 | 332.2567 | 76.4508 | 332.2567 | 76.4508
1328 | 339.4104 | 71.9533 | 339.4104 | 71.9533
1329 | 335.7063 | 67.388 | 335.7063 | 67.388
1330 | 316.2937 | 54.4805 | 316.2937 | 54.4805
1331 | 289.8257 | 45.3217 | 289.8257 | 45.3217
1332 | 268.4439 | 47.1246 | 268.4439 | 47.1246
1333 | 253.8345 | 49.6378 | 253.8345 | 49.6378
1334 | 247.0673 | 53.6177 | 247.0673 | 53.6177
1335 | 243.0046 | 58.3106 | 243.0046 | 58.3106
1336 | 244.6328 | 74.4738 | 244.6328 | 74.4738
1337 | 245.1484 | 112.519 | 245.1484 | 112.519
1338 | 247.3401 | 120.1402 | 247.3401 | 120.1402
1339 | 267.161 | 123.7373 | 267.161 | 123.7373
1340 | 305.7589 | 120.7362 | 305.7589 | 120.7362
1341 | 329.1074 | 118.8243 | 329.1074 | 118.8243
1342 | 349.0555 | 112.1614 | 349.0555 | 112.1614
1343 | 376.1766 | 109.007 | 376.1766 | 109.007
1344 | 370.0063 | 104.2722 | 370.0063 | 104.2722
1345 | 347.173 | 98.4722 | 347.173 | 98.4722
1346 | 341.946 | 97.3461 | 341.946 | 97.3461
1347 | 342.8078 | 95.419 | 342.8078 | 95.419
1348 | 345.0727 | 98.7018 | 345.0727 | 98.7018
1349 | 349.8697 | 101.3011 | 349.8697 | 101.3011
1350 | 346.0669 | 94.1051 | 346.0669 | 94.1051
1351 | 330.3543 | 86.1567 | 330.3543 | 86.1567
1352 | 334.3944 | 77.6568 | 334.3944 | 77.6568
1353 | 335.3609 | 70.8955 | 335.3609 | 70.8955
1354 | 315.9791 | 58.1426 | 315.9791 | 58.1426
1355 | 291.6675 | 49.4293 | 291.6675 | 49.4293
1356 | 273.1956 | 52.5869 | 273.1956 | 52.5869
1357 | 258.8301 | 58.5952 | 258.8301 | 58.5952
1358 | 250.5801 | 67.6909 | 250.5801 | 67.6909
1359 | 247.9617 | 76.8255 | 247.9617 | 76.8255
1360 | 248.1381 | 97.5107 | 248.1381 | 97.5107
1361 | 250.2821 | 135.5064 | 250.2821 | 135.5064
1362 | 251.2197 | 140.6717 | 251.2197 | 140.6717
1363 | 272.4952 | 147.9433 | 272.4952 | 147.9433
1364 | 309.6424 | 143.2658 | 309.6424 | 143.2658
1365 | 327.8517 | 140.76 | 327.8517 | 140.76
1366 | 343.3315 | 133.4352 | 343.3315 | 133.4352
1367 | 370.1853 | 130.9366 | 370.1853 | 130.9366
1368 | 362.8202 | 125.113 | 362.8202 | 125.113
1369 | 342.4301 | 116.9994 | 342.4301 | 116.9994
1370 | 340.8433 | 111.9452 | 340.8433 | 111.9452
1371 | 344.255 | 106.6962 | 344.255 | 106.6962
1372 | 343.7142 | 105.7787 | 343.7142 | 105.7787
1373 | 348.5015 | 105.2354 | 348.5015 | 105.2354
1374 | 343.1296 | 95.8496 | 343.1296 | 95.8496
1375 | 331.9123 | 87.2084 | 331.9123 | 87.2084
1376 | 338.0305 | 77.7682 | 338.0305 | 77.7682
1377 | 335.0204 | 69.9985 | 335.0204 | 69.9985
1378 | 318.0483 | 57.1219 | 318.0483 | 57.1219
1379 | 293.4571 | 49.2684 | 293.4571 | 49.2684
1380 | 274.029 | 53.0261 | 274.029 | 53.0261
1381 | 259.5088 | 57.1106 | 259.5088 | 57.1106
1382 | 251.8084 | 62.7854 | 251.8084 | 62.7854
1383 | 248.9582 | 68.1031 | 248.9582 | 68.1031
1384 | 249.6318 | 81.7486 | 249.6318 | 81.7486
1385 | 251.5465 | 117.1029 | 251.5465 | 117.1029
1386 | 251.5224 | 123.6971 | 251.5224 | 123.6971
1387 | 266.7956 | 127.5293 | 266.7956 | 127.5293
1388 | 298.8133 | 124.0952 | 298.8133 | 124.0952
1389 | 320.4146 | 121.6884 | 320.4146 | 121.6884
1390 | 337.607 | 114.2832 | 337.607 | 114.2832
1391 | 365.5319 | 110.9618 | 365.5319 | 110.9618
1392 | 360.9168 | 104.5567 | 360.9168 | 104.5567
1393 | 343.5838 | 94.4637 | 343.5838 | 94.4637
1394 | 343.3022 | 90.0156 | 343.3022 | 90.0156
1395 | 345.4352 | 86.6348 | 345.4352 | 86.6348
1396 | 350.4144 | 87.338 | 350.4144 | 87.338
1397 | 356.7891 | 88.9537 | 356.7891 | 88.9537
1398 | 351.8483 | 82.4692 | 351.8483 | 82.4692
1399 | 334.079 | 76.9086 | 334.079 | 76.9086
1400 | 333.6004 | 69.5469 | 333.6004 | 69.5469
1401 | 329.7527 | 63.7754 | 329.7527 | 63.7754
1402 | 315.2468 | 49.7976 | 315.2468 | 49.7976
1403 | 293.2095 | 41.9008 | 293.2095 | 41.9008
1404 | 274.7564 | 45.9369 | 274.7564 | 45.9369
1405 | 261.6191 | 50.609 | 261.6191 | 50.609
1406 | 253.9951 | 57.7128 | 253.9951 | 57.7128
1407 | 249.7798 | 66.8535 | 249.7798 | 66.8535
1408 | 249.6905 | 87.3965 | 249.6905 | 87.3965
1409 | 254.0094 | 128.411 | 254.0094 | 128.411
1410 | 251.1492 | 138.389 | 251.1492 | 138.389
1411 | 262.3531 | 142.8645 | 262.3531 | 142.8645
1412 | 286.5669 | 141.577 | 286.5669 | 141.577
1413 | 310.4709 | 141.8302 | 310.4709 | 141.8302
1414 | 330.8269 | 137.883 | 330.8269 | 137.883
1415 | 356.2141 | 136.4978 | 356.2141 | 136.4978
1416 | 350.1096 | 129.901 | 350.1096 | 129.901
1417 | 334.0005 | 121.4225 | 334.0005 | 121.4225
1418 | 328.1367 | 119.5849 | 328.1367 | 119.5849
1419 | 330.8027 | 119.7426 | 330.8027 | 119.7426
1420 | 332.6848 | 125.7967 | 332.6848 | 125.7967
1421 | 339.2334 | 127.9506 | 339.2334 | 127.9506
1422 | 332.4334 | 118.0637 | 332.4334 | 118.0637
1423 | 323.426 | 107.3625 | 323.426 | 107.3625
1424 | 327.7491 | 97.3718 | 327.7491 | 97.3718
1425 | 326.3002 | 89.6454 | 326.3002 | 89.6454
1426 | 312.4481 | 75.2223 | 312.4481 | 75.2223
1427 | 292.5308 | 64.4304 | 292.5308 | 64.4304
1428 | 274.7453 | 65.8869 | 274.7453 | 65.8869
1429 | 262.9427 | 71.5055 | 262.9427 | 71.5055
1430 | 255.765 | 75.9864 | 255.765 | 75.9864
1431 | 251.391 | 80.5804 | 251.391 | 80.5804
1432 | 252.1554 | 95.0486 | 252.1554 | 95.0486
1433 | 253.4832 | 130.6689 | 253.4832 | 130.6689
1434 | 249.6947 | 136.5703 | 249.6947 | 136.5703
1435 | 260.782 | 138.4477 | 260.782 | 138.4477
1436 | 283.3332 | 133.7455 | 283.3332 | 133.7455
1437 | 305.023 | 129.7056 | 305.023 | 129.7056
1438 | 328.2137 | 122.5911 | 328.2137 | 122.5911
1439 | 354.5624 | 121.5956 | 354.5624 | 121.5956
1440 | 349.39 | 117.9928 | 349.39 | 117.9928
1441 | 332.2484 | 113.9745 | 332.2484 | 113.9745
1442 | 330.421 | 117.6116 | 330.421 | 117.6116
1443 | 332.1599 | 119.6312 | 332.1599 | 119.6312
1444 | 332.3049 | 121.7572 | 332.3049 | 121.7572
1445 | 337.9515 | 120.8985 | 337.9515 | 120.8985
1446 | 332.9733 | 110.9374 | 332.9733 | 110.9374
1447 | 325.8998 | 102.0116 | 325.8998 | 102.0116
1448 | 332.6629 | 92.5899 | 332.6629 | 92.5899
1449 | 330.2032 | 84.5976 | 330.2032 | 84.5976
1450 | 312.7519 | 71.8633 | 312.7519 | 71.8633
1451 | 293.6348 | 63.818 | 293.6348 | 63.818
1452 | 276.023 | 215.8796 | 276.023 | 215.8796
1453 | 262.7704 | 261.929 | 262.7704 | 261.929
1454 | 253.5709 | 286.5021 | 253.5709 | 286.5021
1455 | 250.305 | 309.2456 | 250.305 | 309.2456
1456 | 251.3424 | 338.8913 | 251.3424 | 338.8913
1457 | 252.5031 | 386.6935 | 252.5031 | 386.6935
1458 | 250.8387 | 407.2403 | 250.8387 | 407.2403
1459 | 262.6537 | 426.6408 | 262.6537 | 426.6408
1460 | 285.3859 | 434.6379 | 285.3859 | 434.6379
1461 | 307.9828 | 432.9292 | 307.9828 | 432.9292
1462 | 329.24 | 420.4854 | 329.24 | 420.4854
1463 | 355.4875 | 408.9662 | 355.4875 | 408.9662
1464 | 350.7091 | 388.7482 | 350.7091 | 388.7482
1465 | 334.2334 | 355.7044 | 334.2334 | 355.7044
1466 | 328.504 | 324.0517 | 328.504 | 324.0517
1467 | 329.2983 | 304.0954 | 329.2983 | 304.0954
1468 | 333.1603 | 296.491 | 333.1603 | 296.491
1469 | 340.0846 | 293.0461 | 340.0846 | 293.0461
1470 | 335.6298 | 278.8703 | 335.6298 | 278.8703
1471 | 332.1016 | 267.5038 | 332.1016 | 267.5038
1472 | 335.7453 | 255.5305 | 335.7453 | 255.5305
1473 | 330.3825 | 245.7702 | 330.3825 | 245.7702
1474 | 313.1721 | 231.9146 | 313.1721 | 231.9146
1475 | 292.3041 | 224.3475 | 292.3041 | 224.3475
1476 | 275.0519 | 243.3099 | 275.0519 | 243.3099
1477 | 261.3205 | 287.9973 | 261.3205 | 287.9973
1478 | 254.2147 | 296.8121 | 254.2147 | 296.8121
1479 | 249.9198 | 296.903 | 249.9198 | 296.903
1480 | 251.2626 | 301.591 | 251.2626 | 301.591
1481 | 254.6566 | 329.7581 | 254.6566 | 329.7581
1482 | 253.8095 | 333.3521 | 253.8095 | 333.3521
1483 | 272.359 | 334.9197 | 272.359 | 334.9197
1484 | 305.259 | 334.1366 | 305.259 | 334.1366
1485 | 329.0475 | 339.448 | 329.0475 | 339.448
1486 | 349.1821 | 342.0919 | 349.1821 | 342.0919
1487 | 379.8656 | 347.6303 | 379.8656 | 347.6303
1488 | 374.2956 | 339.2939 | 374.2956 | 339.2939
1489 | 348.1162 | 300.0263 | 348.1162 | 300.0263
1490 | 343.9657 | 259.8239 | 343.9657 | 259.8239
1491 | 347.309 | 223.2711 | 347.309 | 223.2711
1492 | 351.1135 | 210.3021 | 351.1135 | 210.3021
1493 | 356.4994 | 199.02 | 356.4994 | 199.02
1494 | 349.6972 | 181.0094 | 349.6972 | 181.0094
1495 | 340.4161 | 169.7896 | 340.4161 | 169.7896
1496 | 344.1983 | 167.9586 | 344.1983 | 167.9586
1497 | 337.9367 | 161.0901 | 337.9367 | 161.0901
1498 | 319.7881 | 147.6955 | 319.7881 | 147.6955
1499 | 294.3722 | 140.2961 | 294.3722 | 140.2961
1500 | 275.5539 | 156.0314 | 275.5539 | 156.0314
1501 | 261.0227 | 173.4351 | 261.0227 | 173.4351
1502 | 254.3585 | 180.0705 | 254.3585 | 180.0705
1503 | 250.8052 | 194.2223 | 250.8052 | 194.2223
1504 | 252.5192 | 215.8422 | 252.5192 | 215.8422
1505 | 255.2155 | 258.6151 | 255.2155 | 258.6151
1506 | 257.7708 | 269.5225 | 257.7708 | 269.5225
1507 | 278.5277 | 272.2636 | 278.5277 | 272.2636
1508 | 318.4154 | 270.2232 | 318.4154 | 270.2232
1509 | 340.9736 | 267.0476 | 340.9736 | 267.0476
1510 | 359.6381 | 256.1755 | 359.6381 | 256.1755
1511 | 389.5298 | 247.15 | 389.5298 | 247.15
1512 | 378.319 | 242.6902 | 378.319 | 242.6902
1513 | 354.2918 | 238.0408 | 354.2918 | 238.0408
1514 | 352.7465 | 244.1284 | 352.7465 | 244.1284
1515 | 354.8239 | 257.4071 | 354.8239 | 257.4071
1516 | 358.5474 | 271.1351 | 358.5474 | 271.1351
1517 | 364.7854 | 273.0968 | 364.7854 | 273.0968
1518 | 361.3969 | 255.1909 | 361.3969 | 255.1909
1519 | 353.607 | 241.3517 | 353.607 | 241.3517
1520 | 353.7369 | 224.7263 | 353.7369 | 224.7263
1521 | 345.0221 | 208.7632 | 345.0221 | 208.7632
1522 | 323.747 | 194.1323 | 323.747 | 194.1323
1523 | 297.8979 | 187.4663 | 297.8979 | 187.4663
1524 | 276.1207 | 205.7791 | 276.1207 | 205.7791
1525 | 261.7935 | 239.947 | 261.7935 | 239.947
1526 | 254.542 | 259.2394 | 254.542 | 259.2394
1527 | 250.5121 | 281.6056 | 250.5121 | 281.6056
1528 | 252.5005 | 314.0803 | 252.5005 | 314.0803
1529 | 257.8629 | 367.6033 | 257.8629 | 367.6033
1530 | 262.1497 | 383.4142 | 262.1497 | 383.4142
1531 | 283.6008 | 404.4073 | 283.6008 | 404.4073
1532 | 326.3872 | 406.977 | 326.3872 | 406.977
1533 | 354.2185 | 404.5978 | 354.2185 | 404.5978
1534 | 370.228 | 403.7003 | 370.228 | 403.7003
1535 | 402.1849 | 405.32 | 402.1849 | 405.32
1536 | 390.9803 | 396.5435 | 390.9803 | 396.5435
1537 | 366.5648 | 356.5426 | 366.5648 | 356.5426
1538 | 361.8736 | 312.7358 | 361.8736 | 312.7358
1539 | 366.204 | 275.1981 | 366.204 | 275.1981
1540 | 369.1709 | 249.4465 | 369.1709 | 249.4465
1541 | 371.3918 | 227.6658 | 371.3918 | 227.6658
1542 | 367.0413 | 202.3837 | 367.0413 | 202.3837
1543 | 356.5071 | 183.3895 | 356.5071 | 183.3895
1544 | 357.4309 | 165.7583 | 357.4309 | 165.7583
1545 | 346.4597 | 155.8932 | 346.4597 | 155.8932
1546 | 330.1507 | 149.6863 | 330.1507 | 149.6863
1547 | 304.7696 | 150.0612 | 304.7696 | 150.0612
1548 | 285.8825 | 175.2474 | 285.8825 | 175.2474
1549 | 271.6337 | 219.809 | 271.6337 | 219.809
1550 | 262.94 | 242.3704 | 262.94 | 242.3704
1551 | 259.1759 | 252.415 | 259.1759 | 252.415
1552 | 260.6401 | 272.7566 | 260.6401 | 272.7566
1553 | 264.4106 | 319.8882 | 264.4106 | 319.8882
1554 | 265.8367 | 325.8711 | 265.8367 | 325.8711
1555 | 282.5128 | 325.1756 | 282.5128 | 325.1756
1556 | 314.7475 | 323.5961 | 314.7475 | 323.5961
1557 | 340.0125 | 321.3845 | 340.0125 | 321.3845
1558 | 355.9737 | 313.1737 | 355.9737 | 313.1737
1559 | 384.0885 | 308.3392 | 384.0885 | 308.3392
1560 | 380.4457 | 308.4058 | 380.4457 | 308.4058
1561 | 358.9944 | 301.6189 | 358.9944 | 301.6189
1562 | 355.2256 | 292.1578 | 355.2256 | 292.1578
1563 | 357.5407 | 282.302 | 357.5407 | 282.302
1564 | 358.5038 | 275.9758 | 358.5038 | 275.9758
1565 | 361.6937 | 275.4857 | 361.6937 | 275.4857
1566 | 358.9175 | 269.5452 | 358.9175 | 269.5452
1567 | 350.2572 | 265.8693 | 350.2572 | 265.8693
1568 | 352.6434 | 258.0242 | 352.6434 | 258.0242
1569 | 342.1168 | 247.258 | 342.1168 | 247.258
1570 | 326.7841 | 231.5165 | 326.7841 | 231.5165
1571 | 306.099 | 216.6779 | 306.099 | 216.6779
1572 | 287.3179 | 218.3104 | 287.3179 | 218.3104
1573 | 272.7028 | 219.7881 | 272.7028 | 219.7881
1574 | 265.0682 | 222.2534 | 265.0682 | 222.2534
1575 | 259.5547 | 229.7414 | 259.5547 | 229.7414
1576 | 260.4522 | 244.6347 | 260.4522 | 244.6347
1577 | 263.8377 | 288.4763 | 263.8377 | 288.4763
1578 | 261.0127 | 304.2034 | 261.0127 | 304.2034
1579 | 274.5042 | 317.3383 | 274.5042 | 317.3383
1580 | 301.067 | 328.332 | 301.067 | 328.332
1581 | 325.3574 | 340.6005 | 325.3574 | 340.6005
1582 | 341.0628 | 341.4213 | 341.0628 | 341.4213
1583 | 363.7307 | 341.7419 | 363.7307 | 341.7419
1584 | 357.6772 | 339.6501 | 357.6772 | 339.6501
1585 | 344.8042 | 329.3427 | 344.8042 | 329.3427
1586 | 337.8896 | 313.8674 | 337.8896 | 313.8674
1587 | 338.7295 | 300.533 | 338.7295 | 300.533
1588 | 340.6919 | 293.5782 | 340.6919 | 293.5782
1589 | 347.1368 | 286.6967 | 347.1368 | 286.6967
1590 | 341.608 | 267.0725 | 341.608 | 267.0725
1591 | 337.5895 | 249.1261 | 337.5895 | 249.1261
1592 | 345.8473 | 230.971 | 345.8473 | 230.971
1593 | 340.1081 | 215.4899 | 340.1081 | 215.4899
1594 | 322.239 | 196.6679 | 322.239 | 196.6679
1595 | 300.9473 | 180.8444 | 300.9473 | 180.8444
1596 | 283.3482 | 200.0164 | 283.3482 | 200.0164
1597 | 271.6167 | 242.6502 | 271.6167 | 242.6502
1598 | 263.5493 | 257.2905 | 263.5493 | 257.2905
1599 | 260.9469 | 273.3912 | 260.9469 | 273.3912
1600 | 261.27 | 294.6129 | 261.27 | 294.6129
1601 | 264.8208 | 335.7513 | 264.8208 | 335.7513
1602 | 262.0495 | 331.7386 | 262.0495 | 331.7386
1603 | 272.322 | 325.5108 | 272.322 | 325.5108
1604 | 293.0565 | 320.9348 | 293.0565 | 320.9348
1605 | 314.4869 | 316.6277 | 314.4869 | 316.6277
1606 | 333.8271 | 305.7136 | 333.8271 | 305.7136
1607 | 359.9569 | 298.7417 | 359.9569 | 298.7417
1608 | 355.0432 | 293.2971 | 355.0432 | 293.2971
1609 | 340.3729 | 272.7426 | 340.3729 | 272.7426
1610 | 335.9201 | 256.6596 | 335.9201 | 256.6596
1611 | 337.956 | 242.7385 | 337.956 | 242.7385
1612 | 342.8437 | 223.6925 | 342.8437 | 223.6925
1613 | 350.4425 | 209.4557 | 350.4425 | 209.4557
1614 | 342.2214 | 185.0118 | 342.2214 | 185.0118
1615 | 339.3194 | 171.3612 | 339.3194 | 171.3612
1616 | 348.1084 | 166.9318 | 348.1084 | 166.9318
1617 | 339.5642 | 169.2207 | 339.5642 | 169.2207
1618 | 324.3406 | 166.8696 | 324.3406 | 166.8696
1619 | 300.9845 | 167.454 | 300.9845 | 167.454
1620 | 280.6637 | 183.0218 | 280.6637 | 183.0218
1621 | 269.6685 | 189.1306 | 269.6685 | 189.1306
1622 | 261.7992 | 192.0569 | 261.7992 | 192.0569
1623 | 258.9989 | 206.2087 | 258.9989 | 206.2087
1624 | 260.3708 | 227.7657 | 260.3708 | 227.7657
1625 | 264.9462 | 269.3861 | 264.9462 | 269.3861
1626 | 265.0396 | 281.8232 | 265.0396 | 281.8232
1627 | 284.1249 | 291.291 | 284.1249 | 291.291
1628 | 313.9128 | 293.2739 | 313.9128 | 293.2739
1629 | 331.7124 | 299.2349 | 331.7124 | 299.2349
1630 | 351.1409 | 296.7867 | 351.1409 | 296.7867
1631 | 378.8759 | 296.8977 | 378.8759 | 296.8977
1632 | 372.9047 | 297.9911 | 372.9047 | 297.9911
1633 | 348.9311 | 292.1053 | 348.9311 | 292.1053
1634 | 346.0042 | 283.2728 | 346.0042 | 283.2728
1635 | 346.3655 | 275.6172 | 346.3655 | 275.6172
1636 | 351.4205 | 270.9046 | 351.4205 | 270.9046
1637 | 359.7775 | 266.3282 | 359.7775 | 266.3282
1638 | 354.4495 | 253.5354 | 354.4495 | 253.5354
1639 | 352.2361 | 248.4136 | 352.2361 | 248.4136
1640 | 354.9837 | 237.1108 | 354.9837 | 237.1108
1641 | 342.8163 | 227.3924 | 342.8163 | 227.3924
1642 | 326.7776 | 217.5184 | 326.7776 | 217.5184
1643 | 300.9572 | 214.6243 | 300.9572 | 214.6243
1644 | 279.8073 | 232.5599 | 279.8073 | 232.5599
1645 | 267.9254 | 260.0012 | 267.9254 | 260.0012
1646 | 260.1189 | 270.5133 | 260.1189 | 270.5133
1647 | 257.3482 | 287.2216 | 257.3482 | 287.2216
1648 | 260.0945 | 308.0033 | 260.0945 | 308.0033
1649 | 267.5021 | 353.5423 | 267.5021 | 353.5423
1650 | 269.9701 | 365.0993 | 269.9701 | 365.0993
1651 | 291.8513 | 369.454 | 291.8513 | 369.454
1652 | 332.0148 | 371.6884 | 332.0148 | 371.6884
1653 | 355.1012 | 372.3896 | 355.1012 | 372.3896
1654 | 375.4628 | 367.3429 | 375.4628 | 367.3429
1655 | 403.5602 | 366.0499 | 403.5602 | 366.0499
1656 | 392.5048 | 362.7008 | 392.5048 | 362.7008
1657 | 363.472 | 335.9226 | 363.472 | 335.9226
1658 | 360.0253 | 307.3713 | 360.0253 | 307.3713
1659 | 363.8708 | 283.8107 | 363.8708 | 283.8107
1660 | 364.1188 | 270.5903 | 364.1188 | 270.5903
1661 | 372.4667 | 264.2537 | 372.4667 | 264.2537
1662 | 368.994 | 244.4828 | 368.994 | 244.4828
1663 | 363.0899 | 232.5295 | 363.0899 | 232.5295
1664 | 363.6015 | 214.9612 | 363.6015 | 214.9612
1665 | 351.9017 | 203.9016 | 351.9017 | 203.9016
1666 | 333.2716 | 196.1231 | 333.2716 | 196.1231
1667 | 305.8342 | 196.0789 | 305.8342 | 196.0789
1668 | 283.9789 | 226.9649 | 283.9789 | 226.9649
1669 | 271.6726 | 263.9198 | 271.6726 | 263.9198
1670 | 264.183 | 276.255 | 264.183 | 276.255
1671 | 262.2935 | 291.8108 | 262.2935 | 291.8108
1672 | 263.5227 | 316.9931 | 263.5227 | 316.9931
1673 | 269.4891 | 365.3611 | 269.4891 | 365.3611
1674 | 271.2272 | 383.2884 | 271.2272 | 383.2884
1675 | 292.7517 | 383.8083 | 292.7517 | 383.8083
1676 | 332.2035 | 380.1124 | 332.2035 | 380.1124
1677 | 355.5721 | 387.8545 | 355.5721 | 387.8545
1678 | 369.7089 | 392.8035 | 369.7089 | 392.8035
1679 | 401.2768 | 399.243 | 401.2768 | 399.243
1680 | 387.3592 | 397.6123 | 387.3592 | 397.6123
1681 | 363.7523 | 355.7882 | 363.7523 | 355.7882
1682 | 365.5185 | 311.7509 | 365.5185 | 311.7509
1683 | 370.6765 | 269.4145 | 370.6765 | 269.4145
1684 | 371.2282 | 247.7491 | 371.2282 | 247.7491
1685 | 375.2131 | 233.3866 | 375.2131 | 233.3866
1686 | 371.4258 | 211.5411 | 371.4258 | 211.5411
1687 | 366.8768 | 195.9836 | 366.8768 | 195.9836
1688 | 368.8254 | 182.2081 | 368.8254 | 182.2081
1689 | 354.9217 | 173.2651 | 354.9217 | 173.2651
1690 | 334.6601 | 165.8428 | 334.6601 | 165.8428
1691 | 308.3333 | 164.3317 | 308.3333 | 164.3317
1692 | 287.3584 | 199.1992 | 287.3584 | 199.1992
1693 | 274.1256 | 235.4207 | 274.1256 | 235.4207
1694 | 266.7506 | 259.868 | 266.7506 | 259.868
1695 | 264.692 | 285.6709 | 264.692 | 285.6709
1696 | 266.8617 | 313.8917 | 266.8617 | 313.8917
1697 | 273.5509 | 360.6671 | 273.5509 | 360.6671
1698 | 278.1363 | 377.6515 | 278.1363 | 377.6515
1699 | 299.4129 | 388.4184 | 299.4129 | 388.4184
1700 | 336.7914 | 393.1465 | 336.7914 | 393.1465
1701 | 362.4769 | 397.7035 | 362.4769 | 397.7035
1702 | 378.2839 | 393.998 | 378.2839 | 393.998
1703 | 403.7887 | 391.3848 | 403.7887 | 391.3848
1704 | 391.6635 | 384.2638 | 391.6635 | 384.2638
1705 | 368.3061 | 325.2145 | 368.3061 | 325.2145
1706 | 364.2144 | 270.2596 | 364.2144 | 270.2596
1707 | 366.2023 | 227.1897 | 366.2023 | 227.1897
1708 | 365.8373 | 203.4707 | 365.8373 | 203.4707
1709 | 371.5459 | 192.6287 | 371.5459 | 192.6287
1710 | 368.141 | 176.7555 | 368.141 | 176.7555
1711 | 369.2354 | 169.2866 | 369.2354 | 169.2866
1712 | 367.5222 | 162.6569 | 367.5222 | 162.6569
1713 | 353.5221 | 157.2553 | 353.5221 | 157.2553
1714 | 336.864 | 150.9646 | 336.864 | 150.9646
1715 | 312.7488 | 154.4199 | 312.7488 | 154.4199
1716 | 292.2177 | 200.9594 | 292.2177 | 200.9594
1717 | 278.0392 | 246.9251 | 278.0392 | 246.9251
1718 | 269.4981 | 258.9879 | 269.4981 | 258.9879
1719 | 266.9473 | 277.8756 | 266.9473 | 277.8756
1720 | 269.5145 | 302.3035 | 269.5145 | 302.3035
1721 | 275.9174 | 346.7738 | 275.9174 | 346.7738
1722 | 277.9988 | 360.4472 | 277.9988 | 360.4472
1723 | 297.7122 | 369.7683 | 297.7122 | 369.7683
1724 | 328.836 | 372.1703 | 328.836 | 372.1703
1725 | 350.0419 | 366.1868 | 350.0419 | 366.1868
1726 | 365.4718 | 330.7342 | 365.4718 | 330.7342
1727 | 396.4722 | 315.8831 | 396.4722 | 315.8831
1728 | 386.6383 | 311.591 | 386.6383 | 311.591
1729 | 365.7511 | 290.1145 | 365.7511 | 290.1145
1730 | 361.4014 | 257.2883 | 361.4014 | 257.2883
1731 | 360.8137 | 214.7842 | 360.8137 | 214.7842
1732 | 361.4572 | 181.321 | 361.4572 | 181.321
1733 | 371.2289 | 168.6978 | 371.2289 | 168.6978
1734 | 367.2417 | 157.3928 | 367.2417 | 157.3928
1735 | 369.1405 | 157.5098 | 369.1405 | 157.5098
1736 | 365.9966 | 159.7022 | 365.9966 | 159.7022
1737 | 351.9822 | 159.3089 | 351.9822 | 159.3089
1738 | 336.1215 | 149.0786 | 336.1215 | 149.0786
1739 | 313.2944 | 141.3438 | 313.2944 | 141.3438
1740 | 294.8632 | 160.3482 | 294.8632 | 160.3482
1741 | 281.4573 | 194.1598 | 281.4573 | 194.1598
1742 | 273.0545 | 196.1641 | 273.0545 | 196.1641
1743 | 270.1378 | 206.3764 | 270.1378 | 206.3764
1744 | 271.0458 | 219.0274 | 271.0458 | 219.0274
1745 | 277.4561 | 252.4124 | 277.4561 | 252.4124
1746 | 277.4567 | 257.0751 | 277.4567 | 257.0751
1747 | 285.5623 | 259.8372 | 285.5623 | 259.8372
1748 | 312.4832 | 257.9015 | 312.4832 | 257.9015
1749 | 336.0481 | 256.6119 | 336.0481 | 256.6119
1750 | 351.6347 | 250.6852 | 351.6347 | 250.6852
1751 | 381.6512 | 249.1826 | 381.6512 | 249.1826
1752 | 378.5692 | 246.8813 | 378.5692 | 246.8813
1753 | 360.164 | 231.9218 | 360.164 | 231.9218
1754 | 355.0951 | 215.1473 | 355.0951 | 215.1473
1755 | 355.4879 | 197.2237 | 355.4879 | 197.2237
1756 | 357.7214 | 183.1232 | 357.7214 | 183.1232
1757 | 365.6805 | 172.9517 | 365.6805 | 172.9517
1758 | 360.9977 | 155.7793 | 360.9977 | 155.7793
1759 | 361.5164 | 141.9401 | 361.5164 | 141.9401
1760 | 359.4228 | 124.8118 | 359.4228 | 124.8118
1761 | 348.7679 | 107.0675 | 348.7679 | 107.0675
1762 | 331.4594 | 88.7066 | 331.4594 | 88.7066
1763 | 310.4908 | 86.8393 | 310.4908 | 86.8393
1764 | 289.5074 | 118.8988 | 289.5074 | 118.8988
1765 | 277.1684 | 133.4944 | 277.1684 | 133.4944
1766 | 269.6719 | 132.0621 | 269.6719 | 132.0621
1767 | 267.5042 | 134.6885 | 267.5042 | 134.6885
1768 | 267.4547 | 150.0637 | 267.4547 | 150.0637
1769 | 272.1007 | 191.6213 | 272.1007 | 191.6213
1770 | 274.3119 | 211.7489 | 274.3119 | 211.7489
1771 | 287.0464 | 223.9408 | 287.0464 | 223.9408
1772 | 310.7356 | 229.109 | 310.7356 | 229.109
1773 | 333.1387 | 230.1036 | 333.1387 | 230.1036
1774 | 354.8107 | 225.5599 | 354.8107 | 225.5599
1775 | 380.5991 | 224.7698 | 380.5991 | 224.7698
1776 | 377.1319 | 223.139 | 377.1319 | 223.139
1777 | 360.2265 | 212.7059 | 360.2265 | 212.7059
1778 | 357.824 | 195.3237 | 357.824 | 195.3237
1779 | 362.0026 | 177.0438 | 362.0026 | 177.0438
1780 | 367.2352 | 155.7976 | 367.2352 | 155.7976
1781 | 370.2918 | 130.9784 | 370.2918 | 130.9784
1782 | 366.8135 | 108.9443 | 366.8135 | 108.9443
1783 | 367.0041 | 97.7036 | 367.0041 | 97.7036
1784 | 361.4373 | 85.5836 | 361.4373 | 85.5836
1785 | 348.8649 | 80.3496 | 348.8649 | 80.3496
1786 | 331.1503 | 76.0287 | 331.1503 | 76.0287
1787 | 307.4776 | 75.3768 | 307.4776 | 75.3768
1788 | 289.111 | 92.2437 | 289.111 | 92.2437
1789 | 277.2724 | 112.2668 | 277.2724 | 112.2668
1790 | 268.2517 | 120.872 | 268.2517 | 120.872
1791 | 264.5011 | 133.8713 | 264.5011 | 133.8713
1792 | 267.2643 | 155.5959 | 267.2643 | 155.5959
1793 | 272.4761 | 197.1744 | 272.4761 | 197.1744
1794 | 277.0146 | 208.7314 | 277.0146 | 208.7314
1795 | 293.0674 | 212.9813 | 293.0674 | 212.9813
1796 | 323.3037 | 208.5938 | 323.3037 | 208.5938
1797 | 342.1643 | 207.8072 | 342.1643 | 207.8072
1798 | 361.8562 | 199.6383 | 361.8562 | 199.6383
1799 | 391.0942 | 195.3067 | 391.0942 | 195.3067
1800 | 382.954 | 194.3046 | 382.954 | 194.3046
1801 | 367.2315 | 184.2068 | 367.2315 | 184.2068
1802 | 361.5686 | 166.8036 | 361.5686 | 166.8036
1803 | 366.6715 | 147.5808 | 366.6715 | 147.5808
1804 | 366.186 | 130.9027 | 366.186 | 130.9027
1805 | 373.0353 | 116.4983 | 373.0353 | 116.4983
1806 | 373.3215 | 95.3654 | 373.3215 | 95.3654
1807 | 374.7054 | 80.2479 | 374.7054 | 80.2479
1808 | 370.3689 | 77.3691 | 370.3689 | 77.3691
1809 | 356.9731 | 76.9968 | 356.9731 | 76.9968
1810 | 338.745 | 65.0691 | 338.745 | 65.0691
1811 | 311.5705 | 59.4089 | 311.5705 | 59.4089
1812 | 291.5527 | 94.7374 | 291.5527 | 94.7374
1813 | 278.329 | 126.5373 | 278.329 | 126.5373
1814 | 269.47 | 136.5256 | 269.47 | 136.5256
1815 | 267.994 | 150.6564 | 267.994 | 150.6564
1816 | 270.0954 | 173.827 | 270.0954 | 173.827
1817 | 276.7543 | 219.1145 | 276.7543 | 219.1145
1818 | 281.6346 | 231.1535 | 281.6346 | 231.1535
1819 | 306.6183 | 235.2986 | 306.6183 | 235.2986
1820 | 344.7345 | 233.7611 | 344.7345 | 233.7611
1821 | 368.4994 | 233.1002 | 368.4994 | 233.1002
1822 | 385.9525 | 225.4551 | 385.9525 | 225.4551
1823 | 415.3366 | 224.9584 | 415.3366 | 224.9584
1824 | 405.3681 | 225.3603 | 405.3681 | 225.3603
1825 | 380.6554 | 216.7083 | 380.6554 | 216.7083
1826 | 376.9428 | 202.7209 | 376.9428 | 202.7209
1827 | 382.2447 | 191.1467 | 382.2447 | 191.1467
1828 | 384.088 | 180.7552 | 384.088 | 180.7552
1829 | 393.3255 | 171.6735 | 393.3255 | 171.6735
1830 | 390.744 | 151.0644 | 390.744 | 151.0644
1831 | 387.2259 | 127.0828 | 387.2259 | 127.0828
1832 | 382.9098 | 90.9272 | 382.9098 | 90.9272
1833 | 365.7556 | 56.5864 | 365.7556 | 56.5864
1834 | 341.4231 | 36.7795 | 341.4231 | 36.7795
1835 | 313.66 | 33.1101 | 313.66 | 33.1101
1836 | 294.3418 | 50.92 | 294.3418 | 50.92
1837 | 279.9714 | 67.3178 | 279.9714 | 67.3178
1838 | 272.0385 | 72.4445 | 272.0385 | 72.4445
1839 | 267.367 | 73.8974 | 267.367 | 73.8974
1840 | 270.6606 | 76.2385 | 270.6606 | 76.2385
1841 | 277.5864 | 109.5187 | 277.5864 | 109.5187
1842 | 283.5087 | 120.7404 | 283.5087 | 120.7404
1843 | 306.4187 | 123.251 | 306.4187 | 123.251
1844 | 345.0512 | 122.4259 | 345.0512 | 122.4259
1845 | 367.127 | 124.6359 | 367.127 | 124.6359
1846 | 384.0486 | 120.1132 | 384.0486 | 120.1132
1847 | 411.9826 | 122.8855 | 411.9826 | 122.8855
1848 | 404.4902 | 124.9219 | 404.4902 | 124.9219
1849 | 379.0026 | 115.7251 | 379.0026 | 115.7251
1850 | 375.7305 | 100.4384 | 375.7305 | 100.4384
1851 | 378.2652 | 79.2877 | 378.2652 | 79.2877
1852 | 379.8584 | 58.2091 | 379.8584 | 58.2091
1853 | 387.3326 | 57.0693 | 387.3326 | 57.0693
1854 | 388.8483 | 52.6377 | 388.8483 | 52.6377
1855 | 390.1872 | 49.5904 | 390.1872 | 49.5904
1856 | 382.3802 | 42.1434 | 382.3802 | 42.1434
1857 | 366.5164 | 50.195 | 366.5164 | 50.195
1858 | 345.6061 | 57.7557 | 345.6061 | 57.7557
1859 | 319.9699 | 63.7047 | 319.9699 | 63.7047
1860 | 297.3954 | 85.2447 | 297.3954 | 85.2447
1861 | 284.1186 | 105.7288 | 284.1186 | 105.7288
1862 | 277.0561 | 121.5845 | 277.0561 | 121.5845
1863 | 274.2663 | 139.2149 | 274.2663 | 139.2149
1864 | 275.5802 | 162.2178 | 275.5802 | 162.2178
1865 | 281.2029 | 209.538 | 281.2029 | 209.538
1866 | 288.2627 | 228.1359 | 288.2627 | 228.1359
1867 | 311.2662 | 241.3966 | 311.2662 | 241.3966
1868 | 348.5934 | 250.4414 | 348.5934 | 250.4414
1869 | 369.7987 | 256.9472 | 369.7987 | 256.9472
1870 | 387.9054 | 254.2685 | 387.9054 | 254.2685
1871 | 412.5271 | 257.921 | 412.5271 | 257.921
1872 | 405.2173 | 262.1577 | 405.2173 | 262.1577
1873 | 379.8249 | 258.1368 | 379.8249 | 258.1368
1874 | 377.6158 | 249.3463 | 377.6158 | 249.3463
1875 | 382.8326 | 249.1298 | 382.8326 | 249.1298
1876 | 381.3227 | 238.1935 | 381.3227 | 238.1935
1877 | 388.5136 | 218.215 | 388.5136 | 218.215
1878 | 386.3462 | 195.9505 | 386.3462 | 195.9505
1879 | 386.7173 | 182.0274 | 386.7173 | 182.0274
1880 | 376.9724 | 169.0483 | 376.9724 | 169.0483
1881 | 362.1542 | 157.6325 | 362.1542 | 157.6325
1882 | 340.8346 | 144.217 | 340.8346 | 144.217
1883 | 319.0919 | 141.4905 | 319.0919 | 141.4905
1884 | 296.6308 | 171.9155 | 296.6308 | 171.9155
1885 | 283.0803 | 190.3879 | 283.0803 | 190.3879
1886 | 274.7571 | 190.4224 | 274.7571 | 190.4224
1887 | 272.2293 | 197.8266 | 272.2293 | 197.8266
1888 | 273.9158 | 213.579 | 273.9158 | 213.579
1889 | 280.972 | 252.2448 | 280.972 | 252.2448
1890 | 287.5842 | 265.4572 | 287.5842 | 265.4572
1891 | 307.1625 | 280.5828 | 307.1625 | 280.5828
1892 | 339.3543 | 294.9503 | 339.3543 | 294.9503
1893 | 361.5619 | 297.3279 | 361.5619 | 297.3279
1894 | 378.0386 | 292.6376 | 378.0386 | 292.6376
1895 | 411.6547 | 293.7125 | 411.6547 | 293.7125
1896 | 402.7116 | 297.572 | 402.7116 | 297.572
1897 | 379.4994 | 280.077 | 379.4994 | 280.077
1898 | 374.0123 | 259.6143 | 374.0123 | 259.6143
1899 | 373.1111 | 237.2692 | 373.1111 | 237.2692
1900 | 378.3132 | 213.3616 | 378.3132 | 213.3616
1901 | 388.6378 | 196.2749 | 388.6378 | 196.2749
1902 | 386.9308 | 172.2291 | 386.9308 | 172.2291
1903 | 389.9907 | 154.8275 | 389.9907 | 154.8275
1904 | 380.1085 | 137.7621 | 380.1085 | 137.7621
1905 | 363.2644 | 122.6372 | 363.2644 | 122.6372
1906 | 342.8605 | 108.2578 | 342.8605 | 108.2578
1907 | 320.7472 | 108.2346 | 320.7472 | 108.2346
1908 | 300.6825 | 152.6995 | 300.6825 | 152.6995
1909 | 288.5279 | 170.69 | 288.5279 | 170.69
1910 | 279.6873 | 157.9418 | 279.6873 | 157.9418
1911 | 276.0784 | 156.6077 | 276.0784 | 156.6077
1912 | 277.3117 | 179.0239 | 277.3117 | 179.0239
1913 | 283.4303 | 220.4976 | 283.4303 | 220.4976
1914 | 287.9647 | 233.2909 | 287.9647 | 233.2909
1915 | 299.5143 | 243.3035 | 299.5143 | 243.3035
1916 | 324.7602 | 249.3098 | 324.7602 | 249.3098
1917 | 346.0452 | 253.1962 | 346.0452 | 253.1962
1918 | 362.5694 | 247.961 | 362.5694 | 247.961
1919 | 390.765 | 244.9497 | 390.765 | 244.9497
1920 | 386.3858 | 243.1932 | 386.3858 | 243.1932
1921 | 366.4796 | 238.2294 | 366.4796 | 238.2294
1922 | 362.0487 | 229.3759 | 362.0487 | 229.3759
1923 | 365.9193 | 223.4597 | 365.9193 | 223.4597
1924 | 372.2551 | 219.6691 | 372.2551 | 219.6691
1925 | 377.7371 | 216.3291 | 377.7371 | 216.3291
1926 | 377.8579 | 204.6678 | 377.8579 | 204.6678
1927 | 379.105 | 194.4329 | 379.105 | 194.4329
1928 | 368.2455 | 178.7715 | 368.2455 | 178.7715
1929 | 353.7439 | 167.4186 | 353.7439 | 167.4186
1930 | 339.4084 | 152.7038 | 339.4084 | 152.7038
1931 | 318.4978 | 142.5383 | 318.4978 | 142.5383
1932 | 299.0193 | 165.9852 | 299.0193 | 165.9852
1933 | 287.7002 | 179.554 | 287.7002 | 179.554
1934 | 279.645 | 172.2752 | 279.645 | 172.2752
1935 | 277.4771 | 179.7423 | 277.4771 | 179.7423
1936 | 278.985 | 195.2642 | 278.985 | 195.2642
1937 | 283.407 | 232.3163 | 283.407 | 232.3163
1938 | 288.7325 | 238.5716 | 288.7325 | 238.5716
1939 | 298.8902 | 245.2523 | 298.8902 | 245.2523
1940 | 322.7807 | 247.4867 | 322.7807 | 247.4867
1941 | 345.0541 | 243.955 | 345.0541 | 243.955
1942 | 361.9204 | 231.2387 | 361.9204 | 231.2387
1943 | 392.2768 | 226.53 | 392.2768 | 226.53
1944 | 382.8891 | 225.6536 | 382.8891 | 225.6536
1945 | 367.4637 | 220.4803 | 367.4637 | 220.4803
1946 | 362.8383 | 212.8842 | 362.8383 | 212.8842
1947 | 364.1686 | 209.5873 | 364.1686 | 209.5873
1948 | 372.2336 | 212.0623 | 372.2336 | 212.0623
1949 | 384.1395 | 207.7584 | 384.1395 | 207.7584
1950 | 379.4239 | 189.3915 | 379.4239 | 189.3915
1951 | 382.2936 | 182.0693 | 382.2936 | 182.0693
1952 | 373.4989 | 183.7169 | 373.4989 | 183.7169
1953 | 359.2085 | 181.4376 | 359.2085 | 181.4376
1954 | 340.502 | 177.2634 | 340.502 | 177.2634
1955 | 318.3946 | 175.438 | 318.3946 | 175.438
1956 | 301.9764 | 192.8917 | 301.9764 | 192.8917
1957 | 289.3931 | 207.4454 | 289.3931 | 207.4454
1958 | 280.5242 | 212.635 | 280.5242 | 212.635
1959 | 278.1939 | 216.393 | 278.1939 | 216.393
1960 | 279.1736 | 232.6692 | 279.1736 | 232.6692
1961 | 284.1267 | 271.6074 | 284.1267 | 271.6074
1962 | 290.6825 | 276.794 | 290.6825 | 276.794
1963 | 307.9518 | 271.8864 | 307.9518 | 271.8864
1964 | 336.8058 | 270.5584 | 336.8058 | 270.5584
1965 | 358.4543 | 278.3844 | 358.4543 | 278.3844
1966 | 376.8881 | 284.2555 | 376.8881 | 284.2555
1967 | 405.1077 | 293.5029 | 405.1077 | 293.5029
1968 | 394.064 | 298.2845 | 394.064 | 298.2845
1969 | 373.0121 | 265.7226 | 373.0121 | 265.7226
1970 | 368.2988 | 233.1898 | 368.2988 | 233.1898
1971 | 370.9671 | 206.6955 | 370.9671 | 206.6955
1972 | 376.0778 | 185.4283 | 376.0778 | 185.4283
1973 | 386.3755 | 171.422 | 386.3755 | 171.422
1974 | 385.4892 | 155.0668 | 385.4892 | 155.0668
1975 | 389.8086 | 151.4747 | 389.8086 | 151.4747
1976 | 378.249 | 146.8567 | 378.249 | 146.8567
1977 | 363.1723 | 139.8834 | 363.1723 | 139.8834
1978 | 341.3395 | 127.1804 | 341.3395 | 127.1804
1979 | 319.3056 | 119.5294 | 319.3056 | 119.5294
1980 | 298.1288 | 127.0923 | 298.1288 | 127.0923
1981 | 286.2502 | 128.0461 | 286.2502 | 128.0461
1982 | 279.4068 | 123.3238 | 279.4068 | 123.3238
1983 | 275.2362 | 125.1749 | 275.2362 | 125.1749
1984 | 277.1949 | 138.685 | 277.1949 | 138.685
1985 | 285.5634 | 175.2553 | 285.5634 | 175.2553
1986 | 292.8354 | 181.5315 | 292.8354 | 181.5315
1987 | 315.2026 | 185.949 | 315.2026 | 185.949
1988 | 352.3659 | 185.8574 | 352.3659 | 185.8574
1989 | 375.3012 | 190.142 | 375.3012 | 190.142
1990 | 392.96 | 189.7474 | 392.96 | 189.7474
1991 | 420.0809 | 195.3067 | 420.0809 | 195.3067
1992 | 406.8425 | 202.3095 | 406.8425 | 202.3095
1993 | 384.0027 | 200.6776 | 384.0027 | 200.6776
1994 | 378.7259 | 180.1731 | 378.7259 | 180.1731
1995 | 383.8117 | 159.8606 | 383.8117 | 159.8606
1996 | 385.2502 | 148.8195 | 385.2502 | 148.8195
1997 | 394.8626 | 147.072 | 394.8626 | 147.072
1998 | 399.4404 | 139.6857 | 399.4404 | 139.6857
1999 | 397.7223 | 135.884 | 397.7223 | 135.884
2000 | 384.9807 | 127.2635 | 384.9807 | 127.2635
2001 | 367.556 | 121.1494 | 367.556 | 121.1494
2002 | 346.7813 | 116.0112 | 346.7813 | 116.0112
2003 | 320.7311 | 115.2336 | 320.7311 | 115.2336
2004 | 298.9082 | 133.4836 | 298.9082 | 133.4836
2005 | 285.6433 | 150.4053 | 285.6433 | 150.4053
2006 | 278.6889 | 169.0481 | 278.6889 | 169.0481
2007 | 275.9694 | 196.3598 | 275.9694 | 196.3598
2008 | 278.1723 | 227.0113 | 278.1723 | 227.0113
2009 | 284.7164 | 271.1883 | 284.7164 | 271.1883
2010 | 293.5605 | 281.467 | 293.5605 | 281.467
2011 | 314.8223 | 287.7076 | 314.8223 | 287.7076
2012 | 352.9684 | 294.8875 | 352.9684 | 294.8875
2013 | 376.6636 | 299.8845 | 376.6636 | 299.8845
2014 | 394.6183 | 293.5177 | 394.6183 | 293.5177
2015 | 425.1212 | 293.3772 | 425.1212 | 293.3772
2016 | 410.9355 | 299.5627 | 410.9355 | 299.5627
2017 | 387.7163 | 301.4094 | 387.7163 | 301.4094
2018 | 381.9118 | 299.9531 | 381.9118 | 299.9531
2019 | 387.7092 | 304.0325 | 387.7092 | 304.0325
2020 | 387.9369 | 313.2342 | 387.9369 | 313.2342
2021 | 394.099 | 321.6081 | 394.099 | 321.6081
2022 | 395.4211 | 318.0985 | 395.4211 | 318.0985
2023 | 397.3958 | 314.4645 | 397.3958 | 314.4645
2024 | 381.2733 | 302.9312 | 381.2733 | 302.9312
2025 | 364.4594 | 287.3663 | 364.4594 | 287.3663
2026 | 343.3848 | 269.5292 | 343.3848 | 269.5292
2027 | 317.9508 | 257.4987 | 317.9508 | 257.4987
2028 | 296.7116 | 262.023 | 296.7116 | 262.023
2029 | 283.0933 | 265.8267 | 283.0933 | 265.8267
2030 | 274.7539 | 270.6181 | 274.7539 | 270.6181
2031 | 272.5683 | 283.0306 | 272.5683 | 283.0306
2032 | 273.3436 | 304.1894 | 273.3436 | 304.1894
2033 | 280.9696 | 349.5818 | 280.9696 | 349.5818
2034 | 290.6634 | 366.5452 | 290.6634 | 366.5452
2035 | 307.4319 | 377.0607 | 307.4319 | 377.0607
2036 | 345.3408 | 383.9262 | 345.3408 | 383.9262
2037 | 369.0836 | 389.7824 | 369.0836 | 389.7824
2038 | 387.2566 | 386.9151 | 387.2566 | 386.9151
2039 | 415.7923 | 389.2474 | 415.7923 | 389.2474
2040 | 405.7357 | 393.526 | 405.7357 | 393.526
2041 | 378.5786 | 392.5018 | 378.5786 | 392.5018
2042 | 374.3405 | 383.3549 | 374.3405 | 383.3549
2043 | 380.2282 | 371.2988 | 380.2282 | 371.2988
2044 | 382.3588 | 358.1832 | 382.3588 | 358.1832
2045 | 387.9481 | 346.5448 | 387.9481 | 346.5448
2046 | 392.4559 | 326.5434 | 392.4559 | 326.5434
2047 | 392.6939 | 312.1594 | 392.6939 | 312.1594
2048 | 378.6518 | 298.1115 | 378.6518 | 298.1115
2049 | 365.8564 | 288.1207 | 365.8564 | 288.1207
2050 | 346.6756 | 280.426 | 346.6756 | 280.426
2051 | 321.1467 | 281.5972 | 321.1467 | 281.5972
2052 | 300.4925 | 314.2853 | 300.4925 | 314.2853
2053 | 285.3555 | 347.1749 | 285.3555 | 347.1749
2054 | 277.59 | 365.189 | 277.59 | 365.189
2055 | 274.8615 | 380.682 | 274.8615 | 380.682
2056 | 275.0168 | 400.8769 | 275.0168 | 400.8769
2057 | 281.7579 | 442.2668 | 281.7579 | 442.2668
2058 | 289.6659 | 443.3461 | 289.6659 | 443.3461
2059 | 304.987 | 445.2281 | 304.987 | 445.2281
2060 | 338.0293 | 457.4372 | 338.0293 | 457.4372
2061 | 360.937 | 463.3562 | 360.937 | 463.3562
2062 | 377.8941 | 461.4529 | 377.8941 | 461.4529
2063 | 402.8396 | 462.423 | 402.8396 | 462.423
2064 | 397.5953 | 464.4175 | 397.5953 | 464.4175
2065 | 378.6196 | 451.8679 | 378.6196 | 451.8679
2066 | 375.5825 | 428.8697 | 375.5825 | 428.8697
2067 | 379.6301 | 415.8915 | 379.6301 | 415.8915
2068 | 383.7229 | 406.485 | 383.7229 | 406.485
2069 | 389.7781 | 395.4753 | 389.7781 | 395.4753
2070 | 393.522 | 373.7137 | 393.522 | 373.7137
2071 | 391.5932 | 359.0153 | 391.5932 | 359.0153
2072 | 375.5312 | 348.0269 | 375.5312 | 348.0269
2073 | 361.7132 | 344.9513 | 361.7132 | 344.9513
2074 | 345.0073 | 346.2044 | 345.0073 | 346.2044
2075 | 319.7399 | 349.5131 | 319.7399 | 349.5131
2076 | 298.1175 | 366.0657 | 298.1175 | 366.0657
2077 | 285.0129 | 376.9523 | 285.0129 | 376.9523
2078 | 277.0316 | 384.405 | 277.0316 | 384.405
2079 | 273.579 | 398.0329 | 273.579 | 398.0329
2080 | 273.8436 | 419.4013 | 273.8436 | 419.4013
2081 | 280.4945 | 465.3594 | 280.4945 | 465.3594
2082 | 288.0145 | 481.5265 | 288.0145 | 481.5265
2083 | 297.5686 | 490.5961 | 297.5686 | 490.5961
2084 | 322.965 | 494.4441 | 322.965 | 494.4441
2085 | 348.0987 | 496.3607 | 348.0987 | 496.3607
2086 | 365.93 | 488.2756 | 365.93 | 488.2756
2087 | 390.8871 | 482.9382 | 390.8871 | 482.9382
2088 | 385.8689 | 479.3376 | 385.8689 | 479.3376
2089 | 370.8015 | 471.964 | 370.8015 | 471.964
2090 | 363.3432 | 458.6052 | 363.3432 | 458.6052
2091 | 366.289 | 443.3429 | 366.289 | 443.3429
2092 | 370.0376 | 427.6078 | 370.0376 | 427.6078
2093 | 378.4349 | 415.6971 | 378.4349 | 415.6971
2094 | 376.0088 | 402.0661 | 376.0088 | 402.0661
2095 | 377.501 | 397.6148 | 377.501 | 397.6148
2096 | 365.9922 | 390.6498 | 365.9922 | 390.6498
2097 | 353.6922 | 381.1409 | 353.6922 | 381.1409
2098 | 336.4142 | 369.339 | 336.4142 | 369.339
2099 | 315.6123 | 364.4122 | 315.6123 | 364.4122
2100 | 295.9939 | 380.4829 | 295.9939 | 380.4829
2101 | 284.4429 | 387.9328 | 284.4429 | 387.9328
2102 | 275.8957 | 390.1467 | 275.8957 | 390.1467
2103 | 273.7342 | 397.8443 | 273.7342 | 397.8443
2104 | 274.1529 | 415.0007 | 274.1529 | 415.0007
2105 | 281.0908 | 457.0821 | 281.0908 | 457.0821
2106 | 287.1748 | 468.7438 | 287.1748 | 468.7438
2107 | 297.5221 | 470.7515 | 297.5221 | 470.7515
2108 | 320.4435 | 467.0347 | 320.4435 | 467.0347
2109 | 343.0267 | 463.5658 | 343.0267 | 463.5658
2110 | 359.9346 | 454.9777 | 359.9346 | 454.9777
2111 | 390.1626 | 452.0292 | 390.1626 | 452.0292
2112 | 383.7157 | 450.2727 | 383.7157 | 450.2727
2113 | 366.5168 | 443.3391 | 366.5168 | 443.3391
2114 | 363.0194 | 428.6602 | 363.0194 | 428.6602
2115 | 364.7693 | 417.4632 | 364.7693 | 417.4632
2116 | 374.2364 | 413.1697 | 374.2364 | 413.1697
2117 | 383.5128 | 413.1406 | 383.5128 | 413.1406
2118 | 382.2694 | 403.8263 | 382.2694 | 403.8263
2119 | 384.0387 | 397.3424 | 384.0387 | 397.3424
2120 | 368.9533 | 388.0514 | 368.9533 | 388.0514
2121 | 355.3378 | 380.9523 | 355.3378 | 380.9523
2122 | 337.3814 | 372.3566 | 337.3814 | 372.3566
2123 | 316.7323 | 370.9084 | 316.7323 | 370.9084
2124 | 295.2648 | 400.7047 | 295.2648 | 400.7047
2125 | 281.7276 | 408.4061 | 281.7276 | 408.4061
2126 | 274.6624 | 408.7759 | 274.6624 | 408.7759
2127 | 271.5712 | 429.6124 | 271.5712 | 429.6124
2128 | 272.1833 | 439.3926 | 272.1833 | 439.3926
2129 | 278.9384 | 474.0349 | 278.9384 | 474.0349
2130 | 284.71 | 485.1727 | 284.71 | 485.1727
2131 | 302.7043 | 493.4251 | 302.7043 | 493.4251
2132 | 328.6602 | 490.5255 | 328.6602 | 490.5255
2133 | 350.545 | 487.6643 | 350.545 | 487.6643
2134 | 375.2781 | 479.6839 | 375.2781 | 479.6839
2135 | 399.6133 | 472.3139 | 399.6133 | 472.3139
2136 | 394.5729 | 472.8834 | 394.5729 | 472.8834
2137 | 372.5858 | 460.2291 | 372.5858 | 460.2291
2138 | 368.8824 | 432.0549 | 368.8824 | 432.0549
2139 | 373.5043 | 410.045 | 373.5043 | 410.045
2140 | 380.6734 | 398.8573 | 380.6734 | 398.8573
2141 | 396.2232 | 392.9607 | 396.2232 | 392.9607
2142 | 396.4498 | 377.6532 | 396.4498 | 377.6532
2143 | 390.4253 | 371.1484 | 390.4253 | 371.1484
2144 | 374.6694 | 364.4348 | 374.6694 | 364.4348
2145 | 362.7423 | 361.1287 | 362.7423 | 361.1287
2146 | 340.2762 | 355.9486 | 340.2762 | 355.9486
2147 | 317.3014 | 361.8766 | 317.3014 | 361.8766
2148 | 296.5361 | 398.1062 | 296.5361 | 398.1062
2149 | 282.9309 | 404.8856 | 282.9309 | 404.8856
2150 | 274.2912 | 404.2705 | 274.2912 | 404.2705
2151 | 274.3937 | 403.9003 | 274.3937 | 403.9003
2152 | 274.2296 | 410.2648 | 274.2296 | 410.2648
2153 | 280.2864 | 443.5869 | 280.2864 | 443.5869
2154 | 293.0457 | 450.7014 | 293.0457 | 450.7014
2155 | 316.9138 | 452.7091 | 316.9138 | 452.7091
2156 | 353.477 | 452.4708 | 353.477 | 452.4708
2157 | 375.9885 | 455.1208 | 375.9885 | 455.1208
2158 | 391.9233 | 451.2896 | 391.9233 | 451.2896
2159 | 423.7996 | 453.5171 | 423.7996 | 453.5171
2160 | 410.145 | 459.6397 | 410.145 | 459.6397
2161 | 385.294 | 452.5175 | 385.294 | 452.5175
2162 | 379.7215 | 423.3585 | 379.7215 | 423.3585
2163 | 383.2314 | 398.9807 | 383.2314 | 398.9807
2164 | 387.2243 | 388.5892 | 387.2243 | 388.5892
2165 | 396.3535 | 382.9441 | 396.3535 | 382.9441
2166 | 404.9933 | 371.8906 | 404.9933 | 371.8906
2167 | 398.4108 | 362.3681 | 398.4108 | 362.3681
2168 | 384.6564 | 349.4518 | 384.6564 | 349.4518
2169 | 368.4665 | 346.1457 | 368.4665 | 346.1457
2170 | 348.1706 | 347.797 | 348.1706 | 347.797
2171 | 320.1483 | 355.5063 | 320.1483 | 355.5063
2172 | 300.4891 | 726.1272 | 300.4891 | 726.1272
2173 | 285.1731 | 751.3437 | 285.1731 | 751.3437
2174 | 276.8623 | 756.9698 | 276.8623 | 756.9698
2175 | 274.9091 | 766.8172 | 274.9091 | 766.8172
2176 | 275.2761 | 791.201 | 275.2761 | 791.201
2177 | 283.2176 | 837.7193 | 283.2176 | 837.7193
2178 | 295.6095 | 846.0923 | 295.6095 | 846.0923
2179 | 316.077 | 844.8561 | 316.077 | 844.8561
2180 | 350.8127 | 838.7692 | 350.8127 | 838.7692
2181 | 376.4191 | 847.7574 | 376.4191 | 847.7574
2182 | 391.0561 | 858.6407 | 391.0561 | 858.6407
2183 | 424.4843 | 866.0847 | 424.4843 | 866.0847
2184 | 412.5558 | 870.9695 | 412.5558 | 870.9695
2185 | 380.3629 | 841.0292 | 380.3629 | 841.0292
2186 | 381.3642 | 772.4932 | 381.3642 | 772.4932
2187 | 389.1019 | 735.2761 | 389.1019 | 735.2761
2188 | 390.6329 | 718.2901 | 390.6329 | 718.2901
2189 | 402.9786 | 705.6535 | 402.9786 | 705.6535
2190 | 413.2536 | 689.7011 | 413.2536 | 689.7011
2191 | 406.6878 | 677.8177 | 406.6878 | 677.8177
2192 | 385.2988 | 673.3212 | 385.2988 | 673.3212
2193 | 372.9582 | 669.5937 | 372.9582 | 669.5937
2194 | 350.5575 | 660.0703 | 350.5575 | 660.0703
2195 | 327.3907 | 674.4244 | 327.3907 | 674.4244
2196 | 306.255 | 746.6937 | 306.255 | 746.6937
2197 | 290.7297 | 738.8526 | 290.7297 | 738.8526
2198 | 281.37 | 752.3154 | 281.37 | 752.3154
2199 | 277.9442 | 762.5607 | 277.9442 | 762.5607
2200 | 277.8219 | 783.4438 | 277.8219 | 783.4438
2201 | 285.416 | 820.6933 | 285.416 | 820.6933
2202 | 296.9062 | 810.6082 | 296.9062 | 810.6082
2203 | 317.336 | 821.5846 | 317.336 | 821.5846
2204 | 352.4785 | 817.4072 | 352.4785 | 817.4072
2205 | 375.0117 | 816.2116 | 375.0117 | 816.2116
2206 | 391.3297 | 809.7904 | 391.3297 | 809.7904
2207 | 423.2393 | 809.1589 | 423.2393 | 809.1589
2208 | 412.5723 | 806.6446 | 412.5723 | 806.6446
2209 | 386.3794 | 794.8442 | 386.3794 | 794.8442
2210 | 385.8284 | 755.2285 | 385.8284 | 755.2285
2211 | 391.1018 | 693.9841 | 391.1018 | 693.9841
2212 | 393.2746 | 640.0023 | 393.2746 | 640.0023
2213 | 411.0882 | 596.5359 | 411.0882 | 596.5359
2214 | 420.3867 | 564.1145 | 420.3867 | 564.1145
2215 | 407.0282 | 546.8209 | 407.0282 | 546.8209
2216 | 387.0912 | 537.0336 | 387.0912 | 537.0336
2217 | 365.5085 | 536.1306 | 365.5085 | 536.1306
2218 | 339.9623 | 543.9116 | 339.9623 | 543.9116
2219 | 315.3745 | 619.1694 | 315.3745 | 619.1694
2220 | 295.5406 | 722.189 | 295.5406 | 722.189
2221 | 282.723 | 722.7018 | 282.723 | 722.7018
2222 | 274.8312 | 711.1428 | 274.8312 | 711.1428
2223 | 273.1223 | 727.554 | 273.1223 | 727.554
2224 | 273.3468 | 755.7964 | 273.3468 | 755.7964
2225 | 280.5873 | 795.9101 | 280.5873 | 795.9101
2226 | 290.1178 | 785.467 | 290.1178 | 785.467
2227 | 306.0558 | 778.94 | 306.0558 | 778.94
2228 | 334.9626 | 791.1123 | 334.9626 | 791.1123
2229 | 356.6622 | 802.1293 | 356.6622 | 802.1293
2230 | 371.6912 | 788.3886 | 371.6912 | 788.3886
2231 | 404.2934 | 792.5705 | 404.2934 | 792.5705
2232 | 395.4576 | 796.1824 | 395.4576 | 796.1824
2233 | 371.3977 | 777.858 | 371.3977 | 777.858
2234 | 372.8349 | 741.1463 | 372.8349 | 741.1463
2235 | 384.6705 | 677.1967 | 384.6705 | 677.1967
2236 | 386.4276 | 617.6457 | 386.4276 | 617.6457
2237 | 400.9976 | 560.2562 | 400.9976 | 560.2562
2238 | 408.4791 | 504.3643 | 408.4791 | 504.3643
2239 | 398.9662 | 465.2711 | 398.9662 | 465.2711
2240 | 380.4608 | 441.322 | 380.4608 | 441.322
2241 | 364.2591 | 435.5658 | 364.2591 | 435.5658
2242 | 345.6016 | 446.0519 | 345.6016 | 446.0519
2243 | 322.135 | 523.4976 | 322.135 | 523.4976
2244 | 304.6821 | 619.3567 | 304.6821 | 619.3567
2245 | 289.8489 | 615.9313 | 289.8489 | 615.9313
2246 | 280.7996 | 599.9168 | 280.7996 | 599.9168
2247 | 277.5801 | 620.505 | 277.5801 | 620.505
2248 | 277.8042 | 658.4936 | 277.8042 | 658.4936
2249 | 284.1234 | 702.5058 | 284.1234 | 702.5058
2250 | 294.6169 | 713.1861 | 294.6169 | 713.1861
2251 | 308.1985 | 704.5507 | 308.1985 | 704.5507
2252 | 332.7227 | 689.3541 | 332.7227 | 689.3541
2253 | 353.639 | 698.3423 | 353.639 | 698.3423
2254 | 371.74 | 699.4397 | 371.74 | 699.4397
2255 | 401.0175 | 693.7163 | 401.0175 | 693.7163
2256 | 399.8725 | 695.2994 | 399.8725 | 695.2994
2257 | 378.6066 | 699.1326 | 378.6066 | 699.1326
2258 | 374.9927 | 684.4592 | 374.9927 | 684.4592
2259 | 372.9603 | 653.2887 | 372.9603 | 653.2887
2260 | 381.4379 | 594.056 | 381.4379 | 594.056
2261 | 392.4588 | 528.5115 | 392.4588 | 528.5115
2262 | 402.1882 | 471.3864 | 402.1882 | 471.3864
2263 | 393.1655 | 457.315 | 393.1655 | 457.315
2264 | 375.6121 | 476.0901 | 375.6121 | 476.0901
2265 | 357.0454 | 494.5203 | 357.0454 | 494.5203
2266 | 341.0208 | 482.5305 | 341.0208 | 482.5305
2267 | 319.7297 | 493.4236 | 319.7297 | 493.4236
2268 | 301.0163 | 534.8234 | 301.0163 | 534.8234
2269 | 289.5217 | 556.9768 | 289.5217 | 556.9768
2270 | 280.6104 | 562.8813 | 280.6104 | 562.8813
2271 | 277.5395 | 571.9332 | 277.5395 | 571.9332
2272 | 276.6891 | 595.6804 | 276.6891 | 595.6804
2273 | 282.4315 | 641.4827 | 282.4315 | 641.4827
2274 | 291.0579 | 658.2494 | 291.0579 | 658.2494
2275 | 305.5895 | 674.1585 | 305.5895 | 674.1585
2276 | 330.0109 | 675.5503 | 330.0109 | 675.5503
2277 | 349.7746 | 674.116 | 349.7746 | 674.116
2278 | 364.3284 | 660.0571 | 364.3284 | 660.0571
2279 | 393.6436 | 648.7247 | 393.6436 | 648.7247
2280 | 390.3054 | 643.7042 | 390.3054 | 643.7042
2281 | 368.9175 | 634.2508 | 368.9175 | 634.2508
2282 | 366.3915 | 620.2139 | 366.3915 | 620.2139
2283 | 370.8511 | 608.0187 | 370.8511 | 608.0187
2284 | 379.0947 | 601.0971 | 379.0947 | 601.0971
2285 | 393.0882 | 590.171 | 393.0882 | 590.171
2286 | 402.1595 | 578.5547 | 402.1595 | 578.5547
2287 | 392.1579 | 565.5972 | 392.1579 | 565.5972
2288 | 376.8072 | 553.5424 | 376.8072 | 553.5424
2289 | 359.4459 | 539.4323 | 359.4459 | 539.4323
2290 | 342.5159 | 531.0626 | 342.5159 | 531.0626
2291 | 320.7791 | 544.9392 | 320.7791 | 544.9392
2292 | 302.5136 | 586.7368 | 302.5136 | 586.7368
2293 | 288.8524 | 586.0164 | 288.8524 | 586.0164
2294 | 280.7749 | 581.2598 | 280.7749 | 581.2598
2295 | 278.0787 | 578.1389 | 278.0787 | 578.1389
2296 | 278.759 | 586.4912 | 278.759 | 586.4912
2297 | 282.5192 | 619.4443 | 282.5192 | 619.4443
2298 | 293.0765 | 631.3579 | 293.0765 | 631.3579
2299 | 308.3443 | 653.234 | 308.3443 | 653.234
2300 | 331.9061 | 671.3734 | 331.9061 | 671.3734
2301 | 352.3997 | 690.1078 | 352.3997 | 690.1078
2302 | 370.5121 | 692.2792 | 370.5121 | 692.2792
2303 | 399.0368 | 695.7849 | 399.0368 | 695.7849
2304 | 393.2989 | 705.3638 | 393.2989 | 705.3638
2305 | 377.3608 | 713.0956 | 377.3608 | 713.0956
2306 | 373.9583 | 722.728 | 373.9583 | 722.728
2307 | 375.8723 | 730.1842 | 375.8723 | 730.1842
2308 | 379.4538 | 734.2022 | 379.4538 | 734.2022
2309 | 394.8146 | 724.39 | 394.8146 | 724.39
2310 | 406.6105 | 695.8273 | 406.6105 | 695.8273
2311 | 397.9946 | 662.8205 | 397.9946 | 662.8205
2312 | 377.4141 | 636.8823 | 377.4141 | 636.8823
2313 | 362.4158 | 622.5733 | 362.4158 | 622.5733
2314 | 343.3777 | 607.5205 | 343.3777 | 607.5205
2315 | 317.9004 | 627.8018 | 317.9004 | 627.8018
2316 | 297.473 | 704.0093 | 297.473 | 704.0093
2317 | 284.3555 | 718.1669 | 284.3555 | 718.1669
2318 | 275.7478 | 730.7147 | 275.7478 | 730.7147
2319 | 273.5708 | 748.5183 | 273.5708 | 748.5183
2320 | 275.2094 | 771.271 | 275.2094 | 771.271
2321 | 282.391 | 806.2132 | 282.391 | 806.2132
2322 | 297.0871 | 785.3477 | 297.0871 | 785.3477
2323 | 316.7908 | 756.1458 | 316.7908 | 756.1458
2324 | 349.8803 | 741.1482 | 349.8803 | 741.1482
2325 | 374.6476 | 733.1501 | 374.6476 | 733.1501
2326 | 393.5516 | 727.2461 | 393.5516 | 727.2461
2327 | 424.8271 | 702.8658 | 424.8271 | 702.8658
2328 | 416.5927 | 695.6176 | 416.5927 | 695.6176
2329 | 394.0349 | 678.1684 | 394.0349 | 678.1684
2330 | 388.9021 | 659.6363 | 388.9021 | 659.6363
2331 | 393.6937 | 634.8306 | 393.6937 | 634.8306
2332 | 397.2304 | 611.6787 | 397.2304 | 611.6787
2333 | 412.6134 | 568.8488 | 412.6134 | 568.8488
2334 | 422.1197 | 512.1613 | 422.1197 | 512.1613
2335 | 406.5584 | 458.8665 | 406.5584 | 458.8665
2336 | 387.3654 | 430.7802 | 387.3654 | 430.7802
2337 | 374.0498 | 428.5644 | 374.0498 | 428.5644
2338 | 352.2123 | 434.993 | 352.2123 | 434.993
2339 | 326.2166 | 443.5391 | 326.2166 | 443.5391
2340 | 303.4597 | 455.0637 | 303.4597 | 455.0637
2341 | 291.5994 | 458.4806 | 291.5994 | 458.4806
2342 | 283.017 | 462.8734 | 283.017 | 462.8734
2343 | 280.2907 | 470.533 | 280.2907 | 470.533
2344 | 280.6585 | 487.5176 | 280.6585 | 487.5176
2345 | 287.6379 | 532.6436 | 287.6379 | 532.6436
2346 | 300.7849 | 552.4734 | 300.7849 | 552.4734
2347 | 322.0991 | 581.2315 | 322.0991 | 581.2315
2348 | 354.4975 | 616.8345 | 354.4975 | 616.8345
2349 | 379.5302 | 664.4892 | 379.5302 | 664.4892
2350 | 395.3479 | 705.2476 | 395.3479 | 705.2476
2351 | 424.539 | 738.509 | 424.539 | 738.509
2352 | 416.3562 | 755.9247 | 416.3562 | 755.9247
2353 | 395.5899 | 758.8032 | 395.5899 | 758.8032
2354 | 387.6509 | 754.3534 | 387.6509 | 754.3534
2355 | 392.6718 | 746.5737 | 392.6718 | 746.5737
2356 | 395.9969 | 739.0554 | 395.9969 | 739.0554
2357 | 412.1759 | 720.3722 | 412.1759 | 720.3722
2358 | 421.2418 | 695.1112 | 421.2418 | 695.1112
2359 | 410.4521 | 678.8122 | 410.4521 | 678.8122
2360 | 394.2019 | 671.2924 | 394.2019 | 671.2924
2361 | 378.4127 | 677.7487 | 378.4127 | 677.7487
2362 | 357.3126 | 684.7342 | 357.3126 | 684.7342
2363 | 332.8243 | 702.7082 | 332.8243 | 702.7082
2364 | 309.3314 | 736.5497 | 309.3314 | 736.5497
2365 | 297.0373 | 762.5618 | 297.0373 | 762.5618
2366 | 287.7788 | 791.0615 | 287.7788 | 791.0615
2367 | 285.4983 | 822.7882 | 285.4983 | 822.7882
2368 | 285.9971 | 856.9182 | 285.9971 | 856.9182
2369 | 292.138 | 906.6587 | 292.138 | 906.6587
2370 | 304.3524 | 924.3006 | 304.3524 | 924.3006
2371 | 324.7225 | 937.8228 | 324.7225 | 937.8228
2372 | 358.9085 | 934.7991 | 358.9085 | 934.7991
2373 | 379.764 | 929.6254 | 379.764 | 929.6254
2374 | 397.9068 | 915.6062 | 397.9068 | 915.6062
2375 | 422.5679 | 904.5523 | 422.5679 | 904.5523
2376 | 416.7647 | 898.0202 | 416.7647 | 898.0202
2377 | 397.5356 | 885.8219 | 397.5356 | 885.8219
2378 | 395.3025 | 863.272 | 395.3025 | 863.272
2379 | 397.2815 | 835.0453 | 397.2815 | 835.0453
2380 | 402.2028 | 813.1265 | 402.2028 | 813.1265
2381 | 413.4675 | 794.5626 | 413.4675 | 794.5626
2382 | 422.2367 | 769.5403 | 422.2367 | 769.5403
2383 | 409.1084 | 747.2742 | 409.1084 | 747.2742
2384 | 389.782 | 727.7009 | 389.782 | 727.7009
2385 | 373.3423 | 718.0462 | 373.3423 | 718.0462
2386 | 355.1159 | 711.0688 | 355.1159 | 711.0688
2387 | 332.4418 | 717.6656 | 332.4418 | 717.6656
2388 | 314.2635 | 737.9022 | 314.2635 | 737.9022
2389 | 301.1359 | 744.4617 | 301.1359 | 744.4617
2390 | 292.3166 | 753.7078 | 292.3166 | 753.7078
2391 | 288.4939 | 773.2219 | 288.4939 | 773.2219
2392 | 288.6912 | 800.9869 | 288.6912 | 800.9869
2393 | 295.8657 | 847.1472 | 295.8657 | 847.1472
2394 | 306.7804 | 864.5504 | 306.7804 | 864.5504
2395 | 316.8461 | 880.4595 | 316.8461 | 880.4595
2396 | 342.9677 | 890.5235 | 342.9677 | 890.5235
2397 | 366.2488 | 903.3306 | 366.2488 | 903.3306
2398 | 385.3202 | 902.6776 | 385.3202 | 902.6776
2399 | 411.0941 | 900.256 | 411.0941 | 900.256
2400 | 406.7349 | 902.396 | 406.7349 | 902.396
2401 | 389.3351 | 900.8589 | 389.3351 | 900.8589
2402 | 386.5644 | 852.1335 | 386.5644 | 852.1335
2403 | 387.5792 | 786.1154 | 387.5792 | 786.1154
2404 | 391.6191 | 743.2324 | 391.6191 | 743.2324
2405 | 400.4769 | 717.9854 | 400.4769 | 717.9854
2406 | 414.9659 | 695.9068 | 414.9659 | 695.9068
2407 | 404.2012 | 681.2388 | 404.2012 | 681.2388
2408 | 385.1477 | 667.9508 | 385.1477 | 667.9508
2409 | 369.6414 | 664.3825 | 369.6414 | 664.3825
2410 | 354.6929 | 673.5559 | 354.6929 | 673.5559
2411 | 333.6087 | 736.9989 | 333.6087 | 736.9989
2412 | 314.2781 | 777.4837 | 314.2781 | 777.4837
2413 | 299.0933 | 777.7579 | 299.0933 | 777.7579
2414 | 293.0411 | 780.0424 | 293.0411 | 780.0424
2415 | 289.0431 | 780.0641 | 289.0431 | 780.0641
2416 | 289.3602 | 791.0419 | 289.3602 | 791.0419
2417 | 294.6824 | 829.4052 | 294.6824 | 829.4052
2418 | 303.1623 | 828.4299 | 303.1623 | 828.4299
2419 | 313.2319 | 832.6037 | 313.2319 | 832.6037
2420 | 331.6243 | 849.6293 | 331.6243 | 849.6293
2421 | 353.5438 | 869.7957 | 353.5438 | 869.7957
2422 | 373.3838 | 867.6311 | 373.3838 | 867.6311
2423 | 400.1176 | 866.6814 | 400.1176 | 866.6814
2424 | 396.2327 | 869.3385 | 396.2327 | 869.3385
2425 | 380.3245 | 861.1979 | 380.3245 | 861.1979
2426 | 376.63 | 808.932 | 376.63 | 808.932
2427 | 378.9303 | 752.4214 | 378.9303 | 752.4214
2428 | 381.1574 | 705.5604 | 381.1574 | 705.5604
2429 | 393.0575 | 681.0294 | 393.0575 | 681.0294
2430 | 404.8263 | 659.7465 | 404.8263 | 659.7465
2431 | 398.1914 | 645.7547 | 398.1914 | 645.7547
2432 | 379.4842 | 638.8714 | 379.4842 | 638.8714
2433 | 363.3625 | 642.3442 | 363.3625 | 642.3442
2434 | 348.3916 | 653.8248 | 348.3916 | 653.8248
2435 | 329.4629 | 694.0361 | 329.4629 | 694.0361
2436 | 311.9929 | 736.4701 | 311.9929 | 736.4701
2437 | 299.911 | 758.5439 | 299.911 | 758.5439
2438 | 291.2821 | 778.4512 | 291.2821 | 778.4512
2439 | 288.0573 | 814.5537 | 288.0573 | 814.5537
2440 | 288.399 | 847.172 | 288.399 | 847.172
2441 | 293.0632 | 891.5421 | 293.0632 | 891.5421
2442 | 301.3877 | 903.2567 | 301.3877 | 903.2567
2443 | 308.3271 | 913.6363 | 308.3271 | 913.6363
2444 | 322.6053 | 903.651 | 322.6053 | 903.651
2445 | 342.4754 | 899.1934 | 342.4754 | 899.1934
2446 | 361.9682 | 889.9479 | 361.9682 | 889.9479
2447 | 390.6067 | 886.6909 | 390.6067 | 886.6909
2448 | 387.3483 | 888.5127 | 387.3483 | 888.5127
2449 | 375.6597 | 892.2664 | 375.6597 | 892.2664
2450 | 372.0035 | 857.7426 | 372.0035 | 857.7426
2451 | 372.6402 | 816.7065 | 372.6402 | 816.7065
2452 | 381.0968 | 781.5409 | 381.0968 | 781.5409
2453 | 392.9267 | 744.3598 | 392.9267 | 744.3598
2454 | 399.7607 | 708.6366 | 399.7607 | 708.6366
2455 | 390.1011 | 686.0522 | 390.1011 | 686.0522
2456 | 380.0495 | 671.8493 | 380.0495 | 671.8493
2457 | 363.9237 | 671.9806 | 363.9237 | 671.9806
2458 | 347.1398 | 684.9728 | 347.1398 | 684.9728
2459 | 327.0146 | 758.4405 | 327.0146 | 758.4405
2460 | 308.4551 | 809.5865 | 308.4551 | 809.5865
2461 | 296.4221 | 808.1898 | 296.4221 | 808.1898
2462 | 287.4543 | 811.3097 | 287.4543 | 811.3097
2463 | 283.0629 | 821.7142 | 283.0629 | 821.7142
2464 | 284.0506 | 849.9566 | 284.0506 | 849.9566
2465 | 288.6868 | 892.5764 | 288.6868 | 892.5764
2466 | 300.204 | 907.553 | 300.204 | 907.553
2467 | 313.2028 | 920.5979 | 313.2028 | 920.5979
2468 | 331.8258 | 925.8485 | 331.8258 | 925.8485
2469 | 351.7976 | 924.8518 | 351.7976 | 924.8518
2470 | 368.4937 | 917.3963 | 368.4937 | 917.3963
2471 | 397.3479 | 915.1736 | 397.3479 | 915.1736
2472 | 389.8053 | 915.7224 | 389.8053 | 915.7224
2473 | 376.5622 | 906.2691 | 376.5622 | 906.2691
2474 | 374.7494 | 876.6382 | 374.7494 | 876.6382
2475 | 380.6638 | 837.9095 | 380.6638 | 837.9095
2476 | 387.3044 | 800.8741 | 387.3044 | 800.8741
2477 | 400.2352 | 760.3515 | 400.2352 | 760.3515
2478 | 407.6811 | 719.0988 | 407.6811 | 719.0988
2479 | 394.6283 | 687.2456 | 394.6283 | 687.2456
2480 | 379.5959 | 667.6326 | 379.5959 | 667.6326
2481 | 366.3677 | 661.041 | 366.3677 | 661.041
2482 | 348.6333 | 663.6506 | 348.6333 | 663.6506
2483 | 326.0559 | 678.7206 | 326.0559 | 678.7206
2484 | 306.634 | 695.2974 | 306.634 | 695.2974
2485 | 295.5786 | 702.016 | 295.5786 | 702.016
2486 | 287.1519 | 706.0509 | 287.1519 | 706.0509
2487 | 282.7489 | 716.336 | 282.7489 | 716.336
2488 | 284.4484 | 737.5372 | 284.4484 | 737.5372
2489 | 290.83 | 778.3669 | 290.83 | 778.3669
2490 | 303.7969 | 787.655 | 303.7969 | 787.655
2491 | 321.8991 | 797.5572 | 321.8991 | 797.5572
2492 | 351.523 | 801.0972 | 351.523 | 801.0972
2493 | 370.7468 | 809.1306 | 370.7468 | 809.1306
2494 | 394.9764 | 810.3076 | 394.9764 | 810.3076
2495 | 425.751 | 811.3866 | 425.751 | 811.3866
2496 | 416.9912 | 817.2262 | 416.9912 | 817.2262
2497 | 400.0565 | 808.7674 | 400.0565 | 808.7674
2498 | 394.797 | 791.7867 | 394.797 | 791.7867
2499 | 400.5415 | 774.42 | 400.5415 | 774.42
2500 | 406.3574 | 759.5025 | 406.3574 | 759.5025
2501 | 420.0664 | 750.0484 | 420.0664 | 750.0484
2502 | 421.8627 | 741.3758 | 421.8627 | 741.3758
2503 | 408.722 | 735.4197 | 408.722 | 735.4197
2504 | 391.3193 | 728.0192 | 391.3193 | 728.0192
2505 | 377.0248 | 724.1326 | 377.0248 | 724.1326
2506 | 357.2747 | 718.269 | 357.2747 | 718.269
2507 | 330.6813 | 717.9043 | 330.6813 | 717.9043
2508 | 309.7562 | 726.9626 | 309.7562 | 726.9626
2509 | 294.527 | 731.6524 | 294.527 | 731.6524
2510 | 286.0237 | 735.0905 | 286.0237 | 735.0905
2511 | 283.3098 | 744.3016 | 283.3098 | 744.3016
2512 | 286.7326 | 764.9459 | 286.7326 | 764.9459
2513 | 292.4304 | 810.1912 | 292.4304 | 810.1912
2514 | 304.7021 | 827.7934 | 304.7021 | 827.7934
2515 | 330.047 | 843.5035 | 330.047 | 843.5035
2516 | 363.7711 | 848.2767 | 363.7711 | 848.2767
2517 | 388.4294 | 858.9755 | 388.4294 | 858.9755
2518 | 406.4711 | 862.6188 | 406.4711 | 862.6188
2519 | 438.4166 | 868.7102 | 438.4166 | 868.7102
2520 | 430.3606 | 880.6759 | 430.3606 | 880.6759
2521 | 407.2874 | 891.7492 | 407.2874 | 891.7492
2522 | 407.8054 | 893.9825 | 407.8054 | 893.9825
2523 | 408.3897 | 876.576 | 408.3897 | 876.576
2524 | 409.3525 | 861.3801 | 409.3525 | 861.3801
2525 | 429.9584 | 843.6118 | 429.9584 | 843.6118
2526 | 441.487 | 819.584 | 441.487 | 819.584
2527 | 427.0614 | 796.761 | 427.0614 | 796.761
2528 | 405.1321 | 776.5115 | 405.1321 | 776.5115
2529 | 388.2048 | 766.3396 | 388.2048 | 766.3396
2530 | 367.5536 | 768.7105 | 367.5536 | 768.7105
2531 | 342.8867 | 800.011 | 342.8867 | 800.011
2532 | 318.8685 | 845.3092 | 318.8685 | 845.3092
2533 | 303.6049 | 865.9112 | 303.6049 | 865.9112
2534 | 295.8317 | 882.5564 | 295.8317 | 882.5564
2535 | 291.7616 | 901.2749 | 291.7616 | 901.2749
2536 | 292.849 | 924.863 | 292.849 | 924.863
2537 | 298.8684 | 966.8066 | 298.8684 | 966.8066
2538 | 312.1014 | 969.2126 | 312.1014 | 969.2126
2539 | 335.9398 | 970.6018 | 335.9398 | 970.6018
2540 | 366.7916 | 963.6796 | 366.7916 | 963.6796
2541 | 390.8467 | 960.7337 | 390.8467 | 960.7337
2542 | 408.7384 | 954.1136 | 408.7384 | 954.1136
2543 | 443.6992 | 945.9239 | 443.6992 | 945.9239
2544 | 429.9969 | 939.7498 | 429.9969 | 939.7498
2545 | 408.8511 | 930.376 | 408.8511 | 930.376
2546 | 403.4041 | 919.4817 | 403.4041 | 919.4817
2547 | 405.6134 | 905.1383 | 405.6134 | 905.1383
2548 | 408.9859 | 896.7846 | 408.9859 | 896.7846
2549 | 429.4312 | 885.1823 | 429.4312 | 885.1823
2550 | 440.8225 | 862.1888 | 440.8225 | 862.1888
2551 | 422.3503 | 834.075 | 422.3503 | 834.075
2552 | 405.4912 | 810.7226 | 405.4912 | 810.7226
2553 | 387.6004 | 795.6975 | 387.6004 | 795.6975
2554 | 367.8168 | 783.1508 | 367.8168 | 783.1508
2555 | 341.972 | 782.4281 | 341.972 | 782.4281
2556 | 320.3638 | 790.3725 | 320.3638 | 790.3725
2557 | 305.6407 | 791.323 | 305.6407 | 791.323
2558 | 297.3228 | 789.1123 | 297.3228 | 789.1123
2559 | 292.5673 | 792.5949 | 292.5673 | 792.5949
2560 | 294.211 | 807.312 | 294.211 | 807.312
2561 | 297.6879 | 843.8852 | 297.6879 | 843.8852
2562 | 312.6882 | 850.1499 | 312.6882 | 850.1499
2563 | 332.7438 | 854.6818 | 332.7438 | 854.6818
2564 | 356.7437 | 850.4249 | 356.7437 | 850.4249
2565 | 382.5768 | 851.3774 | 382.5768 | 851.3774
2566 | 400.254 | 843.9618 | 400.254 | 843.9618
2567 | 429.4859 | 841.4208 | 429.4859 | 841.4208
2568 | 421.1785 | 841.6116 | 421.1785 | 841.6116
2569 | 397.3028 | 834.5053 | 397.3028 | 834.5053
2570 | 394.3333 | 823.8895 | 394.3333 | 823.8895
2571 | 392.8792 | 806.1249 | 392.8792 | 806.1249
2572 | 404.0383 | 788.4627 | 404.0383 | 788.4627
2573 | 425.2914 | 768.9043 | 425.2914 | 768.9043
2574 | 436.498 | 745.9903 | 436.498 | 745.9903
2575 | 418.3573 | 731.4018 | 418.3573 | 731.4018
2576 | 397.0862 | 726.1893 | 397.0862 | 726.1893
2577 | 382.2376 | 725.5249 | 382.2376 | 725.5249
2578 | 363.5426 | 717.8712 | 363.5426 | 717.8712
2579 | 342.8262 | 710.6643 | 342.8262 | 710.6643
2580 | 320.3875 | 712.3234 | 320.3875 | 712.3234
2581 | 307.5797 | 710.9666 | 307.5797 | 710.9666
2582 | 296.956 | 706.568 | 296.956 | 706.568
2583 | 292.8998 | 711.3236 | 292.8998 | 711.3236
2584 | 292.6326 | 727.7115 | 292.6326 | 727.7115
2585 | 298.8547 | 766.0748 | 298.8547 | 766.0748
2586 | 308.5378 | 773.6125 | 308.5378 | 773.6125
2587 | 324.3086 | 778.1046 | 324.3086 | 778.1046
2588 | 344.3789 | 773.1714 | 344.3789 | 773.1714
2589 | 364.666 | 772.2542 | 364.666 | 772.2542
2590 | 381.5681 | 764.043 | 381.5681 | 764.043
2591 | 408.0153 | 757.2456 | 408.0153 | 757.2456
2592 | 402.0016 | 755.2086 | 402.0016 | 755.2086
2593 | 386.4852 | 749.2559 | 386.4852 | 749.2559
2594 | 383.6568 | 749.0626 | 383.6568 | 749.0626
2595 | 383.9809 | 746.9317 | 383.9809 | 746.9317
2596 | 390.942 | 746.017 | 390.942 | 746.017
2597 | 407.8131 | 744.0813 | 407.8131 | 744.0813
2598 | 418.504 | 735.8463 | 418.504 | 735.8463
2599 | 406.3066 | 727.5431 | 406.3066 | 727.5431
2600 | 390.8073 | 718.3525 | 390.8073 | 718.3525
2601 | 376.0925 | 712.835 | 376.0925 | 712.835
2602 | 359.4735 | 705.2211 | 359.4735 | 705.2211
2603 | 336.3406 | 704.2199 | 336.3406 | 704.2199
2604 | 319.3341 | 707.51 | 319.3341 | 707.51
2605 | 304.371 | 708.182 | 304.371 | 708.182
2606 | 296.3237 | 708.1195 | 296.3237 | 708.1195
2607 | 293.3489 | 714.1878 | 293.3489 | 714.1878
2608 | 295.1037 | 732.2067 | 295.1037 | 732.2067
2609 | 298.5839 | 772.6784 | 298.5839 | 772.6784
2610 | 307.4347 | 784.7112 | 307.4347 | 784.7112
2611 | 325.1072 | 795.1704 | 325.1072 | 795.1704
2612 | 343.9307 | 796.7612 | 343.9307 | 796.7612
2613 | 362.0913 | 802.6067 | 362.0913 | 802.6067
2614 | 380.7061 | 804.3803 | 380.7061 | 804.3803
2615 | 409.0732 | 810.5513 | 409.0732 | 810.5513
2616 | 403.2206 | 815.5554 | 403.2206 | 815.5554
2617 | 389.9952 | 814.4957 | 389.9952 | 814.4957
2618 | 385.2272 | 800.6179 | 385.2272 | 800.6179
2619 | 385.851 | 775.8123 | 385.851 | 775.8123
2620 | 398.3347 | 767.2597 | 398.3347 | 767.2597
2621 | 422.3195 | 760.9084 | 422.3195 | 760.9084
2622 | 427.3939 | 747.2633 | 427.3939 | 747.2633
2623 | 408.7714 | 736.6926 | 408.7714 | 736.6926
2624 | 393.1296 | 727.3031 | 393.1296 | 727.3031
2625 | 377.8457 | 719.8363 | 377.8457 | 719.8363
2626 | 360.1352 | 711.2677 | 360.1352 | 711.2677
2627 | 335.8033 | 720.6094 | 335.8033 | 720.6094
2628 | 317.1563 | 748.1656 | 317.1563 | 748.1656
2629 | 302.049 | 765.8237 | 302.049 | 765.8237
2630 | 293.6205 | 784.4182 | 293.6205 | 784.4182
2631 | 289.7854 | 813.4796 | 289.7854 | 813.4796
2632 | 290.5742 | 838.2214 | 290.5742 | 838.2214
2633 | 293.8794 | 877.5394 | 293.8794 | 877.5394
2634 | 305.7678 | 886.191 | 305.7678 | 886.191
2635 | 329.1801 | 895.4965 | 329.1801 | 895.4965
2636 | 351.0246 | 893.9844 | 351.0246 | 893.9844
2637 | 366.7159 | 894.7778 | 366.7159 | 894.7778
2638 | 384.364 | 888.834 | 384.364 | 888.834
2639 | 417.9621 | 889.2368 | 417.9621 | 889.2368
2640 | 408.3433 | 894.1615 | 408.3433 | 894.1615
2641 | 391.862 | 897.7561 | 391.862 | 897.7561
2642 | 387.4197 | 886.6231 | 387.4197 | 886.6231
2643 | 389.8962 | 848.8888 | 389.8962 | 848.8888
2644 | 400.9422 | 837.9495 | 400.9422 | 837.9495
2645 | 421.4106 | 835.8944 | 421.4106 | 835.8944
2646 | 433.3592 | 832.2342 | 433.3592 | 832.2342
2647 | 412.9218 | 829.4207 | 412.9218 | 829.4207
2648 | 395.5609 | 822.6567 | 395.5609 | 822.6567
2649 | 382.762 | 819.0884 | 382.762 | 819.0884
2650 | 363.7764 | 814.9353 | 363.7764 | 814.9353
2651 | 339.9736 | 819.5432 | 339.9736 | 819.5432
2652 | 314.8642 | 832.5795 | 314.8642 | 832.5795
2653 | 301.5694 | 840.8495 | 301.5694 | 840.8495
2654 | 293.7056 | 848.2259 | 293.7056 | 848.2259
2655 | 289.92 | 869.013 | 289.92 | 869.013
2656 | 291.1817 | 898.5682 | 291.1817 | 898.5682
2657 | 297.0893 | 944.2511 | 297.0893 | 944.2511
2658 | 312.1479 | 973.2702 | 312.1479 | 973.2702
2659 | 339.7933 | 1002.9831 | 339.7933 | 1002.9831
2660 | 368.4794 | 1023.7082 | 368.4794 | 1023.7082
2661 | 388.0335 | 1032.3383 | 388.0335 | 1032.3383
2662 | 404.0354 | 1027.7869 | 404.0354 | 1027.7869
2663 | 433.9764 | 1026.4791 | 433.9764 | 1026.4791
2664 | 426.176 | 1030.3695 | 426.176 | 1030.3695
2665 | 404.6484 | 1024.4566 | 404.6484 | 1024.4566
2666 | 395.7575 | 1004.6117 | 395.7575 | 1004.6117
2667 | 406.0177 | 940.5826 | 406.0177 | 940.5826
2668 | 413.5136 | 888.7092 | 413.5136 | 888.7092
2669 | 436.33 | 851.8464 | 436.33 | 851.8464
2670 | 440.6509 | 814.9297 | 440.6509 | 814.9297
2671 | 418.237 | 783.8324 | 418.237 | 783.8324
2672 | 399.127 | 764.8956 | 399.127 | 764.8956
2673 | 382.3009 | 759.02 | 382.3009 | 759.02
2674 | 362.084 | 760.6749 | 362.084 | 760.6749
2675 | 337.1078 | 809.7174 | 337.1078 | 809.7174
2676 | 315.3607 | 837.0747 | 315.3607 | 837.0747
2677 | 301.1138 | 838.8605 | 301.1138 | 838.8605
2678 | 294.5763 | 839.4743 | 294.5763 | 839.4743
2679 | 290.436 | 851.3903 | 290.436 | 851.3903
2680 | 290.5833 | 872.3927 | 290.5833 | 872.3927
2681 | 298.1478 | 918.9906 | 298.1478 | 918.9906
2682 | 309.8913 | 939.258 | 309.8913 | 939.258
2683 | 337.5935 | 960.0203 | 337.5935 | 960.0203
2684 | 369.5819 | 974.7783 | 369.5819 | 974.7783
2685 | 389.8465 | 996.1382 | 389.8465 | 996.1382
2686 | 409.9119 | 1022.6552 | 409.9119 | 1022.6552
2687 | 435.9412 | 1055.0812 | 435.9412 | 1055.0812
2688 | 424.8046 | 1088.1306 | 424.8046 | 1088.1306
2689 | 405.6949 | 1100.4371 | 405.6949 | 1100.4371
2690 | 402.6546 | 1071.9201 | 402.6546 | 1071.9201
2691 | 404.6336 | 982.9885 | 404.6336 | 982.9885
2692 | 409.5206 | 913.8902 | 409.5206 | 913.8902
2693 | 430.2364 | 847.749 | 430.2364 | 847.749
2694 | 441.1855 | 813.8557 | 441.1855 | 813.8557
2695 | 418.334 | 793.6581 | 418.334 | 793.6581
2696 | 398.9754 | 782.7968 | 398.9754 | 782.7968
2697 | 380.3067 | 786.3889 | 380.3067 | 786.3889
2698 | 359.0316 | 814.1397 | 359.0316 | 814.1397
2699 | 335.4803 | 908.9297 | 335.4803 | 908.9297
2700 | 312.8065 | 975.8287 | 312.8065 | 975.8287
2701 | 300.4211 | 1005.6199 | 300.4211 | 1005.6199
2702 | 290.8133 | 1031.0963 | 290.8133 | 1031.0963
2703 | 288.3013 | 1057.2936 | 288.3013 | 1057.2936
2704 | 291.5877 | 1088.2013 | 291.5877 | 1088.2013
2705 | 295.608 | 1133.009 | 295.608 | 1133.009
2706 | 309.5511 | 1139.1544 | 309.5511 | 1139.1544
2707 | 338.2126 | 1151.881 | 338.2126 | 1151.881
2708 | 368.8044 | 1155.8586 | 368.8044 | 1155.8586
2709 | 393.7303 | 1159.3969 | 393.7303 | 1159.3969
2710 | 412.5453 | 1159.3008 | 412.5453 | 1159.3008
2711 | 439.0781 | 1159.5445 | 439.0781 | 1159.5445
2712 | 429.9078 | 1162.5199 | 429.9078 | 1162.5199
2713 | 405.9912 | 1162.0171 | 405.9912 | 1162.0171
2714 | 401.1358 | 1149.1338 | 401.1358 | 1149.1338
2715 | 408.4879 | 1081.7632 | 408.4879 | 1081.7632
2716 | 414.6153 | 1026.7073 | 414.6153 | 1026.7073
2717 | 433.7309 | 967.4481 | 433.7309 | 967.4481
2718 | 442.9432 | 904.4754 | 442.9432 | 904.4754
2719 | 425.3212 | 852.3342 | 425.3212 | 852.3342
2720 | 405.2199 | 820.9064 | 405.2199 | 820.9064
2721 | 387.3388 | 806.6371 | 387.3388 | 806.6371
2722 | 368.0755 | 805.4278 | 368.0755 | 805.4278
2723 | 346.0198 | 867.9559 | 346.0198 | 867.9559
2724 | 324.7359 | 916.4763 | 324.7359 | 916.4763
2725 | 311.3879 | 935.8849 | 311.3879 | 935.8849
2726 | 305.484 | 938.4876 | 305.484 | 938.4876
2727 | 299.1934 | 939.0663 | 299.1934 | 939.0663
2728 | 302.1288 | 955.0166 | 302.1288 | 955.0166
2729 | 306.3993 | 995.5678 | 306.3993 | 995.5678
2730 | 320.792 | 1018.779 | 320.792 | 1018.779
2731 | 341.2242 | 1040.5755 | 341.2242 | 1040.5755
2732 | 363.245 | 1036.8755 | 363.245 | 1036.8755
2733 | 387.4575 | 1035.839 | 387.4575 | 1035.839
2734 | 403.5034 | 1032.3219 | 403.5034 | 1032.3219
2735 | 426.3523 | 1026.1609 | 426.3523 | 1026.1609
2736 | 424.1995 | 1036.2172 | 424.1995 | 1036.2172
2737 | 401.0352 | 1037.3056 | 401.0352 | 1037.3056
2738 | 397.2689 | 1022.672 | 397.2689 | 1022.672
2739 | 404.7299 | 963.6552 | 404.7299 | 963.6552
2740 | 410.2185 | 907.9231 | 410.2185 | 907.9231
2741 | 428.6054 | 873.9245 | 428.6054 | 873.9245
2742 | 431.8605 | 836.2122 | 431.8605 | 836.2122
2743 | 412.5451 | 801.7335 | 412.5451 | 801.7335
2744 | 398.6221 | 779.7735 | 398.6221 | 779.7735
2745 | 382.5321 | 773.9774 | 382.5321 | 773.9774
2746 | 366.3185 | 771.7736 | 366.3185 | 771.7736
2747 | 346.0099 | 776.6599 | 346.0099 | 776.6599
2748 | 325.2107 | 783.0927 | 325.2107 | 783.0927
2749 | 311.1398 | 786.9869 | 311.1398 | 786.9869
2750 | 303.6034 | 791.8174 | 303.6034 | 791.8174
2751 | 299.7607 | 803.2561 | 299.7607 | 803.2561
2752 | 299.9892 | 819.9224 | 299.9892 | 819.9224
2753 | 305.8487 | 856.2967 | 305.8487 | 856.2967
2754 | 318.3121 | 864.8289 | 318.3121 | 864.8289
2755 | 334.2154 | 876.7202 | 334.2154 | 876.7202
2756 | 350.7394 | 876.0037 | 350.7394 | 876.0037
2757 | 370.5259 | 877.0358 | 370.5259 | 877.0358
2758 | 389.7089 | 867.9493 | 389.7089 | 867.9493
2759 | 410.5647 | 855.7815 | 410.5647 | 855.7815
2760 | 407.0948 | 845.8681 | 407.0948 | 845.8681
2761 | 390.2578 | 839.4778 | 390.2578 | 839.4778
2762 | 392.0372 | 838.7275 | 392.0372 | 838.7275
2763 | 392.8297 | 822.0769 | 392.8297 | 822.0769
2764 | 404.7716 | 802.7836 | 404.7716 | 802.7836
2765 | 427.7392 | 783.1854 | 427.7392 | 783.1854
2766 | 426.1264 | 756.4128 | 426.1264 | 756.4128
2767 | 407.0164 | 736.6528 | 407.0164 | 736.6528
2768 | 392.6689 | 725.2743 | 392.6689 | 725.2743
2769 | 378.5283 | 725.7636 | 378.5283 | 725.7636
2770 | 364.0936 | 737.0454 | 364.0936 | 737.0454
2771 | 345.8356 | 773.3582 | 345.8356 | 773.3582
2772 | 326.2658 | 788.2642 | 326.2658 | 788.2642
2773 | 311.0404 | 790.1693 | 311.0404 | 790.1693
2774 | 303.4915 | 793.0506 | 303.4915 | 793.0506
2775 | 299.2957 | 802.8185 | 299.2957 | 802.8185
2776 | 300.5637 | 830.3051 | 300.5637 | 830.3051
2777 | 305.0423 | 873.6012 | 305.0423 | 873.6012
2778 | 317.2592 | 895.5393 | 317.2592 | 895.5393
2779 | 334.3763 | 919.0863 | 334.3763 | 919.0863
2780 | 351.6606 | 935.1571 | 351.6606 | 935.1571
2781 | 366.3005 | 958.506 | 366.3005 | 958.506
2782 | 381.1685 | 979.0161 | 381.1685 | 979.0161
2783 | 405.0735 | 999.7865 | 405.0735 | 999.7865
2784 | 402.0292 | 1014.4573 | 402.0292 | 1014.4573
2785 | 388.3056 | 1027.3605 | 388.3056 | 1027.3605
2786 | 387.1079 | 1045.5855 | 387.1079 | 1045.5855
2787 | 392.3618 | 1053.8771 | 392.3618 | 1053.8771
2788 | 401.4974 | 1064.7374 | 401.4974 | 1064.7374
2789 | 424.2119 | 1074.1789 | 424.2119 | 1074.1789
2790 | 430.8341 | 1079.7477 | 430.8341 | 1079.7477
2791 | 409.0682 | 1085.7654 | 409.0682 | 1085.7654
2792 | 396.4413 | 1089.6228 | 396.4413 | 1089.6228
2793 | 382.4313 | 1094.3288 | 382.4313 | 1094.3288
2794 | 365.6412 | 1091.1305 | 365.6412 | 1091.1305
2795 | 343.6396 | 1087.4242 | 343.6396 | 1087.4242
2796 | 323.0918 | 1091.1122 | 323.0918 | 1091.1122
2797 | 310.9343 | 1091.5455 | 310.9343 | 1091.5455
2798 | 304.7673 | 1088.6188 | 304.7673 | 1088.6188
2799 | 301.176 | 1090.7489 | 301.176 | 1090.7489
2800 | 302.1553 | 1105.1875 | 302.1553 | 1105.1875
2801 | 308.2134 | 1139.2545 | 308.2134 | 1139.2545
2802 | 318.9266 | 1143.0926 | 318.9266 | 1143.0926
2803 | 338.0804 | 1150.9661 | 338.0804 | 1150.9661
2804 | 362.7549 | 1152.0397 | 362.7549 | 1152.0397
2805 | 379.8904 | 1161.2268 | 379.8904 | 1161.2268
2806 | 392.0796 | 1169.0072 | 392.0796 | 1169.0072
2807 | 414.5222 | 1181.9409 | 414.5222 | 1181.9409
2808 | 407.5688 | 1198.2824 | 407.5688 | 1198.2824
2809 | 388.4251 | 1212.578 | 388.4251 | 1212.578
2810 | 386.8566 | 1232.9113 | 386.8566 | 1232.9113
2811 | 392.9337 | 1238.9752 | 392.9337 | 1238.9752
2812 | 406.3405 | 1232.5708 | 406.3405 | 1232.5708
2813 | 428.8694 | 1221.6845 | 428.8694 | 1221.6845
2814 | 433.2629 | 1205.8117 | 433.2629 | 1205.8117
2815 | 412.0419 | 1194.6443 | 412.0419 | 1194.6443
2816 | 399.2343 | 1186.8858 | 399.2343 | 1186.8858
2817 | 383.2862 | 1185.1872 | 383.2862 | 1185.1872
2818 | 363.3872 | 1183.0232 | 363.3872 | 1183.0232
2819 | 337.9104 | 1186.1989 | 337.9104 | 1186.1989
2820 | 317.5451 | 1199.5535 | 317.5451 | 1199.5535
2821 | 306.6706 | 1210.7275 | 306.6706 | 1210.7275
2822 | 300.7392 | 1221.0874 | 300.7392 | 1221.0874
2823 | 297.3579 | 1240.6015 | 297.3579 | 1240.6015
2824 | 301.9195 | 1275.0895 | 301.9195 | 1275.0895
2825 | 307.8031 | 1331.9507 | 307.8031 | 1331.9507
2826 | 325.118 | 1351.9794 | 325.118 | 1351.9794
2827 | 353.7806 | 1362.9159 | 353.7806 | 1362.9159
2828 | 384.6718 | 1356.0733 | 384.6718 | 1356.0733
2829 | 406.9434 | 1350.7007 | 406.9434 | 1350.7007
2830 | 420.2398 | 1337.3578 | 420.2398 | 1337.3578
2831 | 443.8353 | 1326.0254 | 443.8353 | 1326.0254
2832 | 430.8786 | 1315.3163 | 430.8786 | 1315.3163
2833 | 405.8021 | 1297.9864 | 405.8021 | 1297.9864
2834 | 405.7012 | 1286.4955 | 405.7012 | 1286.4955
2835 | 413.5035 | 1277.1246 | 413.5035 | 1277.1246
2836 | 423.0794 | 1274.738 | 423.0794 | 1274.738
2837 | 445.1897 | 1272.126 | 445.1897 | 1272.126
2838 | 449.2242 | 1263.5728 | 449.2242 | 1263.5728
2839 | 430.7905 | 1256.2243 | 430.7905 | 1256.2243
2840 | 411.1319 | 1250.1366 | 411.1319 | 1250.1366
2841 | 392.8507 | 1248.0402 | 392.8507 | 1248.0402
2842 | 373.552 | 1241.1821 | 373.552 | 1241.1821
2843 | 347.7355 | 1235.447 | 347.7355 | 1235.447
2844 | 322.4407 | 1240.6068 | 322.4407 | 1240.6068
2845 | 310.4582 | 1244.4612 | 310.4582 | 1244.4612
2846 | 303.252 | 1245.6319 | 303.252 | 1245.6319
2847 | 301.4256 | 1251.1433 | 301.4256 | 1251.1433
2848 | 304.627 | 1266.2582 | 304.627 | 1266.2582
2849 | 311.676 | 1303.4281 | 311.676 | 1303.4281
2850 | 326.9536 | 1310.5282 | 326.9536 | 1310.5282
2851 | 357.4774 | 1316.5718 | 357.4774 | 1316.5718
2852 | 387.4423 | 1314.4232 | 387.4423 | 1314.4232
2853 | 405.9905 | 1319.7913 | 405.9905 | 1319.7913
2854 | 422.7674 | 1322.3208 | 422.7674 | 1322.3208
2855 | 446.6166 | 1327.4973 | 446.6166 | 1327.4973
2856 | 433.2494 | 1336.7579 | 433.2494 | 1336.7579
2857 | 414.6711 | 1341.4266 | 414.6711 | 1341.4266
2858 | 414.0096 | 1352.6105 | 414.0096 | 1352.6105
2859 | 419.6921 | 1364.6016 | 419.6921 | 1364.6016
2860 | 429.8012 | 1379.798 | 429.8012 | 1379.798
2861 | 451.0976 | 1384.7045 | 451.0976 | 1384.7045
2862 | 459.1354 | 1375.6739 | 459.1354 | 1375.6739
2863 | 438.4425 | 1368.0072 | 438.4425 | 1368.0072
2864 | 417.7124 | 1362.3969 | 417.7124 | 1362.3969
2865 | 399.305 | 1356.8793 | 399.305 | 1356.8793
2866 | 381.8677 | 1347.515 | 381.8677 | 1347.515
2867 | 354.6015 | 1345.2011 | 354.6015 | 1345.2011
2868 | 331.2304 | 1353.5036 | 331.2304 | 1353.5036
2869 | 319.9714 | 1359.4265 | 319.9714 | 1359.4265
2870 | 310.5984 | 1362.7453 | 310.5984 | 1362.7453
2871 | 308.3263 | 1376.8493 | 308.3263 | 1376.8493
2872 | 312.5583 | 1410.4621 | 312.5583 | 1410.4621
2873 | 315.6301 | 1462.311 | 315.6301 | 1462.311
2874 | 334.8387 | 1476.8102 | 334.8387 | 1476.8102
2875 | 363.8541 | 1481.4614 | 363.8541 | 1481.4614
2876 | 399.1762 | 1471.675 | 399.1762 | 1471.675
2877 | 410.9255 | 1461.3697 | 410.9255 | 1461.3697
2878 | 427.8285 | 1440.5879 | 427.8285 | 1440.5879
2879 | 450.0205 | 1424.9194 | 450.0205 | 1424.9194
2880 | 437.5734 | 1414.7275 | 437.5734 | 1414.7275
2881 | 416.2746 | 1400.8983 | 416.2746 | 1400.8983
2882 | 415.2103 | 1387.3785 | 415.2103 | 1387.3785
2883 | 419.7948 | 1339.3013 | 419.7948 | 1339.3013
2884 | 431.335 | 1296.6172 | 431.335 | 1296.6172
2885 | 455.6823 | 1269.6994 | 455.6823 | 1269.6994
2886 | 461.5696 | 1237.9543 | 461.5696 | 1237.9543
2887 | 439.4618 | 1205.5044 | 439.4618 | 1205.5044
2888 | 423.7648 | 1179.2082 | 423.7648 | 1179.2082
2889 | 409.0902 | 1164.4616 | 409.0902 | 1164.4616
2890 | 386.3611 | 1151.9547 | 386.3611 | 1151.9547
2891 | 361.505 | 1143.3952 | 361.505 | 1143.3952
2892 | 334.6164 | 1140.1614 | 334.6164 | 1140.1614
2893 | 319.2858 | 1133.7525 | 319.2858 | 1133.7525
2894 | 310.8809 | 1124.4211 | 310.8809 | 1124.4211
2895 | 308.5729 | 1120.2261 | 308.5729 | 1120.2261
2896 | 309.9089 | 1127.743 | 309.9089 | 1127.743
2897 | 316.4143 | 1159.7812 | 316.4143 | 1159.7812
2898 | 330.0739 | 1167.3189 | 330.0739 | 1167.3189
2899 | 352.7804 | 1178.2156 | 352.7804 | 1178.2156
2900 | 377.735 | 1183.5855 | 377.735 | 1183.5855
2901 | 397.5926 | 1194.6423 | 397.5926 | 1194.6423
2902 | 411.2657 | 1203.1388 | 411.2657 | 1203.1388
2903 | 435.7584 | 1220.7665 | 435.7584 | 1220.7665
2904 | 423.6786 | 1241.3248 | 423.6786 | 1241.3248
2905 | 400.8731 | 1255.6601 | 400.8731 | 1255.6601
2906 | 396.6198 | 1263.7013 | 396.6198 | 1263.7013
2907 | 400.8193 | 1223.6996 | 400.8193 | 1223.6996
2908 | 405.6487 | 1167.5299 | 405.6487 | 1167.5299
2909 | 420.0969 | 1132.1389 | 420.0969 | 1132.1389
2910 | 414.3265 | 1093.6708 | 414.3265 | 1093.6708
2911 | 404.0677 | 1062.4939 | 404.0677 | 1062.4939
2912 | 388.2822 | 1038.3459 | 388.2822 | 1038.3459
2913 | 379.1731 | 1023.9971 | 379.1731 | 1023.9971
2914 | 366.3161 | 1017.0197 | 366.3161 | 1017.0197
2915 | 350.1268 | 1030.5781 | 350.1268 | 1030.5781
2916 | 339.0529 | 1321.6391 | 339.0529 | 1321.6391
2917 | 325.6275 | 1327.3503 | 325.6275 | 1327.3503
2918 | 315.1031 | 1335.3012 | 315.1031 | 1335.3012
2919 | 317.0773 | 1351.9312 | 317.0773 | 1351.9312
2920 | 316.2316 | 1399.9318 | 316.2316 | 1399.9318
2921 | 319.9255 | 1467.5246 | 319.9255 | 1467.5246
2922 | 331.8972 | 1532.3922 | 331.8972 | 1532.3922
2923 | 349.5172 | 1551.6096 | 349.5172 | 1551.6096
2924 | 374.7922 | 1559.135 | 374.7922 | 1559.135
2925 | 387.474 | 1546.0617 | 387.474 | 1546.0617
2926 | 404.6118 | 1543.2769 | 404.6118 | 1543.2769
2927 | 428.3614 | 1550.4389 | 428.3614 | 1550.4389
2928 | 426.2499 | 1584.1455 | 426.2499 | 1584.1455
2929 | 411.9863 | 1633.725 | 411.9863 | 1633.725
2930 | 410.2088 | 1666.5952 | 410.2088 | 1666.5952
2931 | 414.4259 | 1624.4738 | 414.4259 | 1624.4738
2932 | 434.348 | 1476.5033 | 434.348 | 1476.5033
2933 | 452.9165 | 1390.8611 | 452.9165 | 1390.8611
2934 | 440.1675 | 1339.6724 | 440.1675 | 1339.6724
2935 | 429.1013 | 1296.403 | 429.1013 | 1296.403
2936 | 413.63 | 1260.5073 | 413.63 | 1260.5073
2937 | 394.7762 | 1236.3173 | 394.7762 | 1236.3173
2938 | 377.5486 | 1231.6037 | 377.5486 | 1231.6037
2939 | 356.7972 | 1227.0542 | 356.7972 | 1227.0542
2940 | 337.6174 | 1211.8389 | 337.6174 | 1211.8389
2941 | 323.5136 | 1218.0053 | 323.5136 | 1218.0053
2942 | 315.7338 | 1237.4875 | 315.7338 | 1237.4875
2943 | 313.4223 | 1271.2122 | 313.4223 | 1271.2122
2944 | 315.0321 | 1305.6584 | 315.0321 | 1305.6584
2945 | 323.9325 | 1353.1221 | 323.9325 | 1353.1221
2946 | 336.006 | 1408.2285 | 336.006 | 1408.2285
2947 | 349.4014 | 1442.3152 | 349.4014 | 1442.3152
2948 | 367.5903 | 1477.2527 | 367.5903 | 1477.2527
2949 | 384.007 | 1505.6516 | 384.007 | 1505.6516
2950 | 407.1879 | 1521.0741 | 407.1879 | 1521.0741
2951 | 423.39 | 1525.5556 | 423.39 | 1525.5556
2952 | 416.1172 | 1527.6018 | 416.1172 | 1527.6018
2953 | 404.7174 | 1526.656 | 404.7174 | 1526.656
2954 | 402.4534 | 1521.9483 | 402.4534 | 1521.9483
2955 | 414.7257 | 1468.6496 | 414.7257 | 1468.6496
2956 | 433.9669 | 1389.0071 | 433.9669 | 1389.0071
2957 | 459.1509 | 1358.2902 | 459.1509 | 1358.2902
2958 | 443.6134 | 1329.8606 | 443.6134 | 1329.8606
2959 | 423.3249 | 1304.9503 | 423.3249 | 1304.9503
2960 | 407.4598 | 1292.2183 | 407.4598 | 1292.2183
2961 | 396.9914 | 1281.3298 | 396.9914 | 1281.3298
2962 | 376.7974 | 1297.0994 | 376.7974 | 1297.0994
2963 | 354.0537 | 1333.1623 | 354.0537 | 1333.1623
2964 | 333.7138 | 1322.8529 | 333.7138 | 1322.8529
2965 | 318.9672 | 1299.8876 | 318.9672 | 1299.8876
2966 | 313.9138 | 1292.1095 | 313.9138 | 1292.1095
2967 | 311.7665 | 1320.4225 | 311.7665 | 1320.4225
2968 | 311.9721 | 1366.754 | 311.9721 | 1366.754
2969 | 321.3949 | 1410.9808 | 321.3949 | 1410.9808
2970 | 331.5315 | 1447.5765 | 331.5315 | 1447.5765
2971 | 351.025 | 1444.4394 | 351.025 | 1444.4394
2972 | 375.9284 | 1434.1621 | 375.9284 | 1434.1621
2973 | 391.1225 | 1424.174 | 391.1225 | 1424.174
2974 | 404.501 | 1409.6555 | 404.501 | 1409.6555
2975 | 416.8906 | 1398.2562 | 416.8906 | 1398.2562
2976 | 420.2634 | 1401.6173 | 420.2634 | 1401.6173
2977 | 402.05 | 1389.4437 | 402.05 | 1389.4437
2978 | 402.9824 | 1376.8968 | 402.9824 | 1376.8968
2979 | 411.5501 | 1367.3462 | 411.5501 | 1367.3462
2980 | 441.8155 | 1383.9495 | 441.8155 | 1383.9495
2981 | 459.2332 | 1422.9767 | 459.2332 | 1422.9767
2982 | 444.3179 | 1455.9462 | 444.3179 | 1455.9462
2983 | 426.8767 | 1481.1565 | 426.8767 | 1481.1565
2984 | 410.1138 | 1509.745 | 410.1138 | 1509.745
2985 | 393.934 | 1535.7263 | 393.934 | 1535.7263
2986 | 381.0887 | 1561.257 | 381.0887 | 1561.257
2987 | 357.1247 | 1579.1632 | 357.1247 | 1579.1632
2988 | 333.421 | 1596.367 | 333.421 | 1596.367
2989 | 320.4187 | 1625.3431 | 320.4187 | 1625.3431
2990 | 314.3957 | 1657.1153 | 314.3957 | 1657.1153
2991 | 312.3563 | 1695.3917 | 312.3563 | 1695.3917
2992 | 315.7202 | 1742.0268 | 315.7202 | 1742.0268
2993 | 325.9371 | 1804.1574 | 325.9371 | 1804.1574
2994 | 340.6271 | 1882.1747 | 340.6271 | 1882.1747
2995 | 358.5083 | 1929.2594 | 358.5083 | 1929.2594
2996 | 389.3544 | 1963.5394 | 389.3544 | 1963.5394
2997 | 410.3042 | 1972.4666 | 410.3042 | 1972.4666
2998 | 423.4162 | 1972.4634 | 423.4162 | 1972.4634
2999 | 451.2297 | 1969.5609 | 451.2297 | 1969.5609
3000 | 445.2326 | 1967.2575 | 445.2326 | 1967.2575
3001 | 419.6575 | 1959.2817 | 419.6575 | 1959.2817
3002 | 419.3697 | 1944.914 | 419.3697 | 1944.914
3003 | 433.8055 | 1919.432 | 433.8055 | 1919.432
3004 | 456.0571 | 1876.1536 | 456.0571 | 1876.1536
3005 | 474.9439 | 1836.4848 | 474.9439 | 1836.4848
3006 | 466.4805 | 1796.6756 | 466.4805 | 1796.6756
3007 | 442.2758 | 1755.4799 | 442.2758 | 1755.4799
3008 | 425.3967 | 1724.0854 | 425.3967 | 1724.0854
3009 | 410.5558 | 1699.8448 | 410.5558 | 1699.8448
3010 | 390.1682 | 1692.4507 | 390.1682 | 1692.4507
3011 | 363.3597 | 1721.3824 | 363.3597 | 1721.3824
3012 | 343.6614 | 1775.8606 | 343.6614 | 1775.8606
3013 | 325.7062 | 1815.2554 | 325.7062 | 1815.2554
3014 | 320.276 | 1848.9494 | 320.276 | 1848.9494
3015 | 318.1526 | 1895.4697 | 318.1526 | 1895.4697
3016 | 318.7978 | 1928.7527 | 318.7978 | 1928.7527
3017 | 328.0284 | 1939.5489 | 328.0284 | 1939.5489
3018 | 341.8834 | 1964.411 | 341.8834 | 1964.411
3019 | 362.3952 | 1954.4462 | 362.3952 | 1954.4462
3020 | 391.6392 | 1943.9666 | 391.6392 | 1943.9666
3021 | 408.5123 | 1925.5828 | 408.5123 | 1925.5828
3022 | 424.3693 | 1909.2942 | 424.3693 | 1909.2942
3023 | 450.3811 | 1902.8513 | 450.3811 | 1902.8513
3024 | 446.9893 | 1915.3667 | 446.9893 | 1915.3667
3025 | 426.5937 | 1942.1365 | 426.5937 | 1942.1365
3026 | 424.6967 | 1966.864 | 424.6967 | 1966.864
3027 | 435.6718 | 1943.4556 | 435.6718 | 1943.4556
3028 | 463.2818 | 1874.1811 | 463.2818 | 1874.1811
3029 | 472.8487 | 1855.5013 | 472.8487 | 1855.5013
3030 | 468.6602 | 1834.0512 | 468.6602 | 1834.0512
3031 | 447.2334 | 1814.5524 | 447.2334 | 1814.5524
3032 | 424.865 | 1806.6757 | 424.865 | 1806.6757
3033 | 409.7496 | 1803.8793 | 409.7496 | 1803.8793
3034 | 395.1292 | 1812.3154 | 395.1292 | 1812.3154
3035 | 366.3809 | 1820.3088 | 366.3809 | 1820.3088
3036 | 341.039 | 1844.7449 | 341.039 | 1844.7449
3037 | 326.5845 | 1915.4967 | 326.5845 | 1915.4967
3038 | 320.7254 | 2006.5437 | 320.7254 | 2006.5437
3039 | 316.8682 | 2089.4281 | 316.8682 | 2089.4281
3040 | 321.4304 | 2155.3325 | 321.4304 | 2155.3325
3041 | 328.4014 | 2199.711 | 328.4014 | 2199.711
3042 | 339.5095 | 2217.2902 | 339.5095 | 2217.2902
3043 | 357.4126 | 2179.8627 | 357.4126 | 2179.8627
3044 | 385.3648 | 2148.6975 | 385.3648 | 2148.6975
3045 | 406.0739 | 2114.6353 | 406.0739 | 2114.6353
3046 | 421.7046 | 2092.8339 | 421.7046 | 2092.8339
3047 | 445.563 | 2067.5768 | 445.563 | 2067.5768
3048 | 440.5898 | 2070.0782 | 440.5898 | 2070.0782
3049 | 422.2558 | 2074.6957 | 422.2558 | 2074.6957
3050 | 424.8932 | 2075.5009 | 424.8932 | 2075.5009
3051 | 436.289 | 2054.1155 | 436.289 | 2054.1155
3052 | 463.9753 | 1986.156 | 463.9753 | 1986.156
3053 | 475.3377 | 1942.1883 | 475.3377 | 1942.1883
3054 | 466.3638 | 1897.4227 | 466.3638 | 1897.4227
3055 | 449.9856 | 1851.8268 | 449.9856 | 1851.8268
3056 | 430.6462 | 1816.3863 | 430.6462 | 1816.3863
3057 | 411.3317 | 1790.3756 | 411.3317 | 1790.3756
3058 | 394.2388 | 1783.7907 | 394.2388 | 1783.7907
3059 | 366.0206 | 1799.5727 | 366.0206 | 1799.5727
3060 | 345.4007 | 1799.6819 | 345.4007 | 1799.6819
3061 | 329.8193 | 1806.4046 | 329.8193 | 1806.4046
3062 | 322.6829 | 1819.3625 | 322.6829 | 1819.3625
3063 | 320.5351 | 1836.5489 | 320.5351 | 1836.5489
3064 | 322.9307 | 1852.7373 | 322.9307 | 1852.7373
3065 | 329.6506 | 1872.9911 | 329.6506 | 1872.9911
3066 | 341.5966 | 1897.0946 | 341.5966 | 1897.0946
3067 | 359.0649 | 1896.8403 | 359.0649 | 1896.8403
3068 | 387.3556 | 1905.7312 | 387.3556 | 1905.7312
3069 | 403.7057 | 1916.3274 | 403.7057 | 1916.3274
3070 | 413.3418 | 1915.161 | 413.3418 | 1915.161
3071 | 437.101 | 1891.32 | 437.101 | 1891.32
3072 | 434.7839 | 1870.0507 | 434.7839 | 1870.0507
3073 | 416.4536 | 1844.2722 | 416.4536 | 1844.2722
3074 | 417.7023 | 1815.7434 | 417.7023 | 1815.7434
3075 | 426.2919 | 1774.1277 | 426.2919 | 1774.1277
3076 | 454.8829 | 1703.7911 | 454.8829 | 1703.7911
3077 | 466.3886 | 1662.4533 | 466.3886 | 1662.4533
3078 | 456.4167 | 1626.7914 | 456.4167 | 1626.7914
3079 | 438.4634 | 1598.0373 | 438.4634 | 1598.0373
3080 | 420.2021 | 1578.3764 | 420.2021 | 1578.3764
3081 | 406.1827 | 1565.8189 | 406.1827 | 1565.8189
3082 | 386.6481 | 1580.8298 | 386.6481 | 1580.8298
3083 | 361.9145 | 1605.4626 | 361.9145 | 1605.4626
3084 | 345.0987 | 1608.6064 | 345.0987 | 1608.6064
3085 | 330.6243 | 1620.2349 | 330.6243 | 1620.2349
3086 | 323.5284 | 1662.4257 | 323.5284 | 1662.4257
3087 | 322.2596 | 1739.0387 | 322.2596 | 1739.0387
3088 | 318.28 | 1813.187 | 318.28 | 1813.187
3089 | 324.83 | 1881.1844 | 324.83 | 1881.1844
3090 | 337.3672 | 1953.9924 | 337.3672 | 1953.9924
3091 | 352.2363 | 1984.2859 | 352.2363 | 1984.2859
3092 | 371.7514 | 2005.3151 | 371.7514 | 2005.3151
3093 | 387.968 | 2017.378 | 387.968 | 2017.378
3094 | 404.2273 | 2036.2901 | 404.2273 | 2036.2901
3095 | 424.4681 | 2047.1948 | 424.4681 | 2047.1948
3096 | 423.7337 | 2042.919 | 423.7337 | 2042.919
3097 | 404.2421 | 2023.9682 | 404.2421 | 2023.9682
3098 | 404.8089 | 1991.1909 | 404.8089 | 1991.1909
3099 | 412.3528 | 1952.0535 | 412.3528 | 1952.0535
3100 | 444.3642 | 1916.1591 | 444.3642 | 1916.1591
3101 | 454.1635 | 1880.9409 | 454.1635 | 1880.9409
3102 | 440.2439 | 1846.3411 | 440.2439 | 1846.3411
3103 | 421.8343 | 1812.6811 | 421.8343 | 1812.6811
3104 | 410.6073 | 1785.7373 | 410.6073 | 1785.7373
3105 | 396.7237 | 1763.621 | 396.7237 | 1763.621
3106 | 380.7433 | 1753.344 | 380.7433 | 1753.344
3107 | 358.5017 | 1750.0589 | 358.5017 | 1750.0589
3108 | 338.9679 | 1745.1611 | 338.9679 | 1745.1611
3109 | 325.3798 | 1746.4722 | 325.3798 | 1746.4722
3110 | 319.3842 | 1748.607 | 319.3842 | 1748.607
3111 | 316.8295 | 1753.5034 | 316.8295 | 1753.5034
3112 | 316.4091 | 1775.4574 | 316.4091 | 1775.4574
3113 | 322.0974 | 1822.7693 | 322.0974 | 1822.7693
3114 | 334.1574 | 1893.6554 | 334.1574 | 1893.6554
3115 | 345.7978 | 1940.7401 | 345.7978 | 1940.7401
3116 | 364.9669 | 2000.3586 | 364.9669 | 2000.3586
3117 | 381.8357 | 2051.0109 | 381.8357 | 2051.0109
3118 | 395.3562 | 2114.1263 | 395.3562 | 2114.1263
3119 | 413.9668 | 2165.8963 | 413.9668 | 2165.8963
3120 | 413.9542 | 2204.4076 | 413.9542 | 2204.4076
3121 | 401.6544 | 2233.605 | 401.6544 | 2233.605
3122 | 401.5572 | 2294.2413 | 401.5572 | 2294.2413
3123 | 417.0324 | 2338.5034 | 417.0324 | 2338.5034
3124 | 444.1549 | 2233.0167 | 444.1549 | 2233.0167
3125 | 456.7588 | 2132.4546 | 456.7588 | 2132.4546
3126 | 444.6098 | 2065.2333 | 444.6098 | 2065.2333
3127 | 426.8648 | 2011.2924 | 426.8648 | 2011.2924
3128 | 410.5539 | 1983.0337 | 410.5539 | 1983.0337
3129 | 398.1541 | 1974.3199 | 398.1541 | 1974.3199
3130 | 378.2042 | 1988.2688 | 378.2042 | 1988.2688
3131 | 357.0377 | 2005.2646 | 357.0377 | 2005.2646
3132 | 338.2648 | 2027.2731 | 338.2648 | 2027.2731
3133 | 322.4689 | 2058.0699 | 322.4689 | 2058.0699
3134 | 317.836 | 2086.5041 | 317.836 | 2086.5041
3135 | 316.0388 | 2113.9573 | 316.0388 | 2113.9573
3136 | 317.8042 | 2142.2839 | 317.8042 | 2142.2839
3137 | 324.0467 | 2181.4531 | 324.0467 | 2181.4531
3138 | 332.7806 | 2231.9572 | 332.7806 | 2231.9572
3139 | 348.1494 | 2253.3999 | 348.1494 | 2253.3999
3140 | 363.8833 | 2273.5187 | 363.8833 | 2273.5187
3141 | 385.6099 | 2274.4044 | 385.6099 | 2274.4044
3142 | 399.4798 | 2267.978 | 399.4798 | 2267.978
3143 | 421.4739 | 2268.3629 | 421.4739 | 2268.3629
3144 | 418.7173 | 2277.7931 | 418.7173 | 2277.7931
3145 | 409.0467 | 2281.3486 | 409.0467 | 2281.3486
3146 | 406.1964 | 2268.3971 | 406.1964 | 2268.3971
3147 | 417.0418 | 2239.3242 | 417.0418 | 2239.3242
3148 | 449.1181 | 2161.4519 | 449.1181 | 2161.4519
3149 | 459.4997 | 2115.7645 | 459.4997 | 2115.7645
3150 | 441.7008 | 2085.3625 | 441.7008 | 2085.3625
3151 | 427.2807 | 2059.8958 | 427.2807 | 2059.8958
3152 | 410.2692 | 2043.0166 | 410.2692 | 2043.0166
3153 | 399.9189 | 2032.735 | 399.9189 | 2032.735
3154 | 381.1347 | 2035.8101 | 381.1347 | 2035.8101
3155 | 357.4458 | 2036.5205 | 357.4458 | 2036.5205
3156 | 340.1624 | 2039.4113 | 340.1624 | 2039.4113
3157 | 327.2669 | 2055.3388 | 327.2669 | 2055.3388
3158 | 315.977 | 2074.3659 | 315.977 | 2074.3659
3159 | 315.6778 | 2096.8627 | 315.6778 | 2096.8627
3160 | 317.2215 | 2124.1272 | 317.2215 | 2124.1272
3161 | 325.0664 | 2170.1241 | 325.0664 | 2170.1241
3162 | 337.6825 | 2233.8285 | 337.6825 | 2233.8285
3163 | 353.4009 | 2255.3724 | 353.4009 | 2255.3724
3164 | 369.7401 | 2264.5162 | 369.7401 | 2264.5162
3165 | 390.9807 | 2261.0523 | 390.9807 | 2261.0523
3166 | 411.7765 | 2261.2009 | 411.7765 | 2261.2009
3167 | 432.2621 | 2245.1992 | 432.2621 | 2245.1992
3168 | 433.5541 | 2222.0586 | 433.5541 | 2222.0586
3169 | 411.094 | 2201.8434 | 411.094 | 2201.8434
3170 | 409.7718 | 2181.5078 | 409.7718 | 2181.5078
3171 | 427.0569 | 2124.4159 | 427.0569 | 2124.4159
3172 | 453.9113 | 2027.2742 | 453.9113 | 2027.2742
3173 | 466.3699 | 1963.8347 | 466.3699 | 1963.8347
3174 | 450.5851 | 1914.0621 | 450.5851 | 1914.0621
3175 | 435.9964 | 1868.9215 | 435.9964 | 1868.9215
3176 | 418.1182 | 1832.3682 | 418.1182 | 1832.3682
3177 | 406.2887 | 1802.0586 | 406.2887 | 1802.0586
3178 | 388.3054 | 1797.0415 | 388.3054 | 1797.0415
3179 | 364.952 | 1801.6968 | 364.952 | 1801.6968
3180 | 343.3349 | 1800.9968 | 343.3349 | 1800.9968
3181 | 330.6531 | 1805.1908 | 330.6531 | 1805.1908
3182 | 318.6008 | 1808.9945 | 318.6008 | 1808.9945
3183 | 319.4888 | 1815.4588 | 319.4888 | 1815.4588
3184 | 322.4736 | 1826.0838 | 322.4736 | 1826.0838
3185 | 328.8268 | 1851.3952 | 328.8268 | 1851.3952
3186 | 340.6106 | 1892.4416 | 340.6106 | 1892.4416
3187 | 362.8647 | 1901.6956 | 362.8647 | 1901.6956
3188 | 388.5894 | 1915.7452 | 388.5894 | 1915.7452
3189 | 411.372 | 1920.7781 | 411.372 | 1920.7781
3190 | 423.6316 | 1928.0072 | 423.6316 | 1928.0072
3191 | 442.4828 | 1938.3556 | 442.4828 | 1938.3556
3192 | 428.8431 | 1954.2595 | 428.8431 | 1954.2595
3193 | 424.4002 | 1961.3047 | 424.4002 | 1961.3047
3194 | 426.3196 | 1957.6086 | 426.3196 | 1957.6086
3195 | 440.8114 | 1930.053 | 440.8114 | 1930.053
3196 | 468.0737 | 1835.6929 | 468.0737 | 1835.6929
3197 | 478.8235 | 1776.2489 | 478.8235 | 1776.2489
3198 | 473.5559 | 1736.5409 | 473.5559 | 1736.5409
3199 | 452.2088 | 1715.6261 | 452.2088 | 1715.6261
3200 | 439.0796 | 1717.1059 | 439.0796 | 1717.1059
3201 | 418.8224 | 1729.7857 | 418.8224 | 1729.7857
3202 | 401.9731 | 1750.5623 | 401.9731 | 1750.5623
3203 | 369.5324 | 1769.8341 | 369.5324 | 1769.8341
3204 | 349.0418 | 1789.6678 | 349.0418 | 1789.6678
3205 | 331.3887 | 1815.8117 | 331.3887 | 1815.8117
3206 | 325.213 | 1844.4987 | 325.213 | 1844.4987
3207 | 320.3571 | 1880.9039 | 320.3571 | 1880.9039
3208 | 322.7339 | 1925.2124 | 322.7339 | 1925.2124
3209 | 328.8117 | 1975.7612 | 328.8117 | 1975.7612
3210 | 344.0273 | 2033.9022 | 344.0273 | 2033.9022
3211 | 363.5194 | 2061.7175 | 363.5194 | 2061.7175
3212 | 392.546 | 2075.1097 | 392.546 | 2075.1097
3213 | 412.3189 | 2066.4365 | 412.3189 | 2066.4365
3214 | 427.1489 | 2058.9481 | 427.1489 | 2058.9481
3215 | 451.7546 | 2039.1532 | 451.7546 | 2039.1532
3216 | 450.7835 | 2035.0291 | 450.7835 | 2035.0291
3217 | 424.2044 | 2018.7083 | 424.2044 | 2018.7083
3218 | 425.3032 | 1994.1243 | 425.3032 | 1994.1243
3219 | 438.4161 | 1968.9964 | 438.4161 | 1968.9964
3220 | 461.2043 | 1897.3954 | 461.2043 | 1897.3954
3221 | 476.3764 | 1839.8228 | 476.3764 | 1839.8228
3222 | 465.8104 | 1795.4112 | 465.8104 | 1795.4112
3223 | 449.7861 | 1756.0362 | 449.7861 | 1756.0362
3224 | 429.6689 | 1725.805 | 429.6689 | 1725.805
3225 | 418.3597 | 1702.3231 | 418.3597 | 1702.3231
3226 | 404.131 | 1692.5519 | 404.131 | 1692.5519
3227 | 377.8199 | 1673.74 | 377.8199 | 1673.74
3228 | 353.8461 | 1653.4671 | 353.8461 | 1653.4671
3229 | 335.9422 | 1642.1343 | 335.9422 | 1642.1343
3230 | 327.4132 | 1627.8319 | 327.4132 | 1627.8319
3231 | 323.2382 | 1611.7393 | 323.2382 | 1611.7393
3232 | 323.5943 | 1604.2076 | 323.5943 | 1604.2076
3233 | 327.9357 | 1616.7233 | 327.9357 | 1616.7233
3234 | 343.6149 | 1649.0201 | 343.6149 | 1649.0201
3235 | 366.3124 | 1673.3962 | 366.3124 | 1673.3962
3236 | 386.9859 | 1728.7664 | 386.9859 | 1728.7664
3237 | 406.1455 | 1804.4031 | 406.1455 | 1804.4031
3238 | 422.7373 | 1883.8545 | 422.7373 | 1883.8545
3239 | 443.7895 | 1938.659 | 443.7895 | 1938.659
3240 | 443.095 | 1977.4738 | 443.095 | 1977.4738
3241 | 419.4159 | 2002.9286 | 419.4159 | 2002.9286
3242 | 425.9949 | 2019.0582 | 425.9949 | 2019.0582
3243 | 441.4271 | 2038.5381 | 441.4271 | 2038.5381
3244 | 469.0166 | 2053.7253 | 469.0166 | 2053.7253
3245 | 472.8735 | 2070.7015 | 472.8735 | 2070.7015
3246 | 461.2911 | 2081.8222 | 461.2911 | 2081.8222
3247 | 445.2896 | 2087.5608 | 445.2896 | 2087.5608
3248 | 424.6084 | 2092.7832 | 424.6084 | 2092.7832
3249 | 413.4619 | 2085.7891 | 413.4619 | 2085.7891
3250 | 396.2382 | 2076.119 | 396.2382 | 2076.119
3251 | 373.4494 | 2060.3417 | 373.4494 | 2060.3417
3252 | 351.433 | 2056.9106 | 351.433 | 2056.9106
3253 | 338.687 | 2078.4014 | 338.687 | 2078.4014
3254 | 328.8363 | 2117.1025 | 328.8363 | 2117.1025
3255 | 323.4927 | 2170.9057 | 323.4927 | 2170.9057
3256 | 325.6005 | 2239.1872 | 325.6005 | 2239.1872
3257 | 329.3196 | 2316.8446 | 329.3196 | 2316.8446
3258 | 342.5649 | 2381.3076 | 342.5649 | 2381.3076
3259 | 357.7568 | 2398.8055 | 357.7568 | 2398.8055
3260 | 376.2443 | 2405.5722 | 376.2443 | 2405.5722
3261 | 394.0068 | 2389.8184 | 394.0068 | 2389.8184
3262 | 411.1043 | 2371.4562 | 411.1043 | 2371.4562
3263 | 432.9049 | 2341.2933 | 432.9049 | 2341.2933
3264 | 426.2111 | 2272.0275 | 426.2111 | 2272.0275
3265 | 413.1519 | 2210.8459 | 413.1519 | 2210.8459
3266 | 412.8843 | 2140.9966 | 412.8843 | 2140.9966
3267 | 429.6306 | 2080.7184 | 429.6306 | 2080.7184
3268 | 453.3937 | 2025.4534 | 453.3937 | 2025.4534
3269 | 462.0617 | 1965.4532 | 462.0617 | 1965.4532
3270 | 449.0656 | 1912.7472 | 449.0656 | 1912.7472
3271 | 433.0164 | 1868.5674 | 433.0164 | 1868.5674
3272 | 417.6647 | 1836.8695 | 417.6647 | 1836.8695
3273 | 403.1901 | 1805.6495 | 403.1901 | 1805.6495
3274 | 389.0402 | 1774.9399 | 389.0402 | 1774.9399
3275 | 368.257 | 1737.0103 | 368.257 | 1737.0103
3276 | 349.922 | 1701.1601 | 349.922 | 1701.1601
3277 | 336.5993 | 1676.0201 | 336.5993 | 1676.0201
3278 | 326.6375 | 1653.575 | 326.6375 | 1653.575
3279 | 324.2998 | 1637.5835 | 324.2998 | 1637.5835
3280 | 324.5057 | 1631.468 | 324.5057 | 1631.468
3281 | 329.9108 | 1644.0848 | 329.9108 | 1644.0848
3282 | 339.9104 | 1670.5148 | 339.9104 | 1670.5148
3283 | 352.6101 | 1669.5525 | 352.6101 | 1669.5525
3284 | 366.301 | 1674.2962 | 366.301 | 1674.2962
3285 | 379.3113 | 1681.5544 | 379.3113 | 1681.5544
3286 | 385.9326 | 1692.5767 | 385.9326 | 1692.5767
3287 | 428.5164 | 1692.7087 | 428.5164 | 1692.7087
3288 | 428.4876 | 1695.5135 | 428.4876 | 1695.5135
3289 | 419.2854 | 1687.9423 | 419.2854 | 1687.9423
3290 | 417.4837 | 1690.0118 | 417.4837 | 1690.0118
3291 | 432.1507 | 1705.648 | 432.1507 | 1705.648
3292 | 460.0997 | 1692.2093 | 460.0997 | 1692.2093
3293 | 467.4278 | 1670.4949 | 467.4278 | 1670.4949
3294 | 450.3319 | 1649.1965 | 450.3319 | 1649.1965
3295 | 435.5921 | 1630.2035 | 435.5921 | 1630.2035
3296 | 417.24 | 1620.8601 | 417.24 | 1620.8601
3297 | 402.6976 | 1616.4453 | 402.6976 | 1616.4453
3298 | 383.7601 | 1668.5789 | 383.7601 | 1668.5789
3299 | 358.8536 | 1755.3694 | 358.8536 | 1755.3694
3300 | 340.6266 | 1804.5371 | 340.6266 | 1804.5371
3301 | 326.1355 | 1850.4561 | 326.1355 | 1850.4561
3302 | 316.064 | 1867.2579 | 316.064 | 1867.2579
3303 | 315.4275 | 1852.7332 | 315.4275 | 1852.7332
3304 | 316.7763 | 1820.4699 | 316.7763 | 1820.4699
3305 | 320.3129 | 1864.8989 | 320.3129 | 1864.8989
3306 | 331.2139 | 2014.1776 | 331.2139 | 2014.1776
3307 | 351.4634 | 2059.4416 | 351.4634 | 2059.4416
3308 | 370.2141 | 1952.1598 | 370.2141 | 1952.1598
3309 | 389.1708 | 1869.7977 | 389.1708 | 1869.7977
3310 | 406.5864 | 1832.6212 | 406.5864 | 1832.6212
3311 | 431.4867 | 1809.5895 | 431.4867 | 1809.5895
3312 | 431.49 | 1790.2421 | 431.49 | 1790.2421
3313 | 416.4931 | 1762.2382 | 416.4931 | 1762.2382
3314 | 416.3308 | 1719.6493 | 416.3308 | 1719.6493
3315 | 435.3809 | 1678.1347 | 435.3809 | 1678.1347
3316 | 460.5117 | 1625.9549 | 460.5117 | 1625.9549
3317 | 465.8026 | 1559.3292 | 465.8026 | 1559.3292
3318 | 453.086 | 1476.6317 | 453.086 | 1476.6317
3319 | 434.017 | 1396.088 | 434.017 | 1396.088
3320 | 424.6293 | 1339.355 | 424.6293 | 1339.355
3321 | 410.2349 | 1310.1074 | 410.2349 | 1310.1074
3322 | 388.5051 | 1311.9687 | 388.5051 | 1311.9687
3323 | 363.2838 | 1305.4973 | 363.2838 | 1305.4973
3324 | 343.9839 | 1294.8844 | 343.9839 | 1294.8844
3325 | 333.3078 | 1294.83 | 333.3078 | 1294.83
3326 | 327.1432 | 1301.112 | 327.1432 | 1301.112
3327 | 323.8783 | 1320.4225 | 323.8783 | 1320.4225
3328 | 327.7204 | 1344.2984 | 327.7204 | 1344.2984
3329 | 333.7984 | 1374.2628 | 333.7984 | 1374.2628
3330 | 347.3069 | 1417.8379 | 347.3069 | 1417.8379
3331 | 370.2722 | 1439.483 | 370.2722 | 1439.483
3332 | 399.4951 | 1465.9238 | 399.4951 | 1465.9238
3333 | 418.3183 | 1482.7408 | 418.3183 | 1482.7408
3334 | 433.2927 | 1496.1402 | 433.2927 | 1496.1402
3335 | 461.56 | 1508.1069 | 461.56 | 1508.1069
3336 | 452.1364 | 1526.1856 | 452.1364 | 1526.1856
3337 | 436.4502 | 1545.9759 | 436.4502 | 1545.9759
3338 | 441.4694 | 1559.8296 | 441.4694 | 1559.8296
3339 | 458.4316 | 1578.0957 | 458.4316 | 1578.0957
3340 | 481.5634 | 1575.0756 | 481.5634 | 1575.0756
3341 | 489.6073 | 1561.6557 | 489.6073 | 1561.6557
3342 | 471.4248 | 1539.0423 | 471.4248 | 1539.0423
3343 | 451.8369 | 1515.2952 | 451.8369 | 1515.2952
3344 | 436.8109 | 1500.5402 | 436.8109 | 1500.5402
3345 | 420.7046 | 1493.1414 | 420.7046 | 1493.1414
3346 | 400.222 | 1496.9751 | 400.222 | 1496.9751
3347 | 372.812 | 1494.4486 | 372.812 | 1494.4486
3348 | 354.1318 | 1488.7416 | 354.1318 | 1488.7416
3349 | 342.72 | 1488.7378 | 342.72 | 1488.7378
3350 | 332.8591 | 1489.4564 | 332.8591 | 1489.4564
3351 | 330.3403 | 1491.47 | 330.3403 | 1491.47
3352 | 331.1931 | 1501.134 | 331.1931 | 1501.134
3353 | 336.3285 | 1529.7834 | 336.3285 | 1529.7834
3354 | 353.7217 | 1575.0782 | 353.7217 | 1575.0782
3355 | 372.6667 | 1593.9922 | 372.6667 | 1593.9922
3356 | 399.0923 | 1611.0258 | 399.0923 | 1611.0258
3357 | 416.4992 | 1620.7117 | 416.4992 | 1620.7117
3358 | 438.2066 | 1631.2282 | 438.2066 | 1631.2282
3359 | 462.8438 | 1618.2105 | 462.8438 | 1618.2105
3360 | 451.8716 | 1602.8586 | 451.8716 | 1602.8586
3361 | 433.6997 | 1597.2093 | 433.6997 | 1597.2093
3362 | 433.2587 | 1598.065 | 433.2587 | 1598.065
3363 | 452.5156 | 1613.6 | 452.5156 | 1613.6
3364 | 477.8663 | 1636.677 | 477.8663 | 1636.677
3365 | 483.1313 | 1667.8649 | 483.1313 | 1667.8649
3366 | 469.6813 | 1690.871 | 469.6813 | 1690.871
3367 | 452.9966 | 1706.2696 | 452.9966 | 1706.2696
3368 | 436.3981 | 1720.9497 | 436.3981 | 1720.9497
3369 | 415.0651 | 1738.3836 | 415.0651 | 1738.3836
3370 | 394.4581 | 1769.4271 | 394.4581 | 1769.4271
3371 | 367.7019 | 1795.9818 | 367.7019 | 1795.9818
3372 | 350.5389 | 1825.6273 | 350.5389 | 1825.6273
3373 | 337.4362 | 1867.045 | 337.4362 | 1867.045
3374 | 330.5297 | 1911.7646 | 330.5297 | 1911.7646
3375 | 326.9113 | 1955.9584 | 326.9113 | 1955.9584
3376 | 325.0673 | 2000.9245 | 325.0673 | 2000.9245
3377 | 328.6374 | 2056.3285 | 328.6374 | 2056.3285
3378 | 345.2536 | 2114.4695 | 345.2536 | 2114.4695
3379 | 368.3777 | 2134.5467 | 368.3777 | 2134.5467
3380 | 395.5577 | 2150.8217 | 395.5577 | 2150.8217
3381 | 414.1648 | 2153.3764 | 414.1648 | 2153.3764
3382 | 428.9061 | 2148.1639 | 428.9061 | 2148.1639
3383 | 461.7214 | 2141.2152 | 461.7214 | 2141.2152
3384 | 456.2962 | 2139.5694 | 456.2962 | 2139.5694
3385 | 438.2229 | 2138.8765 | 438.2229 | 2138.8765
3386 | 440.7697 | 2134.624 | 440.7697 | 2134.624
3387 | 465.1069 | 2137.2116 | 465.1069 | 2137.2116
3388 | 484.3697 | 2113.1519 | 484.3697 | 2113.1519
3389 | 489.8307 | 2074.3935 | 489.8307 | 2074.3935
3390 | 477.8973 | 2028.7176 | 477.8973 | 2028.7176
3391 | 455.069 | 1984.5884 | 455.069 | 1984.5884
3392 | 432.4292 | 1954.4583 | 432.4292 | 1954.4583
3393 | 418.9918 | 1943.4181 | 418.9918 | 1943.4181
3394 | 402.9427 | 1983.6158 | 402.9427 | 1983.6158
3395 | 374.2588 | 2027.6191 | 374.2588 | 2027.6191
3396 | 355.579 | 2042.9516 | 355.579 | 2042.9516
3397 | 336.2703 | 2058.0194 | 336.2703 | 2058.0194
3398 | 327.1541 | 2092.5732 | 327.1541 | 2092.5732
3399 | 325.1728 | 2129.2312 | 325.1728 | 2129.2312
3400 | 327.683 | 2146.7346 | 327.683 | 2146.7346
3401 | 332.3935 | 2176.9013 | 332.3935 | 2176.9013
3402 | 345.7109 | 2205.8601 | 345.7109 | 2205.8601
3403 | 364.6528 | 2189.118 | 364.6528 | 2189.118
3404 | 389.3029 | 2183.0385 | 389.3029 | 2183.0385
3405 | 404.562 | 2166.6778 | 404.562 | 2166.6778
3406 | 418.2033 | 2144.7247 | 418.2033 | 2144.7247
3407 | 447.9912 | 2126.3459 | 447.9912 | 2126.3459
3408 | 444.0043 | 2119.946 | 444.0043 | 2119.946
3409 | 431.5113 | 2110.4023 | 431.5113 | 2110.4023
3410 | 437.0506 | 2086.2735 | 437.0506 | 2086.2735
3411 | 456.3809 | 2058.8191 | 456.3809 | 2058.8191
3412 | 476.9996 | 2013.3152 | 476.9996 | 2013.3152
3413 | 481.5004 | 1956.7035 | 481.5004 | 1956.7035
3414 | 466.0062 | 1886.7512 | 466.0062 | 1886.7512
3415 | 446.1817 | 1809.4443 | 446.1817 | 1809.4443
3416 | 427.9373 | 1738.7018 | 427.9373 | 1738.7018
3417 | 418.3665 | 1683.5088 | 418.3665 | 1683.5088
3418 | 404.5934 | 1654.2154 | 404.5934 | 1654.2154
3419 | 381.2652 | 1616.2353 | 381.2652 | 1616.2353
3420 | 357.3314 | 1572.8492 | 357.3314 | 1572.8492
3421 | 341.8655 | 1539.2124 | 341.8655 | 1539.2124
3422 | 333.2663 | 1508.7763 | 333.2663 | 1508.7763
3423 | 330.9633 | 1479.6352 | 330.9633 | 1479.6352
3424 | 328.7785 | 1456.3744 | 328.7785 | 1456.3744
3425 | 333.5399 | 1450.3794 | 333.5399 | 1450.3794
3426 | 345.7412 | 1459.4619 | 345.7412 | 1459.4619
3427 | 360.5934 | 1441.4555 | 360.5934 | 1441.4555
3428 | 379.9569 | 1425.8677 | 379.9569 | 1425.8677
3429 | 395.3828 | 1400.7574 | 395.3828 | 1400.7574
3430 | 410.6693 | 1373.8984 | 410.6693 | 1373.8984
3431 | 434.616 | 1351.6253 | 434.616 | 1351.6253
3432 | 432.2737 | 1341.4827 | 432.2737 | 1341.4827
3433 | 420.8927 | 1331.3321 | 420.8927 | 1331.3321
3434 | 422.6331 | 1311.7551 | 422.6331 | 1311.7551
3435 | 440.7175 | 1294.9216 | 440.7175 | 1294.9216
3436 | 461.07 | 1265.9055 | 461.07 | 1265.9055
3437 | 466.4477 | 1233.1656 | 466.4477 | 1233.1656
3438 | 454.6391 | 1196.9979 | 454.6391 | 1196.9979
3439 | 434.3718 | 1166.3219 | 434.3718 | 1166.3219
3440 | 419.2862 | 1144.7898 | 419.2862 | 1144.7898
3441 | 407.2963 | 1127.377 | 407.2963 | 1127.377
3442 | 394.3987 | 1118.769 | 394.3987 | 1118.769
3443 | 373.427 | 1105.571 | 373.427 | 1105.571
3444 | 357.2583 | 1108.209 | 357.2583 | 1108.209
3445 | 340.5099 | 1131.8241 | 340.5099 | 1131.8241
3446 | 332.8617 | 1157.6789 | 332.8617 | 1157.6789
3447 | 327.9257 | 1187.9138 | 327.9257 | 1187.9138
3448 | 328.5697 | 1236.9259 | 328.5697 | 1236.9259
3449 | 336.3586 | 1332.5377 | 336.3586 | 1332.5377
3450 | 345.2033 | 1434.9326 | 345.2033 | 1434.9326
3451 | 355.6965 | 1475.493 | 355.6965 | 1475.493
3452 | 372.7471 | 1528.7895 | 372.7471 | 1528.7895
3453 | 388.8913 | 1532.6086 | 388.8913 | 1532.6086
3454 | 403.7189 | 1502.0576 | 403.7189 | 1502.0576
3455 | 423.5594 | 1497.486 | 423.5594 | 1497.486
3456 | 424.264 | 1497.5597 | 424.264 | 1497.5597
3457 | 413.1082 | 1502.9359 | 413.1082 | 1502.9359
3458 | 420.6362 | 1499.4927 | 420.6362 | 1499.4927
3459 | 439.8461 | 1499.9055 | 439.8461 | 1499.9055
3460 | 463.5471 | 1486.9725 | 463.5471 | 1486.9725
3461 | 470.8883 | 1473.0468 | 470.8883 | 1473.0468
3462 | 460.3979 | 1465.7579 | 460.3979 | 1465.7579
3463 | 443.1428 | 1458.1951 | 443.1428 | 1458.1951
3464 | 429.6485 | 1452.038 | 429.6485 | 1452.038
3465 | 416.5243 | 1443.9311 | 416.5243 | 1443.9311
3466 | 405.2533 | 1442.4038 | 405.2533 | 1442.4038
3467 | 378.6436 | 1431.5323 | 378.6436 | 1431.5323
3468 | 357.9791 | 1418.6435 | 357.9791 | 1418.6435
3469 | 339.4643 | 1428.6537 | 339.4643 | 1428.6537
3470 | 332.7993 | 1434.5816 | 332.7993 | 1434.5816
3471 | 328.2675 | 1442.7148 | 328.2675 | 1442.7148
3472 | 329.2583 | 1464.1631 | 329.2583 | 1464.1631
3473 | 330.9375 | 1481.6353 | 330.9375 | 1481.6353
3474 | 344.1725 | 1514.7412 | 344.1725 | 1514.7412
3475 | 363.6676 | 1519.5951 | 363.6676 | 1519.5951
3476 | 384.6018 | 1491.3634 | 384.6018 | 1491.3634
3477 | 395.6199 | 1436.3627 | 395.6199 | 1436.3627
3478 | 417.9809 | 1413.4993 | 417.9809 | 1413.4993
3479 | 441.7156 | 1400.2287 | 441.7156 | 1400.2287
3480 | 436.2727 | 1384.017 | 436.2727 | 1384.017
3481 | 421.0471 | 1359.7051 | 421.0471 | 1359.7051
3482 | 425.462 | 1335.2729 | 425.462 | 1335.2729
3483 | 448.4384 | 1336.6467 | 448.4384 | 1336.6467
3484 | 471.9226 | 1338.4819 | 471.9226 | 1338.4819
3485 | 481.2436 | 1334.115 | 481.2436 | 1334.115
3486 | 467.9912 | 1318.0259 | 467.9912 | 1318.0259
3487 | 444.7224 | 1296.403 | 444.7224 | 1296.403
3488 | 429.5837 | 1280.4341 | 429.5837 | 1280.4341
3489 | 419.2639 | 1272.5296 | 419.2639 | 1272.5296
3490 | 399.3794 | 1278.1335 | 399.3794 | 1278.1335
3491 | 375.0393 | 1268.6275 | 375.0393 | 1268.6275
3492 | 352.6888 | 1258.8744 | 352.6888 | 1258.8744
3493 | 336.2584 | 1269.8455 | 336.2584 | 1269.8455
3494 | 328.1662 | 1285.5852 | 328.1662 | 1285.5852
3495 | 324.2236 | 1283.0975 | 324.2236 | 1283.0975
3496 | 324.2045 | 1289.727 | 324.2045 | 1289.727
3497 | 331.3903 | 1328.5928 | 331.3903 | 1328.5928
3498 | 348.3115 | 1395.9892 | 348.3115 | 1395.9892
3499 | 376.1824 | 1427.7494 | 376.1824 | 1427.7494
3500 | 402.9926 | 1451.1556 | 402.9926 | 1451.1556
3501 | 421.533 | 1465.6462 | 421.533 | 1465.6462
3502 | 440.6716 | 1486.8342 | 440.6716 | 1486.8342
3503 | 466.5685 | 1506.8931 | 466.5685 | 1506.8931
3504 | 463.0446 | 1538.0204 | 463.0446 | 1538.0204
3505 | 439.7935 | 1567.3189 | 439.7935 | 1567.3189
3506 | 445.847 | 1587.7475 | 445.847 | 1587.7475
3507 | 471.2825 | 1617.0897 | 471.2825 | 1617.0897
3508 | 492.1638 | 1608.9109 | 492.1638 | 1608.9109
3509 | 500.0344 | 1592.861 | 500.0344 | 1592.861
3510 | 487.431 | 1581.7283 | 487.431 | 1581.7283
3511 | 465.1841 | 1566.8826 | 465.1841 | 1566.8826
3512 | 449.1916 | 1560.1691 | 449.1916 | 1560.1691
3513 | 436.7042 | 1563.0878 | 436.7042 | 1563.0878
3514 | 415.583 | 1588.3151 | 415.583 | 1588.3151
3515 | 384.5474 | 1591.1496 | 384.5474 | 1591.1496
3516 | 362.561 | 1574.3665 | 362.561 | 1574.3665
3517 | 345.3634 | 1543.7643 | 345.3634 | 1543.7643
3518 | 337.1749 | 1523.8479 | 337.1749 | 1523.8479
3519 | 330.822 | 1514.3302 | 330.822 | 1514.3302
3520 | 330.6189 | 1516.6608 | 330.6189 | 1516.6608
3521 | 334.8002 | 1539.494 | 334.8002 | 1539.494
3522 | 349.2132 | 1581.906 | 349.2132 | 1581.906
3523 | 378.3738 | 1600.6682 | 378.3738 | 1600.6682
3524 | 403.5063 | 1622.9617 | 403.5063 | 1622.9617
3525 | 420.5512 | 1638.1603 | 420.5512 | 1638.1603
3526 | 432.3431 | 1652.4195 | 432.3431 | 1652.4195
3527 | 458.3872 | 1657.7102 | 458.3872 | 1657.7102
3528 | 457.8486 | 1654.446 | 457.8486 | 1654.446
3529 | 436.2506 | 1657.0405 | 436.2506 | 1657.0405
3530 | 444.4365 | 1657.7444 | 444.4365 | 1657.7444
3531 | 466.2597 | 1671.9645 | 466.2597 | 1671.9645
3532 | 489.2948 | 1673.9514 | 489.2948 | 1673.9514
3533 | 496.0905 | 1649.3542 | 496.0905 | 1649.3542
3534 | 485.3012 | 1619.6096 | 485.3012 | 1619.6096
3535 | 462.2618 | 1595.2556 | 462.2618 | 1595.2556
3536 | 445.1069 | 1581.3604 | 445.1069 | 1581.3604
3537 | 429.2997 | 1575.3271 | 429.2997 | 1575.3271
3538 | 413.2221 | 1579.9195 | 413.2221 | 1579.9195
3539 | 386.5061 | 1573.1446 | 386.5061 | 1573.1446
3540 | 365.1935 | 1564.049 | 365.1935 | 1564.049
3541 | 347.5209 | 1567.282 | 347.5209 | 1567.282
3542 | 338.9794 | 1575.6882 | 338.9794 | 1575.6882
3543 | 335.8298 | 1591.2561 | 335.8298 | 1591.2561
3544 | 336.2378 | 1620.2401 | 336.2378 | 1620.2401
3545 | 342.8859 | 1669.7268 | 342.8859 | 1669.7268
3546 | 356.3708 | 1734.0381 | 356.3708 | 1734.0381
3547 | 382.3229 | 1769.6926 | 382.3229 | 1769.6926
3548 | 413.6586 | 1808.1199 | 413.6586 | 1808.1199
3549 | 432.2573 | 1832.7256 | 432.2573 | 1832.7256
3550 | 442.6237 | 1850.9297 | 442.6237 | 1850.9297
3551 | 468.2958 | 1866.6896 | 468.2958 | 1866.6896
3552 | 462.2812 | 1890.3317 | 462.2812 | 1890.3317
3553 | 443.287 | 1914.7244 | 443.287 | 1914.7244
3554 | 447.1393 | 1931.3597 | 447.1393 | 1931.3597
3555 | 468.0638 | 1953.9753 | 468.0638 | 1953.9753
3556 | 485.6257 | 1958.0864 | 485.6257 | 1958.0864
3557 | 492.916 | 1948.7126 | 492.916 | 1948.7126
3558 | 485.1187 | 1924.0762 | 485.1187 | 1924.0762
3559 | 459.6498 | 1892.2875 | 459.6498 | 1892.2875
3560 | 443.4249 | 1869.8955 | 443.4249 | 1869.8955
3561 | 428.1634 | 1855.9725 | 428.1634 | 1855.9725
3562 | 413.827 | 1873.7145 | 413.827 | 1873.7145
3563 | 388.7872 | 1894.9587 | 388.7872 | 1894.9587
3564 | 367.4228 | 1911.2522 | 367.4228 | 1911.2522
3565 | 350.7189 | 1927.2808 | 350.7189 | 1927.2808
3566 | 342.2322 | 1944.2343 | 342.2322 | 1944.2343
3567 | 337.0075 | 1966.984 | 337.0075 | 1966.984
3568 | 335.0849 | 1990.8093 | 335.0849 | 1990.8093
3569 | 339.4464 | 2010.7091 | 339.4464 | 2010.7091
3570 | 350.9937 | 2030.5642 | 350.9937 | 2030.5642
3571 | 373.3995 | 2034.002 | 373.3995 | 2034.002
3572 | 397.8524 | 2037.7342 | 397.8524 | 2037.7342
3573 | 412.0517 | 2017.4285 | 412.0517 | 2017.4285
3574 | 428.6493 | 1991.5305 | 428.6493 | 1991.5305
3575 | 456.6811 | 1965.1102 | 456.6811 | 1965.1102
3576 | 452.3968 | 1945.3076 | 452.3968 | 1945.3076
3577 | 437.736 | 1929.6948 | 437.736 | 1929.6948
3578 | 444.9396 | 1915.0237 | 444.9396 | 1915.0237
3579 | 467.8426 | 1907.0915 | 467.8426 | 1907.0915
3580 | 486.1477 | 1882.8296 | 486.1477 | 1882.8296
3581 | 487.8257 | 1842.9585 | 487.8257 | 1842.9585
3582 | 476.1684 | 1793.8434 | 476.1684 | 1793.8434
3583 | 459.8723 | 1744.9601 | 459.8723 | 1744.9601
3584 | 441.5918 | 1712.8575 | 441.5918 | 1712.8575
3585 | 424.8056 | 1700.3506 | 424.8056 | 1700.3506
3586 | 410.1946 | 1712.681 | 410.1946 | 1712.681
3587 | 389.4937 | 1720.472 | 389.4937 | 1720.472
3588 | 371.5874 | 1721.087 | 371.5874 | 1721.087
3589 | 355.4032 | 1725.5844 | 355.4032 | 1725.5844
3590 | 346.2354 | 1723.6225 | 346.2354 | 1723.6225
3591 | 341.5994 | 1720.5785 | 341.5994 | 1720.5785
3592 | 340.3944 | 1735.3507 | 340.3944 | 1735.3507
3593 | 346.161 | 1765.214 | 346.161 | 1765.214
3594 | 357.2287 | 1793.9704 | 357.2287 | 1793.9704
3595 | 372.881 | 1782.3872 | 372.881 | 1782.3872
3596 | 391.7394 | 1776.5605 | 391.7394 | 1776.5605
3597 | 402.265 | 1771.1748 | 402.265 | 1771.1748
3598 | 420.5229 | 1761.5622 | 420.5229 | 1761.5622
3599 | 443.5761 | 1751.0732 | 443.5761 | 1751.0732
3600 | 445.9119 | 1752.6137 | 445.9119 | 1752.6137
3601 | 430.8465 | 1763.5532 | 430.8465 | 1763.5532
3602 | 436.7749 | 1779.8851 | 436.7749 | 1779.8851
3603 | 457.6509 | 1813.2734 | 457.6509 | 1813.2734
3604 | 475.8417 | 1826.2352 | 475.8417 | 1826.2352
3605 | 479.1932 | 1819.7947 | 479.1932 | 1819.7947
3606 | 468.584 | 1808.5104 | 468.584 | 1808.5104
3607 | 448.4077 | 1793.9681 | 448.4077 | 1793.9681
3608 | 437.1467 | 1785.2316 | 437.1467 | 1785.2316
3609 | 421.0775 | 1789.971 | 421.0775 | 1789.971
3610 | 406.112 | 1820.8628 | 406.112 | 1820.8628
3611 | 386.0949 | 1836.9482 | 386.0949 | 1836.9482
3612 | 367.4499 | 1834.3263 | 367.4499 | 1834.3263
3613 | 351.8862 | 1835.8397 | 351.8862 | 1835.8397
3614 | 344.336 | 1838.2779 | 344.336 | 1838.2779
3615 | 337.9357 | 1844.287 | 337.9357 | 1844.287
3616 | 333.7338 | 1852.2315 | 333.7338 | 1852.2315
3617 | 337.6299 | 1883.6626 | 337.6299 | 1883.6626
3618 | 347.3829 | 1928.4516 | 347.3829 | 1928.4516
3619 | 363.0311 | 1943.5218 | 363.0311 | 1943.5218
3620 | 379.807 | 1959.1393 | 379.807 | 1959.1393
3621 | 392.9144 | 1963.3124 | 392.9144 | 1963.3124
3622 | 409.6476 | 1965.9391 | 409.6476 | 1965.9391
3623 | 437.0369 | 1967.5378 | 437.0369 | 1967.5378
3624 | 437.5148 | 1978.3842 | 437.5148 | 1978.3842
3625 | 424.5689 | 1995.3928 | 424.5689 | 1995.3928
3626 | 430.4811 | 1999.5359 | 430.4811 | 1999.5359
3627 | 450.5709 | 1993.7785 | 450.5709 | 1993.7785
3628 | 473.1004 | 1952.2702 | 473.1004 | 1952.2702
3629 | 480.7384 | 1897.985 | 480.7384 | 1897.985
3630 | 464.4137 | 1840.1203 | 464.4137 | 1840.1203
3631 | 445.1666 | 1786.4323 | 445.1666 | 1786.4323
3632 | 435.3651 | 1748.6652 | 435.3651 | 1748.6652
3633 | 421.3013 | 1732.5168 | 421.3013 | 1732.5168
3634 | 406.458 | 1758.6545 | 406.458 | 1758.6545
3635 | 382.3773 | 1773.2732 | 382.3773 | 1773.2732
3636 | 364.9139 | 1569.6242 | 364.9139 | 1569.6242
3637 | 352.662 | 1574.9764 | 352.662 | 1574.9764
3638 | 342.3222 | 1579.9335 | 342.3222 | 1579.9335
3639 | 339.9503 | 1580.5324 | 339.9503 | 1580.5324
3640 | 338.293 | 1572.3079 | 338.293 | 1572.3079
3641 | 345.4957 | 1588.4253 | 345.4957 | 1588.4253
3642 | 354.8842 | 1634.1333 | 354.8842 | 1634.1333
3643 | 375.5477 | 1639.7379 | 375.5477 | 1639.7379
3644 | 398.5981 | 1642.6071 | 398.5981 | 1642.6071
3645 | 416.0442 | 1642.1718 | 416.0442 | 1642.1718
3646 | 431.2446 | 1644.4557 | 431.2446 | 1644.4557
3647 | 459.2812 | 1641.3249 | 459.2812 | 1641.3249
3648 | 452.3578 | 1634.2806 | 452.3578 | 1634.2806
3649 | 439.6434 | 1632.3999 | 439.6434 | 1632.3999
3650 | 448.1043 | 1627.713 | 448.1043 | 1627.713
3651 | 469.4599 | 1636.5068 | 469.4599 | 1636.5068
3652 | 486.6071 | 1635.9254 | 486.6071 | 1635.9254
3653 | 495.631 | 1636.4365 | 495.631 | 1636.4365
3654 | 482.3361 | 1628.562 | 482.3361 | 1628.562
3655 | 462.0272 | 1615.2348 | 462.0272 | 1615.2348
3656 | 448.3977 | 1607.6565 | 448.3977 | 1607.6565
3657 | 433.8977 | 1604.0212 | 433.8977 | 1604.0212
3658 | 414.0609 | 1604.8022 | 414.0609 | 1604.8022
3659 | 389.6577 | 1591.5758 | 389.6577 | 1591.5758
3660 | 366.4976 | 1584.9727 | 366.4976 | 1584.9727
3661 | 350.0302 | 1600.9164 | 350.0302 | 1600.9164
3662 | 341.882 | 1623.5558 | 341.882 | 1623.5558
3663 | 339.454 | 1637.3939 | 339.454 | 1637.3939
3664 | 338.3853 | 1632.7598 | 338.3853 | 1632.7598
3665 | 346.383 | 1639.8565 | 346.383 | 1639.8565
3666 | 359.8309 | 1685.9684 | 359.8309 | 1685.9684
3667 | 385.0612 | 1689.3291 | 385.0612 | 1689.3291
3668 | 414.0471 | 1676.356 | 414.0471 | 1676.356
3669 | 430.9054 | 1663.2649 | 430.9054 | 1663.2649
3670 | 447.9559 | 1663.3497 | 447.9559 | 1663.3497
3671 | 474.2798 | 1671.8874 | 474.2798 | 1671.8874
3672 | 468.8466 | 1670.9466 | 468.8466 | 1670.9466
3673 | 447.1651 | 1673.0602 | 447.1651 | 1673.0602
3674 | 456.4723 | 1673.1304 | 456.4723 | 1673.1304
3675 | 479.3183 | 1687.3995 | 479.3183 | 1687.3995
3676 | 494.4891 | 1670.9309 | 494.4891 | 1670.9309
3677 | 503.2966 | 1634.1926 | 503.2966 | 1634.1926
3678 | 494.8239 | 1611.2388 | 494.8239 | 1611.2388
3679 | 470.3249 | 1598.3604 | 470.3249 | 1598.3604
3680 | 454.2076 | 1597.6036 | 454.2076 | 1597.6036
3681 | 438.6782 | 1611.4711 | 438.6782 | 1611.4711
3682 | 417.6363 | 1654.4382 | 417.6363 | 1654.4382
3683 | 391.5134 | 1681.558 | 391.5134 | 1681.558
3684 | 368.7995 | 1694.4324 | 368.7995 | 1694.4324
3685 | 353.0908 | 1713.6073 | 353.0908 | 1713.6073
3686 | 344.9674 | 1742.6644 | 344.9674 | 1742.6644
3687 | 341.6325 | 1780.1986 | 341.6325 | 1780.1986
3688 | 341.5376 | 1810.0763 | 341.5376 | 1810.0763
3689 | 348.7817 | 1840.555 | 348.7817 | 1840.555
3690 | 362.8295 | 1893.0396 | 362.8295 | 1893.0396
3691 | 387.7324 | 1910.9411 | 387.7324 | 1910.9411
3692 | 416.749 | 1928.7549 | 416.749 | 1928.7549
3693 | 437.5679 | 1927.0631 | 437.5679 | 1927.0631
3694 | 450.2547 | 1915.8384 | 450.2547 | 1915.8384
3695 | 477.3457 | 1887.71 | 477.3457 | 1887.71
3696 | 473.4098 | 1856.2965 | 473.4098 | 1856.2965
3697 | 453.8657 | 1845.5298 | 453.8657 | 1845.5298
3698 | 463.7476 | 1831.0144 | 463.7476 | 1831.0144
3699 | 483.2334 | 1822.2606 | 483.2334 | 1822.2606
3700 | 493.6352 | 1788.6034 | 493.6352 | 1788.6034
3701 | 501.5414 | 1748.0503 | 501.5414 | 1748.0503
3702 | 494.3621 | 1714.4154 | 494.3621 | 1714.4154
3703 | 472.5871 | 1681.4761 | 472.5871 | 1681.4761
3704 | 455.7826 | 1661.3317 | 455.7826 | 1661.3317
3705 | 441.5327 | 1663.2165 | 441.5327 | 1663.2165
3706 | 418.2176 | 1690.2067 | 418.2176 | 1690.2067
3707 | 392.8437 | 1675.1403 | 392.8437 | 1675.1403
3708 | 370.4304 | 1639.4557 | 370.4304 | 1639.4557
3709 | 353.1665 | 1627.6193 | 353.1665 | 1627.6193
3710 | 344.375 | 1619.786 | 344.375 | 1619.786
3711 | 352.1085 | 1616.0765 | 352.1085 | 1616.0765
3712 | 352.0517 | 1616.6482 | 352.0517 | 1616.6482
3713 | 359.0626 | 1629.1754 | 359.0626 | 1629.1754
3714 | 373.5565 | 1672.6393 | 373.5565 | 1672.6393
3715 | 397.6791 | 1690.6306 | 397.6791 | 1690.6306
3716 | 426.6897 | 1709.4318 | 426.6897 | 1709.4318
3717 | 436.8379 | 1719.5431 | 436.8379 | 1719.5431
3718 | 450.2128 | 1727.2124 | 450.2128 | 1727.2124
3719 | 473.9694 | 1727.9411 | 473.9694 | 1727.9411
3720 | 467.6945 | 1725.5642 | 467.6945 | 1725.5642
3721 | 454.8844 | 1722.5616 | 454.8844 | 1722.5616
3722 | 458.9161 | 1699.2948 | 458.9161 | 1699.2948
3723 | 481.9986 | 1677.7954 | 481.9986 | 1677.7954
3724 | 494.7885 | 1647.8183 | 494.7885 | 1647.8183
3725 | 496.7877 | 1634.417 | 496.7877 | 1634.417
3726 | 490.7583 | 1622.0546 | 490.7583 | 1622.0546
3727 | 469.2122 | 1609.3108 | 469.2122 | 1609.3108
3728 | 447.7495 | 1608.3297 | 447.7495 | 1608.3297
3729 | 433.8017 | 1614.9268 | 433.8017 | 1614.9268
3730 | 417.4637 | 1634.0632 | 417.4637 | 1634.0632
3731 | 393.9852 | 1650.9506 | 393.9852 | 1650.9506
3732 | 374.1111 | 1676.7052 | 374.1111 | 1676.7052
3733 | 357.3299 | 1713.4278 | 357.3299 | 1713.4278
3734 | 348.8568 | 1749.6655 | 348.8568 | 1749.6655
3735 | 344.1228 | 1792.271 | 344.1228 | 1792.271
3736 | 343.2015 | 1838.6193 | 343.2015 | 1838.6193
3737 | 349.4008 | 1893.9609 | 349.4008 | 1893.9609
3738 | 360.5185 | 1976.8734 | 360.5185 | 1976.8734
3739 | 380.9376 | 2031.1268 | 380.9376 | 2031.1268
3740 | 406.5981 | 2090.1843 | 406.5981 | 2090.1843
3741 | 422.5919 | 2138.1734 | 422.5919 | 2138.1734
3742 | 439.2592 | 2178.1106 | 439.2592 | 2178.1106
3743 | 465.1762 | 2199.7081 | 465.1762 | 2199.7081
3744 | 461.4694 | 2203.4796 | 461.4694 | 2203.4796
3745 | 446.8933 | 2204.1122 | 446.8933 | 2204.1122
3746 | 454.3508 | 2197.7647 | 454.3508 | 2197.7647
3747 | 479.8916 | 2197.4033 | 479.8916 | 2197.4033
3748 | 491.4153 | 2160.1109 | 491.4153 | 2160.1109
3749 | 497.9678 | 2092.3612 | 497.9678 | 2092.3612
3750 | 485.8766 | 2027.4906 | 485.8766 | 2027.4906
3751 | 461.4299 | 1970.9899 | 461.4299 | 1970.9899
3752 | 444.8079 | 1949.8132 | 444.8079 | 1949.8132
3753 | 431.1478 | 1956.5899 | 431.1478 | 1956.5899
3754 | 414.6136 | 1979.8102 | 414.6136 | 1979.8102
3755 | 392.8009 | 1981.1246 | 392.8009 | 1981.1246
3756 | 372.5281 | 1983.7218 | 372.5281 | 1983.7218
3757 | 358.6153 | 1992.5745 | 358.6153 | 1992.5745
3758 | 348.3827 | 1983.1704 | 348.3827 | 1983.1704
3759 | 344.3366 | 1968.8695 | 344.3366 | 1968.8695
3760 | 342.3076 | 1961.3182 | 342.3076 | 1961.3182
3761 | 347.8829 | 1967.5622 | 347.8829 | 1967.5622
3762 | 355.5494 | 2001.5119 | 355.5494 | 2001.5119
3763 | 372.5197 | 1984.7669 | 372.5197 | 1984.7669
3764 | 390.0377 | 1967.1713 | 390.0377 | 1967.1713
3765 | 406.0675 | 1939.8985 | 406.0675 | 1939.8985
3766 | 423.4048 | 1914.5369 | 423.4048 | 1914.5369
3767 | 445.7366 | 1890.0437 | 445.7366 | 1890.0437
3768 | 440.3524 | 1876.3125 | 440.3524 | 1876.3125
3769 | 432.7848 | 1882.2407 | 432.7848 | 1882.2407
3770 | 439.6622 | 1867.3214 | 439.6622 | 1867.3214
3771 | 459.009 | 1864.8507 | 459.009 | 1864.8507
3772 | 478.7943 | 1860.5443 | 478.7943 | 1860.5443
3773 | 482.9663 | 1865.9921 | 482.9663 | 1865.9921
3774 | 465.1938 | 1874.1394 | 465.1938 | 1874.1394
3775 | 453.093 | 1880.0652 | 453.093 | 1880.0652
3776 | 436.6637 | 1893.8492 | 436.6637 | 1893.8492
3777 | 424.039 | 1909.5568 | 424.039 | 1909.5568
3778 | 409.9161 | 1949.876 | 409.9161 | 1949.876
3779 | 389.5364 | 1986.2408 | 389.5364 | 1986.2408
3780 | 368.6521 | 1984.6642 | 368.6521 | 1984.6642
3781 | 352.9781 | 1971.2571 | 352.9781 | 1971.2571
3782 | 344.1964 | 1937.349 | 344.1964 | 1937.349
3783 | 341.9213 | 1899.2623 | 341.9213 | 1899.2623
3784 | 340.4935 | 1868.374 | 340.4935 | 1868.374
3785 | 345.0149 | 1853.0313 | 345.0149 | 1853.0313
3786 | 353.7225 | 1869.7923 | 353.7225 | 1869.7923
3787 | 372.5374 | 1861.8436 | 372.5374 | 1861.8436
3788 | 393.1513 | 1865.4308 | 393.1513 | 1865.4308
3789 | 406.2783 | 1882.8574 | 406.2783 | 1882.8574
3790 | 422.1203 | 1910.1836 | 422.1203 | 1910.1836
3791 | 446.7984 | 1927.3381 | 446.7984 | 1927.3381
3792 | 445.3705 | 1953.9978 | 445.3705 | 1953.9978
3793 | 435.6551 | 1995.3356 | 435.6551 | 1995.3356
3794 | 441.1819 | 2018.8774 | 441.1819 | 2018.8774
3795 | 465.7481 | 2071.4282 | 465.7481 | 2071.4282
3796 | 484.0265 | 2094.1389 | 484.0265 | 2094.1389
3797 | 488.4283 | 2101.6961 | 488.4283 | 2101.6961
3798 | 474.8846 | 2098.5339 | 474.8846 | 2098.5339
3799 | 453.5468 | 2092.4322 | 453.5468 | 2092.4322
3800 | 442.5288 | 2096.7018 | 442.5288 | 2096.7018
3801 | 431.9428 | 2107.6074 | 431.9428 | 2107.6074
3802 | 414.2096 | 2127.1477 | 414.2096 | 2127.1477
3803 | 392.1026 | 2141.3872 | 392.1026 | 2141.3872
3804 | 371.5197 | 2165.7506 | 371.5197 | 2165.7506
3805 | 353.9805 | 2207.9932 | 353.9805 | 2207.9932
3806 | 345.9163 | 2250.7384 | 345.9163 | 2250.7384
3807 | 341.3826 | 2303.1275 | 341.3826 | 2303.1275
3808 | 341.0206 | 2361.5033 | 341.0206 | 2361.5033
3809 | 347.071 | 2428.1095 | 347.071 | 2428.1095
3810 | 358.1498 | 2516.6319 | 358.1498 | 2516.6319
3811 | 379.2597 | 2568.5516 | 379.2597 | 2568.5516
3812 | 404.4783 | 2609.5229 | 404.4783 | 2609.5229
3813 | 420.5881 | 2634.4892 | 420.5881 | 2634.4892
3814 | 437.9308 | 2648.4415 | 437.9308 | 2648.4415
3815 | 460.9343 | 2655.7226 | 460.9343 | 2655.7226
3816 | 457.8879 | 2660.1673 | 457.8879 | 2660.1673
3817 | 442.6437 | 2668.519 | 442.6437 | 2668.519
3818 | 449.7289 | 2668.4995 | 449.7289 | 2668.4995
3819 | 473.0293 | 2677.5626 | 473.0293 | 2677.5626
3820 | 489.6196 | 2663.1136 | 489.6196 | 2663.1136
3821 | 492.9579 | 2618.1624 | 492.9579 | 2618.1624
3822 | 482.1892 | 2527.5761 | 482.1892 | 2527.5761
3823 | 461.3925 | 2459.6762 | 461.3925 | 2459.6762
3824 | 448.6255 | 2429.8828 | 448.6255 | 2429.8828
3825 | 432.5655 | 2429.3442 | 432.5655 | 2429.3442
3826 | 412.7008 | 2451.5323 | 412.7008 | 2451.5323
3827 | 389.5634 | 2451.0067 | 389.5634 | 2451.0067
3828 | 367.0242 | 2440.8133 | 367.0242 | 2440.8133
3829 | 351.647 | 2433.2404 | 351.647 | 2433.2404
3830 | 344.2272 | 2436.7165 | 344.2272 | 2436.7165
3831 | 339.8474 | 2471.3785 | 339.8474 | 2471.3785
3832 | 340.8646 | 2524.2342 | 340.8646 | 2524.2342
3833 | 346.3604 | 2595.1039 | 346.3604 | 2595.1039
3834 | 357.3299 | 2672.6309 | 357.3299 | 2672.6309
3835 | 380.0394 | 2696.7257 | 380.0394 | 2696.7257
3836 | 411.37 | 2695.9597 | 411.37 | 2695.9597
3837 | 428.1753 | 2713.4311 | 428.1753 | 2713.4311
3838 | 443.0935 | 2743.6296 | 443.0935 | 2743.6296
3839 | 466.8534 | 2765.1373 | 466.8534 | 2765.1373
3840 | 462.6058 | 2783.315 | 462.6058 | 2783.315
3841 | 445.9653 | 2804.6816 | 445.9653 | 2804.6816
3842 | 455.1555 | 2814.7598 | 455.1555 | 2814.7598
3843 | 477.7917 | 2828.1313 | 477.7917 | 2828.1313
3844 | 491.4349 | 2817.3624 | 491.4349 | 2817.3624
3845 | 500.0186 | 2774.7898 | 500.0186 | 2774.7898
3846 | 489.8275 | 2695.1988 | 489.8275 | 2695.1988
3847 | 468.7475 | 2646.3724 | 468.7475 | 2646.3724
3848 | 455.7161 | 2617.1175 | 455.7161 | 2617.1175
3849 | 439.2639 | 2605.3143 | 439.2639 | 2605.3143
3850 | 417.7348 | 2607.1724 | 417.7348 | 2607.1724
3851 | 390.3863 | 2586.9897 | 390.3863 | 2586.9897
3852 | 369.181 | 2554.6711 | 369.181 | 2554.6711
3853 | 351.8094 | 2524.7036 | 351.8094 | 2524.7036
3854 | 341.4211 | 2501.6563 | 341.4211 | 2501.6563
3855 | 338.19 | 2494.536 | 338.19 | 2494.536
3856 | 337.4108 | 2491.5175 | 337.4108 | 2491.5175
3857 | 343.0731 | 2493.3634 | 343.0731 | 2493.3634
3858 | 358.5921 | 2517.4846 | 358.5921 | 2517.4846
3859 | 384.6523 | 2530.0455 | 384.6523 | 2530.0455
3860 | 414.9948 | 2557.0146 | 414.9948 | 2557.0146
3861 | 433.0424 | 2586.3341 | 433.0424 | 2586.3341
3862 | 444.6607 | 2607.9607 | 444.6607 | 2607.9607
3863 | 469.3501 | 2609.4973 | 469.3501 | 2609.4973
3864 | 464.9297 | 2591.5923 | 464.9297 | 2591.5923
3865 | 449.2655 | 2563.7717 | 449.2655 | 2563.7717
3866 | 452.2875 | 2522.1045 | 452.2875 | 2522.1045
3867 | 471.2859 | 2470.5363 | 471.2859 | 2470.5363
3868 | 487.6209 | 2437.7318 | 487.6209 | 2437.7318
3869 | 493.7417 | 2406.2891 | 493.7417 | 2406.2891
3870 | 483.5551 | 2364.6657 | 483.5551 | 2364.6657
3871 | 462.6214 | 2321.9877 | 462.6214 | 2321.9877
3872 | 449.4157 | 2296.3681 | 449.4157 | 2296.3681
3873 | 434.3683 | 2293.5406 | 434.3683 | 2293.5406
3874 | 412.5382 | 2301.8612 | 412.5382 | 2301.8612
3875 | 384.8834 | 2295.6359 | 384.8834 | 2295.6359
3876 | 363.2339 | 2290.11 | 363.2339 | 2290.11
3877 | 346.9313 | 2290.7051 | 346.9313 | 2290.7051
3878 | 337.6068 | 2284.2629 | 337.6068 | 2284.2629
3879 | 331.9442 | 2283.2013 | 331.9442 | 2283.2013
3880 | 332.5832 | 2290.9088 | 332.5832 | 2290.9088
3881 | 338.4252 | 2311.4244 | 338.4252 | 2311.4244
3882 | 351.0179 | 2358.6133 | 351.0179 | 2358.6133
3883 | 375.2145 | 2373.0591 | 375.2145 | 2373.0591
3884 | 405.3824 | 2384.3206 | 405.3824 | 2384.3206
3885 | 421.5962 | 2387.6103 | 421.5962 | 2387.6103
3886 | 435.1614 | 2390.0737 | 435.1614 | 2390.0737
3887 | 460.2625 | 2390.982 | 460.2625 | 2390.982
3888 | 457.0819 | 2396.4589 | 457.0819 | 2396.4589
3889 | 441.3328 | 2405.8429 | 441.3328 | 2405.8429
3890 | 450.0255 | 2404.3423 | 450.0255 | 2404.3423
3891 | 470.2468 | 2408.8278 | 470.2468 | 2408.8278
3892 | 484.969 | 2397.7895 | 484.969 | 2397.7895
3893 | 485.8139 | 2375.0085 | 485.8139 | 2375.0085
3894 | 474.4545 | 2343.438 | 474.4545 | 2343.438
3895 | 453.7164 | 2310.9924 | 453.7164 | 2310.9924
3896 | 442.1484 | 2291.8802 | 442.1484 | 2291.8802
3897 | 427.7015 | 2289.9054 | 427.7015 | 2289.9054
3898 | 407.6391 | 2304.3296 | 407.6391 | 2304.3296
3899 | 384.3939 | 2309.4138 | 384.3939 | 2309.4138
3900 | 362.7693 | 2318.8325 | 362.7693 | 2318.8325
3901 | 346.8401 | 2339.2191 | 346.8401 | 2339.2191
3902 | 336.343 | 2352.793 | 336.343 | 2352.793
3903 | 331.5047 | 2367.0799 | 331.5047 | 2367.0799
3904 | 331.2352 | 2383.9876 | 331.2352 | 2383.9876
3905 | 336.541 | 2411.0106 | 336.541 | 2411.0106
3906 | 352.7536 | 2465.2007 | 352.7536 | 2465.2007
3907 | 374.9349 | 2483.1919 | 374.9349 | 2483.1919
3908 | 399.2013 | 2493.152 | 399.2013 | 2493.152
3909 | 414.0937 | 2500.4808 | 414.0937 | 2500.4808
3910 | 425.7264 | 2513.5804 | 425.7264 | 2513.5804
3911 | 450.978 | 2522.522 | 450.978 | 2522.522
3912 | 450.8397 | 2529.3453 | 450.8397 | 2529.3453
3913 | 437.051 | 2544.8777 | 437.051 | 2544.8777
3914 | 443.3753 | 2565.0087 | 443.3753 | 2565.0087
3915 | 466.2836 | 2606.654 | 466.2836 | 2606.654
3916 | 482.3744 | 2615.542 | 482.3744 | 2615.542
3917 | 485.3864 | 2578.3548 | 485.3864 | 2578.3548
3918 | 470.5365 | 2537.8085 | 470.5365 | 2537.8085
3919 | 450.0821 | 2510.4342 | 450.0821 | 2510.4342
3920 | 434.9809 | 2500.0734 | 434.9809 | 2500.0734
3921 | 420.0877 | 2535.7969 | 420.0877 | 2535.7969
3922 | 405.528 | 2612.6027 | 405.528 | 2612.6027
3923 | 385.6877 | 2632.3174 | 385.6877 | 2632.3174
3924 | 365.6655 | 2631.7282 | 365.6655 | 2631.7282
3925 | 350.6689 | 2642.1517 | 350.6689 | 2642.1517
3926 | 340.0798 | 2646.3459 | 340.0798 | 2646.3459
3927 | 334.2108 | 2644.4764 | 334.2108 | 2644.4764
3928 | 331.8188 | 2638.8549 | 331.8188 | 2638.8549
3929 | 338.2301 | 2647.6571 | 338.2301 | 2647.6571
3930 | 350.0037 | 2684.2995 | 350.0037 | 2684.2995
3931 | 368.1033 | 2690.8017 | 368.1033 | 2690.8017
3932 | 386.4711 | 2682.8999 | 386.4711 | 2682.8999
3933 | 396.0416 | 2664.1092 | 396.0416 | 2664.1092
3934 | 412.0579 | 2649.2942 | 412.0579 | 2649.2942
3935 | 433.7668 | 2635.7964 | 433.7668 | 2635.7964
3936 | 434.6214 | 2623.6359 | 434.6214 | 2623.6359
3937 | 425.3121 | 2618.3893 | 425.3121 | 2618.3893
3938 | 432.8227 | 2601.6299 | 432.8227 | 2601.6299
3939 | 456.5683 | 2589.6449 | 456.5683 | 2589.6449
3940 | 473.9705 | 2559.3985 | 473.9705 | 2559.3985
3941 | 467.5533 | 2520.3713 | 467.5533 | 2520.3713
3942 | 449.8471 | 2477.6708 | 449.8471 | 2477.6708
3943 | 433.7581 | 2436.384 | 433.7581 | 2436.384
3944 | 423.2944 | 2408.0268 | 423.2944 | 2408.0268
3945 | 416.6149 | 2396.807 | 416.6149 | 2396.807
3946 | 399.5543 | 2400.7743 | 399.5543 | 2400.7743
3947 | 382.1324 | 2392.2153 | 382.1324 | 2392.2153
3948 | 362.7189 | 2380.541 | 362.7189 | 2380.541
3949 | 346.8188 | 2377.7701 | 346.8188 | 2377.7701
3950 | 338.6269 | 2381.8296 | 338.6269 | 2381.8296
3951 | 333.6046 | 2401.6816 | 333.6046 | 2401.6816
3952 | 333.7213 | 2417.1083 | 333.7213 | 2417.1083
3953 | 336.6235 | 2435.335 | 336.6235 | 2435.335
3954 | 345.656 | 2486.1591 | 345.656 | 2486.1591
3955 | 366.0633 | 2506.7533 | 366.0633 | 2506.7533
3956 | 384.107 | 2521.291 | 384.107 | 2521.291
3957 | 398.1366 | 2529.6072 | 398.1366 | 2529.6072
3958 | 413.8164 | 2540.8668 | 413.8164 | 2540.8668
3959 | 440.6527 | 2549.0454 | 440.6527 | 2549.0454
3960 | 438.3326 | 2555.779 | 438.3326 | 2555.779
3961 | 427.948 | 2566.9581 | 427.948 | 2566.9581
3962 | 437.1441 | 2564.4702 | 437.1441 | 2564.4702
3963 | 463.2839 | 2573.1294 | 463.2839 | 2573.1294
3964 | 474.9173 | 2554.4618 | 474.9173 | 2554.4618
3965 | 480.6656 | 2495.9572 | 480.6656 | 2495.9572
3966 | 466.4317 | 2424.1303 | 466.4317 | 2424.1303
3967 | 448.6866 | 2387.8251 | 448.6866 | 2387.8251
3968 | 434.3729 | 2373.829 | 434.3729 | 2373.829
3969 | 422.3168 | 2388.1453 | 422.3168 | 2388.1453
3970 | 406.7124 | 2416.7512 | 406.7124 | 2416.7512
3971 | 385.699 | 2377.3155 | 385.699 | 2377.3155
3972 | 366.5933 | 2316.1398 | 366.5933 | 2316.1398
3973 | 350.2083 | 2267.8168 | 350.2083 | 2267.8168
3974 | 340.5149 | 2222.0159 | 340.5149 | 2222.0159
3975 | 335.0728 | 2191.6035 | 335.0728 | 2191.6035
3976 | 334.4466 | 2175.7496 | 334.4466 | 2175.7496
3977 | 339.1543 | 2170.3251 | 339.1543 | 2170.3251
3978 | 350.3248 | 2187.7145 | 350.3248 | 2187.7145
3979 | 371.0486 | 2171.5977 | 371.0486 | 2171.5977
3980 | 394.6968 | 2165.6258 | 394.6968 | 2165.6258
3981 | 409.313 | 2164.9212 | 409.313 | 2164.9212
3982 | 423.475 | 2168.1027 | 423.475 | 2168.1027
3983 | 449.3539 | 2178.3009 | 449.3539 | 2178.3009
3984 | 445.9985 | 2203.1206 | 445.9985 | 2203.1206
3985 | 431.9261 | 2244.8622 | 431.9261 | 2244.8622
3986 | 434.8303 | 2284.4708 | 434.8303 | 2284.4708
3987 | 461.2844 | 2341.2402 | 461.2844 | 2341.2402
3988 | 479.5764 | 2377.9979 | 479.5764 | 2377.9979
3989 | 485.3339 | 2389.5493 | 485.3339 | 2389.5493
3990 | 470.9663 | 2376.0201 | 470.9663 | 2376.0201
3991 | 451.3242 | 2360.045 | 451.3242 | 2360.045
3992 | 437.9812 | 2359.378 | 437.9812 | 2359.378
3993 | 428.2418 | 2381.3686 | 428.2418 | 2381.3686
3994 | 408.8297 | 2432.01 | 408.8297 | 2432.01
3995 | 387.9345 | 2451.6799 | 387.9345 | 2451.6799
3996 | 365.3362 | 2442.8778 | 365.3362 | 2442.8778
3997 | 351.6321 | 2415.4684 | 351.6321 | 2415.4684
3998 | 340.3344 | 2367.9172 | 340.3344 | 2367.9172
3999 | 336.4801 | 2324.3552 | 336.4801 | 2324.3552
4000 | 336.0339 | 2292.7937 | 336.0339 | 2292.7937
4001 | 341.0138 | 2277.0471 | 341.0138 | 2277.0471
4002 | 354.7957 | 2295.0648 | 354.7957 | 2295.0648
4003 | 379.0347 | 2290.1678 | 379.0347 | 2290.1678
4004 | 409.6641 | 2295.9541 | 409.6641 | 2295.9541
4005 | 426.4291 | 2299.7823 | 426.4291 | 2299.7823
4006 | 434.5926 | 2300.4954 | 434.5926 | 2300.4954
4007 | 459.2947 | 2294.4026 | 459.2947 | 2294.4026
4008 | 454.7087 | 2287.6276 | 454.7087 | 2287.6276
4009 | 438.7218 | 2288.7538 | 438.7218 | 2288.7538
4010 | 440.6578 | 2289.1382 | 440.6578 | 2289.1382
4011 | 467.0065 | 2303.9458 | 467.0065 | 2303.9458
4012 | 480.6333 | 2310.1411 | 480.6333 | 2310.1411
4013 | 482.6987 | 2324.9237 | 482.6987 | 2324.9237
4014 | 471.3783 | 2330.7373 | 471.3783 | 2330.7373
4015 | 447.113 | 2329.5274 | 447.113 | 2329.5274
4016 | 437.5842 | 2333.9317 | 437.5842 | 2333.9317
4017 | 432.1662 | 2338.24 | 432.1662 | 2338.24
4018 | 413.9036 | 2349.1636 | 413.9036 | 2349.1636
4019 | 389.2538 | 2363.448 | 389.2538 | 2363.448
4020 | 367.9044 | 2384.3108 | 367.9044 | 2384.3108
4021 | 351.8141 | 2436.9654 | 351.8141 | 2436.9654
4022 | 342.5335 | 2486.3975 | 342.5335 | 2486.3975
4023 | 338.5697 | 2526.4898 | 338.5697 | 2526.4898
4024 | 338.3515 | 2572.6585 | 338.3515 | 2572.6585
4025 | 344.0618 | 2624.0059 | 344.0618 | 2624.0059
4026 | 358.3138 | 2692.6918 | 358.3138 | 2692.6918
4027 | 380.4591 | 2721.7681 | 380.4591 | 2721.7681
4028 | 410.2676 | 2743.3967 | 410.2676 | 2743.3967
4029 | 423.6228 | 2759.8359 | 423.6228 | 2759.8359
4030 | 438.3431 | 2777.2439 | 438.3431 | 2777.2439
4031 | 464.575 | 2768.4584 | 464.575 | 2768.4584
4032 | 460.8826 | 2752.7973 | 460.8826 | 2752.7973
4033 | 439.7585 | 2772.3239 | 439.7585 | 2772.3239
4034 | 449.5163 | 2774.4586 | 449.5163 | 2774.4586
4035 | 474.3094 | 2744.5219 | 474.3094 | 2744.5219
4036 | 492.3445 | 2667.781 | 492.3445 | 2667.781
4037 | 490.977 | 2588.7219 | 490.977 | 2588.7219
4038 | 475.6758 | 2525.2424 | 475.6758 | 2525.2424
4039 | 457.3704 | 2455.2332 | 457.3704 | 2455.2332
4040 | 447.2013 | 2428.2671 | 447.2013 | 2428.2671
4041 | 437.3058 | 2432.1267 | 437.3058 | 2432.1267
4042 | 418.2319 | 2444.4415 | 418.2319 | 2444.4415
4043 | 391.344 | 2430.0034 | 391.344 | 2430.0034
4044 | 370.7545 | 2413.4372 | 370.7545 | 2413.4372
4045 | 353.4693 | 2401.6906 | 353.4693 | 2401.6906
4046 | 342.7611 | 2382.2336 | 342.7611 | 2382.2336
4047 | 336.5145 | 2353.347 | 336.5145 | 2353.347
4048 | 336.0315 | 2303.3851 | 336.0315 | 2303.3851
4049 | 342.5363 | 2254.7872 | 342.5363 | 2254.7872
4050 | 355.933 | 2235.9593 | 355.933 | 2235.9593
4051 | 377.938 | 2174.2904 | 377.938 | 2174.2904
4052 | 410.3329 | 2103.3339 | 410.3329 | 2103.3339
4053 | 423.9686 | 2040.113 | 423.9686 | 2040.113
4054 | 432.4463 | 1989.0359 | 432.4463 | 1989.0359
4055 | 457.2696 | 1943.5394 | 457.2696 | 1943.5394
4056 | 457.9224 | 1922.4031 | 457.9224 | 1922.4031
4057 | 437.208 | 1916.1243 | 437.208 | 1916.1243
4058 | 440.4984 | 1928.8055 | 440.4984 | 1928.8055
4059 | 462.5238 | 1967.3092 | 462.5238 | 1967.3092
4060 | 476.9097 | 1957.4378 | 476.9097 | 1957.4378
4061 | 476.4417 | 1951.6659 | 476.4417 | 1951.6659
4062 | 465.6077 | 1962.3713 | 465.6077 | 1962.3713
4063 | 445.3398 | 1968.6562 | 445.3398 | 1968.6562
4064 | 431.7791 | 1976.8752 | 431.7791 | 1976.8752
4065 | 422.4508 | 1990.4734 | 422.4508 | 1990.4734
4066 | 407.083 | 2017.688 | 407.083 | 2017.688
4067 | 385.9987 | 2051.7191 | 385.9987 | 2051.7191
4068 | 363.0557 | 2101.1698 | 363.0557 | 2101.1698
4069 | 347.5688 | 2166.4354 | 347.5688 | 2166.4354
4070 | 336.362 | 2226.3243 | 336.362 | 2226.3243
4071 | 331.4876 | 2283.3808 | 331.4876 | 2283.3808
4072 | 329.1042 | 2338.7946 | 329.1042 | 2338.7946
4073 | 333.1309 | 2400.0602 | 333.1309 | 2400.0602
4074 | 346.0481 | 2486.1591 | 346.0481 | 2486.1591
4075 | 364.1831 | 2542.073 | 364.1831 | 2542.073
4076 | 392.0458 | 2590.2699 | 392.0458 | 2590.2699
4077 | 404.3409 | 2620.1279 | 404.3409 | 2620.1279
4078 | 418.1872 | 2643.1009 | 418.1872 | 2643.1009
4079 | 438.0916 | 2647.5546 | 438.0916 | 2647.5546
4080 | 438.4892 | 2633.6439 | 438.4892 | 2633.6439
4081 | 424.4091 | 2605.1949 | 424.4091 | 2605.1949
4082 | 431.9649 | 2553.7441 | 431.9649 | 2553.7441
4083 | 455.4579 | 2519.1401 | 455.4579 | 2519.1401
4084 | 471.3065 | 2483.4185 | 471.3065 | 2483.4185
4085 | 473.4124 | 2428.0554 | 473.4124 | 2428.0554
4086 | 455.9034 | 2354.7026 | 455.9034 | 2354.7026
4087 | 437.9415 | 2279.0386 | 437.9415 | 2279.0386
4088 | 424.2041 | 2229.9473 | 424.2041 | 2229.9473
4089 | 415.9959 | 2193.1465 | 415.9959 | 2193.1465
4090 | 403.876 | 2160.4029 | 403.876 | 2160.4029
4091 | 383.6756 | 2120.7878 | 383.6756 | 2120.7878
4092 | 364.4418 | 2085.5071 | 364.4418 | 2085.5071
4093 | 348.4966 | 2056.4372 | 348.4966 | 2056.4372
4094 | 337.9088 | 2019.0735 | 337.9088 | 2019.0735
4095 | 334.2274 | 1972.8637 | 334.2274 | 1972.8637
4096 | 332.0076 | 1926.6717 | 332.0076 | 1926.6717
4097 | 337.4908 | 1892.8389 | 337.4908 | 1892.8389
4098 | 346.505 | 1890.3469 | 346.505 | 1890.3469
4099 | 361.6951 | 1859.7791 | 361.6951 | 1859.7791
4100 | 377.4503 | 1826.9696 | 377.4503 | 1826.9696
4101 | 386.7955 | 1791.0351 | 386.7955 | 1791.0351
4102 | 400.9155 | 1764.3721 | 400.9155 | 1764.3721
4103 | 421.3531 | 1740.5072 | 421.3531 | 1740.5072
4104 | 426.674 | 1720.6276 | 426.674 | 1720.6276
4105 | 419.2248 | 1709.6814 | 419.2248 | 1709.6814
4106 | 426.1093 | 1695.3006 | 426.1093 | 1695.3006
4107 | 447.8148 | 1693.144 | 447.8148 | 1693.144
4108 | 461.7585 | 1687.3566 | 461.7585 | 1687.3566
4109 | 456.6008 | 1691.458 | 456.6008 | 1691.458
4110 | 448.1608 | 1691.7066 | 448.1608 | 1691.7066
4111 | 433.3124 | 1681.9249 | 433.3124 | 1681.9249
4112 | 426.5702 | 1676.6354 | 426.5702 | 1676.6354
4113 | 413.3276 | 1687.5858 | 413.3276 | 1687.5858
4114 | 401.6808 | 1729.5206 | 401.6808 | 1729.5206
4115 | 383.1591 | 1745.5104 | 383.1591 | 1745.5104
4116 | 366.3056 | 1740.0742 | 366.3056 | 1740.0742
4117 | 351.0418 | 1724.0192 | 351.0418 | 1724.0192
4118 | 342.7653 | 1699.2665 | 342.7653 | 1699.2665
4119 | 337.3244 | 1685.19 | 337.3244 | 1685.19
4120 | 334.077 | 1667.7204 | 334.077 | 1667.7204
4121 | 335.7313 | 1663.5975 | 335.7313 | 1663.5975
4122 | 343.7162 | 1691.6231 | 343.7162 | 1691.6231
4123 | 356.7345 | 1697.9458 | 356.7345 | 1697.9458
4124 | 373.4396 | 1702.8346 | 373.4396 | 1702.8346
4125 | 384.7887 | 1698.1358 | 384.7887 | 1698.1358
4126 | 399.8054 | 1691.7132 | 399.8054 | 1691.7132
4127 | 420.8675 | 1693.9678 | 420.8675 | 1693.9678
4128 | 423.5072 | 1733.3283 | 423.5072 | 1733.3283
4129 | 415.2118 | 1798.2275 | 415.2118 | 1798.2275
4130 | 419.8129 | 1822.1283 | 419.8129 | 1822.1283
4131 | 441.435 | 1832.2686 | 441.435 | 1832.2686
4132 | 456.5225 | 1816.9668 | 456.5225 | 1816.9668
4133 | 460.9088 | 1785.8832 | 460.9088 | 1785.8832
4134 | 447.4826 | 1741.5671 | 447.4826 | 1741.5671
4135 | 434.2448 | 1706.5185 | 434.2448 | 1706.5185
4136 | 424.8307 | 1688.7527 | 424.8307 | 1688.7527
4137 | 416.8125 | 1687.8999 | 416.8125 | 1687.8999
4138 | 405.3973 | 1699.1376 | 405.3973 | 1699.1376
4139 | 387.0117 | 1703.773 | 387.0117 | 1703.773
4140 | 369.5455 | 1730.3804 | 369.5455 | 1730.3804
4141 | 354.9487 | 1784.6506 | 354.9487 | 1784.6506
4142 | 344.7274 | 1798.0001 | 344.7274 | 1798.0001
4143 | 341.2679 | 1754.6625 | 341.2679 | 1754.6625
4144 | 337.2702 | 1709.4578 | 337.2702 | 1709.4578
4145 | 338.6218 | 1681.7734 | 338.6218 | 1681.7734
4146 | 345.5351 | 1683.3654 | 345.5351 | 1683.3654
4147 | 358.2052 | 1667.4282 | 358.2052 | 1667.4282
4148 | 377.1256 | 1660.065 | 377.1256 | 1660.065
4149 | 390.6982 | 1647.5573 | 390.6982 | 1647.5573
4150 | 405.3973 | 1647.283 | 405.3973 | 1647.283
4151 | 432.7098 | 1645.2293 | 432.7098 | 1645.2293
4152 | 429.1545 | 1635.9411 | 429.1545 | 1635.9411
4153 | 417.5242 | 1624.9949 | 417.5242 | 1624.9949
4154 | 424.722 | 1607.9214 | 424.722 | 1607.9214
4155 | 450.1419 | 1607.919 | 450.1419 | 1607.919
4156 | 465.078 | 1601.9072 | 465.078 | 1601.9072
4157 | 468.5845 | 1593.6669 | 468.5845 | 1593.6669
4158 | 456.485 | 1573.4059 | 456.485 | 1573.4059
4159 | 438.931 | 1548.7692 | 438.931 | 1548.7692
4160 | 425.4744 | 1534.3693 | 425.4744 | 1534.3693
4161 | 416.8569 | 1537.4658 | 416.8569 | 1537.4658
4162 | 406.3891 | 1546.684 | 406.3891 | 1546.684
4163 | 391.4978 | 1528.2517 | 391.4978 | 1528.2517
4164 | 372.5681 | 1509.8904 | 372.5681 | 1509.8904
4165 | 358.941 | 1501.1506 | 358.941 | 1501.1506
4166 | 348.4674 | 1505.5243 | 348.4674 | 1505.5243
4167 | 341.5654 | 1518.5995 | 341.5654 | 1518.5995
4168 | 338.225 | 1539.0526 | 338.225 | 1539.0526
4169 | 340.751 | 1586.2711 | 340.751 | 1586.2711
4170 | 352.8771 | 1670.171 | 352.8771 | 1670.171
4171 | 368.4359 | 1718.994 | 368.4359 | 1718.994
4172 | 388.3013 | 1763.6455 | 388.3013 | 1763.6455
4173 | 403.4452 | 1806.6081 | 403.4452 | 1806.6081
4174 | 417.0392 | 1859.2012 | 417.0392 | 1859.2012
4175 | 439.7283 | 1917.375 | 439.7283 | 1917.375
4176 | 446.3547 | 1935.6872 | 446.3547 | 1935.6872
4177 | 432.0313 | 1929.3636 | 432.0313 | 1929.3636
4178 | 434.0833 | 1929.1645 | 434.0833 | 1929.1645
4179 | 457.1484 | 1976.3298 | 457.1484 | 1976.3298
4180 | 472.9685 | 2050.9654 | 472.9685 | 2050.9654
4181 | 472.2686 | 2074.0955 | 472.2686 | 2074.0955
4182 | 465.5651 | 1971.9754 | 465.5651 | 1971.9754
4183 | 446.1041 | 1891.5991 | 446.1041 | 1891.5991
4184 | 428.8538 | 1856.9588 | 428.8538 | 1856.9588
4185 | 418.0021 | 1832.41 | 418.0021 | 1832.41
4186 | 410.6642 | 1805.3211 | 410.6642 | 1805.3211
4187 | 393.8416 | 1753.2745 | 393.8416 | 1753.2745
4188 | 378.1007 | 1704.0365 | 378.1007 | 1704.0365
4189 | 362.3427 | 1666.0806 | 362.3427 | 1666.0806
4190 | 349.514 | 1629.6144 | 349.514 | 1629.6144
4191 | 341.8195 | 1604.1387 | 341.8195 | 1604.1387
4192 | 337.8184 | 1586.355 | 337.8184 | 1586.355
4193 | 341.1379 | 1577.1158 | 341.1379 | 1577.1158
4194 | 353.218 | 1596.1657 | 353.218 | 1596.1657
4195 | 365.8689 | 1583.729 | 365.8689 | 1583.729
4196 | 384.6339 | 1573.1346 | 384.6339 | 1573.1346
4197 | 400.8384 | 1559.3254 | 400.8384 | 1559.3254
4198 | 413.6573 | 1545.4079 | 413.6573 | 1545.4079
4199 | 432.2713 | 1527.2427 | 432.2713 | 1527.2427
4200 | 438.1555 | 1514.9476 | 438.1555 | 1514.9476
4201 | 426.5254 | 1509.5215 | 426.5254 | 1509.5215
4202 | 429.2788 | 1488.364 | 429.2788 | 1488.364
4203 | 451.8695 | 1486.1176 | 451.8695 | 1486.1176
4204 | 467.2499 | 1479.6122 | 467.2499 | 1479.6122
4205 | 465.9271 | 1468.4997 | 465.9271 | 1468.4997
4206 | 454.9836 | 1450.2582 | 454.9836 | 1450.2582
4207 | 439.3257 | 1428.6284 | 439.3257 | 1428.6284
4208 | 423.4711 | 1415.6646 | 423.4711 | 1415.6646
4209 | 413.217 | 1406.0604 | 413.217 | 1406.0604
4210 | 399.4916 | 1394.1855 | 399.4916 | 1394.1855
4211 | 389.6162 | 1369.7394 | 389.6162 | 1369.7394
4212 | 377.6275 | 1348.5956 | 377.6275 | 1348.5956
4213 | 367.3446 | 1340.2149 | 367.3446 | 1340.2149
4214 | 356.5707 | 1333.9971 | 356.5707 | 1333.9971
4215 | 346.2774 | 1343.5718 | 346.2774 | 1343.5718
4216 | 341.0131 | 1362.3195 | 341.0131 | 1362.3195
4217 | 341.1442 | 1382.8351 | 341.1442 | 1382.8351
4218 | 349.9271 | 1423.6512 | 349.9271 | 1423.6512
4219 | 361.6845 | 1431.0061 | 361.6845 | 1431.0061
4220 | 372.9541 | 1436.9271 | 372.9541 | 1436.9271
4221 | 380.0274 | 1435.5045 | 380.0274 | 1435.5045
4222 | 391.7403 | 1433.3005 | 391.7403 | 1433.3005
4223 | 407.5396 | 1431.2019 | 407.5396 | 1431.2019
4224 | 409.5218 | 1428.9147 | 409.5218 | 1428.9147
4225 | 403.1681 | 1427.3482 | 403.1681 | 1427.3482
4226 | 409.6349 | 1417.0963 | 409.6349 | 1417.0963
4227 | 426.8827 | 1415.7924 | 426.8827 | 1415.7924
4228 | 440.1737 | 1402.4205 | 440.1737 | 1402.4205
4229 | 437.9445 | 1386.3264 | 437.9445 | 1386.3264
4230 | 426.2032 | 1359.4682 | 426.2032 | 1359.4682
4231 | 416.2378 | 1334.1134 | 416.2378 | 1334.1134
4232 | 405.0732 | 1321.6433 | 405.0732 | 1321.6433
4233 | 397.953 | 1319.4442 | 397.953 | 1319.4442
4234 | 387.7274 | 1330.0536 | 387.7274 | 1330.0536
4235 | 380.4393 | 1328.0469 | 380.4393 | 1328.0469
4236 | 371.6276 | 1323.9571 | 371.6276 | 1323.9571
4237 | 362.4662 | 1325.8088 | 362.4662 | 1325.8088
4238 | 352.4604 | 1329.1502 | 352.4604 | 1329.1502
4239 | 343.0736 | 1345.2772 | 343.0736 | 1345.2772
4240 | 339.1986 | 1368.1089 | 339.1986 | 1368.1089
4241 | 339.9569 | 1408.2814 | 339.9569 | 1408.2814
4242 | 347.0081 | 1475.1273 | 347.0081 | 1475.1273
4243 | 356.327 | 1504.3383 | 356.327 | 1504.3383
4244 | 368.3024 | 1529.8713 | 368.3024 | 1529.8713
4245 | 378.8667 | 1541.1943 | 378.8667 | 1541.1943
4246 | 394.972 | 1555.4159 | 394.972 | 1555.4159
4247 | 418.1542 | 1571.5382 | 418.1542 | 1571.5382
4248 | 427.8401 | 1586.4845 | 427.8401 | 1586.4845
4249 | 423.887 | 1602.6452 | 423.887 | 1602.6452
4250 | 431.7487 | 1603.8823 | 431.7487 | 1603.8823
4251 | 452.2315 | 1611.9132 | 452.2315 | 1611.9132
4252 | 468.1838 | 1611.8254 | 468.1838 | 1611.8254
4253 | 472.2777 | 1603.8993 | 472.2777 | 1603.8993
4254 | 454.7111 | 1590.5945 | 454.7111 | 1590.5945
4255 | 435.4224 | 1577.4019 | 435.4224 | 1577.4019
4256 | 419.6938 | 1576.5105 | 419.6938 | 1576.5105
4257 | 407.1032 | 1592.2181 | 407.1032 | 1592.2181
4258 | 398.5583 | 1609.694 | 398.5583 | 1609.694
4259 | 389.7901 | 1593.8197 | 389.7901 | 1593.8197
4260 | 380.595 | 1573.5735 | 380.595 | 1573.5735
4261 | 370.9019 | 1555.7682 | 370.9019 | 1555.7682
4262 | 359.8988 | 1526.1237 | 359.8988 | 1526.1237
4263 | 347.9725 | 1516.2658 | 347.9725 | 1516.2658
4264 | 341.4296 | 1526.1724 | 341.4296 | 1526.1724
4265 | 341.2033 | 1547.0021 | 341.2033 | 1547.0021
4266 | 347.3481 | 1587.5041 | 347.3481 | 1587.5041
4267 | 358.4335 | 1605.226 | 358.4335 | 1605.226
4268 | 369.1525 | 1622.5911 | 369.1525 | 1622.5911
4269 | 380.197 | 1635.799 | 380.197 | 1635.799
4270 | 396.1984 | 1663.3946 | 396.1984 | 1663.3946
4271 | 421.3569 | 1695.9425 | 421.3569 | 1695.9425
4272 | 429.2246 | 1741.1372 | 429.2246 | 1741.1372
4273 | 425.8448 | 1803.5232 | 425.8448 | 1803.5232
4274 | 430.0263 | 1843.5805 | 430.0263 | 1843.5805
4275 | 452.7002 | 1867.8127 | 452.7002 | 1867.8127
4276 | 467.8161 | 1864.6282 | 467.8161 | 1864.6282
4277 | 466.7565 | 1851.6308 | 466.7565 | 1851.6308
4278 | 454.6354 | 1810.5908 | 454.6354 | 1810.5908
4279 | 436.4482 | 1779.8058 | 436.4482 | 1779.8058
4280 | 422.2857 | 1772.9006 | 422.2857 | 1772.9006
4281 | 407.5524 | 1797.4942 | 407.5524 | 1797.4942
4282 | 397.1437 | 1849.3922 | 397.1437 | 1849.3922
4283 | 386.6581 | 1881.4486 | 386.6581 | 1881.4486
4284 | 379.1205 | 1900.9202 | 379.1205 | 1900.9202
4285 | 367.3113 | 1915.1136 | 367.3113 | 1915.1136
4286 | 355.5872 | 1911.813 | 355.5872 | 1911.813
4287 | 347.9652 | 1910.5269 | 347.9652 | 1910.5269
4288 | 342.2014 | 1913.2978 | 342.2014 | 1913.2978
4289 | 341.4695 | 1922.5487 | 341.4695 | 1922.5487
4290 | 346.7696 | 1956.5433 | 346.7696 | 1956.5433
4291 | 358.1318 | 1957.3458 | 358.1318 | 1957.3458
4292 | 368.1821 | 1965.7352 | 368.1821 | 1965.7352
4293 | 375.3433 | 1957.7603 | 375.3433 | 1957.7603
4294 | 391.0256 | 1934.6426 | 391.0256 | 1934.6426
4295 | 413.0989 | 1905.5269 | 413.0989 | 1905.5269
4296 | 424.5439 | 1887.6668 | 424.5439 | 1887.6668
4297 | 421.2767 | 1880.8495 | 421.2767 | 1880.8495
4298 | 429.342 | 1864.2696 | 429.342 | 1864.2696
4299 | 451.4058 | 1853.4963 | 451.4058 | 1853.4963
4300 | 463.6153 | 1846.9011 | 463.6153 | 1846.9011
4301 | 471.1594 | 1838.2569 | 471.1594 | 1838.2569
4302 | 456.8106 | 1824.6828 | 456.8106 | 1824.6828
4303 | 437.755 | 1813.1059 | 437.755 | 1813.1059
4304 | 424.3838 | 1810.554 | 424.3838 | 1810.554
4305 | 414.0737 | 1821.9083 | 414.0737 | 1821.9083
4306 | 404.2317 | 1856.0342 | 404.2317 | 1856.0342
4307 | 393.7588 | 1868.4786 | 393.7588 | 1868.4786
4308 | 383.4544 | 1868.383 | 383.4544 | 1868.383
4309 | 371.8188 | 1874.0045 | 371.8188 | 1874.0045
4310 | 361.9102 | 1869.6268 | 361.9102 | 1869.6268
4311 | 354.1527 | 1852.4985 | 354.1527 | 1852.4985
4312 | 350.0642 | 1810.0763 | 350.0642 | 1810.0763
4313 | 350.8568 | 1796.4839 | 350.8568 | 1796.4839
4314 | 355.8584 | 1820.8743 | 355.8584 | 1820.8743
4315 | 367.211 | 1808.5274 | 367.211 | 1808.5274
4316 | 380.4187 | 1791.9192 | 380.4187 | 1791.9192
4317 | 388.7724 | 1766.262 | 388.7724 | 1766.262
4318 | 406.437 | 1744.9395 | 406.437 | 1744.9395
4319 | 427.7675 | 1730.3646 | 427.7675 | 1730.3646
4320 | 437.8872 | 1719.2363 | 437.8872 | 1719.2363
4321 | 434.6428 | 1712.5088 | 434.6428 | 1712.5088
4322 | 436.7449 | 1699.3846 | 436.7449 | 1699.3846
4323 | 456.1951 | 1694.8494 | 456.1951 | 1694.8494
4324 | 475.4613 | 1665.9494 | 475.4613 | 1665.9494
4325 | 478.2928 | 1596.8533 | 478.2928 | 1596.8533
4326 | 465.8248 | 1531.848 | 465.8248 | 1531.848
4327 | 447.4277 | 1483.7397 | 447.4277 | 1483.7397
4328 | 429.118 | 1456.3697 | 429.118 | 1456.3697
4329 | 413.9352 | 1443.5343 | 413.9352 | 1443.5343
4330 | 407.1401 | 1443.6421 | 407.1401 | 1443.6421
4331 | 394.3844 | 1432.8391 | 394.3844 | 1432.8391
4332 | 384.5413 | 1416.7666 | 384.5413 | 1416.7666
4333 | 374.0081 | 1398.3779 | 374.0081 | 1398.3779
4334 | 363.8399 | 1375.5101 | 363.8399 | 1375.5101
4335 | 357.1167 | 1388.5405 | 357.1167 | 1388.5405
4336 | 350.6968 | 1427.1695 | 350.6968 | 1427.1695
4337 | 352.6782 | 1452.7564 | 352.6782 | 1452.7564
4338 | 360.0995 | 1505.645 | 360.0995 | 1505.645
4339 | 371.9191 | 1542.4404 | 371.9191 | 1542.4404
4340 | 387.1923 | 1582.5591 | 387.1923 | 1582.5591
4341 | 397.6748 | 1613.5391 | 397.6748 | 1613.5391
4342 | 410.9361 | 1648.1806 | 410.9361 | 1648.1806
4343 | 433.038 | 1692.5766 | 433.038 | 1692.5766
4344 | 441.4424 | 1743.067 | 441.4424 | 1743.067
4345 | 436.5546 | 1809.0433 | 436.5546 | 1809.0433
4346 | 443.2925 | 1834.6944 | 443.2925 | 1834.6944
4347 | 460.0311 | 1814.0478 | 460.0311 | 1814.0478
4348 | 478.551 | 1801.0797 | 478.551 | 1801.0797
4349 | 483.7073 | 1790.5507 | 483.7073 | 1790.5507
4350 | 471.5089 | 1771.8604 | 471.5089 | 1771.8604
4351 | 449.8288 | 1748.6149 | 449.8288 | 1748.6149
4352 | 431.9276 | 1746.1528 | 431.9276 | 1746.1528
4353 | 415.1559 | 1787.0823 | 415.1559 | 1787.0823
4354 | 404.9694 | 1847.1482 | 404.9694 | 1847.1482
4355 | 394.1196 | 1841.1025 | 394.1196 | 1841.1025
4356 | 370.5978 | 1808.6492 | 370.5978 | 1808.6492
4357 | 362.9548 | 1774.867 | 362.9548 | 1774.867
4358 | 355.0244 | 1751.4158 | 355.0244 | 1751.4158
4359 | 347.404 | 1737.3392 | 347.404 | 1737.3392
4360 | 341.3415 | 1721.2161 | 341.3415 | 1721.2161
4361 | 342.023 | 1714.5799 | 342.023 | 1714.5799
4362 | 349.9463 | 1735.6044 | 349.9463 | 1735.6044
4363 | 359.5836 | 1719.2633 | 359.5836 | 1719.2633
4364 | 373.3747 | 1693.9934 | 373.3747 | 1693.9934
4365 | 383.2029 | 1661.6942 | 383.2029 | 1661.6942
4366 | 398.501 | 1628.1646 | 398.501 | 1628.1646
4367 | 421.5565 | 1588.5024 | 421.5565 | 1588.5024
4368 | 428.437 | 1549.1453 | 428.437 | 1549.1453
4369 | 421.5455 | 1524.0623 | 421.5455 | 1524.0623
4370 | 429.656 | 1505.9565 | 429.656 | 1505.9565
4371 | 446.2401 | 1510.5766 | 446.2401 | 1510.5766
4372 | 460.2519 | 1501.4233 | 460.2519 | 1501.4233
4373 | 464.4927 | 1483.9829 | 464.4927 | 1483.9829
4374 | 448.4439 | 1453.0407 | 448.4439 | 1453.0407
4375 | 427.3547 | 1419.0243 | 427.3547 | 1419.0243
4376 | 413.1419 | 1396.7257 | 413.1419 | 1396.7257
4377 | 397.578 | 1385.2815 | 397.578 | 1385.2815
4378 | 384.8948 | 1388.5756 | 384.8948 | 1388.5756
4379 | 375.425 | 1377.7727 | 375.425 | 1377.7727
4380 | 370.2148 | 2204.6822 | 370.2148 | 2204.6822
4381 | 369.8847 | 2222.5447 | 369.8847 | 2222.5447
4382 | 362.4126 | 2217.3641 | 362.4126 | 2217.3641
4383 | 349.6007 | 2179.0998 | 349.6007 | 2179.0998
4384 | 343.0569 | 2148.6188 | 343.0569 | 2148.6188
4385 | 342.0483 | 2212.5616 | 342.0483 | 2212.5616
4386 | 344.6804 | 2319.7285 | 344.6804 | 2319.7285
4387 | 348.1759 | 2302.2172 | 348.1759 | 2302.2172
4388 | 350.7449 | 2245.1185 | 350.7449 | 2245.1185
4389 | 350.5921 | 2175.3913 | 350.5921 | 2175.3913
4390 | 354.8064 | 2087.6708 | 354.8064 | 2087.6708
4391 | 372.6269 | 2008.8366 | 372.6269 | 2008.8366
4392 | 381.5688 | 1899.0824 | 381.5688 | 1899.0824
4393 | 379.9542 | 1770.2916 | 379.9542 | 1770.2916
4394 | 389.964 | 1698.7941 | 389.964 | 1698.7941
4395 | 414.8512 | 1648.1622 | 414.8512 | 1648.1622
4396 | 430.0412 | 1608.7677 | 430.0412 | 1608.7677
4397 | 433.8081 | 1580.7722 | 433.8081 | 1580.7722
4398 | 424.8547 | 1550.2706 | 424.8547 | 1550.2706
4399 | 414.8864 | 1528.1173 | 414.8864 | 1528.1173
4400 | 406.8881 | 1514.6399 | 406.8881 | 1514.6399
4401 | 394.7331 | 1505.2216 | 394.7331 | 1505.2216
4402 | 385.4797 | 1501.3116 | 385.4797 | 1501.3116
4403 | 380.6153 | 1491.8648 | 380.6153 | 1491.8648
4404 | 373.8029 | 1488.6537 | 373.8029 | 1488.6537
4405 | 366.2221 | 1500.1003 | 366.2221 | 1500.1003
4406 | 358.4653 | 1520.274 | 358.4653 | 1520.274
4407 | 348.706 | 1550.3428 | 348.706 | 1550.3428
4408 | 341.7375 | 1581.7403 | 341.7375 | 1581.7403
4409 | 342.0512 | 1613.0626 | 342.0512 | 1613.0626
4410 | 345.8075 | 1660.9405 | 345.8075 | 1660.9405
4411 | 353.7389 | 1666.0007 | 353.7389 | 1666.0007
4412 | 363.4596 | 1663.5918 | 363.4596 | 1663.5918
4413 | 371.0421 | 1665.9467 | 371.0421 | 1665.9467
4414 | 381.5555 | 1656.1057 | 381.5555 | 1656.1057
4415 | 403.3132 | 1650.0493 | 403.3132 | 1650.0493
4416 | 413.3048 | 1653.6167 | 413.3048 | 1653.6167
4417 | 414.0017 | 1639.191 | 414.0017 | 1639.191
4418 | 424.494 | 1613.3778 | 424.494 | 1613.3778
4419 | 443.7071 | 1621.4938 | 443.7071 | 1621.4938
4420 | 461.354 | 1645.5624 | 461.354 | 1645.5624
4421 | 465.5363 | 1604.7352 | 465.5363 | 1604.7352
4422 | 453.9844 | 1545.2847 | 453.9844 | 1545.2847
4423 | 435.3996 | 1512.58 | 435.3996 | 1512.58
4424 | 423.9712 | 1492.6481 | 423.9712 | 1492.6481
4425 | 413.736 | 1470.2434 | 413.736 | 1470.2434
4426 | 401.9147 | 1445.2306 | 401.9147 | 1445.2306
4427 | 391.4086 | 1409.6178 | 391.4086 | 1409.6178
4428 | 382.889 | 1376.0665 | 382.889 | 1376.0665
4429 | 372.2458 | 1350.9889 | 372.2458 | 1350.9889
4430 | 362.5372 | 1334.6771 | 362.5372 | 1334.6771
4431 | 352.3804 | 1333.8646 | 352.3804 | 1333.8646
4432 | 345.8766 | 1348.2948 | 345.8766 | 1348.2948
4433 | 344.311 | 1367.4423 | 344.311 | 1367.4423
4434 | 348.9369 | 1408.054 | 348.9369 | 1408.054
4435 | 356.8545 | 1409.829 | 356.8545 | 1409.829
4436 | 365.9834 | 1392.4625 | 365.9834 | 1392.4625
4437 | 373.6185 | 1351.3363 | 373.6185 | 1351.3363
4438 | 386.6274 | 1276.4475 | 386.6274 | 1276.4475
4439 | 407.5 | 1212.2229 | 407.5 | 1212.2229
4440 | 417.0437 | 1164.0381 | 417.0437 | 1164.0381
4441 | 413.2793 | 1121.9391 | 413.2793 | 1121.9391
4442 | 425.1531 | 1090.1737 | 425.1531 | 1090.1737
4443 | 445.5895 | 1074.7133 | 445.5895 | 1074.7133
4444 | 464.0916 | 1058.6633 | 464.0916 | 1058.6633
4445 | 466.6201 | 1052.5437 | 466.6201 | 1052.5437
4446 | 458.5923 | 1041.8695 | 458.5923 | 1041.8695
4447 | 442.8866 | 1030.9633 | 442.8866 | 1030.9633
4448 | 429.4187 | 1031.941 | 429.4187 | 1031.941
4449 | 415.7272 | 1041.4225 | 415.7272 | 1041.4225
4450 | 400.8519 | 1057.1853 | 400.8519 | 1057.1853
4451 | 394.2084 | 1058.7151 | 394.2084 | 1058.7151
4452 | 381.3651 | 1051.523 | 381.3651 | 1051.523
4453 | 370.3173 | 1041.6349 | 370.3173 | 1041.6349
4454 | 358.4236 | 1031.3911 | 358.4236 | 1031.3911
4455 | 349.7406 | 1031.5062 | 349.7406 | 1031.5062
4456 | 343.4394 | 1037.2788 | 343.4394 | 1037.2788
4457 | 344.2409 | 1057.9724 | 344.2409 | 1057.9724
4458 | 346.9751 | 1113.387 | 346.9751 | 1113.387
4459 | 354.2719 | 1136.8446 | 354.2719 | 1136.8446
4460 | 361.6936 | 1162.4955 | 361.6936 | 1162.4955
4461 | 368.8118 | 1183.0545 | 368.8118 | 1183.0545
4462 | 381.9413 | 1207.1868 | 381.9413 | 1207.1868
4463 | 404.787 | 1230.0792 | 404.787 | 1230.0792
4464 | 412.8472 | 1256.2955 | 412.8472 | 1256.2955
4465 | 409.7249 | 1276.3455 | 409.7249 | 1276.3455
4466 | 414.3807 | 1296.7189 | 414.3807 | 1296.7189
4467 | 435.8536 | 1326.3243 | 435.8536 | 1326.3243
4468 | 454.8406 | 1343.8998 | 454.8406 | 1343.8998
4469 | 463.5212 | 1363.2118 | 463.5212 | 1363.2118
4470 | 454.1862 | 1376.887 | 454.1862 | 1376.887
4471 | 438.1927 | 1384.6101 | 438.1927 | 1384.6101
4472 | 428.9444 | 1396.6803 | 428.9444 | 1396.6803
4473 | 421.9288 | 1409.447 | 421.9288 | 1409.447
4474 | 410.1907 | 1429.8865 | 410.1907 | 1429.8865
4475 | 396.632 | 1440.2285 | 396.632 | 1440.2285
4476 | 381.5733 | 1454.5258 | 381.5733 | 1454.5258
4477 | 365.8618 | 1480.4661 | 365.8618 | 1480.4661
4478 | 355.5676 | 1507.2103 | 355.5676 | 1507.2103
4479 | 347.1997 | 1536.1196 | 347.1997 | 1536.1196
4480 | 340.354 | 1567.9423 | 340.354 | 1567.9423
4481 | 341.516 | 1607.9994 | 341.516 | 1607.9994
4482 | 344.469 | 1674.1974 | 344.469 | 1674.1974
4483 | 354.7044 | 1698.0029 | 354.7044 | 1698.0029
4484 | 365.3054 | 1721.1801 | 365.3054 | 1721.1801
4485 | 374.7095 | 1732.3472 | 374.7095 | 1732.3472
4486 | 388.3277 | 1742.3337 | 388.3277 | 1742.3337
4487 | 410.7204 | 1759.158 | 410.7204 | 1759.158
4488 | 416.3745 | 1794.689 | 416.3745 | 1794.689
4489 | 414.0582 | 1852.9638 | 414.0582 | 1852.9638
4490 | 417.4705 | 1915.6588 | 417.4705 | 1915.6588
4491 | 439.0836 | 1982.2522 | 439.0836 | 1982.2522
4492 | 457.5921 | 1993.3345 | 457.5921 | 1993.3345
4493 | 463.2442 | 1954.9035 | 463.2442 | 1954.9035
4494 | 454.9826 | 1925.9092 | 454.9826 | 1925.9092
4495 | 440.2027 | 1912.3362 | 440.2027 | 1912.3362
4496 | 432.9526 | 1914.3574 | 432.9526 | 1914.3574
4497 | 426.6638 | 1929.2499 | 426.6638 | 1929.2499
4498 | 411.9825 | 1968.28 | 411.9825 | 1968.28
4499 | 396.9149 | 1990.9899 | 396.9149 | 1990.9899
4500 | 381.1975 | 2010.5436 | 381.1975 | 2010.5436
4501 | 366.5848 | 2037.5275 | 366.5848 | 2037.5275
4502 | 355.2106 | 2047.1498 | 355.2106 | 2047.1498
4503 | 347.7593 | 2029.7178 | 347.7593 | 2029.7178
4504 | 342.4499 | 2008.6674 | 342.4499 | 2008.6674
4505 | 342.4933 | 2021.3217 | 342.4933 | 2021.3217
4506 | 348.9196 | 2072.9487 | 348.9196 | 2072.9487
4507 | 362.4427 | 2079.5549 | 362.4427 | 2079.5549
4508 | 380.9032 | 2073.3583 | 380.9032 | 2073.3583
4509 | 387.2394 | 2064.6206 | 387.2394 | 2064.6206
4510 | 401.1592 | 2054.9729 | 401.1592 | 2054.9729
4511 | 429.4684 | 2035.389 | 429.4684 | 2035.389
4512 | 429.4938 | 2012.4813 | 429.4938 | 2012.4813
4513 | 419.8474 | 2007.2156 | 419.8474 | 2007.2156
4514 | 429.4464 | 1992.2243 | 429.4464 | 1992.2243
4515 | 451.2776 | 1972.8216 | 451.2776 | 1972.8216
4516 | 471.1985 | 1929.021 | 471.1985 | 1929.021
4517 | 473.2942 | 1869.835 | 473.2942 | 1869.835
4518 | 461.7229 | 1809.4183 | 461.7229 | 1809.4183
4519 | 445.8747 | 1748.5765 | 445.8747 | 1748.5765
4520 | 437.4143 | 1694.0142 | 437.4143 | 1694.0142
4521 | 426.5201 | 1650.1974 | 426.5201 | 1650.1974
4522 | 413.1163 | 1624.0638 | 413.1163 | 1624.0638
4523 | 397.1892 | 1597.9202 | 397.1892 | 1597.9202
4524 | 378.9795 | 1579.4037 | 378.9795 | 1579.4037
4525 | 362.2539 | 1570.3658 | 362.2539 | 1570.3658
4526 | 354.4418 | 1560.7018 | 354.4418 | 1560.7018
4527 | 346.9035 | 1550.1109 | 346.9035 | 1550.1109
4528 | 341.2414 | 1539.1094 | 341.2414 | 1539.1094
4529 | 343.4177 | 1538.9707 | 343.4177 | 1538.9707
4530 | 350.8602 | 1565.7071 | 350.8602 | 1565.7071
4531 | 366.7244 | 1553.1043 | 366.7244 | 1553.1043
4532 | 391.8676 | 1540.4917 | 391.8676 | 1540.4917
4533 | 406.4651 | 1516.2941 | 406.4651 | 1516.2941
4534 | 422.032 | 1485.389 | 422.032 | 1485.389
4535 | 449.2541 | 1456.0653 | 449.2541 | 1456.0653
4536 | 448.4476 | 1435.4379 | 448.4476 | 1435.4379
4537 | 435.5348 | 1419.8913 | 435.5348 | 1419.8913
4538 | 442.1523 | 1406.3301 | 442.1523 | 1406.3301
4539 | 461.6256 | 1403.2763 | 461.6256 | 1403.2763
4540 | 482.0413 | 1404.5028 | 482.0413 | 1404.5028
4541 | 486.7816 | 1416.4714 | 486.7816 | 1416.4714
4542 | 476.7419 | 1420.7547 | 476.7419 | 1420.7547
4543 | 455.0785 | 1416.3417 | 455.0785 | 1416.3417
4544 | 444.473 | 1416.3918 | 444.473 | 1416.3918
4545 | 434.4096 | 1418.3752 | 434.4096 | 1418.3752
4546 | 422.3832 | 1423.432 | 422.3832 | 1423.432
4547 | 398.5666 | 1416.111 | 398.5666 | 1416.111
4548 | 378.0095 | 1403.8557 | 378.0095 | 1403.8557
4549 | 362.9178 | 1393.697 | 362.9178 | 1393.697
4550 | 353.9517 | 1380.284 | 353.9517 | 1380.284
4551 | 346.3373 | 1369.925 | 346.3373 | 1369.925
4552 | 340.3862 | 1365.9964 | 340.3862 | 1365.9964
4553 | 343.2757 | 1378.1097 | 343.2757 | 1378.1097
4554 | 351.9492 | 1421.1177 | 351.9492 | 1421.1177
4555 | 369.9311 | 1432.5938 | 369.9311 | 1432.5938
4556 | 396.5915 | 1446.8816 | 396.5915 | 1446.8816
4557 | 407.3186 | 1460.1358 | 407.3186 | 1460.1358
4558 | 421.7923 | 1480.0553 | 421.7923 | 1480.0553
4559 | 450.4772 | 1500.7833 | 450.4772 | 1500.7833
4560 | 445.36 | 1524.3327 | 445.36 | 1524.3327
4561 | 432.1907 | 1546.7017 | 432.1907 | 1546.7017
4562 | 439.4667 | 1566.1089 | 439.4667 | 1566.1089
4563 | 459.407 | 1590.4192 | 459.407 | 1590.4192
4564 | 478.2777 | 1606.0236 | 478.2777 | 1606.0236
4565 | 482.5071 | 1627.0748 | 482.5071 | 1627.0748
4566 | 476.6097 | 1640.1317 | 476.6097 | 1640.1317
4567 | 453.5277 | 1645.5744 | 453.5277 | 1645.5744
4568 | 443.0032 | 1652.1177 | 443.0032 | 1652.1177
4569 | 434.4259 | 1658.1593 | 434.4259 | 1658.1593
4570 | 420.4501 | 1666.2308 | 420.4501 | 1666.2308
4571 | 399.0941 | 1666.6011 | 399.0941 | 1666.6011
4572 | 378.6896 | 1669.9605 | 378.6896 | 1669.9605
4573 | 363.1064 | 1682.7212 | 363.1064 | 1682.7212
4574 | 352.4771 | 1696.595 | 352.4771 | 1696.595
4575 | 346.1325 | 1710.9719 | 346.1325 | 1710.9719
4576 | 341.5419 | 1731.9339 | 341.5419 | 1731.9339
4577 | 345.4574 | 1795.4902 | 345.4574 | 1795.4902
4578 | 353.8139 | 1915.6435 | 353.8139 | 1915.6435
4579 | 372.4233 | 1977.2872 | 372.4233 | 1977.2872
4580 | 398.7952 | 2002.4743 | 398.7952 | 2002.4743
4581 | 413.7874 | 2010.9359 | 413.7874 | 2010.9359
4582 | 425.3415 | 2032.2854 | 425.3415 | 2032.2854
4583 | 455.3377 | 2024.4511 | 455.3377 | 2024.4511
4584 | 452.535 | 1999.2244 | 452.535 | 1999.2244
4585 | 438.6834 | 2005.631 | 438.6834 | 2005.631
4586 | 443.6293 | 1995.6642 | 443.6293 | 1995.6642
4587 | 463.3874 | 1959.7966 | 463.3874 | 1959.7966
4588 | 484.1856 | 1913.4837 | 484.1856 | 1913.4837
4589 | 488.1015 | 1870.3761 | 488.1015 | 1870.3761
4590 | 478.165 | 1833.6132 | 478.165 | 1833.6132
4591 | 458.0185 | 1800.1741 | 458.0185 | 1800.1741
4592 | 445.4705 | 1780.7833 | 445.4705 | 1780.7833
4593 | 432.4995 | 1781.955 | 432.4995 | 1781.955
4594 | 418.491 | 1818.0091 | 418.491 | 1818.0091
4595 | 397.4834 | 1840.835 | 397.4834 | 1840.835
4596 | 378.7432 | 1850.5716 | 378.7432 | 1850.5716
4597 | 363.0133 | 1884.8603 | 363.0133 | 1884.8603
4598 | 353.2381 | 1926.1755 | 353.2381 | 1926.1755
4599 | 346.4874 | 1962.6989 | 346.4874 | 1962.6989
4600 | 341.2259 | 1978.4431 | 341.2259 | 1978.4431
4601 | 343.2631 | 1990.4405 | 343.2631 | 1990.4405
4602 | 350.027 | 2030.7816 | 350.027 | 2030.7816
4603 | 366.6681 | 2028.8849 | 366.6681 | 2028.8849
4604 | 388.3692 | 2010.784 | 388.3692 | 2010.784
4605 | 404.0627 | 2001.0029 | 404.0627 | 2001.0029
4606 | 418.2124 | 2031.2032 | 418.2124 | 2031.2032
4607 | 443.8789 | 2079.8751 | 443.8789 | 2079.8751
4608 | 446.6401 | 2092.9504 | 446.6401 | 2092.9504
4609 | 437.2205 | 2090.6608 | 437.2205 | 2090.6608
4610 | 442.6077 | 2069.5242 | 442.6077 | 2069.5242
4611 | 461.8216 | 2053.8318 | 461.8216 | 2053.8318
4612 | 483.7832 | 2011.0748 | 483.7832 | 2011.0748
4613 | 490.4227 | 1960.585 | 490.4227 | 1960.585
4614 | 481.3501 | 1909.1351 | 481.3501 | 1909.1351
4615 | 462.1591 | 1861.6662 | 462.1591 | 1861.6662
4616 | 449.7023 | 1842.7004 | 449.7023 | 1842.7004
4617 | 437.167 | 1849.0899 | 437.167 | 1849.0899
4618 | 422.3043 | 1875.7521 | 422.3043 | 1875.7521
4619 | 403.673 | 1884.3162 | 403.673 | 1884.3162
4620 | 387.4961 | 1888.5645 | 387.4961 | 1888.5645
4621 | 370.9971 | 1897.3056 | 370.9971 | 1897.3056
4622 | 358.9723 | 1900.4347 | 358.9723 | 1900.4347
4623 | 350.7852 | 1905.6129 | 350.7852 | 1905.6129
4624 | 346.0098 | 1916.7965 | 346.0098 | 1916.7965
4625 | 348.0908 | 1938.7655 | 348.0908 | 1938.7655
4626 | 352.9883 | 1980.73 | 352.9883 | 1980.73
4627 | 365.2694 | 1976.9394 | 365.2694 | 1976.9394
4628 | 383.602 | 1964.9066 | 383.602 | 1964.9066
4629 | 395.1804 | 1937.9648 | 395.1804 | 1937.9648
4630 | 407.8593 | 1908.567 | 407.8593 | 1908.567
4631 | 432.9087 | 1882.6832 | 432.9087 | 1882.6832
4632 | 432.8024 | 1858.3067 | 432.8024 | 1858.3067
4633 | 426.0209 | 1833.832 | 426.0209 | 1833.832
4634 | 432.4416 | 1806.5501 | 432.4416 | 1806.5501
4635 | 450.9852 | 1786.4903 | 450.9852 | 1786.4903
4636 | 470.4192 | 1745.8976 | 470.4192 | 1745.8976
4637 | 476.6575 | 1694.9054 | 476.6575 | 1694.9054
4638 | 465.7746 | 1658.7996 | 465.7746 | 1658.7996
4639 | 448.0183 | 1630.0372 | 448.0183 | 1630.0372
4640 | 437.3334 | 1611.1101 | 437.3334 | 1611.1101
4641 | 426.9223 | 1593.4593 | 426.9223 | 1593.4593
4642 | 414.2699 | 1576.3698 | 414.2699 | 1576.3698
4643 | 395.4723 | 1544.1195 | 395.4723 | 1544.1195
4644 | 378.8813 | 1517.0614 | 378.8813 | 1517.0614
4645 | 363.3884 | 1508.5646 | 363.3884 | 1508.5646
4646 | 354.1265 | 1494.7651 | 354.1265 | 1494.7651
4647 | 347.403 | 1478.6858 | 347.403 | 1478.6858
4648 | 342.1271 | 1466.8727 | 342.1271 | 1466.8727
4649 | 342.3997 | 1467.9321 | 342.3997 | 1467.9321
4650 | 346.7642 | 1496.7556 | 346.7642 | 1496.7556
4651 | 360.2038 | 1489.9117 | 360.2038 | 1489.9117
4652 | 375.3751 | 1481.2414 | 375.3751 | 1481.2414
4653 | 385.3816 | 1461.7591 | 385.3816 | 1461.7591
4654 | 404.5336 | 1439.4729 | 404.5336 | 1439.4729
4655 | 429.0211 | 1415.5215 | 429.0211 | 1415.5215
4656 | 430.1167 | 1395.5512 | 430.1167 | 1395.5512
4657 | 422.4485 | 1375.8304 | 422.4485 | 1375.8304
4658 | 429.3116 | 1354.9257 | 429.3116 | 1354.9257
4659 | 446.8866 | 1344.683 | 446.8866 | 1344.683
4660 | 466.7449 | 1333.0005 | 466.7449 | 1333.0005
4661 | 475.9961 | 1328.852 | 475.9961 | 1328.852
4662 | 464.5549 | 1312.5735 | 464.5549 | 1312.5735
4663 | 443.5897 | 1285.8596 | 443.5897 | 1285.8596
4664 | 435.682 | 1258.7774 | 435.682 | 1258.7774
4665 | 425.6743 | 1231.0776 | 425.6743 | 1231.0776
4666 | 408.4633 | 1210.4709 | 408.4633 | 1210.4709
4667 | 388.4744 | 1187.2647 | 388.4744 | 1187.2647
4668 | 371.4082 | 1174.0046 | 371.4082 | 1174.0046
4669 | 355.1743 | 1165.8557 | 355.1743 | 1165.8557
4670 | 344.9817 | 1159.477 | 344.9817 | 1159.477
4671 | 338.6387 | 1161.4859 | 338.6387 | 1161.4859
4672 | 333.9238 | 1175.2204 | 333.9238 | 1175.2204
4673 | 334.5124 | 1207.0451 | 334.5124 | 1207.0451
4674 | 342.0277 | 1272.702 | 342.0277 | 1272.702
4675 | 357.4565 | 1307.0589 | 357.4565 | 1307.0589
4676 | 377.4681 | 1342.2563 | 377.4681 | 1342.2563
4677 | 384.8961 | 1362.4674 | 384.8961 | 1362.4674
4678 | 397.5337 | 1382.928 | 397.5337 | 1382.928
4679 | 423.9375 | 1409.8787 | 423.9375 | 1409.8787
4680 | 426.9381 | 1443.0906 | 426.9381 | 1443.0906
4681 | 414.743 | 1483.2772 | 414.743 | 1483.2772
4682 | 418.3672 | 1529.4301 | 418.3672 | 1529.4301
4683 | 438.3095 | 1586.3996 | 438.3095 | 1586.3996
4684 | 456.8426 | 1625.8123 | 456.8426 | 1625.8123
4685 | 467.2945 | 1660.623 | 467.2945 | 1660.623
4686 | 456.2161 | 1683.5355 | 456.2161 | 1683.5355
4687 | 436.0955 | 1698.177 | 436.0955 | 1698.177
4688 | 428.0749 | 1720.5667 | 428.0749 | 1720.5667
4689 | 418.4435 | 1748.175 | 418.4435 | 1748.175
4690 | 404.432 | 1792.2296 | 404.432 | 1792.2296
4691 | 385.7758 | 1829.4333 | 385.7758 | 1829.4333
4692 | 366.7983 | 1864.8334 | 366.7983 | 1864.8334
4693 | 349.801 | 1904.7264 | 349.801 | 1904.7264
4694 | 339.9559 | 1939.5098 | 339.9559 | 1939.5098
4695 | 331.5341 | 1970.8926 | 331.5341 | 1970.8926
4696 | 328.3317 | 2002.1742 | 328.3317 | 2002.1742
4697 | 330.5189 | 2043.4682 | 330.5189 | 2043.4682
4698 | 340.2112 | 2107.1539 | 340.2112 | 2107.1539
4699 | 362.4558 | 2132.6986 | 362.4558 | 2132.6986
4700 | 392.9134 | 2160.2046 | 392.9134 | 2160.2046
4701 | 406.602 | 2174.0772 | 406.602 | 2174.0772
4702 | 418.3966 | 2188.006 | 418.3966 | 2188.006
4703 | 446.8497 | 2189.4477 | 446.8497 | 2189.4477
4704 | 444.0407 | 2159.3897 | 444.0407 | 2159.3897
4705 | 427.8863 | 2120.5372 | 427.8863 | 2120.5372
4706 | 437.1191 | 2077.9885 | 437.1191 | 2077.9885
4707 | 450.4956 | 2045.754 | 450.4956 | 2045.754
4708 | 474.9731 | 1988.6578 | 474.9731 | 1988.6578
4709 | 485.8676 | 1943.3085 | 485.8676 | 1943.3085
4710 | 479.4285 | 1906.0045 | 479.4285 | 1906.0045
4711 | 453.5271 | 1863.9079 | 453.5271 | 1863.9079
4712 | 444.6448 | 1821.2497 | 444.6448 | 1821.2497
4713 | 437.4389 | 1774.341 | 437.4389 | 1774.341
4714 | 414.0482 | 1733.1339 | 414.0482 | 1733.1339
4715 | 392.6497 | 1689.7524 | 392.6497 | 1689.7524
4716 | 372.4047 | 1658.3655 | 372.4047 | 1658.3655
4717 | 355.2621 | 1645.9651 | 355.2621 | 1645.9651
4718 | 346.9598 | 1644.147 | 346.9598 | 1644.147
4719 | 341.9291 | 1656.0504 | 341.9291 | 1656.0504
4720 | 336.284 | 1684.0853 | 336.284 | 1684.0853
4721 | 339.7091 | 1745.5159 | 339.7091 | 1745.5159
4722 | 351.6498 | 1857.4367 | 351.6498 | 1857.4367
4723 | 372.2005 | 1945.9422 | 372.2005 | 1945.9422
4724 | 408.0343 | 2030.6114 | 408.0343 | 2030.6114
4725 | 416.6443 | 2096.4682 | 416.6443 | 2096.4682
4726 | 428.3194 | 2152.1002 | 428.3194 | 2152.1002
4727 | 456.8547 | 2196.4046 | 456.8547 | 2196.4046
4728 | 454.808 | 2234.9116 | 454.808 | 2234.9116
4729 | 438.2767 | 2269.3008 | 438.2767 | 2269.3008
4730 | 442.9239 | 2298.8342 | 442.9239 | 2298.8342
4731 | 459.1631 | 2330.5653 | 459.1631 | 2330.5653
4732 | 485.9998 | 2330.4778 | 485.9998 | 2330.4778
4733 | 498.2797 | 2292.6652 | 498.2797 | 2292.6652
4734 | 490.9595 | 2254.3563 | 490.9595 | 2254.3563
4735 | 466.9756 | 2215.8541 | 466.9756 | 2215.8541
4736 | 453.7047 | 2185.5253 | 453.7047 | 2185.5253
4737 | 442.7111 | 2160.8016 | 442.7111 | 2160.8016
4738 | 425.3691 | 2157.8965 | 425.3691 | 2157.8965
4739 | 403.8823 | 2161.3588 | 403.8823 | 2161.3588
4740 | 379.5021 | 2168.8151 | 379.5021 | 2168.8151
4741 | 362.5015 | 2185.2089 | 362.5015 | 2185.2089
4742 | 356.0922 | 2202.3679 | 356.0922 | 2202.3679
4743 | 350.0951 | 2221.0736 | 350.0951 | 2221.0736
4744 | 348.2693 | 2244.0068 | 348.2693 | 2244.0068
4745 | 351.0831 | 2278.3824 | 351.0831 | 2278.3824
4746 | 362.7103 | 2338.1258 | 362.7103 | 2338.1258
4747 | 383.8262 | 2360.3467 | 383.8262 | 2360.3467
4748 | 411.7846 | 2380.316 | 411.7846 | 2380.316
4749 | 424.083 | 2391.1352 | 424.083 | 2391.1352
4750 | 436.5447 | 2400.1554 | 436.5447 | 2400.1554
4751 | 458.5734 | 2403.6455 | 458.5734 | 2403.6455
4752 | 452.6948 | 2404.3529 | 452.6948 | 2404.3529
4753 | 439.6289 | 2398.9326 | 439.6289 | 2398.9326
4754 | 446.8507 | 2387.8836 | 446.8507 | 2387.8836
4755 | 461.1206 | 2380.0372 | 461.1206 | 2380.0372
4756 | 485.3045 | 2338.6715 | 485.3045 | 2338.6715
4757 | 495.7908 | 2289.6891 | 495.7908 | 2289.6891
4758 | 484.1649 | 2233.2148 | 484.1649 | 2233.2148
4759 | 460.6128 | 2179.1366 | 460.6128 | 2179.1366
4760 | 451.1488 | 2144.9815 | 451.1488 | 2144.9815
4761 | 444.0761 | 2138.5392 | 444.0761 | 2138.5392
4762 | 423.1046 | 2160.2155 | 423.1046 | 2160.2155
4763 | 401.0709 | 2170.2483 | 401.0709 | 2170.2483
4764 | 380.5238 | 2179.1733 | 380.5238 | 2179.1733
4765 | 366.0373 | 2196.0308 | 366.0373 | 2196.0308
4766 | 357.564 | 2212.4942 | 357.564 | 2212.4942
4767 | 351.5243 | 2228.649 | 351.5243 | 2228.649
4768 | 347.6166 | 2244.2387 | 347.6166 | 2244.2387
4769 | 350.1277 | 2267.0193 | 350.1277 | 2267.0193
4770 | 359.601 | 2314.5494 | 359.601 | 2314.5494
4771 | 377.3852 | 2327.301 | 377.3852 | 2327.301
4772 | 400.0204 | 2338.574 | 400.0204 | 2338.574
4773 | 413.4123 | 2340.6198 | 413.4123 | 2340.6198
4774 | 427.7289 | 2341.3689 | 427.7289 | 2341.3689
4775 | 454.0672 | 2333.9984 | 454.0672 | 2333.9984
4776 | 455.1144 | 2324.1929 | 455.1144 | 2324.1929
4777 | 443.2088 | 2321.4395 | 443.2088 | 2321.4395
4778 | 449.3084 | 2323.7248 | 449.3084 | 2323.7248
4779 | 464.4082 | 2334.1984 | 464.4082 | 2334.1984
4780 | 488.9654 | 2328.5839 | 488.9654 | 2328.5839
4781 | 501.3859 | 2307.4681 | 501.3859 | 2307.4681
4782 | 490.8144 | 2275.8456 | 490.8144 | 2275.8456
4783 | 472.4499 | 2243.5661 | 472.4499 | 2243.5661
4784 | 457.3138 | 2227.8083 | 457.3138 | 2227.8083
4785 | 447.5806 | 2231.0672 | 447.5806 | 2231.0672
4786 | 433.648 | 2256.5311 | 433.648 | 2256.5311
4787 | 408.07 | 2274.8736 | 408.07 | 2274.8736
4788 | 386.9615 | 2288.8231 | 386.9615 | 2288.8231
4789 | 372.0646 | 2309.2365 | 372.0646 | 2309.2365
4790 | 362.3105 | 2329.4875 | 362.3105 | 2329.4875
4791 | 355.8361 | 2353.5269 | 355.8361 | 2353.5269
4792 | 351.8911 | 2381.8324 | 351.8911 | 2381.8324
4793 | 354.5003 | 2420.9233 | 354.5003 | 2420.9233
4794 | 362.4278 | 2485.1888 | 362.4278 | 2485.1888
4795 | 376.3165 | 2512.6274 | 376.3165 | 2512.6274
4796 | 392.9703 | 2536.6549 | 392.9703 | 2536.6549
4797 | 404.0672 | 2548.2858 | 404.0672 | 2548.2858
4798 | 417.3359 | 2554.4846 | 417.3359 | 2554.4846
4799 | 444.6696 | 2556.9311 | 444.6696 | 2556.9311
4800 | 448.5499 | 2558.1796 | 448.5499 | 2558.1796
4801 | 438.1462 | 2559.0979 | 438.1462 | 2559.0979
4802 | 436.7836 | 2559.3347 | 436.7836 | 2559.3347
4803 | 449.731 | 2562.4262 | 449.731 | 2562.4262
4804 | 476.2892 | 2532.8488 | 476.2892 | 2532.8488
4805 | 487.1156 | 2492.7172 | 487.1156 | 2492.7172
4806 | 478.3743 | 2447.9924 | 478.3743 | 2447.9924
4807 | 460.3089 | 2380.1163 | 460.3089 | 2380.1163
4808 | 446.2665 | 2323.5442 | 446.2665 | 2323.5442
4809 | 437.5218 | 2290.3561 | 437.5218 | 2290.3561
4810 | 423.9566 | 2287.1032 | 423.9566 | 2287.1032
4811 | 403.9219 | 2285.1932 | 403.9219 | 2285.1932
4812 | 385.6143 | 2287.9341 | 385.6143 | 2287.9341
4813 | 369.3551 | 2306.9948 | 369.3551 | 2306.9948
4814 | 360.5656 | 2329.2943 | 360.5656 | 2329.2943
4815 | 354.5542 | 2352.7153 | 354.5542 | 2352.7153
4816 | 349.9702 | 2377.1944 | 349.9702 | 2377.1944
4817 | 351.097 | 2413.889 | 351.097 | 2413.889
4818 | 357.4053 | 2478.0772 | 357.4053 | 2478.0772
4819 | 369.9287 | 2507.4483 | 369.9287 | 2507.4483
4820 | 385.3732 | 2535.3795 | 385.3732 | 2535.3795
4821 | 396.1337 | 2557.8323 | 396.1337 | 2557.8323
4822 | 412.4209 | 2581.6555 | 412.4209 | 2581.6555
4823 | 436.9874 | 2589.3198 | 436.9874 | 2589.3198
4824 | 438.5955 | 2587.5922 | 438.5955 | 2587.5922
4825 | 424.9034 | 2574.8284 | 424.9034 | 2574.8284
4826 | 433.6629 | 2529.0718 | 433.6629 | 2529.0718
4827 | 448.4094 | 2489.3392 | 448.4094 | 2489.3392
4828 | 474.4633 | 2448.5146 | 474.4633 | 2448.5146
4829 | 484.2595 | 2373.9846 | 484.2595 | 2373.9846
4830 | 471.6395 | 2278.1646 | 471.6395 | 2278.1646
4831 | 453.4122 | 2225.4779 | 453.4122 | 2225.4779
4832 | 443.1098 | 2196.5019 | 443.1098 | 2196.5019
4833 | 434.4823 | 2208.2637 | 434.4823 | 2208.2637
4834 | 420.1706 | 2261.1305 | 420.1706 | 2261.1305
4835 | 400.1475 | 2308.4991 | 400.1475 | 2308.4991
4836 | 379.3093 | 2362.2966 | 379.3093 | 2362.2966
4837 | 363.1267 | 2383.9081 | 363.1267 | 2383.9081
4838 | 354.9793 | 2378.341 | 354.9793 | 2378.341
4839 | 348.0812 | 2375.1322 | 348.0812 | 2375.1322
4840 | 345.2637 | 2377.6196 | 345.2637 | 2377.6196
4841 | 347.958 | 2391.8972 | 347.958 | 2391.8972
4842 | 354.9141 | 2423.89 | 354.9141 | 2423.89
4843 | 374.3797 | 2410.8235 | 374.3797 | 2410.8235
4844 | 395.1523 | 2397.3992 | 395.1523 | 2397.3992
4845 | 403.6054 | 2391.9469 | 403.6054 | 2391.9469
4846 | 415.5682 | 2386.7052 | 415.5682 | 2386.7052
4847 | 443.7226 | 2372.4937 | 443.7226 | 2372.4937
4848 | 441.2422 | 2355.2288 | 441.2422 | 2355.2288
4849 | 424.081 | 2334.7351 | 424.081 | 2334.7351
4850 | 428.3115 | 2312.9801 | 428.3115 | 2312.9801
4851 | 444.8591 | 2292.7657 | 444.8591 | 2292.7657
4852 | 470.8603 | 2236.4811 | 470.8603 | 2236.4811
4853 | 480.8806 | 2167.2848 | 480.8806 | 2167.2848
4854 | 474.6863 | 2075.7163 | 474.6863 | 2075.7163
4855 | 455.4176 | 1993.3465 | 455.4176 | 1993.3465
4856 | 445.121 | 1934.6873 | 445.121 | 1934.6873
4857 | 434.7812 | 1895.3926 | 434.7812 | 1895.3926
4858 | 420.2012 | 1863.2295 | 420.2012 | 1863.2295
4859 | 399.4415 | 1815.0168 | 399.4415 | 1815.0168
4860 | 378.3245 | 1772.3441 | 378.3245 | 1772.3441
4861 | 363.4151 | 1754.4168 | 363.4151 | 1754.4168
4862 | 354.4079 | 1744.3276 | 354.4079 | 1744.3276
4863 | 345.8681 | 1738.3747 | 345.8681 | 1738.3747
4864 | 344.3033 | 1732.6296 | 344.3033 | 1732.6296
4865 | 346.8836 | 1737.3221 | 346.8836 | 1737.3221
4866 | 358.0813 | 1768.967 | 358.0813 | 1768.967
4867 | 382.0272 | 1764.9059 | 382.0272 | 1764.9059
4868 | 410.5728 | 1760.1393 | 410.5728 | 1760.1393
4869 | 423.9812 | 1751.7108 | 423.9812 | 1751.7108
4870 | 434.8487 | 1743.3386 | 434.8487 | 1743.3386
4871 | 459.0637 | 1725.0301 | 459.0637 | 1725.0301
4872 | 453.7627 | 1714.6836 | 453.7627 | 1714.6836
4873 | 438.3095 | 1709.6498 | 438.3095 | 1709.6498
4874 | 444.012 | 1706.0216 | 444.012 | 1706.0216
4875 | 456.9649 | 1705.48 | 456.9649 | 1705.48
4876 | 485.9421 | 1692.2902 | 485.9421 | 1692.2902
4877 | 496.8102 | 1682.3829 | 496.8102 | 1682.3829
4878 | 487.1923 | 1666.7228 | 487.1923 | 1666.7228
4879 | 468.4049 | 1647.7002 | 468.4049 | 1647.7002
4880 | 456.7899 | 1634.9184 | 456.7899 | 1634.9184
4881 | 447.7426 | 1626.1572 | 447.7426 | 1626.1572
4882 | 429.4768 | 1629.4748 | 429.4768 | 1629.4748
4883 | 401.1899 | 1627.0622 | 401.1899 | 1627.0622
4884 | 380.5904 | 1620.218 | 380.5904 | 1620.218
4885 | 364.7075 | 1624.0892 | 364.7075 | 1624.0892
4886 | 355.668 | 1632.5134 | 355.668 | 1632.5134
4887 | 347.7279 | 1645.6149 | 347.7279 | 1645.6149
4888 | 345.0459 | 1663.1757 | 345.0459 | 1663.1757
4889 | 347.0229 | 1701.4163 | 347.0229 | 1701.4163
4890 | 355.7502 | 1767.4983 | 355.7502 | 1767.4983
4891 | 379.9746 | 1782.8008 | 379.9746 | 1782.8008
4892 | 406.864 | 1787.0783 | 406.864 | 1787.0783
4893 | 419.7622 | 1794.5736 | 419.7622 | 1794.5736
4894 | 429.6244 | 1816.928 | 429.6244 | 1816.928
4895 | 454.8553 | 1841.7916 | 454.8553 | 1841.7916
4896 | 452.4319 | 1859.6595 | 452.4319 | 1859.6595
4897 | 434.4778 | 1873.3709 | 434.4778 | 1873.3709
4898 | 440.2972 | 1882.5359 | 440.2972 | 1882.5359
4899 | 453.3774 | 1885.3955 | 453.3774 | 1885.3955
4900 | 481.9558 | 1858.6781 | 481.9558 | 1858.6781
4901 | 496.0065 | 1835.6685 | 496.0065 | 1835.6685
4902 | 488.8873 | 1806.6355 | 488.8873 | 1806.6355
4903 | 467.7194 | 1771.9983 | 467.7194 | 1771.9983
4904 | 454.1122 | 1748.4719 | 454.1122 | 1748.4719
4905 | 439.6081 | 1739.9039 | 439.6081 | 1739.9039
4906 | 423.2796 | 1758.8361 | 423.2796 | 1758.8361
4907 | 398.1702 | 1768.3277 | 398.1702 | 1768.3277
4908 | 378.8485 | 1757.5412 | 378.8485 | 1757.5412
4909 | 361.7812 | 1765.3934 | 361.7812 | 1765.3934
4910 | 355.1304 | 1801.0271 | 355.1304 | 1801.0271
4911 | 348.8866 | 1841.4927 | 348.8866 | 1841.4927
4912 | 344.614 | 1847.7291 | 344.614 | 1847.7291
4913 | 348.6754 | 1854.1222 | 348.6754 | 1854.1222
4914 | 358.6757 | 1902.9663 | 358.6757 | 1902.9663
4915 | 379.5658 | 1918.3461 | 379.5658 | 1918.3461
4916 | 405.9163 | 1944.0743 | 405.9163 | 1944.0743
4917 | 419.3327 | 1974.9915 | 419.3327 | 1974.9915
4918 | 429.4942 | 2011.9556 | 429.4942 | 2011.9556
4919 | 454.4171 | 2025.5333 | 454.4171 | 2025.5333
4920 | 454.5194 | 2009.428 | 454.5194 | 2009.428
4921 | 437.0763 | 1995.1955 | 437.0763 | 1995.1955
4922 | 441.9562 | 1980.2042 | 441.9562 | 1980.2042
4923 | 455.9945 | 1980.3583 | 455.9945 | 1980.3583
4924 | 479.9847 | 1972.5794 | 479.9847 | 1972.5794
4925 | 491.3218 | 1964.45 | 491.3218 | 1964.45
4926 | 481.7982 | 1952.7323 | 481.7982 | 1952.7323
4927 | 459.7222 | 1940.1255 | 459.7222 | 1940.1255
4928 | 447.6482 | 1938.2431 | 447.6482 | 1938.2431
4929 | 436.7809 | 1949.3479 | 436.7809 | 1949.3479
4930 | 417.5895 | 1982.3099 | 417.5895 | 1982.3099
4931 | 398.1524 | 2015.0688 | 398.1524 | 2015.0688
4932 | 380.2747 | 2051.2034 | 380.2747 | 2051.2034
4933 | 365.2258 | 2088.2362 | 365.2258 | 2088.2362
4934 | 354.872 | 2125.4546 | 354.872 | 2125.4546
4935 | 348.0642 | 2165.8042 | 348.0642 | 2165.8042
4936 | 344.4584 | 2206.9029 | 344.4584 | 2206.9029
4937 | 346.8374 | 2254.9219 | 346.8374 | 2254.9219
4938 | 353.7615 | 2326.4149 | 353.7615 | 2326.4149
4939 | 371.1867 | 2357.332 | 371.1867 | 2357.332
4940 | 393.3097 | 2384.2969 | 393.3097 | 2384.2969
4941 | 407.845 | 2404.0056 | 407.845 | 2404.0056
4942 | 420.0755 | 2427.8288 | 420.0755 | 2427.8288
4943 | 443.6853 | 2443.3777 | 443.6853 | 2443.3777
4944 | 442.7709 | 2446.3654 | 442.7709 | 2446.3654
4945 | 430.4787 | 2440.4426 | 430.4787 | 2440.4426
4946 | 433.2408 | 2431.9832 | 433.2408 | 2431.9832
4947 | 447.41 | 2425.9147 | 447.41 | 2425.9147
4948 | 470.6796 | 2377.9012 | 470.6796 | 2377.9012
4949 | 480.7179 | 2326.8704 | 480.7179 | 2326.8704
4950 | 478.122 | 2285.7014 | 478.122 | 2285.7014
4951 | 454.5654 | 2249.2863 | 454.5654 | 2249.2863
4952 | 441.0586 | 2226.5715 | 441.0586 | 2226.5715
4953 | 429.3301 | 2230.9126 | 429.3301 | 2230.9126
4954 | 414.7045 | 2308.2834 | 414.7045 | 2308.2834
4955 | 394.8705 | 2368.4451 | 394.8705 | 2368.4451
4956 | 374.4091 | 2373.9689 | 374.4091 | 2373.9689
4957 | 357.9672 | 2370.7285 | 357.9672 | 2370.7285
4958 | 348.0661 | 2373.0073 | 348.0661 | 2373.0073
4959 | 341.7119 | 2384.4855 | 341.7119 | 2384.4855
4960 | 337.8036 | 2409.4671 | 337.8036 | 2409.4671
4961 | 341.2457 | 2447.3985 | 341.2457 | 2447.3985
4962 | 347.2659 | 2502.0402 | 347.2659 | 2502.0402
4963 | 363.7784 | 2509.6127 | 363.7784 | 2509.6127
4964 | 377.4244 | 2517.1367 | 377.4244 | 2517.1367
4965 | 390.8851 | 2525.9075 | 390.8851 | 2525.9075
4966 | 404.8638 | 2532.5314 | 404.8638 | 2532.5314
4967 | 426.7085 | 2528.7167 | 426.7085 | 2528.7167
4968 | 428.7758 | 2520.2254 | 428.7758 | 2520.2254
4969 | 419.011 | 2503.0942 | 419.011 | 2503.0942
4970 | 426.3605 | 2477.3196 | 426.3605 | 2477.3196
4971 | 437.4765 | 2448.7568 | 437.4765 | 2448.7568
4972 | 460.1056 | 2371.9878 | 460.1056 | 2371.9878
4973 | 473.1797 | 2293.7087 | 473.1797 | 2293.7087
4974 | 465.0415 | 2218.4891 | 465.0415 | 2218.4891
4975 | 449.1263 | 2161.7442 | 449.1263 | 2161.7442
4976 | 437.8518 | 2133.2319 | 437.8518 | 2133.2319
4977 | 428.373 | 2132.6258 | 428.373 | 2132.6258
4978 | 415.0202 | 2202.6145 | 415.0202 | 2202.6145
4979 | 393.8978 | 2266.6799 | 393.8978 | 2266.6799
4980 | 373.284 | 2290.2531 | 373.284 | 2290.2531
4981 | 360.3262 | 2303.6709 | 360.3262 | 2303.6709
4982 | 351.7179 | 2313.6797 | 351.7179 | 2313.6797
4983 | 343.6701 | 2336.5209 | 343.6701 | 2336.5209
4984 | 341.773 | 2371.938 | 341.773 | 2371.938
4985 | 342.489 | 2418.4111 | 342.489 | 2418.4111
4986 | 348.1377 | 2472.473 | 348.1377 | 2472.473
4987 | 364.8611 | 2466.2088 | 364.8611 | 2466.2088
4988 | 377.2389 | 2449.1128 | 377.2389 | 2449.1128
4989 | 389.3837 | 2421.8233 | 389.3837 | 2421.8233
4990 | 406.6803 | 2406.7646 | 406.6803 | 2406.7646
4991 | 430.355 | 2400.94 | 430.355 | 2400.94
4992 | 429.2805 | 2389.9751 | 429.2805 | 2389.9751
4993 | 423.5355 | 2366.544 | 423.5355 | 2366.544
4994 | 426.8329 | 2341.8129 | 426.8329 | 2341.8129
4995 | 438.6328 | 2341.3486 | 438.6328 | 2341.3486
4996 | 462.0209 | 2347.7543 | 462.0209 | 2347.7543
4997 | 479.3781 | 2317.1306 | 479.3781 | 2317.1306
4998 | 470.4338 | 2218.5664 | 470.4338 | 2218.5664
4999 | 447.7128 | 2153.6277 | 447.7128 | 2153.6277
5000 | 435.412 | 2108.5733 | 435.412 | 2108.5733
5001 | 430.3811 | 2070.9792 | 430.3811 | 2070.9792
5002 | 417.0357 | 2039.8983 | 417.0357 | 2039.8983
5003 | 397.1111 | 1995.0868 | 397.1111 | 1995.0868
5004 | 376.4147 | 1948.4718 | 376.4147 | 1948.4718
5005 | 360.267 | 1909.9054 | 360.267 | 1909.9054
5006 | 350.0418 | 1873.9595 | 350.0418 | 1873.9595
5007 | 344.8065 | 1843.116 | 344.8065 | 1843.116
5008 | 341.5817 | 1823.6115 | 341.5817 | 1823.6115
5009 | 343.7068 | 1821.8108 | 343.7068 | 1821.8108
5010 | 351.0335 | 1845.9963 | 351.0335 | 1845.9963
5011 | 365.8663 | 1837.4132 | 365.8663 | 1837.4132
5012 | 383.3813 | 1830.8686 | 383.3813 | 1830.8686
5013 | 395.4383 | 1814.0532 | 395.4383 | 1814.0532
5014 | 407.8308 | 1794.5497 | 407.8308 | 1794.5497
5015 | 429.2817 | 1774.2702 | 429.2817 | 1774.2702
5016 | 427.9435 | 1754.6863 | 427.9435 | 1754.6863
5017 | 417.0154 | 1739.1397 | 417.0154 | 1739.1397
5018 | 418.8095 | 1722.1 | 418.8095 | 1722.1
5019 | 429.7753 | 1708.4561 | 429.7753 | 1708.4561
5020 | 456.2857 | 1685.4878 | 456.2857 | 1685.4878
5021 | 474.8715 | 1674.1504 | 474.8715 | 1674.1504
5022 | 467.4482 | 1659.1861 | 467.4482 | 1659.1861
5023 | 445.1175 | 1641.2456 | 445.1175 | 1641.2456
5024 | 436.2295 | 1625.7971 | 436.2295 | 1625.7971
5025 | 427.9521 | 1612.0113 | 427.9521 | 1612.0113
5026 | 413.6799 | 1604.0431 | 413.6799 | 1604.0431
5027 | 395.2875 | 1578.402 | 395.2875 | 1578.402
5028 | 373.9723 | 1549.0249 | 373.9723 | 1549.0249
5029 | 359.0115 | 1537.3202 | 359.0115 | 1537.3202
5030 | 351.9285 | 1551.3099 | 351.9285 | 1551.3099
5031 | 343.5559 | 1595.2927 | 343.5559 | 1595.2927
5032 | 339.6367 | 1647.4065 | 339.6367 | 1647.4065
5033 | 344.3062 | 1708.3733 | 344.3062 | 1708.3733
5034 | 353.3987 | 1792.4662 | 353.3987 | 1792.4662
5035 | 373.8844 | 1840.2346 | 373.8844 | 1840.2346
5036 | 398.3725 | 1893.1337 | 398.3725 | 1893.1337
5037 | 410.5787 | 1945.3083 | 410.5787 | 1945.3083
5038 | 421.5052 | 1999.0465 | 421.5052 | 1999.0465
5039 | 448.0302 | 2041.3025 | 448.0302 | 2041.3025
5040 | 445.0964 | 2078.9978 | 445.0964 | 2078.9978
5041 | 429.8481 | 2119.0298 | 429.8481 | 2119.0298
5042 | 430.6934 | 2164.1392 | 430.6934 | 2164.1392
5043 | 446.8051 | 2212.799 | 446.8051 | 2212.799
5044 | 471.8529 | 2239.5731 | 471.8529 | 2239.5731
5045 | 490.7109 | 2260.006 | 490.7109 | 2260.006
5046 | 486.7353 | 2263.4777 | 486.7353 | 2263.4777
5047 | 459.2591 | 2252.301 | 459.2591 | 2252.301
5048 | 448.7155 | 2239.983 | 448.7155 | 2239.983
5049 | 436.9953 | 2230.9512 | 436.9953 | 2230.9512
5050 | 422.0387 | 2235.0804 | 422.0387 | 2235.0804
5051 | 396.8886 | 2236.9967 | 396.8886 | 2236.9967
5052 | 377.1309 | 2239.6604 | 377.1309 | 2239.6604
5053 | 358.7998 | 2252.4211 | 358.7998 | 2252.4211
5054 | 351.1621 | 2270.4304 | 351.1621 | 2270.4304
5055 | 345.5407 | 2294.4698 | 345.5407 | 2294.4698
5056 | 342.2 | 2320.6496 | 342.2 | 2320.6496
5057 | 345.2764 | 2352.8608 | 345.2764 | 2352.8608
5058 | 356.422 | 2408.3914 | 356.422 | 2408.3914
5059 | 375.7058 | 2425.5877 | 375.7058 | 2425.5877
5060 | 403.3056 | 2442.5423 | 403.3056 | 2442.5423
5061 | 414.8021 | 2448.5303 | 414.8021 | 2448.5303
5062 | 425.7793 | 2455.8113 | 425.7793 | 2455.8113
5063 | 450.8429 | 2463.0891 | 450.8429 | 2463.0891
5064 | 445.7913 | 2475.1982 | 445.7913 | 2475.1982
5065 | 429.4933 | 2489.3348 | 429.4933 | 2489.3348
5066 | 432.0796 | 2503.9494 | 432.0796 | 2503.9494
5067 | 443.7687 | 2518.1334 | 443.7687 | 2518.1334
5068 | 468.3744 | 2492.9234 | 468.3744 | 2492.9234
5069 | 488.5283 | 2452.1348 | 488.5283 | 2452.1348
5070 | 478.622 | 2399.5254 | 478.622 | 2399.5254
5071 | 456.7564 | 2338.5289 | 456.7564 | 2338.5289
5072 | 445.8573 | 2296.296 | 445.8573 | 2296.296
5073 | 433.4339 | 2278.8385 | 433.4339 | 2278.8385
5074 | 416.9215 | 2323.3182 | 416.9215 | 2323.3182
5075 | 393.5303 | 2403.1141 | 393.5303 | 2403.1141
5076 | 371.371 | 2439.3646 | 371.371 | 2439.3646
5077 | 356.668 | 2462.4061 | 356.668 | 2462.4061
5078 | 346.8568 | 2484.9762 | 346.8568 | 2484.9762
5079 | 342.0193 | 2510.407 | 342.0193 | 2510.407
5080 | 337.5821 | 2536.2389 | 337.5821 | 2536.2389
5081 | 340.9872 | 2569.8028 | 340.9872 | 2569.8028
5082 | 350.553 | 2620.3862 | 350.553 | 2620.3862
5083 | 371.2806 | 2617.33 | 371.2806 | 2617.33
5084 | 397.1528 | 2620.7572 | 397.1528 | 2620.7572
5085 | 410.2978 | 2624.5035 | 410.2978 | 2624.5035
5086 | 422.4362 | 2625.6004 | 422.4362 | 2625.6004
5087 | 448.8541 | 2611.041 | 448.8541 | 2611.041
5088 | 445.8176 | 2588.9836 | 445.8176 | 2588.9836
5089 | 432.046 | 2564.0064 | 432.046 | 2564.0064
5090 | 435.2533 | 2543.7588 | 435.2533 | 2543.7588
5091 | 447.645 | 2535.2553 | 447.645 | 2535.2553
5092 | 468.7685 | 2494.9332 | 468.7685 | 2494.9332
5093 | 483.8088 | 2417.1179 | 483.8088 | 2417.1179
5094 | 478.7311 | 2368.9533 | 478.7311 | 2368.9533
5095 | 458.1731 | 2318.3923 | 458.1731 | 2318.3923
5096 | 447.0172 | 2279.3673 | 447.0172 | 2279.3673
5097 | 432.9953 | 2254.3731 | 432.9953 | 2254.3731
5098 | 418.9649 | 2257.3814 | 418.9649 | 2257.3814
5099 | 396.4964 | 2261.6167 | 396.4964 | 2261.6167
5100 | 377.6672 | 2255.3909 | 377.6672 | 2255.3909
5101 | 360.6866 | 2248.5561 | 360.6866 | 2248.5561
5102 | 353.2774 | 2229.2683 | 353.2774 | 2229.2683
5103 | 345.4001 | 2179.2157 | 345.4001 | 2179.2157
5104 | 340.8346 | 2132.3085 | 340.8346 | 2132.3085
5105 | 343.3107 | 2113.038 | 343.3107 | 2113.038
5106 | 352.73 | 2120.2949 | 352.73 | 2120.2949
5107 | 367.824 | 2093.1211 | 367.824 | 2093.1211
5108 | 387.5399 | 2071.3485 | 387.5399 | 2071.3485
5109 | 404.2841 | 2043.4791 | 404.2841 | 2043.4791
5110 | 415.3854 | 2015.2408 | 415.3854 | 2015.2408
5111 | 439.1167 | 1985.492 | 439.1167 | 1985.492
5112 | 441.9686 | 1958.8352 | 441.9686 | 1958.8352
5113 | 428.7883 | 1935.6359 | 428.7883 | 1935.6359
5114 | 432.9435 | 1912.992 | 432.9435 | 1912.992
5115 | 441.6802 | 1900.3916 | 441.6802 | 1900.3916
5116 | 463.3146 | 1878.6988 | 463.3146 | 1878.6988
5117 | 480.6991 | 1864.9265 | 480.6991 | 1864.9265
5118 | 476.5388 | 1845.7106 | 476.5388 | 1845.7106
5119 | 459.2504 | 1820.6199 | 459.2504 | 1820.6199
5120 | 447.6304 | 1800.1082 | 447.6304 | 1800.1082
5121 | 437.7189 | 1779.2882 | 437.7189 | 1779.2882
5122 | 423.2116 | 1762.4692 | 423.2116 | 1762.4692
5123 | 400.8463 | 1750.2396 | 400.8463 | 1750.2396
5124 | 380.0655 | 1582.1242 | 380.0655 | 1582.1242
5125 | 363.9892 | 1583.5534 | 363.9892 | 1583.5534
5126 | 356.1075 | 1578.3819 | 356.1075 | 1578.3819
5127 | 348.9042 | 1571.2234 | 348.9042 | 1571.2234
5128 | 344.5975 | 1566.6583 | 344.5975 | 1566.6583
5129 | 346.3675 | 1579.6189 | 346.3675 | 1579.6189
5130 | 353.6827 | 1616.0459 | 353.6827 | 1616.0459
5131 | 364.7226 | 1613.7323 | 364.7226 | 1613.7323
5132 | 380.4054 | 1620.5627 | 380.4054 | 1620.5627
5133 | 393.6936 | 1626.3025 | 393.6936 | 1626.3025
5134 | 409.1394 | 1650.0823 | 409.1394 | 1650.0823
5135 | 433.7067 | 1670.5994 | 433.7067 | 1670.5994
5136 | 437.2323 | 1688.5752 | 437.2323 | 1688.5752
5137 | 427.634 | 1705.1874 | 427.634 | 1705.1874
5138 | 426.7524 | 1726.0145 | 426.7524 | 1726.0145
5139 | 438.8005 | 1756.653 | 438.8005 | 1756.653
5140 | 460.558 | 1775.2016 | 460.558 | 1775.2016
5141 | 477.9109 | 1794.3567 | 477.9109 | 1794.3567
5142 | 471.7261 | 1802.7662 | 471.7261 | 1802.7662
5143 | 455.1089 | 1802.6617 | 455.1089 | 1802.6617
5144 | 444.8573 | 1804.1137 | 444.8573 | 1804.1137
5145 | 434.4499 | 1802.531 | 434.4499 | 1802.531
5146 | 423.1508 | 1833.3334 | 423.1508 | 1833.3334
5147 | 404.3899 | 1908.7656 | 404.3899 | 1908.7656
5148 | 385.1607 | 1948.8303 | 385.1607 | 1948.8303
5149 | 369.045 | 1964.2036 | 369.045 | 1964.2036
5150 | 359.6298 | 1992.1276 | 359.6298 | 1992.1276
5151 | 352.3298 | 2036.5518 | 352.3298 | 2036.5518
5152 | 350.164 | 2080.2844 | 350.164 | 2080.2844
5153 | 349.5991 | 2128.8568 | 349.5991 | 2128.8568
5154 | 355.5529 | 2195.828 | 355.5529 | 2195.828
5155 | 368.475 | 2223.6743 | 368.475 | 2223.6743
5156 | 384.7845 | 2246.4758 | 384.7845 | 2246.4758
5157 | 397.0799 | 2258.5761 | 397.0799 | 2258.5761
5158 | 410.2219 | 2264.2879 | 410.2219 | 2264.2879
5159 | 434.8221 | 2258.769 | 434.8221 | 2258.769
5160 | 434.7988 | 2257.2091 | 434.7988 | 2257.2091
5161 | 429.2106 | 2249.9519 | 429.2106 | 2249.9519
5162 | 429.1245 | 2240.4096 | 429.1245 | 2240.4096
5163 | 436.0438 | 2227.9226 | 436.0438 | 2227.9226
5164 | 458.7733 | 2185.802 | 458.7733 | 2185.802
5165 | 481.3281 | 2129.1555 | 481.3281 | 2129.1555
5166 | 473.3904 | 2075.2533 | 473.3904 | 2075.2533
5167 | 457.1489 | 2020.6304 | 457.1489 | 2020.6304
5168 | 443.2356 | 1969.0318 | 443.2356 | 1969.0318
5169 | 435.051 | 1913.2103 | 435.051 | 1913.2103
5170 | 421.5474 | 1869.3645 | 421.5474 | 1869.3645
5171 | 400.8273 | 1840.4429 | 400.8273 | 1840.4429
5172 | 382.9894 | 1821.1664 | 382.9894 | 1821.1664
5173 | 368.1927 | 1813.8586 | 368.1927 | 1813.8586
5174 | 358.0424 | 1815.8514 | 358.0424 | 1815.8514
5175 | 351.3646 | 1828.1238 | 351.3646 | 1828.1238
5176 | 348.7485 | 1851.5169 | 348.7485 | 1851.5169
5177 | 350.1845 | 1899.2854 | 350.1845 | 1899.2854
5178 | 357.8459 | 1971.4988 | 357.8459 | 1971.4988
5179 | 371.9758 | 2007.9072 | 371.9758 | 2007.9072
5180 | 390.8894 | 2039.8651 | 390.8894 | 2039.8651
5181 | 407.1989 | 2062.2749 | 407.1989 | 2062.2749
5182 | 421.2878 | 2084.517 | 421.2878 | 2084.517
5183 | 443.9407 | 2103.2518 | 443.9407 | 2103.2518
5184 | 443.1537 | 2128.4967 | 443.1537 | 2128.4967
5185 | 427.223 | 2154.2302 | 427.223 | 2154.2302
5186 | 428.161 | 2179.0764 | 428.161 | 2179.0764
5187 | 437.9209 | 2188.6414 | 437.9209 | 2188.6414
5188 | 460.4929 | 2145.8219 | 460.4929 | 2145.8219
5189 | 484.9052 | 2104.5873 | 484.9052 | 2104.5873
5190 | 479.2938 | 2057.7445 | 479.2938 | 2057.7445
5191 | 460.9179 | 2001.1645 | 460.9179 | 2001.1645
5192 | 450.4158 | 1960.9939 | 450.4158 | 1960.9939
5193 | 439.7455 | 1941.6577 | 439.7455 | 1941.6577
5194 | 424.8449 | 1964.2125 | 424.8449 | 1964.2125
5195 | 400.3363 | 2016.5443 | 400.3363 | 2016.5443
5196 | 379.4047 | 2018.1665 | 379.4047 | 2018.1665
5197 | 365.0586 | 2029.5208 | 365.0586 | 2029.5208
5198 | 355.8934 | 2052.4822 | 355.8934 | 2052.4822
5199 | 350.3274 | 2073.2469 | 350.3274 | 2073.2469
5200 | 346.8538 | 2095.1372 | 346.8538 | 2095.1372
5201 | 351.2893 | 2131.1983 | 351.2893 | 2131.1983
5202 | 362.8328 | 2189.7821 | 362.8328 | 2189.7821
5203 | 382.6698 | 2211.3377 | 382.6698 | 2211.3377
5204 | 408.0022 | 2229.0719 | 408.0022 | 2229.0719
5205 | 422.9909 | 2237.6774 | 422.9909 | 2237.6774
5206 | 435.0485 | 2244.6124 | 435.0485 | 2244.6124
5207 | 461.7657 | 2247.8303 | 461.7657 | 2247.8303
5208 | 456.5022 | 2256.58 | 456.5022 | 2256.58
5209 | 439.2957 | 2263.6514 | 439.2957 | 2263.6514
5210 | 440.1042 | 2269.5909 | 440.1042 | 2269.5909
5211 | 451.9092 | 2255.2866 | 451.9092 | 2255.2866
5212 | 474.0751 | 2185.802 | 474.0751 | 2185.802
5213 | 497.9939 | 2111.3322 | 497.9939 | 2111.3322
5214 | 494.0322 | 2059.8414 | 494.0322 | 2059.8414
5215 | 471.2313 | 2010.3558 | 471.2313 | 2010.3558
5216 | 457.4034 | 1972.247 | 457.4034 | 1972.247
5217 | 444.2213 | 1948.6822 | 444.2213 | 1948.6822
5218 | 427.6089 | 1969.9789 | 427.6089 | 1969.9789
5219 | 403.9998 | 2031.8164 | 403.9998 | 2031.8164
5220 | 383.7031 | 2060.4882 | 383.7031 | 2060.4882
5221 | 365.9628 | 2075.512 | 365.9628 | 2075.512
5222 | 357.4021 | 2086.032 | 357.4021 | 2086.032
5223 | 352.5538 | 2094.6698 | 352.5538 | 2094.6698
5224 | 349.0544 | 2099.0863 | 349.0544 | 2099.0863
5225 | 351.1778 | 2116.7299 | 351.1778 | 2116.7299
5226 | 361.6265 | 2155.3236 | 361.6265 | 2155.3236
5227 | 382.6124 | 2156.8193 | 382.6124 | 2156.8193
5228 | 406.8862 | 2155.8215 | 406.8862 | 2155.8215
5229 | 422.3577 | 2149.1898 | 422.3577 | 2149.1898
5230 | 432.7296 | 2151.6515 | 432.7296 | 2151.6515
5231 | 463.2024 | 2157.0363 | 463.2024 | 2157.0363
5232 | 458.026 | 2161.8718 | 458.026 | 2161.8718
5233 | 442.3159 | 2158.8783 | 442.3159 | 2158.8783
5234 | 442.6895 | 2152.3064 | 442.6895 | 2152.3064
5235 | 451.8184 | 2129.2653 | 451.8184 | 2129.2653
5236 | 473.6907 | 2074.5286 | 473.6907 | 2074.5286
5237 | 495.8891 | 2034.622 | 495.8891 | 2034.622
5238 | 490.4568 | 1985.7174 | 490.4568 | 1985.7174
5239 | 468.5749 | 1932.8767 | 468.5749 | 1932.8767
5240 | 455.584 | 1890.085 | 455.584 | 1890.085
5241 | 443.7929 | 1868.8966 | 443.7929 | 1868.8966
5242 | 429.016 | 1911.9657 | 429.016 | 1911.9657
5243 | 405.001 | 1994.5622 | 405.001 | 1994.5622
5244 | 382.5163 | 2032.1805 | 382.5163 | 2032.1805
5245 | 369.1604 | 2049.6856 | 369.1604 | 2049.6856
5246 | 358.5849 | 2059.1922 | 358.5849 | 2059.1922
5247 | 354.1541 | 2070.1715 | 354.1541 | 2070.1715
5248 | 349.8975 | 2088.4971 | 349.8975 | 2088.4971
5249 | 352.8536 | 2120.015 | 352.8536 | 2120.015
5250 | 365.7079 | 2167.9048 | 365.7079 | 2167.9048
5251 | 382.4216 | 2174.7126 | 382.4216 | 2174.7126
5252 | 407.9024 | 2185.8416 | 407.9024 | 2185.8416
5253 | 423.3379 | 2195.0761 | 423.3379 | 2195.0761
5254 | 435.6233 | 2200.788 | 435.6233 | 2200.788
5255 | 460.088 | 2203.3769 | 460.088 | 2203.3769
5256 | 456.6079 | 2208.9463 | 456.6079 | 2208.9463
5257 | 441.3492 | 2208.7836 | 441.3492 | 2208.7836
5258 | 443.1407 | 2202.701 | 443.1407 | 2202.701
5259 | 451.9546 | 2166.4147 | 451.9546 | 2166.4147
5260 | 474.099 | 2091.0588 | 474.099 | 2091.0588
5261 | 494.802 | 2021.5516 | 494.802 | 2021.5516
5262 | 495.4622 | 1965.7972 | 495.4622 | 1965.7972
5263 | 469.7522 | 1908.7628 | 469.7522 | 1908.7628
5264 | 452.0824 | 1858.038 | 452.0824 | 1858.038
5265 | 441.024 | 1816.3003 | 441.024 | 1816.3003
5266 | 426.4217 | 1802.6843 | 426.4217 | 1802.6843
5267 | 403.5158 | 1814.2321 | 403.5158 | 1814.2321
5268 | 383.0427 | 1810.9617 | 383.0427 | 1810.9617
5269 | 368.1518 | 1796.7692 | 368.1518 | 1796.7692
5270 | 358.173 | 1784.6082 | 358.173 | 1784.6082
5271 | 353.5397 | 1778.0088 | 353.5397 | 1778.0088
5272 | 350.6349 | 1773.8981 | 350.6349 | 1773.8981
5273 | 352.3343 | 1790.7728 | 352.3343 | 1790.7728
5274 | 360.2537 | 1833.8748 | 360.2537 | 1833.8748
5275 | 375.5742 | 1844.0026 | 375.5742 | 1844.0026
5276 | 394.7482 | 1851.6369 | 394.7482 | 1851.6369
5277 | 411.4446 | 1848.2553 | 411.4446 | 1848.2553
5278 | 427.9512 | 1841.7704 | 427.9512 | 1841.7704
5279 | 450.8557 | 1830.9044 | 450.8557 | 1830.9044
5280 | 450.9229 | 1824.1723 | 450.9229 | 1824.1723
5281 | 435.5338 | 1814.5736 | 435.5338 | 1814.5736
5282 | 438.1168 | 1803.7382 | 438.1168 | 1803.7382
5283 | 443.2523 | 1773.9172 | 443.2523 | 1773.9172
5284 | 468.6716 | 1713.1345 | 468.6716 | 1713.1345
5285 | 491.5638 | 1670.4671 | 491.5638 | 1670.4671
5286 | 485.2896 | 1620.3742 | 485.2896 | 1620.3742
5287 | 464.7906 | 1573.5796 | 464.7906 | 1573.5796
5288 | 452.3821 | 1549.3101 | 452.3821 | 1549.3101
5289 | 443.1163 | 1532.9445 | 443.1163 | 1532.9445
5290 | 428.7024 | 1542.6036 | 428.7024 | 1542.6036
5291 | 406.7217 | 1585.3947 | 406.7217 | 1585.3947
5292 | 385.4592 | 1609.8377 | 385.4592 | 1609.8377
5293 | 370.1984 | 1619.864 | 370.1984 | 1619.864
5294 | 359.9086 | 1625.8758 | 359.9086 | 1625.8758
5295 | 352.8403 | 1633.9894 | 352.8403 | 1633.9894
5296 | 349.6279 | 1643.4733 | 349.6279 | 1643.4733
5297 | 349.8362 | 1668.9802 | 349.8362 | 1668.9802
5298 | 358.235 | 1714.4935 | 358.235 | 1714.4935
5299 | 368.9459 | 1720.2528 | 368.9459 | 1720.2528
5300 | 381.6586 | 1727.957 | 381.6586 | 1727.957
5301 | 402.4031 | 1731.5999 | 402.4031 | 1731.5999
5302 | 414.0809 | 1732.9433 | 414.0809 | 1732.9433
5303 | 440.4782 | 1731.8627 | 440.4782 | 1731.8627
5304 | 436.5188 | 1743.0237 | 436.5188 | 1743.0237
5305 | 424.6657 | 1761.3483 | 424.6657 | 1761.3483
5306 | 426.8462 | 1788.4661 | 426.8462 | 1788.4661
5307 | 435.6768 | 1794.746 | 435.6768 | 1794.746
5308 | 450.835 | 1746.7892 | 450.835 | 1746.7892
5309 | 476.1211 | 1685.1451 | 476.1211 | 1685.1451
5310 | 473.094 | 1627.4686 | 473.094 | 1627.4686
5311 | 456.4873 | 1592.2416 | 456.4873 | 1592.2416
5312 | 444.9142 | 1577.8274 | 444.9142 | 1577.8274
5313 | 435.0632 | 1571.3869 | 435.0632 | 1571.3869
5314 | 422.2029 | 1586.2533 | 422.2029 | 1586.2533
5315 | 401.8317 | 1617.7562 | 401.8317 | 1617.7562
5316 | 381.0426 | 1652.3341 | 381.0426 | 1652.3341
5317 | 366.6615 | 1694.7919 | 366.6615 | 1694.7919
5318 | 358.2547 | 1734.4233 | 358.2547 | 1734.4233
5319 | 350.7151 | 1770.1107 | 350.7151 | 1770.1107
5320 | 347.3314 | 1799.4099 | 347.3314 | 1799.4099
5321 | 348.0629 | 1839.1055 | 348.0629 | 1839.1055
5322 | 353.9406 | 1899.2969 | 353.9406 | 1899.2969
5323 | 364.0031 | 1920.538 | 364.0031 | 1920.538
5324 | 375.405 | 1936.1753 | 375.405 | 1936.1753
5325 | 394.5231 | 1942.8587 | 394.5231 | 1942.8587
5326 | 408.4761 | 1947.2774 | 408.4761 | 1947.2774
5327 | 434.5077 | 1945.0086 | 434.5077 | 1945.0086
5328 | 434.6783 | 1945.5456 | 434.6783 | 1945.5456
5329 | 424.9897 | 1944.9984 | 424.9897 | 1944.9984
5330 | 424.7685 | 1945.5559 | 424.7685 | 1945.5559
5331 | 428.7903 | 1937.5073 | 428.7903 | 1937.5073
5332 | 444.564 | 1897.4487 | 444.564 | 1897.4487
5333 | 468.6156 | 1847.1277 | 468.6156 | 1847.1277
5334 | 466.1644 | 1782.3218 | 466.1644 | 1782.3218
5335 | 447.8699 | 1726.4757 | 447.8699 | 1726.4757
5336 | 435.0941 | 1688.7863 | 435.0941 | 1688.7863
5337 | 422.5668 | 1661.6219 | 422.5668 | 1661.6219
5338 | 409.4986 | 1662.7538 | 409.4986 | 1662.7538
5339 | 389.2047 | 1679.369 | 389.2047 | 1679.369
5340 | 368.5192 | 1693.9219 | 368.5192 | 1693.9219
5341 | 354.2673 | 1711.2522 | 354.2673 | 1711.2522
5342 | 346.0581 | 1728.0629 | 346.0581 | 1728.0629
5343 | 339.7378 | 1743.4805 | 339.7378 | 1743.4805
5344 | 337.1494 | 1757.1931 | 337.1494 | 1757.1931
5345 | 339.3068 | 1788.3265 | 339.3068 | 1788.3265
5346 | 347.0915 | 1840.7595 | 347.0915 | 1840.7595
5347 | 360.3085 | 1859.0301 | 360.3085 | 1859.0301
5348 | 376.6904 | 1879.7348 | 376.6904 | 1879.7348
5349 | 396.6635 | 1894.9803 | 396.6635 | 1894.9803
5350 | 409.3115 | 1905.2703 | 409.3115 | 1905.2703
5351 | 434.751 | 1907.8243 | 434.751 | 1907.8243
5352 | 430.2351 | 1911.6813 | 430.2351 | 1911.6813
5353 | 417.2716 | 1913.9998 | 417.2716 | 1913.9998
5354 | 420.0128 | 1915.9203 | 420.0128 | 1915.9203
5355 | 426.3831 | 1903.2935 | 426.3831 | 1903.2935
5356 | 445.6844 | 1834.7874 | 445.6844 | 1834.7874
5357 | 472.2261 | 1741.9701 | 472.2261 | 1741.9701
5358 | 473.7343 | 1676.7448 | 473.7343 | 1676.7448
5359 | 454.7339 | 1623.8693 | 454.7339 | 1623.8693
5360 | 443.4134 | 1590.1989 | 443.4134 | 1590.1989
5361 | 433.0631 | 1567.4379 | 433.0631 | 1567.4379
5362 | 420.6954 | 1571.1559 | 420.6954 | 1571.1559
5363 | 394.9159 | 1585.8839 | 394.9159 | 1585.8839
5364 | 373.3786 | 1589.1837 | 373.3786 | 1589.1837
5365 | 357.1454 | 1589.4945 | 357.1454 | 1589.4945
5366 | 351.4009 | 1591.662 | 351.4009 | 1591.662
5367 | 343.6854 | 1598.6224 | 343.6854 | 1598.6224
5368 | 340.8594 | 1605.9045 | 340.8594 | 1605.9045
5369 | 345.618 | 1625.3654 | 345.618 | 1625.3654
5370 | 357.3349 | 1668.2577 | 357.3349 | 1668.2577
5371 | 375.8652 | 1677.4419 | 375.8652 | 1677.4419
5372 | 400.283 | 1686.3343 | 400.283 | 1686.3343
5373 | 414.6834 | 1681.9392 | 414.6834 | 1681.9392
5374 | 424.8259 | 1675.7339 | 424.8259 | 1675.7339
5375 | 451.663 | 1668.153 | 451.663 | 1668.153
5376 | 448.0435 | 1677.3221 | 448.0435 | 1677.3221
5377 | 430.8609 | 1682.9257 | 430.8609 | 1682.9257
5378 | 430.8257 | 1680.1632 | 430.8257 | 1680.1632
5379 | 442.0818 | 1655.2698 | 442.0818 | 1655.2698
5380 | 460.2144 | 1593.9629 | 460.2144 | 1593.9629
5381 | 490.5049 | 1541.8247 | 490.5049 | 1541.8247
5382 | 490.329 | 1494.283 | 490.329 | 1494.283
5383 | 470.2657 | 1448.362 | 470.2657 | 1448.362
5384 | 459.8492 | 1413.9927 | 459.8492 | 1413.9927
5385 | 444.8818 | 1389.0998 | 444.8818 | 1389.0998
5386 | 428.4885 | 1412.0041 | 428.4885 | 1412.0041
5387 | 403.6555 | 1450.1471 | 403.6555 | 1450.1471
5388 | 380.9293 | 1462.8478 | 380.9293 | 1462.8478
5389 | 363.8199 | 1459.6289 | 363.8199 | 1459.6289
5390 | 355.3844 | 1456.1349 | 355.3844 | 1456.1349
5391 | 349.6202 | 1454.9175 | 349.6202 | 1454.9175
5392 | 346.8932 | 1459.264 | 346.8932 | 1459.264
5393 | 348.1267 | 1484.3865 | 348.1267 | 1484.3865
5394 | 361.3156 | 1539.7201 | 361.3156 | 1539.7201
5395 | 380.0147 | 1568.5449 | 380.0147 | 1568.5449
5396 | 407.6239 | 1606.5837 | 407.6239 | 1606.5837
5397 | 423.0268 | 1623.7513 | 423.0268 | 1623.7513
5398 | 431.0753 | 1616.0432 | 431.0753 | 1616.0432
5399 | 456.2205 | 1605.3171 | 456.2205 | 1605.3171
5400 | 449.1228 | 1608.4751 | 449.1228 | 1608.4751
5401 | 432.1505 | 1618.9015 | 432.1505 | 1618.9015
5402 | 430.7144 | 1624.3168 | 430.7144 | 1624.3168
5403 | 438.1696 | 1594.3909 | 438.1696 | 1594.3909
5404 | 455.5345 | 1539.5144 | 455.5345 | 1539.5144
5405 | 484.9043 | 1497.6158 | 484.9043 | 1497.6158
5406 | 488.7706 | 1457.0287 | 488.7706 | 1457.0287
5407 | 466.9315 | 1414.7074 | 466.9315 | 1414.7074
5408 | 451.1372 | 1378.346 | 451.1372 | 1378.346
5409 | 441.2811 | 1348.875 | 441.2811 | 1348.875
5410 | 424.807 | 1341.0952 | 424.807 | 1341.0952
5411 | 400.6239 | 1347.1563 | 400.6239 | 1347.1563
5412 | 377.4444 | 1355.0341 | 377.4444 | 1355.0341
5413 | 362.2566 | 1356.9875 | 362.2566 | 1356.9875
5414 | 351.1073 | 1352.6198 | 351.1073 | 1352.6198
5415 | 344.7199 | 1347.8377 | 344.7199 | 1347.8377
5416 | 341.4159 | 1348.6196 | 341.4159 | 1348.6196
5417 | 345.3105 | 1373.2528 | 345.3105 | 1373.2528
5418 | 356.8031 | 1425.1616 | 356.8031 | 1425.1616
5419 | 371.182 | 1444.8301 | 371.182 | 1444.8301
5420 | 397.9036 | 1464.8708 | 397.9036 | 1464.8708
5421 | 414.9126 | 1480.7803 | 414.9126 | 1480.7803
5422 | 426.1641 | 1496.7668 | 426.1641 | 1496.7668
5423 | 451.9901 | 1510.6089 | 451.9901 | 1510.6089
5424 | 444.2468 | 1518.9741 | 444.2468 | 1518.9741
5425 | 426.9529 | 1517.7979 | 426.9529 | 1517.7979
5426 | 428.4723 | 1514.4762 | 428.4723 | 1514.4762
5427 | 437.9572 | 1506.812 | 437.9572 | 1506.812
5428 | 451.052 | 1482.3051 | 451.052 | 1482.3051
5429 | 477.7377 | 1462.5983 | 477.7377 | 1462.5983
5430 | 483.7432 | 1440.9528 | 483.7432 | 1440.9528
5431 | 460.4659 | 1419.6 | 460.4659 | 1419.6
5432 | 447.005 | 1407.8768 | 447.005 | 1407.8768
5433 | 436.4984 | 1397.0679 | 436.4984 | 1397.0679
5434 | 421.1386 | 1399.9471 | 421.1386 | 1399.9471
5435 | 396.6631 | 1438.6144 | 396.6631 | 1438.6144
5436 | 376.0204 | 1474.4154 | 376.0204 | 1474.4154
5437 | 360.9977 | 1491.7458 | 360.9977 | 1491.7458
5438 | 353.5955 | 1508.0322 | 353.5955 | 1508.0322
5439 | 346.4099 | 1525.5467 | 346.4099 | 1525.5467
5440 | 341.4378 | 1539.2942 | 341.4378 | 1539.2942
5441 | 343.7371 | 1569.4142 | 343.7371 | 1569.4142
5442 | 350.9662 | 1626.2855 | 350.9662 | 1626.2855
5443 | 361.5008 | 1656.5432 | 361.5008 | 1656.5432
5444 | 383.1506 | 1684.7966 | 383.1506 | 1684.7966
5445 | 400.1261 | 1696.792 | 400.1261 | 1696.792
5446 | 413.927 | 1705.8588 | 413.927 | 1705.8588
5447 | 437.7366 | 1706.1062 | 437.7366 | 1706.1062
5448 | 437.0652 | 1708.9148 | 437.0652 | 1708.9148
5449 | 424.0057 | 1706.2708 | 424.0057 | 1706.2708
5450 | 427.3893 | 1690.9271 | 427.3893 | 1690.9271
5451 | 429.8469 | 1646.9872 | 429.8469 | 1646.9872
5452 | 442.3511 | 1601.4068 | 442.3511 | 1601.4068
5453 | 467.4609 | 1559.3335 | 467.4609 | 1559.3335
5454 | 472.4667 | 1506.305 | 472.4667 | 1506.305
5455 | 453.289 | 1448.0824 | 453.289 | 1448.0824
5456 | 438.5161 | 1411.1619 | 438.5161 | 1411.1619
5457 | 426.8299 | 1384.7663 | 426.8299 | 1384.7663
5458 | 415.5882 | 1378.7339 | 415.5882 | 1378.7339
5459 | 395.3122 | 1420.6513 | 395.3122 | 1420.6513
5460 | 375.6502 | 1484.4105 | 375.6502 | 1484.4105
5461 | 359.9018 | 1518.0614 | 359.9018 | 1518.0614
5462 | 350.2613 | 1530.888 | 350.2613 | 1530.888
5463 | 343.619 | 1546.061 | 343.619 | 1546.061
5464 | 340.9113 | 1562.9189 | 340.9113 | 1562.9189
5465 | 341.6722 | 1583.4981 | 341.6722 | 1583.4981
5466 | 349.6307 | 1616.4652 | 349.6307 | 1616.4652
5467 | 355.0432 | 1617.8211 | 355.0432 | 1617.8211
5468 | 370.6236 | 1619.9686 | 370.6236 | 1619.9686
5469 | 386.8114 | 1615.7483 | 386.8114 | 1615.7483
5470 | 400.05 | 1625.7587 | 400.05 | 1625.7587
5471 | 426.1405 | 1645.437 | 426.1405 | 1645.437
5472 | 428.5224 | 1670.3675 | 428.5224 | 1670.3675
5473 | 415.4831 | 1694.773 | 415.4831 | 1694.773
5474 | 416.3672 | 1709.7289 | 416.3672 | 1709.7289
5475 | 421.3818 | 1696.2285 | 421.3818 | 1696.2285
5476 | 435.1508 | 1653.7235 | 435.1508 | 1653.7235
5477 | 463.5859 | 1609.6931 | 463.5859 | 1609.6931
5478 | 462.5869 | 1565.2967 | 462.5869 | 1565.2967
5479 | 444.7303 | 1521.158 | 444.7303 | 1521.158
5480 | 435.093 | 1488.7108 | 435.093 | 1488.7108
5481 | 425.2121 | 1464.2024 | 425.2121 | 1464.2024
5482 | 411.905 | 1454.6403 | 411.905 | 1454.6403
5483 | 390.6455 | 1472.4088 | 390.6455 | 1472.4088
5484 | 372.0327 | 1506.2528 | 372.0327 | 1506.2528
5485 | 358.5999 | 1532.0754 | 358.5999 | 1532.0754
5486 | 348.9875 | 1546.1252 | 348.9875 | 1546.1252
5487 | 343.4502 | 1558.2927 | 343.4502 | 1558.2927
5488 | 339.35 | 1560.2628 | 339.35 | 1560.2628
5489 | 341.4956 | 1568.1561 | 341.4956 | 1568.1561
5490 | 347.0606 | 1604.9675 | 347.0606 | 1604.9675
5491 | 354.0236 | 1619.1492 | 354.0236 | 1619.1492
5492 | 367.8429 | 1643.6981 | 367.8429 | 1643.6981
5493 | 384.5451 | 1667.2612 | 384.5451 | 1667.2612
5494 | 399.6889 | 1696.0734 | 399.6889 | 1696.0734
5495 | 420.8086 | 1723.5801 | 420.8086 | 1723.5801
5496 | 422.5871 | 1751.2015 | 422.5871 | 1751.2015
5497 | 411.5661 | 1770.5046 | 411.5661 | 1770.5046
5498 | 411.6112 | 1777.9468 | 411.6112 | 1777.9468
5499 | 417.4343 | 1755.2202 | 417.4343 | 1755.2202
5500 | 432.1996 | 1714.1131 | 432.1996 | 1714.1131
5501 | 462.2758 | 1674.8006 | 462.2758 | 1674.8006
5502 | 463.9602 | 1619.4306 | 463.9602 | 1619.4306
5503 | 445.2161 | 1569.1063 | 445.2161 | 1569.1063
5504 | 431.8784 | 1548.6461 | 431.8784 | 1548.6461
5505 | 426.3649 | 1537.1732 | 426.3649 | 1537.1732
5506 | 410.6185 | 1539.8427 | 410.6185 | 1539.8427
5507 | 391.1235 | 1569.9478 | 391.1235 | 1569.9478
5508 | 370.7202 | 1634.406 | 370.7202 | 1634.406
5509 | 357.4992 | 1692.031 | 357.4992 | 1692.031
5510 | 348.1514 | 1729.321 | 348.1514 | 1729.321
5511 | 342.5522 | 1743.5155 | 342.5522 | 1743.5155
5512 | 338.894 | 1739.9988 | 338.894 | 1739.9988
5513 | 341.1704 | 1751.911 | 341.1704 | 1751.911
5514 | 350.1009 | 1793.5452 | 350.1009 | 1793.5452
5515 | 359.5488 | 1806.0494 | 359.5488 | 1806.0494
5516 | 380.5866 | 1818.7511 | 380.5866 | 1818.7511
5517 | 395.5737 | 1824.3161 | 395.5737 | 1824.3161
5518 | 406.1823 | 1829.1892 | 406.1823 | 1829.1892
5519 | 429.136 | 1829.5065 | 429.136 | 1829.5065
5520 | 428.3388 | 1832.2102 | 428.3388 | 1832.2102
5521 | 416.8486 | 1832.0125 | 416.8486 | 1832.0125
5522 | 416.1869 | 1829.25 | 416.1869 | 1829.25
5523 | 422.8258 | 1806.2089 | 422.8258 | 1806.2089
5524 | 436.5704 | 1770.4138 | 436.5704 | 1770.4138
5525 | 466.756 | 1739.1393 | 466.756 | 1739.1393
5526 | 471.1447 | 1701.8722 | 471.1447 | 1701.8722
5527 | 449.2077 | 1654.2388 | 449.2077 | 1654.2388
5528 | 439.484 | 1627.1736 | 439.484 | 1627.1736
5529 | 426.9124 | 1608.082 | 426.9124 | 1608.082
5530 | 414.117 | 1612.1495 | 414.117 | 1612.1495
5531 | 389.9477 | 1670.9117 | 389.9477 | 1670.9117
5532 | 366.7517 | 1742.639 | 366.7517 | 1742.639
5533 | 352.224 | 1773.3193 | 352.224 | 1773.3193
5534 | 345.5718 | 1794.5683 | 345.5718 | 1794.5683
5535 | 340.6832 | 1830.6401 | 340.6832 | 1830.6401
5536 | 336.377 | 1869.48 | 336.377 | 1869.48
5537 | 340.1179 | 1920.3938 | 340.1179 | 1920.3938
5538 | 350.9736 | 1991.8733 | 350.9736 | 1991.8733
5539 | 366.4768 | 2024.8918 | 366.4768 | 2024.8918
5540 | 393.6115 | 2047.3439 | 393.6115 | 2047.3439
5541 | 408.1603 | 2048.4706 | 408.1603 | 2048.4706
5542 | 420.8996 | 2048.5558 | 420.8996 | 2048.5558
5543 | 444.7559 | 2048.2441 | 444.7559 | 2048.2441
5544 | 438.2153 | 2047.1385 | 438.2153 | 2047.1385
5545 | 422.8939 | 2039.4271 | 422.8939 | 2039.4271
5546 | 426.1053 | 2019.3305 | 426.1053 | 2019.3305
5547 | 432.345 | 1975.3906 | 432.345 | 1975.3906
5548 | 444.6861 | 1868.0926 | 444.6861 | 1868.0926
5549 | 475.3722 | 1788.6252 | 475.3722 | 1788.6252
5550 | 484.0838 | 1706.5552 | 484.0838 | 1706.5552
5551 | 460.8304 | 1640.12 | 460.8304 | 1640.12
5552 | 446.6172 | 1608.3367 | 446.6172 | 1608.3367
5553 | 435.1971 | 1587.1833 | 435.1971 | 1587.1833
5554 | 417.8049 | 1580.7665 | 417.8049 | 1580.7665
5555 | 393.7949 | 1578.0557 | 393.7949 | 1578.0557
5556 | 370.61 | 1572.234 | 370.61 | 1572.234
5557 | 354.5473 | 1561.5713 | 354.5473 | 1561.5713
5558 | 347.3199 | 1546.0203 | 347.3199 | 1546.0203
5559 | 341.8024 | 1529.4958 | 341.8024 | 1529.4958
5560 | 338.2986 | 1513.2232 | 338.2986 | 1513.2232
5561 | 342.399 | 1514.2667 | 342.399 | 1514.2667
5562 | 353.2299 | 1543.9138 | 353.2299 | 1543.9138
5563 | 370.1316 | 1546.7026 | 370.1316 | 1546.7026
5564 | 395.5409 | 1551.2964 | 395.5409 | 1551.2964
5565 | 411.1891 | 1550.3961 | 411.1891 | 1550.3961
5566 | 422.3325 | 1548.3845 | 422.3325 | 1548.3845
5567 | 447.6241 | 1538.9514 | 447.6241 | 1538.9514
5568 | 444.1774 | 1530.2273 | 444.1774 | 1530.2273
5569 | 425.8958 | 1516.5398 | 425.8958 | 1516.5398
5570 | 426.7402 | 1498.0158 | 426.7402 | 1498.0158
5571 | 432.772 | 1465.5737 | 432.772 | 1465.5737
5572 | 445.6309 | 1432.0503 | 445.6309 | 1432.0503
5573 | 476.3447 | 1397.98 | 476.3447 | 1397.98
5574 | 481.7613 | 1363.4738 | 481.7613 | 1363.4738
5575 | 459.2049 | 1334.2927 | 459.2049 | 1334.2927
5576 | 443.4496 | 1320.1581 | 443.4496 | 1320.1581
5577 | 431.6691 | 1308.9298 | 431.6691 | 1308.9298
5578 | 416.0491 | 1308.0347 | 416.0491 | 1308.0347
5579 | 391.4025 | 1323.6714 | 391.4025 | 1323.6714
5580 | 372.2604 | 1352.7276 | 372.2604 | 1352.7276
5581 | 356.2142 | 1369.8832 | 356.2142 | 1369.8832
5582 | 350.3041 | 1387.3229 | 350.3041 | 1387.3229
5583 | 341.9339 | 1421.2978 | 341.9339 | 1421.2978
5584 | 337.9576 | 1469.7483 | 337.9576 | 1469.7483
5585 | 342.3818 | 1536.5634 | 342.3818 | 1536.5634
5586 | 352.2433 | 1615.7663 | 352.2433 | 1615.7663
5587 | 366.2139 | 1645.2201 | 366.2139 | 1645.2201
5588 | 393.1902 | 1668.6857 | 393.1902 | 1668.6857
5589 | 406.7439 | 1678.4445 | 406.7439 | 1678.4445
5590 | 417.8637 | 1665.8088 | 417.8637 | 1665.8088
5591 | 447.3078 | 1633.5898 | 447.3078 | 1633.5898
5592 | 445.7808 | 1616.3034 | 445.7808 | 1616.3034
5593 | 427.8535 | 1614.0438 | 427.8535 | 1614.0438
5594 | 424.3474 | 1608.3107 | 424.3474 | 1608.3107
5595 | 431.8727 | 1583.9765 | 431.8727 | 1583.9765
5596 | 443.2331 | 1541.6812 | 443.2331 | 1541.6812
5597 | 469.6541 | 1499.6079 | 469.6541 | 1499.6079
5598 | 477.4131 | 1447.6977 | 477.4131 | 1447.6977
5599 | 459.2948 | 1401.3224 | 459.2948 | 1401.3224
5600 | 442.2108 | 1376.8083 | 442.2108 | 1376.8083
5601 | 431.3571 | 1363.0987 | 431.3571 | 1363.0987
5602 | 414.998 | 1365.3839 | 414.998 | 1365.3839
5603 | 392.0898 | 1392.8329 | 392.0898 | 1392.8329
5604 | 373.4346 | 1458.5142 | 373.4346 | 1458.5142
5605 | 358.875 | 1520.2282 | 358.875 | 1520.2282
5606 | 349.8098 | 1571.7418 | 349.8098 | 1571.7418
5607 | 342.9469 | 1622.8761 | 342.9469 | 1622.8761
5608 | 340.2764 | 1652.2452 | 340.2764 | 1652.2452
5609 | 341.1763 | 1678.3461 | 341.1763 | 1678.3461
5610 | 350.9644 | 1714.5983 | 350.9644 | 1714.5983
5611 | 360.6982 | 1708.8599 | 360.6982 | 1708.8599
5612 | 382.9117 | 1707.7922 | 382.9117 | 1707.7922
5613 | 399.7699 | 1718.0751 | 399.7699 | 1718.0751
5614 | 412.7215 | 1746.0486 | 412.7215 | 1746.0486
5615 | 435.9168 | 1764.9232 | 435.9168 | 1764.9232
5616 | 433.6874 | 1765.1107 | 433.6874 | 1765.1107
5617 | 423.6388 | 1756.9798 | 423.6388 | 1756.9798
5618 | 425.6218 | 1743.3486 | 425.6218 | 1743.3486
5619 | 431.4633 | 1692.559 | 431.4633 | 1692.559
5620 | 439.8612 | 1644.9167 | 439.8612 | 1644.9167
5621 | 465.0485 | 1601.4804 | 465.0485 | 1601.4804
5622 | 472.5533 | 1542.7554 | 472.5533 | 1542.7554
5623 | 453.2115 | 1504.3482 | 453.2115 | 1504.3482
5624 | 434.7626 | 1486.5091 | 434.7626 | 1486.5091
5625 | 421.9601 | 1469.7591 | 421.9601 | 1469.7591
5626 | 410.2658 | 1461.9793 | 410.2658 | 1461.9793
5627 | 391.6143 | 1476.6724 | 391.6143 | 1476.6724
5628 | 371.8562 | 1526.2079 | 371.8562 | 1526.2079
5629 | 357.7966 | 1553.1139 | 357.7966 | 1553.1139
5630 | 349.3299 | 1564.4028 | 349.3299 | 1564.4028
5631 | 342.9344 | 1575.6617 | 342.9344 | 1575.6617
5632 | 338.296 | 1577.3523 | 338.296 | 1577.3523
5633 | 339.4386 | 1578.885 | 339.4386 | 1578.885
5634 | 345.2987 | 1581.0982 | 345.2987 | 1581.0982
5635 | 351.32 | 1561.4156 | 351.32 | 1561.4156
5636 | 368.4026 | 1551.2265 | 368.4026 | 1551.2265
5637 | 383.6657 | 1533.2368 | 383.6657 | 1533.2368
5638 | 394.0255 | 1516.0929 | 394.0255 | 1516.0929
5639 | 419.4499 | 1498.7616 | 419.4499 | 1498.7616
5640 | 415.773 | 1489.8976 | 415.773 | 1489.8976
5641 | 406.1125 | 1476.944 | 406.1125 | 1476.944
5642 | 405.7928 | 1458.0007 | 405.7928 | 1458.0007
5643 | 410.2222 | 1434.1907 | 410.2222 | 1434.1907
5644 | 420.2268 | 1397.8016 | 420.2268 | 1397.8016
5645 | 443.4598 | 1364.0458 | 443.4598 | 1364.0458
5646 | 449.6445 | 1327.9669 | 449.6445 | 1327.9669
5647 | 433.6418 | 1290.7479 | 433.6418 | 1290.7479
5648 | 425.077 | 1259.9432 | 425.077 | 1259.9432
5649 | 413.2511 | 1229.0044 | 413.2511 | 1229.0044
5650 | 400.7005 | 1207.0009 | 400.7005 | 1207.0009
5651 | 380.1866 | 1190.5906 | 380.1866 | 1190.5906
5652 | 362.2234 | 1183.4759 | 362.2234 | 1183.4759
5653 | 348.7266 | 1182.0044 | 348.7266 | 1182.0044
5654 | 340.6988 | 1180.7821 | 340.6988 | 1180.7821
5655 | 335.0587 | 1180.8577 | 335.0587 | 1180.8577
5656 | 328.4686 | 1189.6426 | 328.4686 | 1189.6426
5657 | 330.9982 | 1225.1445 | 330.9982 | 1225.1445
5658 | 335.7498 | 1297.7074 | 335.7498 | 1297.7074
5659 | 341.6824 | 1346.7319 | 341.6824 | 1346.7319
5660 | 357.7303 | 1397.8062 | 357.7303 | 1397.8062
5661 | 370.2726 | 1445.5531 | 370.2726 | 1445.5531
5662 | 386.9922 | 1493.6564 | 386.9922 | 1493.6564
5663 | 407.8996 | 1535.6664 | 407.8996 | 1535.6664
5664 | 403.1973 | 1577.162 | 403.1973 | 1577.162
5665 | 394.7736 | 1617.7832 | 394.7736 | 1617.7832
5666 | 395.0524 | 1647.2774 | 395.0524 | 1647.2774
5667 | 401.6464 | 1653.103 | 401.6464 | 1653.103
5668 | 413.602 | 1623.0744 | 413.602 | 1623.0744
5669 | 441.9513 | 1589.5283 | 441.9513 | 1589.5283
5670 | 448.335 | 1553.6241 | 448.335 | 1553.6241
5671 | 433.2201 | 1512.6308 | 433.2201 | 1512.6308
5672 | 419.9841 | 1484.8316 | 419.9841 | 1484.8316
5673 | 409.3346 | 1464.2723 | 409.3346 | 1464.2723
5674 | 396.003 | 1453.3822 | 396.003 | 1453.3822
5675 | 376.7585 | 1444.9749 | 376.7585 | 1444.9749
5676 | 360.2138 | 1445.0244 | 360.2138 | 1445.0244
5677 | 345.6346 | 1452.4297 | 345.6346 | 1452.4297
5678 | 337.3963 | 1464.732 | 337.3963 | 1464.732
5679 | 332.1602 | 1482.9805 | 332.1602 | 1482.9805
5680 | 328.298 | 1507.6316 | 328.298 | 1507.6316
5681 | 330.4741 | 1556.0991 | 330.4741 | 1556.0991
5682 | 337.6868 | 1636.0359 | 337.6868 | 1636.0359
5683 | 345.4792 | 1684.082 | 345.4792 | 1684.082
5684 | 367.4082 | 1732.3953 | 367.4082 | 1732.3953
5685 | 379.551 | 1776.0883 | 379.551 | 1776.0883
5686 | 393.4011 | 1821.326 | 393.4011 | 1821.326
5687 | 419.322 | 1862.3923 | 419.322 | 1862.3923
5688 | 415.798 | 1907.0332 | 415.798 | 1907.0332
5689 | 400.8901 | 1941.8531 | 400.8901 | 1941.8531
5690 | 402.2206 | 1959.4302 | 402.2206 | 1959.4302
5691 | 409.5312 | 1944.4619 | 409.5312 | 1944.4619
5692 | 420.097 | 1894.548 | 420.097 | 1894.548
5693 | 449.8203 | 1844.4017 | 449.8203 | 1844.4017
5694 | 460.2228 | 1792.8411 | 460.2228 | 1792.8411
5695 | 443.539 | 1739.8607 | 443.539 | 1739.8607
5696 | 428.8938 | 1697.9776 | 428.8938 | 1697.9776
5697 | 416.4049 | 1659.2454 | 416.4049 | 1659.2454
5698 | 401.4516 | 1632.2444 | 401.4516 | 1632.2444
5699 | 377.1607 | 1622.3693 | 377.1607 | 1622.3693
5700 | 358.8353 | 1637.4464 | 358.8353 | 1637.4464
5701 | 344.2636 | 1663.2691 | 344.2636 | 1663.2691
5702 | 336.6153 | 1692.7307 | 336.6153 | 1692.7307
5703 | 333.9401 | 1733.1011 | 333.9401 | 1733.1011
5704 | 328.0025 | 1778.3714 | 328.0025 | 1778.3714
5705 | 332.8558 | 1830.788 | 332.8558 | 1830.788
5706 | 344.4668 | 1898.3183 | 344.4668 | 1898.3183
5707 | 355.3957 | 1927.1781 | 355.3957 | 1927.1781
5708 | 384.3389 | 1954.8723 | 384.3389 | 1954.8723
5709 | 398.2479 | 1981.0565 | 398.2479 | 1981.0565
5710 | 412.3431 | 2008.2961 | 412.3431 | 2008.2961
5711 | 436.3825 | 2033.1816 | 436.3825 | 2033.1816
5712 | 430.3788 | 2062.3408 | 430.3788 | 2062.3408
5713 | 414.7177 | 2085.1386 | 414.7177 | 2085.1386
5714 | 414.3526 | 2078.7765 | 414.3526 | 2078.7765
5715 | 422.815 | 2006.529 | 422.815 | 2006.529
5716 | 429.6054 | 1889.2359 | 429.6054 | 1889.2359
5717 | 462.1908 | 1812.6692 | 462.1908 | 1812.6692
5718 | 475.0301 | 1751.7775 | 475.0301 | 1751.7775
5719 | 454.6694 | 1694.9529 | 454.6694 | 1694.9529
5720 | 439.2832 | 1654.258 | 439.2832 | 1654.258
5721 | 428.7317 | 1618.112 | 428.7317 | 1618.112
5722 | 411.6743 | 1597.5763 | 411.6743 | 1597.5763
5723 | 387.393 | 1601.1561 | 387.393 | 1601.1561
5724 | 364.0941 | 1626.2282 | 364.0941 | 1626.2282
5725 | 350.4616 | 1632.8296 | 350.4616 | 1632.8296
5726 | 343.7657 | 1622.1015 | 343.7657 | 1622.1015
5727 | 337.7169 | 1622.1422 | 337.7169 | 1622.1422
5728 | 332.6933 | 1630.4727 | 332.6933 | 1630.4727
5729 | 335.9027 | 1655.6301 | 335.9027 | 1655.6301
5730 | 345.8171 | 1701.0386 | 345.8171 | 1701.0386
5731 | 358.5569 | 1706.3436 | 358.5569 | 1706.3436
5732 | 391.2294 | 1702.8646 | 391.2294 | 1702.8646
5733 | 404.4739 | 1688.6142 | 404.4739 | 1688.6142
5734 | 414.3696 | 1662.9081 | 414.3696 | 1662.9081
5735 | 441.2686 | 1625.8663 | 441.2686 | 1625.8663
5736 | 438.2454 | 1595.3348 | 438.2454 | 1595.3348
5737 | 418.5409 | 1557.6732 | 418.5409 | 1557.6732
5738 | 414.9688 | 1513.9869 | 414.9688 | 1513.9869
5739 | 420.3186 | 1468.9637 | 420.3186 | 1468.9637
5740 | 430.9088 | 1416.7432 | 430.9088 | 1416.7432
5741 | 456.7844 | 1373.0972 | 456.7844 | 1373.0972
5742 | 470.5194 | 1331.1821 | 470.5194 | 1331.1821
5743 | 450.9858 | 1296.8288 | 450.9858 | 1296.8288
5744 | 437.2565 | 1276.1939 | 437.2565 | 1276.1939
5745 | 425.7346 | 1257.4169 | 425.7346 | 1257.4169
5746 | 411.3248 | 1245.9676 | 411.3248 | 1245.9676
5747 | 386.0289 | 1240.7755 | 386.0289 | 1240.7755
5748 | 364.8876 | 1246.9409 | 364.8876 | 1246.9409
5749 | 351.3275 | 1262.9433 | 351.3275 | 1262.9433
5750 | 342.4867 | 1295.4454 | 342.4867 | 1295.4454
5751 | 337.0088 | 1335.1517 | 337.0088 | 1335.1517
5752 | 334.3382 | 1365.744 | 334.3382 | 1365.744
5753 | 338.0611 | 1398.3802 | 338.0611 | 1398.3802
5754 | 346.9591 | 1443.1597 | 346.9591 | 1443.1597
5755 | 357.0161 | 1449.2684 | 357.0161 | 1449.2684
5756 | 385.2424 | 1445.6146 | 385.2424 | 1445.6146
5757 | 400.8138 | 1431.1896 | 400.8138 | 1431.1896
5758 | 411.123 | 1412.7176 | 411.123 | 1412.7176
5759 | 442.0246 | 1387.1037 | 442.0246 | 1387.1037
5760 | 436.8175 | 1364.6102 | 436.8175 | 1364.6102
5761 | 418.6156 | 1339.8093 | 418.6156 | 1339.8093
5762 | 421.758 | 1311.4651 | 421.758 | 1311.4651
5763 | 425.0196 | 1280.8403 | 425.0196 | 1280.8403
5764 | 432.6695 | 1240.7816 | 432.6695 | 1240.7816
5765 | 458.1447 | 1213.2814 | 458.1447 | 1213.2814
5766 | 477.3085 | 1193.7329 | 477.3085 | 1193.7329
5767 | 454.6482 | 1180.9423 | 454.6482 | 1180.9423
5768 | 440.0987 | 1177.1522 | 440.0987 | 1177.1522
5769 | 429.0903 | 1171.3757 | 429.0903 | 1171.3757
5770 | 412.6582 | 1170.8301 | 412.6582 | 1170.8301
5771 | 392.0753 | 1171.649 | 392.0753 | 1171.649
5772 | 370.5512 | 1180.5054 | 370.5512 | 1180.5054
5773 | 355.6802 | 1200.352 | 355.6802 | 1200.352
5774 | 348.478 | 1226.4237 | 348.478 | 1226.4237
5775 | 341.7527 | 1255.7506 | 341.7527 | 1255.7506
5776 | 342.6819 | 1283.1976 | 342.6819 | 1283.1976
5777 | 346.7711 | 1327.1918 | 346.7711 | 1327.1918
5778 | 353.69 | 1397.1335 | 353.69 | 1397.1335
5779 | 359.9776 | 1434.4506 | 359.9776 | 1434.4506
5780 | 382.4574 | 1469.5188 | 382.4574 | 1469.5188
5781 | 397.3805 | 1497.9047 | 397.3805 | 1497.9047
5782 | 411.6847 | 1525.7734 | 411.6847 | 1525.7734
5783 | 437.1227 | 1546.7098 | 437.1227 | 1546.7098
5784 | 438.4477 | 1567.2718 | 438.4477 | 1567.2718
5785 | 424.4668 | 1581.4027 | 424.4668 | 1581.4027
5786 | 424.9096 | 1581.8553 | 424.9096 | 1581.8553
5787 | 429.7669 | 1567.5511 | 429.7669 | 1567.5511
5788 | 438.4536 | 1536.2992 | 438.4536 | 1536.2992
5789 | 460.4454 | 1519.2834 | 460.4454 | 1519.2834
5790 | 472.9317 | 1508.0174 | 472.9317 | 1508.0174
5791 | 454.6317 | 1497.7431 | 454.6317 | 1497.7431
5792 | 439.592 | 1495.1412 | 439.592 | 1495.1412
5793 | 428.8729 | 1492.1955 | 428.8729 | 1492.1955
5794 | 415.2656 | 1496.4028 | 415.2656 | 1496.4028
5795 | 395.7657 | 1503.3375 | 395.7657 | 1503.3375
5796 | 373.0709 | 1719.1532 | 373.0709 | 1719.1532
5797 | 359.8295 | 1758.7884 | 359.8295 | 1758.7884
5798 | 353.6974 | 1801.9803 | 353.6974 | 1801.9803
5799 | 348.8412 | 1850.1648 | 348.8412 | 1850.1648
5800 | 346.8546 | 1914.3546 | 346.8546 | 1914.3546
5801 | 349.546 | 1995.0841 | 349.546 | 1995.0841
5802 | 354.1583 | 2050.7696 | 354.1583 | 2050.7696
5803 | 355.8248 | 2097.5782 | 355.8248 | 2097.5782
5804 | 370.9645 | 2138.7485 | 370.9645 | 2138.7485
5805 | 390.0934 | 2175.3346 | 390.0934 | 2175.3346
5806 | 400.9033 | 2205.6358 | 400.9033 | 2205.6358
5807 | 425.1573 | 2231.5315 | 425.1573 | 2231.5315
5808 | 423.8375 | 2256.7142 | 423.8375 | 2256.7142
5809 | 414.6723 | 2279.4577 | 414.6723 | 2279.4577
5810 | 414.1428 | 2276.4471 | 414.1428 | 2276.4471
5811 | 413.2581 | 2225.8624 | 413.2581 | 2225.8624
5812 | 419.1257 | 2157.2415 | 419.1257 | 2157.2415
5813 | 438.0414 | 2076.944 | 438.0414 | 2076.944
5814 | 457.2489 | 2011.6824 | 457.2489 | 2011.6824
5815 | 441.7356 | 1953.8834 | 441.7356 | 1953.8834
5816 | 428.8575 | 1910.0715 | 428.8575 | 1910.0715
5817 | 419.4133 | 1878.9075 | 419.4133 | 1878.9075
5818 | 409.0203 | 1853.1099 | 409.0203 | 1853.1099
5819 | 385.9855 | 1844.2814 | 385.9855 | 1844.2814
5820 | 370.3463 | 1849.1466 | 370.3463 | 1849.1466
5821 | 355.9039 | 1848.9331 | 355.9039 | 1848.9331
5822 | 347.6137 | 1848.2794 | 347.6137 | 1848.2794
5823 | 342.1817 | 1848.2258 | 342.1817 | 1848.2258
5824 | 338.6535 | 1856.1048 | 338.6535 | 1856.1048
5825 | 340.2242 | 1884.0059 | 340.2242 | 1884.0059
5826 | 344.0578 | 1888.5251 | 344.0578 | 1888.5251
5827 | 351.1526 | 1888.2036 | 351.1526 | 1888.2036
5828 | 372.43 | 1883.5894 | 372.43 | 1883.5894
5829 | 388.0604 | 1881.5533 | 388.0604 | 1881.5533
5830 | 400.8441 | 1881.1468 | 400.8441 | 1881.1468
5831 | 422.619 | 1890.5806 | 422.619 | 1890.5806
5832 | 421.3763 | 1908.2051 | 421.3763 | 1908.2051
5833 | 408.3111 | 1922.1636 | 408.3111 | 1922.1636
5834 | 409.3539 | 1929.1252 | 409.3539 | 1929.1252
5835 | 412.2639 | 1920.0908 | 412.2639 | 1920.0908
5836 | 422.2297 | 1900.3412 | 422.2297 | 1900.3412
5837 | 447.45 | 1869.6272 | 447.45 | 1869.6272
5838 | 459.7992 | 1822.0938 | 459.7992 | 1822.0938
5839 | 444.6517 | 1771.576 | 444.6517 | 1771.576
5840 | 431.0769 | 1719.1374 | 431.0769 | 1719.1374
5841 | 421.3235 | 1667.5544 | 421.3235 | 1667.5544
5842 | 406.3297 | 1614.2544 | 406.3297 | 1614.2544
5843 | 387.3529 | 1575.1929 | 387.3529 | 1575.1929
5844 | 368.7627 | 1554.2573 | 368.7627 | 1554.2573
5845 | 355.8161 | 1544.4278 | 355.8161 | 1544.4278
5846 | 348.3545 | 1533.2085 | 348.3545 | 1533.2085
5847 | 342.5155 | 1517.1679 | 342.5155 | 1517.1679
5848 | 340.66 | 1514.5604 | 340.66 | 1514.5604
5849 | 343.6141 | 1540.9973 | 343.6141 | 1540.9973
5850 | 347.164 | 1557.0319 | 347.164 | 1557.0319
5851 | 359.3035 | 1569.9274 | 359.3035 | 1569.9274
5852 | 383.0527 | 1581.3397 | 383.0527 | 1581.3397
5853 | 396.7356 | 1595.4094 | 396.7356 | 1595.4094
5854 | 406.2896 | 1604.1836 | 406.2896 | 1604.1836
5855 | 433.0846 | 1605.5052 | 433.0846 | 1605.5052
5856 | 427.4934 | 1605.995 | 427.4934 | 1605.995
5857 | 411.5521 | 1605.2329 | 411.5521 | 1605.2329
5858 | 409.4073 | 1601.3913 | 409.4073 | 1601.3913
5859 | 413.8428 | 1587.9249 | 413.8428 | 1587.9249
5860 | 422.103 | 1569.679 | 422.103 | 1569.679
5861 | 442.5287 | 1541.1414 | 442.5287 | 1541.1414
5862 | 464.8869 | 1498.3962 | 464.8869 | 1498.3962
5863 | 446.8635 | 1456.8612 | 446.8635 | 1456.8612
5864 | 431.6754 | 1421.5572 | 431.6754 | 1421.5572
5865 | 420.1652 | 1391.9762 | 420.1652 | 1391.9762
5866 | 408.1492 | 1357.7498 | 408.1492 | 1357.7498
5867 | 383.8467 | 1325.8113 | 383.8467 | 1325.8113
5868 | 366.1938 | 1300.6811 | 366.1938 | 1300.6811
5869 | 352.0779 | 1280.4046 | 352.0779 | 1280.4046
5870 | 344.1434 | 1262.9329 | 344.1434 | 1262.9329
5871 | 338.7487 | 1255.0441 | 338.7487 | 1255.0441
5872 | 336.0288 | 1268.384 | 336.0288 | 1268.384
5873 | 340.8439 | 1307.8401 | 340.8439 | 1307.8401
5874 | 347.0077 | 1333.4511 | 347.0077 | 1333.4511
5875 | 361.1094 | 1353.7465 | 361.1094 | 1353.7465
5876 | 390.64 | 1370.4219 | 390.64 | 1370.4219
5877 | 406.3575 | 1388.6466 | 406.3575 | 1388.6466
5878 | 416.9165 | 1403.2378 | 416.9165 | 1403.2378
5879 | 444.2463 | 1417.6973 | 444.2463 | 1417.6973
5880 | 439.2303 | 1436.4693 | 439.2303 | 1436.4693
5881 | 420.0952 | 1454.7016 | 420.0952 | 1454.7016
5882 | 421.3918 | 1470.2107 | 421.3918 | 1470.2107
5883 | 423.6286 | 1482.7034 | 423.6286 | 1482.7034
5884 | 432.3551 | 1492.5139 | 432.3551 | 1492.5139
5885 | 452.8888 | 1489.2232 | 452.8888 | 1489.2232
5886 | 470.9821 | 1472.7537 | 470.9821 | 1472.7537
5887 | 449.1303 | 1454.5265 | 449.1303 | 1454.5265
5888 | 436.5758 | 1436.0801 | 436.5758 | 1436.0801
5889 | 426.4034 | 1417.4208 | 426.4034 | 1417.4208
5890 | 408.5412 | 1393.0083 | 408.5412 | 1393.0083
5891 | 384.8651 | 1382.953 | 384.8651 | 1382.953
5892 | 364.0853 | 1387.4621 | 364.0853 | 1387.4621
5893 | 348.7436 | 1390.8496 | 348.7436 | 1390.8496
5894 | 341.3645 | 1402.2257 | 341.3645 | 1402.2257
5895 | 336.0553 | 1421.0084 | 336.0553 | 1421.0084
5896 | 335.3297 | 1435.1397 | 335.3297 | 1435.1397
5897 | 339.9094 | 1456.274 | 339.9094 | 1456.274
5898 | 345.0988 | 1458.0628 | 345.0988 | 1458.0628
5899 | 361.8077 | 1455.1295 | 361.8077 | 1455.1295
5900 | 388.8356 | 1438.2876 | 388.8356 | 1438.2876
5901 | 404.7218 | 1426.6751 | 404.7218 | 1426.6751
5902 | 418.8645 | 1439.5252 | 418.8645 | 1439.5252
5903 | 447.4965 | 1466.8455 | 447.4965 | 1466.8455
5904 | 440.3561 | 1504.4142 | 440.3561 | 1504.4142
5905 | 421.7969 | 1535.903 | 421.7969 | 1535.903
5906 | 422.3042 | 1557.7436 | 422.3042 | 1557.7436
5907 | 426.064 | 1566.6353 | 426.064 | 1566.6353
5908 | 434.5226 | 1573.9132 | 434.5226 | 1573.9132
5909 | 454.8924 | 1580.4363 | 454.8924 | 1580.4363
5910 | 476.3411 | 1579.3602 | 476.3411 | 1579.3602
5911 | 458.6995 | 1573.8751 | 458.6995 | 1573.8751
5912 | 442.1089 | 1559.1881 | 442.1089 | 1559.1881
5913 | 430.4986 | 1538.3919 | 430.4986 | 1538.3919
5914 | 410.7312 | 1504.7987 | 410.7312 | 1504.7987
5915 | 387.3174 | 1469.18 | 387.3174 | 1469.18
5916 | 365.3886 | 1441.6755 | 365.3886 | 1441.6755
5917 | 350.4727 | 1423.9712 | 350.4727 | 1423.9712
5918 | 341.622 | 1418.2523 | 341.622 | 1418.2523
5919 | 336.5463 | 1422.0768 | 336.5463 | 1422.0768
5920 | 334.7339 | 1442.6583 | 334.7339 | 1442.6583
5921 | 337.8324 | 1488.4459 | 337.8324 | 1488.4459
5922 | 342.4758 | 1518.6077 | 342.4758 | 1518.6077
5923 | 359.0233 | 1537.5576 | 359.0233 | 1537.5576
5924 | 387.0193 | 1549.1678 | 387.0193 | 1549.1678
5925 | 405.1802 | 1559.9135 | 405.1802 | 1559.9135
5926 | 417.5048 | 1567.1839 | 417.5048 | 1567.1839
5927 | 444.4647 | 1577.4883 | 444.4647 | 1577.4883
5928 | 436.8169 | 1588.9792 | 436.8169 | 1588.9792
5929 | 416.5476 | 1597.0019 | 416.5476 | 1597.0019
5930 | 417.7855 | 1598.1464 | 417.7855 | 1598.1464
5931 | 417.1032 | 1583.7303 | 417.1032 | 1583.7303
5932 | 422.8539 | 1564.7721 | 422.8539 | 1564.7721
5933 | 443.3946 | 1537.7383 | 443.3946 | 1537.7383
5934 | 464.9345 | 1498.515 | 464.9345 | 1498.515
5935 | 449.3979 | 1457.534 | 449.3979 | 1457.534
5936 | 433.7342 | 1417.7583 | 433.7342 | 1417.7583
5937 | 420.2709 | 1378.3239 | 420.2709 | 1378.3239
5938 | 404.5383 | 1336.1435 | 404.5383 | 1336.1435
5939 | 382.5889 | 1313.0296 | 382.5889 | 1313.0296
5940 | 361.561 | 1318.528 | 361.561 | 1318.528
5941 | 348.8948 | 1348.6264 | 348.8948 | 1348.6264
5942 | 342.5675 | 1387.3863 | 342.5675 | 1387.3863
5943 | 336.7427 | 1427.0233 | 336.7427 | 1427.0233
5944 | 334.167 | 1475.3843 | 334.167 | 1475.3843
5945 | 337.675 | 1541.1952 | 337.675 | 1541.1952
5946 | 340.057 | 1579.2317 | 340.057 | 1579.2317
5947 | 349.9583 | 1604.6319 | 349.9583 | 1604.6319
5948 | 374.0018 | 1625.1458 | 374.0018 | 1625.1458
5949 | 390.5407 | 1641.3523 | 390.5407 | 1641.3523
5950 | 404.9127 | 1650.3243 | 404.9127 | 1650.3243
5951 | 425.428 | 1660.787 | 425.428 | 1660.787
5952 | 420.6742 | 1673.2276 | 420.6742 | 1673.2276
5953 | 408.5494 | 1683.9017 | 408.5494 | 1683.9017
5954 | 407.4383 | 1661.6987 | 407.4383 | 1661.6987
5955 | 413.2143 | 1570.9882 | 413.2143 | 1570.9882
5956 | 418.7947 | 1499.0037 | 418.7947 | 1499.0037
5957 | 439.0389 | 1432.3585 | 439.0389 | 1432.3585
5958 | 458.7465 | 1369.9856 | 458.7465 | 1369.9856
5959 | 440.299 | 1313.2155 | 440.299 | 1313.2155
5960 | 426.2659 | 1266.7127 | 426.2659 | 1266.7127
5961 | 414.9987 | 1233.6097 | 414.9987 | 1233.6097
5962 | 399.8957 | 1202.4699 | 399.8957 | 1202.4699
5963 | 382.1432 | 1212.992 | 382.1432 | 1212.992
5964 | 361.62 | 1274.0492 | 361.62 | 1274.0492
5965 | 348.6705 | 1300.6654 | 348.6705 | 1300.6654
5966 | 344.5399 | 1308.5988 | 344.5399 | 1308.5988
5967 | 335.7507 | 1329.0434 | 335.7507 | 1329.0434
5968 | 332.3316 | 1374.5552 | 332.3316 | 1374.5552
5969 | 333.2855 | 1453.781 | 333.2855 | 1453.781
5970 | 333.8688 | 1501.8688 | 333.8688 | 1501.8688
5971 | 341.1684 | 1527.269 | 341.1684 | 1527.269
5972 | 357.3964 | 1539.4727 | 357.3964 | 1539.4727
5973 | 375.435 | 1549.7435 | 375.435 | 1549.7435
5974 | 391.3342 | 1550.8407 | 391.3342 | 1550.8407
5975 | 412.287 | 1549.7089 | 412.287 | 1549.7089
5976 | 411.716 | 1550.4362 | 411.716 | 1550.4362
5977 | 403.3327 | 1550.4654 | 403.3327 | 1550.4654
5978 | 402.2089 | 1509.2681 | 402.2089 | 1509.2681
5979 | 404.0536 | 1439.3327 | 404.0536 | 1439.3327
5980 | 411.2677 | 1375.5396 | 411.2677 | 1375.5396
5981 | 423.125 | 1334.4182 | 423.125 | 1334.4182
5982 | 438.7693 | 1299.3895 | 438.7693 | 1299.3895
5983 | 433.1176 | 1271.7838 | 433.1176 | 1271.7838
5984 | 423.5311 | 1244.869 | 423.5311 | 1244.869
5985 | 413.7816 | 1227.6343 | 413.7816 | 1227.6343
5986 | 398.1547 | 1210.8987 | 398.1547 | 1210.8987
5987 | 380.8633 | 1212.2005 | 380.8633 | 1212.2005
5988 | 362.6816 | 1256.5585 | 362.6816 | 1256.5585
5989 | 347.3537 | 1296.5895 | 347.3537 | 1296.5895
5990 | 341.677 | 1309.034 | 341.677 | 1309.034
5991 | 335.368 | 1311.2757 | 335.368 | 1311.2757
5992 | 333.0306 | 1333.5984 | 333.0306 | 1333.5984
5993 | 333.1268 | 1396.5997 | 333.1268 | 1396.5997
5994 | 336.2401 | 1457.0339 | 336.2401 | 1457.0339
5995 | 343.4702 | 1498.0254 | 343.4702 | 1498.0254
5996 | 360.2381 | 1507.2217 | 360.2381 | 1507.2217
5997 | 375.9659 | 1497.3108 | 375.9659 | 1497.3108
5998 | 392.1633 | 1487.7237 | 392.1633 | 1487.7237
5999 | 411.876 | 1483.1095 | 411.876 | 1483.1095
6000 | 408.8565 | 1482.6497 | 408.8565 | 1482.6497
6001 | 402.1855 | 1478.1281 | 402.1855 | 1478.1281
6002 | 402.8781 | 1462.8503 | 402.8781 | 1462.8503
6003 | 405.5704 | 1430.4686 | 405.5704 | 1430.4686
6004 | 411.6674 | 1396.5523 | 411.6674 | 1396.5523
6005 | 421.0381 | 1363.6222 | 421.0381 | 1363.6222
6006 | 428.9945 | 1328.6727 | 428.9945 | 1328.6727
6007 | 431.9763 | 1301.1461 | 431.9763 | 1301.1461
6008 | 421.3598 | 1283.6494 | 421.3598 | 1283.6494
6009 | 411.8902 | 1274.3687 | 411.8902 | 1274.3687
6010 | 397.4717 | 1263.3314 | 397.4717 | 1263.3314
6011 | 376.2025 | 1264.7124 | 376.2025 | 1264.7124
6012 | 361.6903 | 1290.5111 | 361.6903 | 1290.5111
6013 | 347.1791 | 1318.9476 | 347.1791 | 1318.9476
6014 | 339.9113 | 1346.8251 | 339.9113 | 1346.8251
6015 | 332.9099 | 1391.7252 | 332.9099 | 1391.7252
6016 | 332.4042 | 1483.4173 | 332.4042 | 1483.4173
6017 | 332.3147 | 1597.8225 | 332.3147 | 1597.8225
6018 | 341.3087 | 1664.2716 | 341.3087 | 1664.2716
6019 | 352.2188 | 1696.8343 | 352.2188 | 1696.8343
6020 | 373.0979 | 1730.0507 | 373.0979 | 1730.0507
6021 | 384.4113 | 1770.3565 | 384.4113 | 1770.3565
6022 | 397.6244 | 1809.0469 | 397.6244 | 1809.0469
6023 | 419.5748 | 1844.5586 | 419.5748 | 1844.5586
6024 | 421.162 | 1877.4974 | 421.162 | 1877.4974
6025 | 407.1876 | 1895.9671 | 407.1876 | 1895.9671
6026 | 405.2607 | 1847.1719 | 405.2607 | 1847.1719
6027 | 408.8217 | 1752.4646 | 408.8217 | 1752.4646
6028 | 415.7575 | 1658.7948 | 415.7575 | 1658.7948
6029 | 427.3681 | 1576.2021 | 427.3681 | 1576.2021
6030 | 437.6289 | 1513.0774 | 437.6289 | 1513.0774
6031 | 441.5387 | 1463.351 | 441.5387 | 1463.351
6032 | 429.3488 | 1418.0353 | 429.3488 | 1418.0353
6033 | 418.4699 | 1377.0971 | 418.4699 | 1377.0971
6034 | 398.7201 | 1340.2986 | 398.7201 | 1340.2986
6035 | 376.1129 | 1320.3108 | 376.1129 | 1320.3108
6036 | 357.4936 | 1321.2584 | 357.4936 | 1321.2584
6037 | 342.8235 | 1331.571 | 342.8235 | 1331.571
6038 | 334.7359 | 1332.421 | 334.7359 | 1332.421
6039 | 332.5089 | 1335.2166 | 332.5089 | 1335.2166
6040 | 330.4773 | 1354.057 | 330.4773 | 1354.057
6041 | 335.293 | 1389.1602 | 335.293 | 1389.1602
6042 | 345.9596 | 1400.4858 | 345.9596 | 1400.4858
6043 | 361.0971 | 1396.7215 | 361.0971 | 1396.7215
6044 | 389.6483 | 1384.272 | 389.6483 | 1384.272
6045 | 406.7718 | 1367.8318 | 406.7718 | 1367.8318
6046 | 422.4112 | 1345.1464 | 422.4112 | 1345.1464
6047 | 443.111 | 1322.7645 | 443.111 | 1322.7645
6048 | 439.7091 | 1302.0043 | 439.7091 | 1302.0043
6049 | 422.1861 | 1280.2294 | 422.1861 | 1280.2294
6050 | 418.2602 | 1253.357 | 418.2602 | 1253.357
6051 | 421.7415 | 1214.5251 | 421.7415 | 1214.5251
6052 | 426.8554 | 1162.8015 | 426.8554 | 1162.8015
6053 | 437.5106 | 1096.9477 | 437.5106 | 1096.9477
6054 | 444.9961 | 1013.7996 | 444.9961 | 1013.7996
6055 | 448.1867 | 936.096 | 448.1867 | 936.096
6056 | 440.1873 | 869.0949 | 440.1873 | 869.0949
6057 | 428.4129 | 818.7782 | 428.4129 | 818.7782
6058 | 405.2143 | 776.2022 | 405.2143 | 776.2022
6059 | 383.2107 | 747.7064 | 383.2107 | 747.7064
6060 | 362.536 | 737.0595 | 362.536 | 737.0595
6061 | 347.6317 | 734.3925 | 347.6317 | 734.3925
6062 | 339.1032 | 734.1345 | 339.1032 | 734.1345
6063 | 335.2572 | 738.3547 | 335.2572 | 738.3547
6064 | 333.6246 | 758.1053 | 333.6246 | 758.1053
6065 | 336.8327 | 799.9357 | 336.8327 | 799.9357
6066 | 348.8983 | 824.0825 | 348.8983 | 824.0825
6067 | 364.9752 | 849.087 | 364.9752 | 849.087
6068 | 393.2764 | 900.8626 | 393.2764 | 900.8626
6069 | 411.9291 | 979.7113 | 411.9291 | 979.7113
6070 | 422.65 | 1021.805 | 422.65 | 1021.805
6071 | 443.86 | 1013.5502 | 443.86 | 1013.5502
6072 | 439.0587 | 1002.1685 | 439.0587 | 1002.1685
6073 | 416.4015 | 988.3476 | 416.4015 | 988.3476
6074 | 414.3109 | 965.9073 | 414.3109 | 965.9073
6075 | 419.3756 | 938.7491 | 419.3756 | 938.7491
6076 | 420.7995 | 908.7899 | 420.7995 | 908.7899
6077 | 430.5556 | 881.479 | 430.5556 | 881.479
6078 | 441.1597 | 849.9722 | 441.1597 | 849.9722
6079 | 443.9585 | 824.0285 | 443.9585 | 824.0285
6080 | 436.632 | 802.6538 | 436.632 | 802.6538
6081 | 425.4315 | 788.11 | 425.4315 | 788.11
6082 | 405.2967 | 771.968 | 405.2967 | 771.968
6083 | 379.0448 | 767.4132 | 379.0448 | 767.4132
6084 | 359.6499 | 815.6096 | 359.6499 | 815.6096
6085 | 345.9033 | 895.252 | 345.9033 | 895.252
6086 | 340.4599 | 939.1562 | 340.4599 | 939.1562
6087 | 333.2698 | 981.9589 | 333.2698 | 981.9589
6088 | 332.8938 | 1025.2943 | 332.8938 | 1025.2943
6089 | 337.2373 | 1059.6456 | 337.2373 | 1059.6456
6090 | 345.5786 | 1065.9851 | 345.5786 | 1065.9851
6091 | 363.3929 | 1080.503 | 363.3929 | 1080.503
6092 | 391.2462 | 1102.5998 | 391.2462 | 1102.5998
6093 | 407.1447 | 1121.1806 | 407.1447 | 1121.1806
6094 | 423.3726 | 1122.5944 | 423.3726 | 1122.5944
6095 | 439.8614 | 1107.5333 | 439.8614 | 1107.5333
6096 | 437.0842 | 1073.2395 | 437.0842 | 1073.2395
6097 | 417.0257 | 1029.3836 | 417.0257 | 1029.3836
6098 | 412.8939 | 978.6098 | 412.8939 | 978.6098
6099 | 416.6102 | 947.811 | 416.6102 | 947.811
6100 | 419.9027 | 931.0293 | 419.9027 | 931.0293
6101 | 429.6011 | 918.8349 | 429.6011 | 918.8349
6102 | 435.6458 | 903.2755 | 435.6458 | 903.2755
6103 | 440.5299 | 890.5488 | 440.5299 | 890.5488
6104 | 430.2467 | 880.4125 | 430.2467 | 880.4125
6105 | 418.0211 | 878.4921 | 418.0211 | 878.4921
6106 | 400.4059 | 880.3156 | 400.4059 | 880.3156
6107 | 380.5881 | 896.8526 | 380.5881 | 896.8526
6108 | 361.6875 | 931.9508 | 361.6875 | 931.9508
6109 | 347.4422 | 968.1829 | 347.4422 | 968.1829
6110 | 339.1905 | 998.6722 | 339.1905 | 998.6722
6111 | 333.9668 | 1026.2794 | 333.9668 | 1026.2794
6112 | 333.8696 | 1063.8768 | 333.8696 | 1063.8768
6113 | 336.0912 | 1124.1872 | 336.0912 | 1124.1872
6114 | 344.7503 | 1164.4002 | 344.7503 | 1164.4002
6115 | 354.6129 | 1193.2827 | 354.6129 | 1193.2827
6116 | 378.6442 | 1217.9516 | 378.6442 | 1217.9516
6117 | 399.7539 | 1236.7303 | 399.7539 | 1236.7303
6118 | 413.4164 | 1245.0297 | 413.4164 | 1245.0297
6119 | 431.6707 | 1252.5245 | 431.6707 | 1252.5245
6120 | 426.8807 | 1264.5297 | 426.8807 | 1264.5297
6121 | 414.4217 | 1268.991 | 414.4217 | 1268.991
6122 | 409.992 | 1258.3431 | 409.992 | 1258.3431
6123 | 407.7716 | 1244.758 | 407.7716 | 1244.758
6124 | 413.6439 | 1241.2328 | 413.6439 | 1241.2328
6125 | 415.9968 | 1243.403 | 415.9968 | 1243.403
6126 | 423.5329 | 1240.5858 | 423.5329 | 1240.5858
6127 | 431.0135 | 1236.1296 | 431.0135 | 1236.1296
6128 | 427.8035 | 1231.5729 | 427.8035 | 1231.5729
6129 | 413.0494 | 1230.5231 | 413.0494 | 1230.5231
6130 | 394.0356 | 1228.1916 | 394.0356 | 1228.1916
6131 | 375.2231 | 1234.0838 | 375.2231 | 1234.0838
6132 | 356.7929 | 1259.8825 | 356.7929 | 1259.8825
6133 | 344.188 | 1298.4493 | 344.188 | 1298.4493
6134 | 337.1056 | 1341.4038 | 337.1056 | 1341.4038
6135 | 333.0486 | 1382.8611 | 333.0486 | 1382.8611
6136 | 333.0848 | 1434.6648 | 333.0848 | 1434.6648
6137 | 333.2958 | 1506.2928 | 333.2958 | 1506.2928
6138 | 338.9266 | 1554.1036 | 338.9266 | 1554.1036
6139 | 345.0529 | 1589.4759 | 345.0529 | 1589.4759
6140 | 362.6429 | 1623.1276 | 362.6429 | 1623.1276
6141 | 378.0123 | 1658.6848 | 378.0123 | 1658.6848
6142 | 391.505 | 1697.3752 | 391.505 | 1697.3752
6143 | 409.6906 | 1720.026 | 409.6906 | 1720.026
6144 | 401.0977 | 1723.9982 | 401.0977 | 1723.9982
6145 | 390.2612 | 1719.1206 | 390.2612 | 1719.1206
6146 | 387.6567 | 1673.4912 | 387.6567 | 1673.4912
6147 | 387.8648 | 1611.7867 | 387.8648 | 1611.7867
6148 | 391.2531 | 1537.0718 | 391.2531 | 1537.0718
6149 | 405.0205 | 1449.2556 | 405.0205 | 1449.2556
6150 | 408.9757 | 1371.1728 | 408.9757 | 1371.1728
6151 | 418.4352 | 1302.175 | 418.4352 | 1302.175
6152 | 416.6115 | 1249.2615 | 416.6115 | 1249.2615
6153 | 403.6615 | 1212.3596 | 403.6615 | 1212.3596
6154 | 387.9315 | 1189.4903 | 387.9315 | 1189.4903
6155 | 368.6611 | 1198.944 | 368.6611 | 1198.944
6156 | 351.3688 | 1279.4706 | 351.3688 | 1279.4706
6157 | 338.8915 | 1344.1152 | 338.8915 | 1344.1152
6158 | 330.8544 | 1345.7567 | 330.8544 | 1345.7567
6159 | 325.8291 | 1316.0639 | 325.8291 | 1316.0639
6160 | 325.4238 | 1290.8212 | 325.4238 | 1290.8212
6161 | 327.04 | 1309.146 | 327.04 | 1309.146
6162 | 330.9017 | 1318.3346 | 330.9017 | 1318.3346
6163 | 340.5823 | 1313.779 | 340.5823 | 1313.779
6164 | 357.5131 | 1321.3133 | 357.5131 | 1321.3133
6165 | 370.5704 | 1330.3177 | 370.5704 | 1330.3177
6166 | 386.5152 | 1340.279 | 386.5152 | 1340.279
6167 | 405.1111 | 1350.5439 | 405.1111 | 1350.5439
6168 | 404.0841 | 1359.8978 | 404.0841 | 1359.8978
6169 | 395.3204 | 1360.0458 | 395.3204 | 1360.0458
6170 | 393.831 | 1328.5435 | 393.831 | 1328.5435
6171 | 397.7544 | 1279.9769 | 397.7544 | 1279.9769
6172 | 401.7656 | 1226.0372 | 401.7656 | 1226.0372
6173 | 410.2736 | 1187.5276 | 410.2736 | 1187.5276
6174 | 416.035 | 1142.8433 | 416.035 | 1142.8433
6175 | 421.7539 | 1099.5672 | 421.7539 | 1099.5672
6176 | 418.9661 | 1065.5691 | 418.9661 | 1065.5691
6177 | 408.3274 | 1042.0425 | 408.3274 | 1042.0425
6178 | 389.4503 | 1022.1411 | 389.4503 | 1022.1411
6179 | 369.9083 | 1018.8922 | 369.9083 | 1018.8922
6180 | 351.8128 | 1052.0117 | 351.8128 | 1052.0117
6181 | 338.2756 | 1083.8909 | 338.2756 | 1083.8909
6182 | 330.7401 | 1104.4477 | 330.7401 | 1104.4477
6183 | 326.7903 | 1119.194 | 326.7903 | 1119.194
6184 | 326.6231 | 1149.3915 | 326.6231 | 1149.3915
6185 | 328.8256 | 1207.7234 | 328.8256 | 1207.7234
6186 | 337.0843 | 1235.9857 | 337.0843 | 1235.9857
6187 | 349.3208 | 1239.8192 | 349.3208 | 1239.8192
6188 | 375.0822 | 1233.7408 | 375.0822 | 1233.7408
6189 | 391.3286 | 1213.66 | 391.3286 | 1213.66
6190 | 406.9486 | 1191.9638 | 406.9486 | 1191.9638
6191 | 428.2223 | 1185.3315 | 428.2223 | 1185.3315
6192 | 421.5584 | 1188.8684 | 421.5584 | 1188.8684
6193 | 406.3363 | 1178.8464 | 406.3363 | 1178.8464
6194 | 403.3324 | 1148.6104 | 403.3324 | 1148.6104
6195 | 406.6222 | 1105.5047 | 406.6222 | 1105.5047
6196 | 410.1441 | 1066.0088 | 410.1441 | 1066.0088
6197 | 418.7202 | 1023.5815 | 418.7202 | 1023.5815
6198 | 426.731 | 979.2138 | 426.731 | 979.2138
6199 | 430.4622 | 937.6788 | 430.4622 | 937.6788
6200 | 427.3687 | 903.285 | 427.3687 | 903.285
6201 | 417.3497 | 878.6504 | 417.3497 | 878.6504
6202 | 395.4742 | 856.256 | 395.4742 | 856.256
6203 | 372.6091 | 847.3878 | 372.6091 | 847.3878
6204 | 353.8037 | 850.9868 | 353.8037 | 850.9868
6205 | 338.7373 | 850.5754 | 338.7373 | 850.5754
6206 | 332.5172 | 843.7485 | 332.5172 | 843.7485
6207 | 327.6159 | 840.0939 | 327.6159 | 840.0939
6208 | 327.8924 | 857.1931 | 327.8924 | 857.1931
6209 | 331.6791 | 905.7903 | 331.6791 | 905.7903
6210 | 342.9881 | 948.5755 | 342.9881 | 948.5755
6211 | 360.2506 | 974.0944 | 360.2506 | 974.0944
6212 | 390.6289 | 983.9238 | 390.6289 | 983.9238
6213 | 405.7144 | 1003.0191 | 405.7144 | 1003.0191
6214 | 418.4518 | 997.7453 | 418.4518 | 997.7453
6215 | 439.6009 | 994.0413 | 439.6009 | 994.0413
6216 | 430.0389 | 995.3622 | 430.0389 | 995.3622
6217 | 411.3256 | 991.2759 | 411.3256 | 991.2759
6218 | 408.9789 | 959.6549 | 408.9789 | 959.6549
6219 | 409.3361 | 923.1973 | 409.3361 | 923.1973
6220 | 412.1409 | 927.4282 | 412.1409 | 927.4282
6221 | 422.1501 | 928.8861 | 422.1501 | 928.8861
6222 | 430.5924 | 919.5395 | 430.5924 | 919.5395
6223 | 431.2509 | 906.4567 | 431.2509 | 906.4567
6224 | 427.2848 | 892.3632 | 427.2848 | 892.3632
6225 | 416.3122 | 873.9413 | 416.3122 | 873.9413
6226 | 395.7781 | 845.7299 | 395.7781 | 845.7299
6227 | 369.594 | 825.3068 | 369.594 | 825.3068
6228 | 349.828 | 839.511 | 349.828 | 839.511
6229 | 337.6438 | 877.5238 | 337.6438 | 877.5238
6230 | 329.6482 | 904.1351 | 329.6482 | 904.1351
6231 | 325.8772 | 882.9898 | 325.8772 | 882.9898
6232 | 325.3587 | 826.6833 | 325.3587 | 826.6833
6233 | 329.4067 | 825.3012 | 329.4067 | 825.3012
6234 | 339.4988 | 823.4493 | 339.4988 | 823.4493
6235 | 356.5668 | 822.7321 | 356.5668 | 822.7321
6236 | 385.4896 | 826.3092 | 385.4896 | 826.3092
6237 | 400.0488 | 838.0046 | 400.0488 | 838.0046
6238 | 410.1126 | 841.951 | 410.1126 | 841.951
6239 | 432.3537 | 838.0491 | 432.3537 | 838.0491
6240 | 422.0717 | 833.4342 | 422.0717 | 833.4342
6241 | 405.7315 | 827.409 | 405.7315 | 827.409
6242 | 401.5493 | 819.2145 | 401.5493 | 819.2145
6243 | 404.937 | 816.3534 | 404.937 | 816.3534
6244 | 405.9494 | 818.5661 | 405.9494 | 818.5661
6245 | 414.5636 | 814.5235 | 414.5636 | 814.5235
6246 | 421.6434 | 796.6294 | 421.6434 | 796.6294
6247 | 424.1129 | 776.1071 | 424.1129 | 776.1071
6248 | 423.7654 | 758.8478 | 423.7654 | 758.8478
6249 | 411.4687 | 747.1532 | 411.4687 | 747.1532
6250 | 393.6213 | 732.0004 | 393.6213 | 732.0004
6251 | 370.1781 | 717.8693 | 370.1781 | 717.8693
6252 | 348.3914 | 711.7335 | 348.3914 | 711.7335
6253 | 332.8951 | 735.6192 | 332.8951 | 735.6192
6254 | 325.1715 | 763.022 | 325.1715 | 763.022
6255 | 321.9631 | 763.5224 | 321.9631 | 763.5224
6256 | 323.2148 | 807.5305 | 323.2148 | 807.5305
6257 | 326.3756 | 898.3508 | 326.3756 | 898.3508
6258 | 334.9204 | 919.0153 | 334.9204 | 919.0153
6259 | 350.7279 | 901.0052 | 350.7279 | 901.0052
6260 | 380.7192 | 887.6851 | 380.7192 | 887.6851
6261 | 394.4998 | 883.9079 | 394.4998 | 883.9079
6262 | 408.9036 | 875.7453 | 408.9036 | 875.7453
6263 | 431.7655 | 868.6777 | 431.7655 | 868.6777
6264 | 424.0762 | 865.7644 | 424.0762 | 865.7644
6265 | 407.6494 | 857.8002 | 407.6494 | 857.8002
6266 | 406.5654 | 839.4357 | 406.5654 | 839.4357
6267 | 406.032 | 813.0293 | 406.032 | 813.0293
6268 | 408.4896 | 784.6531 | 408.4896 | 784.6531
6269 | 415.5207 | 768.8576 | 415.5207 | 768.8576
6270 | 419.0053 | 764.3784 | 419.0053 | 764.3784
6271 | 418.5508 | 760.0409 | 418.5508 | 760.0409
6272 | 416.6172 | 752.3185 | 416.6172 | 752.3185
6273 | 404.019 | 745.412 | 404.019 | 745.412
6274 | 387.633 | 732.1587 | 387.633 | 732.1587
6275 | 366.5983 | 719.8083 | 366.5983 | 719.8083
6276 | 344.3431 | 713.4351 | 344.3431 | 713.4351
6277 | 331.9248 | 711.7574 | 331.9248 | 711.7574
6278 | 323.2525 | 713.755 | 323.2525 | 713.755
6279 | 318.9403 | 723.9902 | 318.9403 | 723.9902
6280 | 317.3005 | 747.3813 | 317.3005 | 747.3813
6281 | 319.9983 | 797.1656 | 319.9983 | 797.1656
6282 | 328.1773 | 824.7552 | 328.1773 | 824.7552
6283 | 340.4879 | 837.6507 | 340.4879 | 837.6507
6284 | 365.5848 | 847.6385 | 365.5848 | 847.6385
6285 | 385.0833 | 861.0354 | 385.0833 | 861.0354
6286 | 400.2263 | 871.5507 | 400.2263 | 871.5507
6287 | 421.4867 | 884.3877 | 421.4867 | 884.3877
6288 | 416.992 | 899.4796 | 416.992 | 899.4796
6289 | 399.7431 | 906.9088 | 399.7431 | 906.9088
6290 | 396.4067 | 904.5314 | 396.4067 | 904.5314
6291 | 397.8556 | 908.714 | 397.8556 | 908.714
6292 | 401.0272 | 919.87 | 401.0272 | 919.87
6293 | 408.2991 | 923.7418 | 408.2991 | 923.7418
6294 | 411.306 | 915.1866 | 411.306 | 915.1866
6295 | 412.9707 | 905.1508 | 412.9707 | 905.1508
6296 | 411.6917 | 894.3813 | 411.6917 | 894.3813
6297 | 400.8431 | 886.8813 | 400.8431 | 886.8813
6298 | 384.144 | 874.8943 | 384.144 | 874.8943
6299 | 365.9142 | 865.7887 | 365.9142 | 865.7887
6300 | 345.6543 | 879.7951 | 345.6543 | 879.7951
6301 | 330.8621 | 954.0557 | 330.8621 | 954.0557
6302 | 323.9626 | 1041.6076 | 323.9626 | 1041.6076
6303 | 319.5228 | 1100.1204 | 319.5228 | 1100.1204
6304 | 317.7077 | 1083.1087 | 317.7077 | 1083.1087
6305 | 319.9292 | 1067.283 | 319.9292 | 1067.283
6306 | 323.1909 | 1032.1512 | 323.1909 | 1032.1512
6307 | 329.2329 | 1032.3837 | 329.2329 | 1032.3837
6308 | 349.4837 | 1018.193 | 349.4837 | 1018.193
6309 | 369.2399 | 996.5689 | 369.2399 | 996.5689
6310 | 387.3637 | 976.7326 | 387.3637 | 976.7326
6311 | 407.1209 | 961.1175 | 407.1209 | 961.1175
6312 | 405.1691 | 948.0342 | 405.1691 | 948.0342
6313 | 394.4877 | 928.0006 | 394.4877 | 928.0006
6314 | 388.1118 | 900.0993 | 388.1118 | 900.0993
6315 | 388.3643 | 860.8717 | 388.3643 | 860.8717
6316 | 391.2355 | 816.0335 | 391.2355 | 816.0335
6317 | 400.6844 | 777.2468 | 400.6844 | 777.2468
6318 | 401.5979 | 765.3677 | 401.5979 | 765.3677
6319 | 405.7307 | 760.1992 | 405.7307 | 760.1992
6320 | 410.9274 | 752.0019 | 410.9274 | 752.0019
6321 | 398.9059 | 743.2356 | 398.9059 | 743.2356
6322 | 382.1917 | 728.0037 | 382.1917 | 728.0037
6323 | 363.5148 | 713.3581 | 363.5148 | 713.3581
6324 | 344.7442 | 705.7977 | 344.7442 | 705.7977
6325 | 332.104 | 703.5265 | 332.104 | 703.5265
6326 | 326.282 | 702.0022 | 326.282 | 702.0022
6327 | 320.6217 | 704.4021 | 320.6217 | 704.4021
6328 | 319.2451 | 727.912 | 319.2451 | 727.912
6329 | 320.4012 | 790.5967 | 320.4012 | 790.5967
6330 | 326.1547 | 851.5058 | 326.1547 | 851.5058
6331 | 334.0923 | 919.3665 | 334.0923 | 919.3665
6332 | 355.415 | 994.0542 | 355.415 | 994.0542
6333 | 374.0612 | 1065.0677 | 374.0612 | 1065.0677
6334 | 386.4001 | 1123.9794 | 386.4001 | 1123.9794
6335 | 406.7471 | 1176.1904 | 406.7471 | 1176.1904
6336 | 404.6526 | 1226.2242 | 404.6526 | 1226.2242
6337 | 390.3295 | 1266.3793 | 390.3295 | 1266.3793
6338 | 387.4883 | 1299.4186 | 387.4883 | 1299.4186
6339 | 389.7705 | 1328.769 | 389.7705 | 1328.769
6340 | 390.937 | 1357.0596 | 390.937 | 1357.0596
6341 | 399.0805 | 1374.9002 | 399.0805 | 1374.9002
6342 | 404.042 | 1375.3674 | 404.042 | 1375.3674
6343 | 407.8221 | 1366.5583 | 407.8221 | 1366.5583
6344 | 412.5307 | 1355.5119 | 412.5307 | 1355.5119
6345 | 400.9545 | 1345.598 | 400.9545 | 1345.598
6346 | 380.2823 | 1327.7939 | 380.2823 | 1327.7939
6347 | 361.8626 | 1316.5119 | 361.8626 | 1316.5119
6348 | 341.9772 | 1325.8883 | 341.9772 | 1325.8883
6349 | 329.8795 | 1360.1814 | 329.8795 | 1360.1814
6350 | 321.9722 | 1394.9445 | 321.9722 | 1394.9445
6351 | 318.7983 | 1431.8906 | 318.7983 | 1431.8906
6352 | 316.945 | 1494.9327 | 316.945 | 1494.9327
6353 | 317.8733 | 1563.949 | 317.8733 | 1563.949
6354 | 324.5742 | 1589.4412 | 324.5742 | 1589.4412
6355 | 336.1784 | 1619.2339 | 336.1784 | 1619.2339
6356 | 362.2681 | 1644.5755 | 362.2681 | 1644.5755
6357 | 377.9014 | 1668.1028 | 377.9014 | 1668.1028
6358 | 391.5053 | 1677.8267 | 391.5053 | 1677.8267
6359 | 415.1931 | 1688.4477 | 415.1931 | 1688.4477
6360 | 411.1567 | 1698.6327 | 411.1567 | 1698.6327
6361 | 392.1133 | 1680.2215 | 392.1133 | 1680.2215
6362 | 391.8206 | 1619.3569 | 391.8206 | 1619.3569
6363 | 395.3036 | 1542.4173 | 395.3036 | 1542.4173
6364 | 396.108 | 1475.9729 | 396.108 | 1475.9729
6365 | 406.005 | 1430.4195 | 406.005 | 1430.4195
6366 | 408.4494 | 1389.5341 | 408.4494 | 1389.5341
6367 | 407.9109 | 1347.9596 | 407.9109 | 1347.9596
6368 | 408.0779 | 1309.7272 | 408.0779 | 1309.7272
6369 | 401.6399 | 1276.7034 | 401.6399 | 1276.7034
6370 | 383.1963 | 1242.0813 | 383.1963 | 1242.0813
6371 | 363.0109 | 1229.533 | 363.0109 | 1229.533
6372 | 342.4466 | 1272.8621 | 342.4466 | 1272.8621
6373 | 327.9319 | 1314.3968 | 327.9319 | 1314.3968
6374 | 321.0079 | 1328.8595 | 321.0079 | 1328.8595
6375 | 318.429 | 1332.8819 | 318.429 | 1332.8819
6376 | 317.5404 | 1354.5715 | 317.5404 | 1354.5715
6377 | 320.5432 | 1412.745 | 320.5432 | 1412.745
6378 | 329.6165 | 1464.236 | 329.6165 | 1464.236
6379 | 347.2588 | 1485.9956 | 347.2588 | 1485.9956
6380 | 373.4553 | 1449.2885 | 373.4553 | 1449.2885
6381 | 390.6771 | 1397.1545 | 390.6771 | 1397.1545
6382 | 407.3773 | 1355.9891 | 407.3773 | 1355.9891
6383 | 425.8967 | 1337.6435 | 425.8967 | 1337.6435
6384 | 422.5812 | 1332.989 | 422.5812 | 1332.989
6385 | 402.5895 | 1313.0345 | 402.5895 | 1313.0345
6386 | 400.8038 | 1266.574 | 400.8038 | 1266.574
6387 | 400.9632 | 1186.9436 | 400.9632 | 1186.9436
6388 | 405.5331 | 1111.7538 | 405.5331 | 1111.7538
6389 | 414.512 | 1052.9834 | 414.512 | 1052.9834
6390 | 415.1269 | 989.8982 | 415.1269 | 989.8982
6391 | 415.5801 | 929.3292 | 415.5801 | 929.3292
6392 | 420.7287 | 875.3473 | 420.7287 | 875.3473
6393 | 407.939 | 827.4049 | 407.939 | 827.4049
6394 | 384.6092 | 780.5155 | 384.6092 | 780.5155
6395 | 361.0522 | 749.7246 | 361.0522 | 749.7246
6396 | 341.4349 | 735.9515 | 341.4349 | 735.9515
6397 | 328.3679 | 730.5145 | 328.3679 | 730.5145
6398 | 321.5823 | 725.8244 | 321.5823 | 725.8244
6399 | 317.0254 | 726.8789 | 317.0254 | 726.8789
6400 | 317.8396 | 742.237 | 317.8396 | 742.237
6401 | 319.8565 | 779.6353 | 319.8565 | 779.6353
6402 | 328.2469 | 799.8645 | 328.2469 | 799.8645
6403 | 344.8476 | 814.422 | 344.8476 | 814.422
6404 | 372.1848 | 825.7157 | 372.1848 | 825.7157
6405 | 390.0773 | 837.2923 | 390.0773 | 837.2923
6406 | 405.0042 | 845.9873 | 405.0042 | 845.9873
6407 | 425.0529 | 854.788 | 425.0529 | 854.788
6408 | 419.7173 | 865.9623 | 419.7173 | 865.9623
6409 | 400.4796 | 864.2108 | 400.4796 | 864.2108
6410 | 398.6396 | 849.0121 | 398.6396 | 849.0121
6411 | 401.5404 | 822.2892 | 401.5404 | 822.2892
6412 | 405.612 | 799.0968 | 405.612 | 799.0968
6413 | 412.7532 | 785.5174 | 412.7532 | 785.5174
6414 | 412.5995 | 774.1922 | 412.5995 | 774.1922
6415 | 410.6312 | 765.5809 | 410.6312 | 765.5809
6416 | 412.9529 | 755.0489 | 412.9529 | 755.0489
6417 | 407.4317 | 746.2035 | 407.4317 | 746.2035
6418 | 386.3541 | 732.04 | 386.3541 | 732.04
6419 | 361.9565 | 718.6607 | 361.9565 | 718.6607
6420 | 341.9987 | 712.0105 | 341.9987 | 712.0105
6421 | 327.5789 | 720.3841 | 327.5789 | 720.3841
6422 | 320.9062 | 743.9088 | 320.9062 | 743.9088
6423 | 317.9579 | 759.3674 | 317.9579 | 759.3674
6424 | 316.9455 | 787.7841 | 316.9455 | 787.7841
6425 | 320.1786 | 841.3278 | 320.1786 | 841.3278
6426 | 327.2331 | 888.7429 | 327.2331 | 888.7429
6427 | 345.24 | 938.0444 | 345.24 | 938.0444
6428 | 375.2958 | 985.7046 | 375.2958 | 985.7046
6429 | 393.3566 | 1026.0895 | 393.3566 | 1026.0895
6430 | 406.7856 | 1050.9694 | 406.7856 | 1050.9694
6431 | 425.7536 | 1069.8213 | 425.7536 | 1069.8213
6432 | 419.4457 | 1086.1399 | 419.4457 | 1086.1399
6433 | 399.6788 | 1091.1948 | 399.6788 | 1091.1948
6434 | 393.1117 | 1097.444 | 393.1117 | 1097.444
6435 | 397.6267 | 1115.9913 | 397.6267 | 1115.9913
6436 | 400.1341 | 1148.0016 | 400.1341 | 1148.0016
6437 | 409.6238 | 1176.4079 | 409.6238 | 1176.4079
6438 | 406.3384 | 1192.506 | 406.3384 | 1192.506
6439 | 403.9581 | 1205.0657 | 403.9581 | 1205.0657
6440 | 408.0079 | 1210.402 | 408.0079 | 1210.402
6441 | 400.1057 | 1214.2591 | 400.1057 | 1214.2591
6442 | 383.9396 | 1215.8848 | 383.9396 | 1215.8848
6443 | 361.12 | 1226.209 | 361.12 | 1226.209
6444 | 341.2247 | 1250.781 | 341.2247 | 1250.781
6445 | 327.8947 | 1290.4954 | 327.8947 | 1290.4954
6446 | 320.2265 | 1330.4028 | 320.2265 | 1330.4028
6447 | 315.7969 | 1367.9425 | 315.7969 | 1367.9425
6448 | 314.7932 | 1414.6019 | 314.7932 | 1414.6019
6449 | 315.7481 | 1481.2043 | 315.7481 | 1481.2043
6450 | 320.0551 | 1523.5146 | 320.0551 | 1523.5146
6451 | 333.2911 | 1550.9329 | 333.2911 | 1550.9329
6452 | 356.5357 | 1568.7559 | 356.5357 | 1568.7559
6453 | 376.0317 | 1582.0341 | 376.0317 | 1582.0341
6454 | 392.7439 | 1585.1495 | 392.7439 | 1585.1495
6455 | 414.9411 | 1577.6466 | 414.9411 | 1577.6466
6456 | 412.5018 | 1566.3045 | 412.5018 | 1566.3045
6457 | 394.7988 | 1546.1125 | 394.7988 | 1546.1125
6458 | 389.5525 | 1507.0916 | 389.5525 | 1507.0916
6459 | 384.7196 | 1450.2941 | 384.7196 | 1450.2941
6460 | 388.5317 | 1386.6989 | 388.5317 | 1386.6989
6461 | 395.3706 | 1320.5681 | 395.3706 | 1320.5681
6462 | 398.9304 | 1249.806 | 398.9304 | 1249.806
6463 | 396.5045 | 1187.6145 | 396.5045 | 1187.6145
6464 | 402.7306 | 1145.7812 | 402.7306 | 1145.7812
6465 | 389.7504 | 1120.3947 | 389.7504 | 1120.3947
6466 | 373.0376 | 1095.2698 | 373.0376 | 1095.2698
6467 | 356.3499 | 1083.3547 | 356.3499 | 1083.3547
6468 | 339.5884 | 1089.4071 | 339.5884 | 1089.4071
6469 | 327.6817 | 1108.5046 | 327.6817 | 1108.5046
6470 | 319.3535 | 1125.6186 | 319.3535 | 1125.6186
6471 | 313.3504 | 1144.5991 | 313.3504 | 1144.5991
6472 | 312.6985 | 1182.711 | 312.6985 | 1182.711
6473 | 312.5693 | 1245.5936 | 312.5693 | 1245.5936
6474 | 312.4609 | 1285.8066 | 312.4609 | 1285.8066
6475 | 317.4942 | 1309.7031 | 317.4942 | 1309.7031
6476 | 333.864 | 1319.5721 | 333.864 | 1319.5721
6477 | 350.0926 | 1330.199 | 350.0926 | 1330.199
6478 | 364.1786 | 1339.8438 | 364.1786 | 1339.8438
6479 | 380.7071 | 1352.2455 | 380.7071 | 1352.2455
6480 | 380.714 | 1364.686 | 380.714 | 1364.686
6481 | 371.5936 | 1354.2683 | 371.5936 | 1354.2683
6482 | 366.9178 | 1311.9233 | 366.9178 | 1311.9233
6483 | 366.0826 | 1247.3302 | 366.0826 | 1247.3302
6484 | 370.2311 | 1199.0888 | 370.2311 | 1199.0888
6485 | 375.5532 | 1164.8529 | 375.5532 | 1164.8529
6486 | 376.8207 | 1127.6082 | 376.8207 | 1127.6082
6487 | 380.775 | 1092.1277 | 380.775 | 1092.1277
6488 | 390.6926 | 1056.1905 | 390.6926 | 1056.1905
6489 | 383.3745 | 1025.1057 | 383.3745 | 1025.1057
6490 | 371.7086 | 992.7392 | 371.7086 | 992.7392
6491 | 351.6189 | 971.8413 | 351.6189 | 971.8413
6492 | 332.7618 | 971.3247 | 332.7618 | 971.3247
6493 | 320.8324 | 986.5442 | 320.8324 | 986.5442
6494 | 314.2095 | 1000.5321 | 314.2095 | 1000.5321
6495 | 310.4497 | 1014.6848 | 310.4497 | 1014.6848
6496 | 308.9868 | 1041.4791 | 308.9868 | 1041.4791
6497 | 309.7858 | 1092.9255 | 309.7858 | 1092.9255
6498 | 310.4446 | 1130.3685 | 310.4446 | 1130.3685
6499 | 319.891 | 1148.7249 | 319.891 | 1148.7249
6500 | 338.9573 | 1158.1586 | 338.9573 | 1158.1586
6501 | 358.3071 | 1167.4796 | 358.3071 | 1167.4796
6502 | 374.1663 | 1180.9629 | 374.1663 | 1180.9629
6503 | 398.5931 | 1189.724 | 398.5931 | 1189.724
6504 | 396.5985 | 1200.8587 | 396.5985 | 1200.8587
6505 | 383.5276 | 1186.6421 | 383.5276 | 1186.6421
6506 | 376.1337 | 1148.4521 | 376.1337 | 1148.4521
6507 | 377.7879 | 1087.1038 | 377.7879 | 1087.1038
6508 | 376.6917 | 1021.2926 | 376.6917 | 1021.2926
6509 | 387.792 | 965.9649 | 387.792 | 965.9649
6510 | 388.7904 | 926.7812 | 388.7904 | 926.7812
6511 | 389.9082 | 911.5614 | 389.9082 | 911.5614
6512 | 397.4954 | 904.7096 | 397.4954 | 904.7096
6513 | 388.6889 | 901.5229 | 388.6889 | 901.5229
6514 | 369.7612 | 890.9209 | 369.7612 | 890.9209
6515 | 349.2598 | 882.2506 | 349.2598 | 882.2506
6516 | 330.5332 | 884.0293 | 330.5332 | 884.0293
6517 | 317.4421 | 892.3632 | 317.4421 | 892.3632
6518 | 310.8184 | 897.0913 | 310.8184 | 897.0913
6519 | 307.6647 | 898.0666 | 307.6647 | 898.0666
6520 | 306.4067 | 911.921 | 306.4067 | 911.921
6521 | 306.8422 | 958.777 | 306.8422 | 958.777
6522 | 310.0183 | 992.3023 | 310.0183 | 992.3023
6523 | 322.5627 | 1019.048 | 322.5627 | 1019.048
6524 | 349.7157 | 1041.6591 | 349.7157 | 1041.6591
6525 | 370.2206 | 1059.3298 | 370.2206 | 1059.3298
6526 | 384.4715 | 1070.7949 | 384.4715 | 1070.7949
6527 | 405.646 | 1085.7688 | 405.646 | 1085.7688
6528 | 402.4189 | 1099.4361 | 402.4189 | 1099.4361
6529 | 388.4901 | 1089.9285 | 388.4901 | 1089.9285
6530 | 382.8426 | 1061.9877 | 382.8426 | 1061.9877
6531 | 388.2339 | 1028.9332 | 388.2339 | 1028.9332
6532 | 393.7768 | 1018.2851 | 393.7768 | 1018.2851
6533 | 400.5083 | 1021.4842 | 400.5083 | 1021.4842
6534 | 398.7535 | 1018.1921 | 398.7535 | 1018.1921
6535 | 395.9298 | 1010.1349 | 395.9298 | 1010.1349
6536 | 405.3511 | 997.5451 | 405.3511 | 997.5451
6537 | 397.6593 | 980.627 | 397.6593 | 980.627
6538 | 379.4643 | 953.9588 | 379.4643 | 953.9588
6539 | 356.5046 | 935.5539 | 356.5046 | 935.5539
6540 | 334.6317 | 600.5448 | 334.6317 | 600.5448
6541 | 320.6867 | 614.1106 | 320.6867 | 614.1106
6542 | 311.4146 | 623.5529 | 311.4146 | 623.5529
6543 | 307.3007 | 631.7876 | 307.3007 | 631.7876
6544 | 305.2658 | 646.5277 | 305.2658 | 646.5277
6545 | 306.9805 | 682.6163 | 306.9805 | 682.6163
6546 | 311.0768 | 683.7675 | 311.0768 | 683.7675
6547 | 329.0061 | 682.4871 | 329.0061 | 682.4871
6548 | 353.2629 | 672.4678 | 353.2629 | 672.4678
6549 | 372.9118 | 656.135 | 372.9118 | 656.135
6550 | 391.7714 | 642.1349 | 391.7714 | 642.1349
6551 | 418.2425 | 641.596 | 418.2425 | 641.596
6552 | 413.7491 | 641.3005 | 413.7491 | 641.3005
6553 | 393.5637 | 627.033 | 393.5637 | 627.033
6554 | 391.8062 | 612.3767 | 391.8062 | 612.3767
6555 | 397.0262 | 590.414 | 397.0262 | 590.414
6556 | 397.1189 | 582.731 | 397.1189 | 582.731
6557 | 407.0771 | 578.8538 | 407.0771 | 578.8538
6558 | 404.0045 | 575.1631 | 404.0045 | 575.1631
6559 | 401.85 | 576.8242 | 401.85 | 576.8242
6560 | 413.5994 | 576.458 | 413.5994 | 576.458
6561 | 401.06 | 579.1948 | 401.06 | 579.1948
6562 | 382.7751 | 581.8687 | 382.7751 | 581.8687
6563 | 360.89 | 594.3189 | 360.89 | 594.3189
6564 | 339.8029 | 619.7788 | 339.8029 | 619.7788
6565 | 325.6055 | 646.4187 | 325.6055 | 646.4187
6566 | 317.0822 | 668.7088 | 317.0822 | 668.7088
6567 | 312.11 | 690.9479 | 312.11 | 690.9479
6568 | 310.2982 | 727.9139 | 310.2982 | 727.9139
6569 | 312.8285 | 787.3347 | 312.8285 | 787.3347
6570 | 315.0898 | 808.5246 | 315.0898 | 808.5246
6571 | 334.2103 | 824.693 | 334.2103 | 824.693
6572 | 366.4495 | 832.4243 | 366.4495 | 832.4243
6573 | 383.3993 | 838.3426 | 383.3993 | 838.3426
6574 | 400.0663 | 843.1491 | 400.0663 | 843.1491
6575 | 422.0237 | 848.1163 | 422.0237 | 848.1163
6576 | 416.9532 | 849.7569 | 416.9532 | 849.7569
6577 | 396.7662 | 844.5658 | 396.7662 | 844.5658
6578 | 391.9199 | 843.8887 | 391.9199 | 843.8887
6579 | 396.985 | 841.0343 | 396.985 | 841.0343
6580 | 398.0863 | 850.2471 | 398.0863 | 850.2471
6581 | 404.9969 | 853.5606 | 404.9969 | 853.5606
6582 | 404.1491 | 847.1797 | 404.1491 | 847.1797
6583 | 400.365 | 838.8592 | 400.365 | 838.8592
6584 | 403.5818 | 823.0555 | 403.5818 | 823.0555
6585 | 397.3453 | 807.3628 | 397.3453 | 807.3628
6586 | 378.1118 | 786.3526 | 378.1118 | 786.3526
6587 | 353.595 | 771.9506 | 353.595 | 771.9506
6588 | 333.6793 | 772.7959 | 333.6793 | 772.7959
6589 | 318.776 | 783.043 | 318.776 | 783.043
6590 | 311.2663 | 791.3287 | 311.2663 | 791.3287
6591 | 304.4976 | 802.2537 | 304.4976 | 802.2537
6592 | 302.4561 | 833.0598 | 302.4561 | 833.0598
6593 | 303.3168 | 888.3321 | 303.3168 | 888.3321
6594 | 304.9718 | 907.3848 | 304.9718 | 907.3848
6595 | 323.3101 | 925.6401 | 323.3101 | 925.6401
6596 | 352.1897 | 939.1039 | 352.1897 | 939.1039
6597 | 367.6062 | 957.3671 | 367.6062 | 957.3671
6598 | 385.6315 | 972.0043 | 385.6315 | 972.0043
6599 | 410.9769 | 985.7966 | 410.9769 | 985.7966
6600 | 412.5381 | 994.3513 | 412.5381 | 994.3513
6601 | 393.3824 | 981.1901 | 393.3824 | 981.1901
6602 | 388.5938 | 953.8871 | 388.5938 | 953.8871
6603 | 388.2411 | 908.0642 | 388.2411 | 908.0642
6604 | 391.1943 | 879.6889 | 391.1943 | 879.6889
6605 | 397.9606 | 858.564 | 397.9606 | 858.564
6606 | 394.592 | 836.6198 | 394.592 | 836.6198
6607 | 388.837 | 819.6755 | 388.837 | 819.6755
6608 | 392.6524 | 800.025 | 392.6524 | 800.025
6609 | 389.2804 | 785.1872 | 389.2804 | 785.1872
6610 | 375.4343 | 769.5574 | 375.4343 | 769.5574
6611 | 350.9464 | 759.3793 | 350.9464 | 759.3793
6612 | 333.5792 | 767.7674 | 333.5792 | 767.7674
6613 | 319.4194 | 795.4382 | 319.4194 | 795.4382
6614 | 311.1909 | 816.094 | 311.1909 | 816.094
6615 | 307.4614 | 829.6841 | 307.4614 | 829.6841
6616 | 306.196 | 855.16 | 306.196 | 855.16
6617 | 306.1961 | 905.2781 | 306.1961 | 905.2781
6618 | 307.6448 | 916.4361 | 307.6448 | 916.4361
6619 | 324.5748 | 914.1751 | 324.5748 | 914.1751
6620 | 352.9018 | 899.4542 | 352.9018 | 899.4542
6621 | 375.03 | 886.8424 | 375.03 | 886.8424
6622 | 389.5182 | 879.9325 | 389.5182 | 879.9325
6623 | 412.8899 | 879.0919 | 412.8899 | 879.0919
6624 | 407.7053 | 878.193 | 407.7053 | 878.193
6625 | 390.4664 | 865.4341 | 390.4664 | 865.4341
6626 | 389.874 | 850.8532 | 389.874 | 850.8532
6627 | 390.1896 | 816.973 | 390.1896 | 816.973
6628 | 393.4183 | 791.4388 | 393.4183 | 791.4388
6629 | 398.3401 | 768.7802 | 398.3401 | 768.7802
6630 | 395.8575 | 751.8142 | 395.8575 | 751.8142
6631 | 394.1153 | 744.9018 | 394.1153 | 744.9018
6632 | 402.9635 | 738.8785 | 402.9635 | 738.8785
6633 | 399.0688 | 737.517 | 399.0688 | 737.517
6634 | 383.5122 | 732.3716 | 383.5122 | 732.3716
6635 | 360.1587 | 733.206 | 360.1587 | 733.206
6636 | 339.9713 | 747.4272 | 339.9713 | 747.4272
6637 | 325.0309 | 778.0899 | 325.0309 | 778.0899
6638 | 316.1154 | 822.5557 | 316.1154 | 822.5557
6639 | 311.6426 | 877.6057 | 311.6426 | 877.6057
6640 | 310.5755 | 949.5449 | 310.5755 | 949.5449
6641 | 310.7446 | 1027.7472 | 310.7446 | 1027.7472
6642 | 310.1853 | 1054.7952 | 310.1853 | 1054.7952
6643 | 322.2874 | 1068.6505 | 322.2874 | 1068.6505
6644 | 344.0938 | 1078.4687 | 344.0938 | 1078.4687
6645 | 360.3556 | 1087.404 | 360.3556 | 1087.404
6646 | 373.939 | 1094.8253 | 373.939 | 1094.8253
6647 | 396.7223 | 1103.7149 | 396.7223 | 1103.7149
6648 | 394.0671 | 1101.8354 | 394.0671 | 1101.8354
6649 | 376.3885 | 1063.054 | 376.3885 | 1063.054
6650 | 374.3734 | 1009.452 | 374.3734 | 1009.452
6651 | 377.2607 | 947.6636 | 377.2607 | 947.6636
6652 | 376.6032 | 905.5857 | 376.6032 | 905.5857
6653 | 379.4846 | 875.8872 | 379.4846 | 875.8872
6654 | 383.49 | 852.0573 | 383.49 | 852.0573
6655 | 380.6035 | 835.7918 | 380.6035 | 835.7918
6656 | 390.7987 | 819.259 | 390.7987 | 819.259
6657 | 391.1454 | 803.34 | 391.1454 | 803.34
6658 | 374.9764 | 780.6452 | 374.9764 | 780.6452
6659 | 356.0874 | 764.0558 | 356.0874 | 764.0558
6660 | 340.4591 | 764.5241 | 340.4591 | 764.5241
6661 | 326.217 | 794.0554 | 326.217 | 794.0554
6662 | 318.6091 | 830.2493 | 318.6091 | 830.2493
6663 | 313.9999 | 848.0884 | 313.9999 | 848.0884
6664 | 311.654 | 878.9699 | 311.654 | 878.9699
6665 | 310.4365 | 941.0559 | 310.4365 | 941.0559
6666 | 306.894 | 969.7382 | 306.894 | 969.7382
6667 | 318.2277 | 985.9066 | 318.2277 | 985.9066
6668 | 334.1496 | 997.1327 | 334.1496 | 997.1327
6669 | 353.8458 | 1007.5264 | 353.8458 | 1007.5264
6670 | 370.7355 | 1016.6071 | 370.7355 | 1016.6071
6671 | 391.9582 | 1029.0165 | 391.9582 | 1029.0165
6672 | 387.5943 | 1043.2786 | 387.5943 | 1043.2786
6673 | 373.9123 | 1034.8944 | 373.9123 | 1034.8944
6674 | 372.6699 | 987.8546 | 372.6699 | 987.8546
6675 | 374.6228 | 927.0719 | 374.6228 | 927.0719
6676 | 378.8009 | 867.9474 | 378.8009 | 867.9474
6677 | 382.74 | 822.3588 | 382.74 | 822.3588
6678 | 382.0876 | 788.3462 | 382.0876 | 788.3462
6679 | 378.2174 | 767.9826 | 378.2174 | 767.9826
6680 | 393.2218 | 747.8292 | 393.2218 | 747.8292
6681 | 387.1914 | 730.6782 | 387.1914 | 730.6782
6682 | 374.2475 | 711.1011 | 374.2475 | 711.1011
6683 | 353.4065 | 700.3951 | 353.4065 | 700.3951
6684 | 334.8993 | 704.8107 | 334.8993 | 704.8107
6685 | 320.8517 | 723.3044 | 320.8517 | 723.3044
6686 | 312.9983 | 744.2117 | 312.9983 | 744.2117
6687 | 309.222 | 765.9731 | 309.222 | 765.9731
6688 | 307.7316 | 803.9699 | 307.7316 | 803.9699
6689 | 306.8921 | 860.5748 | 306.8921 | 860.5748
6690 | 302.8737 | 874.8253 | 302.8737 | 874.8253
6691 | 320.2521 | 882.395 | 320.2521 | 882.395
6692 | 346.0486 | 883.2373 | 346.0486 | 883.2373
6693 | 363.7126 | 883.8002 | 363.7126 | 883.8002
6694 | 381.471 | 883.2513 | 381.471 | 883.2513
6695 | 405.9487 | 887.4895 | 405.9487 | 887.4895
6696 | 406.4265 | 890.3871 | 406.4265 | 890.3871
6697 | 386.1831 | 883.1595 | 386.1831 | 883.1595
6698 | 382.082 | 871.646 | 382.082 | 871.646
6699 | 384.7664 | 852.801 | 384.7664 | 852.801
6700 | 386.1298 | 840.7432 | 386.1298 | 840.7432
6701 | 395.2681 | 817.0789 | 395.2681 | 817.0789
6702 | 396.856 | 790.3325 | 396.856 | 790.3325
6703 | 386.233 | 770.4717 | 386.233 | 770.4717
6704 | 396.4709 | 747.2006 | 396.4709 | 747.2006
6705 | 394.0732 | 725.6498 | 394.0732 | 725.6498
6706 | 376.9178 | 704.6395 | 376.9178 | 704.6395
6707 | 353.4248 | 693.4557 | 353.4248 | 693.4557
6708 | 331.2029 | 696.6393 | 331.2029 | 696.6393
6709 | 319.1787 | 708.1938 | 319.1787 | 708.1938
6710 | 312.8272 | 720.2006 | 312.8272 | 720.2006
6711 | 307.9783 | 731.201 | 307.9783 | 731.201
6712 | 306.7746 | 755.8723 | 306.7746 | 755.8723
6713 | 307.4672 | 803.7779 | 307.4672 | 803.7779
6714 | 306.9702 | 815.4387 | 306.9702 | 815.4387
6715 | 328.0102 | 825.6987 | 328.0102 | 825.6987
6716 | 363.2739 | 829.3318 | 363.2739 | 829.3318
6717 | 385.287 | 830.297 | 385.287 | 830.297
6718 | 398.9236 | 827.9881 | 398.9236 | 827.9881
6719 | 423.759 | 829.5612 | 423.759 | 829.5612
6720 | 417.3887 | 828.4612 | 417.3887 | 828.4612
6721 | 394.6582 | 816.9091 | 394.6582 | 816.9091
6722 | 392.8115 | 800.0905 | 392.8115 | 800.0905
6723 | 394.659 | 773.5519 | 394.659 | 773.5519
6724 | 397.8328 | 756.6919 | 397.8328 | 756.6919
6725 | 408.998 | 733.5807 | 408.998 | 733.5807
6726 | 412.0429 | 707.3623 | 412.0429 | 707.3623
6727 | 393.592 | 688.2809 | 393.592 | 688.2809
6728 | 405.7261 | 672.3766 | 405.7261 | 672.3766
6729 | 402.0459 | 662.2655 | 402.0459 | 662.2655
6730 | 381.9145 | 650.3066 | 381.9145 | 650.3066
6731 | 356.8127 | 646.213 | 356.8127 | 646.213
6732 | 334.8364 | 656.2605 | 334.8364 | 656.2605
6733 | 318.779 | 676.992 | 318.779 | 676.992
6734 | 311.7581 | 698.7038 | 311.7581 | 698.7038
6735 | 308.1095 | 718.1772 | 308.1095 | 718.1772
6736 | 307.2462 | 749.8381 | 307.2462 | 749.8381
6737 | 306.0543 | 803.3505 | 306.0543 | 803.3505
6738 | 308.3677 | 818.7324 | 308.3677 | 818.7324
6739 | 328.8304 | 828.1124 | 328.8304 | 828.1124
6740 | 361.9155 | 829.3821 | 361.9155 | 829.3821
6741 | 387.8872 | 828.3359 | 387.8872 | 828.3359
6742 | 399.6415 | 824.3425 | 399.6415 | 824.3425
6743 | 425.2838 | 824.1053 | 425.2838 | 824.1053
6744 | 415.8799 | 820.6419 | 415.8799 | 820.6419
6745 | 392.112 | 806.651 | 392.112 | 806.651
6746 | 390.1872 | 789.2541 | 390.1872 | 789.2541
6747 | 391.3602 | 764.9029 | 391.3602 | 764.9029
6748 | 391.9583 | 754.0268 | 391.9583 | 754.0268
6749 | 398.4867 | 739.0617 | 398.4867 | 739.0617
6750 | 397.6216 | 717.369 | 397.6216 | 717.369
6751 | 385.9737 | 697.6087 | 385.9737 | 697.6087
6752 | 395.7732 | 674.4383 | 395.7732 | 674.4383
6753 | 393.6164 | 652.9125 | 393.6164 | 652.9125
6754 | 375.8902 | 627.1755 | 375.8902 | 627.1755
6755 | 351.0417 | 609.5804 | 351.0417 | 609.5804
6756 | 328.013 | 609.6966 | 328.013 | 609.6966
6757 | 314.1353 | 627.587 | 314.1353 | 627.587
6758 | 306.5275 | 641.9572 | 306.5275 | 641.9572
6759 | 303.5783 | 654.6673 | 303.5783 | 654.6673
6760 | 302.2446 | 680.3694 | 302.2446 | 680.3694
6761 | 300.6133 | 730.387 | 300.6133 | 730.387
6762 | 301.2726 | 746.0706 | 301.2726 | 746.0706
6763 | 323.2189 | 760.2277 | 323.2189 | 760.2277
6764 | 354.1568 | 768.5121 | 354.1568 | 768.5121
6765 | 375.7543 | 774.2544 | 375.7543 | 774.2544
6766 | 391.401 | 772.9261 | 391.401 | 772.9261
6767 | 413.9404 | 771.0798 | 413.9404 | 771.0798
6768 | 410.168 | 763.4679 | 410.168 | 763.4679
6769 | 387.7838 | 733.1343 | 387.7838 | 733.1343
6770 | 382.6185 | 700.0234 | 382.6185 | 700.0234
6771 | 382.5658 | 665.9421 | 382.5658 | 665.9421
6772 | 387.0612 | 645.6124 | 387.0612 | 645.6124
6773 | 394.9909 | 619.6349 | 394.9909 | 619.6349
6774 | 392.0939 | 588.8658 | 392.0939 | 588.8658
6775 | 381.8208 | 565.6107 | 381.8208 | 565.6107
6776 | 389.8493 | 544.8288 | 389.8493 | 544.8288
6777 | 391.2618 | 527.8538 | 391.2618 | 527.8538
6778 | 377.0119 | 505.335 | 377.0119 | 505.335
6779 | 353.0552 | 487.3376 | 353.0552 | 487.3376
6780 | 329.8854 | 481.8471 | 329.8854 | 481.8471
6781 | 315.8951 | 485.532 | 315.8951 | 485.532
6782 | 307.67 | 490.0212 | 307.67 | 490.0212
6783 | 303.978 | 493.4788 | 303.978 | 493.4788
6784 | 301.9958 | 512.4679 | 301.9958 | 512.4679
6785 | 299.1664 | 557.5324 | 299.1664 | 557.5324
6786 | 298.2945 | 569.0172 | 298.2945 | 569.0172
6787 | 317.2242 | 578.9252 | 317.2242 | 578.9252
6788 | 344.1613 | 583.8657 | 344.1613 | 583.8657
6789 | 364.2141 | 588.0743 | 364.2141 | 588.0743
6790 | 379.5107 | 588.7574 | 379.5107 | 588.7574
6791 | 401.0358 | 591.2607 | 401.0358 | 591.2607
6792 | 403.3408 | 589.507 | 403.3408 | 589.507
6793 | 381.0621 | 579.6394 | 381.0621 | 579.6394
6794 | 377.1097 | 567.6985 | 377.1097 | 567.6985
6795 | 381.6742 | 549.4318 | 381.6742 | 549.4318
6796 | 383.1027 | 544.0619 | 383.1027 | 544.0619
6797 | 389.1594 | 536.2876 | 389.1594 | 536.2876
6798 | 386.1695 | 524.8279 | 386.1695 | 524.8279
6799 | 378.5396 | 515.7783 | 378.5396 | 515.7783
6800 | 383.3397 | 503.0168 | 383.3397 | 503.0168
6801 | 386.8186 | 490.0898 | 386.8186 | 490.0898
6802 | 375.3002 | 472.2978 | 375.3002 | 472.2978
6803 | 354.3594 | 458.8512 | 354.3594 | 458.8512
6804 | 332.167 | 453.9389 | 332.167 | 453.9389
6805 | 318.7768 | 456.417 | 318.7768 | 456.417
6806 | 309.8179 | 468.4238 | 309.8179 | 468.4238
6807 | 305.0206 | 481.5864 | 305.0206 | 481.5864
6808 | 303.7889 | 509.1491 | 303.7889 | 509.1491
6809 | 301.2031 | 560.1723 | 301.2031 | 560.1723
6810 | 295.9447 | 576.1074 | 295.9447 | 576.1074
6811 | 310.1989 | 592.2256 | 310.1989 | 592.2256
6812 | 335.1068 | 603.2003 | 335.1068 | 603.2003
6813 | 355.5986 | 604.9197 | 355.5986 | 604.9197
6814 | 368.0844 | 603.8429 | 368.0844 | 603.8429
6815 | 389.1217 | 606.5222 | 389.1217 | 606.5222
6816 | 386.2392 | 602.8577 | 386.2392 | 602.8577
6817 | 372.2954 | 579.388 | 372.2954 | 579.388
6818 | 370.9901 | 549.4954 | 370.9901 | 549.4954
6819 | 373.2514 | 519.7134 | 373.2514 | 519.7134
6820 | 373.3403 | 513.6395 | 373.3403 | 513.6395
6821 | 378.9877 | 514.5896 | 378.9877 | 514.5896
6822 | 378.407 | 510.0189 | 378.407 | 510.0189
6823 | 370.1749 | 505.4699 | 370.1749 | 505.4699
6824 | 378.4077 | 495.7506 | 378.4077 | 495.7506
6825 | 380.6254 | 486.2681 | 380.6254 | 486.2681
6826 | 368.5344 | 471.7446 | 368.5344 | 471.7446
6827 | 348.3403 | 459.354 | 348.3403 | 459.354
6828 | 327.1684 | 455.0201 | 327.1684 | 455.0201
6829 | 312.7046 | 454.833 | 312.7046 | 454.833
6830 | 305.204 | 461.1073 | 305.204 | 461.1073
6831 | 298.7235 | 474.2448 | 298.7235 | 474.2448
6832 | 298.7231 | 497.2316 | 298.7231 | 497.2316
6833 | 292.7967 | 546.168 | 292.7967 | 546.168
6834 | 288.8898 | 560.3934 | 288.8898 | 560.3934
6835 | 302.3349 | 572.4133 | 302.3349 | 572.4133
6836 | 327.3211 | 577.4292 | 327.3211 | 577.4292
6837 | 343.5755 | 579.8024 | 343.5755 | 579.8024
6838 | 356.7827 | 582.2958 | 356.7827 | 582.2958
6839 | 384.1086 | 589.2745 | 384.1086 | 589.2745
6840 | 381.54 | 585.0819 | 381.54 | 585.0819
6841 | 367.9163 | 557.0112 | 367.9163 | 557.0112
6842 | 366.5969 | 528.074 | 366.5969 | 528.074
6843 | 365.3796 | 501.2588 | 365.3796 | 501.2588
6844 | 370.3814 | 505.2167 | 370.3814 | 505.2167
6845 | 374.1883 | 509.4354 | 374.1883 | 509.4354
6846 | 371.4211 | 505.7699 | 371.4211 | 505.7699
6847 | 363.6253 | 501.8242 | 363.6253 | 501.8242
6848 | 372.0466 | 491.7781 | 372.0466 | 491.7781
6849 | 372.7693 | 481.7676 | 372.7693 | 481.7676
6850 | 358.7282 | 465.9619 | 358.7282 | 465.9619
6851 | 337.0759 | 451.4593 | 337.0759 | 451.4593
6852 | 316.9615 | 445.2648 | 316.9615 | 445.2648
6853 | 304.2321 | 444.8263 | 304.2321 | 444.8263
6854 | 296.0575 | 449.24 | 296.0575 | 449.24
6855 | 294.0196 | 459.8381 | 294.0196 | 459.8381
6856 | 294.4574 | 484.4341 | 294.4574 | 484.4341
6857 | 289.9216 | 536.9407 | 289.9216 | 536.9407
6858 | 287.5741 | 559.5888 | 287.5741 | 559.5888
6859 | 302.8059 | 575.4052 | 302.8059 | 575.4052
6860 | 329.3102 | 583.3125 | 329.3102 | 583.3125
6861 | 349.5925 | 586.8172 | 349.5925 | 586.8172
6862 | 364.3288 | 584.3826 | 364.3288 | 584.3826
6863 | 389.6078 | 583.3408 | 389.6078 | 583.3408
6864 | 385.5273 | 572.033 | 385.5273 | 572.033
6865 | 369.1866 | 538.1543 | 369.1866 | 538.1543
6866 | 367.1831 | 507.1554 | 367.1831 | 507.1554
6867 | 367.3061 | 486.9527 | 367.3061 | 486.9527
6868 | 375.9184 | 492.2684 | 375.9184 | 492.2684
6869 | 378.9528 | 492.0117 | 378.9528 | 492.0117
6870 | 376.6324 | 484.1222 | 376.6324 | 484.1222
6871 | 369.016 | 476.2543 | 369.016 | 476.2543
6872 | 380.7413 | 463.342 | 380.7413 | 463.342
6873 | 383.9123 | 450.9932 | 383.9123 | 450.9932
6874 | 371.8974 | 434.3829 | 371.8974 | 434.3829
6875 | 344.5536 | 424.3808 | 344.5536 | 424.3808
6876 | 322.5219 | 421.8068 | 322.5219 | 421.8068
6877 | 308.1749 | 426.1706 | 308.1749 | 426.1706
6878 | 301.3953 | 429.478 | 301.3953 | 429.478
6879 | 298.4226 | 438.0145 | 298.4226 | 438.0145
6880 | 297.1177 | 459.8698 | 297.1177 | 459.8698
6881 | 292.5113 | 506.9206 | 292.5113 | 506.9206
6882 | 294.0268 | 524.5905 | 294.0268 | 524.5905
6883 | 316.7877 | 540.4823 | 316.7877 | 540.4823
6884 | 350.0351 | 553.0913 | 350.0351 | 553.0913
6885 | 370.6326 | 563.0575 | 370.6326 | 563.0575
6886 | 383.9417 | 568.2914 | 383.9417 | 568.2914
6887 | 413.3414 | 571.021 | 413.3414 | 571.021
6888 | 408.5757 | 561.6743 | 408.5757 | 561.6743
6889 | 386.2045 | 535.3635 | 386.2045 | 535.3635
6890 | 383.2088 | 516.0558 | 383.2088 | 516.0558
6891 | 386.5773 | 492.1572 | 386.5773 | 492.1572
6892 | 387.6795 | 492.9724 | 387.6795 | 492.9724
6893 | 398.0705 | 492.7408 | 398.0705 | 492.7408
6894 | 396.1233 | 484.2227 | 396.1233 | 484.2227
6895 | 382.3014 | 476.5309 | 382.3014 | 476.5309
6896 | 387.6168 | 465.8311 | 387.6168 | 465.8311
6897 | 390.5387 | 459.8937 | 390.5387 | 459.8937
6898 | 372.8745 | 451.9072 | 372.8745 | 451.9072
6899 | 348.973 | 449.2719 | 348.973 | 449.2719
6900 | 327.6378 | 456.5538 | 327.6378 | 456.5538
6901 | 311.8849 | 467.5048 | 311.8849 | 467.5048
6902 | 302.9909 | 475.1619 | 302.9909 | 475.1619
6903 | 299.3406 | 480.7818 | 299.3406 | 480.7818
6904 | 298.1363 | 500.8018 | 298.1363 | 500.8018
6905 | 294.2475 | 546.2937 | 294.2475 | 546.2937
6906 | 295.2788 | 558.1557 | 295.2788 | 558.1557
6907 | 317.9505 | 567.0831 | 317.9505 | 567.0831
6908 | 350.9383 | 568.1768 | 350.9383 | 568.1768
6909 | 371.3862 | 565.9489 | 371.3862 | 565.9489
6910 | 384.918 | 560.0447 | 384.918 | 560.0447
6911 | 409.4767 | 556.3629 | 409.4767 | 556.3629
6912 | 408.3619 | 546.5385 | 408.3619 | 546.5385
6913 | 386.8761 | 529.4802 | 386.8761 | 529.4802
6914 | 385.0886 | 515.8547 | 385.0886 | 515.8547
6915 | 384.9477 | 499.2222 | 384.9477 | 499.2222
6916 | 389.3312 | 498.73 | 389.3312 | 498.73
6917 | 397.165 | 493.6459 | 397.165 | 493.6459
6918 | 397.6716 | 482.2616 | 397.6716 | 482.2616
6919 | 378.9757 | 474.4189 | 378.9757 | 474.4189
6920 | 381.8235 | 463.0403 | 381.8235 | 463.0403
6921 | 388.4852 | 455.2675 | 388.4852 | 455.2675
6922 | 374.5661 | 442.7805 | 374.5661 | 442.7805
6923 | 351.1896 | 436.5749 | 351.1896 | 436.5749
6924 | 329.8977 | 444.3094 | 329.8977 | 444.3094
6925 | 313.678 | 473.363 | 313.678 | 473.363
6926 | 305.9158 | 510.8894 | 305.9158 | 510.8894
6927 | 302.0952 | 537.0004 | 302.0952 | 537.0004
6928 | 300.7664 | 574.0167 | 300.7664 | 574.0167
6929 | 296.0574 | 626.6994 | 296.0574 | 626.6994
6930 | 297.1864 | 637.0528 | 297.1864 | 637.0528
6931 | 319.4675 | 644.4465 | 319.4675 | 644.4465
6932 | 353.0338 | 640.8134 | 353.0338 | 640.8134
6933 | 372.4542 | 634.2359 | 372.4542 | 634.2359
6934 | 386.6755 | 628.4825 | 386.6755 | 628.4825
6935 | 413.2475 | 638.7549 | 413.2475 | 638.7549
6936 | 409.9644 | 636.7497 | 409.9644 | 636.7497
6937 | 386.2482 | 582.5811 | 386.2482 | 582.5811
6938 | 381.0388 | 523.0957 | 381.0388 | 523.0957
6939 | 387.9987 | 474.6832 | 387.9987 | 474.6832
6940 | 388.7796 | 453.2221 | 388.7796 | 453.2221
6941 | 395.16 | 429.432 | 395.16 | 429.432
6942 | 396.3816 | 399.04 | 396.3816 | 399.04
6943 | 378.4441 | 372.8935 | 378.4441 | 372.8935
6944 | 386.8193 | 348.3654 | 386.8193 | 348.3654
6945 | 389.404 | 329.7813 | 389.404 | 329.7813
6946 | 375.6397 | 313.3721 | 375.6397 | 313.3721
6947 | 354.5371 | 312.6225 | 354.5371 | 312.6225
6948 | 331.7907 | 351.785 | 331.7907 | 351.785
6949 | 316.4289 | 402.964 | 316.4289 | 402.964
6950 | 307.9051 | 424.525 | 307.9051 | 424.525
6951 | 302.7279 | 421.2696 | 302.7279 | 421.2696
6952 | 301.4802 | 438.2473 | 301.4802 | 438.2473
6953 | 292.5189 | 487.1586 | 292.5189 | 487.1586
6954 | 293.068 | 501.5097 | 293.068 | 501.5097
6955 | 307.9178 | 514.9627 | 307.9178 | 514.9627
6956 | 331.9457 | 511.8827 | 331.9457 | 511.8827
6957 | 350.3468 | 507.3166 | 350.3468 | 507.3166
6958 | 361.8007 | 510.2626 | 361.8007 | 510.2626
6959 | 386.9508 | 513.847 | 386.9508 | 513.847
6960 | 388.6178 | 504.3997 | 388.6178 | 504.3997
6961 | 370.1353 | 476.8318 | 370.1353 | 476.8318
6962 | 365.9607 | 440.8295 | 365.9607 | 440.8295
6963 | 367.684 | 394.9061 | 367.684 | 394.9061
6964 | 369.7286 | 359.5915 | 369.7286 | 359.5915
6965 | 380.3661 | 317.4223 | 380.3661 | 317.4223
6966 | 374.3286 | 286.1502 | 374.3286 | 286.1502
6967 | 366.0537 | 269.3819 | 366.0537 | 269.3819
6968 | 369.4721 | 255.8913 | 369.4721 | 255.8913
6969 | 376.4172 | 247.0123 | 376.4172 | 247.0123
6970 | 365.3037 | 240.4338 | 365.3037 | 240.4338
6971 | 343.3156 | 255.4233 | 343.3156 | 255.4233
6972 | 324.3979 | 291.8453 | 324.3979 | 291.8453
6973 | 310.7146 | 325.5755 | 310.7146 | 325.5755
6974 | 303.3681 | 363.9064 | 303.3681 | 363.9064
6975 | 298.9628 | 389.8918 | 298.9628 | 389.8918
6976 | 298.4492 | 411.6717 | 298.4492 | 411.6717
6977 | 289.3112 | 455.8562 | 289.3112 | 455.8562
6978 | 289.6356 | 468.7239 | 289.6356 | 468.7239
6979 | 304.9863 | 472.4971 | 304.9863 | 472.4971
6980 | 326.7244 | 475.0993 | 326.7244 | 475.0993
6981 | 346.2415 | 470.332 | 346.2415 | 470.332
6982 | 360.5814 | 458.1673 | 360.5814 | 458.1673
6983 | 389.5408 | 455.8181 | 389.5408 | 455.8181
6984 | 390.3036 | 447.9548 | 390.3036 | 447.9548
6985 | 373.8069 | 424.636 | 373.8069 | 424.636
6986 | 366.1768 | 405.9066 | 366.1768 | 405.9066
6987 | 369.3873 | 375.1943 | 369.3873 | 375.1943
6988 | 373.4359 | 353.0293 | 373.4359 | 353.0293
6989 | 379.3759 | 335.6757 | 379.3759 | 335.6757
6990 | 372.9864 | 319.5897 | 372.9864 | 319.5897
6991 | 364.6357 | 305.034 | 364.6357 | 305.034
6992 | 371.3609 | 287.596 | 371.3609 | 287.596
6993 | 377.5658 | 280.9043 | 377.5658 | 280.9043
6994 | 366.5837 | 276.6892 | 366.5837 | 276.6892
6995 | 347.8134 | 281.8481 | 347.8134 | 281.8481
6996 | 328.2197 | 302.2543 | 328.2197 | 302.2543
6997 | 313.2866 | 340.0324 | 313.2866 | 340.0324
6998 | 304.913 | 370.3681 | 304.913 | 370.3681
6999 | 301.8577 | 377.5468 | 301.8577 | 377.5468
7000 | 298.949 | 408.6043 | 298.949 | 408.6043
7001 | 290.3938 | 477.9816 | 290.3938 | 477.9816
7002 | 291.1482 | 519.6877 | 291.1482 | 519.6877
7003 | 306.1903 | 564.3174 | 306.1903 | 564.3174
7004 | 330.0549 | 603.0997 | 330.0549 | 603.0997
7005 | 347.9348 | 636.0964 | 347.9348 | 636.0964
7006 | 363.4952 | 655.3347 | 363.4952 | 655.3347
7007 | 384.2948 | 666.3865 | 384.2948 | 666.3865
7008 | 382.3579 | 661.1631 | 382.3579 | 661.1631
7009 | 374.4387 | 639.8557 | 374.4387 | 639.8557
7010 | 366.8964 | 611.4464 | 366.8964 | 611.4464
7011 | 369.115 | 572.236 | 369.115 | 572.236
7012 | 373.3763 | 545.5704 | 373.3763 | 545.5704
7013 | 379.2981 | 515.9976 | 379.2981 | 515.9976
7014 | 377.0448 | 483.3679 | 377.0448 | 483.3679
7015 | 364.8135 | 457.2214 | 364.8135 | 457.2214
7016 | 371.0031 | 434.3527 | 371.0031 | 434.3527
7017 | 376.2682 | 420.9731 | 376.2682 | 420.9731
7018 | 365.7791 | 412.8861 | 365.7791 | 412.8861
7019 | 343.3635 | 417.0895 | 343.3635 | 417.0895
7020 | 325.0903 | 438.3506 | 325.0903 | 438.3506
7021 | 309.1473 | 474.1927 | 309.1473 | 474.1927
7022 | 301.9755 | 505.8106 | 301.9755 | 505.8106
7023 | 298.69 | 524.0772 | 298.69 | 524.0772
7024 | 296.6744 | 549.4022 | 296.6744 | 549.4022
7025 | 289.4816 | 594.7935 | 289.4816 | 594.7935
7026 | 289.9961 | 599.2134 | 289.9961 | 599.2134
7027 | 306.5252 | 597.9832 | 306.5252 | 597.9832
7028 | 333.0262 | 590.1262 | 333.0262 | 590.1262
7029 | 348.9886 | 584.1521 | 348.9886 | 584.1521
7030 | 366.0546 | 578.3233 | 366.0546 | 578.3233
7031 | 389.365 | 575.3707 | 389.365 | 575.3707
7032 | 385.3021 | 561.4228 | 385.3021 | 561.4228
7033 | 372.2252 | 536.9978 | 372.2252 | 536.9978
7034 | 365.9367 | 514.7736 | 365.9367 | 514.7736
7035 | 366.5356 | 484.6647 | 366.5356 | 484.6647
7036 | 369.9557 | 470.1681 | 369.9557 | 470.1681
7037 | 378.4937 | 455.0271 | 378.4937 | 455.0271
7038 | 375.7794 | 434.8429 | 375.7794 | 434.8429
7039 | 363.9945 | 415.4598 | 363.9945 | 415.4598
7040 | 366.579 | 396.6892 | 366.579 | 396.6892
7041 | 379.1511 | 381.1223 | 379.1511 | 381.1223
7042 | 366.5688 | 367.5793 | 366.5688 | 367.5793
7043 | 342.0043 | 363.1589 | 342.0043 | 363.1589
7044 | 320.926 | 379.8692 | 320.926 | 379.8692
7045 | 307.7081 | 414.253 | 307.7081 | 414.253
7046 | 300.4243 | 428.9249 | 300.4243 | 428.9249
7047 | 297.4756 | 427.7563 | 297.4756 | 427.7563
7048 | 294.758 | 440.2336 | 294.758 | 440.2336
7049 | 289.8551 | 481.7278 | 289.8551 | 481.7278
7050 | 291.5057 | 494.5703 | 291.5057 | 494.5703
7051 | 315.4969 | 507.8474 | 315.4969 | 507.8474
7052 | 345.6669 | 513.1147 | 345.6669 | 513.1147
7053 | 372.5068 | 516.8959 | 372.5068 | 516.8959
7054 | 385.4255 | 512.4751 | 385.4255 | 512.4751
7055 | 415.1434 | 504.2929 | 415.1434 | 504.2929
7056 | 409.5296 | 460.5763 | 409.5296 | 460.5763
7057 | 386.4475 | 420.4372 | 386.4475 | 420.4372
7058 | 381.7227 | 383.8315 | 381.7227 | 383.8315
7059 | 383.5238 | 342.836 | 383.5238 | 342.836
7060 | 387.3967 | 325.3977 | 387.3967 | 325.3977
7061 | 395.9727 | 312.6955 | 395.9727 | 312.6955
7062 | 396.295 | 296.2827 | 396.295 | 296.2827
7063 | 379.2484 | 283.3863 | 379.2484 | 283.3863
7064 | 376.8289 | 269.242 | 376.8289 | 269.242
7065 | 381.9577 | 258.2509 | 381.9577 | 258.2509
7066 | 372.6891 | 245.6634 | 372.6891 | 245.6634
7067 | 340.4609 | 243.2292 | 340.4609 | 243.2292
7068 | 320.2161 | 262.3532 | 320.2161 | 262.3532
7069 | 302.7953 | 295.9828 | 302.7953 | 295.9828
7070 | 294.3806 | 331.4475 | 294.3806 | 331.4475
7071 | 290.6901 | 352.0775 | 290.6901 | 352.0775
7072 | 289.1898 | 375.5922 | 289.1898 | 375.5922
7073 | 281.5352 | 421.9138 | 281.5352 | 421.9138
7074 | 285.092 | 432.2673 | 285.092 | 432.2673
7075 | 307.8424 | 437.373 | 307.8424 | 437.373
7076 | 343.9017 | 436.1284 | 343.9017 | 436.1284
7077 | 363.2092 | 436.0628 | 363.2092 | 436.0628
7078 | 376.6804 | 437.1231 | 376.6804 | 437.1231
7079 | 402.5222 | 443.8252 | 402.5222 | 443.8252
7080 | 399.6241 | 442.3732 | 399.6241 | 442.3732
7081 | 375.6836 | 434.7684 | 375.6836 | 434.7684
7082 | 371.8004 | 432.4571 | 371.8004 | 432.4571
7083 | 375.2606 | 423.6188 | 375.2606 | 423.6188
7084 | 379.3321 | 414.4524 | 379.3321 | 414.4524
7085 | 386.9333 | 382.8179 | 386.9333 | 382.8179
7086 | 384.0978 | 340.2317 | 384.0978 | 340.2317
7087 | 369.6666 | 292.2364 | 369.6666 | 292.2364
7088 | 370.7851 | 243.4206 | 370.7851 | 243.4206
7089 | 380.378 | 211.3099 | 380.378 | 211.3099
7090 | 368.7286 | 209.3577 | 368.7286 | 209.3577
7091 | 342.4046 | 219.721 | 342.4046 | 219.721
7092 | 319.3175 | 235.7776 | 319.3175 | 235.7776
7093 | 300.8442 | 258.2187 | 300.8442 | 258.2187
7094 | 292.76 | 285.9396 | 292.76 | 285.9396
7095 | 290.0944 | 305.1364 | 290.0944 | 305.1364
7096 | 288.4836 | 329.5563 | 288.4836 | 329.5563
7097 | 282.4167 | 374.7968 | 282.4167 | 374.7968
7098 | 288.1865 | 387.6896 | 288.1865 | 387.6896
7099 | 312.6914 | 402.1484 | 312.6914 | 402.1484
7100 | 344.2637 | 413.2488 | 344.2637 | 413.2488
7101 | 363.0626 | 418.7648 | 363.0626 | 418.7648
7102 | 381.1856 | 415.3245 | 381.1856 | 415.3245
7103 | 405.2194 | 414.2576 | 405.2194 | 414.2576
7104 | 401.7025 | 411.3222 | 401.7025 | 411.3222
7105 | 376.1633 | 404.2958 | 376.1633 | 404.2958
7106 | 373.6549 | 397.5342 | 373.6549 | 397.5342
7107 | 374.7118 | 382.712 | 374.7118 | 382.712
7108 | 371.9788 | 386.0162 | 371.9788 | 386.0162
7109 | 382.4592 | 391.5675 | 382.4592 | 391.5675
7110 | 377.499 | 391.5978 | 377.499 | 391.5978
7111 | 361.8464 | 400.1983 | 361.8464 | 400.1983
7112 | 360.6453 | 407.3999 | 360.6453 | 407.3999
7113 | 372.0837 | 413.6064 | 372.0837 | 413.6064
7114 | 361.7699 | 409.2907 | 361.7699 | 409.2907
7115 | 335.975 | 407.7868 | 335.975 | 407.7868
7116 | 315.5512 | 417.6835 | 315.5512 | 417.6835
7117 | 300.9621 | 437.5098 | 300.9621 | 437.5098
7118 | 293.2988 | 462.4147 | 293.2988 | 462.4147
7119 | 290.1902 | 482.3407 | 290.1902 | 482.3407
7120 | 286.1079 | 513.2222 | 286.1079 | 513.2222
7121 | 277.641 | 567.9665 | 277.641 | 567.9665
7122 | 282.6109 | 585.209 | 282.6109 | 585.209
7123 | 302.3801 | 600.07 | 302.3801 | 600.07
7124 | 329.4488 | 610.2904 | 329.4488 | 610.2904
7125 | 346.6947 | 618.3207 | 346.6947 | 618.3207
7126 | 363.8078 | 621.9958 | 363.8078 | 621.9958
7127 | 388.8486 | 627.0888 | 388.8486 | 627.0888
7128 | 389.3276 | 625.4859 | 389.3276 | 625.4859
7129 | 372.5216 | 617.3783 | 372.5216 | 617.3783
7130 | 364.3305 | 610.7424 | 364.3305 | 610.7424
7131 | 364.9221 | 593.3306 | 364.9221 | 593.3306
7132 | 365.9287 | 580.7699 | 365.9287 | 580.7699
7133 | 373.6198 | 560.0472 | 373.6198 | 560.0472
7134 | 372.1413 | 533.3512 | 372.1413 | 533.3512
7135 | 358.3031 | 513.44 | 358.3031 | 513.44
7136 | 358.8994 | 492.6078 | 358.8994 | 492.6078
7137 | 368.1301 | 477.9208 | 368.1301 | 477.9208
7138 | 355.699 | 461.8888 | 355.699 | 461.8888
7139 | 333.5251 | 454.6273 | 333.5251 | 454.6273
7140 | 313.7572 | 461.884 | 313.7572 | 461.884
7141 | 298.0039 | 483.3948 | 298.0039 | 483.3948
7142 | 290.7501 | 505.0564 | 290.7501 | 505.0564
7143 | 287.1925 | 512.0088 | 287.1925 | 512.0088
7144 | 283.1263 | 534.2665 | 283.1263 | 534.2665
7145 | 274.6819 | 582.2977 | 274.6819 | 582.2977
7146 | 278.2416 | 593.4809 | 278.2416 | 593.4809
7147 | 292.6267 | 602.358 | 292.6267 | 602.358
7148 | 316.0966 | 603.3008 | 316.0966 | 603.3008
7149 | 332.1543 | 602.7575 | 332.1543 | 602.7575
7150 | 345.536 | 598.2613 | 345.536 | 598.2613
7151 | 374.4306 | 595.5852 | 374.4306 | 595.5852
7152 | 374.0489 | 585.3082 | 374.0489 | 585.3082
7153 | 360.4467 | 565.2831 | 360.4467 | 565.2831
7154 | 355.3601 | 544.8943 | 355.3601 | 544.8943
7155 | 354.8735 | 525.6973 | 354.8735 | 525.6973
7156 | 357.4451 | 519.1457 | 357.4451 | 519.1457
7157 | 361.6677 | 510.9691 | 361.6677 | 510.9691
7158 | 356.542 | 497.7494 | 356.542 | 497.7494
7159 | 346.158 | 487.9958 | 346.158 | 487.9958
7160 | 347.6871 | 479.3074 | 347.6871 | 479.3074
7161 | 357.8758 | 474.3003 | 357.8758 | 474.3003
7162 | 352.3278 | 469.331 | 352.3278 | 469.331
7163 | 330.9759 | 473.2578 | 330.9759 | 473.2578
7164 | 311.0403 | 488.7361 | 311.0403 | 488.7361
7165 | 296.3854 | 510.6242 | 296.3854 | 510.6242
7166 | 288.2399 | 534.0708 | 288.2399 | 534.0708
7167 | 283.1146 | 549.1443 | 283.1146 | 549.1443
7168 | 280.9591 | 576.9835 | 280.9591 | 576.9835
7169 | 272.6129 | 630.9233 | 272.6129 | 630.9233
7170 | 274.289 | 647.4869 | 274.289 | 647.4869
7171 | 290.557 | 662.6497 | 290.557 | 662.6497
7172 | 314.6876 | 671.789 | 314.6876 | 671.789
7173 | 334.0828 | 682.258 | 334.0828 | 682.258
7174 | 346.6363 | 688.8245 | 346.6363 | 688.8245
7175 | 371.1775 | 698.7448 | 371.1775 | 698.7448
7176 | 371.938 | 692.3146 | 371.938 | 692.3146
7177 | 356.7397 | 681.4917 | 356.7397 | 681.4917
7178 | 354.9197 | 672.6935 | 354.9197 | 672.6935
7179 | 354.3893 | 653.7982 | 354.3893 | 653.7982
7180 | 355.6156 | 644.2798 | 355.6156 | 644.2798
7181 | 361.0168 | 631.3513 | 361.0168 | 631.3513
7182 | 359.5302 | 609.9352 | 359.5302 | 609.9352
7183 | 345.0908 | 596.1337 | 345.0908 | 596.1337
7184 | 346.129 | 577.8911 | 346.129 | 577.8911
7185 | 358.3514 | 561.5447 | 358.3514 | 561.5447
7186 | 350.3186 | 542.1687 | 350.3186 | 542.1687
7187 | 327.2506 | 530.1804 | 327.2506 | 530.1804
7188 | 306.4482 | 531.9561 | 306.4482 | 531.9561
7189 | 293.9806 | 546.5779 | 293.9806 | 546.5779
7190 | 285.4964 | 582.5706 | 285.4964 | 582.5706
7191 | 282.7658 | 603.4269 | 282.7658 | 603.4269
7192 | 279.212 | 633.9313 | 279.212 | 633.9313
7193 | 271.4446 | 690.1339 | 271.4446 | 690.1339
7194 | 275.3596 | 707.5523 | 275.3596 | 707.5523
7195 | 295.3166 | 714.7449 | 295.3166 | 714.7449
7196 | 320.3483 | 706.0079 | 320.3483 | 706.0079
7197 | 340.4964 | 695.1058 | 340.4964 | 695.1058
7198 | 354.8658 | 689.6039 | 354.8658 | 689.6039
7199 | 383.6878 | 689.945 | 383.6878 | 689.945
7200 | 379.8923 | 655.506 | 379.8923 | 655.506
7201 | 361.5513 | 603.3488 | 361.5513 | 603.3488
7202 | 358.1561 | 567.8745 | 358.1561 | 567.8745
7203 | 359.7129 | 535.528 | 359.7129 | 535.528
7204 | 358.1325 | 518.14 | 358.1325 | 518.14
7205 | 365.2005 | 508.2034 | 365.2005 | 508.2034
7206 | 362.8216 | 501.1939 | 362.8216 | 501.1939
7207 | 352.3767 | 498.1283 | 352.3767 | 498.1283
7208 | 349.1028 | 488.3839 | 349.1028 | 488.3839
7209 | 359.3413 | 478.0214 | 359.3413 | 478.0214
7210 | 354.8116 | 463.4979 | 354.8116 | 463.4979
7211 | 327.0856 | 454.753 | 327.0856 | 454.753
7212 | 305.1021 | 458.7663 | 305.1021 | 458.7663
7213 | 290.4262 | 482.716 | 290.4262 | 482.716
7214 | 283.5661 | 510.6128 | 283.5661 | 510.6128
7215 | 279.8795 | 521.2864 | 279.8795 | 521.2864
7216 | 277.2347 | 544.3989 | 277.2347 | 544.3989
7217 | 270.8777 | 590.0165 | 270.8777 | 590.0165
7218 | 276.2691 | 598.4088 | 276.2691 | 598.4088
7219 | 302.034 | 604.7465 | 302.034 | 604.7465
7220 | 336.5682 | 606.1922 | 336.5682 | 606.1922
7221 | 358.9129 | 603.5118 | 358.9129 | 603.5118
7222 | 372.8484 | 597.507 | 372.8484 | 597.507
7223 | 402.6557 | 594.4287 | 402.6557 | 594.4287
7224 | 397.4918 | 573.0387 | 397.4918 | 573.0387
7225 | 377.8506 | 523.0689 | 377.8506 | 523.0689
7226 | 373.7533 | 497.5258 | 373.7533 | 497.5258
7227 | 373.1241 | 478.4797 | 373.1241 | 478.4797
7228 | 375.9453 | 479.0937 | 375.9453 | 479.0937
7229 | 382.1634 | 481.125 | 382.1634 | 481.125
7230 | 377.708 | 474.3669 | 377.708 | 474.3669
7231 | 356.344 | 466.8761 | 356.344 | 466.8761
7232 | 352.5179 | 455.3718 | 352.5179 | 455.3718
7233 | 362.7702 | 444.8836 | 362.7702 | 444.8836
7234 | 354.3326 | 428.7007 | 354.3326 | 428.7007
7235 | 328.4202 | 419.6289 | 328.4202 | 419.6289
7236 | 304.8553 | 428.0925 | 304.8553 | 428.0925
7237 | 288.7103 | 443.7703 | 288.7103 | 443.7703
7238 | 281.7967 | 453.5897 | 281.7967 | 453.5897
7239 | 278.5847 | 454.6085 | 278.5847 | 454.6085
7240 | 274.7293 | 467.9657 | 274.7293 | 467.9657
7241 | 267.7656 | 506.5937 | 267.7656 | 506.5937
7242 | 275.143 | 512.1952 | 275.143 | 512.1952
7243 | 294.2492 | 518.4827 | 294.2492 | 518.4827
7244 | 328.1104 | 523.398 | 328.1104 | 523.398
7245 | 348.0531 | 526.9026 | 348.0531 | 526.9026
7246 | 366.4077 | 524.9458 | 366.4077 | 524.9458
7247 | 391.6868 | 528.5051 | 391.6868 | 528.5051
7248 | 393.4278 | 531.101 | 393.4278 | 531.101
7249 | 368.3389 | 530.9133 | 368.3389 | 530.9133
7250 | 363.5131 | 535.3401 | 363.5131 | 535.3401
7251 | 364.5676 | 537.9668 | 364.5676 | 537.9668
7252 | 366.2804 | 552.1829 | 366.2804 | 552.1829
7253 | 374.0232 | 562.5866 | 374.0232 | 562.5866
7254 | 370.4812 | 560.2285 | 370.4812 | 560.2285
7255 | 357.9929 | 541.7505 | 357.9929 | 541.7505
7256 | 350.6891 | 516.0406 | 350.6891 | 516.0406
7257 | 360.5129 | 497.004 | 360.5129 | 497.004
7258 | 355.407 | 482.4553 | 355.407 | 482.4553
7259 | 330.4808 | 482.1834 | 330.4808 | 482.1834
7260 | 305.1938 | 176.751 | 305.1938 | 176.751
7261 | 289.7252 | 184.0043 | 289.7252 | 184.0043
7262 | 281.9826 | 193.4144 | 281.9826 | 193.4144
7263 | 280.0883 | 202.1399 | 280.0883 | 202.1399
7264 | 275.2859 | 224.2923 | 275.2859 | 224.2923
7265 | 266.1457 | 271.0796 | 266.1457 | 271.0796
7266 | 275.3427 | 283.5916 | 275.3427 | 283.5916
7267 | 298.9798 | 292.6995 | 298.9798 | 292.6995
7268 | 331.6738 | 293.9129 | 331.6738 | 293.9129
7269 | 352.7603 | 295.6308 | 352.7603 | 295.6308
7270 | 368.9673 | 292.347 | 368.9673 | 292.347
7271 | 398.7803 | 291.1595 | 398.7803 | 291.1595
7272 | 397.95 | 286.9031 | 397.95 | 286.9031
7273 | 374.9468 | 277.1565 | 374.9468 | 277.1565
7274 | 370.7475 | 273.7255 | 370.7475 | 273.7255
7275 | 370.3586 | 262.617 | 370.3586 | 262.617
7276 | 368.9763 | 263.2095 | 368.9763 | 263.2095
7277 | 371.596 | 265.3347 | 371.596 | 265.3347
7278 | 369.5682 | 258.6588 | 369.5682 | 258.6588
7279 | 353.6954 | 250.38 | 353.6954 | 250.38
7280 | 345.8777 | 237.3406 | 345.8777 | 237.3406
7281 | 354.2291 | 227.2063 | 354.2291 | 227.2063
7282 | 349.787 | 210.7573 | 349.787 | 210.7573
7283 | 331.624 | 198.3783 | 331.624 | 198.3783
7284 | 309.7453 | 198.5022 | 309.7453 | 198.5022
7285 | 293.4783 | 203.1801 | 293.4783 | 203.1801
7286 | 283.3846 | 218.6718 | 283.3846 | 218.6718
7287 | 279.0523 | 230.0162 | 279.0523 | 230.0162
7288 | 274.1014 | 251.081 | 274.1014 | 251.081
7289 | 268.1047 | 295.7715 | 268.1047 | 295.7715
7290 | 273.5546 | 304.0464 | 273.5546 | 304.0464
7291 | 293.0557 | 308.8041 | 293.0557 | 308.8041
7292 | 320.134 | 303.5182 | 320.134 | 303.5182
7293 | 341.4063 | 298.8848 | 341.4063 | 298.8848
7294 | 354.6436 | 294.2524 | 354.6436 | 294.2524
7295 | 379.8756 | 292.3079 | 379.8756 | 292.3079
7296 | 381.028 | 281.709 | 381.028 | 281.709
7297 | 363.5042 | 269.2739 | 363.5042 | 269.2739
7298 | 357.518 | 266.8 | 357.518 | 266.8
7299 | 356.093 | 258.0493 | 356.093 | 258.0493
7300 | 354.6185 | 259.8337 | 354.6185 | 259.8337
7301 | 360.6951 | 260.0797 | 360.6951 | 260.0797
7302 | 355.9597 | 250.6805 | 355.9597 | 250.6805
7303 | 343.357 | 240.3049 | 343.357 | 240.3049
7304 | 338.2663 | 225.7777 | 338.2663 | 225.7777
7305 | 348.6104 | 212.9028 | 348.6104 | 212.9028
7306 | 344.6082 | 192.3385 | 344.6082 | 192.3385
7307 | 327.5122 | 176.3052 | 327.5122 | 176.3052
7308 | 307.2165 | 175.1067 | 307.2165 | 175.1067
7309 | 290.527 | 177.3484 | 290.527 | 177.3484
7310 | 283.4559 | 181.3294 | 283.4559 | 181.3294
7311 | 278.3701 | 184.3562 | 278.3701 | 184.3562
7312 | 272.0119 | 201.3404 | 272.0119 | 201.3404
7313 | 265.2468 | 242.4899 | 265.2468 | 242.4899
7314 | 267.601 | 249.277 | 267.601 | 249.277
7315 | 281.9744 | 250.7546 | 281.9744 | 250.7546
7316 | 304.3837 | 242.6845 | 304.3837 | 242.6845
7317 | 322.1052 | 235.8847 | 322.1052 | 235.8847
7318 | 338.1434 | 224.9271 | 338.1434 | 224.9271
7319 | 362.6933 | 217.1185 | 362.6933 | 217.1185
7320 | 365.1839 | 210.6175 | 365.1839 | 210.6175
7321 | 351.4105 | 203.4375 | 351.4105 | 203.4375
7322 | 345.1299 | 206.1665 | 345.1299 | 206.1665
7323 | 341.0439 | 204.0107 | 341.0439 | 204.0107
7324 | 343.5331 | 214.3129 | 343.5331 | 214.3129
7325 | 349.492 | 222.4937 | 349.492 | 222.4937
7326 | 346.2999 | 219.2805 | 346.2999 | 219.2805
7327 | 336.7312 | 213.6206 | 336.7312 | 213.6206
7328 | 333.8572 | 203.5567 | 333.8572 | 203.5567
7329 | 345.1908 | 194.9885 | 345.1908 | 194.9885
7330 | 340.6182 | 178.5047 | 340.6182 | 178.5047
7331 | 321.5377 | 165.099 | 321.5377 | 165.099
7332 | 303.9822 | 162.8738 | 303.9822 | 162.8738
7333 | 289.8786 | 163.0622 | 289.8786 | 163.0622
7334 | 281.2561 | 165.7904 | 281.2561 | 165.7904
7335 | 277.7948 | 169.0608 | 277.7948 | 169.0608
7336 | 272.5332 | 185.6361 | 272.5332 | 185.6361
7337 | 264.753 | 227.0901 | 264.753 | 227.0901
7338 | 267.3787 | 235.8348 | 267.3787 | 235.8348
7339 | 282.6941 | 243.6724 | 282.6941 | 243.6724
7340 | 306.9438 | 245.7819 | 306.9438 | 245.7819
7341 | 325.3529 | 249.353 | 325.3529 | 249.353
7342 | 341.1641 | 248.3661 | 341.1641 | 248.3661
7343 | 367.7193 | 249.5104 | 367.7193 | 249.5104
7344 | 366.2501 | 249.5782 | 366.2501 | 249.5782
7345 | 350.2225 | 244.5036 | 350.2225 | 244.5036
7346 | 347.1091 | 245.6579 | 347.1091 | 245.6579
7347 | 345.3489 | 238.4559 | 345.3489 | 238.4559
7348 | 350.2652 | 240.0837 | 350.2652 | 240.0837
7349 | 355.9549 | 238.8157 | 355.9549 | 238.8157
7350 | 347.1268 | 229.1816 | 347.1268 | 229.1816
7351 | 336.4353 | 219.6413 | 336.4353 | 219.6413
7352 | 332.4531 | 207.933 | 332.4531 | 207.933
7353 | 343.7097 | 199.7651 | 343.7097 | 199.7651
7354 | 341.8726 | 185.5347 | 341.8726 | 185.5347
7355 | 321.2846 | 173.8604 | 321.2846 | 173.8604
7356 | 302.2606 | 173.5232 | 302.2606 | 173.5232
7357 | 287.0769 | 176.2173 | 287.0769 | 176.2173
7358 | 279.0977 | 182.0168 | 279.0977 | 182.0168
7359 | 274.7477 | 188.1322 | 274.7477 | 188.1322
7360 | 269.3383 | 209.0665 | 269.3383 | 209.0665
7361 | 262.5148 | 253.9223 | 262.5148 | 253.9223
7362 | 268.7813 | 264.2679 | 268.7813 | 264.2679
7363 | 288.2621 | 270.9136 | 288.2621 | 270.9136
7364 | 319.7038 | 270.2824 | 319.7038 | 270.2824
7365 | 336.3618 | 269.2423 | 336.3618 | 269.2423
7366 | 356.2466 | 263.096 | 356.2466 | 263.096
7367 | 387.1193 | 260.5773 | 387.1193 | 260.5773
7368 | 383.7172 | 256.6168 | 383.7172 | 256.6168
7369 | 362.8935 | 247.4444 | 362.8935 | 247.4444
7370 | 358.7415 | 245.684 | 358.7415 | 245.684
7371 | 358.0911 | 237.6554 | 358.0911 | 237.6554
7372 | 362.8114 | 240.8406 | 362.8114 | 240.8406
7373 | 366.2048 | 242.2959 | 366.2048 | 242.2959
7374 | 362.1448 | 234.1931 | 362.1448 | 234.1931
7375 | 348.5655 | 225.2618 | 348.5655 | 225.2618
7376 | 343.3942 | 214.0408 | 343.3942 | 214.0408
7377 | 353.6703 | 205.8989 | 353.6703 | 205.8989
7378 | 350.0473 | 192.0339 | 350.0473 | 192.0339
7379 | 324.1943 | 180.7251 | 324.1943 | 180.7251
7380 | 306.0544 | 179.8136 | 306.0544 | 179.8136
7381 | 289.165 | 183.1777 | 289.165 | 183.1777
7382 | 280.8154 | 197.5036 | 280.8154 | 197.5036
7383 | 277.6701 | 213.7637 | 277.6701 | 213.7637
7384 | 272.3086 | 233.6279 | 272.3086 | 233.6279
7385 | 264.9809 | 274.6381 | 264.9809 | 274.6381
7386 | 273.6675 | 281.8428 | 273.6675 | 281.8428
7387 | 295.6077 | 287.0355 | 295.6077 | 287.0355
7388 | 332.6914 | 284.2815 | 332.6914 | 284.2815
7389 | 355.6727 | 281.8058 | 355.6727 | 281.8058
7390 | 366.7089 | 275.2419 | 366.7089 | 275.2419
7391 | 396.3969 | 270.4959 | 396.3969 | 270.4959
7392 | 390.546 | 259.5576 | 390.546 | 259.5576
7393 | 369.4058 | 245.0866 | 369.4058 | 245.0866
7394 | 364.9555 | 240.7421 | 364.9555 | 240.7421
7395 | 367.2965 | 231.9218 | 367.2965 | 231.9218
7396 | 368.924 | 235.4202 | 368.924 | 235.4202
7397 | 377.0924 | 236.9799 | 377.0924 | 236.9799
7398 | 370.7209 | 229.2686 | 370.7209 | 229.2686
7399 | 351.9698 | 220.8071 | 351.9698 | 220.8071
7400 | 348.0847 | 209.3773 | 348.0847 | 209.3773
7401 | 355.1778 | 200.7569 | 355.1778 | 200.7569
7402 | 349.2478 | 184.8561 | 349.2478 | 184.8561
7403 | 324.3925 | 171.5113 | 324.3925 | 171.5113
7404 | 306.3545 | 169.1816 | 306.3545 | 169.1816
7405 | 293.2923 | 172.5109 | 293.2923 | 172.5109
7406 | 285.0926 | 191.1 | 285.0926 | 191.1
7407 | 278.7649 | 209.5701 | 278.7649 | 209.5701
7408 | 272.9656 | 230.0694 | 272.9656 | 230.0694
7409 | 266.1679 | 270.8534 | 266.1679 | 270.8534
7410 | 276.0281 | 277.4839 | 276.0281 | 277.4839
7411 | 297.6678 | 285.2433 | 297.6678 | 285.2433
7412 | 334.2198 | 283.2896 | 334.2198 | 283.2896
7413 | 357.6676 | 279.3696 | 357.6676 | 279.3696
7414 | 374.8018 | 268.499 | 374.8018 | 268.499
7415 | 401.5128 | 259.02 | 401.5128 | 259.02
7416 | 398.2491 | 247.1333 | 398.2491 | 247.1333
7417 | 372.7772 | 231.54 | 372.7772 | 231.54
7418 | 370.36 | 222.6886 | 370.36 | 222.6886
7419 | 368.2586 | 209.6834 | 368.2586 | 209.6834
7420 | 368.3289 | 212.6772 | 368.3289 | 212.6772
7421 | 374.8433 | 218.0303 | 374.8433 | 218.0303
7422 | 370.8388 | 214.4344 | 370.8388 | 214.4344
7423 | 352.479 | 208.0784 | 352.479 | 208.0784
7424 | 345.5589 | 197.2402 | 345.5589 | 197.2402
7425 | 353.2271 | 188.7677 | 353.2271 | 188.7677
7426 | 349.6946 | 173.2931 | 349.6946 | 173.2931
7427 | 327.3598 | 160.0702 | 327.3598 | 160.0702
7428 | 304.1427 | 158.2539 | 304.1427 | 158.2539
7429 | 290.2955 | 162.5315 | 290.2955 | 162.5315
7430 | 284.298 | 179.8416 | 284.298 | 179.8416
7431 | 279.2048 | 195.8321 | 279.2048 | 195.8321
7432 | 273.385 | 216.4619 | 273.385 | 216.4619
7433 | 268.2627 | 258.3074 | 268.2627 | 258.3074
7434 | 277.52 | 264.5202 | 277.52 | 264.5202
7435 | 298.5277 | 268.0163 | 298.5277 | 268.0163
7436 | 333.4612 | 264.6097 | 333.4612 | 264.6097
7437 | 357.1634 | 261.9861 | 357.1634 | 261.9861
7438 | 374.5561 | 255.4483 | 374.5561 | 255.4483
7439 | 397.0936 | 251.146 | 397.0936 | 251.146
7440 | 390.2012 | 238.633 | 390.2012 | 238.633
7441 | 365.3261 | 216.2793 | 365.3261 | 216.2793
7442 | 363.6288 | 205.5574 | 363.6288 | 205.5574
7443 | 367.1796 | 195.3538 | 367.1796 | 195.3538
7444 | 367.9592 | 201.4188 | 367.9592 | 201.4188
7445 | 368.8667 | 204.9187 | 368.8667 | 204.9187
7446 | 370.014 | 197.1813 | 370.014 | 197.1813
7447 | 350.7453 | 188.3979 | 350.7453 | 188.3979
7448 | 343.8949 | 175.3237 | 343.8949 | 175.3237
7449 | 350.7271 | 165.1285 | 350.7271 | 165.1285
7450 | 347.1329 | 147.5833 | 347.1329 | 147.5833
7451 | 327.9162 | 134.5343 | 327.9162 | 134.5343
7452 | 307.2588 | 132.2221 | 307.2588 | 132.2221
7453 | 292.9008 | 137.8222 | 292.9008 | 137.8222
7454 | 285.0516 | 148.7723 | 285.0516 | 148.7723
7455 | 279.9368 | 159.8035 | 279.9368 | 159.8035
7456 | 272.1458 | 182.1733 | 272.1458 | 182.1733
7457 | 267.5028 | 228.4561 | 267.5028 | 228.4561
7458 | 271.9322 | 240.2633 | 271.9322 | 240.2633
7459 | 290.1265 | 248.2315 | 290.1265 | 248.2315
7460 | 318.4361 | 247.174 | 318.4361 | 247.174
7461 | 341.2856 | 244.7679 | 341.2856 | 244.7679
7462 | 359.4955 | 236.5944 | 359.4955 | 236.5944
7463 | 385.0083 | 225.9234 | 385.0083 | 225.9234
7464 | 381.5424 | 208.2597 | 381.5424 | 208.2597
7465 | 361.1542 | 188.9251 | 361.1542 | 188.9251
7466 | 358.2667 | 176.2456 | 358.2667 | 176.2456
7467 | 359.1278 | 153.0869 | 359.1278 | 153.0869
7468 | 360.3042 | 148.6592 | 360.3042 | 148.6592
7469 | 363.9841 | 148.2439 | 363.9841 | 148.2439
7470 | 358.4191 | 140.3064 | 358.4191 | 140.3064
7471 | 344.2811 | 131.697 | 344.2811 | 131.697
7472 | 335.7567 | 120.2498 | 335.7567 | 120.2498
7473 | 343 | 112.2471 | 343 | 112.2471
7474 | 346.8471 | 98.8259 | 346.8471 | 98.8259
7475 | 330.302 | 90.5622 | 330.302 | 90.5622
7476 | 310.7114 | 103.1016 | 310.7114 | 103.1016
7477 | 294.0776 | 126.0679 | 294.0776 | 126.0679
7478 | 285.5745 | 142.9691 | 285.5745 | 142.9691
7479 | 279.4591 | 148.11 | 279.4591 | 148.11
7480 | 270.7081 | 163.5195 | 270.7081 | 163.5195
7481 | 264.342 | 203.4683 | 264.342 | 203.4683
7482 | 268.8724 | 211.1864 | 268.8724 | 211.1864
7483 | 283.4624 | 215.1784 | 283.4624 | 215.1784
7484 | 306.4725 | 212.5374 | 306.4725 | 212.5374
7485 | 326.2028 | 210.7317 | 326.2028 | 210.7317
7486 | 342.5216 | 202.3146 | 342.5216 | 202.3146
7487 | 366.956 | 195.437 | 366.956 | 195.437
7488 | 366.7571 | 183.8723 | 366.7571 | 183.8723
7489 | 353.6977 | 168.3833 | 353.6977 | 168.3833
7490 | 350.5324 | 161.1503 | 350.5324 | 161.1503
7491 | 350.9918 | 141.4718 | 350.9918 | 141.4718
7492 | 353.8627 | 124.9505 | 353.8627 | 124.9505
7493 | 357.5532 | 115.6346 | 357.5532 | 115.6346
7494 | 353.588 | 107.8885 | 353.588 | 107.8885
7495 | 342.0524 | 100.8887 | 342.0524 | 100.8887
7496 | 337.1746 | 91.6427 | 337.1746 | 91.6427
7497 | 342.8621 | 86.224 | 342.8621 | 86.224
7498 | 345.4619 | 73.6467 | 345.4619 | 73.6467
7499 | 329.7019 | 62.2248 | 329.7019 | 62.2248
7500 | 309.2954 | 68.8218 | 309.2954 | 68.8218
7501 | 294.9084 | 81.6259 | 294.9084 | 81.6259
7502 | 287.3625 | 95.3776 | 287.3625 | 95.3776
7503 | 284.1445 | 104.4337 | 284.1445 | 104.4337
7504 | 271.8497 | 125.8552 | 271.8497 | 125.8552
7505 | 266.5924 | 171.3636 | 266.5924 | 171.3636
7506 | 271.6638 | 185.2503 | 271.6638 | 185.2503
7507 | 285.3111 | 195.6546 | 285.3111 | 195.6546
7508 | 308.9913 | 197.651 | 308.9913 | 197.651
7509 | 327.3229 | 199.9431 | 327.3229 | 199.9431
7510 | 343.9711 | 197.8338 | 343.9711 | 197.8338
7511 | 370.2669 | 191.8872 | 370.2669 | 191.8872
7512 | 370.0013 | 180.2007 | 370.0013 | 180.2007
7513 | 354.3071 | 164.4159 | 354.3071 | 164.4159
7514 | 350.5667 | 156.1997 | 350.5667 | 156.1997
7515 | 346.5318 | 140.9324 | 346.5318 | 140.9324
7516 | 347.7327 | 137.6531 | 347.7327 | 137.6531
7517 | 352.9855 | 134.3232 | 352.9855 | 134.3232
7518 | 345.9325 | 128.1084 | 345.9325 | 128.1084
7519 | 330.749 | 126.2244 | 330.749 | 126.2244
7520 | 327.9568 | 124.0171 | 327.9568 | 124.0171
7521 | 335.1628 | 123.5925 | 335.1628 | 123.5925
7522 | 339.1666 | 110.9978 | 339.1666 | 110.9978
7523 | 324.9501 | 99.5411 | 324.9501 | 99.5411
7524 | 304.6588 | 101.1962 | 304.6588 | 101.1962
7525 | 290.3705 | 108.6844 | 290.3705 | 108.6844
7526 | 282.1033 | 128.0913 | 282.1033 | 128.0913
7527 | 275.3747 | 137.5042 | 275.3747 | 137.5042
7528 | 266.2996 | 156.0719 | 266.2996 | 156.0719
7529 | 261 | 200.545 | 261 | 200.545
7530 | 268.3983 | 209.5942 | 268.3983 | 209.5942
7531 | 288.0396 | 216.9968 | 288.0396 | 216.9968
7532 | 314.1217 | 218.7757 | 314.1217 | 218.7757
7533 | 334.3935 | 220.8242 | 334.3935 | 220.8242
7534 | 350.9814 | 217.7666 | 350.9814 | 217.7666
7535 | 376.5786 | 214.1952 | 376.5786 | 214.1952
7536 | 371.437 | 206.0759 | 371.437 | 206.0759
7537 | 351.6684 | 187.5852 | 351.6684 | 187.5852
7538 | 353.6103 | 173.9835 | 353.6103 | 173.9835
7539 | 354.3154 | 154.8792 | 354.3154 | 154.8792
7540 | 352.1522 | 148.3982 | 352.1522 | 148.3982
7541 | 357.302 | 143.5196 | 357.302 | 143.5196
7542 | 353.0349 | 133.2155 | 353.0349 | 133.2155
7543 | 336.8554 | 126.2505 | 336.8554 | 126.2505
7544 | 331.807 | 119.1013 | 331.807 | 119.1013
7545 | 336.2889 | 117.2673 | 336.2889 | 117.2673
7546 | 340.3209 | 109.6754 | 340.3209 | 109.6754
7547 | 323.2088 | 104.9353 | 323.2088 | 104.9353
7548 | 301.2972 | 111.7238 | 301.2972 | 111.7238
7549 | 286.4095 | 120.3082 | 286.4095 | 120.3082
7550 | 277.8642 | 131.3192 | 277.8642 | 131.3192
7551 | 274.4377 | 139.6097 | 274.4377 | 139.6097
7552 | 262.8252 | 160.1003 | 262.8252 | 160.1003
7553 | 260.7062 | 203.2943 | 260.7062 | 203.2943
7554 | 267.8779 | 210.0031 | 267.8779 | 210.0031
7555 | 292.0498 | 213.943 | 292.0498 | 213.943
7556 | 326.3303 | 210.8931 | 326.3303 | 210.8931
7557 | 351.1984 | 210.897 | 351.1984 | 210.897
7558 | 369.8241 | 206.0297 | 369.8241 | 206.0297
7559 | 396.333 | 202.8498 | 396.333 | 202.8498
7560 | 389.5544 | 199.9768 | 389.5544 | 199.9768
7561 | 366.241 | 193.1622 | 366.241 | 193.1622
7562 | 362.5012 | 194.1598 | 362.5012 | 194.1598
7563 | 365.8158 | 189.9073 | 365.8158 | 189.9073
7564 | 366.6876 | 196.9468 | 366.6876 | 196.9468
7565 | 372.7905 | 202.5174 | 372.7905 | 202.5174
7566 | 365.507 | 199.2869 | 365.507 | 199.2869
7567 | 346.062 | 195.4627 | 346.062 | 195.4627
7568 | 338.743 | 185.2596 | 338.743 | 185.2596
7569 | 345.1596 | 176.0215 | 345.1596 | 176.0215
7570 | 344.8325 | 160.1119 | 344.8325 | 160.1119
7571 | 326.0993 | 147.2457 | 326.0993 | 147.2457
7572 | 302.539 | 146.2298 | 302.539 | 146.2298
7573 | 287.7608 | 148.4542 | 287.7608 | 148.4542
7574 | 281.4698 | 160.9094 | 281.4698 | 160.9094
7575 | 274.6013 | 164.7279 | 274.6013 | 164.7279
7576 | 265.5288 | 181.0162 | 265.5288 | 181.0162
7577 | 260.4481 | 227.2728 | 260.4481 | 227.2728
7578 | 270.8719 | 240.4373 | 270.8719 | 240.4373
7579 | 292.8246 | 245.2472 | 292.8246 | 245.2472
7580 | 326.5323 | 235.933 | 326.5323 | 235.933
7581 | 350.0807 | 230.7514 | 350.0807 | 230.7514
7582 | 367.2474 | 225.51 | 367.2474 | 225.51
7583 | 391.4857 | 214.3692 | 391.4857 | 214.3692
7584 | 388.7452 | 198.0975 | 388.7452 | 198.0975
7585 | 362.2723 | 184.6097 | 362.2723 | 184.6097
7586 | 361.1786 | 181.3527 | 361.1786 | 181.3527
7587 | 363.0951 | 172.3671 | 363.0951 | 172.3671
7588 | 364.5326 | 175.6829 | 364.5326 | 175.6829
7589 | 371.7651 | 179.8614 | 371.7651 | 179.8614
7590 | 368.3789 | 173.3769 | 368.3789 | 173.3769
7591 | 349.377 | 166.6207 | 349.377 | 166.6207
7592 | 340.5159 | 155.3561 | 340.5159 | 155.3561
7593 | 346.6074 | 148.6238 | 346.6074 | 148.6238
7594 | 347.0842 | 134.8458 | 347.0842 | 134.8458
7595 | 327.3511 | 125.1465 | 327.3511 | 125.1465
7596 | 308.4612 | 126.3058 | 308.4612 | 126.3058
7597 | 290.3212 | 132.9847 | 290.3212 | 132.9847
7598 | 284.5937 | 150.1644 | 284.5937 | 150.1644
7599 | 278.5739 | 159.438 | 278.5739 | 159.438
7600 | 269.0982 | 176.9792 | 269.0982 | 176.9792
7601 | 264.0651 | 219.5555 | 264.0651 | 219.5555
7602 | 273.047 | 229.6575 | 273.047 | 229.6575
7603 | 294.6722 | 237.3298 | 294.6722 | 237.3298
7604 | 325.6909 | 236.1592 | 325.6909 | 236.1592
7605 | 352.8236 | 235.7107 | 352.8236 | 235.7107
7606 | 369.6402 | 229.9908 | 369.6402 | 229.9908
7607 | 394.5959 | 218.6237 | 394.5959 | 218.6237
7608 | 388.6959 | 207.4592 | 388.6959 | 207.4592
7609 | 365.5299 | 195.2068 | 365.5299 | 195.2068
7610 | 358.741 | 192.3414 | 358.741 | 192.3414
7611 | 361.8851 | 188.115 | 361.8851 | 188.115
7612 | 362.0304 | 196.1899 | 362.0304 | 196.1899
7613 | 363.9757 | 201.2471 | 363.9757 | 201.2471
7614 | 359.6155 | 196.8942 | 359.6155 | 196.8942
7615 | 343.3545 | 190.7296 | 343.3545 | 190.7296
7616 | 333.0084 | 181.1704 | 333.0084 | 181.1704
7617 | 336.2831 | 173.916 | 336.2831 | 173.916
7618 | 340.5416 | 158.2848 | 340.5416 | 158.2848
7619 | 324.574 | 145.4795 | 324.574 | 145.4795
7620 | 306.1507 | 143.6632 | 306.1507 | 143.6632
7621 | 290.864 | 145.3742 | 290.864 | 145.3742
7622 | 280.1062 | 152.5222 | 280.1062 | 152.5222
7623 | 277.4029 | 159.673 | 277.4029 | 159.673
7624 | 265.8313 | 178.5365 | 265.8313 | 178.5365
7625 | 262.4627 | 220.7649 | 262.4627 | 220.7649
7626 | 270.0938 | 227.3779 | 270.0938 | 227.3779
7627 | 287.5916 | 230.7436 | 287.5916 | 230.7436
7628 | 314.0526 | 226.667 | 314.0526 | 226.667
7629 | 335.8515 | 224.026 | 335.8515 | 224.026
7630 | 352.8367 | 217.0532 | 352.8367 | 217.0532
7631 | 375.0688 | 211.2457 | 375.0688 | 211.2457
7632 | 374.9625 | 204.1444 | 374.9625 | 204.1444
7633 | 356.4006 | 192.24 | 356.4006 | 192.24
7634 | 349.6152 | 186.1989 | 349.6152 | 186.1989
7635 | 348.9668 | 174.3596 | 348.9668 | 174.3596
7636 | 350.0493 | 175.0999 | 350.0493 | 175.0999
7637 | 351.5679 | 173.8755 | 351.5679 | 173.8755
7638 | 345.998 | 164.0065 | 345.998 | 164.0065
7639 | 332.9217 | 154.7358 | 332.9217 | 154.7358
7640 | 324.8679 | 143.3147 | 324.8679 | 143.3147
7641 | 331.3499 | 136.8259 | 331.3499 | 136.8259
7642 | 334.5405 | 125.5189 | 334.5405 | 125.5189
7643 | 318.6248 | 117.8729 | 318.6248 | 117.8729
7644 | 300.8104 | 122.5385 | 300.8104 | 122.5385
7645 | 284.0793 | 131.6449 | 284.0793 | 131.6449
7646 | 274.9716 | 145.7184 | 274.9716 | 145.7184
7647 | 269.8243 | 161.822 | 269.8243 | 161.822
7648 | 259.2432 | 186.4801 | 259.2432 | 186.4801
7649 | 254.9798 | 232.4583 | 254.9798 | 232.4583
7650 | 259.6969 | 240.5156 | 259.6969 | 240.5156
7651 | 274.2813 | 248.7535 | 274.2813 | 248.7535
7652 | 294.9418 | 245.7471 | 294.9418 | 245.7471
7653 | 314.8321 | 244.9071 | 314.8321 | 244.9071
7654 | 332.0999 | 237.9952 | 332.0999 | 237.9952
7655 | 355.5056 | 230.2997 | 355.5056 | 230.2997
7656 | 356.6021 | 219.7008 | 356.6021 | 219.7008
7657 | 341.3742 | 205.9345 | 341.3742 | 205.9345
7658 | 339.7026 | 200.4851 | 339.7026 | 200.4851
7659 | 338.061 | 188.0541 | 338.061 | 188.0541
7660 | 341.2928 | 186.5497 | 341.2928 | 186.5497
7661 | 341.4552 | 184.8207 | 341.4552 | 184.8207
7662 | 335.0799 | 173.6466 | 335.0799 | 173.6466
7663 | 327.0188 | 162.253 | 327.0188 | 162.253
7664 | 321.6118 | 148.9004 | 321.6118 | 148.9004
7665 | 323.9221 | 139.7928 | 323.9221 | 139.7928
7666 | 328.595 | 124.936 | 328.595 | 124.936
7667 | 316.2716 | 113.1747 | 316.2716 | 113.1747
7668 | 300.4415 | 114.4992 | 300.4415 | 114.4992
7669 | 286.2741 | 120.7693 | 286.2741 | 120.7693
7670 | 276.1245 | 139.4715 | 276.1245 | 139.4715
7671 | 271.281 | 155.7664 | 271.281 | 155.7664
7672 | 260.4822 | 177.0749 | 260.4822 | 177.0749
7673 | 254.6604 | 220.7562 | 254.6604 | 220.7562
7674 | 259.0292 | 228.1697 | 259.0292 | 228.1697
7675 | 268.7617 | 233.5364 | 268.7617 | 233.5364
7676 | 286.8604 | 231.3478 | 286.8604 | 231.3478
7677 | 306.0417 | 223.3822 | 306.0417 | 223.3822
7678 | 326.6589 | 212.8247 | 326.6589 | 212.8247
7679 | 349.8486 | 203.9199 | 349.8486 | 203.9199
7680 | 351.8761 | 191.8245 | 351.8761 | 191.8245
7681 | 341.2281 | 173.0554 | 341.2281 | 173.0554
7682 | 337.6797 | 161.594 | 337.6797 | 161.594
7683 | 334.2121 | 149.0412 | 334.2121 | 149.0412
7684 | 335.9523 | 147.5891 | 335.9523 | 147.5891
7685 | 342.2937 | 143.6849 | 342.2937 | 143.6849
7686 | 334.9405 | 130.8403 | 334.9405 | 130.8403
7687 | 324.9015 | 118.1504 | 324.9015 | 118.1504
7688 | 319.5671 | 103.9451 | 319.5671 | 103.9451
7689 | 325.4837 | 93.3323 | 325.4837 | 93.3323
7690 | 329.8777 | 77.7447 | 329.8777 | 77.7447
7691 | 316.538 | 67.3493 | 316.538 | 67.3493
7692 | 296.937 | 70.7794 | 296.937 | 70.7794
7693 | 282.374 | 83.0789 | 282.374 | 83.0789
7694 | 274.2493 | 107.7583 | 274.2493 | 107.7583
7695 | 267.2986 | 123.6704 | 267.2986 | 123.6704
7696 | 257.0719 | 145.614 | 257.0719 | 145.614
7697 | 254.694 | 195.7684 | 254.694 | 195.7684
7698 | 259.6577 | 209.8813 | 259.6577 | 209.8813
7699 | 273.6643 | 217.2752 | 273.6643 | 217.2752
7700 | 298.1883 | 216.4875 | 298.1883 | 216.4875
7701 | 314.73 | 215.4125 | 314.73 | 215.4125
7702 | 334.7774 | 209.8927 | 334.7774 | 209.8927
7703 | 360.3009 | 190.7909 | 360.3009 | 190.7909
7704 | 360.1519 | 174.5889 | 360.1519 | 174.5889
7705 | 343.4336 | 150.2776 | 343.4336 | 150.2776
7706 | 337.6772 | 131.4469 | 337.6772 | 131.4469
7707 | 344.0547 | 111.5683 | 344.0547 | 111.5683
7708 | 344.9456 | 107.2015 | 344.9456 | 107.2015
7709 | 348.8175 | 104.2109 | 348.8175 | 104.2109
7710 | 341.8368 | 93.6023 | 341.8368 | 93.6023
7711 | 330.0061 | 83.4442 | 330.0061 | 83.4442
7712 | 324.5703 | 71.3097 | 324.5703 | 71.3097
7713 | 326.6203 | 63.9857 | 326.6203 | 63.9857
7714 | 333.5162 | 52.3393 | 333.5162 | 52.3393
7715 | 318.2925 | 45.2067 | 318.2925 | 45.2067
7716 | 298.523 | 49.5329 | 298.523 | 49.5329
7717 | 282.2851 | 64.4338 | 282.2851 | 64.4338
7718 | 274.6388 | 92.9849 | 274.6388 | 92.9849
7719 | 266.2915 | 108.6795 | 266.2915 | 108.6795
7720 | 256.5864 | 126.2642 | 256.5864 | 126.2642
7721 | 254.2038 | 169.2668 | 254.2038 | 169.2668
7722 | 259.3764 | 182.3008 | 259.3764 | 182.3008
7723 | 279.9006 | 192.4528 | 279.9006 | 192.4528
7724 | 311.5788 | 193.379 | 311.5788 | 193.379
7725 | 331.994 | 191.3558 | 331.994 | 191.3558
7726 | 351.8626 | 181.2073 | 351.8626 | 181.2073
7727 | 380.485 | 165.0637 | 380.485 | 165.0637
7728 | 377.4064 | 150.4625 | 377.4064 | 150.4625
7729 | 356.2912 | 127.4911 | 356.2912 | 127.4911
7730 | 351.9344 | 106.7724 | 351.9344 | 106.7724
7731 | 354.304 | 82.9525 | 354.304 | 82.9525
7732 | 357.4325 | 79.4471 | 357.4325 | 79.4471
7733 | 360.3555 | 79.5364 | 360.3555 | 79.5364
7734 | 356.5849 | 72.8082 | 356.5849 | 72.8082
7735 | 338.7107 | 64.9123 | 338.7107 | 64.9123
7736 | 333.3781 | 54.4569 | 333.3781 | 54.4569
7737 | 335.1476 | 47.5505 | 335.1476 | 47.5505
7738 | 336.5977 | 34.66 | 336.5977 | 34.66
7739 | 318.2608 | 25.0564 | 318.2608 | 25.0564
7740 | 297.9658 | 28.9302 | 297.9658 | 28.9302
7741 | 281.1581 | 42.0475 | 281.1581 | 42.0475
7742 | 273.8555 | 60.8715 | 273.8555 | 60.8715
7743 | 267.2403 | 70.7455 | 267.2403 | 70.7455
7744 | 258.1175 | 88.0778 | 258.1175 | 88.0778
7745 | 254.1629 | 130.6716 | 254.1629 | 130.6716
7746 | 262.5668 | 138.8594 | 262.5668 | 138.8594
7747 | 283.9375 | 144.8265 | 283.9375 | 144.8265
7748 | 321.8403 | 142.925 | 321.8403 | 142.925
7749 | 346.2898 | 141.2324 | 346.2898 | 141.2324
7750 | 365.0973 | 135.1296 | 365.0973 | 135.1296
7751 | 394.5851 | 126.6424 | 394.5851 | 126.6424
7752 | 390.0879 | 112.8243 | 390.0879 | 112.8243
7753 | 366.1255 | 90.375 | 366.1255 | 90.375
7754 | 357.9084 | 74.0847 | 357.9084 | 74.0847
7755 | 359.0999 | 56.7902 | 359.0999 | 56.7902
7756 | 362.0857 | 55.8514 | 362.0857 | 55.8514
7757 | 363.3065 | 60.2736 | 363.3065 | 60.2736
7758 | 357.2516 | 57.5389 | 357.2516 | 57.5389
7759 | 338.93 | 52.8012 | 338.93 | 52.8012
7760 | 327.3557 | 43.7553 | 327.3557 | 43.7553
7761 | 332.1358 | 39.8245 | 332.1358 | 39.8245
7762 | 335.3458 | 44.5785 | 335.3458 | 44.5785
7763 | 317.644 | 53.1502 | 317.644 | 53.1502
7764 | 296.3914 | 71.8148 | 296.3914 | 71.8148
7765 | 280.5405 | 87.577 | 280.5405 | 87.577
7766 | 272.7723 | 100.2063 | 272.7723 | 100.2063
7767 | 266.2283 | 108.3315 | 266.2283 | 108.3315
7768 | 257.1236 | 126.9167 | 257.1236 | 126.9167
7769 | 253.7576 | 170.6154 | 253.7576 | 170.6154
7770 | 260.6195 | 181.6309 | 260.6195 | 181.6309
7771 | 281.8276 | 191.0085 | 281.8276 | 191.0085
7772 | 316.8205 | 193.4747 | 316.8205 | 193.4747
7773 | 345.5911 | 197.3765 | 345.5911 | 197.3765
7774 | 364.7538 | 197.1117 | 364.7538 | 197.1117
7775 | 390.778 | 198.0645 | 390.778 | 198.0645
7776 | 388.1729 | 196.4444 | 388.1729 | 196.4444
7777 | 364.6258 | 188.5684 | 364.6258 | 188.5684
7778 | 361.5705 | 186.051 | 361.5705 | 186.051
7779 | 359.9806 | 175.7864 | 359.9806 | 175.7864
7780 | 356.7009 | 175.5611 | 356.7009 | 175.5611
7781 | 360.8531 | 170.9521 | 360.8531 | 170.9521
7782 | 357.7142 | 156.6198 | 357.7142 | 156.6198
7783 | 337.6783 | 142.7031 | 337.6783 | 142.7031
7784 | 325.6938 | 127.6104 | 325.6938 | 127.6104
7785 | 325.5285 | 117.7545 | 325.5285 | 117.7545
7786 | 328.4762 | 103.6546 | 328.4762 | 103.6546
7787 | 315.9596 | 94.5035 | 315.9596 | 94.5035
7788 | 296.5154 | 98.9167 | 296.5154 | 98.9167
7789 | 280.0005 | 108.2667 | 280.0005 | 108.2667
7790 | 271.9267 | 124.4719 | 271.9267 | 124.4719
7791 | 264.8747 | 141.3759 | 264.8747 | 141.3759
7792 | 254.0103 | 164.929 | 254.0103 | 164.929
7793 | 250.8671 | 211.5598 | 250.8671 | 211.5598
7794 | 257.2002 | 226.2382 | 257.2002 | 226.2382
7795 | 274.0831 | 232.9274 | 274.0831 | 232.9274
7796 | 304.3571 | 234.1581 | 304.3571 | 234.1581
7797 | 327.0444 | 234.1533 | 327.0444 | 234.1533
7798 | 347.3717 | 232.6531 | 347.3717 | 232.6531
7799 | 372.7225 | 222.3475 | 372.7225 | 222.3475
7800 | 371.3091 | 209.7997 | 371.3091 | 209.7997
7801 | 355.826 | 192.762 | 355.826 | 192.762
7802 | 351.6061 | 185.3028 | 351.6061 | 185.3028
7803 | 351.1034 | 173.4808 | 351.1034 | 173.4808
7804 | 352.0925 | 173.0727 | 352.0925 | 173.0727
7805 | 353.985 | 171.77 | 353.985 | 171.77
7806 | 347.7507 | 161.4833 | 347.7507 | 161.4833
7807 | 333.2799 | 150.4378 | 333.2799 | 150.4378
7808 | 323.6905 | 136.6849 | 323.6905 | 136.6849
7809 | 324.0434 | 127.0727 | 324.0434 | 127.0727
7810 | 327.9195 | 112.8597 | 327.9195 | 112.8597
7811 | 315.6112 | 103.1082 | 315.6112 | 103.1082
7812 | 298.2564 | 106.982 | 298.2564 | 106.982
7813 | 283.3769 | 114.4615 | 283.3769 | 114.4615
7814 | 273.7974 | 126.1076 | 273.7974 | 126.1076
7815 | 265.9088 | 136.7385 | 265.9088 | 136.7385
7816 | 255.7145 | 155.3237 | 255.7145 | 155.3237
7817 | 252.1205 | 199.1616 | 252.1205 | 199.1616
7818 | 256.0035 | 208.8721 | 256.0035 | 208.8721
7819 | 269.1634 | 215.4742 | 269.1634 | 215.4742
7820 | 291.821 | 215.0258 | 291.821 | 215.0258
7821 | 314.7444 | 216.8568 | 314.7444 | 216.8568
7822 | 334.6807 | 213.138 | 334.6807 | 213.138
7823 | 359.2454 | 208.566 | 359.2454 | 208.566
7824 | 361.5666 | 198.7936 | 361.5666 | 198.7936
7825 | 345.5323 | 181.9125 | 345.5323 | 181.9125
7826 | 344.1332 | 173.9399 | 344.1332 | 173.9399
7827 | 343.4291 | 162.4312 | 343.4291 | 162.4312
7828 | 346.0641 | 163.2151 | 346.0641 | 163.2151
7829 | 346.6302 | 162.8868 | 346.6302 | 162.8868
7830 | 340.1819 | 154.001 | 340.1819 | 154.001
7831 | 325.655 | 145.4872 | 325.655 | 145.4872
7832 | 320.1845 | 132.8132 | 320.1845 | 132.8132
7833 | 322.1013 | 124.7584 | 322.1013 | 124.7584
7834 | 326.2861 | 112.9467 | 326.2861 | 112.9467
7835 | 313.9076 | 105.2573 | 313.9076 | 105.2573
7836 | 295.7554 | 109.1398 | 295.7554 | 109.1398
7837 | 280.5159 | 116.8628 | 280.5159 | 116.8628
7838 | 271.438 | 130.6666 | 271.438 | 130.6666
7839 | 263.6585 | 145.0127 | 263.6585 | 145.0127
7840 | 255.415 | 164.7637 | 255.415 | 164.7637
7841 | 251.6212 | 209.0018 | 251.6212 | 209.0018
7842 | 256.1563 | 218.9211 | 256.1563 | 218.9211
7843 | 270.1602 | 226.2715 | 270.1602 | 226.2715
7844 | 294.1915 | 222.891 | 294.1915 | 222.891
7845 | 314.2041 | 222.2946 | 314.2041 | 222.2946
7846 | 332.592 | 216.3397 | 332.592 | 216.3397
7847 | 358.445 | 209.6274 | 358.445 | 209.6274
7848 | 358.5638 | 199.8637 | 358.5638 | 199.8637
7849 | 344.2939 | 185.5232 | 344.2939 | 185.5232
7850 | 339.4323 | 180.3348 | 339.4323 | 180.3348
7851 | 340.2601 | 170.9838 | 340.2601 | 170.9838
7852 | 345.154 | 174.2473 | 345.154 | 174.2473
7853 | 348.1613 | 174.876 | 348.1613 | 174.876
7854 | 341.2742 | 166.0511 | 341.2742 | 166.0511
7855 | 332.2556 | 156.6151 | 332.2556 | 156.6151
7856 | 322.8882 | 143.8019 | 322.8882 | 143.8019
7857 | 323.5533 | 133.8765 | 323.5533 | 133.8765
7858 | 329.0196 | 117.6885 | 329.0196 | 117.6885
7859 | 314.7299 | 105.4661 | 314.7299 | 105.4661
7860 | 296.1677 | 106.0424 | 296.1677 | 106.0424
7861 | 279.9659 | 110.9378 | 279.9659 | 110.9378
7862 | 271.6604 | 127.3779 | 271.6604 | 127.3779
7863 | 264.0718 | 144.1426 | 264.0718 | 144.1426
7864 | 255.4578 | 166.4081 | 255.4578 | 166.4081
7865 | 255.2787 | 211.5424 | 255.2787 | 211.5424
7866 | 260.247 | 222.8189 | 260.247 | 222.8189
7867 | 277.9172 | 229.9779 | 277.9172 | 229.9779
7868 | 308.3861 | 227.2412 | 308.3861 | 227.2412
7869 | 328.708 | 224.4001 | 328.708 | 224.4001
7870 | 348.5962 | 212.3288 | 348.5962 | 212.3288
7871 | 376.58 | 194.2798 | 376.58 | 194.2798
7872 | 372.4332 | 175.7634 | 372.4332 | 175.7634
7873 | 352.0811 | 151.5914 | 352.0811 | 151.5914
7874 | 345.6851 | 139.1294 | 345.6851 | 139.1294
7875 | 349.2669 | 124.9061 | 349.2669 | 124.9061
7876 | 351.1591 | 124.2196 | 351.1591 | 124.2196
7877 | 357.9265 | 123.378 | 357.9265 | 123.378
7878 | 349.3367 | 113.9962 | 349.3367 | 113.9962
7879 | 334.2602 | 104.3166 | 334.2602 | 104.3166
7880 | 324.1516 | 91.6079 | 324.1516 | 91.6079
7881 | 327.4881 | 81.5606 | 327.4881 | 81.5606
7882 | 332.8305 | 64.7549 | 332.8305 | 64.7549
7883 | 319.2499 | 51.471 | 319.2499 | 51.471
7884 | 296.2371 | 51.882 | 296.2371 | 51.882
7885 | 280.1905 | 58.5436 | 280.1905 | 58.5436
7886 | 271.2455 | 67.8841 | 271.2455 | 67.8841
7887 | 263.3978 | 74.4606 | 263.3978 | 74.4606
7888 | 253.8883 | 92.08 | 253.8883 | 92.08
7889 | 253.6396 | 134.2214 | 253.6396 | 134.2214
7890 | 259.6583 | 143.549 | 259.6583 | 143.549
7891 | 281.9451 | 151.2126 | 281.9451 | 151.2126
7892 | 316.6695 | 150.9991 | 316.6695 | 150.9991
7893 | 340.6818 | 151.003 | 340.6818 | 151.003
7894 | 360.1558 | 145.0307 | 360.1558 | 145.0307
7895 | 388.9118 | 139.5713 | 388.9118 | 139.5713
7896 | 382.3843 | 132.3307 | 382.3843 | 132.3307
7897 | 358.44 | 123.2975 | 358.44 | 123.2975
7898 | 353.4109 | 124.1733 | 353.4109 | 124.1733
7899 | 356.7442 | 117.415 | 356.7442 | 117.415
7900 | 357.7247 | 120.8265 | 357.7247 | 120.8265
7901 | 362.8665 | 121.9424 | 362.8665 | 121.9424
7902 | 354.2032 | 113.6221 | 354.2032 | 113.6221
7903 | 335.73 | 104.5603 | 335.73 | 104.5603
7904 | 325.6276 | 92.9303 | 325.6276 | 92.9303
7905 | 327.6236 | 85.18 | 327.6236 | 85.18
7906 | 330.8524 | 71.8371 | 330.8524 | 71.8371
7907 | 317.2817 | 62.3553 | 317.2817 | 62.3553
7908 | 294.657 | 65.6374 | 294.657 | 65.6374
7909 | 278.1408 | 74.2827 | 278.1408 | 74.2827
7910 | 270.3502 | 94.464 | 270.3502 | 94.464
7911 | 261.6783 | 113.9259 | 261.6783 | 113.9259
7912 | 253.7362 | 137.1571 | 253.7362 | 137.1571
7913 | 251.2914 | 184.1185 | 251.2914 | 184.1185
7914 | 258.5161 | 196.3086 | 258.5161 | 196.3086
7915 | 280.8279 | 205.1381 | 280.8279 | 205.1381
7916 | 317.4272 | 203.4629 | 317.4272 | 203.4629
7917 | 343.2595 | 200.9698 | 343.2595 | 200.9698
7918 | 363.2882 | 193.7794 | 363.2882 | 193.7794
7919 | 392.588 | 179.0714 | 392.588 | 179.0714
7920 | 384.2565 | 166.2538 | 384.2565 | 166.2538
7921 | 360.6151 | 151.4348 | 360.6151 | 151.4348
7922 | 360.5749 | 146.7336 | 360.5749 | 146.7336
7923 | 361.6846 | 139.1836 | 361.6846 | 139.1836
7924 | 362.357 | 142.9952 | 362.357 | 142.9952
7925 | 367.0569 | 141.0486 | 367.0569 | 141.0486
7926 | 360.2685 | 125.7593 | 360.2685 | 125.7593
7927 | 342.1852 | 110.9116 | 342.1852 | 110.9116
7928 | 331.5914 | 95.9146 | 331.5914 | 95.9146
7929 | 332.4838 | 86.6069 | 332.4838 | 86.6069
7930 | 337.1917 | 72.2634 | 337.1917 | 72.2634
7931 | 319.5251 | 62.7294 | 319.5251 | 62.7294
7932 | 299.2143 | 67.5776 | 299.2143 | 67.5776
7933 | 282.6519 | 78.0935 | 282.6519 | 78.0935
7934 | 272.4639 | 95.3428 | 272.4639 | 95.3428
7935 | 265.3935 | 113.9172 | 265.3935 | 113.9172
7936 | 255.4248 | 137.8532 | 255.4248 | 137.8532
7937 | 254.6214 | 183.6922 | 254.6214 | 183.6922
7938 | 261.8238 | 189.4352 | 261.8238 | 189.4352
7939 | 282.4886 | 196.8466 | 282.4886 | 196.8466
7940 | 318.7518 | 197.8598 | 318.7518 | 197.8598
7941 | 343.9162 | 202.3618 | 343.9162 | 202.3618
7942 | 359.2908 | 193.5184 | 359.2908 | 193.5184
7943 | 388.8916 | 184.4135 | 388.8916 | 184.4135
7944 | 384.6114 | 179.1392 | 384.6114 | 179.1392
7945 | 360.1119 | 172.6726 | 360.1119 | 172.6726
7946 | 355.4072 | 175.1754 | 355.4072 | 175.1754
7947 | 357.1998 | 169.7657 | 357.1998 | 169.7657
7948 | 355.8467 | 170.3582 | 355.8467 | 170.3582
7949 | 359.7578 | 163.8004 | 359.7578 | 163.8004
7950 | 352.4961 | 146.9101 | 352.4961 | 146.9101
7951 | 335.6521 | 131.8536 | 335.6521 | 131.8536
7952 | 324.7999 | 116.6739 | 324.7999 | 116.6739
7953 | 327.5044 | 107.053 | 327.5044 | 107.053
7954 | 331.0615 | 92.5355 | 331.0615 | 92.5355
7955 | 319.7004 | 83.0189 | 319.7004 | 83.0189
7956 | 298.9675 | 87.754 | 298.9675 | 87.754
7957 | 282.0416 | 98.2699 | 282.0416 | 98.2699
7958 | 271.5098 | 110.8905 | 271.5098 | 110.8905
7959 | 262.8244 | 124.3491 | 262.8244 | 124.3491
7960 | 252.3577 | 146.3883 | 252.3577 | 146.3883
7961 | 250.2223 | 192.0707 | 250.2223 | 192.0707
7962 | 255.6892 | 203.3386 | 255.6892 | 203.3386
7963 | 272.1701 | 209.8798 | 272.1701 | 209.8798
7964 | 302.7934 | 204.6896 | 302.7934 | 204.6896
7965 | 327.8899 | 202.6315 | 327.8899 | 202.6315
7966 | 348.0403 | 196.581 | 348.0403 | 196.581
7967 | 375.4438 | 194.8541 | 375.4438 | 194.8541
7968 | 368.5145 | 191.9463 | 368.5145 | 191.9463
7969 | 350.6188 | 177.2839 | 350.6188 | 177.2839
7970 | 347.3594 | 167.3537 | 347.3594 | 167.3537
7971 | 348.7673 | 153.3566 | 348.7673 | 153.3566
7972 | 349.201 | 154.8975 | 349.201 | 154.8975
7973 | 352.7373 | 159.3109 | 352.7373 | 159.3109
7974 | 347.1077 | 155.6279 | 347.1077 | 155.6279
7975 | 333.8396 | 150.4987 | 333.8396 | 150.4987
7976 | 323.6682 | 142.5839 | 323.6682 | 142.5839
7977 | 319.361 | 138.5573 | 319.361 | 138.5573
7978 | 323.9765 | 125.5102 | 323.9765 | 125.5102
7979 | 315.0568 | 114.9061 | 315.0568 | 114.9061
7980 | 296.1308 | 117.1877 | 296.1308 | 117.1877
7981 | 279.8904 | 122.4833 | 279.8904 | 122.4833
7982 | 270.2506 | 132.6068 | 270.2506 | 132.6068
7983 | 262.0039 | 150.0328 | 262.0039 | 150.0328
7984 | 250.9615 | 174.4647 | 250.9615 | 174.4647
7985 | 248.8234 | 221.1651 | 248.8234 | 221.1651
7986 | 253.1833 | 232.3459 | 253.1833 | 232.3459
7987 | 264.9292 | 239.3309 | 264.9292 | 239.3309
7988 | 288.0426 | 235.2891 | 288.0426 | 235.2891
7989 | 309.3326 | 229.429 | 309.3326 | 229.429
7990 | 329.7569 | 215.6959 | 329.7569 | 215.6959
7991 | 358.8459 | 195.6371 | 358.8459 | 195.6371
7992 | 359.5644 | 180.1398 | 359.5644 | 180.1398
7993 | 345.5083 | 165.4077 | 345.5083 | 165.4077
7994 | 341.8526 | 160.9067 | 341.8526 | 160.9067
7995 | 341.1663 | 153.5567 | 341.1663 | 153.5567
7996 | 343.933 | 162.1362 | 343.933 | 162.1362
7997 | 346.2121 | 168.1332 | 346.2121 | 168.1332
7998 | 336.7143 | 163.2147 | 336.7143 | 163.2147
7999 | 325.8649 | 157.8767 | 325.8649 | 157.8767
8000 | 318.4955 | 148.6133 | 318.4955 | 148.6133
8001 | 318.3282 | 139.932 | 318.3282 | 139.932
8002 | 321.8767 | 122.2649 | 321.8767 | 122.2649
8003 | 311.8012 | 109.9033 | 311.8012 | 109.9033
8004 | 295.354 | 39.6714 | 295.354 | 39.6714
8005 | 276.7164 | 37.3767 | 276.7164 | 37.3767
8006 | 267.4085 | 43.524 | 267.4085 | 43.524
8007 | 259.3901 | 51.6993 | 259.3901 | 51.6993
8008 | 248.8088 | 65.0063 | 248.8088 | 65.0063
8009 | 246.051 | 105.3398 | 246.051 | 105.3398
8010 | 249.7481 | 113.7948 | 249.7481 | 113.7948
8011 | 262.6847 | 113.7759 | 262.6847 | 113.7759
8012 | 285.8413 | 112.868 | 285.8413 | 112.868
8013 | 307.6024 | 105.5046 | 307.6024 | 105.5046
8014 | 326.8807 | 97.5754 | 326.8807 | 97.5754
8015 | 353.185 | 92.9915 | 353.185 | 92.9915
8016 | 353.099 | 85.1211 | 353.099 | 85.1211
8017 | 339.6825 | 77.5319 | 339.6825 | 77.5319
8018 | 337.5603 | 77.1848 | 337.5603 | 77.1848
8019 | 336.0073 | 73.3328 | 336.0073 | 73.3328
8020 | 339.4331 | 83.2699 | 339.4331 | 83.2699
8021 | 342.442 | 87.3925 | 342.442 | 87.3925
8022 | 334.6126 | 81.5575 | 334.6126 | 81.5575
8023 | 323.0365 | 75.6407 | 323.0365 | 75.6407
8024 | 313.946 | 67.1506 | 313.946 | 67.1506
8025 | 315.1349 | 59.1151 | 315.1349 | 59.1151
8026 | 318.7475 | 44.9772 | 318.7475 | 44.9772
8027 | 311.2041 | 34.0414 | 311.2041 | 34.0414
8028 | 292.5344 | 33.6779 | 292.5344 | 33.6779
8029 | 277.9536 | 31.6578 | 277.9536 | 31.6578
8030 | 268.5882 | 37.973 | 268.5882 | 37.973
8031 | 260.1936 | 45.9937 | 260.1936 | 45.9937
8032 | 249.2779 | 58.3783 | 249.2779 | 58.3783
8033 | 247.2291 | 98.2665 | 247.2291 | 98.2665
8034 | 252.7691 | 106.7668 | 252.7691 | 106.7668
8035 | 267.1696 | 106.1934 | 267.1696 | 106.1934
8036 | 296.9118 | 104.227 | 296.9118 | 104.227
8037 | 316.631 | 97.5701 | 316.631 | 97.5701
8038 | 337.3065 | 92.5817 | 337.3065 | 92.5817
8039 | 364.7996 | 89.035 | 364.7996 | 89.035
8040 | 365.7306 | 82.4549 | 365.7306 | 82.4549
8041 | 346.0561 | 74.9777 | 346.0561 | 74.9777
8042 | 339.358 | 73.8468 | 339.358 | 73.8468
8043 | 340.7619 | 70.0561 | 340.7619 | 70.0561
8044 | 340.1505 | 80.6544 | 340.1505 | 80.6544
8045 | 343.8163 | 84.4277 | 343.8163 | 84.4277
8046 | 337.286 | 76.2919 | 337.286 | 76.2919
8047 | 321.609 | 70.3137 | 321.609 | 70.3137
8048 | 315.0204 | 63.0607 | 315.0204 | 63.0607
8049 | 315.6876 | 57.2648 | 315.6876 | 57.2648
8050 | 320.602 | 44.9852 | 320.602 | 44.9852
8051 | 312.742 | 35.0705 | 312.742 | 35.0705
8052 | 292.3251 | 34.6777 | 292.3251 | 34.6777
8053 | 275.0262 | 32.2523 | 275.0262 | 32.2523
8054 | 264.5823 | 35.1309 | 264.5823 | 35.1309
8055 | 255.1326 | 38.4805 | 255.1326 | 38.4805
8056 | 245.7888 | 50.1772 | 245.7888 | 50.1772
8057 | 246.2502 | 89.3989 | 246.2502 | 89.3989
8058 | 251.5503 | 96.8221 | 251.5503 | 96.8221
8059 | 271.765 | 95.8194 | 271.765 | 95.8194
8060 | 307.5035 | 94.4315 | 307.5035 | 94.4315
8061 | 336.5202 | 89.1291 | 336.5202 | 89.1291
8062 | 353.367 | 84.0287 | 353.367 | 84.0287
8063 | 381.9131 | 81.0472 | 381.9131 | 81.0472
8064 | 379.8768 | 75.6669 | 379.8768 | 75.6669
8065 | 353.5071 | 70.2506 | 353.5071 | 70.2506
8066 | 348.2002 | 70.5754 | 348.2002 | 70.5754
8067 | 353.3936 | 67.1714 | 353.3936 | 67.1714
8068 | 352.4643 | 76.6312 | 352.4643 | 76.6312
8069 | 357.2078 | 79.5887 | 357.2078 | 79.5887
8070 | 351.6271 | 72.5673 | 351.6271 | 72.5673
8071 | 334.2896 | 65.6293 | 334.2896 | 65.6293
8072 | 326.5924 | 56.6887 | 326.5924 | 56.6887
8073 | 324.1182 | 49.205 | 324.1182 | 49.205
8074 | 325.5048 | 34.9178 | 325.5048 | 34.9178
8075 | 310.1638 | 23.9127 | 310.1638 | 23.9127
8076 | 288.7873 | 24.1064 | 288.7873 | 24.1064
8077 | 273.0276 | 23.3261 | 273.0276 | 23.3261
8078 | 264.5155 | 26.9299 | 264.5155 | 26.9299
8079 | 256.6166 | 31.0153 | 256.6166 | 31.0153
8080 | 247.8203 | 43.7172 | 247.8203 | 43.7172
8081 | 247.9619 | 84.0666 | 247.9619 | 84.0666
8082 | 253.0833 | 92.4736 | 253.0833 | 92.4736
8083 | 274.3175 | 92.3161 | 274.3175 | 92.3161
8084 | 312.4434 | 91.8054 | 312.4434 | 91.8054
8085 | 339.1048 | 87.1241 | 339.1048 | 87.1241
8086 | 357.9836 | 82.493 | 357.9836 | 82.493
8087 | 389.4324 | 80.0367 | 389.4324 | 80.0367
8088 | 383.1733 | 75.107 | 383.1733 | 75.107
8089 | 361.3873 | 69.4614 | 361.3873 | 69.4614
8090 | 357.2449 | 69.5969 | 357.2449 | 69.5969
8091 | 360.1108 | 66.1342 | 360.1108 | 66.1342
8092 | 362.1143 | 76.1913 | 362.1143 | 76.1913
8093 | 365.5631 | 80.3539 | 365.5631 | 80.3539
8094 | 358.9731 | 74.1989 | 358.9731 | 74.1989
8095 | 339.0849 | 66.6558 | 339.0849 | 66.6558
8096 | 327.5667 | 56.1208 | 327.5667 | 56.1208
8097 | 325.1411 | 46.6162 | 325.1411 | 46.6162
8098 | 327.1972 | 33.5368 | 327.1972 | 33.5368
8099 | 313.2861 | 24.5739 | 313.2861 | 24.5739
8100 | 293.0884 | 25.2795 | 293.0884 | 25.2795
8101 | 276.7884 | 24.0299 | 276.7884 | 24.0299
8102 | 266.7912 | 28.7988 | 266.7912 | 28.7988
8103 | 256.7167 | 35.2732 | 256.7167 | 35.2732
8104 | 248.248 | 47.1965 | 248.248 | 47.1965
8105 | 248.9043 | 86.9513 | 248.9043 | 86.9513
8106 | 256.6795 | 95.1291 | 256.6795 | 95.1291
8107 | 277.3489 | 95.1742 | 277.3489 | 95.1742
8108 | 313.8742 | 93.5011 | 313.8742 | 93.5011
8109 | 337.9723 | 86.3056 | 337.9723 | 86.3056
8110 | 357.5356 | 80.3628 | 357.5356 | 80.3628
8111 | 384.1129 | 75.1763 | 384.1129 | 75.1763
8112 | 380.4135 | 68.2444 | 380.4135 | 68.2444
8113 | 358.6563 | 60.3485 | 358.6563 | 60.3485
8114 | 351.8431 | 59.9481 | 351.8431 | 59.9481
8115 | 355.9251 | 57.6399 | 355.9251 | 57.6399
8116 | 356.9696 | 69.3393 | 356.9696 | 69.3393
8117 | 359.1602 | 74.3497 | 359.1602 | 74.3497
8118 | 353.6993 | 68.2881 | 353.6993 | 68.2881
8119 | 335.0569 | 62.9258 | 335.0569 | 62.9258
8120 | 323.0108 | 55.3742 | 323.0108 | 55.3742
8121 | 321.907 | 47.9013 | 321.907 | 47.9013
8122 | 327.8471 | 33.2061 | 327.8471 | 33.2061
8123 | 315.8382 | 22.1797 | 315.8382 | 22.1797
8124 | 296.2327 | 21.2776 | 296.2327 | 21.2776
8125 | 279.6501 | 19.1882 | 279.6501 | 19.1882
8126 | 267.5123 | 25.3328 | 267.5123 | 25.3328
8127 | 257.6038 | 31.2766 | 257.6038 | 31.2766
8128 | 247.4779 | 44.469 | 247.4779 | 44.469
8129 | 247.7716 | 84.8904 | 247.7716 | 84.8904
8130 | 253.5954 | 93.1242 | 253.5954 | 93.1242
8131 | 269.686 | 93.1959 | 269.686 | 93.1959
8132 | 297.0074 | 93.1038 | 297.0074 | 93.1038
8133 | 325.6077 | 88.4172 | 325.6077 | 88.4172
8134 | 344.4232 | 82.7783 | 344.4232 | 82.7783
8135 | 370.3895 | 76.5627 | 370.3895 | 76.5627
8136 | 367.1192 | 68.1057 | 367.1192 | 68.1057
8137 | 349.7394 | 59.8286 | 349.7394 | 59.8286
8138 | 345.5996 | 57.9059 | 345.5996 | 57.9059
8139 | 345.1618 | 53.758 | 345.1618 | 53.758
8140 | 344.4599 | 64.159 | 344.4599 | 64.159
8141 | 345.3961 | 69.1427 | 345.3961 | 69.1427
8142 | 338.4828 | 63.7157 | 338.4828 | 63.7157
8143 | 324.4565 | 58.6093 | 324.4565 | 58.6093
8144 | 316.2013 | 50.8711 | 316.2013 | 50.8711
8145 | 312.3912 | 44.0034 | 312.3912 | 44.0034
8146 | 317.5174 | 30.3854 | 317.5174 | 30.3854
8147 | 310.3736 | 19.2709 | 310.3736 | 19.2709
8148 | 294.7683 | 18.5235 | 294.7683 | 18.5235
8149 | 276.9523 | 15.8822 | 276.9523 | 15.8822
8150 | 265.2786 | 20.3098 | 265.2786 | 20.3098
8151 | 252.6518 | 25.5097 | 252.6518 | 25.5097
8152 | 245.0067 | 39.5233 | 245.0067 | 39.5233
8153 | 244.2692 | 80.054 | 244.2692 | 80.054
8154 | 247.5556 | 88.4264 | 247.5556 | 88.4264
8155 | 259.0155 | 88.2209 | 259.0155 | 88.2209
8156 | 281.595 | 87.7289 | 281.595 | 87.7289
8157 | 304.7075 | 82.725 | 304.7075 | 82.725
8158 | 327.0099 | 77.1634 | 327.0099 | 77.1634
8159 | 351.0017 | 73.0514 | 351.0017 | 73.0514
8160 | 353.956 | 66.6234 | 353.956 | 66.6234
8161 | 337.6617 | 59.9433 | 337.6617 | 59.9433
8162 | 335.3982 | 60.4254 | 335.3982 | 60.4254
8163 | 335.1009 | 57.4453 | 335.1009 | 57.4453
8164 | 335.1465 | 68.4275 | 335.1465 | 68.4275
8165 | 334.1012 | 74.0004 | 334.1012 | 74.0004
8166 | 326.9133 | 70.6103 | 326.9133 | 70.6103
8167 | 316.3783 | 66.5891 | 316.3783 | 66.5891
8168 | 307.2455 | 58.6909 | 307.2455 | 58.6909
8169 | 304.5612 | 51.4446 | 304.5612 | 51.4446
8170 | 310.069 | 37.0641 | 310.069 | 37.0641
8171 | 305.7524 | 25.2138 | 305.7524 | 25.2138
8172 | 290.3474 | 23.3012 | 290.3474 | 23.3012
8173 | 274.1933 | 19.4335 | 274.1933 | 19.4335
8174 | 263.8654 | 21.4136 | 263.8654 | 21.4136
8175 | 253.505 | 24.1073 | 253.505 | 24.1073
8176 | 245.3822 | 35.1828 | 245.3822 | 35.1828
8177 | 244.534 | 74.1272 | 244.534 | 74.1272
8178 | 248.2522 | 81.4331 | 248.2522 | 81.4331
8179 | 261.0655 | 80.5264 | 261.0655 | 80.5264
8180 | 283.7516 | 79.2878 | 283.7516 | 79.2878
8181 | 304.297 | 73.7401 | 304.297 | 73.7401
8182 | 320.4143 | 68.3145 | 320.4143 | 68.3145
8183 | 348.2822 | 65.1436 | 348.2822 | 65.1436
8184 | 351.1815 | 61.1924 | 351.1815 | 61.1924
8185 | 335.7725 | 58.8768 | 335.7725 | 58.8768
8186 | 326.2392 | 64.8778 | 326.2392 | 64.8778
8187 | 324.1067 | 67.4886 | 324.1067 | 67.4886
8188 | 322.5691 | 80.961 | 322.5691 | 80.961
8189 | 322.6791 | 85.6462 | 322.6791 | 85.6462
8190 | 315.082 | 80.3257 | 315.082 | 80.3257
8191 | 306.4367 | 75.3607 | 306.4367 | 75.3607
8192 | 302.5774 | 67.8731 | 302.5774 | 67.8731
8193 | 304.3048 | 60.7975 | 304.3048 | 60.7975
8194 | 307.3258 | 46.7928 | 307.3258 | 46.7928
8195 | 298.073 | 35.5318 | 298.073 | 35.5318
8196 | 281.808 | 35.0136 | 281.808 | 35.0136
8197 | 265.8228 | 32.8656 | 265.8228 | 32.8656
8198 | 255.9817 | 36.9599 | 255.9817 | 36.9599
8199 | 245.5831 | 42.2318 | 245.5831 | 42.2318
8200 | 237.2788 | 55.5522 | 237.2788 | 55.5522
8201 | 237.2665 | 96.0056 | 237.2665 | 96.0056
8202 | 243.3945 | 104.4633 | 243.3945 | 104.4633
8203 | 259.5384 | 104.6363 | 259.5384 | 104.6363
8204 | 288.2041 | 104.2936 | 288.2041 | 104.2936
8205 | 311.3328 | 99.4124 | 311.3328 | 99.4124
8206 | 328.7369 | 93.8348 | 328.7369 | 93.8348
8207 | 359.3203 | 90.1094 | 359.3203 | 90.1094
8208 | 357.3399 | 84.2519 | 357.3399 | 84.2519
8209 | 336.7158 | 78.2437 | 336.7158 | 78.2437
8210 | 329.4571 | 78.5738 | 329.4571 | 78.5738
8211 | 333.3536 | 75.983 | 333.3536 | 75.983
8212 | 334.6603 | 87.4398 | 334.6603 | 87.4398
8213 | 342.3355 | 92.8901 | 342.3355 | 92.8901
8214 | 334.9216 | 87.9109 | 334.9216 | 87.9109
8215 | 319.7345 | 82.9219 | 319.7345 | 82.9219
8216 | 311.2992 | 75.0371 | 311.2992 | 75.0371
8217 | 307.919 | 67.8254 | 307.919 | 67.8254
8218 | 312.4793 | 53.6128 | 312.4793 | 53.6128
8219 | 304.1083 | 41.9225 | 304.1083 | 41.9225
8220 | 284.7045 | 40.4152 | 284.7045 | 40.4152
8221 | 267.0109 | 37.63 | 267.0109 | 37.63
8222 | 255.0152 | 42.4015 | 255.0152 | 42.4015
8223 | 245.3557 | 48.3719 | 245.3557 | 48.3719
8224 | 236.0094 | 60.3139 | 236.0094 | 60.3139
8225 | 238.441 | 99.3836 | 238.441 | 99.3836
8226 | 245.4072 | 106.8042 | 245.4072 | 106.8042
8227 | 265.6839 | 105.8868 | 265.6839 | 105.8868
8228 | 300.4259 | 103.5471 | 300.4259 | 103.5471
8229 | 328.7625 | 97.4981 | 328.7625 | 97.4981
8230 | 344.8393 | 90.6968 | 344.8393 | 90.6968
8231 | 371.197 | 85.617 | 371.197 | 85.617
8232 | 370.5663 | 81.0979 | 370.5663 | 81.0979
8233 | 348.869 | 76.8493 | 348.869 | 76.8493
8234 | 343.8908 | 77.2674 | 343.8908 | 77.2674
8235 | 344.6429 | 73.0715 | 344.6429 | 73.0715
8236 | 343.5915 | 81.7875 | 343.5915 | 81.7875
8237 | 346.4433 | 85.089 | 346.4433 | 85.089
8238 | 339.1589 | 79.6779 | 339.1589 | 79.6779
8239 | 319.6771 | 74.7715 | 319.6771 | 74.7715
8240 | 307.2639 | 67.14 | 307.2639 | 67.14
8241 | 304.001 | 60.3442 | 304.001 | 60.3442
8242 | 309.152 | 46.9101 | 309.152 | 46.9101
8243 | 301.2802 | 36.3529 | 301.2802 | 36.3529
8244 | 285.6706 | 36.1121 | 285.6706 | 36.1121
8245 | 269.0619 | 34.5612 | 269.0619 | 34.5612
8246 | 257.8028 | 39.3248 | 257.8028 | 39.3248
8247 | 246.3553 | 45.7858 | 246.3553 | 45.7858
8248 | 237.0185 | 58.6796 | 237.0185 | 58.6796
8249 | 239.1465 | 98.5091 | 239.1465 | 98.5091
8250 | 247.8172 | 106.5109 | 247.8172 | 106.5109
8251 | 268.5831 | 106.5133 | 268.5831 | 106.5133
8252 | 305.2466 | 105.976 | 305.2466 | 105.976
8253 | 329.3986 | 100.5322 | 329.3986 | 100.5322
8254 | 348.5517 | 93.5576 | 348.5517 | 93.5576
8255 | 375.7506 | 86.5528 | 375.7506 | 86.5528
8256 | 375.9444 | 78.1171 | 375.9444 | 78.1171
8257 | 350.1213 | 69.7014 | 350.1213 | 69.7014
8258 | 347.1401 | 68.5865 | 347.1401 | 68.5865
8259 | 349.8313 | 64.9558 | 349.8313 | 64.9558
8260 | 347.7472 | 74.6849 | 347.7472 | 74.6849
8261 | 351.0102 | 78.8688 | 351.0102 | 78.8688
8262 | 345.0832 | 72.8899 | 345.0832 | 72.8899
8263 | 325.764 | 66.1919 | 325.764 | 66.1919
8264 | 315.8931 | 57.2965 | 315.8931 | 57.2965
8265 | 314.7179 | 49.3064 | 314.7179 | 49.3064
8266 | 318.2205 | 35.2697 | 318.2205 | 35.2697
8267 | 306.9488 | 24.2539 | 306.9488 | 24.2539
8268 | 287.4133 | 23.4079 | 287.4133 | 23.4079
8269 | 269.9639 | 21.977 | 269.9639 | 21.977
8270 | 258.1877 | 27.1112 | 258.1877 | 27.1112
8271 | 247.8062 | 31.2259 | 247.8062 | 31.2259
8272 | 240.0949 | 42.6934 | 240.0949 | 42.6934
8273 | 241.1982 | 81.987 | 241.1982 | 81.987
8274 | 247.2299 | 88.589 | 247.2299 | 88.589
8275 | 266.5361 | 87.9116 | 266.5361 | 87.9116
8276 | 302.2015 | 87.6382 | 302.2015 | 87.6382
8277 | 330.8264 | 84.1567 | 330.8264 | 84.1567
8278 | 346.6781 | 78.8218 | 346.6781 | 78.8218
8279 | 376.7668 | 73.278 | 376.7668 | 73.278
8280 | 379.6952 | 66.5594 | 379.6952 | 66.5594
8281 | 354.4113 | 58.9755 | 354.4113 | 58.9755
8282 | 349.2933 | 55.8049 | 349.2933 | 55.8049
8283 | 348.0667 | 49.4068 | 348.0667 | 49.4068
8284 | 350.7599 | 57.4723 | 350.7599 | 57.4723
8285 | 354.2226 | 61.2323 | 354.2226 | 61.2323
8286 | 344.2604 | 55.6506 | 344.2604 | 55.6506
8287 | 325.9005 | 50.4456 | 325.9005 | 50.4456
8288 | 314.04 | 42.1662 | 314.04 | 42.1662
8289 | 309.9257 | 35.1251 | 309.9257 | 35.1251
8290 | 316.2137 | 21.2351 | 316.2137 | 21.2351
8291 | 309.6557 | 9.7554 | 309.6557 | 9.7554
8292 | 290.7562 | 7.9735 | 290.7562 | 7.9735
8293 | 273.3157 | 4.3511 | 273.3157 | 4.3511
8294 | 260.446 | 10.2798 | 260.446 | 10.2798
8295 | 250.2295 | 19.3856 | 250.2295 | 19.3856
8296 | 242.2326 | 35.0469 | 242.2326 | 35.0469
8297 | 241.9403 | 76.4281 | 241.9403 | 76.4281
8298 | 248.4214 | 85.123 | 248.4214 | 85.123
8299 | 263.0597 | 85.1468 | 263.0597 | 85.1468
8300 | 292.4195 | 84.6521 | 292.4195 | 84.6521
8301 | 318.5505 | 79.9095 | 318.5505 | 79.9095
8302 | 338.4451 | 73.7454 | 338.4451 | 73.7454
8303 | 363.1611 | 67.6391 | 363.1611 | 67.6391
8304 | 361.7216 | 59.2328 | 361.7216 | 59.2328
8305 | 345.7671 | 51.3423 | 345.7671 | 51.3423
8306 | 342.717 | 50.6193 | 342.717 | 50.6193
8307 | 344.2764 | 48.0098 | 344.2764 | 48.0098
8308 | 341.0106 | 57.7895 | 341.0106 | 57.7895
8309 | 345.3785 | 60.5364 | 345.3785 | 60.5364
8310 | 339.1138 | 53.9629 | 339.1138 | 53.9629
8311 | 322.2442 | 49.7551 | 322.2442 | 49.7551
8312 | 312.996 | 42.1662 | 312.996 | 42.1662
8313 | 310.9458 | 35.1251 | 310.9458 | 35.1251
8314 | 314.8878 | 21.2351 | 314.8878 | 21.2351
8315 | 307.2777 | 9.7554 | 307.2777 | 9.7554
8316 | 291.482 | 8.3121 | 291.482 | 8.3121
8317 | 274.6548 | 7.1399 | 274.6548 | 7.1399
8318 | 262.3941 | 12.69 | 262.3941 | 12.69
8319 | 250.8219 | 19.103 | 250.8219 | 19.103
8320 | 243.453 | 32.9593 | 243.453 | 32.9593
8321 | 242.2277 | 74.1458 | 242.2277 | 74.1458
8322 | 247.1928 | 83.518 | 247.1928 | 83.518
8323 | 259.3691 | 83.8057 | 259.3691 | 83.8057
8324 | 279.6987 | 83.1244 | 279.6987 | 83.1244
8325 | 298.3532 | 78.1392 | 298.3532 | 78.1392
8326 | 319.2544 | 72.8949 | 319.2544 | 72.8949
8327 | 346.3374 | 69.6681 | 346.3374 | 69.6681
8328 | 348.8914 | 63.48 | 348.8914 | 63.48
8329 | 335.8922 | 55.0456 | 335.8922 | 55.0456
8330 | 332.9173 | 51.6351 | 332.9173 | 51.6351
8331 | 332.2962 | 46.2741 | 332.2962 | 46.2741
8332 | 336.7794 | 55.366 | 336.7794 | 55.366
8333 | 335.47 | 59.414 | 335.47 | 59.414
8334 | 326.7927 | 54.3281 | 326.7927 | 54.3281
8335 | 315.5477 | 50.1123 | 315.5477 | 50.1123
8336 | 306.8787 | 43.3899 | 306.8787 | 43.3899
8337 | 305.7197 | 37.586 | 305.7197 | 37.586
8338 | 307.7613 | 25.0131 | 307.7613 | 25.0131
8339 | 303.9913 | 15.3917 | 303.9913 | 15.3917
8340 | 289.6718 | 16.0946 | 289.6718 | 16.0946
8341 | 271.358 | 14.9437 | 271.358 | 14.9437
8342 | 261.3549 | 19.438 | 261.3549 | 19.438
8343 | 250.5418 | 24.4513 | 250.5418 | 24.4513
8344 | 241.285 | 37.649 | 241.285 | 37.649
8345 | 241.3646 | 78.1717 | 241.3646 | 78.1717
8346 | 244.3646 | 86.6534 | 244.3646 | 86.6534
8347 | 256.474 | 86.6905 | 256.474 | 86.6905
8348 | 280.892 | 86.3665 | 280.892 | 86.3665
8349 | 301.0367 | 81.5865 | 301.0367 | 81.5865
8350 | 320.9733 | 76.0783 | 320.9733 | 76.0783
8351 | 346.9877 | 72.1449 | 346.9877 | 72.1449
8352 | 349.7586 | 65.0477 | 349.7586 | 65.0477
8353 | 335.1046 | 57.3385 | 335.1046 | 57.3385
8354 | 332.0237 | 55.9889 | 332.0237 | 55.9889
8355 | 331.4129 | 52.4142 | 331.4129 | 52.4142
8356 | 334.8287 | 62.9672 | 334.8287 | 62.9672
8357 | 334.678 | 67.655 | 334.678 | 67.655
8358 | 328.5205 | 62.5292 | 328.5205 | 62.5292
8359 | 314.9472 | 57.1083 | 314.9472 | 57.1083
8360 | 308.2317 | 47.877 | 308.2317 | 47.877
8361 | 307.2108 | 39.2097 | 307.2108 | 39.2097
8362 | 308.0144 | 24.2852 | 308.0144 | 24.2852
8363 | 302.5996 | 12.9362 | 302.5996 | 12.9362
8364 | 290.8431 | 12.3647 | 290.8431 | 12.3647
8365 | 272.3165 | 9.0809 | 272.3165 | 9.0809
8366 | 261.8016 | 15.1828 | 261.8016 | 15.1828
8367 | 253.459 | 21.0333 | 253.459 | 21.0333
8368 | 241.5119 | 35.1188 | 241.5119 | 35.1188
8369 | 241.2972 | 76.6334 | 241.2972 | 76.6334
8370 | 248.4635 | 85.7976 | 248.4635 | 85.7976
8371 | 261.7398 | 86.1279 | 261.7398 | 86.1279
8372 | 291.2691 | 85.6759 | 291.2691 | 85.6759
8373 | 313.1067 | 80.6907 | 313.1067 | 80.6907
8374 | 331.7849 | 74.7132 | 331.7849 | 74.7132
8375 | 355.5318 | 67.8578 | 355.5318 | 67.8578
8376 | 360.8133 | 57.8277 | 360.8133 | 57.8277
8377 | 341.9177 | 48.1163 | 341.9177 | 48.1163
8378 | 338.6114 | 45.6789 | 338.6114 | 45.6789
8379 | 340.7781 | 42.0856 | 340.7781 | 42.0856
8380 | 341.8267 | 52.8145 | 341.8267 | 52.8145
8381 | 348.1164 | 57.9609 | 348.1164 | 57.9609
8382 | 339.2463 | 53.9629 | 339.2463 | 53.9629
8383 | 324.9569 | 49.7551 | 324.9569 | 49.7551
8384 | 317.0185 | 43.046 | 317.0185 | 43.046
8385 | 312.2177 | 37.3274 | 312.2177 | 37.3274
8386 | 313.4961 | 23.4214 | 313.4961 | 23.4214
8387 | 308.1833 | 12.1336 | 308.1833 | 12.1336
8388 | 291.3289 | 10.7917 | 291.3289 | 10.7917
8389 | 271.2836 | 7.6811 | 271.2836 | 7.6811
8390 | 260.3306 | 12.7753 | 260.3306 | 12.7753
8391 | 250.3744 | 17.0527 | 250.3744 | 17.0527
8392 | 241.7049 | 28.9307 | 241.7049 | 28.9307
8393 | 243.2831 | 68.3976 | 243.2831 | 68.3976
8394 | 250.7523 | 76.5007 | 250.7523 | 76.5007
8395 | 269.74 | 76.8178 | 269.74 | 76.8178
8396 | 304.846 | 76.9016 | 304.846 | 76.9016
8397 | 327.8412 | 72.407 | 327.8412 | 72.407
8398 | 345.0675 | 66.7121 | 345.0675 | 66.7121
8399 | 371.433 | 61.539 | 371.433 | 61.539
8400 | 371.3424 | 52.5301 | 371.3424 | 52.5301
8401 | 349.4573 | 44.5383 | 349.4573 | 44.5383
8402 | 344.7519 | 44.0686 | 344.7519 | 44.0686
8403 | 348.8009 | 40.8645 | 348.8009 | 40.8645
8404 | 348.831 | 51.884 | 348.831 | 51.884
8405 | 351.067 | 57.9609 | 351.067 | 57.9609
8406 | 344.5669 | 53.9629 | 344.5669 | 53.9629
8407 | 328.4762 | 49.7551 | 328.4762 | 49.7551
8408 | 314.4126 | 42.1662 | 314.4126 | 42.1662
8409 | 311.9238 | 35.1251 | 311.9238 | 35.1251
8410 | 313.4195 | 21.2351 | 313.4195 | 21.2351
8411 | 303.1864 | 9.7554 | 303.1864 | 9.7554
8412 | 288.2077 | 7.9735 | 288.2077 | 7.9735
8413 | 268.2335 | 4.0605 | 268.2335 | 4.0605
8414 | 258.8322 | 6.9951 | 258.8322 | 6.9951
8415 | 248.7633 | 14.4745 | 248.7633 | 14.4745
8416 | 240.8178 | 28.6268 | 240.8178 | 28.6268
8417 | 243.1722 | 68.9602 | 243.1722 | 68.9602
8418 | 251.2866 | 76.754 | 251.2866 | 76.754
8419 | 271.0991 | 76.0099 | 271.0991 | 76.0099
8420 | 303.0774 | 74.7714 | 303.0774 | 74.7714
8421 | 328.8777 | 70.2874 | 328.8777 | 70.2874
8422 | 345.2474 | 64.03 | 345.2474 | 64.03
8423 | 368.4849 | 57.7931 | 368.4849 | 57.7931
8424 | 368.498 | 49.8933 | 368.498 | 49.8933
8425 | 350.0006 | 40.3151 | 350.0006 | 40.3151
8426 | 344.879 | 40.8079 | 344.879 | 40.8079
8427 | 346.5463 | 39.7634 | 346.5463 | 39.7634
8428 | 350.5991 | 51.884 | 350.5991 | 51.884
8429 | 351.9591 | 57.9609 | 351.9591 | 57.9609
8430 | 343.7455 | 53.9629 | 343.7455 | 53.9629
8431 | 324.6009 | 49.7551 | 324.6009 | 49.7551
8432 | 316.8442 | 42.1662 | 316.8442 | 42.1662
8433 | 315.182 | 35.1251 | 315.182 | 35.1251
8434 | 317.7048 | 21.2351 | 317.7048 | 21.2351
8435 | 304.738 | 9.7554 | 304.738 | 9.7554
8436 | 288.0411 | 7.9735 | 288.0411 | 7.9735
8437 | 270.0498 | 4.0605 | 270.0498 | 4.0605
8438 | 259.9186 | 5.702 | 259.9186 | 5.702
8439 | 249.5625 | 12.8642 | 249.5625 | 12.8642
8440 | 241.2492 | 25.942 | 241.2492 | 25.942
8441 | 243.6172 | 65.6728 | 243.6172 | 65.6728
8442 | 251.7044 | 73.8239 | 251.7044 | 73.8239
8443 | 269.2213 | 73.7917 | 269.2213 | 73.7917
8444 | 301.9561 | 73.3077 | 301.9561 | 73.3077
8445 | 327.3125 | 68.8397 | 327.3125 | 68.8397
8446 | 343.126 | 62.4383 | 343.126 | 62.4383
8447 | 366.7356 | 54.9483 | 366.7356 | 54.9483
8448 | 366.2161 | 46.6459 | 366.2161 | 46.6459
8449 | 346.1727 | 38.5954 | 346.1727 | 38.5954
8450 | 342.3759 | 40.8079 | 342.3759 | 40.8079
8451 | 346.475 | 39.7634 | 346.475 | 39.7634
8452 | 345.4786 | 51.884 | 345.4786 | 51.884
8453 | 345.3971 | 57.9609 | 345.3971 | 57.9609
8454 | 339.3709 | 53.9629 | 339.3709 | 53.9629
8455 | 322.0309 | 49.7551 | 322.0309 | 49.7551
8456 | 311.4408 | 42.1662 | 311.4408 | 42.1662
8457 | 311.6711 | 35.1251 | 311.6711 | 35.1251
8458 | 315.53 | 21.2351 | 315.53 | 21.2351
8459 | 305.6787 | 9.7554 | 305.6787 | 9.7554
8460 | 287.8711 | 7.9735 | 287.8711 | 7.9735
8461 | 267.455 | 4.0605 | 267.455 | 4.0605
8462 | 256.6855 | 5.702 | 256.6855 | 5.702
8463 | 248.3603 | 7.9398 | 248.3603 | 7.9398
8464 | 241.1283 | 20.7323 | 241.1283 | 20.7323
8465 | 241.134 | 62.1908 | 241.134 | 62.1908
8466 | 247.7315 | 71.2618 | 247.7315 | 71.2618
8467 | 260.9769 | 71.9094 | 260.9769 | 71.9094
8468 | 290.5784 | 72.0812 | 290.5784 | 72.0812
8469 | 315.1075 | 67.8026 | 315.1075 | 67.8026
8470 | 334.2358 | 62.065 | 334.2358 | 62.065
8471 | 360.1795 | 54.9536 | 360.1795 | 54.9536
8472 | 360.9788 | 45.9234 | 360.9788 | 45.9234
8473 | 345.0023 | 38.5954 | 345.0023 | 38.5954
8474 | 343.2455 | 40.8079 | 343.2455 | 40.8079
8475 | 345.1672 | 39.7634 | 345.1672 | 39.7634
8476 | 342.1712 | 51.884 | 342.1712 | 51.884
8477 | 341.0213 | 57.9609 | 341.0213 | 57.9609
8478 | 338.4808 | 53.9629 | 338.4808 | 53.9629
8479 | 325.5707 | 49.7551 | 325.5707 | 49.7551
8480 | 312.8869 | 42.1662 | 312.8869 | 42.1662
8481 | 309.2242 | 35.1251 | 309.2242 | 35.1251
8482 | 311.8551 | 21.2351 | 311.8551 | 21.2351
8483 | 303.7999 | 9.7554 | 303.7999 | 9.7554
8484 | 290.3255 | 7.9735 | 290.3255 | 7.9735
8485 | 270.5359 | 4.0605 | 270.5359 | 4.0605
8486 | 258.949 | 5.702 | 258.949 | 5.702
8487 | 246.9771 | 7.9398 | 246.9771 | 7.9398
8488 | 239.3097 | 21.0522 | 239.3097 | 21.0522
8489 | 238.4395 | 61.9722 | 238.4395 | 61.9722
8490 | 243.6593 | 70.5232 | 243.6593 | 70.5232
8491 | 255.4321 | 70.339 | 255.4321 | 70.339
8492 | 277.3386 | 69.1645 | 277.3386 | 69.1645
8493 | 297.2894 | 63.6221 | 297.2894 | 63.6221
8494 | 316.3821 | 57.8392 | 316.3821 | 57.8392
8495 | 342.7423 | 52.6367 | 342.7423 | 52.6367
8496 | 345.9325 | 45.6728 | 345.9325 | 45.6728
8497 | 328.2114 | 38.5954 | 328.2114 | 38.5954
8498 | 321.5722 | 40.8079 | 321.5722 | 40.8079
8499 | 321.9761 | 39.7634 | 321.9761 | 39.7634
8500 | 324.4187 | 51.884 | 324.4187 | 51.884
8501 | 327.4443 | 57.9609 | 327.4443 | 57.9609
8502 | 320.4481 | 53.9629 | 320.4481 | 53.9629
8503 | 307.7441 | 49.7551 | 307.7441 | 49.7551
8504 | 296.6754 | 42.1662 | 296.6754 | 42.1662
8505 | 295.7904 | 35.1251 | 295.7904 | 35.1251
8506 | 301.2923 | 21.2351 | 301.2923 | 21.2351
8507 | 297.6452 | 9.7554 | 297.6452 | 9.7554
8508 | 283.3539 | 7.9735 | 283.3539 | 7.9735
8509 | 266.0301 | 4.0605 | 266.0301 | 4.0605
8510 | 256.0288 | 5.702 | 256.0288 | 5.702
8511 | 245.1761 | 7.9398 | 245.1761 | 7.9398
8512 | 235.8994 | 20.6603 | 235.8994 | 20.6603
8513 | 236.5907 | 60.5165 | 236.5907 | 60.5165
8514 | 241.4482 | 69.9633 | 241.4482 | 69.9633
8515 | 252.9936 | 71.4348 | 252.9936 | 71.4348
8516 | 273.7554 | 73.2197 | 273.7554 | 73.2197
8517 | 292.0228 | 71.5298 | 292.0228 | 71.5298
8518 | 310.6675 | 69.6182 | 310.6675 | 69.6182
8519 | 337.2147 | 68.423 | 337.2147 | 68.423
8520 | 341.9886 | 62.6721 | 341.9886 | 62.6721
8521 | 327.0928 | 55.5655 | 327.0928 | 55.5655
8522 | 321.5316 | 54.6452 | 321.5316 | 54.6452
8523 | 322.5737 | 50.172 | 322.5737 | 50.172
8524 | 326.3756 | 59.5545 | 326.3756 | 59.5545
8525 | 325.2716 | 63.9491 | 325.2716 | 63.9491
8526 | 319.8794 | 59.8337 | 319.8794 | 59.8337
8527 | 309.349 | 56.3351 | 309.349 | 56.3351
8528 | 303.0177 | 48.9942 | 303.0177 | 48.9942
8529 | 303.6015 | 41.6785 | 303.6015 | 41.6785
8530 | 304.4578 | 27.4526 | 304.4578 | 27.4526
8531 | 298.7967 | 16.5008 | 298.7967 | 16.5008
8532 | 283.254 | 16.6812 | 283.254 | 16.6812
8533 | 266.0489 | 15.2503 | 266.0489 | 15.2503
8534 | 255.0402 | 19.1074 | 255.0402 | 19.1074
8535 | 245.844 | 23.1182 | 245.844 | 23.1182
8536 | 236.6653 | 35.6547 | 236.6653 | 35.6547
8537 | 236.9273 | 75.7962 | 236.9273 | 75.7962
8538 | 242.3038 | 84.1419 | 242.3038 | 84.1419
8539 | 254.2949 | 84.1097 | 254.2949 | 84.1097
8540 | 279.3652 | 83.543 | 279.3652 | 83.543
8541 | 301.8643 | 78.8271 | 301.8643 | 78.8271
8542 | 320.1335 | 74.188 | 320.1335 | 74.188
8543 | 347.1748 | 71.6704 | 347.1748 | 71.6704
8544 | 347.5018 | 66.4287 | 347.5018 | 66.4287
8545 | 332.6849 | 61.0044 | 332.6849 | 61.0044
8546 | 329.3544 | 62.0917 | 329.3544 | 62.0917
8547 | 327.7553 | 60.0688 | 327.7553 | 60.0688
8548 | 328.2308 | 71.3896 | 328.2308 | 71.3896
8549 | 331.4373 | 76.6986 | 331.4373 | 76.6986
8550 | 324.9462 | 72.066 | 324.9462 | 72.066
8551 | 312.6318 | 67.253 | 312.6318 | 67.253
8552 | 302.5804 | 58.8509 | 302.5804 | 58.8509
8553 | 301.7954 | 50.7328 | 301.7954 | 50.7328
8554 | 304.9043 | 35.7683 | 304.9043 | 35.7683
8555 | 298.7411 | 23.9767 | 298.7411 | 23.9767
8556 | 286.1402 | 22.5574 | 286.1402 | 22.5574
8557 | 267.5787 | 19.5668 | 267.5787 | 19.5668
8558 | 256.6374 | 22.7387 | 256.6374 | 22.7387
8559 | 245.5327 | 26.9894 | 245.5327 | 26.9894
8560 | 238.9602 | 40.3685 | 238.9602 | 40.3685
8561 | 240.2101 | 81.2565 | 240.2101 | 81.2565
8562 | 243.9924 | 89.9461 | 243.9924 | 89.9461
8563 | 257.483 | 90.2071 | 257.483 | 90.2071
8564 | 277.8898 | 89.9924 | 277.8898 | 89.9924
8565 | 301.3756 | 85.6204 | 301.3756 | 85.6204
8566 | 318.751 | 81.16 | 318.751 | 81.16
8567 | 343.952 | 78.781 | 343.952 | 78.781
8568 | 343.3753 | 73.9419 | 343.3753 | 73.9419
8569 | 329.8727 | 68.7576 | 329.8727 | 68.7576
8570 | 326.394 | 69.7276 | 326.394 | 69.7276
8571 | 324.6328 | 67.3073 | 324.6328 | 67.3073
8572 | 325.4649 | 78.1269 | 325.4649 | 78.1269
8573 | 324.4051 | 83.1613 | 324.4051 | 83.1613
8574 | 317.8951 | 78.2328 | 317.8951 | 78.2328
8575 | 306.5714 | 73.5797 | 306.5714 | 73.5797
8576 | 302.2927 | 65.8389 | 302.2927 | 65.8389
8577 | 302.6717 | 58.6672 | 302.6717 | 58.6672
8578 | 305.8121 | 44.0787 | 305.8121 | 44.0787
8579 | 299.4525 | 32.3004 | 299.4525 | 32.3004
8580 | 284.6691 | 30.6198 | 284.6691 | 30.6198
8581 | 265.5564 | 27.2427 | 265.5564 | 27.2427
8582 | 255.5823 | 29.9639 | 255.5823 | 29.9639
8583 | 245.302 | 33.6975 | 245.302 | 33.6975
8584 | 237.8402 | 45.6714 | 237.8402 | 45.6714
8585 | 238.9114 | 84.9784 | 238.9114 | 84.9784
8586 | 244.2656 | 92.4603 | 244.2656 | 92.4603
8587 | 258.5851 | 91.7668 | 258.5851 | 91.7668
8588 | 288.8152 | 90.8029 | 288.8152 | 90.8029
8589 | 310.679 | 85.8284 | 310.679 | 85.8284
8590 | 328.5385 | 80.8827 | 328.5385 | 80.8827
8591 | 354.238 | 77.9305 | 354.238 | 77.9305
8592 | 358.8733 | 72.0996 | 358.8733 | 72.0996
8593 | 336.6686 | 65.4196 | 336.6686 | 65.4196
8594 | 333.1733 | 64.8645 | 333.1733 | 64.8645
8595 | 338.5418 | 61.1059 | 338.5418 | 61.1059
8596 | 337.9114 | 71.4642 | 337.9114 | 71.4642
8597 | 335.3536 | 76.1174 | 335.3536 | 76.1174
8598 | 331.0655 | 70.9089 | 331.0655 | 70.9089
8599 | 313.409 | 65.7013 | 313.409 | 65.7013
8600 | 301.8102 | 57.4485 | 301.8102 | 57.4485
8601 | 298.8054 | 49.8449 | 298.8054 | 49.8449
8602 | 302.8546 | 35.6137 | 302.8546 | 35.6137
8603 | 298.0964 | 24.6245 | 298.0964 | 24.6245
8604 | 282.807 | 23.9251 | 282.807 | 23.9251
8605 | 264.1456 | 21.3851 | 264.1456 | 21.3851
8606 | 252.6262 | 24.797 | 252.6262 | 24.797
8607 | 240.3286 | 28.7678 | 240.3286 | 28.7678
8608 | 232.9136 | 40.7737 | 232.9136 | 40.7737
8609 | 235.2278 | 79.9767 | 235.2278 | 79.9767
8610 | 240.9399 | 87.3093 | 240.9399 | 87.3093
8611 | 257.1846 | 86.2719 | 257.1846 | 86.2719
8612 | 286.7357 | 84.8201 | 286.7357 | 84.8201
8613 | 308.0103 | 79.339 | 308.0103 | 79.339
8614 | 323.1631 | 73.6601 | 323.1631 | 73.6601
8615 | 352.6157 | 69.5614 | 352.6157 | 69.5614
8616 | 354.3238 | 63.6293 | 354.3238 | 63.6293
8617 | 335.1575 | 57.9517 | 335.1575 | 57.9517
8618 | 329.4197 | 58.4524 | 329.4197 | 58.4524
8619 | 332.2321 | 55.595 | 332.2321 | 55.595
8620 | 332.3101 | 66.8624 | 332.3101 | 66.8624
8621 | 331.5557 | 72.5634 | 331.5557 | 72.5634
8622 | 329.4846 | 67.9575 | 329.4846 | 67.9575
8623 | 312.2419 | 63.1178 | 312.2419 | 63.1178
8624 | 303.5438 | 54.905 | 303.5438 | 54.905
8625 | 300.8549 | 47.544 | 300.8549 | 47.544
8626 | 304.859 | 33.0862 | 304.859 | 33.0862
8627 | 298.0159 | 21.9504 | 298.0159 | 21.9504
8628 | 283.0794 | 20.6217 | 283.0794 | 20.6217
8629 | 262.7669 | 17.5752 | 262.7669 | 17.5752
8630 | 251.3291 | 21.4936 | 251.3291 | 21.4936
8631 | 239.4917 | 26.0163 | 239.4917 | 26.0163
8632 | 231.1926 | 37.6357 | 231.1926 | 37.6357
8633 | 230.3996 | 76.8786 | 230.3996 | 76.8786
8634 | 237.4303 | 84.3952 | 237.4303 | 84.3952
8635 | 251.1928 | 83.5818 | 251.1928 | 83.5818
8636 | 277.5998 | 82.3806 | 277.5998 | 82.3806
8637 | 302.0274 | 76.9128 | 302.0274 | 76.9128
8638 | 321.4308 | 71.3512 | 321.4308 | 71.3512
8639 | 348.5608 | 67.6711 | 348.5608 | 67.6711
8640 | 353.3617 | 61.7336 | 353.3617 | 61.7336
8641 | 335.4886 | 55.2269 | 335.4886 | 55.2269
8642 | 329.3617 | 54.3892 | 329.3617 | 54.3892
8643 | 328.9981 | 49.7108 | 328.9981 | 49.7108
8644 | 328.589 | 59.4079 | 328.589 | 59.4079
8645 | 331.7625 | 64.5143 | 331.7625 | 64.5143
8646 | 325.8231 | 59.8711 | 325.8231 | 59.8711
8647 | 312.3278 | 56.0418 | 312.3278 | 56.0418
8648 | 302.7018 | 48.2156 | 302.7018 | 48.2156
8649 | 298.2609 | 41.7905 | 298.2609 | 41.7905
8650 | 303.5752 | 28.2498 | 303.5752 | 28.2498
8651 | 299.3258 | 17.05 | 299.3258 | 17.05
8652 | 282.3342 | 16.3399 | 282.3342 | 16.3399
8653 | 264.7931 | 14.2399 | 264.7931 | 14.2399
8654 | 253.6774 | 18.7848 | 253.6774 | 18.7848
8655 | 241.9182 | 24.7472 | 241.9182 | 24.7472
8656 | 232.4614 | 37.7877 | 232.4614 | 37.7877
8657 | 232.2544 | 77.7105 | 232.2544 | 77.7105
8658 | 237.2391 | 85.6456 | 237.2391 | 85.6456
8659 | 248.683 | 85.704 | 248.683 | 85.704
8660 | 271.4092 | 85.444 | 271.4092 | 85.444
8661 | 293.9696 | 80.1308 | 293.9696 | 80.1308
8662 | 310.5029 | 72.9509 | 310.5029 | 72.9509
8663 | 334.9218 | 66.1168 | 334.9218 | 66.1168
8664 | 339.7234 | 56.66 | 339.7234 | 56.66
8665 | 328.5848 | 45.5754 | 328.5848 | 45.5754
8666 | 321.3189 | 44.8951 | 321.3189 | 44.8951
8667 | 318.3515 | 40.9978 | 318.3515 | 40.9978
8668 | 318.2478 | 51.884 | 318.2478 | 51.884
8669 | 319.7422 | 57.9609 | 319.7422 | 57.9609
8670 | 314.5492 | 53.9629 | 314.5492 | 53.9629
8671 | 301.626 | 49.7551 | 301.626 | 49.7551
8672 | 292.9426 | 42.1662 | 292.9426 | 42.1662
8673 | 293.7733 | 35.1251 | 293.7733 | 35.1251
8674 | 301.9204 | 21.2351 | 301.9204 | 21.2351
8675 | 296.6802 | 9.7554 | 296.6802 | 9.7554
8676 | 280.8206 | 7.9735 | 280.8206 | 7.9735
8677 | 263.4294 | 7.0386 | 263.4294 | 7.0386
8678 | 253.1178 | 12.2581 | 253.1178 | 12.2581
8679 | 242.4141 | 17.7992 | 242.4141 | 17.7992
8680 | 231.7009 | 30.0345 | 231.7009 | 30.0345
8681 | 230.861 | 69.1522 | 230.861 | 69.1522
8682 | 235.0683 | 77.6285 | 235.0683 | 77.6285
8683 | 246.8603 | 76.7991 | 246.8603 | 76.7991
8684 | 267.2134 | 75.5392 | 267.2134 | 75.5392
8685 | 286.9227 | 70.1594 | 286.9227 | 70.1594
8686 | 306.0532 | 64.7472 | 306.0532 | 64.7472
8687 | 331.0253 | 61.2324 | 331.0253 | 61.2324
8688 | 335.806 | 55.2309 | 335.806 | 55.2309
8689 | 323.2703 | 48.1669 | 323.2703 | 48.1669
8690 | 318.9416 | 47.9745 | 318.9416 | 47.9745
8691 | 321.6411 | 46.6474 | 321.6411 | 46.6474
8692 | 323.0168 | 58.2934 | 323.0168 | 58.2934
8693 | 324.059 | 63.8504 | 324.059 | 63.8504
8694 | 317.7764 | 59.9564 | 317.7764 | 59.9564
8695 | 305.244 | 56.3084 | 305.244 | 56.3084
8696 | 299.4332 | 49.7353 | 299.4332 | 49.7353
8697 | 298.505 | 43.8301 | 298.505 | 43.8301
8698 | 299.7359 | 30.9239 | 299.7359 | 30.9239
8699 | 295.1267 | 19.9215 | 295.1267 | 19.9215
8700 | 280.5297 | 18.1316 | 280.5297 | 18.1316
8701 | 261.8793 | 15.125 | 261.8793 | 15.125
8702 | 250.6687 | 18.1369 | 250.6687 | 18.1369
8703 | 240.2736 | 22.4596 | 240.2736 | 22.4596
8704 | 230.8418 | 35.3748 | 230.8418 | 35.3748
8705 | 230.4698 | 74.0045 | 230.4698 | 74.0045
8706 | 235.6557 | 80.8279 | 235.6557 | 80.8279
8707 | 248.8884 | 81.0303 | 248.8884 | 81.0303
8708 | 273.0221 | 80.8849 | 273.0221 | 80.8849
8709 | 293.7732 | 75.8517 | 293.7732 | 75.8517
8710 | 313.3787 | 69.7115 | 313.3787 | 69.7115
8711 | 341.7325 | 64.4558 | 341.7325 | 64.4558
8712 | 346.9941 | 58.401 | 346.9941 | 58.401
8713 | 331.5356 | 51.7396 | 331.5356 | 51.7396
8714 | 326.2523 | 52.2696 | 326.2523 | 52.2696
8715 | 328.0686 | 49.0282 | 328.0686 | 49.0282
8716 | 328.49 | 60.0264 | 328.49 | 60.0264
8717 | 326.3151 | 65.5728 | 326.3151 | 65.5728
8718 | 323.166 | 60.8949 | 323.166 | 60.8949
8719 | 313.072 | 56.4871 | 313.072 | 56.4871
8720 | 305.0209 | 48.037 | 305.0209 | 48.037
8721 | 304.5344 | 40.6067 | 304.5344 | 40.6067
8722 | 305.1114 | 25.7543 | 305.1114 | 25.7543
8723 | 298.665 | 12.9735 | 298.665 | 12.9735
8724 | 283.2163 | 12.6991 | 283.2163 | 12.6991
8725 | 269.3382 | 10.5501 | 269.3382 | 10.5501
8726 | 258.2361 | 15.3319 | 258.2361 | 15.3319
8727 | 247.3732 | 21.5357 | 247.3732 | 21.5357
8728 | 237.5581 | 33.198 | 237.5581 | 33.198
8729 | 236.6038 | 71.9996 | 236.6038 | 71.9996
8730 | 241.103 | 79.2437 | 241.103 | 79.2437
8731 | 251.7339 | 81.4346 | 251.7339 | 81.4346
8732 | 272.1962 | 78.9611 | 272.1962 | 78.9611
8733 | 288.0196 | 77.8816 | 288.0196 | 77.8816
8734 | 303.2475 | 70.4008 | 303.2475 | 70.4008
8735 | 331.4408 | 69.1537 | 331.4408 | 69.1537
8736 | 332.277 | 66.614 | 332.277 | 66.614
8737 | 315.1738 | 62.4052 | 315.1738 | 62.4052
8738 | 310.0982 | 65.7876 | 310.0982 | 65.7876
8739 | 306.8707 | 66.5272 | 306.8707 | 66.5272
8740 | 308.3789 | 75.3248 | 308.3789 | 75.3248
8741 | 312.912 | 80.76 | 312.912 | 80.76
8742 | 306.298 | 75.8319 | 306.298 | 75.8319
8743 | 300.4592 | 71.2926 | 300.4592 | 71.2926
8744 | 294.0019 | 61.6394 | 294.0019 | 61.6394
8745 | 295.2718 | 57.7258 | 295.2718 | 57.7258
8746 | 301.8304 | 43.7133 | 301.8304 | 43.7133
8747 | 294.7576 | 33.5215 | 294.7576 | 33.5215
8748 | 282.4284 | 32.6451 | 282.4284 | 32.6451
8749 | 266.8368 | 29.6662 | 266.8368 | 29.6662
8750 | 253.6277 | 33.4129 | 253.6277 | 33.4129
8751 | 245.0081 | 39.8711 | 245.0081 | 39.8711
8752 | 236.3691 | 51.2269 | 236.3691 | 51.2269
8753 | 236.1968 | 89.7162 | 236.1968 | 89.7162
8754 | 241.1002 | 95.6215 | 241.1002 | 95.6215
8755 | 254.4714 | 95.6756 | 254.4714 | 95.6756
8756 | 281.4277 | 91.3861 | 281.4277 | 91.3861
8757 | 306.6142 | 88.9592 | 306.6142 | 88.9592
8758 | 328.4327 | 80.4721 | 328.4327 | 80.4721
8759 | 360.0027 | 78.0163 | 360.0027 | 78.0163