## Summary Scalars
Parameter | Value
Total Cost ($) | 12235199.7627
Capital Cost (CAPEX) | 232704.8104
Operating Cost (OPEX) | 12002494.9523
Annual Fuel Consumption Genset (L) | 3379736.8421
Annual Fuel Consumption Diesel Furnace (L) | 2205883.2069

## Generator Summary
Size | Built | Capacity (kW) | Capital Cost ($) | Operating Cost ($)
100 kW | 1 | 100 | 6385.7212 | 14900
500 kW | 0 | 0 | 0 | 0
1000 kW | 2 | 2000 | 141904.9146 | 228000
2000 kW | 0 | 0 | 0 | 0
Total | 3 | 2100 | 148290.6358 | 242900

## Diesel Furnace Summary
Size | Built | Capacity (MW) | Capital Cost ($) | Operating Cost ($)
17.58 kW | 374 | 6574.92 | 84414.1746 | 105198.72
Total | 374 | 6574.92 | 84414.1746 | 105198.72

## Time Series
Time | Electric Load (kW) | Thermal Load (kW) | Diesel Generation (kW) | Thermal Generation (kW)
0 | 1512.6284 | 225.4652 | 1512.6284 | 225.4652
1 | 1435.9836 | 213.7289 | 1435.9836 | 213.7289
2 | 1429.2509 | 212.1995 | 1429.2509 | 212.1995
3 | 1439.1221 | 198.9359 | 1439.1221 | 198.9359
4 | 1423.8529 | 219.6953 | 1423.8529 | 219.6953
5 | 1451.8574 | 244.6014 | 1451.8574 | 244.6014
6 | 1439.2236 | 228.7921 | 1439.2236 | 228.7921
7 | 1353.3115 | 212.206 | 1353.3115 | 212.206
8 | 1294.725 | 192.5922 | 1294.725 | 192.5922
9 | 1280.4498 | 170.9479 | 1280.4498 | 170.9479
10 | 1293.6437 | 115.786 | 1293.6437 | 115.786
11 | 1253.2326 | 88.1091 | 1253.2326 | 88.1091
12 | 1183.332 | 76.1411 | 1183.332 | 76.1411
13 | 1110.8631 | 68.2911 | 1110.8631 | 68.2911
14 | 1059.6022 | 76.7093 | 1059.6022 | 76.7093
15 | 1019.7378 | 97.176 | 1019.7378 | 97.176
16 | 978.8958 | 137.9559 | 978.8958 | 137.9559
17 | 976.2982 | 242.0739 | 976.2982 | 242.0739
18 | 1003.9731 | 279.899 | 1003.9731 | 279.899
19 | 1064.5084 | 291.0878 | 1064.5084 | 291.0878
20 | 1183.2332 | 274.1547 | 1183.2332 | 274.1547
21 | 1291.7323 | 267.4654 | 1291.7323 | 267.4654
22 | 1378.1723 | 244.5225 | 1378.1723 | 244.5225
23 | 1501.3224 | 239.6808 | 1501.3224 | 239.6808
24 | 1524.2895 | 226.3564 | 1524.2895 | 226.3564
25 | 1448.0671 | 210.7504 | 1448.0671 | 210.7504
26 | 1419.4239 | 205.617 | 1419.4239 | 205.617
27 | 1422.0643 | 191.6186 | 1422.0643 | 191.6186
28 | 1421.8355 | 212.7767 | 1421.8355 | 212.7767
29 | 1427.9377 | 236.7681 | 1427.9377 | 236.7681
30 | 1410.4233 | 218.762 | 1410.4233 | 218.762
31 | 1341.7868 | 197.0788 | 1341.7868 | 197.0788
32 | 1286.8856 | 171.3439 | 1286.8856 | 171.3439
33 | 1269.4309 | 146.0409 | 1269.4309 | 146.0409
34 | 1282.5497 | 93.2243 | 1282.5497 | 93.2243
35 | 1252.8985 | 68.3695 | 1252.8985 | 68.3695
36 | 1171.6824 | 60.5606 | 1171.6824 | 60.5606
37 | 1098.1136 | 55.6187 | 1098.1136 | 55.6187
38 | 1061.4144 | 65.233 | 1061.4144 | 65.233
39 | 1023.7725 | 83.4639 | 1023.7725 | 83.4639
40 | 985.0187 | 118.4587 | 985.0187 | 118.4587
41 | 980.8222 | 223.8588 | 980.8222 | 223.8588
42 | 999.3228 | 262.9191 | 999.3228 | 262.9191
43 | 1049.0159 | 273.7952 | 1049.0159 | 273.7952
44 | 1159.2543 | 257.3702 | 1159.2543 | 257.3702
45 | 1271.6457 | 250.3995 | 1271.6457 | 250.3995
46 | 1351.3745 | 228.426 | 1351.3745 | 228.426
47 | 1466.5784 | 223.0996 | 1466.5784 | 223.0996
48 | 1476.0334 | 207.2735 | 1476.0334 | 207.2735
49 | 1419.6215 | 191.7535 | 1419.6215 | 191.7535
50 | 1399.0725 | 186.8938 | 1399.0725 | 186.8938
51 | 1408.381 | 167.2823 | 1408.381 | 167.2823
52 | 1402.631 | 179.0749 | 1402.631 | 179.0749
53 | 1422.4394 | 195.835 | 1422.4394 | 195.835
54 | 1400.5725 | 174.1702 | 1400.5725 | 174.1702
55 | 1327.9226 | 157.2636 | 1327.9226 | 157.2636
56 | 1268.983 | 140.2062 | 1268.983 | 140.2062
57 | 1249.7127 | 122.2596 | 1249.7127 | 122.2596
58 | 1273.7021 | 72.531 | 1273.7021 | 72.531
59 | 1241.3757 | 47.4808 | 1241.3757 | 47.4808
60 | 1165.518 | 35.3956 | 1165.518 | 35.3956
61 | 1103.1743 | 23.8166 | 1103.1743 | 23.8166
62 | 1059.1431 | 26.4809 | 1059.1431 | 26.4809
63 | 1018.6412 | 54.8826 | 1018.6412 | 54.8826
64 | 984.6869 | 94.7009 | 984.6869 | 94.7009
65 | 974.0027 | 199.7023 | 974.0027 | 199.7023
66 | 992.128 | 236.5659 | 992.128 | 236.5659
67 | 1033.9825 | 243.9083 | 1033.9825 | 243.9083
68 | 1126.9799 | 224.3876 | 1126.9799 | 224.3876
69 | 1214.4337 | 218.3237 | 1214.4337 | 218.3237
70 | 1300.7637 | 201.5724 | 1300.7637 | 201.5724
71 | 1399.3811 | 202.203 | 1399.3811 | 202.203
72 | 1432.4635 | 180.6935 | 1432.4635 | 180.6935
73 | 1380.5158 | 155.1279 | 1380.5158 | 155.1279
74 | 1359.1438 | 137.0251 | 1359.1438 | 137.0251
75 | 1366.4551 | 127.9126 | 1366.4551 | 127.9126
76 | 1356.5127 | 153.691 | 1356.5127 | 153.691
77 | 1360.6865 | 182.5684 | 1360.6865 | 182.5684
78 | 1320.5445 | 170.5976 | 1320.5445 | 170.5976
79 | 1281.3172 | 157.2636 | 1281.3172 | 157.2636
80 | 1247.1619 | 140.2062 | 1247.1619 | 140.2062
81 | 1242.8392 | 122.2596 | 1242.8392 | 122.2596
82 | 1251.2244 | 72.531 | 1251.2244 | 72.531
83 | 1234.7935 | 47.4808 | 1234.7935 | 47.4808
84 | 1161.142 | 35.3956 | 1161.142 | 35.3956
85 | 1088.4664 | 23.8166 | 1088.4664 | 23.8166
86 | 1052.0081 | 26.4809 | 1052.0081 | 26.4809
87 | 1021.4797 | 36.5659 | 1021.4797 | 36.5659
88 | 978.6615 | 73.8278 | 978.6615 | 73.8278
89 | 969.7008 | 181.1667 | 969.7008 | 181.1667
90 | 985.6916 | 223.2759 | 985.6916 | 223.2759
91 | 1036.8294 | 238.7174 | 1036.8294 | 238.7174
92 | 1117.5434 | 227.1629 | 1117.5434 | 227.1629
93 | 1218.8431 | 225.4143 | 1218.8431 | 225.4143
94 | 1292.8454 | 207.3731 | 1292.8454 | 207.3731
95 | 1386.4488 | 197.5437 | 1386.4488 | 197.5437
96 | 1424.3754 | 172.0941 | 1424.3754 | 172.0941
97 | 1356.4592 | 148.2718 | 1356.4592 | 148.2718
98 | 1340.4278 | 135.4772 | 1340.4278 | 135.4772
99 | 1338.0077 | 127.9126 | 1338.0077 | 127.9126
100 | 1358.6782 | 153.691 | 1358.6782 | 153.691
101 | 1386.9282 | 182.5684 | 1386.9282 | 182.5684
102 | 1351.7116 | 170.5976 | 1351.7116 | 170.5976
103 | 1311.5246 | 157.2636 | 1311.5246 | 157.2636
104 | 1275.5719 | 140.2062 | 1275.5719 | 140.2062
105 | 1253.3324 | 122.2596 | 1253.3324 | 122.2596
106 | 1256.2549 | 72.531 | 1256.2549 | 72.531
107 | 1219.0574 | 47.4808 | 1219.0574 | 47.4808
108 | 1154.7976 | 35.3956 | 1154.7976 | 35.3956
109 | 1095.3795 | 23.8166 | 1095.3795 | 23.8166
110 | 1052.0605 | 26.4809 | 1052.0605 | 26.4809
111 | 1014.1597 | 39.2864 | 1014.1597 | 39.2864
112 | 978.8126 | 78.3777 | 978.8126 | 78.3777
113 | 969.0117 | 183.637 | 969.0117 | 183.637
114 | 994.72 | 220.5319 | 994.72 | 220.5319
115 | 1047.1884 | 233.2373 | 1047.1884 | 233.2373
116 | 1147.1915 | 219.6814 | 1147.1915 | 219.6814
117 | 1231.7663 | 217.2214 | 1231.7663 | 217.2214
118 | 1314.1295 | 199.8213 | 1314.1295 | 199.8213
119 | 1421.2807 | 193.4629 | 1421.2807 | 193.4629
120 | 1433.2714 | 176.5815 | 1433.2714 | 176.5815
121 | 1361.1259 | 159.4354 | 1361.1259 | 159.4354
122 | 1351.9227 | 152.7854 | 1351.9227 | 152.7854
123 | 1364.8399 | 138.1772 | 1364.8399 | 138.1772
124 | 1362.9688 | 160.6956 | 1362.9688 | 160.6956
125 | 1368.9365 | 187.3137 | 1368.9365 | 187.3137
126 | 1345.311 | 175.7181 | 1345.311 | 175.7181
127 | 1290.1188 | 164.4011 | 1290.1188 | 164.4011
128 | 1252.4801 | 146.9059 | 1252.4801 | 146.9059
129 | 1240.3276 | 128.4903 | 1240.3276 | 128.4903
130 | 1249.9493 | 79.4262 | 1249.9493 | 79.4262
131 | 1223.4603 | 55.7597 | 1223.4603 | 55.7597
132 | 1156.1898 | 45.7149 | 1156.1898 | 45.7149
133 | 1090.9738 | 38.9359 | 1090.9738 | 38.9359
134 | 1048.2265 | 49.7775 | 1048.2265 | 49.7775
135 | 1010.1236 | 74.841 | 1010.1236 | 74.841
136 | 969.283 | 115.2456 | 969.283 | 115.2456
137 | 971.143 | 220.4112 | 971.143 | 220.4112
138 | 1000.1052 | 260.269 | 1000.1052 | 260.269
139 | 1061.3443 | 275.0929 | 1061.3443 | 275.0929
140 | 1184.8176 | 264.6172 | 1184.8176 | 264.6172
141 | 1283.0381 | 263.064 | 1283.0381 | 263.064
142 | 1365.8848 | 245.0072 | 1365.8848 | 245.0072
143 | 1473.0703 | 235.256 | 1473.0703 | 235.256
144 | 1489.4222 | 217.7961 | 1489.4222 | 217.7961
145 | 1405.8517 | 200.7281 | 1405.8517 | 200.7281
146 | 1382.6731 | 194.6723 | 1382.6731 | 194.6723
147 | 1406.9147 | 179.6889 | 1406.9147 | 179.6889
148 | 1396.077 | 199.6822 | 1396.077 | 199.6822
149 | 1396.9375 | 223.3921 | 1396.9375 | 223.3921
150 | 1369.3257 | 207.2467 | 1369.3257 | 207.2467
151 | 1313.1734 | 189.3081 | 1313.1734 | 189.3081
152 | 1258.7287 | 168.1386 | 1258.7287 | 168.1386
153 | 1250.2002 | 147.9093 | 1250.2002 | 147.9093
154 | 1260.9664 | 97.4458 | 1260.9664 | 97.4458
155 | 1226.2793 | 72.8959 | 1226.2793 | 72.8959
156 | 1157.8759 | 63.1795 | 1157.8759 | 63.1795
157 | 1085.8278 | 55.9784 | 1085.8278 | 55.9784
158 | 1039.2848 | 66.1242 | 1039.2848 | 66.1242
159 | 993.4773 | 92.1806 | 993.4773 | 92.1806
160 | 954.5992 | 130.4353 | 954.5992 | 130.4353
161 | 954.292 | 236.109 | 954.292 | 236.109
162 | 988.7348 | 276.1388 | 988.7348 | 276.1388
163 | 1043.7792 | 289.3288 | 1043.7792 | 289.3288
164 | 1160.5442 | 276.2967 | 1160.5442 | 276.2967
165 | 1265.1098 | 272.7345 | 1265.1098 | 272.7345
166 | 1335.936 | 252.8092 | 1335.936 | 252.8092
167 | 1436.2201 | 241.5101 | 1436.2201 | 241.5101
168 | 1447.1431 | 212.9335 | 1447.1431 | 212.9335
169 | 1376.055 | 187.8212 | 1376.055 | 187.8212
170 | 1357.6799 | 180.413 | 1357.6799 | 180.413
171 | 1375.9755 | 166.6881 | 1375.9755 | 166.6881
172 | 1366.6185 | 186.744 | 1366.6185 | 186.744
173 | 1369.9357 | 209.5549 | 1369.9357 | 209.5549
174 | 1344.7104 | 192.0726 | 1344.7104 | 192.0726
175 | 1283.5149 | 173.6025 | 1283.5149 | 173.6025
176 | 1234.4937 | 152.6441 | 1234.4937 | 152.6441
177 | 1222.4554 | 131.7502 | 1222.4554 | 131.7502
178 | 1245.6776 | 80.1688 | 1245.6776 | 80.1688
179 | 1212.0444 | 55.0639 | 1212.0444 | 55.0639
180 | 1143.468 | 45.754 | 1143.468 | 45.754
181 | 1078.5592 | 37.56 | 1078.5592 | 37.56
182 | 1029.4336 | 49.027 | 1029.4336 | 49.027
183 | 989.1596 | 72.0814 | 989.1596 | 72.0814
184 | 953.9544 | 106.2319 | 953.9544 | 106.2319
185 | 958.5468 | 212.0776 | 958.5468 | 212.0776
186 | 985.1599 | 252.6546 | 985.1599 | 252.6546
187 | 1051.5722 | 266.517 | 1051.5722 | 266.517
188 | 1172.4477 | 254.9389 | 1172.4477 | 254.9389
189 | 1274.3321 | 253.9409 | 1274.3321 | 253.9409
190 | 1364.2507 | 236.5172 | 1364.2507 | 236.5172
191 | 1467.5782 | 226.7973 | 1467.5782 | 226.7973
192 | 1479.1665 | 198.2363 | 1479.1665 | 198.2363
193 | 1419.8833 | 173.554 | 1419.8833 | 173.554
194 | 1375.0172 | 157.648 | 1375.0172 | 157.648
195 | 1393.3346 | 134.9172 | 1393.3346 | 134.9172
196 | 1401.7331 | 153.691 | 1401.7331 | 153.691
197 | 1417.2753 | 182.5684 | 1417.2753 | 182.5684
198 | 1390.1323 | 170.5976 | 1390.1323 | 170.5976
199 | 1322.0527 | 157.2636 | 1322.0527 | 157.2636
200 | 1289.8304 | 140.2062 | 1289.8304 | 140.2062
201 | 1266.4909 | 122.2596 | 1266.4909 | 122.2596
202 | 1274.3977 | 72.531 | 1274.3977 | 72.531
203 | 1221.2497 | 47.4808 | 1221.2497 | 47.4808
204 | 1155.4742 | 35.3956 | 1155.4742 | 35.3956
205 | 1085.8825 | 23.8166 | 1085.8825 | 23.8166
206 | 1045.3732 | 26.4809 | 1045.3732 | 26.4809
207 | 1010.0251 | 40.6232 | 1010.0251 | 40.6232
208 | 980.4003 | 76.6343 | 980.4003 | 76.6343
209 | 973.6052 | 186.6156 | 973.6052 | 186.6156
210 | 994.3626 | 233.1887 | 994.3626 | 233.1887
211 | 1054.0405 | 252.2185 | 1054.0405 | 252.2185
212 | 1152.0183 | 244.0333 | 1152.0183 | 244.0333
213 | 1244.4419 | 243.5434 | 1244.4419 | 243.5434
214 | 1324.0329 | 226.753 | 1324.0329 | 226.753
215 | 1447.8869 | 216.8611 | 1447.8869 | 216.8611
216 | 1470.6462 | 190.4343 | 1470.6462 | 190.4343
217 | 1412.9239 | 169.0198 | 1412.9239 | 169.0198
218 | 1405.8296 | 151.7848 | 1405.8296 | 151.7848
219 | 1400.0127 | 127.9126 | 1400.0127 | 127.9126
220 | 1406.1519 | 153.691 | 1406.1519 | 153.691
221 | 1407.7952 | 182.5684 | 1407.7952 | 182.5684
222 | 1390.1191 | 170.5976 | 1390.1191 | 170.5976
223 | 1331.857 | 157.2636 | 1331.857 | 157.2636
224 | 1279.3503 | 140.2062 | 1279.3503 | 140.2062
225 | 1265.618 | 122.2596 | 1265.618 | 122.2596
226 | 1277.0732 | 72.531 | 1277.0732 | 72.531
227 | 1231.1973 | 47.4808 | 1231.1973 | 47.4808
228 | 1165.3388 | 35.3956 | 1165.3388 | 35.3956
229 | 1097.3366 | 23.8166 | 1097.3366 | 23.8166
230 | 1049.527 | 26.4809 | 1049.527 | 26.4809
231 | 1015.6916 | 40.6389 | 1015.6916 | 40.6389
232 | 974.6171 | 77.1503 | 974.6171 | 77.1503
233 | 974.7141 | 181.4715 | 974.7141 | 181.4715
234 | 990.9497 | 223.9795 | 990.9497 | 223.9795
235 | 1030.1402 | 238.0138 | 1030.1402 | 238.0138
236 | 1118.858 | 225.8339 | 1118.858 | 225.8339
237 | 1202.7531 | 222.4514 | 1202.7531 | 222.4514
238 | 1279.6869 | 205.2076 | 1279.6869 | 205.2076
239 | 1396.7859 | 197.3717 | 1396.7859 | 197.3717
240 | 1408.7443 | 176.9567 | 1408.7443 | 176.9567
241 | 1361.3734 | 158.8882 | 1361.3734 | 158.8882
242 | 1347.5813 | 155.7561 | 1347.5813 | 155.7561
243 | 1340.4814 | 144.8066 | 1340.4814 | 144.8066
244 | 1358.3126 | 167.5673 | 1358.3126 | 167.5673
245 | 1371.0203 | 195.6708 | 1371.0203 | 195.6708
246 | 1342.5241 | 188.0544 | 1342.5241 | 188.0544
247 | 1292.7587 | 179.7315 | 1292.7587 | 179.7315
248 | 1250.1042 | 166.0279 | 1250.1042 | 166.0279
249 | 1235.6927 | 149.6526 | 1235.6927 | 149.6526
250 | 1250.0807 | 100.8152 | 1250.0807 | 100.8152
251 | 1205.8113 | 77.907 | 1205.8113 | 77.907
252 | 1147.7468 | 68.816 | 1147.7468 | 68.816
253 | 1087.3391 | 60.4657 | 1087.3391 | 60.4657
254 | 1045.0785 | 68.1802 | 1045.0785 | 68.1802
255 | 1014.5613 | 86.0672 | 1014.5613 | 86.0672
256 | 972.1708 | 117.5753 | 972.1708 | 117.5753
257 | 974.0978 | 220.5676 | 974.0978 | 220.5676
258 | 983.395 | 259.2683 | 983.395 | 259.2683
259 | 1026.2567 | 271.7548 | 1026.2567 | 271.7548
260 | 1099.3082 | 258.1442 | 1099.3082 | 258.1442
261 | 1180.7944 | 254.8712 | 1180.7944 | 254.8712
262 | 1263.2352 | 236.4782 | 1263.2352 | 236.4782
263 | 1359.9058 | 229.0801 | 1359.9058 | 229.0801
264 | 1389.0963 | 205.1393 | 1389.0963 | 205.1393
265 | 1344.6308 | 177.244 | 1344.6308 | 177.244
266 | 1336.8504 | 165.2077 | 1336.8504 | 165.2077
267 | 1330.6181 | 149.6535 | 1330.6181 | 149.6535
268 | 1332.6709 | 168.7087 | 1332.6709 | 168.7087
269 | 1342.3893 | 192.0512 | 1342.3893 | 192.0512
270 | 1307.9093 | 175.9839 | 1307.9093 | 175.9839
271 | 1265.5178 | 160.7894 | 1265.5178 | 160.7894
272 | 1234.5189 | 140.3704 | 1234.5189 | 140.3704
273 | 1238.8101 | 122.2596 | 1238.8101 | 122.2596
274 | 1255.2256 | 72.531 | 1255.2256 | 72.531
275 | 1220.7806 | 47.4808 | 1220.7806 | 47.4808
276 | 1152.6458 | 36.3103 | 1152.6458 | 36.3103
277 | 1083.6081 | 30.0551 | 1083.6081 | 30.0551
278 | 1046.0814 | 42.8902 | 1046.0814 | 42.8902
279 | 1014.9753 | 66.2104 | 1014.9753 | 66.2104
280 | 983.5033 | 102.0417 | 983.5033 | 102.0417
281 | 970.9562 | 206.5036 | 970.9562 | 206.5036
282 | 987.5321 | 247.6513 | 987.5321 | 247.6513
283 | 1028.9261 | 261.3026 | 1028.9261 | 261.3026
284 | 1120.3527 | 247.1447 | 1120.3527 | 247.1447
285 | 1206.8955 | 242.5037 | 1206.8955 | 242.5037
286 | 1279.7214 | 222.0468 | 1279.7214 | 222.0468
287 | 1385.3274 | 213.1008 | 1385.3274 | 213.1008
288 | 1413.2079 | 191.6617 | 1413.2079 | 191.6617
289 | 1357.5751 | 170.6302 | 1357.5751 | 170.6302
290 | 1338.8082 | 161.9321 | 1338.8082 | 161.9321
291 | 1342.3802 | 145.8776 | 1342.3802 | 145.8776
292 | 1345.2886 | 164.8859 | 1345.2886 | 164.8859
293 | 1369.1572 | 186.7743 | 1369.1572 | 186.7743
294 | 1350.7569 | 170.5976 | 1350.7569 | 170.5976
295 | 1295.9288 | 157.2636 | 1295.9288 | 157.2636
296 | 1264.1456 | 140.2062 | 1264.1456 | 140.2062
297 | 1254.4153 | 122.2596 | 1254.4153 | 122.2596
298 | 1247.0232 | 73.0235 | 1247.0232 | 73.0235
299 | 1210.6665 | 50.0763 | 1210.6665 | 50.0763
300 | 1141.552 | 41.7122 | 1141.552 | 41.7122
301 | 1073.1269 | 35.7307 | 1073.1269 | 35.7307
302 | 1034.9794 | 45.9468 | 1034.9794 | 45.9468
303 | 999.9546 | 68.8527 | 999.9546 | 68.8527
304 | 957.6702 | 104.8951 | 957.6702 | 104.8951
305 | 956.6414 | 209.4274 | 956.6414 | 209.4274
306 | 984.7114 | 250.5204 | 984.7114 | 250.5204
307 | 1038.1176 | 263.3899 | 1038.1176 | 263.3899
308 | 1154.9515 | 249.662 | 1154.9515 | 249.662
309 | 1259.8681 | 245.3962 | 1259.8681 | 245.3962
310 | 1326.3508 | 225.2755 | 1326.3508 | 225.2755
311 | 1444.343 | 217.3458 | 1444.343 | 217.3458
312 | 1436.0381 | 188.1907 | 1436.0381 | 188.1907
313 | 1368.4155 | 161.7025 | 1368.4155 | 161.7025
314 | 1351.8142 | 143.1307 | 1351.8142 | 143.1307
315 | 1359.8109 | 127.9126 | 1359.8109 | 127.9126
316 | 1353.9138 | 153.691 | 1353.9138 | 153.691
317 | 1369.5558 | 182.5684 | 1369.5558 | 182.5684
318 | 1345.485 | 170.5976 | 1345.485 | 170.5976
319 | 1281.0305 | 157.2636 | 1281.0305 | 157.2636
320 | 1237.4441 | 140.2062 | 1237.4441 | 140.2062
321 | 1226.1265 | 122.2596 | 1226.1265 | 122.2596
322 | 1246.3047 | 72.531 | 1246.3047 | 72.531
323 | 1206.0427 | 47.4808 | 1206.0427 | 47.4808
324 | 1120.3757 | 35.3956 | 1120.3757 | 35.3956
325 | 1048.5663 | 23.8166 | 1048.5663 | 23.8166
326 | 1015.3544 | 26.4809 | 1015.3544 | 26.4809
327 | 977.0642 | 38.2623 | 977.0642 | 38.2623
328 | 937.1405 | 78.1666 | 937.1405 | 78.1666
329 | 936.3367 | 186.9361 | 936.3367 | 186.9361
330 | 969.9781 | 227.3176 | 969.9781 | 227.3176
331 | 1019.4753 | 238.608 | 1019.4753 | 238.608
332 | 1134.4697 | 225.5446 | 1134.4697 | 225.5446
333 | 1241.5172 | 225.5863 | 1241.5172 | 225.5863
334 | 1324.592 | 210.0311 | 1324.592 | 210.0311
335 | 1417.4464 | 202.633 | 1417.4464 | 202.633
336 | 1437.6608 | 180.3652 | 1437.6608 | 180.3652
337 | 1364.7128 | 156.8165 | 1364.7128 | 156.8165
338 | 1352.0025 | 138.8622 | 1352.0025 | 138.8622
339 | 1352.9205 | 127.9126 | 1352.9205 | 127.9126
340 | 1349.8704 | 153.691 | 1349.8704 | 153.691
341 | 1360.9405 | 182.5684 | 1360.9405 | 182.5684
342 | 1339.5505 | 170.5976 | 1339.5505 | 170.5976
343 | 1278.3847 | 157.2636 | 1278.3847 | 157.2636
344 | 1236.0729 | 140.2062 | 1236.0729 | 140.2062
345 | 1229.9718 | 122.2596 | 1229.9718 | 122.2596
346 | 1249.5916 | 72.531 | 1249.5916 | 72.531
347 | 1196.4835 | 47.4808 | 1196.4835 | 47.4808
348 | 1118.3611 | 35.3956 | 1118.3611 | 35.3956
349 | 1055.0869 | 23.8166 | 1055.0869 | 23.8166
350 | 1012.1482 | 26.4809 | 1012.1482 | 26.4809
351 | 978.9208 | 36.4643 | 978.9208 | 36.4643
352 | 946.0695 | 64.5952 | 946.0695 | 64.5952
353 | 945.634 | 170.4487 | 945.634 | 170.4487
354 | 976.2334 | 212.4876 | 976.2334 | 212.4876
355 | 1031.5047 | 226.5532 | 1031.5047 | 226.5532
356 | 1140.3143 | 215.5224 | 1140.3143 | 215.5224
357 | 1242.6804 | 214.0553 | 1242.6804 | 214.0553
358 | 1333.9802 | 196.1782 | 1333.9802 | 196.1782
359 | 1429.8665 | 187.1072 | 1429.8665 | 187.1072
360 | 1433.0741 | 162.0563 | 1433.0741 | 162.0563
361 | 1377.6062 | 136.2874 | 1377.6062 | 136.2874
362 | 1351.1044 | 135.4772 | 1351.1044 | 135.4772
363 | 1353.3944 | 127.9126 | 1353.3944 | 127.9126
364 | 1353.3524 | 153.691 | 1353.3524 | 153.691
365 | 1374.1265 | 182.5684 | 1374.1265 | 182.5684
366 | 1345.8572 | 170.5976 | 1345.8572 | 170.5976
367 | 1286.6328 | 157.2636 | 1286.6328 | 157.2636
368 | 1243.4175 | 140.2062 | 1243.4175 | 140.2062
369 | 1228.6264 | 122.2596 | 1228.6264 | 122.2596
370 | 1252.768 | 72.531 | 1252.768 | 72.531
371 | 1211.0157 | 47.4808 | 1211.0157 | 47.4808
372 | 1137.1079 | 35.3956 | 1137.1079 | 35.3956
373 | 1066.8139 | 23.8166 | 1066.8139 | 23.8166
374 | 1017.3524 | 26.4809 | 1017.3524 | 26.4809
375 | 987.4747 | 36.4643 | 987.4747 | 36.4643
376 | 949.598 | 62.1717 | 949.598 | 62.1717
377 | 943.8147 | 167.5249 | 943.8147 | 167.5249
378 | 966.4225 | 210.4784 | 966.4225 | 210.4784
379 | 1013.7135 | 225.8887 | 1013.7135 | 225.8887
380 | 1117.4945 | 213.2475 | 1117.4945 | 213.2475
381 | 1217.0978 | 208.9425 | 1217.0978 | 208.9425
382 | 1298.9099 | 190.1665 | 1298.9099 | 190.1665
383 | 1403.8805 | 183.7847 | 1403.8805 | 183.7847
384 | 1417.7814 | 159.0387 | 1417.7814 | 159.0387
385 | 1349.58 | 137.718 | 1349.58 | 137.718
386 | 1332.6599 | 135.4772 | 1332.6599 | 135.4772
387 | 1335.625 | 127.9126 | 1335.625 | 127.9126
388 | 1344.9204 | 153.691 | 1344.9204 | 153.691
389 | 1334.4506 | 182.5684 | 1334.4506 | 182.5684
390 | 1321.5714 | 170.5976 | 1321.5714 | 170.5976
391 | 1273.8058 | 157.2636 | 1273.8058 | 157.2636
392 | 1208.4669 | 140.2062 | 1208.4669 | 140.2062
393 | 1196.7487 | 122.2596 | 1196.7487 | 122.2596
394 | 1223.8586 | 72.531 | 1223.8586 | 72.531
395 | 1196.0247 | 47.4808 | 1196.0247 | 47.4808
396 | 1131.6936 | 35.3956 | 1131.6936 | 35.3956
397 | 1062.7042 | 23.8166 | 1062.7042 | 23.8166
398 | 1025.3629 | 26.4809 | 1025.3629 | 26.4809
399 | 993.4231 | 36.4643 | 993.4231 | 36.4643
400 | 955.2746 | 62.1717 | 955.2746 | 62.1717
401 | 948.879 | 163.0454 | 948.879 | 163.0454
402 | 964.2781 | 203.3175 | 964.2781 | 203.3175
403 | 994.4328 | 219.1343 | 994.4328 | 219.1343
404 | 1087.6649 | 208.6663 | 1087.6649 | 208.6663
405 | 1174.5814 | 205.7608 | 1174.5814 | 205.7608
406 | 1255.4727 | 187.4068 | 1255.4727 | 187.4068
407 | 1369.8809 | 185.4264 | 1369.8809 | 185.4264
408 | 1396.142 | 171.5938 | 1396.142 | 171.5938
409 | 1341.8906 | 153.4862 | 1341.8906 | 153.4862
410 | 1326.8052 | 143.4746 | 1326.8052 | 143.4746
411 | 1320.6378 | 127.9126 | 1320.6378 | 127.9126
412 | 1330.8197 | 153.691 | 1330.8197 | 153.691
413 | 1338.6685 | 182.5684 | 1338.6685 | 182.5684
414 | 1302.9231 | 170.5976 | 1302.9231 | 170.5976
415 | 1251.07 | 157.2636 | 1251.07 | 157.2636
416 | 1211.1787 | 140.2062 | 1211.1787 | 140.2062
417 | 1206.8442 | 122.2596 | 1206.8442 | 122.2596
418 | 1234.6541 | 72.531 | 1234.6541 | 72.531
419 | 1190.408 | 47.4808 | 1190.408 | 47.4808
420 | 1119.0234 | 35.3956 | 1119.0234 | 35.3956
421 | 1061.7413 | 23.8166 | 1061.7413 | 23.8166
422 | 1022.6386 | 30.5461 | 1022.6386 | 30.5461
423 | 992.0016 | 58.8618 | 992.0016 | 58.8618
424 | 952.8552 | 96.5537 | 952.8552 | 96.5537
425 | 949.8713 | 202.1727 | 949.8713 | 202.1727
426 | 957.6956 | 242.6636 | 957.6956 | 242.6636
427 | 996.0373 | 255.4628 | 996.0373 | 255.4628
428 | 1074.9903 | 241.4066 | 1074.9903 | 241.4066
429 | 1153.0419 | 236.4684 | 1153.0419 | 236.4684
430 | 1233.5739 | 216.121 | 1233.5739 | 216.121
431 | 1340.7146 | 210.0363 | 1340.7146 | 210.0363
432 | 1364.3702 | 186.6584 | 1364.3702 | 186.6584
433 | 1318.5306 | 157.395 | 1318.5306 | 157.395
434 | 1300.41 | 141.3248 | 1300.41 | 141.3248
435 | 1308.1055 | 127.9126 | 1308.1055 | 127.9126
436 | 1316.821 | 153.691 | 1316.821 | 153.691
437 | 1321.9258 | 182.5684 | 1321.9258 | 182.5684
438 | 1307.1206 | 170.5976 | 1307.1206 | 170.5976
439 | 1263.7292 | 157.2636 | 1263.7292 | 157.2636
440 | 1228.9068 | 140.2062 | 1228.9068 | 140.2062
441 | 1229.9146 | 122.2596 | 1229.9146 | 122.2596
442 | 1240.4518 | 72.531 | 1240.4518 | 72.531
443 | 1187.3282 | 47.4808 | 1187.3282 | 47.4808
444 | 1114.3895 | 35.3956 | 1114.3895 | 35.3956
445 | 1051.8487 | 23.8166 | 1051.8487 | 23.8166
446 | 1012.3348 | 26.4809 | 1012.3348 | 26.4809
447 | 984.0045 | 41.7099 | 984.0045 | 41.7099
448 | 955.4524 | 74.1405 | 955.4524 | 74.1405
449 | 939.2827 | 179.4859 | 939.2827 | 179.4859
450 | 954.914 | 221.986 | 954.914 | 221.986
451 | 1000.2174 | 235.6998 | 1000.2174 | 235.6998
452 | 1091.961 | 223.2384 | 1091.961 | 223.2384
453 | 1186.5824 | 220.8566 | 1186.5824 | 220.8566
454 | 1265.212 | 202.7216 | 1265.212 | 202.7216
455 | 1374.8143 | 198.9431 | 1374.8143 | 198.9431
456 | 1383.849 | 178.0121 | 1383.849 | 178.0121
457 | 1339.0705 | 157.0745 | 1339.0705 | 157.0745
458 | 1313.9391 | 140.3085 | 1313.9391 | 140.3085
459 | 1326.7839 | 127.9126 | 1326.7839 | 127.9126
460 | 1324.2746 | 153.691 | 1324.2746 | 153.691
461 | 1340.302 | 182.5684 | 1340.302 | 182.5684
462 | 1325.5744 | 170.5976 | 1325.5744 | 170.5976
463 | 1282.6473 | 157.2636 | 1282.6473 | 157.2636
464 | 1233.8076 | 140.2062 | 1233.8076 | 140.2062
465 | 1233.7073 | 122.2596 | 1233.7073 | 122.2596
466 | 1241.9559 | 72.531 | 1241.9559 | 72.531
467 | 1193.1227 | 47.4808 | 1193.1227 | 47.4808
468 | 1137.8281 | 35.3956 | 1137.8281 | 35.3956
469 | 1071.4447 | 23.8166 | 1071.4447 | 23.8166
470 | 1033.1091 | 26.4809 | 1033.1091 | 26.4809
471 | 1005.2212 | 36.4643 | 1005.2212 | 36.4643
472 | 981.06 | 62.1717 | 981.06 | 62.1717
473 | 969.36 | 162.3027 | 969.36 | 162.3027
474 | 992.4646 | 197.8217 | 992.4646 | 197.8217
475 | 1052.0821 | 206.3524 | 1052.0821 | 206.3524
476 | 1176.8575 | 189.1379 | 1176.8575 | 189.1379
477 | 1288.8395 | 185.4427 | 1288.8395 | 185.4427
478 | 1366.9101 | 165.1579 | 1366.9101 | 165.1579
479 | 1481.0119 | 160.3318 | 1481.0119 | 160.3318
480 | 1492.9441 | 143.9663 | 1492.9441 | 143.9663
481 | 1412.6904 | 133.004 | 1412.6904 | 133.004
482 | 1409.6654 | 135.4772 | 1409.6654 | 135.4772
483 | 1427.1751 | 127.9126 | 1427.1751 | 127.9126
484 | 1409.6625 | 153.691 | 1409.6625 | 153.691
485 | 1416.5192 | 182.5684 | 1416.5192 | 182.5684
486 | 1401.9492 | 170.5976 | 1401.9492 | 170.5976
487 | 1326.6273 | 157.2636 | 1326.6273 | 157.2636
488 | 1274.8413 | 140.2062 | 1274.8413 | 140.2062
489 | 1267.0639 | 122.2596 | 1267.0639 | 122.2596
490 | 1276.3386 | 72.531 | 1276.3386 | 72.531
491 | 1218.0691 | 47.4808 | 1218.0691 | 47.4808
492 | 1136.5931 | 35.3956 | 1136.5931 | 35.3956
493 | 1071.3763 | 23.8166 | 1071.3763 | 23.8166
494 | 1034.7361 | 26.4809 | 1034.7361 | 26.4809
495 | 1010.8268 | 36.4643 | 1010.8268 | 36.4643
496 | 980.8237 | 62.1717 | 980.8237 | 62.1717
497 | 971.1137 | 162.3027 | 971.1137 | 162.3027
498 | 991.051 | 197.8217 | 991.051 | 197.8217
499 | 1044.4751 | 206.3524 | 1044.4751 | 206.3524
500 | 1161.973 | 188.7861 | 1161.973 | 188.7861
501 | 1268.6282 | 181.7606 | 1268.6282 | 181.7606
502 | 1359.0766 | 160.1155 | 1359.0766 | 160.1155
503 | 1454.9074 | 156.2275 | 1454.9074 | 156.2275
504 | 1477.8017 | 143.9663 | 1477.8017 | 143.9663
505 | 1403.2012 | 133.004 | 1403.2012 | 133.004
506 | 1388.4441 | 135.4772 | 1388.4441 | 135.4772
507 | 1392.5487 | 127.9126 | 1392.5487 | 127.9126
508 | 1387.8631 | 153.691 | 1387.8631 | 153.691
509 | 1383.5692 | 182.5684 | 1383.5692 | 182.5684
510 | 1371.1303 | 170.5976 | 1371.1303 | 170.5976
511 | 1310.5101 | 157.2636 | 1310.5101 | 157.2636
512 | 1269.4538 | 140.2062 | 1269.4538 | 140.2062
513 | 1268.9468 | 122.2596 | 1268.9468 | 122.2596
514 | 1268.8585 | 72.531 | 1268.8585 | 72.531
515 | 1215.492 | 47.4808 | 1215.492 | 47.4808
516 | 1134.3373 | 35.3956 | 1134.3373 | 35.3956
517 | 1070.6579 | 23.8166 | 1070.6579 | 23.8166
518 | 1036.479 | 26.4809 | 1036.479 | 26.4809
519 | 1007.849 | 36.4643 | 1007.849 | 36.4643
520 | 985.9781 | 62.1717 | 985.9781 | 62.1717
521 | 978.9415 | 162.3027 | 978.9415 | 162.3027
522 | 999.9109 | 197.8217 | 999.9109 | 197.8217
523 | 1058.2767 | 206.3524 | 1058.2767 | 206.3524
524 | 1172.6487 | 188.7861 | 1172.6487 | 188.7861
525 | 1276.2804 | 181.7606 | 1276.2804 | 181.7606
526 | 1364.283 | 160.1155 | 1364.283 | 160.1155
527 | 1463.4623 | 156.2275 | 1463.4623 | 156.2275
528 | 1453.1179 | 143.9663 | 1453.1179 | 143.9663
529 | 1383.6223 | 133.004 | 1383.6223 | 133.004
530 | 1358.7128 | 135.4772 | 1358.7128 | 135.4772
531 | 1385.9826 | 127.9126 | 1385.9826 | 127.9126
532 | 1384.8979 | 153.691 | 1384.8979 | 153.691
533 | 1385.6305 | 182.5684 | 1385.6305 | 182.5684
534 | 1344.9142 | 170.5976 | 1344.9142 | 170.5976
535 | 1293.8405 | 157.2636 | 1293.8405 | 157.2636
536 | 1256.9731 | 140.2062 | 1256.9731 | 140.2062
537 | 1255.7894 | 122.2596 | 1255.7894 | 122.2596
538 | 1259.1857 | 72.531 | 1259.1857 | 72.531
539 | 1208.1325 | 47.4808 | 1208.1325 | 47.4808
540 | 1132.1458 | 35.3956 | 1132.1458 | 35.3956
541 | 1065.8978 | 23.8166 | 1065.8978 | 23.8166
542 | 1026.9532 | 26.4809 | 1026.9532 | 26.4809
543 | 1004.4165 | 36.4643 | 1004.4165 | 36.4643
544 | 977.0531 | 62.1717 | 977.0531 | 62.1717
545 | 960.0106 | 162.3027 | 960.0106 | 162.3027
546 | 977.391 | 197.8217 | 977.391 | 197.8217
547 | 1028.0878 | 206.3524 | 1028.0878 | 206.3524
548 | 1135.0235 | 188.7861 | 1135.0235 | 188.7861
549 | 1229.9418 | 181.7606 | 1229.9418 | 181.7606
550 | 1330.4529 | 160.1155 | 1330.4529 | 160.1155
551 | 1415.8985 | 156.2275 | 1415.8985 | 156.2275
552 | 1428.2473 | 143.9663 | 1428.2473 | 143.9663
553 | 1366.4733 | 133.004 | 1366.4733 | 133.004
554 | 1351.5856 | 135.4772 | 1351.5856 | 135.4772
555 | 1362.6502 | 127.9126 | 1362.6502 | 127.9126
556 | 1356.2755 | 153.691 | 1356.2755 | 153.691
557 | 1362.2966 | 182.5684 | 1362.2966 | 182.5684
558 | 1329.5683 | 170.5976 | 1329.5683 | 170.5976
559 | 1291.3287 | 157.2636 | 1291.3287 | 157.2636
560 | 1239.1137 | 140.2062 | 1239.1137 | 140.2062
561 | 1238.0994 | 122.2596 | 1238.0994 | 122.2596
562 | 1247.7618 | 72.531 | 1247.7618 | 72.531
563 | 1206.7712 | 47.4808 | 1206.7712 | 47.4808
564 | 1135.0708 | 35.3956 | 1135.0708 | 35.3956
565 | 1072.9553 | 23.8166 | 1072.9553 | 23.8166
566 | 1038.3544 | 26.4809 | 1038.3544 | 26.4809
567 | 1011.4208 | 36.4643 | 1011.4208 | 36.4643
568 | 977.5311 | 62.1717 | 977.5311 | 62.1717
569 | 967.1521 | 162.3027 | 967.1521 | 162.3027
570 | 977.6245 | 197.8217 | 977.6245 | 197.8217
571 | 1015.5229 | 206.3524 | 1015.5229 | 206.3524
572 | 1106.6697 | 189.5835 | 1106.6697 | 189.5835
573 | 1184.0881 | 184.5359 | 1184.0881 | 184.5359
574 | 1260.4059 | 164.6575 | 1260.4059 | 164.6575
575 | 1361.8454 | 165.8901 | 1361.8454 | 165.8901
576 | 1380.5996 | 158.5149 | 1380.5996 | 158.5149
577 | 1327.6227 | 150.75 | 1327.6227 | 150.75
578 | 1306.7277 | 151.3939 | 1306.7277 | 151.3939
579 | 1318.672 | 134.8782 | 1318.672 | 134.8782
580 | 1326.5779 | 153.691 | 1326.5779 | 153.691
581 | 1325.3449 | 182.5684 | 1325.3449 | 182.5684
582 | 1291.2246 | 170.5976 | 1291.2246 | 170.5976
583 | 1237.3091 | 157.2636 | 1237.3091 | 157.2636
584 | 1201.2898 | 140.2062 | 1201.2898 | 140.2062
585 | 1217.9861 | 122.2596 | 1217.9861 | 122.2596
586 | 1238.0375 | 72.531 | 1238.0375 | 72.531
587 | 1182.9756 | 47.4808 | 1182.9756 | 47.4808
588 | 1112.8756 | 35.3956 | 1112.8756 | 35.3956
589 | 1055.0906 | 23.8166 | 1055.0906 | 23.8166
590 | 1023.6829 | 26.4809 | 1023.6829 | 26.4809
591 | 996.9235 | 37.5822 | 996.9235 | 37.5822
592 | 961.3352 | 72.835 | 961.3352 | 72.835
593 | 950.4731 | 181.4559 | 950.4731 | 181.4559
594 | 963.8975 | 222.2127 | 963.8975 | 222.2127
595 | 1007.8805 | 233.7298 | 1007.8805 | 233.7298
596 | 1082.4967 | 218.97 | 1082.4967 | 218.97
597 | 1156.3571 | 214.6572 | 1156.3571 | 214.6572
598 | 1242.5317 | 196.1782 | 1242.5317 | 196.1782
599 | 1338.444 | 192.0948 | 1338.444 | 192.0948
600 | 1342.2259 | 172.4538 | 1342.2259 | 172.4538
601 | 1300.3238 | 146.5832 | 1300.3238 | 146.5832
602 | 1276.5191 | 135.4772 | 1276.5191 | 135.4772
603 | 1292.803 | 127.9126 | 1292.803 | 127.9126
604 | 1302.2648 | 153.691 | 1302.2648 | 153.691
605 | 1307.2396 | 182.5684 | 1307.2396 | 182.5684
606 | 1277.5304 | 170.5976 | 1277.5304 | 170.5976
607 | 1232.6237 | 157.2636 | 1232.6237 | 157.2636
608 | 1204.1696 | 140.2062 | 1204.1696 | 140.2062
609 | 1210.5315 | 122.2596 | 1210.5315 | 122.2596
610 | 1221.544 | 72.531 | 1221.544 | 72.531
611 | 1177.9538 | 48.7629 | 1177.9538 | 48.7629
612 | 1110.2774 | 44.511 | 1110.2774 | 44.511
613 | 1044.292 | 38.8499 | 1044.292 | 38.8499
614 | 1008.9062 | 47.354 | 1008.9062 | 47.354
615 | 985.6838 | 63.482 | 985.6838 | 63.482
616 | 957.1566 | 94.7713 | 957.1566 | 94.7713
617 | 942.9483 | 201.1329 | 942.9483 | 201.1329
618 | 959.8445 | 242.9451 | 959.8445 | 242.9451
619 | 1008.6409 | 258.6602 | 1008.6409 | 258.6602
620 | 1101.7699 | 248.6301 | 1101.7699 | 248.6301
621 | 1190.2581 | 247.9213 | 1190.2581 | 247.9213
622 | 1270.4236 | 231.17 | 1270.4236 | 231.17
623 | 1365.1447 | 230.2449 | 1365.1447 | 230.2449
624 | 1375.8817 | 213.2931 | 1375.8817 | 213.2931
625 | 1313.4841 | 191.4408 | 1313.4841 | 191.4408
626 | 1301.3327 | 182.6175 | 1301.3327 | 182.6175
627 | 1310.3867 | 165.1559 | 1310.3867 | 165.1559
628 | 1312.0167 | 181.8892 | 1312.0167 | 181.8892
629 | 1330.1284 | 201.8389 | 1330.1284 | 201.8389
630 | 1306.6423 | 181.5892 | 1306.6423 | 181.5892
631 | 1249.9689 | 161.0786 | 1249.9689 | 161.0786
632 | 1223.8526 | 140.2062 | 1223.8526 | 140.2062
633 | 1230.7524 | 122.2596 | 1230.7524 | 122.2596
634 | 1248.7889 | 72.531 | 1248.7889 | 72.531
635 | 1192.0309 | 47.4808 | 1192.0309 | 47.4808
636 | 1105.1128 | 35.3956 | 1105.1128 | 35.3956
637 | 1045.1457 | 23.9417 | 1045.1457 | 23.9417
638 | 1010.0811 | 40.5605 | 1010.0811 | 40.5605
639 | 989.7912 | 63.6931 | 989.7912 | 63.6931
640 | 964.1533 | 96.7022 | 964.1533 | 96.7022
641 | 952.664 | 200.7108 | 952.664 | 200.7108
642 | 969.7285 | 238.1529 | 969.7285 | 238.1529
643 | 1030.2516 | 247.3012 | 1030.2516 | 247.3012
644 | 1148.898 | 232.0332 | 1148.898 | 232.0332
645 | 1268.29 | 228.6195 | 1268.29 | 228.6195
646 | 1355.2183 | 211.8917 | 1355.2183 | 211.8917
647 | 1474.2261 | 208.9418 | 1474.2261 | 208.9418
648 | 1475.2263 | 185.3685 | 1475.2263 | 185.3685
649 | 1414.5259 | 162.5468 | 1414.5259 | 162.5468
650 | 1392.5263 | 150.3307 | 1392.5263 | 150.3307
651 | 1398.4768 | 132.8456 | 1398.4768 | 132.8456
652 | 1399.4724 | 155.02 | 1399.4724 | 155.02
653 | 1397.4888 | 182.5684 | 1397.4888 | 182.5684
654 | 1367.7902 | 170.5976 | 1367.7902 | 170.5976
655 | 1307.2992 | 157.2636 | 1307.2992 | 157.2636
656 | 1278.6875 | 140.2062 | 1278.6875 | 140.2062
657 | 1285.5048 | 122.2596 | 1285.5048 | 122.2596
658 | 1277.3793 | 72.531 | 1277.3793 | 72.531
659 | 1205.1196 | 47.4808 | 1205.1196 | 47.4808
660 | 1085.4262 | 35.3956 | 1085.4262 | 35.3956
661 | 1022.3647 | 23.8166 | 1022.3647 | 23.8166
662 | 983.4049 | 26.9109 | 983.4049 | 26.9109
663 | 965.1443 | 53.4285 | 965.1443 | 53.4285
664 | 945.2944 | 86.0937 | 945.2944 | 86.0937
665 | 926.1894 | 190.8058 | 926.1894 | 190.8058
666 | 943.8785 | 232.1802 | 943.8785 | 232.1802
667 | 1001.2112 | 245.4171 | 1001.2112 | 245.4171
668 | 1111.515 | 232.4476 | 1111.515 | 232.4476
669 | 1225.5 | 229.6046 | 1225.5 | 229.6046
670 | 1312.4552 | 209.9216 | 1312.4552 | 209.9216
671 | 1408.5339 | 204.0636 | 1408.5339 | 204.0636
672 | 1411.3623 | 180.7795 | 1411.3623 | 180.7795
673 | 1344.4019 | 162.5937 | 1344.4019 | 162.5937
674 | 1335.1472 | 155.8734 | 1335.1472 | 155.8734
675 | 1340.3229 | 133.1974 | 1340.3229 | 133.1974
676 | 1341.527 | 153.691 | 1341.527 | 153.691
677 | 1341.6576 | 182.5684 | 1341.6576 | 182.5684
678 | 1314.2269 | 170.5976 | 1314.2269 | 170.5976
679 | 1255.7898 | 157.2636 | 1255.7898 | 157.2636
680 | 1214.412 | 140.2062 | 1214.412 | 140.2062
681 | 1227.9302 | 122.2596 | 1227.9302 | 122.2596
682 | 1231.7119 | 72.531 | 1231.7119 | 72.531
683 | 1172.5503 | 47.4808 | 1172.5503 | 47.4808
684 | 1091.5455 | 35.3956 | 1091.5455 | 35.3956
685 | 1030.3687 | 23.8166 | 1030.3687 | 23.8166
686 | 990.5572 | 26.4809 | 990.5572 | 26.4809
687 | 973.1495 | 49.8012 | 973.1495 | 49.8012
688 | 941.1875 | 82.7634 | 941.1875 | 82.7634
689 | 923.3108 | 191.7283 | 923.3108 | 191.7283
690 | 952.3833 | 234.0642 | 952.3833 | 234.0642
691 | 1008.5551 | 249.6699 | 1008.5551 | 249.6699
692 | 1113.413 | 239.4287 | 1113.413 | 239.4287
693 | 1215.3125 | 238.5323 | 1215.3125 | 238.5323
694 | 1284.9728 | 221.0696 | 1284.9728 | 221.0696
695 | 1378.6862 | 217.6429 | 1378.6862 | 217.6429
696 | 1385.2939 | 193.7177 | 1385.2939 | 193.7177
697 | 1321.5538 | 171.0289 | 1321.5538 | 171.0289
698 | 1306.5959 | 157.093 | 1306.5959 | 157.093
699 | 1315.9462 | 133.9869 | 1315.9462 | 133.9869
700 | 1308.9747 | 153.691 | 1308.9747 | 153.691
701 | 1308.7295 | 182.5684 | 1308.7295 | 182.5684
702 | 1291.9898 | 170.5976 | 1291.9898 | 170.5976
703 | 1229.4383 | 157.2636 | 1229.4383 | 157.2636
704 | 1185.4835 | 140.2062 | 1185.4835 | 140.2062
705 | 1201.8325 | 122.2596 | 1201.8325 | 122.2596
706 | 1211.0013 | 72.531 | 1211.0013 | 72.531
707 | 1154.488 | 47.4808 | 1154.488 | 47.4808
708 | 1105.9634 | 30.4208 | 1105.9634 | 30.4208
709 | 1042.5608 | 21.744 | 1042.5608 | 21.744
710 | 1006.0704 | 23.8084 | 1006.0704 | 23.8084
711 | 980.9107 | 44.6996 | 980.9107 | 44.6996
712 | 959.8541 | 95.6737 | 959.8541 | 95.6737
713 | 941.8794 | 199.0008 | 941.8794 | 199.0008
714 | 967.7278 | 245.9605 | 967.7278 | 245.9605
715 | 1020.7114 | 263.6914 | 1020.7114 | 263.6914
716 | 1122.9744 | 254.5062 | 1122.9744 | 254.5062
717 | 1215.5862 | 251.1629 | 1215.5862 | 251.1629
718 | 1302.7468 | 239.0483 | 1302.7468 | 239.0483
719 | 1387.6404 | 234.3017 | 1387.6404 | 234.3017
720 | 1411.2966 | 204.8988 | 1411.2966 | 204.8988
721 | 1348.2978 | 171.7193 | 1348.2978 | 171.7193
722 | 1342.3173 | 156.4515 | 1342.3173 | 156.4515
723 | 1344.3199 | 126.575 | 1344.3199 | 126.575
724 | 1344.4928 | 145.9458 | 1344.4928 | 145.9458
725 | 1365.6087 | 173.5511 | 1365.6087 | 173.5511
726 | 1349.7295 | 162.725 | 1349.7295 | 162.725
727 | 1269.698 | 148.8079 | 1269.698 | 148.8079
728 | 1219.7204 | 138.4639 | 1219.7204 | 138.4639
729 | 1240.8487 | 115.1662 | 1240.8487 | 115.1662
730 | 1242.7658 | 71.4079 | 1242.7658 | 71.4079
731 | 1180.7747 | 40.8909 | 1180.7747 | 40.8909
732 | 1107.114 | 30.4208 | 1107.114 | 30.4208
733 | 1039.0994 | 21.744 | 1039.0994 | 21.744
734 | 1003.3182 | 23.8084 | 1003.3182 | 23.8084
735 | 993.4411 | 36.4747 | 993.4411 | 36.4747
736 | 964.2606 | 78.8006 | 964.2606 | 78.8006
737 | 949.2254 | 175.9635 | 949.2254 | 175.9635
738 | 959.7625 | 217.0168 | 959.7625 | 217.0168
739 | 1000.0441 | 231.7116 | 1000.0441 | 231.7116
740 | 1084.7134 | 215.3687 | 1084.7134 | 215.3687
741 | 1185.6735 | 205.7508 | 1185.6735 | 205.7508
742 | 1280.3449 | 189.993 | 1280.3449 | 189.993
743 | 1363.9056 | 186.5344 | 1363.9056 | 186.5344
744 | 1396.171 | 171.2997 | 1396.171 | 171.2997
745 | 1330.2812 | 152.2702 | 1330.2812 | 152.2702
746 | 1315.008 | 144.988 | 1315.008 | 144.988
747 | 1309.8554 | 124.1277 | 1309.8554 | 124.1277
748 | 1313.7718 | 145.9458 | 1313.7718 | 145.9458
749 | 1333.1206 | 173.5511 | 1333.1206 | 173.5511
750 | 1301.5017 | 162.725 | 1301.5017 | 162.725
751 | 1247.8564 | 148.8079 | 1247.8564 | 148.8079
752 | 1226.1016 | 138.4639 | 1226.1016 | 138.4639
753 | 1239.9491 | 115.1662 | 1239.9491 | 115.1662
754 | 1231.4396 | 71.4079 | 1231.4396 | 71.4079
755 | 1172.6384 | 40.8909 | 1172.6384 | 40.8909
756 | 1100.7521 | 30.4208 | 1100.7521 | 30.4208
757 | 1039.5141 | 21.744 | 1039.5141 | 21.744
758 | 999.336 | 23.8084 | 999.336 | 23.8084
759 | 987.4048 | 30.3105 | 987.4048 | 30.3105
760 | 969.6949 | 62.4059 | 969.6949 | 62.4059
761 | 945.0282 | 165.8433 | 945.0282 | 165.8433
762 | 956.3055 | 216.5567 | 956.3055 | 216.5567
763 | 1000.9812 | 236.5877 | 1000.9812 | 236.5877
764 | 1081.5496 | 228.6721 | 1081.5496 | 228.6721
765 | 1160.5018 | 231.4377 | 1160.5018 | 231.4377
766 | 1237.357 | 220.7584 | 1237.357 | 220.7584
767 | 1329.2066 | 224.8992 | 1329.2066 | 224.8992
768 | 1348.5103 | 202.9667 | 1348.5103 | 202.9667
769 | 1308.6865 | 176.1538 | 1308.6865 | 176.1538
770 | 1285.4387 | 154.317 | 1285.4387 | 154.317
771 | 1283.8454 | 124.1277 | 1283.8454 | 124.1277
772 | 1289.958 | 145.9458 | 1289.958 | 145.9458
773 | 1314.9388 | 173.5511 | 1314.9388 | 173.5511
774 | 1299.7835 | 162.725 | 1299.7835 | 162.725
775 | 1252.4927 | 148.8079 | 1252.4927 | 148.8079
776 | 1232.7201 | 138.4639 | 1232.7201 | 138.4639
777 | 1261.085 | 115.1662 | 1261.085 | 115.1662
778 | 1245.0284 | 71.4079 | 1245.0284 | 71.4079
779 | 1178.6731 | 40.8909 | 1178.6731 | 40.8909
780 | 1102.2839 | 30.4208 | 1102.2839 | 30.4208
781 | 1043.5467 | 21.744 | 1043.5467 | 21.744
782 | 1008.8012 | 23.8084 | 1008.8012 | 23.8084
783 | 994.2328 | 46.5949 | 994.2328 | 46.5949
784 | 969.9047 | 88.4792 | 969.9047 | 88.4792
785 | 952.0912 | 189.1014 | 952.0912 | 189.1014
786 | 961.4812 | 236.5579 | 961.4812 | 236.5579
787 | 1005.9836 | 256.1657 | 1005.9836 | 256.1657
788 | 1103.2544 | 245.5821 | 1103.2544 | 245.5821
789 | 1194.3611 | 239.9018 | 1194.3611 | 239.9018
790 | 1267.9027 | 230.989 | 1267.9027 | 230.989
791 | 1364.0235 | 238.221 | 1364.0235 | 238.221
792 | 1394.2941 | 209.83 | 1394.2941 | 209.83
793 | 1326.7609 | 173.817 | 1326.7609 | 173.817
794 | 1318.5468 | 143.6448 | 1318.5468 | 143.6448
795 | 1320.6398 | 124.1277 | 1320.6398 | 124.1277
796 | 1324.1561 | 145.9458 | 1324.1561 | 145.9458
797 | 1347.719 | 173.5511 | 1347.719 | 173.5511
798 | 1322.1369 | 162.725 | 1322.1369 | 162.725
799 | 1260.1789 | 148.8079 | 1260.1789 | 148.8079
800 | 1233.8854 | 138.4639 | 1233.8854 | 138.4639
801 | 1258.1565 | 115.1662 | 1258.1565 | 115.1662
802 | 1241.314 | 71.4079 | 1241.314 | 71.4079
803 | 1179.0159 | 40.8909 | 1179.0159 | 40.8909
804 | 1093.9093 | 30.4208 | 1093.9093 | 30.4208
805 | 1039.6264 | 21.744 | 1039.6264 | 21.744
806 | 1003.8288 | 23.8084 | 1003.8288 | 23.8084
807 | 989.5303 | 42.3812 | 989.5303 | 42.3812
808 | 972.0838 | 85.7007 | 972.0838 | 85.7007
809 | 958.7892 | 184.3173 | 958.7892 | 184.3173
810 | 969.1216 | 229.4554 | 969.1216 | 229.4554
811 | 1031.1463 | 244.1135 | 1031.1463 | 244.1135
812 | 1152.5351 | 226.3353 | 1152.5351 | 226.3353
813 | 1253.4619 | 216.0918 | 1253.4619 | 216.0918
814 | 1346.5671 | 199.138 | 1346.5671 | 199.138
815 | 1451.2822 | 197.2434 | 1451.2822 | 197.2434
816 | 1464.6992 | 177.887 | 1464.6992 | 177.887
817 | 1379.064 | 161.8567 | 1379.064 | 161.8567
818 | 1362.8403 | 166.1484 | 1362.8403 | 166.1484
819 | 1379.7795 | 162.2165 | 1379.7795 | 162.2165
820 | 1380.8111 | 175.0367 | 1380.8111 | 175.0367
821 | 1386.1645 | 196.7907 | 1386.1645 | 196.7907
822 | 1370.1701 | 192.8096 | 1370.1701 | 192.8096
823 | 1275.9656 | 187.4303 | 1275.9656 | 187.4303
824 | 1248.7151 | 160.9308 | 1248.7151 | 160.9308
825 | 1283.1281 | 115.1662 | 1283.1281 | 115.1662
826 | 1261.2573 | 71.4079 | 1261.2573 | 71.4079
827 | 1191.8863 | 40.8909 | 1191.8863 | 40.8909
828 | 1096.0569 | 31.5248 | 1096.0569 | 31.5248
829 | 1038.3924 | 41.4508 | 1038.3924 | 41.4508
830 | 1007.5697 | 67.5092 | 1007.5697 | 67.5092
831 | 993.5683 | 100.0111 | 993.5683 | 100.0111
832 | 977.168 | 156.9653 | 977.168 | 156.9653
833 | 959.2737 | 273.2094 | 959.2737 | 273.2094
834 | 974.1822 | 332.0006 | 974.1822 | 332.0006
835 | 1034.1749 | 359.1893 | 1034.1749 | 359.1893
836 | 1157.9366 | 352.3225 | 1157.9366 | 352.3225
837 | 1268.6733 | 347.5071 | 1268.6733 | 347.5071
838 | 1357.8149 | 336.4598 | 1357.8149 | 336.4598
839 | 1439.8187 | 335.7061 | 1439.8187 | 335.7061
840 | 1446.9254 | 318.7417 | 1446.9254 | 318.7417
841 | 1373.868 | 295.0017 | 1373.868 | 295.0017
842 | 1358.7448 | 283.8003 | 1358.7448 | 283.8003
843 | 1364.4764 | 261.7072 | 1364.4764 | 261.7072
844 | 1358.5164 | 270.1113 | 1358.5164 | 270.1113
845 | 1364.1653 | 285.278 | 1364.1653 | 285.278
846 | 1345.4444 | 257.4868 | 1345.4444 | 257.4868
847 | 1285.124 | 232.4376 | 1285.124 | 232.4376
848 | 1239.5429 | 212.8566 | 1239.5429 | 212.8566
849 | 1275.7096 | 181.4811 | 1275.7096 | 181.4811
850 | 1264.098 | 133.5275 | 1264.098 | 133.5275
851 | 1190.1818 | 105.0162 | 1190.1818 | 105.0162
852 | 1102.4873 | 96.4412 | 1102.4873 | 96.4412
853 | 1041.4105 | 96.155 | 1041.4105 | 96.155
854 | 1004.4919 | 117.2638 | 1004.4919 | 117.2638
855 | 991.1018 | 156.169 | 991.1018 | 156.169
856 | 973.0768 | 212.5896 | 973.0768 | 212.5896
857 | 959.566 | 318.2903 | 959.566 | 318.2903
858 | 974.3801 | 369.4453 | 974.3801 | 369.4453
859 | 1030.6188 | 391.0219 | 1030.6188 | 391.0219
860 | 1156.395 | 380.6959 | 1156.395 | 380.6959
861 | 1232.4553 | 374.7028 | 1232.4553 | 374.7028
862 | 1322.7765 | 367.2804 | 1322.7765 | 367.2804
863 | 1397.2483 | 365.073 | 1397.2483 | 365.073
864 | 1414.3027 | 323.4338 | 1414.3027 | 323.4338
865 | 1363.6452 | 274.6877 | 1363.6452 | 274.6877
866 | 1331.3255 | 245.1228 | 1331.3255 | 245.1228
867 | 1338.4129 | 217.0863 | 1338.4129 | 217.0863
868 | 1341.4251 | 223.8896 | 1341.4251 | 223.8896
869 | 1341.8701 | 241.614 | 1341.8701 | 241.614
870 | 1328.5693 | 219.8949 | 1328.5693 | 219.8949
871 | 1260.9012 | 200.5865 | 1260.9012 | 200.5865
872 | 1232.9255 | 191.181 | 1232.9255 | 191.181
873 | 1256.5693 | 162.8599 | 1256.5693 | 162.8599
874 | 1250.5027 | 113.0663 | 1250.5027 | 113.0663
875 | 1177.3744 | 72.7052 | 1177.3744 | 72.7052
876 | 1093.8822 | 62.7134 | 1093.8822 | 62.7134
877 | 1035.1791 | 66.4017 | 1035.1791 | 66.4017
878 | 999.4148 | 93.1777 | 999.4148 | 93.1777
879 | 982.8295 | 117.3074 | 982.8295 | 117.3074
880 | 965.494 | 160.0382 | 965.494 | 160.0382
881 | 939.5099 | 261.1756 | 939.5099 | 261.1756
882 | 954.5951 | 307.0865 | 954.5951 | 307.0865
883 | 1012.1534 | 324.1918 | 1012.1534 | 324.1918
884 | 1120.9029 | 310.2409 | 1120.9029 | 310.2409
885 | 1214.3047 | 302.5182 | 1214.3047 | 302.5182
886 | 1303.6914 | 290.1093 | 1303.6914 | 290.1093
887 | 1386.7861 | 287.3684 | 1386.7861 | 287.3684
888 | 1413.485 | 268.3984 | 1413.485 | 268.3984
889 | 1334.8207 | 243.7383 | 1334.8207 | 243.7383
890 | 1328.1764 | 230.8441 | 1328.1764 | 230.8441
891 | 1321.8024 | 210.2046 | 1321.8024 | 210.2046
892 | 1333.5021 | 226.0793 | 1333.5021 | 226.0793
893 | 1339.0041 | 251.0718 | 1339.0041 | 251.0718
894 | 1323.8946 | 238.5529 | 1323.8946 | 238.5529
895 | 1262.9032 | 221.0477 | 1262.9032 | 221.0477
896 | 1236.4437 | 211.8814 | 1236.4437 | 211.8814
897 | 1267.8641 | 190.0189 | 1267.8641 | 190.0189
898 | 1244.6819 | 142.6909 | 1244.6819 | 142.6909
899 | 1175.0183 | 111.4011 | 1175.0183 | 111.4011
900 | 1096.0418 | 106.175 | 1096.0418 | 106.175
901 | 1040.871 | 112.2185 | 1040.871 | 112.2185
902 | 1005.7302 | 129.6472 | 1005.7302 | 129.6472
903 | 991.6123 | 145.0367 | 991.6123 | 145.0367
904 | 970.4442 | 183.7746 | 970.4442 | 183.7746
905 | 947.1903 | 284.7832 | 947.1903 | 284.7832
906 | 961.576 | 334.8342 | 961.576 | 334.8342
907 | 1007.5643 | 356.6684 | 1007.5643 | 356.6684
908 | 1096.3754 | 348.256 | 1096.3754 | 348.256
909 | 1170.0975 | 342.9438 | 1170.0975 | 342.9438
910 | 1259.4717 | 330.2589 | 1259.4717 | 330.2589
911 | 1333.1034 | 326.4691 | 1333.1034 | 326.4691
912 | 1357.6416 | 309.5416 | 1357.6416 | 309.5416
913 | 1312.8291 | 287.7152 | 1312.8291 | 287.7152
914 | 1302.3098 | 280.5066 | 1302.3098 | 280.5066
915 | 1304.4029 | 260.5295 | 1304.4029 | 260.5295
916 | 1319.8534 | 266.5785 | 1319.8534 | 266.5785
917 | 1318.6476 | 276.8323 | 1318.6476 | 276.8323
918 | 1304.4722 | 250.3659 | 1304.4722 | 250.3659
919 | 1254.6403 | 222.759 | 1254.6403 | 222.759
920 | 1222.6109 | 203.0308 | 1222.6109 | 203.0308
921 | 1252.0095 | 172.5385 | 1252.0095 | 172.5385
922 | 1240.4587 | 125.1001 | 1240.4587 | 125.1001
923 | 1172.6094 | 99.4961 | 1172.6094 | 99.4961
924 | 1092.0607 | 95.3556 | 1092.0607 | 95.3556
925 | 1041.3656 | 98.8967 | 1041.3656 | 98.8967
926 | 999.7432 | 124.4583 | 999.7432 | 124.4583
927 | 984.5904 | 161.3395 | 984.5904 | 161.3395
928 | 971.4022 | 215.6256 | 971.4022 | 215.6256
929 | 945.026 | 320.6639 | 945.026 | 320.6639
930 | 949.4501 | 371.3405 | 949.4501 | 371.3405
931 | 997.3561 | 392.9723 | 997.3561 | 392.9723
932 | 1069.0941 | 382.0391 | 1069.0941 | 382.0391
933 | 1158.6272 | 373.3044 | 1158.6272 | 373.3044
934 | 1236.1973 | 362.3675 | 1236.1973 | 362.3675
935 | 1317.562 | 361.577 | 1317.562 | 361.577
936 | 1340.6208 | 334.1612 | 1340.6208 | 334.1612
937 | 1299.1027 | 297.4121 | 1299.1027 | 297.4121
938 | 1291.6701 | 274.6921 | 1291.6701 | 274.6921
939 | 1285.5137 | 242.8652 | 1285.5137 | 242.8652
940 | 1299.7053 | 247.9573 | 1299.7053 | 247.9573
941 | 1314.6267 | 261.6152 | 1314.6267 | 261.6152
942 | 1299.6371 | 239.4913 | 1299.6371 | 239.4913
943 | 1246.3906 | 211.7372 | 1246.3906 | 211.7372
944 | 1234.1646 | 190.0217 | 1234.1646 | 190.0217
945 | 1265.2211 | 155.095 | 1265.2211 | 155.095
946 | 1243.0865 | 103.0565 | 1243.0865 | 103.0565
947 | 1168.6215 | 67.4795 | 1168.6215 | 67.4795
948 | 1092.9412 | 59.0701 | 1092.9412 | 59.0701
949 | 1036.3454 | 63.476 | 1036.3454 | 63.476
950 | 1009.0908 | 108.5788 | 1009.0908 | 108.5788
951 | 992.3807 | 142.4607 | 992.3807 | 142.4607
952 | 979.126 | 184.2346 | 979.126 | 184.2346
953 | 963.0996 | 284.3232 | 963.0996 | 284.3232
954 | 967.3422 | 336.1406 | 967.3422 | 336.1406
955 | 1016.2339 | 357.7724 | 1016.2339 | 357.7724
956 | 1106.0981 | 347.336 | 1106.0981 | 347.336
957 | 1204.8799 | 348.1143 | 1204.8799 | 348.1143
958 | 1285.1232 | 344.4639 | 1285.1232 | 344.4639
959 | 1371.774 | 347.3535 | 1371.774 | 347.3535
960 | 1385.9813 | 308.6215 | 1385.9813 | 308.6215
961 | 1337.1356 | 264.6963 | 1337.1356 | 264.6963
962 | 1327.0484 | 226.5384 | 1327.0484 | 226.5384
963 | 1332.6982 | 175.3359 | 1332.6982 | 175.3359
964 | 1349.8369 | 160.5556 | 1349.8369 | 160.5556
965 | 1364.5296 | 173.5511 | 1364.5296 | 173.5511
966 | 1338.09 | 162.725 | 1338.09 | 162.725
967 | 1276.2375 | 148.8079 | 1276.2375 | 148.8079
968 | 1254.6102 | 138.4639 | 1254.6102 | 138.4639
969 | 1275.6429 | 115.1662 | 1275.6429 | 115.1662
970 | 1261.1979 | 71.4079 | 1261.1979 | 71.4079
971 | 1185.3475 | 40.8909 | 1185.3475 | 40.8909
972 | 1098.5944 | 30.4208 | 1098.5944 | 30.4208
973 | 1040.0911 | 21.744 | 1040.0911 | 21.744
974 | 1002.9369 | 47.9681 | 1002.9369 | 47.9681
975 | 985.3795 | 96.9934 | 985.3795 | 96.9934
976 | 977.6182 | 158.4925 | 977.6182 | 158.4925
977 | 956.5459 | 264.138 | 956.5459 | 264.138
978 | 968.7463 | 312.165 | 968.7463 | 312.165
979 | 1028.3724 | 333.3 | 1028.3724 | 333.3
980 | 1153.9556 | 323.3604 | 1153.9556 | 323.3604
981 | 1255.3064 | 315.1225 | 1255.3064 | 315.1225
982 | 1339.8662 | 296.8806 | 1339.8662 | 296.8806
983 | 1427.2849 | 287.2028 | 1427.2849 | 287.2028
984 | 1456.6145 | 258.3886 | 1456.6145 | 258.3886
985 | 1375.2142 | 208.9064 | 1375.2142 | 208.9064
986 | 1356.1846 | 175.7534 | 1356.1846 | 175.7534
987 | 1369.7997 | 124.1277 | 1369.7997 | 124.1277
988 | 1362.4196 | 145.9458 | 1362.4196 | 145.9458
989 | 1369.1366 | 173.5511 | 1369.1366 | 173.5511
990 | 1347.7467 | 162.725 | 1347.7467 | 162.725
991 | 1273.4938 | 148.8079 | 1273.4938 | 148.8079
992 | 1240.6223 | 138.4639 | 1240.6223 | 138.4639
993 | 1288.5899 | 115.1662 | 1288.5899 | 115.1662
994 | 1265.6224 | 71.4079 | 1265.6224 | 71.4079
995 | 1182.1041 | 40.8909 | 1182.1041 | 40.8909
996 | 1095.9088 | 30.4208 | 1095.9088 | 30.4208
997 | 1037.2126 | 21.744 | 1037.2126 | 21.744
998 | 998.3372 | 50.5625 | 998.3372 | 50.5625
999 | 982.436 | 96.7726 | 982.436 | 96.7726
1000 | 976.6902 | 148.0595 | 976.6902 | 148.0595
1001 | 959.9678 | 252.9506 | 959.9678 | 252.9506
1002 | 974.4375 | 298.7511 | 974.4375 | 298.7511
1003 | 1043.7127 | 316.7765 | 1043.7127 | 316.7765
1004 | 1163.0763 | 310.9769 | 1163.0763 | 310.9769
1005 | 1266.7695 | 310.0072 | 1266.7695 | 310.0072
1006 | 1335.5722 | 302.1063 | 1335.5722 | 302.1063
1007 | 1424.395 | 298.0406 | 1424.395 | 298.0406
1008 | 1449.208 | 266.6503 | 1449.208 | 266.6503
1009 | 1377.6727 | 227.6012 | 1377.6727 | 227.6012
1010 | 1371.271 | 197.4474 | 1371.271 | 197.4474
1011 | 1373.7234 | 157.8004 | 1373.7234 | 157.8004
1012 | 1390.8015 | 152.1651 | 1390.8015 | 152.1651
1013 | 1394.0698 | 173.5511 | 1394.0698 | 173.5511
1014 | 1375.64 | 162.725 | 1375.64 | 162.725
1015 | 1311.9611 | 148.8079 | 1311.9611 | 148.8079
1016 | 1290.5854 | 138.4639 | 1290.5854 | 138.4639
1017 | 1307.1071 | 115.1662 | 1307.1071 | 115.1662
1018 | 1266.3459 | 71.4079 | 1266.3459 | 71.4079
1019 | 1185.8053 | 40.8909 | 1185.8053 | 40.8909
1020 | 1105.1851 | 30.4208 | 1105.1851 | 30.4208
1021 | 1047.6386 | 21.744 | 1047.6386 | 21.744
1022 | 1011.0423 | 33.0086 | 1011.0423 | 33.0086
1023 | 990.5918 | 74.8026 | 990.5918 | 74.8026
1024 | 985.4711 | 112.0132 | 985.4711 | 112.0132
1025 | 986.6616 | 195.1367 | 986.6616 | 195.1367
1026 | 991.5279 | 240.4404 | 991.5279 | 240.4404
1027 | 1045.1527 | 259.5146 | 1045.1527 | 259.5146
1028 | 1159.9318 | 250.771 | 1159.9318 | 250.771
1029 | 1272.661 | 245.4956 | 1272.661 | 245.4956
1030 | 1377.5277 | 231.3202 | 1377.5277 | 231.3202
1031 | 1475.3579 | 228.6712 | 1475.3579 | 228.6712
1032 | 1478.3417 | 212.2957 | 1478.3417 | 212.2957
1033 | 1411.4921 | 190.8925 | 1411.4921 | 190.8925
1034 | 1399.5717 | 174.4838 | 1399.5717 | 174.4838
1035 | 1407.8063 | 137.3208 | 1407.8063 | 137.3208
1036 | 1400.1736 | 145.9458 | 1400.1736 | 145.9458
1037 | 1398.7101 | 173.5511 | 1398.7101 | 173.5511
1038 | 1371.9586 | 162.725 | 1371.9586 | 162.725
1039 | 1297.4456 | 148.8079 | 1297.4456 | 148.8079
1040 | 1267.718 | 138.4639 | 1267.718 | 138.4639
1041 | 1301.0285 | 115.1662 | 1301.0285 | 115.1662
1042 | 1264.9314 | 71.4079 | 1264.9314 | 71.4079
1043 | 1184.3817 | 40.8909 | 1184.3817 | 40.8909
1044 | 1108.2404 | 30.4208 | 1108.2404 | 30.4208
1045 | 1046.3672 | 21.744 | 1046.3672 | 21.744
1046 | 1014.0096 | 35.6398 | 1014.0096 | 35.6398
1047 | 993.9184 | 69.9081 | 993.9184 | 69.9081
1048 | 985.5586 | 117.5517 | 985.5586 | 117.5517
1049 | 969.5262 | 221.394 | 969.5262 | 221.394
1050 | 976.5749 | 270.5802 | 976.5749 | 270.5802
1051 | 1032.6483 | 291.292 | 1032.6483 | 291.292
1052 | 1135.6941 | 283.542 | 1135.6941 | 283.542
1053 | 1241.7441 | 278.745 | 1241.7441 | 278.745
1054 | 1327.1778 | 263.024 | 1327.1778 | 263.024
1055 | 1402.8493 | 255.683 | 1402.8493 | 255.683
1056 | 1424.2225 | 229.1688 | 1424.2225 | 229.1688
1057 | 1366.3564 | 187.5436 | 1366.3564 | 187.5436
1058 | 1343.126 | 154.5562 | 1343.126 | 154.5562
1059 | 1346.8438 | 124.1277 | 1346.8438 | 124.1277
1060 | 1356.1112 | 145.9458 | 1356.1112 | 145.9458
1061 | 1358.6432 | 173.5511 | 1358.6432 | 173.5511
1062 | 1346.1067 | 162.725 | 1346.1067 | 162.725
1063 | 1294.2327 | 148.8079 | 1294.2327 | 148.8079
1064 | 1270.3325 | 138.4639 | 1270.3325 | 138.4639
1065 | 1297.0147 | 115.1662 | 1297.0147 | 115.1662
1066 | 1281.2341 | 71.4079 | 1281.2341 | 71.4079
1067 | 1188.1801 | 40.8909 | 1188.1801 | 40.8909
1068 | 1117.2901 | 30.4208 | 1117.2901 | 30.4208
1069 | 1058.1864 | 21.744 | 1058.1864 | 21.744
1070 | 1018.3851 | 40.3503 | 1018.3851 | 40.3503
1071 | 998.4525 | 66.0992 | 998.4525 | 66.0992
1072 | 989.1692 | 110.5412 | 989.1692 | 110.5412
1073 | 971.0852 | 208.6426 | 971.0852 | 208.6426
1074 | 974.4373 | 251.0758 | 974.4373 | 251.0758
1075 | 1023.0998 | 266.8563 | 1023.0998 | 266.8563
1076 | 1114.5599 | 254.5614 | 1114.5599 | 254.5614
1077 | 1206.9655 | 249.6724 | 1206.9655 | 249.6724
1078 | 1289.6289 | 241.2932 | 1289.6289 | 241.2932
1079 | 1362.8292 | 244.3299 | 1362.8292 | 244.3299
1080 | 1383.1355 | 240.2826 | 1383.1355 | 240.2826
1081 | 1337.5722 | 236.6174 | 1337.5722 | 236.6174
1082 | 1325.7705 | 248.9684 | 1325.7705 | 248.9684
1083 | 1317.4049 | 249.8021 | 1317.4049 | 249.8021
1084 | 1336.0173 | 274.1778 | 1336.0173 | 274.1778
1085 | 1350.0575 | 299.6855 | 1350.0575 | 299.6855
1086 | 1323.0651 | 288.3626 | 1323.0651 | 288.3626
1087 | 1284.8478 | 278.1256 | 1284.8478 | 278.1256
1088 | 1275.2816 | 277.2762 | 1275.2816 | 277.2762
1089 | 1298.9803 | 264.9267 | 1298.9803 | 264.9267
1090 | 1252.3733 | 229.0989 | 1252.3733 | 229.0989
1091 | 1170.5451 | 203.2741 | 1170.5451 | 203.2741
1092 | 1098.0306 | 195.9319 | 1098.0306 | 195.9319
1093 | 1039.1821 | 188.0648 | 1039.1821 | 188.0648
1094 | 1008.1232 | 188.6756 | 1008.1232 | 188.6756
1095 | 992.2618 | 195.7481 | 992.2618 | 195.7481
1096 | 989.2098 | 232.4251 | 989.2098 | 232.4251
1097 | 979.9926 | 329.4593 | 979.9926 | 329.4593
1098 | 977.964 | 374.0638 | 977.964 | 374.0638
1099 | 1027.3749 | 390.8379 | 1027.3749 | 390.8379
1100 | 1124.2563 | 377.899 | 1124.2563 | 377.899
1101 | 1206.8296 | 368.0603 | 1206.8296 | 368.0603
1102 | 1297.6643 | 348.9536 | 1297.6643 | 348.9536
1103 | 1390.8054 | 342.1646 | 1390.8054 | 342.1646
1104 | 1414.9412 | 326.5619 | 1414.9412 | 326.5619
1105 | 1361.5912 | 304.0547 | 1361.5912 | 304.0547
1106 | 1343.8063 | 291.2524 | 1343.8063 | 291.2524
1107 | 1347.2007 | 265.8656 | 1347.2007 | 265.8656
1108 | 1371.3034 | 272.4114 | 1371.3034 | 272.4114
1109 | 1394.8377 | 292.6382 | 1394.8377 | 292.6382
1110 | 1365.0751 | 278.3712 | 1365.0751 | 278.3712
1111 | 1319.4748 | 263.6261 | 1319.4748 | 263.6261
1112 | 1310.1339 | 254.2022 | 1310.1339 | 254.2022
1113 | 1319.8648 | 233.7013 | 1319.8648 | 233.7013
1114 | 1269.4755 | 192.7582 | 1269.4755 | 192.7582
1115 | 1193.2695 | 168.6998 | 1193.2695 | 168.6998
1116 | 1115.5183 | 167.2826 | 1115.5183 | 167.2826
1117 | 1051.0146 | 170.8789 | 1051.0146 | 170.8789
1118 | 1017.0164 | 186.9827 | 1017.0164 | 186.9827
1119 | 1004.9418 | 207.1195 | 1004.9418 | 207.1195
1120 | 999.2585 | 246.2622 | 999.2585 | 246.2622
1121 | 990.0651 | 341.5667 | 990.0651 | 341.5667
1122 | 996.4637 | 382.5831 | 996.4637 | 382.5831
1123 | 1055.162 | 395.8244 | 1055.162 | 395.8244
1124 | 1161.1247 | 379.9414 | 1161.1247 | 379.9414
1125 | 1261.0052 | 368.6859 | 1261.0052 | 368.6859
1126 | 1341.8549 | 352.0633 | 1341.8549 | 352.0633
1127 | 1444.5556 | 345.9919 | 1444.5556 | 345.9919
1128 | 1442.3468 | 329.8371 | 1442.3468 | 329.8371
1129 | 1380.6548 | 310.3844 | 1380.6548 | 310.3844
1130 | 1363.2651 | 304.9239 | 1363.2651 | 304.9239
1131 | 1368.6277 | 285.1676 | 1368.6277 | 285.1676
1132 | 1368.1171 | 290.0205 | 1368.1171 | 290.0205
1133 | 1402.6189 | 296.8702 | 1402.6189 | 296.8702
1134 | 1377.2304 | 270.1095 | 1377.2304 | 270.1095
1135 | 1316.3467 | 247.4706 | 1316.3467 | 247.4706
1136 | 1307.0752 | 235.9306 | 1307.0752 | 235.9306
1137 | 1327.7207 | 217.2698 | 1327.7207 | 217.2698
1138 | 1273.3949 | 176.6027 | 1273.3949 | 176.6027
1139 | 1182.1154 | 153.3171 | 1182.1154 | 153.3171
1140 | 1105.4858 | 155.1384 | 1105.4858 | 155.1384
1141 | 1046.6562 | 161.6235 | 1046.6562 | 161.6235
1142 | 1012.6122 | 186.7067 | 1012.6122 | 186.7067
1143 | 994.0201 | 215.5469 | 994.0201 | 215.5469
1144 | 995.3176 | 252.2975 | 995.3176 | 252.2975
1145 | 984.52 | 348.8348 | 984.52 | 348.8348
1146 | 994.4117 | 387.8272 | 994.4117 | 387.8272
1147 | 1075.8133 | 400.6085 | 1075.8133 | 400.6085
1148 | 1201.7875 | 382.9959 | 1201.7875 | 382.9959
1149 | 1309.6767 | 371.5012 | 1309.6767 | 371.5012
1150 | 1390.1799 | 353.7377 | 1390.1799 | 353.7377
1151 | 1487.8247 | 344.7959 | 1487.8247 | 344.7959
1152 | 1497.5403 | 326.1387 | 1497.5403 | 326.1387
1153 | 1406.3696 | 295.9401 | 1406.3696 | 295.9401
1154 | 1386.8949 | 275.2073 | 1386.8949 | 275.2073
1155 | 1399.5764 | 247.1341 | 1399.5764 | 247.1341
1156 | 1391.9588 | 250.5518 | 1391.9588 | 250.5518
1157 | 1413.2408 | 253.427 | 1413.2408 | 253.427
1158 | 1405.6555 | 224.219 | 1405.6555 | 224.219
1159 | 1331.3238 | 197.5321 | 1331.3238 | 197.5321
1160 | 1310.7529 | 179.0735 | 1310.7529 | 179.0735
1161 | 1344.984 | 151.0285 | 1344.984 | 151.0285
1162 | 1288.3408 | 105.6877 | 1288.3408 | 105.6877
1163 | 1198.194 | 80.7093 | 1198.194 | 80.7093
1164 | 1116.7238 | 81.0585 | 1116.7238 | 81.0585
1165 | 1054.1443 | 98.2711 | 1054.1443 | 98.2711
1166 | 1017.8157 | 145.6003 | 1017.8157 | 145.6003
1167 | 1004.2858 | 171.8829 | 1004.2858 | 171.8829
1168 | 1003.2823 | 213.9328 | 1003.2823 | 213.9328
1169 | 991.9411 | 316.8182 | 991.9411 | 316.8182
1170 | 994.4824 | 368.6173 | 994.4824 | 368.6173
1171 | 1080.3789 | 392.1075 | 1080.3789 | 392.1075
1172 | 1219.5845 | 384.2103 | 1219.5845 | 384.2103
1173 | 1312.6895 | 378.2541 | 1312.6895 | 378.2541
1174 | 1394.5547 | 361.4659 | 1394.5547 | 361.4659
1175 | 1519.5362 | 351.1256 | 1519.5362 | 351.1256
1176 | 1517.32 | 330.9228 | 1517.32 | 330.9228
1177 | 1424.1557 | 296.7681 | 1424.1557 | 296.7681
1178 | 1398.7857 | 273.1833 | 1398.7857 | 273.1833
1179 | 1414.4811 | 232.3402 | 1414.4811 | 232.3402
1180 | 1418.658 | 223.816 | 1418.658 | 223.816
1181 | 1451.7572 | 230.5002 | 1451.7572 | 230.5002
1182 | 1439.1949 | 208.1555 | 1439.1949 | 208.1555
1183 | 1373.834 | 184.339 | 1373.834 | 184.339
1184 | 1365.8181 | 165.1077 | 1365.8181 | 165.1077
1185 | 1357.5585 | 131.9105 | 1357.5585 | 131.9105
1186 | 1295.3338 | 83.4969 | 1295.3338 | 83.4969
1187 | 1209.2817 | 56.8072 | 1209.2817 | 56.8072
1188 | 1120.5306 | 57.6349 | 1120.5306 | 57.6349
1189 | 1067.7998 | 72.8786 | 1067.7998 | 72.8786
1190 | 1032.8385 | 111.5229 | 1032.8385 | 111.5229
1191 | 1010.6045 | 127.5932 | 1010.6045 | 127.5932
1192 | 1009.0209 | 171.0232 | 1009.0209 | 171.0232
1193 | 1015.3703 | 275.767 | 1015.3703 | 275.767
1194 | 1015.8651 | 323.9964 | 1015.8651 | 323.9964
1195 | 1103.6713 | 342.8682 | 1103.6713 | 342.8682
1196 | 1239.1126 | 332.7261 | 1239.1126 | 332.7261
1197 | 1340.8011 | 326.8435 | 1340.8011 | 326.8435
1198 | 1419.8381 | 312.4289 | 1419.8381 | 312.4289
1199 | 1524.0921 | 308.8232 | 1524.0921 | 308.8232
1200 | 1523.4454 | 293.4229 | 1523.4454 | 293.4229
1201 | 1428.187 | 265.6531 | 1428.187 | 265.6531
1202 | 1411.6463 | 240.0811 | 1411.6463 | 240.0811
1203 | 1432.1262 | 204.7397 | 1432.1262 | 204.7397
1204 | 1434.3794 | 198.3316 | 1434.3794 | 198.3316
1205 | 1458.1484 | 195.3739 | 1458.1484 | 195.3739
1206 | 1432.7181 | 162.725 | 1432.7181 | 162.725
1207 | 1361.5399 | 148.8079 | 1361.5399 | 148.8079
1208 | 1344.1656 | 138.4639 | 1344.1656 | 138.4639
1209 | 1354.3345 | 115.1662 | 1354.3345 | 115.1662
1210 | 1300.3789 | 71.4079 | 1300.3789 | 71.4079
1211 | 1219.0643 | 40.8909 | 1219.0643 | 40.8909
1212 | 1131.8531 | 30.4208 | 1131.8531 | 30.4208
1213 | 1068.8254 | 21.744 | 1068.8254 | 21.744
1214 | 1033.2687 | 26.5684 | 1033.2687 | 26.5684
1215 | 1018.2633 | 51.839 | 1018.2633 | 51.839
1216 | 1019.6845 | 99.8322 | 1019.6845 | 99.8322
1217 | 1022.5747 | 203.0673 | 1022.5747 | 203.0673
1218 | 1020.1552 | 245.2981 | 1020.1552 | 245.2981
1219 | 1086.663 | 257.2145 | 1086.663 | 257.2145
1220 | 1204.6313 | 233.8794 | 1204.6313 | 233.8794
1221 | 1300.3053 | 230.0577 | 1300.3053 | 230.0577
1222 | 1365.6561 | 221.9544 | 1365.6561 | 221.9544
1223 | 1479.82 | 218.735 | 1479.82 | 218.735
1224 | 1492.0124 | 206.058 | 1492.0124 | 206.058
1225 | 1417.5274 | 191.0581 | 1417.5274 | 191.0581
1226 | 1402.4113 | 187.7873 | 1402.4113 | 187.7873
1227 | 1411.0951 | 166.3381 | 1411.0951 | 166.3381
1228 | 1423.1286 | 167.2718 | 1423.1286 | 167.2718
1229 | 1432.3298 | 173.5511 | 1432.3298 | 173.5511
1230 | 1419.5923 | 162.725 | 1419.5923 | 162.725
1231 | 1352.7811 | 148.8079 | 1352.7811 | 148.8079
1232 | 1339.7069 | 154.6563 | 1339.7069 | 154.6563
1233 | 1345.6691 | 151.8013 | 1345.6691 | 151.8013
1234 | 1291.845 | 120.5736 | 1291.845 | 120.5736
1235 | 1201.3258 | 96.92 | 1201.3258 | 96.92
1236 | 1130.749 | 94.0124 | 1130.749 | 94.0124
1237 | 1075.7213 | 94.0022 | 1075.7213 | 94.0022
1238 | 1042.6247 | 113.9701 | 1042.6247 | 113.9701
1239 | 1025.3656 | 142.9575 | 1025.3656 | 142.9575
1240 | 1025.2535 | 199.8565 | 1025.2535 | 199.8565
1241 | 1019.3744 | 309.2925 | 1019.3744 | 309.2925
1242 | 1006.8519 | 358.1107 | 1006.8519 | 358.1107
1243 | 1059.9021 | 374.9032 | 1059.9021 | 374.9032
1244 | 1162.6253 | 370.6125 | 1162.6253 | 370.6125
1245 | 1260.5407 | 366.7355 | 1260.5407 | 366.7355
1246 | 1334.2949 | 349.7817 | 1334.2949 | 349.7817
1247 | 1441.0298 | 326.2667 | 1441.0298 | 326.2667
1248 | 1424.1531 | 306.2663 | 1424.1531 | 306.2663
1249 | 1365.4843 | 285.1943 | 1365.4843 | 285.1943
1250 | 1357.1022 | 271.3801 | 1357.1022 | 271.3801
1251 | 1345.3337 | 247.4101 | 1345.3337 | 247.4101
1252 | 1362.246 | 254.287 | 1362.246 | 254.287
1253 | 1382.6903 | 257.9351 | 1382.6903 | 257.9351
1254 | 1354.6264 | 212.1852 | 1354.6264 | 212.1852
1255 | 1313.9511 | 182.0758 | 1313.9511 | 182.0758
1256 | 1329.5733 | 183.9312 | 1329.5733 | 183.9312
1257 | 1322.8884 | 184.5724 | 1322.8884 | 184.5724
1258 | 1270.2158 | 154.7983 | 1270.2158 | 154.7983
1259 | 1188.7369 | 129.2494 | 1188.7369 | 129.2494
1260 | 1114.6294 | 122.6801 | 1114.6294 | 122.6801
1261 | 1057.3132 | 118.0514 | 1057.3132 | 118.0514
1262 | 1029.3655 | 125.6175 | 1029.3655 | 125.6175
1263 | 1012.386 | 140.1974 | 1012.386 | 140.1974
1264 | 1016.9207 | 181.033 | 1016.9207 | 181.033
1265 | 1012.5866 | 278.6743 | 1012.5866 | 278.6743
1266 | 1001.5368 | 321.5676 | 1001.5368 | 321.5676
1267 | 1043.245 | 338.4153 | 1043.245 | 338.4153
1268 | 1151.71 | 324.2068 | 1151.71 | 324.2068
1269 | 1245.613 | 316.7601 | 1245.613 | 316.7601
1270 | 1323.7573 | 308.1601 | 1323.7573 | 308.1601
1271 | 1439.6477 | 309.32 | 1439.6477 | 309.32
1272 | 1434.8441 | 290.7916 | 1434.8441 | 290.7916
1273 | 1375.3098 | 246.4064 | 1375.3098 | 246.4064
1274 | 1346.5825 | 226.6488 | 1346.5825 | 226.6488
1275 | 1348.8004 | 190.6634 | 1348.8004 | 190.6634
1276 | 1360.4428 | 178.5328 | 1360.4428 | 178.5328
1277 | 1380.8827 | 173.5511 | 1380.8827 | 173.5511
1278 | 1353.2287 | 162.725 | 1353.2287 | 162.725
1279 | 1303.6615 | 148.8079 | 1303.6615 | 148.8079
1280 | 1313.659 | 138.4639 | 1313.659 | 138.4639
1281 | 1330.5819 | 115.1662 | 1330.5819 | 115.1662
1282 | 1271.4768 | 71.4079 | 1271.4768 | 71.4079
1283 | 1172.0816 | 40.8909 | 1172.0816 | 40.8909
1284 | 1097.5904 | 30.4208 | 1097.5904 | 30.4208
1285 | 1040.0828 | 26.9513 | 1040.0828 | 26.9513
1286 | 1009.7045 | 38.2527 | 1009.7045 | 38.2527
1287 | 994.6174 | 58.4447 | 994.6174 | 58.4447
1288 | 999.5494 | 107.5236 | 999.5494 | 107.5236
1289 | 999.2943 | 216.4811 | 999.2943 | 216.4811
1290 | 997.8105 | 273.101 | 997.8105 | 273.101
1291 | 1060.2468 | 298.7993 | 1060.2468 | 298.7993
1292 | 1177.4756 | 289.7061 | 1177.4756 | 289.7061
1293 | 1279.5464 | 282.4987 | 1279.5464 | 282.4987
1294 | 1361.4315 | 267.6609 | 1361.4315 | 267.6609
1295 | 1472.7143 | 264.0183 | 1472.7143 | 264.0183
1296 | 1476.5562 | 250.182 | 1476.5562 | 250.182
1297 | 1393.7318 | 226.6812 | 1393.7318 | 226.6812
1298 | 1364.7035 | 218.9575 | 1364.7035 | 218.9575
1299 | 1372.9429 | 193.6075 | 1372.9429 | 193.6075
1300 | 1375.119 | 186.2609 | 1375.119 | 186.2609
1301 | 1416.2764 | 183.3401 | 1416.2764 | 183.3401
1302 | 1394.6338 | 162.725 | 1394.6338 | 162.725
1303 | 1350.9967 | 148.8079 | 1350.9967 | 148.8079
1304 | 1355.9546 | 138.4639 | 1355.9546 | 138.4639
1305 | 1345.7228 | 115.1662 | 1345.7228 | 115.1662
1306 | 1277.6452 | 71.4079 | 1277.6452 | 71.4079
1307 | 1181.4485 | 40.8909 | 1181.4485 | 40.8909
1308 | 1097.9927 | 32.4632 | 1097.9927 | 32.4632
1309 | 1042.1161 | 50.3934 | 1042.1161 | 50.3934
1310 | 1010.841 | 80.6471 | 1010.841 | 80.6471
1311 | 998.6048 | 100.5999 | 998.6048 | 100.5999
1312 | 1004.2321 | 140.8282 | 1004.2321 | 140.8282
1313 | 1003.5946 | 241.4504 | 1003.5946 | 241.4504
1314 | 1013.8967 | 291.5934 | 1013.8967 | 291.5934
1315 | 1098.8204 | 316.1324 | 1098.8204 | 316.1324
1316 | 1254.521 | 305.2176 | 1254.521 | 305.2176
1317 | 1356.6051 | 300.1446 | 1356.6051 | 300.1446
1318 | 1443.9803 | 288.8949 | 1443.9803 | 288.8949
1319 | 1577.1791 | 285.0315 | 1577.1791 | 285.0315
1320 | 1548.9955 | 269.7232 | 1548.9955 | 269.7232
1321 | 1439.2696 | 242.7999 | 1439.2696 | 242.7999
1322 | 1434.4251 | 236.769 | 1434.4251 | 236.769
1323 | 1437.5954 | 221.3368 | 1437.5954 | 221.3368
1324 | 1433.0181 | 230.8082 | 1433.0181 | 230.8082
1325 | 1469.0716 | 243.1412 | 1469.0716 | 243.1412
1326 | 1442.8273 | 219.5821 | 1442.8273 | 219.5821
1327 | 1372.5225 | 197.1457 | 1372.5225 | 197.1457
1328 | 1402.0741 | 183.9312 | 1402.0741 | 183.9312
1329 | 1386.7725 | 158.3886 | 1386.7725 | 158.3886
1330 | 1306.5811 | 112.2935 | 1306.5811 | 112.2935
1331 | 1197.2439 | 84.5734 | 1197.2439 | 84.5734
1332 | 1108.9175 | 82.0338 | 1108.9175 | 82.0338
1333 | 1048.5676 | 96.0446 | 1048.5676 | 96.0446
1334 | 1020.6127 | 126.1144 | 1020.6127 | 126.1144
1335 | 1003.8303 | 147.0056 | 1003.8303 | 147.0056
1336 | 1010.556 | 190.7667 | 1010.556 | 190.7667
1337 | 1012.6859 | 291.0209 | 1012.6859 | 291.0209
1338 | 1021.7398 | 337.0607 | 1021.7398 | 337.0607
1339 | 1103.6181 | 354.9572 | 1103.6181 | 354.9572
1340 | 1263.0627 | 344.2632 | 1263.0627 | 344.2632
1341 | 1359.513 | 335.7677 | 1359.513 | 335.7677
1342 | 1441.9168 | 323.9292 | 1441.9168 | 323.9292
1343 | 1553.952 | 325.8803 | 1553.952 | 325.8803
1344 | 1528.4628 | 313.3688 | 1528.4628 | 313.3688
1345 | 1434.1404 | 264.0523 | 1434.1404 | 264.0523
1346 | 1412.5481 | 234.9842 | 1412.5481 | 234.9842
1347 | 1416.1081 | 201.998 | 1416.1081 | 201.998
1348 | 1425.4645 | 194.9827 | 1425.4645 | 194.9827
1349 | 1445.2803 | 205.3837 | 1445.2803 | 205.3837
1350 | 1429.5714 | 191.356 | 1429.5714 | 191.356
1351 | 1364.6641 | 177.4021 | 1364.6641 | 177.4021
1352 | 1381.3531 | 168.4565 | 1381.3531 | 168.4565
1353 | 1385.3457 | 140.1907 | 1385.3457 | 140.1907
1354 | 1305.2815 | 87.5818 | 1305.2815 | 87.5818
1355 | 1204.8525 | 56.4576 | 1204.8525 | 56.4576
1356 | 1128.5465 | 55.574 | 1128.5465 | 55.574
1357 | 1069.204 | 74.8658 | 1069.204 | 74.8658
1358 | 1035.1239 | 114.3749 | 1035.1239 | 114.3749
1359 | 1024.3074 | 131.7149 | 1024.3074 | 131.7149
1360 | 1025.0362 | 173.5624 | 1025.0362 | 173.5624
1361 | 1033.8929 | 275.4174 | 1033.8929 | 275.4174
1362 | 1037.7661 | 322.3588 | 1037.7661 | 322.3588
1363 | 1125.6532 | 340.7337 | 1125.6532 | 340.7337
1364 | 1279.1048 | 325.9548 | 1279.1048 | 325.9548
1365 | 1354.326 | 311.4424 | 1354.326 | 311.4424
1366 | 1418.2716 | 298.7391 | 1418.2716 | 298.7391
1367 | 1529.2021 | 302.3462 | 1529.2021 | 302.3462
1368 | 1498.7777 | 286.8355 | 1498.7777 | 286.8355
1369 | 1414.5482 | 257.6306 | 1414.5482 | 257.6306
1370 | 1407.9931 | 244.8468 | 1407.9931 | 244.8468
1371 | 1422.0863 | 218.8159 | 1422.0863 | 218.8159
1372 | 1419.8526 | 221.3688 | 1419.8526 | 221.3688
1373 | 1439.6283 | 229.801 | 1439.6283 | 229.801
1374 | 1417.4376 | 198.7161 | 1417.4376 | 198.7161
1375 | 1371.1001 | 173.7772 | 1371.1001 | 173.7772
1376 | 1396.3735 | 164.3716 | 1396.3735 | 164.3716
1377 | 1383.9392 | 139.8779 | 1383.9392 | 139.8779
1378 | 1313.8292 | 92.8811 | 1313.8292 | 92.8811
1379 | 1212.2448 | 63.5602 | 1212.2448 | 63.5602
1380 | 1131.9892 | 61.315 | 1131.9892 | 61.315
1381 | 1072.0075 | 77.2211 | 1072.0075 | 77.2211
1382 | 1040.1979 | 114.6693 | 1040.1979 | 114.6693
1383 | 1028.4239 | 130.0957 | 1028.4239 | 130.0957
1384 | 1031.2067 | 168.6679 | 1031.2067 | 168.6679
1385 | 1039.1159 | 273.3198 | 1039.1159 | 273.3198
1386 | 1039.0163 | 326.2044 | 1039.0163 | 326.2044
1387 | 1102.1088 | 346.677 | 1102.1088 | 346.677
1388 | 1234.3708 | 339.0191 | 1234.3708 | 339.0191
1389 | 1323.604 | 335.3813 | 1323.604 | 335.3813
1390 | 1394.6244 | 321.0771 | 1394.6244 | 321.0771
1391 | 1509.9793 | 319.6794 | 1509.9793 | 319.6794
1392 | 1490.9149 | 310.4064 | 1490.9149 | 310.4064
1393 | 1419.3139 | 277.5214 | 1419.3139 | 277.5214
1394 | 1418.1505 | 247.8828 | 1418.1505 | 247.8828
1395 | 1426.9618 | 196.0179 | 1426.9618 | 196.0179
1396 | 1447.5304 | 176.0119 | 1447.5304 | 176.0119
1397 | 1473.8637 | 176.2743 | 1473.8637 | 176.2743
1398 | 1453.454 | 162.725 | 1453.454 | 162.725
1399 | 1380.0502 | 148.8079 | 1380.0502 | 148.8079
1400 | 1378.0733 | 138.4639 | 1378.0733 | 138.4639
1401 | 1362.1788 | 115.1662 | 1362.1788 | 115.1662
1402 | 1302.2563 | 71.4079 | 1302.2563 | 71.4079
1403 | 1211.2223 | 40.8909 | 1211.2223 | 40.8909
1404 | 1134.9942 | 30.4208 | 1134.9942 | 30.4208
1405 | 1080.7251 | 50.2277 | 1080.7251 | 50.2277
1406 | 1049.2309 | 78.6598 | 1049.2309 | 78.6598
1407 | 1031.8179 | 99.3119 | 1031.8179 | 99.3119
1408 | 1031.4492 | 142.9626 | 1031.4492 | 142.9626
1409 | 1049.29 | 243.364 | 1049.29 | 243.364
1410 | 1037.4747 | 292.8078 | 1037.4747 | 292.8078
1411 | 1083.7572 | 316.7212 | 1083.7572 | 316.7212
1412 | 1183.7823 | 313.3506 | 1183.7823 | 313.3506
1413 | 1282.5274 | 313.7609 | 1282.5274 | 313.7609
1414 | 1366.6164 | 303.1552 | 1366.6164 | 303.1552
1415 | 1471.4884 | 300.5614 | 1471.4884 | 300.5614
1416 | 1446.2713 | 291.454 | 1446.2713 | 291.454
1417 | 1379.726 | 268.9468 | 1379.726 | 268.9468
1418 | 1355.5031 | 258.9782 | 1355.5031 | 258.9782
1419 | 1366.5161 | 234.6403 | 1366.5161 | 234.6403
1420 | 1374.291 | 235.4083 | 1374.291 | 235.4083
1421 | 1401.3426 | 244.7788 | 1401.3426 | 244.7788
1422 | 1373.2525 | 222.8022 | 1373.2525 | 222.8022
1423 | 1336.0438 | 206.1986 | 1336.0438 | 206.1986
1424 | 1353.9022 | 197.1059 | 1353.9022 | 197.1059
1425 | 1347.9166 | 172.5937 | 1347.9166 | 172.5937
1426 | 1290.6949 | 121.9169 | 1290.6949 | 121.9169
1427 | 1208.4186 | 88.5479 | 1208.4186 | 88.5479
1428 | 1134.948 | 84.3522 | 1134.948 | 84.3522
1429 | 1086.1927 | 97.9031 | 1086.1927 | 97.9031
1430 | 1056.5423 | 119.8398 | 1056.5423 | 119.8398
1431 | 1038.4736 | 135.3582 | 1038.4736 | 135.3582
1432 | 1041.6314 | 175.4025 | 1041.6314 | 175.4025
1433 | 1047.1164 | 273.8166 | 1047.1164 | 273.8166
1434 | 1031.4665 | 321.4388 | 1031.4665 | 321.4388
1435 | 1077.2672 | 354.258 | 1077.2672 | 354.258
1436 | 1170.4238 | 346.5632 | 1170.4238 | 346.5632
1437 | 1260.0228 | 337.5893 | 1260.0228 | 337.5893
1438 | 1355.8213 | 333.5709 | 1355.8213 | 333.5709
1439 | 1464.6653 | 337.2333 | 1464.6653 | 337.2333
1440 | 1443.2986 | 326.0651 | 1443.2986 | 326.0651
1441 | 1372.4881 | 311.6356 | 1372.4881 | 311.6356
1442 | 1364.9394 | 310.26 | 1364.9394 | 310.26
1443 | 1372.1226 | 290.8901 | 1372.1226 | 290.8901
1444 | 1372.7217 | 293.4614 | 1372.7217 | 293.4614
1445 | 1396.0473 | 301.6543 | 1396.0473 | 301.6543
1446 | 1375.4828 | 274.728 | 1375.4828 | 274.728
1447 | 1346.2628 | 249.9547 | 1346.2628 | 249.9547
1448 | 1374.2007 | 237.7154 | 1374.2007 | 237.7154
1449 | 1364.0399 | 216.6074 | 1364.0399 | 216.6074
1450 | 1291.9501 | 172.9042 | 1291.9501 | 172.9042
1451 | 1212.9788 | 144.1905 | 1212.9788 | 144.1905
1452 | 1140.2261 | 342.962 | 1140.2261 | 342.962
1453 | 1085.4809 | 394.3774 | 1085.4809 | 394.3774
1454 | 1047.4786 | 458.2748 | 1047.4786 | 458.2748
1455 | 1033.9874 | 494.3128 | 1033.9874 | 494.3128
1456 | 1038.273 | 545.1799 | 1038.273 | 545.1799
1457 | 1043.0675 | 651.7749 | 1043.0675 | 651.7749
1458 | 1036.1923 | 700.6518 | 1036.1923 | 700.6518
1459 | 1084.9991 | 723.8779 | 1084.9991 | 723.8779
1460 | 1178.9036 | 720.1286 | 1178.9036 | 720.1286
1461 | 1272.2494 | 719.744 | 1272.2494 | 719.744
1462 | 1360.0609 | 708.5342 | 1360.0609 | 708.5342
1463 | 1468.4872 | 706.787 | 1468.4872 | 706.787
1464 | 1448.7477 | 716.7922 | 1448.7477 | 716.7922
1465 | 1380.6882 | 659.844 | 1380.6882 | 659.844
1466 | 1357.0205 | 546.9419 | 1357.0205 | 546.9419
1467 | 1360.3017 | 455.24 | 1360.3017 | 455.24
1468 | 1376.2555 | 412.9088 | 1376.2555 | 412.9088
1469 | 1404.8591 | 383.2554 | 1404.8591 | 383.2554
1470 | 1386.4567 | 338.034 | 1386.4567 | 338.034
1471 | 1371.8818 | 312.0739 | 1371.8818 | 312.0739
1472 | 1386.9336 | 293.0216 | 1386.9336 | 293.0216
1473 | 1364.7805 | 277.0616 | 1364.7805 | 277.0616
1474 | 1293.6857 | 240.4077 | 1293.6857 | 240.4077
1475 | 1207.4821 | 221.5307 | 1207.4821 | 221.5307
1476 | 1136.2147 | 265.4385 | 1136.2147 | 265.4385
1477 | 1079.4917 | 317.9909 | 1079.4917 | 317.9909
1478 | 1050.1381 | 350.6205 | 1050.1381 | 350.6205
1479 | 1032.3963 | 371.4639 | 1032.3963 | 371.4639
1480 | 1037.9433 | 429.2564 | 1037.9433 | 429.2564
1481 | 1051.9634 | 538.1255 | 1051.9634 | 538.1255
1482 | 1048.4644 | 595.5299 | 1048.4644 | 595.5299
1483 | 1125.0907 | 622.1154 | 1125.0907 | 622.1154
1484 | 1260.9974 | 619.9166 | 1260.9974 | 619.9166
1485 | 1359.2658 | 628.0595 | 1359.2658 | 628.0595
1486 | 1442.44 | 626.0492 | 1442.44 | 626.0492
1487 | 1569.1908 | 613.9656 | 1569.1908 | 613.9656
1488 | 1546.1815 | 607.5358 | 1546.1815 | 607.5358
1489 | 1438.0368 | 534.9795 | 1438.0368 | 534.9795
1490 | 1420.8913 | 452.9317 | 1420.8913 | 452.9317
1491 | 1434.7023 | 350.48 | 1434.7023 | 350.48
1492 | 1450.4183 | 283.9614 | 1450.4183 | 283.9614
1493 | 1472.6672 | 226.1928 | 1472.6672 | 226.1928
1494 | 1444.5677 | 167.0172 | 1444.5677 | 167.0172
1495 | 1406.2285 | 153.9777 | 1406.2285 | 153.9777
1496 | 1421.8525 | 138.7499 | 1421.8525 | 138.7499
1497 | 1395.9862 | 140.6719 | 1395.9862 | 140.6719
1498 | 1321.0161 | 150.5839 | 1321.0161 | 150.5839
1499 | 1216.0249 | 164.3183 | 1216.0249 | 164.3183
1500 | 1138.2883 | 214.7899 | 1138.2883 | 214.7899
1501 | 1078.2613 | 273.389 | 1078.2613 | 273.389
1502 | 1050.7323 | 357.5459 | 1050.7323 | 357.5459
1503 | 1036.0537 | 408.6752 | 1036.0537 | 408.6752
1504 | 1043.1341 | 466.1576 | 1043.1341 | 466.1576
1505 | 1054.2724 | 593.2189 | 1054.2724 | 593.2189
1506 | 1064.828 | 677.0329 | 1064.828 | 677.0329
1507 | 1150.5729 | 714.8334 | 1150.5729 | 714.8334
1508 | 1315.3453 | 704.7273 | 1315.3453 | 704.7273
1509 | 1408.5313 | 687.5459 | 1408.5313 | 687.5459
1510 | 1485.6327 | 665.2761 | 1485.6327 | 665.2761
1511 | 1609.1128 | 649.2646 | 1609.1128 | 649.2646
1512 | 1562.8019 | 639.1654 | 1562.8019 | 639.1654
1513 | 1463.5477 | 616.5342 | 1463.5477 | 616.5342
1514 | 1457.1642 | 583.0678 | 1457.1642 | 583.0678
1515 | 1465.7458 | 548.4233 | 1465.7458 | 548.4233
1516 | 1481.1273 | 534.1038 | 1481.1273 | 534.1038
1517 | 1506.8957 | 518.508 | 1506.8957 | 518.508
1518 | 1492.8981 | 448.6859 | 1492.8981 | 448.6859
1519 | 1460.7188 | 414.7667 | 1460.7188 | 414.7667
1520 | 1461.2553 | 367.7025 | 1461.2553 | 367.7025
1521 | 1425.2552 | 314.5313 | 1425.2552 | 314.5313
1522 | 1337.3698 | 254.6721 | 1337.3698 | 254.6721
1523 | 1230.5896 | 217.6545 | 1230.5896 | 217.6545
1524 | 1140.6299 | 237.6334 | 1140.6299 | 237.6334
1525 | 1081.4453 | 297.318 | 1081.4453 | 297.318
1526 | 1051.4903 | 362.9209 | 1051.4903 | 362.9209
1527 | 1034.8429 | 395.9614 | 1034.8429 | 395.9614
1528 | 1043.0571 | 457.5783 | 1043.0571 | 457.5783
1529 | 1065.2084 | 577.7142 | 1065.2084 | 577.7142
1530 | 1082.9168 | 632.0693 | 1082.9168 | 632.0693
1531 | 1171.5294 | 645.9926 | 1171.5294 | 645.9926
1532 | 1348.2763 | 633.1473 | 1348.2763 | 633.1473
1533 | 1463.2447 | 627.5427 | 1463.2447 | 627.5427
1534 | 1529.3788 | 604.7561 | 1529.3788 | 604.7561
1535 | 1661.3897 | 584.2999 | 1661.3897 | 584.2999
1536 | 1615.1045 | 569.601 | 1615.1045 | 569.601
1537 | 1514.2461 | 539.941 | 1514.2461 | 539.941
1538 | 1494.8672 | 494.0192 | 1494.8672 | 494.0192
1539 | 1512.7559 | 433.3784 | 1512.7559 | 433.3784
1540 | 1525.0117 | 409.291 | 1525.0117 | 409.291
1541 | 1534.1862 | 383.1003 | 1534.1862 | 383.1003
1542 | 1516.2149 | 348.8873 | 1516.2149 | 348.8873
1543 | 1472.6987 | 338.0701 | 1472.6987 | 338.0701
1544 | 1476.515 | 328.579 | 1476.515 | 328.579
1545 | 1431.194 | 293.755 | 1431.194 | 293.755
1546 | 1363.8231 | 246.4029 | 1363.8231 | 246.4029
1547 | 1258.9758 | 220.2903 | 1258.9758 | 220.2903
1548 | 1180.9548 | 237.1683 | 1180.9548 | 237.1683
1549 | 1122.0946 | 253.6464 | 1122.0946 | 253.6464
1550 | 1086.1817 | 267.5153 | 1086.1817 | 267.5153
1551 | 1070.6325 | 293.9405 | 1070.6325 | 293.9405
1552 | 1076.6809 | 334.5227 | 1076.6809 | 334.5227
1553 | 1092.2566 | 436.4147 | 1092.2566 | 436.4147
1554 | 1098.1476 | 493.9742 | 1098.1476 | 493.9742
1555 | 1167.035 | 519.7327 | 1167.035 | 519.7327
1556 | 1300.1935 | 529.4208 | 1300.1935 | 529.4208
1557 | 1404.5613 | 554.9807 | 1404.5613 | 554.9807
1558 | 1470.4956 | 566.4595 | 1470.4956 | 566.4595
1559 | 1586.6353 | 577.6329 | 1586.6353 | 577.6329
1560 | 1571.5872 | 595.0287 | 1571.5872 | 595.0287
1561 | 1482.9736 | 585.1114 | 1482.9736 | 585.1114
1562 | 1467.405 | 536.6054 | 1467.405 | 536.6054
1563 | 1476.9686 | 447.436 | 1476.9686 | 447.436
1564 | 1480.9469 | 389.29 | 1480.9469 | 389.29
1565 | 1494.1243 | 350.8506 | 1494.1243 | 350.8506
1566 | 1482.6561 | 297.4634 | 1482.6561 | 297.4634
1567 | 1446.8812 | 257.0839 | 1446.8812 | 257.0839
1568 | 1456.7384 | 239.6854 | 1456.7384 | 239.6854
1569 | 1413.2537 | 231.7879 | 1413.2537 | 231.7879
1570 | 1349.9157 | 197.6665 | 1349.9157 | 197.6665
1571 | 1264.4675 | 181.2701 | 1264.4675 | 181.2701
1572 | 1186.8843 | 217.2189 | 1186.8843 | 217.2189
1573 | 1126.5109 | 277.8337 | 1126.5109 | 277.8337
1574 | 1094.9729 | 383.2837 | 1094.9729 | 383.2837
1575 | 1072.1974 | 475.7589 | 1072.1974 | 475.7589
1576 | 1075.9045 | 555.413 | 1075.9045 | 555.413
1577 | 1089.89 | 685.0067 | 1089.89 | 685.0067
1578 | 1078.22 | 754.9182 | 1078.22 | 754.9182
1579 | 1133.9523 | 790.5997 | 1133.9523 | 790.5997
1580 | 1243.6807 | 779.8734 | 1243.6807 | 779.8734
1581 | 1344.0221 | 777.4214 | 1344.0221 | 777.4214
1582 | 1408.9 | 778.0986 | 1408.9 | 778.0986
1583 | 1502.539 | 769.9945 | 1502.539 | 769.9945
1584 | 1477.5325 | 753.4867 | 1477.5325 | 753.4867
1585 | 1424.3552 | 693.7993 | 1424.3552 | 693.7993
1586 | 1395.7916 | 592.8358 | 1395.7916 | 592.8358
1587 | 1399.261 | 471.83 | 1399.261 | 471.83
1588 | 1407.3677 | 399.7298 | 1407.3677 | 399.7298
1589 | 1433.9908 | 360.3084 | 1433.9908 | 360.3084
1590 | 1411.1521 | 303.717 | 1411.1521 | 303.717
1591 | 1394.5518 | 256.1536 | 1394.5518 | 256.1536
1592 | 1428.6641 | 218.4957 | 1428.6641 | 218.4957
1593 | 1404.9559 | 190.8555 | 1404.9559 | 190.8555
1594 | 1331.1404 | 148.775 | 1331.1404 | 148.775
1595 | 1243.1864 | 119.4581 | 1243.1864 | 119.4581
1596 | 1170.4859 | 140.3156 | 1170.4859 | 140.3156
1597 | 1122.024 | 255.4553 | 1122.024 | 255.4553
1598 | 1088.6987 | 341.5761 | 1088.6987 | 341.5761
1599 | 1077.9483 | 365.7789 | 1077.9483 | 365.7789
1600 | 1079.2829 | 410.5991 | 1079.2829 | 410.5991
1601 | 1093.9511 | 526.9104 | 1093.9511 | 526.9104
1602 | 1082.503 | 606.745 | 1082.503 | 606.745
1603 | 1124.9377 | 643.7186 | 1124.9377 | 643.7186
1604 | 1210.5901 | 644.2073 | 1210.5901 | 644.2073
1605 | 1299.1171 | 664.0821 | 1299.1171 | 664.0821
1606 | 1379.0098 | 670.0309 | 1379.0098 | 670.0309
1607 | 1486.9495 | 649.3163 | 1486.9495 | 649.3163
1608 | 1466.6514 | 626.6066 | 1466.6514 | 626.6066
1609 | 1406.0498 | 587.3854 | 1406.0498 | 587.3854
1610 | 1387.6558 | 545.9599 | 1387.6558 | 545.9599
1611 | 1396.0659 | 504.0798 | 1396.0659 | 504.0798
1612 | 1416.2564 | 490.639 | 1416.2564 | 490.639
1613 | 1447.6463 | 465.4303 | 1447.6463 | 465.4303
1614 | 1413.6858 | 408.5287 | 1413.6858 | 408.5287
1615 | 1401.698 | 352.6445 | 1401.698 | 352.6445
1616 | 1438.0044 | 309.2498 | 1438.0044 | 309.2498
1617 | 1402.7092 | 274.0123 | 1402.7092 | 274.0123
1618 | 1339.8218 | 239.219 | 1339.8218 | 239.219
1619 | 1243.3401 | 216.4141 | 1243.3401 | 216.4141
1620 | 1159.3967 | 241.613 | 1159.3967 | 241.613
1621 | 1113.9762 | 335.7696 | 1113.9762 | 335.7696
1622 | 1081.469 | 445.6126 | 1081.469 | 445.6126
1623 | 1069.9013 | 498.189 | 1069.9013 | 498.189
1624 | 1075.5686 | 567.2999 | 1075.5686 | 567.2999
1625 | 1094.4689 | 689.348 | 1094.4689 | 689.348
1626 | 1094.8549 | 756.3136 | 1094.8549 | 756.3136
1627 | 1173.6945 | 789.9795 | 1173.6945 | 789.9795
1628 | 1296.7455 | 785.4034 | 1296.7455 | 785.4034
1629 | 1370.2741 | 787.7062 | 1370.2741 | 787.7062
1630 | 1450.5314 | 781.458 | 1450.5314 | 781.458
1631 | 1565.1022 | 754.9549 | 1565.1022 | 754.9549
1632 | 1540.4357 | 745.4242 | 1540.4357 | 745.4242
1633 | 1441.403 | 715.6092 | 1441.403 | 715.6092
1634 | 1429.3123 | 683.9517 | 1429.3123 | 683.9517
1635 | 1430.8048 | 640.8829 | 1430.8048 | 640.8829
1636 | 1451.6867 | 618.3977 | 1451.6867 | 618.3977
1637 | 1486.2085 | 588.6409 | 1486.2085 | 588.6409
1638 | 1464.1989 | 529.2069 | 1464.1989 | 529.2069
1639 | 1455.0558 | 485.2097 | 1455.0558 | 485.2097
1640 | 1466.4058 | 456.5961 | 1466.4058 | 456.5961
1641 | 1416.1435 | 424.4079 | 1416.1435 | 424.4079
1642 | 1349.889 | 375.0919 | 1349.889 | 375.0919
1643 | 1243.2272 | 345.4132 | 1243.2272 | 345.4132
1644 | 1155.8589 | 369.7335 | 1155.8589 | 369.7335
1645 | 1106.7757 | 479.9633 | 1106.7757 | 479.9633
1646 | 1074.5279 | 573.3713 | 1074.5279 | 573.3713
1647 | 1063.0824 | 611.2182 | 1063.0824 | 611.2182
1648 | 1074.4271 | 669.8376 | 1074.4271 | 669.8376
1649 | 1105.027 | 792.5576 | 1105.027 | 792.5576
1650 | 1115.2225 | 863.7095 | 1115.2225 | 863.7095
1651 | 1205.6117 | 906.058 | 1205.6117 | 906.058
1652 | 1371.5231 | 907.477 | 1371.5231 | 907.477
1653 | 1466.8912 | 921.15 | 1466.8912 | 921.15
1654 | 1551.003 | 917.3825 | 1551.003 | 917.3825
1655 | 1667.0712 | 904.0068 | 1667.0712 | 904.0068
1656 | 1621.4022 | 896.6984 | 1621.4022 | 896.6984
1657 | 1501.4701 | 832.8248 | 1501.4701 | 832.8248
1658 | 1487.2321 | 727.2615 | 1487.2321 | 727.2615
1659 | 1503.1177 | 618.2461 | 1503.1177 | 618.2461
1660 | 1504.142 | 539.117 | 1504.142 | 539.117
1661 | 1538.6263 | 503.9336 | 1538.6263 | 503.9336
1662 | 1524.281 | 450.3914 | 1524.281 | 450.3914
1663 | 1499.8919 | 401.3293 | 1499.8919 | 401.3293
1664 | 1502.005 | 362.9478 | 1502.005 | 362.9478
1665 | 1453.6743 | 330.346 | 1453.6743 | 330.346
1666 | 1376.7149 | 295.6045 | 1376.7149 | 295.6045
1667 | 1263.3736 | 283.5495 | 1263.3736 | 283.5495
1668 | 1173.0914 | 334.4861 | 1173.0914 | 334.4861
1669 | 1122.2549 | 478.7229 | 1122.2549 | 478.7229
1670 | 1091.3162 | 573.4746 | 1091.3162 | 573.4746
1671 | 1083.5108 | 600.0032 | 1083.5108 | 600.0032
1672 | 1088.5887 | 687.5647 | 1088.5887 | 687.5647
1673 | 1113.2351 | 820.9829 | 1113.2351 | 820.9829
1674 | 1120.4151 | 886.2947 | 1120.4151 | 886.2947
1675 | 1209.3309 | 911.4847 | 1209.3309 | 911.4847
1676 | 1372.3028 | 876.4676 | 1372.3028 | 876.4676
1677 | 1468.8363 | 843.2647 | 1468.8363 | 843.2647
1678 | 1527.2342 | 843.3217 | 1527.2342 | 843.3217
1679 | 1657.6384 | 846.3293 | 1657.6384 | 846.3293
1680 | 1600.1461 | 848.117 | 1600.1461 | 848.117
1681 | 1502.6281 | 803.0041 | 1502.6281 | 803.0041
1682 | 1509.9241 | 724.419 | 1509.9241 | 724.419
1683 | 1531.2313 | 623.8278 | 1531.2313 | 623.8278
1684 | 1533.5103 | 527.075 | 1533.5103 | 527.075
1685 | 1549.9715 | 464.655 | 1549.9715 | 464.655
1686 | 1534.3268 | 410.8544 | 1534.3268 | 410.8544
1687 | 1515.5351 | 361.7406 | 1515.5351 | 361.7406
1688 | 1523.5847 | 321.757 | 1523.5847 | 321.757
1689 | 1466.1499 | 285.6408 | 1466.1499 | 285.6408
1690 | 1382.4507 | 247.1781 | 1382.4507 | 247.1781
1691 | 1273.6972 | 232.7974 | 1273.6972 | 232.7974
1692 | 1187.0519 | 288.954 | 1187.0519 | 288.954
1693 | 1132.3882 | 438.6691 | 1132.3882 | 438.6691
1694 | 1101.9229 | 538.1756 | 1101.9229 | 538.1756
1695 | 1093.4191 | 584.6018 | 1093.4191 | 584.6018
1696 | 1102.3818 | 633.4016 | 1102.3818 | 633.4016
1697 | 1130.0143 | 749.5579 | 1130.0143 | 749.5579
1698 | 1148.9559 | 835.5426 | 1148.9559 | 835.5426
1699 | 1236.8476 | 893.3442 | 1236.8476 | 893.3442
1700 | 1391.2551 | 906.8568 | 1391.2551 | 906.8568
1701 | 1497.3594 | 888.2283 | 1497.3594 | 888.2283
1702 | 1562.6569 | 875.6232 | 1562.6569 | 875.6232
1703 | 1668.0147 | 880.4396 | 1668.0147 | 880.4396
1704 | 1617.9266 | 905.7428 | 1617.9266 | 905.7428
1705 | 1521.4396 | 840.3704 | 1521.4396 | 840.3704
1706 | 1504.5369 | 734.1353 | 1504.5369 | 734.1353
1707 | 1512.749 | 611.0622 | 1512.749 | 611.0622
1708 | 1511.2412 | 530.8478 | 1511.2412 | 530.8478
1709 | 1534.8229 | 482.5888 | 1534.8229 | 482.5888
1710 | 1520.7572 | 433.5946 | 1520.7572 | 433.5946
1711 | 1525.2782 | 393.6286 | 1525.2782 | 393.6286
1712 | 1518.2012 | 361.9658 | 1518.2012 | 361.9658
1713 | 1460.3679 | 325.8497 | 1460.3679 | 325.8497
1714 | 1391.5551 | 278.0841 | 1391.5551 | 278.0841
1715 | 1291.9374 | 251.4031 | 1291.9374 | 251.4031
1716 | 1207.1249 | 292.5201 | 1207.1249 | 292.5201
1717 | 1148.5551 | 413.3964 | 1148.5551 | 413.3964
1718 | 1113.2725 | 460.0836 | 1113.2725 | 460.0836
1719 | 1102.7353 | 493.796 | 1102.7353 | 493.796
1720 | 1113.3403 | 563.7855 | 1113.3403 | 563.7855
1721 | 1139.79 | 686.9706 | 1139.79 | 686.9706
1722 | 1148.3881 | 748.7163 | 1148.3881 | 748.7163
1723 | 1229.8223 | 763.3631 | 1229.8223 | 763.3631
1724 | 1358.3922 | 749.2774 | 1358.3922 | 749.2774
1725 | 1445.9917 | 739.4349 | 1445.9917 | 739.4349
1726 | 1509.7311 | 713.9609 | 1509.7311 | 713.9609
1727 | 1637.7909 | 690.0936 | 1637.7909 | 690.0936
1728 | 1597.1681 | 679.0125 | 1597.1681 | 679.0125
1729 | 1510.8848 | 656.2779 | 1510.8848 | 656.2779
1730 | 1492.9169 | 619.0904 | 1492.9169 | 619.0904
1731 | 1490.4889 | 568.7344 | 1490.4889 | 568.7344
1732 | 1493.1471 | 542.373 | 1493.1471 | 542.373
1733 | 1533.5132 | 487.757 | 1533.5132 | 487.757
1734 | 1517.0425 | 378.8631 | 1517.0425 | 378.8631
1735 | 1524.8864 | 281.0128 | 1524.8864 | 281.0128
1736 | 1511.8992 | 208.8828 | 1511.8992 | 208.8828
1737 | 1454.0067 | 164.7559 | 1454.0067 | 164.7559
1738 | 1388.4878 | 118.4891 | 1388.4878 | 118.4891
1739 | 1294.1912 | 92.1181 | 1294.1912 | 92.1181
1740 | 1218.0534 | 131.6847 | 1218.0534 | 131.6847
1741 | 1162.6748 | 232.9218 | 1162.6748 | 232.9218
1742 | 1127.9638 | 292.2711 | 1127.9638 | 292.2711
1743 | 1115.9149 | 330.5832 | 1115.9149 | 330.5832
1744 | 1119.6661 | 393.0788 | 1119.6661 | 393.0788
1745 | 1146.1462 | 516.4706 | 1146.1462 | 516.4706
1746 | 1146.1488 | 589.328 | 1146.1488 | 589.328
1747 | 1179.632 | 625.1129 | 1179.632 | 625.1129
1748 | 1290.84 | 621.4154 | 1290.84 | 621.4154
1749 | 1388.1846 | 631.884 | 1388.1846 | 631.884
1750 | 1452.5713 | 634.1634 | 1452.5713 | 634.1634
1751 | 1576.5669 | 624.8705 | 1576.5669 | 624.8705
1752 | 1563.8353 | 619.3711 | 1563.8353 | 619.3711
1753 | 1487.8051 | 577.6691 | 1487.8051 | 577.6691
1754 | 1466.866 | 524.5634 | 1466.866 | 524.5634
1755 | 1468.4887 | 487.2831 | 1468.4887 | 487.2831
1756 | 1477.7149 | 485.1607 | 1477.7149 | 485.1607
1757 | 1510.5933 | 470.3918 | 1510.5933 | 470.3918
1758 | 1491.2492 | 405.1694 | 1491.2492 | 405.1694
1759 | 1493.392 | 335.5377 | 1493.392 | 335.5377
1760 | 1484.7434 | 296.6393 | 1484.7434 | 296.6393
1761 | 1440.7288 | 285.5375 | 1440.7288 | 285.5375
1762 | 1369.229 | 265.5253 | 1369.229 | 265.5253
1763 | 1282.6095 | 251.4547 | 1282.6095 | 251.4547
1764 | 1195.9293 | 262.2859 | 1195.9293 | 262.2859
1765 | 1144.9578 | 291.5295 | 1144.9578 | 291.5295
1766 | 1113.9905 | 314.5462 | 1113.9905 | 314.5462
1767 | 1105.0359 | 345.9846 | 1105.0359 | 345.9846
1768 | 1104.8315 | 407.1364 | 1104.8315 | 407.1364
1769 | 1124.0238 | 528.1508 | 1124.0238 | 528.1508
1770 | 1133.158 | 587.054 | 1133.158 | 587.054
1771 | 1185.7631 | 608.2645 | 1185.7631 | 608.2645
1772 | 1283.6207 | 602.603 | 1283.6207 | 602.603
1773 | 1376.1659 | 610.1257 | 1376.1659 | 610.1257
1774 | 1465.6913 | 600.0013 | 1465.6913 | 600.0013
1775 | 1572.2208 | 592.1556 | 1572.2208 | 592.1556
1776 | 1557.8979 | 588.2066 | 1557.8979 | 588.2066
1777 | 1488.0632 | 558.9084 | 1488.0632 | 558.9084
1778 | 1478.139 | 512.108 | 1478.139 | 512.108
1779 | 1495.4003 | 449.2966 | 1495.4003 | 449.2966
1780 | 1517.0157 | 413.3222 | 1517.0157 | 413.3222
1781 | 1529.642 | 347.1294 | 1529.642 | 347.1294
1782 | 1515.2736 | 245.0575 | 1515.2736 | 245.0575
1783 | 1516.0612 | 175.4775 | 1516.0612 | 175.4775
1784 | 1493.0652 | 138.7499 | 1493.0652 | 138.7499
1785 | 1441.1296 | 126.9244 | 1441.1296 | 126.9244
1786 | 1367.9523 | 98.3847 | 1367.9523 | 98.3847
1787 | 1270.1624 | 86.3814 | 1270.1624 | 86.3814
1788 | 1194.2915 | 139.6438 | 1194.2915 | 139.6438
1789 | 1145.3876 | 233.5936 | 1145.3876 | 233.5936
1790 | 1108.1238 | 281.9863 | 1108.1238 | 281.9863
1791 | 1092.6305 | 319.6266 | 1092.6305 | 319.6266
1792 | 1104.045 | 386.2051 | 1104.045 | 386.2051
1793 | 1125.5745 | 515.5403 | 1125.5745 | 515.5403
1794 | 1144.3225 | 587.6225 | 1144.3225 | 587.6225
1795 | 1210.6352 | 627.2836 | 1210.6352 | 627.2836
1796 | 1335.5387 | 631.08 | 1335.5387 | 631.08
1797 | 1413.45 | 636.8972 | 1413.45 | 636.8972
1798 | 1494.7956 | 615.0409 | 1494.7956 | 615.0409
1799 | 1615.575 | 592.9825 | 1615.575 | 592.9825
1800 | 1581.9488 | 582.3665 | 1581.9488 | 582.3665
1801 | 1517.0005 | 556.4794 | 1517.0005 | 556.4794
1802 | 1493.6076 | 523.2197 | 1493.6076 | 523.2197
1803 | 1514.6871 | 496.6376 | 1514.6871 | 496.6376
1804 | 1512.6814 | 492.0344 | 1512.6814 | 492.0344
1805 | 1540.9755 | 465.3786 | 1540.9755 | 465.3786
1806 | 1542.1575 | 423.3099 | 1542.1575 | 423.3099
1807 | 1547.8745 | 391.0445 | 1547.8745 | 391.0445
1808 | 1529.9607 | 369.0463 | 1529.9607 | 369.0463
1809 | 1474.6238 | 349.7786 | 1474.6238 | 349.7786
1810 | 1399.325 | 305.5791 | 1399.325 | 305.5791
1811 | 1287.0698 | 277.9678 | 1287.0698 | 277.9678
1812 | 1204.3782 | 309.5752 | 1204.3782 | 309.5752
1813 | 1149.7523 | 359.5952 | 1149.7523 | 359.5952
1814 | 1113.1565 | 386.0229 | 1113.1565 | 386.0229
1815 | 1107.0591 | 413.9985 | 1107.0591 | 413.9985
1816 | 1115.7399 | 449.2575 | 1115.7399 | 449.2575
1817 | 1143.2473 | 551.5112 | 1143.2473 | 551.5112
1818 | 1163.4074 | 598.8376 | 1163.4074 | 598.8376
1819 | 1266.6125 | 620.8233 | 1266.6125 | 620.8233
1820 | 1424.0674 | 610.9755 | 1424.0674 | 610.9755
1821 | 1522.2381 | 607.7484 | 1522.2381 | 607.7484
1822 | 1594.3351 | 592.249 | 1594.3351 | 592.249
1823 | 1715.7183 | 574.3769 | 1715.7183 | 574.3769
1824 | 1674.5393 | 565.7765 | 1674.5393 | 565.7765
1825 | 1572.4534 | 552.0864 | 1572.4534 | 552.0864
1826 | 1557.117 | 540.0681 | 1557.117 | 540.0681
1827 | 1579.0186 | 514.4163 | 1579.0186 | 514.4163
1828 | 1586.6329 | 517.4621 | 1586.6329 | 517.4621
1829 | 1624.7922 | 508.5333 | 1624.7922 | 508.5333
1830 | 1614.1284 | 444.9131 | 1614.1284 | 444.9131
1831 | 1599.5956 | 372.2321 | 1599.5956 | 372.2321
1832 | 1581.7661 | 319.0695 | 1581.7661 | 319.0695
1833 | 1510.9036 | 276.2347 | 1510.9036 | 276.2347
1834 | 1410.3884 | 222.0605 | 1410.3884 | 222.0605
1835 | 1295.7011 | 193.3121 | 1295.7011 | 193.3121
1836 | 1215.8997 | 239.0289 | 1215.8997 | 239.0289
1837 | 1156.5366 | 336.8032 | 1156.5366 | 336.8032
1838 | 1123.7666 | 379.9244 | 1123.7666 | 379.9244
1839 | 1104.4689 | 406.4012 | 1104.4689 | 406.4012
1840 | 1118.0745 | 454.1673 | 1118.0745 | 454.1673
1841 | 1146.6847 | 590.9448 | 1146.6847 | 590.9448
1842 | 1171.149 | 700.3417 | 1171.149 | 700.3417
1843 | 1265.7883 | 779.6431 | 1265.7883 | 779.6431
1844 | 1425.3755 | 802.9754 | 1425.3755 | 802.9754
1845 | 1516.5685 | 818.819 | 1516.5685 | 818.819
1846 | 1586.4703 | 821.6668 | 1586.4703 | 821.6668
1847 | 1701.8633 | 807.5675 | 1701.8633 | 807.5675
1848 | 1670.9128 | 791.5765 | 1670.9128 | 791.5765
1849 | 1565.6257 | 777.2663 | 1565.6257 | 777.2663
1850 | 1552.1089 | 753.2577 | 1552.1089 | 753.2577
1851 | 1562.5797 | 689.5677 | 1562.5797 | 689.5677
1852 | 1569.1609 | 643.1018 | 1569.1609 | 643.1018
1853 | 1600.036 | 588.8993 | 1600.036 | 588.8993
1854 | 1606.2973 | 511.6866 | 1606.2973 | 511.6866
1855 | 1611.8281 | 447.5333 | 1611.8281 | 447.5333
1856 | 1579.5784 | 397.0064 | 1579.5784 | 397.0064
1857 | 1514.0464 | 354.3783 | 1514.0464 | 354.3783
1858 | 1427.6678 | 315.3471 | 1427.6678 | 315.3471
1859 | 1321.7669 | 300.9664 | 1321.7669 | 300.9664
1860 | 1228.5137 | 364.5135 | 1228.5137 | 364.5135
1861 | 1173.6685 | 466.4742 | 1173.6685 | 466.4742
1862 | 1144.4939 | 492.7469 | 1144.4939 | 492.7469
1863 | 1132.9694 | 513.4353 | 1132.9694 | 513.4353
1864 | 1138.397 | 564.6641 | 1138.397 | 564.6641
1865 | 1161.6241 | 697.4104 | 1161.6241 | 697.4104
1866 | 1190.7872 | 799.1066 | 1190.7872 | 799.1066
1867 | 1285.8129 | 875.0486 | 1285.8129 | 875.0486
1868 | 1440.008 | 894.7632 | 1440.008 | 894.7632
1869 | 1527.6051 | 902.1309 | 1527.6051 | 902.1309
1870 | 1602.4025 | 890.5077 | 1602.4025 | 890.5077
1871 | 1704.1124 | 859.715 | 1704.1124 | 859.715
1872 | 1673.9161 | 847.1867 | 1673.9161 | 847.1867
1873 | 1569.0227 | 828.7935 | 1569.0227 | 828.7935
1874 | 1559.897 | 745.2986 | 1559.897 | 745.2986
1875 | 1581.4473 | 663.3131 | 1581.4473 | 663.3131
1876 | 1575.21 | 579.6876 | 1575.21 | 579.6876
1877 | 1604.9149 | 523.7279 | 1604.9149 | 523.7279
1878 | 1595.9613 | 482.4344 | 1595.9613 | 482.4344
1879 | 1597.4943 | 460.2988 | 1597.4943 | 460.2988
1880 | 1557.239 | 448.8438 | 1557.239 | 448.8438
1881 | 1496.0265 | 438.3104 | 1496.0265 | 438.3104
1882 | 1407.9572 | 391.3718 | 1407.9572 | 391.3718
1883 | 1318.1399 | 352.0285 | 1318.1399 | 352.0285
1884 | 1225.3552 | 382.654 | 1225.3552 | 382.654
1885 | 1169.3794 | 437.7905 | 1169.3794 | 437.7905
1886 | 1134.9968 | 457.1894 | 1134.9968 | 457.1894
1887 | 1124.555 | 514.3139 | 1124.555 | 514.3139
1888 | 1131.5217 | 613.4005 | 1131.5217 | 613.4005
1889 | 1160.67 | 763.6672 | 1160.67 | 763.6672
1890 | 1187.9845 | 823.0355 | 1187.9845 | 823.0355
1891 | 1268.8606 | 843.1607 | 1268.8606 | 843.1607
1892 | 1401.8423 | 835.2251 | 1401.8423 | 835.2251
1893 | 1493.5797 | 835.6674 | 1493.5797 | 835.6674
1894 | 1561.6436 | 815.4649 | 1561.6436 | 815.4649
1895 | 1700.5086 | 779.194 | 1700.5086 | 779.194
1896 | 1663.5655 | 763.8748 | 1663.5655 | 763.8748
1897 | 1567.6781 | 732.4577 | 1567.6781 | 732.4577
1898 | 1545.0113 | 675.5792 | 1545.0113 | 675.5792
1899 | 1541.2883 | 575.6082 | 1541.2883 | 575.6082
1900 | 1562.7778 | 470.948 | 1562.7778 | 470.948
1901 | 1605.4278 | 379.4826 | 1605.4278 | 379.4826
1902 | 1598.3763 | 287.3853 | 1598.3763 | 287.3853
1903 | 1611.0165 | 223.232 | 1611.0165 | 223.232
1904 | 1570.1943 | 179.2171 | 1570.1943 | 179.2171
1905 | 1500.6124 | 139.3282 | 1500.6124 | 139.3282
1906 | 1416.3259 | 95.2838 | 1416.3259 | 95.2838
1907 | 1324.978 | 89.6374 | 1324.978 | 89.6374
1908 | 1242.0924 | 143.3649 | 1242.0924 | 143.3649
1909 | 1191.8828 | 195.297 | 1191.8828 | 195.297
1910 | 1155.3632 | 211.7501 | 1155.3632 | 211.7501
1911 | 1140.455 | 244.9456 | 1140.455 | 244.9456
1912 | 1145.5496 | 320.8786 | 1145.5496 | 320.8786
1913 | 1170.8253 | 456.5708 | 1170.8253 | 456.5708
1914 | 1189.5563 | 534.4931 | 1189.5563 | 534.4931
1915 | 1237.2666 | 574.5676 | 1237.2666 | 574.5676
1916 | 1341.5553 | 581.4133 | 1341.5553 | 581.4133
1917 | 1429.4815 | 590.9516 | 1429.4815 | 590.9516
1918 | 1497.7416 | 585.3236 | 1497.7416 | 585.3236
1919 | 1614.2153 | 582.336 | 1614.2153 | 582.336
1920 | 1596.1251 | 582.8833 | 1596.1251 | 582.8833
1921 | 1513.8943 | 562.8363 | 1513.8943 | 562.8363
1922 | 1495.5906 | 538.4143 | 1495.5906 | 538.4143
1923 | 1511.5798 | 517.1038 | 1511.5798 | 517.1038
1924 | 1537.7524 | 528.8322 | 1537.7524 | 528.8322
1925 | 1560.3979 | 513.7016 | 1560.3979 | 513.7016
1926 | 1560.897 | 440.5718 | 1560.897 | 440.5718
1927 | 1566.0487 | 404.1201 | 1566.0487 | 404.1201
1928 | 1521.1892 | 418.9197 | 1521.1892 | 418.9197
1929 | 1461.2842 | 429.7828 | 1461.2842 | 429.7828
1930 | 1402.0658 | 382.2757 | 1402.0658 | 382.2757
1931 | 1315.6858 | 347.6355 | 1315.6858 | 347.6355
1932 | 1235.2221 | 373.4546 | 1235.2221 | 373.4546
1933 | 1188.4636 | 457.4815 | 1188.4636 | 457.4815
1934 | 1155.1885 | 514.195 | 1155.1885 | 514.195
1935 | 1146.2328 | 576.1776 | 1146.2328 | 576.1776
1936 | 1152.462 | 640.9989 | 1152.462 | 640.9989
1937 | 1170.7289 | 752.1937 | 1170.7289 | 752.1937
1938 | 1192.7279 | 805.9287 | 1192.7279 | 805.9287
1939 | 1234.6888 | 825.692 | 1234.6888 | 825.692
1940 | 1333.3781 | 821.9945 | 1333.3781 | 821.9945
1941 | 1425.3877 | 810.1363 | 1425.3877 | 810.1363
1942 | 1495.0605 | 787.8149 | 1495.0605 | 787.8149
1943 | 1620.4603 | 769.9428 | 1620.4603 | 769.9428
1944 | 1581.6805 | 750.3341 | 1581.6805 | 750.3341
1945 | 1517.9596 | 724.1368 | 1517.9596 | 724.1368
1946 | 1498.8523 | 680.7991 | 1498.8523 | 680.7991
1947 | 1504.3477 | 626.877 | 1504.3477 | 626.877
1948 | 1537.6635 | 586.1479 | 1537.6635 | 586.1479
1949 | 1586.8457 | 512.2028 | 1586.8457 | 512.2028
1950 | 1567.366 | 420.364 | 1567.366 | 420.364
1951 | 1579.2207 | 363.3428 | 1579.2207 | 363.3428
1952 | 1542.8903 | 302.6862 | 1542.8903 | 302.6862
1953 | 1483.8579 | 222.3817 | 1483.8579 | 222.3817
1954 | 1406.5833 | 144.2269 | 1406.5833 | 144.2269
1955 | 1315.2593 | 115.3235 | 1315.2593 | 115.3235
1956 | 1247.4374 | 192.5148 | 1247.4374 | 192.5148
1957 | 1195.4569 | 251.2173 | 1195.4569 | 251.2173
1958 | 1158.8204 | 254.3363 | 1158.8204 | 254.3363
1959 | 1149.194 | 273.7327 | 1149.194 | 273.7327
1960 | 1153.2409 | 329.3545 | 1153.2409 | 329.3545
1961 | 1173.7018 | 448.9735 | 1173.7018 | 448.9735
1962 | 1200.7835 | 508.3418 | 1200.7835 | 508.3418
1963 | 1272.1213 | 539.372 | 1272.1213 | 539.372
1964 | 1391.3147 | 554.3834 | 1391.3147 | 554.3834
1965 | 1480.7427 | 588.7293 | 1480.7427 | 588.7293
1966 | 1556.8908 | 583.4113 | 1556.8908 | 583.4113
1967 | 1673.4636 | 552.6703 | 1673.4636 | 552.6703
1968 | 1627.843 | 527.9967 | 1627.843 | 527.9967
1969 | 1540.8795 | 509.6035 | 1540.8795 | 509.6035
1970 | 1521.4094 | 461.2009 | 1521.4094 | 461.2009
1971 | 1532.4317 | 413.9458 | 1532.4317 | 413.9458
1972 | 1553.5435 | 393.4245 | 1553.5435 | 393.4245
1973 | 1596.0823 | 343.0982 | 1596.0823 | 343.0982
1974 | 1592.4212 | 265.0069 | 1592.4212 | 265.0069
1975 | 1610.2645 | 217.1335 | 1610.2645 | 217.1335
1976 | 1562.5128 | 183.7135 | 1562.5128 | 183.7135
1977 | 1500.2322 | 153.6959 | 1500.2322 | 153.6959
1978 | 1410.0429 | 110.8918 | 1410.0429 | 110.8918
1979 | 1319.0229 | 98.8885 | 1319.0229 | 98.8885
1980 | 1231.5431 | 149.4634 | 1231.5431 | 149.4634
1981 | 1182.474 | 208.8895 | 1182.474 | 208.8895
1982 | 1154.2045 | 250.5118 | 1154.2045 | 250.5118
1983 | 1136.9762 | 290.7878 | 1136.9762 | 290.7878
1984 | 1145.0672 | 356.436 | 1145.0672 | 356.436
1985 | 1179.6368 | 498.0717 | 1179.6368 | 498.0717
1986 | 1209.6768 | 590.5684 | 1209.6768 | 590.5684
1987 | 1302.0735 | 639.739 | 1302.0735 | 639.739
1988 | 1455.592 | 638.0054 | 1455.592 | 638.0054
1989 | 1550.3355 | 637.0522 | 1550.3355 | 637.0522
1990 | 1623.2823 | 614.1623 | 1623.2823 | 614.1623
1991 | 1735.3164 | 615.9295 | 1735.3164 | 615.9295
1992 | 1680.6298 | 614.8747 | 1680.6298 | 614.8747
1993 | 1586.2807 | 604.9057 | 1586.2807 | 604.9057
1994 | 1564.4826 | 585.4452 | 1564.4826 | 585.4452
1995 | 1585.4916 | 563.8763 | 1585.4916 | 563.8763
1996 | 1591.4338 | 571.5218 | 1591.4338 | 571.5218
1997 | 1631.142 | 586.522 | 1631.142 | 586.522
1998 | 1650.0525 | 576.2378 | 1650.0525 | 576.2378
1999 | 1642.9551 | 566.7644 | 1642.9551 | 566.7644
2000 | 1590.3209 | 556.343 | 1590.3209 | 556.343
2001 | 1518.3407 | 521.9841 | 1518.3407 | 521.9841
2002 | 1432.5223 | 452.7187 | 1432.5223 | 452.7187
2003 | 1324.9112 | 406.3983 | 1324.9112 | 406.3983
2004 | 1234.7628 | 426.7907 | 1234.7628 | 426.7907
2005 | 1179.9669 | 469.7819 | 1179.9669 | 469.7819
2006 | 1151.239 | 501.1711 | 1151.239 | 501.1711
2007 | 1140.0048 | 557.572 | 1140.0048 | 557.572
2008 | 1149.1048 | 624.3572 | 1149.1048 | 624.3572
2009 | 1176.1377 | 741.4438 | 1176.1377 | 741.4438
2010 | 1212.6723 | 800.502 | 1212.6723 | 800.502
2011 | 1300.5028 | 831.4288 | 1300.5028 | 831.4288
2012 | 1458.0807 | 838.4294 | 1458.0807 | 838.4294
2013 | 1555.9633 | 849.6216 | 1555.9633 | 849.6216
2014 | 1630.1328 | 845.6991 | 1630.1328 | 845.6991
2015 | 1756.1376 | 833.7188 | 1756.1376 | 833.7188
2016 | 1697.5375 | 831.5787 | 1697.5375 | 831.5787
2017 | 1601.6214 | 823.9871 | 1601.6214 | 823.9871
2018 | 1577.6433 | 814.8114 | 1577.6433 | 814.8114
2019 | 1601.5921 | 790.9684 | 1601.5921 | 790.9684
2020 | 1602.5326 | 794.0142 | 1602.5326 | 794.0142
2021 | 1627.9875 | 776.8163 | 1627.9875 | 776.8163
2022 | 1633.4489 | 718.4159 | 1633.4489 | 718.4159
2023 | 1641.6065 | 662.9452 | 1641.6065 | 662.9452
2024 | 1575.006 | 618.0517 | 1575.006 | 618.0517
2025 | 1505.5492 | 566.4309 | 1505.5492 | 566.4309
2026 | 1418.4917 | 503.9876 | 1418.4917 | 503.9876
2027 | 1313.4264 | 465.5229 | 1313.4264 | 465.5229
2028 | 1225.6889 | 490.0499 | 1225.6889 | 490.0499
2029 | 1169.4332 | 536.7105 | 1169.4332 | 536.7105
2030 | 1134.9839 | 558.28 | 1134.9839 | 558.28
2031 | 1125.9551 | 596.0236 | 1125.9551 | 596.0236
2032 | 1129.1579 | 676.5563 | 1129.1579 | 676.5563
2033 | 1160.66 | 798.2943 | 1160.66 | 798.2943
2034 | 1200.7046 | 872.7022 | 1200.7046 | 872.7022
2035 | 1269.9734 | 930.8139 | 1269.9734 | 930.8139
2036 | 1426.5719 | 932.6463 | 1426.5719 | 932.6463
2037 | 1524.6513 | 940.7892 | 1524.6513 | 940.7892
2038 | 1599.7222 | 924.2045 | 1599.7222 | 924.2045
2039 | 1717.6005 | 898.8385 | 1717.6005 | 898.8385
2040 | 1676.0578 | 890.91 | 1676.0578 | 890.91
2041 | 1563.874 | 869.6226 | 1563.874 | 869.6226
2042 | 1546.3672 | 862.9276 | 1546.3672 | 862.9276
2043 | 1570.6888 | 857.7936 | 1570.6888 | 857.7936
2044 | 1579.4898 | 888.0244 | 1579.4898 | 888.0244
2045 | 1602.579 | 909.1747 | 1602.579 | 909.1747
2046 | 1621.1999 | 888.8642 | 1621.1999 | 888.8642
2047 | 1622.1835 | 846.3141 | 1622.1835 | 846.3141
2048 | 1564.1767 | 793.2031 | 1564.1767 | 793.2031
2049 | 1511.32 | 736.5174 | 1511.32 | 736.5174
2050 | 1432.0857 | 674.3842 | 1432.0857 | 674.3842
2051 | 1326.6282 | 639.4856 | 1326.6282 | 639.4856
2052 | 1241.3075 | 679.9308 | 1241.3075 | 679.9308
2053 | 1178.7778 | 802.9261 | 1178.7778 | 802.9261
2054 | 1146.6994 | 840.1554 | 1146.6994 | 840.1554
2055 | 1135.4281 | 879.1394 | 1135.4281 | 879.1394
2056 | 1136.0696 | 932.3838 | 1136.0696 | 932.3838
2057 | 1163.9168 | 1033.7073 | 1163.9168 | 1033.7073
2058 | 1196.5837 | 1072.0409 | 1196.5837 | 1072.0409
2059 | 1259.8739 | 1107.9292 | 1259.8739 | 1107.9292
2060 | 1396.3687 | 1110.9503 | 1396.3687 | 1110.9503
2061 | 1490.9984 | 1116.5091 | 1490.9984 | 1116.5091
2062 | 1561.0467 | 1084.2647 | 1561.0467 | 1084.2647
2063 | 1664.0941 | 1051.043 | 1664.0941 | 1051.043
2064 | 1642.4303 | 1029.1602 | 1642.4303 | 1029.1602
2065 | 1564.0437 | 1018.6227 | 1564.0437 | 1018.6227
2066 | 1551.4977 | 998.8521 | 1551.4977 | 998.8521
2067 | 1568.218 | 919.5023 | 1568.218 | 919.5023
2068 | 1585.1249 | 899.9113 | 1585.1249 | 899.9113
2069 | 1610.1382 | 880.336 | 1610.1382 | 880.336
2070 | 1625.6041 | 839.8694 | 1625.6041 | 839.8694
2071 | 1617.6365 | 803.211 | 1617.6365 | 803.211
2072 | 1551.2857 | 772.3234 | 1551.2857 | 772.3234
2073 | 1494.2049 | 742.9777 | 1494.2049 | 742.9777
2074 | 1425.1941 | 704.67 | 1425.1941 | 704.67
2075 | 1320.8168 | 684.1391 | 1320.8168 | 684.1391
2076 | 1231.4965 | 724.7393 | 1231.4965 | 724.7393
2077 | 1177.3629 | 816.2085 | 1177.3629 | 816.2085
2078 | 1144.3925 | 843.4631 | 1144.3925 | 843.4631
2079 | 1130.1301 | 877.3305 | 1130.1301 | 877.3305
2080 | 1131.2233 | 919.3082 | 1131.2233 | 919.3082
2081 | 1158.6977 | 1013.1377 | 1158.6977 | 1013.1377
2082 | 1189.7619 | 1064.8054 | 1189.7619 | 1064.8054
2083 | 1229.2294 | 1097.4894 | 1229.2294 | 1097.4894
2084 | 1334.1396 | 1103.7665 | 1334.1396 | 1103.7665
2085 | 1437.9643 | 1119.0416 | 1437.9643 | 1119.0416
2086 | 1511.624 | 1121.0625 | 1511.624 | 1121.0625
2087 | 1614.7195 | 1122.9848 | 1614.7195 | 1122.9848
2088 | 1593.9897 | 1127.2532 | 1593.9897 | 1127.2532
2089 | 1531.7476 | 1121.6256 | 1531.7476 | 1121.6256
2090 | 1500.9382 | 1095.4981 | 1500.9382 | 1095.4981
2091 | 1513.1071 | 1031.2395 | 1513.1071 | 1031.2395
2092 | 1528.5923 | 983.5333 | 1528.5923 | 983.5333
2093 | 1563.2805 | 935.1192 | 1563.2805 | 935.1192
2094 | 1553.2586 | 876.9773 | 1553.2586 | 876.9773
2095 | 1559.4227 | 842.6446 | 1559.4227 | 842.6446
2096 | 1511.8809 | 814.9614 | 1511.8809 | 814.9614
2097 | 1461.0707 | 786.4942 | 1461.0707 | 786.4942
2098 | 1389.6968 | 752.7346 | 1389.6968 | 752.7346
2099 | 1303.7663 | 749.4656 | 1303.7663 | 749.4656
2100 | 1222.7241 | 795.9059 | 1222.7241 | 795.9059
2101 | 1175.0082 | 846.4426 | 1175.0082 | 846.4426
2102 | 1139.7003 | 878.0386 | 1139.7003 | 878.0386
2103 | 1130.7716 | 924.0513 | 1130.7716 | 924.0513
2104 | 1132.5011 | 987.7873 | 1132.5011 | 987.7873
2105 | 1161.161 | 1104.0986 | 1161.161 | 1104.0986
2106 | 1186.2935 | 1163.6737 | 1186.2935 | 1163.6737
2107 | 1229.037 | 1190.1041 | 1229.037 | 1190.1041
2108 | 1323.7233 | 1179.9462 | 1323.7233 | 1179.9462
2109 | 1417.0127 | 1173.5147 | 1417.0127 | 1173.5147
2110 | 1486.8575 | 1153.519 | 1486.8575 | 1153.519
2111 | 1611.7265 | 1138.231 | 1611.7265 | 1138.231
2112 | 1585.0951 | 1128.2869 | 1585.0951 | 1128.2869
2113 | 1514.0479 | 1115.7338 | 1514.0479 | 1115.7338
2114 | 1499.6004 | 1098.0305 | 1499.6004 | 1098.0305
2115 | 1506.8292 | 1057.3908 | 1506.8292 | 1057.3908
2116 | 1545.9369 | 1044.9319 | 1545.9369 | 1044.9319
2117 | 1584.2571 | 1031.4034 | 1584.2571 | 1031.4034
2118 | 1579.1205 | 990.5233 | 1579.1205 | 990.5233
2119 | 1586.4294 | 950.5056 | 1586.4294 | 950.5056
2120 | 1524.113 | 915.1217 | 1524.113 | 915.1217
2121 | 1467.8686 | 881.1762 | 1467.8686 | 881.1762
2122 | 1393.6923 | 836.46 | 1393.6923 | 836.46
2123 | 1308.3926 | 814.482 | 1308.3926 | 814.482
2124 | 1219.7122 | 868.5195 | 1219.7122 | 868.5195
2125 | 1163.7914 | 941.1763 | 1163.7914 | 941.1763
2126 | 1134.6057 | 958.9214 | 1134.6057 | 958.9214
2127 | 1121.8361 | 995.9931 | 1121.8361 | 995.9931
2128 | 1124.3646 | 1055.7495 | 1124.3646 | 1055.7495
2129 | 1152.2694 | 1165.7039 | 1152.2694 | 1165.7039
2130 | 1176.1116 | 1209.671 | 1176.1116 | 1209.671
2131 | 1250.4445 | 1224.9897 | 1250.4445 | 1224.9897
2132 | 1357.666 | 1212.351 | 1357.666 | 1212.351
2133 | 1448.0697 | 1206.7465 | 1448.0697 | 1206.7465
2134 | 1550.2401 | 1189.5933 | 1550.2401 | 1189.5933
2135 | 1650.7665 | 1175.2873 | 1650.7665 | 1175.2873
2136 | 1629.9452 | 1171.0282 | 1629.9452 | 1171.0282
2137 | 1539.1186 | 1168.0363 | 1539.1186 | 1168.0363
2138 | 1523.8203 | 1092.7072 | 1523.8203 | 1092.7072
2139 | 1542.9127 | 998.3696 | 1542.9127 | 998.3696
2140 | 1572.5278 | 920.7393 | 1572.5278 | 920.7393
2141 | 1636.7626 | 864.056 | 1636.7626 | 864.056
2142 | 1637.6984 | 815.6821 | 1637.6984 | 815.6821
2143 | 1612.8121 | 777.3699 | 1612.8121 | 777.3699
2144 | 1547.7256 | 746.8441 | 1547.7256 | 746.8441
2145 | 1498.4558 | 716.7748 | 1498.4558 | 716.7748
2146 | 1405.6507 | 683.3252 | 1405.6507 | 683.3252
2147 | 1310.7435 | 681.8651 | 1310.7435 | 681.8651
2148 | 1224.9642 | 815.8036 | 1224.9642 | 815.8036
2149 | 1168.7621 | 933.1656 | 1168.7621 | 933.1656
2150 | 1133.0721 | 941.0393 | 1133.0721 | 941.0393
2151 | 1133.4957 | 943.2772 | 1133.4957 | 943.2772
2152 | 1132.8179 | 990.4748 | 1132.8179 | 990.4748
2153 | 1157.8379 | 1122.2908 | 1157.8379 | 1122.2908
2154 | 1210.5455 | 1191.8406 | 1210.5455 | 1191.8406
2155 | 1309.1423 | 1222.7156 | 1309.1423 | 1222.7156
2156 | 1460.1818 | 1223.5661 | 1460.1818 | 1223.5661
2157 | 1553.1746 | 1235.5335 | 1553.1746 | 1235.5335
2158 | 1619.0002 | 1232.6446 | 1619.0002 | 1232.6446
2159 | 1750.678 | 1215.9096 | 1750.678 | 1215.9096
2160 | 1694.2723 | 1210.5651 | 1694.2723 | 1210.5651
2161 | 1591.615 | 1198.0637 | 1591.615 | 1198.0637
2162 | 1568.5956 | 1135.7586 | 1568.5956 | 1135.7586
2163 | 1583.0943 | 1042.1445 | 1583.0943 | 1042.1445
2164 | 1599.5888 | 951.2835 | 1599.5888 | 951.2835
2165 | 1637.3006 | 885.9176 | 1637.3006 | 885.9176
2166 | 1672.991 | 822.039 | 1672.991 | 822.039
2167 | 1645.7992 | 777.4215 | 1645.7992 | 777.4215
2168 | 1588.9809 | 742.8128 | 1588.9809 | 742.8128
2169 | 1522.102 | 710.9347 | 1522.102 | 710.9347
2170 | 1438.2615 | 673.6606 | 1438.2615 | 673.6606
2171 | 1322.5038 | 665.947 | 1322.5038 | 665.947
2172 | 1241.2933 | 1317.3147 | 1241.2933 | 1317.3147
2173 | 1178.0245 | 1504.4008 | 1178.0245 | 1504.4008
2174 | 1143.6932 | 1590.3626 | 1143.6932 | 1590.3626
2175 | 1135.6247 | 1682.9474 | 1135.6247 | 1682.9474
2176 | 1137.1408 | 1794.2652 | 1137.1408 | 1794.2652
2177 | 1169.9466 | 1940.4476 | 1169.9466 | 1940.4476
2178 | 1221.1363 | 2020.8497 | 1221.1363 | 2020.8497
2179 | 1305.6856 | 2049.7891 | 1305.6856 | 2049.7891
2180 | 1449.1757 | 2021.0463 | 1449.1757 | 2021.0463
2181 | 1554.9537 | 2018.6105 | 1554.9537 | 2018.6105
2182 | 1615.4175 | 2031.3178 | 1615.4175 | 2031.3178
2183 | 1753.5067 | 2016.474 | 1753.5067 | 2016.474
2184 | 1704.231 | 1991.3401 | 1704.231 | 1991.3401
2185 | 1571.2451 | 1969.2491 | 1571.2451 | 1969.2491
2186 | 1575.3812 | 1904.1648 | 1575.3812 | 1904.1648
2187 | 1607.3451 | 1808.0718 | 1607.3451 | 1808.0718
2188 | 1613.6694 | 1717.3577 | 1613.6694 | 1717.3577
2189 | 1664.6686 | 1594.747 | 1664.6686 | 1594.747
2190 | 1707.1134 | 1430.6819 | 1707.1134 | 1430.6819
2191 | 1679.9908 | 1277.8287 | 1679.9908 | 1277.8287
2192 | 1591.6347 | 1168.1347 | 1591.6347 | 1168.1347
2193 | 1540.6568 | 1077.6493 | 1540.6568 | 1077.6493
2194 | 1448.1217 | 1010.5101 | 1448.1217 | 1010.5101
2195 | 1352.4217 | 1021.5309 | 1352.4217 | 1021.5309
2196 | 1265.1117 | 1224.3424 | 1265.1117 | 1224.3424
2197 | 1200.9781 | 1390.2855 | 1200.9781 | 1390.2855
2198 | 1162.3142 | 1429.1476 | 1162.3142 | 1429.1476
2199 | 1148.1627 | 1494.9262 | 1148.1627 | 1494.9262
2200 | 1147.6574 | 1592.7465 | 1147.6574 | 1592.7465
2201 | 1179.0278 | 1735.6252 | 1179.0278 | 1735.6252
2202 | 1226.4929 | 1817.2544 | 1226.4929 | 1817.2544
2203 | 1310.8865 | 1857.898 | 1310.8865 | 1857.898
2204 | 1456.0572 | 1851.8083 | 1456.0572 | 1851.8083
2205 | 1549.1397 | 1795.1936 | 1549.1397 | 1795.1936
2206 | 1616.548 | 1816.5847 | 1616.548 | 1816.5847
2207 | 1748.3634 | 1831.4732 | 1748.3634 | 1831.4732
2208 | 1704.2993 | 1826.4439 | 1704.2993 | 1826.4439
2209 | 1596.0985 | 1815.9627 | 1596.0985 | 1815.9627
2210 | 1593.8227 | 1784.3862 | 1593.8227 | 1784.3862
2211 | 1615.6063 | 1655.0686 | 1615.6063 | 1655.0686
2212 | 1624.582 | 1488.0889 | 1624.582 | 1488.0889
2213 | 1698.1683 | 1323.9473 | 1698.1683 | 1323.9473
2214 | 1736.5796 | 1155.2572 | 1736.5796 | 1155.2572
2215 | 1681.3968 | 1012.3148 | 1681.3968 | 1012.3148
2216 | 1599.0388 | 915.9295 | 1599.0388 | 915.9295
2217 | 1509.883 | 837.0538 | 1509.883 | 837.0538
2218 | 1404.3538 | 778.7871 | 1404.3538 | 778.7871
2219 | 1302.7837 | 815.4815 | 1302.7837 | 815.4815
2220 | 1220.8516 | 1070.7728 | 1220.8516 | 1070.7728
2221 | 1167.9035 | 1219.2541 | 1167.9035 | 1219.2541
2222 | 1135.3032 | 1217.3405 | 1135.3032 | 1217.3405
2223 | 1128.2439 | 1291.6141 | 1128.2439 | 1291.6141
2224 | 1129.1712 | 1410.5773 | 1129.1712 | 1410.5773
2225 | 1159.0809 | 1574.8822 | 1159.0809 | 1574.8822
2226 | 1198.4507 | 1663.1185 | 1198.4507 | 1663.1185
2227 | 1264.2891 | 1671.0094 | 1264.2891 | 1671.0094
2228 | 1383.7003 | 1665.6748 | 1383.7003 | 1665.6748
2229 | 1473.3397 | 1689.4789 | 1473.3397 | 1689.4789
2230 | 1535.423 | 1694.824 | 1535.423 | 1694.824
2231 | 1670.0999 | 1671.674 | 1670.0999 | 1671.674
2232 | 1633.6 | 1695.8107 | 1633.6 | 1695.8107
2233 | 1534.2107 | 1700.526 | 1534.2107 | 1700.526
2234 | 1540.1475 | 1643.2759 | 1540.1475 | 1643.2759
2235 | 1589.0394 | 1519.3384 | 1589.0394 | 1519.3384
2236 | 1596.2978 | 1341.976 | 1596.2978 | 1341.976
2237 | 1656.4851 | 1168.9619 | 1656.4851 | 1168.9619
2238 | 1687.3903 | 995.1749 | 1687.3903 | 995.1749
2239 | 1648.0937 | 849.7783 | 1648.0937 | 849.7783
2240 | 1571.6496 | 761.5104 | 1571.6496 | 761.5104
2241 | 1504.7215 | 695.2828 | 1504.7215 | 695.2828
2242 | 1427.6493 | 655.7993 | 1427.6493 | 655.7993
2243 | 1330.7107 | 718.1673 | 1330.7107 | 718.1673
2244 | 1258.6142 | 932.7773 | 1258.6142 | 932.7773
2245 | 1197.3399 | 1029.4395 | 1197.3399 | 1029.4395
2246 | 1159.9577 | 1076.1358 | 1159.9577 | 1076.1358
2247 | 1146.6585 | 1144.2741 | 1146.6585 | 1144.2741
2248 | 1147.584 | 1276.5461 | 1147.584 | 1276.5461
2249 | 1173.6882 | 1464.6368 | 1173.6882 | 1464.6368
2250 | 1217.036 | 1589.9677 | 1217.036 | 1589.9677
2251 | 1273.1402 | 1657.1343 | 1273.1402 | 1657.1343
2252 | 1374.4475 | 1668.2233 | 1374.4475 | 1668.2233
2253 | 1460.8509 | 1672.6778 | 1460.8509 | 1672.6778
2254 | 1535.6245 | 1706.2449 | 1535.6245 | 1706.2449
2255 | 1656.5673 | 1698.0083 | 1656.5673 | 1698.0083
2256 | 1651.8372 | 1684.4841 | 1651.8372 | 1684.4841
2257 | 1563.9901 | 1700.1485 | 1563.9901 | 1700.1485
2258 | 1549.0613 | 1660.077 | 1549.0613 | 1660.077
2259 | 1540.6657 | 1556.9993 | 1540.6657 | 1556.9993
2260 | 1575.6858 | 1439.479 | 1575.6858 | 1439.479
2261 | 1621.2123 | 1275.0543 | 1621.2123 | 1275.0543
2262 | 1661.4034 | 1105.1371 | 1661.4034 | 1105.1371
2263 | 1624.1315 | 971.1615 | 1624.1315 | 971.1615
2264 | 1551.6199 | 891.9549 | 1551.6199 | 891.9549
2265 | 1474.9225 | 822.4237 | 1474.9225 | 822.4237
2266 | 1408.7264 | 768.31 | 1408.7264 | 768.31
2267 | 1320.7749 | 824.9204 | 1320.7749 | 824.9204
2268 | 1243.4712 | 1076.908 | 1243.4712 | 1076.908
2269 | 1195.9883 | 1227.0883 | 1195.9883 | 1227.0883
2270 | 1159.1765 | 1268.9708 | 1159.1765 | 1268.9708
2271 | 1146.491 | 1315.683 | 1146.491 | 1315.683
2272 | 1142.9777 | 1390.1894 | 1142.9777 | 1390.1894
2273 | 1166.6992 | 1509.9431 | 1166.6992 | 1509.9431
2274 | 1202.3341 | 1537.0159 | 1202.3341 | 1537.0159
2275 | 1262.363 | 1517.3454 | 1262.363 | 1517.3454
2276 | 1363.2453 | 1495.7761 | 1363.2453 | 1495.7761
2277 | 1444.8875 | 1463.7024 | 1444.8875 | 1463.7024
2278 | 1505.0078 | 1435.7284 | 1505.0078 | 1435.7284
2279 | 1626.1063 | 1436.2699 | 1626.1063 | 1436.2699
2280 | 1612.3166 | 1460.501 | 1612.3166 | 1460.501
2281 | 1523.9651 | 1492.4945 | 1523.9651 | 1492.4945
2282 | 1513.5304 | 1510.9436 | 1513.5304 | 1510.9436
2283 | 1531.9526 | 1480.9224 | 1531.9526 | 1480.9224
2284 | 1566.0061 | 1450.5224 | 1566.0061 | 1450.5224
2285 | 1623.8119 | 1421.5447 | 1623.8119 | 1421.5447
2286 | 1661.2849 | 1375.0873 | 1661.2849 | 1375.0873
2287 | 1619.969 | 1271.5047 | 1619.969 | 1271.5047
2288 | 1556.5569 | 1150.5785 | 1556.5569 | 1150.5785
2289 | 1484.8388 | 1040.4604 | 1484.8388 | 1040.4604
2290 | 1414.9023 | 999.9386 | 1414.9023 | 999.9386
2291 | 1325.1096 | 1049.8474 | 1325.1096 | 1049.8474
2292 | 1249.6565 | 1144.9619 | 1249.6565 | 1144.9619
2293 | 1193.2234 | 1218.1214 | 1193.2234 | 1218.1214
2294 | 1159.856 | 1259.3432 | 1159.856 | 1259.3432
2295 | 1148.7181 | 1295.012 | 1148.7181 | 1295.012
2296 | 1151.5285 | 1368.5745 | 1151.5285 | 1368.5745
2297 | 1167.0615 | 1501.8257 | 1167.0615 | 1501.8257
2298 | 1210.6727 | 1571.3732 | 1210.6727 | 1571.3732
2299 | 1273.7426 | 1602.0116 | 1273.7426 | 1602.0116
2300 | 1371.0744 | 1602.9067 | 1371.0744 | 1602.9067
2301 | 1455.7314 | 1594.2412 | 1455.7314 | 1594.2412
2302 | 1530.5524 | 1594.4893 | 1530.5524 | 1594.4893
2303 | 1648.3851 | 1580.4006 | 1648.3851 | 1580.4006
2304 | 1624.6824 | 1577.6367 | 1624.6824 | 1577.6367
2305 | 1558.8436 | 1585.75 | 1558.8436 | 1585.75
2306 | 1544.7882 | 1582.5843 | 1544.7882 | 1582.5843
2307 | 1552.6946 | 1548.8819 | 1552.6946 | 1548.8819
2308 | 1567.4898 | 1504.2292 | 1567.4898 | 1504.2292
2309 | 1630.9437 | 1413.8993 | 1630.9437 | 1413.8993
2310 | 1679.6715 | 1278.6226 | 1679.6715 | 1278.6226
2311 | 1644.0801 | 1115.6698 | 1644.0801 | 1115.6698
2312 | 1559.0636 | 965.3889 | 1559.0636 | 965.3889
2313 | 1497.1072 | 816.1941 | 1497.1072 | 816.1941
2314 | 1418.4626 | 721.6823 | 1418.4626 | 721.6823
2315 | 1313.2181 | 801.4177 | 1313.2181 | 801.4177
2316 | 1228.8344 | 889.8307 | 1228.8344 | 889.8307
2317 | 1174.6468 | 891.7271 | 1174.6468 | 891.7271
2318 | 1139.0896 | 924.2652 | 1139.0896 | 924.2652
2319 | 1130.0966 | 1002.5031 | 1130.0966 | 1002.5031
2320 | 1136.8655 | 1115.0479 | 1136.8655 | 1115.0479
2321 | 1166.532 | 1260.7583 | 1166.532 | 1260.7583
2322 | 1227.2401 | 1331.3441 | 1227.2401 | 1331.3441
2323 | 1308.6343 | 1350.2784 | 1308.6343 | 1350.2784
2324 | 1445.3241 | 1353.3443 | 1445.3241 | 1353.3443
2325 | 1547.6355 | 1363.8397 | 1547.6355 | 1363.8397
2326 | 1625.7264 | 1370.1286 | 1625.7264 | 1370.1286
2327 | 1754.9224 | 1362.1751 | 1754.9224 | 1362.1751
2328 | 1720.9069 | 1373.0975 | 1720.9069 | 1373.0975
2329 | 1627.7228 | 1378.2848 | 1627.7228 | 1378.2848
2330 | 1606.5198 | 1342.9327 | 1606.5198 | 1342.9327
2331 | 1626.3134 | 1277.6103 | 1626.3134 | 1277.6103
2332 | 1640.923 | 1262.3123 | 1640.923 | 1262.3123
2333 | 1704.469 | 1252.873 | 1704.469 | 1252.873
2334 | 1743.7388 | 1232.0892 | 1743.7388 | 1232.0892
2335 | 1679.4564 | 1255.6475 | 1679.4564 | 1255.6475
2336 | 1600.1717 | 1319.0614 | 1600.1717 | 1319.0614
2337 | 1545.1663 | 1390.3573 | 1545.1663 | 1390.3573
2338 | 1454.9575 | 1450.6421 | 1454.9575 | 1450.6421
2339 | 1347.5715 | 1503.2882 | 1347.5715 | 1503.2882
2340 | 1253.565 | 1587.7369 | 1253.565 | 1587.7369
2341 | 1204.5708 | 1674.1107 | 1204.5708 | 1674.1107
2342 | 1169.1177 | 1743.649 | 1169.1177 | 1743.649
2343 | 1157.8556 | 1811.8817 | 1157.8556 | 1811.8817
2344 | 1159.3752 | 1889.2197 | 1159.3752 | 1889.2197
2345 | 1188.2064 | 2020.4887 | 1188.2064 | 2020.4887
2346 | 1242.5153 | 2096.7378 | 1242.5153 | 2096.7378
2347 | 1330.5623 | 2132.5676 | 1330.5623 | 2132.5676
2348 | 1464.3972 | 2138.0876 | 1464.3972 | 2138.0876
2349 | 1567.8054 | 2134.8967 | 1567.8054 | 2134.8967
2350 | 1633.1467 | 2120.0427 | 1633.1467 | 2120.0427
2351 | 1753.7325 | 2103.3111 | 1753.7325 | 2103.3111
2352 | 1719.93 | 2088.4655 | 1719.93 | 2088.4655
2353 | 1634.1466 | 2051.1781 | 1634.1466 | 2051.1781
2354 | 1601.3511 | 2008.0862 | 1601.3511 | 2008.0862
2355 | 1622.0921 | 1974.5726 | 1622.0921 | 1974.5726
2356 | 1635.8278 | 1979.6625 | 1635.8278 | 1979.6625
2357 | 1702.6618 | 1982.6824 | 1702.6618 | 1982.6824
2358 | 1740.1119 | 1944.0592 | 1740.1119 | 1944.0592
2359 | 1695.541 | 1891.0687 | 1695.541 | 1891.0687
2360 | 1628.4125 | 1850.6556 | 1628.4125 | 1850.6556
2361 | 1563.1888 | 1800.474 | 1563.1888 | 1800.474
2362 | 1476.0264 | 1751.1741 | 1476.0264 | 1751.1741
2363 | 1374.8674 | 1739.5418 | 1374.8674 | 1739.5418
2364 | 1277.8204 | 1766.5081 | 1277.8204 | 1766.5081
2365 | 1227.0344 | 1791.3408 | 1227.0344 | 1791.3408
2366 | 1188.7885 | 1804.0574 | 1188.7885 | 1804.0574
2367 | 1179.3677 | 1834.3461 | 1179.3677 | 1834.3461
2368 | 1181.4285 | 1891.2019 | 1181.4285 | 1891.2019
2369 | 1206.796 | 2009.5397 | 1206.796 | 2009.5397
2370 | 1257.2522 | 2077.0107 | 1257.2522 | 2077.0107
2371 | 1341.3996 | 2114.7282 | 1341.3996 | 2114.7282
2372 | 1482.619 | 2123.1743 | 1482.619 | 2123.1743
2373 | 1568.7709 | 2130.1773 | 1568.7709 | 2130.1773
2374 | 1643.7173 | 2131.6524 | 1643.7173 | 2131.6524
2375 | 1745.5902 | 2130.8725 | 1745.5902 | 2130.8725
2376 | 1721.6174 | 2135.9428 | 1721.6174 | 2135.9428
2377 | 1642.1838 | 2143.9617 | 1642.1838 | 2143.9617
2378 | 1632.9593 | 2130.2245 | 1632.9593 | 2130.2245
2379 | 1641.1344 | 2031.3942 | 1641.1344 | 2031.3942
2380 | 1661.4637 | 1950.3078 | 1661.4637 | 1950.3078
2381 | 1707.9971 | 1879.4217 | 1707.9971 | 1879.4217
2382 | 1744.222 | 1798.4183 | 1744.222 | 1798.4183
2383 | 1689.9899 | 1735.045 | 1689.9899 | 1735.045
2384 | 1610.1546 | 1710.1116 | 1610.1546 | 1710.1116
2385 | 1542.2435 | 1669.4632 | 1542.2435 | 1669.4632
2386 | 1466.9521 | 1624.0332 | 1466.9521 | 1624.0332
2387 | 1373.2873 | 1639.8679 | 1373.2873 | 1639.8679
2388 | 1298.1945 | 1807.1894 | 1298.1945 | 1807.1894
2389 | 1243.9655 | 1893.9408 | 1243.9655 | 1893.9408
2390 | 1207.5334 | 1913.6421 | 1207.5334 | 1913.6421
2391 | 1191.7423 | 1969.4155 | 1191.7423 | 1969.4155
2392 | 1192.5575 | 2055.5317 | 1192.5575 | 2055.5317
2393 | 1222.1948 | 2173.02 | 1222.1948 | 2173.02
2394 | 1267.2822 | 2201.1311 | 1267.2822 | 2201.1311
2395 | 1308.8628 | 2147.4809 | 1308.8628 | 2147.4809
2396 | 1416.7687 | 2110.9982 | 1416.7687 | 2110.9982
2397 | 1512.9408 | 2088.4577 | 1512.9408 | 2088.4577
2398 | 1591.7233 | 2051.0449 | 1591.7233 | 2051.0449
2399 | 1698.1929 | 2009.1117 | 1698.1929 | 2009.1117
2400 | 1680.1855 | 1982.4676 | 1680.1855 | 1982.4676
2401 | 1608.3082 | 1963.9634 | 1608.3082 | 1963.9634
2402 | 1596.8628 | 1986.3769 | 1596.8628 | 1986.3769
2403 | 1601.0548 | 1867.8195 | 1601.0548 | 1867.8195
2404 | 1617.7432 | 1738.0288 | 1617.7432 | 1738.0288
2405 | 1654.334 | 1635.2395 | 1654.334 | 1635.2395
2406 | 1714.1867 | 1553.9529 | 1714.1867 | 1553.9529
2407 | 1669.7189 | 1511.3451 | 1669.7189 | 1511.3451
2408 | 1591.0107 | 1514.8224 | 1591.0107 | 1514.8224
2409 | 1526.9556 | 1499.2813 | 1526.9556 | 1499.2813
2410 | 1465.2044 | 1470.2749 | 1465.2044 | 1470.2749
2411 | 1378.1076 | 1530.8495 | 1378.1076 | 1530.8495
2412 | 1298.2545 | 1675.3291 | 1298.2545 | 1675.3291
2413 | 1235.5274 | 1718.6619 | 1235.5274 | 1718.6619
2414 | 1210.5264 | 1699.3809 | 1210.5264 | 1699.3809
2415 | 1194.011 | 1704.9399 | 1194.011 | 1704.9399
2416 | 1195.3211 | 1729.2318 | 1195.3211 | 1729.2318
2417 | 1217.3064 | 1818.5924 | 1217.3064 | 1818.5924
2418 | 1252.3362 | 1866.4307 | 1252.3362 | 1866.4307
2419 | 1293.9331 | 1908.8676 | 1293.9331 | 1908.8676
2420 | 1369.9104 | 1953.7475 | 1369.9104 | 1953.7475
2421 | 1460.4575 | 2034.0901 | 1460.4575 | 2034.0901
2422 | 1542.4152 | 2112.3973 | 1542.4152 | 2112.3973
2423 | 1652.8498 | 2122.4719 | 1652.8498 | 2122.4719
2424 | 1636.8018 | 2094.9783 | 1636.8018 | 2094.9783
2425 | 1571.0862 | 2088.7446 | 1571.0862 | 2088.7446
2426 | 1555.8248 | 2023.377 | 1555.8248 | 2023.377
2427 | 1565.3269 | 1872.7277 | 1565.3269 | 1872.7277
2428 | 1574.5271 | 1774.9345 | 1574.5271 | 1774.9345
2429 | 1623.6854 | 1654.7779 | 1623.6854 | 1654.7779
2430 | 1672.3012 | 1544.6084 | 1672.3012 | 1544.6084
2431 | 1644.8929 | 1464.8117 | 1644.8929 | 1464.8117
2432 | 1567.615 | 1406.3704 | 1567.615 | 1406.3704
2433 | 1501.0179 | 1349.2041 | 1501.0179 | 1349.2041
2434 | 1439.1744 | 1319.537 | 1439.1744 | 1319.537
2435 | 1360.9818 | 1380.1116 | 1360.9818 | 1380.1116
2436 | 1288.8145 | 1529.3106 | 1288.8145 | 1529.3106
2437 | 1238.9054 | 1600.1104 | 1238.9054 | 1600.1104
2438 | 1203.2603 | 1625.6637 | 1203.2603 | 1625.6637
2439 | 1189.9389 | 1652.1769 | 1189.9389 | 1652.1769
2440 | 1191.3502 | 1707.3337 | 1191.3502 | 1707.3337
2441 | 1210.6177 | 1818.498 | 1210.6177 | 1818.498
2442 | 1245.0053 | 1874.7368 | 1245.0053 | 1874.7368
2443 | 1273.6714 | 1899.6175 | 1273.6714 | 1899.6175
2444 | 1332.6534 | 1892.9615 | 1332.6534 | 1892.9615
2445 | 1414.7353 | 1880.2374 | 1414.7353 | 1880.2374
2446 | 1495.2581 | 1855.567 | 1495.2581 | 1855.567
2447 | 1613.5613 | 1833.1721 | 1613.5613 | 1833.1721
2448 | 1600.101 | 1826.5383 | 1600.101 | 1826.5383
2449 | 1551.8164 | 1817.001 | 1551.8164 | 1817.001
2450 | 1536.7132 | 1799.5827 | 1536.7132 | 1799.5827
2451 | 1539.3432 | 1744.643 | 1539.3432 | 1744.643
2452 | 1574.2766 | 1701.123 | 1574.2766 | 1701.123
2453 | 1623.1449 | 1619.0992 | 1623.1449 | 1619.0992
2454 | 1651.3756 | 1491.3735 | 1651.3756 | 1491.3735
2455 | 1611.4727 | 1385.9032 | 1611.4727 | 1385.9032
2456 | 1569.9504 | 1310.6608 | 1569.9504 | 1310.6608
2457 | 1503.336 | 1261.1399 | 1503.336 | 1261.1399
2458 | 1434.0032 | 1245.0647 | 1434.0032 | 1245.0647
2459 | 1350.8678 | 1286.5729 | 1350.8678 | 1286.5729
2460 | 1274.2002 | 1389.3329 | 1274.2002 | 1389.3329
2461 | 1224.4933 | 1443.3316 | 1224.4933 | 1443.3316
2462 | 1187.4478 | 1493.4259 | 1187.4478 | 1493.4259
2463 | 1169.3076 | 1560.6204 | 1169.3076 | 1560.6204
2464 | 1173.3873 | 1638.1472 | 1173.3873 | 1638.1472
2465 | 1192.5394 | 1738.0793 | 1192.5394 | 1738.0793
2466 | 1240.1156 | 1753.1649 | 1240.1156 | 1753.1649
2467 | 1293.8126 | 1753.4103 | 1293.8126 | 1753.4103
2468 | 1370.7428 | 1772.239 | 1370.7428 | 1772.239
2469 | 1453.2444 | 1783.5839 | 1453.2444 | 1783.5839
2470 | 1522.2146 | 1770.8064 | 1522.2146 | 1770.8064
2471 | 1641.4084 | 1748.506 | 1641.4084 | 1748.506
2472 | 1610.2509 | 1732.8109 | 1610.2509 | 1732.8109
2473 | 1555.5446 | 1729.5976 | 1555.5446 | 1729.5976
2474 | 1548.0561 | 1739.1742 | 1548.0561 | 1739.1742
2475 | 1572.488 | 1724.7271 | 1572.488 | 1724.7271
2476 | 1599.9195 | 1722.8323 | 1599.9195 | 1722.8323
2477 | 1653.3356 | 1690.1735 | 1653.3356 | 1690.1735
2478 | 1684.0941 | 1596.5219 | 1684.0941 | 1596.5219
2479 | 1630.1741 | 1494.4496 | 1630.1741 | 1494.4496
2480 | 1568.0766 | 1431.0057 | 1568.0766 | 1431.0057
2481 | 1513.432 | 1388.4696 | 1513.432 | 1388.4696
2482 | 1440.1727 | 1365.6928 | 1440.1727 | 1365.6928
2483 | 1346.9076 | 1401.4433 | 1346.9076 | 1401.4433
2484 | 1266.6777 | 1524.8743 | 1266.6777 | 1524.8743
2485 | 1221.0087 | 1600.4879 | 1221.0087 | 1600.4879
2486 | 1186.1986 | 1645.8628 | 1186.1986 | 1645.8628
2487 | 1168.0105 | 1713.6236 | 1168.0105 | 1713.6236
2488 | 1175.0308 | 1840.1379 | 1175.0308 | 1840.1379
2489 | 1201.3928 | 1971.69 | 1201.3928 | 1971.69
2490 | 1254.9578 | 2051.9978 | 1254.9578 | 2051.9978
2491 | 1329.7364 | 2090.0929 | 1329.7364 | 2090.0929
2492 | 1452.11 | 2084.4751 | 1452.11 | 2084.4751
2493 | 1531.5219 | 2074.0163 | 1531.5219 | 2074.0163
2494 | 1631.6119 | 2058.3128 | 1631.6119 | 2058.3128
2495 | 1758.7392 | 2044.2241 | 1758.7392 | 2044.2241
2496 | 1722.5534 | 2039.0061 | 1722.5534 | 2039.0061
2497 | 1652.5973 | 2034.9433 | 1652.5973 | 2034.9433
2498 | 1630.8709 | 2034.0429 | 1630.8709 | 2034.0429
2499 | 1654.6011 | 1984.0114 | 1654.6011 | 1984.0114
2500 | 1678.6259 | 1905.379 | 1678.6259 | 1905.379
2501 | 1735.2565 | 1810.424 | 1735.2565 | 1810.424
2502 | 1742.6768 | 1716.8669 | 1742.6768 | 1716.8669
2503 | 1688.3937 | 1644.9987 | 1688.3937 | 1644.9987
2504 | 1616.5048 | 1601.4708 | 1616.5048 | 1601.4708
2505 | 1557.4554 | 1558.6514 | 1557.4554 | 1558.6514
2506 | 1475.8697 | 1541.066 | 1475.8697 | 1541.066
2507 | 1366.015 | 1623.0668 | 1366.015 | 1623.0668
2508 | 1279.5751 | 1788.2173 | 1279.5751 | 1788.2173
2509 | 1216.6646 | 1860.3386 | 1216.6646 | 1860.3386
2510 | 1181.5381 | 1913.8308 | 1181.5381 | 1913.8308
2511 | 1170.3273 | 1972.436 | 1170.3273 | 1972.436
2512 | 1184.4668 | 2049.3965 | 1184.4668 | 2049.3965
2513 | 1208.0039 | 2189.2548 | 1208.0039 | 2189.2548
2514 | 1258.6971 | 2267.6748 | 1258.6971 | 2267.6748
2515 | 1363.3947 | 2293.877 | 1363.3947 | 2293.877
2516 | 1502.706 | 2292.8842 | 1502.706 | 2292.8842
2517 | 1604.5672 | 2289.3157 | 1604.5672 | 2289.3157
2518 | 1679.0957 | 2265.3061 | 1679.0957 | 2265.3061
2519 | 1811.0595 | 2226.2045 | 1811.0595 | 2226.2045
2520 | 1777.7812 | 2216.1727 | 1777.7812 | 2216.1727
2521 | 1682.4677 | 2178.9797 | 1682.4677 | 2178.9797
2522 | 1684.6076 | 2157.8802 | 1684.6076 | 2157.8802
2523 | 1687.0211 | 2060.749 | 1687.0211 | 2060.749
2524 | 1690.9985 | 1971.7339 | 1690.9985 | 1971.7339
2525 | 1776.1194 | 1893.4856 | 1776.1194 | 1893.4856
2526 | 1823.7432 | 1788.5075 | 1823.7432 | 1788.5075
2527 | 1764.1522 | 1698.0449 | 1764.1522 | 1698.0449
2528 | 1673.5644 | 1642.624 | 1673.5644 | 1642.624
2529 | 1603.639 | 1601.4093 | 1603.639 | 1601.4093
2530 | 1518.3311 | 1585.3341 | 1518.3311 | 1585.3341
2531 | 1416.434 | 1617.6867 | 1416.434 | 1617.6867
2532 | 1317.2171 | 1692.8853 | 1317.2171 | 1692.8853
2533 | 1254.1644 | 1732.6314 | 1254.1644 | 1732.6314
2534 | 1222.0541 | 1746.8582 | 1222.0541 | 1746.8582
2535 | 1205.2409 | 1773.9376 | 1205.2409 | 1773.9376
2536 | 1209.7331 | 1827.6786 | 1209.7331 | 1827.6786
2537 | 1234.5987 | 1929.9705 | 1234.5987 | 1929.9705
2538 | 1289.2627 | 1977.3368 | 1289.2627 | 1977.3368
2539 | 1387.7372 | 1990.7021 | 1387.7372 | 1990.7021
2540 | 1515.1832 | 1973.9466 | 1515.1832 | 1973.9466
2541 | 1614.5528 | 1952.9163 | 1614.5528 | 1952.9163
2542 | 1688.4616 | 1926.8301 | 1688.4616 | 1926.8301
2543 | 1832.8814 | 1907.2669 | 1832.8814 | 1907.2669
2544 | 1776.2785 | 1894.2147 | 1776.2785 | 1894.2147
2545 | 1688.9271 | 1877.0319 | 1688.9271 | 1877.0319
2546 | 1666.4262 | 1865.2768 | 1666.4262 | 1865.2768
2547 | 1675.5528 | 1822.7964 | 1675.5528 | 1822.7964
2548 | 1689.4842 | 1789.2815 | 1689.4842 | 1789.2815
2549 | 1773.9418 | 1756.434 | 1773.9418 | 1756.434
2550 | 1820.9981 | 1711.2036 | 1820.9981 | 1711.2036
2551 | 1744.6913 | 1657.458 | 1744.6913 | 1657.458
2552 | 1675.0476 | 1617.5168 | 1675.0476 | 1617.5168
2553 | 1601.1426 | 1569.8836 | 1601.1426 | 1569.8836
2554 | 1519.4184 | 1529.8338 | 1519.4184 | 1529.8338
2555 | 1412.6556 | 1565.3956 | 1412.6556 | 1565.3956
2556 | 1323.3939 | 1661.454 | 1323.3939 | 1661.454
2557 | 1262.5743 | 1687.2307 | 1262.5743 | 1687.2307
2558 | 1228.2139 | 1682.6742 | 1228.2139 | 1682.6742
2559 | 1208.5693 | 1681.2484 | 1208.5693 | 1681.2484
2560 | 1215.3591 | 1688.4561 | 1215.3591 | 1688.4561
2561 | 1229.7221 | 1783.1969 | 1229.7221 | 1783.1969
2562 | 1291.6867 | 1842.1729 | 1291.6867 | 1842.1729
2563 | 1374.5347 | 1861.8623 | 1374.5347 | 1861.8623
2564 | 1473.6763 | 1861.9078 | 1473.6763 | 1861.9078
2565 | 1580.3905 | 1864.569 | 1580.3905 | 1864.569
2566 | 1653.4132 | 1857.9267 | 1653.4132 | 1857.9267
2567 | 1774.1675 | 1849.7845 | 1774.1675 | 1849.7845
2568 | 1739.8504 | 1843.9058 | 1739.8504 | 1843.9058
2569 | 1641.2224 | 1825.6847 | 1641.2224 | 1825.6847
2570 | 1628.9554 | 1807.1337 | 1628.9554 | 1807.1337
2571 | 1622.9488 | 1769.939 | 1622.9488 | 1769.939
2572 | 1669.046 | 1751.715 | 1669.046 | 1751.715
2573 | 1756.8404 | 1723.7756 | 1756.8404 | 1723.7756
2574 | 1803.1342 | 1655.4202 | 1803.1342 | 1655.4202
2575 | 1728.1966 | 1587.8939 | 1728.1966 | 1587.8939
2576 | 1640.3274 | 1553.4272 | 1640.3274 | 1553.4272
2577 | 1578.9892 | 1526.4651 | 1578.9892 | 1526.4651
2578 | 1501.7618 | 1515.2037 | 1501.7618 | 1515.2037
2579 | 1416.1841 | 1540.8547 | 1416.1841 | 1540.8547
2580 | 1323.492 | 1587.1705 | 1323.492 | 1587.1705
2581 | 1270.5841 | 1590.294 | 1270.5841 | 1590.294
2582 | 1226.6986 | 1620.8499 | 1226.6986 | 1620.8499
2583 | 1209.9428 | 1715.2282 | 1209.9428 | 1715.2282
2584 | 1208.839 | 1745.7497 | 1208.839 | 1745.7497
2585 | 1234.5419 | 1811.5133 | 1234.5419 | 1811.5133
2586 | 1274.5418 | 1857.275 | 1274.5418 | 1857.275
2587 | 1339.6899 | 1875.6429 | 1339.6899 | 1875.6429
2588 | 1422.5982 | 1861.5303 | 1422.5982 | 1861.5303
2589 | 1506.4024 | 1842.5765 | 1506.4024 | 1842.5765
2590 | 1576.2234 | 1835.0848 | 1576.2234 | 1835.0848
2591 | 1685.4745 | 1820.9961 | 1685.4745 | 1820.9961
2592 | 1660.6326 | 1818.9873 | 1660.6326 | 1818.9873
2593 | 1596.5356 | 1820.8709 | 1596.5356 | 1820.8709
2594 | 1584.8519 | 1829.6925 | 1584.8519 | 1829.6925
2595 | 1586.1908 | 1807.4111 | 1586.1908 | 1807.4111
2596 | 1614.9464 | 1823.6388 | 1614.9464 | 1823.6388
2597 | 1684.6394 | 1820.3347 | 1684.6394 | 1820.3347
2598 | 1728.8024 | 1769.2523 | 1728.8024 | 1769.2523
2599 | 1678.4162 | 1709.6546 | 1678.4162 | 1709.6546
2600 | 1614.3898 | 1669.8078 | 1614.3898 | 1669.8078
2601 | 1553.6043 | 1609.2435 | 1553.6043 | 1609.2435
2602 | 1484.9528 | 1535.9691 | 1484.9528 | 1535.9691
2603 | 1389.3929 | 1527.074 | 1389.3929 | 1527.074
2604 | 1319.1407 | 1584.9996 | 1319.1407 | 1584.9996
2605 | 1257.3294 | 1605.9625 | 1257.3294 | 1605.9625
2606 | 1224.0865 | 1643.1255 | 1224.0865 | 1643.1255
2607 | 1211.798 | 1773.7489 | 1211.798 | 1773.7489
2608 | 1219.0469 | 1952.5542 | 1219.0469 | 1952.5542
2609 | 1233.4235 | 2097.2263 | 1233.4235 | 2097.2263
2610 | 1269.9851 | 2166.6795 | 1269.9851 | 2166.6795
2611 | 1342.9886 | 2180.6111 | 1342.9886 | 2180.6111
2612 | 1420.747 | 2160.7408 | 1420.747 | 2160.7408
2613 | 1495.7666 | 2143.2029 | 1495.7666 | 2143.2029
2614 | 1572.6627 | 2123.7238 | 1572.6627 | 2123.7238
2615 | 1689.8449 | 2112.0892 | 1689.8449 | 2112.0892
2616 | 1665.6681 | 2104.7003 | 1665.6681 | 2104.7003
2617 | 1611.0351 | 2091.3874 | 1611.0351 | 2091.3874
2618 | 1591.339 | 2078.5941 | 1591.339 | 2078.5941
2619 | 1593.9158 | 1990.6186 | 1593.9158 | 1990.6186
2620 | 1645.4848 | 1932.4684 | 1645.4848 | 1932.4684
2621 | 1744.5639 | 1905.3785 | 1744.5639 | 1905.3785
2622 | 1765.5259 | 1871.0028 | 1765.5259 | 1871.0028
2623 | 1688.598 | 1843.0251 | 1688.598 | 1843.0251
2624 | 1623.983 | 1840.4616 | 1623.983 | 1840.4616
2625 | 1560.8465 | 1826.4307 | 1560.8465 | 1826.4307
2626 | 1487.6863 | 1801.1998 | 1487.6863 | 1801.1998
2627 | 1387.1734 | 1801.9324 | 1387.1734 | 1801.9324
2628 | 1310.1443 | 1826.4446 | 1310.1443 | 1826.4446
2629 | 1247.7374 | 1834.665 | 1247.7374 | 1834.665
2630 | 1212.9201 | 1840.7744 | 1212.9201 | 1840.7744
2631 | 1197.0775 | 1865.9661 | 1197.0775 | 1865.9661
2632 | 1200.3359 | 1931.5056 | 1200.3359 | 1931.5056
2633 | 1213.9893 | 2055.4124 | 1213.9893 | 2055.4124
2634 | 1263.0994 | 2131.0007 | 1263.0994 | 2131.0007
2635 | 1359.8133 | 2175.5142 | 1359.8133 | 2175.5142
2636 | 1450.0511 | 2187.7358 | 1450.0511 | 2187.7358
2637 | 1514.8705 | 2197.4761 | 1514.8705 | 2197.4761
2638 | 1587.773 | 2207.0686 | 1587.773 | 2207.0686
2639 | 1726.5639 | 2206.5718 | 1726.5639 | 2206.5718
2640 | 1686.8295 | 2217.0222 | 1686.8295 | 2217.0222
2641 | 1618.7468 | 2224.9467 | 1618.7468 | 2224.9467
2642 | 1600.3959 | 2229.9928 | 1600.3959 | 2229.9928
2643 | 1610.6261 | 2160.1397 | 1610.6261 | 2160.1397
2644 | 1656.2564 | 2060.7419 | 1656.2564 | 2060.7419
2645 | 1740.8096 | 1985.8916 | 1740.8096 | 1985.8916
2646 | 1790.1682 | 1890.2579 | 1790.1682 | 1890.2579
2647 | 1705.743 | 1803.1933 | 1705.743 | 1803.1933
2648 | 1634.0264 | 1758.3439 | 1634.0264 | 1758.3439
2649 | 1581.1555 | 1719.7721 | 1581.1555 | 1719.7721
2650 | 1502.7276 | 1692.2759 | 1502.7276 | 1692.2759
2651 | 1404.4003 | 1788.1517 | 1404.4003 | 1788.1517
2652 | 1300.6758 | 1970.7641 | 1300.6758 | 1970.7641
2653 | 1245.756 | 2002.9591 | 1245.756 | 2002.9591
2654 | 1213.2713 | 1984.0556 | 1213.2713 | 1984.0556
2655 | 1197.6335 | 1970.0763 | 1197.6335 | 1970.0763
2656 | 1202.8457 | 1997.1054 | 1202.8457 | 1997.1054
2657 | 1227.249 | 2083.0681 | 1227.249 | 2083.0681
2658 | 1289.4549 | 2123.1665 | 1289.4549 | 2123.1665
2659 | 1403.6556 | 2136.0599 | 1403.6556 | 2136.0599
2660 | 1522.1555 | 2126.8554 | 1522.1555 | 2126.8554
2661 | 1602.9314 | 2102.0496 | 1602.9314 | 2102.0496
2662 | 1669.034 | 2068.6011 | 1669.034 | 2068.6011
2663 | 1792.7177 | 2038.1833 | 1792.7177 | 2038.1833
2664 | 1760.4948 | 2019.9397 | 1760.4948 | 2019.9397
2665 | 1671.5661 | 2010.2136 | 1671.5661 | 2010.2136
2666 | 1634.8385 | 2020.9229 | 1634.8385 | 2020.9229
2667 | 1677.2229 | 1974.195 | 1677.2229 | 1974.195
2668 | 1708.1875 | 1862.8099 | 1708.1875 | 1862.8099
2669 | 1802.44 | 1761.4365 | 1802.44 | 1761.4365
2670 | 1820.2892 | 1691.0045 | 1820.2892 | 1691.0045
2671 | 1727.6997 | 1631.9731 | 1727.6997 | 1631.9731
2672 | 1648.758 | 1602.3203 | 1648.758 | 1602.3203
2673 | 1579.2506 | 1575.8301 | 1579.2506 | 1575.8301
2674 | 1495.7365 | 1558.4334 | 1495.7365 | 1558.4334
2675 | 1392.5619 | 1659.2175 | 1392.5619 | 1659.2175
2676 | 1302.7269 | 1865.71 | 1302.7269 | 1865.71
2677 | 1243.874 | 1980.1172 | 1243.874 | 1980.1172
2678 | 1216.8685 | 1996.4205 | 1216.8685 | 1996.4205
2679 | 1199.7649 | 1994.334 | 1199.7649 | 1994.334
2680 | 1200.3736 | 2049.2077 | 1200.3736 | 2049.2077
2681 | 1231.6219 | 2161.0327 | 1231.6219 | 2161.0327
2682 | 1280.1332 | 2211.797 | 1280.1332 | 2211.797
2683 | 1394.5685 | 2198.7337 | 1394.5685 | 2198.7337
2684 | 1526.7097 | 2150.9244 | 1526.7097 | 2150.9244
2685 | 1610.4207 | 2103.7486 | 1610.4207 | 2103.7486
2686 | 1693.3092 | 2079.5502 | 1693.3092 | 2079.5502
2687 | 1800.8338 | 2059.9869 | 1800.8338 | 2059.9869
2688 | 1754.8299 | 2042.7816 | 1754.8299 | 2042.7816
2689 | 1675.8892 | 2025.5045 | 1675.8892 | 2025.5045
2690 | 1663.3301 | 2012.3336 | 1663.3301 | 2012.3336
2691 | 1671.5053 | 1938.2331 | 1671.5053 | 1938.2331
2692 | 1691.6927 | 1856.7691 | 1691.6927 | 1856.7691
2693 | 1777.268 | 1806.9316 | 1777.268 | 1806.9316
2694 | 1822.4977 | 1740.2751 | 1822.4977 | 1740.2751
2695 | 1728.1004 | 1677.2795 | 1728.1004 | 1677.2795
2696 | 1648.1317 | 1643.0016 | 1648.1317 | 1643.0016
2697 | 1571.0128 | 1613.019 | 1571.0128 | 1613.019
2698 | 1483.1274 | 1599.3979 | 1483.1274 | 1599.3979
2699 | 1385.839 | 1658.368 | 1385.839 | 1658.368
2700 | 1292.1754 | 1725.8268 | 1292.1754 | 1725.8268
2701 | 1241.0125 | 1732.0651 | 1241.0125 | 1732.0651
2702 | 1201.3234 | 1745.0648 | 1201.3234 | 1745.0648
2703 | 1190.9466 | 1775.3535 | 1190.9466 | 1775.3535
2704 | 1204.5224 | 1830.1327 | 1204.5224 | 1830.1327
2705 | 1221.1301 | 1934.3123 | 1221.1301 | 1934.3123
2706 | 1278.7277 | 1975.8266 | 1278.7277 | 1975.8266
2707 | 1397.1259 | 1989.3807 | 1397.1259 | 1989.3807
2708 | 1523.4979 | 1984.4237 | 1523.4979 | 1984.4237
2709 | 1626.4644 | 1989.2557 | 1626.4644 | 1989.2557
2710 | 1704.1877 | 1996.8661 | 1704.1877 | 1996.8661
2711 | 1813.7921 | 1994.6703 | 1813.7921 | 1994.6703
2712 | 1775.9103 | 1994.3605 | 1775.9103 | 1994.3605
2713 | 1677.1134 | 1989.7314 | 1677.1134 | 1989.7314
2714 | 1657.0558 | 1990.8131 | 1657.0558 | 1990.8131
2715 | 1687.4267 | 1977.6874 | 1687.4267 | 1977.6874
2716 | 1712.7387 | 1968.3359 | 1712.7387 | 1968.3359
2717 | 1791.7036 | 1970.6007 | 1791.7036 | 1970.6007
2718 | 1829.7584 | 1945.8526 | 1829.7584 | 1945.8526
2719 | 1756.9637 | 1914.1938 | 1756.9637 | 1914.1938
2720 | 1673.9268 | 1898.7935 | 1673.9268 | 1898.7935
2721 | 1600.062 | 1860.5992 | 1600.062 | 1860.5992
2722 | 1520.4867 | 1800.0672 | 1520.4867 | 1800.0672
2723 | 1429.3766 | 1826.0957 | 1429.3766 | 1826.0957
2724 | 1341.4548 | 1960.3814 | 1341.4548 | 1960.3814
2725 | 1286.3153 | 1997.3902 | 1286.3153 | 1997.3902
2726 | 1261.9269 | 1981.9791 | 1261.9269 | 1981.9791
2727 | 1235.941 | 2027.7474 | 1235.941 | 2027.7474
2728 | 1248.0671 | 2137.9326 | 1248.0671 | 2137.9326
2729 | 1265.708 | 2252.4005 | 1265.708 | 2252.4005
2730 | 1325.1629 | 2266.6365 | 1325.1629 | 2266.6365
2731 | 1409.5667 | 2264.4278 | 1409.5667 | 2264.4278
2732 | 1500.5324 | 2231.4375 | 1500.5324 | 2231.4375
2733 | 1600.5521 | 2200.2133 | 1600.5521 | 2200.2133
2734 | 1666.8364 | 2168.3694 | 1666.8364 | 2168.3694
2735 | 1761.223 | 2141.3495 | 1761.223 | 2141.3495
2736 | 1752.3302 | 2117.5371 | 1752.3302 | 2117.5371
2737 | 1656.6406 | 2091.765 | 1656.6406 | 2091.765
2738 | 1641.0824 | 2076.612 | 1641.0824 | 2076.612
2739 | 1671.9028 | 2038.0958 | 1671.9028 | 2038.0958
2740 | 1694.5758 | 1991.1778 | 1694.5758 | 1991.1778
2741 | 1770.5304 | 1896.8836 | 1770.5304 | 1896.8836
2742 | 1783.977 | 1768.686 | 1783.977 | 1768.686
2743 | 1704.1868 | 1657.1748 | 1704.1868 | 1657.1748
2744 | 1646.6722 | 1586.7462 | 1646.6722 | 1586.7462
2745 | 1580.2057 | 1529.1079 | 1580.2057 | 1529.1079
2746 | 1513.229 | 1496.0429 | 1513.229 | 1496.0429
2747 | 1429.336 | 1523.3929 | 1429.336 | 1523.3929
2748 | 1343.4162 | 1576.2215 | 1343.4162 | 1576.2215
2749 | 1285.2905 | 1584.8195 | 1285.2905 | 1584.8195
2750 | 1254.1583 | 1591.4952 | 1254.1583 | 1591.4952
2751 | 1238.2845 | 1632.1666 | 1238.2845 | 1632.1666
2752 | 1239.2286 | 1688.7392 | 1239.2286 | 1688.7392
2753 | 1263.4336 | 1820.7634 | 1263.4336 | 1820.7634
2754 | 1314.9189 | 1901.5431 | 1314.9189 | 1901.5431
2755 | 1380.6139 | 1938.883 | 1380.6139 | 1938.883
2756 | 1448.873 | 1960.6378 | 1448.873 | 1960.6378
2757 | 1530.6093 | 1963.299 | 1530.6093 | 1963.299
2758 | 1609.8525 | 1960.8098 | 1609.8525 | 1960.8098
2759 | 1696.0057 | 1967.7697 | 1696.0057 | 1967.7697
2760 | 1681.6721 | 1980.863 | 1681.6721 | 1980.863
2761 | 1612.1198 | 1988.5043 | 1612.1198 | 1988.5043
2762 | 1619.4704 | 1992.4177 | 1619.4704 | 1992.4177
2763 | 1622.7441 | 1979.292 | 1622.7441 | 1979.292
2764 | 1672.0751 | 1983.8156 | 1672.0751 | 1983.8156
2765 | 1766.9522 | 1994.6697 | 1766.9522 | 1994.6697
2766 | 1760.29 | 1986.1563 | 1760.29 | 1986.1563
2767 | 1681.3482 | 1983.5691 | 1681.3482 | 1983.5691
2768 | 1622.08 | 2006.3961 | 1622.08 | 2006.3961
2769 | 1563.6665 | 2015.1127 | 1563.6665 | 2015.1127
2770 | 1504.0381 | 2015.461 | 1504.0381 | 2015.461
2771 | 1428.6158 | 2041.6783 | 1428.6158 | 2041.6783
2772 | 1347.7747 | 2090.2595 | 1347.7747 | 2090.2595
2773 | 1284.88 | 2120.85 | 1284.88 | 2120.85
2774 | 1253.6963 | 2139.9849 | 1253.6963 | 2139.9849
2775 | 1236.3637 | 2176.0313 | 1236.3637 | 2176.0313
2776 | 1241.6016 | 2241.1932 | 1241.6016 | 2241.1932
2777 | 1260.1025 | 2361.9852 | 1260.1025 | 2361.9852
2778 | 1310.5691 | 2441.2547 | 1310.5691 | 2441.2547
2779 | 1381.2784 | 2508.2325 | 1381.2784 | 2508.2325
2780 | 1452.6784 | 2550.092 | 1452.6784 | 2550.092
2781 | 1513.1546 | 2606.2712 | 1513.1546 | 2606.2712
2782 | 1574.5727 | 2667.1166 | 1574.5727 | 2667.1166
2783 | 1673.3223 | 2731.37 | 1673.3223 | 2731.37
2784 | 1660.7465 | 2798.8309 | 1660.7465 | 2798.8309
2785 | 1604.0555 | 2861.7837 | 1604.0555 | 2861.7837
2786 | 1599.108 | 2936.5826 | 1599.108 | 2936.5826
2787 | 1620.8113 | 2969.3295 | 1620.8113 | 2969.3295
2788 | 1658.5497 | 2925.9983 | 1658.5497 | 2925.9983
2789 | 1752.3813 | 2868.6098 | 1752.3813 | 2868.6098
2790 | 1779.7372 | 2770.5221 | 1779.7372 | 2770.5221
2791 | 1689.8242 | 2681.5697 | 1689.8242 | 2681.5697
2792 | 1637.6632 | 2636.4371 | 1637.6632 | 2636.4371
2793 | 1579.7896 | 2578.7045 | 1579.7896 | 2578.7045
2794 | 1510.4309 | 2507.5065 | 1510.4309 | 2507.5065
2795 | 1419.5444 | 2472.466 | 1419.5444 | 2472.466
2796 | 1334.6632 | 2506.417 | 1334.6632 | 2506.417
2797 | 1284.4417 | 2538.2345 | 1284.4417 | 2538.2345
2798 | 1258.9663 | 2605.8849 | 1258.9663 | 2605.8849
2799 | 1244.1312 | 2697.054 | 1244.1312 | 2697.054
2800 | 1248.1763 | 2785.5298 | 1248.1763 | 2785.5298
2801 | 1273.202 | 2927.8423 | 1273.202 | 2927.8423
2802 | 1317.4573 | 3000.0327 | 1317.4573 | 3000.0327
2803 | 1396.5797 | 2991.5 | 1396.5797 | 2991.5
2804 | 1498.508 | 2919.9049 | 1498.508 | 2919.9049
2805 | 1569.293 | 2843.28 | 1569.293 | 2843.28
2806 | 1619.6458 | 2800.8646 | 1619.6458 | 2800.8646
2807 | 1712.3542 | 2778.4697 | 1712.3542 | 2778.4697
2808 | 1683.63 | 2757.9609 | 1683.63 | 2757.9609
2809 | 1604.5492 | 2723.2219 | 1604.5492 | 2723.2219
2810 | 1598.0699 | 2668.709 | 1598.0699 | 2668.709
2811 | 1623.1737 | 2617.6392 | 1623.1737 | 2617.6392
2812 | 1678.5563 | 2573.1753 | 1678.5563 | 2573.1753
2813 | 1771.6212 | 2527.2078 | 1771.6212 | 2527.2078
2814 | 1789.7702 | 2448.7528 | 1789.7702 | 2448.7528
2815 | 1702.1081 | 2377.7341 | 1702.1081 | 2377.7341
2816 | 1649.2012 | 2370.7344 | 1649.2012 | 2370.7344
2817 | 1583.321 | 2375.2036 | 1583.321 | 2375.2036
2818 | 1501.1199 | 2353.8426 | 1501.1199 | 2353.8426
2819 | 1395.8773 | 2356.6517 | 1395.8773 | 2356.6517
2820 | 1311.7504 | 2376.7276 | 1311.7504 | 2376.7276
2821 | 1266.8286 | 2396.6522 | 1266.8286 | 2396.6522
2822 | 1242.3267 | 2421.2617 | 1242.3267 | 2421.2617
2823 | 1228.359 | 2478.1678 | 1228.359 | 2478.1678
2824 | 1247.2024 | 2568.909 | 1247.2024 | 2568.909
2825 | 1271.5068 | 2697.0632 | 1271.5068 | 2697.0632
2826 | 1343.0332 | 2765.95 | 1343.0332 | 2765.95
2827 | 1461.436 | 2798.3818 | 1461.436 | 2798.3818
2828 | 1589.0448 | 2810.8865 | 1589.0448 | 2810.8865
2829 | 1681.0467 | 2824.5911 | 1681.0467 | 2824.5911
2830 | 1735.9731 | 2828.0484 | 1735.9731 | 2828.0484
2831 | 1833.4439 | 2835.0082 | 1833.4439 | 2835.0082
2832 | 1779.9208 | 2853.6705 | 1779.9208 | 2853.6705
2833 | 1676.3321 | 2887.1742 | 1676.3321 | 2887.1742
2834 | 1675.9152 | 2948.9475 | 1675.9152 | 2948.9475
2835 | 1708.1458 | 2988.8679 | 1708.1458 | 2988.8679
2836 | 1747.7028 | 2962.9041 | 1747.7028 | 2962.9041
2837 | 1839.0387 | 2919.1075 | 1839.0387 | 2919.1075
2838 | 1855.7049 | 2832.4407 | 1855.7049 | 2832.4407
2839 | 1779.5567 | 2737.9194 | 1779.5567 | 2737.9194
2840 | 1698.349 | 2675.3251 | 1698.349 | 2675.3251
2841 | 1622.8309 | 2625.2378 | 1622.8309 | 2625.2378
2842 | 1543.1098 | 2588.2084 | 1543.1098 | 2588.2084
2843 | 1436.4641 | 2579.3134 | 1436.4641 | 2579.3134
2844 | 1331.9737 | 2627.1395 | 1331.9737 | 2627.1395
2845 | 1282.4748 | 2681.7045 | 1282.4748 | 2681.7045
2846 | 1252.707 | 2749.1662 | 1252.707 | 2749.1662
2847 | 1245.1622 | 2847.9807 | 1245.1622 | 2847.9807
2848 | 1258.3866 | 2964.4898 | 1258.3866 | 2964.4898
2849 | 1287.5054 | 3127.0013 | 1287.5054 | 3127.0013
2850 | 1350.6159 | 3217.1255 | 1350.6159 | 3217.1255
2851 | 1476.7069 | 3256.7307 | 1476.7069 | 3256.7307
2852 | 1600.4893 | 3262.2508 | 1600.4893 | 3262.2508
2853 | 1677.1104 | 3236.6899 | 1677.1104 | 3236.6899
2854 | 1746.4144 | 3182.1928 | 1746.4144 | 3182.1928
2855 | 1844.933 | 3127.706 | 1844.933 | 3127.706
2856 | 1789.7145 | 3093.0389 | 1789.7145 | 3093.0389
2857 | 1712.969 | 3055.3739 | 1712.969 | 3055.3739
2858 | 1710.2364 | 3026.5346 | 1710.2364 | 3026.5346
2859 | 1733.7102 | 3006.8017 | 1733.7102 | 3006.8017
2860 | 1775.4702 | 2962.3378 | 1775.4702 | 2962.3378
2861 | 1863.4437 | 2908.4416 | 1863.4437 | 2908.4416
2862 | 1896.6471 | 2846.3158 | 1896.6471 | 2846.3158
2863 | 1811.1666 | 2781.6211 | 1811.1666 | 2781.6211
2864 | 1725.5323 | 2745.2667 | 1725.5323 | 2745.2667
2865 | 1649.4931 | 2684.7024 | 1649.4931 | 2684.7024
2866 | 1577.461 | 2626.1525 | 1577.461 | 2626.1525
2867 | 1464.827 | 2712.7783 | 1464.827 | 2712.7783
2868 | 1368.2829 | 2853.1047 | 1368.2829 | 2853.1047
2869 | 1321.7731 | 2835.3684 | 1321.7731 | 2835.3684
2870 | 1283.0539 | 2779.1816 | 1283.0539 | 2779.1816
2871 | 1273.6684 | 2747.5517 | 1273.6684 | 2747.5517
2872 | 1291.1502 | 2749.9455 | 1291.1502 | 2749.9455
2873 | 1303.8397 | 2796.9259 | 1303.8397 | 2796.9259
2874 | 1383.1887 | 2805.7818 | 1383.1887 | 2805.7818
2875 | 1503.0485 | 2778.2771 | 1503.0485 | 2778.2771
2876 | 1648.9611 | 2721.4065 | 1648.9611 | 2721.4065
2877 | 1697.4965 | 2680.7435 | 1697.4965 | 2680.7435
2878 | 1767.3211 | 2642.1037 | 1767.3211 | 2642.1037
2879 | 1858.9943 | 2606.0225 | 1858.9943 | 2606.0225
2880 | 1807.5765 | 2564.8426 | 1807.5765 | 2564.8426
2881 | 1719.593 | 2516.4174 | 1719.593 | 2516.4174
2882 | 1715.1965 | 2480.027 | 1715.1965 | 2480.027
2883 | 1734.1346 | 2432.3552 | 1734.1346 | 2432.3552
2884 | 1781.806 | 2393.1771 | 1781.806 | 2393.1771
2885 | 1882.3829 | 2349.0029 | 1882.3829 | 2349.0029
2886 | 1906.7027 | 2272.6245 | 1906.7027 | 2272.6245
2887 | 1815.3773 | 2205.2869 | 1815.3773 | 2205.2869
2888 | 1750.5343 | 2172.3305 | 1750.5343 | 2172.3305
2889 | 1689.9149 | 2135.8351 | 1689.9149 | 2135.8351
2890 | 1596.0228 | 2105.5073 | 1596.0228 | 2105.5073
2891 | 1493.3447 | 2119.171 | 1493.3447 | 2119.171
2892 | 1382.2704 | 2145.9485 | 1382.2704 | 2145.9485
2893 | 1318.9408 | 2155.6792 | 1318.9408 | 2155.6792
2894 | 1284.2212 | 2163.4876 | 1284.2212 | 2163.4876
2895 | 1274.687 | 2184.8094 | 1274.687 | 2184.8094
2896 | 1280.2058 | 2228.5452 | 1280.2058 | 2228.5452
2897 | 1307.0789 | 2313.0921 | 1307.0789 | 2313.0921
2898 | 1363.5057 | 2342.9022 | 1363.5057 | 2342.9022
2899 | 1457.304 | 2352.5864 | 1457.304 | 2352.5864
2900 | 1560.3894 | 2344.0426 | 1560.3894 | 2344.0426
2901 | 1642.4192 | 2342.3619 | 1642.4192 | 2342.3619
2902 | 1698.9015 | 2329.8676 | 1698.9015 | 2329.8676
2903 | 1800.0789 | 2321.631 | 1800.0789 | 2321.631
2904 | 1750.1783 | 2328.6834 | 1750.1783 | 2328.6834
2905 | 1655.9709 | 2331.2278 | 1655.9709 | 2331.2278
2906 | 1638.4009 | 2336.3682 | 1638.4009 | 2336.3682
2907 | 1655.7484 | 2312.1991 | 1655.7484 | 2312.1991
2908 | 1675.6985 | 2250.5566 | 1675.6985 | 2250.5566
2909 | 1735.3827 | 2191.0915 | 1735.3827 | 2191.0915
2910 | 1711.5457 | 2099.8941 | 1711.5457 | 2099.8941
2911 | 1669.1672 | 2007.5437 | 1669.1672 | 2007.5437
2912 | 1603.959 | 1939.4748 | 1603.959 | 1939.4748
2913 | 1566.33 | 1872.7753 | 1566.33 | 1872.7753
2914 | 1513.2189 | 1818.5673 | 1513.2189 | 1818.5673
2915 | 1446.3424 | 1829.2106 | 1446.3424 | 1829.2106
2916 | 1400.597 | 2481.7218 | 1400.597 | 2481.7218
2917 | 1345.1382 | 2503.4261 | 1345.1382 | 2503.4261
2918 | 1301.6625 | 2557.2269 | 1301.6625 | 2557.2269
2919 | 1309.8178 | 2585.7442 | 1309.8178 | 2585.7442
2920 | 1306.3242 | 2652.8451 | 1306.3242 | 2652.8451
2921 | 1321.5837 | 2747.7546 | 1321.5837 | 2747.7546
2922 | 1371.0374 | 2847.511 | 1371.0374 | 2847.511
2923 | 1443.8241 | 2900.3538 | 1443.8241 | 2900.3538
2924 | 1548.2328 | 2939.8684 | 1548.2328 | 2939.8684
2925 | 1600.6202 | 2911.1857 | 1600.6202 | 2911.1857
2926 | 1671.4149 | 2881.82 | 1671.4149 | 2881.82
2927 | 1769.5226 | 2861.0109 | 1769.5226 | 2861.0109
2928 | 1760.8 | 2791.8817 | 1760.8 | 2791.8817
2929 | 1701.8784 | 2767.1808 | 1701.8784 | 2767.1808
2930 | 1694.5356 | 2729.9663 | 1694.5356 | 2729.9663
2931 | 1711.9561 | 2750.2889 | 1711.9561 | 2750.2889
2932 | 1794.2525 | 2682.0606 | 1794.2525 | 2682.0606
2933 | 1870.9573 | 2600.9707 | 1870.9573 | 2600.9707
2934 | 1818.2923 | 2511.4796 | 1818.2923 | 2511.4796
2935 | 1772.5789 | 2430.6276 | 1772.5789 | 2430.6276
2936 | 1708.6683 | 2384.1031 | 1708.6683 | 2384.1031
2937 | 1630.7852 | 2377.3027 | 1630.7852 | 2377.3027
2938 | 1559.6192 | 2481.4124 | 1559.6192 | 2481.4124
2939 | 1473.8971 | 2660.519 | 1473.8971 | 2660.519
2940 | 1394.6672 | 2713.1607 | 1394.6672 | 2713.1607
2941 | 1336.4055 | 2688.6278 | 1336.4055 | 2688.6278
2942 | 1304.268 | 2675.852 | 1304.268 | 2675.852
2943 | 1294.7193 | 2704.7482 | 1294.7193 | 2704.7482
2944 | 1301.3692 | 2776.0181 | 1301.3692 | 2776.0181
2945 | 1338.136 | 2907.311 | 1338.136 | 2907.311
2946 | 1388.0105 | 3064.1691 | 1388.0105 | 3064.1691
2947 | 1443.3457 | 3126.2342 | 1443.3457 | 3126.2342
2948 | 1518.4824 | 3138.0822 | 1518.4824 | 3138.0822
2949 | 1586.2985 | 3108.5151 | 1586.2985 | 3108.5151
2950 | 1682.0568 | 3106.3107 | 1682.0568 | 3106.3107
2951 | 1748.9861 | 3123.6537 | 1748.9861 | 3123.6537
2952 | 1718.9427 | 3102.2776 | 1718.9427 | 3102.2776
2953 | 1671.8511 | 3111.9388 | 1671.8511 | 3111.9388
2954 | 1662.4989 | 3073.3347 | 1662.4989 | 3073.3347
2955 | 1713.1947 | 3014.3212 | 1713.1947 | 3014.3212
2956 | 1792.6785 | 2870.0415 | 1792.6785 | 2870.0415
2957 | 1896.7113 | 2765.7067 | 1896.7113 | 2765.7067
2958 | 1832.5271 | 2701.3555 | 1832.5271 | 2701.3555
2959 | 1748.717 | 2644.8854 | 1748.717 | 2644.8854
2960 | 1683.1797 | 2612.0047 | 1683.1797 | 2612.0047
2961 | 1639.936 | 2607.9836 | 1639.936 | 2607.9836
2962 | 1556.5163 | 2637.1789 | 1556.5163 | 2637.1789
2963 | 1462.5639 | 2650.5388 | 1462.5639 | 2650.5388
2964 | 1378.5419 | 2683.7255 | 1378.5419 | 2683.7255
2965 | 1317.625 | 2733.0964 | 1317.625 | 2733.0964
2966 | 1296.7499 | 2791.5714 | 1296.7499 | 2791.5714
2967 | 1287.8796 | 2838.9121 | 1287.8796 | 2838.9121
2968 | 1288.7288 | 2893.2535 | 1288.7288 | 2893.2535
2969 | 1327.6536 | 2990.9423 | 1327.6536 | 2990.9423
2970 | 1369.527 | 3114.4489 | 1369.527 | 3114.4489
2971 | 1450.0526 | 3176.2613 | 1450.0526 | 3176.2613
2972 | 1552.9264 | 3224.6191 | 1552.9264 | 3224.6191
2973 | 1615.6918 | 3254.175 | 1615.6918 | 3254.175
2974 | 1670.9572 | 3305.5351 | 1670.9572 | 3305.5351
2975 | 1722.1378 | 3363.9357 | 1722.1378 | 3363.9357
2976 | 1736.0704 | 3393.9765 | 1736.0704 | 3393.9765
2977 | 1660.8327 | 3455.4335 | 1660.8327 | 3455.4335
2978 | 1664.684 | 3476.5841 | 1664.684 | 3476.5841
2979 | 1700.0767 | 3486.0422 | 1700.0767 | 3486.0422
2980 | 1825.1001 | 3406.6967 | 1825.1001 | 3406.6967
2981 | 1897.0513 | 3335.9661 | 1897.0513 | 3335.9661
2982 | 1835.4374 | 3262.6453 | 1835.4374 | 3262.6453
2983 | 1763.3895 | 3192.1525 | 1763.3895 | 3192.1525
2984 | 1694.1432 | 3156.3661 | 1694.1432 | 3156.3661
2985 | 1627.3062 | 3139.8382 | 1627.3062 | 3139.8382
2986 | 1574.2432 | 3153.7474 | 1574.2432 | 3153.7474
2987 | 1475.2499 | 3189.089 | 1475.2499 | 3189.089
2988 | 1377.3324 | 3266.618 | 1377.3324 | 3266.618
2989 | 1323.6209 | 3389.1347 | 1323.6209 | 3389.1347
2990 | 1298.7402 | 3516.8392 | 1298.7402 | 3516.8392
2991 | 1290.316 | 3663.3499 | 1290.316 | 3663.3499
2992 | 1304.2119 | 3776.1828 | 1304.2119 | 3776.1828
2993 | 1346.4171 | 3892.6949 | 1346.4171 | 3892.6949
2994 | 1407.1002 | 4027.445 | 1407.1002 | 4027.445
2995 | 1480.9657 | 4081.8039 | 1480.9657 | 4081.8039
2996 | 1608.3881 | 4112.349 | 1608.3881 | 4112.349
2997 | 1694.9299 | 4080.8869 | 1694.9299 | 4080.8869
2998 | 1749.0941 | 4033.2032 | 1749.0941 | 4033.2032
2999 | 1863.9894 | 3990.2862 | 1863.9894 | 3990.2862
3000 | 1839.2158 | 3933.6637 | 1839.2158 | 3933.6637
3001 | 1733.5673 | 3933.2184 | 1733.5673 | 3933.2184
3002 | 1732.3786 | 3901.1835 | 1732.3786 | 3901.1835
3003 | 1792.0115 | 3896.7451 | 1792.0115 | 3896.7451
3004 | 1883.931 | 3798.829 | 1883.931 | 3798.829
3005 | 1961.9507 | 3647.499 | 1961.9507 | 3647.499
3006 | 1926.9892 | 3526.804 | 1926.9892 | 3526.804
3007 | 1827.0015 | 3425.36 | 1827.0015 | 3425.36
3008 | 1757.2755 | 3375.8036 | 1757.2755 | 3375.8036
3009 | 1695.9692 | 3339.3153 | 1695.9692 | 3339.3153
3010 | 1611.7497 | 3340.4651 | 1611.7497 | 3340.4651
3011 | 1501.0065 | 3390.2084 | 1501.0065 | 3390.2084
3012 | 1419.6343 | 3463.6947 | 1419.6343 | 3463.6947
3013 | 1345.4631 | 3510.7917 | 1345.4631 | 3510.7917
3014 | 1323.0315 | 3521.2608 | 1323.0315 | 3521.2608
3015 | 1314.2599 | 3507.7098 | 1314.2599 | 3507.7098
3016 | 1316.9253 | 3516.4457 | 1316.9253 | 3516.4457
3017 | 1355.0558 | 3598.4694 | 1355.0558 | 3598.4694
3018 | 1412.2897 | 3725.3869 | 1412.2897 | 3725.3869
3019 | 1497.0222 | 3783.6621 | 1497.0222 | 3783.6621
3020 | 1617.8265 | 3773.7812 | 1617.8265 | 3773.7812
3021 | 1687.5278 | 3736.6342 | 1687.5278 | 3736.6342
3022 | 1753.0314 | 3720.6596 | 1753.0314 | 3720.6596
3023 | 1860.484 | 3735.7287 | 1860.484 | 3735.7287
3024 | 1846.4726 | 3723.9538 | 1846.4726 | 3723.9538
3025 | 1762.2201 | 3742.5845 | 1762.2201 | 3742.5845
3026 | 1754.3838 | 3708.6547 | 1754.3838 | 3708.6547
3027 | 1799.721 | 3699.0367 | 1799.721 | 3699.0367
3028 | 1913.7755 | 3683.2359 | 1913.7755 | 3683.2359
3029 | 1953.2954 | 3679.7134 | 1953.2954 | 3679.7134
3030 | 1935.9931 | 3666.5264 | 1935.9931 | 3666.5264
3031 | 1847.4811 | 3631.1537 | 1847.4811 | 3631.1537
3032 | 1755.0793 | 3606.6108 | 1755.0793 | 3606.6108
3033 | 1692.6389 | 3583.64 | 1692.6389 | 3583.64
3034 | 1632.2434 | 3572.2829 | 1632.2434 | 3572.2829
3035 | 1513.4865 | 3566.8195 | 1513.4865 | 3566.8195
3036 | 1408.8017 | 3564.2544 | 1408.8017 | 3564.2544
3037 | 1349.0912 | 3587.3484 | 1349.0912 | 3587.3484
3038 | 1324.8879 | 3648.4764 | 1324.8879 | 3648.4764
3039 | 1308.954 | 3784.6279 | 1308.954 | 3784.6279
3040 | 1327.8001 | 3941.6767 | 1327.8001 | 3941.6767
3041 | 1356.5967 | 4070.5693 | 1356.5967 | 4070.5693
3042 | 1402.4832 | 4186.7487 | 1402.4832 | 4186.7487
3043 | 1476.4395 | 4228.8535 | 1476.4395 | 4228.8535
3044 | 1591.9075 | 4227.4367 | 1591.9075 | 4227.4367
3045 | 1677.455 | 4189.4054 | 1677.455 | 4189.4054
3046 | 1742.0239 | 4164.335 | 1742.0239 | 4164.335
3047 | 1840.5807 | 4159.9491 | 1840.5807 | 4159.9491
3048 | 1820.037 | 4149.5639 | 1820.037 | 4149.5639
3049 | 1744.3007 | 4163.8993 | 1744.3007 | 4163.8993
3050 | 1755.1958 | 4102.8082 | 1755.1958 | 4102.8082
3051 | 1802.2706 | 4049.985 | 1802.2706 | 4049.985
3052 | 1916.6402 | 3930.0872 | 1916.6402 | 3930.0872
3053 | 1963.5774 | 3817.7935 | 1963.5774 | 3817.7935
3054 | 1926.5072 | 3732.2186 | 1926.5072 | 3732.2186
3055 | 1858.8501 | 3647.9557 | 1858.8501 | 3647.9557
3056 | 1778.9608 | 3598.1466 | 1778.9608 | 3598.1466
3057 | 1699.1744 | 3583.3873 | 1699.1744 | 3583.3873
3058 | 1628.565 | 3631.785 | 1628.565 | 3631.785
3059 | 1511.9984 | 3705.5312 | 1511.9984 | 3705.5312
3060 | 1426.8193 | 3749.5824 | 1426.8193 | 3749.5824
3061 | 1362.4541 | 3787.0782 | 1362.4541 | 3787.0782
3062 | 1332.9743 | 3823.4452 | 1332.9743 | 3823.4452
3063 | 1324.1018 | 3882.0294 | 1324.1018 | 3882.0294
3064 | 1333.9977 | 3961.8897 | 1333.9977 | 3961.8897
3065 | 1361.7569 | 4051.367 | 1361.7569 | 4051.367
3066 | 1411.105 | 4142.7855 | 1411.105 | 4142.7855
3067 | 1483.265 | 4170.9938 | 1483.265 | 4170.9938
3068 | 1600.1313 | 4200.5282 | 1600.1313 | 4200.5282
3069 | 1667.672 | 4208.9868 | 1667.672 | 4208.9868
3070 | 1707.4778 | 4213.9832 | 1707.4778 | 4213.9832
3071 | 1805.625 | 4199.6171 | 1805.625 | 4199.6171
3072 | 1796.0531 | 4171.4192 | 1796.0531 | 4171.4192
3073 | 1720.3326 | 4200.2827 | 1720.3326 | 4200.2827
3074 | 1725.4905 | 4209.0528 | 1725.4905 | 4209.0528
3075 | 1760.9735 | 4237.9659 | 1760.9735 | 4237.9659
3076 | 1879.0805 | 4108.9723 | 1879.0805 | 4108.9723
3077 | 1926.6095 | 3939.0715 | 1926.6095 | 3939.0715
3078 | 1885.4162 | 3855.897 | 1885.4162 | 3855.897
3079 | 1811.2528 | 3771.634 | 1811.2528 | 3771.634
3080 | 1735.8171 | 3699.8433 | 1735.8171 | 3699.8433
3081 | 1677.9045 | 3638.3414 | 1677.9045 | 3638.3414
3082 | 1597.2087 | 3613.3406 | 1597.2087 | 3613.3406
3083 | 1495.0364 | 3613.6884 | 1495.0364 | 3613.6884
3084 | 1425.5718 | 3666.3301 | 1425.5718 | 3666.3301
3085 | 1365.7792 | 3753.2214 | 1365.7792 | 3753.2214
3086 | 1336.4669 | 3869.6825 | 1336.4669 | 3869.6825
3087 | 1331.2253 | 3951.2589 | 1331.2253 | 3951.2589
3088 | 1314.7859 | 4010.6536 | 1314.7859 | 4010.6536
3089 | 1341.8436 | 4068.169 | 1341.8436 | 4068.169
3090 | 1393.6338 | 4110.0657 | 1393.6338 | 4110.0657
3091 | 1455.0564 | 4096.2056 | 1455.0564 | 4096.2056
3092 | 1535.6718 | 4065.4801 | 1535.6718 | 4065.4801
3093 | 1602.6611 | 4007.3621 | 1602.6611 | 4007.3621
3094 | 1669.8267 | 3967.1319 | 1669.8267 | 3967.1319
3095 | 1753.4397 | 3935.3321 | 1753.4397 | 3935.3321
3096 | 1750.4057 | 3886.5422 | 1750.4057 | 3886.5422
3097 | 1669.8878 | 3906.4362 | 1669.8878 | 3906.4362
3098 | 1672.2293 | 3917.8592 | 1672.2293 | 3917.8592
3099 | 1703.3926 | 3949.9306 | 1703.3926 | 3949.9306
3100 | 1835.6285 | 3884.9869 | 1835.6285 | 3884.9869
3101 | 1876.1086 | 3756.7755 | 1876.1086 | 3756.7755
3102 | 1818.6081 | 3679.5385 | 1818.6081 | 3679.5385
3103 | 1742.5595 | 3598.6865 | 1742.5595 | 3598.6865
3104 | 1696.1819 | 3535.8653 | 1696.1819 | 3535.8653
3105 | 1638.8301 | 3489.1442 | 1638.8301 | 3489.1442
3106 | 1572.8164 | 3483.0931 | 1572.8164 | 3483.0931
3107 | 1480.9384 | 3521.9719 | 1480.9384 | 3521.9719
3108 | 1400.2459 | 3589.5207 | 1400.2459 | 3589.5207
3109 | 1344.1146 | 3638.7653 | 1344.1146 | 3638.7653
3110 | 1319.3473 | 3684.1018 | 1319.3473 | 3684.1018
3111 | 1308.7944 | 3731.9478 | 1308.7944 | 3731.9478
3112 | 1307.0577 | 3781.4887 | 1307.0577 | 3781.4887
3113 | 1330.5553 | 3872.9872 | 1330.5553 | 3872.9872
3114 | 1380.3744 | 4000.6628 | 1380.3744 | 4000.6628
3115 | 1428.4597 | 4062.9805 | 1428.4597 | 4062.9805
3116 | 1507.6454 | 4087.209 | 1507.6454 | 4087.209
3117 | 1577.329 | 4088.8458 | 1577.329 | 4088.8458
3118 | 1633.1809 | 4089.0416 | 1633.1809 | 4089.0416
3119 | 1710.0599 | 4092.7408 | 1710.0599 | 4092.7408
3120 | 1710.0077 | 4078.313 | 1710.0077 | 4078.313
3121 | 1659.1984 | 4127.5159 | 1659.1984 | 4127.5159
3122 | 1658.7967 | 4164.7105 | 1658.7967 | 4164.7105
3123 | 1722.7236 | 4231.523 | 1722.7236 | 4231.523
3124 | 1834.764 | 4277.4982 | 1834.764 | 4277.4982
3125 | 1886.8297 | 4325.6452 | 1886.8297 | 4325.6452
3126 | 1836.6431 | 4349.7259 | 1836.6431 | 4349.7259
3127 | 1763.3402 | 4361.6011 | 1763.3402 | 4361.6011
3128 | 1695.9612 | 4384.0534 | 1695.9612 | 4384.0534
3129 | 1644.7389 | 4387.2332 | 1644.7389 | 4387.2332
3130 | 1562.3278 | 4388.3829 | 1562.3278 | 4388.3829
3131 | 1474.8906 | 4375.9713 | 1474.8906 | 4375.9713
3132 | 1397.3416 | 4367.3423 | 1397.3416 | 4367.3423
3133 | 1332.0899 | 4393.3419 | 1332.0899 | 4393.3419
3134 | 1312.9518 | 4461.1655 | 1312.9518 | 4461.1655
3135 | 1305.5281 | 4597.696 | 1305.5281 | 4597.696
3136 | 1312.8208 | 4746.9122 | 1312.8208 | 4746.9122
3137 | 1338.6078 | 4890.0803 | 1338.6078 | 4890.0803
3138 | 1374.6869 | 5044.4117 | 1374.6869 | 5044.4117
3139 | 1438.174 | 5137.9333 | 1438.174 | 5137.9333
3140 | 1503.1694 | 5173.1526 | 1503.1694 | 5173.1526
3141 | 1592.9199 | 5081.3042 | 1592.9199 | 5081.3042
3142 | 1650.2153 | 5002.543 | 1650.2153 | 5002.543
3143 | 1741.0709 | 5001.0627 | 1741.0709 | 5001.0627
3144 | 1729.6836 | 4988.9088 | 1729.6836 | 4988.9088
3145 | 1689.7353 | 5023.5836 | 1689.7353 | 5023.5836
3146 | 1677.9611 | 4936.2156 | 1677.9611 | 4936.2156
3147 | 1722.762 | 4862.5477 | 1722.762 | 4862.5477
3148 | 1855.2667 | 4749.2191 | 1855.2667 | 4749.2191
3149 | 1898.1519 | 4654.1065 | 1898.1519 | 4654.1065
3150 | 1824.6263 | 4574.7219 | 1824.6263 | 4574.7219
3151 | 1765.0581 | 4483.3844 | 1765.0581 | 4483.3844
3152 | 1694.7854 | 4419.9315 | 1694.7854 | 4419.9315
3153 | 1652.0291 | 4376.3687 | 1652.0291 | 4376.3687
3154 | 1574.4333 | 4410.7436 | 1574.4333 | 4410.7436
3155 | 1476.5766 | 4543.6129 | 1476.5766 | 4543.6129
3156 | 1405.1803 | 4612.425 | 1405.1803 | 4612.425
3157 | 1351.9104 | 4664.4488 | 1351.9104 | 4664.4488
3158 | 1305.2727 | 4759.4336 | 1305.2727 | 4759.4336
3159 | 1304.0367 | 4858.3174 | 1304.0367 | 4858.3174
3160 | 1310.4137 | 4960.4121 | 1310.4137 | 4960.4121
3161 | 1342.8201 | 5083.9988 | 1342.8201 | 5083.9988
3162 | 1394.9361 | 5206.3684 | 1394.9361 | 5206.3684
3163 | 1459.8674 | 5255.9267 | 1459.8674 | 5255.9267
3164 | 1527.3633 | 5275.3546 | 1527.3633 | 5275.3546
3165 | 1615.1062 | 5267.3902 | 1615.1062 | 5267.3902
3166 | 1701.0116 | 5287.5464 | 1701.0116 | 5287.5464
3167 | 1785.636 | 5300.7204 | 1785.636 | 5300.7204
3168 | 1790.9731 | 5281.113 | 1790.9731 | 5281.113
3169 | 1698.1926 | 5278.0148 | 1698.1926 | 5278.0148
3170 | 1692.7307 | 5251.5385 | 1692.7307 | 5251.5385
3171 | 1764.1337 | 5233.9616 | 1764.1337 | 5233.9616
3172 | 1875.067 | 5060.6257 | 1875.067 | 5060.6257
3173 | 1926.532 | 4762.8778 | 1926.532 | 4762.8778
3174 | 1861.3267 | 4511.5563 | 1861.3267 | 4511.5563
3175 | 1801.0618 | 4301.2147 | 1801.0618 | 4301.2147
3176 | 1727.2089 | 4122.674 | 1727.2089 | 4122.674
3177 | 1678.342 | 3994.7219 | 1678.342 | 3994.7219
3178 | 1604.0548 | 4007.6205 | 1604.0548 | 4007.6205
3179 | 1507.584 | 4172.3253 | 1507.584 | 4172.3253
3180 | 1418.2856 | 4176.8348 | 1418.2856 | 4176.8348
3181 | 1365.8981 | 4200.0551 | 1365.8981 | 4200.0551
3182 | 1316.1112 | 4278.9958 | 1316.1112 | 4278.9958
3183 | 1319.7796 | 4328.7367 | 1319.7796 | 4328.7367
3184 | 1332.1096 | 4326.7344 | 1332.1096 | 4326.7344
3185 | 1358.3542 | 4334.9807 | 1358.3542 | 4334.9807
3186 | 1407.0319 | 4415.9137 | 1407.0319 | 4415.9137
3187 | 1498.9615 | 4417.7187 | 1498.9615 | 4417.7187
3188 | 1605.2281 | 4452.1801 | 1605.2281 | 4452.1801
3189 | 1699.3407 | 4461.7757 | 1699.3407 | 4461.7757
3190 | 1749.984 | 4467.6564 | 1749.984 | 4467.6564
3191 | 1827.8569 | 4469.587 | 1827.8569 | 4469.587
3192 | 1771.5125 | 4437.0938 | 1771.5125 | 4437.0938
3193 | 1753.159 | 4419.3411 | 1753.159 | 4419.3411
3194 | 1761.0882 | 4374.7994 | 1761.0882 | 4374.7994
3195 | 1820.9523 | 4381.0992 | 1820.9523 | 4381.0992
3196 | 1933.5704 | 4347.233 | 1933.5704 | 4347.233
3197 | 1977.9769 | 4317.56 | 1977.9769 | 4317.56
3198 | 1956.2169 | 4263.568 | 1956.2169 | 4263.568
3199 | 1868.034 | 4172.8622 | 1868.034 | 4172.8622
3200 | 1813.7984 | 4087.3013 | 1813.7984 | 4087.3013
3201 | 1730.1179 | 4003.5651 | 1730.1179 | 4003.5651
3202 | 1660.5146 | 3975.5323 | 1660.5146 | 3975.5323
3203 | 1526.5051 | 4014.0322 | 1526.5051 | 4014.0322
3204 | 1441.8605 | 3992.5174 | 1441.8605 | 3992.5174
3205 | 1368.9371 | 3962.426 | 1368.9371 | 3962.426
3206 | 1343.4256 | 3939.1647 | 1343.4256 | 3939.1647
3207 | 1323.3663 | 3909.3169 | 1323.3663 | 3909.3169
3208 | 1333.1848 | 3897.0818 | 1333.1848 | 3897.0818
3209 | 1358.2915 | 3937.4162 | 1358.2915 | 3937.4162
3210 | 1421.1458 | 4015.6962 | 1421.1458 | 4015.6962
3211 | 1501.6661 | 4045.1678 | 1501.6661 | 4045.1678
3212 | 1621.5724 | 4059.1635 | 1621.5724 | 4059.1635
3213 | 1703.2525 | 4015.0683 | 1703.2525 | 4015.0683
3214 | 1764.5139 | 3963.342 | 1764.5139 | 3963.342
3215 | 1866.1579 | 3917.8984 | 1866.1579 | 3917.8984
3216 | 1862.1464 | 3852.6854 | 1862.1464 | 3852.6854
3217 | 1752.3501 | 3841.5019 | 1752.3501 | 3841.5019
3218 | 1756.8893 | 3792.5386 | 1756.8893 | 3792.5386
3219 | 1811.0577 | 3770.2875 | 1811.0577 | 3770.2875
3220 | 1905.1937 | 3724.6725 | 1905.1937 | 3724.6725
3221 | 1967.8681 | 3639.5401 | 1967.8681 | 3639.5401
3222 | 1924.221 | 3541.4584 | 1924.221 | 3541.4584
3223 | 1858.026 | 3446.2047 | 1858.026 | 3446.2047
3224 | 1774.9238 | 3388.8157 | 1774.9238 | 3388.8157
3225 | 1728.2063 | 3365.9712 | 1728.2063 | 3365.9712
3226 | 1669.4288 | 3417.4008 | 1669.4288 | 3417.4008
3227 | 1560.7399 | 3471.1867 | 1560.7399 | 3471.1867
3228 | 1461.7065 | 3504.3734 | 1461.7065 | 3504.3734
3229 | 1387.7472 | 3615.1413 | 1387.7472 | 3615.1413
3230 | 1352.5146 | 3813.2124 | 1352.5146 | 3813.2124
3231 | 1335.268 | 4025.1627 | 1335.268 | 4025.1627
3232 | 1336.7389 | 4258.2629 | 1336.7389 | 4258.2629
3233 | 1354.6728 | 4533.0681 | 1354.6728 | 4533.0681
3234 | 1419.4423 | 4850.3669 | 1419.4423 | 4850.3669
3235 | 1513.2036 | 5079.6946 | 1513.2036 | 5079.6946
3236 | 1598.6042 | 5252.236 | 1598.6042 | 5252.236
3237 | 1677.7506 | 5347.3579 | 1677.7506 | 5347.3579
3238 | 1746.2899 | 5407.4347 | 1746.2899 | 5407.4347
3239 | 1833.2545 | 5431.726 | 1833.2545 | 5431.726
3240 | 1830.3858 | 5370.5556 | 1830.3858 | 5370.5556
3241 | 1732.5692 | 5321.4727 | 1732.5692 | 5321.4727
3242 | 1759.7467 | 5239.0317 | 1759.7467 | 5239.0317
3243 | 1823.4958 | 5167.5114 | 1823.4958 | 5167.5114
3244 | 1937.4655 | 5035.7385 | 1937.4655 | 5035.7385
3245 | 1953.3978 | 4846.1301 | 1953.3978 | 4846.1301
3246 | 1905.552 | 4744.7638 | 1905.552 | 4744.7638
3247 | 1839.4514 | 4688.5464 | 1839.4514 | 4688.5464
3248 | 1754.0193 | 4630.7784 | 1754.0193 | 4630.7784
3249 | 1707.9738 | 4561.065 | 1707.9738 | 4561.065
3250 | 1636.8245 | 4518.8831 | 1636.8245 | 4518.8831
3251 | 1542.6859 | 4483.4792 | 1542.6859 | 4483.4792
3252 | 1451.7384 | 4440.3618 | 1451.7384 | 4440.3618
3253 | 1399.0856 | 4458.1499 | 1399.0856 | 4458.1499
3254 | 1358.3933 | 4485.5474 | 1358.3933 | 4485.5474
3255 | 1336.3192 | 4452.9204 | 1336.3192 | 4452.9204
3256 | 1345.0263 | 4448.0125 | 1345.0263 | 4448.0125
3257 | 1360.3898 | 4484.0516 | 1360.3898 | 4484.0516
3258 | 1415.1047 | 4537.5707 | 1415.1047 | 4537.5707
3259 | 1477.8613 | 4540.7654 | 1477.8613 | 4540.7654
3260 | 1554.2316 | 4540.4856 | 1554.2316 | 4540.4856
3261 | 1627.6067 | 4499.4224 | 1627.6067 | 4499.4224
3262 | 1698.235 | 4456.0339 | 1698.235 | 4456.0339
3263 | 1788.2912 | 4401.9998 | 1788.2912 | 4401.9998
3264 | 1760.6398 | 4324.9117 | 1760.6398 | 4324.9117
3265 | 1706.6933 | 4280.5031 | 1706.6933 | 4280.5031
3266 | 1705.5878 | 4193.2614 | 1705.5878 | 4193.2614
3267 | 1774.7653 | 4132.9846 | 1774.7653 | 4132.9846
3268 | 1872.9287 | 4051.8705 | 1872.9287 | 4051.8705
3269 | 1908.7355 | 3963.2008 | 1908.7355 | 3963.2008
3270 | 1855.0498 | 3866.6351 | 1855.0498 | 3866.6351
3271 | 1788.752 | 3759.7589 | 1788.752 | 3759.7589
3272 | 1725.3355 | 3670.1554 | 1725.3355 | 3670.1554
3273 | 1665.542 | 3601.3264 | 1665.542 | 3601.3264
3274 | 1607.09 | 3600.5811 | 1607.09 | 3600.5811
3275 | 1521.2368 | 3678.37 | 1521.2368 | 3678.37
3276 | 1445.4963 | 3802.6415 | 1445.4963 | 3802.6415
3277 | 1390.4614 | 3893.0701 | 1390.4614 | 3893.0701
3278 | 1349.3101 | 3974.6637 | 1349.3101 | 3974.6637
3279 | 1339.6535 | 4078.6008 | 1339.6535 | 4078.6008
3280 | 1340.5038 | 4209.7517 | 1340.5038 | 4209.7517
3281 | 1362.8319 | 4340.6656 | 1362.8319 | 4340.6656
3282 | 1404.1396 | 4471.4994 | 1404.1396 | 4471.4994
3283 | 1456.6005 | 4476.0838 | 1456.6005 | 4476.0838
3284 | 1513.1566 | 4480.3519 | 1513.1566 | 4480.3519
3285 | 1566.9009 | 4478.9567 | 1566.9009 | 4478.9567
3286 | 1594.253 | 4477.0049 | 1594.253 | 4477.0049
3287 | 1770.1627 | 4449.374 | 1770.1627 | 4449.374
3288 | 1770.044 | 4387.0666 | 1770.044 | 4387.0666
3289 | 1732.0303 | 4372.8512 | 1732.0303 | 4372.8512
3290 | 1724.5878 | 4319.34 | 1724.5878 | 4319.34
3291 | 1785.1757 | 4288.6247 | 1785.1757 | 4288.6247
3292 | 1900.6307 | 4251.0949 | 1900.6307 | 4251.0949
3293 | 1930.9023 | 4187.6915 | 1930.9023 | 4187.6915
3294 | 1860.2806 | 4063.0802 | 1860.2806 | 4063.0802
3295 | 1799.3919 | 3963.1522 | 1799.3919 | 3963.1522
3296 | 1723.5811 | 3876.707 | 1723.5811 | 3876.707
3297 | 1663.5075 | 3784.2541 | 1663.5075 | 3784.2541
3298 | 1585.2785 | 3779.2136 | 1585.2785 | 3779.2136
3299 | 1482.3921 | 3923.3263 | 1482.3921 | 3923.3263
3300 | 1407.0978 | 3964.0929 | 1407.0978 | 3964.0929
3301 | 1347.2365 | 3921.8736 | 1347.2365 | 3921.8736
3302 | 1305.6322 | 3894.5697 | 1305.6322 | 3894.5697
3303 | 1303.0027 | 3832.6338 | 1303.0027 | 3832.6338
3304 | 1308.5746 | 3742.9576 | 1308.5746 | 3742.9576
3305 | 1323.1837 | 3647.2332 | 1323.1837 | 3647.2332
3306 | 1368.2148 | 3576.8214 | 1368.2148 | 3576.8214
3307 | 1451.8637 | 3484.636 | 1451.8637 | 3484.636
3308 | 1529.3211 | 3423.4645 | 1529.3211 | 3423.4645
3309 | 1607.6296 | 3322.7729 | 1607.6296 | 3322.7729
3310 | 1679.572 | 3191.3316 | 1679.572 | 3191.3316
3311 | 1782.4328 | 3062.8883 | 1782.4328 | 3062.8883
3312 | 1782.4467 | 2976.7043 | 1782.4467 | 2976.7043
3313 | 1720.4955 | 2956.5514 | 1720.4955 | 2956.5514
3314 | 1719.8253 | 2924.8955 | 1719.8253 | 2924.8955
3315 | 1798.5196 | 2885.0843 | 1798.5196 | 2885.0843
3316 | 1902.3323 | 2956.0731 | 1902.3323 | 2956.0731
3317 | 1924.1889 | 2964.8048 | 1924.1889 | 2964.8048
3318 | 1871.6577 | 3026.7848 | 1871.6577 | 3026.7848
3319 | 1792.8854 | 3124.4389 | 1792.8854 | 3124.4389
3320 | 1754.1054 | 3215.6155 | 1754.1054 | 3215.6155
3321 | 1694.6434 | 3273.8757 | 1694.6434 | 3273.8757
3322 | 1604.8797 | 3312.4195 | 1604.8797 | 3312.4195
3323 | 1500.6926 | 3314.4096 | 1500.6926 | 3314.4096
3324 | 1420.9664 | 3288.0943 | 1420.9664 | 3288.0943
3325 | 1376.8645 | 3276.9525 | 1376.8645 | 3276.9525
3326 | 1351.3991 | 3290.2009 | 1351.3991 | 3290.2009
3327 | 1337.9121 | 3320.8658 | 1337.9121 | 3320.8658
3328 | 1353.7836 | 3374.0703 | 1353.7836 | 3374.0703
3329 | 1378.8912 | 3470.8748 | 1378.8912 | 3470.8748
3330 | 1434.6938 | 3595.7711 | 1434.6938 | 3595.7711
3331 | 1529.561 | 3665.1634 | 1529.561 | 3665.1634
3332 | 1650.2785 | 3720.2167 | 1650.2785 | 3720.2167
3333 | 1728.0355 | 3737.6448 | 1728.0355 | 3737.6448
3334 | 1789.8932 | 3739.483 | 1789.8932 | 3739.483
3335 | 1906.6629 | 3729.1594 | 1906.6629 | 3729.1594
3336 | 1867.7347 | 3695.2766 | 1867.7347 | 3695.2766
3337 | 1802.9367 | 3707.3381 | 1802.9367 | 3707.3381
3338 | 1823.6706 | 3685.2834 | 1823.6706 | 3685.2834
3339 | 1893.7399 | 3682.74 | 1893.7399 | 3682.74
3340 | 1989.2951 | 3689.1735 | 1989.2951 | 3689.1735
3341 | 2022.5236 | 3729.109 | 2022.5236 | 3729.109
3342 | 1947.4134 | 3774.9186 | 1947.4134 | 3774.9186
3343 | 1866.4978 | 3813.576 | 1866.4978 | 3813.576
3344 | 1804.4267 | 3859.0207 | 1804.4267 | 3859.0207
3345 | 1737.8929 | 3881.9081 | 1737.8929 | 3881.9081
3346 | 1653.2811 | 3902.3865 | 1653.2811 | 3902.3865
3347 | 1540.0531 | 3897.9338 | 1540.0531 | 3897.9338
3348 | 1462.8865 | 3893.979 | 1462.8865 | 3893.979
3349 | 1415.7454 | 3930.3378 | 1415.7454 | 3930.3378
3350 | 1375.0112 | 4022.6696 | 1375.0112 | 4022.6696
3351 | 1364.6061 | 4129.5123 | 1364.6061 | 4129.5123
3352 | 1368.1289 | 4279.6129 | 1368.1289 | 4279.6129
3353 | 1389.3429 | 4520.1823 | 1389.3429 | 4520.1823
3354 | 1461.1927 | 4824.3427 | 1461.1927 | 4824.3427
3355 | 1539.4527 | 5032.3204 | 1539.4527 | 5032.3204
3356 | 1648.6146 | 5174.037 | 1648.6146 | 5174.037
3357 | 1720.5207 | 5247.4298 | 1720.5207 | 5247.4298
3358 | 1810.1921 | 5278.5768 | 1810.1921 | 5278.5768
3359 | 1911.9661 | 5286.1923 | 1911.9661 | 5286.1923
3360 | 1866.6411 | 5266.7113 | 1866.6411 | 5266.7113
3361 | 1791.5746 | 5294.8168 | 1791.5746 | 5294.8168
3362 | 1789.7526 | 5291.4591 | 1789.7526 | 5291.4591
3363 | 1869.3012 | 5299.7802 | 1869.3012 | 5299.7802
3364 | 1974.023 | 5280.1895 | 1974.023 | 5280.1895
3365 | 1995.772 | 5197.8363 | 1995.772 | 5197.8363
3366 | 1940.2114 | 5008.5435 | 1940.2114 | 5008.5435
3367 | 1871.2881 | 4854.293 | 1871.2881 | 4854.293
3368 | 1802.7214 | 4807.8948 | 1802.7214 | 4807.8948
3369 | 1714.5966 | 4815.4962 | 1714.5966 | 4815.4962
3370 | 1629.4708 | 4936.6606 | 1629.4708 | 4936.6606
3371 | 1518.9437 | 5027.0827 | 1518.9437 | 5027.0827
3372 | 1448.0448 | 5056.8584 | 1448.0448 | 5056.8584
3373 | 1393.9187 | 5070.4775 | 1393.9187 | 5070.4775
3374 | 1365.3885 | 5080.9467 | 1365.3885 | 5080.9467
3375 | 1350.4412 | 5069.5433 | 1350.4412 | 5069.5433
3376 | 1342.8238 | 5055.6659 | 1342.8238 | 5055.6659
3377 | 1357.5717 | 5081.3458 | 1357.5717 | 5081.3458
3378 | 1426.2116 | 5124.7584 | 1426.2116 | 5124.7584
3379 | 1521.7354 | 5155.8723 | 1521.7354 | 5155.8723
3380 | 1634.0132 | 5197.1556 | 1634.0132 | 5197.1556
3381 | 1710.8775 | 5238.334 | 1710.8775 | 5238.334
3382 | 1771.7728 | 5291.589 | 1771.7728 | 5291.589
3383 | 1907.3298 | 5357.6958 | 1907.3298 | 5357.6958
3384 | 1884.9188 | 5443.5751 | 1884.9188 | 5443.5751
3385 | 1810.2593 | 5583.6101 | 1810.2593 | 5583.6101
3386 | 1820.78 | 5652.0086 | 1820.78 | 5652.0086
3387 | 1921.315 | 5686.3539 | 1921.315 | 5686.3539
3388 | 2000.8877 | 5528.9357 | 2000.8877 | 5528.9357
3389 | 2023.4465 | 5170.9278 | 2023.4465 | 5170.9278
3390 | 1974.1509 | 4917.3323 | 1974.1509 | 4917.3323
3391 | 1879.8493 | 4766.4928 | 1879.8493 | 4766.4928
3392 | 1786.3263 | 4629.1361 | 1786.3263 | 4629.1361
3393 | 1730.8176 | 4524.5553 | 1730.8176 | 4524.5553
3394 | 1664.5201 | 4460.2654 | 1664.5201 | 4460.2654
3395 | 1546.0296 | 4361.3169 | 1546.0296 | 4361.3169
3396 | 1468.8651 | 4193.6368 | 1468.8651 | 4193.6368
3397 | 1389.1026 | 3995.5248 | 1389.1026 | 3995.5248
3398 | 1351.4441 | 3827.9931 | 1351.4441 | 3827.9931
3399 | 1343.2598 | 3723.8626 | 1343.2598 | 3723.8626
3400 | 1353.6292 | 3680.0447 | 1353.6292 | 3680.0447
3401 | 1373.0879 | 3683.9956 | 1373.0879 | 3683.9956
3402 | 1428.1008 | 3712.7538 | 1428.1008 | 3712.7538
3403 | 1506.3479 | 3682.5971 | 1506.3479 | 3682.5971
3404 | 1608.1753 | 3665.5153 | 1608.1753 | 3665.5153
3405 | 1671.2095 | 3614.0928 | 1671.2095 | 3614.0928
3406 | 1727.5603 | 3555.0393 | 1727.5603 | 3555.0393
3407 | 1850.6114 | 3475.2336 | 1850.6114 | 3475.2336
3408 | 1834.1419 | 3378.5641 | 1834.1419 | 3378.5641
3409 | 1782.5343 | 3347.294 | 1782.5343 | 3347.294
3410 | 1805.417 | 3292.5195 | 1805.417 | 3292.5195
3411 | 1885.2684 | 3269.0051 | 1885.2684 | 3269.0051
3412 | 1970.4426 | 3230.212 | 1970.4426 | 3230.212
3413 | 1989.0348 | 3147.7325 | 1989.0348 | 3147.7325
3414 | 1925.0299 | 3014.0254 | 1925.0299 | 3014.0254
3415 | 1843.1365 | 2855.7323 | 1843.1365 | 2855.7323
3416 | 1767.7707 | 2765.8762 | 1767.7707 | 2765.8762
3417 | 1728.2346 | 2704.7534 | 1728.2346 | 2704.7534
3418 | 1671.3392 | 2688.0904 | 1671.3392 | 2688.0904
3419 | 1574.9724 | 2650.6651 | 1574.9724 | 2650.6651
3420 | 1476.1038 | 2597.1886 | 1476.1038 | 2597.1886
3421 | 1412.2158 | 2575.5613 | 1412.2158 | 2575.5613
3422 | 1376.6931 | 2585.2724 | 1376.6931 | 2585.2724
3423 | 1367.1796 | 2587.2602 | 1367.1796 | 2587.2602
3424 | 1358.1544 | 2580.5836 | 1358.1544 | 2580.5836
3425 | 1377.8233 | 2615.7384 | 1377.8233 | 2615.7384
3426 | 1428.2257 | 2698.5664 | 1428.2257 | 2698.5664
3427 | 1489.5788 | 2728.417 | 1489.5788 | 2728.417
3428 | 1569.568 | 2741.2757 | 1569.568 | 2741.2757
3429 | 1633.291 | 2727.6263 | 1633.291 | 2727.6263
3430 | 1696.4381 | 2731.1068 | 1696.4381 | 2731.1068
3431 | 1795.3596 | 2745.5442 | 1795.3596 | 2745.5442
3432 | 1785.6837 | 2754.4876 | 1785.6837 | 2754.4876
3433 | 1738.67 | 2817.7133 | 1738.67 | 2817.7133
3434 | 1745.8596 | 2844.0435 | 1745.8596 | 2844.0435
3435 | 1820.5644 | 2865.503 | 1820.5644 | 2865.503
3436 | 1904.6389 | 2856.7767 | 1904.6389 | 2856.7767
3437 | 1926.8535 | 2836.7049 | 1926.8535 | 2836.7049
3438 | 1878.0734 | 2787.2607 | 1878.0734 | 2787.2607
3439 | 1794.3508 | 2742.2869 | 1794.3508 | 2742.2869
3440 | 1732.0338 | 2716.1017 | 1732.0338 | 2716.1017
3441 | 1682.5046 | 2703.49 | 1682.5046 | 2703.49
3442 | 1629.2255 | 2750.2454 | 1629.2255 | 2750.2454
3443 | 1542.5936 | 2808.8319 | 1542.5936 | 2808.8319
3444 | 1475.8022 | 2807.6565 | 1475.8022 | 2807.6565
3445 | 1406.616 | 2771.8801 | 1406.616 | 2771.8801
3446 | 1375.0218 | 2694.6753 | 1375.0218 | 2694.6753
3447 | 1354.6316 | 2658.6373 | 1354.6316 | 2658.6373
3448 | 1357.2919 | 2640.8436 | 1357.2919 | 2640.8436
3449 | 1389.4673 | 2654.2695 | 1389.4673 | 2654.2695
3450 | 1426.0039 | 2709.1782 | 1426.0039 | 2709.1782
3451 | 1469.3504 | 2734.7335 | 1469.3504 | 2734.7335
3452 | 1539.7847 | 2752.1402 | 1539.7847 | 2752.1402
3453 | 1606.4751 | 2708.803 | 1606.4751 | 2708.803
3454 | 1667.7266 | 2631.5577 | 1667.7266 | 2631.5577
3455 | 1749.6858 | 2557.4369 | 1749.6858 | 2557.4369
3456 | 1752.5965 | 2503.7201 | 1752.5965 | 2503.7201
3457 | 1706.5128 | 2540.2898 | 1706.5128 | 2540.2898
3458 | 1737.6104 | 2535.0372 | 1737.6104 | 2535.0372
3459 | 1816.9648 | 2516.7023 | 1816.9648 | 2516.7023
3460 | 1914.8713 | 2531.979 | 1914.8713 | 2531.979
3461 | 1945.1972 | 2526.309 | 1945.1972 | 2526.309
3462 | 1901.8625 | 2496.4462 | 1901.8625 | 2496.4462
3463 | 1830.5832 | 2454.3779 | 1830.5832 | 2454.3779
3464 | 1774.8394 | 2431.4773 | 1774.8394 | 2431.4773
3465 | 1720.6245 | 2440.342 | 1720.6245 | 2440.342
3466 | 1674.0649 | 2494.0455 | 1674.0649 | 2494.0455
3467 | 1564.1427 | 2506.3948 | 1564.1427 | 2506.3948
3468 | 1478.7797 | 2501.3031 | 1478.7797 | 2501.3031
3469 | 1402.2965 | 2524.7761 | 1402.2965 | 2524.7761
3470 | 1374.764 | 2573.3973 | 1374.764 | 2573.3973
3471 | 1356.0435 | 2626.5492 | 1356.0435 | 2626.5492
3472 | 1360.1366 | 2673.6898 | 1360.1366 | 2673.6898
3473 | 1367.0731 | 2782.8747 | 1367.0731 | 2782.8747
3474 | 1421.7457 | 2948.4496 | 1421.7457 | 2948.4496
3475 | 1502.2782 | 3042.4765 | 1502.2782 | 3042.4765
3476 | 1588.7553 | 3108.647 | 1588.7553 | 3108.647
3477 | 1634.2703 | 3147.6778 | 1634.2703 | 3147.6778
3478 | 1726.6415 | 3173.6452 | 1726.6415 | 3173.6452
3479 | 1824.6874 | 3178.3551 | 1824.6874 | 3178.3551
3480 | 1802.2034 | 3151.5468 | 1802.2034 | 3151.5468
3481 | 1739.3076 | 3200.6234 | 1739.3076 | 3200.6234
3482 | 1757.5455 | 3221.6476 | 1757.5455 | 3221.6476
3483 | 1852.4589 | 3247.9077 | 1852.4589 | 3247.9077
3484 | 1949.4697 | 3262.9318 | 1949.4697 | 3262.9318
3485 | 1987.9741 | 3305.1412 | 1987.9741 | 3305.1412
3486 | 1933.2296 | 3350.0666 | 1933.2296 | 3350.0666
3487 | 1837.1084 | 3388.2186 | 1837.1084 | 3388.2186
3488 | 1774.5718 | 3415.2189 | 1774.5718 | 3415.2189
3489 | 1731.9417 | 3431.5371 | 1731.9417 | 3431.5371
3490 | 1649.8004 | 3460.2271 | 1649.8004 | 3460.2271
3491 | 1549.2538 | 3465.8808 | 1549.2538 | 3465.8808
3492 | 1456.9259 | 3465.0844 | 1456.9259 | 3465.0844
3493 | 1389.0532 | 3498.5375 | 1389.0532 | 3498.5375
3494 | 1355.6253 | 3589.3534 | 1355.6253 | 3589.3534
3495 | 1339.3386 | 3713.8824 | 1339.3386 | 3713.8824
3496 | 1339.2597 | 3829.8736 | 1339.2597 | 3829.8736
3497 | 1368.9435 | 3941.8378 | 1368.9435 | 3941.8378
3498 | 1438.8435 | 4049.174 | 1438.8435 | 4049.174
3499 | 1553.9759 | 4128.1675 | 1553.9759 | 4128.1675
3500 | 1664.7262 | 4197.7489 | 1664.7262 | 4197.7489
3501 | 1741.3149 | 4232.7371 | 1741.3149 | 4232.7371
3502 | 1820.3749 | 4279.4228 | 1820.3749 | 4279.4228
3503 | 1927.3524 | 4326.959 | 1927.3524 | 4326.959
3504 | 1912.7957 | 4339.0608 | 1912.7957 | 4339.0608
3505 | 1816.7477 | 4406.329 | 1816.7477 | 4406.329
3506 | 1841.754 | 4486.6026 | 1841.754 | 4486.6026
3507 | 1946.8258 | 4617.086 | 1946.8258 | 4617.086
3508 | 2033.0846 | 4704.8769 | 2033.0846 | 4704.8769
3509 | 2065.5972 | 4697.5645 | 2065.5972 | 4697.5645
3510 | 2013.5338 | 4680.4612 | 2013.5338 | 4680.4612
3511 | 1921.6339 | 4652.542 | 1921.6339 | 4652.542
3512 | 1855.5701 | 4624.3355 | 1855.5701 | 4624.3355
3513 | 1803.986 | 4590.5002 | 1803.986 | 4590.5002
3514 | 1716.736 | 4571.6896 | 1716.736 | 4571.6896
3515 | 1588.531 | 4537.6753 | 1588.531 | 4537.6753
3516 | 1497.7071 | 4486.599 | 1497.7071 | 4486.599
3517 | 1426.6653 | 4458.7815 | 1426.6653 | 4458.7815
3518 | 1392.8391 | 4433.1199 | 1392.8391 | 4433.1199
3519 | 1366.5959 | 4415.6526 | 1366.5959 | 4415.6526
3520 | 1365.7571 | 4443.0855 | 1365.7571 | 4443.0855
3521 | 1383.0295 | 4526.6252 | 1383.0295 | 4526.6252
3522 | 1442.5684 | 4638.762 | 1442.5684 | 4638.762
3523 | 1563.0282 | 4692.6156 | 1563.0282 | 4692.6156
3524 | 1666.8483 | 4719.2444 | 1666.8483 | 4719.2444
3525 | 1737.2592 | 4713.8065 | 1737.2592 | 4713.8065
3526 | 1785.9707 | 4730.5518 | 1785.9707 | 4730.5518
3527 | 1893.5564 | 4771.7714 | 1893.5564 | 4771.7714
3528 | 1891.3315 | 4768.8397 | 1891.3315 | 4768.8397
3529 | 1802.1119 | 4781.4066 | 1802.1119 | 4781.4066
3530 | 1835.9271 | 4749.6243 | 1835.9271 | 4749.6243
3531 | 1926.0768 | 4703.3703 | 1926.0768 | 4703.3703
3532 | 2021.2331 | 4612.5287 | 2021.2331 | 4612.5287
3533 | 2049.3054 | 4430.7528 | 2049.3054 | 4430.7528
3534 | 2004.7355 | 4295.5298 | 2004.7355 | 4295.5298
3535 | 1909.5621 | 4186.3796 | 1909.5621 | 4186.3796
3536 | 1838.6968 | 4102.5874 | 1838.6968 | 4102.5874
3537 | 1773.3987 | 4054.0976 | 1773.3987 | 4054.0976
3538 | 1706.9835 | 4092.6414 | 1706.9835 | 4092.6414
3539 | 1596.622 | 4180.4105 | 1596.622 | 4180.4105
3540 | 1508.5815 | 4191.4892 | 1508.5815 | 4191.4892
3541 | 1435.5775 | 4155.9655 | 1435.5775 | 4155.9655
3542 | 1400.2937 | 4133.2095 | 1400.2937 | 4133.2095
3543 | 1387.2827 | 4122.1851 | 1387.2827 | 4122.1851
3544 | 1388.9681 | 4129.405 | 1388.9681 | 4129.405
3545 | 1416.4308 | 4212.692 | 1416.4308 | 4212.692
3546 | 1472.1356 | 4363.3599 | 1472.1356 | 4363.3599
3547 | 1579.3414 | 4480 | 1579.3414 | 4480
3548 | 1708.7865 | 4590.6391 | 1708.7865 | 4590.6391
3549 | 1785.6162 | 4654.1782 | 1785.6162 | 4654.1782
3550 | 1828.4387 | 4722.2139 | 1828.4387 | 4722.2139
3551 | 1934.4881 | 4832.2841 | 1934.4881 | 4832.2841
3552 | 1909.642 | 4908.0568 | 1909.642 | 4908.0568
3553 | 1831.1789 | 4996.5487 | 1831.1789 | 4996.5487
3554 | 1847.0923 | 5009.7404 | 1847.0923 | 5009.7404
3555 | 1933.5294 | 4981.9307 | 1933.5294 | 4981.9307
3556 | 2006.0761 | 4938.8424 | 2006.0761 | 4938.8424
3557 | 2036.1919 | 4873.0386 | 2036.1919 | 4873.0386
3558 | 2003.9818 | 4769.5247 | 2003.9818 | 4769.5247
3559 | 1898.7719 | 4667.0701 | 1898.7719 | 4667.0701
3560 | 1831.7483 | 4595.153 | 1831.7483 | 4595.153
3561 | 1768.7045 | 4512.5538 | 1768.7045 | 4512.5538
3562 | 1709.4824 | 4489.1953 | 1709.4824 | 4489.1953
3563 | 1606.0451 | 4447.2221 | 1606.0451 | 4447.2221
3564 | 1517.7907 | 4438.9721 | 1517.7907 | 4438.9721
3565 | 1448.7884 | 4493.649 | 1448.7884 | 4493.649
3566 | 1413.7306 | 4538.1012 | 1413.7306 | 4538.1012
3567 | 1392.1477 | 4550.9534 | 1392.1477 | 4550.9534
3568 | 1384.2057 | 4558.426 | 1384.2057 | 4558.426
3569 | 1402.2225 | 4621.3737 | 1402.2225 | 4621.3737
3570 | 1449.9235 | 4737.8057 | 1449.9235 | 4737.8057
3571 | 1542.4798 | 4835.8752 | 1542.4798 | 4835.8752
3572 | 1643.4924 | 4890.5496 | 1643.4924 | 4890.5496
3573 | 1702.1486 | 4938.6762 | 1702.1486 | 4938.6762
3574 | 1770.7116 | 5011.5125 | 1770.7116 | 5011.5125
3575 | 1886.5086 | 5051.2162 | 1886.5086 | 5051.2162
3576 | 1868.8107 | 5040.452 | 1868.8107 | 5040.452
3577 | 1808.2481 | 5019.4147 | 1808.2481 | 5019.4147
3578 | 1838.0056 | 4961.9872 | 1838.0056 | 4961.9872
3579 | 1932.6159 | 4924.071 | 1932.6159 | 4924.071
3580 | 2008.2327 | 4891.3418 | 2008.2327 | 4891.3418
3581 | 2015.1642 | 4793.9552 | 2015.1642 | 4793.9552
3582 | 1967.0088 | 4700.2952 | 1967.0088 | 4700.2952
3583 | 1899.6911 | 4611.358 | 1899.6911 | 4611.358
3584 | 1824.176 | 4531.482 | 1824.176 | 4531.482
3585 | 1754.834 | 4459.7474 | 1754.834 | 4459.7474
3586 | 1694.477 | 4454.4542 | 1694.477 | 4454.4542
3587 | 1608.9636 | 4442.4215 | 1608.9636 | 4442.4215
3588 | 1534.9941 | 4428.613 | 1534.9941 | 4428.613
3589 | 1468.1388 | 4431.3676 | 1468.1388 | 4431.3676
3590 | 1430.2674 | 4430.088 | 1430.2674 | 4430.088
3591 | 1411.1165 | 4415.5263 | 1411.1165 | 4415.5263
3592 | 1406.1389 | 4420.9776 | 1406.1389 | 4420.9776
3593 | 1429.96 | 4470.9131 | 1429.96 | 4470.9131
3594 | 1475.6798 | 4522.2846 | 1475.6798 | 4522.2846
3595 | 1540.3378 | 4510.0669 | 1540.3378 | 4510.0669
3596 | 1618.2403 | 4504.9865 | 1618.2403 | 4504.9865
3597 | 1661.7206 | 4474.1561 | 1661.7206 | 4474.1561
3598 | 1737.1424 | 4453.1283 | 1737.1424 | 4453.1283
3599 | 1832.3732 | 4438.6358 | 1832.3732 | 4438.6358
3600 | 1842.0221 | 4400.3314 | 1842.0221 | 4400.3314
3601 | 1779.7881 | 4407.5923 | 1779.7881 | 4407.5923
3602 | 1804.2779 | 4383.011 | 1804.2779 | 4383.011
3603 | 1890.5146 | 4372.7614 | 1890.5146 | 4372.7614
3604 | 1965.6593 | 4360.7505 | 1965.6593 | 4360.7505
3605 | 1979.5043 | 4310.8645 | 1979.5043 | 4310.8645
3606 | 1935.6784 | 4241.46 | 1935.6784 | 4241.46
3607 | 1852.332 | 4158.2077 | 1852.332 | 4158.2077
3608 | 1805.8139 | 4081.7427 | 1805.8139 | 4081.7427
3609 | 1739.4333 | 4051.0657 | 1739.4333 | 4051.0657
3610 | 1677.6124 | 4091.5045 | 1677.6124 | 4091.5045
3611 | 1594.9235 | 4102.4641 | 1594.9235 | 4102.4641
3612 | 1517.9025 | 4099.0147 | 1517.9025 | 4099.0147
3613 | 1453.6103 | 4105.812 | 1453.6103 | 4105.812
3614 | 1422.4212 | 4122.0923 | 1422.4212 | 4122.0923
3615 | 1395.9818 | 4126.733 | 1395.9818 | 4126.733
3616 | 1378.6246 | 4131.679 | 1378.6246 | 4131.679
3617 | 1394.719 | 4167.3391 | 1394.719 | 4167.3391
3618 | 1435.0076 | 4234.3756 | 1435.0076 | 4234.3756
3619 | 1499.6488 | 4269.9111 | 1499.6488 | 4269.9111
3620 | 1568.9486 | 4317.5109 | 1568.9486 | 4317.5109
3621 | 1623.094 | 4341.761 | 1623.094 | 4341.761
3622 | 1692.2174 | 4374.4239 | 1692.2174 | 4374.4239
3623 | 1805.3604 | 4407.811 | 1805.3604 | 4407.811
3624 | 1807.3343 | 4418.2705 | 1807.3343 | 4418.2705
3625 | 1753.8559 | 4477.9588 | 1753.8559 | 4477.9588
3626 | 1778.2789 | 4503.91 | 1778.2789 | 4503.91
3627 | 1861.268 | 4548.2355 | 1861.268 | 4548.2355
3628 | 1954.3351 | 4574.124 | 1954.3351 | 4574.124
3629 | 1985.8872 | 4529.4176 | 1985.8872 | 4529.4176
3630 | 1918.4513 | 4453.6965 | 1918.4513 | 4453.6965
3631 | 1838.9433 | 4359.3271 | 1838.9433 | 4359.3271
3632 | 1798.454 | 4279.1985 | 1798.454 | 4279.1985
3633 | 1740.3578 | 4218.4546 | 1740.3578 | 4218.4546
3634 | 1679.0415 | 4224.5313 | 1679.0415 | 4224.5313
3635 | 1579.5662 | 4219.5732 | 1579.5662 | 4219.5732
3636 | 1507.4265 | 3547.3852 | 1507.4265 | 3547.3852
3637 | 1456.8151 | 3544.0396 | 1456.8151 | 3544.0396
3638 | 1414.1022 | 3527.5911 | 1414.1022 | 3527.5911
3639 | 1404.304 | 3537.1749 | 1404.304 | 3537.1749
3640 | 1397.458 | 3563.2057 | 1397.458 | 3563.2057
3641 | 1427.2117 | 3613.8835 | 1427.2117 | 3613.8835
3642 | 1465.995 | 3709.4153 | 1465.995 | 3709.4153
3643 | 1551.354 | 3725.4698 | 1551.354 | 3725.4698
3644 | 1646.5729 | 3755.765 | 1646.5729 | 3755.765
3645 | 1718.6413 | 3727.6296 | 1718.6413 | 3727.6296
3646 | 1781.4328 | 3733.534 | 1781.4328 | 3733.534
3647 | 1897.2496 | 3779.5325 | 1897.2496 | 3779.5325
3648 | 1868.6495 | 3835.7043 | 1868.6495 | 3835.7043
3649 | 1816.1272 | 3894.2371 | 1816.1272 | 3894.2371
3650 | 1851.0785 | 3905.6983 | 1851.0785 | 3905.6983
3651 | 1939.2966 | 3925.1616 | 1939.2966 | 3925.1616
3652 | 2010.1303 | 3891.6718 | 2010.1303 | 3891.6718
3653 | 2047.4071 | 3804.9706 | 2047.4071 | 3804.9706
3654 | 1992.4871 | 3681.3651 | 1992.4871 | 3681.3651
3655 | 1908.5927 | 3588.3561 | 1908.5927 | 3588.3561
3656 | 1852.2906 | 3525.9714 | 1852.2906 | 3525.9714
3657 | 1792.3925 | 3492.5475 | 1792.3925 | 3492.5475
3658 | 1710.4486 | 3525.6736 | 1710.4486 | 3525.6736
3659 | 1609.6412 | 3565.8962 | 1609.6412 | 3565.8962
3660 | 1513.9685 | 3559.5235 | 1513.9685 | 3559.5235
3661 | 1445.9435 | 3561.6083 | 1445.9435 | 3561.6083
3662 | 1412.2839 | 3581.0425 | 1412.2839 | 3581.0425
3663 | 1402.2538 | 3663.6695 | 1402.2538 | 3663.6695
3664 | 1397.8394 | 3760.4011 | 1397.8394 | 3760.4011
3665 | 1430.8771 | 3876.3493 | 1430.8771 | 3876.3493
3666 | 1486.4293 | 4054.5072 | 1486.4293 | 4054.5072
3667 | 1590.6534 | 4079.8252 | 1590.6534 | 4079.8252
3668 | 1710.3915 | 4045.9148 | 1710.3915 | 4045.9148
3669 | 1780.0314 | 3931.4265 | 1780.0314 | 3931.4265
3670 | 1850.4658 | 3858.8574 | 1850.4658 | 3858.8574
3671 | 1959.2075 | 3813.3921 | 1959.2075 | 3813.3921
3672 | 1936.7633 | 3791.8358 | 1936.7633 | 3791.8358
3673 | 1847.199 | 3798.9402 | 1847.199 | 3798.9402
3674 | 1885.6461 | 3782.8239 | 1885.6461 | 3782.8239
3675 | 1980.0209 | 3771.9413 | 1980.0209 | 3771.9413
3676 | 2042.6902 | 3747.9278 | 2042.6902 | 3747.9278
3677 | 2079.0732 | 3716.0623 | 2079.0732 | 3716.0623
3678 | 2044.0733 | 3616.0947 | 2044.0733 | 3616.0947
3679 | 1942.8702 | 3507.8595 | 1942.8702 | 3507.8595
3680 | 1876.2908 | 3470.2839 | 1876.2908 | 3470.2839
3681 | 1812.1402 | 3469.442 | 1812.1402 | 3469.442
3682 | 1725.2182 | 3491.4945 | 1725.2182 | 3491.4945
3683 | 1617.3067 | 3447.8133 | 1617.3067 | 3447.8133
3684 | 1523.4777 | 3374.6795 | 1523.4777 | 3374.6795
3685 | 1458.5865 | 3358.5567 | 1458.5865 | 3358.5567
3686 | 1425.0295 | 3341.8952 | 1425.0295 | 3341.8952
3687 | 1411.2532 | 3340.9378 | 1411.2532 | 3340.9378
3688 | 1410.8613 | 3347.8027 | 1410.8613 | 3347.8027
3689 | 1440.7859 | 3393.6891 | 1440.7859 | 3393.6891
3690 | 1498.816 | 3500.614 | 1498.816 | 3500.614
3691 | 1601.6877 | 3544.459 | 1601.6877 | 3544.459
3692 | 1721.5528 | 3602.7576 | 1721.5528 | 3602.7576
3693 | 1807.5536 | 3606.1393 | 1807.5536 | 3606.1393
3694 | 1859.9617 | 3608.9559 | 1859.9617 | 3608.9559
3695 | 1971.8724 | 3626.0991 | 1971.8724 | 3626.0991
3696 | 1955.6136 | 3653.5222 | 1955.6136 | 3653.5222
3697 | 1874.8787 | 3668.8253 | 1874.8787 | 3668.8253
3698 | 1915.6998 | 3592.656 | 1915.6998 | 3592.656
3699 | 1996.1938 | 3437.2841 | 1996.1938 | 3437.2841
3700 | 2039.1626 | 3288.0537 | 2039.1626 | 3288.0537
3701 | 2071.8227 | 3228.8236 | 2071.8227 | 3228.8236
3702 | 2042.1655 | 3159.3084 | 2042.1655 | 3159.3084
3703 | 1952.2148 | 3109.3161 | 1952.2148 | 3109.3161
3704 | 1882.7969 | 3096.2303 | 1882.7969 | 3096.2303
3705 | 1823.932 | 3082.7176 | 1823.932 | 3082.7176
3706 | 1727.6194 | 3073.4658 | 1727.6194 | 3073.4658
3707 | 1622.8019 | 3019.0304 | 1622.8019 | 3019.0304
3708 | 1530.2147 | 2967.405 | 1530.2147 | 2967.405
3709 | 1458.8991 | 2988.9751 | 1458.8991 | 2988.9751
3710 | 1422.5822 | 3019.057 | 1422.5822 | 3019.057
3711 | 1454.5288 | 3098.2768 | 1454.5288 | 3098.2768
3712 | 1454.2939 | 3191.9204 | 1454.2939 | 3191.9204
3713 | 1483.2555 | 3305.1003 | 1483.2555 | 3305.1003
3714 | 1543.1283 | 3472.3976 | 1543.1283 | 3472.3976
3715 | 1642.7765 | 3568.4163 | 1642.7765 | 3568.4163
3716 | 1762.6169 | 3681.87 | 1762.6169 | 3681.87
3717 | 1804.5383 | 3736.8931 | 1804.5383 | 3736.8931
3718 | 1859.7888 | 3786.453 | 1859.7888 | 3786.453
3719 | 1957.925 | 3813.2857 | 1957.925 | 3813.2857
3720 | 1932.0039 | 3838.5792 | 1932.0039 | 3838.5792
3721 | 1879.0865 | 3884.1218 | 1879.0865 | 3884.1218
3722 | 1895.7411 | 3918.9015 | 1895.7411 | 3918.9015
3723 | 1991.0931 | 3980.4232 | 1991.0931 | 3980.4232
3724 | 2043.927 | 4012.8426 | 2043.927 | 4012.8426
3725 | 2052.1852 | 4044.9697 | 2052.1852 | 4044.9697
3726 | 2027.2783 | 4019.7489 | 2027.2783 | 4019.7489
3727 | 1938.2736 | 3982.9598 | 1938.2736 | 3982.9598
3728 | 1849.6128 | 3967.8509 | 1849.6128 | 3967.8509
3729 | 1791.996 | 3975.74 | 1791.996 | 3975.74
3730 | 1724.5051 | 4066.0443 | 1724.5051 | 4066.0443
3731 | 1627.5175 | 4146.1958 | 1627.5175 | 4146.1958
3732 | 1545.4196 | 4169.5302 | 1545.4196 | 4169.5302
3733 | 1476.0977 | 4192.8038 | 1476.0977 | 4192.8038
3734 | 1441.0961 | 4199.0349 | 1441.0961 | 4199.0349
3735 | 1421.5404 | 4215.7527 | 1421.5404 | 4215.7527
3736 | 1417.7346 | 4236.8855 | 1417.7346 | 4236.8855
3737 | 1443.3432 | 4272.2307 | 1443.3432 | 4272.2307
3738 | 1489.2696 | 4358.2861 | 1489.2696 | 4358.2861
3739 | 1573.6189 | 4369.7621 | 1573.6189 | 4369.7621
3740 | 1679.6203 | 4427.4218 | 1679.6203 | 4427.4218
3741 | 1745.6892 | 4476.6951 | 1745.6892 | 4476.6951
3742 | 1814.5403 | 4551.1707 | 1814.5403 | 4551.1707
3743 | 1921.6012 | 4589.1834 | 1921.6012 | 4589.1834
3744 | 1906.2885 | 4541.2208 | 1906.2885 | 4541.2208
3745 | 1846.076 | 4430.9875 | 1846.076 | 4430.9875
3746 | 1876.8822 | 4277.8354 | 1876.8822 | 4277.8354
3747 | 1982.3891 | 4161.2211 | 1982.3891 | 4161.2211
3748 | 2029.9927 | 4080.6684 | 2029.9927 | 4080.6684
3749 | 2057.0604 | 4069.6723 | 2057.0604 | 4069.6723
3750 | 2007.1128 | 4032.9521 | 2007.1128 | 4032.9521
3751 | 1906.1253 | 3963.368 | 1906.1253 | 3963.368
3752 | 1837.4613 | 3923.45 | 1837.4613 | 3923.45
3753 | 1781.0328 | 3928.1448 | 1781.0328 | 3928.1448
3754 | 1712.7315 | 3970.1085 | 1712.7315 | 3970.1085
3755 | 1622.6251 | 3984.8832 | 1622.6251 | 3984.8832
3756 | 1538.8803 | 3993.8432 | 1538.8803 | 3993.8432
3757 | 1481.4077 | 4012.6448 | 1481.4077 | 4012.6448
3758 | 1439.1376 | 3994.3862 | 1439.1376 | 3994.3862
3759 | 1422.4234 | 4040.5981 | 1422.4234 | 4040.5981
3760 | 1414.0422 | 4150.3198 | 1414.0422 | 4150.3198
3761 | 1437.0732 | 4250.5094 | 1437.0732 | 4250.5094
3762 | 1468.7425 | 4390.868 | 1468.7425 | 4390.868
3763 | 1538.8453 | 4482.2018 | 1538.8453 | 4482.2018
3764 | 1611.2108 | 4600.3404 | 1611.2108 | 4600.3404
3765 | 1677.4285 | 4669.6314 | 1677.4285 | 4669.6314
3766 | 1749.0471 | 4768.4903 | 1749.0471 | 4768.4903
3767 | 1841.2978 | 4850.7974 | 1841.2978 | 4850.7974
3768 | 1819.0563 | 4855.5408 | 1819.0563 | 4855.5408
3769 | 1787.795 | 4830.7021 | 1787.795 | 4830.7021
3770 | 1816.2052 | 4798.8272 | 1816.2052 | 4798.8272
3771 | 1896.125 | 4847.6782 | 1896.125 | 4847.6782
3772 | 1977.8562 | 4903.7355 | 1977.8562 | 4903.7355
3773 | 1995.0906 | 4879.7492 | 1995.0906 | 4879.7492
3774 | 1921.6739 | 4677.9896 | 1921.6739 | 4677.9896
3775 | 1871.6864 | 4473.9251 | 1871.6864 | 4473.9251
3776 | 1803.8184 | 4362.8805 | 1803.8184 | 4362.8805
3777 | 1751.6671 | 4294.3192 | 1751.6671 | 4294.3192
3778 | 1693.3267 | 4262.0684 | 1693.3267 | 4262.0684
3779 | 1609.1401 | 4239.8955 | 1609.1401 | 4239.8955
3780 | 1522.8686 | 4229.9026 | 1522.8686 | 4229.9026
3781 | 1458.121 | 4264.6758 | 1458.121 | 4264.6758
3782 | 1421.8445 | 4357.6856 | 1421.8445 | 4357.6856
3783 | 1412.4463 | 4590.8711 | 1412.4463 | 4590.8711
3784 | 1406.548 | 4915.3569 | 1406.548 | 4915.3569
3785 | 1425.2258 | 5187.7198 | 1425.2258 | 5187.7198
3786 | 1461.196 | 5329.0367 | 1461.196 | 5329.0367
3787 | 1538.9185 | 5360.2109 | 1538.9185 | 5360.2109
3788 | 1624.0727 | 5439.379 | 1624.0727 | 5439.379
3789 | 1678.2991 | 5439.8859 | 1678.2991 | 5439.8859
3790 | 1743.7411 | 5441.1053 | 1743.7411 | 5441.1053
3791 | 1845.684 | 5444.1936 | 1845.684 | 5444.1936
3792 | 1839.7857 | 5438.1829 | 1839.7857 | 5438.1829
3793 | 1799.6522 | 5465.092 | 1799.6522 | 5465.092
3794 | 1822.483 | 5502.7466 | 1822.483 | 5502.7466
3795 | 1923.9637 | 5575.4484 | 1923.9637 | 5575.4484
3796 | 1999.47 | 5617.3442 | 1999.47 | 5617.3442
3797 | 2017.6534 | 5574.618 | 2017.6534 | 5574.618
3798 | 1961.7055 | 5382.3349 | 1961.7055 | 5382.3349
3799 | 1873.561 | 5204.4637 | 1873.561 | 5204.4637
3800 | 1828.0467 | 5130.5795 | 1828.0467 | 5130.5795
3801 | 1784.3171 | 5087.9986 | 1784.3171 | 5087.9986
3802 | 1711.0629 | 5157.5398 | 1711.0629 | 5157.5398
3803 | 1619.7407 | 5153.7875 | 1619.7407 | 5153.7875
3804 | 1534.7144 | 5093.9633 | 1534.7144 | 5093.9633
3805 | 1462.2617 | 5065.2762 | 1462.2617 | 5065.2762
3806 | 1428.9492 | 5053.7257 | 1428.9492 | 5053.7257
3807 | 1410.2208 | 5143.0607 | 1410.2208 | 5143.0607
3808 | 1408.7255 | 5341.7972 | 1408.7255 | 5341.7972
3809 | 1433.719 | 5571.5693 | 1433.719 | 5571.5693
3810 | 1479.4845 | 5781.7768 | 1479.4845 | 5781.7768
3811 | 1566.6876 | 5754.8146 | 1566.6876 | 5754.8146
3812 | 1670.8636 | 5695.5627 | 1670.8636 | 5695.5627
3813 | 1737.4116 | 5593.6387 | 1737.4116 | 5593.6387
3814 | 1809.0528 | 5530.546 | 1809.0528 | 5530.546
3815 | 1904.0782 | 5506.3762 | 1904.0782 | 5506.3762
3816 | 1891.4936 | 5461.1819 | 1891.4936 | 5461.1819
3817 | 1828.5212 | 5353.0782 | 1828.5212 | 5353.0782
3818 | 1857.7897 | 5178.9501 | 1857.7897 | 5178.9501
3819 | 1954.0418 | 5066.5949 | 1954.0418 | 5066.5949
3820 | 2022.5746 | 4949.7335 | 2022.5746 | 4949.7335
3821 | 2036.365 | 4851.8522 | 2036.365 | 4851.8522
3822 | 1991.8802 | 4751.8847 | 1991.8802 | 4751.8847
3823 | 1905.9709 | 4658.5562 | 1905.9709 | 4658.5562
3824 | 1853.2319 | 4597.8752 | 1853.2319 | 4597.8752
3825 | 1786.8895 | 4581.0617 | 1786.8895 | 4581.0617
3826 | 1704.83 | 4610.7805 | 1704.83 | 4610.7805
3827 | 1609.2516 | 4625.9811 | 1609.2516 | 4625.9811
3828 | 1516.1441 | 4643.3527 | 1516.1441 | 4643.3527
3829 | 1452.6224 | 4714.1151 | 1452.6224 | 4714.1151
3830 | 1421.9717 | 4782.5288 | 1421.9717 | 4782.5288
3831 | 1403.8792 | 4864.8364 | 1403.8792 | 4864.8364
3832 | 1408.0809 | 4948.0453 | 1408.0809 | 4948.0453
3833 | 1430.7837 | 5056.5401 | 1430.7837 | 5056.5401
3834 | 1476.0977 | 5233.2074 | 1476.0977 | 5233.2074
3835 | 1569.9088 | 5349.6697 | 1569.9088 | 5349.6697
3836 | 1699.3324 | 5488.252 | 1699.3324 | 5488.252
3837 | 1768.7536 | 5565.7417 | 1768.7536 | 5565.7417
3838 | 1830.3797 | 5651.8233 | 1830.3797 | 5651.8233
3839 | 1928.5293 | 5724.441 | 1928.5293 | 5724.441
3840 | 1910.9831 | 5783.8072 | 1910.9831 | 5783.8072
3841 | 1842.2427 | 5840.9557 | 1842.2427 | 5840.9557
3842 | 1880.2066 | 5845.6024 | 1880.2066 | 5845.6024
3843 | 1973.7146 | 5873.6904 | 1973.7146 | 5873.6904
3844 | 2030.0736 | 5911.1142 | 2030.0736 | 5911.1142
3845 | 2065.532 | 5988.3876 | 2065.532 | 5988.3876
3846 | 2023.4333 | 5960.5049 | 2023.4333 | 5960.5049
3847 | 1936.354 | 5791.0454 | 1936.354 | 5791.0454
3848 | 1882.5224 | 5652.3167 | 1882.5224 | 5652.3167
3849 | 1814.5598 | 5596.7456 | 1814.5598 | 5596.7456
3850 | 1725.6248 | 5590.9011 | 1725.6248 | 5590.9011
3851 | 1612.6506 | 5559.7842 | 1612.6506 | 5559.7842
3852 | 1525.0535 | 5500.5989 | 1525.0535 | 5500.5989
3853 | 1453.2931 | 5469.0369 | 1453.2931 | 5469.0369
3854 | 1410.3799 | 5466.8564 | 1410.3799 | 5466.8564
3855 | 1397.0325 | 5576.2091 | 1397.0325 | 5576.2091
3856 | 1393.8139 | 5705.5226 | 1393.8139 | 5705.5226
3857 | 1417.2041 | 5863.8486 | 1417.2041 | 5863.8486
3858 | 1481.3118 | 6061.5983 | 1481.3118 | 6061.5983
3859 | 1588.9639 | 6179.2319 | 1588.9639 | 6179.2319
3860 | 1714.3064 | 6289.9172 | 1714.3064 | 6289.9172
3861 | 1788.8593 | 6333.9731 | 1788.8593 | 6333.9731
3862 | 1836.8536 | 6396.7363 | 1836.8536 | 6396.7363
3863 | 1938.843 | 6457.535 | 1938.843 | 6457.535
3864 | 1920.5828 | 6489.1107 | 1920.5828 | 6489.1107
3865 | 1855.8755 | 6511.1219 | 1855.8755 | 6511.1219
3866 | 1868.3593 | 6467.7475 | 1868.3593 | 6467.7475
3867 | 1946.8399 | 6433.227 | 1946.8399 | 6433.227
3868 | 2014.3183 | 6386.7469 | 2014.3183 | 6386.7469
3869 | 2039.6026 | 6349.238 | 2039.6026 | 6349.238
3870 | 1997.5226 | 6257.0433 | 1997.5226 | 6257.0433
3871 | 1911.0476 | 6130.0681 | 1911.0476 | 6130.0681
3872 | 1856.496 | 6024.6667 | 1856.496 | 6024.6667
3873 | 1794.3365 | 5979.5303 | 1794.3365 | 5979.5303
3874 | 1704.1582 | 5976.8802 | 1704.1582 | 5976.8802
3875 | 1589.9186 | 5984.3079 | 1589.9186 | 5984.3079
3876 | 1500.4868 | 6004.8739 | 1500.4868 | 6004.8739
3877 | 1433.1422 | 6034.6426 | 1433.1422 | 6034.6426
3878 | 1394.6236 | 5995.834 | 1394.6236 | 5995.834
3879 | 1371.2317 | 5989.9786 | 1371.2317 | 5989.9786
3880 | 1373.8714 | 6014.0929 | 1373.8714 | 6014.0929
3881 | 1398.0039 | 6076.2702 | 1398.0039 | 6076.2702
3882 | 1450.0235 | 6207.4718 | 1450.0235 | 6207.4718
3883 | 1549.9774 | 6264.307 | 1549.9774 | 6264.307
3884 | 1674.5983 | 6258.9324 | 1674.5983 | 6258.9324
3885 | 1741.5761 | 6207.4785 | 1741.5761 | 6207.4785
3886 | 1797.6129 | 6183.8888 | 1797.6129 | 6183.8888
3887 | 1901.303 | 6158.0153 | 1901.303 | 6158.0153
3888 | 1888.1644 | 6128.6861 | 1888.1644 | 6128.6861
3889 | 1823.106 | 6107.3612 | 1823.106 | 6107.3612
3890 | 1859.0149 | 6062.6025 | 1859.0149 | 6062.6025
3891 | 1942.5473 | 6073.5477 | 1942.5473 | 6073.5477
3892 | 2003.3634 | 6072.3204 | 2003.3634 | 6072.3204
3893 | 2006.8537 | 6037.2605 | 2006.8537 | 6037.2605
3894 | 1959.9291 | 5847.7458 | 1959.9291 | 5847.7458
3895 | 1874.2616 | 5644.3201 | 1874.2616 | 5644.3201
3896 | 1826.4755 | 5561.7048 | 1826.4755 | 5561.7048
3897 | 1766.7963 | 5611.4394 | 1766.7963 | 5611.4394
3898 | 1683.9207 | 5804.068 | 1683.9207 | 5804.068
3899 | 1587.8966 | 5908.4963 | 1587.8966 | 5908.4963
3900 | 1498.5676 | 5909.79 | 1498.5676 | 5909.79
3901 | 1432.7651 | 5895.6902 | 1432.7651 | 5895.6902
3902 | 1389.4027 | 5849.3217 | 1389.4027 | 5849.3217
3903 | 1369.4161 | 5847.6189 | 1369.4161 | 5847.6189
3904 | 1368.3027 | 5843.0908 | 1368.3027 | 5843.0908
3905 | 1390.2208 | 5865.4458 | 1390.2208 | 5865.4458
3906 | 1457.1934 | 5966.7274 | 1457.1934 | 5966.7274
3907 | 1548.8224 | 6018.984 | 1548.8224 | 6018.984
3908 | 1649.0649 | 6093.7866 | 1649.0649 | 6093.7866
3909 | 1710.5838 | 6107.1772 | 1710.5838 | 6107.1772
3910 | 1758.6375 | 6112.4427 | 1758.6375 | 6112.4427
3911 | 1862.9496 | 6090.5089 | 1862.9496 | 6090.5089
3912 | 1862.3784 | 6076.2994 | 1862.3784 | 6076.2994
3913 | 1805.4183 | 6090.5378 | 1805.4183 | 6090.5378
3914 | 1831.5434 | 6080.5971 | 1831.5434 | 6080.5971
3915 | 1926.1757 | 6094.8431 | 1926.1757 | 6094.8431
3916 | 1992.6452 | 6080.4126 | 1992.6452 | 6080.4126
3917 | 2005.0875 | 6054.6162 | 2005.0875 | 6054.6162
3918 | 1943.7441 | 5946.1305 | 1943.7441 | 5946.1305
3919 | 1859.2487 | 5810.2113 | 1859.2487 | 5810.2113
3920 | 1796.8669 | 5750.9144 | 1796.8669 | 5750.9144
3921 | 1735.3446 | 5793.941 | 1735.3446 | 5793.941
3922 | 1675.1997 | 5953.6682 | 1675.1997 | 5953.6682
3923 | 1593.2414 | 6098.2383 | 1593.2414 | 6098.2383
3924 | 1510.5314 | 6164.9088 | 1510.5314 | 6164.9088
3925 | 1448.5819 | 6186.5853 | 1448.5819 | 6186.5853
3926 | 1404.839 | 6169.9239 | 1404.839 | 6169.9239
3927 | 1380.595 | 6214.9645 | 1380.595 | 6214.9645
3928 | 1370.7138 | 6303.9232 | 1370.7138 | 6303.9232
3929 | 1397.198 | 6411.4597 | 1397.198 | 6411.4597
3930 | 1445.8339 | 6531.0554 | 1445.8339 | 6531.0554
3931 | 1520.6016 | 6555.7345 | 1520.6016 | 6555.7345
3932 | 1596.4773 | 6574.4237 | 1596.4773 | 6574.4237
3933 | 1636.0124 | 6507.4241 | 1636.0124 | 6507.4241
3934 | 1702.1742 | 6432.2996 | 1702.1742 | 6432.2996
3935 | 1791.8518 | 6365.326 | 1791.8518 | 6365.326
3936 | 1795.3821 | 6319.8123 | 1795.3821 | 6319.8123
3937 | 1756.9262 | 6298.3809 | 1756.9262 | 6298.3809
3938 | 1787.9516 | 6229.6649 | 1787.9516 | 6229.6649
3939 | 1886.0428 | 6187.7975 | 1886.0428 | 6187.7975
3940 | 1957.9294 | 6122.0451 | 1957.9294 | 6122.0451
3941 | 1931.4207 | 6070.2684 | 1931.4207 | 6070.2684
3942 | 1858.2778 | 6008.3131 | 1858.2778 | 6008.3131
3943 | 1791.8158 | 5931.9145 | 1791.8158 | 5931.9145
3944 | 1748.591 | 5815.333 | 1748.591 | 5815.333
3945 | 1720.9988 | 5784.7839 | 1720.9988 | 5784.7839
3946 | 1650.5229 | 5872.4263 | 1650.5229 | 5872.4263
3947 | 1578.5548 | 5845.7814 | 1578.5548 | 5845.7814
3948 | 1498.3591 | 5708.5485 | 1498.3591 | 5708.5485
3949 | 1432.6773 | 5646.2146 | 1432.6773 | 5646.2146
3950 | 1398.8373 | 5635.09 | 1398.8373 | 5635.09
3951 | 1378.0905 | 5642.7572 | 1378.0905 | 5642.7572
3952 | 1378.5729 | 5616.5078 | 1378.5729 | 5616.5078
3953 | 1390.5615 | 5588.1797 | 1390.5615 | 5588.1797
3954 | 1427.8739 | 5601.8307 | 1427.8739 | 5601.8307
3955 | 1512.1747 | 5548.9946 | 1512.1747 | 5548.9946
3956 | 1586.7114 | 5520.8339 | 1586.7114 | 5520.8339
3957 | 1644.6667 | 5436.9046 | 1644.6667 | 5436.9046
3958 | 1709.4383 | 5350.2805 | 1709.4383 | 5350.2805
3959 | 1820.2969 | 5250.6184 | 1820.2969 | 5250.6184
3960 | 1810.7128 | 5147.6072 | 1810.7128 | 5147.6072
3961 | 1767.8149 | 5058.137 | 1767.8149 | 5058.137
3962 | 1805.8031 | 4966.9544 | 1805.8031 | 4966.9544
3963 | 1913.7843 | 4943.8269 | 1913.7843 | 4943.8269
3964 | 1961.8406 | 4922.6884 | 1961.8406 | 4922.6884
3965 | 1985.5865 | 4946.9362 | 1985.5865 | 4946.9362
3966 | 1926.7873 | 4955.0427 | 1926.7873 | 4955.0427
3967 | 1853.4842 | 4934.864 | 1853.4842 | 4934.864
3968 | 1794.3553 | 4915.9219 | 1794.3553 | 4915.9219
3969 | 1744.5527 | 4911.7792 | 1744.5527 | 4911.7792
3970 | 1680.0924 | 4955.1271 | 1680.0924 | 4955.1271
3971 | 1593.288 | 5014.3026 | 1593.288 | 5014.3026
3972 | 1514.3641 | 5070.219 | 1514.3641 | 5070.219
3973 | 1446.6791 | 5146.944 | 1446.6791 | 5146.944
3974 | 1406.6363 | 5192.4652 | 1406.6363 | 5192.4652
3975 | 1384.1556 | 5259.3336 | 1384.1556 | 5259.3336
3976 | 1381.5689 | 5347.5469 | 1381.5689 | 5347.5469
3977 | 1401.0161 | 5459.0231 | 1401.0161 | 5459.0231
3978 | 1447.1603 | 5617.8023 | 1447.1603 | 5617.8023
3979 | 1532.7686 | 5681.665 | 1532.7686 | 5681.665
3980 | 1630.4569 | 5729.2094 | 1630.4569 | 5729.2094
3981 | 1690.8352 | 5635.8036 | 1690.8352 | 5635.8036
3982 | 1749.3372 | 5535.7634 | 1749.3372 | 5535.7634
3983 | 1856.2405 | 5446.749 | 1856.2405 | 5446.749
3984 | 1842.3797 | 5392.8237 | 1842.3797 | 5392.8237
3985 | 1784.2481 | 5387.2573 | 1784.2481 | 5387.2573
3986 | 1796.2451 | 5337.4943 | 1796.2451 | 5337.4943
3987 | 1905.5246 | 5307.9782 | 1905.5246 | 5307.9782
3988 | 1981.0871 | 5252.0217 | 1981.0871 | 5252.0217
3989 | 2004.871 | 5161.7003 | 2004.871 | 5161.7003
3990 | 1945.5194 | 4936.6222 | 1945.5194 | 4936.6222
3991 | 1864.38 | 4733.729 | 1864.38 | 4733.729
3992 | 1809.2611 | 4657.5023 | 1809.2611 | 4657.5023
3993 | 1769.0284 | 4628.5504 | 1769.0284 | 4628.5504
3994 | 1688.8386 | 4620.8958 | 1688.8386 | 4620.8958
3995 | 1602.5226 | 4593.5056 | 1602.5226 | 4593.5056
3996 | 1509.171 | 4579.8925 | 1509.171 | 4579.8925
3997 | 1452.5606 | 4629.253 | 1452.5606 | 4629.253
3998 | 1405.8908 | 4675.3065 | 1405.8908 | 4675.3065
3999 | 1389.969 | 4705.5468 | 1389.969 | 4705.5468
4000 | 1388.1258 | 4700.0604 | 1388.1258 | 4700.0604
4001 | 1408.6974 | 4732.4242 | 1408.6974 | 4732.4242
4002 | 1465.6292 | 4846.5895 | 1465.6292 | 4846.5895
4003 | 1565.7582 | 4897.6749 | 1565.7582 | 4897.6749
4004 | 1692.2858 | 4966.7277 | 1692.2858 | 4966.7277
4005 | 1761.5403 | 4975.3269 | 1761.5403 | 4975.3269
4006 | 1795.2632 | 4997.5222 | 1795.2632 | 4997.5222
4007 | 1897.3054 | 5031.5953 | 1897.3054 | 5031.5953
4008 | 1878.361 | 5077.9713 | 1878.361 | 5077.9713
4009 | 1812.3203 | 5141.6149 | 1812.3203 | 5141.6149
4010 | 1820.3177 | 5185.7646 | 1820.3177 | 5185.7646
4011 | 1929.1619 | 5289.8771 | 1929.1619 | 5289.8771
4012 | 1985.4532 | 5433.0326 | 1985.4532 | 5433.0326
4013 | 1993.9848 | 5603.8992 | 1993.9848 | 5603.8992
4014 | 1947.2216 | 5633.94 | 1947.2216 | 5633.94
4015 | 1846.9835 | 5601.197 | 1846.9835 | 5601.197
4016 | 1807.6209 | 5583.6391 | 1807.6209 | 5583.6391
4017 | 1785.24 | 5617.2957 | 1785.24 | 5617.2957
4018 | 1709.7986 | 5792.1426 | 1709.7986 | 5792.1426
4019 | 1607.9723 | 5988.8864 | 1607.9723 | 5988.8864
4020 | 1519.7802 | 6058.3254 | 1519.7802 | 6058.3254
4021 | 1453.3126 | 5921.777 | 1453.3126 | 5921.777
4022 | 1414.9751 | 5652.7652 | 1414.9751 | 5652.7652
4023 | 1398.601 | 5461.7463 | 1398.601 | 5461.7463
4024 | 1397.6998 | 5475.1064 | 1397.6998 | 5475.1064
4025 | 1421.2882 | 5556.0237 | 1421.2882 | 5556.0237
4026 | 1480.1622 | 5695.1046 | 1480.1622 | 5695.1046
4027 | 1571.6424 | 5761.6292 | 1571.6424 | 5761.6292
4028 | 1694.7787 | 5817.7982 | 1694.7787 | 5817.7982
4029 | 1749.9479 | 5773.9042 | 1749.9479 | 5773.9042
4030 | 1810.7558 | 5727.9543 | 1810.7558 | 5727.9543
4031 | 1919.1178 | 5747.44 | 1919.1178 | 5747.44
4032 | 1903.8648 | 5743.6654 | 1903.8648 | 5743.6654
4033 | 1816.6028 | 5702.7486 | 1816.6028 | 5702.7486
4034 | 1856.9115 | 5592.0808 | 1856.9115 | 5592.0808
4035 | 1959.3294 | 5493.0352 | 1959.3294 | 5493.0352
4036 | 2033.8308 | 5404.2838 | 2033.8308 | 5404.2838
4037 | 2028.1819 | 5357.192 | 2028.1819 | 5357.192
4038 | 1964.9739 | 5271.2794 | 1964.9739 | 5271.2794
4039 | 1889.356 | 5061.891 | 1889.356 | 5061.891
4040 | 1847.3484 | 4937.5367 | 1847.3484 | 4937.5367
4041 | 1806.4708 | 4894.5299 | 1806.4708 | 4894.5299
4042 | 1727.6783 | 4826.3964 | 1727.6783 | 4826.3964
4043 | 1616.6069 | 4694.7652 | 1616.6069 | 4694.7652
4044 | 1531.5537 | 4538.6859 | 1531.5537 | 4538.6859
4045 | 1460.1502 | 4394.7906 | 1460.1502 | 4394.7906
4046 | 1415.9155 | 4229.7003 | 1415.9155 | 4229.7003
4047 | 1390.1114 | 4123.1177 | 1390.1114 | 4123.1177
4048 | 1388.1159 | 4106.0253 | 1388.1159 | 4106.0253
4049 | 1414.9868 | 4155.106 | 1414.9868 | 4155.106
4050 | 1470.3271 | 4271.0814 | 1470.3271 | 4271.0814
4051 | 1561.2278 | 4356.133 | 1561.2278 | 4356.133
4052 | 1695.0484 | 4409.8531 | 1695.0484 | 4409.8531
4053 | 1751.3764 | 4382.3565 | 1751.3764 | 4382.3565
4054 | 1786.3968 | 4390.284 | 1786.3968 | 4390.284
4055 | 1888.9395 | 4454.3836 | 1888.9395 | 4454.3836
4056 | 1891.6362 | 4562.6227 | 1891.6362 | 4562.6227
4057 | 1806.0668 | 4707.6147 | 1806.0668 | 4707.6147
4058 | 1819.6592 | 4835.5618 | 1819.6592 | 4835.5618
4059 | 1910.6443 | 4995.7877 | 1910.6443 | 4995.7877
4060 | 1970.0713 | 5141.9245 | 1970.0713 | 5141.9245
4061 | 1968.1381 | 5296.2872 | 1968.1381 | 5296.2872
4062 | 1923.3836 | 5395.6445 | 1923.3836 | 5395.6445
4063 | 1839.6588 | 5439.7779 | 1839.6588 | 5439.7779
4064 | 1783.6407 | 5466.5144 | 1783.6407 | 5466.5144
4065 | 1745.1063 | 5494.7406 | 1745.1063 | 5494.7406
4066 | 1681.6232 | 5502.2058 | 1681.6232 | 5502.2058
4067 | 1594.5259 | 5517.8323 | 1594.5259 | 5517.8323
4068 | 1499.7504 | 5605.0528 | 1499.7504 | 5605.0528
4069 | 1435.7754 | 5749.7102 | 1435.7754 | 5749.7102
4070 | 1389.481 | 5779.2598 | 1389.481 | 5779.2598
4071 | 1369.3457 | 5698.2317 | 1369.3457 | 5698.2317
4072 | 1359.5001 | 5581.3704 | 1359.5001 | 5581.3704
4073 | 1376.1337 | 5508.0025 | 1376.1337 | 5508.0025
4074 | 1429.4936 | 5553.2772 | 1429.4936 | 5553.2772
4075 | 1504.4078 | 5529.1899 | 1504.4078 | 5529.1899
4076 | 1619.5059 | 5527.4355 | 1619.5059 | 5527.4355
4077 | 1670.2961 | 5448.4041 | 1670.2961 | 5448.4041
4078 | 1727.4938 | 5356.1367 | 1727.4938 | 5356.1367
4079 | 1809.7173 | 5201.852 | 1809.7173 | 5201.852
4080 | 1811.3594 | 5017.7053 | 1811.3594 | 5017.7053
4081 | 1753.1959 | 4860.5157 | 1753.1959 | 4860.5157
4082 | 1784.4083 | 4683.9386 | 1784.4083 | 4683.9386
4083 | 1881.4558 | 4524.9465 | 1881.4558 | 4524.9465
4084 | 1946.9248 | 4328.3339 | 1946.9248 | 4328.3339
4085 | 1955.6243 | 4185.9452 | 1955.6243 | 4185.9452
4086 | 1883.2959 | 4047.22 | 1883.2959 | 4047.22
4087 | 1809.0971 | 3900.7596 | 1809.0971 | 3900.7596
4088 | 1752.3493 | 3788.7566 | 1752.3493 | 3788.7566
4089 | 1718.4419 | 3703.4784 | 1718.4419 | 3703.4784
4090 | 1668.3754 | 3644.5019 | 1668.3754 | 3644.5019
4091 | 1584.9295 | 3567.0675 | 1584.9295 | 3567.0675
4092 | 1505.4763 | 3506.711 | 1505.4763 | 3506.711
4093 | 1439.6083 | 3491.5464 | 1439.6083 | 3491.5464
4094 | 1395.8709 | 3471.3712 | 1395.8709 | 3471.3712
4095 | 1380.6633 | 3489.7926 | 1380.6633 | 3489.7926
4096 | 1371.4936 | 3520.2955 | 1371.4936 | 3520.2955
4097 | 1394.1443 | 3546.9095 | 1394.1443 | 3546.9095
4098 | 1431.3811 | 3637.1175 | 1431.3811 | 3637.1175
4099 | 1494.1301 | 3672.0184 | 1494.1301 | 3672.0184
4100 | 1559.2132 | 3720.947 | 1559.2132 | 3720.947
4101 | 1597.8175 | 3705.4824 | 1597.8175 | 3705.4824
4102 | 1656.146 | 3716.4977 | 1656.146 | 3716.4977
4103 | 1740.5719 | 3804.7675 | 1740.5719 | 3804.7675
4104 | 1762.5522 | 3916.5203 | 1762.5522 | 3916.5203
4105 | 1731.7801 | 3991.2376 | 1731.7801 | 3991.2376
4106 | 1760.2193 | 3979.3804 | 1760.2193 | 3979.3804
4107 | 1849.8829 | 3971.6921 | 1849.8829 | 3971.6921
4108 | 1907.4829 | 3953.6414 | 1907.4829 | 3953.6414
4109 | 1886.177 | 3973.4171 | 1886.177 | 3973.4171
4110 | 1851.312 | 3980.9913 | 1851.312 | 3980.9913
4111 | 1789.9748 | 3976.1453 | 1789.9748 | 3976.1453
4112 | 1762.1234 | 3985.6325 | 1762.1234 | 3985.6325
4113 | 1707.4191 | 3999.9103 | 1707.4191 | 3999.9103
4114 | 1659.3072 | 4028.032 | 1659.3072 | 4028.032
4115 | 1582.7958 | 4023.0019 | 1582.7958 | 4023.0019
4116 | 1513.1754 | 4014.0738 | 1513.1754 | 4014.0738
4117 | 1450.1221 | 4034.3661 | 1450.1221 | 4034.3661
4118 | 1415.9326 | 4038.1482 | 1415.9326 | 4038.1482
4119 | 1393.4569 | 4061.6805 | 1393.4569 | 4061.6805
4120 | 1380.0421 | 4086.4336 | 1380.0421 | 4086.4336
4121 | 1386.8758 | 4136.3661 | 1386.8758 | 4136.3661
4122 | 1419.861 | 4248.7212 | 1419.861 | 4248.7212
4123 | 1473.6382 | 4283.6222 | 1473.6382 | 4283.6222
4124 | 1542.6456 | 4322.329 | 1542.6456 | 4322.329
4125 | 1589.5275 | 4283.12 | 1589.5275 | 4283.12
4126 | 1651.5602 | 4262.8311 | 1651.5602 | 4262.8311
4127 | 1738.566 | 4300.3114 | 1738.566 | 4300.3114
4128 | 1749.4703 | 4384.5932 | 1749.4703 | 4384.5932
4129 | 1715.2026 | 4479.8605 | 1715.2026 | 4479.8605
4130 | 1734.2094 | 4526.1397 | 1734.2094 | 4526.1397
4131 | 1823.5284 | 4530.2703 | 1823.5284 | 4530.2703
4132 | 1885.8536 | 4465.0503 | 1885.8536 | 4465.0503
4133 | 1903.9731 | 4352.5817 | 1903.9731 | 4352.5817
4134 | 1848.5105 | 4212.0464 | 1848.5105 | 4212.0464
4135 | 1793.8263 | 4111.9034 | 1793.8263 | 4111.9034
4136 | 1754.9377 | 4055.9073 | 1754.9377 | 4055.9073
4137 | 1721.8149 | 4002.3593 | 1721.8149 | 4002.3593
4138 | 1674.6599 | 3976.8165 | 1674.6599 | 3976.8165
4139 | 1598.7106 | 3920.4646 | 1598.7106 | 3920.4646
4140 | 1526.5591 | 3812.4064 | 1526.5591 | 3812.4064
4141 | 1466.2612 | 3715.9999 | 1466.2612 | 3715.9999
4142 | 1424.0381 | 3608.0877 | 1424.0381 | 3608.0877
4143 | 1409.7471 | 3566.669 | 1409.7471 | 3566.669
4144 | 1393.2329 | 3587.376 | 1393.2329 | 3587.376
4145 | 1398.8164 | 3686.3943 | 1398.8164 | 3686.3943
4146 | 1427.3744 | 3885.7412 | 1427.3744 | 3885.7412
4147 | 1479.7136 | 4038.5122 | 1479.7136 | 4038.5122
4148 | 1557.872 | 4207.0144 | 1557.872 | 4207.0144
4149 | 1613.9392 | 4318.8963 | 1613.9392 | 4318.8963
4150 | 1674.66 | 4364.9425 | 1674.66 | 4364.9425
4151 | 1787.4852 | 4323.2039 | 1787.4852 | 4323.2039
4152 | 1772.7986 | 4312.2953 | 1772.7986 | 4312.2953
4153 | 1724.7549 | 4374.5547 | 1724.7549 | 4374.5547
4154 | 1754.4884 | 4432.9723 | 1754.4884 | 4432.9723
4155 | 1859.4959 | 4521.8586 | 1859.4959 | 4521.8586
4156 | 1921.1956 | 4571.7402 | 1921.1956 | 4571.7402
4157 | 1935.6804 | 4641.5602 | 1935.6804 | 4641.5602
4158 | 1885.6986 | 4687.679 | 1885.6986 | 4687.679
4159 | 1813.1844 | 4701.5729 | 1813.1844 | 4701.5729
4160 | 1757.5964 | 4709.8889 | 1757.5964 | 4709.8889
4161 | 1721.9986 | 4716.3939 | 1721.9986 | 4716.3939
4162 | 1678.757 | 4776.9911 | 1678.757 | 4776.9911
4163 | 1617.2422 | 4778.4561 | 1617.2422 | 4778.4561
4164 | 1539.0453 | 4735.8812 | 1539.0453 | 4735.8812
4165 | 1482.7531 | 4725.6146 | 1482.7531 | 4725.6146
4166 | 1439.4877 | 4787.2138 | 1439.4877 | 4787.2138
4167 | 1410.976 | 5008.1544 | 1410.976 | 5008.1544
4168 | 1397.1772 | 5235.4267 | 1397.1772 | 5235.4267
4169 | 1407.6116 | 5289.4053 | 1407.6116 | 5289.4053
4170 | 1457.7037 | 5294.4317 | 1457.7037 | 5294.4317
4171 | 1521.9757 | 5154.0715 | 1521.9757 | 5154.0715
4172 | 1604.0378 | 5132.7253 | 1604.0378 | 5132.7253
4173 | 1666.5959 | 5079.6743 | 1666.5959 | 5079.6743
4174 | 1722.7515 | 5051.5061 | 1722.7515 | 5051.5061
4175 | 1816.4782 | 5022.2253 | 1816.4782 | 5022.2253
4176 | 1843.8513 | 4974.5821 | 1843.8513 | 4974.5821
4177 | 1784.6824 | 4912.7959 | 1784.6824 | 4912.7959
4178 | 1793.159 | 4813.734 | 1793.159 | 4813.734
4179 | 1888.4389 | 4737.6875 | 1888.4389 | 4737.6875
4180 | 1953.7904 | 4645.6353 | 1953.7904 | 4645.6353
4181 | 1950.8993 | 4587.1505 | 1950.8993 | 4587.1505
4182 | 1923.2076 | 4486.9699 | 1923.2076 | 4486.9699
4183 | 1842.8159 | 4341.7872 | 1842.8159 | 4341.7872
4184 | 1771.5567 | 4203.165 | 1771.5567 | 4203.165
4185 | 1726.7291 | 4107.3456 | 1726.7291 | 4107.3456
4186 | 1696.417 | 4053.1605 | 1696.417 | 4053.1605
4187 | 1626.9245 | 3921.4229 | 1626.9245 | 3921.4229
4188 | 1561.9001 | 3807.0825 | 1561.9001 | 3807.0825
4189 | 1496.8051 | 3782.2286 | 1496.8051 | 3782.2286
4190 | 1443.8109 | 3755.7713 | 1443.8109 | 3755.7713
4191 | 1412.0256 | 3824.6627 | 1412.0256 | 3824.6627
4192 | 1395.4975 | 3897.224 | 1395.4975 | 3897.224
4193 | 1409.2101 | 3899.3483 | 1409.2101 | 3899.3483
4194 | 1459.1118 | 3996.3708 | 1459.1118 | 3996.3708
4195 | 1511.3716 | 4031.6976 | 1511.3716 | 4031.6976
4196 | 1588.8883 | 4118.4256 | 1588.8883 | 4118.4256
4197 | 1655.8277 | 4124.5758 | 1655.8277 | 4124.5758
4198 | 1708.781 | 4105.9905 | 1708.781 | 4105.9905
4199 | 1785.6739 | 4035.8226 | 1785.6739 | 4035.8226
4200 | 1809.9811 | 3934.089 | 1809.9811 | 3934.089
4201 | 1761.9381 | 3848.5585 | 1761.9381 | 3848.5585
4202 | 1773.3122 | 3736.5064 | 1773.3122 | 3736.5064
4203 | 1866.6325 | 3659.608 | 1866.6325 | 3659.608
4204 | 1930.1675 | 3575.7546 | 1930.1675 | 3575.7546
4205 | 1924.703 | 3526.2138 | 1924.703 | 3526.2138
4206 | 1879.4964 | 3446.7963 | 1879.4964 | 3446.7963
4207 | 1814.8149 | 3333.6631 | 1814.8149 | 3333.6631
4208 | 1749.3213 | 3253.6033 | 1749.3213 | 3253.6033
4209 | 1706.9624 | 3178.5469 | 1706.9624 | 3178.5469
4210 | 1650.264 | 3144.0601 | 1650.264 | 3144.0601
4211 | 1609.4696 | 3139.7753 | 1609.4696 | 3139.7753
4212 | 1559.9455 | 3144.7957 | 1559.9455 | 3144.7957
4213 | 1517.4677 | 3174.9903 | 1517.4677 | 3174.9903
4214 | 1472.9617 | 3175.0458 | 1472.9617 | 3175.0458
4215 | 1430.4407 | 3205.1797 | 1430.4407 | 3205.1797
4216 | 1408.6947 | 3244.946 | 1408.6947 | 3244.946
4217 | 1409.2362 | 3306.4845 | 1409.2362 | 3306.4845
4218 | 1445.5176 | 3449.6115 | 1445.5176 | 3449.6115
4219 | 1494.0862 | 3513.0483 | 1494.0862 | 3513.0483
4220 | 1540.6398 | 3615.1089 | 1540.6398 | 3615.1089
4221 | 1569.859 | 3653.0957 | 1569.859 | 3653.0957
4222 | 1618.2438 | 3701.165 | 1618.2438 | 3701.165
4223 | 1683.5096 | 3730.8725 | 1683.5096 | 3730.8725
4224 | 1691.6977 | 3713.0428 | 1691.6977 | 3713.0428
4225 | 1665.4514 | 3700.449 | 1665.4514 | 3700.449
4226 | 1692.165 | 3660.9077 | 1692.165 | 3660.9077
4227 | 1763.4141 | 3650.664 | 1763.4141 | 3650.664
4228 | 1818.3182 | 3620.3684 | 1818.3182 | 3620.3684
4229 | 1809.1095 | 3616.8257 | 1809.1095 | 3616.8257
4230 | 1760.6073 | 3585.9617 | 1760.6073 | 3585.9617
4231 | 1719.4412 | 3526.8124 | 1719.4412 | 3526.8124
4232 | 1673.321 | 3478.4826 | 1673.321 | 3478.4826
4233 | 1643.9082 | 3448.3595 | 1643.9082 | 3448.3595
4234 | 1601.667 | 3496.7118 | 1601.667 | 3496.7118
4235 | 1571.5606 | 3527.458 | 1571.5606 | 3527.458
4236 | 1535.1603 | 3518.9558 | 1535.1603 | 3518.9558
4237 | 1497.3154 | 3507.518 | 1497.3154 | 3507.518
4238 | 1455.9824 | 3478.2922 | 1455.9824 | 3478.2922
4239 | 1417.2063 | 3496.7136 | 1417.2063 | 3496.7136
4240 | 1401.1988 | 3523.2768 | 1401.1988 | 3523.2768
4241 | 1404.3316 | 3591.0974 | 1404.3316 | 3591.0974
4242 | 1433.4592 | 3720.7019 | 1433.4592 | 3720.7019
4243 | 1471.9547 | 3772.2132 | 1471.9547 | 3772.2132
4244 | 1521.424 | 3822.952 | 1521.424 | 3822.952
4245 | 1565.0643 | 3823.2459 | 1565.0643 | 3823.2459
4246 | 1631.5939 | 3880.3657 | 1631.5939 | 3880.3657
4247 | 1727.3576 | 3925.8318 | 1727.3576 | 3925.8318
4248 | 1767.3689 | 3944.0979 | 1767.3689 | 3944.0979
4249 | 1751.0393 | 3982.4 | 1751.0393 | 3982.4
4250 | 1783.5153 | 4009.5134 | 1783.5153 | 4009.5134
4251 | 1868.1279 | 4093.9277 | 1868.1279 | 4093.9277
4252 | 1934.0252 | 4125.3887 | 1934.0252 | 4125.3887
4253 | 1950.9366 | 4092.4584 | 1950.9366 | 4092.4584
4254 | 1878.3708 | 3999.6248 | 1878.3708 | 3999.6248
4255 | 1798.6909 | 3900.7596 | 1798.6909 | 3900.7596
4256 | 1733.7174 | 3832.0927 | 1733.7174 | 3832.0927
4257 | 1681.7069 | 3819.7512 | 1681.7069 | 3819.7512
4258 | 1646.4085 | 3836.9058 | 1646.4085 | 3836.9058
4259 | 1610.1878 | 3846.1436 | 1610.1878 | 3846.1436
4260 | 1572.2036 | 3877.5703 | 1572.2036 | 3877.5703
4261 | 1532.1623 | 3958.6609 | 1532.1623 | 3958.6609
4262 | 1486.7096 | 4028.2459 | 1486.7096 | 4028.2459
4263 | 1437.443 | 4115.3449 | 1437.443 | 4115.3449
4264 | 1410.4149 | 4203.6647 | 1410.4149 | 4203.6647
4265 | 1409.4804 | 4302.7896 | 1409.4804 | 4302.7896
4266 | 1434.8638 | 4467.212 | 1434.8638 | 4467.212
4267 | 1480.6566 | 4549.1758 | 1480.6566 | 4549.1758
4268 | 1524.936 | 4619.6127 | 1524.936 | 4619.6127
4269 | 1570.5596 | 4583.598 | 1570.5596 | 4583.598
4270 | 1636.6599 | 4513.2649 | 1636.6599 | 4513.2649
4271 | 1740.5877 | 4426.806 | 1740.5877 | 4426.806
4272 | 1773.0883 | 4326.3502 | 1773.0883 | 4326.3502
4273 | 1759.1268 | 4218.353 | 1759.1268 | 4218.353
4274 | 1776.4002 | 4077.6586 | 1776.4002 | 4077.6586
4275 | 1870.0639 | 3987.6636 | 1870.0639 | 3987.6636
4276 | 1932.5065 | 3881.8759 | 1932.5065 | 3881.8759
4277 | 1928.1292 | 3762.0603 | 1928.1292 | 3762.0603
4278 | 1878.0582 | 3664.6482 | 1878.0582 | 3664.6482
4279 | 1802.9282 | 3625.0906 | 1802.9282 | 3625.0906
4280 | 1744.4245 | 3609.0234 | 1744.4245 | 3609.0234
4281 | 1683.5623 | 3627.5603 | 1683.5623 | 3627.5603
4282 | 1640.5651 | 3697.1015 | 1640.5651 | 3697.1015
4283 | 1597.2498 | 3747.6524 | 1597.2498 | 3747.6524
4284 | 1566.113 | 3753.0987 | 1566.113 | 3753.0987
4285 | 1517.3302 | 3757.6324 | 1517.3302 | 3757.6324
4286 | 1468.899 | 3744.0588 | 1468.899 | 3744.0588
4287 | 1437.4131 | 3785.1598 | 1437.4131 | 3785.1598
4288 | 1413.6031 | 3872.9472 | 1413.6031 | 3872.9472
4289 | 1410.5797 | 3992.9416 | 1410.5797 | 3992.9416
4290 | 1432.4742 | 4180.363 | 1432.4742 | 4180.363
4291 | 1479.4105 | 4303.1075 | 1479.4105 | 4303.1075
4292 | 1520.9273 | 4427.1024 | 1520.9273 | 4427.1024
4293 | 1550.5094 | 4491.4954 | 1550.5094 | 4491.4954
4294 | 1615.2917 | 4547.2311 | 1615.2917 | 4547.2311
4295 | 1706.4743 | 4572.0406 | 1706.4743 | 4572.0406
4296 | 1753.7528 | 4645.0359 | 1753.7528 | 4645.0359
4297 | 1740.2562 | 4762.0245 | 1740.2562 | 4762.0245
4298 | 1773.5733 | 4810.8591 | 1773.5733 | 4810.8591
4299 | 1864.7167 | 4708.8322 | 1864.7167 | 4708.8322
4300 | 1915.1532 | 4539.7971 | 1915.1532 | 4539.7971
4301 | 1946.3173 | 4454.3737 | 1946.3173 | 4454.3737
4302 | 1887.0436 | 4350.9988 | 1887.0436 | 4350.9988
4303 | 1808.3266 | 4194.636 | 1808.3266 | 4194.636
4304 | 1753.0915 | 4046.5373 | 1753.0915 | 4046.5373
4305 | 1710.5012 | 3902.0579 | 1710.5012 | 3902.0579
4306 | 1669.8447 | 3772.4872 | 1669.8447 | 3772.4872
4307 | 1626.5825 | 3623.6068 | 1626.5825 | 3623.6068
4308 | 1584.0158 | 3431.4317 | 1584.0158 | 3431.4317
4309 | 1535.9503 | 3257.6165 | 1535.9503 | 3257.6165
4310 | 1495.0184 | 3089.0124 | 1495.0184 | 3089.0124
4311 | 1462.973 | 2933.9828 | 1462.973 | 2933.9828
4312 | 1446.0837 | 2822.2324 | 1446.0837 | 2822.2324
4313 | 1449.3579 | 2749.5034 | 1449.3579 | 2749.5034
4314 | 1470.0191 | 2764.6451 | 1470.0191 | 2764.6451
4315 | 1516.9159 | 2741.0901 | 1516.9159 | 2741.0901
4316 | 1571.4753 | 2765.955 | 1571.4753 | 2765.955
4317 | 1605.9838 | 2747.509 | 1605.9838 | 2747.509
4318 | 1678.9548 | 2751.6033 | 1678.9548 | 2751.6033
4319 | 1767.069 | 2721.6836 | 1767.069 | 2721.6836
4320 | 1808.8727 | 2668.3972 | 1808.8727 | 2668.3972
4321 | 1795.4705 | 2679.5477 | 1795.4705 | 2679.5477
4322 | 1804.1541 | 2735.8357 | 1804.1541 | 2735.8357
4323 | 1884.501 | 2885.3074 | 1884.501 | 2885.3074
4324 | 1964.0878 | 3086.9187 | 1964.0878 | 3086.9187
4325 | 1975.7848 | 3364.7947 | 1975.7848 | 3364.7947
4326 | 1924.2804 | 3595.0123 | 1924.2804 | 3595.0123
4327 | 1848.2838 | 3728.6927 | 1848.2838 | 3728.6927
4328 | 1772.6481 | 3817.3989 | 1772.6481 | 3817.3989
4329 | 1709.929 | 3888.1095 | 1709.929 | 3888.1095
4330 | 1681.8593 | 3971.5992 | 1681.8593 | 3971.5992
4331 | 1629.1665 | 4022.1501 | 1629.1665 | 4022.1501
4332 | 1588.5055 | 4090.2048 | 1588.5055 | 4090.2048
4333 | 1544.994 | 4197.3823 | 1544.994 | 4197.3823
4334 | 1502.9902 | 4268.245 | 1502.9902 | 4268.245
4335 | 1475.2169 | 4333.5162 | 1475.2169 | 4333.5162
4336 | 1448.6972 | 4397.1334 | 1448.6972 | 4397.1334
4337 | 1456.8818 | 4402.5585 | 1456.8818 | 4402.5585
4338 | 1487.5385 | 4467.5314 | 1487.5385 | 4467.5314
4339 | 1536.3642 | 4483.7989 | 1536.3642 | 4483.7989
4340 | 1599.4567 | 4501.5298 | 1599.4567 | 4501.5298
4341 | 1642.759 | 4428.4611 | 1642.759 | 4428.4611
4342 | 1697.54 | 4341.4111 | 1697.54 | 4341.4111
4343 | 1788.8411 | 4251.6514 | 1788.8411 | 4251.6514
4344 | 1823.5588 | 4142.571 | 1823.5588 | 4142.571
4345 | 1803.368 | 4047.5639 | 1803.368 | 4047.5639
4346 | 1831.2015 | 3932.5305 | 1831.2015 | 3932.5305
4347 | 1900.3472 | 3852.4379 | 1900.3472 | 3852.4379
4348 | 1976.8512 | 3818.2026 | 1976.8512 | 3818.2026
4349 | 1998.1516 | 3773.8793 | 1998.1516 | 3773.8793
4350 | 1947.7611 | 3642.3945 | 1947.7611 | 3642.3945
4351 | 1858.2022 | 3516.4841 | 1858.2022 | 3516.4841
4352 | 1784.2543 | 3417.0454 | 1784.2543 | 3417.0454
4353 | 1714.9718 | 3329.9571 | 1714.9718 | 3329.9571
4354 | 1672.8921 | 3235.5238 | 1672.8921 | 3235.5238
4355 | 1628.0728 | 3095.3744 | 1628.0728 | 3095.3744
4356 | 1530.9061 | 2961.0164 | 1530.9061 | 2961.0164
4357 | 1499.3336 | 2895.9142 | 1499.3336 | 2895.9142
4358 | 1466.5739 | 2852.527 | 1466.5739 | 2852.527
4359 | 1435.0948 | 2841.9867 | 1435.0948 | 2841.9867
4360 | 1410.0513 | 2862.3742 | 1410.0513 | 2862.3742
4361 | 1412.8664 | 2932.6438 | 1412.8664 | 2932.6438
4362 | 1445.5966 | 3046.3832 | 1445.5966 | 3046.3832
4363 | 1485.4076 | 3081.71 | 1485.4076 | 3081.71
4364 | 1542.3773 | 3141.2863 | 1542.3773 | 3141.2863
4365 | 1582.9766 | 3147.7559 | 1582.9766 | 3147.7559
4366 | 1646.1718 | 3198.9131 | 1646.1718 | 3198.9131
4367 | 1741.412 | 3262.2673 | 1741.412 | 3262.2673
4368 | 1769.8349 | 3298.315 | 1769.8349 | 3298.315
4369 | 1741.3667 | 3333.6358 | 1741.3667 | 3333.6358
4370 | 1774.8705 | 3307.0847 | 1774.8705 | 3307.0847
4371 | 1843.3777 | 3258.7222 | 1843.3777 | 3258.7222
4372 | 1901.2591 | 3202.9786 | 1901.2591 | 3202.9786
4373 | 1918.7776 | 3186.4458 | 1918.7776 | 3186.4458
4374 | 1852.4814 | 3117.5695 | 1852.4814 | 3117.5695
4375 | 1765.3639 | 2986.1223 | 1765.3639 | 2986.1223
4376 | 1706.652 | 2914.4741 | 1706.652 | 2914.4741
4377 | 1642.3589 | 2915.7617 | 1642.3589 | 2915.7617
4378 | 1589.966 | 3000.6356 | 1589.966 | 3000.6356
4379 | 1550.8471 | 3075.6762 | 1550.8471 | 3075.6762
4380 | 1529.324 | 4509.0821 | 1529.324 | 4509.0821
4381 | 1527.9604 | 4464.9318 | 1527.9604 | 4464.9318
4382 | 1497.0941 | 4403.425 | 1497.0941 | 4403.425
4383 | 1444.1692 | 4339.5068 | 1444.1692 | 4339.5068
4384 | 1417.1374 | 4299.8825 | 1417.1374 | 4299.8825
4385 | 1412.9708 | 4275.7457 | 1412.9708 | 4275.7457
4386 | 1423.8439 | 4322.9977 | 1423.8439 | 4322.9977
4387 | 1438.2835 | 4298.868 | 1438.2835 | 4298.868
4388 | 1448.8956 | 4251.7631 | 1448.8956 | 4251.7631
4389 | 1448.2643 | 4161.3785 | 1448.2643 | 4161.3785
4390 | 1465.6736 | 4049.4192 | 1465.6736 | 4049.4192
4391 | 1539.2884 | 3922.7772 | 1539.2884 | 3922.7772
4392 | 1576.2264 | 3800.994 | 1576.2264 | 3800.994
4393 | 1569.5566 | 3724.8788 | 1569.5566 | 3724.8788
4394 | 1610.9061 | 3644.8235 | 1610.9061 | 3644.8235
4395 | 1713.7131 | 3525.9691 | 1713.7131 | 3525.9691
4396 | 1776.4614 | 3360.5003 | 1776.4614 | 3360.5003
4397 | 1792.0223 | 3190.9592 | 1792.0223 | 3190.9592
4398 | 1755.0366 | 3027.8798 | 1755.0366 | 3027.8798
4399 | 1713.8585 | 2858.6678 | 1713.8585 | 2858.6678
4400 | 1680.8184 | 2748.6931 | 1680.8184 | 2748.6931
4401 | 1630.6068 | 2734.3636 | 1630.6068 | 2734.3636
4402 | 1592.3822 | 2748.647 | 1592.3822 | 2748.647
4403 | 1572.2877 | 2761.3019 | 1572.2877 | 2761.3019
4404 | 1544.1461 | 2786.0072 | 1544.1461 | 2786.0072
4405 | 1512.8307 | 2828.7167 | 1512.8307 | 2828.7167
4406 | 1480.788 | 2921.8304 | 1480.788 | 2921.8304
4407 | 1440.4732 | 3054.2865 | 1440.4732 | 3054.2865
4408 | 1411.6868 | 3122.856 | 1411.6868 | 3122.856
4409 | 1412.9828 | 3107.8623 | 1412.9828 | 3107.8623
4410 | 1428.4999 | 3397.1027 | 1428.4999 | 3397.1027
4411 | 1461.2637 | 3491.5291 | 1461.2637 | 3491.5291
4412 | 1501.4188 | 3325.0554 | 1501.4188 | 3325.0554
4413 | 1532.7415 | 3255.7 | 1532.7415 | 3255.7
4414 | 1576.1716 | 3232.8355 | 1576.1716 | 3232.8355
4415 | 1666.0508 | 3206.8696 | 1666.0508 | 3206.8696
4416 | 1707.3249 | 3177.4321 | 1707.3249 | 3177.4321
4417 | 1710.2037 | 3125.2922 | 1710.2037 | 3125.2922
4418 | 1753.5466 | 3078.5586 | 1753.5466 | 3078.5586
4419 | 1832.9141 | 3053.5737 | 1832.9141 | 3053.5737
4420 | 1905.812 | 2958.1007 | 1905.812 | 2958.1007
4421 | 1923.0885 | 2827.8751 | 1923.0885 | 2827.8751
4422 | 1875.369 | 2677.2913 | 1875.369 | 2677.2913
4423 | 1798.5965 | 2512.8541 | 1798.5965 | 2512.8541
4424 | 1751.3872 | 2378.8024 | 1751.3872 | 2378.8024
4425 | 1709.1061 | 2282.4895 | 1709.1061 | 2282.4895
4426 | 1660.2736 | 2202.8018 | 1660.2736 | 2202.8018
4427 | 1616.874 | 2125.5491 | 1616.874 | 2125.5491
4428 | 1581.6801 | 2075.1791 | 1581.6801 | 2075.1791
4429 | 1537.7142 | 2087.4115 | 1537.7142 | 2087.4115
4430 | 1497.6088 | 2091.8368 | 1497.6088 | 2091.8368
4431 | 1455.6517 | 2095.4762 | 1455.6517 | 2095.4762
4432 | 1428.7853 | 2134.7877 | 1428.7853 | 2134.7877
4433 | 1422.3178 | 2208.7872 | 1422.3178 | 2208.7872
4434 | 1441.427 | 2354.6835 | 1441.427 | 2354.6835
4435 | 1474.1338 | 2431.0268 | 1474.1338 | 2431.0268
4436 | 1511.8445 | 2491.4045 | 1511.8445 | 2491.4045
4437 | 1543.3846 | 2518.1536 | 1543.3846 | 2518.1536
4438 | 1597.1231 | 2544.6621 | 1597.1231 | 2544.6621
4439 | 1683.3459 | 2565.0214 | 1683.3459 | 2565.0214
4440 | 1722.77 | 2591.1538 | 1722.77 | 2591.1538
4441 | 1707.2197 | 2623.5372 | 1707.2197 | 2623.5372
4442 | 1756.2693 | 2659.7014 | 1756.2693 | 2659.7014
4443 | 1840.6903 | 2727.0621 | 1840.6903 | 2727.0621
4444 | 1917.1209 | 2777.2698 | 1917.1209 | 2777.2698
4445 | 1927.5658 | 2827.9767 | 1927.5658 | 2827.9767
4446 | 1894.4035 | 2841.6646 | 1894.4035 | 2841.6646
4447 | 1829.5246 | 2816.4062 | 1829.5246 | 2816.4062
4448 | 1773.8903 | 2792.377 | 1773.8903 | 2792.377
4449 | 1717.3316 | 2812.6898 | 1717.3316 | 2812.6898
4450 | 1655.8833 | 2854.5042 | 1655.8833 | 2854.5042
4451 | 1628.4394 | 2877.0134 | 1628.4394 | 2877.0134
4452 | 1575.3851 | 2907.6109 | 1575.3851 | 2907.6109
4453 | 1529.7474 | 2947.0696 | 1529.7474 | 2947.0696
4454 | 1480.6156 | 2989.4897 | 1480.6156 | 2989.4897
4455 | 1444.7469 | 3049.7149 | 1444.7469 | 3049.7149
4456 | 1418.7172 | 3124.8879 | 1418.7172 | 3124.8879
4457 | 1422.0281 | 3228.1454 | 1422.0281 | 3228.1454
4458 | 1433.323 | 3389.9914 | 1433.323 | 3389.9914
4459 | 1463.4655 | 3466.5378 | 1463.4655 | 3466.5378
4460 | 1494.124 | 3515.131 | 1494.124 | 3515.131
4461 | 1523.5285 | 3499.517 | 1523.5285 | 3499.517
4462 | 1577.7654 | 3506.2153 | 1577.7654 | 3506.2153
4463 | 1672.1387 | 3519.9713 | 1672.1387 | 3519.9713
4464 | 1705.4348 | 3553.723 | 1705.4348 | 3553.723
4465 | 1692.5369 | 3594.7415 | 1692.5369 | 3594.7415
4466 | 1711.7696 | 3628.0611 | 1711.7696 | 3628.0611
4467 | 1800.472 | 3690.2408 | 1800.472 | 3690.2408
4468 | 1878.9058 | 3746.4423 | 1878.9058 | 3746.4423
4469 | 1914.7645 | 3794.9142 | 1914.7645 | 3794.9142
4470 | 1876.2024 | 3790.519 | 1876.2024 | 3790.519
4471 | 1810.1348 | 3765.4638 | 1810.1348 | 3765.4638
4472 | 1771.9309 | 3752.3048 | 1771.9309 | 3752.3048
4473 | 1742.9498 | 3772.7192 | 1742.9498 | 3772.7192
4474 | 1694.4609 | 3833.7342 | 1694.4609 | 3833.7342
4475 | 1638.4512 | 3894.9492 | 1638.4512 | 3894.9492
4476 | 1576.2451 | 3944.849 | 1576.2451 | 3944.849
4477 | 1511.3421 | 4000.0541 | 1511.3421 | 4000.0541
4478 | 1468.8179 | 4058.5255 | 1468.8179 | 4058.5255
4479 | 1434.251 | 4062.3681 | 1434.251 | 4062.3681
4480 | 1405.9718 | 4044.3826 | 1405.9718 | 4044.3826
4481 | 1410.7721 | 4058.4438 | 1410.7721 | 4058.4438
4482 | 1422.9704 | 4165.4309 | 1422.9704 | 4165.4309
4483 | 1465.2519 | 4212.4146 | 1465.2519 | 4212.4146
4484 | 1509.0439 | 4238.3531 | 1509.0439 | 4238.3531
4485 | 1547.8915 | 4238.6888 | 1547.8915 | 4238.6888
4486 | 1604.1468 | 4271.2926 | 1604.1468 | 4271.2926
4487 | 1696.6493 | 4327.615 | 1696.6493 | 4327.615
4488 | 1720.0056 | 4380.7705 | 1720.0056 | 4380.7705
4489 | 1710.4372 | 4423.4144 | 1710.4372 | 4423.4144
4490 | 1724.533 | 4392.5289 | 1724.533 | 4392.5289
4491 | 1813.815 | 4352.915 | 1813.815 | 4352.915
4492 | 1890.2719 | 4261.6072 | 1890.2719 | 4261.6072
4493 | 1913.62 | 4212.2476 | 1913.62 | 4212.2476
4494 | 1879.4925 | 4184.893 | 1879.4925 | 4184.893
4495 | 1818.4378 | 4122.1477 | 1818.4378 | 4122.1477
4496 | 1788.4883 | 4083.1847 | 1788.4883 | 4083.1847
4497 | 1762.5097 | 4083.6874 | 1762.5097 | 4083.6874
4498 | 1701.8629 | 4100.7138 | 1701.8629 | 4100.7138
4499 | 1639.6197 | 4113.4702 | 1639.6197 | 4113.4702
4500 | 1574.6927 | 4147.5218 | 1574.6927 | 4147.5218
4501 | 1514.3287 | 4193.8886 | 1514.3287 | 4193.8886
4502 | 1467.343 | 4240.6771 | 1467.343 | 4240.6771
4503 | 1436.5626 | 4272.965 | 1436.5626 | 4272.965
4504 | 1414.6299 | 4273.5706 | 1414.6299 | 4273.5706
4505 | 1414.8089 | 4266.7041 | 1414.8089 | 4266.7041
4506 | 1441.3555 | 4316.3943 | 1441.3555 | 4316.3943
4507 | 1497.2184 | 4293.9917 | 1497.2184 | 4293.9917
4508 | 1573.4769 | 4229.0068 | 1573.4769 | 4229.0068
4509 | 1599.6512 | 4130.1902 | 1599.6512 | 4130.1902
4510 | 1657.1525 | 4042.7142 | 1657.1525 | 4042.7142
4511 | 1774.0952 | 3960.1625 | 1774.0952 | 3960.1625
4512 | 1774.2005 | 3895.7779 | 1774.2005 | 3895.7779
4513 | 1734.3519 | 3837.9489 | 1734.3519 | 3837.9489
4514 | 1774.0046 | 3790.1994 | 1774.0046 | 3790.1994
4515 | 1864.1874 | 3770.3956 | 1864.1874 | 3770.3956
4516 | 1946.4785 | 3739.7373 | 1946.4785 | 3739.7373
4517 | 1955.1359 | 3756.6146 | 1955.1359 | 3756.6146
4518 | 1907.336 | 3766.2389 | 1907.336 | 3766.2389
4519 | 1841.8685 | 3748.5998 | 1841.8685 | 3748.5998
4520 | 1806.9191 | 3733.8153 | 1806.9191 | 3733.8153
4521 | 1761.9162 | 3743.4611 | 1761.9162 | 3743.4611
4522 | 1706.5462 | 3756.3223 | 1706.5462 | 3756.3223
4523 | 1640.7529 | 3753.7386 | 1640.7529 | 3753.7386
4524 | 1565.5304 | 3758.9385 | 1565.5304 | 3758.9385
4525 | 1496.4383 | 3764.0596 | 1496.4383 | 3764.0596
4526 | 1464.1671 | 3770.3135 | 1464.1671 | 3770.3135
4527 | 1433.0272 | 3771.4132 | 1433.0272 | 3771.4132
4528 | 1409.6375 | 3773.949 | 1409.6375 | 3773.949
4529 | 1418.6279 | 3813.9157 | 1418.6279 | 3813.9157
4530 | 1449.3719 | 3927.7094 | 1449.3719 | 3927.7094
4531 | 1514.9055 | 3972.5596 | 1514.9055 | 3972.5596
4532 | 1618.77 | 3995.6536 | 1618.77 | 3995.6536
4533 | 1679.0708 | 3983.1889 | 1679.0708 | 3983.1889
4534 | 1743.3763 | 3981.6584 | 1743.3763 | 3981.6584
4535 | 1855.8284 | 3980.379 | 1855.8284 | 3980.379
4536 | 1852.4967 | 3985.279 | 1852.4967 | 3985.279
4537 | 1799.1553 | 3988.9122 | 1799.1553 | 3988.9122
4538 | 1826.4913 | 3995.2089 | 1826.4913 | 3995.2089
4539 | 1906.934 | 4032.4988 | 1906.934 | 4032.4988
4540 | 1991.2694 | 4063.4044 | 1991.2694 | 4063.4044
4541 | 2010.8509 | 4143.1661 | 2010.8509 | 4143.1661
4542 | 1969.3781 | 4214.4558 | 1969.3781 | 4214.4558
4543 | 1879.8885 | 4247.2055 | 1879.8885 | 4247.2055
4544 | 1836.0779 | 4273.7683 | 1836.0779 | 4273.7683
4545 | 1794.5073 | 4309.7261 | 1794.5073 | 4309.7261
4546 | 1744.8273 | 4333.6606 | 1744.8273 | 4333.6606
4547 | 1646.4429 | 4334.5309 | 1646.4429 | 4334.5309
4548 | 1561.5235 | 4343.185 | 1561.5235 | 4343.185
4549 | 1499.1808 | 4359.5826 | 1499.1808 | 4359.5826
4550 | 1462.1428 | 4386.2562 | 1462.1428 | 4386.2562
4551 | 1430.6885 | 4409.9089 | 1430.6885 | 4409.9089
4552 | 1406.1047 | 4431.95 | 1406.1047 | 4431.95
4553 | 1418.0411 | 4484.3108 | 1418.0411 | 4484.3108
4554 | 1453.8706 | 4609.889 | 1453.8706 | 4609.889
4555 | 1528.1522 | 4661.5458 | 1528.1522 | 4661.5458
4556 | 1638.2837 | 4684.0302 | 1638.2837 | 4684.0302
4557 | 1682.5964 | 4663.1335 | 1682.5964 | 4663.1335
4558 | 1742.3861 | 4642.3008 | 1742.3861 | 4642.3008
4559 | 1860.8808 | 4609.7316 | 1860.8808 | 4609.7316
4560 | 1839.7421 | 4574.8082 | 1839.7421 | 4574.8082
4561 | 1785.3409 | 4534.4527 | 1785.3409 | 4534.4527
4562 | 1815.3974 | 4488.8367 | 1815.3974 | 4488.8367
4563 | 1897.7692 | 4479.2935 | 1897.7692 | 4479.2935
4564 | 1975.7224 | 4503.1892 | 1975.7224 | 4503.1892
4565 | 1993.1935 | 4570.5569 | 1993.1935 | 4570.5569
4566 | 1968.8319 | 4580.994 | 1968.8319 | 4580.994
4567 | 1873.482 | 4552.4847 | 1873.482 | 4552.4847
4568 | 1830.0065 | 4560.6596 | 1830.0065 | 4560.6596
4569 | 1794.5746 | 4691.5028 | 1794.5746 | 4691.5028
4570 | 1736.8417 | 4883.6711 | 1736.8417 | 4883.6711
4571 | 1648.622 | 4969.9789 | 1648.622 | 4969.9789
4572 | 1564.3327 | 4891.3668 | 1564.3327 | 4891.3668
4573 | 1499.96 | 4836.2448 | 1499.96 | 4836.2448
4574 | 1456.0514 | 4833.4571 | 1456.0514 | 4833.4571
4575 | 1429.8423 | 4766.9992 | 1429.8423 | 4766.9992
4576 | 1410.8787 | 4677.3925 | 1410.8787 | 4677.3925
4577 | 1427.0535 | 4616.9879 | 1427.0535 | 4616.9879
4578 | 1461.5734 | 4669.8273 | 1461.5734 | 4669.8273
4579 | 1538.4474 | 4735.6052 | 1538.4474 | 4735.6052
4580 | 1647.3873 | 4852.4671 | 1647.3873 | 4852.4671
4581 | 1709.3184 | 4952.9709 | 1709.3184 | 4952.9709
4582 | 1757.0478 | 5035.3541 | 1757.0478 | 5035.3541
4583 | 1880.9592 | 5093.3019 | 1880.9592 | 5093.3019
4584 | 1869.3817 | 5112.5262 | 1869.3817 | 5112.5262
4585 | 1812.1618 | 5143.1825 | 1812.1618 | 5143.1825
4586 | 1832.5929 | 5183.5119 | 1832.5929 | 5183.5119
4587 | 1914.2118 | 5234.415 | 1914.2118 | 5234.415
4588 | 2000.1272 | 5270.0952 | 2000.1272 | 5270.0952
4589 | 2016.3036 | 5282.0962 | 2016.3036 | 5282.0962
4590 | 1975.2565 | 5180.5806 | 1975.2565 | 5180.5806
4591 | 1892.0334 | 5047.6363 | 1892.0334 | 5047.6363
4592 | 1840.1988 | 4973.1167 | 1840.1988 | 4973.1167
4593 | 1786.6167 | 4931.8657 | 1786.6167 | 4931.8657
4594 | 1728.7489 | 4914.6561 | 1728.7489 | 4914.6561
4595 | 1641.9681 | 4881.3921 | 1641.9681 | 4881.3921
4596 | 1564.554 | 4852.3561 | 1564.554 | 4852.3561
4597 | 1499.5755 | 4885.1098 | 1499.5755 | 4885.1098
4598 | 1459.1948 | 4965.8295 | 1459.1948 | 4965.8295
4599 | 1431.3085 | 5032.0486 | 1431.3085 | 5032.0486
4600 | 1409.5734 | 5098.6879 | 1409.5734 | 5098.6879
4601 | 1417.9892 | 5141.6007 | 1417.9892 | 5141.6007
4602 | 1445.9303 | 5201.6531 | 1445.9303 | 5201.6531
4603 | 1514.673 | 5241.3223 | 1514.673 | 5241.3223
4604 | 1604.3183 | 5321.3069 | 1604.3183 | 5321.3069
4605 | 1669.1466 | 5325.6045 | 1669.1466 | 5325.6045
4606 | 1727.5978 | 5283.9458 | 1727.5978 | 5283.9458
4607 | 1833.6237 | 5243.8589 | 1833.6237 | 5243.8589
4608 | 1845.0303 | 5221.0247 | 1845.0303 | 5221.0247
4609 | 1806.1187 | 5191.8443 | 1806.1187 | 5191.8443
4610 | 1828.3728 | 5157.8095 | 1828.3728 | 5157.8095
4611 | 1907.7435 | 5142.6788 | 1907.7435 | 5142.6788
4612 | 1998.4648 | 5132.6434 | 1998.4648 | 5132.6434
4613 | 2025.8922 | 5150.7398 | 2025.8922 | 5150.7398
4614 | 1988.4139 | 5120.6422 | 1988.4139 | 5120.6422
4615 | 1909.1379 | 5039.7123 | 1909.1379 | 5039.7123
4616 | 1857.6798 | 4952.7986 | 1857.6798 | 4952.7986
4617 | 1805.8975 | 4863.3938 | 1805.8975 | 4863.3938
4618 | 1744.501 | 4757.191 | 1744.501 | 4757.191
4619 | 1667.5369 | 4662.4648 | 1667.5369 | 4662.4648
4620 | 1600.7117 | 4578.062 | 1600.7117 | 4578.062
4621 | 1532.5557 | 4455.8903 | 1532.5557 | 4455.8903
4622 | 1482.8825 | 4307.5236 | 1482.8825 | 4307.5236
4623 | 1449.0621 | 4174.9303 | 1449.0621 | 4174.9303
4624 | 1429.3353 | 4099.5462 | 1429.3353 | 4099.5462
4625 | 1437.9317 | 4076.2221 | 1437.9317 | 4076.2221
4626 | 1458.1628 | 4145.2145 | 1458.1628 | 4145.2145
4627 | 1508.895 | 4157.8606 | 1508.895 | 4157.8606
4628 | 1584.6255 | 4145.0931 | 1584.6255 | 4145.0931
4629 | 1632.4549 | 4103.2688 | 1632.4549 | 4103.2688
4630 | 1684.8303 | 4057.9528 | 1684.8303 | 4057.9528
4631 | 1788.3071 | 4007.1989 | 1788.3071 | 4007.1989
4632 | 1787.8679 | 3963.5387 | 1787.8679 | 3963.5387
4633 | 1759.8543 | 3922.4721 | 1759.8543 | 3922.4721
4634 | 1786.3775 | 3857.9602 | 1786.3775 | 3857.9602
4635 | 1862.9794 | 3808.6952 | 1862.9794 | 3808.6952
4636 | 1943.2593 | 3751.4202 | 1943.2593 | 3751.4202
4637 | 1969.0295 | 3720.7532 | 1969.0295 | 3720.7532
4638 | 1924.0731 | 3647.8861 | 1924.0731 | 3647.8861
4639 | 1850.7236 | 3523.0691 | 1850.7236 | 3523.0691
4640 | 1806.5852 | 3396.5352 | 1806.5852 | 3396.5352
4641 | 1763.5775 | 3278.2787 | 1763.5775 | 3278.2787
4642 | 1711.3117 | 3180.9142 | 1711.3117 | 3180.9142
4643 | 1633.6607 | 3082.8355 | 1633.6607 | 3082.8355
4644 | 1565.1246 | 3016.1095 | 1565.1246 | 3016.1095
4645 | 1501.1251 | 2958.0413 | 1501.1251 | 2958.0413
4646 | 1462.8649 | 2920.0018 | 1462.8649 | 2920.0018
4647 | 1435.0905 | 2912.0599 | 1435.0905 | 2912.0599
4648 | 1413.2962 | 2903.0144 | 1413.2962 | 2903.0144
4649 | 1414.4226 | 2907.1197 | 1414.4226 | 2907.1197
4650 | 1432.4519 | 2977.3311 | 1432.4519 | 2977.3311
4651 | 1487.9696 | 2974.8403 | 1487.9696 | 2974.8403
4652 | 1550.641 | 2950.6947 | 1550.641 | 2950.6947
4653 | 1591.9769 | 2904.8067 | 1591.9769 | 2904.8067
4654 | 1671.0921 | 2905.7144 | 1671.0921 | 2905.7144
4655 | 1772.2478 | 2889.0948 | 1772.2478 | 2889.0948
4656 | 1776.7735 | 2835.3772 | 1776.7735 | 2835.3772
4657 | 1745.0969 | 2791.6693 | 1745.0969 | 2791.6693
4658 | 1773.4476 | 2777.851 | 1773.4476 | 2777.851
4659 | 1846.0483 | 2865.2251 | 1846.0483 | 2865.2251
4660 | 1928.0814 | 3017.4295 | 1928.0814 | 3017.4295
4661 | 1966.297 | 3188.1147 | 1966.297 | 3188.1147
4662 | 1919.0347 | 3300.4469 | 1919.0347 | 3300.4469
4663 | 1832.4291 | 3367.9405 | 1832.4291 | 3367.9405
4664 | 1799.7634 | 3424.6757 | 1799.7634 | 3424.6757
4665 | 1758.4222 | 3524.4322 | 1758.4222 | 3524.4322
4666 | 1687.3252 | 3720.1561 | 1687.3252 | 3720.1561
4667 | 1604.7531 | 3893.2222 | 1604.7531 | 3893.2222
4668 | 1534.2538 | 3989.6503 | 1534.2538 | 3989.6503
4669 | 1467.1933 | 4076.7549 | 1467.1933 | 4076.7549
4670 | 1425.0886 | 4170.3766 | 1425.0886 | 4170.3766
4671 | 1398.8863 | 4249.1929 | 1398.8863 | 4249.1929
4672 | 1379.4093 | 4300.6952 | 1379.4093 | 4300.6952
4673 | 1381.8406 | 4358.1355 | 1381.8406 | 4358.1355
4674 | 1412.8859 | 4500.7809 | 1412.8859 | 4500.7809
4675 | 1476.6207 | 4598.7629 | 1476.6207 | 4598.7629
4676 | 1559.2868 | 4694.0877 | 1559.2868 | 4694.0877
4677 | 1589.9711 | 4789.9183 | 1589.9711 | 4789.9183
4678 | 1642.1761 | 4928.3794 | 1642.1761 | 4928.3794
4679 | 1751.2476 | 5038.0367 | 1751.2476 | 5038.0367
4680 | 1763.6431 | 5097.186 | 1763.6431 | 5097.186
4681 | 1713.2662 | 5138.0013 | 1713.2662 | 5138.0013
4682 | 1728.2375 | 5164.0065 | 1728.2375 | 5164.0065
4683 | 1810.6172 | 5211.8619 | 1810.6172 | 5211.8619
4684 | 1887.1759 | 5237.3831 | 1887.1759 | 5237.3831
4685 | 1930.3517 | 5205.497 | 1930.3517 | 5205.497
4686 | 1884.5879 | 5114.242 | 1884.5879 | 5114.242
4687 | 1801.4712 | 5039.1027 | 1801.4712 | 5039.1027
4688 | 1768.3391 | 4979.6185 | 1768.3391 | 4979.6185
4689 | 1728.5525 | 4956.349 | 1728.5525 | 4956.349
4690 | 1670.6722 | 4942.6951 | 1670.6722 | 4942.6951
4691 | 1593.6053 | 4909.939 | 1593.6053 | 4909.939
4692 | 1515.2108 | 4889.843 | 1515.2108 | 4889.843
4693 | 1444.9966 | 4935.2954 | 1444.9966 | 4935.2954
4694 | 1404.3272 | 5096.6779 | 1404.3272 | 5096.6779
4695 | 1369.5376 | 5145.0171 | 1369.5376 | 5145.0171
4696 | 1356.3088 | 5014.0631 | 1356.3088 | 5014.0631
4697 | 1365.3439 | 4903.676 | 1365.3439 | 4903.676
4698 | 1405.3821 | 4916.5904 | 1405.3821 | 4916.5904
4699 | 1497.2723 | 4857.5137 | 1497.2723 | 4857.5137
4700 | 1623.0902 | 4779.0173 | 1623.0902 | 4779.0173
4701 | 1679.6364 | 4671.3623 | 1679.6364 | 4671.3623
4702 | 1728.3588 | 4560.3173 | 1728.3588 | 4560.3173
4703 | 1845.8962 | 4439.5676 | 1845.8962 | 4439.5676
4704 | 1834.2921 | 4327.2323 | 1834.2921 | 4327.2323
4705 | 1767.56 | 4227.0402 | 1767.56 | 4227.0402
4706 | 1805.6996 | 4139.0609 | 1805.6996 | 4139.0609
4707 | 1860.9568 | 4092.8435 | 1860.9568 | 4092.8435
4708 | 1962.0713 | 4053.3469 | 1962.0713 | 4053.3469
4709 | 2007.0755 | 4082.7198 | 2007.0755 | 4082.7198
4710 | 1980.4762 | 4118.8592 | 1980.4762 | 4118.8592
4711 | 1873.4797 | 4131.6972 | 1873.4797 | 4131.6972
4712 | 1836.788 | 4147.9994 | 1836.788 | 4147.9994
4713 | 1807.0209 | 4177.9633 | 1807.0209 | 4177.9633
4714 | 1710.3958 | 4201.0851 | 1710.3958 | 4201.0851
4715 | 1622.0008 | 4193.625 | 1622.0008 | 4193.625
4716 | 1538.3704 | 4200.6536 | 1538.3704 | 4200.6536
4717 | 1467.556 | 4219.8958 | 1467.556 | 4219.8958
4718 | 1433.2599 | 4261.8079 | 1433.2599 | 4261.8079
4719 | 1412.4785 | 4316.0394 | 1412.4785 | 4316.0394
4720 | 1389.1591 | 4390.7043 | 1389.1591 | 4390.7043
4721 | 1403.3077 | 4517.4293 | 1403.3077 | 4517.4293
4722 | 1452.6338 | 4702.2347 | 1452.6338 | 4702.2347
4723 | 1537.5267 | 4814.9473 | 1537.5267 | 4814.9473
4724 | 1685.553 | 4934.349 | 1685.553 | 4934.349
4725 | 1721.1201 | 5033.3289 | 1721.1201 | 5033.3289
4726 | 1769.3488 | 5105.3499 | 1769.3488 | 5105.3499
4727 | 1887.2259 | 5143.9955 | 1887.2259 | 5143.9955
4728 | 1878.7709 | 5197.7605 | 1878.7709 | 5197.7605
4729 | 1810.4816 | 5257.1669 | 1810.4816 | 5257.1669
4730 | 1829.6788 | 5276.2639 | 1829.6788 | 5276.2639
4731 | 1896.7615 | 5283.8895 | 1896.7615 | 5283.8895
4732 | 2007.6215 | 5272.3302 | 2007.6215 | 5272.3302
4733 | 2058.3489 | 5256.597 | 2058.3489 | 5256.597
4734 | 2028.1098 | 5159.3482 | 2028.1098 | 5159.3482
4735 | 1929.0343 | 5072.526 | 1929.0343 | 5072.526
4736 | 1874.2132 | 5009.6892 | 1874.2132 | 5009.6892
4737 | 1828.7997 | 4956.6538 | 1828.7997 | 4956.6538
4738 | 1757.1616 | 4911.4052 | 1757.1616 | 4911.4052
4739 | 1668.4017 | 4892.1607 | 1668.4017 | 4892.1607
4740 | 1567.6893 | 4841.9939 | 1567.6893 | 4841.9939
4741 | 1497.4614 | 4768.2808 | 1497.4614 | 4768.2808
4742 | 1470.9849 | 4697.834 | 1470.9849 | 4697.834
4743 | 1446.2114 | 4643.1605 | 1446.2114 | 4643.1605
4744 | 1438.6693 | 4612.4762 | 1438.6693 | 4612.4762
4745 | 1450.2929 | 4654.3731 | 1450.2929 | 4654.3731
4746 | 1498.3238 | 4808.9046 | 1498.3238 | 4808.9046
4747 | 1585.5517 | 4926.8999 | 1585.5517 | 4926.8999
4748 | 1701.0452 | 5063.6736 | 1701.0452 | 5063.6736
4749 | 1751.8488 | 5173.3205 | 1751.8488 | 5173.3205
4750 | 1803.3272 | 5280.2886 | 1803.3272 | 5280.2886
4751 | 1894.3254 | 5374.9105 | 1894.3254 | 5374.9105
4752 | 1870.0415 | 5455.3938 | 1870.0415 | 5455.3938
4753 | 1816.0673 | 5494.7869 | 1816.0673 | 5494.7869
4754 | 1845.9001 | 5482.3908 | 1845.9001 | 5482.3908
4755 | 1904.8478 | 5436.0719 | 1904.8478 | 5436.0719
4756 | 2004.7492 | 5377.5779 | 2004.7492 | 5377.5779
4757 | 2048.0674 | 5292.7632 | 2048.0674 | 5292.7632
4758 | 2000.0416 | 5177.6344 | 2000.0416 | 5177.6344
4759 | 1902.7501 | 5053.0206 | 1902.7501 | 5053.0206
4760 | 1863.6553 | 4975.4533 | 1863.6553 | 4975.4533
4761 | 1834.4385 | 4999.2202 | 1834.4385 | 4999.2202
4762 | 1747.807 | 5157.4572 | 1747.807 | 5157.4572
4763 | 1656.7877 | 5304.5162 | 1656.7877 | 5304.5162
4764 | 1571.9099 | 5345.8823 | 1571.9099 | 5345.8823
4765 | 1512.0673 | 5372.1342 | 1512.0673 | 5372.1342
4766 | 1477.0649 | 5432.4342 | 1477.0649 | 5432.4342
4767 | 1452.1155 | 5514.3998 | 1452.1155 | 5514.3998
4768 | 1435.9731 | 5618.6276 | 1435.9731 | 5618.6276
4769 | 1446.3461 | 5737.8348 | 1446.3461 | 5737.8348
4770 | 1485.4796 | 5896.5315 | 1485.4796 | 5896.5315
4771 | 1558.9444 | 5944.0231 | 1558.9444 | 5944.0231
4772 | 1652.4482 | 5953.1992 | 1652.4482 | 5953.1992
4773 | 1707.769 | 5922.1434 | 1707.769 | 5922.1434
4774 | 1766.9098 | 5938.188 | 1766.9098 | 5938.188
4775 | 1875.7107 | 5986.0784 | 1875.7107 | 5986.0784
4776 | 1880.0368 | 6015.157 | 1880.0368 | 6015.157
4777 | 1830.8558 | 6016.352 | 1830.8558 | 6016.352
4778 | 1856.0527 | 6000.0956 | 1856.0527 | 6000.0956
4779 | 1918.4287 | 6018.7945 | 1918.4287 | 6018.7945
4780 | 2019.8722 | 6009.1654 | 2019.8722 | 6009.1654
4781 | 2071.1801 | 5909.9249 | 2071.1801 | 5909.9249
4782 | 2027.5102 | 5729.4735 | 2027.5102 | 5729.4735
4783 | 1951.648 | 5586.9798 | 1951.648 | 5586.9798
4784 | 1889.1221 | 5506.8727 | 1889.1221 | 5506.8727
4785 | 1848.9154 | 5501.4831 | 1848.9154 | 5501.4831
4786 | 1791.3609 | 5505.8107 | 1791.3609 | 5505.8107
4787 | 1685.7006 | 5468.1783 | 1685.7006 | 5468.1783
4788 | 1598.5033 | 5419.3322 | 1598.5033 | 5419.3322
4789 | 1536.9655 | 5365.4292 | 1536.9655 | 5365.4292
4790 | 1496.6723 | 5323.7325 | 1496.6723 | 5323.7325
4791 | 1469.927 | 5313.0476 | 1469.927 | 5313.0476
4792 | 1453.6304 | 5323.8122 | 1453.6304 | 5323.8122
4793 | 1464.4091 | 5403.6024 | 1464.4091 | 5403.6024
4794 | 1497.1569 | 5569.1056 | 1497.1569 | 5569.1056
4795 | 1554.5297 | 5651.5443 | 1554.5297 | 5651.5443
4796 | 1623.3249 | 5702.7789 | 1623.3249 | 5702.7789
4797 | 1669.1652 | 5696.3079 | 1669.1652 | 5696.3079
4798 | 1723.9771 | 5671.9196 | 1723.9771 | 5671.9196
4799 | 1836.89 | 5615.7814 | 1836.89 | 5615.7814
4800 | 1852.9193 | 5535.5486 | 1852.9193 | 5535.5486
4801 | 1809.9426 | 5445.9219 | 1809.9426 | 5445.9219
4802 | 1804.314 | 5357.333 | 1804.314 | 5357.333
4803 | 1857.7982 | 5324.4241 | 1857.7982 | 5324.4241
4804 | 1967.5081 | 5323.4302 | 1967.5081 | 5323.4302
4805 | 2012.2309 | 5370.4798 | 2012.2309 | 5370.4798
4806 | 1976.1212 | 5354.7065 | 1976.1212 | 5354.7065
4807 | 1901.495 | 5187.2215 | 1901.495 | 5187.2215
4808 | 1843.4867 | 5084.663 | 1843.4867 | 5084.663
4809 | 1807.3632 | 5117.9794 | 1807.3632 | 5117.9794
4810 | 1751.3267 | 5260.1651 | 1751.3267 | 5260.1651
4811 | 1668.5653 | 5364.4545 | 1668.5653 | 5364.4545
4812 | 1592.9379 | 5343.4441 | 1592.9379 | 5343.4441
4813 | 1525.7726 | 5279.8901 | 1525.7726 | 5279.8901
4814 | 1489.4643 | 5241.241 | 1489.4643 | 5241.241
4815 | 1464.6316 | 5244.0677 | 1464.6316 | 5244.0677
4816 | 1445.6954 | 5289.4747 | 1445.6954 | 5289.4747
4817 | 1450.3501 | 5359.1058 | 1450.3501 | 5359.1058
4818 | 1476.4093 | 5513.8404 | 1476.4093 | 5513.8404
4819 | 1528.1421 | 5594.9585 | 1528.1421 | 5594.9585
4820 | 1591.9419 | 5640.7071 | 1591.9419 | 5640.7071
4821 | 1636.3927 | 5642.3634 | 1636.3927 | 5642.3634
4822 | 1703.6735 | 5627.1182 | 1703.6735 | 5627.1182
4823 | 1805.1557 | 5580.7327 | 1805.1557 | 5580.7327
4824 | 1811.7988 | 5505.2747 | 1811.7988 | 5505.2747
4825 | 1755.2378 | 5408.2318 | 1755.2378 | 5408.2318
4826 | 1791.4225 | 5315.4778 | 1791.4225 | 5315.4778
4827 | 1852.3389 | 5227.4052 | 1852.3389 | 5227.4052
4828 | 1959.9655 | 5111.1062 | 1959.9655 | 5111.1062
4829 | 2000.4324 | 5028.3233 | 2000.4324 | 5028.3233
4830 | 1948.3005 | 4936.9668 | 1948.3005 | 4936.9668
4831 | 1873.0049 | 4822.3088 | 1873.0049 | 4822.3088
4832 | 1830.4466 | 4722.0868 | 1830.4466 | 4722.0868
4833 | 1794.8075 | 4672.607 | 1794.8075 | 4672.607
4834 | 1735.6871 | 4658.3435 | 1735.6871 | 4658.3435
4835 | 1652.9734 | 4644.7881 | 1652.9734 | 4644.7881
4836 | 1566.8929 | 4624.3872 | 1566.8929 | 4624.3872
4837 | 1500.0437 | 4612.3395 | 1500.0437 | 4612.3395
4838 | 1466.3876 | 4621.5396 | 1466.3876 | 4621.5396
4839 | 1437.8921 | 4642.5509 | 1437.8921 | 4642.5509
4840 | 1426.2534 | 4661.4428 | 1426.2534 | 4661.4428
4841 | 1437.3832 | 4690.4377 | 1437.3832 | 4690.4377
4842 | 1466.1184 | 4788.8913 | 1466.1184 | 4788.8913
4843 | 1546.5288 | 4818.7062 | 1546.5288 | 4818.7062
4844 | 1632.3387 | 4823.3107 | 1632.3387 | 4823.3107
4845 | 1667.2575 | 4785.3468 | 1667.2575 | 4785.3468
4846 | 1716.6749 | 4722.0493 | 1716.6749 | 4722.0493
4847 | 1832.9781 | 4624.0558 | 1832.9781 | 4624.0558
4848 | 1822.732 | 4528.3813 | 1822.732 | 4528.3813
4849 | 1751.8405 | 4443.5293 | 1751.8405 | 4443.5293
4850 | 1769.3163 | 4365.5059 | 1769.3163 | 4365.5059
4851 | 1837.6728 | 4313.0915 | 1837.6728 | 4313.0915
4852 | 1945.0817 | 4236.5144 | 1945.0817 | 4236.5144
4853 | 1986.4747 | 4181.2625 | 1986.4747 | 4181.2625
4854 | 1960.8866 | 4104.2302 | 1960.8866 | 4104.2302
4855 | 1881.2893 | 4019.8462 | 1881.2893 | 4019.8462
4856 | 1838.7549 | 3965.6446 | 1838.7549 | 3965.6446
4857 | 1796.0419 | 3956.0899 | 1796.0419 | 3956.0899
4858 | 1735.8133 | 3973.7258 | 1735.8133 | 3973.7258
4859 | 1650.057 | 3981.809 | 1650.057 | 3981.809
4860 | 1562.8246 | 3960.1891 | 1562.8246 | 3960.1891
4861 | 1501.2354 | 3937.2713 | 1501.2354 | 3937.2713
4862 | 1464.0271 | 3915.9942 | 1464.0271 | 3915.9942
4863 | 1428.7501 | 3882.7563 | 1428.7501 | 3882.7563
4864 | 1422.2859 | 3881.6348 | 1422.2859 | 3881.6348
4865 | 1432.945 | 3915.5061 | 1432.945 | 3915.5061
4866 | 1479.2017 | 4016.601 | 1479.2017 | 4016.601
4867 | 1578.12 | 4049.8699 | 1578.12 | 4049.8699
4868 | 1696.0395 | 4064.4303 | 1696.0395 | 4064.4303
4869 | 1751.4285 | 4053.8958 | 1751.4285 | 4053.8958
4870 | 1796.321 | 4049.5208 | 1796.321 | 4049.5208
4871 | 1896.3509 | 4043.5682 | 1896.3509 | 4043.5682
4872 | 1874.453 | 4054.4621 | 1874.453 | 4054.4621
4873 | 1810.6171 | 4095.4806 | 1810.6171 | 4095.4806
4874 | 1834.1739 | 4172.0778 | 1834.1739 | 4172.0778
4875 | 1887.6809 | 4314.4122 | 1887.6809 | 4314.4122
4876 | 2007.383 | 4405.3577 | 2007.383 | 4405.3577
4877 | 2052.2783 | 4385.3576 | 2052.2783 | 4385.3576
4878 | 2012.5476 | 4273.3782 | 2012.5476 | 4273.3782
4879 | 1934.9387 | 4205.7566 | 1934.9387 | 4205.7566
4880 | 1886.958 | 4176.0384 | 1886.958 | 4176.0384
4881 | 1849.5844 | 4175.1188 | 1849.5844 | 4175.1188
4882 | 1774.1302 | 4200.5772 | 1774.1302 | 4200.5772
4883 | 1657.2794 | 4261.7922 | 1657.2794 | 4261.7922
4884 | 1572.1846 | 4345.6231 | 1572.1846 | 4345.6231
4885 | 1506.5741 | 4448.4742 | 1506.5741 | 4448.4742
4886 | 1469.2326 | 4581.9193 | 1469.2326 | 4581.9193
4887 | 1436.4326 | 4715.0865 | 1436.4326 | 4715.0865
4888 | 1425.3535 | 4819.1111 | 1425.3535 | 4819.1111
4889 | 1433.5203 | 4941.5692 | 1433.5203 | 4941.5692
4890 | 1469.5721 | 5134.0955 | 1469.5721 | 5134.0955
4891 | 1569.6412 | 5208.9149 | 1569.6412 | 5208.9149
4892 | 1680.7185 | 5220.9355 | 1680.7185 | 5220.9355
4893 | 1733.9999 | 5195.0609 | 1733.9999 | 5195.0609
4894 | 1774.74 | 5174.1266 | 1774.74 | 5174.1266
4895 | 1878.9664 | 5159.8436 | 1878.9664 | 5159.8436
4896 | 1868.9557 | 5154.5846 | 1868.9557 | 5154.5846
4897 | 1794.7887 | 5138.5093 | 1794.7887 | 5138.5093
4898 | 1818.8284 | 5048.0918 | 1818.8284 | 5048.0918
4899 | 1872.8615 | 4942.8505 | 1872.8615 | 4942.8505
4900 | 1990.9162 | 4808.2652 | 1990.9162 | 4808.2652
4901 | 2048.9584 | 4718.2694 | 2048.9584 | 4718.2694
4902 | 2019.5496 | 4617.4649 | 2019.5496 | 4617.4649
4903 | 1932.1067 | 4485.943 | 1932.1067 | 4485.943
4904 | 1875.8968 | 4374.2412 | 1875.8968 | 4374.2412
4905 | 1815.9815 | 4289.8144 | 1815.9815 | 4289.8144
4906 | 1748.53 | 4220.6921 | 1748.53 | 4220.6921
4907 | 1644.8052 | 4164.5702 | 1644.8052 | 4164.5702
4908 | 1564.9893 | 4125.172 | 1564.9893 | 4125.172
4909 | 1494.4858 | 4103.4732 | 1494.4858 | 4103.4732
4910 | 1467.0118 | 4111.8605 | 1467.0118 | 4111.8605
4911 | 1441.2192 | 4158.1679 | 1441.2192 | 4158.1679
4912 | 1423.5695 | 4242.5855 | 1423.5695 | 4242.5855
4913 | 1440.3466 | 4382.314 | 1440.3466 | 4382.314
4914 | 1481.6572 | 4595.9711 | 1481.6572 | 4595.9711
4915 | 1567.9522 | 4736.1132 | 1567.9522 | 4736.1132
4916 | 1676.8037 | 4860.4928 | 1676.8037 | 4860.4928
4917 | 1732.226 | 4975.524 | 1732.226 | 4975.524
4918 | 1774.202 | 5099.1529 | 1774.202 | 5099.1529
4919 | 1877.1563 | 5196.9241 | 1877.1563 | 5196.9241
4920 | 1877.5788 | 5311.237 | 1877.5788 | 5311.237
4921 | 1805.5232 | 5434.9501 | 1805.5232 | 5434.9501
4922 | 1825.6816 | 5534.5067 | 1825.6816 | 5534.5067
4923 | 1883.6724 | 5619.2394 | 1883.6724 | 5619.2394
4924 | 1982.7738 | 5609.204 | 1982.7738 | 5609.204
4925 | 2029.6064 | 5518.7002 | 2029.6064 | 5518.7002
4926 | 1990.2649 | 5389.8568 | 1990.2649 | 5389.8568
4927 | 1899.0713 | 5297.9551 | 1899.0713 | 5297.9551
4928 | 1849.1947 | 5236.2359 | 1849.1947 | 5236.2359
4929 | 1804.3029 | 5206.6678 | 1804.3029 | 5206.6678
4930 | 1725.0249 | 5307.4046 | 1725.0249 | 5307.4046
4931 | 1644.7319 | 5445.2189 | 1644.7319 | 5445.2189
4932 | 1570.8808 | 5510.6619 | 1570.8808 | 5510.6619
4933 | 1508.715 | 5524.5198 | 1508.715 | 5524.5198
4934 | 1465.9446 | 5498.0616 | 1465.9446 | 5498.0616
4935 | 1437.822 | 5517.8539 | 1437.822 | 5517.8539
4936 | 1422.9266 | 5590.2839 | 1422.9266 | 5590.2839
4937 | 1432.7543 | 5660.5245 | 1432.7543 | 5660.5245
4938 | 1461.3571 | 5662.8736 | 1461.3571 | 5662.8736
4939 | 1533.3389 | 5580.7358 | 1533.3389 | 5580.7358
4940 | 1624.7272 | 5533.1229 | 1624.7272 | 5533.1229
4941 | 1684.7712 | 5492.0096 | 1684.7712 | 5492.0096
4942 | 1735.2941 | 5552.0429 | 1735.2941 | 5552.0429
4943 | 1832.8242 | 5604.5048 | 1832.8242 | 5604.5048
4944 | 1829.0469 | 5616.0082 | 1829.0469 | 5616.0082
4945 | 1778.2689 | 5579.4117 | 1778.2689 | 5579.4117
4946 | 1789.6791 | 5522.1127 | 1789.6791 | 5522.1127
4947 | 1848.2105 | 5509.725 | 1848.2105 | 5509.725
4948 | 1944.335 | 5465.8599 | 1944.335 | 5465.8599
4949 | 1985.8025 | 5414.1637 | 1985.8025 | 5414.1637
4950 | 1975.0792 | 5350.6429 | 1975.0792 | 5350.6429
4951 | 1877.7688 | 5243.6042 | 1877.7688 | 5243.6042
4952 | 1821.9734 | 5138.9122 | 1821.9734 | 5138.9122
4953 | 1773.5241 | 5076.3273 | 1773.5241 | 5076.3273
4954 | 1713.107 | 5043.0664 | 1713.107 | 5043.0664
4955 | 1631.1744 | 5077.7664 | 1631.1744 | 5077.7664
4956 | 1546.6504 | 5140.6697 | 1546.6504 | 5140.6697
4957 | 1478.7305 | 5169.3597 | 1478.7305 | 5169.3597
4958 | 1437.8298 | 5157.3274 | 1437.8298 | 5157.3274
4959 | 1411.5812 | 5088.0249 | 1411.5812 | 5088.0249
4960 | 1395.4363 | 4975.2555 | 1395.4363 | 4975.2555
4961 | 1409.6553 | 4931.6133 | 1409.6553 | 4931.6133
4962 | 1434.5242 | 4984.5544 | 1434.5242 | 4984.5544
4963 | 1502.736 | 4980.7429 | 1502.736 | 4980.7429
4964 | 1559.1064 | 4964.9277 | 1559.1064 | 4964.9277
4965 | 1614.7112 | 4913.8586 | 1614.7112 | 4913.8586
4966 | 1672.4559 | 4860.517 | 1672.4559 | 4860.517
4967 | 1762.6947 | 4805.6995 | 1762.6947 | 4805.6995
4968 | 1771.2342 | 4788.4528 | 1771.2342 | 4788.4528
4969 | 1730.8969 | 4803.261 | 1730.8969 | 4803.261
4970 | 1761.2571 | 4808.8464 | 1761.2571 | 4808.8464
4971 | 1807.1762 | 4835.2662 | 1807.1762 | 4835.2662
4972 | 1900.6551 | 4841.2821 | 1900.6551 | 4841.2821
4973 | 1954.663 | 4857.753 | 1954.663 | 4857.753
4974 | 1921.0449 | 4743.1323 | 1921.0449 | 4743.1323
4975 | 1855.3003 | 4605.2101 | 1855.3003 | 4605.2101
4976 | 1808.7263 | 4507.3247 | 1808.7263 | 4507.3247
4977 | 1769.5704 | 4444.9429 | 1769.5704 | 4444.9429
4978 | 1714.411 | 4374.9063 | 1714.411 | 4374.9063
4979 | 1627.1565 | 4299.2791 | 1627.1565 | 4299.2791
4980 | 1542.0029 | 4223.9178 | 1542.0029 | 4223.9178
4981 | 1488.4753 | 4148.9857 | 1488.4753 | 4148.9857
4982 | 1452.9152 | 4085.5486 | 1452.9152 | 4085.5486
4983 | 1419.6702 | 4019.5986 | 1419.6702 | 4019.5986
4984 | 1411.8336 | 3960.2658 | 1411.8336 | 3960.2658
4985 | 1414.7911 | 3933.1828 | 1414.7911 | 3933.1828
4986 | 1438.1255 | 3991.6098 | 1438.1255 | 3991.6098
4987 | 1507.2085 | 3986.4775 | 1507.2085 | 3986.4775
4988 | 1558.3402 | 3959.589 | 1558.3402 | 3959.589
4989 | 1608.5092 | 3918.7806 | 1608.5092 | 3918.7806
4990 | 1679.9598 | 3919.7898 | 1679.9598 | 3919.7898
4991 | 1777.758 | 3936.3903 | 1777.758 | 3936.3903
4992 | 1773.3191 | 3951.043 | 1773.3191 | 3951.043
4993 | 1749.5871 | 3944.9236 | 1749.5871 | 3944.9236
4994 | 1763.2084 | 3905.5045 | 1763.2084 | 3905.5045
4995 | 1811.9525 | 3873.8146 | 1811.9525 | 3873.8146
4996 | 1908.567 | 3795.1041 | 1908.567 | 3795.1041
4997 | 1980.268 | 3723.8009 | 1980.268 | 3723.8009
4998 | 1943.3196 | 3657.6388 | 1943.3196 | 3657.6388
4999 | 1849.4613 | 3558.8289 | 1849.4613 | 3558.8289
5000 | 1798.6479 | 3465.7182 | 1798.6479 | 3465.7182
5001 | 1777.8657 | 3396.3267 | 1777.8657 | 3396.3267
5002 | 1722.7369 | 3349.0464 | 1722.7369 | 3349.0464
5003 | 1640.4304 | 3307.0456 | 1640.4304 | 3307.0456
5004 | 1554.9355 | 3244.4847 | 1554.9355 | 3244.4847
5005 | 1488.2306 | 3155.4315 | 1488.2306 | 3155.4315
5006 | 1445.9911 | 3085.0862 | 1445.9911 | 3085.0862
5007 | 1424.3646 | 3093.602 | 1424.3646 | 3093.602
5008 | 1411.0435 | 3127.1228 | 1411.0435 | 3127.1228
5009 | 1419.8218 | 3204.17 | 1419.8218 | 3204.17
5010 | 1450.088 | 3378.8164 | 1450.088 | 3378.8164
5011 | 1511.361 | 3483.0971 | 1511.361 | 3483.0971
5012 | 1583.7136 | 3575.1709 | 1583.7136 | 3575.1709
5013 | 1633.52 | 3614.4157 | 1633.52 | 3614.4157
5014 | 1684.7126 | 3612.2756 | 1684.7126 | 3612.2756
5015 | 1773.3243 | 3556.1374 | 1773.3243 | 3556.1374
5016 | 1767.7964 | 3482.8129 | 1767.7964 | 3482.8129
5017 | 1722.6533 | 3413.4026 | 1722.6533 | 3413.4026
5018 | 1730.0645 | 3339.9507 | 1730.0645 | 3339.9507
5019 | 1775.3631 | 3305.2131 | 1775.3631 | 3305.2131
5020 | 1884.8754 | 3271.9135 | 1884.8754 | 3271.9135
5021 | 1961.6516 | 3326.684 | 1961.6516 | 3326.684
5022 | 1930.9864 | 3458.9279 | 1930.9864 | 3458.9279
5023 | 1838.7403 | 3610.64 | 1838.7403 | 3610.64
5024 | 1802.0251 | 3743.9743 | 1802.0251 | 3743.9743
5025 | 1767.8315 | 3822.7017 | 1767.8315 | 3822.7017
5026 | 1708.8745 | 3840.236 | 1708.8745 | 3840.236
5027 | 1632.8971 | 3834.6045 | 1632.8971 | 3834.6045
5028 | 1544.8461 | 3843.8681 | 1544.8461 | 3843.8681
5029 | 1483.0441 | 3871.2375 | 1483.0441 | 3871.2375
5030 | 1453.785 | 3919.3467 | 1453.785 | 3919.3467
5031 | 1419.1986 | 3978.8608 | 1419.1986 | 3978.8608
5032 | 1403.0088 | 4049.3606 | 1403.0088 | 4049.3606
5033 | 1422.298 | 4165.3169 | 1422.298 | 4165.3169
5034 | 1459.8582 | 4357.4368 | 1459.8582 | 4357.4368
5035 | 1544.4829 | 4491.9914 | 1544.4829 | 4491.9914
5036 | 1645.641 | 4609.7677 | 1645.641 | 4609.7677
5037 | 1696.0636 | 4684.0611 | 1696.0636 | 4684.0611
5038 | 1741.2001 | 4771.9302 | 1741.2001 | 4771.9302
5039 | 1850.7724 | 4872.6475 | 1850.7724 | 4872.6475
5040 | 1838.6534 | 5023.9393 | 1838.6534 | 5023.9393
5041 | 1775.6639 | 5218.0546 | 1775.6639 | 5218.0546
5042 | 1779.1558 | 5410.8712 | 1779.1558 | 5410.8712
5043 | 1845.7117 | 5624.2173 | 1845.7117 | 5624.2173
5044 | 1949.1819 | 5707.5435 | 1949.1819 | 5707.5435
5045 | 2027.0825 | 5634.0053 | 2027.0825 | 5634.0053
5046 | 2010.6598 | 5561.3414 | 2010.6598 | 5561.3414
5047 | 1897.1583 | 5491.3832 | 1897.1583 | 5491.3832
5048 | 1853.6034 | 5426.2099 | 1853.6034 | 5426.2099
5049 | 1805.1882 | 5401.823 | 1805.1882 | 5401.823
5050 | 1743.4038 | 5500.3248 | 1743.4038 | 5500.3248
5051 | 1639.5112 | 5641.2884 | 1639.5112 | 5641.2884
5052 | 1557.8939 | 5668.3302 | 1557.8939 | 5668.3302
5053 | 1482.1697 | 5612.8019 | 1482.1697 | 5612.8019
5054 | 1450.6191 | 5559.8286 | 1450.6191 | 5559.8286
5055 | 1427.3974 | 5526.7939 | 1427.3974 | 5526.7939
5056 | 1413.5974 | 5556.8606 | 1413.5974 | 5556.8606
5057 | 1426.306 | 5663.3691 | 1426.306 | 5663.3691
5058 | 1472.3473 | 5848.784 | 1472.3473 | 5848.784
5059 | 1552.0069 | 5917.7112 | 1552.0069 | 5917.7112
5060 | 1666.0193 | 5849.6786 | 1666.0193 | 5849.6786
5061 | 1713.5103 | 5697.527 | 1713.5103 | 5697.527
5062 | 1758.856 | 5571.9546 | 1758.856 | 5571.9546
5063 | 1862.3917 | 5487.2695 | 1862.3917 | 5487.2695
5064 | 1841.5237 | 5426.8469 | 1841.5237 | 5426.8469
5065 | 1774.1984 | 5370.3386 | 1774.1984 | 5370.3386
5066 | 1784.882 | 5299.5281 | 1784.882 | 5299.5281
5067 | 1833.1689 | 5236.8531 | 1833.1689 | 5236.8531
5068 | 1934.8127 | 5131.9323 | 1934.8127 | 5131.9323
5069 | 2018.0668 | 5040.2094 | 2018.0668 | 5040.2094
5070 | 1977.1446 | 4939.1002 | 1977.1446 | 4939.1002
5071 | 1886.8198 | 4805.5464 | 1886.8198 | 4805.5464
5072 | 1841.7967 | 4669.6661 | 1841.7967 | 4669.6661
5073 | 1790.4766 | 4554.8637 | 1790.4766 | 4554.8637
5074 | 1722.2653 | 4455.1627 | 1722.2653 | 4455.1627
5075 | 1625.6385 | 4365.7192 | 1625.6385 | 4365.7192
5076 | 1534.1002 | 4301.4313 | 1534.1002 | 4301.4313
5077 | 1473.3636 | 4278.7166 | 1473.3636 | 4278.7166
5078 | 1432.8344 | 4314.0254 | 1432.8344 | 4314.0254
5079 | 1412.851 | 4374.5554 | 1412.851 | 4374.5554
5080 | 1394.5212 | 4444.9536 | 1394.5212 | 4444.9536
5081 | 1408.5877 | 4550.9541 | 1408.5877 | 4550.9541
5082 | 1448.1029 | 4715.0351 | 1448.1029 | 4715.0351
5083 | 1533.7269 | 4769.8412 | 1533.7269 | 4769.8412
5084 | 1640.6026 | 4771.4996 | 1640.6026 | 4771.4996
5085 | 1694.9032 | 4729.2689 | 1694.9032 | 4729.2689
5086 | 1745.0461 | 4712.2966 | 1745.0461 | 4712.2966
5087 | 1854.1759 | 4677.086 | 1854.1759 | 4677.086
5088 | 1841.6324 | 4638.6069 | 1841.6324 | 4638.6069
5089 | 1784.7431 | 4606.8867 | 1784.7431 | 4606.8867
5090 | 1797.9922 | 4573.4615 | 1797.9922 | 4573.4615
5091 | 1849.1811 | 4547.359 | 1849.1811 | 4547.359
5092 | 1936.4407 | 4481.8553 | 1936.4407 | 4481.8553
5093 | 1998.5705 | 4443.4673 | 1998.5705 | 4443.4673
5094 | 1977.5953 | 4390.8167 | 1977.5953 | 4390.8167
5095 | 1892.6718 | 4306.3311 | 1892.6718 | 4306.3311
5096 | 1846.5881 | 4231.9131 | 1846.5881 | 4231.9131
5097 | 1788.6649 | 4174.9156 | 1788.6649 | 4174.9156
5098 | 1730.7063 | 4112.0919 | 1730.7063 | 4112.0919
5099 | 1637.8911 | 4040.2235 | 1637.8911 | 4040.2235
5100 | 1560.1093 | 3988.2281 | 1560.1093 | 3988.2281
5101 | 1489.9638 | 3954.44 | 1489.9638 | 3954.44
5102 | 1459.3572 | 3939.5632 | 1459.3572 | 3939.5632
5103 | 1426.8168 | 3935.9897 | 1426.8168 | 3935.9897
5104 | 1407.9573 | 3952.3417 | 1407.9573 | 3952.3417
5105 | 1418.1858 | 4034.1637 | 1418.1858 | 4034.1637
5106 | 1457.0959 | 4217.6484 | 1457.0959 | 4217.6484
5107 | 1519.448 | 4292.8742 | 1519.448 | 4292.8742
5108 | 1600.8926 | 4309.3648 | 1600.8926 | 4309.3648
5109 | 1670.0612 | 4282.2711 | 1670.0612 | 4282.2711
5110 | 1715.9198 | 4286.6328 | 1715.9198 | 4286.6328
5111 | 1813.9515 | 4288.8075 | 1813.9515 | 4288.8075
5112 | 1825.7326 | 4291.4725 | 1825.7326 | 4291.4725
5113 | 1771.286 | 4299.0678 | 1771.286 | 4299.0678
5114 | 1788.4508 | 4301.1992 | 1788.4508 | 4301.1992
5115 | 1824.5411 | 4324.4697 | 1824.5411 | 4324.4697
5116 | 1913.9109 | 4314.5359 | 1913.9109 | 4314.5359
5117 | 1985.7249 | 4315.4634 | 1985.7249 | 4315.4634
5118 | 1968.539 | 4294.2043 | 1968.539 | 4294.2043
5119 | 1897.1221 | 4248.5262 | 1897.1221 | 4248.5262
5120 | 1849.121 | 4210.8839 | 1849.121 | 4210.8839
5121 | 1808.1777 | 4185.989 | 1808.1777 | 4185.989
5122 | 1748.2491 | 4163.2935 | 1748.2491 | 4163.2935
5123 | 1655.8602 | 4143.033 | 1655.8602 | 4143.033
5124 | 1570.0166 | 3427.1947 | 1570.0166 | 3427.1947
5125 | 1503.6069 | 3427.0923 | 1503.6069 | 3427.0923
5126 | 1471.0482 | 3454.001 | 1471.0482 | 3454.001
5127 | 1441.292 | 3485.8215 | 1441.292 | 3485.8215
5128 | 1423.5013 | 3514.6005 | 1423.5013 | 3514.6005
5129 | 1430.813 | 3592.0987 | 1430.813 | 3592.0987
5130 | 1461.0317 | 3729.7267 | 1461.0317 | 3729.7267
5131 | 1506.6361 | 3794.1662 | 1506.6361 | 3794.1662
5132 | 1571.4206 | 3848.3438 | 1571.4206 | 3848.3438
5133 | 1626.3128 | 3892.1485 | 1626.3128 | 3892.1485
5134 | 1690.118 | 3942.9788 | 1690.118 | 3942.9788
5135 | 1791.6034 | 3989.0767 | 1791.6034 | 3989.0767
5136 | 1806.1676 | 4054.4703 | 1806.1676 | 4054.4703
5137 | 1766.5178 | 4122.3355 | 1766.5178 | 4122.3355
5138 | 1762.8759 | 4212.2963 | 1762.8759 | 4212.2963
5139 | 1812.6454 | 4322.3718 | 1812.6454 | 4322.3718
5140 | 1902.5239 | 4351.7593 | 1902.5239 | 4351.7593
5141 | 1974.207 | 4382.6711 | 1974.207 | 4382.6711
5142 | 1948.6584 | 4403.2397 | 1948.6584 | 4403.2397
5143 | 1880.0141 | 4387.8145 | 1880.0141 | 4387.8145
5144 | 1837.6656 | 4370.9668 | 1837.6656 | 4370.9668
5145 | 1794.6734 | 4343.1008 | 1794.6734 | 4343.1008
5146 | 1747.998 | 4341.8194 | 1747.998 | 4341.8194
5147 | 1670.4983 | 4410.3713 | 1670.4983 | 4410.3713
5148 | 1591.0642 | 4500.9307 | 1591.0642 | 4500.9307
5149 | 1524.4918 | 4548.6506 | 1524.4918 | 4548.6506
5150 | 1485.5983 | 4525.2201 | 1485.5983 | 4525.2201
5151 | 1455.4426 | 4442.4349 | 1455.4426 | 4442.4349
5152 | 1446.4961 | 4371.2065 | 1446.4961 | 4371.2065
5153 | 1444.1626 | 4384.1866 | 1444.1626 | 4384.1866
5154 | 1468.7572 | 4475.3348 | 1468.7572 | 4475.3348
5155 | 1522.1371 | 4499.5868 | 1522.1371 | 4499.5868
5156 | 1589.5103 | 4507.704 | 1589.5103 | 4507.704
5157 | 1640.3016 | 4486.5711 | 1640.3016 | 4486.5711
5158 | 1694.5899 | 4457.7814 | 1694.5899 | 4457.7814
5159 | 1796.2112 | 4434.8307 | 1796.2112 | 4434.8307
5160 | 1796.115 | 4420.6883 | 1796.115 | 4420.6883
5161 | 1773.0304 | 4408.598 | 1773.0304 | 4408.598
5162 | 1772.6749 | 4437.1449 | 1772.6749 | 4437.1449
5163 | 1801.2578 | 4487.8201 | 1801.2578 | 4487.8201
5164 | 1895.1512 | 4474.8387 | 1895.1512 | 4474.8387
5165 | 1988.3234 | 4478.9868 | 1988.3234 | 4478.9868
5166 | 1955.5334 | 4449.384 | 1955.5334 | 4449.384
5167 | 1888.4411 | 4379.1729 | 1888.4411 | 4379.1729
5168 | 1830.9664 | 4326.5004 | 1830.9664 | 4326.5004
5169 | 1797.1566 | 4297.9633 | 1797.1566 | 4297.9633
5170 | 1741.3743 | 4283.8453 | 1741.3743 | 4283.8453
5171 | 1655.7816 | 4278.3147 | 1655.7816 | 4278.3147
5172 | 1582.0947 | 4280.0253 | 1582.0947 | 4280.0253
5173 | 1520.9709 | 4278.0772 | 1520.9709 | 4278.0772
5174 | 1479.041 | 4304.2308 | 1479.041 | 4304.2308
5175 | 1451.4558 | 4339.4072 | 1451.4558 | 4339.4072
5176 | 1440.6486 | 4395.4533 | 1440.6486 | 4395.4533
5177 | 1446.5806 | 4506.4271 | 1446.5806 | 4506.4271
5178 | 1478.2292 | 4686.8435 | 1478.2292 | 4686.8435
5179 | 1536.5985 | 4802.5451 | 1536.5985 | 4802.5451
5180 | 1614.7292 | 4902.1958 | 1614.7292 | 4902.1958
5181 | 1682.1023 | 4967.3108 | 1682.1023 | 4967.3108
5182 | 1740.302 | 5047.5895 | 1740.302 | 5047.5895
5183 | 1833.8791 | 5149.8157 | 1833.8791 | 5149.8157
5184 | 1830.628 | 5230.9822 | 1830.628 | 5230.9822
5185 | 1764.8199 | 5279.8024 | 1764.8199 | 5279.8024
5186 | 1768.6948 | 5315.3968 | 1768.6948 | 5315.3968
5187 | 1809.0121 | 5332.9321 | 1809.0121 | 5332.9321
5188 | 1902.2548 | 5243.2672 | 1902.2548 | 5243.2672
5189 | 2003.0998 | 5105.207 | 2003.0998 | 5105.207
5190 | 1979.9196 | 4998.1656 | 1979.9196 | 4998.1656
5191 | 1904.0106 | 4869.1416 | 1904.0106 | 4869.1416
5192 | 1860.6273 | 4748.4272 | 1860.6273 | 4748.4272
5193 | 1816.5493 | 4669.8025 | 1816.5493 | 4669.8025
5194 | 1754.9961 | 4629.4242 | 1754.9961 | 4629.4242
5195 | 1653.7534 | 4641.5123 | 1653.7534 | 4641.5123
5196 | 1567.2869 | 4702.6232 | 1567.2869 | 4702.6232
5197 | 1508.0243 | 4752.944 | 1508.0243 | 4752.944
5198 | 1470.1635 | 4800.5757 | 1470.1635 | 4800.5757
5199 | 1447.171 | 4850.3505 | 1447.171 | 4850.3505
5200 | 1432.8218 | 4855.9734 | 1432.8218 | 4855.9734
5201 | 1451.1447 | 4875.0781 | 1451.1447 | 4875.0781
5202 | 1498.8298 | 4947.9364 | 1498.8298 | 4947.9364
5203 | 1580.7746 | 4961.1976 | 1580.7746 | 4961.1976
5204 | 1685.4205 | 4982.5708 | 1685.4205 | 4982.5708
5205 | 1747.3375 | 5015.5526 | 1747.3375 | 5015.5526
5206 | 1797.1461 | 5045.1564 | 1797.1461 | 5045.1564
5207 | 1907.5126 | 5078.9213 | 1907.5126 | 5078.9213
5208 | 1885.7695 | 5079.8806 | 1885.7695 | 5079.8806
5209 | 1814.6913 | 5058.3098 | 1814.6913 | 5058.3098
5210 | 1818.0309 | 5048.4311 | 1818.0309 | 5048.4311
5211 | 1866.7965 | 5042.3069 | 1866.7965 | 5042.3069
5212 | 1958.3615 | 4906.8333 | 1958.3615 | 4906.8333
5213 | 2057.1681 | 4729.5923 | 2057.1681 | 4729.5923
5214 | 2040.8028 | 4615.084 | 2040.8028 | 4615.084
5215 | 1946.6141 | 4495.121 | 1946.6141 | 4495.121
5216 | 1889.4923 | 4410.1475 | 1889.4923 | 4410.1475
5217 | 1835.0382 | 4354.5949 | 1835.0382 | 4354.5949
5218 | 1766.4139 | 4342.4906 | 1766.4139 | 4342.4906
5219 | 1668.887 | 4449.3842 | 1668.887 | 4449.3842
5220 | 1585.0432 | 4541.4538 | 1585.0432 | 4541.4538
5221 | 1511.7593 | 4537.492 | 1511.7593 | 4537.492
5222 | 1476.3958 | 4532.8549 | 1476.3958 | 4532.8549
5223 | 1456.368 | 4560.1448 | 1456.368 | 4560.1448
5224 | 1441.9126 | 4601.3408 | 1441.9126 | 4601.3408
5225 | 1450.684 | 4681.7754 | 1450.684 | 4681.7754
5226 | 1493.8465 | 4827.8773 | 1493.8465 | 4827.8773
5227 | 1580.5377 | 4905.2371 | 1580.5377 | 4905.2371
5228 | 1680.8103 | 4963.9453 | 1680.8103 | 4963.9453
5229 | 1744.7218 | 4976.7914 | 1744.7218 | 4976.7914
5230 | 1787.567 | 4997.5019 | 1787.567 | 4997.5019
5231 | 1913.4474 | 5007.6913 | 1913.4474 | 5007.6913
5232 | 1892.0643 | 5013.4328 | 1892.0643 | 5013.4328
5233 | 1827.1674 | 4978.1026 | 1827.1674 | 4978.1026
5234 | 1828.7107 | 4950.4373 | 1828.7107 | 4950.4373
5235 | 1866.4214 | 4958.492 | 1866.4214 | 4958.492
5236 | 1956.7739 | 4891.1442 | 1956.7739 | 4891.1442
5237 | 2048.4732 | 4785.7206 | 2048.4732 | 4785.7206
5238 | 2026.033 | 4650.2376 | 2026.033 | 4650.2376
5239 | 1935.6408 | 4517.8576 | 1935.6408 | 4517.8576
5240 | 1881.9765 | 4413.839 | 1881.9765 | 4413.839
5241 | 1833.2688 | 4344.2754 | 1833.2688 | 4344.2754
5242 | 1772.2266 | 4356.5856 | 1772.2266 | 4356.5856
5243 | 1673.0227 | 4467.4225 | 1673.0227 | 4467.4225
5244 | 1580.1405 | 4566.7073 | 1580.1405 | 4566.7073
5245 | 1524.9684 | 4601.5907 | 1524.9684 | 4601.5907
5246 | 1481.2821 | 4605.1756 | 1481.2821 | 4605.1756
5247 | 1462.9787 | 4586.6568 | 1462.9787 | 4586.6568
5248 | 1445.3952 | 4565.3482 | 1445.3952 | 4565.3482
5249 | 1457.6064 | 4594.1013 | 1457.6064 | 4594.1013
5250 | 1510.7065 | 4709.2445 | 1510.7065 | 4709.2445
5251 | 1579.7494 | 4775.5297 | 1579.7494 | 4775.5297
5252 | 1685.0081 | 4831.0497 | 1685.0081 | 4831.0497
5253 | 1748.7708 | 4839.7847 | 1748.7708 | 4839.7847
5254 | 1799.5206 | 4831.4664 | 1799.5206 | 4831.4664
5255 | 1900.5822 | 4831.42 | 1900.5822 | 4831.42
5256 | 1886.2063 | 4838.0845 | 1886.2063 | 4838.0845
5257 | 1823.1739 | 4842.0188 | 1823.1739 | 4842.0188
5258 | 1830.5744 | 4858.0648 | 1830.5744 | 4858.0648
5259 | 1866.9839 | 4886.3391 | 1866.9839 | 4886.3391
5260 | 1958.4605 | 4829.8982 | 1958.4605 | 4829.8982
5261 | 2043.9828 | 4724.3067 | 2043.9828 | 4724.3067
5262 | 2046.7098 | 4574.8126 | 2046.7098 | 4574.8126
5263 | 1940.5041 | 4449.4801 | 1940.5041 | 4449.4801
5264 | 1867.5119 | 4370.5473 | 1867.5119 | 4370.5473
5265 | 1821.8305 | 4315.2464 | 1821.8305 | 4315.2464
5266 | 1761.51 | 4326.382 | 1761.51 | 4326.382
5267 | 1666.8875 | 4485.7963 | 1666.8875 | 4485.7963
5268 | 1582.3149 | 4633.8263 | 1582.3149 | 4633.8263
5269 | 1520.802 | 4682.8885 | 1520.802 | 4682.8885
5270 | 1479.5807 | 4710.7202 | 1479.5807 | 4710.7202
5271 | 1460.4407 | 4714.0151 | 1460.4407 | 4714.0151
5272 | 1448.4415 | 4732.055 | 1448.4415 | 4732.055
5273 | 1455.4613 | 4807.9591 | 1455.4613 | 4807.9591
5274 | 1488.1758 | 4934.5126 | 1488.1758 | 4934.5126
5275 | 1551.4633 | 5005.0766 | 1551.4633 | 5005.0766
5276 | 1630.6692 | 5061.4356 | 1630.6692 | 5061.4356
5277 | 1699.6409 | 5068.0732 | 1699.6409 | 5068.0732
5278 | 1767.828 | 5048.3446 | 1767.828 | 5048.3446
5279 | 1862.4444 | 5024.2193 | 1862.4444 | 5024.2193
5280 | 1862.722 | 5032.3939 | 1862.722 | 5032.3939
5281 | 1799.1511 | 5027.6028 | 1799.1511 | 5027.6028
5282 | 1809.8213 | 5020.0733 | 1809.8213 | 5020.0733
5283 | 1831.0356 | 5022.339 | 1831.0356 | 5022.339
5284 | 1936.0402 | 4904.1485 | 1936.0402 | 4904.1485
5285 | 2030.606 | 4786.8952 | 2030.606 | 4786.8952
5286 | 2004.6877 | 4666.0944 | 2004.6877 | 4666.0944
5287 | 1920.0085 | 4531.0297 | 1920.0085 | 4531.0297
5288 | 1868.7498 | 4422.145 | 1868.7498 | 4422.145
5289 | 1830.4735 | 4331.6067 | 1830.4735 | 4331.6067
5290 | 1770.9313 | 4291.2284 | 1770.9313 | 4291.2284
5291 | 1680.1307 | 4364.227 | 1680.1307 | 4364.227
5292 | 1592.2975 | 4445.3897 | 1592.2975 | 4445.3897
5293 | 1529.2562 | 4440.7568 | 1529.2562 | 4440.7568
5294 | 1486.7501 | 4436.2874 | 1486.7501 | 4436.2874
5295 | 1457.5516 | 4422.8026 | 1457.5516 | 4422.8026
5296 | 1444.2815 | 4404.5982 | 1444.2815 | 4404.5982
5297 | 1445.1418 | 4445.6005 | 1445.1418 | 4445.6005
5298 | 1479.8366 | 4584.1514 | 1479.8366 | 4584.1514
5299 | 1524.0823 | 4673.2571 | 1524.0823 | 4673.2571
5300 | 1576.5972 | 4745.7247 | 1576.5972 | 4745.7247
5301 | 1662.291 | 4797.8354 | 1662.291 | 4797.8354
5302 | 1710.5312 | 4851.6859 | 1710.5312 | 4851.6859
5303 | 1819.576 | 4905.6704 | 1819.576 | 4905.6704
5304 | 1803.2201 | 4940.2731 | 1803.2201 | 4940.2731
5305 | 1754.2558 | 4949.4931 | 1754.2558 | 4949.4931
5306 | 1763.2634 | 4957.8204 | 1763.2634 | 4957.8204
5307 | 1799.7417 | 4978.1243 | 1799.7417 | 4978.1243
5308 | 1862.359 | 4887.9561 | 1862.359 | 4887.9561
5309 | 1966.8137 | 4786.7274 | 1966.8137 | 4786.7274
5310 | 1954.3087 | 4705.0235 | 1954.3087 | 4705.0235
5311 | 1885.7081 | 4589.4232 | 1885.7081 | 4589.4232
5312 | 1837.9007 | 4477.1825 | 1837.9007 | 4477.1825
5313 | 1797.2071 | 4376.912 | 1797.2071 | 4376.912
5314 | 1744.0821 | 4325.2074 | 1744.0821 | 4325.2074
5315 | 1659.9309 | 4430.7587 | 1659.9309 | 4430.7587
5316 | 1574.0526 | 4562.5963 | 1574.0526 | 4562.5963
5317 | 1514.6458 | 4578.2668 | 1514.6458 | 4578.2668
5318 | 1479.9182 | 4595.7789 | 1479.9182 | 4595.7789
5319 | 1448.7725 | 4623.9078 | 1448.7725 | 4623.9078
5320 | 1434.7948 | 4659.2309 | 1434.7948 | 4659.2309
5321 | 1437.8168 | 4742.3503 | 1437.8168 | 4742.3503
5322 | 1462.097 | 4861.7723 | 1462.097 | 4861.7723
5323 | 1503.6643 | 4893.3235 | 1503.6643 | 4893.3235
5324 | 1550.7644 | 4918.3883 | 1550.7644 | 4918.3883
5325 | 1629.7397 | 4925.0258 | 1629.7397 | 4925.0258
5326 | 1687.3782 | 4940.7864 | 1687.3782 | 4940.7864
5327 | 1794.9123 | 4949.6333 | 1794.9123 | 4949.6333
5328 | 1795.617 | 4935.4909 | 1795.617 | 4935.4909
5329 | 1755.5942 | 4865.8461 | 1755.5942 | 4865.8461
5330 | 1754.6804 | 4802.1883 | 1754.6804 | 4802.1883
5331 | 1771.2944 | 4742.285 | 1771.2944 | 4742.285
5332 | 1836.4539 | 4558.4019 | 1836.4539 | 4558.4019
5333 | 1935.8088 | 4405.9949 | 1935.8088 | 4405.9949
5334 | 1925.6833 | 4255.8296 | 1925.6833 | 4255.8296
5335 | 1850.1102 | 4088.0443 | 1850.1102 | 4088.0443
5336 | 1797.3348 | 3938.9722 | 1797.3348 | 3938.9722
5337 | 1745.5853 | 3827.7948 | 1745.5853 | 3827.7948
5338 | 1691.6021 | 3777.7682 | 1691.6021 | 3777.7682
5339 | 1607.7698 | 3755.7095 | 1607.7698 | 3755.7095
5340 | 1522.3198 | 3762.2862 | 1522.3198 | 3762.2862
5341 | 1463.4465 | 3776.0271 | 1463.4465 | 3776.0271
5342 | 1429.5351 | 3818.9605 | 1429.5351 | 3818.9605
5343 | 1403.4265 | 3866.8895 | 1403.4265 | 3866.8895
5344 | 1392.734 | 3914.1262 | 1392.734 | 3914.1262
5345 | 1401.646 | 4002.9508 | 1401.646 | 4002.9508
5346 | 1433.8038 | 4139.6559 | 1433.8038 | 4139.6559
5347 | 1488.4022 | 4181.9462 | 1488.4022 | 4181.9462
5348 | 1556.0744 | 4191.4897 | 1556.0744 | 4191.4897
5349 | 1638.5814 | 4157.0168 | 1638.5814 | 4157.0168
5350 | 1690.8289 | 4125.039 | 1690.8289 | 4125.039
5351 | 1795.9175 | 4105.7799 | 1795.9175 | 4105.7799
5352 | 1777.2624 | 4106.9909 | 1777.2624 | 4106.9909
5353 | 1723.7114 | 4110.0863 | 1723.7114 | 4110.0863
5354 | 1735.0352 | 4132.3408 | 1735.0352 | 4132.3408
5355 | 1761.3502 | 4169.1727 | 1761.3502 | 4169.1727
5356 | 1841.0824 | 4114.7454 | 1841.0824 | 4114.7454
5357 | 1950.7236 | 4014.02 | 1950.7236 | 4014.02
5358 | 1956.9538 | 3908.9084 | 1956.9538 | 3908.9084
5359 | 1878.465 | 3779.9682 | 1878.465 | 3779.9682
5360 | 1831.7009 | 3679.809 | 1831.7009 | 3679.809
5361 | 1788.945 | 3607.4767 | 1788.945 | 3607.4767
5362 | 1737.8551 | 3579.6833 | 1737.8551 | 3579.6833
5363 | 1631.3622 | 3639.0903 | 1631.3622 | 3639.0903
5364 | 1542.3935 | 3726.3776 | 1542.3935 | 3726.3776
5365 | 1475.3355 | 3744.0617 | 1475.3355 | 3744.0617
5366 | 1451.6056 | 3773.5713 | 1451.6056 | 3773.5713
5367 | 1419.7335 | 3816.2147 | 1419.7335 | 3816.2147
5368 | 1408.0595 | 3863.6192 | 1408.0595 | 3863.6192
5369 | 1427.7171 | 3945.4801 | 1427.7171 | 3945.4801
5370 | 1476.1184 | 4058.5259 | 1476.1184 | 4058.5259
5371 | 1552.6656 | 4082.6101 | 1552.6656 | 4082.6101
5372 | 1653.5333 | 4064.467 | 1653.5333 | 4064.467
5373 | 1713.0198 | 3998.1965 | 1713.0198 | 3998.1965
5374 | 1754.9178 | 3937.1897 | 1754.9178 | 3937.1897
5375 | 1865.7793 | 3879.0855 | 1865.7793 | 3879.0855
5376 | 1850.8274 | 3828.6988 | 1850.8274 | 3828.6988
5377 | 1779.8479 | 3748.5666 | 1779.8479 | 3748.5666
5378 | 1779.7024 | 3650.0909 | 1779.7024 | 3650.0909
5379 | 1826.2004 | 3566.0247 | 1826.2004 | 3566.0247
5380 | 1901.1045 | 3454.2106 | 1901.1045 | 3454.2106
5381 | 2026.2316 | 3401.9788 | 2026.2316 | 3401.9788
5382 | 2025.5053 | 3370.6141 | 2025.5053 | 3370.6141
5383 | 1942.6256 | 3296.7954 | 1942.6256 | 3296.7954
5384 | 1899.5959 | 3238.6694 | 1899.5959 | 3238.6694
5385 | 1837.7669 | 3199.645 | 1837.7669 | 3199.645
5386 | 1770.0476 | 3164.3845 | 1770.0476 | 3164.3845
5387 | 1667.4647 | 3145.9335 | 1667.4647 | 3145.9335
5388 | 1573.5848 | 3176.5892 | 1573.5848 | 3176.5892
5389 | 1502.9074 | 3179.6749 | 1502.9074 | 3179.6749
5390 | 1468.061 | 3184.9378 | 1468.061 | 3184.9378
5391 | 1444.2496 | 3199.3073 | 1444.2496 | 3199.3073
5392 | 1432.9848 | 3224.2269 | 1432.9848 | 3224.2269
5393 | 1438.08 | 3293.8387 | 1438.08 | 3293.8387
5394 | 1492.5621 | 3426.8523 | 1492.5621 | 3426.8523
5395 | 1569.8067 | 3490.0333 | 1569.8067 | 3490.0333
5396 | 1683.8578 | 3531.2905 | 1683.8578 | 3531.2905
5397 | 1747.4857 | 3531.6357 | 1747.4857 | 3531.6357
5398 | 1780.7334 | 3533.9724 | 1780.7334 | 3533.9724
5399 | 1884.6059 | 3553.055 | 1884.6059 | 3553.055
5400 | 1855.2859 | 3572.3043 | 1855.2859 | 3572.3043
5401 | 1785.175 | 3569.275 | 1785.175 | 3569.275
5402 | 1779.2426 | 3562.8362 | 1779.2426 | 3562.8362
5403 | 1810.0392 | 3551.2586 | 1810.0392 | 3551.2586
5404 | 1881.7719 | 3430.8029 | 1881.7719 | 3430.8029
5405 | 2003.096 | 3363.9726 | 2003.096 | 3363.9726
5406 | 2019.0676 | 3297.8739 | 2019.0676 | 3297.8739
5407 | 1928.8523 | 3189.8245 | 1928.8523 | 3189.8245
5408 | 1863.6072 | 3125.3222 | 1863.6072 | 3125.3222
5409 | 1822.8925 | 3088.1436 | 1822.8925 | 3088.1436
5410 | 1754.8395 | 3072.851 | 1754.8395 | 3072.851
5411 | 1654.9414 | 3085.4425 | 1654.9414 | 3085.4425
5412 | 1559.1891 | 3139.9254 | 1559.1891 | 3139.9254
5413 | 1496.4493 | 3181.1851 | 1496.4493 | 3181.1851
5414 | 1450.3928 | 3229.6558 | 1450.3928 | 3229.6558
5415 | 1424.0069 | 3261.9797 | 1424.0069 | 3261.9797
5416 | 1410.3586 | 3284.2984 | 1410.3586 | 3284.2984
5417 | 1426.4466 | 3361.2933 | 1426.4466 | 3361.2933
5418 | 1473.9214 | 3516.2044 | 1473.9214 | 3516.2044
5419 | 1533.3193 | 3618.9856 | 1533.3193 | 3618.9856
5420 | 1643.704 | 3697.2422 | 1643.704 | 3697.2422
5421 | 1713.9667 | 3744.9063 | 1713.9667 | 3744.9063
5422 | 1760.4457 | 3779.7957 | 1760.4457 | 3779.7957
5423 | 1867.1307 | 3818.6784 | 1867.1307 | 3818.6784
5424 | 1835.1435 | 3870.8998 | 1835.1435 | 3870.8998
5425 | 1763.7041 | 3903.0242 | 1763.7041 | 3903.0242
5426 | 1769.9808 | 3925.9499 | 1769.9808 | 3925.9499
5427 | 1809.162 | 3933.0817 | 1809.162 | 3933.0817
5428 | 1863.2553 | 3836.2016 | 1863.2553 | 3836.2016
5429 | 1973.4915 | 3791.0172 | 1973.4915 | 3791.0172
5430 | 1998.2999 | 3706.9641 | 1998.2999 | 3706.9641
5431 | 1902.1434 | 3577.6883 | 1902.1434 | 3577.6883
5432 | 1846.5377 | 3478.1164 | 1846.5377 | 3478.1164
5433 | 1803.1356 | 3412.9995 | 1803.1356 | 3412.9995
5434 | 1739.6859 | 3366.0771 | 1739.6859 | 3366.0771
5435 | 1638.5797 | 3411.8086 | 1638.5797 | 3411.8086
5436 | 1553.3065 | 3567.6412 | 1553.3065 | 3567.6412
5437 | 1491.249 | 3646.1519 | 1491.249 | 3646.1519
5438 | 1460.6713 | 3693.9514 | 1460.6713 | 3693.9514
5439 | 1430.988 | 3751.1932 | 1430.988 | 3751.1932
5440 | 1410.449 | 3838.2818 | 1410.449 | 3838.2818
5441 | 1419.947 | 3964.8607 | 1419.947 | 3964.8607
5442 | 1449.8101 | 4140.8305 | 1449.8101 | 4140.8305
5443 | 1493.3272 | 4244.199 | 1493.3272 | 4244.199
5444 | 1582.7609 | 4329.3353 | 1582.7609 | 4329.3353
5445 | 1652.8849 | 4383.7112 | 1652.8849 | 4383.7112
5446 | 1709.8952 | 4393.6828 | 1709.8952 | 4393.6828
5447 | 1808.2507 | 4354.7913 | 1808.2507 | 4354.7913
5448 | 1805.4772 | 4330.581 | 1805.4772 | 4330.581
5449 | 1751.5296 | 4305.4864 | 1751.5296 | 4305.4864
5450 | 1765.5068 | 4287.1339 | 1765.5068 | 4287.1339
5451 | 1775.6588 | 4260.0351 | 1775.6588 | 4260.0351
5452 | 1827.3129 | 4114.0742 | 1827.3129 | 4114.0742
5453 | 1931.0392 | 4018.0472 | 1931.0392 | 4018.0472
5454 | 1951.7174 | 3929.4636 | 1951.7174 | 3929.4636
5455 | 1872.496 | 3782.3174 | 1872.496 | 3782.3174
5456 | 1811.4708 | 3687.276 | 1811.4708 | 3687.276
5457 | 1763.196 | 3621.7395 | 1763.196 | 3621.7395
5458 | 1716.7576 | 3559.0442 | 1716.7576 | 3559.0442
5459 | 1632.9994 | 3518.6117 | 1632.9994 | 3518.6117
5460 | 1551.7773 | 3553.9657 | 1551.7773 | 3553.9657
5461 | 1486.7219 | 3601.1822 | 1486.7219 | 3601.1822
5462 | 1446.8979 | 3705.3616 | 1446.8979 | 3705.3616
5463 | 1419.4593 | 3819.9062 | 1419.4593 | 3819.9062
5464 | 1408.2739 | 3900.3668 | 1408.2739 | 3900.3668
5465 | 1411.4174 | 3980.9693 | 1411.4174 | 3980.9693
5466 | 1444.2928 | 4108.2778 | 1444.2928 | 4108.2778
5467 | 1466.6517 | 4153.0011 | 1466.6517 | 4153.0011
5468 | 1531.0129 | 4174.2904 | 1531.0129 | 4174.2904
5469 | 1597.883 | 4171.5313 | 1597.883 | 4171.5313
5470 | 1652.5706 | 4172.6096 | 1652.5706 | 4172.6096
5471 | 1760.348 | 4175.248 | 1760.348 | 4175.248
5472 | 1770.1876 | 4185.1006 | 1770.1876 | 4185.1006
5473 | 1716.3233 | 4201.0325 | 1716.3233 | 4201.0325
5474 | 1719.9756 | 4218.5048 | 1719.9756 | 4218.5048
5475 | 1740.6903 | 4214.8136 | 1740.6903 | 4214.8136
5476 | 1797.569 | 4088.8206 | 1797.569 | 4088.8206
5477 | 1915.0319 | 3950.8443 | 1915.0319 | 3950.8443
5478 | 1910.9051 | 3830.8825 | 1910.9051 | 3830.8825
5479 | 1837.1409 | 3673.0812 | 1837.1409 | 3673.0812
5480 | 1797.3299 | 3562.3507 | 1797.3299 | 3562.3507
5481 | 1756.5131 | 3494.7168 | 1756.5131 | 3494.7168
5482 | 1701.5425 | 3439.3207 | 1701.5425 | 3439.3207
5483 | 1613.7217 | 3386.0517 | 1613.7217 | 3386.0517
5484 | 1536.8336 | 3373.4995 | 1536.8336 | 3373.4995
5485 | 1481.3439 | 3363.5809 | 1481.3439 | 3363.5809
5486 | 1441.6361 | 3366.8303 | 1441.6361 | 3366.8303
5487 | 1418.7619 | 3371.3836 | 1418.7619 | 3371.3836
5488 | 1401.8242 | 3381.2854 | 1401.8242 | 3381.2854
5489 | 1410.6878 | 3433.6979 | 1410.6878 | 3433.6979
5490 | 1433.6763 | 3547.6665 | 1433.6763 | 3547.6665
5491 | 1462.4395 | 3594.4872 | 1462.4395 | 3594.4872
5492 | 1519.5261 | 3625.5927 | 1519.5261 | 3625.5927
5493 | 1588.5215 | 3627.1124 | 1588.5215 | 3627.1124
5494 | 1651.0789 | 3625.3381 | 1651.0789 | 3625.3381
5495 | 1738.3224 | 3629.0673 | 1738.3224 | 3629.0673
5496 | 1745.6694 | 3640.43 | 1745.6694 | 3640.43
5497 | 1700.1425 | 3639.75 | 1700.1425 | 3639.75
5498 | 1700.3288 | 3647.7417 | 1700.3288 | 3647.7417
5499 | 1724.3838 | 3653.8667 | 1724.3838 | 3653.8667
5500 | 1785.3778 | 3597.4258 | 1785.3778 | 3597.4258
5501 | 1909.6198 | 3590.9187 | 1909.6198 | 3590.9187
5502 | 1916.5782 | 3582.8779 | 1916.5782 | 3582.8779
5503 | 1839.1479 | 3535.4034 | 1839.1479 | 3535.4034
5504 | 1784.0509 | 3495.3157 | 1784.0509 | 3495.3157
5505 | 1761.275 | 3472.3998 | 1761.275 | 3472.3998
5506 | 1696.2281 | 3460.1276 | 1696.2281 | 3460.1276
5507 | 1615.6961 | 3446.4588 | 1615.6961 | 3446.4588
5508 | 1531.4117 | 3463.6906 | 1531.4117 | 3463.6906
5509 | 1476.7973 | 3480.1163 | 1476.7973 | 3480.1163
5510 | 1438.1824 | 3510.5488 | 1438.1824 | 3510.5488
5511 | 1415.0525 | 3534.7345 | 1415.0525 | 3534.7345
5512 | 1399.9407 | 3552.0193 | 1399.9407 | 3552.0193
5513 | 1409.3443 | 3610.4725 | 1409.3443 | 3610.4725
5514 | 1446.2354 | 3731.6564 | 1446.2354 | 3731.6564
5515 | 1485.264 | 3783.9306 | 1485.264 | 3783.9306
5516 | 1572.169 | 3827.7887 | 1572.169 | 3827.7887
5517 | 1634.0794 | 3878.8086 | 1634.0794 | 3878.8086
5518 | 1677.9027 | 3976.2866 | 1677.9027 | 3976.2866
5519 | 1772.7222 | 4093.8662 | 1772.7222 | 4093.8662
5520 | 1769.4293 | 4223.694 | 1769.4293 | 4223.694
5521 | 1721.9643 | 4319.078 | 1721.9643 | 4319.078
5522 | 1719.2307 | 4396.9574 | 1719.2307 | 4396.9574
5523 | 1746.6555 | 4426.0707 | 1746.6555 | 4426.0707
5524 | 1803.4332 | 4278.4318 | 1803.4332 | 4278.4318
5525 | 1928.1271 | 4179.9717 | 1928.1271 | 4179.9717
5526 | 1946.2563 | 4097.7644 | 1946.2563 | 4097.7644
5527 | 1855.6368 | 3967.0624 | 1855.6368 | 3967.0624
5528 | 1815.4689 | 3888.549 | 1815.4689 | 3888.549
5529 | 1763.5369 | 3842.9805 | 1763.5369 | 3842.9805
5530 | 1710.68 | 3803.9446 | 1710.68 | 3803.9446
5531 | 1610.8388 | 3807.2233 | 1610.8388 | 3807.2233
5532 | 1515.0182 | 3867.9147 | 1515.0182 | 3867.9147
5533 | 1455.0057 | 3928.2194 | 1455.0057 | 3928.2194
5534 | 1427.5262 | 4007.1454 | 1427.5262 | 4007.1454
5535 | 1407.3318 | 4136.4562 | 1407.3318 | 4136.4562
5536 | 1389.5432 | 4283.029 | 1389.5432 | 4283.029
5537 | 1404.9965 | 4443.1674 | 1404.9965 | 4443.1674
5538 | 1449.8405 | 4587.004 | 1449.8405 | 4587.004
5539 | 1513.883 | 4474.501 | 1513.883 | 4474.501
5540 | 1625.974 | 4358.8676 | 1625.974 | 4358.8676
5541 | 1686.0737 | 4286.4726 | 1686.0737 | 4286.4726
5542 | 1738.6985 | 4230.1641 | 1738.6985 | 4230.1641
5543 | 1837.2466 | 4203.6897 | 1837.2466 | 4203.6897
5544 | 1810.228 | 4212.7033 | 1810.228 | 4212.7033
5545 | 1746.9367 | 4211.6038 | 1746.9367 | 4211.6038
5546 | 1760.2027 | 4215.0649 | 1760.2027 | 4215.0649
5547 | 1785.9785 | 4193.1678 | 1785.9785 | 4193.1678
5548 | 1836.9583 | 4064.3222 | 1836.9583 | 4064.3222
5549 | 1963.7197 | 3856.1226 | 1963.7197 | 3856.1226
5550 | 1999.7069 | 3678.3546 | 1999.7069 | 3678.3546
5551 | 1903.6492 | 3487.2455 | 1903.6492 | 3487.2455
5552 | 1844.9357 | 3329.1962 | 1844.9357 | 3329.1962
5553 | 1797.7603 | 3219.7807 | 1797.7603 | 3219.7807
5554 | 1725.9144 | 3137.3691 | 1725.9144 | 3137.3691
5555 | 1626.7313 | 3072.5221 | 1626.7313 | 3072.5221
5556 | 1530.9566 | 3029.0113 | 1530.9566 | 3029.0113
5557 | 1464.6031 | 2978.7375 | 1464.6031 | 2978.7375
5558 | 1434.7471 | 2948.1756 | 1434.7471 | 2948.1756
5559 | 1411.9551 | 2936.0331 | 1411.9551 | 2936.0331
5560 | 1397.4812 | 2926.3025 | 1397.4812 | 2926.3025
5561 | 1414.4197 | 2973.6811 | 1414.4197 | 2973.6811
5562 | 1459.161 | 3107.7854 | 1459.161 | 3107.7854
5563 | 1528.9805 | 3153.4316 | 1528.9805 | 3153.4316
5564 | 1633.9439 | 3174.637 | 1633.9439 | 3174.637
5565 | 1698.5852 | 3188.5737 | 1698.5852 | 3188.5737
5566 | 1744.6178 | 3224.2183 | 1744.6178 | 3224.2183
5567 | 1849.0951 | 3248.3348 | 1849.0951 | 3248.3348
5568 | 1834.8569 | 3259.8654 | 1834.8569 | 3259.8654
5569 | 1759.3372 | 3245.0064 | 1759.3372 | 3245.0064
5570 | 1762.8253 | 3225.5633 | 1762.8253 | 3225.5633
5571 | 1787.7424 | 3202.8271 | 1787.7424 | 3202.8271
5572 | 1840.8613 | 3108.7995 | 1840.8613 | 3108.7995
5573 | 1967.7371 | 3055.7287 | 1967.7371 | 3055.7287
5574 | 1990.1125 | 3001.2919 | 1990.1125 | 3001.2919
5575 | 1896.9341 | 2915.7273 | 1896.9341 | 2915.7273
5576 | 1831.8507 | 2858.4404 | 1831.8507 | 2858.4404
5577 | 1783.1864 | 2817.7379 | 1783.1864 | 2817.7379
5578 | 1718.6614 | 2783.736 | 1718.6614 | 2783.736
5579 | 1616.8486 | 2760.1671 | 1616.8486 | 2760.1671
5580 | 1537.7743 | 2812.217 | 1537.7743 | 2812.217
5581 | 1471.4889 | 2848.4427 | 1471.4889 | 2848.4427
5582 | 1447.0746 | 2862.1794 | 1447.0746 | 2862.1794
5583 | 1412.4983 | 2861.531 | 1412.4983 | 2861.531
5584 | 1396.0726 | 2872.1879 | 1396.0726 | 2872.1879
5585 | 1414.3487 | 2940.625 | 1414.3487 | 2940.625
5586 | 1455.0856 | 3076.8268 | 1455.0856 | 3076.8268
5587 | 1512.797 | 3151.3341 | 1512.797 | 3151.3341
5588 | 1624.2332 | 3202.7431 | 1624.2332 | 3202.7431
5589 | 1680.2226 | 3226.6638 | 1680.2226 | 3226.6638
5590 | 1726.1575 | 3248.8845 | 1726.1575 | 3248.8845
5591 | 1847.7883 | 3276.357 | 1847.7883 | 3276.357
5592 | 1841.4806 | 3309.869 | 1841.4806 | 3309.869
5593 | 1767.4246 | 3328.4857 | 1767.4246 | 3328.4857
5594 | 1752.9411 | 3356.2775 | 1752.9411 | 3356.2775
5595 | 1784.0272 | 3376.2458 | 1784.0272 | 3376.2458
5596 | 1830.9563 | 3336.4168 | 1830.9563 | 3336.4168
5597 | 1940.0991 | 3322.8623 | 1940.0991 | 3322.8623
5598 | 1972.1507 | 3296.8671 | 1972.1507 | 3296.8671
5599 | 1897.3057 | 3247.6307 | 1897.3057 | 3247.6307
5600 | 1826.7331 | 3215.1778 | 1826.7331 | 3215.1778
5601 | 1781.8975 | 3191.339 | 1781.8975 | 3191.339
5602 | 1714.3196 | 3169.6702 | 1714.3196 | 3169.6702
5603 | 1619.6878 | 3156.3369 | 1619.6878 | 3156.3369
5604 | 1542.625 | 3247.0641 | 1542.625 | 3247.0641
5605 | 1482.4803 | 3347.3885 | 1482.4803 | 3347.3885
5606 | 1445.0327 | 3423.1263 | 1445.0327 | 3423.1263
5607 | 1416.683 | 3435.9856 | 1416.683 | 3435.9856
5608 | 1405.6513 | 3414.8449 | 1405.6513 | 3414.8449
5609 | 1409.3686 | 3437.8928 | 1409.3686 | 3437.8928
5610 | 1449.8025 | 3575.6048 | 1449.8025 | 3575.6048
5611 | 1490.0119 | 3683.2521 | 1490.0119 | 3683.2521
5612 | 1581.774 | 3769.8146 | 1581.774 | 3769.8146
5613 | 1651.4135 | 3763.6157 | 1651.4135 | 3763.6157
5614 | 1704.9156 | 3736.6718 | 1704.9156 | 3736.6718
5615 | 1800.733 | 3712.4626 | 1800.733 | 3712.4626
5616 | 1791.5235 | 3679.359 | 1791.5235 | 3679.359
5617 | 1750.014 | 3606.9456 | 1750.014 | 3606.9456
5618 | 1758.2053 | 3518.0342 | 1758.2053 | 3518.0342
5619 | 1782.3363 | 3423.5647 | 1782.3363 | 3423.5647
5620 | 1817.0271 | 3287.8394 | 1817.0271 | 3287.8394
5621 | 1921.0735 | 3196.7625 | 1921.0735 | 3196.7625
5622 | 1952.0753 | 3102.9771 | 1952.0753 | 3102.9771
5623 | 1872.176 | 2995.4311 | 1872.176 | 2995.4311
5624 | 1795.9654 | 2916.4144 | 1795.9654 | 2916.4144
5625 | 1743.0791 | 2849.1161 | 1743.0791 | 2849.1161
5626 | 1694.7712 | 2789.2733 | 1694.7712 | 2789.2733
5627 | 1617.7235 | 2737.9339 | 1617.7235 | 2737.9339
5628 | 1536.1044 | 2721.3546 | 1536.1044 | 2721.3546
5629 | 1478.0256 | 2706.4022 | 1478.0256 | 2706.4022
5630 | 1443.0506 | 2710.9099 | 1443.0506 | 2710.9099
5631 | 1416.6314 | 2718.8193 | 1416.6314 | 2718.8193
5632 | 1397.4703 | 2729.1405 | 1397.4703 | 2729.1405
5633 | 1402.1906 | 2789.6912 | 1402.1906 | 2789.6912
5634 | 1426.398 | 2918.5938 | 1426.398 | 2918.5938
5635 | 1451.2716 | 2982.6976 | 1451.2716 | 2982.6976
5636 | 1521.838 | 3034.9456 | 1521.838 | 3034.9456
5637 | 1584.8884 | 3064.2358 | 1584.8884 | 3064.2358
5638 | 1627.6839 | 3094.5948 | 1627.6839 | 3094.5948
5639 | 1732.7099 | 3100.5052 | 1732.7099 | 3100.5052
5640 | 1717.5209 | 3084.4331 | 1717.5209 | 3084.4331
5641 | 1677.6143 | 3086.0183 | 1677.6143 | 3086.0183
5642 | 1676.2936 | 3083.7744 | 1676.2936 | 3083.7744
5643 | 1694.5913 | 3053.0679 | 1694.5913 | 3053.0679
5644 | 1735.9191 | 2989.9989 | 1735.9191 | 2989.9989
5645 | 1831.8927 | 2988.6097 | 1831.8927 | 2988.6097
5646 | 1857.4411 | 2999.53 | 1857.4411 | 2999.53
5647 | 1791.3354 | 2998.7871 | 1791.3354 | 2998.7871
5648 | 1755.9547 | 3024.1404 | 1755.9547 | 3024.1404
5649 | 1707.1034 | 3066.5816 | 1707.1034 | 3066.5816
5650 | 1655.2578 | 3096.6783 | 1655.2578 | 3096.6783
5651 | 1570.5167 | 3118.3308 | 1570.5167 | 3118.3308
5652 | 1496.3122 | 3168.1993 | 1496.3122 | 3168.1993
5653 | 1440.5583 | 3210.298 | 1440.5583 | 3210.298
5654 | 1407.3962 | 3266.9908 | 1407.3962 | 3266.9908
5655 | 1384.0976 | 3338.6631 | 1384.0976 | 3338.6631
5656 | 1356.8743 | 3431.7924 | 1356.8743 | 3431.7924
5657 | 1367.3238 | 3571.7113 | 1367.3238 | 3571.7113
5658 | 1386.9522 | 3733.8378 | 1386.9522 | 3733.8378
5659 | 1411.4592 | 3783.5111 | 1411.4592 | 3783.5111
5660 | 1477.7519 | 3804.3809 | 1477.7519 | 3804.3809
5661 | 1529.5628 | 3778.8013 | 1529.5628 | 3778.8013
5662 | 1598.63 | 3757.8981 | 1598.63 | 3757.8981
5663 | 1684.9966 | 3743.3373 | 1684.9966 | 3743.3373
5664 | 1665.572 | 3737.5848 | 1665.572 | 3737.5848
5665 | 1630.7744 | 3711.9868 | 1630.7744 | 3711.9868
5666 | 1631.9259 | 3700.8496 | 1631.9259 | 3700.8496
5667 | 1659.1654 | 3692.8796 | 1659.1654 | 3692.8796
5668 | 1708.5529 | 3637.865 | 1708.5529 | 3637.865
5669 | 1825.661 | 3633.2037 | 1825.661 | 3633.2037
5670 | 1852.0316 | 3625.5823 | 1852.0316 | 3625.5823
5671 | 1789.5933 | 3596.7333 | 1789.5933 | 3596.7333
5672 | 1734.9168 | 3590.4568 | 1734.9168 | 3590.4568
5673 | 1690.9247 | 3590.6131 | 1690.9247 | 3590.6131
5674 | 1635.8527 | 3575.9078 | 1635.8527 | 3575.9078
5675 | 1556.3555 | 3554.2686 | 1556.3555 | 3554.2686
5676 | 1488.011 | 3569.8225 | 1488.011 | 3569.8225
5677 | 1427.7855 | 3605.5449 | 1427.7855 | 3605.5449
5678 | 1393.754 | 3709.9761 | 1393.754 | 3709.9761
5679 | 1372.1241 | 3904.0567 | 1372.1241 | 3904.0567
5680 | 1356.1694 | 4120.6849 | 1356.1694 | 4120.6849
5681 | 1365.1588 | 4325.1219 | 1365.1588 | 4325.1219
5682 | 1394.9538 | 4552.0182 | 1394.9538 | 4552.0182
5683 | 1427.1436 | 4681.647 | 1427.1436 | 4681.647
5684 | 1517.7303 | 4787.6741 | 1517.7303 | 4787.6741
5685 | 1567.8913 | 4828.2067 | 1567.8913 | 4828.2067
5686 | 1625.1046 | 4825.7612 | 1625.1046 | 4825.7612
5687 | 1732.1814 | 4778.7316 | 1732.1814 | 4778.7316
5688 | 1717.6243 | 4745.3764 | 1717.6243 | 4745.3764
5689 | 1656.041 | 4735.6353 | 1656.041 | 4735.6353
5690 | 1661.5372 | 4774.9212 | 1661.5372 | 4774.9212
5691 | 1691.7367 | 4821.821 | 1691.7367 | 4821.821
5692 | 1735.3831 | 4549.9281 | 1735.3831 | 4549.9281
5693 | 1858.1674 | 4230.4788 | 1858.1674 | 4230.4788
5694 | 1901.1391 | 4065.2117 | 1901.1391 | 4065.2117
5695 | 1832.2198 | 3890.8823 | 1832.2198 | 3890.8823
5696 | 1771.7217 | 3759.2611 | 1771.7217 | 3759.2611
5697 | 1720.1312 | 3659.41 | 1720.1312 | 3659.41
5698 | 1658.3604 | 3576.9985 | 1658.3604 | 3576.9985
5699 | 1558.017 | 3543.8652 | 1558.017 | 3543.8652
5700 | 1482.3165 | 3638.9551 | 1482.3165 | 3638.9551
5701 | 1422.1221 | 3723.5904 | 1422.1221 | 3723.5904
5702 | 1390.5274 | 3788.8409 | 1390.5274 | 3788.8409
5703 | 1379.4766 | 3837.3572 | 1379.4766 | 3837.3572
5704 | 1354.9489 | 3871.0023 | 1354.9489 | 3871.0023
5705 | 1374.9976 | 3919.8071 | 1374.9976 | 3919.8071
5706 | 1422.9614 | 4023.2045 | 1422.9614 | 4023.2045
5707 | 1468.1078 | 4079.0863 | 1468.1078 | 4079.0863
5708 | 1587.6697 | 4144.1708 | 1587.6697 | 4144.1708
5709 | 1645.1263 | 4160.7084 | 1645.1263 | 4160.7084
5710 | 1703.3523 | 4151.4671 | 1703.3523 | 4151.4671
5711 | 1802.6569 | 4150.9174 | 1802.6569 | 4150.9174
5712 | 1777.8561 | 4151.5411 | 1777.8561 | 4151.5411
5713 | 1713.1617 | 4105.4719 | 1713.1617 | 4105.4719
5714 | 1711.6535 | 4051.0429 | 1711.6535 | 4051.0429
5715 | 1746.6109 | 3930.5647 | 1746.6109 | 3930.5647
5716 | 1774.6612 | 3716.9815 | 1774.6612 | 3716.9815
5717 | 1909.2685 | 3592.8484 | 1909.2685 | 3592.8484
5718 | 1962.3068 | 3488.4079 | 1962.3068 | 3488.4079
5719 | 1878.1984 | 3375.5763 | 1878.1984 | 3375.5763
5720 | 1814.6393 | 3301.0062 | 1814.6393 | 3301.0062
5721 | 1771.0524 | 3244.6986 | 1771.0524 | 3244.6986
5722 | 1700.5898 | 3186.0304 | 1700.5898 | 3186.0304
5723 | 1600.2858 | 3139.0538 | 1600.2858 | 3139.0538
5724 | 1504.0402 | 3151.1679 | 1504.0402 | 3151.1679
5725 | 1447.7256 | 3175.8156 | 1447.7256 | 3175.8156
5726 | 1420.0655 | 3198.4455 | 1420.0655 | 3198.4455
5727 | 1395.0783 | 3208.3684 | 1395.0783 | 3208.3684
5728 | 1374.3262 | 3213.2362 | 1374.3262 | 3213.2362
5729 | 1387.5838 | 3272.6123 | 1387.5838 | 3272.6123
5730 | 1428.5394 | 3383.3089 | 1428.5394 | 3383.3089
5731 | 1481.1664 | 3418.8872 | 1481.1664 | 3418.8872
5732 | 1616.1336 | 3422.8095 | 1616.1336 | 3422.8095
5733 | 1670.8452 | 3370.4662 | 1670.8452 | 3370.4662
5734 | 1711.7235 | 3311.473 | 1711.7235 | 3311.473
5735 | 1822.8411 | 3259.0738 | 1822.8411 | 3259.0738
5736 | 1810.3523 | 3222.1948 | 1810.3523 | 3222.1948
5737 | 1728.9549 | 3171.0917 | 1728.9549 | 3171.0917
5738 | 1714.1989 | 3133.3585 | 1714.1989 | 3133.3585
5739 | 1736.2983 | 3086.0401 | 1736.2983 | 3086.0401
5740 | 1780.0455 | 2983.7904 | 1780.0455 | 2983.7904
5741 | 1886.9353 | 2923.5882 | 1886.9353 | 2923.5882
5742 | 1943.6735 | 2856.4826 | 1943.6735 | 2856.4826
5743 | 1862.9817 | 2777.1266 | 1862.9817 | 2777.1266
5744 | 1806.2675 | 2712.5405 | 1806.2675 | 2712.5405
5745 | 1758.6714 | 2648.1786 | 1758.6714 | 2648.1786
5746 | 1699.1458 | 2580.3654 | 1699.1458 | 2580.3654
5747 | 1594.6509 | 2520.9718 | 1594.6509 | 2520.9718
5748 | 1507.3179 | 2499.4425 | 1507.3179 | 2499.4425
5749 | 1451.3025 | 2492.1248 | 1451.3025 | 2492.1248
5750 | 1414.7817 | 2515.8454 | 1414.7817 | 2515.8454
5751 | 1392.1532 | 2585.8398 | 1392.1532 | 2585.8398
5752 | 1381.121 | 2643.8155 | 1381.121 | 2643.8155
5753 | 1396.5001 | 2661.1583 | 1396.5001 | 2661.1583
5754 | 1433.257 | 2723.7809 | 1433.257 | 2723.7809
5755 | 1474.8015 | 2728.3167 | 1474.8015 | 2728.3167
5756 | 1591.4019 | 2749.2704 | 1591.4019 | 2749.2704
5757 | 1655.7257 | 2728.7248 | 1655.7257 | 2728.7248
5758 | 1698.312 | 2687.3503 | 1698.312 | 2687.3503
5759 | 1825.964 | 2649.2978 | 1825.964 | 2649.2978
5760 | 1804.4537 | 2622.9062 | 1804.4537 | 2622.9062
5761 | 1729.2633 | 2612.41 | 1729.2633 | 2612.41
5762 | 1742.2445 | 2624.6805 | 1742.2445 | 2624.6805
5763 | 1755.7177 | 2640.4539 | 1755.7177 | 2640.4539
5764 | 1787.3187 | 2622.3547 | 1787.3187 | 2622.3547
5765 | 1892.5544 | 2659.475 | 1892.5544 | 2659.475
5766 | 1971.7187 | 2699.2564 | 1971.7187 | 2699.2564
5767 | 1878.111 | 2696.4999 | 1878.111 | 2696.4999
5768 | 1818.0081 | 2694.67 | 1818.0081 | 2694.67
5769 | 1772.5333 | 2683.5 | 1772.5333 | 2683.5
5770 | 1704.654 | 2656.3777 | 1704.654 | 2656.3777
5771 | 1619.6279 | 2633.8995 | 1619.6279 | 2633.8995
5772 | 1530.7136 | 2644.5873 | 1530.7136 | 2644.5873
5773 | 1469.283 | 2664.8723 | 1469.283 | 2664.8723
5774 | 1439.5313 | 2706.8828 | 1439.5313 | 2706.8828
5775 | 1411.7497 | 2753.3016 | 1411.7497 | 2753.3016
5776 | 1415.5882 | 2803.1392 | 1415.5882 | 2803.1392
5777 | 1432.4804 | 2889.5307 | 1432.4804 | 2889.5307
5778 | 1461.0616 | 3035.9681 | 1461.0616 | 3035.9681
5779 | 1487.035 | 3111.0627 | 1487.035 | 3111.0627
5780 | 1579.8972 | 3159.7869 | 1579.8972 | 3159.7869
5781 | 1641.543 | 3187.3153 | 1641.543 | 3187.3153
5782 | 1700.6325 | 3218.681 | 1700.6325 | 3218.681
5783 | 1805.7146 | 3250.8518 | 1805.7146 | 3250.8518
5784 | 1811.1882 | 3291.7469 | 1811.1882 | 3291.7469
5785 | 1753.4341 | 3314.7263 | 1753.4341 | 3314.7263
5786 | 1755.2633 | 3338.7427 | 1755.2633 | 3338.7427
5787 | 1775.3286 | 3347.1329 | 1775.3286 | 3347.1329
5788 | 1811.2124 | 3307.3878 | 1811.2124 | 3307.3878
5789 | 1902.0585 | 3322.275 | 1902.0585 | 3322.275
5790 | 1953.6382 | 3346.0318 | 1953.6382 | 3346.0318
5791 | 1878.0429 | 3338.6608 | 1878.0429 | 3338.6608
5792 | 1815.9149 | 3339.1801 | 1815.9149 | 3339.1801
5793 | 1771.6354 | 3340.7626 | 1771.6354 | 3340.7626
5794 | 1715.4248 | 3331.5947 | 1715.4248 | 3331.5947
5795 | 1634.8727 | 3316.8352 | 1634.8727 | 3316.8352
5796 | 1541.1226 | 3966.5257 | 1541.1226 | 3966.5257
5797 | 1486.4233 | 4038.14 | 1486.4233 | 4038.14
5798 | 1461.092 | 4123.4305 | 1461.092 | 4123.4305
5799 | 1441.0317 | 4243.304 | 1441.0317 | 4243.304
5800 | 1432.8252 | 4414.5709 | 1432.8252 | 4414.5709
5801 | 1443.943 | 4661.5597 | 1443.943 | 4661.5597
5802 | 1462.9962 | 4891.6819 | 1462.9962 | 4891.6819
5803 | 1469.8802 | 5095.4325 | 1469.8802 | 5095.4325
5804 | 1532.4211 | 5262.5965 | 1532.4211 | 5262.5965
5805 | 1611.4409 | 5429.5955 | 1611.4409 | 5429.5955
5806 | 1656.0954 | 5606.0042 | 1656.0954 | 5606.0042
5807 | 1756.2868 | 5769.2714 | 1756.2868 | 5769.2714
5808 | 1750.8346 | 5898.3574 | 1750.8346 | 5898.3574
5809 | 1712.9739 | 5981.4053 | 1712.9739 | 5981.4053
5810 | 1710.7867 | 6003.5808 | 1710.7867 | 6003.5808
5811 | 1707.1322 | 5871.24 | 1707.1322 | 5871.24
5812 | 1731.3708 | 5693.0485 | 1731.3708 | 5693.0485
5813 | 1809.5097 | 5503.0281 | 1809.5097 | 5503.0281
5814 | 1888.8542 | 5293.1864 | 1888.8542 | 5293.1864
5815 | 1824.77 | 5119.6809 | 1824.77 | 5119.6809
5816 | 1771.5718 | 4965.1725 | 1771.5718 | 4965.1725
5817 | 1732.5588 | 4852.797 | 1732.5588 | 4852.797
5818 | 1689.6261 | 4726.0078 | 1689.6261 | 4726.0078
5819 | 1594.4716 | 4646.8957 | 1594.4716 | 4646.8957
5820 | 1529.8673 | 4628.8908 | 1529.8673 | 4628.8908
5821 | 1470.207 | 4633.4567 | 1470.207 | 4633.4567
5822 | 1435.961 | 4610.5078 | 1435.961 | 4610.5078
5823 | 1413.5217 | 4596.9862 | 1413.5217 | 4596.9862
5824 | 1398.947 | 4625.2369 | 1398.947 | 4625.2369
5825 | 1405.4358 | 4707.1606 | 1405.4358 | 4707.1606
5826 | 1421.2718 | 4757.7857 | 1421.2718 | 4757.7857
5827 | 1450.5799 | 4782.4402 | 1450.5799 | 4782.4402
5828 | 1538.4748 | 4781.7329 | 1538.4748 | 4781.7329
5829 | 1603.0426 | 4783.2659 | 1603.0426 | 4783.2659
5830 | 1655.8509 | 4798.3178 | 1655.8509 | 4798.3178
5831 | 1745.8012 | 4840.4169 | 1745.8012 | 4840.4169
5832 | 1740.6676 | 4914.4813 | 1740.6676 | 4914.4813
5833 | 1686.6966 | 4993.4201 | 1686.6966 | 4993.4201
5834 | 1691.0042 | 5057.4882 | 1691.0042 | 5057.4882
5835 | 1703.0252 | 5035.1908 | 1703.0252 | 5035.1908
5836 | 1744.1932 | 4912.4219 | 1744.1932 | 4912.4219
5837 | 1848.3758 | 4775.9198 | 1848.3758 | 4775.9198
5838 | 1899.3891 | 4626.612 | 1899.3891 | 4626.612
5839 | 1836.8161 | 4470.4449 | 1836.8161 | 4470.4449
5840 | 1780.7398 | 4335.8807 | 1780.7398 | 4335.8807
5841 | 1740.4496 | 4215.2869 | 1740.4496 | 4215.2869
5842 | 1678.5115 | 4084.3887 | 1678.5115 | 4084.3887
5843 | 1600.1199 | 4029.6304 | 1600.1199 | 4029.6304
5844 | 1523.3258 | 4098.9186 | 1523.3258 | 4098.9186
5845 | 1469.8443 | 4238.6835 | 1469.8443 | 4238.6835
5846 | 1439.0213 | 4254.9213 | 1439.0213 | 4254.9213
5847 | 1414.9008 | 4188.7834 | 1414.9008 | 4188.7834
5848 | 1407.2361 | 4198.8939 | 1407.2361 | 4198.8939
5849 | 1419.4391 | 4317.8996 | 1419.4391 | 4317.8996
5850 | 1434.1033 | 4399.393 | 1434.1033 | 4399.393
5851 | 1484.2505 | 4425.5508 | 1484.2505 | 4425.5508
5852 | 1582.3565 | 4419.5318 | 1582.3565 | 4419.5318
5853 | 1638.8792 | 4405.9313 | 1638.8792 | 4405.9313
5854 | 1678.346 | 4397.0302 | 1678.346 | 4397.0302
5855 | 1789.0338 | 4414.9759 | 1789.0338 | 4414.9759
5856 | 1765.9367 | 4509.0846 | 1765.9367 | 4509.0846
5857 | 1700.0848 | 4640.5396 | 1700.0848 | 4640.5396
5858 | 1691.2247 | 4718.9394 | 1691.2247 | 4718.9394
5859 | 1709.5475 | 4610.2509 | 1709.5475 | 4610.2509
5860 | 1743.6697 | 4405.9015 | 1743.6697 | 4405.9015
5861 | 1828.0465 | 4228.9099 | 1828.0465 | 4228.9099
5862 | 1920.406 | 4058.8562 | 1920.406 | 4058.8562
5863 | 1845.9532 | 3906.0967 | 1845.9532 | 3906.0967
5864 | 1783.2122 | 3774.0379 | 1783.2122 | 3774.0379
5865 | 1735.6647 | 3649.1347 | 1735.6647 | 3649.1347
5866 | 1686.0279 | 3526.0537 | 1686.0279 | 3526.0537
5867 | 1585.6364 | 3485.8276 | 1585.6364 | 3485.8276
5868 | 1512.7135 | 3540.1827 | 1512.7135 | 3540.1827
5869 | 1454.4021 | 3593.6568 | 1454.4021 | 3593.6568
5870 | 1421.6253 | 3589.249 | 1421.6253 | 3589.249
5871 | 1399.3404 | 3526.0174 | 1399.3404 | 3526.0174
5872 | 1388.1049 | 3539.2348 | 1388.1049 | 3539.2348
5873 | 1407.9955 | 3641.0024 | 1407.9955 | 3641.0024
5874 | 1433.4575 | 3710.4692 | 1433.4575 | 3710.4692
5875 | 1491.7106 | 3748.2527 | 1491.7106 | 3748.2527
5876 | 1613.6986 | 3760.5742 | 1613.6986 | 3760.5742
5877 | 1678.6265 | 3768.0204 | 1678.6265 | 3768.0204
5878 | 1722.2446 | 3758.9188 | 1722.2446 | 3758.9188
5879 | 1835.1418 | 3750.406 | 1835.1418 | 3750.406
5880 | 1814.421 | 3778.7693 | 1814.421 | 3778.7693
5881 | 1735.3757 | 3814.3121 | 1735.3757 | 3814.3121
5882 | 1740.7318 | 3843.6033 | 1740.7318 | 3843.6033
5883 | 1749.9716 | 3782.9209 | 1749.9716 | 3782.9209
5884 | 1786.0199 | 3701.6438 | 1786.0199 | 3701.6438
5885 | 1870.843 | 3621.1657 | 1870.843 | 3621.1657
5886 | 1945.5847 | 3513.7506 | 1945.5847 | 3513.7506
5887 | 1855.3171 | 3407.7945 | 1855.3171 | 3407.7945
5888 | 1803.4554 | 3325.546 | 1803.4554 | 3325.546
5889 | 1761.4342 | 3244.9407 | 1761.4342 | 3244.9407
5890 | 1687.647 | 3145.7125 | 1687.647 | 3145.7125
5891 | 1589.8433 | 3105.6868 | 1589.8433 | 3105.6868
5892 | 1504.0038 | 3119.7528 | 1504.0038 | 3119.7528
5893 | 1440.6285 | 3165.6101 | 1440.6285 | 3165.6101
5894 | 1410.1461 | 3214.8208 | 1410.1461 | 3214.8208
5895 | 1388.2143 | 3280.1737 | 1388.2143 | 3280.1737
5896 | 1385.217 | 3374.1697 | 1385.217 | 3374.1697
5897 | 1404.1353 | 3500.191 | 1404.1353 | 3500.191
5898 | 1425.5721 | 3576.1722 | 1425.5721 | 3576.1722
5899 | 1494.5951 | 3610.5482 | 1494.5951 | 3610.5482
5900 | 1606.2449 | 3616.255 | 1606.2449 | 3616.255
5901 | 1671.8696 | 3628.0107 | 1671.8696 | 3628.0107
5902 | 1730.2918 | 3652.0825 | 1730.2918 | 3652.0825
5903 | 1848.5677 | 3685.4623 | 1848.5677 | 3685.4623
5904 | 1819.0717 | 3727.7564 | 1819.0717 | 3727.7564
5905 | 1742.4052 | 3771.4172 | 1742.4052 | 3771.4172
5906 | 1744.5007 | 3791.2876 | 1744.5007 | 3791.2876
5907 | 1760.0321 | 3740.1263 | 1760.0321 | 3740.1263
5908 | 1794.9741 | 3662.4571 | 1794.9741 | 3662.4571
5909 | 1879.1198 | 3574.5626 | 1879.1198 | 3574.5626
5910 | 1967.7225 | 3466.1453 | 1967.7225 | 3466.1453
5911 | 1894.8463 | 3362.2939 | 1894.8463 | 3362.2939
5912 | 1826.3121 | 3283.2524 | 1826.3121 | 3283.2524
5913 | 1778.3512 | 3228.2036 | 1778.3512 | 3228.2036
5914 | 1696.6938 | 3162.7502 | 1696.6938 | 3162.7502
5915 | 1599.9734 | 3127.8358 | 1599.9734 | 3127.8358
5916 | 1509.3873 | 3201.0326 | 1509.3873 | 3201.0326
5917 | 1447.7712 | 3355.5301 | 1447.7712 | 3355.5301
5918 | 1411.2097 | 3419.4734 | 1411.2097 | 3419.4734
5919 | 1390.2427 | 3439.7266 | 1390.2427 | 3439.7266
5920 | 1382.7556 | 3467.1754 | 1382.7556 | 3467.1754
5921 | 1395.5552 | 3549.6003 | 1395.5552 | 3549.6003
5922 | 1414.7368 | 3617.7642 | 1414.7368 | 3617.7642
5923 | 1483.093 | 3736.627 | 1483.093 | 3736.627
5924 | 1598.742 | 3915.1161 | 1598.742 | 3915.1161
5925 | 1673.7629 | 3968.7644 | 1673.7629 | 3968.7644
5926 | 1724.6748 | 3932.8034 | 1724.6748 | 3932.8034
5927 | 1836.0436 | 3980.9158 | 1836.0436 | 3980.9158
5928 | 1804.4516 | 4111.0041 | 1804.4516 | 4111.0041
5929 | 1720.7206 | 4244.7642 | 1720.7206 | 4244.7642
5930 | 1725.8344 | 4318.0527 | 1725.8344 | 4318.0527
5931 | 1723.0158 | 4167.7722 | 1723.0158 | 4167.7722
5932 | 1746.7716 | 3947.8885 | 1746.7716 | 3947.8885
5933 | 1831.6235 | 3762.378 | 1831.6235 | 3762.378
5934 | 1920.6026 | 3575.888 | 1920.6026 | 3575.888
5935 | 1856.4224 | 3427.2375 | 1856.4224 | 3427.2375
5936 | 1791.7171 | 3301.593 | 1791.7171 | 3301.593
5937 | 1736.1013 | 3187.5136 | 1736.1013 | 3187.5136
5938 | 1671.1115 | 3072.3502 | 1671.1115 | 3072.3502
5939 | 1580.4405 | 3048.1596 | 1580.4405 | 3048.1596
5940 | 1493.5762 | 3177.8814 | 1493.5762 | 3177.8814
5941 | 1441.2532 | 3356.7328 | 1441.2532 | 3356.7328
5942 | 1415.1157 | 3422.4801 | 1415.1157 | 3422.4801
5943 | 1391.0538 | 3480.8175 | 1391.0538 | 3480.8175
5944 | 1380.414 | 3622.8197 | 1380.414 | 3622.8197
5945 | 1394.9052 | 3824.809 | 1394.9052 | 3824.809
5946 | 1404.7448 | 3962.8274 | 1404.7448 | 3962.8274
5947 | 1445.6464 | 4045.6105 | 1445.6464 | 4045.6105
5948 | 1544.9679 | 4061.3395 | 1544.9679 | 4061.3395
5949 | 1613.2885 | 4065.3781 | 1613.2885 | 4065.3781
5950 | 1672.6579 | 4054.3723 | 1672.6579 | 4054.3723
5951 | 1757.4051 | 4061.7947 | 1757.4051 | 4061.7947
5952 | 1737.7676 | 4089.7571 | 1737.7676 | 4089.7571
5953 | 1687.681 | 4117.6831 | 1687.681 | 4117.6831
5954 | 1683.0909 | 4128.0324 | 1683.0909 | 4128.0324
5955 | 1706.9511 | 4023.8538 | 1706.9511 | 4023.8538
5956 | 1730.0031 | 3853.8805 | 1730.0031 | 3853.8805
5957 | 1813.6304 | 3674.8845 | 1813.6304 | 3674.8845
5958 | 1895.0405 | 3473.5617 | 1895.0405 | 3473.5617
5959 | 1818.8355 | 3314.9892 | 1818.8355 | 3314.9892
5960 | 1760.8663 | 3192.2511 | 1760.8663 | 3192.2511
5961 | 1714.3225 | 3081.88 | 1714.3225 | 3081.88
5962 | 1651.9332 | 2974.5339 | 1651.9332 | 2974.5339
5963 | 1578.5994 | 2951.5459 | 1578.5994 | 2951.5459
5964 | 1493.8197 | 3087.3812 | 1493.8197 | 3087.3812
5965 | 1440.3267 | 3282.4685 | 1440.3267 | 3282.4685
5966 | 1423.2635 | 3430.598 | 1423.2635 | 3430.598
5967 | 1386.9561 | 3554.6808 | 1386.9561 | 3554.6808
5968 | 1372.8319 | 3697.8857 | 1372.8319 | 3697.8857
5969 | 1376.7727 | 3842.6484 | 1376.7727 | 3842.6484
5970 | 1379.182 | 3898.3849 | 1379.182 | 3898.3849
5971 | 1409.3361 | 3906.603 | 1409.3361 | 3906.603
5972 | 1476.3725 | 3890.5618 | 1476.3725 | 3890.5618
5973 | 1550.8883 | 3899.3108 | 1550.8883 | 3899.3108
5974 | 1616.5665 | 3891.7125 | 1616.5665 | 3891.7125
5975 | 1703.1208 | 3874.6809 | 1703.1208 | 3874.6809
5976 | 1700.7617 | 3882.5989 | 1700.7617 | 3882.5989
5977 | 1666.1313 | 3908.1196 | 1666.1313 | 3908.1196
5978 | 1661.4887 | 3902.0325 | 1661.4887 | 3902.0325
5979 | 1669.1091 | 3734.4136 | 1669.1091 | 3734.4136
5980 | 1698.9099 | 3618.1592 | 1698.9099 | 3618.1592
5981 | 1747.8913 | 3528.4606 | 1747.8913 | 3528.4606
5982 | 1812.5165 | 3419.0411 | 1812.5165 | 3419.0411
5983 | 1789.17 | 3328.0181 | 1789.17 | 3328.0181
5984 | 1749.5691 | 3256.6937 | 1749.5691 | 3256.6937
5985 | 1709.2945 | 3189.3176 | 1709.2945 | 3189.3176
5986 | 1644.7412 | 3092.0939 | 1644.7412 | 3092.0939
5987 | 1573.312 | 3043.7498 | 1573.312 | 3043.7498
5988 | 1498.2051 | 3098.2052 | 1498.2051 | 3098.2052
5989 | 1434.8868 | 3285.0743 | 1434.8868 | 3285.0743
5990 | 1411.4372 | 3451.4442 | 1411.4372 | 3451.4442
5991 | 1385.3752 | 3607.5979 | 1385.3752 | 3607.5979
5992 | 1375.7195 | 3743.1859 | 1375.7195 | 3743.1859
5993 | 1376.1171 | 3868.4054 | 1376.1171 | 3868.4054
5994 | 1388.9776 | 3916.9259 | 1388.9776 | 3916.9259
5995 | 1418.8447 | 3933.6628 | 1418.8447 | 3933.6628
5996 | 1488.1111 | 3932.8553 | 1488.1111 | 3932.8553
5997 | 1553.0814 | 3930.7804 | 1553.0814 | 3930.7804
5998 | 1619.9915 | 3925.7879 | 1619.9915 | 3925.7879
5999 | 1701.423 | 3917.3753 | 1701.423 | 3917.3753
6000 | 1688.9497 | 3910.661 | 1688.9497 | 3910.661
6001 | 1661.3922 | 3909.0216 | 1661.3922 | 3909.0216
6002 | 1664.2531 | 3888.8033 | 1664.2531 | 3888.8033
6003 | 1675.3748 | 3781.1169 | 1675.3748 | 3781.1169
6004 | 1700.5609 | 3667.0673 | 1700.5609 | 3667.0673
6005 | 1739.2706 | 3547.8034 | 1739.2706 | 3547.8034
6006 | 1772.1379 | 3424.5533 | 1772.1379 | 3424.5533
6007 | 1784.4552 | 3296.1476 | 1784.4552 | 3296.1476
6008 | 1740.5994 | 3226.8276 | 1740.5994 | 3226.8276
6009 | 1701.4814 | 3168.8724 | 1701.4814 | 3168.8724
6010 | 1641.9199 | 3068.2411 | 1641.9199 | 3068.2411
6011 | 1554.0589 | 3008.572 | 1554.0589 | 3008.572
6012 | 1494.1102 | 3062.5262 | 1494.1102 | 3062.5262
6013 | 1434.1659 | 3263.6269 | 1434.1659 | 3263.6269
6014 | 1404.1431 | 3468.2814 | 1404.1431 | 3468.2814
6015 | 1375.2207 | 3576.93 | 1375.2207 | 3576.93
6016 | 1373.1319 | 3677.0396 | 1373.1319 | 3677.0396
6017 | 1372.7621 | 3753.7518 | 1372.7621 | 3753.7518
6018 | 1409.9156 | 3765.9921 | 1409.9156 | 3765.9921
6019 | 1454.9842 | 3799.1654 | 1454.9842 | 3799.1654
6020 | 1541.2341 | 3798.6585 | 1541.2341 | 3798.6585
6021 | 1587.9686 | 3781.2496 | 1587.9686 | 3781.2496
6022 | 1642.5509 | 3775.9565 | 1642.5509 | 3775.9565
6023 | 1733.2258 | 3768.2454 | 1733.2258 | 3768.2454
6024 | 1739.7824 | 3749.6048 | 1739.7824 | 3749.6048
6025 | 1682.0553 | 3720.2039 | 1682.0553 | 3720.2039
6026 | 1674.0958 | 3685.0526 | 1674.0958 | 3685.0526
6027 | 1688.8059 | 3521.4426 | 1688.8059 | 3521.4426
6028 | 1717.4569 | 3318.9975 | 1717.4569 | 3318.9975
6029 | 1765.4193 | 3117.0507 | 1765.4193 | 3117.0507
6030 | 1807.8058 | 2879.7483 | 1807.8058 | 2879.7483
6031 | 1823.9566 | 2654.2278 | 1823.9566 | 2654.2278
6032 | 1773.6014 | 2484.7863 | 1773.6014 | 2484.7863
6033 | 1728.6616 | 2336.6316 | 1728.6616 | 2336.6316
6034 | 1647.0768 | 2200.4217 | 1647.0768 | 2200.4217
6035 | 1553.6886 | 2146.1645 | 1553.6886 | 2146.1645
6036 | 1476.7742 | 2151.6115 | 1476.7742 | 2151.6115
6037 | 1416.1732 | 2171.5113 | 1416.1732 | 2171.5113
6038 | 1382.7641 | 2175.522 | 1382.7641 | 2175.522
6039 | 1373.5644 | 2217.3228 | 1373.5644 | 2217.3228
6040 | 1365.1721 | 2287.4661 | 1365.1721 | 2287.4661
6041 | 1385.0652 | 2403.7659 | 1385.0652 | 2403.7659
6042 | 1429.1282 | 2471.8296 | 1429.1282 | 2471.8296
6043 | 1491.6598 | 2492.1745 | 1491.6598 | 2492.1745
6044 | 1609.6021 | 2460.0978 | 1609.6021 | 2460.0978
6045 | 1680.3378 | 2400.8965 | 1680.3378 | 2400.8965
6046 | 1744.9427 | 2342.5861 | 1744.9427 | 2342.5861
6047 | 1830.4517 | 2314.9309 | 1830.4517 | 2314.9309
6048 | 1816.3987 | 2305.8113 | 1816.3987 | 2305.8113
6049 | 1744.0128 | 2301.7666 | 1744.0128 | 2301.7666
6050 | 1727.7955 | 2276.1363 | 1727.7955 | 2276.1363
6051 | 1742.1762 | 2200.3205 | 1742.1762 | 2200.3205
6052 | 1763.3013 | 2124.0544 | 1763.3013 | 2124.0544
6053 | 1807.317 | 2038.6655 | 1807.317 | 2038.6655
6054 | 1838.2389 | 1980.0583 | 1838.2389 | 1980.0583
6055 | 1851.4189 | 1958.7896 | 1851.4189 | 1958.7896
6056 | 1818.3742 | 1946.4957 | 1818.3742 | 1946.4957
6057 | 1769.7354 | 1926.8252 | 1769.7354 | 1926.8252
6058 | 1673.9038 | 1882.719 | 1673.9038 | 1882.719
6059 | 1583.0091 | 1846.3012 | 1583.0091 | 1846.3012
6060 | 1497.6035 | 1820.8799 | 1497.6035 | 1820.8799
6061 | 1436.0353 | 1812.417 | 1436.0353 | 1812.417
6062 | 1400.8048 | 1812.7196 | 1400.8048 | 1812.7196
6063 | 1384.9172 | 1833.1731 | 1384.9172 | 1833.1731
6064 | 1378.1734 | 1904.8198 | 1378.1734 | 1904.8198
6065 | 1391.4255 | 2025.4291 | 1391.4255 | 2025.4291
6066 | 1441.2677 | 2103.4147 | 1441.2677 | 2103.4147
6067 | 1507.6799 | 2157.6346 | 1507.6799 | 2157.6346
6068 | 1624.5894 | 2190.702 | 1624.5894 | 2190.702
6069 | 1701.6422 | 2222.4017 | 1701.6422 | 2222.4017
6070 | 1745.9291 | 2251.9857 | 1745.9291 | 2251.9857
6071 | 1833.5458 | 2294.8866 | 1833.5458 | 2294.8866
6072 | 1813.7123 | 2365.8441 | 1813.7123 | 2365.8441
6073 | 1720.1171 | 2422.8344 | 1720.1171 | 2422.8344
6074 | 1711.4811 | 2418.1504 | 1711.4811 | 2418.1504
6075 | 1732.403 | 2331.8113 | 1732.403 | 2331.8113
6076 | 1738.2849 | 2277.8947 | 1738.2849 | 2277.8947
6077 | 1778.5864 | 2201.7261 | 1778.5864 | 2201.7261
6078 | 1822.3911 | 2114.1549 | 1822.3911 | 2114.1549
6079 | 1833.9525 | 2035.9602 | 1833.9525 | 2035.9602
6080 | 1803.6875 | 1982.6758 | 1803.6875 | 1982.6758
6081 | 1757.4194 | 1950.7782 | 1757.4194 | 1950.7782
6082 | 1674.2443 | 1907.8746 | 1674.2443 | 1907.8746
6083 | 1565.7999 | 1891.9021 | 1565.7999 | 1891.9021
6084 | 1485.6816 | 1925.4111 | 1485.6816 | 1925.4111
6085 | 1428.8954 | 2058.9623 | 1428.8954 | 2058.9623
6086 | 1406.4091 | 2166.1012 | 1406.4091 | 2166.1012
6087 | 1376.7076 | 2241.4762 | 1376.7076 | 2241.4762
6088 | 1375.1546 | 2331.7641 | 1375.1546 | 2331.7641
6089 | 1393.0971 | 2483.6425 | 1393.0971 | 2483.6425
6090 | 1427.554 | 2618.5541 | 1427.554 | 2618.5541
6091 | 1501.1435 | 2719.7779 | 1501.1435 | 2719.7779
6092 | 1616.2029 | 2779.9052 | 1616.2029 | 2779.9052
6093 | 1681.8783 | 2815.8143 | 1681.8783 | 2815.8143
6094 | 1748.9142 | 2845.9996 | 1748.9142 | 2845.9996
6095 | 1817.028 | 2881.3838 | 1817.028 | 2881.3838
6096 | 1805.5554 | 2925.6824 | 1805.5554 | 2925.6824
6097 | 1722.6957 | 2971.548 | 1722.6957 | 2971.548
6098 | 1705.6278 | 2982.0978 | 1705.6278 | 2982.0978
6099 | 1720.9793 | 2857.3738 | 1720.9793 | 2857.3738
6100 | 1734.5806 | 2789.4261 | 1734.5806 | 2789.4261
6101 | 1774.6434 | 2760.8628 | 1774.6434 | 2760.8628
6102 | 1799.6137 | 2707.0663 | 1799.6137 | 2707.0663
6103 | 1819.7894 | 2635.9874 | 1819.7894 | 2635.9874
6104 | 1777.3104 | 2570.8768 | 1777.3104 | 2570.8768
6105 | 1726.8079 | 2511.1176 | 1726.8079 | 2511.1176
6106 | 1654.0406 | 2434.2388 | 1654.0406 | 2434.2388
6107 | 1572.1754 | 2390.104 | 1572.1754 | 2390.104
6108 | 1494.0985 | 2432.4326 | 1494.0985 | 2432.4326
6109 | 1435.2525 | 2590.1372 | 1435.2525 | 2590.1372
6110 | 1401.1654 | 2699.5812 | 1401.1654 | 2699.5812
6111 | 1379.5868 | 2772.6511 | 1379.5868 | 2772.6511
6112 | 1379.1853 | 2851.1128 | 1379.1853 | 2851.1128
6113 | 1388.3624 | 3019.8285 | 1388.3624 | 3019.8285
6114 | 1424.1328 | 3179.3946 | 1424.1328 | 3179.3946
6115 | 1464.8742 | 3305.3732 | 1464.8742 | 3305.3732
6116 | 1564.1451 | 3399.1749 | 1564.1451 | 3399.1749
6117 | 1651.3473 | 3485.4955 | 1651.3473 | 3485.4955
6118 | 1707.7859 | 3563.687 | 1707.7859 | 3563.687
6119 | 1783.193 | 3628.0353 | 1783.193 | 3628.0353
6120 | 1763.4057 | 3691.9773 | 1763.4057 | 3691.9773
6121 | 1711.9387 | 3740.6491 | 1711.9387 | 3740.6491
6122 | 1693.6403 | 3750.798 | 1693.6403 | 3750.798
6123 | 1684.468 | 3667.1649 | 1684.468 | 3667.1649
6124 | 1708.726 | 3534.1734 | 1708.726 | 3534.1734
6125 | 1718.4453 | 3348.2621 | 1718.4453 | 3348.2621
6126 | 1749.5765 | 3111.4608 | 1749.5765 | 3111.4608
6127 | 1780.4779 | 2924.0245 | 1780.4779 | 2924.0245
6128 | 1767.2177 | 2791.0638 | 1767.2177 | 2791.0638
6129 | 1706.2698 | 2693.8217 | 1706.2698 | 2693.8217
6130 | 1627.7257 | 2605.8183 | 1627.7257 | 2605.8183
6131 | 1550.013 | 2567.3962 | 1550.013 | 2567.3962
6132 | 1473.8795 | 2611.7292 | 1473.8795 | 2611.7292
6133 | 1421.8096 | 2715.9154 | 1421.8096 | 2715.9154
6134 | 1392.553 | 2757.2086 | 1392.553 | 2757.2086
6135 | 1375.7939 | 2762.9296 | 1375.7939 | 2762.9296
6136 | 1375.9432 | 2802.0042 | 1375.9432 | 2802.0042
6137 | 1376.815 | 2907.5802 | 1376.815 | 2907.5802
6138 | 1400.0754 | 2973.3388 | 1400.0754 | 2973.3388
6139 | 1425.3826 | 2992.6815 | 1425.3826 | 2992.6815
6140 | 1498.0455 | 2955.1929 | 1498.0455 | 2955.1929
6141 | 1561.535 | 2906.9158 | 1561.535 | 2906.9158
6142 | 1617.2721 | 2865.7432 | 1617.2721 | 2865.7432
6143 | 1692.3952 | 2825.3599 | 1692.3952 | 2825.3599
6144 | 1656.8988 | 2795.9955 | 1656.8988 | 2795.9955
6145 | 1612.1341 | 2807.0843 | 1612.1341 | 2807.0843
6146 | 1601.375 | 2764.5165 | 1601.375 | 2764.5165
6147 | 1602.2345 | 2588.3788 | 1602.2345 | 2588.3788
6148 | 1616.2316 | 2424.2184 | 1616.2316 | 2424.2184
6149 | 1673.1034 | 2272.5828 | 1673.1034 | 2272.5828
6150 | 1689.4418 | 2127.6848 | 1689.4418 | 2127.6848
6151 | 1728.5182 | 2033.2543 | 1728.5182 | 2033.2543
6152 | 1720.9847 | 1975.3596 | 1720.9847 | 1975.3596
6153 | 1667.4896 | 1935.2438 | 1667.4896 | 1935.2438
6154 | 1602.5101 | 1876.1043 | 1602.5101 | 1876.1043
6155 | 1522.9058 | 1835.8782 | 1522.9058 | 1835.8782
6156 | 1451.4728 | 1808.7531 | 1451.4728 | 1808.7531
6157 | 1399.9304 | 1824.143 | 1399.9304 | 1824.143
6158 | 1366.7297 | 1882.3736 | 1366.7297 | 1882.3736
6159 | 1345.9707 | 1902.727 | 1345.9707 | 1902.727
6160 | 1344.2967 | 1946.0109 | 1344.2967 | 1946.0109
6161 | 1350.9729 | 2068.6246 | 1350.9729 | 2068.6246
6162 | 1366.9254 | 2179.1823 | 1366.9254 | 2179.1823
6163 | 1406.9147 | 2261.4642 | 1406.9147 | 2261.4642
6164 | 1476.8544 | 2315.979 | 1476.8544 | 2315.979
6165 | 1530.7932 | 2350.2846 | 1530.7932 | 2350.2846
6166 | 1596.6597 | 2379.3674 | 1596.6597 | 2379.3674
6167 | 1673.4776 | 2401.7229 | 1673.4776 | 2401.7229
6168 | 1669.235 | 2439.6073 | 1669.235 | 2439.6073
6169 | 1633.033 | 2508.3234 | 1633.033 | 2508.3234
6170 | 1626.8805 | 2520.6772 | 1626.8805 | 2520.6772
6171 | 1643.0876 | 2422.8126 | 1643.0876 | 2422.8126
6172 | 1659.6578 | 2341.7359 | 1659.6578 | 2341.7359
6173 | 1694.8034 | 2251.5363 | 1694.8034 | 2251.5363
6174 | 1718.6031 | 2165.1677 | 1718.6031 | 2165.1677
6175 | 1742.2276 | 2082.1624 | 1742.2276 | 2082.1624
6176 | 1730.7113 | 2011.8403 | 1730.7113 | 2011.8403
6177 | 1686.7638 | 1951.58 | 1686.7638 | 1951.58
6178 | 1608.7843 | 1886.6276 | 1608.7843 | 1886.6276
6179 | 1528.0581 | 1848.2055 | 1528.0581 | 1848.2055
6180 | 1453.3069 | 1874.4985 | 1453.3069 | 1874.4985
6181 | 1397.386 | 2055.1539 | 1397.386 | 2055.1539
6182 | 1366.2579 | 2198.9739 | 1366.2579 | 2198.9739
6183 | 1349.9415 | 2271.9436 | 1349.9415 | 2271.9436
6184 | 1349.2505 | 2326.3521 | 1349.2505 | 2326.3521
6185 | 1358.349 | 2397.051 | 1358.349 | 2397.051
6186 | 1392.4651 | 2437.654 | 1392.4651 | 2437.654
6187 | 1443.0129 | 2489.8694 | 1443.0129 | 2489.8694
6188 | 1549.431 | 2524.9412 | 1549.431 | 2524.9412
6189 | 1616.5431 | 2545.316 | 1616.5431 | 2545.316
6190 | 1681.0683 | 2546.7376 | 1681.0683 | 2546.7376
6191 | 1768.948 | 2558.1689 | 1768.948 | 2558.1689
6192 | 1741.4198 | 2568.0914 | 1741.4198 | 2568.0914
6193 | 1678.5388 | 2561.8418 | 1678.5388 | 2561.8418
6194 | 1666.1299 | 2513.9624 | 1666.1299 | 2513.9624
6195 | 1679.7198 | 2395.0512 | 1679.7198 | 2395.0512
6196 | 1694.2683 | 2268.073 | 1694.2683 | 2268.073
6197 | 1729.6954 | 2180.0782 | 1729.6954 | 2180.0782
6198 | 1762.7876 | 2069.2556 | 1762.7876 | 2069.2556
6199 | 1778.2008 | 1994.3683 | 1778.2008 | 1994.3683
6200 | 1765.4218 | 1957.7206 | 1765.4218 | 1957.7206
6201 | 1724.0341 | 1931.6358 | 1724.0341 | 1931.6358
6202 | 1633.6686 | 1883.8214 | 1633.6686 | 1883.8214
6203 | 1539.2148 | 1845.9004 | 1539.2148 | 1845.9004
6204 | 1461.5314 | 1819.6773 | 1461.5314 | 1819.6773
6205 | 1399.2934 | 1813.0184 | 1399.2934 | 1813.0184
6206 | 1373.5986 | 1813.9222 | 1373.5986 | 1813.9222
6207 | 1353.3517 | 1826.6587 | 1353.3517 | 1826.6587
6208 | 1354.494 | 1888.6841 | 1354.494 | 1888.6841
6209 | 1370.1364 | 2003.6809 | 1370.1364 | 2003.6809
6210 | 1416.853 | 2077.5575 | 1416.853 | 2077.5575
6211 | 1488.1629 | 2120.753 | 1488.1629 | 2120.753
6212 | 1613.6531 | 2129.8674 | 1613.6531 | 2129.8674
6213 | 1675.9696 | 2128.0931 | 1675.9696 | 2128.0931
6214 | 1728.5867 | 2130.8177 | 1728.5867 | 2130.8177
6215 | 1815.952 | 2174.1195 | 1815.952 | 2174.1195
6216 | 1776.4519 | 2274.9431 | 1776.4519 | 2274.9431
6217 | 1699.1493 | 2386.7546 | 1699.1493 | 2386.7546
6218 | 1689.455 | 2419.2529 | 1689.455 | 2419.2529
6219 | 1690.9306 | 2188.6948 | 1690.9306 | 2188.6948
6220 | 1702.5171 | 2062.3179 | 1702.5171 | 2062.3179
6221 | 1743.8641 | 2035.1577 | 1743.8641 | 2035.1577
6222 | 1778.7387 | 1997.8977 | 1778.7387 | 1997.8977
6223 | 1781.4587 | 1968.3106 | 1781.4587 | 1968.3106
6224 | 1765.0751 | 1950.0035 | 1765.0751 | 1950.0035
6225 | 1719.7482 | 1921.8141 | 1719.7482 | 1921.8141
6226 | 1634.924 | 1870.993 | 1634.924 | 1870.993
6227 | 1526.7596 | 1811.825 | 1526.7596 | 1811.825
6228 | 1445.108 | 1773.3749 | 1445.108 | 1773.3749
6229 | 1394.7763 | 1764.5111 | 1394.7763 | 1764.5111
6230 | 1361.7471 | 1761.7067 | 1361.7471 | 1761.7067
6231 | 1346.1695 | 1763.6193 | 1346.1695 | 1763.6193
6232 | 1344.0276 | 1809.8096 | 1344.0276 | 1809.8096
6233 | 1360.7493 | 1905.7644 | 1360.7493 | 1905.7644
6234 | 1402.4391 | 1959.4964 | 1402.4391 | 1959.4964
6235 | 1472.9456 | 1990.2644 | 1472.9456 | 1990.2644
6236 | 1592.423 | 1988.5548 | 1592.423 | 1988.5548
6237 | 1652.5656 | 1982.471 | 1652.5656 | 1982.471
6238 | 1694.1382 | 1992.2111 | 1694.1382 | 1992.2111
6239 | 1786.0145 | 2023.4863 | 1786.0145 | 2023.4863
6240 | 1743.5401 | 2036.4155 | 1743.5401 | 2036.4155
6241 | 1676.0403 | 2042.5933 | 1676.0403 | 2042.5933
6242 | 1658.764 | 2024.6801 | 1658.764 | 2024.6801
6243 | 1672.7582 | 1965.3007 | 1672.7582 | 1965.3007
6244 | 1676.9405 | 1957.3858 | 1676.9405 | 1957.3858
6245 | 1712.5251 | 1987.1515 | 1712.5251 | 1987.1515
6246 | 1741.771 | 1988.5771 | 1741.771 | 1988.5771
6247 | 1751.9723 | 1970.9164 | 1751.9723 | 1970.9164
6248 | 1750.5369 | 1951.7073 | 1750.5369 | 1951.7073
6249 | 1699.7404 | 1926.0234 | 1699.7404 | 1926.0234
6250 | 1626.0143 | 1875.0019 | 1626.0143 | 1875.0019
6251 | 1529.1725 | 1836.4795 | 1529.1725 | 1836.4795
6252 | 1439.1734 | 1815.1673 | 1439.1734 | 1815.1673
6253 | 1375.1598 | 1817.0272 | 1375.1598 | 1817.0272
6254 | 1343.2543 | 1817.5302 | 1343.2543 | 1817.5302
6255 | 1330.0006 | 1833.8747 | 1330.0006 | 1833.8747
6256 | 1335.1713 | 1889.7865 | 1335.1713 | 1889.7865
6257 | 1348.2282 | 2015.6073 | 1348.2282 | 2015.6073
6258 | 1383.5262 | 2090.6866 | 1383.5262 | 2090.6866
6259 | 1448.8256 | 2133.9822 | 1448.8256 | 2133.9822
6260 | 1572.7168 | 2144.6 | 1572.7168 | 2144.6
6261 | 1629.6433 | 2130.298 | 1629.6433 | 2130.298
6262 | 1689.1439 | 2114.5818 | 1689.1439 | 2114.5818
6263 | 1783.5847 | 2115.4898 | 1783.5847 | 2115.4898
6264 | 1751.8207 | 2146.8598 | 1751.8207 | 2146.8598
6265 | 1683.963 | 2201.7453 | 1683.963 | 2201.7453
6266 | 1679.4852 | 2166.594 | 1679.4852 | 2166.594
6267 | 1677.2817 | 1997.6723 | 1677.2817 | 1997.6723
6268 | 1687.434 | 1932.9317 | 1687.434 | 1932.9317
6269 | 1716.4788 | 1958.4881 | 1716.4788 | 1958.4881
6270 | 1730.8732 | 1966.1275 | 1730.8732 | 1966.1275
6271 | 1728.996 | 1959.5913 | 1728.996 | 1959.5913
6272 | 1721.0081 | 1949.4022 | 1721.0081 | 1949.4022
6273 | 1668.9662 | 1927.9276 | 1668.9662 | 1927.9276
6274 | 1601.277 | 1883.4205 | 1601.277 | 1883.4205
6275 | 1514.3849 | 1847.3035 | 1514.3849 | 1847.3035
6276 | 1422.4504 | 1823.2853 | 1422.4504 | 1823.2853
6277 | 1371.1517 | 1820.2343 | 1371.1517 | 1820.2343
6278 | 1335.3272 | 1819.3342 | 1335.3272 | 1819.3342
6279 | 1317.5139 | 1831.5696 | 1317.5139 | 1831.5696
6280 | 1310.74 | 1914.1404 | 1310.74 | 1914.1404
6281 | 1321.8843 | 2052.8898 | 1321.8843 | 2052.8898
6282 | 1355.6708 | 2156.8329 | 1355.6708 | 2156.8329
6283 | 1406.525 | 2243.5245 | 1406.525 | 2243.5245
6284 | 1510.1981 | 2292.6274 | 1510.1981 | 2292.6274
6285 | 1590.7444 | 2329.238 | 1590.7444 | 2329.238
6286 | 1653.299 | 2342.2854 | 1653.299 | 2342.2854
6287 | 1741.1237 | 2326.7571 | 1741.1237 | 2326.7571
6288 | 1722.5564 | 2311.3235 | 1722.5564 | 2311.3235
6289 | 1651.3027 | 2297.9582 | 1651.3027 | 2297.9582
6290 | 1637.5206 | 2219.3106 | 1637.5206 | 2219.3106
6291 | 1643.5056 | 2131.6686 | 1643.5056 | 2131.6686
6292 | 1656.6073 | 2068.6319 | 1656.6073 | 2068.6319
6293 | 1686.6468 | 2015.9151 | 1686.6468 | 2015.9151
6294 | 1699.0684 | 1988.5771 | 1699.0684 | 1988.5771
6295 | 1705.9448 | 1966.4064 | 1705.9448 | 1966.4064
6296 | 1700.6616 | 1948.1995 | 1700.6616 | 1948.1995
6297 | 1655.8468 | 1926.0234 | 1655.8468 | 1926.0234
6298 | 1586.8644 | 1879.5119 | 1586.8644 | 1879.5119
6299 | 1511.5585 | 1843.3948 | 1511.5585 | 1843.3948
6300 | 1427.8669 | 1820.5793 | 1427.8669 | 1820.5793
6301 | 1366.7616 | 1816.927 | 1366.7616 | 1816.927
6302 | 1338.2603 | 1815.626 | 1338.2603 | 1815.626
6303 | 1319.9198 | 1829.6654 | 1319.9198 | 1829.6654
6304 | 1312.422 | 1886.5794 | 1312.422 | 1886.5794
6305 | 1321.5987 | 2004.3825 | 1321.5987 | 2004.3825
6306 | 1335.0726 | 2074.2502 | 1335.0726 | 2074.2502
6307 | 1360.0316 | 2125.4634 | 1360.0316 | 2125.4634
6308 | 1443.6857 | 2143.4975 | 1443.6857 | 2143.4975
6309 | 1525.2969 | 2152.9481 | 1525.2969 | 2152.9481
6310 | 1600.1646 | 2166.2962 | 1600.1646 | 2166.2962
6311 | 1681.7798 | 2187.6494 | 1681.7798 | 2187.6494
6312 | 1673.7173 | 2216.8145 | 1673.7173 | 2216.8145
6313 | 1629.5933 | 2243.7382 | 1629.5933 | 2243.7382
6314 | 1603.2548 | 2209.6894 | 1603.2548 | 2209.6894
6315 | 1604.298 | 2109.5197 | 1604.298 | 2109.5197
6316 | 1616.1588 | 2002.1849 | 1616.1588 | 2002.1849
6317 | 1655.1912 | 1978.2318 | 1655.1912 | 1978.2318
6318 | 1658.965 | 1974.3457 | 1658.965 | 1974.3457
6319 | 1676.0372 | 1959.9922 | 1676.0372 | 1959.9922
6320 | 1697.5043 | 1942.3866 | 1697.5043 | 1942.3866
6321 | 1647.8443 | 1917.0035 | 1647.8443 | 1917.0035
6322 | 1578.7994 | 1867.6857 | 1578.7994 | 1867.6857
6323 | 1501.6472 | 1831.0675 | 1501.6472 | 1831.0675
6324 | 1424.1071 | 1808.1518 | 1424.1071 | 1808.1518
6325 | 1371.8917 | 1807.2055 | 1371.8917 | 1807.2055
6326 | 1347.8416 | 1840.0801 | 1347.8416 | 1840.0801
6327 | 1324.4594 | 1886.1904 | 1324.4594 | 1886.1904
6328 | 1318.7728 | 1976.6787 | 1318.7728 | 1976.6787
6329 | 1323.5485 | 2113.4237 | 1323.5485 | 2113.4237
6330 | 1347.3156 | 2188.2022 | 1347.3156 | 2188.2022
6331 | 1380.1052 | 2213.458 | 1380.1052 | 2213.458
6332 | 1468.1875 | 2203.0292 | 1468.1875 | 2203.0292
6333 | 1545.2131 | 2192.8363 | 1545.2131 | 2192.8363
6334 | 1596.1843 | 2198.8682 | 1596.1843 | 2198.8682
6335 | 1680.236 | 2247.8826 | 1680.236 | 2247.8826
6336 | 1671.5837 | 2322.1475 | 1671.5837 | 2322.1475
6337 | 1612.416 | 2429.1483 | 1612.416 | 2429.1483
6338 | 1600.6792 | 2515.5659 | 1600.6792 | 2515.5659
6339 | 1610.1071 | 2566.4303 | 1610.1071 | 2566.4303
6340 | 1614.9256 | 2609.3278 | 1614.9256 | 2609.3278
6341 | 1648.5659 | 2656.2314 | 1648.5659 | 2656.2314
6342 | 1669.0612 | 2663.971 | 1669.0612 | 2663.971
6343 | 1684.6766 | 2652.2233 | 1684.6766 | 2652.2233
6344 | 1704.1275 | 2642.9361 | 1704.1275 | 2642.9361
6345 | 1656.3072 | 2630.2811 | 1656.3072 | 2630.2811
6346 | 1570.9121 | 2588.8809 | 1570.9121 | 2588.8809
6347 | 1494.8217 | 2570.2024 | 1494.8217 | 2570.2024
6348 | 1412.6771 | 2581.1615 | 1412.6771 | 2581.1615
6349 | 1362.7025 | 2661.1944 | 1362.7025 | 2661.1944
6350 | 1330.0383 | 2766.6295 | 1330.0383 | 2766.6295
6351 | 1316.9274 | 2848.0178 | 1316.9274 | 2848.0178
6352 | 1309.2712 | 2936.1008 | 1309.2712 | 2936.1008
6353 | 1313.106 | 3051.3983 | 1313.106 | 3051.3983
6354 | 1340.7868 | 3135.8984 | 1340.7868 | 3135.8984
6355 | 1388.7226 | 3200.6415 | 1388.7226 | 3200.6415
6356 | 1496.4972 | 3235.2122 | 1496.4972 | 3235.2122
6357 | 1561.077 | 3257.1905 | 1561.077 | 3257.1905
6358 | 1617.2734 | 3253.5009 | 1617.2734 | 3253.5009
6359 | 1715.1253 | 3229.4537 | 1715.1253 | 3229.4537
6360 | 1698.4514 | 3199.6884 | 1698.4514 | 3199.6884
6361 | 1619.7847 | 3156.3568 | 1619.7847 | 3156.3568
6362 | 1618.5759 | 3032.7097 | 1618.5759 | 3032.7097
6363 | 1632.9635 | 2884.2332 | 1632.9635 | 2884.2332
6364 | 1636.2868 | 2771.7871 | 1636.2868 | 2771.7871
6365 | 1677.1703 | 2685.2957 | 1677.1703 | 2685.2957
6366 | 1687.2677 | 2581.689 | 1687.2677 | 2581.689
6367 | 1685.0434 | 2466.2119 | 1685.0434 | 2466.2119
6368 | 1685.7332 | 2360.9123 | 1685.7332 | 2360.9123
6369 | 1659.1385 | 2243.5257 | 1659.1385 | 2243.5257
6370 | 1582.9496 | 2076.3472 | 1582.9496 | 2076.3472
6371 | 1499.5653 | 1952.2356 | 1499.5653 | 1952.2356
6372 | 1414.6163 | 1902.1597 | 1414.6163 | 1902.1597
6373 | 1354.6574 | 1941.5025 | 1354.6574 | 1941.5025
6374 | 1326.0547 | 1967.4618 | 1326.0547 | 1967.4618
6375 | 1315.4018 | 1972.6817 | 1315.4018 | 1972.6817
6376 | 1311.7309 | 2010.0525 | 1311.7309 | 2010.0525
6377 | 1324.1351 | 2088.4685 | 1324.1351 | 2088.4685
6378 | 1361.616 | 2161.1424 | 1361.616 | 2161.1424
6379 | 1434.4949 | 2210.1507 | 1434.4949 | 2210.1507
6380 | 1542.7103 | 2232.1937 | 1542.7103 | 2232.1937
6381 | 1613.852 | 2252.4682 | 1613.852 | 2252.4682
6382 | 1682.8389 | 2257.4979 | 1682.8389 | 2257.4979
6383 | 1759.341 | 2251.8915 | 1759.341 | 2251.8915
6384 | 1745.6451 | 2240.1661 | 1745.6451 | 2240.1661
6385 | 1663.061 | 2216.6784 | 1663.061 | 2216.6784
6386 | 1655.6844 | 2159.779 | 1655.6844 | 2159.779
6387 | 1656.3432 | 2040.1663 | 1656.3432 | 2040.1663
6388 | 1675.2207 | 1953.4772 | 1675.2207 | 1953.4772
6389 | 1712.3118 | 1967.909 | 1712.3118 | 1967.909
6390 | 1714.8521 | 1961.0162 | 1714.8521 | 1961.0162
6391 | 1716.724 | 1933.9346 | 1716.724 | 1933.9346
6392 | 1737.9924 | 1900.9951 | 1737.9924 | 1900.9951
6393 | 1685.1594 | 1860.4785 | 1685.1594 | 1860.4785
6394 | 1588.7862 | 1797.2299 | 1588.7862 | 1797.2299
6395 | 1491.4743 | 1755.3 | 1491.4743 | 1755.3
6396 | 1410.4369 | 1738.2973 | 1410.4369 | 1738.2973
6397 | 1356.4584 | 1743.0636 | 1356.4584 | 1743.0636
6398 | 1328.4274 | 1746.3728 | 1328.4274 | 1746.3728
6399 | 1309.6036 | 1782.461 | 1309.6036 | 1782.461
6400 | 1312.967 | 1871.7466 | 1312.967 | 1871.7466
6401 | 1321.2983 | 1990.0508 | 1321.2983 | 1990.0508
6402 | 1355.9586 | 2079.8626 | 1355.9586 | 2079.8626
6403 | 1424.5346 | 2169.4607 | 1424.5346 | 2169.4607
6404 | 1537.4621 | 2210.4456 | 1537.4621 | 2210.4456
6405 | 1611.3745 | 2231.0208 | 1611.3745 | 2231.0208
6406 | 1673.036 | 2282.2526 | 1673.036 | 2282.2526
6407 | 1755.8553 | 2327.8595 | 1755.8553 | 2327.8595
6408 | 1733.8144 | 2339.1851 | 1733.8144 | 2339.1851
6409 | 1654.3452 | 2336.4433 | 1654.3452 | 2336.4433
6410 | 1646.7444 | 2246.0698 | 1646.7444 | 2246.0698
6411 | 1658.7274 | 2093.384 | 1658.7274 | 2093.384
6412 | 1675.5469 | 2000.2807 | 1675.5469 | 2000.2807
6413 | 1705.0465 | 1970.0136 | 1705.0465 | 1970.0136
6414 | 1704.4115 | 1957.0073 | 1704.4115 | 1957.0073
6415 | 1696.2805 | 1943.155 | 1696.2805 | 1943.155
6416 | 1705.8713 | 1929.5583 | 1705.8713 | 1929.5583
6417 | 1683.0639 | 1906.4802 | 1683.0639 | 1906.4802
6418 | 1595.9942 | 1855.3584 | 1595.9942 | 1855.3584
6419 | 1495.2097 | 1817.4374 | 1495.2097 | 1817.4374
6420 | 1412.7658 | 1801.938 | 1412.7658 | 1801.938
6421 | 1353.199 | 1832.762 | 1353.199 | 1832.762
6422 | 1325.6349 | 1890.3914 | 1325.6349 | 1890.3914
6423 | 1313.4554 | 1946.2232 | 1313.4554 | 1946.2232
6424 | 1309.2735 | 2065.876 | 1309.2735 | 2065.876
6425 | 1322.6292 | 2239.0014 | 1322.6292 | 2239.0014
6426 | 1351.7708 | 2374.7148 | 1351.7708 | 2374.7148
6427 | 1426.1555 | 2476.4397 | 1426.1555 | 2476.4397
6428 | 1550.3133 | 2535.7652 | 1550.3133 | 2535.7652
6429 | 1624.921 | 2574.28 | 1624.921 | 2574.28
6430 | 1680.3947 | 2582.5168 | 1680.3947 | 2582.5168
6431 | 1758.75 | 2587.6341 | 1758.75 | 2587.6341
6432 | 1732.6925 | 2602.8684 | 1732.6925 | 2602.8684
6433 | 1651.0371 | 2610.8502 | 1651.0371 | 2610.8502
6434 | 1623.9092 | 2573.7947 | 1623.9092 | 2573.7947
6435 | 1642.5601 | 2514.2148 | 1642.5601 | 2514.2148
6436 | 1652.9181 | 2488.5607 | 1652.9181 | 2488.5607
6437 | 1692.1193 | 2477.4359 | 1692.1193 | 2477.4359
6438 | 1678.5474 | 2448.7951 | 1678.5474 | 2448.7951
6439 | 1668.7148 | 2393.5512 | 1668.7148 | 2393.5512
6440 | 1685.4441 | 2331.5474 | 1685.4441 | 2331.5474
6441 | 1652.8009 | 2257.8574 | 1652.8009 | 2257.8574
6442 | 1586.0201 | 2153.0168 | 1586.0201 | 2153.0168
6443 | 1491.7542 | 2080.7197 | 1491.7542 | 2080.7197
6444 | 1409.5684 | 2065.6213 | 1409.5684 | 2065.6213
6445 | 1354.5038 | 2132.7255 | 1354.5038 | 2132.7255
6446 | 1322.827 | 2181.3349 | 1322.827 | 2181.3349
6447 | 1304.5289 | 2226.1423 | 1304.5289 | 2226.1423
6448 | 1300.3824 | 2346.3965 | 1300.3824 | 2346.3965
6449 | 1304.3272 | 2590.4788 | 1304.3272 | 2590.4788
6450 | 1322.1189 | 2791.7372 | 1322.1189 | 2791.7372
6451 | 1376.7958 | 2899.4754 | 1376.7958 | 2899.4754
6452 | 1472.817 | 2818.2901 | 1472.817 | 2818.2901
6453 | 1553.3533 | 2633.6113 | 1553.3533 | 2633.6113
6454 | 1622.3899 | 2489.6113 | 1622.3899 | 2489.6113
6455 | 1714.0846 | 2400.1194 | 1714.0846 | 2400.1194
6456 | 1704.008 | 2351.1115 | 1704.008 | 2351.1115
6457 | 1630.8784 | 2317.4012 | 1630.8784 | 2317.4012
6458 | 1609.2066 | 2244.9674 | 1609.2066 | 2244.9674
6459 | 1589.2423 | 2125.1542 | 1589.2423 | 2125.1542
6460 | 1604.9897 | 2005.8931 | 1604.9897 | 2005.8931
6461 | 1633.2407 | 1956.183 | 1633.2407 | 1956.183
6462 | 1647.9456 | 1928.9452 | 1647.9456 | 1928.9452
6463 | 1637.9246 | 1900.8614 | 1637.9246 | 1900.8614
6464 | 1663.6439 | 1880.9508 | 1663.6439 | 1880.9508
6465 | 1610.0238 | 1854.9663 | 1610.0238 | 1854.9663
6466 | 1540.9848 | 1808.0538 | 1540.9848 | 1808.0538
6467 | 1472.0493 | 1787.9722 | 1472.0493 | 1787.9722
6468 | 1402.809 | 1807.0493 | 1402.809 | 1807.0493
6469 | 1353.6239 | 1902.4161 | 1353.6239 | 1902.4161
6470 | 1319.2208 | 2009.154 | 1319.2208 | 2009.154
6471 | 1294.4223 | 2115.3974 | 1294.4223 | 2115.3974
6472 | 1291.7294 | 2273.836 | 1291.7294 | 2273.836
6473 | 1291.1958 | 2473.1193 | 1291.1958 | 2473.1193
6474 | 1290.748 | 2595.4029 | 1290.748 | 2595.4029
6475 | 1311.5399 | 2654.233 | 1311.5399 | 2654.233
6476 | 1379.1623 | 2651.6214 | 1379.1623 | 2651.6214
6477 | 1446.2011 | 2652.3527 | 1446.2011 | 2652.3527
6478 | 1504.3891 | 2670.0103 | 1504.3891 | 2670.0103
6479 | 1572.667 | 2709.7041 | 1572.667 | 2709.7041
6480 | 1572.6955 | 2754.5038 | 1572.6955 | 2754.5038
6481 | 1535.0198 | 2728.7109 | 1535.0198 | 2728.7109
6482 | 1515.7044 | 2588.7277 | 1515.7044 | 2588.7277
6483 | 1512.2545 | 2384.2273 | 1512.2545 | 2384.2273
6484 | 1529.3916 | 2275.5896 | 1529.3916 | 2275.5896
6485 | 1551.3766 | 2241.3137 | 1551.3766 | 2241.3137
6486 | 1556.6127 | 2196.1362 | 1556.6127 | 2196.1362
6487 | 1572.9474 | 2150.213 | 1572.9474 | 2150.213
6488 | 1613.9162 | 2118.877 | 1613.9162 | 2118.877
6489 | 1583.6858 | 2088.8836 | 1583.6858 | 2088.8836
6490 | 1535.495 | 2033.3521 | 1535.495 | 2033.3521
6491 | 1452.5062 | 2010.9655 | 1452.5062 | 2010.9655
6492 | 1374.6093 | 2021.2231 | 1374.6093 | 2021.2231
6493 | 1325.3301 | 2056.9579 | 1325.3301 | 2056.9579
6494 | 1297.9714 | 2085.0219 | 1297.9714 | 2085.0219
6495 | 1282.44 | 2105.5757 | 1282.44 | 2105.5757
6496 | 1276.3967 | 2166.699 | 1276.3967 | 2166.699
6497 | 1279.6975 | 2289.8138 | 1279.6975 | 2289.8138
6498 | 1282.4187 | 2375.5165 | 1282.4187 | 2375.5165
6499 | 1321.4409 | 2420.4158 | 1321.4409 | 2420.4158
6500 | 1400.202 | 2471.8237 | 1400.202 | 2471.8237
6501 | 1480.1344 | 2539.904 | 1480.1344 | 2539.904
6502 | 1545.6473 | 2522.5842 | 1545.6473 | 2522.5842
6503 | 1646.5524 | 2461.8559 | 1646.5524 | 2461.8559
6504 | 1638.3127 | 2488.5154 | 1638.3127 | 2488.5154
6505 | 1584.3182 | 2482.8671 | 1584.3182 | 2482.8671
6506 | 1553.7744 | 2378.4627 | 1553.7744 | 2378.4627
6507 | 1560.608 | 2212.0464 | 1560.608 | 2212.0464
6508 | 1556.0795 | 2124.1547 | 1556.0795 | 2124.1547
6509 | 1601.934 | 2078.253 | 1601.934 | 2078.253
6510 | 1606.0585 | 2043.699 | 1606.0585 | 2043.699
6511 | 1610.6759 | 2012.2077 | 1610.6759 | 2012.2077
6512 | 1642.0179 | 1996.807 | 1642.0179 | 1996.807
6513 | 1605.639 | 1973.0274 | 1605.639 | 1973.0274
6514 | 1527.4505 | 1928.7207 | 1527.4505 | 1928.7207
6515 | 1442.7609 | 1917.0577 | 1442.7609 | 1917.0577
6516 | 1365.4032 | 1934.2306 | 1365.4032 | 1934.2306
6517 | 1311.3249 | 1999.0298 | 1311.3249 | 1999.0298
6518 | 1283.9629 | 2103.8635 | 1283.9629 | 2103.8635
6519 | 1270.9353 | 2219.6279 | 1270.9353 | 2219.6279
6520 | 1265.7388 | 2369.8483 | 1265.7388 | 2369.8483
6521 | 1267.5376 | 2530.2456 | 1267.5376 | 2530.2456
6522 | 1280.6578 | 2644.2109 | 1280.6578 | 2644.2109
6523 | 1332.4774 | 2731.0028 | 1332.4774 | 2731.0028
6524 | 1444.644 | 2726.5872 | 1444.644 | 2726.5872
6525 | 1529.3479 | 2681.2165 | 1529.3479 | 2681.2165
6526 | 1588.2174 | 2679.6316 | 1588.2174 | 2679.6316
6527 | 1675.6871 | 2776.4517 | 1675.6871 | 2776.4517
6528 | 1662.3563 | 2886.5959 | 1662.3563 | 2886.5959
6529 | 1604.8179 | 2867.3175 | 1604.8179 | 2867.3175
6530 | 1581.4885 | 2566.8794 | 1581.4885 | 2566.8794
6531 | 1603.7594 | 2273.5825 | 1603.7594 | 2273.5825
6532 | 1626.6568 | 2110.4243 | 1626.6568 | 2110.4243
6533 | 1654.4638 | 2012.5076 | 1654.4638 | 2012.5076
6534 | 1647.2151 | 1924.8361 | 1647.2151 | 1924.8361
6535 | 1635.5503 | 1858.0668 | 1635.5503 | 1858.0668
6536 | 1674.4691 | 1828.3344 | 1674.4691 | 1828.3344
6537 | 1642.6949 | 1795.0337 | 1642.6949 | 1795.0337
6538 | 1567.5329 | 1737.7984 | 1567.5329 | 1737.7984
6539 | 1472.6884 | 1710.9018 | 1472.6884 | 1710.9018
6540 | 1382.3336 | 1164.5769 | 1382.3336 | 1164.5769
6541 | 1324.7279 | 1173.8344 | 1324.7279 | 1173.8344
6542 | 1286.4256 | 1177.8158 | 1286.4256 | 1177.8158
6543 | 1269.4318 | 1195.7016 | 1269.4318 | 1195.7016
6544 | 1261.0256 | 1265.3392 | 1261.0256 | 1265.3392
6545 | 1268.1091 | 1400.876 | 1268.1091 | 1400.876
6546 | 1285.0301 | 1465.8425 | 1285.0301 | 1465.8425
6547 | 1359.0945 | 1473.6913 | 1359.0945 | 1473.6913
6548 | 1459.2974 | 1436.0024 | 1459.2974 | 1436.0024
6549 | 1540.4651 | 1415.6166 | 1540.4651 | 1415.6166
6550 | 1618.3723 | 1408.8178 | 1618.3723 | 1408.8178
6551 | 1727.7223 | 1415.9391 | 1727.7223 | 1415.9391
6552 | 1709.1605 | 1419.6253 | 1709.1605 | 1419.6253
6553 | 1625.7765 | 1446.0716 | 1625.7765 | 1446.0716
6554 | 1618.5163 | 1480.4473 | 1618.5163 | 1480.4473
6555 | 1640.0797 | 1488.7976 | 1640.0797 | 1488.7976
6556 | 1640.4626 | 1542.055 | 1640.4626 | 1542.055
6557 | 1681.5991 | 1584.0076 | 1681.5991 | 1584.0076
6558 | 1668.9065 | 1585.784 | 1668.9065 | 1585.784
6559 | 1660.0062 | 1564.4445 | 1660.0062 | 1564.4445
6560 | 1708.5418 | 1542.7767 | 1708.5418 | 1542.7767
6561 | 1656.7427 | 1510.2066 | 1656.7427 | 1510.2066
6562 | 1581.2094 | 1469.686 | 1581.2094 | 1469.686
6563 | 1490.8042 | 1455.7126 | 1490.8042 | 1455.7126
6564 | 1403.6952 | 1478.8975 | 1403.6952 | 1478.8975
6565 | 1345.0471 | 1537.1055 | 1345.0471 | 1537.1055
6566 | 1309.838 | 1595.7039 | 1309.838 | 1595.7039
6567 | 1289.2984 | 1644.5848 | 1289.2984 | 1644.5848
6568 | 1281.814 | 1734.4307 | 1281.814 | 1734.4307
6569 | 1292.2666 | 1879.8668 | 1292.2666 | 1879.8668
6570 | 1301.6076 | 1952.8893 | 1301.6076 | 1952.8893
6571 | 1380.5929 | 1995.4882 | 1380.5929 | 1995.4882
6572 | 1513.7702 | 2018.4924 | 1513.7702 | 2018.4924
6573 | 1583.7881 | 2045.4185 | 1583.7881 | 2045.4185
6574 | 1652.6381 | 2067.5667 | 1652.6381 | 2067.5667
6575 | 1743.3422 | 2105.8196 | 1743.3422 | 2105.8196
6576 | 1722.3963 | 2128.5536 | 1722.3963 | 2128.5536
6577 | 1639.0055 | 2139.434 | 1639.0055 | 2139.434
6578 | 1618.9858 | 2136.124 | 1618.9858 | 2136.124
6579 | 1639.9095 | 2108.2905 | 1639.9095 | 2108.2905
6580 | 1644.4587 | 2115.1235 | 1644.4587 | 2115.1235
6581 | 1673.0059 | 2112.973 | 1673.0059 | 2112.973
6582 | 1669.5038 | 2084.1638 | 1669.5038 | 2084.1638
6583 | 1653.8721 | 2050.8769 | 1653.8721 | 2050.8769
6584 | 1667.1602 | 2024.0888 | 1667.1602 | 2024.0888
6585 | 1641.398 | 1980.8 | 1641.398 | 1980.8
6586 | 1561.9459 | 1921.7097 | 1561.9459 | 1921.7097
6587 | 1460.6691 | 1880.9057 | 1460.6691 | 1880.9057
6588 | 1378.3991 | 1873.4368 | 1378.3991 | 1873.4368
6589 | 1316.8352 | 1920.9262 | 1316.8352 | 1920.9262
6590 | 1285.8134 | 2010.1784 | 1285.8134 | 2010.1784
6591 | 1257.8521 | 2080.2233 | 1257.8521 | 2080.2233
6592 | 1249.4191 | 2184.4745 | 1249.4191 | 2184.4745
6593 | 1252.9746 | 2354.0104 | 1252.9746 | 2354.0104
6594 | 1259.811 | 2439.7313 | 1259.811 | 2439.7313
6595 | 1335.5648 | 2478.3022 | 1335.5648 | 2478.3022
6596 | 1454.8642 | 2481.576 | 1454.8642 | 2481.576
6597 | 1518.5484 | 2480.2379 | 1518.5484 | 2480.2379
6598 | 1593.0089 | 2459.2386 | 1593.0089 | 2459.2386
6599 | 1697.7086 | 2449.0873 | 1697.7086 | 2449.0873
6600 | 1704.1578 | 2446.6974 | 1704.1578 | 2446.6974
6601 | 1625.0274 | 2451.7748 | 1625.0274 | 2451.7748
6602 | 1605.246 | 2396.4421 | 1605.246 | 2396.4421
6603 | 1603.7893 | 2265.6557 | 1603.7893 | 2265.6557
6604 | 1615.9885 | 2196.9124 | 1615.9885 | 2196.9124
6605 | 1643.9396 | 2159.6705 | 1643.9396 | 2159.6705
6606 | 1630.0239 | 2106.7616 | 1630.0239 | 2106.7616
6607 | 1606.2506 | 2071.2217 | 1606.2506 | 2071.2217
6608 | 1622.0117 | 2047.8471 | 1622.0117 | 2047.8471
6609 | 1608.0822 | 2015.5501 | 1608.0822 | 2015.5501
6610 | 1550.8853 | 1969.4995 | 1550.8853 | 1969.4995
6611 | 1449.7283 | 1942.6912 | 1449.7283 | 1942.6912
6612 | 1377.9857 | 1936.3829 | 1377.9857 | 1936.3829
6613 | 1319.493 | 1959.2264 | 1319.493 | 1959.2264
6614 | 1285.5015 | 1996.2511 | 1285.5015 | 1996.2511
6615 | 1270.0955 | 2023.7631 | 1270.0955 | 2023.7631
6616 | 1264.8681 | 2084.3206 | 1264.8681 | 2084.3206
6617 | 1264.8686 | 2204.9743 | 1264.8686 | 2204.9743
6618 | 1270.8531 | 2261.953 | 1270.8531 | 2261.953
6619 | 1340.7892 | 2291.1025 | 1340.7892 | 2291.1025
6620 | 1457.8055 | 2293.8302 | 1457.8055 | 2293.8302
6621 | 1549.2155 | 2307.6483 | 1549.2155 | 2307.6483
6622 | 1609.0645 | 2332.3224 | 1609.0645 | 2332.3224
6623 | 1705.6111 | 2388.2576 | 1705.6111 | 2388.2576
6624 | 1684.1942 | 2436.4567 | 1684.1942 | 2436.4567
6625 | 1612.9815 | 2445.9718 | 1612.9815 | 2445.9718
6626 | 1610.5344 | 2389.8881 | 1610.5344 | 2389.8881
6627 | 1611.8383 | 2293.169 | 1611.8383 | 2293.169
6628 | 1625.1757 | 2255.8987 | 1625.1757 | 2255.8987
6629 | 1645.5072 | 2251.9731 | 1645.5072 | 2251.9731
6630 | 1635.2516 | 2221.8668 | 1635.2516 | 2221.8668
6631 | 1628.0548 | 2184.8933 | 1628.0548 | 2184.8933
6632 | 1664.6061 | 2146.226 | 1664.6061 | 2146.226
6633 | 1648.5174 | 2082.1145 | 1648.5174 | 2082.1145
6634 | 1584.2545 | 2010.5305 | 1584.2545 | 2010.5305
6635 | 1487.7832 | 1966.1765 | 1487.7832 | 1966.1765
6636 | 1404.3909 | 1946.6918 | 1404.3909 | 1946.6918
6637 | 1342.6737 | 1985.306 | 1342.6737 | 1985.306
6638 | 1305.8445 | 2100.706 | 1305.8445 | 2100.706
6639 | 1287.3675 | 2193.2805 | 1287.3675 | 2193.2805
6640 | 1282.9594 | 2340.2011 | 1282.9594 | 2340.2011
6641 | 1283.6579 | 2536.3628 | 1283.6579 | 2536.3628
6642 | 1281.3475 | 2646.593 | 1281.3475 | 2646.593
6643 | 1331.3405 | 2714.384 | 1331.3405 | 2714.384
6644 | 1421.4208 | 2732.4727 | 1421.4208 | 2732.4727
6645 | 1488.5966 | 2725.8777 | 1488.5966 | 2725.8777
6646 | 1544.7083 | 2705.5611 | 1544.7083 | 2705.5611
6647 | 1638.8242 | 2693.2251 | 1638.8242 | 2693.2251
6648 | 1627.8558 | 2659.567 | 1627.8558 | 2659.567
6649 | 1554.827 | 2590.2971 | 1554.827 | 2590.2971
6650 | 1546.503 | 2440.477 | 1546.503 | 2440.477
6651 | 1558.4299 | 2225.1709 | 1558.4299 | 2225.1709
6652 | 1555.7139 | 2059.2094 | 1555.7139 | 2059.2094
6653 | 1567.6166 | 1949.9413 | 1567.6166 | 1949.9413
6654 | 1584.1627 | 1843.5078 | 1584.1627 | 1843.5078
6655 | 1572.2389 | 1781.1374 | 1572.2389 | 1781.1374
6656 | 1614.3543 | 1748.2048 | 1614.3543 | 1748.2048
6657 | 1615.7867 | 1702.1852 | 1615.7867 | 1702.1852
6658 | 1548.9939 | 1646.1671 | 1548.9939 | 1646.1671
6659 | 1470.9652 | 1623.5233 | 1470.9652 | 1623.5233
6660 | 1406.4062 | 1627.046 | 1406.4062 | 1627.046
6661 | 1347.5732 | 1673.6479 | 1347.5732 | 1673.6479
6662 | 1316.1457 | 1734.7041 | 1316.1457 | 1734.7041
6663 | 1297.1053 | 1760.0314 | 1297.1053 | 1760.0314
6664 | 1287.4146 | 1811.3724 | 1287.4146 | 1811.3724
6665 | 1282.3855 | 1928.0663 | 1282.3855 | 1928.0663
6666 | 1267.7515 | 1989.9605 | 1267.7515 | 1989.9605
6667 | 1314.5699 | 2020.4755 | 1314.5699 | 2020.4755
6668 | 1380.3419 | 2026.958 | 1380.3419 | 2026.958
6669 | 1461.7054 | 2043.3704 | 1461.7054 | 2043.3704
6670 | 1531.4749 | 2063.7435 | 1531.4749 | 2063.7435
6671 | 1619.1443 | 2101.382 | 1619.1443 | 2101.382
6672 | 1601.1171 | 2124.3208 | 1601.1171 | 2124.3208
6673 | 1544.5983 | 2114.7881 | 1544.5983 | 2114.7881
6674 | 1539.4657 | 2046.6887 | 1539.4657 | 2046.6887
6675 | 1547.533 | 1905.252 | 1547.533 | 1905.252
6676 | 1564.7927 | 1803.4654 | 1564.7927 | 1803.4654
6677 | 1581.0648 | 1709.0122 | 1581.0648 | 1709.0122
6678 | 1578.3695 | 1600.7354 | 1578.3695 | 1600.7354
6679 | 1562.382 | 1527.0319 | 1562.382 | 1527.0319
6680 | 1624.364 | 1479.148 | 1624.364 | 1479.148
6681 | 1599.4528 | 1431.4899 | 1599.4528 | 1431.4899
6682 | 1545.9828 | 1370.8293 | 1545.9828 | 1370.8293
6683 | 1459.8907 | 1333.3024 | 1459.8907 | 1333.3024
6684 | 1383.4389 | 1325.97 | 1383.4389 | 1325.97
6685 | 1325.4095 | 1346.0827 | 1325.4095 | 1346.0827
6686 | 1292.968 | 1368.9069 | 1292.968 | 1368.9069
6687 | 1277.3682 | 1390.4793 | 1277.3682 | 1390.4793
6688 | 1271.2115 | 1461.0045 | 1271.2115 | 1461.0045
6689 | 1267.7435 | 1593.4009 | 1267.7435 | 1593.4009
6690 | 1251.1442 | 1656.6605 | 1251.1442 | 1656.6605
6691 | 1322.9326 | 1692.0227 | 1322.9326 | 1692.0227
6692 | 1429.4958 | 1689.1521 | 1429.4958 | 1689.1521
6693 | 1502.4643 | 1699.0104 | 1502.4643 | 1699.0104
6694 | 1575.8227 | 1703.408 | 1575.8227 | 1703.408
6695 | 1676.9377 | 1717.5613 | 1676.9377 | 1717.5613
6696 | 1678.9112 | 1720.2235 | 1678.9112 | 1720.2235
6697 | 1595.2875 | 1710.2129 | 1595.2875 | 1710.2129
6698 | 1578.3464 | 1682.5983 | 1578.3464 | 1682.5983
6699 | 1589.4353 | 1609.0915 | 1589.4353 | 1609.0915
6700 | 1595.0674 | 1577.0781 | 1595.0674 | 1577.0781
6701 | 1632.8171 | 1542.0208 | 1632.8171 | 1542.0208
6702 | 1639.3765 | 1488.2927 | 1639.3765 | 1488.2927
6703 | 1595.4938 | 1445.3113 | 1595.4938 | 1445.3113
6704 | 1637.7855 | 1414.9048 | 1637.7855 | 1414.9048
6705 | 1627.8811 | 1376.5315 | 1627.8811 | 1376.5315
6706 | 1557.0137 | 1331.5051 | 1557.0137 | 1331.5051
6707 | 1459.9661 | 1307.7006 | 1459.9661 | 1307.7006
6708 | 1368.1696 | 1311.4965 | 1368.1696 | 1311.4965
6709 | 1318.4986 | 1353.1829 | 1318.4986 | 1353.1829
6710 | 1292.2609 | 1392.4605 | 1292.2609 | 1392.4605
6711 | 1272.2308 | 1412.5992 | 1272.2308 | 1412.5992
6712 | 1267.2585 | 1475.9559 | 1267.2585 | 1475.9559
6713 | 1270.1194 | 1607.3282 | 1270.1194 | 1607.3282
6714 | 1268.0662 | 1681.5112 | 1268.0662 | 1681.5112
6715 | 1354.9809 | 1725.0659 | 1354.9809 | 1725.0659
6716 | 1500.6519 | 1730.1831 | 1500.6519 | 1730.1831
6717 | 1591.586 | 1732.4633 | 1591.586 | 1732.4633
6718 | 1647.9176 | 1731.2627 | 1647.9176 | 1731.2627
6719 | 1750.5104 | 1744.187 | 1750.5104 | 1744.187
6720 | 1724.1951 | 1744.1867 | 1724.1951 | 1744.1867
6721 | 1630.2976 | 1720.795 | 1630.2976 | 1720.795
6722 | 1622.6691 | 1650.9205 | 1622.6691 | 1650.9205
6723 | 1630.3009 | 1552.4264 | 1630.3009 | 1552.4264
6724 | 1643.4114 | 1494.8113 | 1643.4114 | 1494.8113
6725 | 1689.5339 | 1433.9475 | 1689.5339 | 1433.9475
6726 | 1702.1121 | 1358.4409 | 1702.1121 | 1358.4409
6727 | 1625.8931 | 1271.0832 | 1625.8931 | 1271.0832
6728 | 1676.0181 | 1201.3524 | 1676.0181 | 1201.3524
6729 | 1660.8154 | 1130.4138 | 1660.8154 | 1130.4138
6730 | 1577.6545 | 1061.4242 | 1577.6545 | 1061.4242
6731 | 1473.9614 | 1047.3825 | 1473.9614 | 1047.3825
6732 | 1383.179 | 1105.8636 | 1383.179 | 1105.8636
6733 | 1316.8475 | 1214.3875 | 1316.8475 | 1214.3875
6734 | 1287.8446 | 1319.1372 | 1287.8446 | 1319.1372
6735 | 1272.7727 | 1327.8746 | 1272.7727 | 1327.8746
6736 | 1269.2065 | 1373.276 | 1269.2065 | 1373.276
6737 | 1264.2828 | 1494.6807 | 1264.2828 | 1494.6807
6738 | 1273.8392 | 1547.6314 | 1273.8392 | 1547.6314
6739 | 1358.3689 | 1561.3516 | 1358.3689 | 1561.3516
6740 | 1495.0405 | 1549.674 | 1495.0405 | 1549.674
6741 | 1602.3272 | 1541.577 | 1602.3272 | 1541.577
6742 | 1650.883 | 1528.702 | 1650.883 | 1528.702
6743 | 1756.8094 | 1532.7511 | 1756.8094 | 1532.7511
6744 | 1717.9624 | 1522.7831 | 1717.9624 | 1522.7831
6745 | 1619.7795 | 1486.2834 | 1619.7795 | 1486.2834
6746 | 1611.8285 | 1432.5209 | 1611.8285 | 1432.5209
6747 | 1616.674 | 1328.7016 | 1616.674 | 1328.7016
6748 | 1619.1444 | 1285.56 | 1619.1444 | 1285.56
6749 | 1646.1129 | 1239.9207 | 1646.1129 | 1239.9207
6750 | 1642.5393 | 1148.029 | 1642.5393 | 1148.029
6751 | 1594.4229 | 1065.382 | 1594.4229 | 1065.382
6752 | 1634.9034 | 999.8841 | 1634.9034 | 999.8841
6753 | 1625.994 | 931.8812 | 1625.994 | 931.8812
6754 | 1552.7685 | 880.0276 | 1552.7685 | 880.0276
6755 | 1450.1219 | 882.8489 | 1450.1219 | 882.8489
6756 | 1354.9922 | 966.7952 | 1354.9922 | 966.7952
6757 | 1297.6647 | 1135.3977 | 1297.6647 | 1135.3977
6758 | 1266.2374 | 1274.5561 | 1266.2374 | 1274.5561
6759 | 1254.0545 | 1286.9802 | 1254.0545 | 1286.9802
6760 | 1248.5453 | 1300.772 | 1248.5453 | 1300.772
6761 | 1241.8066 | 1406.5426 | 1241.8066 | 1406.5426
6762 | 1244.53 | 1455.2604 | 1244.53 | 1455.2604
6763 | 1335.1883 | 1484.5465 | 1335.1883 | 1484.5465
6764 | 1462.9898 | 1495.7397 | 1462.9898 | 1495.7397
6765 | 1552.2072 | 1501.2287 | 1552.2072 | 1501.2287
6766 | 1616.8423 | 1490.3336 | 1616.8423 | 1490.3336
6767 | 1709.9507 | 1485.1661 | 1709.9507 | 1485.1661
6768 | 1694.3671 | 1470.5557 | 1694.3671 | 1470.5557
6769 | 1601.9 | 1434.8751 | 1601.9 | 1434.8751
6770 | 1580.5627 | 1363.7035 | 1580.5627 | 1363.7035
6771 | 1580.3451 | 1214.2791 | 1580.3451 | 1214.2791
6772 | 1598.915 | 1131.8133 | 1598.915 | 1131.8133
6773 | 1631.672 | 1054.0182 | 1631.672 | 1054.0182
6774 | 1619.7049 | 964.1746 | 1619.7049 | 964.1746
6775 | 1577.2675 | 892.2462 | 1577.2675 | 892.2462
6776 | 1610.4324 | 848.8682 | 1610.4324 | 848.8682
6777 | 1616.2673 | 807.8324 | 1616.2673 | 807.8324
6778 | 1557.4023 | 777.2111 | 1557.4023 | 777.2111
6779 | 1458.4395 | 790.2732 | 1458.4395 | 790.2732
6780 | 1362.727 | 871.2155 | 1362.727 | 871.2155
6781 | 1304.9343 | 1026.3686 | 1304.9343 | 1026.3686
6782 | 1270.957 | 1173.583 | 1270.957 | 1173.583
6783 | 1255.7056 | 1243.7645 | 1255.7056 | 1243.7645
6784 | 1247.5177 | 1288.8245 | 1247.5177 | 1288.8245
6785 | 1235.8295 | 1377.1177 | 1235.8295 | 1377.1177
6786 | 1232.2278 | 1438.1926 | 1232.2278 | 1438.1926
6787 | 1310.4246 | 1486.7994 | 1310.4246 | 1486.7994
6788 | 1421.6995 | 1485.2942 | 1421.6995 | 1485.2942
6789 | 1504.5359 | 1461.3583 | 1504.5359 | 1461.3583
6790 | 1567.7245 | 1437.2869 | 1567.7245 | 1437.2869
6791 | 1656.6431 | 1424.8143 | 1656.6431 | 1424.8143
6792 | 1666.1646 | 1397.8468 | 1666.1646 | 1397.8468
6793 | 1574.1332 | 1320.5891 | 1574.1332 | 1320.5891
6794 | 1557.8064 | 1254.5378 | 1557.8064 | 1254.5378
6795 | 1576.662 | 1163.5536 | 1576.662 | 1163.5536
6796 | 1582.5631 | 1100.6133 | 1582.5631 | 1100.6133
6797 | 1607.5824 | 994.7588 | 1607.5824 | 994.7588
6798 | 1595.2314 | 845.0414 | 1595.2314 | 845.0414
6799 | 1563.7132 | 718.8373 | 1563.7132 | 718.8373
6800 | 1583.5418 | 656.4116 | 1583.5418 | 656.4116
6801 | 1597.913 | 605.7496 | 1597.913 | 605.7496
6802 | 1550.3315 | 569.4618 | 1550.3315 | 569.4618
6803 | 1463.8268 | 582.2508 | 1463.8268 | 582.2508
6804 | 1372.1519 | 673.0924 | 1372.1519 | 673.0924
6805 | 1316.8383 | 867.0236 | 1316.8383 | 867.0236
6806 | 1279.8299 | 1038.2012 | 1279.8299 | 1038.2012
6807 | 1260.0127 | 1092.3389 | 1260.0127 | 1092.3389
6808 | 1254.9248 | 1171.5346 | 1254.9248 | 1171.5346
6809 | 1244.2428 | 1305.2964 | 1244.2428 | 1305.2964
6810 | 1222.5212 | 1362.5481 | 1222.5212 | 1362.5481
6811 | 1281.404 | 1375.7222 | 1281.404 | 1375.7222
6812 | 1384.2963 | 1376.4017 | 1384.2963 | 1376.4017
6813 | 1468.9461 | 1375.678 | 1468.9461 | 1375.678
6814 | 1520.5234 | 1364.9876 | 1520.5234 | 1364.9876
6815 | 1607.4267 | 1360.5028 | 1607.4267 | 1360.5028
6816 | 1595.5196 | 1352.583 | 1595.5196 | 1352.583
6817 | 1537.9191 | 1305.9108 | 1537.9191 | 1305.9108
6818 | 1532.5268 | 1216.7839 | 1532.5268 | 1216.7839
6819 | 1541.8681 | 1061.8977 | 1541.8681 | 1061.8977
6820 | 1542.2352 | 941.951 | 1542.2352 | 941.951
6821 | 1565.5643 | 812.4747 | 1565.5643 | 812.4747
6822 | 1563.1655 | 686.7204 | 1563.1655 | 686.7204
6823 | 1529.1594 | 602.3667 | 1529.1594 | 602.3667
6824 | 1563.1683 | 559.6713 | 1563.1683 | 559.6713
6825 | 1572.3295 | 513.2421 | 1572.3295 | 513.2421
6826 | 1522.3824 | 459.5452 | 1522.3824 | 459.5452
6827 | 1438.9625 | 456.3587 | 1438.9625 | 456.3587
6828 | 1351.5033 | 537.3693 | 1351.5033 | 537.3693
6829 | 1291.7548 | 739.1516 | 1291.7548 | 739.1516
6830 | 1260.7704 | 905.5503 | 1260.7704 | 905.5503
6831 | 1233.9999 | 960.1659 | 1233.9999 | 960.1659
6832 | 1233.9984 | 1036.972 | 1233.9984 | 1036.972
6833 | 1209.517 | 1183.0226 | 1209.517 | 1183.0226
6834 | 1193.3776 | 1271.2695 | 1193.3776 | 1271.2695
6835 | 1248.9181 | 1342.5424 | 1248.9181 | 1342.5424
6836 | 1352.1343 | 1380.6345 | 1352.1343 | 1380.6345
6837 | 1419.2797 | 1397.593 | 1419.2797 | 1397.593
6838 | 1473.8372 | 1343.5505 | 1473.8372 | 1343.5505
6839 | 1586.718 | 1325.8893 | 1586.718 | 1325.8893
6840 | 1576.1075 | 1355.4504 | 1576.1075 | 1355.4504
6841 | 1519.829 | 1295.8067 | 1519.829 | 1295.8067
6842 | 1514.3789 | 1204.9729 | 1514.3789 | 1204.9729
6843 | 1509.3503 | 1054.9341 | 1509.3503 | 1054.9341
6844 | 1530.0122 | 925.839 | 1530.0122 | 925.839
6845 | 1545.7385 | 807.5592 | 1545.7385 | 807.5592
6846 | 1534.3074 | 701.1939 | 1534.3074 | 701.1939
6847 | 1502.1034 | 624.8279 | 1502.1034 | 624.8279
6848 | 1536.8911 | 579.8796 | 1536.8911 | 579.8796
6849 | 1539.8764 | 538.5707 | 1539.8764 | 538.5707
6850 | 1481.874 | 497.0261 | 1481.874 | 497.0261
6851 | 1392.4303 | 499.9157 | 1392.4303 | 499.9157
6852 | 1309.3396 | 568.5692 | 1309.3396 | 568.5692
6853 | 1256.7554 | 723.5175 | 1256.7554 | 723.5175
6854 | 1222.987 | 871.2098 | 1222.987 | 871.2098
6855 | 1214.5687 | 933.6767 | 1214.5687 | 933.6767
6856 | 1216.3771 | 1022.4985 | 1216.3771 | 1022.4985
6857 | 1197.6402 | 1183.0909 | 1197.6402 | 1183.0909
6858 | 1187.943 | 1265.8761 | 1187.943 | 1265.8761
6859 | 1250.8639 | 1306.6317 | 1250.8639 | 1306.6317
6860 | 1360.351 | 1297.8898 | 1360.351 | 1297.8898
6861 | 1444.1352 | 1295.7324 | 1444.1352 | 1295.7324
6862 | 1505.0095 | 1295.8972 | 1505.0095 | 1295.8972
6863 | 1609.435 | 1299.2636 | 1609.435 | 1299.2636
6864 | 1592.5788 | 1273.9346 | 1592.5788 | 1273.9346
6865 | 1525.0768 | 1214.7688 | 1525.0768 | 1214.7688
6866 | 1516.8004 | 1148.4444 | 1516.8004 | 1148.4444
6867 | 1517.3085 | 1064.4238 | 1517.3085 | 1064.4238
6868 | 1552.885 | 1010.4953 | 1552.885 | 1010.4953
6869 | 1565.4199 | 959.3261 | 1565.4199 | 959.3261
6870 | 1555.8347 | 879.928 | 1555.8347 | 879.928
6871 | 1524.3721 | 815.5776 | 1524.3721 | 815.5776
6872 | 1572.8081 | 773.0871 | 1572.8081 | 773.0871
6873 | 1585.9073 | 739.5612 | 1585.9073 | 739.5612
6874 | 1536.275 | 696.3097 | 1536.275 | 696.3097
6875 | 1423.3202 | 683.7701 | 1423.3202 | 683.7701
6876 | 1332.3091 | 719.5851 | 1332.3091 | 719.5851
6877 | 1273.043 | 816.2298 | 1273.043 | 816.2298
6878 | 1245.0371 | 930.6058 | 1245.0371 | 930.6058
6879 | 1232.757 | 984.8118 | 1232.757 | 984.8118
6880 | 1227.3667 | 1084.4888 | 1227.3667 | 1084.4888
6881 | 1208.3381 | 1222.4834 | 1208.3381 | 1222.4834
6882 | 1214.5984 | 1313.0515 | 1214.5984 | 1313.0515
6883 | 1308.6215 | 1387.6014 | 1308.6215 | 1387.6014
6884 | 1445.9638 | 1409.4449 | 1445.9638 | 1409.4449
6885 | 1531.05 | 1436.4394 | 1531.05 | 1436.4394
6886 | 1586.0288 | 1451.419 | 1586.0288 | 1451.419
6887 | 1707.476 | 1469.4637 | 1707.476 | 1469.4637
6888 | 1687.7895 | 1467.7565 | 1687.7895 | 1467.7565
6889 | 1595.3762 | 1442.5898 | 1595.3762 | 1442.5898
6890 | 1583.0014 | 1400.2969 | 1583.0014 | 1400.2969
6891 | 1596.9162 | 1314.5012 | 1596.9162 | 1314.5012
6892 | 1601.4694 | 1260.4362 | 1601.4694 | 1260.4362
6893 | 1644.3937 | 1209.3352 | 1644.3937 | 1209.3352
6894 | 1636.3499 | 1139.9047 | 1636.3499 | 1139.9047
6895 | 1579.2528 | 1084.2931 | 1579.2528 | 1084.2931
6896 | 1601.2101 | 1048.0153 | 1601.2101 | 1048.0153
6897 | 1613.2805 | 1004.9996 | 1613.2805 | 1004.9996
6898 | 1540.3111 | 959.0856 | 1540.3111 | 959.0856
6899 | 1441.576 | 946.8873 | 1441.576 | 946.8873
6900 | 1353.4425 | 966.6586 | 1353.4425 | 966.6586
6901 | 1288.3684 | 1047.6692 | 1288.3684 | 1047.6692
6902 | 1251.6283 | 1235.1636 | 1251.6283 | 1235.1636
6903 | 1236.5491 | 1345.0107 | 1236.5491 | 1345.0107
6904 | 1231.5742 | 1448.4426 | 1231.5742 | 1448.4426
6905 | 1215.5099 | 1600.2962 | 1215.5099 | 1600.2962
6906 | 1219.7701 | 1671.3388 | 1219.7701 | 1671.3388
6907 | 1313.4252 | 1707.6568 | 1313.4252 | 1707.6568
6908 | 1449.6946 | 1706.3564 | 1449.6946 | 1706.3564
6909 | 1534.1629 | 1704.4721 | 1534.1629 | 1704.4721
6910 | 1590.0618 | 1686.1354 | 1590.0618 | 1686.1354
6911 | 1691.5113 | 1661.852 | 1691.5113 | 1661.852
6912 | 1686.9063 | 1624.7121 | 1686.9063 | 1624.7121
6913 | 1598.1503 | 1530.6597 | 1598.1503 | 1530.6597
6914 | 1590.7663 | 1445.2193 | 1590.7663 | 1445.2193
6915 | 1590.1843 | 1322.8986 | 1590.1843 | 1322.8986
6916 | 1608.2925 | 1247.1916 | 1608.2925 | 1247.1916
6917 | 1640.6531 | 1168.5091 | 1640.6531 | 1168.5091
6918 | 1642.7458 | 1062.6217 | 1642.7458 | 1062.6217
6919 | 1565.5146 | 971.987 | 1565.5146 | 971.987
6920 | 1577.2784 | 909.9026 | 1577.2784 | 909.9026
6921 | 1604.7977 | 842.7872 | 1604.7977 | 842.7872
6922 | 1547.2988 | 768.4041 | 1547.2988 | 768.4041
6923 | 1450.7327 | 721.1827 | 1450.7327 | 721.1827
6924 | 1362.7777 | 727.095 | 1362.7777 | 727.095
6925 | 1295.7757 | 882.3846 | 1295.7757 | 882.3846
6926 | 1263.7109 | 1063.4616 | 1263.7109 | 1063.4616
6927 | 1247.928 | 1091.861 | 1247.928 | 1091.861
6928 | 1242.4391 | 1164.4344 | 1242.4391 | 1164.4344
6929 | 1222.9864 | 1297.0355 | 1222.9864 | 1297.0355
6930 | 1227.6503 | 1384.4632 | 1227.6503 | 1384.4632
6931 | 1319.6915 | 1418.3917 | 1319.6915 | 1418.3917
6932 | 1458.3508 | 1419.1394 | 1458.3508 | 1419.1394
6933 | 1538.5749 | 1407.2875 | 1538.5749 | 1407.2875
6934 | 1597.3216 | 1420.7652 | 1597.3216 | 1420.7652
6935 | 1707.0882 | 1437.6493 | 1707.0882 | 1437.6493
6936 | 1693.5262 | 1395.7304 | 1693.5262 | 1395.7304
6937 | 1595.5568 | 1302.2242 | 1595.5568 | 1302.2242
6938 | 1574.0371 | 1191.4553 | 1574.0371 | 1191.4553
6939 | 1602.7876 | 1005.7788 | 1602.7876 | 1005.7788
6940 | 1606.0135 | 863.5757 | 1606.0135 | 863.5757
6941 | 1632.3707 | 708.839 | 1632.3707 | 708.839
6942 | 1637.4167 | 579.0567 | 1637.4167 | 579.0567
6943 | 1563.3184 | 513.9554 | 1563.3184 | 513.9554
6944 | 1597.9157 | 486.0067 | 1597.9157 | 486.0067
6945 | 1608.5931 | 474.8737 | 1608.5931 | 474.8737
6946 | 1551.7338 | 474.7014 | 1551.7338 | 474.7014
6947 | 1464.5609 | 505.7188 | 1464.5609 | 505.7188
6948 | 1370.5975 | 565.0874 | 1370.5975 | 565.0874
6949 | 1307.1396 | 676.1373 | 1307.1396 | 676.1373
6950 | 1271.9284 | 786.417 | 1271.9284 | 786.417
6951 | 1250.5419 | 869.9113 | 1250.5419 | 869.9113
6952 | 1245.3878 | 982.5599 | 1245.3878 | 982.5599
6953 | 1208.3694 | 1155.0997 | 1208.3694 | 1155.0997
6954 | 1210.6378 | 1259.6634 | 1210.6378 | 1259.6634
6955 | 1271.981 | 1339.0605 | 1271.981 | 1339.0605
6956 | 1371.238 | 1375.3776 | 1371.238 | 1375.3776
6957 | 1447.2512 | 1362.4334 | 1447.2512 | 1362.4334
6958 | 1494.5664 | 1335.5628 | 1494.5664 | 1335.5628
6959 | 1598.4591 | 1321.8613 | 1598.4591 | 1321.8613
6960 | 1605.3453 | 1290.8658 | 1605.3453 | 1290.8658
6961 | 1528.9955 | 1171.9627 | 1528.9955 | 1171.9627
6962 | 1511.7507 | 1055.2542 | 1511.7507 | 1055.2542
6963 | 1518.8697 | 886.7138 | 1518.8697 | 886.7138
6964 | 1527.3158 | 813.6012 | 1527.3158 | 813.6012
6965 | 1571.2581 | 794.0415 | 1571.2581 | 794.0415
6966 | 1546.318 | 735.8074 | 1546.318 | 735.8074
6967 | 1512.1349 | 667.9753 | 1512.1349 | 667.9753
6968 | 1526.2559 | 631.2196 | 1526.2559 | 631.2196
6969 | 1554.9457 | 610.9382 | 1554.9457 | 610.9382
6970 | 1509.0368 | 587.6903 | 1509.0368 | 587.6903
6971 | 1418.2061 | 560.8819 | 1418.2061 | 560.8819
6972 | 1340.0586 | 552.4572 | 1340.0586 | 552.4572
6973 | 1283.534 | 663.0975 | 1283.534 | 663.0975
6974 | 1253.1862 | 824.1027 | 1253.1862 | 824.1027
6975 | 1234.9887 | 894.1476 | 1234.9887 | 894.1476
6976 | 1232.8667 | 948.5608 | 1232.8667 | 948.5608
6977 | 1195.1186 | 1084.1659 | 1195.1186 | 1084.1659
6978 | 1196.4586 | 1203.6128 | 1196.4586 | 1203.6128
6979 | 1259.8712 | 1288.8129 | 1259.8712 | 1288.8129
6980 | 1349.6693 | 1316.5961 | 1349.6693 | 1316.5961
6981 | 1430.2926 | 1352.1927 | 1430.2926 | 1352.1927
6982 | 1489.5294 | 1383.8305 | 1489.5294 | 1383.8305
6983 | 1609.1583 | 1382.3496 | 1609.1583 | 1382.3496
6984 | 1612.3091 | 1318.5157 | 1612.3091 | 1318.5157
6985 | 1544.1629 | 1206.7128 | 1544.1629 | 1206.7128
6986 | 1512.6433 | 1096.9679 | 1512.6433 | 1096.9679
6987 | 1525.9058 | 914.5002 | 1525.9058 | 914.5002
6988 | 1542.6301 | 794.5535 | 1542.6301 | 794.5535
6989 | 1567.1676 | 704.5379 | 1567.1676 | 704.5379
6990 | 1540.7734 | 625.686 | 1540.7734 | 625.686
6991 | 1506.2772 | 576.8332 | 1506.2772 | 576.8332
6992 | 1534.0588 | 555.9847 | 1534.0588 | 555.9847
6993 | 1559.6903 | 531.334 | 1559.6903 | 531.334
6994 | 1514.3242 | 495.7289 | 1514.3242 | 495.7289
6995 | 1436.7859 | 486.5345 | 1436.7859 | 486.5345
6996 | 1355.8462 | 521.4621 | 1355.8462 | 521.4621
6997 | 1294.1586 | 651.3548 | 1294.1586 | 651.3548
6998 | 1259.5683 | 806.4887 | 1259.5683 | 806.4887
6999 | 1246.9469 | 875.7144 | 1246.9469 | 875.7144
7000 | 1234.9315 | 959.2111 | 1234.9315 | 959.2111
7001 | 1199.5909 | 1103.1453 | 1199.5909 | 1103.1453
7002 | 1202.7069 | 1176.4408 | 1202.7069 | 1176.4408
7003 | 1264.8445 | 1213.305 | 1264.8445 | 1213.305
7004 | 1363.4273 | 1209.2737 | 1363.4273 | 1209.2737
7005 | 1437.2874 | 1207.2529 | 1437.2874 | 1207.2529
7006 | 1501.5662 | 1212.4698 | 1501.5662 | 1212.4698
7007 | 1587.4873 | 1231.8116 | 1587.4873 | 1231.8116
7008 | 1579.4863 | 1240.9596 | 1579.4863 | 1240.9596
7009 | 1546.7727 | 1232.3827 | 1546.7727 | 1232.3827
7010 | 1515.616 | 1187.0176 | 1515.616 | 1187.0176
7011 | 1524.781 | 1112.7598 | 1524.781 | 1112.7598
7012 | 1542.3841 | 1088.6659 | 1542.3841 | 1088.6659
7013 | 1566.8466 | 1073.8852 | 1566.8466 | 1073.8852
7014 | 1557.5381 | 1027.5303 | 1557.5381 | 1027.5303
7015 | 1507.0119 | 974.5813 | 1507.0119 | 974.5813
7016 | 1532.5807 | 924.1713 | 1532.5807 | 924.1713
7017 | 1554.33 | 867.0918 | 1554.33 | 867.0918
7018 | 1511.0008 | 809.8448 | 1511.0008 | 809.8448
7019 | 1418.4037 | 793.2088 | 1418.4037 | 793.2088
7020 | 1342.9187 | 809.9762 | 1342.9187 | 809.9762
7021 | 1277.0598 | 878.698 | 1277.0598 | 878.698
7022 | 1247.4339 | 993.0057 | 1247.4339 | 993.0057
7023 | 1233.8615 | 1060.5246 | 1233.8615 | 1060.5246
7024 | 1225.5354 | 1147.5031 | 1225.5354 | 1147.5031
7025 | 1195.8227 | 1288.5699 | 1195.8227 | 1288.5699
7026 | 1197.9478 | 1377.4995 | 1197.9478 | 1377.4995
7027 | 1266.2282 | 1446.4511 | 1266.2282 | 1446.4511
7028 | 1375.7015 | 1473.6199 | 1375.7015 | 1473.6199
7029 | 1441.6407 | 1494.3333 | 1441.6407 | 1494.3333
7030 | 1512.1388 | 1512.9314 | 1512.1388 | 1512.9314
7031 | 1608.4318 | 1514.864 | 1608.4318 | 1514.864
7032 | 1591.6485 | 1468.7806 | 1591.6485 | 1468.7806
7033 | 1537.6288 | 1363.7365 | 1537.6288 | 1363.7365
7034 | 1511.6516 | 1261.365 | 1511.6516 | 1261.365
7035 | 1514.1258 | 1098.218 | 1514.1258 | 1098.218
7036 | 1528.2537 | 989.0582 | 1528.2537 | 989.0582
7037 | 1563.5237 | 907.3034 | 1563.5237 | 907.3034
7038 | 1552.311 | 824.0138 | 1552.311 | 824.0138
7039 | 1503.6285 | 762.1213 | 1503.6285 | 762.1213
7040 | 1514.3049 | 718.4019 | 1514.3049 | 718.4019
7041 | 1566.239 | 662.5512 | 1566.239 | 662.5512
7042 | 1514.2627 | 598.3406 | 1514.2627 | 598.3406
7043 | 1412.7893 | 559.0386 | 1412.7893 | 559.0386
7044 | 1325.7166 | 563.995 | 1325.7166 | 563.995
7045 | 1271.1145 | 703.8554 | 1271.1145 | 703.8554
7046 | 1241.0259 | 901.6588 | 1241.0259 | 901.6588
7047 | 1228.845 | 926.4399 | 1228.845 | 926.4399
7048 | 1217.6187 | 962.5564 | 1217.6187 | 962.5564
7049 | 1197.3653 | 1091.1296 | 1197.3653 | 1091.1296
7050 | 1204.1839 | 1172.0715 | 1204.1839 | 1172.0715
7051 | 1303.2894 | 1231.8065 | 1303.2894 | 1231.8065
7052 | 1427.9188 | 1246.0036 | 1427.9188 | 1246.0036
7053 | 1538.7923 | 1251.2196 | 1538.7923 | 1251.2196
7054 | 1592.1581 | 1243.738 | 1592.1581 | 1243.738
7055 | 1714.92 | 1253.044 | 1714.92 | 1253.044
7056 | 1691.7302 | 1223.0043 | 1691.7302 | 1223.0043
7057 | 1596.3799 | 1136.1886 | 1596.3799 | 1136.1886
7058 | 1576.8624 | 998.316 | 1576.8624 | 998.316
7059 | 1584.3022 | 812.1616 | 1584.3022 | 812.1616
7060 | 1600.301 | 689.6889 | 1600.301 | 689.6889
7061 | 1635.7278 | 577.0073 | 1635.7278 | 577.0073
7062 | 1637.0592 | 455.1445 | 1637.0592 | 455.1445
7063 | 1566.641 | 364.7146 | 1566.641 | 364.7146
7064 | 1556.6464 | 318.1278 | 1556.6464 | 318.1278
7065 | 1577.8328 | 302.6937 | 1577.8328 | 302.6937
7066 | 1539.5453 | 298.0838 | 1539.5453 | 298.0838
7067 | 1406.4134 | 341.1169 | 1406.4134 | 341.1169
7068 | 1322.7842 | 434.4163 | 1322.7842 | 434.4163
7069 | 1250.8204 | 527.6474 | 1250.8204 | 527.6474
7070 | 1216.0599 | 590.82 | 1216.0599 | 590.82
7071 | 1200.8149 | 624.9543 | 1200.8149 | 624.9543
7072 | 1194.6172 | 712.3424 | 1194.6172 | 712.3424
7073 | 1162.9966 | 859.9633 | 1162.9966 | 859.9633
7074 | 1177.6894 | 941.383 | 1177.6894 | 941.383
7075 | 1271.6693 | 1000.6401 | 1271.6693 | 1000.6401
7076 | 1420.6272 | 1021.1866 | 1420.6272 | 1021.1866
7077 | 1500.3844 | 1006.9452 | 1500.3844 | 1006.9452
7078 | 1556.0328 | 993.0461 | 1556.0328 | 993.0461
7079 | 1662.7831 | 994.774 | 1662.7831 | 994.774
7080 | 1650.8114 | 979.003 | 1650.8114 | 979.003
7081 | 1551.9152 | 944.3465 | 1551.9152 | 944.3465
7082 | 1535.8743 | 899.391 | 1535.8743 | 899.391
7083 | 1550.1678 | 801.1017 | 1550.1678 | 801.1017
7084 | 1566.9868 | 743.2818 | 1566.9868 | 743.2818
7085 | 1598.3865 | 687.3336 | 1598.3865 | 687.3336
7086 | 1586.6736 | 646.3722 | 1586.6736 | 646.3722
7087 | 1527.0597 | 642.7832 | 1527.0597 | 642.7832
7088 | 1531.6801 | 631.4927 | 1531.6801 | 631.4927
7089 | 1571.3074 | 602.1312 | 1571.3074 | 602.1312
7090 | 1523.1847 | 564.7511 | 1523.1847 | 564.7511
7091 | 1414.4428 | 561.0867 | 1414.4428 | 561.0867
7092 | 1319.0717 | 588.8458 | 1319.0717 | 588.8458
7093 | 1242.7602 | 656.0656 | 1242.7602 | 656.0656
7094 | 1209.3651 | 748.2534 | 1209.3651 | 748.2534
7095 | 1198.3539 | 817.6156 | 1198.3539 | 817.6156
7096 | 1191.6999 | 893.2611 | 1191.6999 | 893.2611
7097 | 1166.638 | 1029.2759 | 1166.638 | 1029.2759
7098 | 1190.4727 | 1109.6716 | 1190.4727 | 1109.6716
7099 | 1291.7002 | 1177.8722 | 1291.7002 | 1177.8722
7100 | 1422.1226 | 1221.2212 | 1422.1226 | 1221.2212
7101 | 1499.779 | 1249.8541 | 1499.779 | 1249.8541
7102 | 1574.6433 | 1266.5406 | 1574.6433 | 1266.5406
7103 | 1673.925 | 1292.8461 | 1673.925 | 1292.8461
7104 | 1659.3972 | 1277.2116 | 1659.3972 | 1277.2116
7105 | 1553.8967 | 1198.452 | 1553.8967 | 1198.452
7106 | 1543.535 | 1088.8436 | 1543.535 | 1088.8436
7107 | 1547.9008 | 923.0341 | 1547.9008 | 923.0341
7108 | 1536.6109 | 828.416 | 1536.6109 | 828.416
7109 | 1579.9047 | 758.9501 | 1579.9047 | 758.9501
7110 | 1559.4145 | 678.801 | 1559.4145 | 678.801
7111 | 1494.755 | 619.6393 | 1494.755 | 619.6393
7112 | 1489.7934 | 581.7912 | 1489.7934 | 581.7912
7113 | 1537.0442 | 539.5265 | 1537.0442 | 539.5265
7114 | 1494.439 | 496.8895 | 1494.439 | 496.8895
7115 | 1387.8826 | 496.1608 | 1387.8826 | 496.1608
7116 | 1303.5137 | 544.4695 | 1303.5137 | 544.4695
7117 | 1243.2473 | 656.9531 | 1243.2473 | 656.9531
7118 | 1211.5911 | 815.7053 | 1211.5911 | 815.7053
7119 | 1198.7496 | 927.3274 | 1198.7496 | 927.3274
7120 | 1181.8859 | 1034.6508 | 1181.8859 | 1034.6508
7121 | 1146.9099 | 1196.7451 | 1146.9099 | 1196.7451
7122 | 1167.4402 | 1280.8958 | 1167.4402 | 1280.8958
7123 | 1249.1051 | 1316.8724 | 1249.1051 | 1316.8724
7124 | 1360.9233 | 1330.7965 | 1360.9233 | 1330.7965
7125 | 1432.1645 | 1359.9756 | 1432.1645 | 1359.9756
7126 | 1502.8573 | 1388.6095 | 1502.8573 | 1388.6095
7127 | 1606.2985 | 1429.8664 | 1606.2985 | 1429.8664
7128 | 1608.2772 | 1443.3155 | 1608.2772 | 1443.3155
7129 | 1538.8531 | 1432.076 | 1538.8531 | 1432.076
7130 | 1505.0167 | 1416.3406 | 1505.0167 | 1416.3406
7131 | 1507.4603 | 1362.7689 | 1507.4603 | 1362.7689
7132 | 1511.6186 | 1336.4904 | 1511.6186 | 1336.4904
7133 | 1543.3899 | 1303.6178 | 1543.3899 | 1303.6178
7134 | 1537.2825 | 1250.7089 | 1537.2825 | 1250.7089
7135 | 1480.118 | 1212.3016 | 1480.118 | 1212.3016
7136 | 1482.5811 | 1174.1805 | 1482.5811 | 1174.1805
7137 | 1520.7124 | 1123.655 | 1520.7124 | 1123.655
7138 | 1469.3607 | 1064.2233 | 1469.3607 | 1064.2233
7139 | 1377.7623 | 1030.8609 | 1377.7623 | 1030.8609
7140 | 1296.1028 | 1022.3679 | 1296.1028 | 1022.3679
7141 | 1231.0276 | 1060.5042 | 1231.0276 | 1060.5042
7142 | 1201.0627 | 1179.2495 | 1201.0627 | 1179.2495
7143 | 1186.3663 | 1266.7036 | 1186.3663 | 1266.7036
7144 | 1169.5693 | 1345.9675 | 1169.5693 | 1345.9675
7145 | 1134.6864 | 1496.1827 | 1134.6864 | 1496.1827
7146 | 1149.3911 | 1589.8913 | 1149.3911 | 1589.8913
7147 | 1208.8146 | 1638.1567 | 1208.8146 | 1638.1567
7148 | 1305.7665 | 1645.1854 | 1305.7665 | 1645.1854
7149 | 1372.0995 | 1644.3252 | 1372.0995 | 1644.3252
7150 | 1427.3782 | 1635.4099 | 1427.3782 | 1635.4099
7151 | 1546.7393 | 1638.9128 | 1546.7393 | 1638.9128
7152 | 1545.1624 | 1624.7803 | 1545.1624 | 1624.7803
7153 | 1488.9728 | 1594.4932 | 1488.9728 | 1594.4932
7154 | 1467.9607 | 1557.9351 | 1467.9607 | 1557.9351
7155 | 1465.9506 | 1490.5727 | 1465.9506 | 1490.5727
7156 | 1476.5735 | 1466.8201 | 1476.5735 | 1466.8201
7157 | 1494.0169 | 1466.9225 | 1494.0169 | 1466.9225
7158 | 1472.8431 | 1423.2985 | 1472.8431 | 1423.2985
7159 | 1429.9478 | 1382.57 | 1429.9478 | 1382.57
7160 | 1436.2644 | 1335.4371 | 1436.2644 | 1335.4371
7161 | 1478.353 | 1275.0805 | 1478.353 | 1275.0805
7162 | 1455.4346 | 1210.8016 | 1455.4346 | 1210.8016
7163 | 1367.2319 | 1172.2506 | 1367.2319 | 1172.2506
7164 | 1284.8794 | 1170.2434 | 1284.8794 | 1170.2434
7165 | 1224.3414 | 1214.1144 | 1224.3414 | 1214.1144
7166 | 1190.6934 | 1341.1888 | 1190.6934 | 1341.1888
7167 | 1169.5209 | 1437.0403 | 1169.5209 | 1437.0403
7168 | 1160.6169 | 1505.4491 | 1160.6169 | 1505.4491
7169 | 1126.1395 | 1632.1106 | 1126.1395 | 1632.1106
7170 | 1133.0631 | 1686.9729 | 1133.0631 | 1686.9729
7171 | 1200.2651 | 1712.7088 | 1200.2651 | 1712.7088
7172 | 1299.9462 | 1697.6177 | 1299.9462 | 1697.6177
7173 | 1380.0661 | 1694.7776 | 1380.0661 | 1694.7776
7174 | 1431.9236 | 1695.352 | 1431.9236 | 1695.352
7175 | 1533.3009 | 1706.6379 | 1533.3009 | 1706.6379
7176 | 1536.4424 | 1646.7637 | 1536.4424 | 1646.7637
7177 | 1473.6598 | 1559.6066 | 1473.6598 | 1559.6066
7178 | 1466.1416 | 1490.7562 | 1466.1416 | 1490.7562
7179 | 1463.9505 | 1396.8363 | 1463.9505 | 1396.8363
7180 | 1469.016 | 1355.8794 | 1469.016 | 1355.8794
7181 | 1491.3278 | 1317.2038 | 1491.3278 | 1317.2038
7182 | 1485.187 | 1246.3395 | 1485.187 | 1246.3395
7183 | 1425.5392 | 1188.8163 | 1425.5392 | 1188.8163
7184 | 1429.8277 | 1149.125 | 1429.8277 | 1149.125
7185 | 1480.3174 | 1100.3745 | 1480.3174 | 1100.3745
7186 | 1447.1348 | 1043.1275 | 1447.1348 | 1043.1275
7187 | 1351.843 | 1009.5603 | 1351.843 | 1009.5603
7188 | 1265.9101 | 1014.9264 | 1265.9101 | 1014.9264
7189 | 1214.4077 | 1082.2144 | 1214.4077 | 1082.2144
7190 | 1179.3598 | 1213.863 | 1179.3598 | 1213.863
7191 | 1168.0802 | 1286.7754 | 1168.0802 | 1286.7754
7192 | 1153.3998 | 1344.6704 | 1153.3998 | 1344.6704
7193 | 1121.3132 | 1464.8462 | 1121.3132 | 1464.8462
7194 | 1137.4859 | 1515.066 | 1137.4859 | 1515.066
7195 | 1219.9264 | 1533.2238 | 1219.9264 | 1533.2238
7196 | 1323.3302 | 1515.197 | 1323.3302 | 1515.197
7197 | 1406.56 | 1516.3167 | 1406.56 | 1516.3167
7198 | 1465.9186 | 1524.4009 | 1465.9186 | 1524.4009
7199 | 1584.9798 | 1534.7992 | 1584.9798 | 1534.7992
7200 | 1569.3009 | 1486.7359 | 1569.3009 | 1486.7359
7201 | 1493.5361 | 1404.1531 | 1493.5361 | 1404.1531
7202 | 1479.5109 | 1312.227 | 1479.5109 | 1312.227
7203 | 1485.9418 | 1217.6926 | 1485.9418 | 1217.6926
7204 | 1479.413 | 1203.7711 | 1479.413 | 1203.7711
7205 | 1508.6103 | 1209.6083 | 1508.6103 | 1209.6083
7206 | 1498.7836 | 1182.9839 | 1498.7836 | 1182.9839
7207 | 1455.6363 | 1146.0786 | 1455.6363 | 1146.0786
7208 | 1442.1122 | 1111.0979 | 1442.1122 | 1111.0979
7209 | 1484.4066 | 1063.7811 | 1484.4066 | 1063.7811
7210 | 1465.6948 | 1015.4094 | 1465.6948 | 1015.4094
7211 | 1351.1613 | 989.7616 | 1351.1613 | 989.7616
7212 | 1260.3493 | 997.7903 | 1260.3493 | 997.7903
7213 | 1199.7245 | 1079.074 | 1199.7245 | 1079.074
7214 | 1171.3859 | 1268.48 | 1171.3859 | 1268.48
7215 | 1156.1571 | 1364.0584 | 1156.1571 | 1364.0584
7216 | 1145.2318 | 1436.0855 | 1145.2318 | 1436.0855
7217 | 1118.9715 | 1556.6027 | 1118.9715 | 1556.6027
7218 | 1141.2427 | 1555.2778 | 1141.2427 | 1555.2778
7219 | 1247.6752 | 1518.5455 | 1247.6752 | 1518.5455
7220 | 1390.3331 | 1532.8793 | 1390.3331 | 1532.8793
7221 | 1482.6369 | 1564.3796 | 1482.6369 | 1564.3796
7222 | 1540.2032 | 1526.927 | 1540.2032 | 1526.927
7223 | 1663.3345 | 1485.3709 | 1663.3345 | 1485.3709
7224 | 1642.0028 | 1419.6936 | 1642.0028 | 1419.6936
7225 | 1560.8668 | 1338.4079 | 1560.8668 | 1338.4079
7226 | 1543.9414 | 1261.2284 | 1543.9414 | 1261.2284
7227 | 1541.3423 | 1175.8424 | 1541.3423 | 1175.8424
7228 | 1552.9964 | 1198.3094 | 1552.9964 | 1198.3094
7229 | 1578.6828 | 1265.3176 | 1578.6828 | 1265.3176
7230 | 1560.2777 | 1308.3981 | 1560.2777 | 1308.3981
7231 | 1472.0251 | 1334.3706 | 1472.0251 | 1334.3706
7232 | 1456.22 | 1357.3521 | 1456.22 | 1357.3521
7233 | 1498.5711 | 1362.5359 | 1498.5711 | 1362.5359
7234 | 1463.7161 | 1352.5326 | 1463.7161 | 1352.5326
7235 | 1356.6746 | 1344.5671 | 1356.6746 | 1344.5671
7236 | 1259.3298 | 1353.1419 | 1259.3298 | 1353.1419
7237 | 1192.6362 | 1390.3224 | 1192.6362 | 1390.3224
7238 | 1164.077 | 1450.9689 | 1164.077 | 1450.9689
7239 | 1150.8084 | 1520.3312 | 1150.8084 | 1520.3312
7240 | 1134.8823 | 1624.3092 | 1134.8823 | 1624.3092
7241 | 1106.1158 | 1783.1948 | 1106.1158 | 1783.1948
7242 | 1136.591 | 1866.731 | 1136.591 | 1866.731
7243 | 1215.5168 | 1915.3378 | 1215.5168 | 1915.3378
7244 | 1355.3947 | 1930.9004 | 1355.3947 | 1930.9004
7245 | 1437.7763 | 1956.8025 | 1437.7763 | 1956.8025
7246 | 1513.5972 | 1980.5209 | 1513.5972 | 1980.5209
7247 | 1618.023 | 2010.3082 | 1618.023 | 2010.3082
7248 | 1625.2149 | 2016.7253 | 1625.2149 | 2016.7253
7249 | 1521.5751 | 2009.4456 | 1521.5751 | 2009.4456
7250 | 1501.6398 | 2003.4047 | 1501.6398 | 2003.4047
7251 | 1505.9959 | 1957.5477 | 1505.9959 | 1957.5477
7252 | 1513.0716 | 1957.8949 | 1513.0716 | 1957.8949
7253 | 1545.0562 | 1952.877 | 1545.0562 | 1952.877
7254 | 1530.4245 | 1909.7991 | 1530.4245 | 1909.7991
7255 | 1478.8367 | 1866.0667 | 1478.8367 | 1866.0667
7256 | 1448.6651 | 1827.9456 | 1448.6651 | 1827.9456
7257 | 1489.2463 | 1778.9903 | 1489.2463 | 1778.9903
7258 | 1468.1545 | 1721.1289 | 1468.1545 | 1721.1289
7259 | 1365.1864 | 1684.8991 | 1365.1864 | 1684.8991
7260 | 1260.7283 | 656.7746 | 1260.7283 | 656.7746
7261 | 1196.8287 | 661.6799 | 1196.8287 | 661.6799
7262 | 1164.845 | 673.3295 | 1164.845 | 673.3295
7263 | 1157.0198 | 695.5884 | 1157.0198 | 695.5884
7264 | 1137.1812 | 736.5925 | 1137.1812 | 736.5925
7265 | 1099.424 | 844.0145 | 1099.424 | 844.0145
7266 | 1137.416 | 884.287 | 1137.416 | 884.287
7267 | 1235.0589 | 908.5311 | 1235.0589 | 908.5311
7268 | 1370.1145 | 899.8089 | 1370.1145 | 899.8089
7269 | 1457.221 | 889.2714 | 1457.221 | 889.2714
7270 | 1524.1707 | 869.0045 | 1524.1707 | 869.0045
7271 | 1647.3257 | 856.3714 | 1647.3257 | 856.3714
7272 | 1643.8956 | 834.1895 | 1643.8956 | 834.1895
7273 | 1548.8714 | 800.2457 | 1548.8714 | 800.2457
7274 | 1531.5246 | 786.506 | 1531.5246 | 786.506
7275 | 1529.9183 | 741.5584 | 1529.9183 | 741.5584
7276 | 1524.2079 | 747.852 | 1524.2079 | 747.852
7277 | 1535.0295 | 759.2799 | 1535.0295 | 759.2799
7278 | 1526.6531 | 733.9804 | 1526.6531 | 733.9804
7279 | 1461.0841 | 704.7136 | 1461.0841 | 704.7136
7280 | 1428.7897 | 677.7722 | 1428.7897 | 677.7722
7281 | 1463.2887 | 640.8935 | 1463.2887 | 640.8935
7282 | 1444.9387 | 583.6937 | 1444.9387 | 583.6937
7283 | 1369.9088 | 547.9023 | 1369.9088 | 547.9023
7284 | 1279.5302 | 532.5453 | 1279.5302 | 532.5453
7285 | 1212.3324 | 537.0077 | 1212.3324 | 537.0077
7286 | 1170.6363 | 557.1512 | 1170.6363 | 557.1512
7287 | 1152.7399 | 578.6283 | 1152.7399 | 578.6283
7288 | 1132.2883 | 617.4699 | 1132.2883 | 617.4699
7289 | 1107.5163 | 725.6215 | 1107.5163 | 725.6215
7290 | 1130.0296 | 768.9424 | 1130.0296 | 768.9424
7291 | 1210.5866 | 793.6294 | 1210.5866 | 793.6294
7292 | 1322.445 | 783.7087 | 1322.445 | 783.7087
7293 | 1410.3189 | 782.7854 | 1410.3189 | 782.7854
7294 | 1465.001 | 773.4876 | 1465.001 | 773.4876
7295 | 1569.232 | 765.7267 | 1569.232 | 765.7267
7296 | 1573.9923 | 741.7471 | 1573.9923 | 741.7471
7297 | 1501.6031 | 696.6258 | 1501.6031 | 696.6258
7298 | 1476.8749 | 669.1291 | 1476.8749 | 669.1291
7299 | 1470.9883 | 613.8117 | 1470.9883 | 613.8117
7300 | 1464.8973 | 612.7578 | 1464.8973 | 612.7578
7301 | 1489.999 | 626.7651 | 1489.999 | 626.7651
7302 | 1470.4374 | 602.1431 | 1470.4374 | 602.1431
7303 | 1418.3768 | 575.3254 | 1418.3768 | 575.3254
7304 | 1397.3476 | 551.0416 | 1397.3476 | 551.0416
7305 | 1440.0784 | 521.4062 | 1440.0784 | 521.4062
7306 | 1423.5456 | 473.3255 | 1423.5456 | 473.3255
7307 | 1352.9234 | 446.8097 | 1352.9234 | 446.8097
7308 | 1269.084 | 444.1153 | 1269.084 | 444.1153
7309 | 1200.1408 | 463.8458 | 1200.1408 | 463.8458
7310 | 1170.9311 | 492.4571 | 1170.9311 | 492.4571
7311 | 1149.9217 | 519.3537 | 1149.9217 | 519.3537
7312 | 1123.6569 | 566.8975 | 1123.6569 | 566.8975
7313 | 1095.7107 | 677.8109 | 1095.7107 | 677.8109
7314 | 1105.4357 | 718.9432 | 1105.4357 | 718.9432
7315 | 1164.8111 | 737.6637 | 1164.8111 | 737.6637
7316 | 1257.3819 | 721.4898 | 1257.3819 | 721.4898
7317 | 1330.5878 | 712.4114 | 1330.5878 | 712.4114
7318 | 1396.8399 | 699.3095 | 1396.8399 | 699.3095
7319 | 1498.2533 | 693.2683 | 1498.2533 | 693.2683
7320 | 1508.5418 | 681.0654 | 1508.5418 | 681.0654
7321 | 1451.6451 | 653.974 | 1451.6451 | 653.974
7322 | 1425.7006 | 640.8596 | 1425.7006 | 640.8596
7323 | 1408.8217 | 596.1987 | 1408.8217 | 596.1987
7324 | 1419.1043 | 600.2776 | 1419.1043 | 600.2776
7325 | 1443.7199 | 611.4709 | 1443.7199 | 611.4709
7326 | 1430.5339 | 589.0636 | 1430.5339 | 589.0636
7327 | 1391.0064 | 563.6008 | 1391.0064 | 563.6008
7328 | 1379.1342 | 543.7202 | 1379.1342 | 543.7202
7329 | 1425.9522 | 510.9582 | 1425.9522 | 510.9582
7330 | 1407.0633 | 459.7249 | 1407.0633 | 459.7249
7331 | 1328.2432 | 431.2029 | 1328.2432 | 431.2029
7332 | 1255.7233 | 422.7503 | 1255.7233 | 422.7503
7333 | 1197.4623 | 437.2438 | 1197.4623 | 437.2438
7334 | 1161.8437 | 463.2236 | 1161.8437 | 463.2236
7335 | 1147.5454 | 493.6636 | 1147.5454 | 493.6636
7336 | 1125.8102 | 551.7076 | 1125.8102 | 551.7076
7337 | 1093.6708 | 671.5577 | 1093.6708 | 671.5577
7338 | 1104.5174 | 723.112 | 1104.5174 | 723.112
7339 | 1167.7838 | 754.2606 | 1167.7838 | 754.2606
7340 | 1267.9571 | 746.5806 | 1267.9571 | 746.5806
7341 | 1344.0034 | 737.8148 | 1344.0034 | 737.8148
7342 | 1409.3182 | 720.7005 | 1409.3182 | 720.7005
7343 | 1519.0156 | 707.8069 | 1519.0156 | 707.8069
7344 | 1512.9462 | 690.7318 | 1512.9462 | 690.7318
7345 | 1446.7378 | 661.5039 | 1446.7378 | 661.5039
7346 | 1433.8765 | 651.959 | 1433.8765 | 651.959
7347 | 1426.6052 | 614.7236 | 1426.6052 | 614.7236
7348 | 1446.9141 | 620.6003 | 1446.9141 | 620.6003
7349 | 1470.4178 | 629.8917 | 1470.4178 | 629.8917
7350 | 1433.9496 | 604.1493 | 1433.9496 | 604.1493
7351 | 1389.784 | 580.1716 | 1389.784 | 580.1716
7352 | 1373.3339 | 561.7241 | 1373.3339 | 561.7241
7353 | 1419.8337 | 533.209 | 1419.8337 | 533.209
7354 | 1412.2452 | 483.3827 | 1412.2452 | 483.3827
7355 | 1327.1979 | 453.8184 | 1327.1979 | 453.8184
7356 | 1248.6114 | 444.1153 | 1248.6114 | 444.1153
7357 | 1185.8891 | 455.9772 | 1185.8891 | 455.9772
7358 | 1152.9277 | 491.5191 | 1152.9277 | 491.5191
7359 | 1134.9582 | 523.5745 | 1134.9582 | 523.5745
7360 | 1112.6124 | 566.7412 | 1112.6124 | 566.7412
7361 | 1084.4251 | 674.4238 | 1084.4251 | 674.4238
7362 | 1110.3116 | 711.1268 | 1110.3116 | 711.1268
7363 | 1190.7848 | 729.743 | 1190.7848 | 729.743
7364 | 1320.6679 | 714.7677 | 1320.6679 | 714.7677
7365 | 1389.4806 | 704.2041 | 1389.4806 | 704.2041
7366 | 1471.6228 | 688.7573 | 1471.6228 | 688.7573
7367 | 1599.1552 | 677.8439 | 1599.1552 | 677.8439
7368 | 1585.1012 | 646.7773 | 1585.1012 | 646.7773
7369 | 1499.0803 | 605.6163 | 1499.0803 | 605.6163
7370 | 1481.9291 | 595.6285 | 1481.9291 | 595.6285
7371 | 1479.242 | 559.4353 | 1479.242 | 559.4353
7372 | 1498.7412 | 573.858 | 1498.7412 | 573.858
7373 | 1512.7592 | 596.1247 | 1512.7592 | 596.1247
7374 | 1495.9876 | 579.267 | 1495.9876 | 579.267
7375 | 1439.8928 | 556.6963 | 1439.8928 | 556.6963
7376 | 1418.5306 | 531.5005 | 1418.5306 | 531.5005
7377 | 1460.9802 | 497.0971 | 1460.9802 | 497.0971
7378 | 1446.0141 | 444.2223 | 1446.0141 | 444.2223
7379 | 1339.2177 | 413.9285 | 1339.2177 | 413.9285
7380 | 1264.2832 | 404.6683 | 1264.2832 | 404.6683
7381 | 1194.5147 | 419.6568 | 1194.5147 | 419.6568
7382 | 1160.0234 | 453.9741 | 1160.0234 | 453.9741
7383 | 1147.0303 | 483.5804 | 1147.0303 | 483.5804
7384 | 1124.8823 | 527.9717 | 1124.8823 | 527.9717
7385 | 1094.6123 | 631.5375 | 1094.6123 | 631.5375
7386 | 1130.496 | 664.0197 | 1130.496 | 664.0197
7387 | 1221.129 | 685.1111 | 1221.129 | 685.1111
7388 | 1374.3185 | 679.8282 | 1374.3185 | 679.8282
7389 | 1469.2519 | 680.7287 | 1469.2519 | 680.7287
7390 | 1514.8414 | 674.5575 | 1514.8414 | 674.5575
7391 | 1637.4802 | 671.9815 | 1637.4802 | 671.9815
7392 | 1613.3106 | 641.9311 | 1613.3106 | 641.9311
7393 | 1525.9821 | 586.5963 | 1525.9821 | 586.5963
7394 | 1507.5982 | 557.5624 | 1507.5982 | 557.5624
7395 | 1517.2688 | 509.6706 | 1517.2688 | 509.6706
7396 | 1523.992 | 523.2075 | 1523.992 | 523.2075
7397 | 1557.7347 | 543.9108 | 1557.7347 | 543.9108
7398 | 1531.4147 | 526.2715 | 1531.4147 | 526.2715
7399 | 1453.9559 | 502.6325 | 1453.9559 | 502.6325
7400 | 1437.9067 | 476.4467 | 1437.9067 | 476.4467
7401 | 1467.2075 | 446.0818 | 1467.2075 | 446.0818
7402 | 1442.7113 | 398.1313 | 1442.7113 | 398.1313
7403 | 1340.0363 | 370.3649 | 1340.0363 | 370.3649
7404 | 1265.523 | 363.9446 | 1265.523 | 363.9446
7405 | 1211.5642 | 387.1404 | 1211.5642 | 387.1404
7406 | 1177.6921 | 442.7184 | 1177.6921 | 442.7184
7407 | 1151.5528 | 490.7194 | 1151.5528 | 490.7194
7408 | 1127.5965 | 550.483 | 1127.5965 | 550.483
7409 | 1099.5156 | 666.0862 | 1099.5156 | 666.0862
7410 | 1140.2474 | 700.9914 | 1140.2474 | 700.9914
7411 | 1229.6389 | 708.2999 | 1229.6389 | 708.2999
7412 | 1380.6321 | 680.3232 | 1380.6321 | 680.3232
7413 | 1477.4927 | 662.8551 | 1477.4927 | 662.8551
7414 | 1548.2726 | 650.6391 | 1548.2726 | 650.6391
7415 | 1658.6134 | 649.0272 | 1658.6134 | 649.0272
7416 | 1645.1314 | 622.6245 | 1645.1314 | 622.6245
7417 | 1539.909 | 554.8876 | 1539.909 | 554.8876
7418 | 1529.9239 | 522.7271 | 1529.9239 | 522.7271
7419 | 1521.2433 | 469.2596 | 1521.2433 | 469.2596
7420 | 1521.5337 | 468.1016 | 1521.5337 | 468.1016
7421 | 1548.4439 | 472.9636 | 1548.4439 | 472.9636
7422 | 1531.9018 | 440.473 | 1531.9018 | 440.473
7423 | 1456.0591 | 406.6727 | 1456.0591 | 406.6727
7424 | 1427.4727 | 377.8032 | 1427.4727 | 377.8032
7425 | 1459.1494 | 341.6801 | 1459.1494 | 341.6801
7426 | 1444.5569 | 291.7756 | 1444.5569 | 291.7756
7427 | 1352.2938 | 265.7809 | 1352.2938 | 265.7809
7428 | 1256.3863 | 262.4351 | 1256.3863 | 262.4351
7429 | 1199.1847 | 299.3097 | 1199.1847 | 299.3097
7430 | 1174.4094 | 385.476 | 1174.4094 | 385.476
7431 | 1153.3701 | 440.6421 | 1153.3701 | 440.6421
7432 | 1129.329 | 492.3026 | 1129.329 | 492.3026
7433 | 1108.1689 | 611.8662 | 1108.1689 | 611.8662
7434 | 1146.4101 | 661.1797 | 1146.4101 | 661.1797
7435 | 1233.191 | 689.0454 | 1233.191 | 689.0454
7436 | 1377.4985 | 678.8381 | 1377.4985 | 678.8381
7437 | 1475.4099 | 669.916 | 1475.4099 | 669.916
7438 | 1547.2575 | 655.5635 | 1547.2575 | 655.5635
7439 | 1640.358 | 644.4416 | 1640.358 | 644.4416
7440 | 1611.886 | 607.9035 | 1611.886 | 607.9035
7441 | 1509.1294 | 555.7735 | 1509.1294 | 555.7735
7442 | 1502.1181 | 523.5348 | 1502.1181 | 523.5348
7443 | 1516.7859 | 446.9828 | 1516.7859 | 446.9828
7444 | 1520.0063 | 420.8121 | 1520.0063 | 420.8121
7445 | 1523.7554 | 405.4295 | 1523.7554 | 405.4295
7446 | 1528.4946 | 352.8507 | 1528.4946 | 352.8507
7447 | 1448.8975 | 308.1595 | 1448.8975 | 308.1595
7448 | 1420.5991 | 279.9414 | 1420.5991 | 279.9414
7449 | 1448.8222 | 247.2315 | 1448.8222 | 247.2315
7450 | 1433.9748 | 198.1086 | 1433.9748 | 198.1086
7451 | 1354.5923 | 173.0779 | 1354.5923 | 173.0779
7452 | 1269.2584 | 170.3314 | 1269.2584 | 170.3314
7453 | 1209.947 | 199.7282 | 1209.947 | 199.7282
7454 | 1177.5226 | 274.3262 | 1177.5226 | 274.3262
7455 | 1156.3938 | 347.7567 | 1156.3938 | 347.7567
7456 | 1124.2098 | 425.3678 | 1124.2098 | 425.3678
7457 | 1105.0302 | 550.6895 | 1105.0302 | 550.6895
7458 | 1123.3275 | 605.6569 | 1123.3275 | 605.6569
7459 | 1198.4864 | 632.9234 | 1198.4864 | 632.9234
7460 | 1315.431 | 605.3114 | 1315.431 | 605.3114
7461 | 1409.82 | 588.9897 | 1409.82 | 588.9897
7462 | 1485.0436 | 566.6124 | 1485.0436 | 566.6124
7463 | 1590.4347 | 557.9657 | 1590.4347 | 557.9657
7464 | 1576.1174 | 537.5816 | 1576.1174 | 537.5816
7465 | 1491.8956 | 501.6316 | 1491.8956 | 501.6316
7466 | 1479.9674 | 480.7528 | 1479.9674 | 480.7528
7467 | 1483.5249 | 426.8685 | 1483.5249 | 426.8685
7468 | 1488.3844 | 420.317 | 1488.3844 | 420.317
7469 | 1503.5856 | 421.4793 | 1503.5856 | 421.4793
7470 | 1480.5972 | 392.1935 | 1480.5972 | 392.1935
7471 | 1422.1945 | 365.5061 | 1422.1945 | 365.5061
7472 | 1386.9807 | 339.6069 | 1386.9807 | 339.6069
7473 | 1416.9023 | 295.7195 | 1416.9023 | 295.7195
7474 | 1432.7941 | 214.2104 | 1432.7941 | 214.2104
7475 | 1364.448 | 151.0876 | 1364.448 | 151.0876
7476 | 1283.5211 | 121.0357 | 1283.5211 | 121.0357
7477 | 1214.8081 | 137.9783 | 1214.8081 | 137.9783
7478 | 1179.6824 | 199.6792 | 1179.6824 | 199.6792
7479 | 1154.4206 | 261.88 | 1154.4206 | 261.88
7480 | 1118.2711 | 325.1089 | 1118.2711 | 325.1089
7481 | 1091.9732 | 439.8263 | 1091.9732 | 439.8263
7482 | 1110.6877 | 472.4387 | 1110.6877 | 472.4387
7483 | 1170.9579 | 496.1356 | 1170.9579 | 496.1356
7484 | 1266.0102 | 479.1019 | 1266.0102 | 479.1019
7485 | 1347.5145 | 468.9552 | 1347.5145 | 468.9552
7486 | 1414.926 | 463.9304 | 1414.926 | 463.9304
7487 | 1515.8625 | 469.2751 | 1515.8625 | 469.2751
7488 | 1515.0409 | 468.354 | 1515.0409 | 468.354
7489 | 1461.0935 | 460.6213 | 1461.0935 | 460.6213
7490 | 1448.0178 | 472.1808 | 1448.0178 | 472.1808
7491 | 1449.9157 | 451.0473 | 1449.9157 | 451.0473
7492 | 1461.7752 | 479.2009 | 1461.7752 | 479.2009
7493 | 1477.0202 | 510.9254 | 1477.0202 | 510.9254
7494 | 1460.6402 | 503.5257 | 1460.6402 | 503.5257
7495 | 1412.9879 | 487.4686 | 1412.9879 | 487.4686
7496 | 1392.8379 | 470.3499 | 1392.8379 | 470.3499
7497 | 1416.3324 | 439.8807 | 1416.3324 | 439.8807
7498 | 1427.0721 | 377.7825 | 1427.0721 | 377.7825
7499 | 1361.9688 | 335.0346 | 1361.9688 | 335.0346
7500 | 1277.6714 | 315.1961 | 1277.6714 | 315.1961
7501 | 1218.2401 | 318.4339 | 1218.2401 | 318.4339
7502 | 1187.0688 | 341.1307 | 1187.0688 | 341.1307
7503 | 1173.7753 | 401.8725 | 1173.7753 | 401.8725
7504 | 1122.9868 | 465.9612 | 1122.9868 | 465.9612
7505 | 1101.2693 | 595.5037 | 1101.2693 | 595.5037
7506 | 1122.2189 | 653.9625 | 1122.2189 | 653.9625
7507 | 1178.5945 | 687.1695 | 1178.5945 | 687.1695
7508 | 1276.4152 | 676.6495 | 1276.4152 | 676.6495
7509 | 1352.1414 | 661.7608 | 1352.1414 | 661.7608
7510 | 1420.9136 | 642.2495 | 1420.9136 | 642.2495
7511 | 1529.5394 | 625.63 | 1529.5394 | 625.63
7512 | 1528.4423 | 591.3327 | 1528.4423 | 591.3327
7513 | 1463.6107 | 537.2485 | 1463.6107 | 537.2485
7514 | 1448.1597 | 498.9391 | 1448.1597 | 498.9391
7515 | 1431.4918 | 432.7047 | 1431.4918 | 432.7047
7516 | 1436.4524 | 418.5974 | 1436.4524 | 418.5974
7517 | 1458.1513 | 407.6181 | 1458.1513 | 407.6181
7518 | 1429.0162 | 360.5369 | 1429.0162 | 360.5369
7519 | 1366.2945 | 315.8977 | 1366.2945 | 315.8977
7520 | 1354.76 | 281.2962 | 1354.76 | 281.2962
7521 | 1384.5276 | 244.6781 | 1384.5276 | 244.6781
7522 | 1401.0669 | 194.7996 | 1401.0669 | 194.7996
7523 | 1342.3397 | 173.4166 | 1342.3397 | 173.4166
7524 | 1258.5183 | 183.9059 | 1258.5183 | 183.9059
7525 | 1199.4947 | 219.9989 | 1199.4947 | 219.9989
7526 | 1165.3435 | 248.6622 | 1165.3435 | 248.6622
7527 | 1137.5481 | 270.6605 | 1137.5481 | 270.6605
7528 | 1100.0599 | 322.3732 | 1100.0599 | 322.3732
7529 | 1078.1677 | 442.1712 | 1078.1677 | 442.1712
7530 | 1108.7293 | 494.0902 | 1108.7293 | 494.0902
7531 | 1189.8656 | 515.312 | 1189.8656 | 515.312
7532 | 1297.6087 | 514.302 | 1297.6087 | 514.302
7533 | 1381.3497 | 509.0536 | 1381.3497 | 509.0536
7534 | 1449.8728 | 491.2098 | 1449.8728 | 491.2098
7535 | 1555.6125 | 484.1003 | 1555.6125 | 484.1003
7536 | 1534.3728 | 469.1096 | 1534.3728 | 469.1096
7537 | 1452.7108 | 431.7265 | 1452.7108 | 431.7265
7538 | 1460.7325 | 394.6156 | 1460.7325 | 394.6156
7539 | 1463.6449 | 323.2485 | 1463.6449 | 323.2485
7540 | 1454.7092 | 313.1536 | 1454.7092 | 313.1536
7541 | 1475.9825 | 325.0504 | 1475.9825 | 325.0504
7542 | 1458.3554 | 337.6868 | 1458.3554 | 337.6868
7543 | 1391.5196 | 330.775 | 1391.5196 | 330.775
7544 | 1370.6649 | 311.2071 | 1370.6649 | 311.2071
7545 | 1389.1794 | 278.836 | 1389.1794 | 278.836
7546 | 1405.8351 | 225.4661 | 1405.8351 | 225.4661
7547 | 1335.1467 | 195.0682 | 1335.1467 | 195.0682
7548 | 1244.6318 | 184.3228 | 1244.6318 | 184.3228
7549 | 1183.132 | 201.2915 | 1183.132 | 201.2915
7550 | 1147.832 | 246.6039 | 1147.832 | 246.6039
7551 | 1133.6777 | 305.3395 | 1133.6777 | 305.3395
7552 | 1085.7075 | 363.0708 | 1085.7075 | 363.0708
7553 | 1076.9539 | 474.1665 | 1076.9539 | 474.1665
7554 | 1106.5795 | 519.155 | 1106.5795 | 519.155
7555 | 1206.4315 | 548.2192 | 1206.4315 | 548.2192
7556 | 1348.0414 | 546.0107 | 1348.0414 | 546.0107
7557 | 1450.7692 | 552.6433 | 1450.7692 | 552.6433
7558 | 1527.7101 | 551.4224 | 1527.7101 | 551.4224
7559 | 1637.2161 | 552.5723 | 1637.2161 | 552.5723
7560 | 1609.2143 | 546.6226 | 1609.2143 | 546.6226
7561 | 1512.9086 | 526.4097 | 1512.9086 | 526.4097
7562 | 1497.4597 | 519.3139 | 1497.4597 | 519.3139
7563 | 1511.1521 | 469.2075 | 1511.1521 | 469.2075
7564 | 1514.7535 | 458.8 | 1514.7535 | 458.8
7565 | 1539.9641 | 460.2228 | 1539.9641 | 460.2228
7566 | 1509.8765 | 435.5487 | 1509.8765 | 435.5487
7567 | 1429.5512 | 414.3067 | 1429.5512 | 414.3067
7568 | 1399.3169 | 395.0254 | 1399.3169 | 395.0254
7569 | 1425.8232 | 369.8193 | 1425.8232 | 369.8193
7570 | 1424.4723 | 321.0091 | 1424.4723 | 321.0091
7571 | 1347.0871 | 288.3183 | 1347.0871 | 288.3183
7572 | 1249.7617 | 274.4985 | 1249.7617 | 274.4985
7573 | 1188.7142 | 286.9076 | 1188.7142 | 286.9076
7574 | 1162.7265 | 328.9892 | 1162.7265 | 328.9892
7575 | 1134.3531 | 401.7423 | 1134.3531 | 401.7423
7576 | 1096.8754 | 459.7862 | 1096.8754 | 459.7862
7577 | 1075.8876 | 584.0396 | 1075.8876 | 584.0396
7578 | 1118.9474 | 646.0419 | 1118.9474 | 646.0419
7579 | 1209.6323 | 689.0454 | 1209.6323 | 689.0454
7580 | 1348.8757 | 697.2588 | 1348.8757 | 697.2588
7581 | 1446.1521 | 706.1843 | 1446.1521 | 706.1843
7582 | 1517.0663 | 700.5341 | 1517.0663 | 700.5341
7583 | 1617.1923 | 694.1542 | 1617.1923 | 694.1542
7584 | 1605.8715 | 639.2996 | 1605.8715 | 639.2996
7585 | 1496.5142 | 581.8804 | 1496.5142 | 581.8804
7586 | 1491.9962 | 538.8551 | 1491.9962 | 538.8551
7587 | 1499.9134 | 469.2596 | 1499.9134 | 469.2596
7588 | 1505.8516 | 464.4799 | 1505.8516 | 464.4799
7589 | 1535.7283 | 472.9636 | 1535.7283 | 472.9636
7590 | 1521.7401 | 442.9222 | 1521.7401 | 442.9222
7591 | 1443.2449 | 412.1963 | 1443.2449 | 412.1963
7592 | 1406.6407 | 383.6655 | 1406.6407 | 383.6655
7593 | 1431.8042 | 352.2845 | 1431.8042 | 352.2845
7594 | 1433.7738 | 300.5561 | 1433.7738 | 300.5561
7595 | 1352.258 | 268.8293 | 1352.258 | 268.8293
7596 | 1274.2256 | 260.1944 | 1274.2256 | 260.1944
7597 | 1199.291 | 274.5055 | 1199.291 | 274.5055
7598 | 1175.6311 | 325.3936 | 1175.6311 | 325.3936
7599 | 1150.7639 | 406.875 | 1150.7639 | 406.875
7600 | 1111.6204 | 471.6412 | 1111.6204 | 471.6412
7601 | 1090.8293 | 596.5199 | 1090.8293 | 596.5199
7602 | 1127.9325 | 658.8087 | 1127.9325 | 658.8087
7603 | 1217.2643 | 699.1547 | 1217.2643 | 699.1547
7604 | 1345.3999 | 701.3494 | 1345.3999 | 701.3494
7605 | 1457.4827 | 695.9447 | 1457.4827 | 695.9447
7606 | 1526.9504 | 687.1159 | 1526.9504 | 687.1159
7607 | 1630.0401 | 680.1106 | 1630.0401 | 680.1106
7608 | 1605.668 | 633.6717 | 1605.668 | 633.6717
7609 | 1509.9711 | 585.1112 | 1509.9711 | 585.1112
7610 | 1481.9269 | 567.6977 | 1481.9269 | 567.6977
7611 | 1494.9148 | 531.218 | 1494.9148 | 531.218
7612 | 1495.5151 | 534.8279 | 1495.5151 | 534.8279
7613 | 1503.5509 | 538.6738 | 1503.5509 | 538.6738
7614 | 1485.5394 | 502.5095 | 1485.5394 | 502.5095
7615 | 1418.3667 | 461.2575 | 1418.3667 | 461.2575
7616 | 1375.6277 | 427.5679 | 1375.6277 | 427.5679
7617 | 1389.1553 | 389.4126 | 1389.1553 | 389.4126
7618 | 1406.7467 | 335.9906 | 1406.7467 | 335.9906
7619 | 1340.7862 | 306.5046 | 1340.7862 | 306.5046
7620 | 1264.6812 | 300.4751 | 1264.6812 | 300.4751
7621 | 1201.533 | 317.1312 | 1201.533 | 317.1312
7622 | 1157.0938 | 362.9386 | 1157.0938 | 362.9386
7623 | 1145.9265 | 445.6707 | 1145.9265 | 445.6707
7624 | 1098.1252 | 517.211 | 1098.1252 | 517.211
7625 | 1084.2097 | 639.4322 | 1084.2097 | 639.4322
7626 | 1115.7332 | 693.8003 | 1115.7332 | 693.8003
7627 | 1188.0153 | 720.4675 | 1188.0153 | 720.4675
7628 | 1297.3232 | 703.981 | 1297.3232 | 703.981
7629 | 1387.3724 | 682.5786 | 1387.3724 | 682.5786
7630 | 1457.5366 | 657.3873 | 1457.5366 | 657.3873
7631 | 1549.3755 | 641.0545 | 1549.3755 | 641.0545
7632 | 1548.9363 | 594.5374 | 1548.9363 | 594.5374
7633 | 1472.2587 | 528.7286 | 1472.2587 | 528.7286
7634 | 1444.229 | 496.9329 | 1444.229 | 496.9329
7635 | 1441.5504 | 445.4716 | 1441.5504 | 445.4716
7636 | 1446.0221 | 441.7601 | 1446.0221 | 441.7601
7637 | 1452.2954 | 440.8641 | 1452.2954 | 440.8641
7638 | 1429.2869 | 402.8238 | 1429.2869 | 402.8238
7639 | 1375.2696 | 364.3336 | 1375.2696 | 364.3336
7640 | 1342.0002 | 332.9889 | 1342.0002 | 332.9889
7641 | 1368.7767 | 297.4912 | 1368.7767 | 297.4912
7642 | 1381.9567 | 247.3261 | 1381.9567 | 247.3261
7643 | 1316.2105 | 220.8624 | 1316.2105 | 220.8624
7644 | 1242.6207 | 216.6307 | 1242.6207 | 216.6307
7645 | 1173.5061 | 235.9444 | 1173.5061 | 235.9444
7646 | 1135.883 | 287.3015 | 1135.883 | 287.3015
7647 | 1114.6199 | 358.9081 | 1114.6199 | 358.9081
7648 | 1070.9106 | 420.3653 | 1070.9106 | 420.3653
7649 | 1053.2988 | 538.4437 | 1053.2988 | 538.4437
7650 | 1072.7845 | 589.6593 | 1072.7845 | 589.6593
7651 | 1133.0312 | 616.5088 | 1133.0312 | 616.5088
7652 | 1218.378 | 612.2681 | 1218.378 | 612.2681
7653 | 1300.5432 | 604.7008 | 1300.5432 | 604.7008
7654 | 1371.875 | 584.8508 | 1371.875 | 584.8508
7655 | 1468.5618 | 572.7909 | 1468.5618 | 572.7909
7656 | 1473.0911 | 544.7206 | 1473.0911 | 544.7206
7657 | 1410.1862 | 496.3164 | 1410.1862 | 496.3164
7658 | 1403.281 | 456.9908 | 1403.281 | 456.9908
7659 | 1396.4998 | 377.8854 | 1396.4998 | 377.8854
7660 | 1409.8501 | 354.1378 | 1409.8501 | 354.1378
7661 | 1410.521 | 348.6561 | 1410.521 | 348.6561
7662 | 1384.185 | 314.003 | 1384.185 | 314.003
7663 | 1350.8853 | 278.457 | 1350.8853 | 278.457
7664 | 1328.5496 | 247.6073 | 1328.5496 | 247.6073
7665 | 1338.0933 | 211.5103 | 1338.0933 | 211.5103
7666 | 1357.3965 | 160.772 | 1357.3965 | 160.772
7667 | 1306.4898 | 133.7091 | 1306.4898 | 133.7091
7668 | 1241.0968 | 130.3633 | 1241.0968 | 130.3633
7669 | 1182.5728 | 154.2626 | 1182.5728 | 154.2626
7670 | 1140.6455 | 199.5489 | 1140.6455 | 199.5489
7671 | 1120.6376 | 256.3043 | 1120.6376 | 256.3043
7672 | 1076.0286 | 335.0098 | 1076.0286 | 335.0098
7673 | 1051.9791 | 463.9791 | 1051.9791 | 463.9791
7674 | 1070.0263 | 522.021 | 1070.0263 | 522.021
7675 | 1110.2306 | 563.1746 | 1110.2306 | 563.1746
7676 | 1184.9947 | 565.8905 | 1184.9947 | 565.8905
7677 | 1264.2309 | 564.1856 | 1264.2309 | 564.1856
7678 | 1349.3987 | 556.8158 | 1349.3987 | 556.8158
7679 | 1445.1932 | 545.9284 | 1445.1932 | 545.9284
7680 | 1453.5688 | 506.8369 | 1453.5688 | 506.8369
7681 | 1409.5826 | 446.7862 | 1409.5826 | 446.7862
7682 | 1394.9246 | 403.8651 | 1394.9246 | 403.8651
7683 | 1380.6 | 328.251 | 1380.6 | 328.251
7684 | 1387.7888 | 302.2627 | 1387.7888 | 302.2627
7685 | 1413.9844 | 286.3591 | 1413.9844 | 286.3591
7686 | 1383.6093 | 242.4565 | 1383.6093 | 242.4565
7687 | 1342.1391 | 203.1846 | 1342.1391 | 203.1846
7688 | 1320.103 | 170.5633 | 1320.103 | 170.5633
7689 | 1344.5438 | 132.4079 | 1344.5438 | 132.4079
7690 | 1362.6953 | 77.9178 | 1362.6953 | 77.9178
7691 | 1307.5902 | 45.8002 | 1307.5902 | 45.8002
7692 | 1226.6201 | 38.7546 | 1226.6201 | 38.7546
7693 | 1166.4616 | 71.8773 | 1166.4616 | 71.8773
7694 | 1132.8991 | 125.7878 | 1132.8991 | 125.7878
7695 | 1104.1867 | 179.5208 | 1104.1867 | 179.5208
7696 | 1061.9411 | 252.885 | 1061.9411 | 252.885
7697 | 1052.1179 | 380.2389 | 1052.1179 | 380.2389
7698 | 1072.6227 | 433.8515 | 1072.6227 | 433.8515
7699 | 1130.4827 | 469.1689 | 1130.4827 | 469.1689
7700 | 1231.7893 | 469.5919 | 1231.7893 | 469.5919
7701 | 1300.1216 | 473.8535 | 1300.1216 | 473.8535
7702 | 1382.9353 | 470.7046 | 1382.9353 | 470.7046
7703 | 1488.3707 | 462.8656 | 1488.3707 | 462.8656
7704 | 1487.7553 | 423.1489 | 1487.7553 | 423.1489
7705 | 1418.6935 | 364.1143 | 1418.6935 | 364.1143
7706 | 1394.9141 | 311.9437 | 1394.9141 | 311.9437
7707 | 1421.2591 | 236.0952 | 1421.2591 | 236.0952
7708 | 1424.9391 | 211.5138 | 1424.9391 | 211.5138
7709 | 1440.9339 | 203.7393 | 1440.9339 | 203.7393
7710 | 1412.0971 | 179.8207 | 1412.0971 | 179.8207
7711 | 1363.2256 | 165.0925 | 1363.2256 | 165.0925
7712 | 1340.7706 | 150.8919 | 1340.7706 | 150.8919
7713 | 1349.2392 | 125.4513 | 1349.2392 | 125.4513
7714 | 1377.7253 | 77.9178 | 1377.7253 | 77.9178
7715 | 1314.8379 | 45.8002 | 1314.8379 | 45.8002
7716 | 1233.1716 | 32.7099 | 1233.1716 | 32.7099
7717 | 1166.0944 | 68.8289 | 1166.0944 | 68.8289
7718 | 1134.5082 | 109.9204 | 1134.5082 | 109.9204
7719 | 1100.0261 | 150.5218 | 1100.0261 | 150.5218
7720 | 1059.9353 | 219.8475 | 1059.9353 | 219.8475
7721 | 1050.0931 | 347.6704 | 1050.0931 | 347.6704
7722 | 1071.4606 | 409.1516 | 1071.4606 | 409.1516
7723 | 1156.2441 | 451.1911 | 1156.2441 | 451.1911
7724 | 1287.1039 | 459.2742 | 1287.1039 | 459.2742
7725 | 1371.4373 | 471.717 | 1371.4373 | 471.717
7726 | 1453.5127 | 471.4342 | 1453.5127 | 471.4342
7727 | 1571.7492 | 458.3061 | 1571.7492 | 458.3061
7728 | 1559.0319 | 404.1028 | 1559.0319 | 404.1028
7729 | 1471.8071 | 346.1104 | 1471.8071 | 346.1104
7730 | 1453.8093 | 283.6743 | 1453.8093 | 283.6743
7731 | 1463.598 | 188.4149 | 1463.598 | 188.4149
7732 | 1476.5215 | 159.5866 | 1476.5215 | 159.5866
7733 | 1488.5963 | 189.2788 | 1488.5963 | 189.2788
7734 | 1473.0202 | 179.8207 | 1473.0202 | 179.8207
7735 | 1399.1836 | 165.0925 | 1399.1836 | 165.0925
7736 | 1377.1552 | 150.8919 | 1377.1552 | 150.8919
7737 | 1384.4647 | 125.4513 | 1384.4647 | 125.4513
7738 | 1390.4547 | 77.9178 | 1390.4547 | 77.9178
7739 | 1314.7068 | 45.8002 | 1314.7068 | 45.8002
7740 | 1230.8698 | 28.4629 | 1230.8698 | 28.4629
7741 | 1161.4387 | 25.2131 | 1161.4387 | 25.2131
7742 | 1131.2726 | 67.3729 | 1131.2726 | 67.3729
7743 | 1103.9458 | 137.2078 | 1103.9458 | 137.2078
7744 | 1066.2601 | 208.1229 | 1066.2601 | 208.1229
7745 | 1049.924 | 332.0896 | 1049.924 | 332.0896
7746 | 1084.6399 | 391.2258 | 1084.6399 | 391.2258
7747 | 1172.9201 | 432.2232 | 1172.9201 | 432.2232
7748 | 1329.4936 | 437.4664 | 1329.4936 | 437.4664
7749 | 1430.4922 | 447.1474 | 1430.4922 | 447.1474
7750 | 1508.184 | 447.594 | 1508.184 | 447.594
7751 | 1629.9958 | 433.7624 | 1629.9958 | 433.7624
7752 | 1611.418 | 377.084 | 1611.418 | 377.084
7753 | 1512.4314 | 320.6549 | 1512.4314 | 320.6549
7754 | 1478.4874 | 261.2932 | 1478.4874 | 261.2932
7755 | 1483.4095 | 165.5909 | 1483.4095 | 165.5909
7756 | 1495.7436 | 159.5866 | 1495.7436 | 159.5866
7757 | 1500.7866 | 189.2788 | 1500.7866 | 189.2788
7758 | 1475.7743 | 179.8207 | 1475.7743 | 179.8207
7759 | 1400.0896 | 165.0925 | 1400.0896 | 165.0925
7760 | 1352.2771 | 150.8919 | 1352.2771 | 150.8919
7761 | 1372.0231 | 125.4513 | 1372.0231 | 125.4513
7762 | 1385.2835 | 77.9178 | 1385.2835 | 77.9178
7763 | 1312.1588 | 45.8002 | 1312.1588 | 45.8002
7764 | 1224.3663 | 28.4629 | 1224.3663 | 28.4629
7765 | 1158.8875 | 25.2131 | 1158.8875 | 25.2131
7766 | 1126.7979 | 48.9261 | 1126.7979 | 48.9261
7767 | 1099.7653 | 112.4036 | 1099.7653 | 112.4036
7768 | 1062.1547 | 185.8981 | 1062.1547 | 185.8981
7769 | 1048.25 | 324.5598 | 1048.25 | 324.5598
7770 | 1076.5956 | 384.0347 | 1076.5956 | 384.0347
7771 | 1164.2046 | 421.3583 | 1164.2046 | 421.3583
7772 | 1308.7571 | 423.8397 | 1308.7571 | 423.8397
7773 | 1427.6057 | 429.6125 | 1427.6057 | 429.6125
7774 | 1506.7653 | 429.9549 | 1506.7653 | 429.9549
7775 | 1614.269 | 426.6234 | 1614.269 | 426.6234
7776 | 1603.5074 | 407.0731 | 1603.5074 | 407.0731
7777 | 1506.2365 | 366.1205 | 1506.2365 | 366.1205
7778 | 1493.6151 | 341.6723 | 1493.6151 | 341.6723
7779 | 1487.0475 | 294.1192 | 1487.0475 | 294.1192
7780 | 1473.4996 | 301.1424 | 1473.4996 | 301.1424
7781 | 1490.6519 | 316.8171 | 1490.6519 | 316.8171
7782 | 1477.6853 | 300.2461 | 1477.6853 | 300.2461
7783 | 1394.9187 | 277.2845 | 1394.9187 | 277.2845
7784 | 1345.4118 | 261.703 | 1345.4118 | 261.703
7785 | 1344.7291 | 238.1383 | 1344.7291 | 238.1383
7786 | 1356.9058 | 194.7475 | 1356.9058 | 194.7475
7787 | 1305.2009 | 171.3843 | 1305.2009 | 171.3843
7788 | 1224.8786 | 168.1167 | 1224.8786 | 168.1167
7789 | 1156.6569 | 184.408 | 1156.6569 | 184.408
7790 | 1123.3046 | 209.8927 | 1123.3046 | 209.8927
7791 | 1094.1735 | 250.7025 | 1094.1735 | 250.7025
7792 | 1049.2939 | 307.3135 | 1049.2939 | 307.3135
7793 | 1036.3094 | 416.3509 | 1036.3094 | 416.3509
7794 | 1062.4708 | 457.4311 | 1062.4708 | 457.4311
7795 | 1132.2129 | 485.8961 | 1132.2129 | 485.8961
7796 | 1257.2718 | 480.8997 | 1257.2718 | 480.8997
7797 | 1350.9912 | 478.9342 | 1350.9912 | 478.9342
7798 | 1434.9615 | 474.0397 | 1434.9615 | 474.0397
7799 | 1539.6831 | 462.8656 | 1539.6831 | 462.8656
7800 | 1533.8446 | 429.2978 | 1533.8446 | 429.2978
7801 | 1469.8852 | 391.1852 | 1469.8852 | 391.1852
7802 | 1452.4534 | 372.3648 | 1452.4534 | 372.3648
7803 | 1450.3767 | 329.8925 | 1450.3767 | 329.8925
7804 | 1454.4625 | 339.5992 | 1454.4625 | 339.5992
7805 | 1462.2801 | 355.5867 | 1462.2801 | 355.5867
7806 | 1436.527 | 336.9052 | 1436.527 | 336.9052
7807 | 1376.7494 | 314.3344 | 1376.7494 | 314.3344
7808 | 1337.1365 | 286.6374 | 1337.1365 | 286.6374
7809 | 1338.5941 | 248.0131 | 1338.5941 | 248.0131
7810 | 1354.606 | 192.6892 | 1354.606 | 192.6892
7811 | 1303.7614 | 162.3173 | 1303.7614 | 162.3173
7812 | 1232.0706 | 156.1575 | 1232.0706 | 156.1575
7813 | 1170.6044 | 170.9898 | 1170.6044 | 170.9898
7814 | 1131.0324 | 214.5304 | 1131.0324 | 214.5304
7815 | 1098.4453 | 290.7227 | 1098.4453 | 290.7227
7816 | 1056.3338 | 367.2396 | 1056.3338 | 367.2396
7817 | 1041.4871 | 489.3304 | 1041.4871 | 489.3304
7818 | 1057.5274 | 536.6117 | 1057.5274 | 536.6117
7819 | 1111.8897 | 556.6609 | 1111.8897 | 556.6609
7820 | 1205.4864 | 533.791 | 1205.4864 | 533.791
7821 | 1300.1808 | 510.9035 | 1300.1808 | 510.9035
7822 | 1382.5359 | 488.5522 | 1382.5359 | 488.5522
7823 | 1484.0104 | 470.4736 | 1484.0104 | 470.4736
7824 | 1493.5993 | 433.8053 | 1493.5993 | 433.8053
7825 | 1427.3631 | 359.8153 | 1427.3631 | 359.8153
7826 | 1421.5832 | 314.0542 | 1421.5832 | 314.0542
7827 | 1418.6747 | 258.2678 | 1418.6747 | 258.2678
7828 | 1429.5596 | 267.2972 | 1429.5596 | 267.2972
7829 | 1431.8984 | 280.7312 | 1431.8984 | 280.7312
7830 | 1405.2608 | 255.4839 | 1405.2608 | 255.4839
7831 | 1345.2516 | 232.7047 | 1345.2516 | 232.7047
7832 | 1322.6532 | 216.4197 | 1322.6532 | 216.4197
7833 | 1330.5717 | 187.9307 | 1330.5717 | 187.9307
7834 | 1347.8586 | 142.1168 | 1347.8586 | 142.1168
7835 | 1296.7242 | 120.0564 | 1296.7242 | 120.0564
7836 | 1221.7391 | 120.3322 | 1221.7391 | 120.3322
7837 | 1158.7862 | 144.2836 | 1158.7862 | 144.2836
7838 | 1121.2858 | 196.9956 | 1121.2858 | 196.9956
7839 | 1089.1497 | 272.8231 | 1089.1497 | 272.8231
7840 | 1055.0963 | 355.2543 | 1055.0963 | 355.2543
7841 | 1039.4247 | 484.5884 | 1039.4247 | 484.5884
7842 | 1058.1585 | 540.4678 | 1058.1585 | 540.4678
7843 | 1116.0074 | 573.6747 | 1116.0074 | 573.6747
7844 | 1215.2785 | 575.1921 | 1215.2785 | 575.1921
7845 | 1297.949 | 580.9388 | 1297.949 | 580.9388
7846 | 1373.9079 | 577.9462 | 1373.9079 | 577.9462
7847 | 1480.7041 | 552.7547 | 1480.7041 | 552.7547
7848 | 1481.1949 | 488.781 | 1481.1949 | 488.781
7849 | 1422.2471 | 430.7625 | 1422.2471 | 430.7625
7850 | 1402.1642 | 393.7298 | 1402.1642 | 393.7298
7851 | 1405.5838 | 343.2065 | 1405.5838 | 343.2065
7852 | 1425.8001 | 348.3797 | 1425.8001 | 348.3797
7853 | 1438.2233 | 356.2381 | 1438.2233 | 356.2381
7854 | 1409.7732 | 326.2748 | 1409.7732 | 326.2748
7855 | 1372.5179 | 294.8194 | 1372.5179 | 294.8194
7856 | 1333.822 | 269.4152 | 1333.822 | 269.4152
7857 | 1336.5695 | 235.5589 | 1336.5695 | 235.5589
7858 | 1359.1504 | 185.0551 | 1359.1504 | 185.0551
7859 | 1300.121 | 157.0802 | 1300.121 | 157.0802
7860 | 1223.442 | 149.722 | 1223.442 | 149.722
7861 | 1156.5139 | 166.0654 | 1156.5139 | 166.0654
7862 | 1122.2048 | 217.8655 | 1122.2048 | 217.8655
7863 | 1090.857 | 269.2014 | 1090.857 | 269.2014
7864 | 1055.2732 | 345.6662 | 1055.2732 | 345.6662
7865 | 1054.5335 | 489.7473 | 1054.5335 | 489.7473
7866 | 1075.0571 | 561.3637 | 1075.0571 | 561.3637
7867 | 1148.0511 | 602.8822 | 1148.0511 | 602.8822
7868 | 1273.9152 | 588.0892 | 1273.9152 | 588.0892
7869 | 1357.8632 | 581.6162 | 1357.8632 | 581.6162
7870 | 1440.0194 | 577.0604 | 1440.0194 | 577.0604
7871 | 1555.6182 | 566.4856 | 1555.6182 | 566.4856
7872 | 1538.4883 | 518.4834 | 1538.4883 | 518.4834
7873 | 1454.4153 | 453.5083 | 1454.4153 | 453.5083
7874 | 1427.9943 | 384.2198 | 1427.9943 | 384.2198
7875 | 1442.7901 | 293.5981 | 1442.7901 | 293.5981
7876 | 1450.6066 | 266.5155 | 1450.6066 | 266.5155
7877 | 1478.5625 | 253.3737 | 1478.5625 | 253.3737
7878 | 1443.0785 | 209.914 | 1443.0785 | 209.914
7879 | 1380.799 | 167.1508 | 1380.799 | 167.1508
7880 | 1339.041 | 150.8919 | 1339.041 | 150.8919
7881 | 1352.824 | 125.4513 | 1352.824 | 125.4513
7882 | 1374.8929 | 77.9178 | 1374.8929 | 77.9178
7883 | 1318.7927 | 45.8002 | 1318.7927 | 45.8002
7884 | 1223.729 | 28.4629 | 1223.729 | 28.4629
7885 | 1157.4418 | 25.2131 | 1157.4418 | 25.2131
7886 | 1120.4909 | 32.72 | 1120.4909 | 32.72
7887 | 1088.0727 | 86.6354 | 1088.0727 | 86.6354
7888 | 1048.7898 | 167.9724 | 1048.7898 | 167.9724
7889 | 1047.7623 | 297.2283 | 1047.7623 | 297.2283
7890 | 1072.625 | 335.8854 | 1072.625 | 335.8854
7891 | 1164.6898 | 367.6333 | 1164.6898 | 367.6333
7892 | 1308.1332 | 369.307 | 1308.1332 | 369.307
7893 | 1407.3259 | 385.8925 | 1407.3259 | 385.8925
7894 | 1487.7714 | 389.7003 | 1487.7714 | 389.7003
7895 | 1606.5598 | 383.1379 | 1606.5598 | 383.1379
7896 | 1579.5952 | 355.9275 | 1579.5952 | 355.9275
7897 | 1480.6837 | 315.1573 | 1480.6837 | 315.1573
7898 | 1459.9089 | 281.2772 | 1459.9089 | 281.2772
7899 | 1473.6781 | 219.7067 | 1473.6781 | 219.7067
7900 | 1477.7286 | 215.4481 | 1477.7286 | 215.4481
7901 | 1498.9688 | 218.6947 | 1498.9688 | 218.6947
7902 | 1463.1815 | 184.9014 | 1463.1815 | 184.9014
7903 | 1386.8703 | 165.0925 | 1386.8703 | 165.0925
7904 | 1345.1384 | 150.8919 | 1345.1384 | 150.8919
7905 | 1353.3835 | 125.4513 | 1353.3835 | 125.4513
7906 | 1366.7216 | 77.9178 | 1366.7216 | 77.9178
7907 | 1310.6621 | 45.8002 | 1310.6621 | 45.8002
7908 | 1217.2015 | 28.4629 | 1217.2015 | 28.4629
7909 | 1148.9748 | 52.8833 | 1148.9748 | 52.8833
7910 | 1116.7926 | 115.9391 | 1116.7926 | 115.9391
7911 | 1080.9694 | 156.0975 | 1080.9694 | 156.0975
7912 | 1048.1613 | 219.9517 | 1048.1613 | 219.9517
7913 | 1038.0623 | 345.2734 | 1038.0623 | 345.2734
7914 | 1067.9067 | 390.9392 | 1067.9067 | 390.9392
7915 | 1160.0748 | 415.0791 | 1160.0748 | 415.0791
7916 | 1311.2634 | 402.4226 | 1311.2634 | 402.4226
7917 | 1417.9743 | 385.5277 | 1417.9743 | 385.5277
7918 | 1500.7111 | 362.8117 | 1500.7111 | 362.8117
7919 | 1621.7457 | 350.361 | 1621.7457 | 350.361
7920 | 1587.329 | 321.5351 | 1587.329 | 321.5351
7921 | 1489.6685 | 263.3343 | 1489.6685 | 263.3343
7922 | 1489.5027 | 218.2767 | 1489.5027 | 218.2767
7923 | 1494.0866 | 133.7779 | 1494.0866 | 133.7779
7924 | 1496.8644 | 159.5866 | 1496.8644 | 159.5866
7925 | 1516.279 | 189.2788 | 1516.279 | 189.2788
7926 | 1488.237 | 179.8207 | 1488.237 | 179.8207
7927 | 1413.5364 | 165.0925 | 1413.5364 | 165.0925
7928 | 1369.7745 | 150.8919 | 1369.7745 | 150.8919
7929 | 1373.4606 | 125.4513 | 1373.4606 | 125.4513
7930 | 1392.9085 | 77.9178 | 1392.9085 | 77.9178
7931 | 1319.9296 | 45.8002 | 1319.9296 | 45.8002
7932 | 1236.0273 | 28.4629 | 1236.0273 | 28.4629
7933 | 1167.6097 | 25.2131 | 1167.6097 | 25.2131
7934 | 1125.5238 | 25.9457 | 1125.5238 | 25.9457
7935 | 1096.3166 | 54.5359 | 1096.3166 | 54.5359
7936 | 1055.137 | 124.8517 | 1055.137 | 124.8517
7937 | 1051.8183 | 254.0816 | 1051.8183 | 254.0816
7938 | 1081.5705 | 311.0552 | 1081.5705 | 311.0552
7939 | 1166.9351 | 349.9682 | 1166.9351 | 349.9682
7940 | 1316.7349 | 350.9383 | 1316.7349 | 350.9383
7941 | 1420.687 | 352.5684 | 1420.687 | 352.5684
7942 | 1484.1979 | 343.6875 | 1484.1979 | 343.6875
7943 | 1606.4761 | 332.0184 | 1606.4761 | 332.0184
7944 | 1588.7952 | 307.3092 | 1588.7952 | 307.3092
7945 | 1487.5901 | 266.4609 | 1487.5901 | 266.4609
7946 | 1468.1552 | 243.9667 | 1468.1552 | 243.9667
7947 | 1475.5603 | 194.3554 | 1475.5603 | 194.3554
7948 | 1469.971 | 188.0905 | 1469.971 | 188.0905
7949 | 1486.1273 | 189.2788 | 1486.1273 | 189.2788
7950 | 1456.1298 | 179.8207 | 1456.1298 | 179.8207
7951 | 1386.5489 | 165.0925 | 1386.5489 | 165.0925
7952 | 1341.7192 | 150.8919 | 1341.7192 | 150.8919
7953 | 1352.8912 | 125.4513 | 1352.8912 | 125.4513
7954 | 1367.5854 | 77.9178 | 1367.5854 | 77.9178
7955 | 1320.6536 | 45.8002 | 1320.6536 | 45.8002
7956 | 1235.0079 | 28.4629 | 1235.0079 | 28.4629
7957 | 1165.0885 | 25.2131 | 1165.0885 | 25.2131
7958 | 1121.5825 | 46.1643 | 1121.5825 | 46.1643
7959 | 1085.7042 | 91.7422 | 1085.7042 | 91.7422
7960 | 1042.467 | 161.4066 | 1042.467 | 161.4066
7961 | 1033.6458 | 305.9306 | 1033.6458 | 305.9306
7962 | 1056.2291 | 363.2169 | 1056.2291 | 363.2169
7963 | 1124.3101 | 381.2339 | 1124.3101 | 381.2339
7964 | 1250.8124 | 380.6669 | 1250.8124 | 380.6669
7965 | 1354.4837 | 384.1468 | 1354.4837 | 384.1468
7966 | 1437.7233 | 395.9273 | 1437.7233 | 395.9273
7967 | 1550.9247 | 415.9409 | 1550.9247 | 415.9409
7968 | 1522.3005 | 427.1092 | 1522.3005 | 427.1092
7969 | 1448.3748 | 427.3233 | 1448.3748 | 427.3233
7970 | 1434.9105 | 444.7451 | 1434.9105 | 444.7451
7971 | 1440.7265 | 429.1873 | 1440.7265 | 429.1873
7972 | 1442.518 | 450.254 | 1442.518 | 450.254
7973 | 1457.1261 | 464.0528 | 1457.1261 | 464.0528
7974 | 1433.8706 | 433.5425 | 1433.8706 | 433.5425
7975 | 1379.0616 | 399.7942 | 1379.0616 | 399.7942
7976 | 1337.0442 | 371.029 | 1337.0442 | 371.029
7977 | 1319.2516 | 336.5213 | 1319.2516 | 336.5213
7978 | 1338.318 | 273.1985 | 1338.318 | 273.1985
7979 | 1301.4713 | 230.6851 | 1301.4713 | 230.6851
7980 | 1223.2899 | 212.0451 | 1223.2899 | 212.0451
7981 | 1156.2022 | 215.4132 | 1156.2022 | 215.4132
7982 | 1116.3811 | 234.0715 | 1116.3811 | 234.0715
7983 | 1082.3146 | 266.3354 | 1082.3146 | 266.3354
7984 | 1036.6993 | 314.8955 | 1036.6993 | 314.8955
7985 | 1027.867 | 425.9391 | 1027.867 | 425.9391
7986 | 1045.8775 | 471.8655 | 1045.8775 | 471.8655
7987 | 1094.3986 | 507.9384 | 1094.3986 | 507.9384
7988 | 1189.878 | 516.1519 | 1189.878 | 516.1519
7989 | 1277.8252 | 532.1903 | 1277.8252 | 532.1903
7990 | 1362.1961 | 540.766 | 1362.1961 | 540.766
7991 | 1482.3602 | 523.7036 | 1482.3602 | 523.7036
7992 | 1485.3282 | 457.5673 | 1485.3282 | 457.5673
7993 | 1427.2638 | 386.6778 | 1427.2638 | 386.6778
7994 | 1412.1626 | 347.743 | 1412.1626 | 347.743
7995 | 1409.3272 | 286.7978 | 1409.3272 | 286.7978
7996 | 1420.7565 | 280.8196 | 1420.7565 | 280.8196
7997 | 1430.1713 | 292.2474 | 1430.1713 | 292.2474
7998 | 1390.9364 | 273.1751 | 1390.9364 | 273.1751
7999 | 1346.1185 | 245.7321 | 1346.1185 | 245.7321
8000 | 1315.6763 | 213.9185 | 1315.6763 | 213.9185
8001 | 1314.9851 | 173.2098 | 1314.9851 | 173.2098
8002 | 1329.6437 | 115.0459 | 1329.6437 | 115.0459
8003 | 1288.0228 | 83.6317 | 1288.0228 | 83.6317
8004 | 1220.0809 | 47.9635 | 1220.0809 | 47.9635
8005 | 1143.0908 | 41.8274 | 1143.0908 | 41.8274
8006 | 1104.6405 | 66.7497 | 1104.6405 | 66.7497
8007 | 1071.5174 | 86.5522 | 1071.5174 | 86.5522
8008 | 1027.8069 | 122.3381 | 1027.8069 | 122.3381
8009 | 1016.4145 | 236.7751 | 1016.4145 | 236.7751
8010 | 1031.6869 | 286.4457 | 1031.6869 | 286.4457
8011 | 1085.1267 | 300.1097 | 1085.1267 | 300.1097
8012 | 1180.7847 | 287.155 | 1180.7847 | 287.155
8013 | 1270.6779 | 279.8533 | 1270.6779 | 279.8533
8014 | 1350.3147 | 272.4422 | 1350.3147 | 272.4422
8015 | 1458.9756 | 260.9657 | 1458.9756 | 260.9657
8016 | 1458.6205 | 241.8886 | 1458.6205 | 241.8886
8017 | 1403.1979 | 217.957 | 1403.1979 | 217.957
8018 | 1394.4315 | 204.6796 | 1394.4315 | 204.6796
8019 | 1388.0161 | 177.6146 | 1388.0161 | 177.6146
8020 | 1402.1675 | 201.98 | 1402.1675 | 201.98
8021 | 1414.5971 | 217.9585 | 1414.5971 | 217.9585
8022 | 1382.2548 | 201.5172 | 1382.2548 | 201.5172
8023 | 1334.4349 | 187.6436 | 1334.4349 | 187.6436
8024 | 1296.8827 | 179.9387 | 1296.8827 | 179.9387
8025 | 1301.7939 | 161.0832 | 1301.7939 | 161.0832
8026 | 1316.7174 | 118.3925 | 1316.7174 | 118.3925
8027 | 1285.556 | 94.8244 | 1285.556 | 94.8244
8028 | 1208.4333 | 80.927 | 1208.4333 | 80.927
8029 | 1148.2012 | 64.9487 | 1148.2012 | 64.9487
8030 | 1109.5138 | 75.9368 | 1109.5138 | 75.9368
8031 | 1074.8365 | 89.9974 | 1074.8365 | 89.9974
8032 | 1029.7445 | 118.901 | 1029.7445 | 118.901
8033 | 1021.2814 | 225.0081 | 1021.2814 | 225.0081
8034 | 1044.1666 | 267.1738 | 1044.1666 | 267.1738
8035 | 1103.6536 | 275.5165 | 1103.6536 | 275.5165
8036 | 1226.5162 | 258.5424 | 1226.5162 | 258.5424
8037 | 1307.9744 | 248.8711 | 1307.9744 | 248.8711
8038 | 1393.3827 | 241.4196 | 1393.3827 | 241.4196
8039 | 1506.9545 | 232.903 | 1506.9545 | 232.903
8040 | 1510.8004 | 217.6593 | 1510.8004 | 217.6593
8041 | 1429.5268 | 197.375 | 1429.5268 | 197.375
8042 | 1401.8575 | 186.5723 | 1401.8575 | 186.5723
8043 | 1407.657 | 158.4883 | 1407.657 | 158.4883
8044 | 1405.131 | 181.1554 | 1405.131 | 181.1554
8045 | 1420.2742 | 195.8562 | 1420.2742 | 195.8562
8046 | 1393.2981 | 178.323 | 1393.2981 | 178.323
8047 | 1328.5378 | 163.7782 | 1328.5378 | 163.7782
8048 | 1301.3209 | 151.2048 | 1301.3209 | 151.2048
8049 | 1304.077 | 123.3805 | 1304.077 | 123.3805
8050 | 1324.3783 | 73.4599 | 1324.3783 | 73.4599
8051 | 1291.9092 | 46.9642 | 1291.9092 | 46.9642
8052 | 1207.5687 | 35.5415 | 1207.5687 | 35.5415
8053 | 1136.1084 | 23.3966 | 1136.1084 | 23.3966
8054 | 1092.9656 | 42.1969 | 1092.9656 | 42.1969
8055 | 1053.93 | 56.5405 | 1053.93 | 56.5405
8056 | 1015.3314 | 88.1453 | 1015.3314 | 88.1453
8057 | 1017.2376 | 201.2802 | 1017.2376 | 201.2802
8058 | 1039.1315 | 252.4389 | 1039.1315 | 252.4389
8059 | 1122.6368 | 266.5882 | 1122.6368 | 266.5882
8060 | 1270.2693 | 253.1644 | 1270.2693 | 253.1644
8061 | 1390.1347 | 246.356 | 1390.1347 | 246.356
8062 | 1459.7273 | 239.3169 | 1459.7273 | 239.3169
8063 | 1577.6489 | 228.5278 | 1577.6489 | 228.5278
8064 | 1569.2369 | 213.0091 | 1569.2369 | 213.0091
8065 | 1460.3062 | 194.1968 | 1460.3062 | 194.1968
8066 | 1438.3839 | 183.6205 | 1438.3839 | 183.6205
8067 | 1459.8372 | 152.6169 | 1459.8372 | 152.6169
8068 | 1455.9982 | 178.0419 | 1455.9982 | 178.0419
8069 | 1475.5933 | 197.9669 | 1475.5933 | 197.9669
8070 | 1452.54 | 185.8522 | 1452.54 | 185.8522
8071 | 1380.9202 | 177.017 | 1380.9202 | 177.017
8072 | 1349.124 | 171.245 | 1349.124 | 171.245
8073 | 1338.9031 | 152.2034 | 1338.9031 | 152.2034
8074 | 1344.6309 | 109.4885 | 1344.6309 | 109.4885
8075 | 1281.259 | 87.3599 | 1281.259 | 87.3599
8076 | 1192.9544 | 79.633 | 1192.9544 | 79.633
8077 | 1127.8527 | 68.1755 | 1127.8527 | 68.1755
8078 | 1092.6898 | 80.4737 | 1092.6898 | 80.4737
8079 | 1060.0601 | 94.3402 | 1060.0601 | 94.3402
8080 | 1023.7236 | 123.349 | 1023.7236 | 123.349
8081 | 1024.3084 | 230.9927 | 1024.3084 | 230.9927
8082 | 1045.4642 | 274.2421 | 1045.4642 | 274.2421
8083 | 1133.1808 | 284.3477 | 1133.1808 | 284.3477
8084 | 1290.6756 | 268.4169 | 1290.6756 | 268.4169
8085 | 1400.8116 | 259.2875 | 1400.8116 | 259.2875
8086 | 1478.798 | 252.3616 | 1478.798 | 252.3616
8087 | 1608.7103 | 248.0181 | 1608.7103 | 248.0181
8088 | 1582.8544 | 240.1256 | 1582.8544 | 240.1256
8089 | 1492.8584 | 227.9124 | 1492.8584 | 227.9124
8090 | 1475.7465 | 221.6304 | 1475.7465 | 221.6304
8091 | 1487.5852 | 195.7704 | 1487.5852 | 195.7704
8092 | 1495.8617 | 218.4618 | 1495.8617 | 218.4618
8093 | 1510.1086 | 231.1973 | 1510.1086 | 231.1973
8094 | 1482.8856 | 210.2918 | 1482.8856 | 210.2918
8095 | 1400.7293 | 192.4394 | 1400.7293 | 192.4394
8096 | 1353.1487 | 177.5126 | 1353.1487 | 177.5126
8097 | 1343.1286 | 149.7611 | 1343.1286 | 149.7611
8098 | 1351.6224 | 101.2476 | 1351.6224 | 101.2476
8099 | 1294.1566 | 76.5554 | 1294.1566 | 76.5554
8100 | 1210.722 | 68.3999 | 1210.722 | 68.3999
8101 | 1143.388 | 58.0988 | 1143.388 | 58.0988
8102 | 1102.0905 | 74.9259 | 1102.0905 | 74.9259
8103 | 1060.4735 | 98.2382 | 1060.4735 | 98.2382
8104 | 1025.4901 | 134.4123 | 1025.4901 | 134.4123
8105 | 1028.2013 | 243.075 | 1028.2013 | 243.075
8106 | 1060.32 | 289.9313 | 1060.32 | 289.9313
8107 | 1145.7035 | 304.2908 | 1145.7035 | 304.2908
8108 | 1296.5862 | 292.4764 | 1296.5862 | 292.4764
8109 | 1396.1332 | 285.3849 | 1396.1332 | 285.3849
8110 | 1476.9476 | 278.5076 | 1476.9476 | 278.5076
8111 | 1586.7361 | 263.2382 | 1586.7361 | 263.2382
8112 | 1571.4539 | 243.0936 | 1571.4539 | 243.0936
8113 | 1481.5768 | 220.3023 | 1481.5768 | 220.3023
8114 | 1453.4324 | 211.1332 | 1453.4324 | 211.1332
8115 | 1470.2945 | 190.3924 | 1470.2945 | 190.3924
8116 | 1474.6093 | 221.4541 | 1474.6093 | 221.4541
8117 | 1483.6586 | 243.1017 | 1483.6586 | 243.1017
8118 | 1461.1002 | 230.1864 | 1461.1002 | 230.1864
8119 | 1384.0899 | 217.3076 | 1384.0899 | 217.3076
8120 | 1334.3285 | 203.1329 | 1334.3285 | 203.1329
8121 | 1329.769 | 176.6511 | 1329.769 | 176.6511
8122 | 1354.3068 | 129.5044 | 1354.3068 | 129.5044
8123 | 1304.6994 | 105.4915 | 1304.6994 | 105.4915
8124 | 1223.7106 | 97.158 | 1223.7106 | 97.158
8125 | 1155.2093 | 86.3556 | 1155.2093 | 86.3556
8126 | 1105.0692 | 101.5571 | 1105.0692 | 101.5571
8127 | 1064.1381 | 122.419 | 1064.1381 | 122.419
8128 | 1022.309 | 158.4556 | 1022.309 | 158.4556
8129 | 1023.5223 | 266.7059 | 1023.5223 | 266.7059
8130 | 1047.58 | 311.8476 | 1047.58 | 311.8476
8131 | 1114.0486 | 323.9832 | 1114.0486 | 323.9832
8132 | 1226.9109 | 308.6104 | 1226.9109 | 308.6104
8133 | 1345.0562 | 298.5671 | 1345.0562 | 298.5671
8134 | 1422.7812 | 288.0829 | 1422.7812 | 288.0829
8135 | 1530.0457 | 273.8244 | 1530.0457 | 273.8244
8136 | 1516.5365 | 260.5701 | 1516.5365 | 260.5701
8137 | 1444.7419 | 244.7338 | 1444.7419 | 244.7338
8138 | 1427.6409 | 239.8347 | 1427.6409 | 239.8347
8139 | 1425.8323 | 217.1449 | 1425.8323 | 217.1449
8140 | 1422.9328 | 240.6289 | 1422.9328 | 240.6289
8141 | 1426.8003 | 254.8929 | 1426.8003 | 254.8929
8142 | 1398.2419 | 236.454 | 1398.2419 | 236.454
8143 | 1340.3005 | 219.5073 | 1340.3005 | 219.5073
8144 | 1306.1994 | 203.3998 | 1306.1994 | 203.3998
8145 | 1290.4598 | 174.233 | 1290.4598 | 174.233
8146 | 1311.6358 | 126.1401 | 1311.6358 | 126.1401
8147 | 1282.1255 | 100.3642 | 1282.1255 | 100.3642
8148 | 1217.6612 | 92.2814 | 1217.6612 | 92.2814
8149 | 1144.0651 | 83.0237 | 1144.0651 | 83.0237
8150 | 1095.8421 | 98.7508 | 1095.8421 | 98.7508
8151 | 1043.682 | 122.2816 | 1043.682 | 122.2816
8152 | 1012.1007 | 159.9356 | 1012.1007 | 159.9356
8153 | 1009.0542 | 266.0023 | 1009.0542 | 266.0023
8154 | 1022.63 | 309.1627 | 1022.63 | 309.1627
8155 | 1069.9699 | 320.9748 | 1069.9699 | 320.9748
8156 | 1163.2436 | 308.3435 | 1163.2436 | 308.3435
8157 | 1258.7194 | 301.1469 | 1258.7194 | 301.1469
8158 | 1350.8485 | 294.0998 | 1350.8485 | 294.0998
8159 | 1449.9565 | 281.6366 | 1449.9565 | 281.6366
8160 | 1462.1603 | 266.9913 | 1462.1603 | 266.9913
8161 | 1394.8502 | 249.0847 | 1394.8502 | 249.0847
8162 | 1385.5 | 242.0911 | 1385.5 | 242.0911
8163 | 1384.2716 | 218.916 | 1384.2716 | 218.916
8164 | 1384.4601 | 243.702 | 1384.4601 | 243.702
8165 | 1380.1422 | 257.2463 | 1380.1422 | 257.2463
8166 | 1350.4495 | 238.3706 | 1350.4495 | 238.3706
8167 | 1306.9305 | 220.9387 | 1306.9305 | 220.9387
8168 | 1269.2035 | 207.4353 | 1269.2035 | 207.4353
8169 | 1258.1151 | 179.4573 | 1258.1151 | 179.4573
8170 | 1280.8672 | 130.7498 | 1280.8672 | 130.7498
8171 | 1263.0358 | 105.8554 | 1263.0358 | 105.8554
8172 | 1199.3989 | 97.9021 | 1199.3989 | 97.9021
8173 | 1132.668 | 87.1805 | 1132.668 | 87.1805
8174 | 1090.0043 | 101.0799 | 1090.0043 | 101.0799
8175 | 1047.2064 | 117.7931 | 1047.2064 | 117.7931
8176 | 1013.6518 | 149.8347 | 1013.6518 | 149.8347
8177 | 1010.1481 | 259.3788 | 1010.1481 | 259.3788
8178 | 1025.5076 | 305.5154 | 1025.5076 | 305.5154
8179 | 1078.4382 | 317.8774 | 1078.4382 | 317.8774
8180 | 1172.1524 | 304.3646 | 1172.1524 | 304.3646
8181 | 1257.0236 | 296.4968 | 1257.0236 | 296.4968
8182 | 1323.6028 | 288.6975 | 1323.6028 | 288.6975
8183 | 1438.7226 | 280.0758 | 1438.7226 | 280.0758
8184 | 1450.6991 | 267.6868 | 1450.6991 | 267.6868
8185 | 1387.0463 | 253.2173 | 1387.0463 | 253.2173
8186 | 1347.6648 | 248.1889 | 1347.6648 | 248.1889
8187 | 1338.8557 | 226.146 | 1338.8557 | 226.146
8188 | 1332.504 | 253.8111 | 1332.504 | 253.8111
8189 | 1332.9584 | 272.4502 | 1332.9584 | 272.4502
8190 | 1301.5754 | 255.1274 | 1301.5754 | 255.1274
8191 | 1265.8625 | 237.5661 | 1265.8625 | 237.5661
8192 | 1249.9201 | 220.0028 | 1249.9201 | 220.0028
8193 | 1257.0559 | 188.1269 | 1257.0559 | 188.1269
8194 | 1269.5352 | 133.9685 | 1269.5352 | 133.9685
8195 | 1231.3126 | 104.3592 | 1231.3126 | 104.3592
8196 | 1164.1234 | 91.9256 | 1164.1234 | 91.9256
8197 | 1098.0902 | 79.255 | 1098.0902 | 79.255
8198 | 1057.4374 | 95.1439 | 1057.4374 | 95.1439
8199 | 1014.4816 | 117.2028 | 1014.4816 | 117.2028
8200 | 980.1774 | 156.5471 | 980.1774 | 156.5471
8201 | 980.1264 | 270.3289 | 980.1264 | 270.3289
8202 | 1005.4409 | 319.0615 | 1005.4409 | 319.0615
8203 | 1072.1297 | 330.8331 | 1072.1297 | 330.8331
8204 | 1190.5452 | 313.0826 | 1190.5452 | 313.0826
8205 | 1286.088 | 301.8343 | 1286.088 | 301.8343
8206 | 1357.9825 | 293.008 | 1357.9825 | 293.008
8207 | 1484.3201 | 279.6472 | 1484.3201 | 279.6472
8208 | 1476.1389 | 261.6699 | 1476.1389 | 261.6699
8209 | 1390.9427 | 241.4666 | 1390.9427 | 241.4666
8210 | 1360.9577 | 231.4564 | 1360.9577 | 231.4564
8211 | 1377.0538 | 206.5021 | 1377.0538 | 206.5021
8212 | 1382.4517 | 231.8057 | 1382.4517 | 231.8057
8213 | 1414.1572 | 248.9892 | 1414.1572 | 248.9892
8214 | 1383.5312 | 231.909 | 1383.5312 | 231.909
8215 | 1320.7943 | 216.0136 | 1320.7943 | 216.0136
8216 | 1285.949 | 200.6582 | 1285.949 | 200.6582
8217 | 1271.9858 | 168.669 | 1271.9858 | 168.669
8218 | 1290.8239 | 117.9396 | 1290.8239 | 117.9396
8219 | 1256.2439 | 90.2713 | 1256.2439 | 90.2713
8220 | 1176.0887 | 77.2877 | 1176.0887 | 77.2877
8221 | 1102.9982 | 63.2261 | 1102.9982 | 63.2261
8222 | 1053.4451 | 79.6892 | 1053.4451 | 79.6892
8223 | 1013.5423 | 101.2548 | 1013.5423 | 101.2548
8224 | 974.9336 | 134.2991 | 974.9336 | 134.2991
8225 | 984.9786 | 241.9024 | 984.9786 | 241.9024
8226 | 1013.7551 | 286.8986 | 1013.7551 | 286.8986
8227 | 1097.5164 | 300.0774 | 1097.5164 | 300.0774
8228 | 1241.0324 | 291.3361 | 1241.0324 | 291.3361
8229 | 1358.0884 | 287.8677 | 1358.0884 | 287.8677
8230 | 1424.5003 | 284.3062 | 1424.5003 | 284.3062
8231 | 1533.3815 | 273.1208 | 1533.3815 | 273.1208
8232 | 1530.776 | 254.9494 | 1530.776 | 254.9494
8233 | 1441.1466 | 229.7886 | 1441.1466 | 229.7886
8234 | 1420.582 | 217.7566 | 1420.582 | 217.7566
8235 | 1423.6888 | 194.9536 | 1423.6888 | 194.9536
8236 | 1419.3457 | 221.7129 | 1419.3457 | 221.7129
8237 | 1431.126 | 237.5539 | 1431.126 | 237.5539
8238 | 1401.0351 | 217.9342 | 1401.0351 | 217.9342
8239 | 1320.5573 | 199.1922 | 1320.5573 | 199.1922
8240 | 1269.2797 | 181.6937 | 1269.2797 | 181.6937
8241 | 1255.8009 | 150.8286 | 1255.8009 | 150.8286
8242 | 1277.0792 | 99.1288 | 1277.0792 | 99.1288
8243 | 1244.5615 | 71.3068 | 1244.5615 | 71.3068
8244 | 1180.0795 | 59.9649 | 1180.0795 | 59.9649
8245 | 1111.4707 | 46.4371 | 1111.4707 | 46.4371
8246 | 1064.9603 | 63.0538 | 1064.9603 | 63.0538
8247 | 1017.6717 | 79.0877 | 1017.6717 | 79.0877
8248 | 979.1022 | 108.145 | 979.1022 | 108.145
8249 | 987.8928 | 217.8833 | 987.8928 | 217.8833
8250 | 1023.7106 | 270.9101 | 1023.7106 | 270.9101
8251 | 1109.4929 | 298.7106 | 1109.4929 | 298.7106
8252 | 1260.9464 | 295.7436 | 1260.9464 | 295.7436
8253 | 1360.716 | 286.7355 | 1360.716 | 286.7355
8254 | 1439.8357 | 277.4482 | 1439.8357 | 277.4482
8255 | 1552.192 | 256.8736 | 1552.192 | 256.8736
8256 | 1552.9926 | 231.5774 | 1552.9926 | 231.5774
8257 | 1446.3198 | 202.2274 | 1446.3198 | 202.2274
8258 | 1434.0045 | 177.6925 | 1434.0045 | 177.6925
8259 | 1445.1218 | 143.1468 | 1445.1218 | 143.1468
8260 | 1436.5127 | 164.6009 | 1436.5127 | 164.6009
8261 | 1449.9917 | 181.8006 | 1449.9917 | 181.8006
8262 | 1425.5079 | 170.3086 | 1425.5079 | 170.3086
8263 | 1345.7019 | 158.5215 | 1345.7019 | 158.5215
8264 | 1304.926 | 146.5628 | 1304.926 | 146.5628
8265 | 1300.0714 | 120.2427 | 1300.0714 | 120.2427
8266 | 1314.5401 | 71.9638 | 1314.5401 | 71.9638
8267 | 1267.9781 | 45.3549 | 1267.9781 | 45.3549
8268 | 1187.2786 | 33.1315 | 1187.2786 | 33.1315
8269 | 1115.1967 | 17.5333 | 1115.1967 | 17.5333
8270 | 1066.5503 | 30.8343 | 1066.5503 | 30.8343
8271 | 1023.6652 | 59.8158 | 1023.6652 | 59.8158
8272 | 991.8107 | 97.7449 | 991.8107 | 97.7449
8273 | 996.368 | 205.9546 | 996.368 | 205.9546
8274 | 1021.2844 | 252.2125 | 1021.2844 | 252.2125
8275 | 1101.0368 | 267.3565 | 1101.0368 | 267.3565
8276 | 1248.3674 | 256.2456 | 1248.3674 | 256.2456
8277 | 1366.614 | 250.3349 | 1366.614 | 250.3349
8278 | 1432.096 | 242.6974 | 1432.096 | 242.6974
8279 | 1556.3899 | 221.7669 | 1556.3899 | 221.7669
8280 | 1568.4868 | 195.7105 | 1568.4868 | 195.7105
8281 | 1464.0414 | 166.7892 | 1464.0414 | 166.7892
8282 | 1442.8992 | 145.4569 | 1442.8992 | 145.4569
8283 | 1437.8323 | 122.5325 | 1437.8323 | 122.5325
8284 | 1448.9576 | 157.5165 | 1448.9576 | 157.5165
8285 | 1463.2618 | 181.8006 | 1463.2618 | 181.8006
8286 | 1422.1086 | 170.3086 | 1422.1086 | 170.3086
8287 | 1346.2656 | 158.5215 | 1346.2656 | 158.5215
8288 | 1297.2709 | 146.5628 | 1297.2709 | 146.5628
8289 | 1280.2754 | 120.2427 | 1280.2754 | 120.2427
8290 | 1306.2506 | 71.9638 | 1306.2506 | 71.9638
8291 | 1279.1599 | 45.3549 | 1279.1599 | 45.3549
8292 | 1201.0877 | 33.1315 | 1201.0877 | 33.1315
8293 | 1129.0428 | 17.5333 | 1129.0428 | 17.5333
8294 | 1075.8792 | 25.4806 | 1075.8792 | 25.4806
8295 | 1033.6758 | 39.1773 | 1033.6758 | 39.1773
8296 | 1000.6409 | 74.0736 | 1000.6409 | 74.0736
8297 | 999.4337 | 183.3994 | 999.4337 | 183.3994
8298 | 1026.2065 | 226.8833 | 1026.2065 | 226.8833
8299 | 1086.6758 | 238.2748 | 1086.6758 | 238.2748
8300 | 1207.9588 | 224.6084 | 1207.9588 | 224.6084
8301 | 1315.9037 | 216.0612 | 1315.9037 | 216.0612
8302 | 1398.0863 | 210.8176 | 1398.0863 | 210.8176
8303 | 1500.186 | 201.5812 | 1500.186 | 201.5812
8304 | 1494.2395 | 181.1535 | 1494.2395 | 181.1535
8305 | 1428.3329 | 160.0687 | 1428.3329 | 160.0687
8306 | 1415.733 | 146.864 | 1415.733 | 146.864
8307 | 1422.1747 | 122.5325 | 1422.1747 | 122.5325
8308 | 1408.6842 | 157.5165 | 1408.6842 | 157.5165
8309 | 1426.7276 | 181.8006 | 1426.7276 | 181.8006
8310 | 1400.8489 | 170.3086 | 1400.8489 | 170.3086
8311 | 1331.1619 | 158.5215 | 1331.1619 | 158.5215
8312 | 1292.9584 | 146.5628 | 1292.9584 | 146.5628
8313 | 1284.4892 | 120.2427 | 1284.4892 | 120.2427
8314 | 1300.7731 | 71.9638 | 1300.7731 | 71.9638
8315 | 1269.3368 | 45.3549 | 1269.3368 | 45.3549
8316 | 1204.0861 | 33.1315 | 1204.0861 | 33.1315
8317 | 1134.5743 | 17.5333 | 1134.5743 | 17.5333
8318 | 1083.9265 | 25.4806 | 1083.9265 | 25.4806
8319 | 1036.1229 | 34.0904 | 1036.1229 | 34.0904
8320 | 1005.6826 | 60.3091 | 1005.6826 | 60.3091
8321 | 1000.621 | 172.1905 | 1000.621 | 172.1905
8322 | 1021.1313 | 219.4997 | 1021.1313 | 219.4997
8323 | 1071.4307 | 231.894 | 1071.4307 | 231.894
8324 | 1155.4104 | 218.8261 | 1155.4104 | 218.8261
8325 | 1232.4704 | 211.314 | 1232.4704 | 211.314
8326 | 1318.8115 | 204.7764 | 1318.8115 | 204.7764
8327 | 1430.6887 | 192.2728 | 1430.6887 | 192.2728
8328 | 1441.239 | 176.2122 | 1441.239 | 176.2122
8329 | 1387.5407 | 157.5535 | 1387.5407 | 157.5535
8330 | 1375.2513 | 145.5054 | 1375.2513 | 145.5054
8331 | 1372.6857 | 122.5325 | 1372.6857 | 122.5325
8332 | 1391.2053 | 157.5165 | 1391.2053 | 157.5165
8333 | 1385.7965 | 181.8006 | 1385.7965 | 181.8006
8334 | 1349.9515 | 170.3086 | 1349.9515 | 170.3086
8335 | 1303.4993 | 158.5215 | 1303.4993 | 158.5215
8336 | 1267.6882 | 146.5628 | 1267.6882 | 146.5628
8337 | 1262.9007 | 120.2427 | 1262.9007 | 120.2427
8338 | 1271.3343 | 71.9638 | 1271.3343 | 71.9638
8339 | 1255.7606 | 45.5409 | 1255.7606 | 45.5409
8340 | 1196.6083 | 38.9866 | 1196.6083 | 38.9866
8341 | 1120.9554 | 29.276 | 1120.9554 | 29.276
8342 | 1079.6334 | 42.4233 | 1079.6334 | 42.4233
8343 | 1034.9658 | 56.4516 | 1034.9658 | 56.4516
8344 | 996.7267 | 85.1045 | 996.7267 | 85.1045
8345 | 997.0553 | 191.6969 | 997.0553 | 191.6969
8346 | 1009.4482 | 235.8278 | 1009.4482 | 235.8278
8347 | 1059.4709 | 245.8364 | 1059.4709 | 245.8364
8348 | 1160.3398 | 230.2129 | 1160.3398 | 230.2129
8349 | 1243.5556 | 220.7195 | 1243.5556 | 220.7195
8350 | 1325.9121 | 212.7423 | 1325.9121 | 212.7423
8351 | 1433.3751 | 201.9694 | 1433.3751 | 201.9694
8352 | 1444.8214 | 186.4992 | 1444.8214 | 186.4992
8353 | 1384.2871 | 169.0212 | 1384.2871 | 169.0212
8354 | 1371.5601 | 161.4857 | 1371.5601 | 161.4857
8355 | 1369.0368 | 138.1327 | 1369.0368 | 138.1327
8356 | 1383.1474 | 165.8787 | 1383.1474 | 165.8787
8357 | 1382.5247 | 183.046 | 1382.5247 | 183.046
8358 | 1357.0888 | 170.3086 | 1357.0888 | 170.3086
8359 | 1301.0184 | 158.5215 | 1301.0184 | 158.5215
8360 | 1273.2776 | 146.5628 | 1273.2776 | 146.5628
8361 | 1269.0603 | 120.2427 | 1269.0603 | 120.2427
8362 | 1272.3797 | 71.9638 | 1272.3797 | 71.9638
8363 | 1250.0116 | 45.3549 | 1250.0116 | 45.3549
8364 | 1201.4469 | 33.1315 | 1201.4469 | 33.1315
8365 | 1124.9151 | 17.5333 | 1124.9151 | 17.5333
8366 | 1081.479 | 32.5245 | 1081.479 | 32.5245
8367 | 1047.0164 | 53.5483 | 1047.0164 | 53.5483
8368 | 997.6641 | 83.8106 | 997.6641 | 83.8106
8369 | 996.777 | 190.2816 | 996.777 | 190.2816
8370 | 1026.3806 | 233.256 | 1026.3806 | 233.256
8371 | 1081.2237 | 242.9573 | 1081.2237 | 242.9573
8372 | 1203.2065 | 227.4551 | 1203.2065 | 227.4551
8373 | 1293.4158 | 218.0264 | 1293.4158 | 218.0264
8374 | 1370.5735 | 209.0869 | 1370.5735 | 209.0869
8375 | 1468.6698 | 196.7855 | 1468.6698 | 196.7855
8376 | 1490.4874 | 176.4629 | 1490.4874 | 176.4629
8377 | 1412.4315 | 148.7789 | 1412.4315 | 148.7789
8378 | 1398.7734 | 137.0947 | 1398.7734 | 137.0947
8379 | 1407.7236 | 122.5325 | 1407.7236 | 122.5325
8380 | 1412.0556 | 157.5165 | 1412.0556 | 157.5165
8381 | 1438.0377 | 181.8006 | 1438.0377 | 181.8006
8382 | 1401.3959 | 170.3086 | 1401.3959 | 170.3086
8383 | 1342.3678 | 158.5215 | 1342.3678 | 158.5215
8384 | 1309.5751 | 146.5628 | 1309.5751 | 146.5628
8385 | 1289.7432 | 120.2427 | 1289.7432 | 120.2427
8386 | 1295.0243 | 71.9638 | 1295.0243 | 71.9638
8387 | 1273.0775 | 45.3549 | 1273.0775 | 45.3549
8388 | 1203.4537 | 33.1315 | 1203.4537 | 33.1315
8389 | 1120.648 | 17.5333 | 1120.648 | 17.5333
8390 | 1075.4022 | 25.4806 | 1075.4022 | 25.4806
8391 | 1034.2742 | 36.0313 | 1034.2742 | 36.0313
8392 | 998.4611 | 76.6615 | 998.4611 | 76.6615
8393 | 1004.9808 | 188.462 | 1004.9808 | 188.462
8394 | 1035.8353 | 235.0514 | 1035.8353 | 235.0514
8395 | 1114.2717 | 247.2516 | 1114.2717 | 247.2516
8396 | 1259.2916 | 233.5448 | 1259.2916 | 233.5448
8397 | 1354.2824 | 227.1003 | 1354.2824 | 227.1003
8398 | 1425.4429 | 220.0613 | 1425.4429 | 220.0613
8399 | 1534.3564 | 201.5731 | 1534.3564 | 201.5731
8400 | 1533.9819 | 179.1964 | 1533.9819 | 179.1964
8401 | 1443.5766 | 151.294 | 1443.5766 | 151.294
8402 | 1424.1393 | 137.0947 | 1424.1393 | 137.0947
8403 | 1440.8654 | 122.5325 | 1440.8654 | 122.5325
8404 | 1440.9894 | 157.5165 | 1440.9894 | 157.5165
8405 | 1450.2262 | 181.8006 | 1450.2262 | 181.8006
8406 | 1423.3748 | 170.3086 | 1423.3748 | 170.3086
8407 | 1356.9059 | 158.5215 | 1356.9059 | 158.5215
8408 | 1298.8103 | 146.5628 | 1298.8103 | 146.5628
8409 | 1288.5292 | 120.2427 | 1288.5292 | 120.2427
8410 | 1294.708 | 71.9638 | 1294.708 | 71.9638
8411 | 1252.4359 | 45.3549 | 1252.4359 | 45.3549
8412 | 1190.56 | 33.1315 | 1190.56 | 33.1315
8413 | 1108.0483 | 17.5333 | 1108.0483 | 17.5333
8414 | 1069.2128 | 25.4806 | 1069.2128 | 25.4806
8415 | 1027.6189 | 34.0904 | 1027.6189 | 34.0904
8416 | 994.7967 | 58.069 | 994.7967 | 58.069
8417 | 1004.5224 | 162.2917 | 1004.5224 | 162.2917
8418 | 1038.0425 | 208.5496 | 1038.0425 | 208.5496
8419 | 1119.8861 | 221.5343 | 1119.8861 | 221.5343
8420 | 1251.9855 | 207.2452 | 1251.9855 | 207.2452
8421 | 1358.5644 | 196.8945 | 1358.5644 | 196.8945
8422 | 1426.1862 | 186.0545 | 1426.1862 | 186.0545
8423 | 1522.1781 | 174.2707 | 1522.1781 | 174.2707
8424 | 1522.2323 | 155.4281 | 1522.2323 | 155.4281
8425 | 1445.8209 | 137.4568 | 1445.8209 | 137.4568
8426 | 1424.6643 | 137.0947 | 1424.6643 | 137.0947
8427 | 1431.5515 | 122.5325 | 1431.5515 | 122.5325
8428 | 1448.2936 | 157.5165 | 1448.2936 | 157.5165
8429 | 1453.9114 | 181.8006 | 1453.9114 | 181.8006
8430 | 1419.9818 | 170.3086 | 1419.9818 | 170.3086
8431 | 1340.897 | 158.5215 | 1340.897 | 158.5215
8432 | 1308.8548 | 146.5628 | 1308.8548 | 146.5628
8433 | 1301.9886 | 120.2427 | 1301.9886 | 120.2427
8434 | 1312.4101 | 71.9638 | 1312.4101 | 71.9638
8435 | 1258.8452 | 45.3549 | 1258.8452 | 45.3549
8436 | 1189.8717 | 33.1315 | 1189.8717 | 33.1315
8437 | 1115.5514 | 17.5333 | 1115.5514 | 17.5333
8438 | 1073.7006 | 25.4806 | 1073.7006 | 25.4806
8439 | 1030.9204 | 34.0904 | 1030.9204 | 34.0904
8440 | 996.5788 | 59.3144 | 996.5788 | 59.3144
8441 | 1006.361 | 172.2714 | 1006.361 | 172.2714
8442 | 1039.7681 | 221.1252 | 1039.7681 | 221.1252
8443 | 1112.1292 | 236.7706 | 1112.1292 | 236.7706
8444 | 1247.3534 | 227.1397 | 1247.3534 | 227.1397
8445 | 1352.0985 | 223.8169 | 1352.0985 | 223.8169
8446 | 1417.4226 | 218.9452 | 1417.4226 | 218.9452
8447 | 1514.952 | 201.6055 | 1514.952 | 201.6055
8448 | 1512.8059 | 178.7355 | 1512.8059 | 178.7355
8449 | 1430.0085 | 148.973 | 1430.0085 | 148.973
8450 | 1414.3242 | 137.0947 | 1414.3242 | 137.0947
8451 | 1431.2571 | 122.5325 | 1431.2571 | 122.5325
8452 | 1427.1409 | 157.5165 | 1427.1409 | 157.5165
8453 | 1426.8042 | 181.8006 | 1426.8042 | 181.8006
8454 | 1401.9109 | 170.3086 | 1401.9109 | 170.3086
8455 | 1330.2808 | 158.5215 | 1330.2808 | 158.5215
8456 | 1286.5338 | 146.5628 | 1286.5338 | 146.5628
8457 | 1287.4852 | 120.2427 | 1287.4852 | 120.2427
8458 | 1303.4263 | 71.9638 | 1303.4263 | 71.9638
8459 | 1262.7314 | 45.3549 | 1262.7314 | 45.3549
8460 | 1189.1697 | 33.1315 | 1189.1697 | 33.1315
8461 | 1104.8328 | 17.5333 | 1104.8328 | 17.5333
8462 | 1060.3446 | 25.4806 | 1060.3446 | 25.4806
8463 | 1025.9542 | 34.0904 | 1025.9542 | 34.0904
8464 | 996.0795 | 58.069 | 996.0795 | 58.069
8465 | 996.103 | 166.2626 | 996.103 | 166.2626
8466 | 1023.3568 | 213.8143 | 1023.3568 | 213.8143
8467 | 1078.072 | 228.4327 | 1078.072 | 228.4327
8468 | 1200.3533 | 215.8985 | 1200.3533 | 215.8985
8469 | 1301.6808 | 207.9498 | 1301.6808 | 207.9498
8470 | 1380.698 | 201.7033 | 1380.698 | 201.7033
8471 | 1487.8693 | 185.8435 | 1487.8693 | 185.8435
8472 | 1491.1711 | 164.2674 | 1491.1711 | 164.2674
8473 | 1425.1736 | 137.4568 | 1425.1736 | 137.4568
8474 | 1417.9164 | 137.0947 | 1417.9164 | 137.0947
8475 | 1425.8549 | 122.5325 | 1425.8549 | 122.5325
8476 | 1413.4784 | 157.5165 | 1413.4784 | 157.5165
8477 | 1408.7284 | 181.8006 | 1408.7284 | 181.8006
8478 | 1398.2337 | 170.3086 | 1398.2337 | 170.3086
8479 | 1344.9035 | 158.5215 | 1344.9035 | 158.5215
8480 | 1292.5076 | 146.5628 | 1292.5076 | 146.5628
8481 | 1277.3774 | 120.2427 | 1277.3774 | 120.2427
8482 | 1288.2455 | 71.9638 | 1288.2455 | 71.9638
8483 | 1254.97 | 45.3549 | 1254.97 | 45.3549
8484 | 1199.3085 | 33.1315 | 1199.3085 | 33.1315
8485 | 1117.5596 | 17.5333 | 1117.5596 | 17.5333
8486 | 1069.695 | 25.4806 | 1069.695 | 25.4806
8487 | 1020.2404 | 34.0904 | 1020.2404 | 34.0904
8488 | 988.5668 | 58.069 | 988.5668 | 58.069
8489 | 984.9723 | 166.7801 | 984.9723 | 166.7801
8490 | 1006.5346 | 215.0921 | 1006.5346 | 215.0921
8491 | 1055.1671 | 227.6644 | 1055.1671 | 227.6644
8492 | 1145.6607 | 212.8173 | 1145.6607 | 212.8173
8493 | 1228.0758 | 203.0974 | 1228.0758 | 203.0974
8494 | 1306.9462 | 194.5865 | 1306.9462 | 194.5865
8495 | 1415.8377 | 183.2637 | 1415.8377 | 183.2637
8496 | 1429.0162 | 167.6074 | 1429.0162 | 167.6074
8497 | 1355.812 | 150.55 | 1355.812 | 150.55
8498 | 1328.386 | 144.9231 | 1328.386 | 144.9231
8499 | 1330.0545 | 124.6513 | 1330.0545 | 124.6513
8500 | 1340.1443 | 157.5165 | 1340.1443 | 157.5165
8501 | 1352.6432 | 181.8006 | 1352.6432 | 181.8006
8502 | 1323.7425 | 170.3086 | 1323.7425 | 170.3086
8503 | 1271.2631 | 158.5215 | 1271.2631 | 158.5215
8504 | 1225.5396 | 146.5628 | 1225.5396 | 146.5628
8505 | 1221.8836 | 120.2427 | 1221.8836 | 120.2427
8506 | 1244.6114 | 71.9638 | 1244.6114 | 71.9638
8507 | 1229.5455 | 45.3549 | 1229.5455 | 45.3549
8508 | 1170.5095 | 33.1315 | 1170.5095 | 33.1315
8509 | 1098.9467 | 17.5333 | 1098.9467 | 17.5333
8510 | 1057.6322 | 25.4806 | 1057.6322 | 25.4806
8511 | 1012.8006 | 40.9888 | 1012.8006 | 40.9888
8512 | 974.4791 | 72.7392 | 974.4791 | 72.7392
8513 | 977.3351 | 183.3913 | 977.3351 | 183.3913
8514 | 997.401 | 230.1263 | 997.401 | 230.1263
8515 | 1045.094 | 241.995 | 1045.094 | 241.995
8516 | 1130.8591 | 226.5494 | 1130.8591 | 226.5494
8517 | 1206.32 | 216.7082 | 1206.32 | 216.7082
8518 | 1283.3395 | 207.89 | 1283.3395 | 207.89
8519 | 1393.0035 | 197.2626 | 1393.0035 | 197.2626
8520 | 1412.7241 | 182.2453 | 1412.7241 | 182.2453
8521 | 1351.191 | 164.4762 | 1351.191 | 164.4762
8522 | 1328.2182 | 156.8275 | 1328.2182 | 156.8275
8523 | 1332.5229 | 133.2238 | 1332.5229 | 133.2238
8524 | 1348.2282 | 161.8836 | 1348.2282 | 161.8836
8525 | 1343.6678 | 181.8006 | 1343.6678 | 181.8006
8526 | 1321.3933 | 170.3086 | 1321.3933 | 170.3086
8527 | 1277.8928 | 158.5215 | 1277.8928 | 158.5215
8528 | 1251.7388 | 146.5628 | 1251.7388 | 146.5628
8529 | 1254.1505 | 120.2427 | 1254.1505 | 120.2427
8530 | 1257.6877 | 71.9638 | 1257.6877 | 71.9638
8531 | 1234.3025 | 45.3549 | 1234.3025 | 45.3549
8532 | 1170.0968 | 33.1315 | 1170.0968 | 33.1315
8533 | 1099.0242 | 17.5333 | 1099.0242 | 17.5333
8534 | 1053.548 | 25.4806 | 1053.548 | 25.4806
8535 | 1015.5596 | 38.4818 | 1015.5596 | 38.4818
8536 | 977.6431 | 71.332 | 977.6431 | 71.332
8537 | 978.7252 | 178.7088 | 978.7252 | 178.7088
8538 | 1000.9351 | 223.5999 | 1000.9351 | 223.5999
8539 | 1050.4692 | 233.8592 | 1050.4692 | 233.8592
8540 | 1154.0327 | 217.7181 | 1154.0327 | 217.7181
8541 | 1246.9744 | 208.8798 | 1246.9744 | 208.8798
8542 | 1322.4426 | 199.8675 | 1322.4426 | 199.8675
8543 | 1434.1481 | 188.2454 | 1434.1481 | 188.2454
8544 | 1435.4986 | 173.6648 | 1435.4986 | 173.6648
8545 | 1374.2914 | 156.6801 | 1374.2914 | 156.6801
8546 | 1360.5334 | 146.4435 | 1360.5334 | 146.4435
8547 | 1353.9277 | 132.1886 | 1353.9277 | 132.1886
8548 | 1355.8919 | 171.0141 | 1355.8919 | 171.0141
8549 | 1369.1379 | 199.6571 | 1369.1379 | 199.6571
8550 | 1342.3234 | 191.4648 | 1342.3234 | 191.4648
8551 | 1291.4539 | 181.9502 | 1291.4539 | 181.9502
8552 | 1249.9324 | 171.1156 | 1249.9324 | 171.1156
8553 | 1246.6897 | 145.677 | 1246.6897 | 145.677
8554 | 1259.5324 | 96.46 | 1259.5324 | 96.46
8555 | 1234.0728 | 70.0047 | 1234.0728 | 70.0047
8556 | 1182.0193 | 59.3098 | 1182.0193 | 59.3098
8557 | 1105.3438 | 45.968 | 1105.3438 | 45.968
8558 | 1060.1463 | 57.0531 | 1060.1463 | 57.0531
8559 | 1014.2735 | 71.4614 | 1014.2735 | 71.4614
8560 | 987.1231 | 106.01 | 987.1231 | 106.01
8561 | 992.2865 | 216.8643 | 992.2865 | 216.8643
8562 | 1007.9106 | 262.9604 | 1007.9106 | 262.9604
8563 | 1063.6391 | 273.9637 | 1063.6391 | 273.9637
8564 | 1147.9376 | 257.5881 | 1147.9376 | 257.5881
8565 | 1244.9556 | 246.4288 | 1244.9556 | 246.4288
8566 | 1316.7319 | 234.4161 | 1316.7319 | 234.4161
8567 | 1420.8349 | 216.9631 | 1420.8349 | 216.9631
8568 | 1418.4526 | 198.4117 | 1418.4526 | 198.4117
8569 | 1362.6744 | 180.0118 | 1362.6744 | 180.0118
8570 | 1348.3044 | 171.061 | 1348.3044 | 171.061
8571 | 1341.029 | 145.2333 | 1341.029 | 145.2333
8572 | 1344.4661 | 168.5232 | 1344.4661 | 168.5232
8573 | 1340.0882 | 184.8333 | 1340.0882 | 184.8333
8574 | 1313.1963 | 170.3086 | 1313.1963 | 170.3086
8575 | 1266.4189 | 158.5215 | 1266.4189 | 158.5215
8576 | 1248.7438 | 146.5628 | 1248.7438 | 146.5628
8577 | 1250.3097 | 120.2427 | 1250.3097 | 120.2427
8578 | 1263.2823 | 71.9638 | 1263.2823 | 71.9638
8579 | 1237.0115 | 45.3549 | 1237.0115 | 45.3549
8580 | 1175.9424 | 33.1315 | 1175.9424 | 33.1315
8581 | 1096.9895 | 17.5333 | 1096.9895 | 17.5333
8582 | 1055.7874 | 30.8424 | 1055.7874 | 30.8424
8583 | 1013.3205 | 53.5725 | 1013.3205 | 53.5725
8584 | 982.4967 | 93.402 | 982.4967 | 93.402
8585 | 986.9215 | 205.6069 | 986.9215 | 205.6069
8586 | 1009.0392 | 251.7272 | 1009.0392 | 251.7272
8587 | 1068.1917 | 264.6392 | 1068.1917 | 264.6392
8588 | 1193.0698 | 252.0807 | 1193.0698 | 252.0807
8589 | 1283.3871 | 244.9488 | 1283.3871 | 244.9488
8590 | 1357.1632 | 238.12 | 1357.1632 | 238.12
8591 | 1463.3254 | 219.2356 | 1463.3254 | 219.2356
8592 | 1482.4732 | 193.3086 | 1482.4732 | 193.3086
8593 | 1390.7477 | 169.0212 | 1390.7477 | 169.0212
8594 | 1376.309 | 156.4231 | 1376.309 | 156.4231
8595 | 1398.4856 | 131.3233 | 1398.4856 | 131.3233
8596 | 1395.8815 | 157.6459 | 1395.8815 | 157.6459
8597 | 1385.3158 | 181.8006 | 1385.3158 | 181.8006
8598 | 1367.6018 | 170.3086 | 1367.6018 | 170.3086
8599 | 1294.6645 | 158.5215 | 1294.6645 | 158.5215
8600 | 1246.751 | 146.5628 | 1246.751 | 146.5628
8601 | 1234.3384 | 120.2427 | 1234.3384 | 120.2427
8602 | 1251.0652 | 71.9638 | 1251.0652 | 71.9638
8603 | 1231.4094 | 45.3549 | 1231.4094 | 45.3549
8604 | 1168.2505 | 33.1315 | 1168.2505 | 33.1315
8605 | 1091.1619 | 17.5333 | 1091.1619 | 17.5333
8606 | 1043.5762 | 29.4757 | 1043.5762 | 29.4757
8607 | 992.7758 | 54.8422 | 992.7758 | 54.8422
8608 | 962.145 | 96.1032 | 962.145 | 96.1032
8609 | 971.7049 | 209.7071 | 971.7049 | 209.7071
8610 | 995.301 | 259.8145 | 995.301 | 259.8145
8611 | 1062.4064 | 275.1687 | 1062.4064 | 275.1687
8612 | 1184.4794 | 262.1897 | 1184.4794 | 262.1897
8613 | 1272.363 | 251.645 | 1272.363 | 251.645
8614 | 1334.9576 | 239.3574 | 1334.9576 | 239.3574
8615 | 1456.6237 | 223.724 | 1456.6237 | 223.724
8616 | 1463.6797 | 199.4873 | 1463.6797 | 199.4873
8617 | 1384.5054 | 179.203 | 1384.5054 | 179.203
8618 | 1360.8033 | 173.3254 | 1360.8033 | 173.3254
8619 | 1372.4211 | 154.1293 | 1372.4211 | 154.1293
8620 | 1372.7433 | 185.5225 | 1372.7433 | 185.5225
8621 | 1369.6269 | 206.9114 | 1369.6269 | 206.9114
8622 | 1361.0713 | 191.6184 | 1361.0713 | 191.6184
8623 | 1289.8433 | 175.6503 | 1289.8433 | 175.6503
8624 | 1253.912 | 160.2787 | 1253.912 | 160.2787
8625 | 1242.8045 | 131.6942 | 1242.8045 | 131.6942
8626 | 1259.3452 | 80.9163 | 1259.3452 | 80.9163
8627 | 1231.0769 | 52.9973 | 1231.0769 | 52.9973
8628 | 1169.3757 | 41.1298 | 1169.3757 | 41.1298
8629 | 1085.4663 | 29.3245 | 1085.4663 | 29.3245
8630 | 1038.2178 | 45.3509 | 1038.2178 | 45.3509
8631 | 989.3186 | 67.5068 | 989.3186 | 67.5068
8632 | 955.0357 | 106.3254 | 955.0357 | 106.3254
8633 | 951.7599 | 216.9775 | 951.7599 | 216.9775
8634 | 980.8034 | 262.2244 | 980.8034 | 262.2244
8635 | 1037.6548 | 270.9149 | 1037.6548 | 270.9149
8636 | 1146.7398 | 253.5688 | 1146.7398 | 253.5688
8637 | 1247.6481 | 242.183 | 1247.6481 | 242.183
8638 | 1327.8016 | 232.8714 | 1327.8016 | 232.8714
8639 | 1439.8732 | 217.7557 | 1439.8732 | 217.7557
8640 | 1459.7054 | 191.9257 | 1459.7054 | 191.9257
8641 | 1385.8732 | 165.1717 | 1385.8732 | 165.1717
8642 | 1360.5636 | 150.6569 | 1360.5636 | 150.6569
8643 | 1359.0616 | 122.5325 | 1359.0616 | 122.5325
8644 | 1357.3717 | 157.5165 | 1357.3717 | 157.5165
8645 | 1370.4813 | 181.8006 | 1370.4813 | 181.8006
8646 | 1345.9459 | 170.3086 | 1345.9459 | 170.3086
8647 | 1290.1981 | 158.5215 | 1290.1981 | 158.5215
8648 | 1250.4341 | 146.5628 | 1250.4341 | 146.5628
8649 | 1232.089 | 120.2427 | 1232.089 | 120.2427
8650 | 1254.0421 | 71.9638 | 1254.0421 | 71.9638
8651 | 1236.4882 | 45.3549 | 1236.4882 | 45.3549
8652 | 1166.2971 | 33.1315 | 1166.2971 | 33.1315
8653 | 1093.8365 | 17.5333 | 1093.8365 | 17.5333
8654 | 1047.9187 | 25.4806 | 1047.9187 | 25.4806
8655 | 999.3422 | 47.1027 | 999.3422 | 47.1027
8656 | 960.2774 | 85.4685 | 960.2774 | 85.4685
8657 | 959.4221 | 195.3604 | 959.4221 | 195.3604
8658 | 980.0135 | 240.8499 | 980.0135 | 240.8499
8659 | 1027.2872 | 252.2657 | 1027.2872 | 252.2657
8660 | 1121.1673 | 237.8068 | 1121.1673 | 237.8068
8661 | 1214.3621 | 230.0521 | 1214.3621 | 230.0521
8662 | 1282.6594 | 221.1611 | 1282.6594 | 221.1611
8663 | 1383.532 | 201.4276 | 1383.532 | 201.4276
8664 | 1403.3667 | 173.3736 | 1403.3667 | 173.3736
8665 | 1357.3544 | 146.6115 | 1357.3544 | 146.6115
8666 | 1327.3394 | 137.0947 | 1327.3394 | 137.0947
8667 | 1315.0813 | 122.5325 | 1315.0813 | 122.5325
8668 | 1314.653 | 157.5165 | 1314.653 | 157.5165
8669 | 1320.8262 | 181.8006 | 1320.8262 | 181.8006
8670 | 1299.3747 | 170.3086 | 1299.3747 | 170.3086
8671 | 1245.9898 | 158.5215 | 1245.9898 | 158.5215
8672 | 1210.1195 | 146.5628 | 1210.1195 | 146.5628
8673 | 1213.5513 | 120.2427 | 1213.5513 | 120.2427
8674 | 1247.2061 | 71.9638 | 1247.2061 | 71.9638
8675 | 1225.5593 | 45.3549 | 1225.5593 | 45.3549
8676 | 1160.0447 | 33.1315 | 1160.0447 | 33.1315
8677 | 1088.2034 | 17.5333 | 1088.2034 | 17.5333
8678 | 1045.6068 | 31.0365 | 1045.6068 | 31.0365
8679 | 1001.3908 | 47.5071 | 1001.3908 | 47.5071
8680 | 957.1358 | 77.0254 | 957.1358 | 77.0254
8681 | 953.6661 | 183.9493 | 953.6661 | 183.9493
8682 | 971.0462 | 229.7057 | 971.0462 | 229.7057
8683 | 1019.7578 | 241.3722 | 1019.7578 | 241.3722
8684 | 1103.8346 | 227.2287 | 1103.8346 | 227.2287
8685 | 1185.2517 | 218.1558 | 1185.2517 | 218.1558
8686 | 1264.2781 | 208.1164 | 1264.2781 | 208.1164
8687 | 1367.4359 | 195.9849 | 1367.4359 | 195.9849
8688 | 1387.1843 | 179.9081 | 1387.1843 | 179.9081
8689 | 1335.4004 | 161.3465 | 1335.4004 | 161.3465
8690 | 1317.5192 | 152.331 | 1317.5192 | 152.331
8691 | 1328.6705 | 123.7536 | 1328.6705 | 123.7536
8692 | 1334.3535 | 157.5165 | 1334.3535 | 157.5165
8693 | 1338.6585 | 181.8006 | 1338.6585 | 181.8006
8694 | 1312.7056 | 170.3086 | 1312.7056 | 170.3086
8695 | 1260.9355 | 158.5215 | 1260.9355 | 158.5215
8696 | 1236.9319 | 146.5628 | 1236.9319 | 146.5628
8697 | 1233.0973 | 120.2427 | 1233.0973 | 120.2427
8698 | 1238.1822 | 71.9638 | 1238.1822 | 71.9638
8699 | 1219.1417 | 45.3549 | 1219.1417 | 45.3549
8700 | 1158.8429 | 33.9806 | 1158.8429 | 33.9806
8701 | 1081.7998 | 25.103 | 1081.7998 | 25.103
8702 | 1035.4898 | 40.9919 | 1035.4898 | 40.9919
8703 | 992.5489 | 57.4139 | 992.5489 | 57.4139
8704 | 953.5869 | 88.9621 | 953.5869 | 88.9621
8705 | 952.0501 | 197.6248 | 952.0501 | 197.6248
8706 | 973.4727 | 242.3137 | 973.4727 | 242.3137
8707 | 1028.1355 | 254.4897 | 1028.1355 | 254.4897
8708 | 1127.8297 | 238.7206 | 1127.8297 | 238.7206
8709 | 1213.5508 | 229.9632 | 1213.5508 | 229.9632
8710 | 1294.5395 | 222.4551 | 1294.5395 | 222.4551
8711 | 1411.6662 | 211.763 | 1411.6662 | 211.763
8712 | 1433.4015 | 194.2467 | 1433.4015 | 194.2467
8713 | 1369.5439 | 168.7139 | 1369.5439 | 168.7139
8714 | 1347.7191 | 149.7754 | 1347.7191 | 149.7754
8715 | 1355.2219 | 122.5325 | 1355.2219 | 122.5325
8716 | 1356.9629 | 157.5165 | 1356.9629 | 157.5165
8717 | 1347.9784 | 184.065 | 1347.9784 | 184.065
8718 | 1334.9699 | 173.1148 | 1334.9699 | 173.1148
8719 | 1293.2724 | 160.7536 | 1293.2724 | 160.7536
8720 | 1260.0139 | 149.6764 | 1260.0139 | 149.6764
8721 | 1258.0045 | 125.0303 | 1258.0045 | 125.0303
8722 | 1260.3879 | 81.8787 | 1260.3879 | 81.8787
8723 | 1233.7585 | 68.8483 | 1233.7585 | 68.8483
8724 | 1169.9413 | 73.0219 | 1169.9413 | 73.0219
8725 | 1112.6117 | 73.3101 | 1112.6117 | 73.3101
8726 | 1066.7501 | 84.4956 | 1066.7501 | 84.4956
8727 | 1021.8763 | 100.5298 | 1021.8763 | 100.5298
8728 | 981.3311 | 129.4972 | 981.3311 | 129.4972
8729 | 977.389 | 231.9891 | 977.389 | 231.9891
8730 | 995.9748 | 271.4169 | 995.9748 | 271.4169
8731 | 1039.8902 | 284.0128 | 1039.8902 | 284.0128
8732 | 1124.4181 | 271.1214 | 1124.4181 | 271.1214
8733 | 1189.7832 | 267.8094 | 1189.7832 | 267.8094
8734 | 1252.6883 | 249.346 | 1252.6883 | 249.346
8735 | 1369.1521 | 245.9349 | 1369.1521 | 245.9349
8736 | 1372.6066 | 230.6561 | 1372.6066 | 230.6561
8737 | 1301.9549 | 213.4787 | 1301.9549 | 213.4787
8738 | 1280.9878 | 209.2132 | 1280.9878 | 209.2132
8739 | 1267.6552 | 198.2401 | 1267.6552 | 198.2401
8740 | 1273.8854 | 220.3442 | 1273.8854 | 220.3442
8741 | 1292.6114 | 242.3499 | 1292.6114 | 242.3499
8742 | 1265.2895 | 222.7569 | 1265.2895 | 222.7569
8743 | 1241.1702 | 205.1857 | 1241.1702 | 205.1857
8744 | 1214.4953 | 188.8866 | 1214.4953 | 188.8866
8745 | 1219.7414 | 174.6143 | 1219.7414 | 174.6143
8746 | 1246.8342 | 126.5431 | 1246.8342 | 126.5431
8747 | 1217.6172 | 103.3144 | 1217.6172 | 103.3144
8748 | 1166.6864 | 93.4728 | 1166.6864 | 93.4728
8749 | 1102.2787 | 83.9577 | 1102.2787 | 83.9577
8750 | 1047.7133 | 87.3256 | 1047.7133 | 87.3256
8751 | 1012.1065 | 96.707 | 1012.1065 | 96.707
8752 | 976.4197 | 121.7577 | 976.4197 | 121.7577
8753 | 975.7077 | 222.3265 | 975.7077 | 222.3265
8754 | 995.9633 | 259.5576 | 995.9633 | 259.5576
8755 | 1051.1983 | 269.5346 | 1051.1983 | 269.5346
8756 | 1162.5526 | 254.6888 | 1162.5526 | 254.6888
8757 | 1266.5956 | 252.9089 | 1266.5956 | 252.9089
8758 | 1356.7261 | 237.0254 | 1356.7261 | 237.0254
8759 | 1487.1387 | 236.8664 | 1487.1387 | 236.8664