## Summary Scalars
Parameter | Value
Total Cost ($) | 4610231.7479
Capital Cost (CAPEX) | 80455.4709
Operating Cost (OPEX) | 4529776.277
Annual Fuel Consumption Genset (L) | 723421.0526
Annual Fuel Consumption Diesel Furnace (L) | 1382881.8839

## Generator Summary
Size | Built | Capacity (kW) | Capital Cost ($) | Operating Cost ($)
100 kW | 5 | 500 | 31928.6058 | 74500
500 kW | 0 | 0 | 0 | 0
1000 kW | 0 | 0 | 0 | 0
2000 kW | 0 | 0 | 0 | 0
Total | 5 | 500 | 31928.6058 | 74500

## Diesel Furnace Summary
Size | Built | Capacity (MW) | Capital Cost ($) | Operating Cost ($)
17.58 kW | 215 | 3779.7 | 48526.8651 | 60475.2
Total | 215 | 3779.7 | 48526.8651 | 60475.2

## Time Series
Time | Electric Load (kW) | Thermal Load (kW) | Diesel Generation (kW) | Thermal Generation (kW)
0 | 323.7729 | 82.4951 | 323.7729 | 82.4951
1 | 307.3674 | 74.8494 | 307.3674 | 74.8494
2 | 305.9262 | 75.885 | 305.9262 | 75.885
3 | 308.0391 | 79.7804 | 308.0391 | 79.7804
4 | 304.7708 | 90.0032 | 304.7708 | 90.0032
5 | 310.7651 | 98.4422 | 310.7651 | 98.4422
6 | 308.0609 | 91.3273 | 308.0609 | 91.3273
7 | 289.6717 | 83.3952 | 289.6717 | 83.3952
8 | 277.1314 | 67.9624 | 277.1314 | 67.9624
9 | 274.0759 | 61.4659 | 274.0759 | 61.4659
10 | 276.9 | 39.3617 | 276.9 | 39.3617
11 | 268.2501 | 26.1845 | 268.2501 | 26.1845
12 | 253.2882 | 25.6277 | 253.2882 | 25.6277
13 | 237.7764 | 19.6946 | 237.7764 | 19.6946
14 | 226.8042 | 22.4543 | 226.8042 | 22.4543
15 | 218.2714 | 30.217 | 218.2714 | 30.217
16 | 209.5293 | 44.9911 | 209.5293 | 44.9911
17 | 208.9733 | 101.798 | 208.9733 | 101.798
18 | 214.897 | 110.3222 | 214.897 | 110.3222
19 | 227.8544 | 111.8502 | 227.8544 | 111.8502
20 | 253.267 | 104.9601 | 253.267 | 104.9601
21 | 276.4909 | 104.432 | 276.4909 | 104.432
22 | 294.993 | 94.733 | 294.993 | 94.733
23 | 321.3529 | 93.379 | 321.3529 | 93.379
24 | 326.2689 | 86.2709 | 326.2689 | 86.2709
25 | 309.9538 | 75.796 | 309.9538 | 75.796
26 | 303.8228 | 72.6281 | 303.8228 | 72.6281
27 | 304.388 | 73.0107 | 304.388 | 73.0107
28 | 304.339 | 82.3009 | 304.339 | 82.3009
29 | 305.6451 | 90.1438 | 305.6451 | 90.1438
30 | 301.8963 | 83.029 | 301.8963 | 83.029
31 | 287.2049 | 75.6088 | 287.2049 | 75.6088
32 | 275.4534 | 60.246 | 275.4534 | 60.246
33 | 271.7173 | 54.6014 | 271.7173 | 54.6014
34 | 274.5254 | 32.5989 | 274.5254 | 32.5989
35 | 268.1786 | 19.7478 | 268.1786 | 19.7478
36 | 250.7946 | 18.7597 | 250.7946 | 18.7597
37 | 235.0474 | 11.9327 | 235.0474 | 11.9327
38 | 227.1921 | 12.8553 | 227.1921 | 12.8553
39 | 219.135 | 19.2753 | 219.135 | 19.2753
40 | 210.8399 | 35.357 | 210.8399 | 35.357
41 | 209.9416 | 95.1158 | 209.9416 | 95.1158
42 | 213.9016 | 106.8479 | 213.9016 | 106.8479
43 | 224.5383 | 110.8265 | 224.5383 | 110.8265
44 | 248.1344 | 106.0329 | 248.1344 | 106.0329
45 | 272.1914 | 105.3785 | 272.1914 | 105.3785
46 | 289.2571 | 93.7689 | 289.2571 | 93.7689
47 | 313.9161 | 89.3437 | 313.9161 | 89.3437
48 | 315.9399 | 82.418 | 315.9399 | 82.418
49 | 303.8651 | 71.5084 | 303.8651 | 71.5084
50 | 299.4667 | 68.2528 | 299.4667 | 68.2528
51 | 301.4591 | 65.8377 | 301.4591 | 65.8377
52 | 300.2283 | 74.311 | 300.2283 | 74.311
53 | 304.4683 | 84.1103 | 304.4683 | 84.1103
54 | 299.7877 | 78.8465 | 299.7877 | 78.8465
55 | 284.2373 | 73.337 | 284.2373 | 73.337
56 | 271.6215 | 59.9235 | 271.6215 | 59.9235
57 | 267.4967 | 54.6014 | 267.4967 | 54.6014
58 | 272.6315 | 32.5989 | 272.6315 | 32.5989
59 | 265.7122 | 19.7478 | 265.7122 | 19.7478
60 | 249.4751 | 18.7597 | 249.4751 | 18.7597
61 | 236.1307 | 12.1465 | 236.1307 | 12.1465
62 | 226.7059 | 17.2692 | 226.7059 | 17.2692
63 | 218.0366 | 26.4973 | 218.0366 | 26.4973
64 | 210.7688 | 41.4852 | 210.7688 | 41.4852
65 | 208.4819 | 96.7846 | 208.4819 | 96.7846
66 | 212.3616 | 106.2239 | 212.3616 | 106.2239
67 | 221.3204 | 111.2963 | 221.3204 | 111.2963
68 | 241.2262 | 107.9085 | 241.2262 | 107.9085
69 | 259.9454 | 108.7617 | 259.9454 | 108.7617
70 | 278.424 | 97.5097 | 278.424 | 97.5097
71 | 299.5327 | 92.6252 | 299.5327 | 92.6252
72 | 306.6139 | 84.9387 | 306.6139 | 84.9387
73 | 295.4947 | 75.7119 | 295.4947 | 75.7119
74 | 290.9201 | 74.963 | 290.9201 | 74.963
75 | 292.485 | 77.0038 | 292.485 | 77.0038
76 | 290.3569 | 86.606 | 290.3569 | 86.606
77 | 291.2503 | 94.6033 | 291.2503 | 94.6033
78 | 282.658 | 88.435 | 282.658 | 88.435
79 | 274.2615 | 82.5784 | 274.2615 | 82.5784
80 | 266.9507 | 68.1552 | 266.9507 | 68.1552
81 | 266.0255 | 60.8734 | 266.0255 | 60.8734
82 | 267.8203 | 36.0557 | 267.8203 | 36.0557
83 | 264.3033 | 21.4061 | 264.3033 | 21.4061
84 | 248.5384 | 18.7597 | 248.5384 | 18.7597
85 | 232.9825 | 11.9327 | 232.9825 | 11.9327
86 | 225.1787 | 12.8553 | 225.1787 | 12.8553
87 | 218.6442 | 19.6855 | 218.6442 | 19.6855
88 | 209.4791 | 34.754 | 209.4791 | 34.754
89 | 207.5611 | 89.2506 | 207.5611 | 89.2506
90 | 210.9839 | 97.8344 | 210.9839 | 97.8344
91 | 221.9298 | 102.1811 | 221.9298 | 102.1811
92 | 239.2063 | 98.1167 | 239.2063 | 98.1167
93 | 260.8892 | 97.4168 | 260.8892 | 97.4168
94 | 276.7291 | 85.1726 | 276.7291 | 85.1726
95 | 296.7646 | 82.6441 | 296.7646 | 82.6441
96 | 304.8827 | 79.8517 | 304.8827 | 79.8517
97 | 290.3454 | 74.9581 | 290.3454 | 74.9581
98 | 286.914 | 77.8623 | 286.914 | 77.8623
99 | 286.396 | 81.7297 | 286.396 | 81.7297
100 | 290.8204 | 91.0234 | 290.8204 | 91.0234
101 | 296.8672 | 98.2599 | 296.8672 | 98.2599
102 | 289.3292 | 90.3527 | 289.3292 | 90.3527
103 | 280.7273 | 82.8273 | 280.7273 | 82.8273
104 | 273.0318 | 67.6959 | 273.0318 | 67.6959
105 | 268.2715 | 60.9014 | 268.2715 | 60.9014
106 | 268.8971 | 38.5238 | 268.8971 | 38.5238
107 | 260.935 | 26.5667 | 260.935 | 26.5667
108 | 247.1805 | 27.2859 | 247.1805 | 27.2859
109 | 234.4622 | 22.2364 | 234.4622 | 22.2364
110 | 225.1899 | 25.578 | 225.1899 | 25.578
111 | 217.0774 | 34.6203 | 217.0774 | 34.6203
112 | 209.5115 | 50.8739 | 209.5115 | 50.8739
113 | 207.4136 | 107.8456 | 207.4136 | 107.8456
114 | 212.9164 | 118.014 | 212.9164 | 118.014
115 | 224.1471 | 123.1074 | 224.1471 | 123.1074
116 | 245.5524 | 119.0992 | 245.5524 | 119.0992
117 | 263.6553 | 119.1881 | 263.6553 | 119.1881
118 | 281.2849 | 107.603 | 281.2849 | 107.603
119 | 304.2203 | 104.6152 | 304.2203 | 104.6152
120 | 306.7868 | 100.1926 | 306.7868 | 100.1926
121 | 291.3443 | 93.2341 | 291.3443 | 93.2341
122 | 289.3744 | 94.9042 | 289.3744 | 94.9042
123 | 292.1393 | 98.4456 | 292.1393 | 98.4456
124 | 291.7388 | 108.4334 | 291.7388 | 108.4334
125 | 293.0161 | 115.6138 | 293.0161 | 115.6138
126 | 287.9592 | 107.4297 | 287.9592 | 107.4297
127 | 276.1455 | 99.2697 | 276.1455 | 99.2697
128 | 268.0891 | 82.6378 | 268.0891 | 82.6378
129 | 265.4879 | 74.5357 | 265.4879 | 74.5357
130 | 267.5474 | 50.1071 | 267.5474 | 50.1071
131 | 261.8775 | 35.3103 | 261.8775 | 35.3103
132 | 247.4784 | 33.0986 | 247.4784 | 33.0986
133 | 233.5192 | 26.1243 | 233.5192 | 26.1243
134 | 224.3693 | 27.664 | 224.3693 | 27.664
135 | 216.2135 | 35.0936 | 216.2135 | 35.0936
136 | 207.4717 | 49.7835 | 207.4717 | 49.7835
137 | 207.8698 | 106.8709 | 207.8698 | 106.8709
138 | 214.0691 | 116.7765 | 214.0691 | 116.7765
139 | 227.1771 | 120.0258 | 227.1771 | 120.0258
140 | 253.6061 | 115.9019 | 253.6061 | 115.9019
141 | 274.6299 | 116.3799 | 274.6299 | 116.3799
142 | 292.3629 | 104.9666 | 292.3629 | 104.9666
143 | 315.3056 | 100.9025 | 315.3056 | 100.9025
144 | 318.8057 | 93.1073 | 318.8057 | 93.1073
145 | 300.9177 | 83.3231 | 300.9177 | 83.3231
146 | 295.9564 | 81.4207 | 295.9564 | 81.4207
147 | 301.1453 | 82.9427 | 301.1453 | 82.9427
148 | 298.8255 | 91.6159 | 298.8255 | 91.6159
149 | 299.0097 | 98.9751 | 299.0097 | 98.9751
150 | 293.0995 | 91.6919 | 293.0995 | 91.6919
151 | 281.0802 | 84.3313 | 281.0802 | 84.3313
152 | 269.4266 | 69.1158 | 269.4266 | 69.1158
153 | 267.6011 | 61.813 | 267.6011 | 61.813
154 | 269.9055 | 37.8296 | 269.9055 | 37.8296
155 | 262.4809 | 23.9829 | 262.4809 | 23.9829
156 | 247.8393 | 23.0053 | 247.8393 | 23.0053
157 | 232.4177 | 17.1494 | 232.4177 | 17.1494
158 | 222.4553 | 19.846 | 222.4553 | 19.846
159 | 212.6504 | 29.1092 | 212.6504 | 29.1092
160 | 204.3287 | 46.2356 | 204.3287 | 46.2356
161 | 204.2629 | 105.6474 | 204.2629 | 105.6474
162 | 211.6353 | 118.2524 | 211.6353 | 118.2524
163 | 223.4174 | 123.2021 | 223.4174 | 123.2021
164 | 248.4105 | 118.7486 | 248.4105 | 118.7486
165 | 270.7924 | 118.9532 | 270.7924 | 118.9532
166 | 285.9525 | 107.1332 | 285.9525 | 107.1332
167 | 307.418 | 101.786 | 307.418 | 101.786
168 | 309.756 | 92.1782 | 309.756 | 92.1782
169 | 294.5398 | 80.9286 | 294.5398 | 80.9286
170 | 290.6067 | 76.6212 | 290.6067 | 76.6212
171 | 294.5228 | 76.79 | 294.5228 | 76.79
172 | 292.52 | 85.5718 | 292.52 | 85.5718
173 | 293.23 | 92.7942 | 293.23 | 92.7942
174 | 287.8306 | 85.0238 | 287.8306 | 85.0238
175 | 274.7319 | 77.2215 | 274.7319 | 77.2215
176 | 264.2391 | 61.9604 | 264.2391 | 61.9604
177 | 261.6624 | 55.0782 | 261.6624 | 55.0782
178 | 266.633 | 32.5989 | 266.633 | 32.5989
179 | 259.4339 | 19.7478 | 259.4339 | 19.7478
180 | 244.7554 | 18.7597 | 244.7554 | 18.7597
181 | 230.8619 | 11.9327 | 230.8619 | 11.9327
182 | 220.3467 | 13.3531 | 220.3467 | 13.3531
183 | 211.7262 | 21.6347 | 211.7262 | 21.6347
184 | 204.1907 | 38.1056 | 204.1907 | 38.1056
185 | 205.1736 | 96.7601 | 205.1736 | 96.7601
186 | 210.8701 | 107.4053 | 210.8701 | 107.4053
187 | 225.0854 | 110.7774 | 225.0854 | 110.7774
188 | 250.9584 | 105.9628 | 250.9584 | 105.9628
189 | 272.7664 | 105.964 | 272.7664 | 105.964
190 | 292.0132 | 94.7435 | 292.0132 | 94.7435
191 | 314.1301 | 90.5708 | 314.1301 | 90.5708
192 | 316.6105 | 82.716 | 316.6105 | 82.716
193 | 303.9211 | 71.6872 | 303.9211 | 71.6872
194 | 294.3177 | 70.8716 | 294.3177 | 70.8716
195 | 298.2385 | 72.0395 | 298.2385 | 72.0395
196 | 300.0361 | 79.2473 | 300.0361 | 79.2473
197 | 303.3629 | 84.6361 | 303.3629 | 84.6361
198 | 297.553 | 78.8465 | 297.553 | 78.8465
199 | 282.9808 | 73.337 | 282.9808 | 73.337
200 | 276.0838 | 59.9235 | 276.0838 | 59.9235
201 | 271.088 | 54.6014 | 271.088 | 54.6014
202 | 272.7805 | 32.5989 | 272.7805 | 32.5989
203 | 261.4043 | 19.7478 | 261.4043 | 19.7478
204 | 247.3253 | 19.2225 | 247.3253 | 19.2225
205 | 232.4294 | 11.9327 | 232.4294 | 11.9327
206 | 223.7585 | 12.8553 | 223.7585 | 12.8553
207 | 216.1924 | 19.0439 | 216.1924 | 19.0439
208 | 209.8513 | 34.9153 | 209.8513 | 34.9153
209 | 208.3968 | 92.4444 | 208.3968 | 92.4444
210 | 212.8399 | 103.6576 | 212.8399 | 103.6576
211 | 225.6138 | 109.4592 | 225.6138 | 109.4592
212 | 246.5856 | 107.4668 | 246.5856 | 107.4668
213 | 266.3685 | 110.2867 | 266.3685 | 110.2867
214 | 283.4047 | 100.4966 | 283.4047 | 100.4966
215 | 309.9152 | 98.1434 | 309.9152 | 98.1434
216 | 314.7868 | 93.9031 | 314.7868 | 93.9031
217 | 302.4315 | 87.2952 | 302.4315 | 87.2952
218 | 300.913 | 89.372 | 300.913 | 89.372
219 | 299.6679 | 93.6986 | 299.6679 | 93.6986
220 | 300.982 | 103.4551 | 300.982 | 103.4551
221 | 301.3337 | 110.3655 | 301.3337 | 110.3655
222 | 297.5502 | 100.5723 | 297.5502 | 100.5723
223 | 285.0794 | 90.5542 | 285.0794 | 90.5542
224 | 273.8405 | 74.0485 | 273.8405 | 74.0485
225 | 270.9012 | 67.6081 | 270.9012 | 67.6081
226 | 273.3531 | 44.645 | 273.3531 | 44.645
227 | 263.5336 | 31.6361 | 263.5336 | 31.6361
228 | 249.4368 | 31.0652 | 249.4368 | 31.0652
229 | 234.8811 | 25.5669 | 234.8811 | 25.5669
230 | 224.6476 | 28.3266 | 224.6476 | 28.3266
231 | 217.4053 | 36.6748 | 217.4053 | 36.6748
232 | 208.6134 | 52.0974 | 208.6134 | 52.0974
233 | 208.6342 | 110.6012 | 208.6342 | 110.6012
234 | 212.1094 | 122.3823 | 212.1094 | 122.3823
235 | 220.498 | 127.4582 | 220.498 | 127.4582
236 | 239.4877 | 124.3895 | 239.4877 | 124.3895
237 | 257.4452 | 126.2033 | 257.4452 | 126.2033
238 | 273.9126 | 116.7287 | 273.9126 | 116.7287
239 | 298.9772 | 112.9311 | 298.9772 | 112.9311
240 | 301.5369 | 105.2621 | 301.5369 | 105.2621
241 | 291.3973 | 95.4954 | 291.3973 | 95.4954
242 | 288.4451 | 94.2135 | 288.4451 | 94.2135
243 | 286.9254 | 96.9205 | 286.9254 | 96.9205
244 | 290.7421 | 106.393 | 290.7421 | 106.393
245 | 293.4622 | 113.9836 | 293.4622 | 113.9836
246 | 287.3627 | 105.9362 | 287.3627 | 105.9362
247 | 276.7105 | 96.2442 | 276.7105 | 96.2442
248 | 267.5805 | 79.3774 | 267.5805 | 79.3774
249 | 264.4958 | 70.9387 | 264.4958 | 70.9387
250 | 267.5755 | 46.3664 | 267.5755 | 46.3664
251 | 258.0998 | 31.5204 | 258.0998 | 31.5204
252 | 245.6713 | 29.3579 | 245.6713 | 29.3579
253 | 232.7412 | 22.2644 | 232.7412 | 22.2644
254 | 223.6955 | 23.9899 | 223.6955 | 23.9899
255 | 217.1634 | 32.0821 | 217.1634 | 32.0821
256 | 208.0898 | 47.9605 | 208.0898 | 47.9605
257 | 208.5023 | 105.0514 | 208.5023 | 105.0514
258 | 210.4923 | 115.8158 | 210.4923 | 115.8158
259 | 219.6667 | 120.7024 | 219.6667 | 120.7024
260 | 235.3031 | 116.2875 | 235.3031 | 116.2875
261 | 252.745 | 115.0582 | 252.745 | 115.0582
262 | 270.3912 | 102.8105 | 270.3912 | 102.8105
263 | 291.0832 | 97.5825 | 291.0832 | 97.5825
264 | 297.3313 | 91.8136 | 297.3313 | 91.8136
265 | 287.8136 | 82.0645 | 287.8136 | 82.0645
266 | 286.1482 | 79.5626 | 286.1482 | 79.5626
267 | 284.8142 | 78.7427 | 284.8142 | 78.7427
268 | 285.2536 | 86.5219 | 285.2536 | 86.5219
269 | 287.3338 | 93.2956 | 287.3338 | 93.2956
270 | 279.9535 | 84.9818 | 279.9535 | 84.9818
271 | 270.8797 | 76.6185 | 270.8797 | 76.6185
272 | 264.2445 | 60.9226 | 264.2445 | 60.9226
273 | 265.163 | 54.6014 | 265.163 | 54.6014
274 | 268.6767 | 32.5989 | 268.6767 | 32.5989
275 | 261.3039 | 19.7478 | 261.3039 | 19.7478
276 | 246.7199 | 18.7597 | 246.7199 | 18.7597
277 | 231.9426 | 11.9327 | 231.9426 | 11.9327
278 | 223.9101 | 12.8553 | 223.9101 | 12.8553
279 | 217.252 | 18.8335 | 217.252 | 18.8335
280 | 210.5155 | 30.8415 | 210.5155 | 30.8415
281 | 207.8298 | 86.8631 | 207.8298 | 86.8631
282 | 211.3778 | 101.9152 | 211.3778 | 101.9152
283 | 220.2381 | 108.5407 | 220.2381 | 108.5407
284 | 239.8076 | 104.4483 | 239.8076 | 104.4483
285 | 258.3318 | 103.7834 | 258.3318 | 103.7834
286 | 273.92 | 91.7215 | 273.92 | 91.7215
287 | 296.5246 | 87.3103 | 296.5246 | 87.3103
288 | 302.4923 | 79.0278 | 302.4923 | 79.0278
289 | 290.5843 | 67.0314 | 290.5843 | 67.0314
290 | 286.5673 | 65.5498 | 286.5673 | 65.5498
291 | 287.3319 | 65.6379 | 287.3319 | 65.6379
292 | 287.9544 | 74.311 | 287.9544 | 74.311
293 | 293.0634 | 84.1103 | 293.0634 | 84.1103
294 | 289.1249 | 78.8465 | 289.1249 | 78.8465
295 | 277.3891 | 73.337 | 277.3891 | 73.337
296 | 270.586 | 59.9235 | 270.586 | 59.9235
297 | 268.5033 | 54.6014 | 268.5033 | 54.6014
298 | 266.921 | 32.5989 | 266.921 | 32.5989
299 | 259.139 | 19.7478 | 259.139 | 19.7478
300 | 244.3453 | 18.7597 | 244.3453 | 18.7597
301 | 229.6991 | 11.9327 | 229.6991 | 11.9327
302 | 221.5338 | 13.0376 | 221.5338 | 13.0376
303 | 214.0369 | 20.0711 | 214.0369 | 20.0711
304 | 204.986 | 34.3929 | 204.986 | 34.3929
305 | 204.7658 | 89.8501 | 204.7658 | 89.8501
306 | 210.7741 | 98.518 | 210.7741 | 98.518
307 | 222.2055 | 100.4983 | 222.2055 | 100.4983
308 | 247.2134 | 94.6635 | 247.2134 | 94.6635
309 | 269.6704 | 93.7041 | 269.6704 | 93.7041
310 | 283.9008 | 82.2172 | 283.9008 | 82.2172
311 | 309.1567 | 79.1487 | 309.1567 | 79.1487
312 | 307.379 | 72.847 | 307.379 | 72.847
313 | 292.9046 | 61.7095 | 292.9046 | 61.7095
314 | 289.3512 | 61.2095 | 289.3512 | 61.2095
315 | 291.0629 | 62.8157 | 291.0629 | 62.8157
316 | 289.8006 | 74.311 | 289.8006 | 74.311
317 | 293.1487 | 84.1103 | 293.1487 | 84.1103
318 | 287.9964 | 78.8465 | 287.9964 | 78.8465
319 | 274.2002 | 73.337 | 274.2002 | 73.337
320 | 264.8707 | 59.9235 | 264.8707 | 59.9235
321 | 262.4482 | 54.6014 | 262.4482 | 54.6014
322 | 266.7672 | 32.5989 | 266.7672 | 32.5989
323 | 258.1493 | 19.7478 | 258.1493 | 19.7478
324 | 239.8126 | 18.7597 | 239.8126 | 18.7597
325 | 224.442 | 11.9327 | 224.442 | 11.9327
326 | 217.3331 | 12.8553 | 217.3331 | 12.8553
327 | 209.1372 | 18.8335 | 209.1372 | 18.8335
328 | 200.5917 | 30.8415 | 200.5917 | 30.8415
329 | 200.4197 | 83.4274 | 200.4197 | 83.4274
330 | 207.6205 | 92.5511 | 207.6205 | 92.5511
331 | 218.2152 | 95.541 | 218.2152 | 95.541
332 | 242.8293 | 90.765 | 242.8293 | 90.765
333 | 265.7425 | 91.4428 | 265.7425 | 91.4428
334 | 283.5244 | 81.5335 | 283.5244 | 81.5335
335 | 303.3995 | 78.7736 | 303.3995 | 78.7736
336 | 307.7264 | 71.7918 | 307.7264 | 71.7918
337 | 292.1121 | 62.0286 | 292.1121 | 62.0286
338 | 289.3915 | 60.5504 | 289.3915 | 60.5504
339 | 289.588 | 62.5527 | 289.588 | 62.5527
340 | 288.9351 | 74.311 | 288.9351 | 74.311
341 | 291.3046 | 84.1103 | 291.3046 | 84.1103
342 | 286.7262 | 78.8465 | 286.7262 | 78.8465
343 | 273.6339 | 73.337 | 273.6339 | 73.337
344 | 264.5772 | 59.9235 | 264.5772 | 59.9235
345 | 263.2712 | 54.6014 | 263.2712 | 54.6014
346 | 267.4708 | 32.5989 | 267.4708 | 32.5989
347 | 256.1032 | 19.7478 | 256.1032 | 19.7478
348 | 239.3814 | 18.7597 | 239.3814 | 18.7597
349 | 225.8377 | 11.9327 | 225.8377 | 11.9327
350 | 216.6468 | 12.8553 | 216.6468 | 12.8553
351 | 209.5346 | 18.8335 | 209.5346 | 18.8335
352 | 202.5029 | 30.8415 | 202.5029 | 30.8415
353 | 202.4097 | 87.2382 | 202.4097 | 87.2382
354 | 208.9594 | 97.3681 | 208.9594 | 97.3681
355 | 220.79 | 100.5649 | 220.79 | 100.5649
356 | 244.0804 | 95.7678 | 244.0804 | 95.7678
357 | 265.9915 | 96.0846 | 265.9915 | 96.0846
358 | 285.5339 | 85.5162 | 285.5339 | 85.5162
359 | 306.058 | 82.5739 | 306.058 | 82.5739
360 | 306.7446 | 76.0268 | 306.7446 | 76.0268
361 | 294.8719 | 67.0244 | 294.8719 | 67.0244
362 | 289.1992 | 66.4578 | 289.1992 | 66.4578
363 | 289.6894 | 66.6651 | 289.6894 | 66.6651
364 | 289.6804 | 74.311 | 289.6804 | 74.311
365 | 294.1271 | 84.1103 | 294.1271 | 84.1103
366 | 288.0761 | 78.8465 | 288.0761 | 78.8465
367 | 275.3993 | 73.337 | 275.3993 | 73.337
368 | 266.1492 | 59.9235 | 266.1492 | 59.9235
369 | 262.9833 | 54.6014 | 262.9833 | 54.6014
370 | 268.1507 | 32.5989 | 268.1507 | 32.5989
371 | 259.2138 | 19.7478 | 259.2138 | 19.7478
372 | 243.394 | 18.7597 | 243.394 | 18.7597
373 | 228.3479 | 11.9327 | 228.3479 | 11.9327
374 | 217.7608 | 12.8553 | 217.7608 | 12.8553
375 | 211.3656 | 18.8335 | 211.3656 | 18.8335
376 | 203.2582 | 30.8415 | 203.2582 | 30.8415
377 | 202.0203 | 85.3941 | 202.0203 | 85.3941
378 | 206.8594 | 95.6678 | 206.8594 | 95.6678
379 | 216.9819 | 98.9627 | 216.9819 | 98.9627
380 | 239.1958 | 94.0955 | 239.1958 | 94.0955
381 | 260.5156 | 93.9951 | 260.5156 | 93.9951
382 | 278.0272 | 83.297 | 278.0272 | 83.297
383 | 300.4958 | 79.31 | 300.4958 | 79.31
384 | 303.4712 | 70.9644 | 303.4712 | 70.9644
385 | 288.873 | 60.4544 | 288.873 | 60.4544
386 | 285.2513 | 58.4925 | 285.2513 | 58.4925
387 | 285.8859 | 62.5527 | 285.8859 | 62.5527
388 | 287.8756 | 74.311 | 287.8756 | 74.311
389 | 285.6346 | 84.1103 | 285.6346 | 84.1103
390 | 282.8778 | 78.8465 | 282.8778 | 78.8465
391 | 272.6537 | 73.337 | 272.6537 | 73.337
392 | 258.6682 | 59.9235 | 258.6682 | 59.9235
393 | 256.1599 | 54.6014 | 256.1599 | 54.6014
394 | 261.9627 | 32.5989 | 261.9627 | 32.5989
395 | 256.005 | 19.7478 | 256.005 | 19.7478
396 | 242.2351 | 18.7597 | 242.2351 | 18.7597
397 | 227.4682 | 11.9327 | 227.4682 | 11.9327
398 | 219.4754 | 12.8553 | 219.4754 | 12.8553
399 | 212.6388 | 18.8335 | 212.6388 | 18.8335
400 | 204.4733 | 30.8415 | 204.4733 | 30.8415
401 | 203.1043 | 83.8691 | 203.1043 | 83.8691
402 | 206.4004 | 94.0165 | 206.4004 | 94.0165
403 | 212.8549 | 97.2413 | 212.8549 | 97.2413
404 | 232.8109 | 93.3032 | 232.8109 | 93.3032
405 | 251.4151 | 93.8794 | 251.4151 | 93.8794
406 | 268.7296 | 82.8307 | 268.7296 | 82.8307
407 | 293.2183 | 78.7596 | 293.2183 | 78.7596
408 | 298.8394 | 70.0669 | 298.8394 | 70.0669
409 | 287.2271 | 57.6322 | 287.2271 | 57.6322
410 | 283.9981 | 57.1708 | 283.9981 | 57.1708
411 | 282.678 | 62.5527 | 282.678 | 62.5527
412 | 284.8574 | 74.311 | 284.8574 | 74.311
413 | 286.5374 | 84.1103 | 286.5374 | 84.1103
414 | 278.8862 | 78.8465 | 278.8862 | 78.8465
415 | 267.7872 | 73.337 | 267.7872 | 73.337
416 | 259.2486 | 59.9235 | 259.2486 | 59.9235
417 | 258.3209 | 54.6014 | 258.3209 | 54.6014
418 | 264.2735 | 32.5989 | 264.2735 | 32.5989
419 | 254.8027 | 19.7478 | 254.8027 | 19.7478
420 | 239.5231 | 18.7597 | 239.5231 | 18.7597
421 | 227.2621 | 11.9327 | 227.2621 | 11.9327
422 | 218.8923 | 12.8553 | 218.8923 | 12.8553
423 | 212.3345 | 18.8335 | 212.3345 | 18.8335
424 | 203.9554 | 30.8415 | 203.9554 | 30.8415
425 | 203.3167 | 83.4274 | 203.3167 | 83.4274
426 | 204.9914 | 90.9524 | 204.9914 | 90.9524
427 | 213.1984 | 93.2096 | 213.1984 | 93.2096
428 | 230.098 | 87.0348 | 230.098 | 87.0348
429 | 246.8046 | 86.752 | 246.8046 | 86.752
430 | 264.0423 | 75.9101 | 264.0423 | 75.9101
431 | 286.9754 | 75.3659 | 286.9754 | 75.3659
432 | 292.0388 | 71.3991 | 292.0388 | 71.3991
433 | 282.2269 | 60.8857 | 282.2269 | 60.8857
434 | 278.3483 | 60.4032 | 278.3483 | 60.4032
435 | 279.9955 | 62.5527 | 279.9955 | 62.5527
436 | 281.861 | 74.311 | 281.861 | 74.311
437 | 282.9537 | 84.1103 | 282.9537 | 84.1103
438 | 279.7847 | 78.8465 | 279.7847 | 78.8465
439 | 270.4969 | 73.337 | 270.4969 | 73.337
440 | 263.0433 | 59.9235 | 263.0433 | 59.9235
441 | 263.259 | 54.6014 | 263.259 | 54.6014
442 | 265.5145 | 32.5989 | 265.5145 | 32.5989
443 | 254.1435 | 19.7478 | 254.1435 | 19.7478
444 | 238.5312 | 18.7597 | 238.5312 | 18.7597
445 | 225.1446 | 11.9327 | 225.1446 | 11.9327
446 | 216.6868 | 12.8553 | 216.6868 | 12.8553
447 | 210.6228 | 18.8335 | 210.6228 | 18.8335
448 | 204.5113 | 30.8415 | 204.5113 | 30.8415
449 | 201.0502 | 83.4274 | 201.0502 | 83.4274
450 | 204.3961 | 92.4389 | 204.3961 | 92.4389
451 | 214.0931 | 95.2079 | 214.0931 | 95.2079
452 | 233.7305 | 90.5862 | 233.7305 | 90.5862
453 | 253.9839 | 91.2255 | 253.9839 | 91.2255
454 | 270.8143 | 81.9858 | 270.8143 | 81.9858
455 | 294.2743 | 81.6309 | 294.2743 | 81.6309
456 | 296.2081 | 79.1681 | 296.2081 | 79.1681
457 | 286.6234 | 73.6575 | 286.6234 | 73.6575
458 | 281.2441 | 75.9691 | 281.2441 | 75.9691
459 | 283.9935 | 80.0925 | 283.9935 | 80.0925
460 | 283.4564 | 90.5045 | 283.4564 | 90.5045
461 | 286.887 | 98.7927 | 286.887 | 98.7927
462 | 283.7347 | 91.2257 | 283.7347 | 91.2257
463 | 274.5462 | 84.1245 | 274.5462 | 84.1245
464 | 264.0923 | 69.3963 | 264.0923 | 69.3963
465 | 264.0708 | 63.0926 | 264.0708 | 63.0926
466 | 265.8364 | 39.2565 | 265.8364 | 39.2565
467 | 255.3838 | 24.8173 | 255.3838 | 24.8173
468 | 243.5482 | 23.3278 | 243.5482 | 23.3278
469 | 229.3391 | 16.5849 | 229.3391 | 16.5849
470 | 221.1335 | 18.5172 | 221.1335 | 18.5172
471 | 215.1641 | 26.1187 | 215.1641 | 26.1187
472 | 209.9925 | 40.2722 | 209.9925 | 40.2722
473 | 207.4882 | 95.8275 | 207.4882 | 95.8275
474 | 212.4336 | 104.0327 | 212.4336 | 104.0327
475 | 225.1946 | 105.0313 | 225.1946 | 105.0313
476 | 251.9023 | 98.7302 | 251.9023 | 98.7302
477 | 275.8717 | 98.1425 | 275.8717 | 98.1425
478 | 292.5824 | 87.6197 | 292.5824 | 87.6197
479 | 317.0055 | 84.6459 | 317.0055 | 84.6459
480 | 319.5595 | 77.2258 | 319.5595 | 77.2258
481 | 302.3815 | 66.1725 | 302.3815 | 66.1725
482 | 301.734 | 65.8688 | 301.734 | 65.8688
483 | 305.4819 | 66.1988 | 305.4819 | 66.1988
484 | 301.7334 | 74.311 | 301.7334 | 74.311
485 | 303.2011 | 84.1103 | 303.2011 | 84.1103
486 | 300.0824 | 78.8465 | 300.0824 | 78.8465
487 | 283.96 | 73.337 | 283.96 | 73.337
488 | 272.8754 | 59.9235 | 272.8754 | 59.9235
489 | 271.2107 | 54.6014 | 271.2107 | 54.6014
490 | 273.1959 | 32.5989 | 273.1959 | 32.5989
491 | 260.7235 | 19.7478 | 260.7235 | 19.7478
492 | 243.2838 | 18.7597 | 243.2838 | 18.7597
493 | 229.3244 | 11.9327 | 229.3244 | 11.9327
494 | 221.4817 | 12.8553 | 221.4817 | 12.8553
495 | 216.364 | 18.8335 | 216.364 | 18.8335
496 | 209.9419 | 30.8415 | 209.9419 | 30.8415
497 | 207.8636 | 86.4284 | 207.8636 | 86.4284
498 | 212.1311 | 97.617 | 212.1311 | 97.617
499 | 223.5663 | 100.8664 | 223.5663 | 100.8664
500 | 248.7163 | 96.2306 | 248.7163 | 96.2306
501 | 271.5455 | 96.074 | 271.5455 | 96.074
502 | 290.9057 | 84.8571 | 290.9057 | 84.8571
503 | 311.4179 | 81.126 | 311.4179 | 81.126
504 | 316.3184 | 71.9846 | 316.3184 | 71.9846
505 | 300.3504 | 59.7393 | 300.3504 | 59.7393
506 | 297.1917 | 57.3741 | 297.1917 | 57.3741
507 | 298.0703 | 62.5527 | 298.0703 | 62.5527
508 | 297.0673 | 74.311 | 297.0673 | 74.311
509 | 296.1482 | 84.1103 | 296.1482 | 84.1103
510 | 293.4857 | 78.8465 | 293.4857 | 78.8465
511 | 280.5102 | 73.337 | 280.5102 | 73.337
512 | 271.7222 | 59.9235 | 271.7222 | 59.9235
513 | 271.6137 | 54.6014 | 271.6137 | 54.6014
514 | 271.5948 | 32.5989 | 271.5948 | 32.5989
515 | 260.1719 | 19.7478 | 260.1719 | 19.7478
516 | 242.801 | 18.7597 | 242.801 | 18.7597
517 | 229.1707 | 11.9327 | 229.1707 | 11.9327
518 | 221.8548 | 12.8553 | 221.8548 | 12.8553
519 | 215.7266 | 18.8335 | 215.7266 | 18.8335
520 | 211.0452 | 30.8415 | 211.0452 | 30.8415
521 | 209.5391 | 83.4274 | 209.5391 | 83.4274
522 | 214.0275 | 88.933 | 214.0275 | 88.933
523 | 226.5205 | 91.8563 | 226.5205 | 91.8563
524 | 251.0014 | 87.7149 | 251.0014 | 87.7149
525 | 273.1834 | 88.2735 | 273.1834 | 88.2735
526 | 292.0201 | 78.1293 | 292.0201 | 78.1293
527 | 313.2491 | 75.692 | 313.2491 | 75.692
528 | 311.0349 | 69.9021 | 311.0349 | 69.9021
529 | 296.1596 | 60.5035 | 296.1596 | 60.5035
530 | 290.8278 | 58.184 | 290.8278 | 58.184
531 | 296.6648 | 62.5527 | 296.6648 | 62.5527
532 | 296.4326 | 74.311 | 296.4326 | 74.311
533 | 296.5895 | 84.1103 | 296.5895 | 84.1103
534 | 287.8743 | 78.8465 | 287.8743 | 78.8465
535 | 276.9421 | 73.337 | 276.9421 | 73.337
536 | 269.0508 | 59.9235 | 269.0508 | 59.9235
537 | 268.7974 | 54.6014 | 268.7974 | 54.6014
538 | 269.5244 | 32.5989 | 269.5244 | 32.5989
539 | 258.5966 | 19.7478 | 258.5966 | 19.7478
540 | 242.3319 | 18.7597 | 242.3319 | 18.7597
541 | 228.1518 | 11.9327 | 228.1518 | 11.9327
542 | 219.8158 | 12.8553 | 219.8158 | 12.8553
543 | 214.9919 | 18.8335 | 214.9919 | 18.8335
544 | 209.1349 | 30.8415 | 209.1349 | 30.8415
545 | 205.487 | 83.4274 | 205.487 | 83.4274
546 | 209.2072 | 90.5317 | 209.2072 | 90.5317
547 | 220.0587 | 94.03 | 220.0587 | 94.03
548 | 242.9479 | 89.282 | 242.9479 | 89.282
549 | 263.2648 | 88.873 | 263.2648 | 88.873
550 | 284.7789 | 78.2731 | 284.7789 | 78.2731
551 | 303.0682 | 76.9155 | 303.0682 | 76.9155
552 | 305.7114 | 72.3141 | 305.7114 | 72.3141
553 | 292.4889 | 63.9287 | 292.4889 | 63.9287
554 | 289.3022 | 62.6049 | 289.3022 | 62.6049
555 | 291.6706 | 63.8814 | 291.6706 | 63.8814
556 | 290.3061 | 74.311 | 290.3061 | 74.311
557 | 291.5949 | 84.1103 | 291.5949 | 84.1103
558 | 284.5895 | 78.8465 | 284.5895 | 78.8465
559 | 276.4045 | 73.337 | 276.4045 | 73.337
560 | 265.228 | 59.9235 | 265.228 | 59.9235
561 | 265.0109 | 54.6014 | 265.0109 | 54.6014
562 | 267.0791 | 32.5989 | 267.0791 | 32.5989
563 | 258.3052 | 19.7478 | 258.3052 | 19.7478
564 | 242.958 | 18.7597 | 242.958 | 18.7597
565 | 229.6624 | 11.9327 | 229.6624 | 11.9327
566 | 222.2562 | 12.8553 | 222.2562 | 12.8553
567 | 216.4911 | 21.505 | 216.4911 | 21.505
568 | 209.2372 | 36.8084 | 209.2372 | 36.8084
569 | 207.0156 | 92.5706 | 207.0156 | 92.5706
570 | 209.2572 | 101.2876 | 209.2572 | 101.2876
571 | 217.3692 | 104.6737 | 217.3692 | 104.6737
572 | 236.8788 | 100.7987 | 236.8788 | 100.7987
573 | 253.45 | 101.6098 | 253.45 | 101.6098
574 | 269.7856 | 91.5953 | 269.7856 | 91.5953
575 | 291.4983 | 90.3324 | 291.4983 | 90.3324
576 | 295.5126 | 86.3655 | 295.5126 | 86.3655
577 | 284.1731 | 78.5691 | 284.1731 | 78.5691
578 | 279.7006 | 78.5529 | 279.7006 | 78.5529
579 | 282.2572 | 80.436 | 282.2572 | 80.436
580 | 283.9494 | 88.7516 | 283.9494 | 88.7516
581 | 283.6855 | 95.7988 | 283.6855 | 95.7988
582 | 276.3822 | 88.4175 | 276.3822 | 88.4175
583 | 264.8418 | 81.1796 | 264.8418 | 81.1796
584 | 257.132 | 67.0649 | 257.132 | 67.0649
585 | 260.7057 | 60.8769 | 260.7057 | 60.8769
586 | 264.9977 | 37.9769 | 264.9977 | 37.9769
587 | 253.2119 | 24.365 | 253.2119 | 24.365
588 | 238.2072 | 23.4891 | 238.2072 | 23.4891
589 | 225.8385 | 17.7874 | 225.8385 | 17.7874
590 | 219.1158 | 20.6803 | 219.1158 | 20.6803
591 | 213.388 | 29.9506 | 213.388 | 29.9506
592 | 205.7705 | 47.2628 | 205.7705 | 47.2628
593 | 203.4455 | 105.6439 | 203.4455 | 105.6439
594 | 206.319 | 115.6967 | 206.319 | 115.6967
595 | 215.7334 | 119.1353 | 215.7334 | 119.1353
596 | 231.7047 | 114.9904 | 231.7047 | 114.9904
597 | 247.5143 | 115.833 | 247.5143 | 115.833
598 | 265.9596 | 105.7905 | 265.9596 | 105.7905
599 | 286.4893 | 104.0332 | 286.4893 | 104.0332
600 | 287.2988 | 98.2644 | 287.2988 | 98.2644
601 | 278.3298 | 87.9858 | 278.3298 | 87.9858
602 | 273.2345 | 84.1623 | 273.2345 | 84.1623
603 | 276.72 | 82.8305 | 276.72 | 82.8305
604 | 278.7453 | 89.6491 | 278.7453 | 89.6491
605 | 279.8101 | 95.8829 | 279.8101 | 95.8829
606 | 273.451 | 87.8636 | 273.451 | 87.8636
607 | 263.8389 | 80.0542 | 263.8389 | 80.0542
608 | 257.7484 | 64.9368 | 257.7484 | 64.9368
609 | 259.1101 | 58.0757 | 259.1101 | 58.0757
610 | 261.4673 | 34.6428 | 261.4673 | 34.6428
611 | 252.137 | 20.9819 | 252.137 | 20.9819
612 | 237.6511 | 20.113 | 237.6511 | 20.113
613 | 223.5271 | 14.2641 | 223.5271 | 14.2641
614 | 215.9529 | 17.1394 | 215.9529 | 17.1394
615 | 210.9822 | 26.8444 | 210.9822 | 26.8444
616 | 204.8761 | 44.9209 | 204.8761 | 44.9209
617 | 201.8348 | 103.8208 | 201.8348 | 103.8208
618 | 205.4514 | 113.495 | 205.4514 | 113.495
619 | 215.8961 | 116.5971 | 215.8961 | 116.5971
620 | 235.8301 | 112.3119 | 235.8301 | 112.3119
621 | 254.7707 | 112.6917 | 254.7707 | 112.6917
622 | 271.9298 | 102.5616 | 271.9298 | 102.5616
623 | 292.2045 | 101.1479 | 292.2045 | 101.1479
624 | 294.5028 | 95.7787 | 294.5028 | 95.7787
625 | 281.1468 | 85.8157 | 281.1468 | 85.8157
626 | 278.5458 | 82.2867 | 278.5458 | 82.2867
627 | 280.4838 | 80.7481 | 280.4838 | 80.7481
628 | 280.8327 | 86.9075 | 280.8327 | 86.9075
629 | 284.7094 | 92.2228 | 284.7094 | 92.2228
630 | 279.6823 | 83.2323 | 279.6823 | 83.2323
631 | 267.5515 | 74.841 | 267.5515 | 74.841
632 | 261.9614 | 60.2039 | 261.9614 | 60.2039
633 | 263.4383 | 54.6014 | 263.4383 | 54.6014
634 | 267.299 | 32.5989 | 267.299 | 32.5989
635 | 255.1501 | 19.7478 | 255.1501 | 19.7478
636 | 236.5456 | 18.7597 | 236.5456 | 18.7597
637 | 223.7098 | 11.9327 | 223.7098 | 11.9327
638 | 216.2044 | 12.992 | 216.2044 | 12.992
639 | 211.8614 | 21.7434 | 211.8614 | 21.7434
640 | 206.3737 | 38.3685 | 206.3737 | 38.3685
641 | 203.9145 | 95.54 | 203.9145 | 95.54
642 | 207.567 | 104.0467 | 207.567 | 104.0467
643 | 220.5218 | 106.7246 | 220.5218 | 106.7246
644 | 245.9177 | 102.3588 | 245.9177 | 102.3588
645 | 271.4731 | 101.5607 | 271.4731 | 101.5607
646 | 290.0798 | 88.2998 | 290.0798 | 88.2998
647 | 315.553 | 84.5372 | 315.553 | 84.5372
648 | 315.7671 | 79.6939 | 315.7671 | 79.6939
649 | 302.7744 | 70.9404 | 302.7744 | 70.9404
650 | 298.0655 | 69.9356 | 298.0655 | 69.9356
651 | 299.3391 | 72.4322 | 299.3391 | 72.4322
652 | 299.5523 | 81.2631 | 299.5523 | 81.2631
653 | 299.1277 | 89.1482 | 299.1277 | 89.1482
654 | 292.7708 | 82.1946 | 292.7708 | 82.1946
655 | 279.8229 | 75.7665 | 279.8229 | 75.7665
656 | 273.6987 | 62.4512 | 273.6987 | 62.4512
657 | 275.1579 | 58.0968 | 275.1579 | 58.0968
658 | 273.4187 | 35.6595 | 273.4187 | 35.6595
659 | 257.9517 | 22.8715 | 257.9517 | 22.8715
660 | 232.3317 | 23.1666 | 232.3317 | 23.1666
661 | 218.8337 | 18.6814 | 218.8337 | 18.6814
662 | 210.4944 | 23.2151 | 210.4944 | 23.2151
663 | 206.5858 | 34.3224 | 206.5858 | 34.3224
664 | 202.337 | 52.6303 | 202.337 | 52.6303
665 | 198.2477 | 110.8956 | 198.2477 | 110.8956
666 | 202.034 | 120.426 | 202.034 | 120.426
667 | 214.3058 | 123.9699 | 214.3058 | 123.9699
668 | 237.916 | 119.7688 | 237.916 | 119.7688
669 | 262.3141 | 120.1311 | 262.3141 | 120.1311
670 | 280.9265 | 109.9729 | 280.9265 | 109.9729
671 | 301.4918 | 108.5207 | 301.4918 | 108.5207
672 | 302.0973 | 101.0095 | 302.0973 | 101.0095
673 | 287.7646 | 89.6722 | 287.7646 | 89.6722
674 | 285.7837 | 87.3316 | 285.7837 | 87.3316
675 | 286.8915 | 87.2689 | 286.8915 | 87.2689
676 | 287.1493 | 94.5327 | 287.1493 | 94.5327
677 | 287.1772 | 100.0058 | 287.1772 | 100.0058
678 | 281.3057 | 90.6823 | 281.3057 | 90.6823
679 | 268.7975 | 81.737 | 268.7975 | 81.737
680 | 259.9407 | 66.1499 | 259.9407 | 66.1499
681 | 262.8342 | 59.3624 | 262.8342 | 59.3624
682 | 263.6437 | 36.7113 | 263.6437 | 36.7113
683 | 250.9804 | 24.4001 | 250.9804 | 24.4001
684 | 233.6416 | 23.7065 | 233.6416 | 23.7065
685 | 220.5469 | 17.7769 | 220.5469 | 17.7769
686 | 212.0254 | 20.3157 | 212.0254 | 20.3157
687 | 208.2993 | 29.0285 | 208.2993 | 29.0285
688 | 201.458 | 46.2321 | 201.458 | 46.2321
689 | 197.6315 | 102.8848 | 197.6315 | 102.8848
690 | 203.8544 | 110.1609 | 203.8544 | 110.1609
691 | 215.8778 | 111.3453 | 215.8778 | 111.3453
692 | 238.3222 | 105.7244 | 238.3222 | 105.7244
693 | 260.1335 | 105.7396 | 260.1335 | 105.7396
694 | 275.044 | 95.7217 | 275.044 | 95.7217
695 | 295.103 | 94.9671 | 295.103 | 94.9671
696 | 296.5174 | 90.0397 | 296.5174 | 90.0397
697 | 282.8741 | 77.5384 | 282.8741 | 77.5384
698 | 279.6724 | 74.9945 | 279.6724 | 74.9945
699 | 281.6738 | 74.4831 | 281.6738 | 74.4831
700 | 280.1815 | 81.0002 | 280.1815 | 81.0002
701 | 280.129 | 86.7397 | 280.129 | 86.7397
702 | 276.546 | 78.9342 | 276.546 | 78.9342
703 | 263.157 | 73.337 | 263.157 | 73.337
704 | 253.7487 | 59.9235 | 253.7487 | 59.9235
705 | 257.2481 | 54.6014 | 257.2481 | 54.6014
706 | 259.2107 | 32.5989 | 259.2107 | 32.5989
707 | 247.1142 | 19.7478 | 247.1142 | 19.7478
708 | 236.7277 | 15.0254 | 236.7277 | 15.0254
709 | 223.1566 | 10.2362 | 223.1566 | 10.2362
710 | 215.3459 | 11.9356 | 215.3459 | 11.9356
711 | 209.9606 | 14.9125 | 209.9606 | 14.9125
712 | 205.4535 | 39.1052 | 205.4535 | 39.1052
713 | 201.606 | 96.4784 | 201.606 | 96.4784
714 | 207.1388 | 110.1793 | 207.1388 | 110.1793
715 | 218.4798 | 114.3231 | 218.4798 | 114.3231
716 | 240.3688 | 111.0267 | 240.3688 | 111.0267
717 | 260.1921 | 108.2505 | 260.1921 | 108.2505
718 | 278.8485 | 100.9372 | 278.8485 | 100.9372
719 | 297.0197 | 101.0166 | 297.0197 | 101.0166
720 | 302.0832 | 89.6124 | 302.0832 | 89.6124
721 | 288.5985 | 76.5998 | 288.5985 | 76.5998
722 | 287.3184 | 71.7807 | 287.3184 | 71.7807
723 | 287.747 | 72.3349 | 287.747 | 72.3349
724 | 287.7841 | 72.7692 | 287.7841 | 72.7692
725 | 292.3038 | 78.934 | 292.3038 | 78.934
726 | 288.905 | 74.257 | 288.905 | 74.257
727 | 271.7745 | 68.4464 | 271.7745 | 68.4464
728 | 261.0769 | 58.89 | 261.0769 | 58.89
729 | 265.5994 | 49.8222 | 265.5994 | 49.8222
730 | 266.0097 | 32.0392 | 266.0097 | 32.0392
731 | 252.7408 | 16.2389 | 252.7408 | 16.2389
732 | 236.9739 | 15.0254 | 236.9739 | 15.0254
733 | 222.4157 | 10.2362 | 222.4157 | 10.2362
734 | 214.7568 | 13.2683 | 214.7568 | 13.2683
735 | 212.6427 | 23.3005 | 212.6427 | 23.3005
736 | 206.3967 | 44.0063 | 206.3967 | 44.0063
737 | 203.1784 | 93.9381 | 203.1784 | 93.9381
738 | 205.4339 | 105.1639 | 205.4339 | 105.1639
739 | 214.056 | 108.5625 | 214.056 | 108.5625
740 | 232.1792 | 104.7384 | 232.1792 | 104.7384
741 | 253.7893 | 101.7174 | 253.7893 | 101.7174
742 | 274.0534 | 94.2192 | 274.0534 | 94.2192
743 | 291.9393 | 94.2931 | 291.9393 | 94.2931
744 | 298.8456 | 86.3214 | 298.8456 | 86.3214
745 | 284.7421 | 81.0223 | 284.7421 | 81.0223
746 | 281.4729 | 82.1325 | 281.4729 | 82.1325
747 | 280.37 | 85.3086 | 280.37 | 85.3086
748 | 281.2083 | 90.0239 | 281.2083 | 90.0239
749 | 285.3499 | 93.4145 | 285.3499 | 93.4145
750 | 278.582 | 84.5653 | 278.582 | 84.5653
751 | 267.0994 | 76.4537 | 267.0994 | 76.4537
752 | 262.4428 | 65.1456 | 262.4428 | 65.1456
753 | 265.4068 | 53.7333 | 265.4068 | 53.7333
754 | 263.5854 | 33.6711 | 263.5854 | 33.6711
755 | 250.9992 | 16.6306 | 250.9992 | 16.6306
756 | 235.6122 | 15.6455 | 235.6122 | 15.6455
757 | 222.5044 | 12.646 | 222.5044 | 12.646
758 | 213.9044 | 17.5929 | 213.9044 | 17.5929
759 | 211.3506 | 27.7774 | 211.3506 | 27.7774
760 | 207.5599 | 54.6246 | 207.5599 | 54.6246
761 | 202.28 | 109.6534 | 202.28 | 109.6534
762 | 204.6939 | 120.988 | 204.6939 | 120.988
763 | 214.2566 | 125.0448 | 214.2566 | 125.0448
764 | 231.502 | 121.0738 | 231.502 | 121.0738
765 | 248.4014 | 116.7365 | 248.4014 | 116.7365
766 | 264.852 | 108.1449 | 264.852 | 108.1449
767 | 284.5121 | 106.5759 | 284.5121 | 106.5759
768 | 288.644 | 96.7439 | 288.644 | 96.7439
769 | 280.1198 | 85.918 | 280.1198 | 85.918
770 | 275.1437 | 84.1288 | 275.1437 | 84.1288
771 | 274.8027 | 88.3875 | 274.8027 | 88.3875
772 | 276.1111 | 94.3702 | 276.1111 | 94.3702
773 | 281.4581 | 97.9131 | 281.4581 | 97.9131
774 | 278.2142 | 87.9107 | 278.2142 | 87.9107
775 | 268.0918 | 78.8744 | 268.0918 | 78.8744
776 | 263.8595 | 68.0178 | 263.8595 | 68.0178
777 | 269.9309 | 59.8693 | 269.9309 | 59.8693
778 | 266.4941 | 40.9223 | 266.4941 | 40.9223
779 | 252.2909 | 21.1945 | 252.2909 | 21.1945
780 | 235.9401 | 15.0254 | 235.9401 | 15.0254
781 | 223.3676 | 10.2362 | 223.3676 | 10.2362
782 | 215.9304 | 11.9356 | 215.9304 | 11.9356
783 | 212.8121 | 14.9125 | 212.8121 | 14.9125
784 | 207.6048 | 30.777 | 207.6048 | 30.777
785 | 203.7918 | 79.0006 | 203.7918 | 79.0006
786 | 205.8017 | 90.9445 | 205.8017 | 90.9445
787 | 215.3273 | 93.9732 | 215.3273 | 93.9732
788 | 236.1478 | 89.1536 | 236.1478 | 89.1536
789 | 255.6489 | 85.3548 | 255.6489 | 85.3548
790 | 271.3902 | 77.6825 | 271.3902 | 77.6825
791 | 291.9645 | 77.8924 | 291.9645 | 77.8924
792 | 298.4439 | 71.6179 | 298.4439 | 71.6179
793 | 283.9886 | 68.1955 | 283.9886 | 68.1955
794 | 282.2304 | 72.9394 | 282.2304 | 72.9394
795 | 282.6784 | 80.7665 | 282.6784 | 80.7665
796 | 283.4311 | 88.3539 | 283.4311 | 88.3539
797 | 288.4746 | 92.9738 | 288.4746 | 92.9738
798 | 282.9989 | 83.6351 | 282.9989 | 83.6351
799 | 269.737 | 73.4782 | 269.737 | 73.4782
800 | 264.1089 | 59.8854 | 264.1089 | 59.8854
801 | 269.3041 | 49.8222 | 269.3041 | 49.8222
802 | 265.699 | 33.41 | 265.699 | 33.41
803 | 252.3643 | 20.3785 | 252.3643 | 20.3785
804 | 234.1475 | 22.3799 | 234.1475 | 22.3799
805 | 222.5284 | 23.1174 | 222.5284 | 23.1174
806 | 214.8661 | 31.8068 | 214.8661 | 31.8068
807 | 211.8056 | 42.0566 | 211.8056 | 42.0566
808 | 208.0712 | 65.4007 | 208.0712 | 65.4007
809 | 205.2255 | 119.1565 | 205.2255 | 119.1565
810 | 207.4372 | 133.6245 | 207.4372 | 133.6245
811 | 220.7133 | 140.3848 | 220.7133 | 140.3848
812 | 246.6962 | 137.6541 | 246.6962 | 137.6541
813 | 268.2992 | 135.2641 | 268.2992 | 135.2641
814 | 288.228 | 128.1738 | 288.228 | 128.1738
815 | 310.642 | 128.5524 | 310.642 | 128.5524
816 | 313.5138 | 121.8155 | 313.5138 | 121.8155
817 | 295.1839 | 116.3586 | 295.1839 | 116.3586
818 | 291.7113 | 117.8713 | 291.7113 | 117.8713
819 | 295.3371 | 122.3476 | 295.3371 | 122.3476
820 | 295.5579 | 126.3992 | 295.5579 | 126.3992
821 | 296.7037 | 126.8741 | 296.7037 | 126.8741
822 | 293.2802 | 113.82 | 293.2802 | 113.82
823 | 273.116 | 101.5144 | 273.116 | 101.5144
824 | 267.2832 | 87.2689 | 267.2832 | 87.2689
825 | 274.6492 | 74.8883 | 274.6492 | 74.8883
826 | 269.9678 | 54.9567 | 269.9678 | 54.9567
827 | 255.1192 | 38.2153 | 255.1192 | 38.2153
828 | 234.6072 | 38.0517 | 234.6072 | 38.0517
829 | 222.2643 | 36.9342 | 222.2643 | 36.9342
830 | 215.6668 | 43.3445 | 215.6668 | 43.3445
831 | 212.6699 | 51.5598 | 212.6699 | 51.5598
832 | 209.1595 | 77.1885 | 209.1595 | 77.1885
833 | 205.3292 | 132.0323 | 205.3292 | 132.0323
834 | 208.5204 | 142.8829 | 208.5204 | 142.8829
835 | 221.3616 | 146.5371 | 221.3616 | 146.5371
836 | 247.8524 | 144.6114 | 247.8524 | 144.6114
837 | 271.5552 | 144.7401 | 271.5552 | 144.7401
838 | 290.6356 | 138.9717 | 290.6356 | 138.9717
839 | 308.1883 | 138.3547 | 308.1883 | 138.3547
840 | 309.7094 | 125.2642 | 309.7094 | 125.2642
841 | 294.0717 | 111.8926 | 294.0717 | 111.8926
842 | 290.8347 | 107.7154 | 290.8347 | 107.7154
843 | 292.0615 | 104.7121 | 292.0615 | 104.7121
844 | 290.7858 | 108.1817 | 290.7858 | 108.1817
845 | 291.9949 | 115.5432 | 291.9949 | 115.5432
846 | 287.9877 | 108.4075 | 287.9877 | 108.4075
847 | 275.0764 | 99.1155 | 275.0764 | 99.1155
848 | 265.3199 | 88.4384 | 265.3199 | 88.4384
849 | 273.0613 | 81.1657 | 273.0613 | 81.1657
850 | 270.5758 | 66.2713 | 270.5758 | 66.2713
851 | 254.7543 | 53.8273 | 254.7543 | 53.8273
852 | 235.9836 | 57.553 | 235.9836 | 57.553
853 | 222.9103 | 57.937 | 222.9103 | 57.937
854 | 215.008 | 63.7488 | 215.008 | 63.7488
855 | 212.1419 | 69.2497 | 212.1419 | 69.2497
856 | 208.2837 | 87.3009 | 208.2837 | 87.3009
857 | 205.3918 | 137.3904 | 205.3918 | 137.3904
858 | 208.5627 | 147.6372 | 208.5627 | 147.6372
859 | 220.6004 | 147.5706 | 220.6004 | 147.5706
860 | 247.5224 | 141.5761 | 247.5224 | 141.5761
861 | 263.8028 | 138.7999 | 263.8028 | 138.7999
862 | 283.1358 | 133.8747 | 283.1358 | 133.8747
863 | 299.0762 | 137.6149 | 299.0762 | 137.6149
864 | 302.7266 | 130.296 | 302.7266 | 130.296
865 | 291.8836 | 120.8518 | 291.8836 | 120.8518
866 | 284.9657 | 119.846 | 284.9657 | 119.846
867 | 286.4827 | 123.5008 | 286.4827 | 123.5008
868 | 287.1274 | 131.5126 | 287.1274 | 131.5126
869 | 287.2227 | 139.8151 | 287.2227 | 139.8151
870 | 284.3757 | 134.1482 | 284.3757 | 134.1482
871 | 269.8916 | 127.0103 | 269.8916 | 127.0103
872 | 263.9035 | 115.8165 | 263.9035 | 115.8165
873 | 268.9643 | 105.2528 | 268.9643 | 105.2528
874 | 267.6658 | 85.06 | 267.6658 | 85.06
875 | 252.0129 | 66.5344 | 252.0129 | 66.5344
876 | 234.1417 | 64.2602 | 234.1417 | 64.2602
877 | 221.5765 | 59.6015 | 221.5765 | 59.6015
878 | 213.9213 | 62.4161 | 213.9213 | 62.4161
879 | 210.3713 | 67.8517 | 210.3713 | 67.8517
880 | 206.6607 | 89.1287 | 206.6607 | 89.1287
881 | 201.0989 | 140.3714 | 201.0989 | 140.3714
882 | 204.3278 | 150.4604 | 204.3278 | 150.4604
883 | 216.648 | 152.858 | 216.648 | 152.858
884 | 239.9254 | 147.8916 | 239.9254 | 147.8916
885 | 259.9177 | 143.9459 | 259.9177 | 143.9459
886 | 279.0507 | 136.3552 | 279.0507 | 136.3552
887 | 296.8368 | 136.3148 | 296.8368 | 136.3148
888 | 302.5516 | 127.8862 | 302.5516 | 127.8862
889 | 285.7138 | 117.3867 | 285.7138 | 117.3867
890 | 284.2916 | 116.4189 | 284.2916 | 116.4189
891 | 282.9273 | 120.237 | 282.9273 | 120.237
892 | 285.4315 | 127.3838 | 285.4315 | 127.3838
893 | 286.6092 | 135.1424 | 286.6092 | 135.1424
894 | 283.3751 | 128.801 | 283.3751 | 128.801
895 | 270.3201 | 120.8689 | 270.3201 | 120.8689
896 | 264.6565 | 108.4348 | 264.6565 | 108.4348
897 | 271.3819 | 95.94 | 271.3819 | 95.94
898 | 266.4199 | 72.9349 | 266.4199 | 72.9349
899 | 251.5086 | 53.3486 | 251.5086 | 53.3486
900 | 234.604 | 50.0571 | 234.604 | 50.0571
901 | 222.7949 | 44.849 | 222.7949 | 44.849
902 | 215.2731 | 47.8105 | 215.2731 | 47.8105
903 | 212.2512 | 55.7919 | 212.2512 | 55.7919
904 | 207.7202 | 83.5203 | 207.7202 | 83.5203
905 | 202.7428 | 139.7948 | 202.7428 | 139.7948
906 | 205.822 | 152.4785 | 205.822 | 152.4785
907 | 215.6657 | 156.5135 | 215.6657 | 156.5135
908 | 234.6754 | 152.8907 | 234.6754 | 152.8907
909 | 250.4554 | 150.1145 | 250.4554 | 150.1145
910 | 269.5856 | 142.5782 | 269.5856 | 142.5782
911 | 285.3462 | 142.6684 | 285.3462 | 142.6684
912 | 290.5985 | 132.6786 | 290.5985 | 132.6786
913 | 281.0066 | 116.2988 | 281.0066 | 116.2988
914 | 278.7549 | 109.1243 | 278.7549 | 109.1243
915 | 279.203 | 107.2035 | 279.203 | 107.2035
916 | 282.5101 | 106.9577 | 282.5101 | 106.9577
917 | 282.252 | 109.2549 | 282.252 | 109.2549
918 | 279.2178 | 99.2851 | 279.2178 | 99.2851
919 | 268.5514 | 89.014 | 268.5514 | 89.014
920 | 261.6957 | 76.0849 | 261.6957 | 76.0849
921 | 267.9883 | 64.3462 | 267.9883 | 64.3462
922 | 265.5159 | 45.2033 | 265.5159 | 45.2033
923 | 250.993 | 29.4955 | 250.993 | 29.4955
924 | 233.7518 | 30.3219 | 233.7518 | 30.3219
925 | 222.9007 | 30.8635 | 222.9007 | 30.8635
926 | 213.9916 | 39.4551 | 213.9916 | 39.4551
927 | 210.7482 | 48.3939 | 210.7482 | 48.3939
928 | 207.9253 | 69.3064 | 207.9253 | 69.3064
929 | 202.2796 | 119.6244 | 202.2796 | 119.6244
930 | 203.2265 | 129.9309 | 203.2265 | 129.9309
931 | 213.4807 | 132.5734 | 213.4807 | 132.5734
932 | 228.8359 | 128.0203 | 228.8359 | 128.0203
933 | 248.0002 | 124.9885 | 248.0002 | 124.9885
934 | 264.6038 | 118.2029 | 264.6038 | 118.2029
935 | 282.0196 | 119.2069 | 282.0196 | 119.2069
936 | 286.9553 | 112.7747 | 286.9553 | 112.7747
937 | 278.0685 | 105.4248 | 278.0685 | 105.4248
938 | 276.4775 | 106.2793 | 276.4775 | 106.2793
939 | 275.1598 | 110.1083 | 275.1598 | 110.1083
940 | 278.1975 | 115.2642 | 278.1975 | 115.2642
941 | 281.3913 | 120.564 | 281.3913 | 120.564
942 | 278.1829 | 112.8517 | 278.1829 | 112.8517
943 | 266.7856 | 104.3485 | 266.7856 | 104.3485
944 | 264.1687 | 92.8718 | 264.1687 | 92.8718
945 | 270.8162 | 82.4006 | 270.8162 | 82.4006
946 | 266.0784 | 64.4218 | 266.0784 | 64.4218
947 | 250.1394 | 48.6759 | 250.1394 | 48.6759
948 | 233.9403 | 48.67 | 233.9403 | 48.67
949 | 221.8262 | 46.2144 | 221.8262 | 46.2144
950 | 215.9924 | 49.8884 | 215.9924 | 49.8884
951 | 212.4157 | 55.8572 | 212.4157 | 55.8572
952 | 209.5785 | 79.1903 | 209.5785 | 79.1903
953 | 206.1482 | 131.2164 | 206.1482 | 131.2164
954 | 207.0563 | 140.5601 | 207.0563 | 140.5601
955 | 217.5214 | 142.4247 | 217.5214 | 142.4247
956 | 236.7565 | 137.3875 | 236.7565 | 137.3875
957 | 257.9004 | 134.8072 | 257.9004 | 134.8072
958 | 275.0762 | 129.4739 | 275.0762 | 129.4739
959 | 293.6235 | 130.5215 | 293.6235 | 130.5215
960 | 296.6645 | 122.2398 | 296.6645 | 122.2398
961 | 286.2093 | 116.5164 | 286.2093 | 116.5164
962 | 284.0501 | 118.6383 | 284.0501 | 118.6383
963 | 285.2595 | 122.5815 | 285.2595 | 122.5815
964 | 288.928 | 126.2143 | 288.928 | 126.2143
965 | 292.0729 | 129.5939 | 292.0729 | 129.5939
966 | 286.4136 | 120.0866 | 286.4136 | 120.0866
967 | 273.1743 | 110.3159 | 273.1743 | 110.3159
968 | 268.545 | 96.647 | 268.545 | 96.647
969 | 273.047 | 85.7895 | 273.047 | 85.7895
970 | 269.9551 | 67.8488 | 269.9551 | 67.8488
971 | 253.7196 | 51.8418 | 253.7196 | 51.8418
972 | 235.1503 | 51.1668 | 235.1503 | 51.1668
973 | 222.6279 | 48.5535 | 222.6279 | 48.5535
974 | 214.6752 | 54.2021 | 214.6752 | 54.2021
975 | 210.9171 | 61.6722 | 210.9171 | 61.6722
976 | 209.2558 | 80.1477 | 209.2558 | 80.1477
977 | 204.7454 | 128.2136 | 204.7454 | 128.2136
978 | 207.3568 | 136.056 | 207.3568 | 136.056
979 | 220.1196 | 136.9632 | 220.1196 | 136.9632
980 | 247.0002 | 132.829 | 247.0002 | 132.829
981 | 268.694 | 129.8679 | 268.694 | 129.8679
982 | 286.7938 | 122.4622 | 286.7938 | 122.4622
983 | 305.5054 | 120.1915 | 305.5054 | 120.1915
984 | 311.7833 | 114.8853 | 311.7833 | 114.8853
985 | 294.3599 | 113.8944 | 294.3599 | 113.8944
986 | 290.2867 | 120.6184 | 290.2867 | 120.6184
987 | 293.2009 | 129.0221 | 293.2009 | 129.0221
988 | 291.6212 | 135.5053 | 291.6212 | 135.5053
989 | 293.059 | 138.9666 | 293.059 | 138.9666
990 | 288.4805 | 127.4628 | 288.4805 | 127.4628
991 | 272.587 | 115.4183 | 272.587 | 115.4183
992 | 265.5509 | 101.1891 | 265.5509 | 101.1891
993 | 275.8182 | 88.6345 | 275.8182 | 88.6345
994 | 270.9021 | 67.8488 | 270.9021 | 67.8488
995 | 253.0253 | 49.9814 | 253.0253 | 49.9814
996 | 234.5755 | 48.2076 | 234.5755 | 48.2076
997 | 222.0118 | 44.3758 | 222.0118 | 44.3758
998 | 213.6906 | 49.067 | 213.6906 | 49.067
999 | 210.287 | 60.2253 | 210.287 | 60.2253
1000 | 209.0572 | 81.3934 | 209.0572 | 81.3934
1001 | 205.4778 | 131.4612 | 205.4778 | 131.4612
1002 | 208.575 | 141.8112 | 208.575 | 141.8112
1003 | 223.4031 | 142.1418 | 223.4031 | 142.1418
1004 | 248.9525 | 135.5652 | 248.9525 | 135.5652
1005 | 271.1477 | 129.6503 | 271.1477 | 129.6503
1006 | 285.8746 | 119.7423 | 285.8746 | 119.7423
1007 | 304.8868 | 117.4934 | 304.8868 | 117.4934
1008 | 310.198 | 109.0376 | 310.198 | 109.0376
1009 | 294.8861 | 102.0848 | 294.8861 | 102.0848
1010 | 293.5158 | 102.4879 | 293.5158 | 102.4879
1011 | 294.0408 | 106.8771 | 294.0408 | 106.8771
1012 | 297.6963 | 112.5334 | 297.6963 | 112.5334
1013 | 298.3958 | 117.0282 | 298.3958 | 117.0282
1014 | 294.451 | 106.0358 | 294.451 | 106.0358
1015 | 280.8208 | 93.9587 | 280.8208 | 93.9587
1016 | 276.2454 | 80.4638 | 276.2454 | 80.4638
1017 | 279.7818 | 69.3181 | 279.7818 | 69.3181
1018 | 271.057 | 48.9186 | 271.057 | 48.9186
1019 | 253.8176 | 30.257 | 253.8176 | 30.257
1020 | 236.5611 | 28.32 | 236.5611 | 28.32
1021 | 224.2434 | 24.8853 | 224.2434 | 24.8853
1022 | 216.4101 | 28.5321 | 216.4101 | 28.5321
1023 | 212.0328 | 36.2742 | 212.0328 | 36.2742
1024 | 210.9367 | 57.8014 | 210.9367 | 57.8014
1025 | 211.1915 | 106.7214 | 211.1915 | 106.7214
1026 | 212.2331 | 115.5701 | 212.2331 | 115.5701
1027 | 223.7113 | 117.1627 | 223.7113 | 117.1627
1028 | 248.2794 | 111.2443 | 248.2794 | 111.2443
1029 | 272.4087 | 108.5769 | 272.4087 | 108.5769
1030 | 294.8551 | 101.6281 | 294.8551 | 101.6281
1031 | 315.7953 | 100.9458 | 315.7953 | 100.9458
1032 | 316.434 | 91.9189 | 316.434 | 91.9189
1033 | 302.125 | 82.9316 | 302.125 | 82.9316
1034 | 299.5735 | 82.6601 | 299.5735 | 82.6601
1035 | 301.3361 | 86.0648 | 301.3361 | 86.0648
1036 | 299.7024 | 92.3358 | 299.7024 | 92.3358
1037 | 299.3891 | 99.2676 | 299.3891 | 99.2676
1038 | 293.663 | 93.927 | 293.663 | 93.927
1039 | 277.7138 | 87.6758 | 277.7138 | 87.6758
1040 | 271.3507 | 77.3632 | 271.3507 | 77.3632
1041 | 278.4807 | 66.0978 | 278.4807 | 66.0978
1042 | 270.7542 | 44.556 | 270.7542 | 44.556
1043 | 253.5128 | 26.7375 | 253.5128 | 26.7375
1044 | 237.215 | 24.8223 | 237.215 | 24.8223
1045 | 223.9713 | 22.2851 | 223.9713 | 22.2851
1046 | 217.0453 | 28.6409 | 217.0453 | 28.6409
1047 | 212.7448 | 37.1935 | 212.7448 | 37.1935
1048 | 210.9554 | 59.8467 | 210.9554 | 59.8467
1049 | 207.5238 | 110.9045 | 207.5238 | 110.9045
1050 | 209.0325 | 120.6508 | 209.0325 | 120.6508
1051 | 221.0348 | 122.1781 | 221.0348 | 122.1781
1052 | 243.0914 | 116.5643 | 243.0914 | 116.5643
1053 | 265.7911 | 112.9776 | 265.7911 | 112.9776
1054 | 284.0779 | 104.9681 | 284.0779 | 104.9681
1055 | 300.2751 | 104.4001 | 300.2751 | 104.4001
1056 | 304.8499 | 97.3858 | 304.8499 | 97.3858
1057 | 292.4639 | 91.1565 | 292.4639 | 91.1565
1058 | 287.4915 | 92.5169 | 287.4915 | 92.5169
1059 | 288.2873 | 98.5489 | 288.2873 | 98.5489
1060 | 290.2709 | 106.7238 | 290.2709 | 106.7238
1061 | 290.8129 | 114.564 | 290.8129 | 114.564
1062 | 288.1295 | 110.1047 | 288.1295 | 110.1047
1063 | 277.0261 | 105.4745 | 277.0261 | 105.4745
1064 | 271.9103 | 97.229 | 271.9103 | 97.229
1065 | 277.6215 | 89.3144 | 277.6215 | 89.3144
1066 | 274.2438 | 70.8243 | 274.2438 | 70.8243
1067 | 254.3259 | 55.4755 | 254.3259 | 55.4755
1068 | 239.1521 | 57.3082 | 239.1521 | 57.3082
1069 | 226.5012 | 57.257 | 226.5012 | 57.257
1070 | 217.9818 | 64.1622 | 217.9818 | 64.1622
1071 | 213.7153 | 71.9478 | 213.7153 | 71.9478
1072 | 211.7283 | 92.3272 | 211.7283 | 92.3272
1073 | 207.8575 | 142.7213 | 207.8575 | 142.7213
1074 | 208.5749 | 153.2509 | 208.5749 | 153.2509
1075 | 218.991 | 155.3004 | 218.991 | 155.3004
1076 | 238.5677 | 150.0512 | 238.5677 | 150.0512
1077 | 258.3468 | 146.3883 | 258.3468 | 146.3883
1078 | 276.0406 | 138.6126 | 276.0406 | 138.6126
1079 | 291.7089 | 138.5179 | 291.7089 | 138.5179
1080 | 296.0554 | 131.5797 | 296.0554 | 131.5797
1081 | 286.3027 | 124.442 | 286.3027 | 124.442
1082 | 283.7766 | 124.7145 | 283.7766 | 124.7145
1083 | 281.986 | 127.8091 | 281.986 | 127.8091
1084 | 285.9699 | 129.353 | 285.9699 | 129.353
1085 | 288.9752 | 128.0871 | 288.9752 | 128.0871
1086 | 283.1975 | 115.4302 | 283.1975 | 115.4302
1087 | 275.0172 | 107.3403 | 275.0172 | 107.3403
1088 | 272.9697 | 95.6406 | 272.9697 | 95.6406
1089 | 278.0423 | 87.3235 | 278.0423 | 87.3235
1090 | 268.0662 | 70.8678 | 268.0662 | 70.8678
1091 | 250.5512 | 56.7157 | 250.5512 | 56.7157
1092 | 235.0297 | 58.7498 | 235.0297 | 58.7498
1093 | 222.4334 | 59.3948 | 222.4334 | 59.3948
1094 | 215.7853 | 67.9646 | 215.7853 | 67.9646
1095 | 212.3902 | 77.2189 | 212.3902 | 77.2189
1096 | 211.7369 | 98.4632 | 211.7369 | 98.4632
1097 | 209.7641 | 150.1085 | 209.7641 | 150.1085
1098 | 209.3298 | 162.7106 | 209.3298 | 162.7106
1099 | 219.9061 | 165.5869 | 219.9061 | 165.5869
1100 | 240.6432 | 161.3929 | 240.6432 | 161.3929
1101 | 258.3177 | 156.5606 | 258.3177 | 156.5606
1102 | 277.7606 | 148.8175 | 277.7606 | 148.8175
1103 | 297.6971 | 149.2178 | 297.6971 | 149.2178
1104 | 302.8633 | 143.5362 | 302.8633 | 143.5362
1105 | 291.4439 | 138.2861 | 291.4439 | 138.2861
1106 | 287.6371 | 140.1578 | 287.6371 | 140.1578
1107 | 288.3637 | 146.7555 | 288.3637 | 146.7555
1108 | 293.5228 | 154.0112 | 293.5228 | 154.0112
1109 | 298.5602 | 159.0663 | 298.5602 | 159.0663
1110 | 292.1896 | 151.0276 | 292.1896 | 151.0276
1111 | 282.4291 | 144.45 | 282.4291 | 144.45
1112 | 280.4296 | 136.4221 | 280.4296 | 136.4221
1113 | 282.5125 | 128.4857 | 282.5125 | 128.4857
1114 | 271.7269 | 112.2259 | 271.7269 | 112.2259
1115 | 255.4152 | 98.5362 | 255.4152 | 98.5362
1116 | 238.7729 | 100.135 | 238.7729 | 100.135
1117 | 224.9661 | 98.305 | 224.9661 | 98.305
1118 | 217.6889 | 102.7624 | 217.6889 | 102.7624
1119 | 215.1043 | 107.6214 | 215.1043 | 107.6214
1120 | 213.8879 | 124.3943 | 213.8879 | 124.3943
1121 | 211.92 | 171.2363 | 211.92 | 171.2363
1122 | 213.2896 | 179.3017 | 213.2896 | 179.3017
1123 | 225.8538 | 179.8716 | 225.8538 | 179.8716
1124 | 248.5348 | 173.1645 | 248.5348 | 173.1645
1125 | 269.9138 | 168.0275 | 269.9138 | 168.0275
1126 | 287.2194 | 158.9463 | 287.2194 | 158.9463
1127 | 309.2022 | 157.6711 | 309.2022 | 157.6711
1128 | 308.7294 | 150.1563 | 308.7294 | 150.1563
1129 | 295.5244 | 144.9279 | 295.5244 | 144.9279
1130 | 291.8022 | 147.6156 | 291.8022 | 147.6156
1131 | 292.9501 | 154.7138 | 292.9501 | 154.7138
1132 | 292.8408 | 163.7211 | 292.8408 | 163.7211
1133 | 300.2258 | 172.1161 | 300.2258 | 172.1161
1134 | 294.7914 | 167.0639 | 294.7914 | 167.0639
1135 | 281.7595 | 161.0629 | 281.7595 | 161.0629
1136 | 279.775 | 151.3269 | 279.775 | 151.3269
1137 | 284.1941 | 142.1557 | 284.1941 | 142.1557
1138 | 272.5658 | 124.1334 | 272.5658 | 124.1334
1139 | 253.0277 | 108.2678 | 253.0277 | 108.2678
1140 | 236.6254 | 107.1142 | 236.6254 | 107.1142
1141 | 224.0332 | 102.6622 | 224.0332 | 102.6622
1142 | 216.7462 | 105.3299 | 216.7462 | 105.3299
1143 | 212.7666 | 109.7701 | 212.7666 | 109.7701
1144 | 213.0443 | 128.6373 | 213.0443 | 128.6373
1145 | 210.7331 | 178.0577 | 210.7331 | 178.0577
1146 | 212.8504 | 187.4286 | 212.8504 | 187.4286
1147 | 230.2741 | 189.0157 | 230.2741 | 189.0157
1148 | 257.2385 | 183.538 | 257.2385 | 183.538
1149 | 280.3318 | 179.2822 | 280.3318 | 179.2822
1150 | 297.5632 | 171.3325 | 297.5632 | 171.3325
1151 | 318.4638 | 171.0473 | 318.4638 | 171.0473
1152 | 320.5433 | 164.5824 | 320.5433 | 164.5824
1153 | 301.0286 | 157.6895 | 301.0286 | 157.6895
1154 | 296.8601 | 154.4534 | 296.8601 | 154.4534
1155 | 299.5745 | 156.906 | 299.5745 | 156.906
1156 | 297.944 | 162.557 | 297.944 | 162.557
1157 | 302.4993 | 168.4661 | 302.4993 | 168.4661
1158 | 300.8757 | 161.8145 | 300.8757 | 161.8145
1159 | 284.9653 | 154.0402 | 284.9653 | 154.0402
1160 | 280.5621 | 142.9987 | 280.5621 | 142.9987
1161 | 287.8892 | 130.8683 | 287.8892 | 130.8683
1162 | 275.7649 | 109.3973 | 275.7649 | 109.3973
1163 | 256.4693 | 90.6758 | 256.4693 | 90.6758
1164 | 239.0309 | 87.2049 | 239.0309 | 87.2049
1165 | 225.636 | 82.0076 | 225.636 | 82.0076
1166 | 217.8599 | 85.0779 | 217.8599 | 85.0779
1167 | 214.9639 | 93.0756 | 214.9639 | 93.0756
1168 | 214.7491 | 116.7026 | 214.7491 | 116.7026
1169 | 212.3216 | 169.9253 | 212.3216 | 169.9253
1170 | 212.8655 | 182.7831 | 212.8655 | 182.7831
1171 | 231.2514 | 187.8897 | 231.2514 | 187.8897
1172 | 261.0479 | 184.9741 | 261.0479 | 184.9741
1173 | 280.9767 | 182.508 | 280.9767 | 182.508
1174 | 298.4996 | 175.0695 | 298.4996 | 175.0695
1175 | 325.2515 | 173.8597 | 325.2515 | 173.8597
1176 | 324.7771 | 164.7891 | 324.7771 | 164.7891
1177 | 304.8356 | 150.6233 | 304.8356 | 150.6233
1178 | 299.4053 | 141.5776 | 299.4053 | 141.5776
1179 | 302.7648 | 142.4908 | 302.7648 | 142.4908
1180 | 303.6589 | 143.0665 | 303.6589 | 143.0665
1181 | 310.7436 | 141.8006 | 310.7436 | 141.8006
1182 | 308.0547 | 128.616 | 308.0547 | 128.616
1183 | 294.0644 | 115.9079 | 294.0644 | 115.9079
1184 | 292.3487 | 100.8682 | 292.3487 | 100.8682
1185 | 290.5807 | 87.416 | 290.5807 | 87.416
1186 | 277.2617 | 66.4508 | 277.2617 | 66.4508
1187 | 258.8426 | 49.024 | 258.8426 | 49.024
1188 | 239.8457 | 47.7833 | 239.8457 | 47.7833
1189 | 228.5589 | 44.8218 | 228.5589 | 44.8218
1190 | 221.0755 | 52.2275 | 221.0755 | 52.2275
1191 | 216.3164 | 68.3304 | 216.3164 | 68.3304
1192 | 215.9775 | 96.5702 | 215.9775 | 96.5702
1193 | 217.3365 | 148.297 | 217.3365 | 148.297
1194 | 217.4424 | 159.8221 | 217.4424 | 159.8221
1195 | 236.237 | 163.9877 | 236.237 | 163.9877
1196 | 265.2278 | 160.7728 | 265.2278 | 160.7728
1197 | 286.9939 | 158.1762 | 286.9939 | 158.1762
1198 | 303.9115 | 151.0641 | 303.9115 | 151.0641
1199 | 326.2267 | 148.7772 | 326.2267 | 148.7772
1200 | 326.0882 | 137.8898 | 326.0882 | 137.8898
1201 | 305.6985 | 130.4039 | 305.6985 | 130.4039
1202 | 302.158 | 130.3881 | 302.158 | 130.3881
1203 | 306.5417 | 133.2651 | 306.5417 | 133.2651
1204 | 307.024 | 132.965 | 307.024 | 132.965
1205 | 312.1116 | 132.0309 | 312.1116 | 132.0309
1206 | 306.6684 | 118.2262 | 306.6684 | 118.2262
1207 | 291.4329 | 105.159 | 291.4329 | 105.159
1208 | 287.714 | 91.5935 | 287.714 | 91.5935
1209 | 289.8907 | 80.8339 | 289.8907 | 80.8339
1210 | 278.3416 | 62.4852 | 278.3416 | 62.4852
1211 | 260.9365 | 47.0766 | 260.9365 | 47.0766
1212 | 242.2693 | 47.4243 | 242.2693 | 47.4243
1213 | 228.7784 | 44.8708 | 228.7784 | 44.8708
1214 | 221.1676 | 50.6663 | 221.1676 | 50.6663
1215 | 217.9558 | 63.8318 | 217.9558 | 63.8318
1216 | 218.26 | 90.8422 | 218.26 | 90.8422
1217 | 218.8786 | 143.5917 | 218.8786 | 143.5917
1218 | 218.3607 | 156.0796 | 218.3607 | 156.0796
1219 | 232.5965 | 160.6858 | 232.5965 | 160.6858
1220 | 257.8472 | 157.3349 | 257.8472 | 157.3349
1221 | 278.3259 | 154.7111 | 278.3259 | 154.7111
1222 | 292.314 | 147.6317 | 292.314 | 147.6317
1223 | 316.7504 | 147.7926 | 316.7504 | 147.7926
1224 | 319.3601 | 140.8272 | 319.3601 | 140.8272
1225 | 303.4169 | 130.578 | 303.4169 | 130.578
1226 | 300.1813 | 124.0617 | 300.1813 | 124.0617
1227 | 302.0401 | 125.5081 | 302.0401 | 125.5081
1228 | 304.6158 | 124.3485 | 304.6158 | 124.3485
1229 | 306.5853 | 123.5667 | 306.5853 | 123.5667
1230 | 303.8588 | 113.8962 | 303.8588 | 113.8962
1231 | 289.5581 | 106.4537 | 289.5581 | 106.4537
1232 | 286.7596 | 97.1528 | 286.7596 | 97.1528
1233 | 288.0358 | 87.144 | 288.0358 | 87.144
1234 | 276.515 | 68.5288 | 276.515 | 68.5288
1235 | 257.1397 | 53.3921 | 257.1397 | 53.3921
1236 | 242.0329 | 52.7117 | 242.0329 | 52.7117
1237 | 230.2545 | 49.8481 | 230.2545 | 49.8481
1238 | 223.1702 | 55.2683 | 223.1702 | 55.2683
1239 | 219.476 | 67.8735 | 219.476 | 67.8735
1240 | 219.452 | 89.689 | 219.452 | 89.689
1241 | 218.1936 | 139.2617 | 218.1936 | 139.2617
1242 | 215.5132 | 151.7387 | 215.5132 | 151.7387
1243 | 226.8684 | 157.0901 | 226.8684 | 157.0901
1244 | 248.8559 | 155.9043 | 248.8559 | 155.9043
1245 | 269.8144 | 155.5977 | 269.8144 | 155.5977
1246 | 285.6012 | 150.1938 | 285.6012 | 150.1938
1247 | 308.4475 | 151.0836 | 308.4475 | 151.0836
1248 | 304.8351 | 144.8798 | 304.8351 | 144.8798
1249 | 292.2772 | 134.4565 | 292.2772 | 134.4565
1250 | 290.4831 | 125.0898 | 290.4831 | 125.0898
1251 | 287.9641 | 127.0203 | 287.9641 | 127.0203
1252 | 291.5841 | 132.8453 | 291.5841 | 132.8453
1253 | 295.9601 | 138.2594 | 295.9601 | 138.2594
1254 | 289.9531 | 131.4338 | 289.9531 | 131.4338
1255 | 281.2467 | 125.0248 | 281.2467 | 125.0248
1256 | 284.5906 | 113.0205 | 284.5906 | 113.0205
1257 | 283.1597 | 98.3661 | 283.1597 | 98.3661
1258 | 271.8853 | 74.8823 | 271.8853 | 74.8823
1259 | 254.4451 | 55.0675 | 254.4451 | 55.0675
1260 | 238.5826 | 52.8042 | 238.5826 | 52.8042
1261 | 226.3143 | 49.1845 | 226.3143 | 49.1845
1262 | 220.3322 | 54.0607 | 220.3322 | 54.0607
1263 | 216.6977 | 62.7602 | 216.6977 | 62.7602
1264 | 217.6684 | 84.3526 | 217.6684 | 84.3526
1265 | 216.7407 | 135.5246 | 216.7407 | 135.5246
1266 | 214.3755 | 148.3171 | 214.3755 | 148.3171
1267 | 223.303 | 152.9723 | 223.303 | 152.9723
1268 | 246.5196 | 150.4211 | 246.5196 | 150.4211
1269 | 266.6192 | 147.2151 | 266.6192 | 147.2151
1270 | 283.3457 | 139.532 | 283.3457 | 139.532
1271 | 308.1516 | 140.177 | 308.1516 | 140.177
1272 | 307.1234 | 133.5435 | 307.1234 | 133.5435
1273 | 294.3803 | 126.1283 | 294.3803 | 126.1283
1274 | 288.2314 | 124.1107 | 288.2314 | 124.1107
1275 | 288.7061 | 129.2397 | 288.7061 | 129.2397
1276 | 291.1981 | 136.6748 | 291.1981 | 136.6748
1277 | 295.5732 | 143.6447 | 295.5732 | 143.6447
1278 | 289.6539 | 137.2053 | 289.6539 | 137.2053
1279 | 279.0443 | 127.7936 | 279.0443 | 127.7936
1280 | 281.1842 | 114.5381 | 281.1842 | 114.5381
1281 | 284.8065 | 103.0606 | 284.8065 | 103.0606
1282 | 272.1552 | 82.7808 | 272.1552 | 82.7808
1283 | 250.88 | 65.7837 | 250.88 | 65.7837
1284 | 234.9355 | 64.7552 | 234.9355 | 64.7552
1285 | 222.6261 | 62.305 | 222.6261 | 62.305
1286 | 216.1238 | 67.8775 | 216.1238 | 67.8775
1287 | 212.8944 | 76.6151 | 212.8944 | 76.6151
1288 | 213.9501 | 98.5013 | 213.9501 | 98.5013
1289 | 213.8955 | 148.4874 | 213.8955 | 148.4874
1290 | 213.5779 | 162.8792 | 213.5779 | 162.8792
1291 | 226.9422 | 167.6214 | 226.9422 | 167.6214
1292 | 252.0346 | 163.8571 | 252.0346 | 163.8571
1293 | 273.8825 | 160.8742 | 273.8825 | 160.8742
1294 | 291.4097 | 153.6154 | 291.4097 | 153.6154
1295 | 315.2294 | 152.9658 | 315.2294 | 152.9658
1296 | 316.0518 | 145.4564 | 316.0518 | 145.4564
1297 | 298.3235 | 136.2734 | 298.3235 | 136.2734
1298 | 292.1101 | 124.6873 | 292.1101 | 124.6873
1299 | 293.8737 | 119.5081 | 293.8737 | 119.5081
1300 | 294.3395 | 118.3539 | 294.3395 | 118.3539
1301 | 303.1491 | 114.1343 | 303.1491 | 114.1343
1302 | 298.5166 | 100.6505 | 298.5166 | 100.6505
1303 | 289.1762 | 89.2696 | 289.1762 | 89.2696
1304 | 290.2374 | 75.6007 | 290.2374 | 75.6007
1305 | 288.0473 | 62.8394 | 288.0473 | 62.8394
1306 | 273.4756 | 41.9014 | 273.4756 | 41.9014
1307 | 252.885 | 24.3277 | 252.885 | 24.3277
1308 | 235.0216 | 23.1034 | 235.0216 | 23.1034
1309 | 223.0614 | 21.8554 | 223.0614 | 21.8554
1310 | 216.367 | 31.2955 | 216.367 | 31.2955
1311 | 213.7479 | 47.3658 | 213.7479 | 47.3658
1312 | 214.9524 | 73.9954 | 214.9524 | 73.9954
1313 | 214.816 | 124.3787 | 214.816 | 124.3787
1314 | 217.0211 | 134.5873 | 217.0211 | 134.5873
1315 | 235.1987 | 137.2243 | 235.1987 | 137.2243
1316 | 268.5259 | 133.0684 | 268.5259 | 133.0684
1317 | 290.3767 | 130.3194 | 290.3767 | 130.3194
1318 | 309.079 | 124.5129 | 309.079 | 124.5129
1319 | 337.5898 | 125.8651 | 337.5898 | 125.8651
1320 | 331.5572 | 119.4111 | 331.5572 | 119.4111
1321 | 308.0707 | 112.8446 | 308.0707 | 112.8446
1322 | 307.0338 | 109.4289 | 307.0338 | 109.4289
1323 | 307.7123 | 110.9351 | 307.7123 | 110.9351
1324 | 306.7326 | 114.5244 | 306.7326 | 114.5244
1325 | 314.4497 | 115.6792 | 314.4497 | 115.6792
1326 | 308.8322 | 101.6296 | 308.8322 | 101.6296
1327 | 293.7837 | 86.528 | 293.7837 | 86.528
1328 | 300.1091 | 71.9942 | 300.1091 | 71.9942
1329 | 296.8339 | 60.7125 | 296.8339 | 60.7125
1330 | 279.6692 | 41.3139 | 279.6692 | 41.3139
1331 | 256.2659 | 25.2416 | 256.2659 | 25.2416
1332 | 237.36 | 25.4533 | 237.36 | 25.4533
1333 | 224.4423 | 25.5598 | 224.4423 | 25.5598
1334 | 218.4586 | 34.097 | 218.4586 | 34.097
1335 | 214.8664 | 46.6369 | 214.8664 | 46.6369
1336 | 216.306 | 71.4768 | 216.306 | 71.4768
1337 | 216.7619 | 122.5999 | 216.7619 | 122.5999
1338 | 218.6999 | 134.0216 | 218.6999 | 134.0216
1339 | 236.2257 | 136.8054 | 236.2257 | 136.8054
1340 | 270.3542 | 131.9097 | 270.3542 | 131.9097
1341 | 290.9991 | 128.7473 | 290.9991 | 128.7473
1342 | 308.6373 | 122.5438 | 308.6373 | 122.5438
1343 | 332.6181 | 123.711 | 332.6181 | 123.711
1344 | 327.1622 | 118.0458 | 327.1622 | 118.0458
1345 | 306.9728 | 110.4402 | 306.9728 | 110.4402
1346 | 302.3511 | 108.1832 | 302.3511 | 108.1832
1347 | 303.1131 | 111.5226 | 303.1131 | 111.5226
1348 | 305.1158 | 116.2324 | 305.1158 | 116.2324
1349 | 309.3573 | 118.176 | 309.3573 | 118.176
1350 | 305.9948 | 103.2398 | 305.9948 | 103.2398
1351 | 292.1017 | 87.6867 | 292.1017 | 87.6867
1352 | 295.6739 | 72.8863 | 295.6739 | 72.8863
1353 | 296.5285 | 62.6871 | 296.5285 | 62.6871
1354 | 279.391 | 47.0582 | 279.391 | 47.0582
1355 | 257.8945 | 34.7121 | 257.8945 | 34.7121
1356 | 241.5615 | 36.9474 | 241.5615 | 36.9474
1357 | 228.8594 | 34.4701 | 228.8594 | 34.4701
1358 | 221.5647 | 39.0036 | 221.5647 | 39.0036
1359 | 219.2495 | 46.7674 | 219.2495 | 46.7674
1360 | 219.4055 | 66.8912 | 219.4055 | 66.8912
1361 | 221.3012 | 115.1094 | 221.3012 | 115.1094
1362 | 222.1303 | 125.0134 | 222.1303 | 125.0134
1363 | 240.9422 | 127.2751 | 240.9422 | 127.2751
1364 | 273.788 | 121.7266 | 273.788 | 121.7266
1365 | 289.8888 | 116.5624 | 289.8888 | 116.5624
1366 | 303.5762 | 108.2319 | 303.5762 | 108.2319
1367 | 327.3205 | 107.5551 | 327.3205 | 107.5551
1368 | 320.8082 | 100.3504 | 320.8082 | 100.3504
1369 | 302.7792 | 96.0413 | 302.7792 | 96.0413
1370 | 301.3761 | 100.6873 | 301.3761 | 100.6873
1371 | 304.3927 | 113.1436 | 304.3927 | 113.1436
1372 | 303.9146 | 129.3639 | 303.9146 | 129.3639
1373 | 308.1475 | 141.991 | 308.1475 | 141.991
1374 | 303.3977 | 136.917 | 303.3977 | 136.917
1375 | 293.4793 | 128.169 | 293.4793 | 128.169
1376 | 298.889 | 114.6361 | 298.889 | 114.6361
1377 | 296.2274 | 102.9137 | 296.2274 | 102.9137
1378 | 281.2206 | 82.5904 | 281.2206 | 82.5904
1379 | 259.4768 | 65.0548 | 259.4768 | 65.0548
1380 | 242.2984 | 63.3953 | 242.2984 | 63.3953
1381 | 229.4595 | 59.6831 | 229.4595 | 59.6831
1382 | 222.6508 | 64.6409 | 222.6508 | 64.6409
1383 | 220.1306 | 75.0593 | 220.1306 | 75.0593
1384 | 220.7262 | 95.8141 | 220.7262 | 95.8141
1385 | 222.4192 | 145.9308 | 222.4192 | 145.9308
1386 | 222.3979 | 156.8629 | 222.3979 | 156.8629
1387 | 235.9026 | 159.9732 | 235.9026 | 159.9732
1388 | 264.2128 | 155.5017 | 264.2128 | 155.5017
1389 | 283.3129 | 152.0402 | 283.3129 | 152.0402
1390 | 298.5146 | 144.1122 | 298.5146 | 144.1122
1391 | 323.2059 | 144.1425 | 323.2059 | 144.1425
1392 | 319.1252 | 138.3087 | 319.1252 | 138.3087
1393 | 303.7993 | 134.0431 | 303.7993 | 134.0431
1394 | 303.5502 | 134.1252 | 303.5502 | 134.1252
1395 | 305.4363 | 138.9278 | 305.4363 | 138.9278
1396 | 309.8389 | 143.6377 | 309.8389 | 143.6377
1397 | 315.4755 | 146.6909 | 315.4755 | 146.6909
1398 | 311.1068 | 135.7529 | 311.1068 | 135.7529
1399 | 295.395 | 125.2207 | 295.395 | 125.2207
1400 | 294.9719 | 112.2589 | 294.9719 | 112.2589
1401 | 291.5697 | 101.1893 | 291.5697 | 101.1893
1402 | 278.7435 | 83.1888 | 278.7435 | 83.1888
1403 | 259.258 | 67.7747 | 259.258 | 67.7747
1404 | 242.9416 | 67.7797 | 242.9416 | 67.7797
1405 | 231.3255 | 65.694 | 231.3255 | 65.694
1406 | 224.5843 | 72.4251 | 224.5843 | 72.4251
1407 | 220.8571 | 81.6033 | 220.8571 | 81.6033
1408 | 220.7782 | 101.6237 | 220.7782 | 101.6237
1409 | 224.5969 | 150.6851 | 224.5969 | 150.6851
1410 | 222.0679 | 161.1766 | 222.0679 | 161.1766
1411 | 231.9745 | 163.8299 | 231.9745 | 163.8299
1412 | 253.3845 | 159.9786 | 253.3845 | 159.9786
1413 | 274.5206 | 156.8217 | 274.5206 | 156.8217
1414 | 292.5195 | 149.2636 | 292.5195 | 149.2636
1415 | 314.967 | 149.0764 | 314.967 | 149.0764
1416 | 309.5694 | 142.1165 | 309.5694 | 142.1165
1417 | 295.3256 | 135.6532 | 295.3256 | 135.6532
1418 | 290.1408 | 132.4062 | 290.1408 | 132.4062
1419 | 292.4981 | 136.1046 | 292.4981 | 136.1046
1420 | 294.1623 | 142.5225 | 294.1623 | 142.5225
1421 | 299.9526 | 146.2068 | 299.9526 | 146.2068
1422 | 293.94 | 136.3785 | 293.94 | 136.3785
1423 | 285.9756 | 125.6939 | 285.9756 | 125.6939
1424 | 289.7981 | 111.9271 | 289.7981 | 111.9271
1425 | 288.5169 | 99.9436 | 288.5169 | 99.9436
1426 | 276.2688 | 80.458 | 276.2688 | 80.458
1427 | 258.6578 | 64.6088 | 258.6578 | 64.6088
1428 | 242.9317 | 64.2711 | 242.9317 | 64.2711
1429 | 232.4958 | 61.5924 | 232.4958 | 61.5924
1430 | 226.1493 | 67.7089 | 226.1493 | 67.7089
1431 | 222.2817 | 80.1291 | 222.2817 | 80.1291
1432 | 222.9576 | 103.0706 | 222.9576 | 103.0706
1433 | 224.1317 | 153.3396 | 224.1317 | 153.3396
1434 | 220.7819 | 164.6526 | 220.7819 | 164.6526
1435 | 230.5853 | 168.4156 | 230.5853 | 168.4156
1436 | 250.5252 | 164.6296 | 250.5252 | 164.6296
1437 | 269.7035 | 161.4617 | 269.7035 | 161.4617
1438 | 290.2089 | 154.3334 | 290.2089 | 154.3334
1439 | 313.5066 | 154.4671 | 313.5066 | 154.4671
1440 | 308.9331 | 148.3776 | 308.9331 | 148.3776
1441 | 293.7764 | 143.2688 | 293.7764 | 143.2688
1442 | 292.1606 | 138.1179 | 292.1606 | 138.1179
1443 | 293.6981 | 136.5996 | 293.6981 | 136.5996
1444 | 293.8264 | 137.5941 | 293.8264 | 137.5941
1445 | 298.8191 | 139.9403 | 298.8191 | 139.9403
1446 | 294.4174 | 130.2153 | 294.4174 | 130.2153
1447 | 288.1629 | 118.7093 | 288.1629 | 118.7093
1448 | 294.1429 | 104.676 | 294.1429 | 104.676
1449 | 291.9681 | 92.2192 | 291.9681 | 92.2192
1450 | 276.5375 | 72.1842 | 276.5375 | 72.1842
1451 | 259.6339 | 55.4592 | 259.6339 | 55.4592
1452 | 244.0615 | 218.5457 | 244.0615 | 218.5457
1453 | 232.3435 | 229.297 | 232.3435 | 229.297
1454 | 224.2092 | 263.9223 | 224.2092 | 263.9223
1455 | 221.3214 | 332.2923 | 221.3214 | 332.2923
1456 | 222.2388 | 372.3366 | 222.2388 | 372.3366
1457 | 223.265 | 423.7088 | 223.265 | 423.7088
1458 | 221.7934 | 444.8782 | 221.7934 | 444.8782
1459 | 232.2403 | 459.7239 | 232.2403 | 459.7239
1460 | 252.3403 | 465.3835 | 252.3403 | 465.3835
1461 | 272.3206 | 477.6932 | 272.3206 | 477.6932
1462 | 291.1164 | 483.57 | 291.1164 | 483.57
1463 | 314.3246 | 489.793 | 314.3246 | 489.793
1464 | 310.0995 | 494.8981 | 310.0995 | 494.8981
1465 | 295.5316 | 488.0158 | 295.5316 | 488.0158
1466 | 290.4656 | 453.226 | 290.4656 | 453.226
1467 | 291.1679 | 422.7601 | 291.1679 | 422.7601
1468 | 294.5828 | 385.7655 | 294.5828 | 385.7655
1469 | 300.7053 | 359.0303 | 300.7053 | 359.0303
1470 | 296.7663 | 334.8445 | 296.7663 | 334.8445
1471 | 293.6466 | 313.7751 | 293.6466 | 313.7751
1472 | 296.8684 | 286.0533 | 296.8684 | 286.0533
1473 | 292.1266 | 266.6827 | 292.1266 | 266.6827
1474 | 276.909 | 245.0561 | 276.909 | 245.0561
1475 | 258.4574 | 223.1464 | 258.4574 | 223.1464
1476 | 243.2029 | 229.6525 | 243.2029 | 229.6525
1477 | 231.0615 | 240.0491 | 231.0615 | 240.0491
1478 | 224.7784 | 269.271 | 224.7784 | 269.271
1479 | 220.9809 | 329.5633 | 220.9809 | 329.5633
1480 | 222.1682 | 377.3306 | 222.1682 | 377.3306
1481 | 225.1692 | 440.4919 | 225.1692 | 440.4919
1482 | 224.4202 | 467.9379 | 224.4202 | 467.9379
1483 | 240.8218 | 486.6861 | 240.8218 | 486.6861
1484 | 269.9122 | 492.2091 | 269.9122 | 492.2091
1485 | 290.9462 | 501.4624 | 290.9462 | 501.4624
1486 | 308.7493 | 500.8716 | 308.7493 | 500.8716
1487 | 335.8799 | 500.2176 | 335.8799 | 500.2176
1488 | 330.9548 | 498.1182 | 330.9548 | 498.1182
1489 | 307.8068 | 488.6981 | 307.8068 | 488.6981
1490 | 304.1369 | 465.7792 | 304.1369 | 465.7792
1491 | 307.0931 | 438.015 | 307.0931 | 438.015
1492 | 310.4571 | 406.9695 | 310.4571 | 406.9695
1493 | 315.2193 | 370.7648 | 315.2193 | 370.7648
1494 | 309.2048 | 339.4291 | 309.2048 | 339.4291
1495 | 300.9984 | 316.3403 | 300.9984 | 316.3403
1496 | 304.3426 | 290.6107 | 304.3426 | 290.6107
1497 | 298.806 | 271.1036 | 298.806 | 271.1036
1498 | 282.7589 | 243.5006 | 282.7589 | 243.5006
1499 | 260.286 | 219.2712 | 260.286 | 219.2712
1500 | 243.6467 | 222.0114 | 243.6467 | 222.0114
1501 | 230.7981 | 227.1411 | 230.7981 | 227.1411
1502 | 224.9056 | 246.2113 | 224.9056 | 246.2113
1503 | 221.7637 | 288.5197 | 221.7637 | 288.5197
1504 | 223.2793 | 323.1881 | 223.2793 | 323.1881
1505 | 225.6634 | 380.0181 | 225.6634 | 380.0181
1506 | 227.9228 | 398.4586 | 227.9228 | 398.4586
1507 | 246.2762 | 410.4662 | 246.2762 | 410.4662
1508 | 281.5451 | 411.7594 | 281.5451 | 411.7594
1509 | 301.4913 | 414.2721 | 301.4913 | 414.2721
1510 | 317.9946 | 405.5763 | 317.9946 | 405.5763
1511 | 344.4251 | 401.5384 | 344.4251 | 401.5384
1512 | 334.5124 | 400.7762 | 334.5124 | 400.7762
1513 | 313.2674 | 397.0869 | 313.2674 | 397.0869
1514 | 311.901 | 386.612 | 311.901 | 386.612
1515 | 313.7379 | 375.5218 | 313.7379 | 375.5218
1516 | 317.0302 | 366.7719 | 317.0302 | 366.7719
1517 | 322.5459 | 356.3286 | 322.5459 | 356.3286
1518 | 319.5497 | 338.2557 | 319.5497 | 338.2557
1519 | 312.6618 | 322.5896 | 312.6618 | 322.5896
1520 | 312.7767 | 304.3373 | 312.7767 | 304.3373
1521 | 305.071 | 293.5084 | 305.071 | 293.5084
1522 | 286.2594 | 274.5562 | 286.2594 | 274.5562
1523 | 263.4035 | 255.3481 | 263.4035 | 255.3481
1524 | 244.1479 | 258.8797 | 244.1479 | 258.8797
1525 | 231.4797 | 262.2355 | 231.4797 | 262.2355
1526 | 225.0679 | 272.4366 | 225.0679 | 272.4366
1527 | 221.5046 | 301.8371 | 221.5046 | 301.8371
1528 | 223.2628 | 330.2015 | 223.2628 | 330.2015
1529 | 228.0042 | 382.8835 | 228.0042 | 382.8835
1530 | 231.7946 | 396.6574 | 231.7946 | 396.6574
1531 | 250.7618 | 403.9986 | 250.7618 | 403.9986
1532 | 288.5939 | 404.8824 | 288.5939 | 404.8824
1533 | 313.2025 | 407.6953 | 313.2025 | 407.6953
1534 | 327.3583 | 403.0656 | 327.3583 | 403.0656
1535 | 355.6148 | 401.2655 | 355.6148 | 401.2655
1536 | 345.7076 | 400.8854 | 345.7076 | 400.8854
1537 | 324.1192 | 398.7516 | 324.1192 | 398.7516
1538 | 319.9712 | 397.3096 | 319.9712 | 397.3096
1539 | 323.8002 | 399.3729 | 323.8002 | 399.3729
1540 | 326.4235 | 403.8858 | 326.4235 | 403.8858
1541 | 328.3873 | 393.115 | 328.3873 | 393.115
1542 | 324.5406 | 373.7321 | 324.5406 | 373.7321
1543 | 315.2261 | 348.3237 | 315.2261 | 348.3237
1544 | 316.043 | 322.1029 | 316.043 | 322.1029
1545 | 306.3422 | 292.1166 | 306.3422 | 292.1166
1546 | 291.9216 | 253.3522 | 291.9216 | 253.3522
1547 | 269.4794 | 221.3998 | 269.4794 | 221.3998
1548 | 252.7793 | 219.7464 | 252.7793 | 219.7464
1549 | 240.1805 | 222.7475 | 240.1805 | 222.7475
1550 | 232.4934 | 254.9713 | 232.4934 | 254.9713
1551 | 229.1652 | 311.7159 | 229.1652 | 311.7159
1552 | 230.4598 | 339.8893 | 230.4598 | 339.8893
1553 | 233.7938 | 383.3747 | 233.7938 | 383.3747
1554 | 235.0547 | 388.3341 | 235.0547 | 388.3341
1555 | 249.7998 | 383.1493 | 249.7998 | 383.1493
1556 | 278.302 | 371.1252 | 278.302 | 371.1252
1557 | 300.6415 | 371.2091 | 300.6415 | 371.2091
1558 | 314.7545 | 364.9966 | 314.7545 | 364.9966
1559 | 339.6138 | 357.0291 | 339.6138 | 357.0291
1560 | 336.3928 | 354.8478 | 336.3928 | 354.8478
1561 | 317.4254 | 351.7043 | 317.4254 | 351.7043
1562 | 314.093 | 346.2234 | 314.093 | 346.2234
1563 | 316.1401 | 340.1545 | 316.1401 | 340.1545
1564 | 316.9916 | 331.2408 | 316.9916 | 331.2408
1565 | 319.8122 | 312.0376 | 319.8122 | 312.0376
1566 | 317.3575 | 283.349 | 317.3575 | 283.349
1567 | 309.6999 | 253.3013 | 309.6999 | 253.3013
1568 | 311.8098 | 225.0883 | 311.8098 | 225.0883
1569 | 302.5021 | 213.1951 | 302.5021 | 213.1951
1570 | 288.9448 | 191.3229 | 288.9448 | 191.3229
1571 | 270.6549 | 169.8225 | 270.6549 | 169.8225
1572 | 254.0485 | 179.7126 | 254.0485 | 179.7126
1573 | 241.1258 | 187.5439 | 241.1258 | 187.5439
1574 | 234.3752 | 211.2533 | 234.3752 | 211.2533
1575 | 229.5002 | 249.059 | 229.5002 | 249.059
1576 | 230.2937 | 270.4918 | 230.2937 | 270.4918
1577 | 233.2872 | 311.2483 | 233.2872 | 311.2483
1578 | 230.7893 | 325.8409 | 230.7893 | 325.8409
1579 | 242.7186 | 338.3944 | 242.7186 | 338.3944
1580 | 266.2056 | 347.0012 | 266.2056 | 347.0012
1581 | 287.6833 | 353.1161 | 287.6833 | 353.1161
1582 | 301.5702 | 350.2603 | 301.5702 | 350.2603
1583 | 321.6133 | 349.6063 | 321.6133 | 349.6063
1584 | 316.2607 | 353.8108 | 316.2607 | 353.8108
1585 | 304.8783 | 354.0785 | 304.8783 | 354.0785
1586 | 298.7644 | 338.3913 | 298.7644 | 338.3913
1587 | 299.507 | 308.3348 | 299.507 | 308.3348
1588 | 301.2422 | 295.6825 | 301.2422 | 295.6825
1589 | 306.9408 | 266.6823 | 306.9408 | 266.6823
1590 | 302.0523 | 241.5686 | 302.0523 | 241.5686
1591 | 298.499 | 221.8091 | 298.499 | 221.8091
1592 | 305.8006 | 201.2645 | 305.8006 | 201.2645
1593 | 300.726 | 182.0031 | 300.726 | 182.0031
1594 | 284.926 | 151.0434 | 284.926 | 151.0434
1595 | 266.0998 | 121.2197 | 266.0998 | 121.2197
1596 | 250.5385 | 120.1121 | 250.5385 | 120.1121
1597 | 240.1654 | 129.7445 | 240.1654 | 129.7445
1598 | 233.0322 | 178.8606 | 233.0322 | 178.8606
1599 | 230.7311 | 256.7819 | 230.7311 | 256.7819
1600 | 231.0168 | 303.867 | 231.0168 | 303.867
1601 | 234.1565 | 367.9015 | 234.1565 | 367.9015
1602 | 231.706 | 392.373 | 231.706 | 392.373
1603 | 240.7891 | 409.9477 | 240.7891 | 409.9477
1604 | 259.1226 | 419.3459 | 259.1226 | 419.3459
1605 | 278.0715 | 423.0048 | 278.0715 | 423.0048
1606 | 295.1723 | 409.7243 | 295.1723 | 409.7243
1607 | 318.2764 | 389.0398 | 318.2764 | 389.0398
1608 | 313.9317 | 381.9464 | 313.9317 | 381.9464
1609 | 300.9601 | 381.2589 | 300.9601 | 381.2589
1610 | 297.023 | 380.4992 | 297.023 | 380.4992
1611 | 298.8231 | 368.9723 | 298.8231 | 368.9723
1612 | 303.1448 | 356.129 | 303.1448 | 356.129
1613 | 309.8637 | 322.2985 | 309.8637 | 322.2985
1614 | 302.5946 | 269.2948 | 302.5946 | 269.2948
1615 | 300.0286 | 208.8466 | 300.0286 | 208.8466
1616 | 307.7999 | 147.6677 | 307.7999 | 147.6677
1617 | 300.2451 | 102.9178 | 300.2451 | 102.9178
1618 | 286.7842 | 64.8629 | 286.7842 | 64.8629
1619 | 266.1327 | 37.5498 | 266.1327 | 37.5498
1620 | 248.1649 | 43.3191 | 248.1649 | 43.3191
1621 | 238.4428 | 66.9238 | 238.4428 | 66.9238
1622 | 231.4847 | 132.7957 | 231.4847 | 132.7957
1623 | 229.0087 | 208.916 | 229.0087 | 208.916
1624 | 230.2218 | 250.8433 | 230.2218 | 250.8433
1625 | 234.2673 | 317.0337 | 234.2673 | 317.0337
1626 | 234.3499 | 340.7683 | 234.3499 | 340.7683
1627 | 251.2253 | 343.4975 | 251.2253 | 343.4975
1628 | 277.5639 | 333.8476 | 277.5639 | 333.8476
1629 | 293.3025 | 337.0426 | 293.3025 | 337.0426
1630 | 310.4813 | 335.3601 | 310.4813 | 335.3601
1631 | 335.0047 | 338.363 | 335.0047 | 338.363
1632 | 329.725 | 352.9103 | 329.725 | 352.9103
1633 | 308.5274 | 357.3805 | 308.5274 | 357.3805
1634 | 305.9394 | 338.1184 | 305.9394 | 338.1184
1635 | 306.2588 | 316.3579 | 306.2588 | 316.3579
1636 | 310.7286 | 311.9471 | 310.7286 | 311.9471
1637 | 318.1178 | 295.9095 | 318.1178 | 295.9095
1638 | 313.4067 | 256.5233 | 313.4067 | 256.5233
1639 | 311.4497 | 203.0066 | 311.4497 | 203.0066
1640 | 313.8791 | 140.7908 | 313.8791 | 140.7908
1641 | 303.1207 | 107.5298 | 303.1207 | 107.5298
1642 | 288.9391 | 75.1784 | 288.9391 | 75.1784
1643 | 266.1085 | 43.5535 | 266.1085 | 43.5535
1644 | 247.4076 | 45.8025 | 247.4076 | 45.8025
1645 | 236.9015 | 66.6782 | 236.9015 | 66.6782
1646 | 229.999 | 91.2064 | 229.999 | 91.2064
1647 | 227.5491 | 127.1291 | 227.5491 | 127.1291
1648 | 229.9774 | 170.2299 | 229.9774 | 170.2299
1649 | 236.5272 | 247.7454 | 236.5272 | 247.7454
1650 | 238.7095 | 290.0915 | 238.7095 | 290.0915
1651 | 258.057 | 321.6659 | 258.057 | 321.6659
1652 | 293.5698 | 339.0326 | 293.5698 | 339.0326
1653 | 313.983 | 350.8511 | 313.983 | 350.8511
1654 | 331.9869 | 343.0012 | 331.9869 | 343.0012
1655 | 356.8308 | 327.4472 | 356.8308 | 327.4472
1656 | 347.0556 | 314.2136 | 347.0556 | 314.2136
1657 | 321.3845 | 318.8203 | 321.3845 | 318.8203
1658 | 318.3369 | 316.1503 | 318.3369 | 316.1503
1659 | 321.7372 | 272.4763 | 321.7372 | 272.4763
1660 | 321.9564 | 245.224 | 321.9564 | 245.224
1661 | 329.3377 | 209.8926 | 329.3377 | 209.8926
1662 | 326.2671 | 151.6494 | 326.2671 | 151.6494
1663 | 321.0467 | 102.5536 | 321.0467 | 102.5536
1664 | 321.499 | 60.2046 | 321.499 | 60.2046
1665 | 311.154 | 51.5861 | 311.154 | 51.5861
1666 | 294.6811 | 35.9086 | 294.6811 | 35.9086
1667 | 270.4208 | 16.6732 | 270.4208 | 16.6732
1668 | 251.0962 | 17.6942 | 251.0962 | 17.6942
1669 | 240.2148 | 14.4187 | 240.2148 | 14.4187
1670 | 233.5925 | 70.9575 | 233.5925 | 70.9575
1671 | 231.9218 | 129.0393 | 231.9218 | 129.0393
1672 | 233.0087 | 166.7641 | 233.0087 | 166.7641
1673 | 238.2842 | 237.6483 | 238.2842 | 237.6483
1674 | 239.821 | 266.8681 | 239.821 | 266.8681
1675 | 258.8531 | 281.5501 | 258.8531 | 281.5501
1676 | 293.7367 | 283.9622 | 293.7367 | 283.9622
1677 | 314.3994 | 291.5235 | 314.3994 | 291.5235
1678 | 326.8992 | 292.8702 | 326.8992 | 292.8702
1679 | 354.8118 | 295.6548 | 354.8118 | 295.6548
1680 | 342.5058 | 301.6331 | 342.5058 | 301.6331
1681 | 321.6324 | 306.6765 | 321.6324 | 306.6765
1682 | 323.1941 | 305.3982 | 323.1941 | 305.3982
1683 | 327.7548 | 283.856 | 327.7548 | 283.856
1684 | 328.2426 | 255.0756 | 328.2426 | 255.0756
1685 | 331.7661 | 217.6702 | 331.7661 | 217.6702
1686 | 328.4174 | 164.6938 | 328.4174 | 164.6938
1687 | 324.3951 | 115.7617 | 324.3951 | 115.7617
1688 | 326.1181 | 69.4012 | 326.1181 | 69.4012
1689 | 313.8243 | 51.5861 | 313.8243 | 51.5861
1690 | 295.9088 | 35.9086 | 295.9088 | 35.9086
1691 | 272.6305 | 16.6732 | 272.6305 | 16.6732
1692 | 254.0844 | 17.6942 | 254.0844 | 17.6942
1693 | 242.3838 | 14.4187 | 242.3838 | 14.4187
1694 | 235.8628 | 47.9796 | 235.8628 | 47.9796
1695 | 234.0426 | 107.6443 | 234.0426 | 107.6443
1696 | 235.961 | 171.8945 | 235.961 | 171.8945
1697 | 241.8757 | 252.985 | 241.8757 | 252.985
1698 | 245.9301 | 287.7174 | 245.9301 | 287.7174
1699 | 264.743 | 311.4868 | 264.743 | 311.4868
1700 | 297.7934 | 325.5243 | 297.7934 | 325.5243
1701 | 320.5046 | 340.2082 | 320.5046 | 340.2082
1702 | 334.4813 | 342.319 | 334.4813 | 342.319
1703 | 357.0328 | 343.8755 | 357.0328 | 343.8755
1704 | 346.3116 | 347.0703 | 346.3116 | 347.0703
1705 | 325.6589 | 347.0105 | 325.6589 | 347.0105
1706 | 322.041 | 323.2456 | 322.041 | 323.2456
1707 | 323.7987 | 273.0766 | 323.7987 | 273.0766
1708 | 323.476 | 250.0543 | 323.476 | 250.0543
1709 | 328.5236 | 214.6137 | 328.5236 | 214.6137
1710 | 325.5129 | 176.9195 | 325.5129 | 176.9195
1711 | 326.4806 | 144.7979 | 326.4806 | 144.7979
1712 | 324.9657 | 113.6376 | 324.9657 | 113.6376
1713 | 312.5867 | 97.0233 | 312.5867 | 97.0233
1714 | 297.8576 | 74.6599 | 297.8576 | 74.6599
1715 | 276.5348 | 55.5336 | 276.5348 | 55.5336
1716 | 258.3809 | 68.0435 | 258.3809 | 68.0435
1717 | 245.8443 | 94.7319 | 245.8443 | 94.7319
1718 | 238.2921 | 154.2726 | 238.2921 | 154.2726
1719 | 236.0367 | 205.4775 | 236.0367 | 205.4775
1720 | 238.3067 | 227.3197 | 238.3067 | 227.3197
1721 | 243.9681 | 276.263 | 243.9681 | 276.263
1722 | 245.8085 | 291.8654 | 245.8085 | 291.8654
1723 | 263.2392 | 302.9179 | 263.2392 | 302.9179
1724 | 290.7592 | 303.0649 | 290.7592 | 303.0649
1725 | 309.5095 | 306.7511 | 309.5095 | 306.7511
1726 | 323.1528 | 307.7431 | 323.1528 | 307.7431
1727 | 350.5635 | 312.3833 | 350.5635 | 312.3833
1728 | 341.8683 | 313.7224 | 341.8683 | 313.7224
1729 | 323.3997 | 310.0058 | 323.3997 | 310.0058
1730 | 319.5537 | 300.1313 | 319.5537 | 300.1313
1731 | 319.034 | 279.2168 | 319.034 | 279.2168
1732 | 319.603 | 270.1667 | 319.603 | 270.1667
1733 | 328.2432 | 250.1175 | 328.2432 | 250.1175
1734 | 324.7177 | 211.4682 | 324.7177 | 211.4682
1735 | 326.3967 | 177.982 | 326.3967 | 177.982
1736 | 323.6168 | 144.6386 | 323.6168 | 144.6386
1737 | 311.2251 | 118.7458 | 311.2251 | 118.7458
1738 | 297.201 | 89.4508 | 297.201 | 89.4508
1739 | 277.0172 | 63.9661 | 277.0172 | 63.9661
1740 | 260.7201 | 69.6536 | 260.7201 | 69.6536
1741 | 248.8666 | 87.8277 | 248.8666 | 87.8277
1742 | 241.4368 | 117.6227 | 241.4368 | 117.6227
1743 | 238.8577 | 153.6 | 238.8577 | 153.6
1744 | 239.6607 | 185.2391 | 239.6607 | 185.2391
1745 | 245.3287 | 247.0632 | 245.3287 | 247.0632
1746 | 245.3292 | 279.1757 | 245.3292 | 279.1757
1747 | 252.4962 | 300.8166 | 252.4962 | 300.8166
1748 | 276.2999 | 311.0062 | 276.2999 | 311.0062
1749 | 297.1361 | 326.5906 | 297.1361 | 326.5906
1750 | 310.9179 | 332.4129 | 310.9179 | 332.4129
1751 | 337.4587 | 340.9828 | 337.4587 | 340.9828
1752 | 334.7336 | 349.0897 | 334.7336 | 349.0897
1753 | 318.4596 | 347.1742 | 318.4596 | 347.1742
1754 | 313.9776 | 334.1341 | 313.9776 | 334.1341
1755 | 314.325 | 300.3117 | 314.325 | 300.3117
1756 | 316.2998 | 284.6302 | 316.2998 | 284.6302
1757 | 323.3373 | 264.7993 | 323.3373 | 264.7993
1758 | 319.1968 | 233.6 | 319.1968 | 233.6
1759 | 319.6554 | 216.3785 | 319.6554 | 216.3785
1760 | 317.8042 | 197.7169 | 317.8042 | 197.7169
1761 | 308.383 | 183.8042 | 308.383 | 183.8042
1762 | 293.0788 | 162.2595 | 293.0788 | 162.2595
1763 | 274.5382 | 143.5426 | 274.5382 | 143.5426
1764 | 255.9846 | 158.0173 | 255.9846 | 158.0173
1765 | 245.0743 | 180.4213 | 245.0743 | 180.4213
1766 | 238.4458 | 218.2122 | 238.4458 | 218.2122
1767 | 236.5291 | 259.1834 | 236.5291 | 259.1834
1768 | 236.4854 | 287.3568 | 236.4854 | 287.3568
1769 | 240.5934 | 344.2142 | 240.5934 | 344.2142
1770 | 242.5486 | 362.1088 | 242.5486 | 362.1088
1771 | 253.8085 | 373.5161 | 253.8085 | 373.5161
1772 | 274.7546 | 376.8014 | 274.7546 | 376.8014
1773 | 294.5636 | 382.9437 | 294.5636 | 382.9437
1774 | 313.7262 | 383.3898 | 313.7262 | 383.3898
1775 | 336.5285 | 387.0477 | 336.5285 | 387.0477
1776 | 333.4627 | 395.8095 | 333.4627 | 395.8095
1777 | 318.5148 | 395.2858 | 318.5148 | 395.2858
1778 | 316.3906 | 390.3507 | 316.3906 | 390.3507
1779 | 320.0853 | 390.3128 | 320.0853 | 390.3128
1780 | 324.712 | 402.9306 | 324.712 | 402.9306
1781 | 327.4146 | 407.2783 | 327.4146 | 407.2783
1782 | 324.3391 | 397.4468 | 324.3391 | 397.4468
1783 | 324.5077 | 381.617 | 324.5077 | 381.617
1784 | 319.5855 | 361.0178 | 319.5855 | 361.0178
1785 | 308.4688 | 347.2416 | 308.4688 | 347.2416
1786 | 292.8055 | 324.7145 | 292.8055 | 324.7145
1787 | 271.8739 | 303.7871 | 271.8739 | 303.7871
1788 | 255.634 | 310.5935 | 255.634 | 310.5935
1789 | 245.1663 | 321.8906 | 245.1663 | 321.8906
1790 | 237.1901 | 351.8221 | 237.1901 | 351.8221
1791 | 233.8738 | 399.8886 | 233.8738 | 399.8886
1792 | 236.317 | 421.7035 | 236.317 | 421.7035
1793 | 240.9253 | 472.3661 | 240.9253 | 472.3661
1794 | 244.9383 | 489.8241 | 244.9383 | 489.8241
1795 | 259.1323 | 498.1204 | 259.1323 | 498.1204
1796 | 285.8675 | 495.2929 | 285.8675 | 495.2929
1797 | 302.5441 | 496.905 | 302.5441 | 496.905
1798 | 319.9559 | 496.014 | 319.9559 | 496.014
1799 | 345.8083 | 493.9683 | 345.8083 | 493.9683
1800 | 338.6107 | 492.7968 | 338.6107 | 492.7968
1801 | 324.7087 | 488.8891 | 324.7087 | 488.8891
1802 | 319.7016 | 485.3458 | 319.7016 | 485.3458
1803 | 324.2136 | 474.9105 | 324.2136 | 474.9105
1804 | 323.7843 | 474.8387 | 323.7843 | 474.8387
1805 | 329.8405 | 458.0643 | 329.8405 | 458.0643
1806 | 330.0935 | 433.4145 | 330.0935 | 433.4145
1807 | 331.3172 | 410.4348 | 331.3172 | 410.4348
1808 | 327.4828 | 380.9392 | 327.4828 | 380.9392
1809 | 315.6382 | 358.7851 | 315.6382 | 358.7851
1810 | 299.5207 | 332.8195 | 299.5207 | 332.8195
1811 | 275.4929 | 309.5998 | 275.4929 | 309.5998
1812 | 257.793 | 313.6226 | 257.793 | 313.6226
1813 | 246.1005 | 323.0913 | 246.1005 | 323.0913
1814 | 238.2673 | 351.9585 | 238.2673 | 351.9585
1815 | 236.9622 | 397.2961 | 236.9622 | 397.2961
1816 | 238.8203 | 437.9681 | 238.8203 | 437.9681
1817 | 244.7082 | 499.2191 | 244.7082 | 499.2191
1818 | 249.0234 | 521.289 | 249.0234 | 521.289
1819 | 271.1141 | 530.9225 | 271.1141 | 530.9225
1820 | 304.8167 | 528.5589 | 304.8167 | 528.5589
1821 | 325.8298 | 518.6548 | 325.8298 | 518.6548
1822 | 341.2619 | 514.6255 | 341.2619 | 514.6255
1823 | 367.2436 | 512.1978 | 367.2436 | 512.1978
1824 | 358.4294 | 504.1765 | 358.4294 | 504.1765
1825 | 336.5782 | 491.236 | 336.5782 | 491.236
1826 | 333.2956 | 483.2445 | 333.2956 | 483.2445
1827 | 337.9835 | 476.9027 | 337.9835 | 476.9027
1828 | 339.6133 | 471.6458 | 339.6133 | 471.6458
1829 | 347.7812 | 450.969 | 347.7812 | 450.969
1830 | 345.4986 | 412.2651 | 345.4986 | 412.2651
1831 | 342.3879 | 374.5217 | 342.3879 | 374.5217
1832 | 338.5716 | 337.194 | 338.5716 | 337.194
1833 | 323.4037 | 313.8664 | 323.4037 | 313.8664
1834 | 301.8888 | 282.1973 | 301.8888 | 282.1973
1835 | 277.3404 | 253.6288 | 277.3404 | 253.6288
1836 | 260.2591 | 252.7395 | 260.2591 | 252.7395
1837 | 247.5527 | 263.3271 | 247.5527 | 263.3271
1838 | 240.5384 | 298.2526 | 240.5384 | 298.2526
1839 | 236.4078 | 337.8048 | 236.4078 | 337.8048
1840 | 239.32 | 369.826 | 239.32 | 369.826
1841 | 245.4439 | 430.0399 | 245.4439 | 430.0399
1842 | 250.6804 | 449.2991 | 250.6804 | 449.2991
1843 | 270.9376 | 452.7924 | 270.9376 | 452.7924
1844 | 305.0967 | 445.5439 | 305.0967 | 445.5439
1845 | 324.6163 | 441.589 | 324.6163 | 441.589
1846 | 339.5785 | 430.1369 | 339.5785 | 430.1369
1847 | 364.278 | 418.3215 | 364.278 | 418.3215
1848 | 357.6531 | 411.3919 | 357.6531 | 411.3919
1849 | 335.1168 | 407.1022 | 335.1168 | 407.1022
1850 | 332.2236 | 406.0968 | 332.2236 | 406.0968
1851 | 334.4648 | 402.2656 | 334.4648 | 402.2656
1852 | 335.8735 | 394.3344 | 335.8735 | 394.3344
1853 | 342.4822 | 368.6908 | 342.4822 | 368.6908
1854 | 343.8224 | 332.3884 | 343.8224 | 332.3884
1855 | 345.0063 | 299.7209 | 345.0063 | 299.7209
1856 | 338.1033 | 268.2332 | 338.1033 | 268.2332
1857 | 324.0764 | 249.2174 | 324.0764 | 249.2174
1858 | 305.5874 | 229.4192 | 305.5874 | 229.4192
1859 | 282.9197 | 213.1857 | 282.9197 | 213.1857
1860 | 262.9591 | 227.0873 | 262.9591 | 227.0873
1861 | 251.2197 | 255.4404 | 251.2197 | 255.4404
1862 | 244.975 | 306.0847 | 244.975 | 306.0847
1863 | 242.5082 | 362.1744 | 242.5082 | 362.1744
1864 | 243.67 | 412.698 | 243.67 | 412.698
1865 | 248.6416 | 488.5216 | 248.6416 | 488.5216
1866 | 254.8839 | 517.8233 | 254.8839 | 517.8233
1867 | 275.2238 | 528.6575 | 275.2238 | 528.6575
1868 | 308.2288 | 521.3544 | 308.2288 | 521.3544
1869 | 326.9786 | 515.4893 | 326.9786 | 515.4893
1870 | 342.9887 | 501.5538 | 342.9887 | 501.5538
1871 | 364.7594 | 493.941 | 364.7594 | 493.941
1872 | 358.296 | 492.4147 | 358.296 | 492.4147
1873 | 335.8439 | 491.7545 | 335.8439 | 491.7545
1874 | 333.8906 | 491.4587 | 333.8906 | 491.4587
1875 | 338.5034 | 482.0058 | 338.5034 | 482.0058
1876 | 337.1683 | 464.2231 | 337.1683 | 464.2231
1877 | 343.5265 | 432.9851 | 343.5265 | 432.9851
1878 | 341.61 | 391.7706 | 341.61 | 391.7706
1879 | 341.9382 | 361.6137 | 341.9382 | 361.6137
1880 | 333.3216 | 331.8453 | 333.3216 | 331.8453
1881 | 320.2193 | 300.7674 | 320.2193 | 300.7674
1882 | 301.3684 | 271.6362 | 301.3684 | 271.6362
1883 | 282.1433 | 252.8102 | 282.1433 | 252.8102
1884 | 262.2831 | 263.7645 | 262.2831 | 263.7645
1885 | 250.3016 | 277.1083 | 250.3016 | 277.1083
1886 | 242.9422 | 293.4496 | 242.9422 | 293.4496
1887 | 240.7071 | 311.0337 | 240.7071 | 311.0337
1888 | 242.1983 | 337.8972 | 242.1983 | 337.8972
1889 | 248.4374 | 392.6259 | 248.4374 | 392.6259
1890 | 254.284 | 408.6922 | 254.284 | 408.6922
1891 | 271.5952 | 417.2886 | 271.5952 | 417.2886
1892 | 300.0595 | 414.734 | 300.0595 | 414.734
1893 | 319.6956 | 417.3558 | 319.6956 | 417.3558
1894 | 334.2645 | 418.457 | 334.2645 | 418.457
1895 | 363.988 | 421.7873 | 363.988 | 421.7873
1896 | 356.0805 | 431.3406 | 356.0805 | 431.3406
1897 | 335.5561 | 434.692 | 335.5561 | 434.692
1898 | 330.7044 | 433.8776 | 330.7044 | 433.8776
1899 | 329.9075 | 412.7175 | 329.9075 | 412.7175
1900 | 334.5072 | 403.2035 | 334.5072 | 403.2035
1901 | 343.6363 | 375.2676 | 343.6363 | 375.2676
1902 | 342.1269 | 342.2399 | 342.1269 | 342.2399
1903 | 344.8325 | 311.0188 | 344.8325 | 311.0188
1904 | 336.0947 | 287.4997 | 336.0947 | 287.4997
1905 | 321.2009 | 275.1152 | 321.2009 | 275.1152
1906 | 303.1597 | 262.9035 | 303.1597 | 262.9035
1907 | 283.607 | 253.3832 | 283.607 | 253.3832
1908 | 265.8656 | 270.3959 | 265.8656 | 270.3959
1909 | 255.1184 | 287.5603 | 255.1184 | 287.5603
1910 | 247.3015 | 303.383 | 247.3015 | 303.383
1911 | 244.1105 | 321.5947 | 244.1105 | 321.5947
1912 | 245.201 | 348.5128 | 245.201 | 348.5128
1913 | 250.6111 | 412.6565 | 250.6111 | 412.6565
1914 | 254.6204 | 438.7926 | 254.6204 | 438.7926
1915 | 264.8327 | 453.8567 | 264.8327 | 453.8567
1916 | 287.1553 | 457.4968 | 287.1553 | 457.4968
1917 | 305.9756 | 461.3467 | 305.9756 | 461.3467
1918 | 320.5864 | 452.7327 | 320.5864 | 452.7327
1919 | 345.5172 | 444.9289 | 345.5172 | 444.9289
1920 | 341.6451 | 446.7046 | 341.6451 | 446.7046
1921 | 324.0439 | 451.4205 | 324.0439 | 451.4205
1922 | 320.126 | 455.1908 | 320.126 | 455.1908
1923 | 323.5485 | 453.5428 | 323.5485 | 453.5428
1924 | 329.1506 | 449.3775 | 329.1506 | 449.3775
1925 | 333.9978 | 432.412 | 333.9978 | 432.412
1926 | 334.1046 | 395.7549 | 334.1046 | 395.7549
1927 | 335.2074 | 363.4694 | 335.2074 | 363.4694
1928 | 325.6053 | 326.5238 | 325.6053 | 326.5238
1929 | 312.7829 | 293.3719 | 312.7829 | 293.3719
1930 | 300.1074 | 255.317 | 300.1074 | 255.317
1931 | 281.618 | 232.0973 | 281.618 | 232.0973
1932 | 264.395 | 246.8723 | 264.395 | 246.8723
1933 | 254.3865 | 265.0463 | 254.3865 | 265.0463
1934 | 247.2641 | 282.8612 | 247.2641 | 282.8612
1935 | 245.3472 | 306.3671 | 245.3472 | 306.3671
1936 | 246.6805 | 328.5095 | 246.6805 | 328.5095
1937 | 250.5905 | 384.63 | 250.5905 | 384.63
1938 | 255.2993 | 395.4294 | 255.2993 | 395.4294
1939 | 264.2809 | 396.221 | 264.2809 | 396.221
1940 | 285.405 | 402.2626 | 285.405 | 402.2626
1941 | 305.0993 | 410.0149 | 305.0993 | 410.0149
1942 | 320.0126 | 400.8825 | 320.0126 | 400.8825
1943 | 346.854 | 391.8779 | 346.854 | 391.8779
1944 | 338.5533 | 385.2485 | 338.5533 | 385.2485
1945 | 324.914 | 378.4208 | 324.914 | 378.4208
1946 | 320.8242 | 375.9964 | 320.8242 | 375.9964
1947 | 322.0005 | 379.2878 | 322.0005 | 379.2878
1948 | 329.1316 | 386.3385 | 329.1316 | 386.3385
1949 | 339.6589 | 382.0082 | 339.6589 | 382.0082
1950 | 335.4893 | 360.9606 | 335.4893 | 360.9606
1951 | 338.0268 | 329.1391 | 338.0268 | 329.1391
1952 | 330.2504 | 289.5737 | 330.2504 | 289.5737
1953 | 317.6147 | 248.5897 | 317.6147 | 248.5897
1954 | 301.0743 | 200.0283 | 301.0743 | 200.0283
1955 | 281.5267 | 166.1384 | 281.5267 | 166.1384
1956 | 267.0097 | 173.7907 | 267.0097 | 173.7907
1957 | 255.8834 | 215.8978 | 255.8834 | 215.8978
1958 | 248.0415 | 275.1383 | 248.0415 | 275.1383
1959 | 245.981 | 316.4916 | 245.981 | 316.4916
1960 | 246.8473 | 355.3079 | 246.8473 | 355.3079
1961 | 251.2268 | 421.662 | 251.2268 | 421.662
1962 | 257.0236 | 444.6598 | 257.0236 | 444.6598
1963 | 272.2932 | 442.4223 | 272.2932 | 442.4223
1964 | 297.8061 | 425.8954 | 297.8061 | 425.8954
1965 | 316.9479 | 431.2463 | 316.9479 | 431.2463
1966 | 333.2471 | 432.975 | 333.2471 | 432.975
1967 | 358.1991 | 437.5334 | 358.1991 | 437.5334
1968 | 348.4342 | 441.1376 | 348.4342 | 441.1376
1969 | 329.82 | 436.4658 | 329.82 | 436.4658
1970 | 325.6525 | 434.3416 | 325.6525 | 434.3416
1971 | 328.0117 | 432.3933 | 328.0117 | 432.3933
1972 | 332.5306 | 440.7813 | 332.5306 | 440.7813
1973 | 341.6359 | 437.7608 | 341.6359 | 437.7608
1974 | 340.8523 | 417.6957 | 340.8523 | 417.6957
1975 | 344.6716 | 387.0749 | 344.6716 | 387.0749
1976 | 334.4505 | 350.3476 | 334.4505 | 350.3476
1977 | 321.1195 | 329.5034 | 321.1195 | 329.5034
1978 | 301.8148 | 313.9896 | 301.8148 | 313.9896
1979 | 282.3323 | 299.5299 | 282.3323 | 299.5299
1980 | 263.6076 | 311.8761 | 263.6076 | 311.8761
1981 | 253.1045 | 326.1478 | 253.1045 | 326.1478
1982 | 247.0535 | 344.8359 | 247.0535 | 344.8359
1983 | 243.3658 | 367.0319 | 243.3658 | 367.0319
1984 | 245.0977 | 400.7178 | 245.0977 | 400.7178
1985 | 252.4972 | 462.3781 | 252.4972 | 462.3781
1986 | 258.9272 | 481.5008 | 258.9272 | 481.5008
1987 | 278.7044 | 489.033 | 278.7044 | 489.033
1988 | 311.5645 | 490.5445 | 311.5645 | 490.5445
1989 | 331.844 | 498.5697 | 331.844 | 498.5697
1990 | 347.458 | 498.0607 | 347.458 | 498.0607
1991 | 371.4385 | 497.5705 | 371.4385 | 497.5705
1992 | 359.733 | 500.3287 | 359.733 | 500.3287
1993 | 339.5379 | 503.2707 | 339.5379 | 503.2707
1994 | 334.8721 | 509.4152 | 334.8721 | 509.4152
1995 | 339.369 | 514.2621 | 339.369 | 514.2621
1996 | 340.6409 | 521.8587 | 340.6409 | 521.8587
1997 | 349.1403 | 517.119 | 349.1403 | 517.119
1998 | 353.1881 | 493.9428 | 353.1881 | 493.9428
1999 | 351.6689 | 453.2249 | 351.6689 | 453.2249
2000 | 340.4027 | 406.4277 | 340.4027 | 406.4277
2001 | 324.9956 | 373.1121 | 324.9956 | 373.1121
2002 | 306.6265 | 339.56 | 306.6265 | 339.56
2003 | 283.5927 | 314.1845 | 283.5927 | 314.1845
2004 | 264.2967 | 323.0375 | 264.2967 | 323.0375
2005 | 252.5679 | 365.6904 | 252.5679 | 365.6904
2006 | 246.4187 | 430.0613 | 246.4187 | 430.0613
2007 | 244.0141 | 460.9354 | 244.0141 | 460.9354
2008 | 245.9619 | 490.5006 | 245.9619 | 490.5006
2009 | 251.7482 | 551.8334 | 251.7482 | 551.8334
2010 | 259.5683 | 578.0241 | 259.5683 | 578.0241
2011 | 278.3681 | 592.4878 | 278.3681 | 592.4878
2012 | 312.0972 | 591.1612 | 312.0972 | 591.1612
2013 | 333.0486 | 587.2609 | 333.0486 | 587.2609
2014 | 348.9243 | 579.5202 | 348.9243 | 579.5202
2015 | 375.8952 | 573.2719 | 375.8952 | 573.2719
2016 | 363.3521 | 565.8237 | 363.3521 | 565.8237
2017 | 342.8216 | 556.8948 | 342.8216 | 556.8948
2018 | 337.6891 | 548.9033 | 337.6891 | 548.9033
2019 | 342.8153 | 541.4426 | 342.8153 | 541.4426
2020 | 343.0166 | 541.6164 | 343.0166 | 541.6164
2021 | 348.4651 | 528.6898 | 348.4651 | 528.6898
2022 | 349.6341 | 502.5118 | 349.6341 | 502.5118
2023 | 351.3802 | 475.0293 | 351.3802 | 475.0293
2024 | 337.1246 | 435.8732 | 337.1246 | 435.8732
2025 | 322.2576 | 404.7954 | 322.2576 | 404.7954
2026 | 303.6233 | 375.0911 | 303.6233 | 375.0911
2027 | 281.1344 | 353.0176 | 281.1344 | 353.0176
2028 | 262.3545 | 361.5705 | 262.3545 | 361.5705
2029 | 250.3132 | 388.8865 | 250.3132 | 388.8865
2030 | 242.9394 | 419.0636 | 242.9394 | 419.0636
2031 | 241.0068 | 435.5834 | 241.0068 | 435.5834
2032 | 241.6924 | 458.5445 | 241.6924 | 458.5445
2033 | 248.4353 | 506.7783 | 248.4353 | 506.7783
2034 | 257.0067 | 521.6711 | 257.0067 | 521.6711
2035 | 271.8334 | 533.7606 | 271.8334 | 533.7606
2036 | 305.3528 | 548.9988 | 305.3528 | 548.9988
2037 | 326.3464 | 575.117 | 326.3464 | 575.117
2038 | 342.415 | 594.9115 | 342.415 | 594.9115
2039 | 367.6465 | 599.2789 | 367.6465 | 599.2789
2040 | 358.7544 | 598.7896 | 358.7544 | 598.7896
2041 | 334.7419 | 594.418 | 334.7419 | 594.418
2042 | 330.9946 | 579.0583 | 330.9946 | 579.0583
2043 | 336.2005 | 565.2937 | 336.2005 | 565.2937
2044 | 338.0844 | 551.1677 | 338.0844 | 551.1677
2045 | 343.0265 | 526.07 | 343.0265 | 526.07
2046 | 347.0123 | 471.5108 | 347.0123 | 471.5108
2047 | 347.2228 | 423.7795 | 347.2228 | 423.7795
2048 | 334.8066 | 380.5026 | 334.8066 | 380.5026
2049 | 323.4929 | 350.2708 | 323.4929 | 350.2708
2050 | 306.533 | 322.1219 | 306.533 | 322.1219
2051 | 283.9602 | 303.214 | 283.9602 | 303.214
2052 | 265.6976 | 324.6476 | 265.6976 | 324.6476
2053 | 252.3133 | 365.7995 | 252.3133 | 365.7995
2054 | 245.4471 | 390.1639 | 245.4471 | 390.1639
2055 | 243.0345 | 409.2489 | 243.0345 | 409.2489
2056 | 243.1718 | 432.21 | 243.1718 | 432.21
2057 | 249.1324 | 479.516 | 249.1324 | 479.516
2058 | 256.1246 | 489.6058 | 256.1246 | 489.6058
2059 | 269.6717 | 507.5353 | 269.6717 | 507.5353
2060 | 298.8879 | 525.3933 | 298.8879 | 525.3933
2061 | 319.1431 | 536.9662 | 319.1431 | 536.9662
2062 | 334.1367 | 533.6464 | 334.1367 | 533.6464
2063 | 356.1936 | 531.0822 | 356.1936 | 531.0822
2064 | 351.5566 | 538.0975 | 351.5566 | 538.0975
2065 | 334.7782 | 546.4156 | 334.7782 | 546.4156
2066 | 332.0927 | 554.3612 | 332.0927 | 554.3612
2067 | 335.6717 | 550.8575 | 335.6717 | 550.8575
2068 | 339.2905 | 546.392 | 339.2905 | 546.392
2069 | 344.6446 | 532.9469 | 344.6446 | 532.9469
2070 | 347.955 | 521.4507 | 347.955 | 521.4507
2071 | 346.2495 | 515.0905 | 346.2495 | 515.0905
2072 | 332.0474 | 500.2221 | 332.0474 | 500.2221
2073 | 319.8294 | 482.2978 | 319.8294 | 482.2978
2074 | 305.0579 | 457.6148 | 305.0579 | 457.6148
2075 | 282.7163 | 435.7323 | 282.7163 | 435.7323
2076 | 263.5976 | 439.8097 | 263.5976 | 439.8097
2077 | 252.0105 | 464.2604 | 252.0105 | 464.2604
2078 | 244.9533 | 504.3163 | 244.9533 | 504.3163
2079 | 241.9005 | 531.2062 | 241.9005 | 531.2062
2080 | 242.1345 | 559.7616 | 242.1345 | 559.7616
2081 | 248.0153 | 618.1744 | 248.0153 | 618.1744
2082 | 254.6644 | 632.3577 | 254.6644 | 632.3577
2083 | 263.1123 | 635.9602 | 263.1123 | 635.9602
2084 | 285.568 | 631.9319 | 285.568 | 631.9319
2085 | 307.7913 | 637.7467 | 307.7913 | 637.7467
2086 | 323.5579 | 640.2941 | 323.5579 | 640.2941
2087 | 345.6252 | 641.6051 | 345.6252 | 641.6051
2088 | 341.188 | 640.5427 | 341.188 | 640.5427
2089 | 327.8653 | 634.1517 | 327.8653 | 634.1517
2090 | 321.2707 | 633.4738 | 321.2707 | 633.4738
2091 | 323.8754 | 605.6004 | 323.8754 | 605.6004
2092 | 327.1899 | 580.2584 | 327.1899 | 580.2584
2093 | 334.6148 | 543.7536 | 334.6148 | 543.7536
2094 | 332.4697 | 497.0266 | 332.4697 | 497.0266
2095 | 333.7891 | 450.0866 | 333.7891 | 450.0866
2096 | 323.6129 | 417.2617 | 323.6129 | 417.2617
2097 | 312.7372 | 401.1931 | 312.7372 | 401.1931
2098 | 297.4598 | 384.3422 | 297.4598 | 384.3422
2099 | 279.0667 | 370.6466 | 279.0667 | 370.6466
2100 | 261.7199 | 390.6339 | 261.7199 | 390.6339
2101 | 251.5065 | 442.3469 | 251.5065 | 442.3469
2102 | 243.9489 | 489.0069 | 243.9489 | 489.0069
2103 | 242.0378 | 514.3685 | 242.0378 | 514.3685
2104 | 242.408 | 541.805 | 242.408 | 541.805
2105 | 248.5425 | 600.7091 | 248.5425 | 600.7091
2106 | 253.922 | 624.1435 | 253.922 | 624.1435
2107 | 263.0711 | 640.1082 | 263.0711 | 640.1082
2108 | 283.3384 | 643.7483 | 283.3384 | 643.7483
2109 | 303.3067 | 649.0991 | 303.3067 | 649.0991
2110 | 318.2567 | 641.031 | 318.2567 | 641.031
2111 | 344.9845 | 628.2059 | 344.9845 | 628.2059
2112 | 339.2842 | 617.2646 | 339.2842 | 617.2646
2113 | 324.0767 | 610.3005 | 324.0767 | 610.3005
2114 | 320.9843 | 613.3067 | 320.9843 | 613.3067
2115 | 322.5316 | 612.3955 | 322.5316 | 612.3955
2116 | 330.9025 | 598.2969 | 330.9025 | 598.2969
2117 | 339.1048 | 571.0159 | 339.1048 | 571.0159
2118 | 338.0053 | 537.7426 | 338.0053 | 537.7426
2119 | 339.5698 | 502.046 | 339.5698 | 502.046
2120 | 326.2311 | 468.3751 | 326.2311 | 468.3751
2121 | 314.1922 | 442.4823 | 314.1922 | 442.4823
2122 | 298.315 | 409.2303 | 298.315 | 409.2303
2123 | 280.0569 | 387.3206 | 280.0569 | 387.3206
2124 | 261.0752 | 411.9198 | 261.0752 | 411.9198
2125 | 249.1056 | 443.493 | 249.1056 | 443.493
2126 | 242.8585 | 474.9527 | 242.8585 | 474.9527
2127 | 240.1252 | 495.3203 | 240.1252 | 495.3203
2128 | 240.6664 | 515.9618 | 240.6664 | 515.9618
2129 | 246.6393 | 567.3885 | 246.6393 | 567.3885
2130 | 251.7426 | 578.2424 | 251.7426 | 578.2424
2131 | 267.6533 | 585.0924 | 267.6533 | 585.0924
2132 | 290.6037 | 581.4188 | 290.6037 | 581.4188
2133 | 309.9544 | 581.4209 | 309.9544 | 581.4209
2134 | 331.8236 | 583.5863 | 331.8236 | 583.5863
2135 | 353.3409 | 588.0901 | 353.3409 | 588.0901
2136 | 348.8842 | 596.6883 | 348.8842 | 596.6883
2137 | 329.443 | 595.4004 | 329.443 | 595.4004
2138 | 326.1685 | 595.0773 | 326.1685 | 595.0773
2139 | 330.2552 | 577.2465 | 330.2552 | 577.2465
2140 | 336.5942 | 543.5539 | 336.5942 | 543.5539
2141 | 350.3434 | 511.661 | 350.3434 | 511.661
2142 | 350.5437 | 462.5052 | 350.5437 | 462.5052
2143 | 345.2169 | 412.2087 | 345.2169 | 412.2087
2144 | 331.2853 | 368.2496 | 331.2853 | 368.2496
2145 | 320.7393 | 338.2633 | 320.7393 | 338.2633
2146 | 300.8747 | 320.8939 | 300.8747 | 320.8939
2147 | 280.5601 | 301.2219 | 280.5601 | 301.2219
2148 | 262.1994 | 339.9844 | 262.1994 | 339.9844
2149 | 250.1695 | 383.3468 | 250.1695 | 383.3468
2150 | 242.5302 | 406.4013 | 242.5302 | 406.4013
2151 | 242.6209 | 414.1338 | 242.6209 | 414.1338
2152 | 242.4758 | 426.179 | 242.4758 | 426.179
2153 | 247.8312 | 470.3194 | 247.8312 | 470.3194
2154 | 259.1131 | 485.0485 | 259.1131 | 485.0485
2155 | 280.2174 | 501.286 | 280.2174 | 501.286
2156 | 312.5469 | 494.5288 | 312.5469 | 494.5288
2157 | 332.4517 | 487.0535 | 332.4517 | 487.0535
2158 | 346.5414 | 479.4765 | 346.5414 | 479.4765
2159 | 374.7266 | 471.9456 | 374.7266 | 471.9456
2160 | 362.6532 | 467.09 | 362.6532 | 467.09
2161 | 340.6797 | 458.0792 | 340.6797 | 458.0792
2162 | 335.7525 | 444.3023 | 335.7525 | 444.3023
2163 | 338.8559 | 441.2897 | 338.8559 | 441.2897
2164 | 342.3865 | 434.2864 | 342.3865 | 434.2864
2165 | 350.4586 | 415.2196 | 350.4586 | 415.2196
2166 | 358.098 | 392.562 | 358.098 | 392.562
2167 | 352.2777 | 366.8261 | 352.2777 | 366.8261
2168 | 340.1159 | 331.4359 | 340.1159 | 331.4359
2169 | 325.8007 | 300.9039 | 325.8007 | 300.9039
2170 | 307.8549 | 264.3772 | 307.8549 | 264.3772
2171 | 283.0774 | 240.3388 | 283.0774 | 240.3388
2172 | 265.6946 | 476.3402 | 265.6946 | 476.3402
2173 | 252.1521 | 539.55 | 252.1521 | 539.55
2174 | 244.8036 | 610.284 | 244.8036 | 610.284
2175 | 243.0766 | 624.3049 | 243.0766 | 624.3049
2176 | 243.4011 | 651.7525 | 243.4011 | 651.7525
2177 | 250.4231 | 726.7537 | 250.4231 | 726.7537
2178 | 261.38 | 766.3842 | 261.38 | 766.3842
2179 | 279.4775 | 804.2478 | 279.4775 | 804.2478
2180 | 310.1911 | 845.4619 | 310.1911 | 845.4619
2181 | 332.8325 | 877.231 | 332.8325 | 877.231
2182 | 345.7746 | 892.9971 | 345.7746 | 892.9971
2183 | 375.3321 | 891.5341 | 375.3321 | 891.5341
2184 | 364.7848 | 906.3986 | 364.7848 | 906.3986
2185 | 336.3196 | 912.1626 | 336.3196 | 912.1626
2186 | 337.2049 | 916.8945 | 337.2049 | 916.8945
2187 | 344.0467 | 928.5014 | 344.0467 | 928.5014
2188 | 345.4004 | 928.2339 | 345.4004 | 928.2339
2189 | 356.3166 | 921.8936 | 356.3166 | 921.8936
2190 | 365.4018 | 886.8028 | 365.4018 | 886.8028
2191 | 359.5963 | 847.8741 | 359.5963 | 847.8741
2192 | 340.6839 | 821.15 | 340.6839 | 821.15
2193 | 329.7723 | 792.4113 | 329.7723 | 792.4113
2194 | 309.9655 | 762.9459 | 309.9655 | 762.9459
2195 | 289.4812 | 740.7123 | 289.4812 | 740.7123
2196 | 270.7928 | 745.2452 | 270.7928 | 745.2452
2197 | 257.0652 | 753.7986 | 257.0652 | 753.7986
2198 | 248.7894 | 760.9626 | 248.7894 | 760.9626
2199 | 245.7603 | 775.0368 | 245.7603 | 775.0368
2200 | 245.6521 | 808.9963 | 245.6521 | 808.9963
2201 | 252.3668 | 868.7854 | 252.3668 | 868.7854
2202 | 262.5266 | 893.9512 | 262.5266 | 893.9512
2203 | 280.5907 | 910.4647 | 280.5907 | 910.4647
2204 | 311.664 | 915.8106 | 311.664 | 915.8106
2205 | 331.588 | 913.8465 | 331.588 | 913.8465
2206 | 346.0165 | 909.1698 | 346.0165 | 909.1698
2207 | 374.2312 | 900.8748 | 374.2312 | 900.8748
2208 | 364.7994 | 898.4457 | 364.7994 | 898.4457
2209 | 341.6394 | 899.5126 | 341.6394 | 899.5126
2210 | 341.1523 | 907.874 | 341.1523 | 907.874
2211 | 345.815 | 910.8342 | 345.815 | 910.8342
2212 | 347.7362 | 884.1459 | 347.7362 | 884.1459
2213 | 363.4871 | 856.4554 | 363.4871 | 856.4554
2214 | 371.7089 | 815.2264 | 371.7089 | 815.2264
2215 | 359.8972 | 777.4187 | 359.8972 | 777.4187
2216 | 342.2688 | 755.3382 | 342.2688 | 755.3382
2217 | 323.1853 | 732.7376 | 323.1853 | 732.7376
2218 | 300.5971 | 705.3006 | 300.5971 | 705.3006
2219 | 278.8564 | 679.3307 | 278.8564 | 679.3307
2220 | 261.3191 | 687.5464 | 261.3191 | 687.5464
2221 | 249.9857 | 734.7969 | 249.9857 | 734.7969
2222 | 243.0077 | 776.815 | 243.0077 | 776.815
2223 | 241.4967 | 799.0023 | 241.4967 | 799.0023
2224 | 241.6952 | 830.3464 | 241.6952 | 830.3464
2225 | 248.0973 | 880.7415 | 248.0973 | 880.7415
2226 | 256.5243 | 885.4646 | 256.5243 | 885.4646
2227 | 270.6167 | 884.2574 | 270.6167 | 884.2574
2228 | 296.1763 | 883.7854 | 296.1763 | 883.7854
2229 | 315.3633 | 890.6282 | 315.3633 | 890.6282
2230 | 328.652 | 893.1572 | 328.652 | 893.1572
2231 | 357.4791 | 888.7586 | 357.4791 | 888.7586
2232 | 349.6665 | 887.7172 | 349.6665 | 887.7172
2233 | 328.3925 | 899.5126 | 328.3925 | 899.5126
2234 | 329.6633 | 907.5004 | 329.6633 | 907.5004
2235 | 340.1284 | 913.7165 | 340.1284 | 913.7165
2236 | 341.6821 | 888.6828 | 341.6821 | 888.6828
2237 | 354.5649 | 861.2592 | 354.5649 | 861.2592
2238 | 361.1801 | 821.7382 | 361.1801 | 821.7382
2239 | 352.7688 | 771.1204 | 352.7688 | 771.1204
2240 | 336.4062 | 708.5281 | 336.4062 | 708.5281
2241 | 322.0805 | 647.4972 | 322.0805 | 647.4972
2242 | 305.5834 | 602.6064 | 305.5834 | 602.6064
2243 | 284.834 | 588.6994 | 284.834 | 588.6994
2244 | 269.402 | 647.2481 | 269.402 | 647.2481
2245 | 256.2865 | 793.8301 | 256.2865 | 793.8301
2246 | 248.285 | 892.2659 | 248.285 | 892.2659
2247 | 245.4383 | 936.4438 | 245.4383 | 936.4438
2248 | 245.6364 | 991.9669 | 245.6364 | 991.9669
2249 | 251.2239 | 1076.4155 | 251.2239 | 1076.4155
2250 | 260.5024 | 1120.7964 | 260.5024 | 1120.7964
2251 | 272.5113 | 1123.6992 | 272.5113 | 1123.6992
2252 | 294.1958 | 1090.348 | 294.1958 | 1090.348
2253 | 312.6901 | 1072.905 | 312.6901 | 1072.905
2254 | 328.6951 | 1088.4042 | 328.6951 | 1088.4042
2255 | 354.5825 | 1095.0009 | 354.5825 | 1095.0009
2256 | 353.5701 | 1099.1903 | 353.5701 | 1099.1903
2257 | 334.7667 | 1099.8303 | 334.7667 | 1099.8303
2258 | 331.5712 | 1106.4837 | 331.5712 | 1106.4837
2259 | 329.7742 | 1110.7782 | 329.7742 | 1110.7782
2260 | 337.2701 | 1092.3097 | 337.2701 | 1092.3097
2261 | 347.0149 | 1049.0336 | 347.0149 | 1049.0336
2262 | 355.6177 | 975.2457 | 355.6177 | 975.2457
2263 | 347.6398 | 881.2871 | 347.6398 | 881.2871
2264 | 332.1189 | 788.1641 | 332.1189 | 788.1641
2265 | 315.7021 | 708.9856 | 315.7021 | 708.9856
2266 | 301.533 | 657.8499 | 301.533 | 657.8499
2267 | 282.7073 | 637.0041 | 282.7073 | 637.0041
2268 | 266.1607 | 707.2953 | 266.1607 | 707.2953
2269 | 255.9972 | 846.725 | 255.9972 | 846.725
2270 | 248.1177 | 910.3601 | 248.1177 | 910.3601
2271 | 245.4024 | 920.0576 | 245.4024 | 920.0576
2272 | 244.6504 | 949.4268 | 244.6504 | 949.4268
2273 | 249.728 | 1001.5299 | 249.728 | 1001.5299
2274 | 257.3555 | 1013.4053 | 257.3555 | 1013.4053
2275 | 270.2045 | 1009.3159 | 270.2045 | 1009.3159
2276 | 291.798 | 998.3289 | 291.798 | 998.3289
2277 | 309.2732 | 990.0131 | 309.2732 | 990.0131
2278 | 322.1418 | 979.9455 | 322.1418 | 979.9455
2279 | 348.0625 | 956.5987 | 348.0625 | 956.5987
2280 | 345.1108 | 949.4191 | 345.1108 | 949.4191
2281 | 326.1995 | 945.3087 | 326.1995 | 945.3087
2282 | 323.966 | 937.8176 | 323.966 | 937.8176
2283 | 327.9092 | 929.0885 | 327.9092 | 929.0885
2284 | 335.1982 | 914.4097 | 335.1982 | 914.4097
2285 | 347.5714 | 912.9799 | 347.5714 | 912.9799
2286 | 355.5923 | 892.1403 | 355.5923 | 892.1403
2287 | 346.7488 | 855.8271 | 346.7488 | 855.8271
2288 | 333.1757 | 830.7042 | 333.1757 | 830.7042
2289 | 317.8247 | 820.1131 | 317.8247 | 820.1131
2290 | 302.855 | 812.2647 | 302.855 | 812.2647
2291 | 283.6351 | 805.2965 | 283.6351 | 805.2965
2292 | 267.4847 | 820.7179 | 267.4847 | 820.7179
2293 | 255.4054 | 885.262 | 255.4054 | 885.262
2294 | 248.2632 | 940.0902 | 248.2632 | 940.0902
2295 | 245.8792 | 976.6889 | 245.8792 | 976.6889
2296 | 246.4807 | 1029.3297 | 246.4807 | 1029.3297
2297 | 249.8055 | 1108.7076 | 249.8055 | 1108.7076
2298 | 259.1403 | 1157.145 | 259.1403 | 1157.145
2299 | 272.6402 | 1185.2944 | 272.6402 | 1185.2944
2300 | 293.4738 | 1193.1489 | 293.4738 | 1193.1489
2301 | 311.5943 | 1197.8033 | 311.5943 | 1197.8033
2302 | 327.6095 | 1194.3542 | 327.6095 | 1194.3542
2303 | 352.8312 | 1190.0624 | 352.8312 | 1190.0624
2304 | 347.7577 | 1206.0478 | 347.7577 | 1206.0478
2305 | 333.6651 | 1203.2717 | 333.6651 | 1203.2717
2306 | 330.6566 | 1200.3709 | 330.6566 | 1200.3709
2307 | 332.3489 | 1214.2196 | 332.3489 | 1214.2196
2308 | 335.5158 | 1172.9598 | 335.5158 | 1172.9598
2309 | 349.0979 | 1108.7073 | 349.0979 | 1108.7073
2310 | 359.5279 | 1026.486 | 359.5279 | 1026.486
2311 | 351.9097 | 953.5039 | 351.9097 | 953.5039
2312 | 333.7122 | 912.6887 | 333.7122 | 912.6887
2313 | 320.4507 | 892.8103 | 320.4507 | 892.8103
2314 | 303.617 | 879.0373 | 303.617 | 879.0373
2315 | 281.0898 | 877.9937 | 281.0898 | 877.9937
2316 | 263.0278 | 946.3101 | 263.0278 | 946.3101
2317 | 251.4291 | 1058.1981 | 251.4291 | 1058.1981
2318 | 243.8182 | 1070.9665 | 243.8182 | 1070.9665
2319 | 241.8933 | 1074.6326 | 241.8933 | 1074.6326
2320 | 243.3422 | 1086.4947 | 243.3422 | 1086.4947
2321 | 249.6922 | 1149.433 | 249.6922 | 1149.433
2322 | 262.6865 | 1172.6239 | 262.6865 | 1172.6239
2323 | 280.1087 | 1193.5675 | 280.1087 | 1193.5675
2324 | 309.3667 | 1172.9196 | 309.3667 | 1172.9196
2325 | 331.2661 | 1160.654 | 331.2661 | 1160.654
2326 | 347.9811 | 1140.2317 | 347.9811 | 1140.2317
2327 | 375.6351 | 1132.4704 | 375.6351 | 1132.4704
2328 | 368.3542 | 1127.1056 | 368.3542 | 1127.1056
2329 | 348.4085 | 1114.8287 | 348.4085 | 1114.8287
2330 | 343.87 | 1105.8966 | 343.87 | 1105.8966
2331 | 348.1068 | 1102.2915 | 348.1068 | 1102.2915
2332 | 351.2339 | 1108.3757 | 351.2339 | 1108.3757
2333 | 364.8357 | 1119.8093 | 364.8357 | 1119.8093
2334 | 373.2413 | 1114.929 | 373.2413 | 1114.929
2335 | 359.4819 | 1099.6456 | 359.4819 | 1099.6456
2336 | 342.5112 | 1080.5008 | 342.5112 | 1080.5008
2337 | 330.7375 | 1062.704 | 330.7375 | 1062.704
2338 | 311.4286 | 1041.8855 | 311.4286 | 1041.8855
2339 | 288.443 | 1020.239 | 288.443 | 1020.239
2340 | 268.3213 | 1025.6258 | 268.3213 | 1025.6258
2341 | 257.8342 | 1036.5811 | 257.8342 | 1036.5811
2342 | 250.2456 | 1042.0905 | 250.2456 | 1042.0905
2343 | 247.835 | 1052.3751 | 247.835 | 1052.3751
2344 | 248.1603 | 1074.9122 | 248.1603 | 1074.9122
2345 | 254.3315 | 1128.2963 | 254.3315 | 1128.2963
2346 | 265.9561 | 1149.8326 | 265.9561 | 1149.8326
2347 | 284.8023 | 1166.4529 | 284.8023 | 1166.4529
2348 | 313.4492 | 1177.5633 | 313.4492 | 1177.5633
2349 | 335.5833 | 1174.6917 | 335.5833 | 1174.6917
2350 | 349.5694 | 1179.4092 | 349.5694 | 1179.4092
2351 | 375.3804 | 1192.571 | 375.3804 | 1192.571
2352 | 368.1451 | 1210.3178 | 368.1451 | 1210.3178
2353 | 349.7835 | 1236.8981 | 349.7835 | 1236.8981
2354 | 342.7637 | 1260.685 | 342.7637 | 1260.685
2355 | 347.2032 | 1271.1177 | 347.2032 | 1271.1177
2356 | 350.1433 | 1234.8218 | 350.1433 | 1234.8218
2357 | 364.4489 | 1157.9193 | 364.4489 | 1157.9193
2358 | 372.465 | 1070.1471 | 372.465 | 1070.1471
2359 | 362.9247 | 1017.7145 | 362.9247 | 1017.7145
2360 | 348.5561 | 993.6057 | 348.5561 | 993.6057
2361 | 334.5952 | 974.3678 | 334.5952 | 974.3678
2362 | 315.9384 | 947.6246 | 315.9384 | 947.6246
2363 | 294.2856 | 931.1555 | 294.2856 | 931.1555
2364 | 273.5131 | 979.0825 | 273.5131 | 979.0825
2365 | 262.6425 | 1079.5483 | 262.6425 | 1079.5483
2366 | 254.4561 | 1095.0922 | 254.4561 | 1095.0922
2367 | 252.4396 | 1074.4191 | 252.4396 | 1074.4191
2368 | 252.8807 | 1088.7364 | 252.8807 | 1088.7364
2369 | 258.3105 | 1124.6134 | 258.3105 | 1124.6134
2370 | 269.1105 | 1106.1182 | 269.1105 | 1106.1182
2371 | 287.122 | 1097.8655 | 287.122 | 1097.8655
2372 | 317.3495 | 1094.7781 | 317.3495 | 1094.7781
2373 | 335.79 | 1077.9223 | 335.79 | 1077.9223
2374 | 351.832 | 1053.1765 | 351.832 | 1053.1765
2375 | 373.6376 | 1032.6052 | 373.6376 | 1032.6052
2376 | 368.5063 | 1019.6611 | 368.5063 | 1019.6611
2377 | 351.5038 | 1021.6888 | 351.5038 | 1021.6888
2378 | 349.5293 | 1028.0753 | 349.5293 | 1028.0753
2379 | 351.2792 | 1044.0057 | 351.2792 | 1044.0057
2380 | 355.6306 | 1031.1415 | 355.6306 | 1031.1415
2381 | 365.5909 | 997.0461 | 365.5909 | 997.0461
2382 | 373.3447 | 948.558 | 373.3447 | 948.558
2383 | 361.7365 | 897.193 | 361.7365 | 897.193
2384 | 344.6481 | 852.7482 | 344.6481 | 852.7482
2385 | 330.1119 | 818.5118 | 330.1119 | 818.5118
2386 | 313.9961 | 791.6085 | 313.9961 | 791.6085
2387 | 293.9474 | 792.86 | 293.9474 | 792.86
2388 | 277.8741 | 885.7824 | 277.8741 | 885.7824
2389 | 266.2665 | 1001.4068 | 266.2665 | 1001.4068
2390 | 258.4684 | 1032.6964 | 258.4684 | 1032.6964
2391 | 255.0883 | 1047.8382 | 255.0883 | 1047.8382
2392 | 255.2628 | 1062.796 | 255.2628 | 1062.796
2393 | 261.6066 | 1086.9838 | 261.6066 | 1086.9838
2394 | 271.2574 | 1068.9156 | 271.2574 | 1068.9156
2395 | 280.1576 | 1061.1967 | 280.1576 | 1061.1967
2396 | 303.2545 | 1052.1846 | 303.2545 | 1052.1846
2397 | 323.8398 | 1041.2 | 323.8398 | 1041.2
2398 | 340.7029 | 1023.1262 | 340.7029 | 1023.1262
2399 | 363.4924 | 1009.6004 | 363.4924 | 1009.6004
2400 | 359.6379 | 1022.49 | 359.6379 | 1022.49
2401 | 344.2528 | 1045.7077 | 344.2528 | 1045.7077
2402 | 341.803 | 1065.1178 | 341.803 | 1065.1178
2403 | 342.7003 | 1093.3245 | 342.7003 | 1093.3245
2404 | 346.2724 | 1061.2452 | 346.2724 | 1061.2452
2405 | 354.1045 | 1010.4966 | 354.1045 | 1010.4966
2406 | 366.9158 | 965.5848 | 366.9158 | 965.5848
2407 | 357.3976 | 905.9465 | 357.3976 | 905.9465
2408 | 340.5504 | 873.8315 | 340.5504 | 873.8315
2409 | 326.8396 | 840.2356 | 326.8396 | 840.2356
2410 | 313.622 | 807.6745 | 313.622 | 807.6745
2411 | 294.9792 | 826.273 | 294.9792 | 826.273
2412 | 277.8869 | 906.9191 | 277.8869 | 906.9191
2413 | 264.4604 | 986.4083 | 264.4604 | 986.4083
2414 | 259.109 | 1004.194 | 259.109 | 1004.194
2415 | 255.574 | 1007.433 | 255.574 | 1007.433
2416 | 255.8544 | 1033.1727 | 255.8544 | 1033.1727
2417 | 260.5603 | 1089.9195 | 260.5603 | 1089.9195
2418 | 268.0583 | 1106.4385 | 268.0583 | 1106.4385
2419 | 276.9619 | 1105.6583 | 276.9619 | 1105.6583
2420 | 293.2246 | 1093.6039 | 293.2246 | 1093.6039
2421 | 312.6059 | 1074.9332 | 312.6059 | 1074.9332
2422 | 330.1487 | 1054.7244 | 330.1487 | 1054.7244
2423 | 353.7868 | 1032.018 | 353.7868 | 1032.018
2424 | 350.3518 | 1020.2482 | 350.3518 | 1020.2482
2425 | 336.2856 | 1016.885 | 336.2856 | 1016.885
2426 | 333.0189 | 1015.6389 | 333.0189 | 1015.6389
2427 | 335.0528 | 1022.2819 | 335.0528 | 1022.2819
2428 | 337.0221 | 1031.0348 | 337.0221 | 1031.0348
2429 | 347.5443 | 1033.448 | 347.5443 | 1033.448
2430 | 357.9503 | 1017.092 | 357.9503 | 1017.092
2431 | 352.0837 | 994.0692 | 352.0837 | 994.0692
2432 | 335.5426 | 975.2446 | 335.5426 | 975.2446
2433 | 321.2877 | 968.4431 | 321.2877 | 968.4431
2434 | 308.0503 | 960.5414 | 308.0503 | 960.5414
2435 | 291.3135 | 956.3487 | 291.3135 | 956.3487
2436 | 275.8663 | 980.8439 | 275.8663 | 980.8439
2437 | 265.1834 | 1009.0394 | 265.1834 | 1009.0394
2438 | 257.5537 | 1022.0213 | 257.5537 | 1022.0213
2439 | 254.7023 | 1035.6686 | 254.7023 | 1035.6686
2440 | 255.0044 | 1060.3407 | 255.0044 | 1060.3407
2441 | 259.1286 | 1112.3905 | 259.1286 | 1112.3905
2442 | 266.4891 | 1129.8702 | 266.4891 | 1129.8702
2443 | 272.625 | 1140.8327 | 272.625 | 1140.8327
2444 | 285.2499 | 1140.3073 | 285.2499 | 1140.3073
2445 | 302.8192 | 1135.9946 | 302.8192 | 1135.9946
2446 | 320.0549 | 1125.9271 | 320.0549 | 1125.9271
2447 | 345.3773 | 1111.4405 | 345.3773 | 1111.4405
2448 | 342.4961 | 1102.8732 | 342.4961 | 1102.8732
2449 | 332.161 | 1094.9197 | 332.161 | 1094.9197
2450 | 328.9282 | 1093.1932 | 328.9282 | 1093.1932
2451 | 329.4911 | 1102.5584 | 329.4911 | 1102.5584
2452 | 336.9685 | 1125.0821 | 336.9685 | 1125.0821
2453 | 347.4286 | 1146.497 | 347.4286 | 1146.497
2454 | 353.4713 | 1154.32 | 353.4713 | 1154.32
2455 | 344.9302 | 1147.5233 | 344.9302 | 1147.5233
2456 | 336.0425 | 1135.3707 | 336.0425 | 1135.3707
2457 | 321.7839 | 1120.2426 | 321.7839 | 1120.2426
2458 | 306.9435 | 1098.5701 | 306.9435 | 1098.5701
2459 | 289.1486 | 1073.0806 | 289.1486 | 1073.0806
2460 | 272.7382 | 1069.1801 | 272.7382 | 1069.1801
2461 | 262.0986 | 1075.8654 | 262.0986 | 1075.8654
2462 | 254.1691 | 1080.7876 | 254.1691 | 1080.7876
2463 | 250.2863 | 1109.0597 | 250.2863 | 1109.0597
2464 | 251.1595 | 1160.7931 | 251.1595 | 1160.7931
2465 | 255.259 | 1231.8979 | 255.259 | 1231.8979
2466 | 265.4425 | 1255.9962 | 265.4425 | 1255.9962
2467 | 276.9361 | 1272.136 | 276.9361 | 1272.136
2468 | 293.4028 | 1285.4349 | 293.4028 | 1285.4349
2469 | 311.062 | 1292.6512 | 311.062 | 1292.6512
2470 | 325.8248 | 1292.8318 | 325.8248 | 1292.8318
2471 | 351.3378 | 1293.0768 | 351.3378 | 1293.0768
2472 | 344.6687 | 1299.7215 | 344.6687 | 1299.7215
2473 | 332.959 | 1306.1793 | 332.959 | 1306.1793
2474 | 331.3561 | 1314.2739 | 331.3561 | 1314.2739
2475 | 336.5856 | 1330.311 | 336.5856 | 1330.311
2476 | 342.4573 | 1339.224 | 342.4573 | 1339.224
2477 | 353.8908 | 1312.3876 | 353.8908 | 1312.3876
2478 | 360.4746 | 1252.6374 | 360.4746 | 1252.6374
2479 | 348.9332 | 1210.4528 | 348.9332 | 1210.4528
2480 | 335.6414 | 1186.8779 | 335.6414 | 1186.8779
2481 | 323.9449 | 1164.4907 | 323.9449 | 1164.4907
2482 | 308.264 | 1147.5686 | 308.264 | 1147.5686
2483 | 288.3009 | 1144.3367 | 288.3009 | 1144.3367
2484 | 271.128 | 1165.3625 | 271.128 | 1165.3625
2485 | 261.3527 | 1183.2565 | 261.3527 | 1183.2565
2486 | 253.9017 | 1188.9794 | 253.9017 | 1188.9794
2487 | 250.0086 | 1205.7758 | 250.0086 | 1205.7758
2488 | 251.5113 | 1243.5249 | 251.5113 | 1243.5249
2489 | 257.154 | 1308.5982 | 257.154 | 1308.5982
2490 | 268.6194 | 1340.1691 | 268.6194 | 1340.1691
2491 | 284.6255 | 1363.3011 | 284.6255 | 1363.3011
2492 | 310.8192 | 1377.8809 | 310.8192 | 1377.8809
2493 | 327.817 | 1387.7661 | 327.817 | 1387.7661
2494 | 349.2409 | 1398.7284 | 349.2409 | 1398.7284
2495 | 376.4521 | 1415.3063 | 376.4521 | 1415.3063
2496 | 368.7066 | 1432.8396 | 368.7066 | 1432.8396
2497 | 353.7328 | 1438.7637 | 353.7328 | 1438.7637
2498 | 349.0823 | 1441.4139 | 349.0823 | 1441.4139
2499 | 354.1617 | 1441.0114 | 354.1617 | 1441.0114
2500 | 359.3041 | 1435.9935 | 359.3041 | 1435.9935
2501 | 371.4257 | 1398.3752 | 371.4257 | 1398.3752
2502 | 373.014 | 1309.1085 | 373.014 | 1309.1085
2503 | 361.3949 | 1263.4012 | 361.3949 | 1263.4012
2504 | 346.0073 | 1236.4635 | 346.0073 | 1236.4635
2505 | 333.368 | 1205.2695 | 333.368 | 1205.2695
2506 | 315.9048 | 1173.5624 | 315.9048 | 1173.5624
2507 | 292.3908 | 1158.321 | 292.3908 | 1158.321
2508 | 273.8886 | 1206.5682 | 273.8886 | 1206.5682
2509 | 260.4229 | 1294.6509 | 260.4229 | 1294.6509
2510 | 252.9042 | 1354.8166 | 252.9042 | 1354.8166
2511 | 250.5045 | 1403.3713 | 250.5045 | 1403.3713
2512 | 253.531 | 1460.3889 | 253.531 | 1460.3889
2513 | 258.5691 | 1533.7888 | 258.5691 | 1533.7888
2514 | 269.4198 | 1565.6265 | 269.4198 | 1565.6265
2515 | 291.83 | 1588.0647 | 291.83 | 1588.0647
2516 | 321.649 | 1598.2677 | 321.649 | 1598.2677
2517 | 343.4521 | 1583.0131 | 343.4521 | 1583.0131
2518 | 359.4047 | 1552.5028 | 359.4047 | 1552.5028
2519 | 387.6511 | 1531.0241 | 387.6511 | 1531.0241
2520 | 380.5279 | 1520.6954 | 380.5279 | 1520.6954
2521 | 360.1264 | 1500.7324 | 360.1264 | 1500.7324
2522 | 360.5845 | 1501.6213 | 360.5845 | 1501.6213
2523 | 361.1011 | 1535.4324 | 361.1011 | 1535.4324
2524 | 361.9524 | 1548.4553 | 361.9524 | 1548.4553
2525 | 380.1723 | 1488.2593 | 380.1723 | 1488.2593
2526 | 390.366 | 1391.947 | 390.366 | 1391.947
2527 | 377.6107 | 1305.8879 | 377.6107 | 1305.8879
2528 | 358.2207 | 1248.7399 | 358.2207 | 1248.7399
2529 | 343.2534 | 1207.9916 | 343.2534 | 1207.9916
2530 | 324.9935 | 1176.7116 | 324.9935 | 1176.7116
2531 | 303.1828 | 1158.1609 | 303.1828 | 1158.1609
2532 | 281.9458 | 1185.8052 | 281.9458 | 1185.8052
2533 | 268.4496 | 1227.0777 | 268.4496 | 1227.0777
2534 | 261.5765 | 1248.7064 | 261.5765 | 1248.7064
2535 | 257.9777 | 1282.4228 | 257.9777 | 1282.4228
2536 | 258.9392 | 1317.343 | 258.9392 | 1317.343
2537 | 264.2616 | 1372.3818 | 264.2616 | 1372.3818
2538 | 275.9623 | 1376.3042 | 275.9623 | 1376.3042
2539 | 297.0404 | 1364.3152 | 297.0404 | 1364.3152
2540 | 324.3198 | 1342.76 | 324.3198 | 1342.76
2541 | 345.5895 | 1318.3248 | 345.5895 | 1318.3248
2542 | 361.4094 | 1297.5822 | 361.4094 | 1297.5822
2543 | 392.322 | 1293.2369 | 392.322 | 1293.2369
2544 | 380.2063 | 1303.6179 | 380.2063 | 1303.6179
2545 | 361.509 | 1297.3724 | 361.509 | 1297.3724
2546 | 356.6928 | 1288.8672 | 356.6928 | 1288.8672
2547 | 358.6463 | 1287.0236 | 358.6463 | 1287.0236
2548 | 361.6283 | 1299.0324 | 361.6283 | 1299.0324
2549 | 379.7061 | 1290.6638 | 379.7061 | 1290.6638
2550 | 389.7784 | 1265.5008 | 389.7784 | 1265.5008
2551 | 373.4452 | 1230.8956 | 373.4452 | 1230.8956
2552 | 358.5382 | 1197.8198 | 358.5382 | 1197.8198
2553 | 342.7191 | 1166.4656 | 342.7191 | 1166.4656
2554 | 325.2263 | 1138.1212 | 325.2263 | 1138.1212
2555 | 302.3741 | 1124.7479 | 302.3741 | 1124.7479
2556 | 283.2679 | 1147.4817 | 283.2679 | 1147.4817
2557 | 270.2497 | 1176.1042 | 270.2497 | 1176.1042
2558 | 262.895 | 1194.4237 | 262.895 | 1194.4237
2559 | 258.6901 | 1225.5781 | 258.6901 | 1225.5781
2560 | 260.1434 | 1271.7605 | 260.1434 | 1271.7605
2561 | 263.2178 | 1341.7977 | 263.2178 | 1341.7977
2562 | 276.4811 | 1376.6778 | 276.4811 | 1376.6778
2563 | 294.2144 | 1399.3295 | 294.2144 | 1399.3295
2564 | 315.4353 | 1408.6785 | 315.4353 | 1408.6785
2565 | 338.2771 | 1403.8321 | 338.2771 | 1403.8321
2566 | 353.9074 | 1389.7614 | 353.9074 | 1389.7614
2567 | 379.7545 | 1374.7411 | 379.7545 | 1374.7411
2568 | 372.409 | 1363.1848 | 372.409 | 1363.1848
2569 | 351.298 | 1352.5625 | 351.298 | 1352.5625
2570 | 348.6723 | 1345.5518 | 348.6723 | 1345.5518
2571 | 347.3866 | 1353.7427 | 347.3866 | 1353.7427
2572 | 357.2536 | 1373.6511 | 357.2536 | 1373.6511
2573 | 376.0456 | 1360.9591 | 376.0456 | 1360.9591
2574 | 385.9547 | 1320.7977 | 385.9547 | 1320.7977
2575 | 369.9145 | 1271.621 | 369.9145 | 1271.621
2576 | 351.1064 | 1228.6174 | 351.1064 | 1228.6174
2577 | 337.9772 | 1184.6666 | 337.9772 | 1184.6666
2578 | 321.4469 | 1149.0631 | 321.4469 | 1149.0631
2579 | 303.1293 | 1134.0886 | 303.1293 | 1134.0886
2580 | 283.2889 | 1150.8978 | 283.2889 | 1150.8978
2581 | 271.9642 | 1166.4967 | 271.9642 | 1166.4967
2582 | 262.5706 | 1168.163 | 262.5706 | 1168.163
2583 | 258.9841 | 1184.8527 | 258.9841 | 1184.8527
2584 | 258.7478 | 1222.6018 | 258.7478 | 1222.6018
2585 | 264.2494 | 1285.8603 | 264.2494 | 1285.8603
2586 | 272.8113 | 1313.3213 | 272.8113 | 1313.3213
2587 | 286.756 | 1330.3152 | 286.756 | 1330.3152
2588 | 304.5022 | 1339.0237 | 304.5022 | 1339.0237
2589 | 322.4403 | 1338.0203 | 322.4403 | 1338.0203
2590 | 337.3852 | 1325.1238 | 337.3852 | 1325.1238
2591 | 360.77 | 1311.1177 | 360.77 | 1311.1177
2592 | 355.4527 | 1299.9884 | 355.4527 | 1299.9884
2593 | 341.733 | 1287.1243 | 341.733 | 1287.1243
2594 | 339.2321 | 1282.0352 | 339.2321 | 1282.0352
2595 | 339.5187 | 1299.0864 | 339.5187 | 1299.0864
2596 | 345.6737 | 1328.9226 | 345.6737 | 1328.9226
2597 | 360.5913 | 1334.1113 | 360.5913 | 1334.1113
2598 | 370.0442 | 1311.2435 | 370.0442 | 1311.2435
2599 | 359.2592 | 1268.8454 | 359.2592 | 1268.8454
2600 | 345.5546 | 1233.4211 | 345.5546 | 1233.4211
2601 | 332.5436 | 1199.932 | 332.5436 | 1199.932
2602 | 317.849 | 1171.5875 | 317.849 | 1171.5875
2603 | 297.3948 | 1164.2457 | 297.3948 | 1164.2457
2604 | 282.3575 | 1199.3092 | 282.3575 | 1199.3092
2605 | 269.127 | 1238.7669 | 269.127 | 1238.7669
2606 | 262.0115 | 1254.2041 | 262.0115 | 1254.2041
2607 | 259.3812 | 1278.4196 | 259.3812 | 1278.4196
2608 | 260.9328 | 1312.1656 | 260.9328 | 1312.1656
2609 | 264.0101 | 1370.994 | 264.0101 | 1370.994
2610 | 271.8359 | 1397.2273 | 271.8359 | 1397.2273
2611 | 287.4621 | 1416.1427 | 287.4621 | 1416.1427
2612 | 304.106 | 1427.093 | 304.106 | 1427.093
2613 | 320.1637 | 1431.0001 | 320.1637 | 1431.0001
2614 | 336.6231 | 1426.5904 | 336.6231 | 1426.5904
2615 | 361.7055 | 1417.0143 | 361.7055 | 1417.0143
2616 | 356.5305 | 1407.2728 | 356.5305 | 1407.2728
2617 | 344.8365 | 1394.9425 | 344.8365 | 1394.9425
2618 | 340.6206 | 1390.1202 | 340.6206 | 1390.1202
2619 | 341.1722 | 1397.9909 | 341.1722 | 1397.9909
2620 | 352.2104 | 1407.5978 | 352.2104 | 1407.5978
2621 | 373.4179 | 1372.2747 | 373.4179 | 1372.2747
2622 | 377.9048 | 1310.9232 | 377.9048 | 1310.9232
2623 | 361.4386 | 1253.5267 | 361.4386 | 1253.5267
2624 | 347.608 | 1213.8324 | 347.608 | 1213.8324
2625 | 334.0938 | 1181.4107 | 334.0938 | 1181.4107
2626 | 318.4341 | 1156.3756 | 318.4341 | 1156.3756
2627 | 296.9197 | 1158.6946 | 296.9197 | 1158.6946
2628 | 280.4319 | 1219.5918 | 280.4319 | 1219.5918
2629 | 267.0739 | 1278.4248 | 267.0739 | 1278.4248
2630 | 259.6214 | 1291.2466 | 259.6214 | 1291.2466
2631 | 256.2303 | 1319.4119 | 256.2303 | 1319.4119
2632 | 256.9278 | 1368.7968 | 256.9278 | 1368.7968
2633 | 259.8502 | 1445.3992 | 259.8502 | 1445.3992
2634 | 270.3621 | 1481.8806 | 270.3621 | 1481.8806
2635 | 291.0634 | 1506.2403 | 291.0634 | 1506.2403
2636 | 310.3784 | 1520.0195 | 310.3784 | 1520.0195
2637 | 324.2528 | 1516.1872 | 324.2528 | 1516.1872
2638 | 339.8573 | 1498.5937 | 339.8573 | 1498.5937
2639 | 369.5651 | 1477.7555 | 369.5651 | 1477.7555
2640 | 361.0601 | 1454.9903 | 361.0601 | 1454.9903
2641 | 346.4872 | 1440.3116 | 346.4872 | 1440.3116
2642 | 342.5592 | 1434.315 | 342.5592 | 1434.315
2643 | 344.749 | 1445.1213 | 344.749 | 1445.1213
2644 | 354.516 | 1473.3562 | 354.516 | 1473.3562
2645 | 372.6143 | 1476.6235 | 372.6143 | 1476.6235
2646 | 383.1793 | 1455.8373 | 383.1793 | 1455.8373
2647 | 365.1084 | 1418.7768 | 365.1084 | 1418.7768
2648 | 349.7577 | 1389.0103 | 349.7577 | 1389.0103
2649 | 338.4409 | 1360.1114 | 338.4409 | 1360.1114
2650 | 321.6537 | 1329.3117 | 321.6537 | 1329.3117
2651 | 300.6071 | 1308.8928 | 300.6071 | 1308.8928
2652 | 278.4052 | 1321.6988 | 278.4052 | 1321.6988
2653 | 266.6498 | 1337.7248 | 266.6498 | 1337.7248
2654 | 259.6966 | 1340.4052 | 259.6966 | 1340.4052
2655 | 256.3493 | 1355.6004 | 256.3493 | 1355.6004
2656 | 257.465 | 1386.8377 | 257.465 | 1386.8377
2657 | 262.6884 | 1441.0758 | 262.6884 | 1441.0758
2658 | 276.0034 | 1459.4096 | 276.0034 | 1459.4096
2659 | 300.4477 | 1467.1695 | 300.4477 | 1467.1695
2660 | 325.8121 | 1462.214 | 325.8121 | 1462.214
2661 | 343.102 | 1449.5747 | 343.102 | 1449.5747
2662 | 357.251 | 1433.2089 | 357.251 | 1433.2089
2663 | 383.7251 | 1416.7475 | 383.7251 | 1416.7475
2664 | 376.8279 | 1403.0561 | 376.8279 | 1403.0561
2665 | 357.793 | 1390.0854 | 357.793 | 1390.0854
2666 | 349.9316 | 1388.8926 | 349.9316 | 1388.8926
2667 | 359.0038 | 1403.0082 | 359.0038 | 1403.0082
2668 | 365.6317 | 1415.1771 | 365.6317 | 1415.1771
2669 | 385.8061 | 1410.0111 | 385.8061 | 1410.0111
2670 | 389.6266 | 1366.0066 | 389.6266 | 1366.0066
2671 | 369.8082 | 1308.7168 | 369.8082 | 1308.7168
2672 | 352.911 | 1264.9126 | 352.911 | 1264.9126
2673 | 338.0332 | 1240.5506 | 338.0332 | 1240.5506
2674 | 320.1573 | 1229.82 | 320.1573 | 1229.82
2675 | 298.0731 | 1246.4437 | 298.0731 | 1246.4437
2676 | 278.8442 | 1315.6674 | 278.8442 | 1315.6674
2677 | 266.247 | 1381.5459 | 266.247 | 1381.5459
2678 | 260.4665 | 1413.5295 | 260.4665 | 1413.5295
2679 | 256.8056 | 1437.4248 | 256.8056 | 1437.4248
2680 | 256.9358 | 1466.3669 | 256.9358 | 1466.3669
2681 | 263.6244 | 1528.1844 | 263.6244 | 1528.1844
2682 | 274.0081 | 1564.6124 | 274.0081 | 1564.6124
2683 | 298.5026 | 1590.0929 | 298.5026 | 1590.0929
2684 | 326.787 | 1589.4074 | 326.787 | 1589.4074
2685 | 344.705 | 1572.9251 | 344.705 | 1572.9251
2686 | 362.447 | 1550.4211 | 362.447 | 1550.4211
2687 | 385.4623 | 1530.8639 | 385.4623 | 1530.8639
2688 | 375.6153 | 1511.8885 | 375.6153 | 1511.8885
2689 | 358.7183 | 1485.4137 | 358.7183 | 1485.4137
2690 | 356.0301 | 1451.0215 | 356.0301 | 1451.0215
2691 | 357.78 | 1431.991 | 357.78 | 1431.991
2692 | 362.101 | 1441.4378 | 362.101 | 1441.4378
2693 | 380.4181 | 1445.3989 | 380.4181 | 1445.3989
2694 | 390.0994 | 1401.1275 | 390.0994 | 1401.1275
2695 | 369.8939 | 1322.7545 | 369.8939 | 1322.7545
2696 | 352.7769 | 1267.6881 | 352.7769 | 1267.6881
2697 | 336.2699 | 1222.9901 | 336.2699 | 1222.9901
2698 | 317.4583 | 1204.0397 | 317.4583 | 1204.0397
2699 | 296.6341 | 1222.6383 | 296.6341 | 1222.6383
2700 | 276.5857 | 1294.9044 | 276.5857 | 1294.9044
2701 | 265.6345 | 1362.9713 | 265.6345 | 1362.9713
2702 | 257.1392 | 1396.9297 | 257.1392 | 1396.9297
2703 | 254.918 | 1386.6648 | 254.918 | 1386.6648
2704 | 257.8239 | 1342.803 | 257.8239 | 1342.803
2705 | 261.3787 | 1331.2294 | 261.3787 | 1331.2294
2706 | 273.7073 | 1323.2491 | 273.7073 | 1323.2491
2707 | 299.05 | 1347.6621 | 299.05 | 1347.6621
2708 | 326.0995 | 1382.3645 | 326.0995 | 1382.3645
2709 | 348.1391 | 1449.1477 | 348.1391 | 1449.1477
2710 | 364.7755 | 1509.6958 | 364.7755 | 1509.6958
2711 | 388.236 | 1512.9298 | 388.236 | 1512.9298
2712 | 380.1275 | 1497.9575 | 380.1275 | 1497.9575
2713 | 358.9804 | 1487.1217 | 358.9804 | 1487.1217
2714 | 354.6871 | 1503.4361 | 354.6871 | 1503.4361
2715 | 361.1879 | 1545.467 | 361.1879 | 1545.467
2716 | 366.6058 | 1574.6092 | 366.6058 | 1574.6092
2717 | 383.508 | 1558.3411 | 383.508 | 1558.3411
2718 | 391.6535 | 1497.5234 | 391.6535 | 1497.5234
2719 | 376.072 | 1422.1394 | 376.072 | 1422.1394
2720 | 358.2983 | 1352.9819 | 358.2983 | 1352.9819
2721 | 342.4878 | 1299.1567 | 342.4878 | 1299.1567
2722 | 325.455 | 1279.2456 | 325.455 | 1279.2456
2723 | 305.9532 | 1278.3621 | 305.9532 | 1278.3621
2724 | 287.1338 | 1282.5213 | 287.1338 | 1282.5213
2725 | 275.3314 | 1286.7513 | 275.3314 | 1286.7513
2726 | 270.1111 | 1285.8023 | 270.1111 | 1285.8023
2727 | 264.5489 | 1302.3318 | 264.5489 | 1302.3318
2728 | 267.1445 | 1346.9129 | 267.1445 | 1346.9129
2729 | 270.9204 | 1419.5656 | 270.9204 | 1419.5656
2730 | 283.6466 | 1454.7659 | 283.6466 | 1454.7659
2731 | 301.7129 | 1478.2716 | 301.7129 | 1478.2716
2732 | 321.1838 | 1490.1293 | 321.1838 | 1490.1293
2733 | 342.5927 | 1497.2389 | 342.5927 | 1497.2389
2734 | 356.7806 | 1496.7789 | 356.7806 | 1496.7789
2735 | 376.9837 | 1492.0067 | 376.9837 | 1492.0067
2736 | 375.0803 | 1490.912 | 375.0803 | 1490.912
2737 | 354.5982 | 1488.5629 | 354.5982 | 1488.5629
2738 | 351.268 | 1491.053 | 351.268 | 1491.053
2739 | 357.865 | 1498.0697 | 357.865 | 1498.0697
2740 | 362.7181 | 1513.5479 | 362.7181 | 1513.5479
2741 | 378.9759 | 1515.1605 | 378.9759 | 1515.1605
2742 | 381.8541 | 1488.0226 | 381.8541 | 1488.0226
2743 | 364.7753 | 1436.017 | 364.7753 | 1436.017
2744 | 352.4645 | 1381.2708 | 352.4645 | 1381.2708
2745 | 338.2376 | 1344.6859 | 338.2376 | 1344.6859
2746 | 323.9015 | 1325.6288 | 323.9015 | 1325.6288
2747 | 305.9445 | 1326.5601 | 305.9445 | 1326.5601
2748 | 287.5536 | 1369.363 | 287.5536 | 1369.363
2749 | 275.112 | 1413.411 | 275.112 | 1413.411
2750 | 268.4483 | 1438.2422 | 268.4483 | 1438.2422
2751 | 265.0505 | 1465.5536 | 265.0505 | 1465.5536
2752 | 265.2526 | 1497.0044 | 265.2526 | 1497.0044
2753 | 270.4336 | 1544.4105 | 270.4336 | 1544.4105
2754 | 281.4539 | 1556.2325 | 281.4539 | 1556.2325
2755 | 295.5157 | 1564.2059 | 295.5157 | 1564.2059
2756 | 310.1263 | 1565.9223 | 310.1263 | 1565.9223
2757 | 327.6217 | 1566.4134 | 327.6217 | 1566.4134
2758 | 344.5834 | 1586.2894 | 344.5834 | 1586.2894
2759 | 363.0242 | 1630.1954 | 363.0242 | 1630.1954
2760 | 359.9561 | 1675.2704 | 359.9561 | 1675.2704
2761 | 345.0687 | 1701.6372 | 345.0687 | 1701.6372
2762 | 346.6421 | 1719.7663 | 346.6421 | 1719.7663
2763 | 347.3428 | 1738.6857 | 347.3428 | 1738.6857
2764 | 357.9019 | 1734.3083 | 357.9019 | 1734.3083
2765 | 378.21 | 1677.5816 | 378.21 | 1677.5816
2766 | 376.784 | 1590.5566 | 376.784 | 1590.5566
2767 | 359.8868 | 1518.4285 | 359.8868 | 1518.4285
2768 | 347.2007 | 1473.7703 | 347.2007 | 1473.7703
2769 | 334.6974 | 1438.3062 | 334.6974 | 1438.3062
2770 | 321.9342 | 1404.6243 | 321.9342 | 1404.6243
2771 | 305.7903 | 1392.3719 | 305.7903 | 1392.3719
2772 | 288.4865 | 1428.7164 | 288.4865 | 1428.7164
2773 | 275.0241 | 1475.8068 | 275.0241 | 1475.8068
2774 | 268.3494 | 1500.9583 | 268.3494 | 1500.9583
2775 | 264.6394 | 1521.3842 | 264.6394 | 1521.3842
2776 | 265.7606 | 1560.8947 | 265.7606 | 1560.8947
2777 | 269.7206 | 1630.5583 | 269.7206 | 1630.5583
2778 | 280.5228 | 1650.8136 | 280.5228 | 1650.8136
2779 | 295.6579 | 1641.3866 | 295.6579 | 1641.3866
2780 | 310.9408 | 1649.6682 | 310.9408 | 1649.6682
2781 | 323.8855 | 1683.0918 | 323.8855 | 1683.0918
2782 | 337.0319 | 1687.2221 | 337.0319 | 1687.2221
2783 | 358.1689 | 1654.0542 | 358.1689 | 1654.0542
2784 | 355.4771 | 1617.8919 | 355.4771 | 1617.8919
2785 | 343.3426 | 1596.381 | 343.3426 | 1596.381
2786 | 342.2836 | 1570.262 | 342.2836 | 1570.262
2787 | 346.9291 | 1537.3539 | 346.9291 | 1537.3539
2788 | 355.0069 | 1525.7174 | 355.0069 | 1525.7174
2789 | 375.0912 | 1508.3284 | 375.0912 | 1508.3284
2790 | 380.9466 | 1465.6583 | 380.9466 | 1465.6583
2791 | 361.7011 | 1426.1959 | 361.7011 | 1426.1959
2792 | 350.5362 | 1401.9805 | 350.5362 | 1401.9805
2793 | 338.1485 | 1386.8524 | 338.1485 | 1386.8524
2794 | 323.3025 | 1375.8016 | 323.3025 | 1375.8016
2795 | 303.8486 | 1385.2729 | 303.8486 | 1385.2729
2796 | 285.6801 | 1471.1498 | 285.6801 | 1471.1498
2797 | 274.9303 | 1575.8855 | 274.9303 | 1575.8855
2798 | 269.4774 | 1655.213 | 269.4774 | 1655.213
2799 | 266.302 | 1723.0896 | 266.302 | 1723.0896
2800 | 267.1678 | 1770.126 | 267.1678 | 1770.126
2801 | 272.5245 | 1829.0078 | 272.5245 | 1829.0078
2802 | 281.9972 | 1851.7183 | 281.9972 | 1851.7183
2803 | 298.9331 | 1844.8534 | 298.9331 | 1844.8534
2804 | 320.7505 | 1826.6074 | 320.7505 | 1826.6074
2805 | 335.9018 | 1821.1205 | 335.9018 | 1821.1205
2806 | 346.6796 | 1813.8818 | 346.6796 | 1813.8818
2807 | 366.5235 | 1809.1096 | 366.5235 | 1809.1096
2808 | 360.3752 | 1822.6931 | 360.3752 | 1822.6931
2809 | 343.4482 | 1851.6753 | 343.4482 | 1851.6753
2810 | 342.0614 | 1880.7997 | 342.0614 | 1880.7997
2811 | 347.4348 | 1886.055 | 347.4348 | 1886.055
2812 | 359.2892 | 1884.7733 | 359.2892 | 1884.7733
2813 | 379.2094 | 1858.097 | 379.2094 | 1858.097
2814 | 383.0942 | 1776.8366 | 383.0942 | 1776.8366
2815 | 364.3304 | 1701.1857 | 364.3304 | 1701.1857
2816 | 353.0058 | 1637.4191 | 353.0058 | 1637.4191
2817 | 338.9044 | 1574.1465 | 338.9044 | 1574.1465
2818 | 321.3096 | 1527.4943 | 321.3096 | 1527.4943
2819 | 298.7827 | 1530.2404 | 298.7827 | 1530.2404
2820 | 280.7757 | 1582.6509 | 280.7757 | 1582.6509
2821 | 271.1603 | 1590.7773 | 271.1603 | 1590.7773
2822 | 265.9158 | 1573.9757 | 265.9158 | 1573.9757
2823 | 262.926 | 1587.1426 | 262.926 | 1587.1426
2824 | 266.9594 | 1629.0016 | 266.9594 | 1629.0016
2825 | 272.1617 | 1676.0341 | 272.1617 | 1676.0341
2826 | 287.4716 | 1695.2752 | 287.4716 | 1695.2752
2827 | 312.8154 | 1695.9896 | 312.8154 | 1695.9896
2828 | 340.1296 | 1684.3621 | 340.1296 | 1684.3621
2829 | 359.8223 | 1645.4622 | 359.8223 | 1645.4622
2830 | 371.5791 | 1588.4778 | 371.5791 | 1588.4778
2831 | 392.4424 | 1540.9519 | 392.4424 | 1540.9519
2832 | 380.9859 | 1502.441 | 380.9859 | 1502.441
2833 | 358.8131 | 1475.5393 | 358.8131 | 1475.5393
2834 | 358.7239 | 1465.6463 | 358.7239 | 1465.6463
2835 | 365.6227 | 1483.7117 | 365.6227 | 1483.7117
2836 | 374.0898 | 1511.1993 | 374.0898 | 1511.1993
2837 | 393.6399 | 1528.7178 | 393.6399 | 1528.7178
2838 | 397.2072 | 1522.7699 | 397.2072 | 1522.7699
2839 | 380.908 | 1492.7016 | 380.908 | 1492.7016
2840 | 363.5258 | 1452.26 | 363.5258 | 1452.26
2841 | 347.3614 | 1404.6798 | 347.3614 | 1404.6798
2842 | 330.2973 | 1360.2693 | 330.2973 | 1360.2693
2843 | 307.4702 | 1335.2602 | 307.4702 | 1335.2602
2844 | 285.1044 | 1339.2593 | 285.1044 | 1339.2593
2845 | 274.5093 | 1333.6683 | 274.5093 | 1333.6683
2846 | 268.1376 | 1332.6658 | 268.1376 | 1332.6658
2847 | 266.5227 | 1348.0745 | 266.5227 | 1348.0745
2848 | 269.3533 | 1382.8345 | 269.3533 | 1382.8345
2849 | 275.5861 | 1406.4886 | 275.5861 | 1406.4886
2850 | 289.0947 | 1359.3308 | 289.0947 | 1359.3308
2851 | 316.084 | 1283.8252 | 316.084 | 1283.8252
2852 | 342.5792 | 1171.7454 | 342.5792 | 1171.7454
2853 | 358.9797 | 1124.252 | 358.9797 | 1124.252
2854 | 373.814 | 1092.4607 | 373.814 | 1092.4607
2855 | 394.9016 | 1060.4137 | 394.9016 | 1060.4137
2856 | 383.0822 | 1041.4382 | 383.0822 | 1041.4382
2857 | 366.6551 | 1032.1503 | 366.6551 | 1032.1503
2858 | 366.0702 | 1039.1774 | 366.0702 | 1039.1774
2859 | 371.0947 | 1047.7953 | 371.0947 | 1047.7953
2860 | 380.0333 | 1051.5843 | 380.0333 | 1051.5843
2861 | 398.8637 | 1050.8484 | 398.8637 | 1050.8484
2862 | 405.9708 | 1036.7875 | 405.9708 | 1036.7875
2863 | 387.674 | 1015.0457 | 387.674 | 1015.0457
2864 | 369.3443 | 995.7408 | 369.3443 | 995.7408
2865 | 353.0683 | 979.5986 | 353.0683 | 979.5986
2866 | 337.6501 | 970.8962 | 337.6501 | 970.8962
2867 | 313.5412 | 980.9547 | 313.5412 | 980.9547
2868 | 292.8763 | 1019.0607 | 292.8763 | 1019.0607
2869 | 282.921 | 1036.0474 | 282.921 | 1036.0474
2870 | 274.6333 | 1043.9052 | 274.6333 | 1043.9052
2871 | 272.6243 | 1062.1428 | 272.6243 | 1062.1428
2872 | 276.3663 | 1114.6768 | 276.3663 | 1114.6768
2873 | 279.0824 | 1192.8805 | 279.0824 | 1192.8805
2874 | 296.0668 | 1230.3226 | 296.0668 | 1230.3226
2875 | 321.7224 | 1263.7027 | 321.7224 | 1263.7027
2876 | 352.9545 | 1291.7865 | 352.9545 | 1291.7865
2877 | 363.3433 | 1315.8695 | 363.3433 | 1315.8695
2878 | 378.289 | 1329.8209 | 378.289 | 1329.8209
2879 | 397.9113 | 1335.2967 | 397.9113 | 1335.2967
2880 | 386.9055 | 1341.461 | 386.9055 | 1341.461
2881 | 368.073 | 1342.9016 | 368.073 | 1342.9016
2882 | 367.1319 | 1342.3493 | 367.1319 | 1342.3493
2883 | 371.1855 | 1342.6407 | 371.1855 | 1342.6407
2884 | 381.3894 | 1350.3794 | 381.3894 | 1350.3794
2885 | 402.9176 | 1328.0265 | 402.9176 | 1328.0265
2886 | 408.1232 | 1250.2888 | 408.1232 | 1250.2888
2887 | 388.5753 | 1143.5201 | 388.5753 | 1143.5201
2888 | 374.6958 | 1039.6153 | 374.6958 | 1039.6153
2889 | 361.7205 | 975.2218 | 361.7205 | 975.2218
2890 | 341.6232 | 950.7204 | 341.6232 | 950.7204
2891 | 319.6453 | 955.6015 | 319.6453 | 955.6015
2892 | 295.8702 | 1024.8786 | 295.8702 | 1024.8786
2893 | 282.3147 | 1080.2955 | 282.3147 | 1080.2955
2894 | 274.8831 | 1092.0498 | 274.8831 | 1092.0498
2895 | 272.8424 | 1109.5401 | 272.8424 | 1109.5401
2896 | 274.0236 | 1130.9563 | 274.0236 | 1130.9563
2897 | 279.7757 | 1150.6072 | 279.7757 | 1150.6072
2898 | 291.8537 | 1138.09 | 291.8537 | 1138.09
2899 | 311.9309 | 1098.9331 | 311.9309 | 1098.9331
2900 | 333.996 | 1079.1392 | 333.996 | 1079.1392
2901 | 351.5542 | 1092.814 | 351.5542 | 1092.814
2902 | 363.644 | 1149.519 | 363.644 | 1149.519
2903 | 385.3007 | 1212.907 | 385.3007 | 1212.907
2904 | 374.6196 | 1265.7214 | 374.6196 | 1265.7214
2905 | 354.4549 | 1310.7162 | 354.4549 | 1310.7162
2906 | 350.6941 | 1359.2693 | 350.6941 | 1359.2693
2907 | 354.4072 | 1410.801 | 354.4072 | 1410.801
2908 | 358.6775 | 1464.7094 | 358.6775 | 1464.7094
2909 | 371.4527 | 1504.3787 | 371.4527 | 1504.3787
2910 | 366.3505 | 1496.0823 | 366.3505 | 1496.0823
2911 | 357.2795 | 1465.4268 | 357.2795 | 1465.4268
2912 | 343.3219 | 1436.2474 | 343.3219 | 1436.2474
2913 | 335.2676 | 1420.4255 | 335.2676 | 1420.4255
2914 | 323.8993 | 1441.1864 | 323.8993 | 1441.1864
2915 | 309.5846 | 1504.4067 | 309.5846 | 1504.4067
2916 | 299.793 | 2027.6369 | 299.793 | 2027.6369
2917 | 287.9222 | 2044.8017 | 287.9222 | 2044.8017
2918 | 278.6164 | 2032.3115 | 278.6164 | 2032.3115
2919 | 280.362 | 2066.8772 | 280.362 | 2066.8772
2920 | 279.6142 | 2133.9055 | 279.6142 | 2133.9055
2921 | 282.8804 | 2206.6443 | 282.8804 | 2206.6443
2922 | 293.4658 | 2275.0638 | 293.4658 | 2275.0638
2923 | 309.0456 | 2280.7754 | 309.0456 | 2280.7754
2924 | 331.3939 | 2265.1402 | 331.3939 | 2265.1402
2925 | 342.6072 | 2215.8355 | 342.6072 | 2215.8355
2926 | 357.7606 | 2178.532 | 357.7606 | 2178.532
2927 | 378.7602 | 2159.2433 | 378.7602 | 2159.2433
2928 | 376.8932 | 2184.5939 | 376.8932 | 2184.5939
2929 | 364.2812 | 2187.6744 | 364.2812 | 2187.6744
2930 | 362.7095 | 2187.1222 | 362.7095 | 2187.1222
2931 | 366.4383 | 2170.2465 | 366.4383 | 2170.2465
2932 | 384.0536 | 2139.2363 | 384.0536 | 2139.2363
2933 | 400.472 | 2106.8405 | 400.472 | 2106.8405
2934 | 389.1992 | 2033.314 | 389.1992 | 2033.314
2935 | 379.4144 | 1927.0007 | 379.4144 | 1927.0007
2936 | 365.7346 | 1851.8429 | 365.7346 | 1851.8429
2937 | 349.064 | 1817.8922 | 349.064 | 1817.8922
2938 | 333.8311 | 1801.4914 | 333.8311 | 1801.4914
2939 | 315.4826 | 1793.5279 | 315.4826 | 1793.5279
2940 | 298.5237 | 1810.2024 | 298.5237 | 1810.2024
2941 | 286.053 | 1842.9566 | 286.053 | 1842.9566
2942 | 279.1741 | 1893.3685 | 279.1741 | 1893.3685
2943 | 277.1302 | 1987.0242 | 277.1302 | 1987.0242
2944 | 278.5536 | 2124.9195 | 278.5536 | 2124.9195
2945 | 286.4234 | 2308.7582 | 286.4234 | 2308.7582
2946 | 297.0989 | 2484.3972 | 297.0989 | 2484.3972
2947 | 308.9432 | 2550.6964 | 308.9432 | 2550.6964
2948 | 325.0259 | 2577.2682 | 325.0259 | 2577.2682
2949 | 339.5417 | 2585.0792 | 339.5417 | 2585.0792
2950 | 360.0385 | 2606.7294 | 360.0385 | 2606.7294
2951 | 374.3645 | 2619.1641 | 374.3645 | 2619.1641
2952 | 367.9338 | 2613.404 | 367.9338 | 2613.404
2953 | 357.854 | 2597.2871 | 357.854 | 2597.2871
2954 | 355.8522 | 2559.4974 | 355.8522 | 2559.4974
2955 | 366.7034 | 2523.3562 | 366.7034 | 2523.3562
2956 | 383.7167 | 2488.6018 | 383.7167 | 2488.6018
2957 | 405.9845 | 2453.0065 | 405.9845 | 2453.0065
2958 | 392.2461 | 2362.9375 | 392.2461 | 2362.9375
2959 | 374.3069 | 2255.6712 | 374.3069 | 2255.6712
2960 | 360.2788 | 2176.701 | 360.2788 | 2176.701
2961 | 351.0227 | 2115.0435 | 351.0227 | 2115.0435
2962 | 333.167 | 2071.6165 | 333.167 | 2071.6165
2963 | 313.0568 | 2028.662 | 313.0568 | 2028.662
2964 | 295.0722 | 2043.2943 | 295.0722 | 2043.2943
2965 | 282.0331 | 2075.8443 | 282.0331 | 2075.8443
2966 | 277.5649 | 2087.9295 | 277.5649 | 2087.9295
2967 | 275.6662 | 2101.0513 | 275.6662 | 2101.0513
2968 | 275.848 | 2130.5698 | 275.848 | 2130.5698
2969 | 284.1797 | 2183.907 | 284.1797 | 2183.907
2970 | 293.1426 | 2247.0846 | 293.1426 | 2247.0846
2971 | 310.3788 | 2269.6791 | 310.3788 | 2269.6791
2972 | 332.3986 | 2288.8306 | 332.3986 | 2288.8306
2973 | 345.8333 | 2304.1299 | 345.8333 | 2304.1299
2974 | 357.6626 | 2318.7683 | 357.6626 | 2318.7683
2975 | 368.6177 | 2322.4213 | 368.6177 | 2322.4213
2976 | 371.5999 | 2321.0861 | 371.5999 | 2321.0861
2977 | 355.4955 | 2306.0584 | 355.4955 | 2306.0584
2978 | 356.3199 | 2285.8323 | 356.3199 | 2285.8323
2979 | 363.8956 | 2284.5459 | 363.8956 | 2284.5459
2980 | 390.6564 | 2292.8836 | 390.6564 | 2292.8836
2981 | 406.0573 | 2301.0611 | 406.0573 | 2301.0611
2982 | 392.8691 | 2277.9787 | 392.8691 | 2277.9787
2983 | 377.4475 | 2244.9152 | 377.4475 | 2244.9152
2984 | 362.6255 | 2212.7813 | 362.6255 | 2212.7813
2985 | 348.3193 | 2172.84 | 348.3193 | 2172.84
2986 | 336.9613 | 2154.6011 | 336.9613 | 2154.6011
2987 | 315.7722 | 2155.079 | 315.7722 | 2155.079
2988 | 294.8133 | 2179.5823 | 294.8133 | 2179.5823
2989 | 283.3165 | 2202.7378 | 283.3165 | 2202.7378
2990 | 277.9909 | 2224.5578 | 277.9909 | 2224.5578
2991 | 276.1877 | 2227.5363 | 276.1877 | 2227.5363
2992 | 279.1621 | 2221.5192 | 279.1621 | 2221.5192
2993 | 288.1959 | 2242.3161 | 288.1959 | 2242.3161
2994 | 301.185 | 2284.4583 | 301.185 | 2284.4583
2995 | 316.9956 | 2293.2333 | 316.9956 | 2293.2333
2996 | 344.27 | 2297.8166 | 344.27 | 2297.8166
2997 | 362.7939 | 2289.0171 | 362.7939 | 2289.0171
2998 | 374.3876 | 2276.3571 | 374.3876 | 2276.3571
2999 | 398.9805 | 2271.4324 | 398.9805 | 2271.4324
3000 | 393.6778 | 2278.879 | 393.6778 | 2278.879
3001 | 371.0641 | 2275.8327 | 371.0641 | 2275.8327
3002 | 370.8097 | 2281.4074 | 370.8097 | 2281.4074
3003 | 383.5739 | 2330.9056 | 383.5739 | 2330.9056
3004 | 403.249 | 2398.8778 | 403.249 | 2398.8778
3005 | 419.9488 | 2446.6073 | 419.9488 | 2446.6073
3006 | 412.4654 | 2427.9499 | 412.4654 | 2427.9499
3007 | 391.0634 | 2380.8628 | 391.0634 | 2380.8628
3008 | 376.1388 | 2350.3627 | 376.1388 | 2350.3627
3009 | 363.0164 | 2315.6632 | 363.0164 | 2315.6632
3010 | 344.9895 | 2290.4125 | 344.9895 | 2290.4125
3011 | 321.2853 | 2262.9793 | 321.2853 | 2262.9793
3012 | 303.8678 | 2242.2121 | 303.8678 | 2242.2121
3013 | 287.9918 | 2226.3601 | 287.9918 | 2226.3601
3014 | 283.1903 | 2232.7269 | 283.1903 | 2232.7269
3015 | 281.3128 | 2251.3629 | 281.3128 | 2251.3629
3016 | 281.8833 | 2283.4683 | 281.8833 | 2283.4683
3017 | 290.045 | 2334.2866 | 290.045 | 2334.2866
3018 | 302.2958 | 2396.307 | 302.2958 | 2396.307
3019 | 320.4325 | 2418.2207 | 320.4325 | 2418.2207
3020 | 346.2902 | 2446.3583 | 346.2902 | 2446.3583
3021 | 361.2095 | 2471.8009 | 361.2095 | 2471.8009
3022 | 375.2303 | 2476.9087 | 375.2303 | 2476.9087
3023 | 398.2302 | 2470.3502 | 398.2302 | 2470.3502
3024 | 395.2311 | 2468.6746 | 395.2311 | 2468.6746
3025 | 377.1972 | 2452.6258 | 377.1972 | 2452.6258
3026 | 375.5198 | 2419.6695 | 375.5198 | 2419.6695
3027 | 385.2241 | 2416.0005 | 385.2241 | 2416.0005
3028 | 409.6371 | 2427.6739 | 409.6371 | 2427.6739
3029 | 418.0962 | 2446.335 | 418.0962 | 2446.335
3030 | 414.3927 | 2426.0438 | 414.3927 | 2426.0438
3031 | 395.447 | 2356.7639 | 395.447 | 2356.7639
3032 | 375.6687 | 2274.39 | 375.6687 | 2274.39
3033 | 362.3035 | 2210.8944 | 362.3035 | 2210.8944
3034 | 349.3761 | 2211.7167 | 349.3761 | 2211.7167
3035 | 323.9566 | 2257.8055 | 323.9566 | 2257.8055
3036 | 301.5492 | 2303.6166 | 301.5492 | 2303.6166
3037 | 288.7683 | 2335.6219 | 288.7683 | 2335.6219
3038 | 283.5877 | 2413.2642 | 283.5877 | 2413.2642
3039 | 280.1771 | 2523.9388 | 280.1771 | 2523.9388
3040 | 284.2111 | 2643.1133 | 284.2111 | 2643.1133
3041 | 290.3749 | 2743.5589 | 290.3749 | 2743.5589
3042 | 300.1967 | 2806.2601 | 300.1967 | 2806.2601
3043 | 316.0268 | 2830.9649 | 316.0268 | 2830.9649
3044 | 340.7423 | 2855.6986 | 340.7423 | 2855.6986
3045 | 359.0535 | 2825.6594 | 359.0535 | 2825.6594
3046 | 372.8742 | 2789.1728 | 372.8742 | 2789.1728
3047 | 393.97 | 2770.3607 | 393.97 | 2770.3607
3048 | 389.5727 | 2763.3071 | 389.5727 | 2763.3071
3049 | 373.3616 | 2761.6904 | 373.3616 | 2761.6904
3050 | 375.6936 | 2741.2601 | 375.6936 | 2741.2601
3051 | 385.7698 | 2716.7598 | 385.7698 | 2716.7598
3052 | 410.2502 | 2702.9047 | 410.2502 | 2702.9047
3053 | 420.297 | 2694.0632 | 420.297 | 2694.0632
3054 | 412.3622 | 2624.3489 | 412.3622 | 2624.3489
3055 | 397.8805 | 2520.0099 | 397.8805 | 2520.0099
3056 | 380.7804 | 2437.4317 | 380.7804 | 2437.4317
3057 | 363.7024 | 2363.6567 | 363.7024 | 2363.6567
3058 | 348.5887 | 2317.9832 | 348.5887 | 2317.9832
3059 | 323.6381 | 2274.9606 | 323.6381 | 2274.9606
3060 | 305.4058 | 2241.1229 | 305.4058 | 2241.1229
3061 | 291.6286 | 2221.6629 | 291.6286 | 2221.6629
3062 | 285.3186 | 2215.2995 | 285.3186 | 2215.2995
3063 | 283.4194 | 2221.6818 | 283.4194 | 2221.6818
3064 | 285.5376 | 2248.8176 | 285.5376 | 2248.8176
3065 | 291.4794 | 2304.0609 | 291.4794 | 2304.0609
3066 | 302.0422 | 2374.9993 | 302.0422 | 2374.9993
3067 | 317.4878 | 2406.1713 | 317.4878 | 2406.1713
3068 | 342.5026 | 2432.3346 | 342.5026 | 2432.3346
3069 | 356.9595 | 2427.8919 | 356.9595 | 2427.8919
3070 | 365.4798 | 2413.2577 | 365.4798 | 2413.2577
3071 | 386.4878 | 2420.9952 | 386.4878 | 2420.9952
3072 | 384.439 | 2490.1866 | 384.439 | 2490.1866
3073 | 368.2313 | 2577.6812 | 368.2313 | 2577.6812
3074 | 369.3353 | 2606.8102 | 369.3353 | 2606.8102
3075 | 376.9303 | 2623.0193 | 376.9303 | 2623.0193
3076 | 402.2107 | 2630.472 | 402.2107 | 2630.472
3077 | 412.3841 | 2651.1073 | 412.3841 | 2651.1073
3078 | 403.5669 | 2661.2461 | 403.5669 | 2661.2461
3079 | 387.6924 | 2626.0721 | 387.6924 | 2626.0721
3080 | 371.5457 | 2532.6019 | 371.5457 | 2532.6019
3081 | 359.1497 | 2418.5259 | 359.1497 | 2418.5259
3082 | 341.877 | 2349.162 | 341.877 | 2349.162
3083 | 320.0074 | 2320.3673 | 320.0074 | 2320.3673
3084 | 305.1387 | 2322.882 | 305.1387 | 2322.882
3085 | 292.3404 | 2351.6878 | 292.3404 | 2351.6878
3086 | 286.0661 | 2464.253 | 286.0661 | 2464.253
3087 | 284.9442 | 2618.0197 | 284.9442 | 2618.0197
3088 | 281.4254 | 2748.4267 | 281.4254 | 2748.4267
3089 | 287.217 | 2844.7878 | 287.217 | 2844.7878
3090 | 298.3025 | 2876.991 | 298.3025 | 2876.991
3091 | 311.4498 | 2820.0047 | 311.4498 | 2820.0047
3092 | 328.7053 | 2777.3433 | 328.7053 | 2777.3433
3093 | 343.0441 | 2747.0318 | 343.0441 | 2747.0318
3094 | 357.4207 | 2712.3832 | 357.4207 | 2712.3832
3095 | 375.3177 | 2673.5568 | 375.3177 | 2673.5568
3096 | 374.6683 | 2643.4255 | 374.6683 | 2643.4255
3097 | 357.4337 | 2643.3064 | 357.4337 | 2643.3064
3098 | 357.9349 | 2694.8323 | 357.9349 | 2694.8323
3099 | 364.6053 | 2779.9342 | 364.6053 | 2779.9342
3100 | 392.91 | 2839.6012 | 392.91 | 2839.6012
3101 | 401.5746 | 2854.0416 | 401.5746 | 2854.0416
3102 | 389.2668 | 2801.074 | 389.2668 | 2801.074
3103 | 372.9889 | 2709.6013 | 372.9889 | 2709.6013
3104 | 363.0619 | 2628.7931 | 363.0619 | 2628.7931
3105 | 350.786 | 2577.2108 | 350.786 | 2577.2108
3106 | 336.6559 | 2569.9321 | 336.6559 | 2569.9321
3107 | 316.9898 | 2584.4337 | 316.9898 | 2584.4337
3108 | 299.7178 | 2608.4604 | 299.7178 | 2608.4604
3109 | 287.7031 | 2627.7356 | 287.7031 | 2627.7356
3110 | 282.4017 | 2642.68 | 282.4017 | 2642.68
3111 | 280.1429 | 2655.121 | 280.1429 | 2655.121
3112 | 279.7712 | 2670.9563 | 279.7712 | 2670.9563
3113 | 284.8008 | 2706.1172 | 284.8008 | 2706.1172
3114 | 295.4644 | 2750.9144 | 295.4644 | 2750.9144
3115 | 305.7569 | 2757.3067 | 305.7569 | 2757.3067
3116 | 322.7063 | 2759.8478 | 322.7063 | 2759.8478
3117 | 337.6219 | 2757.3112 | 337.6219 | 2757.3112
3118 | 349.5768 | 2783.7948 | 349.5768 | 2783.7948
3119 | 366.0324 | 2830.2675 | 366.0324 | 2830.2675
3120 | 366.0213 | 2907.2196 | 366.0213 | 2907.2196
3121 | 355.1457 | 2978.9887 | 355.1457 | 2978.9887
3122 | 355.0597 | 3025.477 | 355.0597 | 3025.477
3123 | 368.7431 | 3063.198 | 368.7431 | 3063.198
3124 | 392.7249 | 3074.1226 | 392.7249 | 3074.1226
3125 | 403.8694 | 3065.9619 | 403.8694 | 3065.9619
3126 | 393.1271 | 3019.053 | 393.1271 | 3019.053
3127 | 377.4369 | 2926.8315 | 377.4369 | 2926.8315
3128 | 363.0147 | 2845.4106 | 363.0147 | 2845.4106
3129 | 352.0507 | 2789.7438 | 352.0507 | 2789.7438
3130 | 334.4109 | 2791.9957 | 334.4109 | 2791.9957
3131 | 315.6953 | 2831.2088 | 315.6953 | 2831.2088
3132 | 299.0962 | 2862.2474 | 299.0962 | 2862.2474
3133 | 285.1293 | 2855.9941 | 285.1293 | 2855.9941
3134 | 281.0328 | 2835.6752 | 281.0328 | 2835.6752
3135 | 279.4438 | 2812.921 | 279.4438 | 2812.921
3136 | 281.0048 | 2805.9508 | 281.0048 | 2805.9508
3137 | 286.5244 | 2820.0763 | 286.5244 | 2820.0763
3138 | 294.247 | 2837.575 | 294.247 | 2837.575
3139 | 307.8362 | 2808.4998 | 307.8362 | 2808.4998
3140 | 321.7482 | 2768.97 | 321.7482 | 2768.97
3141 | 340.959 | 2703.1909 | 340.959 | 2703.1909
3142 | 353.2229 | 2625.0418 | 353.2229 | 2625.0418
3143 | 372.6702 | 2541.2172 | 372.6702 | 2541.2172
3144 | 370.2328 | 2474.5291 | 370.2328 | 2474.5291
3145 | 361.682 | 2401.2966 | 361.682 | 2401.2966
3146 | 359.1618 | 2344.9903 | 359.1618 | 2344.9903
3147 | 368.7513 | 2404.7679 | 368.7513 | 2404.7679
3148 | 397.1135 | 2553.5462 | 397.1135 | 2553.5462
3149 | 406.2929 | 2641.3725 | 406.2929 | 2641.3725
3150 | 390.555 | 2654.3023 | 390.555 | 2654.3023
3151 | 377.8046 | 2602.7902 | 377.8046 | 2602.7902
3152 | 362.763 | 2514.9702 | 362.763 | 2514.9702
3153 | 353.6112 | 2431.8688 | 353.6112 | 2431.8688
3154 | 337.002 | 2411.5195 | 337.002 | 2411.5195
3155 | 316.0562 | 2420.7111 | 316.0562 | 2420.7111
3156 | 300.774 | 2434.5946 | 300.774 | 2434.5946
3157 | 289.3718 | 2426.3671 | 289.3718 | 2426.3671
3158 | 279.3891 | 2425.5179 | 279.3891 | 2425.5179
3159 | 279.1246 | 2450.1445 | 279.1246 | 2450.1445
3160 | 280.4895 | 2479.8673 | 280.4895 | 2479.8673
3161 | 287.426 | 2525.3076 | 287.426 | 2525.3076
3162 | 298.5813 | 2585.1496 | 298.5813 | 2585.1496
3163 | 312.4796 | 2591.9504 | 312.4796 | 2591.9504
3164 | 326.9269 | 2578.0171 | 326.9269 | 2578.0171
3165 | 345.7079 | 2561.3888 | 345.7079 | 2561.3888
3166 | 364.0957 | 2585.2855 | 364.0957 | 2585.2855
3167 | 382.2093 | 2625.2909 | 382.2093 | 2625.2909
3168 | 383.3516 | 2689.1725 | 383.3516 | 2689.1725
3169 | 363.4923 | 2749.8452 | 363.4923 | 2749.8452
3170 | 362.3232 | 2773.2557 | 362.3232 | 2773.2557
3171 | 377.6068 | 2776.6666 | 377.6068 | 2776.6666
3172 | 401.3516 | 2742.1845 | 401.3516 | 2742.1845
3173 | 412.3676 | 2650.2904 | 412.3676 | 2650.2904
3174 | 398.4106 | 2516.3125 | 398.4106 | 2516.3125
3175 | 385.5111 | 2394.8183 | 385.5111 | 2394.8183
3176 | 369.7031 | 2332.8672 | 369.7031 | 2332.8672
3177 | 359.2433 | 2279.2426 | 359.2433 | 2279.2426
3178 | 343.3424 | 2223.6981 | 343.3424 | 2223.6981
3179 | 322.6932 | 2144.2549 | 322.6932 | 2144.2549
3180 | 303.5792 | 2077.8769 | 303.5792 | 2077.8769
3181 | 292.3658 | 2041.6021 | 292.3658 | 2041.6021
3182 | 281.7091 | 2046.9478 | 281.7091 | 2046.9478
3183 | 282.4943 | 2067.4899 | 282.4943 | 2067.4899
3184 | 285.1335 | 2107.2878 | 285.1335 | 2107.2878
3185 | 290.751 | 2162.395 | 290.751 | 2162.395
3186 | 301.1703 | 2238.3029 | 301.1703 | 2238.3029
3187 | 320.8476 | 2299.224 | 320.8476 | 2299.224
3188 | 343.5936 | 2355.8173 | 343.5936 | 2355.8173
3189 | 363.738 | 2398.4831 | 363.738 | 2398.4831
3190 | 374.5781 | 2439.3988 | 374.5781 | 2439.3988
3191 | 391.2465 | 2480.3573 | 391.2465 | 2480.3573
3192 | 379.1862 | 2533.4148 | 379.1862 | 2533.4148
3193 | 375.2577 | 2600.4867 | 375.2577 | 2600.4867
3194 | 376.9549 | 2652.8295 | 376.9549 | 2652.8295
3195 | 389.7686 | 2683.6068 | 389.7686 | 2683.6068
3196 | 413.8741 | 2730.3393 | 413.8741 | 2730.3393
3197 | 423.3792 | 2792.4329 | 423.3792 | 2792.4329
3198 | 418.7215 | 2825.7174 | 418.7215 | 2825.7174
3199 | 399.8463 | 2822.8115 | 399.8463 | 2822.8115
3200 | 388.2373 | 2817.1591 | 388.2373 | 2817.1591
3201 | 370.3258 | 2837.7373 | 370.3258 | 2837.7373
3202 | 355.4274 | 2916.8469 | 355.4274 | 2916.8469
3203 | 326.7432 | 3012.7672 | 326.7432 | 3012.7672
3204 | 308.6253 | 3086.8298 | 308.6253 | 3086.8298
3205 | 293.0163 | 3129.8634 | 293.0163 | 3129.8634
3206 | 287.5556 | 3154.3384 | 287.5556 | 3154.3384
3207 | 283.262 | 3133.2862 | 283.262 | 3133.2862
3208 | 285.3636 | 3086.5597 | 285.3636 | 3086.5597
3209 | 290.7376 | 3067.8045 | 290.7376 | 3067.8045
3210 | 304.1914 | 3082.7844 | 304.1914 | 3082.7844
3211 | 321.4265 | 3071.2047 | 321.4265 | 3071.2047
3212 | 347.092 | 3052.438 | 347.092 | 3052.438
3213 | 364.5754 | 3004.0864 | 364.5754 | 3004.0864
3214 | 377.6881 | 2946.0197 | 377.6881 | 2946.0197
3215 | 399.4447 | 2897.118 | 399.4447 | 2897.118
3216 | 398.586 | 2862.8341 | 398.586 | 2862.8341
3217 | 375.0845 | 2844.2665 | 375.0845 | 2844.2665
3218 | 376.0561 | 2827.308 | 376.0561 | 2827.308
3219 | 387.6507 | 2818.1248 | 387.6507 | 2818.1248
3220 | 407.8002 | 2823.2629 | 407.8002 | 2823.2629
3221 | 421.2154 | 2835.8653 | 421.2154 | 2835.8653
3222 | 411.8729 | 2831.5039 | 411.8729 | 2831.5039
3223 | 397.7041 | 2804.8395 | 397.7041 | 2804.8395
3224 | 379.9163 | 2780.1939 | 379.9163 | 2780.1939
3225 | 369.9166 | 2761.0158 | 369.9166 | 2761.0158
3226 | 357.3355 | 2774.5002 | 357.3355 | 2774.5002
3227 | 334.071 | 2837.8803 | 334.071 | 2837.8803
3228 | 312.8733 | 2916.2316 | 312.8733 | 2916.2316
3229 | 297.0425 | 2953.8872 | 297.0425 | 2953.8872
3230 | 289.5011 | 2980.813 | 289.5011 | 2980.813
3231 | 285.8095 | 2998.564 | 285.8095 | 2998.564
3232 | 286.1244 | 3022.5683 | 286.1244 | 3022.5683
3233 | 289.963 | 3061.8138 | 289.963 | 3061.8138
3234 | 303.8268 | 3105.9983 | 303.8268 | 3105.9983
3235 | 323.896 | 3107.2169 | 323.896 | 3107.2169
3236 | 342.1757 | 3114.0467 | 342.1757 | 3114.0467
3237 | 359.1167 | 3120.7684 | 359.1167 | 3120.7684
3238 | 373.7873 | 3138.1299 | 373.7873 | 3138.1299
3239 | 392.4018 | 3158.5295 | 392.4018 | 3158.5295
3240 | 391.7878 | 3190.8238 | 391.7878 | 3190.8238
3241 | 370.8505 | 3214.8717 | 370.8505 | 3214.8717
3242 | 376.6677 | 3235.5592 | 376.6677 | 3235.5592
3243 | 390.313 | 3252.2448 | 390.313 | 3252.2448
3244 | 414.7078 | 3241.1128 | 414.7078 | 3241.1128
3245 | 418.1181 | 3218.1796 | 418.1181 | 3218.1796
3246 | 407.8768 | 3174.9468 | 407.8768 | 3174.9468
3247 | 393.7282 | 3107.3688 | 393.7282 | 3107.3688
3248 | 375.4418 | 3045.0772 | 375.4418 | 3045.0772
3249 | 365.5859 | 2966.3327 | 365.5859 | 2966.3327
3250 | 350.3567 | 2887.3701 | 350.3567 | 2887.3701
3251 | 330.2066 | 2821.8143 | 330.2066 | 2821.8143
3252 | 310.7396 | 2773.2041 | 310.7396 | 2773.2041
3253 | 299.4695 | 2742.92 | 299.4695 | 2742.92
3254 | 290.7594 | 2722.533 | 290.7594 | 2722.533
3255 | 286.0345 | 2710.1944 | 286.0345 | 2710.1944
3256 | 287.8982 | 2711.1892 | 287.8982 | 2711.1892
3257 | 291.1868 | 2745.2608 | 291.1868 | 2745.2608
3258 | 302.8983 | 2799.4525 | 302.8983 | 2799.4525
3259 | 316.3311 | 2817.0774 | 316.3311 | 2817.0774
3260 | 332.6779 | 2834.3909 | 332.6779 | 2834.3909
3261 | 348.3836 | 2829.812 | 348.3836 | 2829.812
3262 | 363.5014 | 2816.1309 | 363.5014 | 2816.1309
3263 | 382.7776 | 2806.5771 | 382.7776 | 2806.5771
3264 | 376.8589 | 2802.5869 | 376.8589 | 2802.5869
3265 | 365.3118 | 2795.388 | 365.3118 | 2795.388
3266 | 365.0752 | 2781.9014 | 365.0752 | 2781.9014
3267 | 379.8824 | 2787.763 | 379.8824 | 2787.763
3268 | 400.894 | 2823.0587 | 400.894 | 2823.0587
3269 | 408.5583 | 2884.5396 | 408.5583 | 2884.5396
3270 | 397.067 | 2973.306 | 397.067 | 2973.306
3271 | 382.8762 | 3037.8633 | 382.8762 | 3037.8633
3272 | 369.3021 | 3052.974 | 369.3021 | 3052.974
3273 | 356.5035 | 3023.7207 | 356.5035 | 3023.7207
3274 | 343.9921 | 2997.2446 | 343.9921 | 2997.2446
3275 | 325.6155 | 2981.8608 | 325.6155 | 2981.8608
3276 | 309.4035 | 2967.2885 | 309.4035 | 2967.2885
3277 | 297.6235 | 2956.9507 | 297.6235 | 2956.9507
3278 | 288.8152 | 2947.1154 | 288.8152 | 2947.1154
3279 | 286.7482 | 2944.3755 | 286.7482 | 2944.3755
3280 | 286.9302 | 2981.927 | 286.9302 | 2981.927
3281 | 291.7095 | 3048.0624 | 291.7095 | 3048.0624
3282 | 300.5512 | 3118.2519 | 300.5512 | 3118.2519
3283 | 311.7803 | 3147.722 | 311.7803 | 3147.722
3284 | 323.886 | 3171.9793 | 323.886 | 3171.9793
3285 | 335.3897 | 3169.6469 | 335.3897 | 3169.6469
3286 | 341.2444 | 3153.3789 | 341.2444 | 3153.3789
3287 | 378.8972 | 3138.1067 | 378.8972 | 3138.1067
3288 | 378.8718 | 3130.2362 | 378.8718 | 3130.2362
3289 | 370.7351 | 3118.4081 | 370.7351 | 3118.4081
3290 | 369.1421 | 3103.3558 | 369.1421 | 3103.3558
3291 | 382.1107 | 3100.6398 | 382.1107 | 3100.6398
3292 | 406.8235 | 3111.4282 | 406.8235 | 3111.4282
3293 | 413.303 | 3135.8077 | 413.303 | 3135.8077
3294 | 398.1867 | 3152.6179 | 398.1867 | 3152.6179
3295 | 385.1536 | 3152.7754 | 385.1536 | 3152.7754
3296 | 368.9266 | 3162.4401 | 368.9266 | 3162.4401
3297 | 356.0681 | 3184.3798 | 356.0681 | 3184.3798
3298 | 339.3234 | 3229.928 | 339.3234 | 3229.928
3299 | 317.3009 | 3274.6552 | 317.3009 | 3274.6552
3300 | 301.1845 | 3295.4824 | 301.1845 | 3295.4824
3301 | 288.3713 | 3261.1819 | 288.3713 | 3261.1819
3302 | 279.4661 | 3178.3692 | 279.4661 | 3178.3692
3303 | 278.9032 | 3105.9196 | 278.9032 | 3105.9196
3304 | 280.0959 | 3078.5267 | 280.0959 | 3078.5267
3305 | 283.2229 | 3089.5887 | 283.2229 | 3089.5887
3306 | 292.8617 | 3127.306 | 292.8617 | 3127.306
3307 | 310.7664 | 3142.0037 | 310.7664 | 3142.0037
3308 | 327.3459 | 3168.3713 | 327.3459 | 3168.3713
3309 | 344.1076 | 3178.9053 | 344.1076 | 3178.9053
3310 | 359.5066 | 3181.3581 | 359.5066 | 3181.3581
3311 | 381.5236 | 3183.3772 | 381.5236 | 3183.3772
3312 | 381.5266 | 3151.3397 | 381.5266 | 3151.3397
3313 | 368.2662 | 3085.4594 | 368.2662 | 3085.4594
3314 | 368.1227 | 2990.554 | 368.1227 | 2990.554
3315 | 384.9669 | 2912.3418 | 384.9669 | 2912.3418
3316 | 407.1877 | 2862.815 | 407.1877 | 2862.815
3317 | 411.866 | 2842.3325 | 411.866 | 2842.3325
3318 | 400.6219 | 2824.2878 | 400.6219 | 2824.2878
3319 | 383.761 | 2797.8276 | 383.761 | 2797.8276
3320 | 375.4602 | 2770.1187 | 375.4602 | 2770.1187
3321 | 362.7326 | 2747.1283 | 362.7326 | 2747.1283
3322 | 343.519 | 2745.9083 | 343.519 | 2745.9083
3323 | 321.2181 | 2736.9918 | 321.2181 | 2736.9918
3324 | 304.153 | 2730.5886 | 304.153 | 2730.5886
3325 | 294.7131 | 2730.5302 | 294.7131 | 2730.5302
3326 | 289.2623 | 2733.0848 | 289.2623 | 2733.0848
3327 | 286.3755 | 2734.4295 | 286.3755 | 2734.4295
3328 | 289.7727 | 2745.9079 | 289.7727 | 2745.9079
3329 | 295.1469 | 2778.2776 | 295.1469 | 2778.2776
3330 | 307.0913 | 2823.4152 | 307.0913 | 2823.4152
3331 | 327.3973 | 2844.0354 | 327.3973 | 2844.0354
3332 | 353.2364 | 2875.1003 | 353.2364 | 2875.1003
3333 | 369.88 | 2876.7844 | 369.88 | 2876.7844
3334 | 383.1205 | 2856.636 | 383.1205 | 2856.636
3335 | 408.1146 | 2813.8612 | 408.1146 | 2813.8612
3336 | 399.7822 | 2764.6686 | 399.7822 | 2764.6686
3337 | 385.9124 | 2717.9857 | 385.9124 | 2717.9857
3338 | 390.3504 | 2673.048 | 390.3504 | 2673.048
3339 | 405.3485 | 2678.7734 | 405.3485 | 2678.7734
3340 | 425.8018 | 2714.2053 | 425.8018 | 2714.2053
3341 | 432.9142 | 2770.9209 | 432.9142 | 2770.9209
3342 | 416.8371 | 2833.1377 | 416.8371 | 2833.1377
3343 | 399.5174 | 2875.4342 | 399.5174 | 2875.4342
3344 | 386.2313 | 2879.7889 | 386.2313 | 2879.7889
3345 | 371.99 | 2859.862 | 371.99 | 2859.862
3346 | 353.8791 | 2880.4944 | 353.8791 | 2880.4944
3347 | 329.6431 | 2926.1747 | 329.6431 | 2926.1747
3348 | 313.1258 | 2960.9575 | 313.1258 | 2960.9575
3349 | 303.0354 | 2993.2351 | 303.0354 | 2993.2351
3350 | 294.3164 | 3028.7384 | 294.3164 | 3028.7384
3351 | 292.0892 | 3054.3181 | 292.0892 | 3054.3181
3352 | 292.8433 | 3076.2121 | 292.8433 | 3076.2121
3353 | 297.3841 | 3110.8965 | 297.3841 | 3110.8965
3354 | 312.7633 | 3146.4354 | 312.7633 | 3146.4354
3355 | 329.5146 | 3126.9589 | 329.5146 | 3126.9589
3356 | 352.8803 | 3097.5723 | 352.8803 | 3097.5723
3357 | 368.2715 | 3061.5424 | 368.2715 | 3061.5424
3358 | 387.4654 | 3036.3564 | 387.4654 | 3036.3564
3359 | 409.2498 | 3022.65 | 409.2498 | 3022.65
3360 | 399.5481 | 3026.7608 | 399.5481 | 3026.7608
3361 | 383.4804 | 3031.339 | 383.4804 | 3031.339
3362 | 383.0904 | 3015.8102 | 383.0904 | 3015.8102
3363 | 400.1175 | 2991.3099 | 400.1175 | 2991.3099
3364 | 422.5328 | 2977.9995 | 422.5328 | 2977.9995
3365 | 427.1881 | 2979.2332 | 427.1881 | 2979.2332
3366 | 415.2956 | 2974.0548 | 415.2956 | 2974.0548
3367 | 400.5428 | 2943.5101 | 400.5428 | 2943.5101
3368 | 385.8663 | 2905.3174 | 385.8663 | 2905.3174
3369 | 367.0035 | 2877.5617 | 367.0035 | 2877.5617
3370 | 348.7826 | 2900.6449 | 348.7826 | 2900.6449
3371 | 325.1247 | 2929.9189 | 325.1247 | 2929.9189
3372 | 309.949 | 2947.6146 | 309.949 | 2947.6146
3373 | 298.3635 | 2964.9155 | 298.3635 | 2964.9155
3374 | 292.2567 | 2973.4608 | 292.2567 | 2973.4608
3375 | 289.0573 | 2992.1648 | 289.0573 | 2992.1648
3376 | 287.4268 | 3037.3408 | 287.4268 | 3037.3408
3377 | 290.5836 | 3083.8023 | 290.5836 | 3083.8023
3378 | 305.2757 | 3113.0782 | 305.2757 | 3113.0782
3379 | 325.7222 | 3110.5526 | 325.7222 | 3110.5526
3380 | 349.7549 | 3088.7225 | 349.7549 | 3088.7225
3381 | 366.2074 | 3007.8305 | 366.2074 | 3007.8305
3382 | 379.2419 | 2866.7793 | 379.2419 | 2866.7793
3383 | 408.2574 | 2761.5789 | 408.2574 | 2761.5789
3384 | 403.4604 | 2680.2545 | 403.4604 | 2680.2545
3385 | 387.4798 | 2604.7754 | 387.4798 | 2604.7754
3386 | 389.7317 | 2538.3258 | 389.7317 | 2538.3258
3387 | 411.2509 | 2493.8112 | 411.2509 | 2493.8112
3388 | 428.2831 | 2460.963 | 428.2831 | 2460.963
3389 | 433.1118 | 2451.8492 | 433.1118 | 2451.8492
3390 | 422.5602 | 2461.5114 | 422.5602 | 2461.5114
3391 | 402.3753 | 2462.8261 | 402.3753 | 2462.8261
3392 | 382.357 | 2463.2325 | 382.357 | 2463.2325
3393 | 370.4756 | 2458.7588 | 370.4756 | 2458.7588
3394 | 356.2848 | 2456.2454 | 356.2848 | 2456.2454
3395 | 330.9223 | 2436.3686 | 330.9223 | 2436.3686
3396 | 314.4055 | 2427.3105 | 314.4055 | 2427.3105
3397 | 297.3326 | 2439.0292 | 297.3326 | 2439.0292
3398 | 289.272 | 2461.0535 | 289.272 | 2461.0535
3399 | 287.5202 | 2470.9757 | 287.5202 | 2470.9757
3400 | 289.7397 | 2476.5315 | 289.7397 | 2476.5315
3401 | 293.9047 | 2507.8121 | 293.9047 | 2507.8121
3402 | 305.6801 | 2553.3581 | 305.6801 | 2553.3581
3403 | 322.4286 | 2557.5721 | 322.4286 | 2557.5721
3404 | 344.2244 | 2574.341 | 344.2244 | 2574.341
3405 | 357.7166 | 2576.0251 | 357.7166 | 2576.0251
3406 | 369.7783 | 2541.6488 | 369.7783 | 2541.6488
3407 | 396.117 | 2499.2144 | 396.117 | 2499.2144
3408 | 392.5918 | 2470.9892 | 392.5918 | 2470.9892
3409 | 381.5453 | 2429.8885 | 381.5453 | 2429.8885
3410 | 386.4433 | 2387.1292 | 386.4433 | 2387.1292
3411 | 403.5352 | 2386.0471 | 403.5352 | 2386.0471
3412 | 421.7665 | 2396.1547 | 421.7665 | 2396.1547
3413 | 425.7461 | 2393.1677 | 425.7461 | 2393.1677
3414 | 412.046 | 2393.7078 | 412.046 | 2393.7078
3415 | 394.517 | 2384.7431 | 394.517 | 2384.7431
3416 | 378.3853 | 2369.9685 | 378.3853 | 2369.9685
3417 | 369.9227 | 2337.856 | 369.9227 | 2337.856
3418 | 357.7444 | 2307.8399 | 357.7444 | 2307.8399
3419 | 337.1174 | 2260.052 | 337.1174 | 2260.052
3420 | 315.955 | 2233.2942 | 315.955 | 2233.2942
3421 | 302.2799 | 2218.9398 | 302.2799 | 2218.9398
3422 | 294.6764 | 2192.3579 | 294.6764 | 2192.3579
3423 | 292.6401 | 2159.12 | 292.6401 | 2159.12
3424 | 290.7083 | 2147.8611 | 290.7083 | 2147.8611
3425 | 294.9183 | 2167.5687 | 294.9183 | 2167.5687
3426 | 305.7068 | 2195.415 | 305.7068 | 2195.415
3427 | 318.8392 | 2174.9855 | 318.8392 | 2174.9855
3428 | 335.9606 | 2156.0145 | 335.9606 | 2156.0145
3429 | 349.6003 | 2134.0763 | 349.6003 | 2134.0763
3430 | 363.1167 | 2115.6979 | 363.1167 | 2115.6979
3431 | 384.2905 | 2103.6253 | 384.2905 | 2103.6253
3432 | 382.2195 | 2116.0415 | 382.2195 | 2116.0415
3433 | 372.1563 | 2146.6927 | 372.1563 | 2146.6927
3434 | 373.6952 | 2157.2369 | 373.6952 | 2157.2369
3435 | 389.6855 | 2175.8287 | 389.6855 | 2175.8287
3436 | 407.6814 | 2215.3451 | 407.6814 | 2215.3451
3437 | 412.4364 | 2253.2718 | 412.4364 | 2253.2718
3438 | 401.9952 | 2275.8003 | 401.9952 | 2275.8003
3439 | 384.0746 | 2285.2161 | 384.0746 | 2285.2161
3440 | 370.7359 | 2275.5473 | 370.7359 | 2275.5473
3441 | 360.1343 | 2274.4092 | 360.1343 | 2274.4092
3442 | 348.7301 | 2287.9618 | 348.7301 | 2287.9618
3443 | 330.1869 | 2263.66 | 330.1869 | 2263.66
3444 | 315.8904 | 2230.435 | 315.8904 | 2230.435
3445 | 301.0813 | 2208.2519 | 301.0813 | 2208.2519
3446 | 294.3187 | 2186.0949 | 294.3187 | 2186.0949
3447 | 289.9542 | 2169.1272 | 289.9542 | 2169.1272
3448 | 290.5237 | 2165.9693 | 290.5237 | 2165.9693
3449 | 297.4107 | 2182.0008 | 297.4107 | 2182.0008
3450 | 305.2312 | 2212.8425 | 305.2312 | 2212.8425
3451 | 314.5094 | 2211.9507 | 314.5094 | 2211.9507
3452 | 329.5856 | 2207.0034 | 329.5856 | 2207.0034
3453 | 343.8605 | 2195.7531 | 343.8605 | 2195.7531
3454 | 356.9712 | 2183.9781 | 356.9712 | 2183.9781
3455 | 374.5142 | 2176.7388 | 374.5142 | 2176.7388
3456 | 375.1373 | 2180.4413 | 375.1373 | 2180.4413
3457 | 365.2732 | 2183.3175 | 365.2732 | 2183.3175
3458 | 371.9295 | 2175.277 | 371.9295 | 2175.277
3459 | 388.9151 | 2178.6879 | 388.9151 | 2178.6879
3460 | 409.8716 | 2191.5867 | 409.8716 | 2191.5867
3461 | 416.3628 | 2211.6093 | 416.3628 | 2211.6093
3462 | 407.0871 | 2210.039 | 407.0871 | 2210.039
3463 | 391.83 | 2177.6562 | 391.83 | 2177.6562
3464 | 379.8983 | 2142.595 | 379.8983 | 2142.595
3465 | 368.2938 | 2118.9919 | 368.2938 | 2118.9919
3466 | 358.3278 | 2150.7888 | 358.3278 | 2150.7888
3467 | 334.7994 | 2184.3516 | 334.7994 | 2184.3516
3468 | 316.5277 | 2195.3759 | 316.5277 | 2195.3759
3469 | 300.1567 | 2186.1272 | 300.1567 | 2186.1272
3470 | 294.2635 | 2175.8835 | 294.2635 | 2175.8835
3471 | 290.2565 | 2164.0215 | 290.2565 | 2164.0215
3472 | 291.1326 | 2176.453 | 291.1326 | 2176.453
3473 | 292.6173 | 2211.4096 | 292.6173 | 2211.4096
3474 | 304.3198 | 2243.7489 | 304.3198 | 2243.7489
3475 | 321.5575 | 2231.4885 | 321.5575 | 2231.4885
3476 | 340.0676 | 2235.7995 | 340.0676 | 2235.7995
3477 | 349.8099 | 2253.1411 | 349.8099 | 2253.1411
3478 | 369.5817 | 2289.5638 | 369.5817 | 2289.5638
3479 | 390.5681 | 2344.2055 | 390.5681 | 2344.2055
3480 | 385.7554 | 2407.9509 | 385.7554 | 2407.9509
3481 | 372.2928 | 2462.2926 | 372.2928 | 2462.2926
3482 | 376.1966 | 2493.8042 | 376.1966 | 2493.8042
3483 | 396.5125 | 2520.7012 | 396.5125 | 2520.7012
3484 | 417.2773 | 2530.06 | 417.2773 | 2530.06
3485 | 425.519 | 2527.5496 | 425.519 | 2527.5496
3486 | 413.8011 | 2513.9298 | 413.8011 | 2513.9298
3487 | 393.2267 | 2478.4155 | 393.2267 | 2478.4155
3488 | 379.841 | 2433.5514 | 379.841 | 2433.5514
3489 | 370.7162 | 2398.7839 | 370.7162 | 2398.7839
3490 | 353.1341 | 2403.2823 | 353.1341 | 2403.2823
3491 | 331.6125 | 2415.7416 | 331.6125 | 2415.7416
3492 | 311.85 | 2424.4513 | 311.85 | 2424.4513
3493 | 297.3221 | 2416.6322 | 297.3221 | 2416.6322
3494 | 290.1669 | 2389.778 | 290.1669 | 2389.778
3495 | 286.6808 | 2355.8594 | 286.6808 | 2355.8594
3496 | 286.6639 | 2338.2694 | 286.6639 | 2338.2694
3497 | 293.0177 | 2352.8033 | 293.0177 | 2352.8033
3498 | 307.9795 | 2384.0534 | 307.9795 | 2384.0534
3499 | 332.6232 | 2381.4597 | 332.6232 | 2381.4597
3500 | 356.3289 | 2381.8904 | 356.3289 | 2381.8904
3501 | 372.7225 | 2368.0532 | 372.7225 | 2368.0532
3502 | 389.645 | 2352.4659 | 389.645 | 2352.4659
3503 | 412.5432 | 2340.6656 | 412.5432 | 2340.6656
3504 | 409.4273 | 2340.1473 | 409.4273 | 2340.1473
3505 | 388.8686 | 2345.4743 | 388.8686 | 2345.4743
3506 | 394.2211 | 2352.2063 | 394.2211 | 2352.2063
3507 | 416.7114 | 2375.0868 | 416.7114 | 2375.0868
3508 | 435.1748 | 2400.852 | 435.1748 | 2400.852
3509 | 442.134 | 2423.8019 | 442.134 | 2423.8019
3510 | 430.99 | 2438.7059 | 430.99 | 2438.7059
3511 | 411.3191 | 2435.0512 | 411.3191 | 2435.0512
3512 | 397.1784 | 2421.5701 | 397.1784 | 2421.5701
3513 | 386.137 | 2408.4507 | 386.137 | 2408.4507
3514 | 367.4614 | 2425.0666 | 367.4614 | 2425.0666
3515 | 340.0196 | 2439.0236 | 340.0196 | 2439.0236
3516 | 320.579 | 2448.6863 | 320.579 | 2448.6863
3517 | 305.3728 | 2465.715 | 305.3728 | 2465.715
3518 | 298.1324 | 2485.9012 | 298.1324 | 2485.9012
3519 | 292.5152 | 2500.1122 | 292.5152 | 2500.1122
3520 | 292.3356 | 2514.1775 | 292.3356 | 2514.1775
3521 | 296.0327 | 2545.1858 | 296.0327 | 2545.1858
3522 | 308.7768 | 2589.166 | 308.7768 | 2589.166
3523 | 334.5608 | 2596.103 | 334.5608 | 2596.103
3524 | 356.7831 | 2601.9117 | 356.7831 | 2601.9117
3525 | 371.8544 | 2600.3963 | 371.8544 | 2600.3963
3526 | 382.2809 | 2610.6778 | 382.2809 | 2610.6778
3527 | 405.3092 | 2624.6783 | 405.3092 | 2624.6783
3528 | 404.833 | 2638.1155 | 404.833 | 2638.1155
3529 | 385.7359 | 2649.0248 | 385.7359 | 2649.0248
3530 | 392.9739 | 2656.7098 | 392.9739 | 2656.7098
3531 | 412.2701 | 2684.9683 | 412.2701 | 2684.9683
3532 | 432.638 | 2722.7148 | 432.638 | 2722.7148
3533 | 438.6468 | 2756.5569 | 438.6468 | 2756.5569
3534 | 429.1067 | 2775.3413 | 429.1067 | 2775.3413
3535 | 408.7352 | 2776.3157 | 408.7352 | 2776.3157
3536 | 393.5667 | 2765.6257 | 393.5667 | 2765.6257
3537 | 379.5899 | 2743.7926 | 379.5899 | 2743.7926
3538 | 365.3739 | 2746.9976 | 365.3739 | 2746.9976
3539 | 341.7515 | 2750.1985 | 341.7515 | 2750.1985
3540 | 322.9067 | 2739.4385 | 322.9067 | 2739.4385
3541 | 307.2804 | 2734.5467 | 307.2804 | 2734.5467
3542 | 299.728 | 2760.179 | 299.728 | 2760.179
3543 | 296.9431 | 2799.7142 | 296.9431 | 2799.7142
3544 | 297.3038 | 2827.3266 | 297.3038 | 2827.3266
3545 | 303.1821 | 2857.2457 | 303.1821 | 2857.2457
3546 | 315.1056 | 2895.5076 | 315.1056 | 2895.5076
3547 | 338.0526 | 2899.6535 | 338.0526 | 2899.6535
3548 | 365.7599 | 2887.3539 | 365.7599 | 2887.3539
3549 | 382.205 | 2804.624 | 382.205 | 2804.624
3550 | 391.371 | 2647.5069 | 391.371 | 2647.5069
3551 | 414.0705 | 2467.8314 | 414.0705 | 2467.8314
3552 | 408.7523 | 2316.7973 | 408.7523 | 2316.7973
3553 | 391.9575 | 2192.9843 | 391.9575 | 2192.9843
3554 | 395.3638 | 2098.7597 | 395.3638 | 2098.7597
3555 | 413.8653 | 2035.5923 | 413.8653 | 2035.5923
3556 | 429.3937 | 1962.9878 | 429.3937 | 1962.9878
3557 | 435.8399 | 1930.4559 | 435.8399 | 1930.4559
3558 | 428.9454 | 1924.3925 | 428.9454 | 1924.3925
3559 | 406.4256 | 1902.2892 | 406.4256 | 1902.2892
3560 | 392.0794 | 1845.5118 | 392.0794 | 1845.5118
3561 | 378.5851 | 1814.0119 | 378.5851 | 1814.0119
3562 | 365.9088 | 1853.3652 | 365.9088 | 1853.3652
3563 | 343.7684 | 1964.943 | 343.7684 | 1964.943
3564 | 324.8779 | 2059.4964 | 324.8779 | 2059.4964
3565 | 310.1082 | 2126.2205 | 310.1082 | 2126.2205
3566 | 302.6042 | 2178.062 | 302.6042 | 2178.062
3567 | 297.9844 | 2176.3432 | 297.9844 | 2176.3432
3568 | 296.2845 | 2178.0187 | 296.2845 | 2178.0187
3569 | 300.1409 | 2199.7686 | 300.1409 | 2199.7686
3570 | 310.3511 | 2190.3093 | 310.3511 | 2190.3093
3571 | 330.1625 | 2141.2199 | 330.1625 | 2141.2199
3572 | 351.7839 | 2092.2274 | 351.7839 | 2092.2274
3573 | 364.3391 | 2020.3215 | 364.3391 | 2020.3215
3574 | 379.0147 | 1960.0764 | 379.0147 | 1960.0764
3575 | 403.8007 | 1912.7405 | 403.8007 | 1912.7405
3576 | 400.0125 | 1869.4025 | 400.0125 | 1869.4025
3577 | 387.0493 | 1830.8886 | 387.0493 | 1830.8886
3578 | 393.4188 | 1796.4347 | 393.4188 | 1796.4347
3579 | 413.6698 | 1778.2654 | 413.6698 | 1778.2654
3580 | 429.8553 | 1771.0818 | 429.8553 | 1771.0818
3581 | 431.339 | 1764.0103 | 431.339 | 1764.0103
3582 | 421.0315 | 1711.7234 | 421.0315 | 1711.7234
3583 | 406.6223 | 1680.4979 | 406.6223 | 1680.4979
3584 | 390.4586 | 1675.8667 | 390.4586 | 1675.8667
3585 | 375.6162 | 1687.2546 | 375.6162 | 1687.2546
3586 | 362.697 | 1738.1808 | 362.697 | 1738.1808
3587 | 344.3931 | 1772.5605 | 344.3931 | 1772.5605
3588 | 328.5602 | 1782.0871 | 328.5602 | 1782.0871
3589 | 314.2501 | 1756.296 | 314.2501 | 1756.296
3590 | 306.1438 | 1738.3597 | 306.1438 | 1738.3597
3591 | 302.0446 | 1721.5281 | 302.0446 | 1721.5281
3592 | 300.9792 | 1693.931 | 300.9792 | 1693.931
3593 | 306.078 | 1707.5118 | 306.078 | 1707.5118
3594 | 315.8642 | 1722.6279 | 315.8642 | 1722.6279
3595 | 329.704 | 1680.2099 | 329.704 | 1680.2099
3596 | 346.3788 | 1669.7484 | 346.3788 | 1669.7484
3597 | 355.6856 | 1651.9628 | 355.6856 | 1651.9628
3598 | 371.8294 | 1614.5912 | 371.8294 | 1614.5912
3599 | 392.2132 | 1584.2062 | 392.2132 | 1584.2062
3600 | 394.2785 | 1590.3594 | 394.2785 | 1590.3594
3601 | 380.9575 | 1621.351 | 380.9575 | 1621.351
3602 | 386.1995 | 1658.649 | 386.1995 | 1658.649
3603 | 404.6582 | 1704.5392 | 404.6582 | 1704.5392
3604 | 420.7426 | 1748.3445 | 420.7426 | 1748.3445
3605 | 423.7061 | 1785.8626 | 423.7061 | 1785.8626
3606 | 414.3253 | 1808.1189 | 414.3253 | 1808.1189
3607 | 396.4853 | 1816.3093 | 396.4853 | 1816.3093
3608 | 386.5283 | 1812.8354 | 386.5283 | 1812.8354
3609 | 372.3197 | 1801.0094 | 372.3197 | 1801.0094
3610 | 359.0872 | 1802.7167 | 359.0872 | 1802.7167
3611 | 341.3879 | 1789.6476 | 341.3879 | 1789.6476
3612 | 324.9018 | 1770.1057 | 324.9018 | 1770.1057
3613 | 311.1403 | 1761.0613 | 311.1403 | 1761.0613
3614 | 304.4644 | 1765.1135 | 304.4644 | 1765.1135
3615 | 298.8051 | 1768.0921 | 298.8051 | 1768.0921
3616 | 295.0899 | 1778.8897 | 295.0899 | 1778.8897
3617 | 298.5348 | 1813.9144 | 298.5348 | 1813.9144
3618 | 307.1584 | 1870.1484 | 307.1584 | 1870.1484
3619 | 320.9947 | 1895.5339 | 320.9947 | 1895.5339
3620 | 335.8281 | 1928.0964 | 335.8281 | 1928.0964
3621 | 347.4177 | 1942.8511 | 347.4177 | 1942.8511
3622 | 362.2133 | 1951.4308 | 362.2133 | 1951.4308
3623 | 386.4312 | 1972.8515 | 386.4312 | 1972.8515
3624 | 386.8537 | 2012.2938 | 386.8537 | 2012.2938
3625 | 375.4068 | 2039.337 | 375.4068 | 2039.337
3626 | 380.6345 | 2052.6723 | 380.6345 | 2052.6723
3627 | 398.398 | 2072.4214 | 398.398 | 2072.4214
3628 | 418.3187 | 2097.8461 | 418.3187 | 2097.8461
3629 | 425.0723 | 2121.613 | 425.0723 | 2121.613
3630 | 410.6379 | 2131.4113 | 410.6379 | 2131.4113
3631 | 393.6195 | 2129.3904 | 393.6195 | 2129.3904
3632 | 384.9529 | 2125.7803 | 384.9529 | 2125.7803
3633 | 372.5176 | 2119.945 | 372.5176 | 2119.945
3634 | 359.3931 | 2120.1547 | 359.3931 | 2120.1547
3635 | 338.1007 | 2103.7498 | 338.1007 | 2103.7498
3636 | 322.6595 | 1753.9669 | 322.6595 | 1753.9669
3637 | 311.8263 | 1748.1529 | 311.8263 | 1748.1529
3638 | 302.6837 | 1738.9225 | 302.6837 | 1738.9225
3639 | 300.5864 | 1743.8531 | 300.5864 | 1743.8531
3640 | 299.1211 | 1756.2153 | 299.1211 | 1756.2153
3641 | 305.4898 | 1788.666 | 305.4898 | 1788.666
3642 | 313.7912 | 1859.8535 | 313.7912 | 1859.8535
3643 | 332.062 | 1886.5953 | 332.062 | 1886.5953
3644 | 352.4433 | 1903.5683 | 352.4433 | 1903.5683
3645 | 367.8693 | 1898.8874 | 367.8693 | 1898.8874
3646 | 381.3096 | 1892.7867 | 381.3096 | 1892.7867
3647 | 406.0997 | 1879.4708 | 406.0997 | 1879.4708
3648 | 399.978 | 1859.6783 | 399.978 | 1859.6783
3649 | 388.7358 | 1851.75 | 388.7358 | 1851.75
3650 | 396.217 | 1831.4518 | 396.217 | 1831.4518
3651 | 415.0998 | 1839.2158 | 415.0998 | 1839.2158
3652 | 430.2615 | 1855.4794 | 430.2615 | 1855.4794
3653 | 438.2404 | 1886.4117 | 438.2404 | 1886.4117
3654 | 426.485 | 1907.0762 | 426.485 | 1907.0762
3655 | 408.5277 | 1918.0909 | 408.5277 | 1918.0909
3656 | 396.4764 | 1931.3673 | 396.4764 | 1931.3673
3657 | 383.6554 | 1930.8857 | 383.6554 | 1930.8857
3658 | 366.1156 | 1930.4227 | 366.1156 | 1930.4227
3659 | 344.5382 | 1922.9185 | 344.5382 | 1922.9185
3660 | 324.0598 | 1916.2497 | 324.0598 | 1916.2497
3661 | 309.4992 | 1912.9464 | 309.4992 | 1912.9464
3662 | 302.2945 | 1890.4207 | 302.2945 | 1890.4207
3663 | 300.1476 | 1899.5169 | 300.1476 | 1899.5169
3664 | 299.2027 | 1944.4041 | 299.2027 | 1944.4041
3665 | 306.2743 | 2009.9504 | 306.2743 | 2009.9504
3666 | 318.1651 | 2108.8128 | 318.1651 | 2108.8128
3667 | 340.4739 | 2153.1865 | 340.4739 | 2153.1865
3668 | 366.1034 | 2183.9684 | 366.1034 | 2183.9684
3669 | 381.0096 | 2195.7783 | 381.0096 | 2195.7783
3670 | 396.0858 | 2214.6135 | 396.0858 | 2214.6135
3671 | 419.3616 | 2234.4503 | 419.3616 | 2234.4503
3672 | 414.5575 | 2244.1015 | 414.5575 | 2244.1015
3673 | 395.3866 | 2247.4143 | 395.3866 | 2247.4143
3674 | 403.6161 | 2216.9021 | 403.6161 | 2216.9021
3675 | 423.8167 | 2205.3793 | 423.8167 | 2205.3793
3676 | 437.2308 | 2201.8426 | 437.2308 | 2201.8426
3677 | 445.0185 | 2212.6322 | 445.0185 | 2212.6322
3678 | 437.5269 | 2209.6162 | 437.5269 | 2209.6162
3679 | 415.8647 | 2195.9803 | 415.8647 | 2195.9803
3680 | 401.6136 | 2188.144 | 401.6136 | 2188.144
3681 | 387.8824 | 2163.9818 | 387.8824 | 2163.9818
3682 | 369.277 | 2137.727 | 369.277 | 2137.727
3683 | 346.1789 | 2103.2899 | 346.1789 | 2103.2899
3684 | 326.0952 | 2081.3857 | 326.0952 | 2081.3857
3685 | 312.2054 | 2077.8541 | 312.2054 | 2077.8541
3686 | 305.0227 | 2068.1672 | 305.0227 | 2068.1672
3687 | 302.0739 | 2072.9838 | 302.0739 | 2072.9838
3688 | 301.99 | 2089.0549 | 301.99 | 2089.0549
3689 | 308.3953 | 2118.3673 | 308.3953 | 2118.3673
3690 | 320.8164 | 2183.6204 | 320.8164 | 2183.6204
3691 | 342.8358 | 2214.2994 | 342.8358 | 2214.2994
3692 | 368.4925 | 2252.3852 | 368.4925 | 2252.3852
3693 | 386.9006 | 2294.3805 | 386.9006 | 2294.3805
3694 | 398.1184 | 2365.3128 | 398.1184 | 2365.3128
3695 | 422.0725 | 2452.1969 | 422.0725 | 2452.1969
3696 | 418.5924 | 2542.8183 | 418.5924 | 2542.8183
3697 | 401.3113 | 2643.8774 | 401.3113 | 2643.8774
3698 | 410.0489 | 2714.6494 | 410.0489 | 2714.6494
3699 | 427.2784 | 2799.3323 | 427.2784 | 2799.3323
3700 | 436.4757 | 2876.7658 | 436.4757 | 2876.7658
3701 | 443.4665 | 2941.1362 | 443.4665 | 2941.1362
3702 | 437.1185 | 2962.9419 | 437.1185 | 2962.9419
3703 | 417.8649 | 2953.2432 | 417.8649 | 2953.2432
3704 | 403.0062 | 2919.9004 | 403.0062 | 2919.9004
3705 | 390.4064 | 2873.0278 | 390.4064 | 2873.0278
3706 | 369.791 | 2846.2594 | 369.791 | 2846.2594
3707 | 347.3552 | 2829.8537 | 347.3552 | 2829.8537
3708 | 327.5372 | 2832.8283 | 327.5372 | 2832.8283
3709 | 312.2723 | 2858.5693 | 312.2723 | 2858.5693
3710 | 304.4988 | 2888.5972 | 304.4988 | 2888.5972
3711 | 311.3369 | 2925.0258 | 311.3369 | 2925.0258
3712 | 311.2866 | 2945.3766 | 311.2866 | 2945.3766
3713 | 317.4857 | 2958.0269 | 317.4857 | 2958.0269
3714 | 330.3013 | 3005.7051 | 330.3013 | 3005.7051
3715 | 351.6307 | 3016.5838 | 351.6307 | 3016.5838
3716 | 377.2821 | 3024.0846 | 377.2821 | 3024.0846
3717 | 386.2552 | 3013.5264 | 386.2552 | 3013.5264
3718 | 398.0814 | 3009.0805 | 398.0814 | 3009.0805
3719 | 419.0871 | 3011.5135 | 419.0871 | 3011.5135
3720 | 413.5388 | 3018.5399 | 413.5388 | 3018.5399
3721 | 402.212 | 3034.0638 | 402.212 | 3034.0638
3722 | 405.7769 | 3027.1751 | 405.7769 | 3027.1751
3723 | 426.1866 | 3032.8849 | 426.1866 | 3032.8849
3724 | 437.4956 | 3033.2855 | 437.4956 | 3033.2855
3725 | 439.2632 | 3044.7598 | 439.2632 | 3044.7598
3726 | 433.932 | 3035.0105 | 433.932 | 3035.0105
3727 | 414.8808 | 3007.1663 | 414.8808 | 3007.1663
3728 | 395.9033 | 2974.4512 | 395.9033 | 2974.4512
3729 | 383.5706 | 2945.7241 | 383.5706 | 2945.7241
3730 | 369.1244 | 2930.0257 | 369.1244 | 2930.0257
3731 | 348.3645 | 2896.1021 | 348.3645 | 2896.1021
3732 | 330.7917 | 2866.5516 | 330.7917 | 2866.5516
3733 | 315.9536 | 2856.7433 | 315.9536 | 2856.7433
3734 | 308.4617 | 2852.5914 | 308.4617 | 2852.5914
3735 | 304.2758 | 2863.6847 | 304.2758 | 2863.6847
3736 | 303.4612 | 2873.9356 | 303.4612 | 2873.9356
3737 | 308.9427 | 2881.7928 | 308.9427 | 2881.7928
3738 | 318.773 | 2910.6407 | 318.773 | 2910.6407
3739 | 336.8277 | 2896.2411 | 336.8277 | 2896.2411
3740 | 359.517 | 2876.6948 | 359.517 | 2876.6948
3741 | 373.6588 | 2855.409 | 373.6588 | 2855.409
3742 | 388.3961 | 2843.431 | 388.3961 | 2843.431
3743 | 411.3121 | 2823.553 | 411.3121 | 2823.553
3744 | 408.0345 | 2791.3781 | 408.0345 | 2791.3781
3745 | 395.1462 | 2763.5924 | 395.1462 | 2763.5924
3746 | 401.7402 | 2718.1872 | 401.7402 | 2718.1872
3747 | 424.3236 | 2677.0495 | 424.3236 | 2677.0495
3748 | 434.513 | 2628.0348 | 434.513 | 2628.0348
3749 | 440.3067 | 2601.5062 | 440.3067 | 2601.5062
3750 | 429.6156 | 2572.3561 | 429.6156 | 2572.3561
3751 | 407.9996 | 2545.8243 | 407.9996 | 2545.8243
3752 | 393.3023 | 2533.8225 | 393.3023 | 2533.8225
3753 | 381.2239 | 2525.9228 | 381.2239 | 2525.9228
3754 | 366.6043 | 2547.3143 | 366.6043 | 2547.3143
3755 | 347.3173 | 2562.7489 | 347.3173 | 2562.7489
3756 | 329.392 | 2588.434 | 329.392 | 2588.434
3757 | 317.0902 | 2621.4788 | 317.0902 | 2621.4788
3758 | 308.0424 | 2631.8205 | 308.0424 | 2631.8205
3759 | 304.4648 | 2626.8796 | 304.4648 | 2626.8796
3760 | 302.6709 | 2609.798 | 302.6709 | 2609.798
3761 | 307.6006 | 2612.2344 | 307.6006 | 2612.2344
3762 | 314.3793 | 2644.7913 | 314.3793 | 2644.7913
3763 | 329.3845 | 2631.1906 | 329.3845 | 2631.1906
3764 | 344.8741 | 2609.59 | 344.8741 | 2609.59
3765 | 359.0478 | 2596.0646 | 359.0478 | 2596.0646
3766 | 374.3775 | 2596.6401 | 374.3775 | 2596.6401
3767 | 394.1235 | 2594.7935 | 394.1235 | 2594.7935
3768 | 389.3627 | 2575.4575 | 389.3627 | 2575.4575
3769 | 382.6714 | 2561.766 | 382.6714 | 2561.766
3770 | 388.7525 | 2512.5947 | 388.7525 | 2512.5947
3771 | 405.859 | 2483.4399 | 405.859 | 2483.4399
3772 | 423.3533 | 2473.7406 | 423.3533 | 2473.7406
3773 | 427.0423 | 2475.3433 | 427.0423 | 2475.3433
3774 | 411.3277 | 2469.5313 | 411.3277 | 2469.5313
3775 | 400.628 | 2458.5773 | 400.628 | 2458.5773
3776 | 386.1011 | 2445.7195 | 386.1011 | 2445.7195
3777 | 374.9383 | 2422.128 | 374.9383 | 2422.128
3778 | 362.4508 | 2389.4252 | 362.4508 | 2389.4252
3779 | 344.4309 | 2354.8169 | 344.4309 | 2354.8169
3780 | 325.9648 | 2331.372 | 325.9648 | 2331.372
3781 | 312.1058 | 2340.6793 | 312.1058 | 2340.6793
3782 | 304.3409 | 2348.282 | 304.3409 | 2348.282
3783 | 302.3293 | 2369.9317 | 302.3293 | 2369.9317
3784 | 301.0668 | 2389.7689 | 301.0668 | 2389.7689
3785 | 305.0647 | 2400.0227 | 305.0647 | 2400.0227
3786 | 312.764 | 2436.4027 | 312.764 | 2436.4027
3787 | 329.4002 | 2453.0446 | 329.4002 | 2453.0446
3788 | 347.6272 | 2492.8993 | 347.6272 | 2492.8993
3789 | 359.2342 | 2529.2456 | 359.2342 | 2529.2456
3790 | 373.2418 | 2546.3689 | 373.2418 | 2546.3689
3791 | 395.0623 | 2524.8362 | 395.0623 | 2524.8362
3792 | 393.7998 | 2503.1606 | 393.7998 | 2503.1606
3793 | 385.2094 | 2511.8372 | 385.2094 | 2511.8372
3794 | 390.0962 | 2531.1967 | 390.0962 | 2531.1967
3795 | 411.8178 | 2585.1235 | 411.8178 | 2585.1235
3796 | 427.9797 | 2623.3558 | 427.9797 | 2623.3558
3797 | 431.8718 | 2647.4978 | 431.8718 | 2647.4978
3798 | 419.8963 | 2652.4133 | 419.8963 | 2652.4133
3799 | 401.0293 | 2649.1626 | 401.0293 | 2649.1626
3800 | 391.2871 | 2646.4618 | 391.2871 | 2646.4618
3801 | 381.9269 | 2647.2926 | 381.9269 | 2647.2926
3802 | 366.2471 | 2660.9237 | 366.2471 | 2660.9237
3803 | 346.6999 | 2670.0816 | 346.6999 | 2670.0816
3804 | 328.5003 | 2692.4571 | 328.5003 | 2692.4571
3805 | 312.9921 | 2733.947 | 312.9921 | 2733.947
3806 | 305.8617 | 2765.915 | 305.8617 | 2765.915
3807 | 301.8529 | 2801.6018 | 301.8529 | 2801.6018
3808 | 301.5329 | 2835.0197 | 301.5329 | 2835.0197
3809 | 306.8826 | 2878.7115 | 306.8826 | 2878.7115
3810 | 316.6786 | 2955.3198 | 316.6786 | 2955.3198
3811 | 335.3441 | 2993.0174 | 335.3441 | 2993.0174
3812 | 357.6426 | 3021.688 | 357.6426 | 3021.688
3813 | 371.887 | 3025.2811 | 371.887 | 3025.2811
3814 | 387.2215 | 3013.4171 | 387.2215 | 3013.4171
3815 | 407.5614 | 3001.1284 | 407.5614 | 3001.1284
3816 | 404.8677 | 3000.9079 | 404.8677 | 3000.9079
3817 | 391.3887 | 3015.633 | 391.3887 | 3015.633
3818 | 397.6535 | 3009.3719 | 397.6535 | 3009.3719
3819 | 418.2559 | 3013.7693 | 418.2559 | 3013.7693
3820 | 432.9251 | 3018.8489 | 432.9251 | 3018.8489
3821 | 435.8769 | 3041.8497 | 435.8769 | 3041.8497
3822 | 426.3551 | 3052.6425 | 426.3551 | 3052.6425
3823 | 407.9665 | 3047.7371 | 407.9665 | 3047.7371
3824 | 396.6779 | 3035.7352 | 396.6779 | 3035.7352
3825 | 382.4775 | 3013.5702 | 382.4775 | 3013.5702
3826 | 364.913 | 2977.672 | 364.913 | 2977.672
3827 | 344.4548 | 2907.7426 | 344.4548 | 2907.7426
3828 | 324.5254 | 2833.1707 | 324.5254 | 2833.1707
3829 | 310.9288 | 2752.4349 | 310.9288 | 2752.4349
3830 | 304.3682 | 2669.0246 | 304.3682 | 2669.0246
3831 | 300.4955 | 2615.2961 | 300.4955 | 2615.2961
3832 | 301.3949 | 2563.2358 | 301.3949 | 2563.2358
3833 | 306.2543 | 2539.3669 | 306.2543 | 2539.3669
3834 | 315.9536 | 2558.1149 | 315.9536 | 2558.1149
3835 | 336.0336 | 2537.4956 | 336.0336 | 2537.4956
3836 | 363.7363 | 2514.7538 | 363.7363 | 2514.7538
3837 | 378.5956 | 2485.5936 | 378.5956 | 2485.5936
3838 | 391.7865 | 2469.393 | 391.7865 | 2469.393
3839 | 412.7951 | 2467.4323 | 412.7951 | 2467.4323
3840 | 409.0394 | 2479.8224 | 409.0394 | 2479.8224
3841 | 394.3257 | 2511.0383 | 394.3257 | 2511.0383
3842 | 402.4518 | 2513.6788 | 402.4518 | 2513.6788
3843 | 422.4668 | 2527.9479 | 422.4668 | 2527.9479
3844 | 434.5303 | 2550.0888 | 434.5303 | 2550.0888
3845 | 442.12 | 2586.0426 | 442.12 | 2586.0426
3846 | 433.1089 | 2617.5487 | 433.1089 | 2617.5487
3847 | 414.4699 | 2642.0299 | 414.4699 | 2642.0299
3848 | 402.9475 | 2665.5204 | 402.9475 | 2665.5204
3849 | 388.4003 | 2668.5195 | 388.4003 | 2668.5195
3850 | 369.3641 | 2653.1063 | 369.3641 | 2653.1063
3851 | 345.1823 | 2627.5708 | 345.1823 | 2627.5708
3852 | 326.4325 | 2642.4712 | 326.4325 | 2642.4712
3853 | 311.0724 | 2701.2508 | 311.0724 | 2701.2508
3854 | 301.887 | 2735.3871 | 301.887 | 2735.3871
3855 | 299.03 | 2761.6588 | 299.03 | 2761.6588
3856 | 298.3411 | 2785.4903 | 298.3411 | 2785.4903
3857 | 303.3477 | 2817.941 | 303.3477 | 2817.941
3858 | 317.0697 | 2889.5279 | 317.0697 | 2889.5279
3859 | 340.1123 | 2921.5764 | 340.1123 | 2921.5764
3860 | 366.9414 | 2945.3968 | 366.9414 | 2945.3968
3861 | 382.8992 | 2920.4591 | 382.8992 | 2920.4591
3862 | 393.1722 | 2881.9475 | 393.1722 | 2881.9475
3863 | 415.0027 | 2827.4903 | 415.0027 | 2827.4903
3864 | 411.0941 | 2759.8231 | 411.0941 | 2759.8231
3865 | 397.2438 | 2705.8462 | 397.2438 | 2705.8462
3866 | 399.9159 | 2642.9802 | 399.9159 | 2642.9802
3867 | 416.7144 | 2639.0466 | 416.7144 | 2639.0466
3868 | 431.1579 | 2675.8523 | 431.1579 | 2675.8523
3869 | 436.5699 | 2735.6007 | 436.5699 | 2735.6007
3870 | 427.5628 | 2785.5948 | 427.5628 | 2785.5948
3871 | 409.0532 | 2824.4555 | 409.0532 | 2824.4555
3872 | 397.3766 | 2853.0814 | 397.3766 | 2853.0814
3873 | 384.0716 | 2861.6155 | 384.0716 | 2861.6155
3874 | 364.7692 | 2856.7587 | 364.7692 | 2856.7587
3875 | 340.3166 | 2832.6497 | 340.3166 | 2832.6497
3876 | 321.174 | 2816.3375 | 321.174 | 2816.3375
3877 | 306.7592 | 2817.8845 | 306.7592 | 2817.8845
3878 | 298.5144 | 2817.1562 | 298.5144 | 2817.1562
3879 | 293.5074 | 2838.5776 | 293.5074 | 2838.5776
3880 | 294.0725 | 2869.656 | 294.0725 | 2869.656
3881 | 299.2379 | 2916.1438 | 299.2379 | 2916.1438
3882 | 310.3725 | 3000.6266 | 310.3725 | 3000.6266
3883 | 331.7673 | 3042.6609 | 331.7673 | 3042.6609
3884 | 358.442 | 3074.2987 | 358.442 | 3074.2987
3885 | 372.7784 | 3073.1556 | 372.7784 | 3073.1556
3886 | 384.7729 | 3055.5856 | 384.7729 | 3055.5856
3887 | 406.9674 | 3026.8631 | 406.9674 | 3026.8631
3888 | 404.1551 | 2988.7538 | 404.1551 | 2988.7538
3889 | 390.2296 | 2956.8597 | 390.2296 | 2956.8597
3890 | 397.9157 | 2908.259 | 397.9157 | 2908.259
3891 | 415.7956 | 2901.13 | 415.7956 | 2901.13
3892 | 428.8131 | 2917.8501 | 428.8131 | 2917.8501
3893 | 429.5601 | 2953.975 | 429.5601 | 2953.975
3894 | 419.5161 | 2985.31 | 419.5161 | 2985.31
3895 | 401.1792 | 3016.0679 | 401.1792 | 3016.0679
3896 | 390.9508 | 3050.1147 | 390.9508 | 3050.1147
3897 | 378.1767 | 3061.1025 | 378.1767 | 3061.1025
3898 | 360.4374 | 3052.1943 | 360.4374 | 3052.1943
3899 | 339.8838 | 3012.3934 | 339.8838 | 3012.3934
3900 | 320.7632 | 2971.3736 | 320.7632 | 2971.3736
3901 | 306.6785 | 2943.9333 | 306.6785 | 2943.9333
3902 | 297.3969 | 2909.1393 | 297.3969 | 2909.1393
3903 | 293.1188 | 2889.0771 | 293.1188 | 2889.0771
3904 | 292.8805 | 2882.4948 | 292.8805 | 2882.4948
3905 | 297.572 | 2903.1909 | 297.572 | 2903.1909
3906 | 311.9072 | 2977.0603 | 311.9072 | 2977.0603
3907 | 331.5201 | 3017.4968 | 331.5201 | 3017.4968
3908 | 352.9767 | 3061.1746 | 352.9767 | 3061.1746
3909 | 366.1446 | 3087.8204 | 366.1446 | 3087.8204
3910 | 376.4303 | 3101.463 | 376.4303 | 3101.463
3911 | 398.758 | 3099.217 | 398.758 | 3099.217
3912 | 398.6357 | 3080.6228 | 398.6357 | 3080.6228
3913 | 386.4436 | 3065.4477 | 386.4436 | 3065.4477
3914 | 392.0356 | 3038.6445 | 392.0356 | 3038.6445
3915 | 412.2913 | 3043.2131 | 412.2913 | 3043.2131
3916 | 426.5189 | 3055.3682 | 426.5189 | 3055.3682
3917 | 429.1821 | 3078.4261 | 429.1821 | 3078.4261
3918 | 416.0517 | 3086.9936 | 416.0517 | 3086.9936
3919 | 397.9658 | 3080.4904 | 397.9658 | 3080.4904
3920 | 384.6132 | 3067.2902 | 384.6132 | 3067.2902
3921 | 371.4446 | 3043.9269 | 371.4446 | 3043.9269
3922 | 358.5707 | 3019.384 | 358.5707 | 3019.384
3923 | 341.0278 | 2982.6644 | 341.0278 | 2982.6644
3924 | 323.3241 | 2947.4078 | 323.3241 | 2947.4078
3925 | 310.064 | 2917.685 | 310.064 | 2917.685
3926 | 300.701 | 2885.9724 | 300.701 | 2885.9724
3927 | 295.5116 | 2876.4094 | 295.5116 | 2876.4094
3928 | 293.3966 | 2884.7202 | 293.3966 | 2884.7202
3929 | 299.0654 | 2914.489 | 299.0654 | 2914.489
3930 | 309.4758 | 2982.8235 | 309.4758 | 2982.8235
3931 | 325.4795 | 3009.6223 | 325.4795 | 3009.6223
3932 | 341.7205 | 3023.457 | 341.7205 | 3023.457
3933 | 350.1828 | 3029.4465 | 350.1828 | 3029.4465
3934 | 364.3445 | 3032.5327 | 364.3445 | 3032.5327
3935 | 383.5397 | 3016.592 | 383.5397 | 3016.592
3936 | 384.2954 | 2991.0363 | 384.2954 | 2991.0363
3937 | 376.064 | 2977.573 | 376.064 | 2977.573
3938 | 382.7049 | 2951.2263 | 382.7049 | 2951.2263
3939 | 403.701 | 2957.3355 | 403.701 | 2957.3355
3940 | 419.0881 | 2976.9658 | 419.0881 | 2976.9658
3941 | 413.414 | 3018.5686 | 413.414 | 3018.5686
3942 | 397.758 | 3057.8922 | 397.758 | 3057.8922
3943 | 383.532 | 3078.8356 | 383.532 | 3078.8356
3944 | 374.2799 | 3071.741 | 374.2799 | 3071.741
3945 | 368.3739 | 3031.2022 | 368.3739 | 3031.2022
3946 | 353.2887 | 2987.9431 | 353.2887 | 2987.9431
3947 | 337.8842 | 2939.8683 | 337.8842 | 2939.8683
3948 | 320.7186 | 2889.8327 | 320.7186 | 2889.8327
3949 | 306.6597 | 2847.157 | 306.6597 | 2847.157
3950 | 299.4163 | 2805.1733 | 299.4163 | 2805.1733
3951 | 294.9755 | 2784.0269 | 294.9755 | 2784.0269
3952 | 295.0788 | 2775.961 | 295.0788 | 2775.961
3953 | 297.6449 | 2787.5272 | 297.6449 | 2787.5272
3954 | 305.6315 | 2843.5935 | 305.6315 | 2843.5935
3955 | 323.6758 | 2864.515 | 323.6758 | 2864.515
3956 | 339.6301 | 2882.6863 | 339.6301 | 2882.6863
3957 | 352.0352 | 2873.041 | 352.0352 | 2873.041
3958 | 365.8994 | 2851.2484 | 365.8994 | 2851.2484
3959 | 389.6283 | 2816.991 | 389.6283 | 2816.991
3960 | 387.5769 | 2779.5664 | 387.5769 | 2779.5664
3961 | 378.3947 | 2757.3157 | 378.3947 | 2757.3157
3962 | 386.5259 | 2721.8391 | 386.5259 | 2721.8391
3963 | 409.639 | 2696.7357 | 409.639 | 2696.7357
3964 | 419.9252 | 2649.547 | 419.9252 | 2649.547
3965 | 425.008 | 2585.2437 | 425.008 | 2585.2437
3966 | 412.4222 | 2493.383 | 412.4222 | 2493.383
3967 | 396.7319 | 2403.7412 | 396.7319 | 2403.7412
3968 | 384.0756 | 2335.3056 | 384.0756 | 2335.3056
3969 | 373.4155 | 2283.9821 | 373.4155 | 2283.9821
3970 | 359.618 | 2250.5946 | 359.618 | 2250.5946
3971 | 341.0378 | 2213.4185 | 341.0378 | 2213.4185
3972 | 324.1444 | 2188.8895 | 324.1444 | 2188.8895
3973 | 309.6567 | 2183.589 | 309.6567 | 2183.589
3974 | 301.0857 | 2177.9535 | 301.0857 | 2177.9535
3975 | 296.2738 | 2187.7344 | 296.2738 | 2187.7344
3976 | 295.7201 | 2203.5203 | 295.7201 | 2203.5203
3977 | 299.8827 | 2241.5059 | 299.8827 | 2241.5059
3978 | 309.7597 | 2320.9673 | 309.7597 | 2320.9673
3979 | 328.0838 | 2361.7463 | 328.0838 | 2361.7463
3980 | 348.9937 | 2399.5467 | 348.9937 | 2399.5467
3981 | 361.9175 | 2427.2197 | 361.9175 | 2427.2197
3982 | 374.4396 | 2461.4044 | 374.4396 | 2461.4044
3983 | 397.3219 | 2496.4196 | 397.3219 | 2496.4196
3984 | 394.3551 | 2545.6714 | 394.3551 | 2545.6714
3985 | 381.9122 | 2620.0257 | 381.9122 | 2620.0257
3986 | 384.4801 | 2671.7392 | 384.4801 | 2671.7392
3987 | 407.871 | 2728.1766 | 407.871 | 2728.1766
3988 | 424.0449 | 2771.6586 | 424.0449 | 2771.6586
3989 | 429.1357 | 2826.2714 | 429.1357 | 2826.2714
3990 | 416.4317 | 2872.6136 | 416.4317 | 2872.6136
3991 | 399.0641 | 2910.1618 | 399.0641 | 2910.1618
3992 | 387.2661 | 2945.4069 | 387.2661 | 2945.4069
3993 | 378.6544 | 2964.6686 | 378.6544 | 2964.6686
3994 | 361.4901 | 2979.3268 | 361.4901 | 2979.3268
3995 | 343.0145 | 2981.5802 | 343.0145 | 2981.5802
3996 | 323.0329 | 2993.3422 | 323.0329 | 2993.3422
3997 | 310.9156 | 3024.0476 | 310.9156 | 3024.0476
3998 | 300.9261 | 3049.6247 | 300.9261 | 3049.6247
3999 | 297.5181 | 3078.0647 | 297.5181 | 3078.0647
4000 | 297.1236 | 3093.9076 | 297.1236 | 3093.9076
4001 | 301.5268 | 3105.3597 | 301.5268 | 3105.3597
4002 | 313.7129 | 3132.2675 | 313.7129 | 3132.2675
4003 | 335.1452 | 3105.885 | 335.1452 | 3105.885
4004 | 362.228 | 3080.9749 | 362.228 | 3080.9749
4005 | 377.0517 | 3070.8161 | 377.0517 | 3070.8161
4006 | 384.2699 | 3078.1819 | 384.2699 | 3078.1819
4007 | 406.1117 | 3079.1314 | 406.1117 | 3079.1314
4008 | 402.0567 | 3080.851 | 402.0567 | 3080.851
4009 | 387.9209 | 3099.5704 | 387.9209 | 3099.5704
4010 | 389.6327 | 3104.9499 | 389.6327 | 3104.9499
4011 | 412.9305 | 3124.9251 | 412.9305 | 3124.9251
4012 | 424.9794 | 3148.2073 | 424.9794 | 3148.2073
4013 | 426.8056 | 3197.5134 | 426.8056 | 3197.5134
4014 | 416.7961 | 3241.8014 | 416.7961 | 3241.8014
4015 | 395.3405 | 3268.1656 | 395.3405 | 3268.1656
4016 | 386.915 | 3278.646 | 386.915 | 3278.646
4017 | 382.1245 | 3265.7249 | 382.1245 | 3265.7249
4018 | 365.9765 | 3251.1106 | 365.9765 | 3251.1106
4019 | 344.181 | 3229.1129 | 344.181 | 3229.1129
4020 | 325.3037 | 3220.1616 | 325.3037 | 3220.1616
4021 | 311.0766 | 3234.8327 | 311.0766 | 3234.8327
4022 | 302.8705 | 3241.5225 | 302.8705 | 3241.5225
4023 | 299.3657 | 3263.058 | 299.3657 | 3263.058
4024 | 299.1728 | 3286.6042 | 299.1728 | 3286.6042
4025 | 304.2219 | 3310.3245 | 304.2219 | 3310.3245
4026 | 316.8236 | 3363.1953 | 316.8236 | 3363.1953
4027 | 336.4047 | 3378.8101 | 336.4047 | 3378.8101
4028 | 362.7616 | 3393.2153 | 362.7616 | 3393.2153
4029 | 374.5703 | 3382.9424 | 374.5703 | 3382.9424
4030 | 387.5861 | 3355.786 | 387.5861 | 3355.786
4031 | 410.7806 | 3279.0178 | 410.7806 | 3279.0178
4032 | 407.5157 | 3166.5574 | 407.5157 | 3166.5574
4033 | 388.8376 | 3117.6019 | 388.8376 | 3117.6019
4034 | 397.4655 | 3111.8544 | 397.4655 | 3111.8544
4035 | 419.3877 | 3154.7683 | 419.3877 | 3154.7683
4036 | 435.3345 | 3217.2517 | 435.3345 | 3217.2517
4037 | 434.1254 | 3296.2868 | 434.1254 | 3296.2868
4038 | 420.5959 | 3347.7645 | 420.5959 | 3347.7645
4039 | 404.4102 | 3378.1801 | 404.4102 | 3378.1801
4040 | 395.4186 | 3411.0857 | 395.4186 | 3411.0857
4041 | 386.6689 | 3444.7268 | 386.6689 | 3444.7268
4042 | 369.8036 | 3474.7916 | 369.8036 | 3474.7916
4043 | 346.0292 | 3477.1592 | 346.0292 | 3477.1592
4044 | 327.8238 | 3479.2778 | 327.8238 | 3479.2778
4045 | 312.5401 | 3488.8704 | 312.5401 | 3488.8704
4046 | 303.0718 | 3490.8241 | 303.0718 | 3490.8241
4047 | 297.5486 | 3499.2355 | 297.5486 | 3499.2355
4048 | 297.1214 | 3504.3508 | 297.1214 | 3504.3508
4049 | 302.8731 | 3521.9656 | 302.8731 | 3521.9656
4050 | 314.7185 | 3575.5781 | 314.7185 | 3575.5781
4051 | 334.1755 | 3587.3127 | 334.1755 | 3587.3127
4052 | 362.8193 | 3593.2158 | 362.8193 | 3593.2158
4053 | 374.8761 | 3583.3994 | 374.8761 | 3583.3994
4054 | 382.3721 | 3579.1817 | 382.3721 | 3579.1817
4055 | 404.321 | 3570.0884 | 404.321 | 3570.0884
4056 | 404.8982 | 3557.7138 | 404.8982 | 3557.7138
4057 | 386.5824 | 3558.4018 | 386.5824 | 3558.4018
4058 | 389.4918 | 3543.8098 | 389.4918 | 3543.8098
4059 | 408.9668 | 3555.1116 | 408.9668 | 3555.1116
4060 | 421.687 | 3570.5764 | 421.687 | 3570.5764
4061 | 421.2732 | 3601.3375 | 421.2732 | 3601.3375
4062 | 411.6937 | 3621.6026 | 411.6937 | 3621.6026
4063 | 393.7726 | 3635.4133 | 393.7726 | 3635.4133
4064 | 381.7822 | 3642.8123 | 381.7822 | 3642.8123
4065 | 373.534 | 3635.5974 | 373.534 | 3635.5974
4066 | 359.9457 | 3617.7307 | 359.9457 | 3617.7307
4067 | 341.3028 | 3574.7343 | 341.3028 | 3574.7343
4068 | 321.0164 | 3531.8314 | 321.0164 | 3531.8314
4069 | 307.3228 | 3506.5595 | 307.3228 | 3506.5595
4070 | 297.4136 | 3484.8897 | 297.4136 | 3484.8897
4071 | 293.1037 | 3478.7504 | 293.1037 | 3478.7504
4072 | 290.9963 | 3482.0398 | 290.9963 | 3482.0398
4073 | 294.5567 | 3503.4776 | 294.5567 | 3503.4776
4074 | 305.9782 | 3560.628 | 305.9782 | 3560.628
4075 | 322.0133 | 3576.1287 | 322.0133 | 3576.1287
4076 | 346.6497 | 3593.9006 | 346.6497 | 3593.9006
4077 | 357.5211 | 3608.2211 | 357.5211 | 3608.2211
4078 | 369.7641 | 3626.3716 | 369.7641 | 3626.3716
4079 | 387.3638 | 3642.8988 | 387.3638 | 3642.8988
4080 | 387.7153 | 3658.1991 | 387.7153 | 3658.1991
4081 | 375.2656 | 3677.2038 | 375.2656 | 3677.2038
4082 | 381.9465 | 3668.6603 | 381.9465 | 3668.6603
4083 | 402.7191 | 3673.343 | 402.7191 | 3673.343
4084 | 416.7326 | 3682.4169 | 416.7326 | 3682.4169
4085 | 418.5947 | 3697.0867 | 418.5947 | 3697.0867
4086 | 403.113 | 3689.3346 | 403.113 | 3689.3346
4087 | 387.231 | 3663.0881 | 387.231 | 3663.0881
4088 | 375.0843 | 3612.3415 | 375.0843 | 3612.3415
4089 | 367.8266 | 3547.951 | 367.8266 | 3547.951
4090 | 357.11 | 3512.5093 | 357.11 | 3512.5093
4091 | 339.2487 | 3474.249 | 339.2487 | 3474.249
4092 | 322.242 | 3439.6201 | 322.242 | 3439.6201
4093 | 308.1432 | 3419.4266 | 308.1432 | 3419.4266
4094 | 298.7814 | 3394.6755 | 298.7814 | 3394.6755
4095 | 295.5262 | 3374.9556 | 295.5262 | 3374.9556
4096 | 293.5635 | 3355.4774 | 293.5635 | 3355.4774
4097 | 298.4118 | 3355.1178 | 298.4118 | 3355.1178
4098 | 306.3822 | 3402.3965 | 306.3822 | 3402.3965
4099 | 319.8134 | 3404.0883 | 319.8134 | 3404.0883
4100 | 333.7442 | 3395.7261 | 333.7442 | 3395.7261
4101 | 342.0074 | 3382.9995 | 342.0074 | 3382.9995
4102 | 354.4923 | 3384.7162 | 354.4923 | 3384.7162
4103 | 372.5634 | 3386.0651 | 372.5634 | 3386.0651
4104 | 377.2682 | 3393.4909 | 377.2682 | 3393.4909
4105 | 370.6816 | 3424.9921 | 370.6816 | 3424.9921
4106 | 376.7689 | 3448.8595 | 376.7689 | 3448.8595
4107 | 395.9611 | 3468.5493 | 395.9611 | 3468.5493
4108 | 408.2902 | 3458.907 | 408.2902 | 3458.907
4109 | 403.7297 | 3468.156 | 403.7297 | 3468.156
4110 | 396.267 | 3469.0772 | 396.267 | 3469.0772
4111 | 383.1379 | 3445.6268 | 383.1379 | 3445.6268
4112 | 377.1765 | 3416.1641 | 377.1765 | 3416.1641
4113 | 365.4672 | 3390.4043 | 365.4672 | 3390.4043
4114 | 355.169 | 3373.3934 | 355.169 | 3373.3934
4115 | 338.792 | 3341.7523 | 338.792 | 3341.7523
4116 | 323.89 | 3318.5356 | 323.89 | 3318.5356
4117 | 310.3936 | 3305.7031 | 310.3936 | 3305.7031
4118 | 303.0755 | 3299.6681 | 303.0755 | 3299.6681
4119 | 298.2647 | 3307.1095 | 298.2647 | 3307.1095
4120 | 295.3933 | 3308.1164 | 295.3933 | 3308.1164
4121 | 296.856 | 3321.2233 | 296.856 | 3321.2233
4122 | 303.9164 | 3362.5676 | 303.9164 | 3362.5676
4123 | 315.4272 | 3366.0283 | 315.4272 | 3366.0283
4124 | 330.198 | 3363.9428 | 330.198 | 3363.9428
4125 | 340.2329 | 3336.0949 | 340.2329 | 3336.0949
4126 | 353.5108 | 3300.1511 | 353.5108 | 3300.1511
4127 | 372.1341 | 3262.7552 | 372.1341 | 3262.7552
4128 | 374.4681 | 3233.8899 | 374.4681 | 3233.8899
4129 | 367.1332 | 3221.2826 | 367.1332 | 3221.2826
4130 | 371.2016 | 3189.9145 | 371.2016 | 3189.9145
4131 | 390.32 | 3183.0137 | 390.32 | 3183.0137
4132 | 403.6605 | 3184.7837 | 403.6605 | 3184.7837
4133 | 407.5389 | 3202.8772 | 407.5389 | 3202.8772
4134 | 395.6673 | 3212.3006 | 395.6673 | 3212.3006
4135 | 383.9623 | 3210.3623 | 383.9623 | 3210.3623
4136 | 375.6384 | 3205.6073 | 375.6384 | 3205.6073
4137 | 368.5486 | 3191.7162 | 368.5486 | 3191.7162
4138 | 358.4552 | 3179.4414 | 358.4552 | 3179.4414
4139 | 342.1985 | 3148.9415 | 342.1985 | 3148.9415
4140 | 326.7547 | 3114.9973 | 326.7547 | 3114.9973
4141 | 313.8482 | 3091.266 | 313.8482 | 3091.266
4142 | 304.8105 | 3064.6319 | 304.8105 | 3064.6319
4143 | 301.7515 | 3057.979 | 301.7515 | 3057.979
4144 | 298.2167 | 3059.5566 | 298.2167 | 3059.5566
4145 | 299.4118 | 3074.3182 | 299.4118 | 3074.3182
4146 | 305.5246 | 3123.5941 | 305.5246 | 3123.5941
4147 | 316.7276 | 3133.8452 | 316.7276 | 3133.8452
4148 | 333.4572 | 3142.5443 | 333.4572 | 3142.5443
4149 | 345.4581 | 3136.608 | 345.4581 | 3136.608
4150 | 358.4552 | 3130.4502 | 358.4552 | 3130.4502
4151 | 382.6051 | 3114.2813 | 382.6051 | 3114.2813
4152 | 379.4615 | 3092.0351 | 379.4615 | 3092.0351
4153 | 369.1779 | 3072.4092 | 369.1779 | 3072.4092
4154 | 375.5422 | 3031.3406 | 375.5422 | 3031.3406
4155 | 398.0187 | 3007.892 | 398.0187 | 3007.892
4156 | 411.2253 | 2987.4651 | 411.2253 | 2987.4651
4157 | 414.3257 | 2994.831 | 414.3257 | 2994.831
4158 | 403.6273 | 2990.1032 | 403.6273 | 2990.1032
4159 | 388.1059 | 2979.0921 | 388.1059 | 2979.0921
4160 | 376.2075 | 2976.2772 | 376.2075 | 2976.2772
4161 | 368.5879 | 2979.2192 | 368.5879 | 2979.2192
4162 | 359.3322 | 3006.0316 | 359.3322 | 3006.0316
4163 | 346.1651 | 3011.5945 | 346.1651 | 3011.5945
4164 | 329.4274 | 2990.4892 | 329.4274 | 2990.4892
4165 | 317.3782 | 2961.5653 | 317.3782 | 2961.5653
4166 | 308.1174 | 2927.1708 | 308.1174 | 2927.1708
4167 | 302.0146 | 2907.3367 | 302.0146 | 2907.3367
4168 | 299.061 | 2911.9956 | 299.061 | 2911.9956
4169 | 301.2944 | 2950.2095 | 301.2944 | 2950.2095
4170 | 312.0165 | 3024.0789 | 312.0165 | 3024.0789
4171 | 325.7737 | 3032.6751 | 325.7737 | 3032.6751
4172 | 343.3388 | 3014.5554 | 343.3388 | 3014.5554
4173 | 356.7291 | 2996.6933 | 356.7291 | 2996.6933
4174 | 368.749 | 3001.6625 | 368.749 | 3001.6625
4175 | 388.8109 | 3010.7717 | 388.8109 | 3010.7717
4176 | 394.67 | 3024.7596 | 394.67 | 3024.7596
4177 | 382.0051 | 3055.4619 | 382.0051 | 3055.4619
4178 | 383.8195 | 3060.6702 | 383.8195 | 3060.6702
4179 | 404.2139 | 3068.3201 | 404.2139 | 3068.3201
4180 | 418.2021 | 3087.2656 | 418.2021 | 3087.2656
4181 | 417.5833 | 3128.0696 | 417.5833 | 3128.0696
4182 | 411.656 | 3158.0922 | 411.656 | 3158.0922
4183 | 394.4484 | 3177.0954 | 394.4484 | 3177.0954
4184 | 379.1956 | 3192.0266 | 379.1956 | 3192.0266
4185 | 369.6004 | 3203.0144 | 369.6004 | 3203.0144
4186 | 363.1122 | 3196.9022 | 363.1122 | 3196.9022
4187 | 348.2376 | 3128.5135 | 348.2376 | 3128.5135
4188 | 334.3193 | 3067.8075 | 334.3193 | 3067.8075
4189 | 320.386 | 3045.2745 | 320.386 | 3045.2745
4190 | 309.0428 | 3010.8229 | 309.0428 | 3010.8229
4191 | 302.2392 | 2996.2956 | 302.2392 | 2996.2956
4192 | 298.7014 | 2989.3139 | 298.7014 | 2989.3139
4193 | 301.6366 | 2995.6875 | 301.6366 | 2995.6875
4194 | 312.3179 | 3037.8307 | 312.3179 | 3037.8307
4195 | 323.5039 | 3037.7536 | 323.5039 | 3037.7536
4196 | 340.0961 | 3022.4298 | 340.0961 | 3022.4298
4197 | 354.4242 | 2998.2339 | 354.4242 | 2998.2339
4198 | 365.7587 | 2976.4983 | 365.7587 | 2976.4983
4199 | 382.2174 | 2954.7374 | 382.2174 | 2954.7374
4200 | 387.4202 | 2936.0861 | 387.4202 | 2936.0861
4201 | 377.1368 | 2935.1763 | 377.1368 | 2935.1763
4202 | 379.5714 | 2937.5886 | 379.5714 | 2937.5886
4203 | 399.5463 | 2962.1287 | 399.5463 | 2962.1287
4204 | 413.1457 | 2954.1412 | 413.1457 | 2954.1412
4205 | 411.9761 | 2938.6825 | 411.9761 | 2938.6825
4206 | 402.2997 | 2915.9803 | 402.2997 | 2915.9803
4207 | 388.4549 | 2896.4671 | 388.4549 | 2896.4671
4208 | 374.4362 | 2874.9931 | 374.4362 | 2874.9931
4209 | 365.3694 | 2849.3473 | 365.3694 | 2849.3473
4210 | 353.2333 | 2845.0041 | 353.2333 | 2845.0041
4211 | 344.5014 | 2849.4829 | 344.5014 | 2849.4829
4212 | 333.901 | 2852.4574 | 333.901 | 2852.4574
4213 | 324.8087 | 2852.4637 | 324.8087 | 2852.4637
4214 | 315.2824 | 2837.9837 | 315.2824 | 2837.9837
4215 | 306.1809 | 2832.0726 | 306.1809 | 2832.0726
4216 | 301.5263 | 2817.9012 | 301.5263 | 2817.9012
4217 | 301.6422 | 2808.5259 | 301.6422 | 2808.5259
4218 | 309.4081 | 2848.1584 | 309.4081 | 2848.1584
4219 | 319.804 | 2849.9643 | 319.804 | 2849.9643
4220 | 329.7687 | 2854.8973 | 329.7687 | 2854.8973
4221 | 336.0229 | 2874.0681 | 336.0229 | 2874.0681
4222 | 346.3795 | 2918.1245 | 346.3795 | 2918.1245
4223 | 360.3494 | 2954.2238 | 360.3494 | 2954.2238
4224 | 362.1021 | 2960.1089 | 362.1021 | 2960.1089
4225 | 356.4842 | 2955.5472 | 356.4842 | 2955.5472
4226 | 362.2021 | 2920.2419 | 362.2021 | 2920.2419
4227 | 377.4527 | 2898.7334 | 377.4527 | 2898.7334
4228 | 389.2048 | 2891.6589 | 389.2048 | 2891.6589
4229 | 387.2337 | 2896.6282 | 387.2337 | 2896.6282
4230 | 376.8519 | 2867.8204 | 376.8519 | 2867.8204
4231 | 368.0405 | 2820.5753 | 368.0405 | 2820.5753
4232 | 358.1686 | 2727.375 | 358.1686 | 2727.375
4233 | 351.8729 | 2684.3255 | 351.8729 | 2684.3255
4234 | 342.8313 | 2666.3446 | 342.8313 | 2666.3446
4235 | 336.3872 | 2652.7349 | 336.3872 | 2652.7349
4236 | 328.5958 | 2658.2202 | 328.5958 | 2658.2202
4237 | 320.4952 | 2691.4933 | 320.4952 | 2691.4933
4238 | 311.648 | 2714.6738 | 311.648 | 2714.6738
4239 | 303.3481 | 2744.9398 | 303.3481 | 2744.9398
4240 | 299.9218 | 2764.3205 | 299.9218 | 2764.3205
4241 | 300.5924 | 2785.0165 | 300.5924 | 2785.0165
4242 | 306.827 | 2834.2924 | 306.827 | 2834.2924
4243 | 315.0669 | 2834.7289 | 315.0669 | 2834.7289
4244 | 325.6556 | 2825.853 | 325.6556 | 2825.853
4245 | 334.9966 | 2799.717 | 334.9966 | 2799.717
4246 | 349.2371 | 2771.1341 | 349.2371 | 2771.1341
4247 | 369.735 | 2734.9936 | 369.735 | 2734.9936
4248 | 378.2992 | 2707.0413 | 378.2992 | 2707.0413
4249 | 374.8039 | 2695.6893 | 374.8039 | 2695.6893
4250 | 381.7553 | 2670.9403 | 381.7553 | 2670.9403
4251 | 399.8664 | 2664.0395 | 399.8664 | 2664.0395
4252 | 413.9714 | 2653.8837 | 413.9714 | 2653.8837
4253 | 417.5913 | 2656.1711 | 417.5913 | 2656.1711
4254 | 402.0588 | 2646.4789 | 402.0588 | 2646.4789
4255 | 385.0036 | 2624.8544 | 385.0036 | 2624.8544
4256 | 371.0962 | 2600.1279 | 371.0962 | 2600.1279
4257 | 359.9636 | 2580.6448 | 359.9636 | 2580.6448
4258 | 352.4081 | 2574.9891 | 352.4081 | 2574.9891
4259 | 344.6552 | 2562.9772 | 344.6552 | 2562.9772
4260 | 336.5248 | 2561.9004 | 336.5248 | 2561.9004
4261 | 327.9541 | 2578.911 | 327.9541 | 2578.911
4262 | 318.2251 | 2594.3882 | 318.2251 | 2594.3882
4263 | 307.6797 | 2615.5243 | 307.6797 | 2615.5243
4264 | 301.8945 | 2635.0192 | 301.8945 | 2635.0192
4265 | 301.6944 | 2671.6924 | 301.6944 | 2671.6924
4266 | 307.1277 | 2743.3935 | 307.1277 | 2743.3935
4267 | 316.9295 | 2772.3036 | 316.9295 | 2772.3036
4268 | 326.4073 | 2793.6704 | 326.4073 | 2793.6704
4269 | 336.1729 | 2807.7627 | 336.1729 | 2807.7627
4270 | 350.3214 | 2844.2869 | 350.3214 | 2844.2869
4271 | 372.5668 | 2885.5218 | 372.5668 | 2885.5218
4272 | 379.5234 | 2917.8264 | 379.5234 | 2917.8264
4273 | 376.535 | 2952.4089 | 376.535 | 2952.4089
4274 | 380.2323 | 2966.6899 | 380.2323 | 2966.6899
4275 | 400.2807 | 3001.387 | 400.2807 | 3001.387
4276 | 413.6464 | 3060.2755 | 413.6464 | 3060.2755
4277 | 412.7094 | 3151.0653 | 412.7094 | 3151.0653
4278 | 401.9919 | 3193.4703 | 401.9919 | 3193.4703
4279 | 385.9106 | 3165.7973 | 385.9106 | 3165.7973
4280 | 373.3881 | 3090.0578 | 373.3881 | 3090.0578
4281 | 360.3607 | 3030.2322 | 360.3607 | 3030.2322
4282 | 351.1573 | 3003.1214 | 351.1573 | 3003.1214
4283 | 341.8858 | 2965.66 | 341.8858 | 2965.66
4284 | 335.2211 | 2935.539 | 335.2211 | 2935.539
4285 | 324.7793 | 2922.9347 | 324.7793 | 2922.9347
4286 | 314.4128 | 2909.4247 | 314.4128 | 2909.4247
4287 | 307.6733 | 2902.4294 | 307.6733 | 2902.4294
4288 | 302.5769 | 2894.5348 | 302.5769 | 2894.5348
4289 | 301.9297 | 2908.6688 | 301.9297 | 2908.6688
4290 | 306.6162 | 2994.4069 | 306.6162 | 2994.4069
4291 | 316.6627 | 3067.7109 | 316.6627 | 3067.7109
4292 | 325.5493 | 3101.6312 | 325.5493 | 3101.6312
4293 | 331.8812 | 3073.3268 | 331.8812 | 3073.3268
4294 | 345.7476 | 3007.8251 | 345.7476 | 3007.8251
4295 | 365.265 | 2953.3108 | 365.265 | 2953.3108
4296 | 375.3848 | 2924.0461 | 375.3848 | 2924.0461
4297 | 372.4958 | 2909.6128 | 372.4958 | 2909.6128
4298 | 379.6273 | 2878.8723 | 379.6273 | 2878.8723
4299 | 399.1362 | 2869.3467 | 399.1362 | 2869.3467
4300 | 409.932 | 2857.422 | 409.932 | 2857.422
4301 | 416.6025 | 2862.6196 | 416.6025 | 2862.6196
4302 | 403.9152 | 2855.8946 | 403.9152 | 2855.8946
4303 | 387.0661 | 2834.5554 | 387.0661 | 2834.5554
4304 | 375.2432 | 2815.6491 | 375.2432 | 2815.6491
4305 | 366.1269 | 2799.3614 | 366.1269 | 2799.3614
4306 | 357.4245 | 2791.7657 | 357.4245 | 2791.7657
4307 | 348.1644 | 2776.5012 | 348.1644 | 2776.5012
4308 | 339.0531 | 2774.7397 | 339.0531 | 2774.7397
4309 | 328.7649 | 2795.0028 | 328.7649 | 2795.0028
4310 | 320.0035 | 2815.3303 | 320.0035 | 2815.3303
4311 | 313.1443 | 2845.2538 | 313.1443 | 2845.2538
4312 | 309.5292 | 2867.4877 | 309.5292 | 2867.4877
4313 | 310.2301 | 2889.0967 | 310.2301 | 2889.0967
4314 | 314.6525 | 2942.5951 | 314.6525 | 2942.5951
4315 | 324.6906 | 2950.1072 | 324.6906 | 2950.1072
4316 | 336.3689 | 2948.364 | 336.3689 | 2948.364
4317 | 343.7553 | 2935.1239 | 343.7553 | 2935.1239
4318 | 359.3745 | 2939.066 | 359.3745 | 2939.066
4319 | 378.2351 | 2962.6689 | 378.2351 | 2962.6689
4320 | 387.183 | 2975.1161 | 387.183 | 2975.1161
4321 | 384.3143 | 2985.048 | 384.3143 | 2985.048
4322 | 386.173 | 2968.0594 | 386.173 | 2968.0594
4323 | 403.371 | 2948.5481 | 403.371 | 2948.5481
4324 | 420.4063 | 2935.4821 | 420.4063 | 2935.4821
4325 | 422.9099 | 2938.3401 | 422.9099 | 2938.3401
4326 | 411.8856 | 2927.1073 | 411.8856 | 2927.1073
4327 | 395.6188 | 2904.0563 | 395.6188 | 2904.0563
4328 | 379.4292 | 2870.1428 | 379.4292 | 2870.1428
4329 | 366.0044 | 2819.0477 | 366.0044 | 2819.0477
4330 | 359.9962 | 2784.6901 | 359.9962 | 2784.6901
4331 | 348.7175 | 2760.8664 | 348.7175 | 2760.8664
4332 | 340.0141 | 2749.8038 | 340.0141 | 2749.8038
4333 | 330.7007 | 2749.4678 | 330.7007 | 2749.4678
4334 | 321.7099 | 2743.3187 | 321.7099 | 2743.3187
4335 | 315.7651 | 2755.3249 | 315.7651 | 2755.3249
4336 | 310.0887 | 2768.3719 | 310.0887 | 2768.3719
4337 | 311.8405 | 2782.2205 | 311.8405 | 2782.2205
4338 | 318.4025 | 2821.5107 | 318.4025 | 2821.5107
4339 | 328.8535 | 2809.9071 | 328.8535 | 2809.9071
4340 | 342.3582 | 2790.8173 | 342.3582 | 2790.8173
4341 | 351.6269 | 2762.8553 | 351.6269 | 2762.8553
4342 | 363.3526 | 2733.7588 | 363.3526 | 2733.7588
4343 | 382.8953 | 2700.1861 | 382.8953 | 2700.1861
4344 | 390.3265 | 2637.0839 | 390.3265 | 2637.0839
4345 | 386.0047 | 2586.3024 | 386.0047 | 2586.3024
4346 | 391.9624 | 2539.8701 | 391.9624 | 2539.8701
4347 | 406.7628 | 2511.4571 | 406.7628 | 2511.4571
4348 | 423.1382 | 2487.4924 | 423.1382 | 2487.4924
4349 | 427.6975 | 2494.2877 | 427.6975 | 2494.2877
4350 | 416.9116 | 2500.2874 | 416.9116 | 2500.2874
4351 | 397.7418 | 2521.9726 | 397.7418 | 2521.9726
4352 | 381.9135 | 2549.3432 | 381.9135 | 2549.3432
4353 | 367.0838 | 2573.8545 | 367.0838 | 2573.8545
4354 | 358.0768 | 2602.1504 | 358.0768 | 2602.1504
4355 | 348.4834 | 2606.5151 | 348.4834 | 2606.5151
4356 | 327.6852 | 2598.4197 | 327.6852 | 2598.4197
4357 | 320.9272 | 2591.921 | 320.9272 | 2591.921
4358 | 313.9151 | 2577.0986 | 313.9151 | 2577.0986
4359 | 307.1771 | 2569.0763 | 307.1771 | 2569.0763
4360 | 301.8166 | 2561.9805 | 301.8166 | 2561.9805
4361 | 302.4192 | 2563.2186 | 302.4192 | 2563.2186
4362 | 309.425 | 2598.9709 | 309.425 | 2598.9709
4363 | 317.9464 | 2592.2746 | 317.9464 | 2592.2746
4364 | 330.1406 | 2583.5129 | 330.1406 | 2583.5129
4365 | 338.8307 | 2562.113 | 338.8307 | 2562.113
4366 | 352.3574 | 2538.4944 | 352.3574 | 2538.4944
4367 | 372.7433 | 2499.9003 | 372.7433 | 2499.9003
4368 | 378.8271 | 2449.8652 | 378.8271 | 2449.8652
4369 | 372.7336 | 2411.2948 | 372.7336 | 2411.2948
4370 | 379.9049 | 2369.5415 | 379.9049 | 2369.5415
4371 | 394.5687 | 2352.8262 | 394.5687 | 2352.8262
4372 | 406.958 | 2331.8857 | 406.958 | 2331.8857
4373 | 410.7078 | 2324.3015 | 410.7078 | 2324.3015
4374 | 396.5173 | 2307.8761 | 396.5173 | 2307.8761
4375 | 377.8701 | 2284.1403 | 377.8701 | 2284.1403
4376 | 365.303 | 2266.5465 | 365.303 | 2266.5465
4377 | 351.5413 | 2248.4328 | 351.5413 | 2248.4328
4378 | 340.3267 | 2239.2965 | 340.3267 | 2239.2965
4379 | 331.9535 | 2225.2303 | 331.9535 | 2225.2303
4380 | 327.3466 | 1854.8257 | 327.3466 | 1854.8257
4381 | 327.0547 | 1855.2507 | 327.0547 | 1855.2507
4382 | 320.4478 | 1851.4659 | 320.4478 | 1851.4659
4383 | 309.1194 | 1855.344 | 309.1194 | 1855.344
4384 | 303.3334 | 1846.3193 | 303.3334 | 1846.3193
4385 | 302.4415 | 1854.548 | 302.4415 | 1854.548
4386 | 304.7689 | 1933.2104 | 304.7689 | 1933.2104
4387 | 307.8596 | 1972.8487 | 307.8596 | 1972.8487
4388 | 310.1311 | 1979.1035 | 310.1311 | 1979.1035
4389 | 309.996 | 1927.7147 | 309.996 | 1927.7147
4390 | 313.7224 | 1867.5719 | 313.7224 | 1867.5719
4391 | 329.4794 | 1795.2278 | 329.4794 | 1795.2278
4392 | 337.3858 | 1721.3804 | 337.3858 | 1721.3804
4393 | 335.9582 | 1710.5912 | 335.9582 | 1710.5912
4394 | 344.8089 | 1781.3137 | 344.8089 | 1781.3137
4395 | 366.8144 | 1873.4245 | 366.8144 | 1873.4245
4396 | 380.2455 | 1901.3612 | 380.2455 | 1901.3612
4397 | 383.5762 | 1895.2006 | 383.5762 | 1895.2006
4398 | 375.6595 | 1938.0755 | 375.6595 | 1938.0755
4399 | 366.8455 | 1987.2059 | 366.8455 | 1987.2059
4400 | 359.7734 | 2014.6529 | 359.7734 | 2014.6529
4401 | 349.0258 | 2024.6082 | 349.0258 | 2024.6082
4402 | 340.8439 | 1971.7914 | 340.8439 | 1971.7914
4403 | 336.5428 | 1781.8973 | 336.5428 | 1781.8973
4404 | 330.5192 | 1646.323 | 330.5192 | 1646.323
4405 | 323.8162 | 1589.5119 | 323.8162 | 1589.5119
4406 | 316.9576 | 1557.7381 | 316.9576 | 1557.7381
4407 | 308.3283 | 1559.4148 | 308.3283 | 1559.4148
4408 | 302.1667 | 1580.9579 | 302.1667 | 1580.9579
4409 | 302.4441 | 1619.3771 | 302.4441 | 1619.3771
4410 | 305.7655 | 1683.1329 | 305.7655 | 1683.1329
4411 | 312.7785 | 1675.7873 | 312.7785 | 1675.7873
4412 | 321.3735 | 1662.9844 | 321.3735 | 1662.9844
4413 | 328.0781 | 1661.9759 | 328.0781 | 1661.9759
4414 | 337.3741 | 1670.5163 | 337.3741 | 1670.5163
4415 | 356.6124 | 1681.6992 | 356.6124 | 1681.6992
4416 | 365.447 | 1700.876 | 365.447 | 1700.876
4417 | 366.0632 | 1726.567 | 366.0632 | 1726.567
4418 | 375.3406 | 1760.1804 | 375.3406 | 1760.1804
4419 | 392.329 | 1795.181 | 392.329 | 1795.181
4420 | 407.9325 | 1817.9602 | 407.9325 | 1817.9602
4421 | 411.6305 | 1835.3858 | 411.6305 | 1835.3858
4422 | 401.4163 | 1839.9565 | 401.4163 | 1839.9565
4423 | 384.9834 | 1827.3852 | 384.9834 | 1827.3852
4424 | 374.8784 | 1829.6106 | 374.8784 | 1829.6106
4425 | 365.8283 | 1837.2388 | 365.8283 | 1837.2388
4426 | 355.3759 | 1853.1052 | 355.3759 | 1853.1052
4427 | 346.0863 | 1859.1974 | 346.0863 | 1859.1974
4428 | 338.5532 | 1865.4553 | 338.5532 | 1865.4553
4429 | 329.1424 | 1879.2143 | 329.1424 | 1879.2143
4430 | 320.558 | 1893.9212 | 320.558 | 1893.9212
4431 | 311.5772 | 1897.2332 | 311.5772 | 1897.2332
4432 | 305.8266 | 1890.7244 | 305.8266 | 1890.7244
4433 | 304.4422 | 1903.6704 | 304.4422 | 1903.6704
4434 | 308.5325 | 1956.4193 | 308.5325 | 1956.4193
4435 | 315.5333 | 1964.6721 | 315.5333 | 1964.6721
4436 | 323.6051 | 1978.4116 | 323.6051 | 1978.4116
4437 | 330.3562 | 2001.5555 | 330.3562 | 2001.5555
4438 | 341.8587 | 2036.3867 | 341.8587 | 2036.3867
4439 | 360.3144 | 2067.3821 | 360.3144 | 2067.3821
4440 | 368.753 | 2095.2387 | 368.753 | 2095.2387
4441 | 365.4245 | 2110.3001 | 365.4245 | 2110.3001
4442 | 375.9234 | 2117.5597 | 375.9234 | 2117.5597
4443 | 393.9934 | 2134.6976 | 393.9934 | 2134.6976
4444 | 410.3531 | 2151.1243 | 410.3531 | 2151.1243
4445 | 412.5888 | 2180.06 | 412.5888 | 2180.06
4446 | 405.4906 | 2198.3422 | 405.4906 | 2198.3422
4447 | 391.6035 | 2192.6896 | 391.6035 | 2192.6896
4448 | 379.6951 | 2167.2404 | 379.6951 | 2167.2404
4449 | 367.5889 | 2122.6643 | 367.5889 | 2122.6643
4450 | 354.4361 | 2073.1809 | 354.4361 | 2073.1809
4451 | 348.5619 | 2016.8166 | 348.5619 | 2016.8166
4452 | 337.2058 | 1968.0399 | 337.2058 | 1968.0399
4453 | 327.4372 | 1931.9847 | 327.4372 | 1931.9847
4454 | 316.9207 | 1901.2801 | 316.9207 | 1901.2801
4455 | 309.2431 | 1895.7866 | 309.2431 | 1895.7866
4456 | 303.6715 | 1917.6443 | 303.6715 | 1917.6443
4457 | 304.3802 | 1961.0951 | 304.3802 | 1961.0951
4458 | 306.7979 | 2040.7638 | 306.7979 | 2040.7638
4459 | 313.2498 | 2074.8043 | 313.2498 | 2074.8043
4460 | 319.8121 | 2108.4192 | 319.8121 | 2108.4192
4461 | 326.106 | 2134.645 | 326.106 | 2134.645
4462 | 337.7153 | 2158.658 | 337.7153 | 2158.658
4463 | 357.9156 | 2171.602 | 357.9156 | 2171.602
4464 | 365.0425 | 2183.4199 | 365.0425 | 2183.4199
4465 | 362.2817 | 2192.6948 | 362.2817 | 2192.6948
4466 | 366.3984 | 2200.7092 | 366.3984 | 2200.7092
4467 | 385.3848 | 2226.5898 | 385.3848 | 2226.5898
4468 | 402.1733 | 2262.5773 | 402.1733 | 2262.5773
4469 | 409.8488 | 2317.6781 | 409.8488 | 2317.6781
4470 | 401.5947 | 2368.1006 | 401.5947 | 2368.1006
4471 | 387.4531 | 2403.4566 | 387.4531 | 2403.4566
4472 | 379.2757 | 2430.2746 | 379.2757 | 2430.2746
4473 | 373.0724 | 2455.1365 | 373.0724 | 2455.1365
4474 | 362.6935 | 2479.7455 | 362.6935 | 2479.7455
4475 | 350.7049 | 2483.5105 | 350.7049 | 2483.5105
4476 | 337.3898 | 2485.177 | 337.3898 | 2485.177
4477 | 323.4976 | 2485.6019 | 323.4976 | 2485.6019
4478 | 314.3954 | 2474.8985 | 314.3954 | 2474.8985
4479 | 306.9965 | 2472.9901 | 306.9965 | 2472.9901
4480 | 300.9434 | 2487.0486 | 300.9434 | 2487.0486
4481 | 301.9709 | 2528.8012 | 301.9709 | 2528.8012
4482 | 304.5819 | 2612.9356 | 304.5819 | 2612.9356
4483 | 313.6321 | 2645.8439 | 313.6321 | 2645.8439
4484 | 323.0057 | 2670.9678 | 323.0057 | 2670.9678
4485 | 331.3208 | 2681.0291 | 331.3208 | 2681.0291
4486 | 343.3621 | 2697.9348 | 343.3621 | 2697.9348
4487 | 363.1619 | 2725.0305 | 363.1619 | 2725.0305
4488 | 368.1613 | 2751.755 | 368.1613 | 2751.755
4489 | 366.1132 | 2762.791 | 366.1132 | 2762.791
4490 | 369.1304 | 2752.6282 | 369.1304 | 2752.6282
4491 | 388.2409 | 2745.5509 | 388.2409 | 2745.5509
4492 | 404.6062 | 2727.5101 | 404.6062 | 2727.5101
4493 | 409.6038 | 2713.2987 | 409.6038 | 2713.2987
4494 | 402.2989 | 2703.4032 | 402.2989 | 2703.4032
4495 | 389.2304 | 2693.788 | 389.2304 | 2693.788
4496 | 382.8198 | 2687.4595 | 382.8198 | 2687.4595
4497 | 377.2591 | 2672.5706 | 377.2591 | 2672.5706
4498 | 364.2779 | 2659.9447 | 364.2779 | 2659.9447
4499 | 350.955 | 2646.5389 | 350.955 | 2646.5389
4500 | 337.0576 | 2645.0605 | 337.0576 | 2645.0605
4501 | 324.1369 | 2658.568 | 324.1369 | 2658.568
4502 | 314.0797 | 2676.7971 | 314.0797 | 2676.7971
4503 | 307.4913 | 2703.8212 | 307.4913 | 2703.8212
4504 | 302.7967 | 2725.7417 | 302.7967 | 2725.7417
4505 | 302.835 | 2755.1666 | 302.835 | 2755.1666
4506 | 308.5172 | 2819.0482 | 308.5172 | 2819.0482
4507 | 320.4745 | 2839.8804 | 320.4745 | 2839.8804
4508 | 336.7973 | 2858.9662 | 336.7973 | 2858.9662
4509 | 342.3998 | 2860.0962 | 342.3998 | 2860.0962
4510 | 354.7078 | 2857.7554 | 354.7078 | 2857.7554
4511 | 379.739 | 2856.4847 | 379.739 | 2856.4847
4512 | 379.7615 | 2859.2455 | 379.7615 | 2859.2455
4513 | 371.2321 | 2865.2498 | 371.2321 | 2865.2498
4514 | 379.7196 | 2868.6098 | 379.7196 | 2868.6098
4515 | 399.0229 | 2883.5464 | 399.0229 | 2883.5464
4516 | 416.637 | 2895.7589 | 416.637 | 2895.7589
4517 | 418.4901 | 2916.7697 | 418.4901 | 2916.7697
4518 | 408.2587 | 2932.2216 | 408.2587 | 2932.2216
4519 | 394.2456 | 2935.9405 | 394.2456 | 2935.9405
4520 | 386.7648 | 2937.5369 | 386.7648 | 2937.5369
4521 | 377.1321 | 2925.8558 | 377.1321 | 2925.8558
4522 | 365.2803 | 2909.7077 | 365.2803 | 2909.7077
4523 | 351.1975 | 2886.3643 | 351.1975 | 2886.3643
4524 | 335.0964 | 2869.1617 | 335.0964 | 2869.1617
4525 | 320.3075 | 2862.9195 | 320.3075 | 2862.9195
4526 | 313.3999 | 2859.009 | 313.3999 | 2859.009
4527 | 306.7345 | 2872.07 | 306.7345 | 2872.07
4528 | 301.7281 | 2899.8399 | 301.7281 | 2899.8399
4529 | 303.6524 | 2944.5487 | 303.6524 | 2944.5487
4530 | 310.2331 | 3018.2422 | 310.2331 | 3018.2422
4531 | 324.2603 | 3032.5332 | 324.2603 | 3032.5332
4532 | 346.4922 | 3035.14 | 346.4922 | 3035.14
4533 | 359.3993 | 3016.5833 | 359.3993 | 3016.5833
4534 | 373.1637 | 2998.5184 | 373.1637 | 2998.5184
4535 | 397.2337 | 2989.3856 | 397.2337 | 2989.3856
4536 | 396.5206 | 2992.5237 | 396.5206 | 2992.5237
4537 | 385.103 | 3000.6665 | 385.103 | 3000.6665
4538 | 390.9542 | 3006.794 | 390.9542 | 3006.794
4539 | 408.1727 | 3023.6175 | 408.1727 | 3023.6175
4540 | 426.2244 | 3039.9183 | 426.2244 | 3039.9183
4541 | 430.4157 | 3068.4767 | 430.4157 | 3068.4767
4542 | 421.5386 | 3101.0993 | 421.5386 | 3101.0993
4543 | 402.3837 | 3127.524 | 402.3837 | 3127.524
4544 | 393.0062 | 3149.8764 | 393.0062 | 3149.8764
4545 | 384.1081 | 3151.781 | 384.1081 | 3151.781
4546 | 373.4743 | 3147.8348 | 373.4743 | 3147.8348
4547 | 352.4154 | 3133.4856 | 352.4154 | 3133.4856
4548 | 334.2387 | 3117.9812 | 334.2387 | 3117.9812
4549 | 320.8945 | 3112.2423 | 320.8945 | 3112.2423
4550 | 312.9666 | 3111.8539 | 312.9666 | 3111.8539
4551 | 306.234 | 3127.1792 | 306.234 | 3127.1792
4552 | 300.9719 | 3144.8857 | 300.9719 | 3144.8857
4553 | 303.5268 | 3173.9332 | 303.5268 | 3173.9332
4554 | 311.196 | 3235.6134 | 311.196 | 3235.6134
4555 | 327.0957 | 3247.5143 | 327.0957 | 3247.5143
4556 | 350.669 | 3252.1967 | 350.669 | 3252.1967
4557 | 360.154 | 3240.6215 | 360.154 | 3240.6215
4558 | 372.9517 | 3228.7205 | 372.9517 | 3228.7205
4559 | 398.3151 | 3220.1538 | 398.3151 | 3220.1538
4560 | 393.7905 | 3218.0715 | 393.7905 | 3218.0715
4561 | 382.1461 | 3213.9494 | 382.1461 | 3213.9494
4562 | 388.5796 | 3204.9817 | 388.5796 | 3204.9817
4563 | 406.211 | 3208.8484 | 406.211 | 3208.8484
4564 | 422.8966 | 3216.2179 | 422.8966 | 3216.2179
4565 | 426.6362 | 3236.0336 | 426.6362 | 3236.0336
4566 | 421.4217 | 3252.366 | 421.4217 | 3252.366
4567 | 401.0124 | 3257.4687 | 401.0124 | 3257.4687
4568 | 391.7066 | 3261.581 | 391.7066 | 3261.581
4569 | 384.1225 | 3261.1584 | 384.1225 | 3261.1584
4570 | 371.765 | 3269.4772 | 371.765 | 3269.4772
4571 | 352.8819 | 3275.6952 | 352.8819 | 3275.6952
4572 | 334.84 | 3283.0223 | 334.84 | 3283.0223
4573 | 321.0613 | 3296.404 | 321.0613 | 3296.404
4574 | 311.6628 | 3307.6515 | 311.6628 | 3307.6515
4575 | 306.0528 | 3320.6496 | 306.0528 | 3320.6496
4576 | 301.9937 | 3333.4502 | 301.9937 | 3333.4502
4577 | 305.4559 | 3360.4221 | 305.4559 | 3360.4221
4578 | 312.8448 | 3422.5426 | 312.8448 | 3422.5426
4579 | 329.2994 | 3439.7267 | 329.2994 | 3439.7267
4580 | 352.6176 | 3456.674 | 352.6176 | 3456.674
4581 | 365.8737 | 3465.6032 | 365.8737 | 3465.6032
4582 | 376.09 | 3476.0305 | 376.09 | 3476.0305
4583 | 402.6128 | 3485.4523 | 402.6128 | 3485.4523
4584 | 400.1347 | 3500.415 | 400.1347 | 3500.415
4585 | 387.887 | 3514.3443 | 387.887 | 3514.3443
4586 | 392.2602 | 3520.7863 | 392.2602 | 3520.7863
4587 | 409.7305 | 3528.6155 | 409.7305 | 3528.6155
4588 | 428.1204 | 3535.6705 | 428.1204 | 3535.6705
4589 | 431.5829 | 3556.9957 | 431.5829 | 3556.9957
4590 | 422.7969 | 3570.9381 | 422.7969 | 3570.9381
4591 | 404.9832 | 3568.4931 | 404.9832 | 3568.4931
4592 | 393.8882 | 3555.812 | 393.8882 | 3555.812
4593 | 382.4192 | 3548.5966 | 382.4192 | 3548.5966
4594 | 370.0328 | 3554.9655 | 370.0328 | 3554.9655
4595 | 351.4576 | 3558.2274 | 351.4576 | 3558.2274
4596 | 334.8874 | 3569.9573 | 334.8874 | 3569.9573
4597 | 320.979 | 3590.3834 | 320.979 | 3590.3834
4598 | 312.3356 | 3610.8139 | 312.3356 | 3610.8139
4599 | 306.3667 | 3626.4537 | 306.3667 | 3626.4537
4600 | 301.7143 | 3638.751 | 301.7143 | 3638.751
4601 | 303.5157 | 3668.8048 | 303.5157 | 3668.8048
4602 | 309.4964 | 3736.8376 | 309.4964 | 3736.8376
4603 | 324.2106 | 3757.0409 | 324.2106 | 3757.0409
4604 | 343.3988 | 3769.3338 | 343.3988 | 3769.3338
4605 | 357.2751 | 3771.2186 | 357.2751 | 3771.2186
4606 | 369.7864 | 3769.8841 | 369.7864 | 3769.8841
4607 | 392.4809 | 3757.0404 | 392.4809 | 3757.0404
4608 | 394.9224 | 3741.058 | 394.9224 | 3741.058
4609 | 386.5935 | 3708.8839 | 386.5935 | 3708.8839
4610 | 391.3569 | 3656.0772 | 391.3569 | 3656.0772
4611 | 408.3459 | 3596.2295 | 408.3459 | 3596.2295
4612 | 427.7645 | 3517.682 | 427.7645 | 3517.682
4613 | 433.6353 | 3458.4994 | 433.6353 | 3458.4994
4614 | 425.6132 | 3401.1797 | 425.6132 | 3401.1797
4615 | 408.6444 | 3317.8496 | 408.6444 | 3317.8496
4616 | 397.63 | 3229.1263 | 397.63 | 3229.1263
4617 | 386.5462 | 3172.8514 | 386.5462 | 3172.8514
4618 | 373.4045 | 3134.0605 | 373.4045 | 3134.0605
4619 | 356.9305 | 3097.6344 | 356.9305 | 3097.6344
4620 | 342.6268 | 3079.4255 | 342.6268 | 3079.4255
4621 | 328.0383 | 3079.6618 | 328.0383 | 3079.6618
4622 | 317.4059 | 3083.0472 | 317.4059 | 3083.0472
4623 | 310.1668 | 3090.5104 | 310.1668 | 3090.5104
4624 | 305.9443 | 3105.701 | 305.9443 | 3105.701
4625 | 307.7843 | 3145.5039 | 307.7843 | 3145.5039
4626 | 312.1147 | 3223.9146 | 312.1147 | 3223.9146
4627 | 322.9738 | 3253.6152 | 322.9738 | 3253.6152
4628 | 339.1836 | 3285.1546 | 339.1836 | 3285.1546
4629 | 349.4214 | 3308.9903 | 349.4214 | 3308.9903
4630 | 360.6321 | 3335.3305 | 360.6321 | 3335.3305
4631 | 382.781 | 3357.8976 | 382.781 | 3357.8976
4632 | 382.687 | 3377.7034 | 382.687 | 3377.7034
4633 | 376.6908 | 3397.1047 | 376.6908 | 3397.1047
4634 | 382.368 | 3413.0441 | 382.368 | 3413.0441
4635 | 398.7643 | 3426.2196 | 398.7643 | 3426.2196
4636 | 415.948 | 3428.3686 | 415.948 | 3428.3686
4637 | 421.464 | 3444.6621 | 421.464 | 3444.6621
4638 | 411.8412 | 3455.0194 | 411.8412 | 3455.0194
4639 | 396.141 | 3448.6748 | 396.141 | 3448.6748
4640 | 386.6933 | 3434.5471 | 386.6933 | 3434.5471
4641 | 377.4877 | 3413.8717 | 377.4877 | 3413.8717
4642 | 366.3004 | 3402.6925 | 366.3004 | 3402.6925
4643 | 349.6795 | 3394.4442 | 349.6795 | 3394.4442
4644 | 335.0095 | 3398.3749 | 335.0095 | 3398.3749
4645 | 321.3107 | 3411.2534 | 321.3107 | 3411.2534
4646 | 313.1212 | 3423.5703 | 313.1212 | 3423.5703
4647 | 307.1762 | 3428.1402 | 307.1762 | 3428.1402
4648 | 302.5112 | 3428.9903 | 302.5112 | 3428.9903
4649 | 302.7523 | 3448.0372 | 302.7523 | 3448.0372
4650 | 306.6114 | 3503.1133 | 306.6114 | 3503.1133
4651 | 318.4948 | 3514.3223 | 318.4948 | 3514.3223
4652 | 331.9094 | 3522.2124 | 331.9094 | 3522.2124
4653 | 340.7572 | 3524.2859 | 340.7572 | 3524.2859
4654 | 357.6915 | 3535.9711 | 357.6915 | 3535.9711
4655 | 379.3435 | 3539.1032 | 379.3435 | 3539.1032
4656 | 380.3123 | 3546.8328 | 380.3123 | 3546.8328
4657 | 373.532 | 3556.8625 | 373.532 | 3556.8625
4658 | 379.6004 | 3538.4603 | 379.6004 | 3538.4603
4659 | 395.1403 | 3505.5953 | 395.1403 | 3505.5953
4660 | 412.6992 | 3462.5215 | 412.6992 | 3462.5215
4661 | 420.8791 | 3439.4417 | 420.8791 | 3439.4417
4662 | 410.7628 | 3422.5017 | 410.7628 | 3422.5017
4663 | 392.2251 | 3405.4019 | 392.2251 | 3405.4019
4664 | 385.2332 | 3389.2614 | 385.2332 | 3389.2614
4665 | 376.3842 | 3386.3229 | 376.3842 | 3386.3229
4666 | 361.1662 | 3405.9002 | 361.1662 | 3405.9002
4667 | 343.4919 | 3418.0305 | 343.4919 | 3418.0305
4668 | 328.4018 | 3426.7414 | 328.4018 | 3426.7414
4669 | 314.0477 | 3438.7393 | 314.0477 | 3438.7393
4670 | 305.0353 | 3454.2639 | 305.0353 | 3454.2639
4671 | 299.4268 | 3482.8604 | 299.4268 | 3482.8604
4672 | 295.2578 | 3497.2962 | 295.2578 | 3497.2962
4673 | 295.7782 | 3493.1971 | 295.7782 | 3493.1971
4674 | 302.4234 | 3532.9893 | 302.4234 | 3532.9893
4675 | 316.0656 | 3558.979 | 316.0656 | 3558.979
4676 | 333.76 | 3626.9355 | 333.76 | 3626.9355
4677 | 340.3279 | 3700.1452 | 340.3279 | 3700.1452
4678 | 351.5021 | 3758.1853 | 351.5021 | 3758.1853
4679 | 374.8485 | 3768.1103 | 374.8485 | 3768.1103
4680 | 377.5017 | 3736.4665 | 377.5017 | 3736.4665
4681 | 366.7187 | 3678.1274 | 366.7187 | 3678.1274
4682 | 369.9233 | 3601.7973 | 369.9233 | 3601.7973
4683 | 387.5564 | 3541.8238 | 387.5564 | 3541.8238
4684 | 403.9435 | 3499.0646 | 403.9435 | 3499.0646
4685 | 413.1851 | 3485.9853 | 413.1851 | 3485.9853
4686 | 403.3896 | 3482.1279 | 403.3896 | 3482.1279
4687 | 385.5987 | 3468.9276 | 385.5987 | 3468.9276
4688 | 378.5069 | 3449.3907 | 378.5069 | 3449.3907
4689 | 369.9907 | 3426.8285 | 369.9907 | 3426.8285
4690 | 357.6016 | 3407.1582 | 357.6016 | 3407.1582
4691 | 341.1057 | 3376.3929 | 341.1057 | 3376.3929
4692 | 324.3257 | 3346.9254 | 324.3257 | 3346.9254
4693 | 309.2965 | 3323.198 | 309.2965 | 3323.198
4694 | 300.5914 | 3296.7075 | 300.5914 | 3296.7075
4695 | 293.1448 | 3276.6219 | 293.1448 | 3276.6219
4696 | 290.3132 | 3268.5407 | 290.3132 | 3268.5407
4697 | 292.2472 | 3280.7948 | 292.2472 | 3280.7948
4698 | 300.8172 | 3329.8957 | 300.8172 | 3329.8957
4699 | 320.486 | 3330.3493 | 320.486 | 3330.3493
4700 | 347.4169 | 3321.8234 | 347.4169 | 3321.8234
4701 | 359.5204 | 3296.5368 | 359.5204 | 3296.5368
4702 | 369.9493 | 3261.9929 | 369.9493 | 3261.9929
4703 | 395.1077 | 3227.5127 | 395.1077 | 3227.5127
4704 | 392.6239 | 3205.2406 | 392.6239 | 3205.2406
4705 | 378.3401 | 3188.4133 | 378.3401 | 3188.4133
4706 | 386.5038 | 3177.999 | 386.5038 | 3177.999
4707 | 398.3314 | 3182.4318 | 398.3314 | 3182.4318
4708 | 419.9746 | 3182.8826 | 419.9746 | 3182.8826
4709 | 429.6076 | 3188.1063 | 429.6076 | 3188.1063
4710 | 423.9141 | 3186.4502 | 423.9141 | 3186.4502
4711 | 401.0119 | 3172.1807 | 401.0119 | 3172.1807
4712 | 393.1581 | 3164.4684 | 393.1581 | 3164.4684
4713 | 386.7866 | 3163.92 | 386.7866 | 3163.92
4714 | 366.1043 | 3163.1816 | 366.1043 | 3163.1816
4715 | 347.1837 | 3151.7885 | 347.1837 | 3151.7885
4716 | 329.2829 | 3142.3852 | 329.2829 | 3142.3852
4717 | 314.1253 | 3147.4645 | 314.1253 | 3147.4645
4718 | 306.7843 | 3148.3341 | 306.7843 | 3148.3341
4719 | 302.3362 | 3148.3754 | 302.3362 | 3148.3754
4720 | 297.3447 | 3152.2446 | 297.3447 | 3152.2446
4721 | 300.3732 | 3163.115 | 300.3732 | 3163.115
4722 | 310.9313 | 3213.5367 | 310.9313 | 3213.5367
4723 | 329.1023 | 3219.4623 | 329.1023 | 3219.4623
4724 | 360.7868 | 3222.6352 | 360.7868 | 3222.6352
4725 | 368.3998 | 3207.2234 | 368.3998 | 3207.2234
4726 | 378.723 | 3182.2398 | 378.723 | 3182.2398
4727 | 403.9542 | 3149.5207 | 403.9542 | 3149.5207
4728 | 402.1445 | 3115.3611 | 402.1445 | 3115.3611
4729 | 387.5274 | 3073.501 | 387.5274 | 3073.501
4730 | 391.6365 | 3024.5309 | 391.6365 | 3024.5309
4731 | 405.9953 | 2999.5909 | 405.9953 | 2999.5909
4732 | 429.7245 | 2990.2298 | 429.7245 | 2990.2298
4733 | 440.5825 | 3010.5488 | 440.5825 | 3010.5488
4734 | 434.1099 | 3049.1466 | 434.1099 | 3049.1466
4735 | 412.9032 | 3090.1633 | 412.9032 | 3090.1633
4736 | 401.1689 | 3119.6859 | 401.1689 | 3119.6859
4737 | 391.4483 | 3122.7227 | 391.4483 | 3122.7227
4738 | 376.1144 | 3121.4182 | 376.1144 | 3121.4182
4739 | 357.1156 | 3113.6102 | 357.1156 | 3113.6102
4740 | 335.5585 | 3095.4642 | 335.5585 | 3095.4642
4741 | 320.5265 | 3070.6675 | 320.5265 | 3070.6675
4742 | 314.8593 | 3038.3905 | 314.8593 | 3038.3905
4743 | 309.5566 | 3021.8272 | 309.5566 | 3021.8272
4744 | 307.9422 | 3024.2497 | 307.9422 | 3024.2497
4745 | 310.4302 | 3051.7248 | 310.4302 | 3051.7248
4746 | 320.7111 | 3117.682 | 320.7111 | 3117.682
4747 | 339.3819 | 3136.9418 | 339.3819 | 3136.9418
4748 | 364.1029 | 3154.4551 | 364.1029 | 3154.4551
4749 | 374.9772 | 3162.1893 | 374.9772 | 3162.1893
4750 | 385.996 | 3161.4839 | 385.996 | 3161.4839
4751 | 405.4738 | 3149.4578 | 405.4738 | 3149.4578
4752 | 400.2759 | 3129.3871 | 400.2759 | 3129.3871
4753 | 388.723 | 3099.1628 | 388.723 | 3099.1628
4754 | 395.1086 | 3064.0929 | 395.1086 | 3064.0929
4755 | 407.7261 | 3050.1599 | 407.7261 | 3050.1599
4756 | 429.1097 | 3049.3528 | 429.1097 | 3049.3528
4757 | 438.3818 | 3059.4824 | 438.3818 | 3059.4824
4758 | 428.102 | 3060.5938 | 428.102 | 3060.5938
4759 | 407.2771 | 3043.0537 | 407.2771 | 3043.0537
4760 | 398.909 | 3014.4597 | 398.909 | 3014.4597
4761 | 392.6552 | 2981.0792 | 392.6552 | 2981.0792
4762 | 374.1121 | 2950.2132 | 374.1121 | 2950.2132
4763 | 354.6297 | 2896.6164 | 354.6297 | 2896.6164
4764 | 336.4619 | 2845.3867 | 336.4619 | 2845.3867
4765 | 323.6528 | 2820.9674 | 323.6528 | 2820.9674
4766 | 316.1607 | 2799.9489 | 316.1607 | 2799.9489
4767 | 310.8203 | 2787.3481 | 310.8203 | 2787.3481
4768 | 307.3651 | 2774.4238 | 307.3651 | 2774.4238
4769 | 309.5854 | 2774.1614 | 309.5854 | 2774.1614
4770 | 317.9618 | 2807.0349 | 317.9618 | 2807.0349
4771 | 333.6867 | 2792.3934 | 333.6867 | 2792.3934
4772 | 353.7009 | 2772.6718 | 353.7009 | 2772.6718
4773 | 365.5421 | 2730.7805 | 365.5421 | 2730.7805
4774 | 378.201 | 2681.8332 | 378.201 | 2681.8332
4775 | 401.4894 | 2632.3207 | 401.4894 | 2632.3207
4776 | 402.4154 | 2598.1611 | 402.4154 | 2598.1611
4777 | 391.8884 | 2575.1071 | 391.8884 | 2575.1071
4778 | 397.2817 | 2552.365 | 397.2817 | 2552.365
4779 | 410.6331 | 2544.3442 | 410.6331 | 2544.3442
4780 | 432.3467 | 2568.6329 | 432.3467 | 2568.6329
4781 | 443.329 | 2615.3056 | 443.329 | 2615.3056
4782 | 433.9816 | 2653.5889 | 433.9816 | 2653.5889
4783 | 417.7435 | 2672.6547 | 417.7435 | 2672.6547
4784 | 404.3601 | 2688.0255 | 404.3601 | 2688.0255
4785 | 395.754 | 2681.439 | 395.754 | 2681.439
4786 | 383.4346 | 2660.7624 | 383.4346 | 2660.7624
4787 | 360.8184 | 2627.6699 | 360.8184 | 2627.6699
4788 | 342.1541 | 2595.7495 | 342.1541 | 2595.7495
4789 | 328.9822 | 2577.3054 | 328.9822 | 2577.3054
4790 | 320.3576 | 2569.4952 | 320.3576 | 2569.4952
4791 | 314.6328 | 2579.0969 | 314.6328 | 2579.0969
4792 | 311.1446 | 2609.5714 | 311.1446 | 2609.5714
4793 | 313.4517 | 2665.5387 | 313.4517 | 2665.5387
4794 | 320.4613 | 2763.1959 | 320.4613 | 2763.1959
4795 | 332.7417 | 2815.9167 | 332.7417 | 2815.9167
4796 | 347.4671 | 2858.3372 | 347.4671 | 2858.3372
4797 | 357.2791 | 2859.6559 | 357.2791 | 2859.6559
4798 | 369.0114 | 2830.3325 | 369.0114 | 2830.3325
4799 | 393.18 | 2790.0029 | 393.18 | 2790.0029
4800 | 396.611 | 2749.9939 | 396.611 | 2749.9939
4801 | 387.412 | 2709.9577 | 387.412 | 2709.9577
4802 | 386.2072 | 2677.7182 | 386.2072 | 2677.7182
4803 | 397.6553 | 2684.6668 | 397.6553 | 2684.6668
4804 | 421.1383 | 2717.195 | 421.1383 | 2717.195
4805 | 430.7111 | 2759.0246 | 430.7111 | 2759.0246
4806 | 422.9819 | 2771.0801 | 422.9819 | 2771.0801
4807 | 407.0085 | 2753.5399 | 407.0085 | 2753.5399
4808 | 394.592 | 2726.141 | 394.592 | 2726.141
4809 | 386.8599 | 2675.5896 | 386.8599 | 2675.5896
4810 | 374.8655 | 2617.4265 | 374.8655 | 2617.4265
4811 | 357.1507 | 2561.188 | 357.1507 | 2561.188
4812 | 340.9629 | 2525.2422 | 340.9629 | 2525.2422
4813 | 326.5864 | 2508.8108 | 326.5864 | 2508.8108
4814 | 318.8147 | 2497.7929 | 318.8147 | 2497.7929
4815 | 313.4994 | 2491.922 | 313.4994 | 2491.922
4816 | 309.4461 | 2489.816 | 309.4461 | 2489.816
4817 | 310.4425 | 2500.4348 | 310.4425 | 2500.4348
4818 | 316.0203 | 2553.2465 | 316.0203 | 2553.2465
4819 | 327.0936 | 2569.2986 | 327.0936 | 2569.2986
4820 | 340.7497 | 2596.2464 | 340.7497 | 2596.2464
4821 | 350.2642 | 2624.2963 | 350.2642 | 2624.2963
4822 | 364.6655 | 2638.4974 | 364.6655 | 2638.4974
4823 | 386.3874 | 2673.0149 | 386.3874 | 2673.0149
4824 | 387.8093 | 2711.4381 | 387.8093 | 2711.4381
4825 | 375.7026 | 2733.4811 | 375.7026 | 2733.4811
4826 | 383.4478 | 2749.2318 | 383.4478 | 2749.2318
4827 | 396.4868 | 2773.1626 | 396.4868 | 2773.1626
4828 | 419.5239 | 2798.4576 | 419.5239 | 2798.4576
4829 | 428.1857 | 2842.6773 | 428.1857 | 2842.6773
4830 | 417.027 | 2887.8793 | 417.027 | 2887.8793
4831 | 400.9103 | 2910.7189 | 400.9103 | 2910.7189
4832 | 391.8008 | 2920.5548 | 391.8008 | 2920.5548
4833 | 384.1724 | 2926.4219 | 384.1724 | 2926.4219
4834 | 371.5179 | 2934.552 | 371.5179 | 2934.552
4835 | 353.8133 | 2935.5495 | 353.8133 | 2935.5495
4836 | 335.388 | 2928.9765 | 335.388 | 2928.9765
4837 | 321.0792 | 2908.0794 | 321.0792 | 2908.0794
4838 | 313.8752 | 2854.9207 | 313.8752 | 2854.9207
4839 | 307.7759 | 2804.8963 | 307.7759 | 2804.8963
4840 | 305.2846 | 2789.7077 | 305.2846 | 2789.7077
4841 | 307.6669 | 2796.6785 | 307.6669 | 2796.6785
4842 | 313.8176 | 2840.7476 | 313.8176 | 2840.7476
4843 | 331.0292 | 2849.8181 | 331.0292 | 2849.8181
4844 | 349.3965 | 2867.583 | 349.3965 | 2867.583
4845 | 356.8707 | 2871.166 | 356.8707 | 2871.166
4846 | 367.4484 | 2867.6302 | 367.4484 | 2867.6302
4847 | 392.3427 | 2857.8056 | 392.3427 | 2857.8056
4848 | 390.1495 | 2852.6414 | 390.1495 | 2852.6414
4849 | 374.9754 | 2848.5822 | 374.9754 | 2848.5822
4850 | 378.7161 | 2845.6525 | 378.7161 | 2845.6525
4851 | 393.3476 | 2857.1926 | 393.3476 | 2857.1926
4852 | 416.3381 | 2870.8518 | 416.3381 | 2870.8518
4853 | 425.1981 | 2890.3531 | 425.1981 | 2890.3531
4854 | 419.721 | 2893.9803 | 419.721 | 2893.9803
4855 | 402.6835 | 2880.4656 | 402.6835 | 2880.4656
4856 | 393.5792 | 2859.545 | 393.5792 | 2859.545
4857 | 384.4366 | 2842.9579 | 384.4366 | 2842.9579
4858 | 371.5449 | 2840.8987 | 371.5449 | 2840.8987
4859 | 353.189 | 2845.3556 | 353.189 | 2845.3556
4860 | 334.5172 | 2862.6833 | 334.5172 | 2862.6833
4861 | 321.3343 | 2893.8648 | 321.3343 | 2893.8648
4862 | 313.37 | 2929.2018 | 313.37 | 2929.2018
4863 | 305.819 | 2969.1826 | 305.819 | 2969.1826
4864 | 304.4354 | 3010.7898 | 304.4354 | 3010.7898
4865 | 306.717 | 3062.4173 | 306.717 | 3062.4173
4866 | 316.618 | 3125.4183 | 316.618 | 3125.4183
4867 | 337.7912 | 3118.3872 | 337.7912 | 3118.3872
4868 | 363.0314 | 3108.226 | 363.0314 | 3108.226
4869 | 374.8872 | 3096.7138 | 374.8872 | 3096.7138
4870 | 384.4963 | 3095.0649 | 384.4963 | 3095.0649
4871 | 405.9074 | 3101.7192 | 405.9074 | 3101.7192
4872 | 401.2202 | 3112.0276 | 401.2202 | 3112.0276
4873 | 387.5564 | 3113.7549 | 387.5564 | 3113.7549
4874 | 392.5986 | 3109.3157 | 392.5986 | 3109.3157
4875 | 404.0516 | 3110.6666 | 404.0516 | 3110.6666
4876 | 429.6734 | 3100.5507 | 429.6734 | 3100.5507
4877 | 439.2831 | 3094.3901 | 439.2831 | 3094.3901
4878 | 430.7789 | 3085.8783 | 430.7789 | 3085.8783
4879 | 414.167 | 3064.3128 | 414.167 | 3064.3128
4880 | 403.8969 | 3041.1279 | 403.8969 | 3041.1279
4881 | 395.8972 | 3023.849 | 395.8972 | 3023.849
4882 | 379.7465 | 3030.4066 | 379.7465 | 3030.4066
4883 | 354.735 | 3052.0972 | 354.735 | 3052.0972
4884 | 336.5207 | 3084.7717 | 336.5207 | 3084.7717
4885 | 322.477 | 3128.4696 | 322.477 | 3128.4696
4886 | 314.4842 | 3173.1154 | 314.4842 | 3173.1154
4887 | 307.4634 | 3209.3853 | 307.4634 | 3209.3853
4888 | 305.092 | 3238.539 | 305.092 | 3238.539
4889 | 306.8401 | 3275.7001 | 306.8401 | 3275.7001
4890 | 314.5569 | 3339.2044 | 314.5569 | 3339.2044
4891 | 335.9763 | 3345.4445 | 335.9763 | 3345.4445
4892 | 359.752 | 3338.8055 | 359.752 | 3338.8055
4893 | 371.1567 | 3339.3065 | 371.1567 | 3339.3065
4894 | 379.877 | 3355.4574 | 379.877 | 3355.4574
4895 | 402.1863 | 3349.4066 | 402.1863 | 3349.4066
4896 | 400.0435 | 3312.794 | 400.0435 | 3312.794
4897 | 384.1684 | 3260.3043 | 384.1684 | 3260.3043
4898 | 389.314 | 3207.812 | 389.314 | 3207.812
4899 | 400.8796 | 3182.7462 | 400.8796 | 3182.7462
4900 | 426.1488 | 3184.7695 | 426.1488 | 3184.7695
4901 | 438.5725 | 3211.8813 | 438.5725 | 3211.8813
4902 | 432.2777 | 3235.4468 | 432.2777 | 3235.4468
4903 | 413.5608 | 3225.7058 | 413.5608 | 3225.7058
4904 | 401.5293 | 3200.5083 | 401.5293 | 3200.5083
4905 | 388.7046 | 3172.8514 | 388.7046 | 3172.8514
4906 | 374.2668 | 3166.0749 | 374.2668 | 3166.0749
4907 | 352.0649 | 3156.2542 | 352.0649 | 3156.2542
4908 | 334.9806 | 3131.3153 | 334.9806 | 3131.3153
4909 | 319.8896 | 3120.7333 | 319.8896 | 3120.7333
4910 | 314.0088 | 3111.7282 | 314.0088 | 3111.7282
4911 | 308.488 | 3135.9219 | 308.488 | 3135.9219
4912 | 304.7102 | 3193.6936 | 304.7102 | 3193.6936
4913 | 308.3012 | 3273.939 | 308.3012 | 3273.939
4914 | 317.1436 | 3403.7364 | 317.1436 | 3403.7364
4915 | 335.6148 | 3482.182 | 335.6148 | 3482.182
4916 | 358.9141 | 3524.8541 | 358.9141 | 3524.8541
4917 | 370.777 | 3508.1843 | 370.777 | 3508.1843
4918 | 379.7618 | 3445.7772 | 379.7618 | 3445.7772
4919 | 401.7989 | 3361.7972 | 401.7989 | 3361.7972
4920 | 401.8893 | 3275.6849 | 401.8893 | 3275.6849
4921 | 386.466 | 3195.1433 | 386.466 | 3195.1433
4922 | 390.7809 | 3145.67 | 390.7809 | 3145.67
4923 | 403.1936 | 3144.5679 | 403.1936 | 3144.5679
4924 | 424.4059 | 3160.3026 | 424.4059 | 3160.3026
4925 | 434.4303 | 3191.3769 | 434.4303 | 3191.3769
4926 | 426.0094 | 3215.6343 | 426.0094 | 3215.6343
4927 | 406.4897 | 3193.0624 | 406.4897 | 3193.0624
4928 | 395.8138 | 3136.2907 | 395.8138 | 3136.2907
4929 | 386.2048 | 3082.6574 | 386.2048 | 3082.6574
4930 | 369.2356 | 3074.5601 | 369.2356 | 3074.5601
4931 | 352.0492 | 3071.4694 | 352.0492 | 3071.4694
4932 | 336.2416 | 3050.3043 | 336.2416 | 3050.3043
4933 | 322.9353 | 3018.9664 | 322.9353 | 3018.9664
4934 | 313.7804 | 2971.6571 | 313.7804 | 2971.6571
4935 | 307.7608 | 2916.6638 | 307.7608 | 2916.6638
4936 | 304.5725 | 2892.7326 | 304.5725 | 2892.7326
4937 | 306.6761 | 2897.2504 | 306.6761 | 2897.2504
4938 | 312.7985 | 2923.5197 | 312.7985 | 2923.5197
4939 | 328.2059 | 2866.9889 | 328.2059 | 2866.9889
4940 | 347.7673 | 2792.1698 | 347.7673 | 2792.1698
4941 | 360.6195 | 2720.9686 | 360.6195 | 2720.9686
4942 | 371.4337 | 2669.2539 | 371.4337 | 2669.2539
4943 | 392.3097 | 2620.4332 | 392.3097 | 2620.4332
4944 | 391.5012 | 2586.7139 | 391.5012 | 2586.7139
4945 | 380.6323 | 2579.0696 | 380.6323 | 2579.0696
4946 | 383.0746 | 2606.5191 | 383.0746 | 2606.5191
4947 | 395.6031 | 2628.8145 | 395.6031 | 2628.8145
4948 | 416.1782 | 2610.7108 | 416.1782 | 2610.7108
4949 | 425.0542 | 2576.1209 | 425.0542 | 2576.1209
4950 | 422.7589 | 2514.65 | 422.7589 | 2514.65
4951 | 401.93 | 2459.3089 | 401.93 | 2459.3089
4952 | 389.9871 | 2394.4864 | 389.9871 | 2394.4864
4953 | 379.6167 | 2327.4561 | 379.6167 | 2327.4561
4954 | 366.6847 | 2316.1511 | 366.6847 | 2316.1511
4955 | 349.1473 | 2345.8296 | 349.1473 | 2345.8296
4956 | 331.0552 | 2353.2825 | 331.0552 | 2353.2825
4957 | 316.5172 | 2354.3993 | 316.5172 | 2354.3993
4958 | 307.7625 | 2341.3058 | 307.7625 | 2341.3058
4959 | 302.1441 | 2308.8296 | 302.1441 | 2308.8296
4960 | 298.6884 | 2267.0357 | 298.6884 | 2267.0357
4961 | 301.7319 | 2236.52 | 301.7319 | 2236.52
4962 | 307.055 | 2243.8574 | 307.055 | 2243.8574
4963 | 321.6555 | 2211.8563 | 321.6555 | 2211.8563
4964 | 333.7214 | 2197.9842 | 333.7214 | 2197.9842
4965 | 345.6234 | 2189.3652 | 345.6234 | 2189.3652
4966 | 357.9834 | 2172.055 | 357.9834 | 2172.055
4967 | 377.2987 | 2156.4439 | 377.2987 | 2156.4439
4968 | 379.1266 | 2155.7453 | 379.1266 | 2155.7453
4969 | 370.4925 | 2156.3405 | 370.4925 | 2156.3405
4970 | 376.991 | 2175.0473 | 376.991 | 2175.0473
4971 | 386.8199 | 2169.9827 | 386.8199 | 2169.9827
4972 | 406.8287 | 2166.7226 | 406.8287 | 2166.7226
4973 | 418.3889 | 2187.6705 | 418.3889 | 2187.6705
4974 | 411.1931 | 2203.9401 | 411.1931 | 2203.9401
4975 | 397.1207 | 2190.2366 | 397.1207 | 2190.2366
4976 | 387.1516 | 2150.5728 | 387.1516 | 2150.5728
4977 | 378.7705 | 2107.3804 | 378.7705 | 2107.3804
4978 | 366.9638 | 2087.8988 | 366.9638 | 2087.8988
4979 | 348.2873 | 2094.1796 | 348.2873 | 2094.1796
4980 | 330.0604 | 2113.4572 | 330.0604 | 2113.4572
4981 | 318.603 | 2160.4886 | 318.603 | 2160.4886
4982 | 310.9915 | 2214.0657 | 310.9915 | 2214.0657
4983 | 303.8755 | 2224.4221 | 303.8755 | 2224.4221
4984 | 302.1981 | 2196.8429 | 302.1981 | 2196.8429
4985 | 302.8312 | 2192.2407 | 302.8312 | 2192.2407
4986 | 307.8258 | 2227.4414 | 307.8258 | 2227.4414
4987 | 322.6128 | 2185.251 | 322.6128 | 2185.251
4988 | 333.5574 | 2158.6108 | 333.5574 | 2158.6108
4989 | 344.2959 | 2116.3421 | 344.2959 | 2116.3421
4990 | 359.5896 | 2049.1548 | 359.5896 | 2049.1548
4991 | 380.523 | 1993.4784 | 380.523 | 1993.4784
4992 | 379.5729 | 1887.2391 | 379.5729 | 1887.2391
4993 | 374.4931 | 1845.5676 | 374.4931 | 1845.5676
4994 | 377.4087 | 1812.5105 | 377.4087 | 1812.5105
4995 | 387.8422 | 1746.1215 | 387.8422 | 1746.1215
4996 | 408.5222 | 1660.7183 | 408.5222 | 1660.7183
4997 | 423.8696 | 1606.253 | 423.8696 | 1606.253
4998 | 415.9609 | 1606.1693 | 415.9609 | 1606.1693
4999 | 395.8708 | 1619.9517 | 395.8708 | 1619.9517
5000 | 384.9944 | 1633.247 | 384.9944 | 1633.247
5001 | 380.546 | 1645.844 | 380.546 | 1645.844
5002 | 368.7459 | 1681.2084 | 368.7459 | 1681.2084
5003 | 351.1285 | 1733.5926 | 351.1285 | 1733.5926
5004 | 332.8286 | 1800.2943 | 332.8286 | 1800.2943
5005 | 318.5506 | 1882.485 | 318.5506 | 1882.485
5006 | 309.5094 | 1980.7187 | 309.5094 | 1980.7187
5007 | 304.8803 | 2073.2183 | 304.8803 | 2073.2183
5008 | 302.029 | 2142.563 | 302.029 | 2142.563
5009 | 303.908 | 2209.3486 | 303.908 | 2209.3486
5010 | 310.3864 | 2300.8419 | 310.3864 | 2300.8419
5011 | 323.5016 | 2354.003 | 323.5016 | 2354.003
5012 | 338.9885 | 2456.4269 | 338.9885 | 2456.4269
5013 | 349.6493 | 2611.2766 | 349.6493 | 2611.2766
5014 | 360.6069 | 2777.7508 | 360.6069 | 2777.7508
5015 | 379.574 | 2911.9597 | 379.574 | 2911.9597
5016 | 378.3907 | 2995.8573 | 378.3907 | 2995.8573
5017 | 368.728 | 3027.5863 | 368.728 | 3027.5863
5018 | 370.3144 | 3025.6001 | 370.3144 | 3025.6001
5019 | 380.0104 | 2988.2695 | 380.0104 | 2988.2695
5020 | 403.4511 | 2926.0751 | 403.4511 | 2926.0751
5021 | 419.8848 | 2891.1078 | 419.8848 | 2891.1078
5022 | 413.321 | 2870.8343 | 413.321 | 2870.8343
5023 | 393.576 | 2834.6767 | 393.576 | 2834.6767
5024 | 385.7173 | 2786.7105 | 385.7173 | 2786.7105
5025 | 378.3983 | 2734.0207 | 378.3983 | 2734.0207
5026 | 365.7787 | 2704.6643 | 365.7787 | 2704.6643
5027 | 349.516 | 2707.6117 | 349.516 | 2707.6117
5028 | 330.669 | 2726.5747 | 330.669 | 2726.5747
5029 | 317.4405 | 2738.6985 | 317.4405 | 2738.6985
5030 | 311.1777 | 2753.4054 | 311.1777 | 2753.4054
5031 | 303.7746 | 2786.2788 | 303.7746 | 2786.2788
5032 | 300.3092 | 2819.395 | 300.3092 | 2819.395
5033 | 304.438 | 2841.7125 | 304.438 | 2841.7125
5034 | 312.4776 | 2872.5734 | 312.4776 | 2872.5734
5035 | 330.5913 | 2841.0754 | 330.5913 | 2841.0754
5036 | 352.2438 | 2787.4526 | 352.2438 | 2787.4526
5037 | 363.0366 | 2737.0701 | 363.0366 | 2737.0701
5038 | 372.6979 | 2659.442 | 372.6979 | 2659.442
5039 | 396.1515 | 2567.1597 | 396.1515 | 2567.1597
5040 | 393.5574 | 2573.9458 | 393.5574 | 2573.9458
5041 | 380.0747 | 2581.0823 | 380.0747 | 2581.0823
5042 | 380.8222 | 2572.3661 | 380.8222 | 2572.3661
5043 | 395.0683 | 2535.5386 | 395.0683 | 2535.5386
5044 | 417.2157 | 2498.6917 | 417.2157 | 2498.6917
5045 | 433.8901 | 2497.3113 | 433.8901 | 2497.3113
5046 | 430.3748 | 2476.5346 | 430.3748 | 2476.5346
5047 | 406.0802 | 2399.8086 | 406.0802 | 2399.8086
5048 | 396.7574 | 2318.6958 | 396.7574 | 2318.6958
5049 | 386.3943 | 2249.9044 | 386.3943 | 2249.9044
5050 | 373.1696 | 2210.3587 | 373.1696 | 2210.3587
5051 | 350.9317 | 2204.1861 | 350.9317 | 2204.1861
5052 | 333.4618 | 2213.9662 | 333.4618 | 2213.9662
5053 | 317.2533 | 2215.1459 | 317.2533 | 2215.1459
5054 | 310.5 | 2205.5746 | 310.5 | 2205.5746
5055 | 305.5295 | 2191.6529 | 305.5295 | 2191.6529
5056 | 302.5757 | 2145.2047 | 302.5757 | 2145.2047
5057 | 305.2959 | 2099.3422 | 305.2959 | 2099.3422
5058 | 315.1509 | 2105.799 | 315.1509 | 2105.799
5059 | 332.2017 | 2094.5539 | 332.2017 | 2094.5539
5060 | 356.6057 | 2092.4434 | 356.6057 | 2092.4434
5061 | 366.771 | 2096.9699 | 366.771 | 2096.9699
5062 | 376.4771 | 2134.946 | 376.4771 | 2134.946
5063 | 398.6385 | 2177.703 | 398.6385 | 2177.703
5064 | 394.1718 | 2228.0137 | 394.1718 | 2228.0137
5065 | 379.7611 | 2278.1715 | 379.7611 | 2278.1715
5066 | 382.0479 | 2323.5466 | 382.0479 | 2323.5466
5067 | 392.3835 | 2346.1565 | 392.3835 | 2346.1565
5068 | 414.14 | 2335.7262 | 414.14 | 2335.7262
5069 | 431.9603 | 2337.7422 | 431.9603 | 2337.7422
5070 | 423.201 | 2353.6343 | 423.201 | 2353.6343
5071 | 403.8673 | 2325.0243 | 403.8673 | 2325.0243
5072 | 394.2302 | 2283.3478 | 394.2302 | 2283.3478
5073 | 383.2454 | 2262.8611 | 383.2454 | 2262.8611
5074 | 368.645 | 2264.7015 | 368.645 | 2264.7015
5075 | 347.9623 | 2276.5173 | 347.9623 | 2276.5173
5076 | 328.3689 | 2299.3171 | 328.3689 | 2299.3171
5077 | 315.3684 | 2326.0329 | 315.3684 | 2326.0329
5078 | 306.6933 | 2351.9354 | 306.6933 | 2351.9354
5079 | 302.4159 | 2369.8394 | 302.4159 | 2369.8394
5080 | 298.4925 | 2382.7028 | 298.4925 | 2382.7028
5081 | 301.5034 | 2408.8571 | 301.5034 | 2408.8571
5082 | 309.9615 | 2461.1028 | 309.9615 | 2461.1028
5083 | 328.289 | 2465.2673 | 328.289 | 2465.2673
5084 | 351.1654 | 2466.4904 | 351.1654 | 2466.4904
5085 | 362.7882 | 2464.4127 | 362.7882 | 2464.4127
5086 | 373.5211 | 2467.4182 | 373.5211 | 2467.4182
5087 | 396.88 | 2467.1538 | 396.88 | 2467.1538
5088 | 394.1951 | 2468.5938 | 394.1951 | 2468.5938
5089 | 382.0181 | 2462.1445 | 382.0181 | 2462.1445
5090 | 384.8541 | 2442.4214 | 384.8541 | 2442.4214
5091 | 395.8109 | 2421.0666 | 395.8109 | 2421.0666
5092 | 414.4885 | 2392.4591 | 414.4885 | 2392.4591
5093 | 427.7872 | 2380.512 | 427.7872 | 2380.512
5094 | 423.2975 | 2360.3643 | 423.2975 | 2360.3643
5095 | 405.1199 | 2320.1184 | 405.1199 | 2320.1184
5096 | 395.2558 | 2279.7627 | 395.2558 | 2279.7627
5097 | 382.8576 | 2258.0181 | 382.8576 | 2258.0181
5098 | 370.4517 | 2259.4811 | 370.4517 | 2259.4811
5099 | 350.585 | 2264.7556 | 350.585 | 2264.7556
5100 | 333.936 | 2280.0707 | 333.936 | 2280.0707
5101 | 318.9216 | 2314.8372 | 318.9216 | 2314.8372
5102 | 312.3704 | 2361.8731 | 312.3704 | 2361.8731
5103 | 305.4052 | 2414.3703 | 305.4052 | 2414.3703
5104 | 301.3684 | 2455.6631 | 301.3684 | 2455.6631
5105 | 303.5578 | 2508.2969 | 303.5578 | 2508.2969
5106 | 311.8864 | 2594.2552 | 311.8864 | 2594.2552
5107 | 325.2326 | 2625.4025 | 325.2326 | 2625.4025
5108 | 342.6656 | 2640.966 | 342.6656 | 2640.966
5109 | 357.4708 | 2647.1278 | 357.4708 | 2647.1278
5110 | 367.2867 | 2664.4108 | 367.2867 | 2664.4108
5111 | 388.2701 | 2682.701 | 388.2701 | 2682.701
5112 | 390.7918 | 2702.0665 | 390.7918 | 2702.0665
5113 | 379.1377 | 2713.3541 | 379.1377 | 2713.3541
5114 | 382.8117 | 2717.7205 | 382.8117 | 2717.7205
5115 | 390.5367 | 2719.7632 | 390.5367 | 2719.7632
5116 | 409.666 | 2708.0121 | 409.666 | 2708.0121
5117 | 425.0376 | 2706.3801 | 425.0376 | 2706.3801
5118 | 421.359 | 2701.5792 | 421.359 | 2701.5792
5119 | 406.0725 | 2684.1019 | 406.0725 | 2684.1019
5120 | 395.798 | 2665.8859 | 395.798 | 2665.8859
5121 | 387.0342 | 2648.2924 | 387.0342 | 2648.2924
5122 | 374.2067 | 2641.0757 | 374.2067 | 2641.0757
5123 | 354.4312 | 2642.0733 | 354.4312 | 2642.0733
5124 | 336.0567 | 2503.5201 | 336.0567 | 2503.5201
5125 | 321.8419 | 2527.4605 | 321.8419 | 2527.4605
5126 | 314.8728 | 2550.7257 | 314.8728 | 2550.7257
5127 | 308.5036 | 2566.2899 | 308.5036 | 2566.2899
5128 | 304.6956 | 2567.2156 | 304.6956 | 2567.2156
5129 | 306.2606 | 2581.1182 | 306.2606 | 2581.1182
5130 | 312.7288 | 2630.5708 | 312.7288 | 2630.5708
5131 | 322.4903 | 2641.947 | 322.4903 | 2641.947
5132 | 336.3572 | 2667.3568 | 336.3572 | 2667.3568
5133 | 348.1067 | 2703.9957 | 348.1067 | 2703.9957
5134 | 361.7639 | 2764.3266 | 361.7639 | 2764.3266
5135 | 383.4866 | 2825.5257 | 383.4866 | 2825.5257
5136 | 386.604 | 2859.2626 | 386.604 | 2859.2626
5137 | 378.1171 | 2873.7082 | 378.1171 | 2873.7082
5138 | 377.3375 | 2896.8542 | 377.3375 | 2896.8542
5139 | 387.9905 | 2927.5558 | 387.9905 | 2927.5558
5140 | 407.2287 | 2952.1182 | 407.2287 | 2952.1182
5141 | 422.5722 | 2990.1858 | 422.5722 | 2990.1858
5142 | 417.1036 | 3007.1584 | 417.1036 | 3007.1584
5143 | 402.4106 | 2980.8405 | 402.4106 | 2980.8405
5144 | 393.346 | 2954.899 | 393.346 | 2954.899
5145 | 384.1437 | 2929.8541 | 384.1437 | 2929.8541
5146 | 374.153 | 2938.8376 | 374.153 | 2938.8376
5147 | 357.5644 | 2947.1444 | 357.5644 | 2947.1444
5148 | 340.5618 | 2968.9457 | 340.5618 | 2968.9457
5149 | 326.3122 | 2989.9863 | 326.3122 | 2989.9863
5150 | 317.9872 | 3004.9668 | 317.9872 | 3004.9668
5151 | 311.5325 | 3033.4316 | 311.5325 | 3033.4316
5152 | 309.6175 | 3076.4911 | 309.6175 | 3076.4911
5153 | 309.118 | 3132.4684 | 309.118 | 3132.4684
5154 | 314.3824 | 3215.4742 | 314.3824 | 3215.4742
5155 | 325.8082 | 3260.6404 | 325.8082 | 3260.6404
5156 | 340.2292 | 3318.3016 | 340.2292 | 3318.3016
5157 | 351.1009 | 3353.9344 | 351.1009 | 3353.9344
5158 | 362.7212 | 3368.6993 | 362.7212 | 3368.6993
5159 | 384.4728 | 3373.0886 | 384.4728 | 3373.0886
5160 | 384.4522 | 3367.4138 | 384.4522 | 3367.4138
5161 | 379.5111 | 3345.939 | 379.5111 | 3345.939
5162 | 379.435 | 3328.253 | 379.435 | 3328.253
5163 | 385.553 | 3321.5549 | 385.553 | 3321.5549
5164 | 405.6506 | 3313.5701 | 405.6506 | 3313.5701
5165 | 425.5938 | 3320.0372 | 425.5938 | 3320.0372
5166 | 418.5752 | 3293.3373 | 418.5752 | 3293.3373
5167 | 404.2143 | 3205.0614 | 404.2143 | 3205.0614
5168 | 391.9121 | 3114.558 | 391.9121 | 3114.558
5169 | 384.6752 | 3051.8766 | 384.6752 | 3051.8766
5170 | 372.7352 | 3039.5565 | 372.7352 | 3039.5565
5171 | 354.4144 | 3060.0538 | 354.4144 | 3060.0538
5172 | 338.6419 | 3080.2572 | 338.6419 | 3080.2572
5173 | 325.5586 | 3077.2721 | 325.5586 | 3077.2721
5174 | 316.5836 | 3072.0733 | 316.5836 | 3072.0733
5175 | 310.6791 | 3080.2404 | 310.6791 | 3080.2404
5176 | 308.3659 | 3084.7759 | 308.3659 | 3084.7759
5177 | 309.6356 | 3103.886 | 309.6356 | 3103.886
5178 | 316.4099 | 3152.8652 | 316.4099 | 3152.8652
5179 | 328.9036 | 3143.352 | 328.9036 | 3143.352
5180 | 345.6272 | 3133.9067 | 345.6272 | 3133.9067
5181 | 360.0482 | 3132.1398 | 360.0482 | 3132.1398
5182 | 372.5057 | 3121.6953 | 372.5057 | 3121.6953
5183 | 392.5355 | 3094.7802 | 392.5355 | 3094.7802
5184 | 391.8396 | 3069.6361 | 391.8396 | 3069.6361
5185 | 377.7536 | 3063.2514 | 377.7536 | 3063.2514
5186 | 378.583 | 3084.4446 | 378.583 | 3084.4446
5187 | 387.2128 | 3106.5064 | 387.2128 | 3106.5064
5188 | 407.1711 | 3119.4702 | 407.1711 | 3119.4702
5189 | 428.7566 | 3146.2942 | 428.7566 | 3146.2942
5190 | 423.795 | 3135.8087 | 423.795 | 3135.8087
5191 | 407.5469 | 3072.2094 | 407.5469 | 3072.2094
5192 | 398.2609 | 3034.7285 | 398.2609 | 3034.7285
5193 | 388.8261 | 3008.0266 | 388.8261 | 3008.0266
5194 | 375.6509 | 3009.1397 | 375.6509 | 3009.1397
5195 | 353.9802 | 3023.8376 | 353.9802 | 3023.8376
5196 | 335.4724 | 3030.5487 | 335.4724 | 3030.5487
5197 | 322.7874 | 3008.5679 | 322.7874 | 3008.5679
5198 | 314.6835 | 2988.3381 | 314.6835 | 2988.3381
5199 | 309.762 | 2989.2265 | 309.762 | 2989.2265
5200 | 306.6906 | 3003.2894 | 306.6906 | 3003.2894
5201 | 310.6125 | 3018.2572 | 310.6125 | 3018.2572
5202 | 320.8194 | 3069.0117 | 320.8194 | 3069.0117
5203 | 338.3594 | 3084.7078 | 338.3594 | 3084.7078
5204 | 360.7585 | 3109.1116 | 360.7585 | 3109.1116
5205 | 374.0116 | 3132.0806 | 374.0116 | 3132.0806
5206 | 384.6729 | 3155.7812 | 384.6729 | 3155.7812
5207 | 408.2965 | 3158.3952 | 408.2965 | 3158.3952
5208 | 403.6425 | 3148.4004 | 403.6425 | 3148.4004
5209 | 388.4284 | 3114.1435 | 388.4284 | 3114.1435
5210 | 389.1433 | 3071.3074 | 389.1433 | 3071.3074
5211 | 399.5814 | 3039.0449 | 399.5814 | 3039.0449
5212 | 419.1806 | 3019.2247 | 419.1806 | 3019.2247
5213 | 440.3298 | 3014.6258 | 440.3298 | 3014.6258
5214 | 436.8268 | 2999.9388 | 436.8268 | 2999.9388
5215 | 416.6661 | 2957.7615 | 416.6661 | 2957.7615
5216 | 404.4393 | 2899.5687 | 404.4393 | 2899.5687
5217 | 392.7836 | 2812.5065 | 392.7836 | 2812.5065
5218 | 378.0948 | 2723.079 | 378.0948 | 2723.079
5219 | 357.2195 | 2692.27 | 357.2195 | 2692.27
5220 | 339.273 | 2703.1827 | 339.273 | 2703.1827
5221 | 323.5869 | 2703.0972 | 323.5869 | 2703.0972
5222 | 316.0174 | 2702.0408 | 316.0174 | 2702.0408
5223 | 311.7306 | 2718.1376 | 311.7306 | 2718.1376
5224 | 308.6364 | 2695.6884 | 308.6364 | 2695.6884
5225 | 310.5139 | 2680.7719 | 310.5139 | 2680.7719
5226 | 319.7527 | 2693.0023 | 319.7527 | 2693.0023
5227 | 338.3087 | 2659.9959 | 338.3087 | 2659.9959
5228 | 359.7717 | 2629.8387 | 359.7717 | 2629.8387
5229 | 373.4517 | 2629.9063 | 373.4517 | 2629.9063
5230 | 382.6226 | 2656.3882 | 382.6226 | 2656.3882
5231 | 409.5668 | 2717.5873 | 409.5668 | 2717.5873
5232 | 404.9899 | 2758.6029 | 404.9899 | 2758.6029
5233 | 391.0989 | 2779.2028 | 391.0989 | 2779.2028
5234 | 391.4292 | 2814.0658 | 391.4292 | 2814.0658
5235 | 399.5011 | 2822.9904 | 399.5011 | 2822.9904
5236 | 418.8407 | 2820.9824 | 418.8407 | 2820.9824
5237 | 438.4686 | 2829.6391 | 438.4686 | 2829.6391
5238 | 433.6654 | 2841.345 | 433.6654 | 2841.345
5239 | 414.3173 | 2817.8084 | 414.3173 | 2817.8084
5240 | 402.8306 | 2775.5342 | 402.8306 | 2775.5342
5241 | 392.4049 | 2737.8846 | 392.4049 | 2737.8846
5242 | 379.339 | 2729.2926 | 379.339 | 2729.2926
5243 | 358.1047 | 2743.8721 | 358.1047 | 2743.8721
5244 | 338.2236 | 2784.5508 | 338.2236 | 2784.5508
5245 | 326.4143 | 2842.2811 | 326.4143 | 2842.2811
5246 | 317.0633 | 2902.2951 | 317.0633 | 2902.2951
5247 | 313.1456 | 2947.3885 | 313.1456 | 2947.3885
5248 | 309.3819 | 2972.8134 | 309.3819 | 2972.8134
5249 | 311.9956 | 3018.6123 | 311.9956 | 3018.6123
5250 | 323.3615 | 3110.7905 | 323.3615 | 3110.7905
5251 | 338.1399 | 3153.412 | 338.1399 | 3153.412
5252 | 360.6702 | 3191.1898 | 360.6702 | 3191.1898
5253 | 374.3184 | 3242.0903 | 374.3184 | 3242.0903
5254 | 385.1812 | 3275.3183 | 385.1812 | 3275.3183
5255 | 406.8131 | 3306.3372 | 406.8131 | 3306.3372
5256 | 403.736 | 3304.2721 | 403.736 | 3304.2721
5257 | 390.2441 | 3290.3128 | 390.2441 | 3290.3128
5258 | 391.8282 | 3283.5745 | 391.8282 | 3283.5745
5259 | 399.6215 | 3289.4811 | 399.6215 | 3289.4811
5260 | 419.2017 | 3295.1661 | 419.2017 | 3295.1661
5261 | 437.5075 | 3322.4635 | 437.5075 | 3322.4635
5262 | 438.0912 | 3335.7079 | 438.0912 | 3335.7079
5263 | 415.3582 | 3316.8463 | 415.3582 | 3316.8463
5264 | 399.7345 | 3274.9272 | 399.7345 | 3274.9272
5265 | 389.9566 | 3214.672 | 389.9566 | 3214.672
5266 | 377.0452 | 3174.1246 | 377.0452 | 3174.1246
5267 | 356.7915 | 3147.4579 | 356.7915 | 3147.4579
5268 | 338.6891 | 3137.9546 | 338.6891 | 3137.9546
5269 | 325.5224 | 3131.774 | 325.5224 | 3131.774
5270 | 316.6992 | 3133.6764 | 316.6992 | 3133.6764
5271 | 312.6023 | 3140.7191 | 312.6023 | 3140.7191
5272 | 310.0339 | 3147.74 | 310.0339 | 3147.74
5273 | 311.5365 | 3199.2198 | 311.5365 | 3199.2198
5274 | 318.5389 | 3292.1082 | 318.5389 | 3292.1082
5275 | 332.0854 | 3324.5513 | 332.0854 | 3324.5513
5276 | 349.0391 | 3358.7194 | 349.0391 | 3358.7194
5277 | 363.8023 | 3390.2098 | 363.8023 | 3390.2098
5278 | 378.3975 | 3399.412 | 378.3975 | 3399.412
5279 | 398.6498 | 3391.7885 | 398.6498 | 3391.7885
5280 | 398.7092 | 3384.9301 | 398.7092 | 3384.9301
5281 | 385.1021 | 3368.4854 | 385.1021 | 3368.4854
5282 | 387.386 | 3356.8946 | 387.386 | 3356.8946
5283 | 391.9269 | 3362.8603 | 391.9269 | 3362.8603
5284 | 414.4028 | 3376.1199 | 414.4028 | 3376.1199
5285 | 434.6442 | 3411.1695 | 434.6442 | 3411.1695
5286 | 429.0965 | 3395.3581 | 429.0965 | 3395.3581
5287 | 410.9712 | 3355.1929 | 410.9712 | 3355.1929
5288 | 399.9995 | 3305.7583 | 399.9995 | 3305.7583
5289 | 391.8066 | 3249.9414 | 391.8066 | 3249.9414
5290 | 379.0618 | 3202.4702 | 379.0618 | 3202.4702
5291 | 359.6262 | 3166.3353 | 359.6262 | 3166.3353
5292 | 340.8258 | 3157.6013 | 340.8258 | 3157.6013
5293 | 327.332 | 3160.9481 | 327.332 | 3160.9481
5294 | 318.2337 | 3168.0581 | 318.2337 | 3168.0581
5295 | 311.9839 | 3165.8101 | 311.9839 | 3165.8101
5296 | 309.1435 | 3145.8463 | 309.1435 | 3145.8463
5297 | 309.3276 | 3134.8947 | 309.3276 | 3134.8947
5298 | 316.7539 | 3148.3086 | 316.7539 | 3148.3086
5299 | 326.2246 | 3111.4557 | 326.2246 | 3111.4557
5300 | 337.4652 | 3076.6236 | 337.4652 | 3076.6236
5301 | 355.8077 | 3013.727 | 355.8077 | 3013.727
5302 | 366.1333 | 2925.7018 | 366.1333 | 2925.7018
5303 | 389.474 | 2852.9246 | 389.474 | 2852.9246
5304 | 385.9731 | 2790.1441 | 385.9731 | 2790.1441
5305 | 375.4924 | 2700.4977 | 375.4924 | 2700.4977
5306 | 377.4205 | 2608.1897 | 377.4205 | 2608.1897
5307 | 385.2285 | 2529.0001 | 385.2285 | 2529.0001
5308 | 398.6315 | 2457.2226 | 398.6315 | 2457.2226
5309 | 420.9897 | 2401.1991 | 420.9897 | 2401.1991
5310 | 418.3131 | 2328.2821 | 418.3131 | 2328.2821
5311 | 403.6293 | 2237.6391 | 403.6293 | 2237.6391
5312 | 393.3963 | 2123.4059 | 393.3963 | 2123.4059
5313 | 384.686 | 1988.1145 | 384.686 | 1988.1145
5314 | 373.3148 | 1872.1167 | 373.3148 | 1872.1167
5315 | 355.3025 | 1768.2835 | 355.3025 | 1768.2835
5316 | 336.9206 | 1680.1934 | 336.9206 | 1680.1934
5317 | 324.2047 | 1606.3737 | 324.2047 | 1606.3737
5318 | 316.7714 | 1556.7922 | 316.7714 | 1556.7922
5319 | 310.1048 | 1514.1857 | 310.1048 | 1514.1857
5320 | 307.1129 | 1478.4809 | 307.1129 | 1478.4809
5321 | 307.7597 | 1465.1622 | 307.7597 | 1465.1622
5322 | 312.9568 | 1488.6953 | 312.9568 | 1488.6953
5323 | 321.8542 | 1478.1169 | 321.8542 | 1478.1169
5324 | 331.9358 | 1451.6879 | 331.9358 | 1451.6879
5325 | 348.8402 | 1423.7648 | 348.8402 | 1423.7648
5326 | 361.1775 | 1397.0467 | 361.1775 | 1397.0467
5327 | 384.1948 | 1372.1436 | 384.1948 | 1372.1436
5328 | 384.3456 | 1354.6334 | 384.3456 | 1354.6334
5329 | 375.7789 | 1341.1475 | 375.7789 | 1341.1475
5330 | 375.5833 | 1343.4041 | 375.5833 | 1343.4041
5331 | 379.1395 | 1335.2857 | 379.1395 | 1335.2857
5332 | 393.0866 | 1349.6697 | 393.0866 | 1349.6697
5333 | 414.3532 | 1434.1911 | 414.3532 | 1434.1911
5334 | 412.1859 | 1520.4597 | 412.1859 | 1520.4597
5335 | 396.0097 | 1557.6977 | 396.0097 | 1557.6977
5336 | 384.7133 | 1570.0436 | 384.7133 | 1570.0436
5337 | 373.6365 | 1576.9541 | 373.6365 | 1576.9541
5338 | 362.0816 | 1565.4625 | 362.0816 | 1565.4625
5339 | 344.1376 | 1558.0875 | 344.1376 | 1558.0875
5340 | 325.8473 | 1565.6271 | 325.8473 | 1565.6271
5341 | 313.2457 | 1600.2784 | 313.2457 | 1600.2784
5342 | 305.9871 | 1653.9605 | 305.9871 | 1653.9605
5343 | 300.3986 | 1724.0266 | 300.3986 | 1724.0266
5344 | 298.1099 | 1819.1617 | 298.1099 | 1819.1617
5345 | 300.0175 | 1951.2995 | 300.0175 | 1951.2995
5346 | 306.9008 | 2104.6666 | 306.9008 | 2104.6666
5347 | 318.5874 | 2186.2264 | 318.5874 | 2186.2264
5348 | 333.0724 | 2232.94 | 333.0724 | 2232.94
5349 | 350.7327 | 2258.0393 | 350.7327 | 2258.0393
5350 | 361.9161 | 2282.9826 | 361.9161 | 2282.9826
5351 | 384.41 | 2311.4569 | 384.41 | 2311.4569
5352 | 380.4169 | 2333.3584 | 380.4169 | 2333.3584
5353 | 368.9545 | 2325.4351 | 368.9545 | 2325.4351
5354 | 371.3783 | 2301.1805 | 371.3783 | 2301.1805
5355 | 377.011 | 2279.3332 | 377.011 | 2279.3332
5356 | 394.0774 | 2270.6974 | 394.0774 | 2270.6974
5357 | 417.5457 | 2309.5342 | 417.5457 | 2309.5342
5358 | 418.8792 | 2332.1878 | 418.8792 | 2332.1878
5359 | 402.079 | 2276.7549 | 402.079 | 2276.7549
5360 | 392.0693 | 2217.6153 | 392.0693 | 2217.6153
5361 | 382.9175 | 2142.7435 | 382.9175 | 2142.7435
5362 | 371.9819 | 2086.1591 | 371.9819 | 2086.1591
5363 | 349.1875 | 2048.7815 | 349.1875 | 2048.7815
5364 | 330.144 | 2012.6486 | 330.144 | 2012.6486
5365 | 315.7905 | 1963.1506 | 315.7905 | 1963.1506
5366 | 310.7112 | 1929.7836 | 310.7112 | 1929.7836
5367 | 303.8891 | 1935.5245 | 303.8891 | 1935.5245
5368 | 301.3903 | 1954.3807 | 301.3903 | 1954.3807
5369 | 305.5979 | 1984.2018 | 305.5979 | 1984.2018
5370 | 315.9581 | 2057.9761 | 315.9581 | 2057.9761
5371 | 332.3427 | 2110.5985 | 332.3427 | 2110.5985
5372 | 353.9331 | 2176.0119 | 353.9331 | 2176.0119
5373 | 366.666 | 2245.0796 | 366.666 | 2245.0796
5374 | 375.6341 | 2305.9432 | 375.6341 | 2305.9432
5375 | 399.3636 | 2344.0041 | 399.3636 | 2344.0041
5376 | 396.1632 | 2363.2427 | 396.1632 | 2363.2427
5377 | 380.9703 | 2359.876 | 380.9703 | 2359.876
5378 | 380.9392 | 2352.3093 | 380.9392 | 2352.3093
5379 | 390.8919 | 2340.2261 | 390.8919 | 2340.2261
5380 | 406.9249 | 2333.2472 | 406.9249 | 2333.2472
5381 | 433.7079 | 2340.1286 | 433.7079 | 2340.1286
5382 | 433.5524 | 2253.7194 | 433.5524 | 2253.7194
5383 | 415.8123 | 2052.2973 | 415.8123 | 2052.2973
5384 | 406.602 | 1877.8222 | 406.602 | 1877.8222
5385 | 393.3677 | 1780.6999 | 393.3677 | 1780.6999
5386 | 378.8726 | 1753.8223 | 378.8726 | 1753.8223
5387 | 356.9151 | 1768.2243 | 356.9151 | 1768.2243
5388 | 336.8204 | 1815.9449 | 336.8204 | 1815.9449
5389 | 321.6922 | 1821.8364 | 321.6922 | 1821.8364
5390 | 314.2334 | 1783.5577 | 314.2334 | 1783.5577
5391 | 309.1367 | 1774.8003 | 309.1367 | 1774.8003
5392 | 306.7255 | 1804.6634 | 306.7255 | 1804.6634
5393 | 307.8161 | 1869.2805 | 307.8161 | 1869.2805
5394 | 319.4778 | 1949.2091 | 319.4778 | 1949.2091
5395 | 336.0117 | 1922.7122 | 336.0117 | 1922.7122
5396 | 360.424 | 1933.7421 | 360.424 | 1933.7421
5397 | 374.0433 | 2032.2799 | 374.0433 | 2032.2799
5398 | 381.1599 | 2013.7873 | 381.1599 | 2013.7873
5399 | 403.3934 | 1962.728 | 403.3934 | 1962.728
5400 | 397.1176 | 1943.5609 | 397.1176 | 1943.5609
5401 | 382.1106 | 1914.0972 | 382.1106 | 1914.0972
5402 | 380.8408 | 1886.4695 | 380.8408 | 1886.4695
5403 | 387.4327 | 1874.4455 | 387.4327 | 1874.4455
5404 | 402.7868 | 1863.1468 | 402.7868 | 1863.1468
5405 | 428.7558 | 1856.1808 | 428.7558 | 1856.1808
5406 | 432.1745 | 1816.3437 | 432.1745 | 1816.3437
5407 | 412.8642 | 1739.3113 | 412.8642 | 1739.3113
5408 | 398.8987 | 1661.9452 | 398.8987 | 1661.9452
5409 | 390.1839 | 1587.9019 | 390.1839 | 1587.9019
5410 | 375.6174 | 1536.7618 | 375.6174 | 1536.7618
5411 | 354.2345 | 1511.6337 | 354.2345 | 1511.6337
5412 | 333.7391 | 1532.4881 | 333.7391 | 1532.4881
5413 | 320.3098 | 1565.8375 | 320.3098 | 1565.8375
5414 | 310.4516 | 1592.0616 | 310.4516 | 1592.0616
5415 | 304.8038 | 1622.42 | 304.8038 | 1622.42
5416 | 301.8824 | 1671.5748 | 301.8824 | 1671.5748
5417 | 305.326 | 1755.7202 | 305.326 | 1755.7202
5418 | 315.4878 | 1861.5683 | 315.4878 | 1861.5683
5419 | 328.2017 | 1884.3656 | 328.2017 | 1884.3656
5420 | 351.8292 | 1884.3886 | 351.8292 | 1884.3886
5421 | 366.8687 | 1854.9862 | 366.8687 | 1854.9862
5422 | 376.8173 | 1781.045 | 376.8173 | 1781.045
5423 | 399.6529 | 1711.2267 | 399.6529 | 1711.2267
5424 | 392.8062 | 1710.3451 | 392.8062 | 1710.3451
5425 | 377.5148 | 1758.5214 | 377.5148 | 1758.5214
5426 | 378.8583 | 1847.4128 | 378.8583 | 1847.4128
5427 | 387.2449 | 1941.3153 | 387.2449 | 1941.3153
5428 | 398.8234 | 2013.9884 | 398.8234 | 2013.9884
5429 | 422.4191 | 2066.3768 | 422.4191 | 2066.3768
5430 | 427.7292 | 2044.9436 | 427.7292 | 2044.9436
5431 | 407.1473 | 1969.3906 | 407.1473 | 1969.3906
5432 | 395.245 | 1895.6935 | 395.245 | 1895.6935
5433 | 385.955 | 1820.8217 | 385.955 | 1820.8217
5434 | 372.3738 | 1768.4389 | 372.3738 | 1768.4389
5435 | 350.7323 | 1734.4935 | 350.7323 | 1734.4935
5436 | 332.4799 | 1736.4705 | 332.4799 | 1736.4705
5437 | 319.1967 | 1776.5069 | 319.1967 | 1776.5069
5438 | 312.6517 | 1839.2431 | 312.6517 | 1839.2431
5439 | 306.2981 | 1909.1316 | 306.2981 | 1909.1316
5440 | 301.9018 | 1967.9914 | 301.9018 | 1967.9914
5441 | 303.9348 | 2037.4018 | 303.9348 | 2037.4018
5442 | 310.3269 | 2133.5449 | 310.3269 | 2133.5449
5443 | 319.6415 | 2174.8053 | 319.6415 | 2174.8053
5444 | 338.7845 | 2209.2101 | 338.7845 | 2209.2101
5445 | 353.7943 | 2236.1439 | 353.7943 | 2236.1439
5446 | 365.9972 | 2264.4602 | 365.9972 | 2264.4602
5447 | 387.0498 | 2282.5195 | 387.0498 | 2282.5195
5448 | 386.4562 | 2311.2263 | 386.4562 | 2311.2263
5449 | 374.9089 | 2342.4189 | 374.9089 | 2342.4189
5450 | 377.9007 | 2376.335 | 377.9007 | 2376.335
5451 | 380.0737 | 2416.86 | 380.0737 | 2416.86
5452 | 391.13 | 2445.5648 | 391.13 | 2445.5648
5453 | 413.3323 | 2481.3245 | 413.3323 | 2481.3245
5454 | 417.7584 | 2489.4797 | 417.7584 | 2489.4797
5455 | 400.8013 | 2475.2339 | 400.8013 | 2475.2339
5456 | 387.7391 | 2457.6364 | 387.7391 | 2457.6364
5457 | 377.4061 | 2419.04 | 377.4061 | 2419.04
5458 | 367.4661 | 2401.749 | 367.4661 | 2401.749
5459 | 349.5379 | 2424.5541 | 349.5379 | 2424.5541
5460 | 332.1526 | 2494.5253 | 332.1526 | 2494.5253
5461 | 318.2277 | 2581.6664 | 318.2277 | 2581.6664
5462 | 309.7035 | 2673.4584 | 309.7035 | 2673.4584
5463 | 303.8304 | 2754.1763 | 303.8304 | 2754.1763
5464 | 301.4362 | 2789.4245 | 301.4362 | 2789.4245
5465 | 302.109 | 2786.1658 | 302.109 | 2786.1658
5466 | 309.1459 | 2786.9159 | 309.1459 | 2786.9159
5467 | 313.9317 | 2759.6496 | 313.9317 | 2759.6496
5468 | 327.708 | 2789.6161 | 327.708 | 2789.6161
5469 | 342.0214 | 2825.604 | 342.0214 | 2825.604
5470 | 353.7271 | 2860.1931 | 353.7271 | 2860.1931
5471 | 376.7964 | 2904.6451 | 376.7964 | 2904.6451
5472 | 378.9026 | 2958.0287 | 378.9026 | 2958.0287
5473 | 367.3731 | 2996.6775 | 367.3731 | 2996.6775
5474 | 368.1549 | 3022.4865 | 368.1549 | 3022.4865
5475 | 372.5888 | 3040.9977 | 372.5888 | 3040.9977
5476 | 384.7635 | 3053.3105 | 384.7635 | 3053.3105
5477 | 409.906 | 3072.0865 | 409.906 | 3072.0865
5478 | 409.0227 | 3056.3934 | 409.0227 | 3056.3934
5479 | 393.2337 | 2994.9837 | 393.2337 | 2994.9837
5480 | 384.7123 | 2935.3115 | 384.7123 | 2935.3115
5481 | 375.9756 | 2872.6893 | 375.9756 | 2872.6893
5482 | 364.2093 | 2825.3957 | 364.2093 | 2825.3957
5483 | 345.4116 | 2803.2265 | 345.4116 | 2803.2265
5484 | 328.954 | 2831.833 | 328.954 | 2831.833
5485 | 317.0766 | 2848.9089 | 317.0766 | 2848.9089
5486 | 308.5773 | 2843.8284 | 308.5773 | 2843.8284
5487 | 303.6811 | 2843.2965 | 303.6811 | 2843.2965
5488 | 300.0557 | 2849.0747 | 300.0557 | 2849.0747
5489 | 301.9529 | 2880.612 | 301.9529 | 2880.612
5490 | 306.8735 | 2946.3973 | 306.8735 | 2946.3973
5491 | 313.0302 | 2964.2238 | 313.0302 | 2964.2238
5492 | 325.2493 | 2980.9347 | 325.2493 | 2980.9347
5493 | 340.0176 | 2983.4877 | 340.0176 | 2983.4877
5494 | 353.4078 | 2978.7242 | 353.4078 | 2978.7242
5495 | 372.0819 | 2969.2662 | 372.0819 | 2969.2662
5496 | 373.6545 | 2956.9635 | 373.6545 | 2956.9635
5497 | 363.9097 | 2934.246 | 363.9097 | 2934.246
5498 | 363.9495 | 2909.7547 | 363.9495 | 2909.7547
5499 | 369.0984 | 2888.4399 | 369.0984 | 2888.4399
5500 | 382.154 | 2891.1069 | 382.154 | 2891.1069
5501 | 408.7476 | 2907.2199 | 408.7476 | 2907.2199
5502 | 410.237 | 2870.2824 | 410.237 | 2870.2824
5503 | 393.6633 | 2818.6369 | 393.6633 | 2818.6369
5504 | 381.87 | 2754.1713 | 381.87 | 2754.1713
5505 | 376.9949 | 2669.6537 | 376.9949 | 2669.6537
5506 | 363.0718 | 2611.5899 | 363.0718 | 2611.5899
5507 | 345.8342 | 2582.497 | 345.8342 | 2582.497
5508 | 327.7934 | 2594.3565 | 327.7934 | 2594.3565
5509 | 316.1034 | 2598.8277 | 316.1034 | 2598.8277
5510 | 307.838 | 2581.1426 | 307.838 | 2581.1426
5511 | 302.8871 | 2584.6348 | 302.8871 | 2584.6348
5512 | 299.6525 | 2623.1377 | 299.6525 | 2623.1377
5513 | 301.6653 | 2709.8277 | 301.6653 | 2709.8277
5514 | 309.5617 | 2837.2161 | 309.5617 | 2837.2161
5515 | 317.9157 | 2892.2056 | 317.9157 | 2892.2056
5516 | 336.5174 | 2896.0752 | 336.5174 | 2896.0752
5517 | 349.7691 | 2862.0569 | 349.7691 | 2862.0569
5518 | 359.1493 | 2810.8988 | 359.1493 | 2810.8988
5519 | 379.4451 | 2715.161 | 379.4451 | 2715.161
5520 | 378.7403 | 2573.4979 | 378.7403 | 2573.4979
5521 | 368.5805 | 2440.3565 | 368.5805 | 2440.3565
5522 | 367.9954 | 2363.5529 | 367.9954 | 2363.5529
5523 | 373.8656 | 2317.1471 | 373.8656 | 2317.1471
5524 | 386.0187 | 2261.7617 | 386.0187 | 2261.7617
5525 | 412.709 | 2224.9706 | 412.709 | 2224.9706
5526 | 416.5895 | 2177.9139 | 416.5895 | 2177.9139
5527 | 397.1927 | 2106.8583 | 397.1927 | 2106.8583
5528 | 388.5949 | 2042.1561 | 388.5949 | 2042.1561
5529 | 377.479 | 1990.6 | 377.479 | 1990.6
5530 | 366.1652 | 1964.9651 | 366.1652 | 1964.9651
5531 | 344.7945 | 2031.7386 | 344.7945 | 2031.7386
5532 | 324.2844 | 2173.6687 | 324.2844 | 2173.6687
5533 | 311.439 | 2300.1624 | 311.439 | 2300.1624
5534 | 305.5571 | 2398.9372 | 305.5571 | 2398.9372
5535 | 301.2345 | 2453.854 | 301.2345 | 2453.854
5536 | 297.4269 | 2457.4426 | 297.4269 | 2457.4426
5537 | 300.7347 | 2462.7054 | 300.7347 | 2462.7054
5538 | 310.3334 | 2493.0439 | 310.3334 | 2493.0439
5539 | 324.0414 | 2458.7948 | 324.0414 | 2458.7948
5540 | 348.0341 | 2430.4129 | 348.0341 | 2430.4129
5541 | 360.8983 | 2417.4616 | 360.8983 | 2417.4616
5542 | 372.1624 | 2407.0171 | 372.1624 | 2407.0171
5543 | 393.2563 | 2378.5042 | 393.2563 | 2378.5042
5544 | 387.4731 | 2336.3764 | 387.4731 | 2336.3764
5545 | 373.9258 | 2285.3724 | 373.9258 | 2285.3724
5546 | 376.7653 | 2248.6315 | 376.7653 | 2248.6315
5547 | 382.2825 | 2228.737 | 382.2825 | 2228.737
5548 | 393.1946 | 2214.1244 | 393.1946 | 2214.1244
5549 | 420.3275 | 2213.9637 | 420.3275 | 2213.9637
5550 | 428.0304 | 2201.1704 | 428.0304 | 2201.1704
5551 | 407.4696 | 2160.4725 | 407.4696 | 2160.4725
5552 | 394.9021 | 2105.8895 | 394.9021 | 2105.8895
5553 | 384.8044 | 2044.2733 | 384.8044 | 2044.2733
5554 | 369.426 | 2015.7388 | 369.426 | 2015.7388
5555 | 348.1962 | 2005.7008 | 348.1962 | 2005.7008
5556 | 327.696 | 2022.1761 | 327.696 | 2022.1761
5557 | 313.4933 | 2047.2408 | 313.4933 | 2047.2408
5558 | 307.1027 | 2064.47 | 307.1027 | 2064.47
5559 | 302.2241 | 2063.4055 | 302.2241 | 2063.4055
5560 | 299.1261 | 2051.8449 | 299.1261 | 2051.8449
5561 | 302.7517 | 2058.8238 | 302.7517 | 2058.8238
5562 | 312.3284 | 2084.9015 | 312.3284 | 2084.9015
5563 | 327.273 | 2064.914 | 327.273 | 2064.914
5564 | 349.7401 | 2039.6686 | 349.7401 | 2039.6686
5565 | 363.5763 | 1993.6966 | 363.5763 | 1993.6966
5566 | 373.4294 | 1943.0119 | 373.4294 | 1943.0119
5567 | 395.7924 | 1903.9063 | 395.7924 | 1903.9063
5568 | 392.7448 | 1875.8034 | 392.7448 | 1875.8034
5569 | 376.5801 | 1849.5945 | 376.5801 | 1849.5945
5570 | 377.3267 | 1873.0364 | 377.3267 | 1873.0364
5571 | 382.6601 | 1965.9328 | 382.6601 | 1965.9328
5572 | 394.03 | 2063.8745 | 394.03 | 2063.8745
5573 | 421.1874 | 2075.3125 | 421.1874 | 2075.3125
5574 | 425.9767 | 2009.2008 | 425.9767 | 2009.2008
5575 | 406.0322 | 1951.6376 | 406.0322 | 1951.6376
5576 | 392.1013 | 1903.6824 | 392.1013 | 1903.6824
5577 | 381.6849 | 1852.5405 | 381.6849 | 1852.5405
5578 | 367.8736 | 1837.4982 | 367.8736 | 1837.4982
5579 | 346.0809 | 1872.1387 | 346.0809 | 1872.1387
5580 | 329.1553 | 1932.1682 | 329.1553 | 1932.1682
5581 | 314.9671 | 1997.5915 | 314.9671 | 1997.5915
5582 | 309.7414 | 2066.6595 | 309.7414 | 2066.6595
5583 | 302.3404 | 2110.6878 | 302.3404 | 2110.6878
5584 | 298.8245 | 2112.0869 | 298.8245 | 2112.0869
5585 | 302.7365 | 2127.3505 | 302.7365 | 2127.3505
5586 | 311.4561 | 2166.0921 | 311.4561 | 2166.0921
5587 | 323.809 | 2140.7787 | 323.809 | 2140.7787
5588 | 347.6615 | 2100.6207 | 347.6615 | 2100.6207
5589 | 359.6459 | 2061.9866 | 359.6459 | 2061.9866
5590 | 369.4781 | 2045.802 | 369.4781 | 2045.802
5591 | 395.5127 | 2056.3457 | 395.5127 | 2056.3457
5592 | 394.1626 | 2090.3785 | 394.1626 | 2090.3785
5593 | 378.3112 | 2126.5419 | 378.3112 | 2126.5419
5594 | 375.211 | 2159.097 | 375.211 | 2159.097
5595 | 381.8649 | 2181.8098 | 381.8649 | 2181.8098
5596 | 391.9099 | 2195.0694 | 391.9099 | 2195.0694
5597 | 415.2715 | 2206.3299 | 415.2715 | 2206.3299
5598 | 422.1321 | 2192.1163 | 422.1321 | 2192.1163
5599 | 406.1118 | 2151.9511 | 406.1118 | 2151.9511
5600 | 391.0059 | 2121.9264 | 391.0059 | 2121.9264
5601 | 381.409 | 2091.8515 | 381.409 | 2091.8515
5602 | 366.9442 | 2074.6197 | 366.9442 | 2074.6197
5603 | 346.6886 | 2091.8622 | 346.6886 | 2091.8622
5604 | 330.1936 | 2189.1138 | 330.1936 | 2189.1138
5605 | 317.3198 | 2265.7215 | 317.3198 | 2265.7215
5606 | 309.3043 | 2287.6849 | 309.3043 | 2287.6849
5607 | 303.2361 | 2294.5501 | 303.2361 | 2294.5501
5608 | 300.8748 | 2320.8034 | 300.8748 | 2320.8034
5609 | 301.6705 | 2385.6572 | 301.6705 | 2385.6572
5610 | 310.3252 | 2464.3431 | 310.3252 | 2464.3431
5611 | 318.9319 | 2477.4946 | 318.9319 | 2477.4946
5612 | 338.5733 | 2484.1455 | 338.5733 | 2484.1455
5613 | 353.4794 | 2484.4498 | 353.4794 | 2484.4498
5614 | 364.9313 | 2480.1005 | 364.9313 | 2480.1005
5615 | 385.4407 | 2472.1219 | 385.4407 | 2472.1219
5616 | 383.4695 | 2465.7369 | 383.4695 | 2465.7369
5617 | 374.5845 | 2461.7785 | 374.5845 | 2461.7785
5618 | 376.3378 | 2469.6569 | 376.3378 | 2469.6569
5619 | 381.5029 | 2480.771 | 381.5029 | 2480.771
5620 | 388.9284 | 2481.4259 | 388.9284 | 2481.4259
5621 | 411.1992 | 2478.3656 | 411.1992 | 2478.3656
5622 | 417.835 | 2441.3098 | 417.835 | 2441.3098
5623 | 400.7328 | 2376.3495 | 400.7328 | 2376.3495
5624 | 384.4202 | 2335.8506 | 384.4202 | 2335.8506
5625 | 373.1001 | 2294.3545 | 373.1001 | 2294.3545
5626 | 362.76 | 2260.4348 | 362.76 | 2260.4348
5627 | 346.2682 | 2247.4972 | 346.2682 | 2247.4972
5628 | 328.7979 | 2289.0043 | 328.7979 | 2289.0043
5629 | 316.3663 | 2346.1428 | 316.3663 | 2346.1428
5630 | 308.88 | 2408.7606 | 308.88 | 2408.7606
5631 | 303.2251 | 2472.6131 | 303.2251 | 2472.6131
5632 | 299.1237 | 2515.14 | 299.1237 | 2515.14
5633 | 300.1341 | 2547.5649 | 300.1341 | 2547.5649
5634 | 305.3156 | 2589.0287 | 305.3156 | 2589.0287
5635 | 310.6397 | 2585.6698 | 310.6397 | 2585.6698
5636 | 325.7442 | 2588.0599 | 325.7442 | 2588.0599
5637 | 339.2399 | 2578.4225 | 339.2399 | 2578.4225
5638 | 348.4001 | 2556.261 | 348.4001 | 2556.261
5639 | 370.8806 | 2542.3056 | 370.8806 | 2542.3056
5640 | 367.6294 | 2532.37 | 367.6294 | 2532.37
5641 | 359.0876 | 2514.6234 | 359.0876 | 2514.6234
5642 | 358.8049 | 2507.8851 | 358.8049 | 2507.8851
5643 | 362.7214 | 2506.217 | 362.7214 | 2506.217
5644 | 371.5675 | 2518.3523 | 371.5675 | 2518.3523
5645 | 392.1103 | 2536.4773 | 392.1103 | 2536.4773
5646 | 397.5789 | 2531.3769 | 397.5789 | 2531.3769
5647 | 383.4292 | 2505.6508 | 383.4292 | 2505.6508
5648 | 375.8561 | 2472.6673 | 375.8561 | 2472.6673
5649 | 365.3996 | 2416.0811 | 365.3996 | 2416.0811
5650 | 354.3022 | 2385.8304 | 354.3022 | 2385.8304
5651 | 336.1637 | 2394.8474 | 336.1637 | 2394.8474
5652 | 320.2805 | 2447.4797 | 320.2805 | 2447.4797
5653 | 308.3466 | 2499.5882 | 308.3466 | 2499.5882
5654 | 301.2483 | 2552.7969 | 301.2483 | 2552.7969
5655 | 296.2613 | 2629.6683 | 296.2613 | 2629.6683
5656 | 290.4343 | 2727.2297 | 290.4343 | 2727.2297
5657 | 292.671 | 2848.1239 | 292.671 | 2848.1239
5658 | 296.8724 | 2985.9866 | 296.8724 | 2985.9866
5659 | 302.118 | 3023.6965 | 302.118 | 3023.6965
5660 | 316.3077 | 2994.5453 | 316.3077 | 2994.5453
5661 | 327.3977 | 2916.6771 | 327.3977 | 2916.6771
5662 | 342.1813 | 2833.5635 | 342.1813 | 2833.5635
5663 | 360.6677 | 2783.5694 | 360.6677 | 2783.5694
5664 | 356.51 | 2774.7582 | 356.51 | 2774.7582
5665 | 349.0617 | 2768.1368 | 349.0617 | 2768.1368
5666 | 349.3081 | 2754.1197 | 349.3081 | 2754.1197
5667 | 355.1386 | 2744.7587 | 355.1386 | 2744.7587
5668 | 365.7099 | 2721.5062 | 365.7099 | 2721.5062
5669 | 390.7765 | 2664.7134 | 390.7765 | 2664.7134
5670 | 396.421 | 2549.3667 | 396.421 | 2549.3667
5671 | 383.0563 | 2391.1437 | 383.0563 | 2391.1437
5672 | 371.353 | 2252.8255 | 371.353 | 2252.8255
5673 | 361.9366 | 2152.4485 | 361.9366 | 2152.4485
5674 | 350.1487 | 2110.5992 | 350.1487 | 2110.5992
5675 | 333.1325 | 2115.0595 | 333.1325 | 2115.0595
5676 | 318.5036 | 2171.3016 | 318.5036 | 2171.3016
5677 | 305.6126 | 2228.6177 | 305.6126 | 2228.6177
5678 | 298.3282 | 2226.0818 | 298.3282 | 2226.0818
5679 | 293.6984 | 2191.1682 | 293.6984 | 2191.1682
5680 | 290.2834 | 2124.869 | 290.2834 | 2124.869
5681 | 292.2076 | 2076.3993 | 292.2076 | 2076.3993
5682 | 298.5851 | 2111.176 | 298.5851 | 2111.176
5683 | 305.4752 | 2136.1037 | 305.4752 | 2136.1037
5684 | 324.8649 | 2166.1294 | 324.8649 | 2166.1294
5685 | 335.6017 | 2165.7827 | 335.6017 | 2165.7827
5686 | 347.848 | 2190.1342 | 347.848 | 2190.1342
5687 | 370.7675 | 2225.2955 | 370.7675 | 2225.2955
5688 | 367.6516 | 2223.5855 | 367.6516 | 2223.5855
5689 | 354.4699 | 2179.8602 | 354.4699 | 2179.8602
5690 | 355.6463 | 2153.5936 | 355.6463 | 2153.5936
5691 | 362.1104 | 2143.1082 | 362.1104 | 2143.1082
5692 | 371.4528 | 2130.33 | 371.4528 | 2130.33
5693 | 397.7343 | 2122.1213 | 397.7343 | 2122.1213
5694 | 406.9323 | 2092.3442 | 406.9323 | 2092.3442
5695 | 392.1804 | 2039.9886 | 392.1804 | 2039.9886
5696 | 379.2309 | 1982.2692 | 379.2309 | 1982.2692
5697 | 368.1882 | 1908.1667 | 368.1882 | 1908.1667
5698 | 354.9663 | 1854.7779 | 354.9663 | 1854.7779
5699 | 333.4882 | 1841.8402 | 333.4882 | 1841.8402
5700 | 317.2847 | 1862.9905 | 317.2847 | 1862.9905
5701 | 304.4003 | 1873.8528 | 304.4003 | 1873.8528
5702 | 297.6376 | 1847.8829 | 297.6376 | 1847.8829
5703 | 295.2722 | 1825.1597 | 295.2722 | 1825.1597
5704 | 290.0221 | 1818.6291 | 290.0221 | 1818.6291
5705 | 294.3135 | 1847.9177 | 294.3135 | 1847.9177
5706 | 304.58 | 1922.6979 | 304.58 | 1922.6979
5707 | 314.2434 | 1953.0107 | 314.2434 | 1953.0107
5708 | 339.8352 | 1982.0303 | 339.8352 | 1982.0303
5709 | 352.1336 | 1993.2232 | 352.1336 | 1993.2232
5710 | 364.5967 | 1987.572 | 364.5967 | 1987.572
5711 | 385.8525 | 1961.367 | 385.8525 | 1961.367
5712 | 380.544 | 1938.5308 | 380.544 | 1938.5308
5713 | 366.6964 | 1905.7533 | 366.6964 | 1905.7533
5714 | 366.3735 | 1863.9823 | 366.3735 | 1863.9823
5715 | 373.8561 | 1868.4687 | 373.8561 | 1868.4687
5716 | 379.8601 | 1895.2206 | 379.8601 | 1895.2206
5717 | 408.6724 | 1873.9338 | 408.6724 | 1873.9338
5718 | 420.025 | 1807.9406 | 420.025 | 1807.9406
5719 | 402.0219 | 1764.6981 | 402.0219 | 1764.6981
5720 | 388.4173 | 1714.2575 | 388.4173 | 1714.2575
5721 | 379.0877 | 1641.7527 | 379.0877 | 1641.7527
5722 | 364.0054 | 1580.4342 | 364.0054 | 1580.4342
5723 | 342.5357 | 1551.1638 | 342.5357 | 1551.1638
5724 | 321.9346 | 1596.4582 | 321.9346 | 1596.4582
5725 | 309.8807 | 1719.638 | 309.8807 | 1719.638
5726 | 303.9601 | 1826.9935 | 303.9601 | 1826.9935
5727 | 298.6117 | 1913.8658 | 298.6117 | 1913.8658
5728 | 294.1698 | 1953.1972 | 294.1698 | 1953.1972
5729 | 297.0075 | 1950.4711 | 297.0075 | 1950.4711
5730 | 305.774 | 1990.1003 | 305.774 | 1990.1003
5731 | 317.0386 | 2019.1112 | 317.0386 | 2019.1112
5732 | 345.9278 | 2048.1308 | 345.9278 | 2048.1308
5733 | 357.6387 | 2056.3056 | 357.6387 | 2056.3056
5734 | 366.3885 | 2063.4958 | 366.3885 | 2063.4958
5735 | 390.1729 | 2073.507 | 390.1729 | 2073.507
5736 | 387.4997 | 2079.2533 | 387.4997 | 2079.2533
5737 | 370.0769 | 2071.8626 | 370.0769 | 2071.8626
5738 | 366.9184 | 2069.9768 | 366.9184 | 2069.9768
5739 | 371.6487 | 2073.4571 | 371.6487 | 2073.4571
5740 | 381.0126 | 2086.7167 | 381.0126 | 2086.7167
5741 | 403.892 | 2090.225 | 403.892 | 2090.225
5742 | 416.0366 | 2048.9677 | 416.0366 | 2048.9677
5743 | 398.7648 | 1972.8821 | 398.7648 | 1972.8821
5744 | 386.6253 | 1878.8873 | 386.6253 | 1878.8873
5745 | 376.4376 | 1771.2907 | 376.4376 | 1771.2907
5746 | 363.6963 | 1706.7175 | 363.6963 | 1706.7175
5747 | 341.3295 | 1702.3605 | 341.3295 | 1702.3605
5748 | 322.6362 | 1775.3497 | 322.6362 | 1775.3497
5749 | 310.6463 | 1867.8167 | 310.6463 | 1867.8167
5750 | 302.8292 | 1892.2655 | 302.8292 | 1892.2655
5751 | 297.9856 | 1910.0193 | 297.9856 | 1910.0193
5752 | 295.6242 | 1928.1062 | 295.6242 | 1928.1062
5753 | 298.916 | 1943.9024 | 298.916 | 1943.9024
5754 | 306.7837 | 1989.2718 | 306.7837 | 1989.2718
5755 | 315.6762 | 1998.636 | 315.6762 | 1998.636
5756 | 340.6341 | 2013.5124 | 340.6341 | 2013.5124
5757 | 354.4024 | 2015.7695 | 354.4024 | 2015.7695
5758 | 363.5179 | 2019.0541 | 363.5179 | 2019.0541
5759 | 390.8413 | 2035.9297 | 390.8413 | 2035.9297
5760 | 386.2371 | 2074.0457 | 386.2371 | 2074.0457
5761 | 370.1429 | 2123.5831 | 370.1429 | 2123.5831
5762 | 372.9215 | 2176.7317 | 372.9215 | 2176.7317
5763 | 375.8053 | 2223.3519 | 375.8053 | 2223.3519
5764 | 382.5694 | 2236.5524 | 382.5694 | 2236.5524
5765 | 405.0948 | 2187.0383 | 405.0948 | 2187.0383
5766 | 422.0396 | 2084.7696 | 422.0396 | 2084.7696
5767 | 402.0032 | 2007.678 | 402.0032 | 2007.678
5768 | 389.1384 | 1962.2083 | 389.1384 | 1962.2083
5769 | 379.4047 | 1904.4977 | 379.4047 | 1904.4977
5770 | 364.8753 | 1858.1509 | 364.8753 | 1858.1509
5771 | 346.6758 | 1844.0889 | 346.6758 | 1844.0889
5772 | 327.644 | 1903.9408 | 327.644 | 1903.9408
5773 | 314.495 | 2003.7458 | 314.495 | 2003.7458
5774 | 308.1267 | 2066.3045 | 308.1267 | 2066.3045
5775 | 302.1802 | 2103.2907 | 302.1802 | 2103.2907
5776 | 303.0018 | 2138.6572 | 303.0018 | 2138.6572
5777 | 306.6175 | 2201.8541 | 306.6175 | 2201.8541
5778 | 312.7352 | 2306.3411 | 312.7352 | 2306.3411
5779 | 318.2947 | 2367.3666 | 318.2947 | 2367.3666
5780 | 338.1716 | 2421.9507 | 338.1716 | 2421.9507
5781 | 351.3666 | 2456.4 | 351.3666 | 2456.4
5782 | 364.0145 | 2475.3072 | 364.0145 | 2475.3072
5783 | 386.507 | 2492.1237 | 386.507 | 2492.1237
5784 | 387.6786 | 2519.4103 | 387.6786 | 2519.4103
5785 | 375.3165 | 2543.62 | 375.3165 | 2543.62
5786 | 375.7081 | 2574.7549 | 375.7081 | 2574.7549
5787 | 380.003 | 2624.038 | 380.003 | 2624.038
5788 | 387.6838 | 2682.4495 | 387.6838 | 2682.4495
5789 | 407.1291 | 2713.9485 | 407.1291 | 2713.9485
5790 | 418.1695 | 2668.6079 | 418.1695 | 2668.6079
5791 | 401.9886 | 2566.7804 | 401.9886 | 2566.7804
5792 | 388.6904 | 2467.1047 | 388.6904 | 2467.1047
5793 | 379.2125 | 2360.0999 | 379.2125 | 2360.0999
5794 | 367.1808 | 2294.0472 | 367.1808 | 2294.0472
5795 | 349.9389 | 2265.3094 | 349.9389 | 2265.3094
5796 | 329.872 | 2384.0675 | 329.872 | 2384.0675
5797 | 318.1638 | 2481.7801 | 318.1638 | 2481.7801
5798 | 312.7417 | 2568.8467 | 312.7417 | 2568.8467
5799 | 308.4479 | 2643.2419 | 308.4479 | 2643.2419
5800 | 306.6913 | 2736.564 | 306.6913 | 2736.564
5801 | 309.071 | 2847.6766 | 309.071 | 2847.6766
5802 | 313.1493 | 2915.7649 | 313.1493 | 2915.7649
5803 | 314.6228 | 2964.9058 | 314.6228 | 2964.9058
5804 | 328.0095 | 3004.6123 | 328.0095 | 3004.6123
5805 | 344.9234 | 3026.996 | 344.9234 | 3026.996
5806 | 354.4815 | 3017.3653 | 354.4815 | 3017.3653
5807 | 375.9272 | 2993.3622 | 375.9272 | 2993.3622
5808 | 374.7601 | 2959.8979 | 374.7601 | 2959.8979
5809 | 366.6562 | 2924.3888 | 366.6562 | 2924.3888
5810 | 366.188 | 2895.8537 | 366.188 | 2895.8537
5811 | 365.4058 | 2901.596 | 365.4058 | 2901.596
5812 | 370.594 | 2927.0805 | 370.594 | 2927.0805
5813 | 387.3193 | 2907.2472 | 387.3193 | 2907.2472
5814 | 404.3028 | 2844.1497 | 404.3028 | 2844.1497
5815 | 390.5857 | 2759.846 | 390.5857 | 2759.846
5816 | 379.1989 | 2672.2943 | 379.1989 | 2672.2943
5817 | 370.8482 | 2576.2161 | 370.8482 | 2576.2161
5818 | 361.6586 | 2485.9246 | 361.6586 | 2485.9246
5819 | 341.2912 | 2443.5574 | 341.2912 | 2443.5574
5820 | 327.4628 | 2462.5761 | 327.4628 | 2462.5761
5821 | 314.6927 | 2536.3599 | 314.6927 | 2536.3599
5822 | 307.3625 | 2598.3876 | 307.3625 | 2598.3876
5823 | 302.5595 | 2648.7924 | 302.5595 | 2648.7924
5824 | 299.4398 | 2720.2826 | 299.4398 | 2720.2826
5825 | 300.8287 | 2814.867 | 300.8287 | 2814.867
5826 | 304.2183 | 2871.4227 | 304.2183 | 2871.4227
5827 | 310.4916 | 2904.0971 | 310.4916 | 2904.0971
5828 | 329.3052 | 2917.2846 | 329.3052 | 2917.2846
5829 | 343.1258 | 2913.6426 | 343.1258 | 2913.6426
5830 | 354.4292 | 2882.9817 | 354.4292 | 2882.9817
5831 | 373.6827 | 2854.5383 | 373.6827 | 2854.5383
5832 | 372.5839 | 2837.7871 | 372.5839 | 2837.7871
5833 | 361.0316 | 2831.4489 | 361.0316 | 2831.4489
5834 | 361.9536 | 2826.2258 | 361.9536 | 2826.2258
5835 | 364.5267 | 2846.1528 | 364.5267 | 2846.1528
5836 | 373.3385 | 2864.6683 | 373.3385 | 2864.6683
5837 | 395.6385 | 2832.8706 | 395.6385 | 2832.8706
5838 | 406.5577 | 2751.3948 | 406.5577 | 2751.3948
5839 | 393.1642 | 2660.6155 | 393.1642 | 2660.6155
5840 | 381.1612 | 2567.6367 | 381.1612 | 2567.6367
5841 | 372.5373 | 2483.8312 | 372.5373 | 2483.8312
5842 | 359.2796 | 2409.8211 | 359.2796 | 2409.8211
5843 | 342.5002 | 2372.1411 | 342.5002 | 2372.1411
5844 | 326.0627 | 2413.9168 | 326.0627 | 2413.9168
5845 | 314.6151 | 2518.4133 | 314.6151 | 2518.4133
5846 | 308.0176 | 2570.8202 | 308.0176 | 2570.8202
5847 | 302.8547 | 2577.3144 | 302.8547 | 2577.3144
5848 | 301.214 | 2623.9507 | 301.214 | 2623.9507
5849 | 303.8261 | 2699.2317 | 303.8261 | 2699.2317
5850 | 306.9649 | 2709.5333 | 306.9649 | 2709.5333
5851 | 317.6987 | 2677.822 | 317.6987 | 2677.822
5852 | 338.698 | 2666.1556 | 338.698 | 2666.1556
5853 | 350.7965 | 2665.4739 | 350.7965 | 2665.4739
5854 | 359.2442 | 2665.7724 | 359.2442 | 2665.7724
5855 | 382.9365 | 2685.0016 | 382.9365 | 2685.0016
5856 | 377.9927 | 2708.0906 | 377.9927 | 2708.0906
5857 | 363.8973 | 2715.937 | 363.8973 | 2715.937
5858 | 362.0008 | 2707.507 | 362.0008 | 2707.507
5859 | 365.9228 | 2694.316 | 365.9228 | 2694.316
5860 | 373.2265 | 2658.56 | 373.2265 | 2658.56
5861 | 391.2871 | 2546.2185 | 391.2871 | 2546.2185
5862 | 411.0563 | 2356.7548 | 411.0563 | 2356.7548
5863 | 395.1199 | 2163.2297 | 395.1199 | 2163.2297
5864 | 381.6905 | 2050.0841 | 381.6905 | 2050.0841
5865 | 371.5131 | 1982.6834 | 371.5131 | 1982.6834
5866 | 360.8885 | 1936.0558 | 360.8885 | 1936.0558
5867 | 339.4 | 1938.956 | 339.4 | 1938.956
5868 | 323.7911 | 2031.3645 | 323.7911 | 2031.3645
5869 | 311.3098 | 2185.5071 | 311.3098 | 2185.5071
5870 | 304.294 | 2294.2823 | 304.294 | 2294.2823
5871 | 299.524 | 2316.4412 | 299.524 | 2316.4412
5872 | 297.1191 | 2283.2121 | 297.1191 | 2283.2121
5873 | 301.3766 | 2260.5578 | 301.3766 | 2260.5578
5874 | 306.8266 | 2241.6885 | 306.8266 | 2241.6885
5875 | 319.2955 | 2229.1572 | 319.2955 | 2229.1572
5876 | 345.4066 | 2218.971 | 345.4066 | 2218.971
5877 | 359.3042 | 2211.382 | 359.3042 | 2211.382
5878 | 368.6405 | 2175.1089 | 368.6405 | 2175.1089
5879 | 392.8058 | 2117.8029 | 392.8058 | 2117.8029
5880 | 388.3706 | 2065.8369 | 388.3706 | 2065.8369
5881 | 371.4512 | 2022.4338 | 371.4512 | 2022.4338
5882 | 372.5977 | 1982.0576 | 372.5977 | 1982.0576
5883 | 374.5754 | 1967.8182 | 374.5754 | 1967.8182
5884 | 382.2914 | 1974.246 | 382.2914 | 1974.246
5885 | 400.4475 | 1965.5753 | 400.4475 | 1965.5753
5886 | 416.4457 | 1941.948 | 416.4457 | 1941.948
5887 | 397.1242 | 1916.0478 | 397.1242 | 1916.0478
5888 | 386.0234 | 1883.1376 | 386.0234 | 1883.1376
5889 | 377.0289 | 1830.5999 | 377.0289 | 1830.5999
5890 | 361.235 | 1750.9777 | 361.235 | 1750.9777
5891 | 340.3005 | 1705.4036 | 340.3005 | 1705.4036
5892 | 321.9268 | 1711.5328 | 321.9268 | 1711.5328
5893 | 308.3616 | 1786.9818 | 308.3616 | 1786.9818
5894 | 301.8369 | 1921.7209 | 301.8369 | 1921.7209
5895 | 297.1425 | 2068.5192 | 297.1425 | 2068.5192
5896 | 296.5009 | 2203.2851 | 296.5009 | 2203.2851
5897 | 300.5503 | 2309.4021 | 300.5503 | 2309.4021
5898 | 305.1388 | 2344.3726 | 305.1388 | 2344.3726
5899 | 319.913 | 2352.8715 | 319.913 | 2352.8715
5900 | 343.8112 | 2340.4034 | 343.8112 | 2340.4034
5901 | 357.8579 | 2313.4494 | 357.8579 | 2313.4494
5902 | 370.363 | 2294.9995 | 370.363 | 2294.9995
5903 | 395.6796 | 2299.304 | 395.6796 | 2299.304
5904 | 389.366 | 2307.4067 | 389.366 | 2307.4067
5905 | 372.9559 | 2316.3632 | 372.9559 | 2316.3632
5906 | 373.4044 | 2326.4965 | 373.4044 | 2326.4965
5907 | 376.7288 | 2368.2554 | 376.7288 | 2368.2554
5908 | 384.208 | 2383.5023 | 384.208 | 2383.5023
5909 | 402.2191 | 2317.0449 | 402.2191 | 2317.0449
5910 | 421.1842 | 2225.5782 | 421.1842 | 2225.5782
5911 | 405.5853 | 2134.3672 | 405.5853 | 2134.3672
5912 | 390.9158 | 2072.1011 | 390.9158 | 2072.1011
5913 | 380.65 | 2019.81 | 380.65 | 2019.81
5914 | 363.1715 | 1963.4999 | 363.1715 | 1963.4999
5915 | 342.4688 | 1950.242 | 342.4688 | 1950.242
5916 | 323.0792 | 2016.4399 | 323.0792 | 2016.4399
5917 | 309.8905 | 2119.3329 | 309.8905 | 2119.3329
5918 | 302.0646 | 2194.8668 | 302.0646 | 2194.8668
5919 | 297.5767 | 2241.9413 | 297.5767 | 2241.9413
5920 | 295.9741 | 2303.6873 | 295.9741 | 2303.6873
5921 | 298.7138 | 2399.5051 | 298.7138 | 2399.5051
5922 | 302.8195 | 2433.4271 | 302.8195 | 2433.4271
5923 | 317.451 | 2440.1376 | 317.451 | 2440.1376
5924 | 342.2052 | 2444.4443 | 342.2052 | 2444.4443
5925 | 358.2632 | 2453.9385 | 358.2632 | 2453.9385
5926 | 369.1607 | 2460.0342 | 369.1607 | 2460.0342
5927 | 392.9988 | 2457.7397 | 392.9988 | 2457.7397
5928 | 386.2367 | 2449.0676 | 386.2367 | 2449.0676
5929 | 368.3143 | 2443.8395 | 368.3143 | 2443.8395
5930 | 369.4089 | 2432.1409 | 369.4089 | 2432.1409
5931 | 368.8056 | 2438.87 | 368.8056 | 2438.87
5932 | 373.8905 | 2434.4435 | 373.8905 | 2434.4435
5933 | 392.0527 | 2347.9426 | 392.0527 | 2347.9426
5934 | 411.0984 | 2187.1564 | 411.0984 | 2187.1564
5935 | 397.3608 | 2007.7543 | 397.3608 | 2007.7543
5936 | 383.5109 | 1892.2034 | 383.5109 | 1892.2034
5937 | 371.6065 | 1808.2746 | 371.6065 | 1808.2746
5938 | 357.6957 | 1735.9914 | 357.6957 | 1735.9914
5939 | 338.2879 | 1720.5749 | 338.2879 | 1720.5749
5940 | 319.6949 | 1773.6366 | 319.6949 | 1773.6366
5941 | 308.4953 | 1863.6402 | 308.4953 | 1863.6402
5942 | 302.9006 | 1931.2801 | 302.9006 | 1931.2801
5943 | 297.7503 | 1970.3372 | 297.7503 | 1970.3372
5944 | 295.4729 | 2035.7219 | 295.4729 | 2035.7219
5945 | 298.5747 | 2132.9582 | 298.5747 | 2132.9582
5946 | 300.6808 | 2179.5229 | 300.6808 | 2179.5229
5947 | 309.4356 | 2194.7441 | 309.4356 | 2194.7441
5948 | 330.6951 | 2196.8307 | 330.6951 | 2196.8307
5949 | 345.3189 | 2205.9548 | 345.3189 | 2205.9548
5950 | 358.0267 | 2217.8477 | 358.0267 | 2217.8477
5951 | 376.1665 | 2230.3545 | 376.1665 | 2230.3545
5952 | 371.9632 | 2227.2946 | 371.9632 | 2227.2946
5953 | 361.2423 | 2199.7412 | 361.2423 | 2199.7412
5954 | 360.2598 | 2143.2686 | 360.2598 | 2143.2686
5955 | 365.367 | 2105.8404 | 365.367 | 2105.8404
5956 | 370.3012 | 2047.5125 | 370.3012 | 2047.5125
5957 | 388.2014 | 1916.6693 | 388.2014 | 1916.6693
5958 | 405.6269 | 1798.992 | 405.6269 | 1798.992
5959 | 389.3155 | 1713.6398 | 389.3155 | 1713.6398
5960 | 376.9074 | 1643.3563 | 376.9074 | 1643.3563
5961 | 366.9448 | 1599.5144 | 366.9448 | 1599.5144
5962 | 353.5906 | 1570.0933 | 353.5906 | 1570.0933
5963 | 337.8938 | 1561.3992 | 337.8938 | 1561.3992
5964 | 319.747 | 1582.5147 | 319.747 | 1582.5147
5965 | 308.297 | 1649.6379 | 308.297 | 1649.6379
5966 | 304.6447 | 1716.2294 | 304.6447 | 1716.2294
5967 | 296.8732 | 1751.7095 | 296.8732 | 1751.7095
5968 | 293.85 | 1807.5349 | 293.85 | 1807.5349
5969 | 294.6935 | 1902.7361 | 294.6935 | 1902.7361
5970 | 295.2092 | 1965.9523 | 295.2092 | 1965.9523
5971 | 301.6636 | 2009.9744 | 301.6636 | 2009.9744
5972 | 316.0125 | 2025.5055 | 316.0125 | 2025.5055
5973 | 331.9623 | 2021.8635 | 331.9623 | 2021.8635
5974 | 346.0205 | 2011.3694 | 346.0205 | 2011.3694
5975 | 364.5471 | 2001.6126 | 364.5471 | 2001.6126
5976 | 364.0422 | 2000.6495 | 364.0422 | 2000.6495
5977 | 356.6297 | 2000.7252 | 356.6297 | 2000.7252
5978 | 355.6359 | 1991.3701 | 355.6359 | 1991.3701
5979 | 357.2671 | 1990.0818 | 357.2671 | 1990.0818
5980 | 363.6458 | 1988.4922 | 363.6458 | 1988.4922
5981 | 374.1301 | 1960.0248 | 374.1301 | 1960.0248
5982 | 387.9629 | 1876.2055 | 387.9629 | 1876.2055
5983 | 382.9657 | 1801.7076 | 382.9657 | 1801.7076
5984 | 374.4892 | 1720.0765 | 374.4892 | 1720.0765
5985 | 365.8686 | 1635.1609 | 365.8686 | 1635.1609
5986 | 352.0512 | 1567.5647 | 352.0512 | 1567.5647
5987 | 336.762 | 1527.4795 | 336.762 | 1527.4795
5988 | 320.6856 | 1527.6882 | 320.6856 | 1527.6882
5989 | 307.1326 | 1597.7716 | 307.1326 | 1597.7716
5990 | 302.1133 | 1695.9392 | 302.1133 | 1695.9392
5991 | 296.5348 | 1761.947 | 296.5348 | 1761.947
5992 | 294.468 | 1822.8296 | 294.468 | 1822.8296
5993 | 294.5531 | 1891.6968 | 294.5531 | 1891.6968
5994 | 297.3059 | 1921.1167 | 297.3059 | 1921.1167
5995 | 303.6988 | 1967.6057 | 303.6988 | 1967.6057
5996 | 318.5251 | 2009.3474 | 318.5251 | 2009.3474
5997 | 332.4317 | 2031.8544 | 332.4317 | 2031.8544
5998 | 346.7536 | 2039.8002 | 346.7536 | 2039.8002
5999 | 364.1837 | 2045.3998 | 364.1837 | 2045.3998
6000 | 361.5139 | 2051.529 | 361.5139 | 2051.529
6001 | 355.6153 | 2047.8427 | 355.6153 | 2047.8427
6002 | 356.2277 | 2029.5452 | 356.2277 | 2029.5452
6003 | 358.6082 | 2016.8475 | 358.6082 | 2016.8475
6004 | 363.9992 | 1983.3118 | 363.9992 | 1983.3118
6005 | 372.2849 | 1900.2645 | 372.2849 | 1900.2645
6006 | 379.32 | 1766.6758 | 379.32 | 1766.6758
6007 | 381.9565 | 1639.7566 | 381.9565 | 1639.7566
6008 | 372.5693 | 1548.4429 | 372.5693 | 1548.4429
6009 | 364.1962 | 1472.8398 | 364.1962 | 1472.8398
6010 | 351.4473 | 1400.7416 | 351.4473 | 1400.7416
6011 | 332.641 | 1356.1543 | 332.641 | 1356.1543
6012 | 319.8091 | 1366.6622 | 319.8091 | 1366.6622
6013 | 306.9783 | 1425.398 | 306.9783 | 1425.398
6014 | 300.552 | 1471.8843 | 300.552 | 1471.8843
6015 | 294.3613 | 1482.2022 | 294.3613 | 1482.2022
6016 | 293.9142 | 1526.0633 | 293.9142 | 1526.0633
6017 | 293.835 | 1646.18 | 293.835 | 1646.18
6018 | 301.7876 | 1773.1035 | 301.7876 | 1773.1035
6019 | 311.4344 | 1876.3309 | 311.4344 | 1876.3309
6020 | 329.8959 | 1925.905 | 329.8959 | 1925.905
6021 | 339.8992 | 1945.9451 | 339.8992 | 1945.9451
6022 | 351.5824 | 1956.0495 | 351.5824 | 1956.0495
6023 | 370.991 | 1960.9706 | 370.991 | 1960.9706
6024 | 372.3944 | 1962.4744 | 372.3944 | 1962.4744
6025 | 360.0382 | 1982.9636 | 360.0382 | 1982.9636
6026 | 358.3344 | 2024.118 | 358.3344 | 2024.118
6027 | 361.4831 | 2055.886 | 361.4831 | 2055.886
6028 | 367.6157 | 2021.4868 | 367.6157 | 2021.4868
6029 | 377.8819 | 1877.4458 | 377.8819 | 1877.4458
6030 | 386.9546 | 1683.4801 | 386.9546 | 1683.4801
6031 | 390.4116 | 1541.6362 | 390.4116 | 1541.6362
6032 | 379.6333 | 1460.9302 | 379.6333 | 1460.9302
6033 | 370.0141 | 1396.6131 | 370.0141 | 1396.6131
6034 | 352.5511 | 1339.3778 | 352.5511 | 1339.3778
6035 | 332.5617 | 1322.0496 | 332.5617 | 1322.0496
6036 | 316.0984 | 1339.7115 | 316.0984 | 1339.7115
6037 | 303.127 | 1382.7826 | 303.127 | 1382.7826
6038 | 295.9759 | 1433.4009 | 295.9759 | 1433.4009
6039 | 294.0067 | 1481.7088 | 294.0067 | 1481.7088
6040 | 292.2104 | 1552.0273 | 292.2104 | 1552.0273
6041 | 296.4685 | 1656.6642 | 296.4685 | 1656.6642
6042 | 305.9 | 1716.1802 | 305.9 | 1716.1802
6043 | 319.2846 | 1736.0884 | 319.2846 | 1736.0884
6044 | 344.5298 | 1778.3852 | 344.5298 | 1778.3852
6045 | 359.6705 | 1842.4592 | 359.6705 | 1842.4592
6046 | 373.499 | 1869.9552 | 373.499 | 1869.9552
6047 | 391.8019 | 1871.9161 | 391.8019 | 1871.9161
6048 | 388.7939 | 1887.3578 | 388.7939 | 1887.3578
6049 | 373.2999 | 1908.957 | 373.2999 | 1908.957
6050 | 369.8287 | 1926.7377 | 369.8287 | 1926.7377
6051 | 372.9068 | 1938.3389 | 372.9068 | 1938.3389
6052 | 377.4286 | 1906.5916 | 377.4286 | 1906.5916
6053 | 386.85 | 1818.4256 | 386.85 | 1818.4256
6054 | 393.4687 | 1709.1357 | 393.4687 | 1709.1357
6055 | 396.2898 | 1662.5753 | 396.2898 | 1662.5753
6056 | 389.2168 | 1610.1151 | 389.2168 | 1610.1151
6057 | 378.8058 | 1610.492 | 378.8058 | 1610.492
6058 | 358.2934 | 1632.4438 | 358.2934 | 1632.4438
6059 | 338.8376 | 1662.1098 | 338.8376 | 1662.1098
6060 | 320.5569 | 1698.2733 | 320.5569 | 1698.2733
6061 | 307.3784 | 1742.7628 | 307.3784 | 1742.7628
6062 | 299.8375 | 1785.3638 | 299.8375 | 1785.3638
6063 | 296.4368 | 1816.0335 | 296.4368 | 1816.0335
6064 | 294.9933 | 1864.335 | 294.9933 | 1864.335
6065 | 297.8298 | 1948.5585 | 297.8298 | 1948.5585
6066 | 308.4984 | 2006.841 | 308.4984 | 2006.841
6067 | 322.7137 | 2059.0038 | 322.7137 | 2059.0038
6068 | 347.7378 | 2111.1681 | 347.7378 | 2111.1681
6069 | 364.2307 | 2165.0662 | 364.2307 | 2165.0662
6070 | 373.7101 | 2198.606 | 373.7101 | 2198.606
6071 | 392.4642 | 2225.6675 | 392.4642 | 2225.6675
6072 | 388.2189 | 2254.5537 | 388.2189 | 2254.5537
6073 | 368.1851 | 2279.7916 | 368.1851 | 2279.7916
6074 | 366.3367 | 2286.533 | 366.3367 | 2286.533
6075 | 370.8149 | 2293.6321 | 370.8149 | 2293.6321
6076 | 372.0739 | 2296.7913 | 372.0739 | 2296.7913
6077 | 380.7003 | 2288.614 | 380.7003 | 2288.614
6078 | 390.0765 | 2260.3613 | 390.0765 | 2260.3613
6079 | 392.5512 | 2229.5889 | 392.5512 | 2229.5889
6080 | 386.0731 | 2198.1589 | 386.0731 | 2198.1589
6081 | 376.1696 | 2161.9026 | 376.1696 | 2161.9026
6082 | 358.3662 | 2127.3628 | 358.3662 | 2127.3628
6083 | 335.1541 | 2107.5059 | 335.1541 | 2107.5059
6084 | 318.005 | 2108.6397 | 318.005 | 2108.6397
6085 | 305.8501 | 2153.1909 | 305.8501 | 2153.1909
6086 | 301.037 | 2256.1073 | 301.037 | 2256.1073
6087 | 294.6795 | 2334.7579 | 294.6795 | 2334.7579
6088 | 294.3471 | 2383.8611 | 294.3471 | 2383.8611
6089 | 298.1876 | 2436.015 | 298.1876 | 2436.015
6090 | 305.563 | 2456.9859 | 305.563 | 2456.9859
6091 | 321.3146 | 2467.8284 | 321.3146 | 2467.8284
6092 | 345.9427 | 2466.3379 | 345.9427 | 2466.3379
6093 | 360.0003 | 2473.1185 | 360.0003 | 2473.1185
6094 | 374.3491 | 2493.8922 | 374.3491 | 2493.8922
6095 | 388.9286 | 2505.2889 | 388.9286 | 2505.2889
6096 | 386.4729 | 2496.8635 | 386.4729 | 2496.8635
6097 | 368.7371 | 2489.4769 | 368.7371 | 2489.4769
6098 | 365.0838 | 2488.9409 | 365.0838 | 2488.9409
6099 | 368.3697 | 2496.4717 | 368.3697 | 2496.4717
6100 | 371.281 | 2502.7145 | 371.281 | 2502.7145
6101 | 379.8563 | 2488.5551 | 379.8563 | 2488.5551
6102 | 385.2011 | 2454.6902 | 385.2011 | 2454.6902
6103 | 389.5197 | 2402.7643 | 389.5197 | 2402.7643
6104 | 380.4272 | 2352.3393 | 380.4272 | 2352.3393
6105 | 369.6173 | 2310.4708 | 369.6173 | 2310.4708
6106 | 354.0417 | 2264.2749 | 354.0417 | 2264.2749
6107 | 336.5187 | 2233.8722 | 336.5187 | 2233.8722
6108 | 319.8067 | 2224.5217 | 319.8067 | 2224.5217
6109 | 307.2109 | 2250.8179 | 307.2109 | 2250.8179
6110 | 299.9146 | 2300.0795 | 299.9146 | 2300.0795
6111 | 295.2958 | 2339.5683 | 295.2958 | 2339.5683
6112 | 295.2099 | 2395.7638 | 295.2099 | 2395.7638
6113 | 297.1742 | 2470.2431 | 297.1742 | 2470.2431
6114 | 304.8307 | 2497.3195 | 304.8307 | 2497.3195
6115 | 313.5513 | 2499.2812 | 313.5513 | 2499.2812
6116 | 334.7999 | 2485.0862 | 334.7999 | 2485.0862
6117 | 353.4652 | 2473.1802 | 353.4652 | 2473.1802
6118 | 365.5457 | 2452.0785 | 365.5457 | 2452.0785
6119 | 381.6863 | 2439.1147 | 381.6863 | 2439.1147
6120 | 377.4509 | 2425.3238 | 377.4509 | 2425.3238
6121 | 366.4346 | 2407.638 | 366.4346 | 2407.638
6122 | 362.5179 | 2382.1248 | 362.5179 | 2382.1248
6123 | 360.5546 | 2355.7976 | 360.5546 | 2355.7976
6124 | 365.7469 | 2313.2577 | 365.7469 | 2313.2577
6125 | 367.8273 | 2256.2361 | 367.8273 | 2256.2361
6126 | 374.4908 | 2179.2624 | 374.4908 | 2179.2624
6127 | 381.1052 | 2090.2716 | 381.1052 | 2090.2716
6128 | 378.2669 | 1986.3151 | 378.2669 | 1986.3151
6129 | 365.2212 | 1907.6284 | 365.2212 | 1907.6284
6130 | 348.4091 | 1859.7673 | 348.4091 | 1859.7673
6131 | 331.775 | 1838.9238 | 331.775 | 1838.9238
6132 | 315.4788 | 1848.0749 | 315.4788 | 1848.0749
6133 | 304.3335 | 1884.3621 | 304.3335 | 1884.3621
6134 | 298.0712 | 1938.6191 | 298.0712 | 1938.6191
6135 | 294.484 | 1978.3546 | 294.484 | 1978.3546
6136 | 294.5159 | 2009.3262 | 294.5159 | 2009.3262
6137 | 294.7025 | 2058.3965 | 294.7025 | 2058.3965
6138 | 299.6813 | 2076.3455 | 299.6813 | 2076.3455
6139 | 305.0982 | 2077.6287 | 305.0982 | 2077.6287
6140 | 320.6515 | 2052.4562 | 320.6515 | 2052.4562
6141 | 334.2412 | 2038.9467 | 334.2412 | 2038.9467
6142 | 346.1715 | 2062.1872 | 346.1715 | 2062.1872
6143 | 362.2514 | 2109.0454 | 362.2514 | 2109.0454
6144 | 354.6535 | 2134.9097 | 354.6535 | 2134.9097
6145 | 345.0718 | 2134.3687 | 345.0718 | 2134.3687
6146 | 342.7688 | 2148.7574 | 342.7688 | 2148.7574
6147 | 342.9528 | 2160.6053 | 342.9528 | 2160.6053
6148 | 345.9488 | 2110.9114 | 345.9488 | 2110.9114
6149 | 358.122 | 2013.0012 | 358.122 | 2013.0012
6150 | 361.6192 | 1905.1297 | 361.6192 | 1905.1297
6151 | 369.9834 | 1782.2192 | 369.9834 | 1782.2192
6152 | 368.3709 | 1659.8845 | 368.3709 | 1659.8845
6153 | 356.9204 | 1546.6614 | 356.9204 | 1546.6614
6154 | 343.0118 | 1443.5421 | 343.0118 | 1443.5421
6155 | 325.9728 | 1376.0744 | 325.9728 | 1376.0744
6156 | 310.6828 | 1385.1022 | 310.6828 | 1385.1022
6157 | 299.6503 | 1448.2784 | 299.6503 | 1448.2784
6158 | 292.5438 | 1552.1198 | 292.5438 | 1552.1198
6159 | 288.1004 | 1642.6114 | 288.1004 | 1642.6114
6160 | 287.7421 | 1740.8674 | 287.7421 | 1740.8674
6161 | 289.1711 | 1838.042 | 289.1711 | 1838.042
6162 | 292.5857 | 1865.2417 | 292.5857 | 1865.2417
6163 | 301.1453 | 1876.5776 | 301.1453 | 1876.5776
6164 | 316.1156 | 1912.0904 | 316.1156 | 1912.0904
6165 | 327.661 | 1962.5966 | 327.661 | 1962.5966
6166 | 341.7595 | 2001.0701 | 341.7595 | 2001.0701
6167 | 358.2021 | 2017.6473 | 358.2021 | 2017.6473
6168 | 357.294 | 2008.6052 | 357.294 | 2008.6052
6169 | 349.5451 | 1966.0038 | 349.5451 | 1966.0038
6170 | 348.2282 | 1926.2443 | 348.2282 | 1926.2443
6171 | 351.6973 | 1942.4092 | 351.6973 | 1942.4092
6172 | 355.244 | 1959.013 | 355.244 | 1959.013
6173 | 362.7668 | 1877.3842 | 362.7668 | 1877.3842
6174 | 367.8611 | 1712.9594 | 367.8611 | 1712.9594
6175 | 372.9178 | 1572.6573 | 372.9178 | 1572.6573
6176 | 370.4528 | 1495.5282 | 370.4528 | 1495.5282
6177 | 361.046 | 1419.3084 | 361.046 | 1419.3084
6178 | 344.3548 | 1345.7301 | 344.3548 | 1345.7301
6179 | 327.0756 | 1313.6622 | 327.0756 | 1313.6622
6180 | 311.0754 | 1316.6461 | 311.0754 | 1316.6461
6181 | 299.1057 | 1344.6692 | 299.1057 | 1344.6692
6182 | 292.4428 | 1383.0148 | 292.4428 | 1383.0148
6183 | 288.9503 | 1411.3409 | 288.9503 | 1411.3409
6184 | 288.8024 | 1429.053 | 288.8024 | 1429.053
6185 | 290.7499 | 1461.9653 | 290.7499 | 1461.9653
6186 | 298.0524 | 1457.2805 | 298.0524 | 1457.2805
6187 | 308.872 | 1434.45 | 308.872 | 1434.45
6188 | 331.6504 | 1395.5246 | 331.6504 | 1395.5246
6189 | 346.0155 | 1333.2941 | 346.0155 | 1333.2941
6190 | 359.8269 | 1272.5372 | 359.8269 | 1272.5372
6191 | 378.6372 | 1232.4377 | 378.6372 | 1232.4377
6192 | 372.7449 | 1197.3082 | 372.7449 | 1197.3082
6193 | 359.2854 | 1183.5693 | 359.2854 | 1183.5693
6194 | 356.6294 | 1208.0106 | 356.6294 | 1208.0106
6195 | 359.5382 | 1268.2711 | 359.5382 | 1268.2711
6196 | 362.6523 | 1272.1087 | 362.6523 | 1272.1087
6197 | 370.2354 | 1194.7969 | 370.2354 | 1194.7969
6198 | 377.3186 | 1149.8927 | 377.3186 | 1149.8927
6199 | 380.6178 | 1142.1241 | 380.6178 | 1142.1241
6200 | 377.8825 | 1126.6672 | 377.8825 | 1126.6672
6201 | 369.0236 | 1108.6659 | 369.0236 | 1108.6659
6202 | 349.6812 | 1072.1525 | 349.6812 | 1072.1525
6203 | 329.4636 | 1037.9877 | 329.4636 | 1037.9877
6204 | 312.8358 | 1016.6111 | 312.8358 | 1016.6111
6205 | 299.5139 | 1003.4372 | 299.5139 | 1003.4372
6206 | 294.0141 | 1044.4348 | 294.0141 | 1044.4348
6207 | 289.6803 | 1162.8639 | 289.6803 | 1162.8639
6208 | 289.9248 | 1233.429 | 289.9248 | 1233.429
6209 | 293.273 | 1291.1951 | 293.273 | 1291.1951
6210 | 303.2725 | 1294.1577 | 303.2725 | 1294.1577
6211 | 318.5361 | 1279.4679 | 318.5361 | 1279.4679
6212 | 345.3969 | 1260.0309 | 345.3969 | 1260.0309
6213 | 358.7355 | 1237.8873 | 358.7355 | 1237.8873
6214 | 369.998 | 1214.3187 | 369.998 | 1214.3187
6215 | 388.6983 | 1107.2432 | 388.6983 | 1107.2432
6216 | 380.2434 | 1047.0749 | 380.2434 | 1047.0749
6217 | 363.6971 | 1014.0943 | 363.6971 | 1014.0943
6218 | 361.622 | 1036.5004 | 361.622 | 1036.5004
6219 | 361.9379 | 1092.8755 | 361.9379 | 1092.8755
6220 | 364.4179 | 1066.2471 | 364.4179 | 1066.2471
6221 | 373.2681 | 1052.8893 | 373.2681 | 1052.8893
6222 | 380.7329 | 1055.4727 | 380.7329 | 1055.4727
6223 | 381.3151 | 1053.9946 | 381.3151 | 1053.9946
6224 | 377.8083 | 1046.6167 | 377.8083 | 1046.6167
6225 | 368.1062 | 1036.3244 | 368.1062 | 1036.3244
6226 | 349.9499 | 1013.934 | 349.9499 | 1013.934
6227 | 326.7976 | 991.1169 | 326.7976 | 991.1169
6228 | 309.3204 | 975.5992 | 309.3204 | 975.5992
6229 | 298.5471 | 971.7378 | 298.5471 | 971.7378
6230 | 291.4773 | 966.7895 | 291.4773 | 966.7895
6231 | 288.143 | 968.2266 | 288.143 | 968.2266
6232 | 287.6845 | 999.9383 | 287.6845 | 999.9383
6233 | 291.2637 | 1082.2499 | 291.2637 | 1082.2499
6234 | 300.1873 | 1123.2025 | 300.1873 | 1123.2025
6235 | 315.2789 | 1118.257 | 315.2789 | 1118.257
6236 | 340.8527 | 1043.87 | 340.8527 | 1043.87
6237 | 353.726 | 969.6751 | 353.726 | 969.6751
6238 | 362.6244 | 1027.5754 | 362.6244 | 1027.5754
6239 | 382.2903 | 1105.0847 | 382.2903 | 1105.0847
6240 | 373.1988 | 1086.6067 | 373.1988 | 1086.6067
6241 | 358.7507 | 1037.9614 | 358.7507 | 1037.9614
6242 | 355.0527 | 1013.0033 | 355.0527 | 1013.0033
6243 | 358.0481 | 1017.1421 | 358.0481 | 1017.1421
6244 | 358.9434 | 1038.3713 | 358.9434 | 1038.3713
6245 | 366.5601 | 1069.3558 | 366.5601 | 1069.3558
6246 | 372.8201 | 1082.6701 | 372.8201 | 1082.6701
6247 | 375.0037 | 1084.7074 | 375.0037 | 1084.7074
6248 | 374.6964 | 1072.2107 | 374.6964 | 1072.2107
6249 | 363.8236 | 1062.8435 | 363.8236 | 1062.8435
6250 | 348.0428 | 1046.7435 | 348.0428 | 1046.7435
6251 | 327.3141 | 1032.1289 | 327.3141 | 1032.1289
6252 | 308.0501 | 1028.5139 | 308.0501 | 1028.5139
6253 | 294.3482 | 1032.7315 | 294.3482 | 1032.7315
6254 | 287.519 | 1037.6508 | 287.519 | 1037.6508
6255 | 284.6821 | 1085.8354 | 284.6821 | 1085.8354
6256 | 285.7888 | 1087.8827 | 285.7888 | 1087.8827
6257 | 288.5836 | 1123.0769 | 288.5836 | 1123.0769
6258 | 296.139 | 1136.277 | 296.139 | 1136.277
6259 | 310.1161 | 1154.4585 | 310.1161 | 1154.4585
6260 | 336.6346 | 1226.7279 | 336.6346 | 1226.7279
6261 | 348.8195 | 1320.0345 | 348.8195 | 1320.0345
6262 | 361.5554 | 1411.9779 | 361.5554 | 1411.9779
6263 | 381.7702 | 1495.346 | 381.7702 | 1495.346
6264 | 374.9712 | 1580.0455 | 374.9712 | 1580.0455
6265 | 360.4465 | 1699.8268 | 360.4465 | 1699.8268
6266 | 359.488 | 1830.3441 | 359.488 | 1830.3441
6267 | 359.0164 | 1908.1195 | 359.0164 | 1908.1195
6268 | 361.1894 | 1890.3719 | 361.1894 | 1890.3719
6269 | 367.4064 | 1813.9852 | 367.4064 | 1813.9852
6270 | 370.4875 | 1755.5748 | 370.4875 | 1755.5748
6271 | 370.0856 | 1708.2744 | 370.0856 | 1708.2744
6272 | 368.3759 | 1654.4573 | 368.3759 | 1654.4573
6273 | 357.2365 | 1590.942 | 357.2365 | 1590.942
6274 | 342.7478 | 1524.2709 | 342.7478 | 1524.2709
6275 | 324.1489 | 1475.5515 | 324.1489 | 1475.5515
6276 | 304.4706 | 1452.2631 | 304.4706 | 1452.2631
6277 | 293.4903 | 1456.5424 | 293.4903 | 1456.5424
6278 | 285.8222 | 1469.0474 | 285.8222 | 1469.0474
6279 | 282.0093 | 1486.2726 | 282.0093 | 1486.2726
6280 | 280.5594 | 1488.3816 | 280.5594 | 1488.3816
6281 | 282.9448 | 1489.0394 | 282.9448 | 1489.0394
6282 | 290.1767 | 1493.112 | 290.1767 | 1493.112
6283 | 301.0618 | 1490.5717 | 301.0618 | 1490.5717
6284 | 323.2527 | 1495.0017 | 323.2527 | 1495.0017
6285 | 340.4934 | 1487.4127 | 340.4934 | 1487.4127
6286 | 353.883 | 1472.3549 | 353.883 | 1472.3549
6287 | 372.6815 | 1451.0037 | 372.6815 | 1451.0037
6288 | 368.7073 | 1416.861 | 368.7073 | 1416.861
6289 | 353.4557 | 1386.5323 | 353.4557 | 1386.5323
6290 | 350.5057 | 1357.6272 | 350.5057 | 1357.6272
6291 | 351.7867 | 1320.0757 | 351.7867 | 1320.0757
6292 | 354.5911 | 1239.9775 | 354.5911 | 1239.9775
6293 | 361.0209 | 1155.1418 | 361.0209 | 1155.1418
6294 | 363.6797 | 1117.4532 | 363.6797 | 1117.4532
6295 | 365.1516 | 1117.0852 | 365.1516 | 1117.0852
6296 | 364.0208 | 1120.685 | 364.0208 | 1120.685
6297 | 354.4283 | 1124.0222 | 354.4283 | 1124.0222
6298 | 339.6629 | 1118.6532 | 339.6629 | 1118.6532
6299 | 323.5439 | 1118.7165 | 323.5439 | 1118.7165
6300 | 305.63 | 1130.3346 | 305.63 | 1130.3346
6301 | 292.5506 | 1173.0356 | 292.5506 | 1173.0356
6302 | 286.45 | 1262.3224 | 286.45 | 1262.3224
6303 | 282.5243 | 1370.9457 | 282.5243 | 1370.9457
6304 | 280.9194 | 1484.6196 | 280.9194 | 1484.6196
6305 | 282.8837 | 1624.4714 | 282.8837 | 1624.4714
6306 | 285.7677 | 1727.8979 | 285.7677 | 1727.8979
6307 | 291.1101 | 1813.9187 | 291.1101 | 1813.9187
6308 | 309.016 | 1884.523 | 309.016 | 1884.523
6309 | 326.4846 | 1946.0684 | 326.4846 | 1946.0684
6310 | 342.5097 | 1995.2729 | 342.5097 | 1995.2729
6311 | 359.9792 | 2031.6469 | 359.9792 | 2031.6469
6312 | 358.2534 | 2055.5994 | 358.2534 | 2055.5994
6313 | 348.8088 | 2071.0931 | 348.8088 | 2071.0931
6314 | 343.1712 | 2069.077 | 343.1712 | 2069.077
6315 | 343.3945 | 2023.6314 | 343.3945 | 2023.6314
6316 | 345.9332 | 1965.3035 | 345.9332 | 1965.3035
6317 | 354.288 | 1923.0216 | 354.288 | 1923.0216
6318 | 355.0958 | 1841.2991 | 355.0958 | 1841.2991
6319 | 358.75 | 1776.2987 | 358.75 | 1776.2987
6320 | 363.345 | 1722.7284 | 363.345 | 1722.7284
6321 | 352.7154 | 1681.415 | 352.7154 | 1681.415
6322 | 337.9366 | 1633.6156 | 337.9366 | 1633.6156
6323 | 321.4224 | 1598.4641 | 321.4224 | 1598.4641
6324 | 304.8252 | 1586.8934 | 304.8252 | 1586.8934
6325 | 293.6487 | 1608.3792 | 293.6487 | 1608.3792
6326 | 288.5009 | 1659.5527 | 288.5009 | 1659.5527
6327 | 283.496 | 1724.6354 | 283.496 | 1724.6354
6328 | 282.2788 | 1801.2444 | 282.2788 | 1801.2444
6329 | 283.301 | 1898.1723 | 283.301 | 1898.1723
6330 | 288.3883 | 1956.7632 | 288.3883 | 1956.7632
6331 | 295.4068 | 1996.9616 | 295.4068 | 1996.9616
6332 | 314.2605 | 2018.2282 | 314.2605 | 2018.2282
6333 | 330.7475 | 2024.6387 | 330.7475 | 2024.6387
6334 | 341.6578 | 2014.638 | 341.6578 | 2014.638
6335 | 359.6487 | 2006.423 | 359.6487 | 2006.423
6336 | 357.7967 | 2012.0588 | 357.7967 | 2012.0588
6337 | 345.1321 | 2030.5745 | 345.1321 | 2030.5745
6338 | 342.6199 | 2038.0559 | 342.6199 | 2038.0559
6339 | 344.6379 | 2048.8553 | 344.6379 | 2048.8553
6340 | 345.6693 | 2039.5568 | 345.6693 | 2039.5568
6341 | 352.8699 | 1987.2839 | 352.8699 | 1987.2839
6342 | 357.2568 | 1873.0602 | 357.2568 | 1873.0602
6343 | 360.5992 | 1750.4581 | 360.5992 | 1750.4581
6344 | 364.7626 | 1668.4569 | 364.7626 | 1668.4569
6345 | 354.5269 | 1604.3865 | 354.5269 | 1604.3865
6346 | 336.2483 | 1543.6976 | 336.2483 | 1543.6976
6347 | 319.9615 | 1499.2953 | 319.9615 | 1499.2953
6348 | 302.3787 | 1484.086 | 302.3787 | 1484.086
6349 | 291.6818 | 1491.7572 | 291.6818 | 1491.7572
6350 | 284.6901 | 1502.1037 | 284.6901 | 1502.1037
6351 | 281.8838 | 1537.8305 | 281.8838 | 1537.8305
6352 | 280.245 | 1600.8099 | 280.245 | 1600.8099
6353 | 281.0658 | 1679.9146 | 281.0658 | 1679.9146
6354 | 286.9908 | 1719.8805 | 286.9908 | 1719.8805
6355 | 297.2513 | 1756.6869 | 297.2513 | 1756.6869
6356 | 320.3201 | 1777.8918 | 320.3201 | 1777.8918
6357 | 334.1432 | 1798.1786 | 334.1432 | 1798.1786
6358 | 346.1718 | 1807.9747 | 346.1718 | 1807.9747
6359 | 367.1167 | 1802.9049 | 367.1167 | 1802.9049
6360 | 363.5477 | 1791.1492 | 363.5477 | 1791.1492
6361 | 346.7093 | 1771.9215 | 346.7093 | 1771.9215
6362 | 346.4506 | 1735.6157 | 346.4506 | 1735.6157
6363 | 349.5302 | 1672.2853 | 349.5302 | 1672.2853
6364 | 350.2416 | 1575.1039 | 350.2416 | 1575.1039
6365 | 358.9925 | 1474.2334 | 358.9925 | 1474.2334
6366 | 361.1538 | 1376.7229 | 361.1538 | 1376.7229
6367 | 360.6777 | 1294.6393 | 360.6777 | 1294.6393
6368 | 360.8254 | 1205.4225 | 360.8254 | 1205.4225
6369 | 355.1329 | 1146.5325 | 355.1329 | 1146.5325
6370 | 338.8249 | 1111.3759 | 338.8249 | 1111.3759
6371 | 320.9768 | 1090.2857 | 320.9768 | 1090.2857
6372 | 302.7937 | 1078.6533 | 302.7937 | 1078.6533
6373 | 289.9598 | 1078.0605 | 289.9598 | 1078.0605
6374 | 283.8374 | 1080.3279 | 283.8374 | 1080.3279
6375 | 281.5572 | 1086.0204 | 281.5572 | 1086.0204
6376 | 280.7715 | 1110.023 | 280.7715 | 1110.023
6377 | 283.4266 | 1161.1286 | 283.4266 | 1161.1286
6378 | 291.4492 | 1181.2977 | 291.4492 | 1181.2977
6379 | 307.0487 | 1190.5367 | 307.0487 | 1190.5367
6380 | 330.2118 | 1188.3678 | 330.2118 | 1188.3678
6381 | 345.4395 | 1182.444 | 345.4395 | 1182.444
6382 | 360.2059 | 1172.69 | 360.2059 | 1172.69
6383 | 376.5809 | 1170.2105 | 376.5809 | 1170.2105
6384 | 373.6493 | 1184.6654 | 373.6493 | 1184.6654
6385 | 355.9725 | 1222.7928 | 355.9725 | 1222.7928
6386 | 354.3936 | 1267.9559 | 354.3936 | 1267.9559
6387 | 354.5346 | 1293.495 | 354.5346 | 1293.495
6388 | 358.5752 | 1277.5358 | 358.5752 | 1277.5358
6389 | 366.5144 | 1252.2137 | 366.5144 | 1252.2137
6390 | 367.0582 | 1214.1551 | 367.0582 | 1214.1551
6391 | 367.4589 | 1183.8145 | 367.4589 | 1183.8145
6392 | 372.0113 | 1163.3621 | 372.0113 | 1163.3621
6393 | 360.7026 | 1143.5106 | 360.7026 | 1143.5106
6394 | 340.0742 | 1116.7414 | 340.0742 | 1116.7414
6395 | 319.245 | 1095.8362 | 319.245 | 1095.8362
6396 | 301.8992 | 1087.3491 | 301.8992 | 1087.3491
6397 | 290.3453 | 1094.8353 | 290.3453 | 1094.8353
6398 | 284.3453 | 1127.8772 | 284.3453 | 1127.8772
6399 | 280.3161 | 1237.5488 | 280.3161 | 1237.5488
6400 | 281.0361 | 1296.3963 | 281.0361 | 1296.3963
6401 | 282.8194 | 1339.6078 | 282.8194 | 1339.6078
6402 | 290.2383 | 1354.4114 | 290.2383 | 1354.4114
6403 | 304.9167 | 1369.5709 | 304.9167 | 1369.5709
6404 | 329.0885 | 1387.3838 | 329.0885 | 1387.3838
6405 | 344.9092 | 1417.5999 | 344.9092 | 1417.5999
6406 | 358.1076 | 1452.8048 | 358.1076 | 1452.8048
6407 | 375.8348 | 1494.7293 | 375.8348 | 1494.7293
6408 | 371.117 | 1540.452 | 371.117 | 1540.452
6409 | 354.1069 | 1580.3062 | 354.1069 | 1580.3062
6410 | 352.48 | 1613.6282 | 352.48 | 1613.6282
6411 | 355.0449 | 1622.2692 | 355.0449 | 1622.2692
6412 | 358.6451 | 1611.2438 | 358.6451 | 1611.2438
6413 | 364.9593 | 1589.4986 | 364.9593 | 1589.4986
6414 | 364.8234 | 1526.7712 | 364.8234 | 1526.7712
6415 | 363.083 | 1469.4182 | 363.083 | 1469.4182
6416 | 365.1359 | 1407.6454 | 365.1359 | 1407.6454
6417 | 360.254 | 1335.681 | 360.254 | 1335.681
6418 | 341.6171 | 1245.5128 | 341.6171 | 1245.5128
6419 | 320.0445 | 1171.7546 | 320.0445 | 1171.7546
6420 | 302.3977 | 1130.8896 | 302.3977 | 1130.8896
6421 | 289.6476 | 1134.6755 | 289.6476 | 1134.6755
6422 | 283.7476 | 1216.3767 | 283.7476 | 1216.3767
6423 | 281.1406 | 1341.2814 | 281.1406 | 1341.2814
6424 | 280.2455 | 1458.964 | 280.2455 | 1458.964
6425 | 283.1042 | 1574.0236 | 283.1042 | 1574.0236
6426 | 289.3419 | 1617.0114 | 289.3419 | 1617.0114
6427 | 305.2637 | 1630.7524 | 305.2637 | 1630.7524
6428 | 331.8392 | 1623.3414 | 331.8392 | 1623.3414
6429 | 347.8087 | 1594.2289 | 347.8087 | 1594.2289
6430 | 359.6827 | 1568.3167 | 359.6827 | 1568.3167
6431 | 376.4544 | 1566.1456 | 376.4544 | 1566.1456
6432 | 370.8769 | 1570.8563 | 370.8769 | 1570.8563
6433 | 353.3988 | 1564.5798 | 353.3988 | 1564.5798
6434 | 347.5922 | 1536.2297 | 347.5922 | 1536.2297
6435 | 351.5843 | 1489.3657 | 351.5843 | 1489.3657
6436 | 353.8014 | 1440.2886 | 353.8014 | 1440.2886
6437 | 362.1923 | 1383.2053 | 362.1923 | 1383.2053
6438 | 359.2873 | 1316.1608 | 359.2873 | 1316.1608
6439 | 357.1827 | 1229.4519 | 357.1827 | 1229.4519
6440 | 360.7635 | 1164.6572 | 360.7635 | 1164.6572
6441 | 353.7763 | 1134.7532 | 353.7763 | 1134.7532
6442 | 339.4822 | 1109.8958 | 339.4822 | 1109.8958
6443 | 319.3049 | 1093.8627 | 319.3049 | 1093.8627
6444 | 301.7133 | 1089.8776 | 301.7133 | 1089.8776
6445 | 289.9269 | 1098.1656 | 289.9269 | 1098.1656
6446 | 283.1466 | 1107.8337 | 283.1466 | 1107.8337
6447 | 279.2299 | 1138.9351 | 279.2299 | 1138.9351
6448 | 278.3424 | 1197.9058 | 278.3424 | 1197.9058
6449 | 279.1868 | 1273.6186 | 279.1868 | 1273.6186
6450 | 282.995 | 1320.3684 | 282.995 | 1320.3684
6451 | 294.6984 | 1354.0912 | 294.6984 | 1354.0912
6452 | 315.2514 | 1385.287 | 315.2514 | 1385.287
6453 | 332.4899 | 1434.4364 | 332.4899 | 1434.4364
6454 | 347.267 | 1473.7117 | 347.267 | 1473.7117
6455 | 366.8939 | 1482.8265 | 366.8939 | 1482.8265
6456 | 364.7371 | 1477.053 | 364.7371 | 1477.053
6457 | 349.0839 | 1483.2959 | 349.0839 | 1483.2959
6458 | 344.4451 | 1498.6714 | 344.4451 | 1498.6714
6459 | 340.1719 | 1508.9774 | 340.1719 | 1508.9774
6460 | 343.5425 | 1469.8296 | 343.5425 | 1469.8296
6461 | 349.5895 | 1422.0588 | 349.5895 | 1422.0588
6462 | 352.7371 | 1374.9344 | 352.7371 | 1374.9344
6463 | 350.5921 | 1329.6691 | 350.5921 | 1329.6691
6464 | 356.0973 | 1286.9531 | 356.0973 | 1286.9531
6465 | 344.6201 | 1241.446 | 344.6201 | 1241.446
6466 | 329.8425 | 1187.2327 | 329.8425 | 1187.2327
6467 | 315.0871 | 1138.3283 | 315.0871 | 1138.3283
6468 | 300.2664 | 1118.2468 | 300.2664 | 1118.2468
6469 | 289.7385 | 1143.248 | 289.7385 | 1143.248
6470 | 282.3747 | 1198.3684 | 282.3747 | 1198.3684
6471 | 277.0666 | 1259.5658 | 277.0666 | 1259.5658
6472 | 276.4902 | 1296.5196 | 276.4902 | 1296.5196
6473 | 276.376 | 1347.1934 | 276.376 | 1347.1934
6474 | 276.2802 | 1370.8162 | 276.2802 | 1370.8162
6475 | 280.7306 | 1386.6541 | 280.7306 | 1386.6541
6476 | 295.2049 | 1391.1458 | 295.2049 | 1391.1458
6477 | 309.5544 | 1393.4861 | 309.5544 | 1393.4861
6478 | 322.0093 | 1389.2208 | 322.0093 | 1389.2208
6479 | 336.624 | 1387.1731 | 336.624 | 1387.1731
6480 | 336.6301 | 1397.681 | 336.6301 | 1397.681
6481 | 328.5657 | 1440.4955 | 328.5657 | 1440.4955
6482 | 324.4313 | 1461.7298 | 324.4313 | 1461.7298
6483 | 323.6929 | 1430.0988 | 323.6929 | 1430.0988
6484 | 327.361 | 1385.4621 | 327.361 | 1385.4621
6485 | 332.0668 | 1329.4272 | 332.0668 | 1329.4272
6486 | 333.1876 | 1260.4709 | 333.1876 | 1260.4709
6487 | 336.684 | 1193.4353 | 336.684 | 1193.4353
6488 | 345.4532 | 1158.1816 | 345.4532 | 1158.1816
6489 | 338.9825 | 1136.665 | 338.9825 | 1136.665
6490 | 328.6674 | 1110.8209 | 328.6674 | 1110.8209
6491 | 310.904 | 1090.594 | 310.904 | 1090.594
6492 | 294.2304 | 1082.292 | 294.2304 | 1082.292
6493 | 283.6823 | 1090.7033 | 283.6823 | 1090.7033
6494 | 277.8263 | 1144.5286 | 277.8263 | 1144.5286
6495 | 274.5019 | 1280.4726 | 274.5019 | 1280.4726
6496 | 273.2083 | 1387.856 | 273.2083 | 1387.856
6497 | 273.9149 | 1496.6867 | 273.9149 | 1496.6867
6498 | 274.4973 | 1554.5375 | 274.4973 | 1554.5375
6499 | 282.8499 | 1582.4631 | 282.8499 | 1582.4631
6500 | 299.7084 | 1592.6904 | 299.7084 | 1592.6904
6501 | 316.8177 | 1603.7264 | 316.8177 | 1603.7264
6502 | 330.8405 | 1621.0464 | 330.8405 | 1621.0464
6503 | 352.4389 | 1637.9936 | 352.4389 | 1637.9936
6504 | 350.6752 | 1653.312 | 350.6752 | 1653.312
6505 | 339.1179 | 1666.2155 | 339.1179 | 1666.2155
6506 | 332.5801 | 1665.5562 | 332.5801 | 1665.5562
6507 | 334.0428 | 1626.0312 | 334.0428 | 1626.0312
6508 | 333.0735 | 1578.3108 | 333.0735 | 1578.3108
6509 | 342.8885 | 1517.2189 | 342.8885 | 1517.2189
6510 | 343.7713 | 1430.686 | 343.7713 | 1430.686
6511 | 344.7596 | 1354.7697 | 344.7596 | 1354.7697
6512 | 351.4683 | 1287.2614 | 351.4683 | 1287.2614
6513 | 343.6815 | 1221.7726 | 343.6815 | 1221.7726
6514 | 326.9455 | 1156.89 | 326.9455 | 1156.89
6515 | 308.818 | 1115.8179 | 308.818 | 1115.8179
6516 | 292.2599 | 1102.2737 | 292.2599 | 1102.2737
6517 | 280.6846 | 1116.1739 | 280.6846 | 1116.1739
6518 | 274.8278 | 1149.8324 | 274.8278 | 1149.8324
6519 | 272.0393 | 1198.3254 | 272.0393 | 1198.3254
6520 | 270.927 | 1253.5341 | 270.927 | 1253.5341
6521 | 271.3121 | 1323.1413 | 271.3121 | 1323.1413
6522 | 274.1204 | 1350.5877 | 274.1204 | 1350.5877
6523 | 285.2122 | 1359.0867 | 285.2122 | 1359.0867
6524 | 309.2211 | 1363.5167 | 309.2211 | 1363.5167
6525 | 327.3517 | 1355.496 | 327.3517 | 1355.496
6526 | 339.9525 | 1328.6588 | 339.9525 | 1328.6588
6527 | 358.6751 | 1303.2989 | 358.6751 | 1303.2989
6528 | 355.8217 | 1284.1426 | 355.8217 | 1284.1426
6529 | 343.5058 | 1264.7299 | 343.5058 | 1264.7299
6530 | 338.5122 | 1254.5731 | 338.5122 | 1254.5731
6531 | 343.2792 | 1244.1573 | 343.2792 | 1244.1573
6532 | 348.1803 | 1220.7358 | 348.1803 | 1220.7358
6533 | 354.1323 | 1184.8677 | 354.1323 | 1184.8677
6534 | 352.5807 | 1151.8662 | 352.5807 | 1151.8662
6535 | 350.0839 | 1131.8249 | 350.0839 | 1131.8249
6536 | 358.4144 | 1115.0728 | 358.4144 | 1115.0728
6537 | 351.6132 | 1113.1679 | 351.6132 | 1113.1679
6538 | 335.525 | 1103.2352 | 335.525 | 1103.2352
6539 | 315.2239 | 1093.431 | 315.2239 | 1093.431
6540 | 295.8838 | 573.0675 | 295.8838 | 573.0675
6541 | 283.5534 | 577.5538 | 283.5534 | 577.5538
6542 | 275.355 | 584.0293 | 275.355 | 584.0293
6543 | 271.7175 | 587.9432 | 271.7175 | 587.9432
6544 | 269.9182 | 619.8934 | 269.9182 | 619.8934
6545 | 271.4344 | 680.0425 | 271.4344 | 680.0425
6546 | 275.0563 | 692.3862 | 275.0563 | 692.3862
6547 | 290.9095 | 705.7994 | 290.9095 | 705.7994
6548 | 312.3576 | 723.4737 | 312.3576 | 723.4737
6549 | 329.7313 | 751.2353 | 329.7313 | 751.2353
6550 | 346.407 | 783.9124 | 346.407 | 783.9124
6551 | 369.813 | 825.5824 | 369.813 | 825.5824
6552 | 365.8399 | 858.2659 | 365.8399 | 858.2659
6553 | 347.9919 | 900.8698 | 347.9919 | 900.8698
6554 | 346.4378 | 948.6313 | 346.4378 | 948.6313
6555 | 351.0534 | 948.0678 | 351.0534 | 948.0678
6556 | 351.1354 | 919.6601 | 351.1354 | 919.6601
6557 | 359.9405 | 888.3464 | 359.9405 | 888.3464
6558 | 357.2237 | 848.1378 | 357.2237 | 848.1378
6559 | 355.3186 | 815.4666 | 355.3186 | 815.4666
6560 | 365.7075 | 784.1805 | 365.7075 | 784.1805
6561 | 354.6201 | 762.4345 | 354.6201 | 762.4345
6562 | 338.4524 | 742.6152 | 338.4524 | 742.6152
6563 | 319.1015 | 731.1118 | 319.1015 | 731.1118
6564 | 300.4561 | 735.8545 | 300.4561 | 735.8545
6565 | 287.9027 | 757.8623 | 287.9027 | 757.8623
6566 | 280.3663 | 807.2608 | 280.3663 | 807.2608
6567 | 275.9699 | 871.4911 | 275.9699 | 871.4911
6568 | 274.3679 | 952.4183 | 274.3679 | 952.4183
6569 | 276.6052 | 1052.5114 | 276.6052 | 1052.5114
6570 | 278.6046 | 1096.759 | 278.6046 | 1096.759
6571 | 295.5112 | 1130.929 | 295.5112 | 1130.929
6572 | 324.0173 | 1151.0057 | 324.0173 | 1151.0057
6573 | 339.0044 | 1152.437 | 339.0044 | 1152.437
6574 | 353.7415 | 1135.3042 | 353.7415 | 1135.3042
6575 | 373.1564 | 1125.2424 | 373.1564 | 1125.2424
6576 | 368.673 | 1121.7617 | 368.673 | 1121.7617
6577 | 350.8235 | 1132.6539 | 350.8235 | 1132.6539
6578 | 346.5383 | 1155.2702 | 346.5383 | 1155.2702
6579 | 351.017 | 1163.5796 | 351.017 | 1163.5796
6580 | 351.9907 | 1170.4712 | 351.9907 | 1170.4712
6581 | 358.1012 | 1159.2416 | 358.1012 | 1159.2416
6582 | 357.3516 | 1129.4434 | 357.3516 | 1129.4434
6583 | 354.0056 | 1099.3348 | 354.0056 | 1099.3348
6584 | 356.8499 | 1063.6924 | 356.8499 | 1063.6924
6585 | 351.3356 | 1043.6761 | 351.3356 | 1043.6761
6586 | 334.3292 | 1022.6716 | 334.3292 | 1022.6716
6587 | 312.6512 | 1008.8619 | 312.6512 | 1008.8619
6588 | 295.0416 | 1014.2132 | 295.0416 | 1014.2132
6589 | 281.864 | 1030.7755 | 281.864 | 1030.7755
6590 | 275.2239 | 1056.3101 | 275.2239 | 1056.3101
6591 | 269.2389 | 1091.3271 | 269.2389 | 1091.3271
6592 | 267.4339 | 1146.4686 | 267.4339 | 1146.4686
6593 | 268.1949 | 1219.5266 | 268.1949 | 1219.5266
6594 | 269.6582 | 1241.4479 | 269.6582 | 1241.4479
6595 | 285.8731 | 1259.6979 | 285.8731 | 1259.6979
6596 | 311.4087 | 1277.8207 | 311.4087 | 1277.8207
6597 | 325.0401 | 1293.7945 | 325.0401 | 1293.7945
6598 | 340.9781 | 1307.989 | 340.9781 | 1307.989
6599 | 363.3887 | 1334.3477 | 363.3887 | 1334.3477
6600 | 364.7691 | 1346.787 | 364.7691 | 1346.787
6601 | 347.8315 | 1354.2197 | 347.8315 | 1354.2197
6602 | 343.5974 | 1364.9201 | 343.5974 | 1364.9201
6603 | 343.2856 | 1362.8831 | 343.2856 | 1362.8831
6604 | 345.8968 | 1366.1231 | 345.8968 | 1366.1231
6605 | 351.8796 | 1360.5632 | 351.8796 | 1360.5632
6606 | 348.901 | 1334.2564 | 348.901 | 1334.2564
6607 | 343.8124 | 1304.8526 | 343.8124 | 1304.8526
6608 | 347.186 | 1270.8758 | 347.186 | 1270.8758
6609 | 344.2045 | 1234.0106 | 344.2045 | 1234.0106
6610 | 331.9617 | 1188.5337 | 331.9617 | 1188.5337
6611 | 310.3094 | 1151.6929 | 310.3094 | 1151.6929
6612 | 294.9531 | 1131.6107 | 294.9531 | 1131.6107
6613 | 282.4329 | 1124.3732 | 282.4329 | 1124.3732
6614 | 275.1572 | 1129.5034 | 275.1572 | 1129.5034
6615 | 271.8596 | 1157.3773 | 271.8596 | 1157.3773
6616 | 270.7407 | 1214.3125 | 270.7407 | 1214.3125
6617 | 270.7408 | 1292.2394 | 270.7408 | 1292.2394
6618 | 272.0217 | 1314.8013 | 272.0217 | 1314.8013
6619 | 286.9913 | 1321.0073 | 286.9913 | 1321.0073
6620 | 312.0382 | 1313.8247 | 312.0382 | 1313.8247
6621 | 331.6042 | 1302.9557 | 331.6042 | 1302.9557
6622 | 344.4147 | 1290.3394 | 344.4147 | 1290.3394
6623 | 365.0802 | 1291.8732 | 365.0802 | 1291.8732
6624 | 360.496 | 1293.7419 | 360.496 | 1293.7419
6625 | 345.2531 | 1311.2006 | 345.2531 | 1311.2006
6626 | 344.7294 | 1329.2684 | 344.7294 | 1329.2684
6627 | 345.0084 | 1298.9471 | 345.0084 | 1298.9471
6628 | 347.8633 | 1255.1961 | 347.8633 | 1255.1961
6629 | 352.2152 | 1209.1796 | 352.2152 | 1209.1796
6630 | 350.02 | 1152.5065 | 350.02 | 1152.5065
6631 | 348.4795 | 1114.9665 | 348.4795 | 1114.9665
6632 | 356.3032 | 1083.264 | 356.3032 | 1083.264
6633 | 352.8595 | 1052.613 | 352.8595 | 1052.613
6634 | 339.1042 | 1015.112 | 339.1042 | 1015.112
6635 | 318.4549 | 985.7668 | 318.4549 | 985.7668
6636 | 300.605 | 973.0519 | 300.605 | 973.0519
6637 | 287.3947 | 972.7334 | 287.3947 | 972.7334
6638 | 279.5115 | 987.7935 | 279.5115 | 987.7935
6639 | 275.5566 | 1020.0878 | 275.5566 | 1020.0878
6640 | 274.6131 | 1074.7167 | 274.6131 | 1074.7167
6641 | 274.7626 | 1157.8648 | 274.7626 | 1157.8648
6642 | 274.268 | 1194.2006 | 274.268 | 1194.2006
6643 | 284.9689 | 1220.9712 | 284.9689 | 1220.9712
6644 | 304.2502 | 1237.7165 | 304.2502 | 1237.7165
6645 | 318.629 | 1248.0207 | 318.629 | 1248.0207
6646 | 330.6395 | 1249.5946 | 330.6395 | 1249.5946
6647 | 350.7847 | 1255.6449 | 350.7847 | 1255.6449
6648 | 348.4369 | 1256.0402 | 348.4369 | 1256.0402
6649 | 332.8054 | 1266.8362 | 332.8054 | 1266.8362
6650 | 331.0237 | 1265.8128 | 331.0237 | 1265.8128
6651 | 333.5766 | 1209.7378 | 333.5766 | 1209.7378
6652 | 332.9952 | 1159.8046 | 332.9952 | 1159.8046
6653 | 335.5429 | 1108.7911 | 335.5429 | 1108.7911
6654 | 339.0846 | 1035.7176 | 339.0846 | 1035.7176
6655 | 336.5323 | 978.8942 | 336.5323 | 978.8942
6656 | 345.547 | 935.468 | 345.547 | 935.468
6657 | 345.8536 | 897.9942 | 345.8536 | 897.9942
6658 | 331.5568 | 859.5003 | 331.5568 | 859.5003
6659 | 314.855 | 833.6785 | 314.855 | 833.6785
6660 | 301.0364 | 828.6193 | 301.0364 | 828.6193
6661 | 288.4434 | 841.9465 | 288.4434 | 841.9465
6662 | 281.7165 | 878.1478 | 281.7165 | 878.1478
6663 | 277.6409 | 931.2629 | 277.6409 | 931.2629
6664 | 275.5667 | 1000.6906 | 275.5667 | 1000.6906
6665 | 274.4902 | 1092.0069 | 274.4902 | 1092.0069
6666 | 271.3579 | 1137.8241 | 271.3579 | 1137.8241
6667 | 281.3792 | 1171.0332 | 281.3792 | 1171.0332
6668 | 295.4574 | 1191.6544 | 295.4574 | 1191.6544
6669 | 312.873 | 1203.368 | 312.873 | 1203.368
6670 | 327.8069 | 1207.6326 | 327.8069 | 1207.6326
6671 | 346.5723 | 1219.0002 | 346.5723 | 1219.0002
6672 | 342.7136 | 1223.5917 | 342.7136 | 1223.5917
6673 | 330.616 | 1230.5439 | 330.616 | 1230.5439
6674 | 329.5174 | 1231.7948 | 329.5174 | 1231.7948
6675 | 331.2441 | 1202.979 | 331.2441 | 1202.979
6676 | 334.9385 | 1152.7255 | 334.9385 | 1152.7255
6677 | 338.4215 | 1094.4407 | 338.4215 | 1094.4407
6678 | 337.8446 | 1017.9077 | 337.8446 | 1017.9077
6679 | 334.4225 | 950.8982 | 334.4225 | 950.8982
6680 | 347.6895 | 889.9825 | 347.6895 | 889.9825
6681 | 342.3574 | 841.5217 | 342.3574 | 841.5217
6682 | 330.9123 | 798.3831 | 330.9123 | 798.3831
6683 | 312.4846 | 767.8526 | 312.4846 | 767.8526
6684 | 296.1203 | 757.6363 | 296.1203 | 757.6363
6685 | 283.6994 | 761.0014 | 283.6994 | 761.0014
6686 | 276.7554 | 779.9695 | 276.7554 | 779.9695
6687 | 273.4163 | 809.6692 | 273.4163 | 809.6692
6688 | 272.0984 | 854.24 | 272.0984 | 854.24
6689 | 271.3561 | 919.0337 | 271.3561 | 919.0337
6690 | 267.8031 | 932.1462 | 267.8031 | 932.1462
6691 | 283.1692 | 940.5945 | 283.1692 | 940.5945
6692 | 305.9787 | 946.545 | 305.9787 | 946.545
6693 | 321.5973 | 954.703 | 321.5973 | 954.703
6694 | 337.2994 | 958.0387 | 337.2994 | 958.0387
6695 | 358.9427 | 965.2102 | 358.9427 | 965.2102
6696 | 359.3652 | 963.5874 | 359.3652 | 963.5874
6697 | 341.4658 | 963.0761 | 341.4658 | 963.0761
6698 | 337.8396 | 961.5722 | 337.8396 | 961.5722
6699 | 340.2132 | 947.8436 | 340.2132 | 947.8436
6700 | 341.4187 | 937.5981 | 341.4187 | 937.5981
6701 | 349.4989 | 903.4976 | 349.4989 | 903.4976
6702 | 350.9029 | 853.4551 | 350.9029 | 853.4551
6703 | 341.51 | 807.4586 | 341.51 | 807.4586
6704 | 350.5624 | 761.694 | 350.5624 | 761.694
6705 | 348.4424 | 723.3874 | 348.4424 | 723.3874
6706 | 333.2734 | 688.6732 | 333.2734 | 688.6732
6707 | 312.5007 | 663.364 | 312.5007 | 663.364
6708 | 292.852 | 654.1086 | 292.852 | 654.1086
6709 | 282.2201 | 657.0894 | 282.2201 | 657.0894
6710 | 276.604 | 673.8793 | 276.604 | 673.8793
6711 | 272.3166 | 704.4118 | 272.3166 | 704.4118
6712 | 271.2523 | 755.0367 | 271.2523 | 755.0367
6713 | 271.8647 | 827.6462 | 271.8647 | 827.6462
6714 | 271.4252 | 850.7848 | 271.4252 | 850.7848
6715 | 290.029 | 862.4682 | 290.029 | 862.4682
6716 | 321.2094 | 864.2547 | 321.2094 | 864.2547
6717 | 340.6735 | 871.0993 | 340.6735 | 871.0993
6718 | 352.7311 | 885.1337 | 352.7311 | 885.1337
6719 | 374.6907 | 906.143 | 374.6907 | 906.143
6720 | 369.058 | 909.6133 | 369.058 | 909.6133
6721 | 348.9596 | 905.6106 | 348.9596 | 905.6106
6722 | 347.3267 | 893.5361 | 347.3267 | 893.5361
6723 | 348.9603 | 870.358 | 348.9603 | 870.358
6724 | 351.7666 | 859.0875 | 351.7666 | 859.0875
6725 | 361.6389 | 831.2652 | 361.6389 | 831.2652
6726 | 364.3313 | 775.6492 | 364.3313 | 775.6492
6727 | 348.0168 | 715.1422 | 348.0168 | 715.1422
6728 | 358.7459 | 666.8471 | 358.7459 | 666.8471
6729 | 355.4918 | 631.2632 | 355.4918 | 631.2632
6730 | 337.6915 | 601.9624 | 337.6915 | 601.9624
6731 | 315.4964 | 581.1697 | 315.4964 | 581.1697
6732 | 296.0647 | 573.548 | 296.0647 | 573.548
6733 | 281.8667 | 576.6249 | 281.8667 | 576.6249
6734 | 275.6587 | 589.7631 | 275.6587 | 589.7631
6735 | 272.4326 | 614.2095 | 272.4326 | 614.2095
6736 | 271.6693 | 675.5651 | 271.6693 | 675.5651
6737 | 270.6154 | 749.0716 | 270.6154 | 749.0716
6738 | 272.6609 | 767.5334 | 272.6609 | 767.5334
6739 | 290.7542 | 773.2269 | 290.7542 | 773.2269
6740 | 320.0083 | 772.6429 | 320.0083 | 772.6429
6741 | 342.9726 | 779.2314 | 342.9726 | 779.2314
6742 | 353.3658 | 790.2547 | 353.3658 | 790.2547
6743 | 376.039 | 806.8756 | 376.039 | 806.8756
6744 | 367.7239 | 810.2499 | 367.7239 | 810.2499
6745 | 346.7082 | 812.7176 | 346.7082 | 812.7176
6746 | 345.0063 | 809.484 | 345.0063 | 809.484
6747 | 346.0435 | 782.9425 | 346.0435 | 782.9425
6748 | 346.5723 | 770.9352 | 346.5723 | 770.9352
6749 | 352.3448 | 741.8637 | 352.3448 | 741.8637
6750 | 351.5799 | 701.1426 | 351.5799 | 701.1426
6751 | 341.2807 | 682.6617 | 341.2807 | 682.6617
6752 | 349.9455 | 662.779 | 349.9455 | 662.779
6753 | 348.0384 | 654.2302 | 348.0384 | 654.2302
6754 | 332.3648 | 640.9454 | 332.3648 | 640.9454
6755 | 310.3936 | 627.8404 | 310.3936 | 627.8404
6756 | 290.0314 | 624.4469 | 290.0314 | 624.4469
6757 | 277.7607 | 627.7801 | 277.7607 | 627.7801
6758 | 271.0338 | 644.4738 | 271.0338 | 644.4738
6759 | 268.4261 | 665.653 | 268.4261 | 665.653
6760 | 267.2468 | 709.2308 | 267.2468 | 709.2308
6761 | 265.8044 | 775.1777 | 265.8044 | 775.1777
6762 | 266.3874 | 790.148 | 266.3874 | 790.148
6763 | 285.7925 | 791.6774 | 285.7925 | 791.6774
6764 | 313.1479 | 786.4808 | 313.1479 | 786.4808
6765 | 332.2446 | 792.877 | 332.2446 | 792.877
6766 | 346.0795 | 800.9214 | 346.0795 | 800.9214
6767 | 366.0091 | 815.7806 | 366.0091 | 815.7806
6768 | 362.6734 | 819.0267 | 362.6734 | 819.0267
6769 | 342.8812 | 822.3912 | 342.8812 | 822.3912
6770 | 338.314 | 827.9985 | 338.314 | 827.9985
6771 | 338.2674 | 819.4911 | 338.2674 | 819.4911
6772 | 342.2423 | 810.9433 | 342.2423 | 810.9433
6773 | 349.2538 | 783.1851 | 349.2538 | 783.1851
6774 | 346.6923 | 745.507 | 346.6923 | 745.507
6775 | 337.6087 | 715.3344 | 337.6087 | 715.3344
6776 | 344.7075 | 688.2445 | 344.7075 | 688.2445
6777 | 345.9565 | 670.5025 | 345.9565 | 670.5025
6778 | 333.3566 | 649.0816 | 333.3566 | 649.0816
6779 | 312.174 | 630.9155 | 312.174 | 630.9155
6780 | 291.687 | 624.543 | 291.687 | 624.543
6781 | 279.3167 | 624.705 | 279.3167 | 624.705
6782 | 272.044 | 629.611 | 272.044 | 629.611
6783 | 268.7795 | 649.4768 | 268.7795 | 649.4768
6784 | 267.0269 | 694.4961 | 267.0269 | 694.4961
6785 | 264.5251 | 758.8093 | 264.5251 | 758.8093
6786 | 263.7541 | 774.8687 | 263.7541 | 774.8687
6787 | 280.4919 | 785.0147 | 280.4919 | 785.0147
6788 | 304.3099 | 790.8692 | 304.3099 | 790.8692
6789 | 322.0407 | 798.9311 | 322.0407 | 798.9311
6790 | 335.566 | 809.6661 | 335.566 | 809.6661
6791 | 354.5988 | 831.1559 | 354.5988 | 831.1559
6792 | 356.6368 | 843.4671 | 356.6368 | 843.4671
6793 | 336.9378 | 853.11 | 336.9378 | 853.11
6794 | 333.4431 | 854.2968 | 333.4431 | 854.2968
6795 | 337.4791 | 822.2779 | 337.4791 | 822.2779
6796 | 338.7422 | 799.668 | 338.7422 | 799.668
6797 | 344.0975 | 760.5705 | 344.0975 | 760.5705
6798 | 341.4538 | 714.9484 | 341.4538 | 714.9484
6799 | 334.7074 | 686.2172 | 334.7074 | 686.2172
6800 | 338.9517 | 659.0633 | 338.9517 | 659.0633
6801 | 342.0278 | 634.7547 | 342.0278 | 634.7547
6802 | 331.8431 | 605.7102 | 331.8431 | 605.7102
6803 | 313.3271 | 581.7783 | 313.3271 | 581.7783
6804 | 293.7044 | 571.562 | 293.7044 | 571.562
6805 | 281.8647 | 572.1083 | 281.8647 | 572.1083
6806 | 273.9432 | 580.0573 | 273.9432 | 580.0573
6807 | 269.7014 | 609.0203 | 269.7014 | 609.0203
6808 | 268.6123 | 677.5511 | 268.6123 | 677.5511
6809 | 266.3259 | 753.6522 | 266.3259 | 753.6522
6810 | 261.6765 | 780.0259 | 261.6765 | 780.0259
6811 | 274.2801 | 796.258 | 274.2801 | 796.258
6812 | 296.3039 | 804.0023 | 296.3039 | 804.0023
6813 | 314.4229 | 807.5157 | 314.4229 | 807.5157
6814 | 325.4628 | 798.2948 | 325.4628 | 798.2948
6815 | 344.0642 | 793.5503 | 344.0642 | 793.5503
6816 | 341.5155 | 782.0616 | 341.5155 | 782.0616
6817 | 329.1863 | 774.6314 | 329.1863 | 774.6314
6818 | 328.0321 | 757.8483 | 328.0321 | 757.8483
6819 | 330.0316 | 729.0966 | 330.0316 | 729.0966
6820 | 330.1101 | 713.79 | 330.1101 | 713.79
6821 | 335.1037 | 682.7646 | 335.1037 | 682.7646
6822 | 334.5902 | 649.2827 | 334.5902 | 649.2827
6823 | 327.3113 | 634.4534 | 327.3113 | 634.4534
6824 | 334.5908 | 620.5928 | 334.5908 | 620.5928
6825 | 336.5517 | 614.5104 | 336.5517 | 614.5104
6826 | 325.8607 | 605.0375 | 325.8607 | 605.0375
6827 | 308.005 | 595.5521 | 308.005 | 595.5521
6828 | 289.2846 | 596.4829 | 289.2846 | 596.4829
6829 | 276.4957 | 604.3326 | 276.4957 | 604.3326
6830 | 269.8636 | 614.9723 | 269.8636 | 614.9723
6831 | 264.1334 | 621.9612 | 264.1334 | 621.9612
6832 | 264.1331 | 664.0016 | 264.1331 | 664.0016
6833 | 258.893 | 734.561 | 258.893 | 734.561
6834 | 255.4384 | 760.5504 | 255.4384 | 760.5504
6835 | 267.3266 | 779.0888 | 267.3266 | 779.0888
6836 | 289.4197 | 789.0754 | 289.4197 | 789.0754
6837 | 303.7919 | 794.5747 | 303.7919 | 794.5747
6838 | 315.4698 | 794.1626 | 315.4698 | 794.1626
6839 | 339.6315 | 802.4872 | 339.6315 | 802.4872
6840 | 337.3604 | 804.6763 | 337.3604 | 804.6763
6841 | 325.3142 | 807.2721 | 325.3142 | 807.2721
6842 | 324.1476 | 808.459 | 324.1476 | 808.459
6843 | 323.0712 | 791.3029 | 323.0712 | 791.3029
6844 | 327.4938 | 783.1074 | 327.4938 | 783.1074
6845 | 330.86 | 776.2662 | 330.86 | 776.2662
6846 | 328.4132 | 759.4089 | 328.4132 | 759.4089
6847 | 321.5201 | 743.4585 | 321.5201 | 743.4585
6848 | 328.9663 | 724.9533 | 328.9663 | 724.9533
6849 | 329.6052 | 707.8198 | 329.6052 | 707.8198
6850 | 317.19 | 688.5451 | 317.19 | 688.5451
6851 | 298.0449 | 676.5292 | 298.0449 | 676.5292
6852 | 280.2596 | 679.7984 | 280.2596 | 679.7984
6853 | 269.0042 | 695.2396 | 269.0042 | 695.2396
6854 | 261.7762 | 718.9484 | 261.7762 | 718.9484
6855 | 259.9743 | 744.4519 | 259.9743 | 744.4519
6856 | 260.3613 | 795.4612 | 260.3613 | 795.4612
6857 | 256.3508 | 874.8295 | 256.3508 | 874.8295
6858 | 254.2751 | 908.1222 | 254.2751 | 908.1222
6859 | 267.7431 | 935.8217 | 267.7431 | 935.8217
6860 | 291.1785 | 959.7423 | 291.1785 | 959.7423
6861 | 309.1122 | 983.8843 | 309.1122 | 983.8843
6862 | 322.1421 | 1003.8445 | 322.1421 | 1003.8445
6863 | 344.494 | 1029.8188 | 344.494 | 1029.8188
6864 | 340.886 | 1044.8207 | 340.886 | 1044.8207
6865 | 326.4375 | 1055.4245 | 326.4375 | 1055.4245
6866 | 324.6659 | 1055.6504 | 324.6659 | 1055.6504
6867 | 324.7747 | 1035.6755 | 324.7747 | 1035.6755
6868 | 332.3897 | 1020.6252 | 332.3897 | 1020.6252
6869 | 335.0728 | 991.5537 | 335.0728 | 991.5537
6870 | 333.0211 | 951.0248 | 333.0211 | 951.0248
6871 | 326.2866 | 912.6199 | 326.2866 | 912.6199
6872 | 336.6542 | 866.6631 | 336.6542 | 866.6631
6873 | 339.458 | 826.819 | 339.458 | 826.819
6874 | 328.8344 | 786.0507 | 328.8344 | 786.0507
6875 | 304.6568 | 759.236 | 304.6568 | 759.236
6876 | 285.1762 | 751.4221 | 285.1762 | 751.4221
6877 | 272.4905 | 759.3998 | 272.4905 | 759.3998
6878 | 266.4959 | 779.8734 | 266.4959 | 779.8734
6879 | 263.8674 | 812.9044 | 263.8674 | 812.9044
6880 | 262.7136 | 881.1469 | 262.7136 | 881.1469
6881 | 258.6406 | 980.8236 | 258.6406 | 980.8236
6882 | 259.9806 | 1034.809 | 259.9806 | 1034.809
6883 | 280.1059 | 1073.4955 | 280.1059 | 1073.4955
6884 | 309.5036 | 1096.0067 | 309.5036 | 1096.0067
6885 | 327.716 | 1113.3259 | 327.716 | 1113.3259
6886 | 339.484 | 1122.9718 | 339.484 | 1122.9718
6887 | 365.4794 | 1137.9591 | 365.4794 | 1137.9591
6888 | 361.2655 | 1143.8639 | 361.2655 | 1143.8639
6889 | 341.4848 | 1148.766 | 341.4848 | 1148.766
6890 | 338.836 | 1145.9488 | 338.836 | 1145.9488
6891 | 341.8144 | 1123.2512 | 341.8144 | 1123.2512
6892 | 342.789 | 1087.348 | 342.789 | 1087.348
6893 | 351.9768 | 1032.2344 | 351.9768 | 1032.2344
6894 | 350.2551 | 973.0308 | 350.2551 | 973.0308
6895 | 338.0336 | 915.2785 | 338.0336 | 915.2785
6896 | 342.7335 | 861.8583 | 342.7335 | 861.8583
6897 | 345.3171 | 819.3555 | 345.3171 | 819.3555
6898 | 329.6983 | 782.4311 | 329.6983 | 782.4311
6899 | 308.5644 | 757.1539 | 308.5644 | 757.1539
6900 | 289.6997 | 755.6823 | 289.6997 | 755.6823
6901 | 275.7708 | 772.7252 | 275.7708 | 772.7252
6902 | 267.9067 | 803.6412 | 267.9067 | 803.6412
6903 | 264.6791 | 842.1176 | 264.6791 | 842.1176
6904 | 263.6142 | 904.8507 | 263.6142 | 904.8507
6905 | 260.1757 | 992.9637 | 260.1757 | 992.9637
6906 | 261.0876 | 1030.9331 | 261.0876 | 1030.9331
6907 | 281.1341 | 1056.5826 | 281.1341 | 1056.5826
6908 | 310.3021 | 1073.6483 | 310.3021 | 1073.6483
6909 | 328.3823 | 1089.2698 | 328.3823 | 1089.2698
6910 | 340.3473 | 1099.5884 | 340.3473 | 1099.5884
6911 | 362.0622 | 1117.4586 | 362.0622 | 1117.4586
6912 | 361.0765 | 1128.5846 | 361.0765 | 1128.5846
6913 | 342.0786 | 1136.4657 | 342.0786 | 1136.4657
6914 | 340.498 | 1130.125 | 340.498 | 1130.125
6915 | 340.3735 | 1097.049 | 340.3735 | 1097.049
6916 | 344.2495 | 1052.5292 | 344.2495 | 1052.5292
6917 | 351.1762 | 981.3675 | 351.1762 | 981.3675
6918 | 351.6241 | 905.2189 | 351.6241 | 905.2189
6919 | 335.093 | 838.3055 | 335.093 | 838.3055
6920 | 337.611 | 778.2866 | 337.611 | 778.2866
6921 | 343.5014 | 733.0291 | 343.5014 | 733.0291
6922 | 331.194 | 693.0296 | 331.194 | 693.0296
6923 | 310.5244 | 659.9686 | 310.5244 | 659.9686
6924 | 291.6979 | 645.7803 | 291.6979 | 645.7803
6925 | 277.3563 | 649.2736 | 277.3563 | 649.2736
6926 | 270.493 | 668.3057 | 270.493 | 668.3057
6927 | 267.1147 | 703.4829 | 267.1147 | 703.4829
6928 | 265.9398 | 773.7434 | 265.9398 | 773.7434
6929 | 261.776 | 866.1167 | 261.776 | 866.1167
6930 | 262.7743 | 905.5916 | 262.7743 | 905.5916
6931 | 282.4754 | 934.7326 | 282.4754 | 934.7326
6932 | 312.155 | 952.9194 | 312.155 | 952.9194
6933 | 329.3267 | 970.3988 | 329.3267 | 970.3988
6934 | 341.9012 | 986.4511 | 341.9012 | 986.4511
6935 | 365.3964 | 1006.9479 | 365.3964 | 1006.9479
6936 | 362.4935 | 1016.2161 | 362.4935 | 1016.2161
6937 | 341.5235 | 1023.4565 | 341.5235 | 1023.4565
6938 | 336.9172 | 1028.1989 | 336.9172 | 1028.1989
6939 | 343.0712 | 1010.6585 | 343.0712 | 1010.6585
6940 | 343.7617 | 991.9886 | 343.7617 | 991.9886
6941 | 349.4033 | 946.4526 | 349.4033 | 946.4526
6942 | 350.4834 | 881.0667 | 350.4834 | 881.0667
6943 | 334.6229 | 825.813 | 334.6229 | 825.813
6944 | 342.0284 | 771.4958 | 342.0284 | 771.4958
6945 | 344.3138 | 718.1021 | 344.3138 | 718.1021
6946 | 332.1433 | 669.6462 | 332.1433 | 669.6462
6947 | 313.4842 | 634.407 | 313.4842 | 634.407
6948 | 293.3717 | 617.8804 | 293.3717 | 617.8804
6949 | 279.7887 | 616.3446 | 279.7887 | 616.3446
6950 | 272.2519 | 627.8812 | 272.2519 | 627.8812
6951 | 267.6742 | 653.8331 | 267.6742 | 653.8331
6952 | 266.571 | 711.0887 | 266.571 | 711.0887
6953 | 258.6473 | 794.429 | 258.6473 | 794.429
6954 | 259.1329 | 840.022 | 259.1329 | 840.022
6955 | 272.2632 | 875.4733 | 272.2632 | 875.4733
6956 | 293.5088 | 898.3688 | 293.5088 | 898.3688
6957 | 309.7792 | 917.3857 | 309.7792 | 917.3857
6958 | 319.9068 | 928.6973 | 319.9068 | 928.6973
6959 | 342.1447 | 945.3503 | 342.1447 | 945.3503
6960 | 343.6186 | 953.4653 | 343.6186 | 953.4653
6961 | 327.2762 | 955.3884 | 327.2762 | 955.3884
6962 | 323.5851 | 945.2679 | 323.5851 | 945.2679
6963 | 325.1088 | 913.1529 | 325.1088 | 913.1529
6964 | 326.9167 | 873.9824 | 326.9167 | 873.9824
6965 | 336.3224 | 802.5645 | 336.3224 | 802.5645
6966 | 330.9841 | 710.528 | 330.9841 | 710.528
6967 | 323.6673 | 654.986 | 323.6673 | 654.986
6968 | 326.6898 | 624.1163 | 326.6898 | 624.1163
6969 | 332.8308 | 606.5665 | 332.8308 | 606.5665
6970 | 323.0041 | 586.9073 | 323.0041 | 586.9073
6971 | 303.5621 | 571.7203 | 303.5621 | 571.7203
6972 | 286.8349 | 568.9354 | 286.8349 | 568.9354
6973 | 274.736 | 574.1263 | 274.736 | 574.1263
6974 | 268.2402 | 582.748 | 268.2402 | 582.748
6975 | 264.3451 | 588.5518 | 264.3451 | 588.5518
6976 | 263.8909 | 622.2317 | 263.8909 | 622.2317
6977 | 255.811 | 698.9093 | 255.811 | 698.9093
6978 | 256.0979 | 729.2871 | 256.0979 | 729.2871
6979 | 269.6711 | 751.5732 | 269.6711 | 751.5732
6980 | 288.8921 | 768.735 | 288.8921 | 768.735
6981 | 306.1492 | 785.5417 | 306.1492 | 785.5417
6982 | 318.8287 | 796.4049 | 318.8287 | 796.4049
6983 | 344.4348 | 810.8156 | 344.4348 | 810.8156
6984 | 345.1092 | 814.35 | 345.1092 | 814.35
6985 | 330.5228 | 814.2231 | 330.5228 | 814.2231
6986 | 323.7761 | 807.3058 | 323.7761 | 807.3058
6987 | 326.6149 | 784.7683 | 326.6149 | 784.7683
6988 | 330.1947 | 763.6319 | 330.1947 | 763.6319
6989 | 335.4468 | 726.8087 | 335.4468 | 726.8087
6990 | 329.7972 | 686.6961 | 329.7972 | 686.6961
6991 | 322.4135 | 661.3924 | 322.4135 | 661.3924
6992 | 328.36 | 640.1644 | 328.36 | 640.1644
6993 | 333.8464 | 626.5545 | 333.8464 | 626.5545
6994 | 324.1359 | 606.7672 | 324.1359 | 606.7672
6995 | 307.5391 | 591.1317 | 307.5391 | 591.1317
6996 | 290.2142 | 586.8733 | 290.2142 | 586.8733
6997 | 277.0102 | 590.2064 | 277.0102 | 590.2064
6998 | 269.6063 | 606.6119 | 269.6063 | 606.6119
6999 | 266.9047 | 628.5278 | 266.9047 | 628.5278
7000 | 264.3328 | 672.1057 | 264.3328 | 672.1057
7001 | 256.7683 | 746.4449 | 256.7683 | 746.4449
7002 | 257.4353 | 772.6906 | 257.4353 | 772.6906
7003 | 270.7356 | 788.2499 | 270.7356 | 788.2499
7004 | 291.8369 | 795.3216 | 291.8369 | 795.3216
7005 | 307.6464 | 805.3055 | 307.6464 | 805.3055
7006 | 321.4051 | 813.4459 | 321.4051 | 813.4459
7007 | 339.7962 | 828.241 | 339.7962 | 828.241
7008 | 338.0836 | 830.366 | 338.0836 | 830.366
7009 | 331.0814 | 827.1 | 331.0814 | 827.1
7010 | 324.4124 | 812.495 | 324.4124 | 812.495
7011 | 326.3741 | 774.1016 | 326.3741 | 774.1016
7012 | 330.142 | 738.9352 | 330.142 | 738.9352
7013 | 335.3781 | 701.3432 | 335.3781 | 701.3432
7014 | 333.3857 | 671.577 | 333.3857 | 671.577
7015 | 322.5707 | 664.8198 | 322.5707 | 664.8198
7016 | 328.0436 | 653.2014 | 328.0436 | 653.2014
7017 | 332.699 | 636.036 | 332.699 | 636.036
7018 | 323.4245 | 608.6571 | 323.4245 | 608.6571
7019 | 303.6044 | 582.2268 | 303.6044 | 582.2268
7020 | 287.4471 | 567.0134 | 287.4471 | 567.0134
7021 | 273.3503 | 561.2495 | 273.3503 | 561.2495
7022 | 267.0089 | 566.3476 | 267.0089 | 566.3476
7023 | 264.1038 | 580.4797 | 264.1038 | 580.4797
7024 | 262.3216 | 655.3209 | 262.3216 | 655.3209
7025 | 255.9617 | 735.8103 | 255.9617 | 735.8103
7026 | 256.4166 | 762.2481 | 256.4166 | 762.2481
7027 | 271.0318 | 798.5002 | 271.0318 | 798.5002
7028 | 294.4642 | 825.8482 | 294.4642 | 825.8482
7029 | 308.5782 | 837.5618 | 308.5782 | 837.5618
7030 | 323.6681 | 837.3739 | 323.6681 | 837.3739
7031 | 344.2793 | 841.0539 | 344.2793 | 841.0539
7032 | 340.6869 | 836.388 | 340.6869 | 836.388
7033 | 329.1242 | 826.4273 | 329.1242 | 826.4273
7034 | 323.5638 | 803.7823 | 323.5638 | 803.7823
7035 | 324.0934 | 746.9385 | 324.0934 | 746.9385
7036 | 327.1175 | 684.6729 | 327.1175 | 684.6729
7037 | 334.6669 | 649.3872 | 334.6669 | 649.3872
7038 | 332.2668 | 622.3437 | 332.2668 | 622.3437
7039 | 321.8465 | 605.2722 | 321.8465 | 605.2722
7040 | 324.1318 | 586.0942 | 324.1318 | 586.0942
7041 | 335.2481 | 567.5194 | 335.2481 | 567.5194
7042 | 324.1227 | 543.4398 | 324.1227 | 543.4398
7043 | 302.4027 | 524.7933 | 302.4027 | 524.7933
7044 | 283.7651 | 518.3247 | 283.7651 | 518.3247
7045 | 272.0777 | 519.4156 | 272.0777 | 519.4156
7046 | 265.6373 | 530.9842 | 265.6373 | 530.9842
7047 | 263.0301 | 550.0813 | 263.0301 | 550.0813
7048 | 260.6271 | 595.7412 | 260.6271 | 595.7412
7049 | 256.2919 | 672.3548 | 256.2919 | 672.3548
7050 | 257.7514 | 709.5554 | 257.7514 | 709.5554
7051 | 278.9646 | 734.0837 | 278.9646 | 734.0837
7052 | 305.6411 | 744.0383 | 305.6411 | 744.0383
7053 | 329.3732 | 748.3204 | 329.3732 | 748.3204
7054 | 340.796 | 745.2497 | 340.796 | 745.2497
7055 | 367.0727 | 745.7264 | 367.0727 | 745.7264
7056 | 362.109 | 737.441 | 362.109 | 737.441
7057 | 341.6996 | 722.8996 | 341.6996 | 722.8996
7058 | 337.522 | 695.0654 | 337.522 | 695.0654
7059 | 339.1144 | 659.2667 | 339.1144 | 659.2667
7060 | 342.5389 | 635.5037 | 342.5389 | 635.5037
7061 | 350.1219 | 619.5653 | 350.1219 | 619.5653
7062 | 350.4069 | 598.672 | 350.4069 | 598.672
7063 | 335.3341 | 577.4683 | 335.3341 | 577.4683
7064 | 333.1948 | 550.1863 | 333.1948 | 550.1863
7065 | 337.7297 | 524.2761 | 337.7297 | 524.2761
7066 | 329.5344 | 495.1675 | 329.5344 | 495.1675
7067 | 301.038 | 473.1896 | 301.038 | 473.1896
7068 | 283.1374 | 470.2125 | 283.1374 | 470.2125
7069 | 267.7338 | 485.0452 | 267.7338 | 485.0452
7070 | 260.2935 | 514.4877 | 260.2935 | 514.4877
7071 | 257.0303 | 546.0773 | 257.0303 | 546.0773
7072 | 255.7037 | 602.2117 | 255.7037 | 602.2117
7073 | 248.9354 | 672.9954 | 248.9354 | 672.9954
7074 | 252.0804 | 674.5443 | 252.0804 | 674.5443
7075 | 272.1964 | 679.3089 | 272.1964 | 679.3089
7076 | 304.0804 | 680.0062 | 304.0804 | 680.0062
7077 | 321.1521 | 672.2122 | 321.1521 | 672.2122
7078 | 333.0635 | 656.0724 | 333.0635 | 656.0724
7079 | 355.913 | 647.2598 | 355.913 | 647.2598
7080 | 353.3505 | 634.2016 | 353.3505 | 634.2016
7081 | 332.1821 | 621.8705 | 332.1821 | 621.8705
7082 | 328.7486 | 621.7761 | 328.7486 | 621.7761
7083 | 331.8081 | 612.2436 | 331.8081 | 612.2436
7084 | 335.4081 | 618.4306 | 335.4081 | 618.4306
7085 | 342.1291 | 621.9036 | 342.1291 | 621.9036
7086 | 339.622 | 610.5559 | 339.622 | 610.5559
7087 | 326.8619 | 598.065 | 326.8619 | 598.065
7088 | 327.8509 | 578.2784 | 327.8509 | 578.2784
7089 | 336.333 | 564.6045 | 336.333 | 564.6045
7090 | 326.0325 | 547.1555 | 326.0325 | 547.1555
7091 | 302.7566 | 536.485 | 302.7566 | 536.485
7092 | 282.3428 | 540.1385 | 282.3428 | 540.1385
7093 | 266.0085 | 553.9782 | 266.0085 | 553.9782
7094 | 258.8604 | 571.761 | 258.8604 | 571.761
7095 | 256.5035 | 590.3456 | 256.5035 | 590.3456
7096 | 255.0793 | 633.507 | 255.0793 | 633.507
7097 | 249.7148 | 705.54 | 249.7148 | 705.54
7098 | 254.8166 | 741.0749 | 254.8166 | 741.0749
7099 | 276.484 | 776.5903 | 276.484 | 776.5903
7100 | 304.4005 | 809.0634 | 304.4005 | 809.0634
7101 | 321.0225 | 840.2845 | 321.0225 | 840.2845
7102 | 337.047 | 863.5441 | 337.047 | 863.5441
7103 | 358.2979 | 889.4223 | 358.2979 | 889.4223
7104 | 355.1883 | 903.5593 | 355.1883 | 903.5593
7105 | 332.6062 | 913.9709 | 332.6062 | 913.9709
7106 | 330.3884 | 924.6393 | 330.3884 | 924.6393
7107 | 331.3229 | 926.8306 | 331.3229 | 926.8306
7108 | 328.9063 | 935.7082 | 328.9063 | 935.7082
7109 | 338.1732 | 936.0742 | 338.1732 | 936.0742
7110 | 333.7873 | 921.7795 | 333.7873 | 921.7795
7111 | 319.9472 | 912.4277 | 319.9472 | 912.4277
7112 | 318.8851 | 896.1006 | 318.8851 | 896.1006
7113 | 328.999 | 883.4517 | 328.999 | 883.4517
7114 | 319.8795 | 865.8106 | 319.8795 | 865.8106
7115 | 297.0715 | 849.6625 | 297.0715 | 849.6625
7116 | 279.0126 | 843.5463 | 279.0126 | 843.5463
7117 | 266.1128 | 844.2208 | 266.1128 | 844.2208
7118 | 259.3369 | 849.0306 | 259.3369 | 849.0306
7119 | 256.5882 | 855.2508 | 256.5882 | 855.2508
7120 | 252.9786 | 890.8847 | 252.9786 | 890.8847
7121 | 245.4921 | 955.8386 | 245.4921 | 955.8386
7122 | 249.8866 | 976.7989 | 249.8866 | 976.7989
7123 | 267.3667 | 992.3903 | 267.3667 | 992.3903
7124 | 291.3009 | 1001.7043 | 291.3009 | 1001.7043
7125 | 306.5499 | 1006.0825 | 306.5499 | 1006.0825
7126 | 321.6814 | 1013.6784 | 321.6814 | 1013.6784
7127 | 343.8227 | 1037.5386 | 343.8227 | 1037.5386
7128 | 344.2462 | 1052.3482 | 344.2462 | 1052.3482
7129 | 329.3862 | 1051.2604 | 329.3862 | 1051.2604
7130 | 322.1437 | 1027.6544 | 322.1437 | 1027.6544
7131 | 322.6667 | 973.6935 | 322.6667 | 973.6935
7132 | 323.5568 | 937.9505 | 323.5568 | 937.9505
7133 | 330.3573 | 915.0611 | 330.3573 | 915.0611
7134 | 329.05 | 887.313 | 329.05 | 887.313
7135 | 316.8142 | 856.4997 | 316.8142 | 856.4997
7136 | 317.3414 | 821.8503 | 317.3414 | 821.8503
7137 | 325.5033 | 785.85 | 325.5033 | 785.85
7138 | 314.5116 | 744.7293 | 314.5116 | 744.7293
7139 | 294.9053 | 713.0457 | 294.9053 | 713.0457
7140 | 277.4264 | 699.4981 | 277.4264 | 699.4981
7141 | 263.4972 | 699.7561 | 263.4972 | 699.7561
7142 | 257.0833 | 714.8163 | 257.0833 | 714.8163
7143 | 253.9376 | 752.556 | 253.9376 | 752.556
7144 | 250.3423 | 830.1199 | 250.3423 | 830.1199
7145 | 242.8757 | 924.6393 | 242.8757 | 924.6393
7146 | 246.0232 | 961.8399 | 246.0232 | 961.8399
7147 | 258.7426 | 985.5675 | 258.7426 | 985.5675
7148 | 279.4948 | 996.2908 | 279.4948 | 996.2908
7149 | 293.6932 | 1000.5409 | 293.6932 | 1000.5409
7150 | 305.5254 | 1001.5062 | 305.5254 | 1001.5062
7151 | 331.0742 | 1010.4394 | 331.0742 | 1010.4394
7152 | 330.7367 | 1015.4793 | 330.7367 | 1015.4793
7153 | 318.7095 | 1008.7218 | 318.7095 | 1008.7218
7154 | 314.2119 | 990.4652 | 314.2119 | 990.4652
7155 | 313.7817 | 935.5753 | 313.7817 | 935.5753
7156 | 316.0555 | 898.0385 | 316.0555 | 898.0385
7157 | 319.7892 | 844.4304 | 319.7892 | 844.4304
7158 | 315.257 | 807.2008 | 315.257 | 807.2008
7159 | 306.0754 | 780.1673 | 306.0754 | 780.1673
7160 | 307.4275 | 750.3227 | 307.4275 | 750.3227
7161 | 316.4364 | 721.6577 | 316.4364 | 721.6577
7162 | 311.5308 | 686.399 | 311.5308 | 686.399
7163 | 292.6513 | 659.0717 | 292.6513 | 659.0717
7164 | 275.024 | 648.7913 | 275.024 | 648.7913
7165 | 262.0661 | 649.2416 | 262.0661 | 649.2416
7166 | 254.8638 | 661.7391 | 254.8638 | 661.7391
7167 | 250.3319 | 692.2716 | 250.3319 | 692.2716
7168 | 248.4261 | 756.2859 | 248.4261 | 756.2859
7169 | 241.0463 | 841.8044 | 241.0463 | 841.8044
7170 | 242.5283 | 875.5455 | 242.5283 | 875.5455
7171 | 256.9126 | 900.9388 | 256.9126 | 900.9388
7172 | 278.249 | 914.0645 | 278.249 | 914.0645
7173 | 295.3984 | 928.9493 | 295.3984 | 928.9493
7174 | 306.4983 | 950.6072 | 306.4983 | 950.6072
7175 | 328.1978 | 988.1131 | 328.1978 | 988.1131
7176 | 328.8702 | 1002.9548 | 328.8702 | 1002.9548
7177 | 315.4318 | 989.1502 | 315.4318 | 989.1502
7178 | 313.8226 | 958.1768 | 313.8226 | 958.1768
7179 | 313.3536 | 921.257 | 313.3536 | 921.257
7180 | 314.4378 | 898.6471 | 314.4378 | 898.6471
7181 | 319.2136 | 881.3634 | 319.2136 | 881.3634
7182 | 317.8992 | 845.2869 | 317.8992 | 845.2869
7183 | 305.1318 | 799.5787 | 305.1318 | 799.5787
7184 | 306.0497 | 752.0844 | 306.0497 | 752.0844
7185 | 316.8568 | 709.966 | 316.8568 | 709.966
7186 | 309.7542 | 668.8454 | 309.7542 | 668.8454
7187 | 289.3574 | 638.9235 | 289.3574 | 638.9235
7188 | 270.9637 | 626.497 | 270.9637 | 626.497
7189 | 259.9398 | 628.0363 | 259.9398 | 628.0363
7190 | 252.4379 | 645.6911 | 252.4379 | 645.6911
7191 | 250.0236 | 696.1795 | 250.0236 | 696.1795
7192 | 246.8813 | 779.0287 | 246.8813 | 779.0287
7193 | 240.0132 | 858.6533 | 240.0132 | 858.6533
7194 | 243.4749 | 877.019 | 243.4749 | 877.019
7195 | 261.1211 | 881.3351 | 261.1211 | 881.3351
7196 | 283.2543 | 884.2106 | 283.2543 | 884.2106
7197 | 301.0693 | 887.3396 | 301.0693 | 887.3396
7198 | 313.7748 | 885.8064 | 313.7748 | 885.8064
7199 | 339.2595 | 897.7186 | 339.2595 | 897.7186
7200 | 335.9035 | 908.7805 | 335.9035 | 908.7805
7201 | 319.6863 | 909.8708 | 319.6863 | 909.8708
7202 | 316.6842 | 888.6673 | 316.6842 | 888.6673
7203 | 318.0607 | 847.4871 | 318.0607 | 847.4871
7204 | 316.6633 | 806.1385 | 316.6633 | 806.1385
7205 | 322.9128 | 753.9078 | 322.9128 | 753.9078
7206 | 320.8095 | 705.3388 | 320.8095 | 705.3388
7207 | 311.574 | 677.1201 | 311.574 | 677.1201
7208 | 308.6792 | 651.2475 | 308.6792 | 651.2475
7209 | 317.7321 | 623.1591 | 317.7321 | 623.1591
7210 | 313.7269 | 579.7001 | 313.7269 | 579.7001
7211 | 289.2114 | 548.465 | 289.2114 | 548.465
7212 | 269.7734 | 538.8572 | 269.7734 | 538.8572
7213 | 256.7969 | 544.849 | 256.7969 | 544.849
7214 | 250.7311 | 567.0203 | 250.7311 | 567.0203
7215 | 247.4714 | 611.8711 | 247.4714 | 611.8711
7216 | 245.1329 | 677.6792 | 245.1329 | 677.6792
7217 | 239.512 | 758.6492 | 239.512 | 758.6492
7218 | 244.2791 | 788.0339 | 244.2791 | 788.0339
7219 | 267.0606 | 802.8245 | 267.0606 | 802.8245
7220 | 297.596 | 805.4758 | 297.596 | 805.4758
7221 | 317.3533 | 812.6088 | 317.3533 | 812.6088
7222 | 329.6752 | 824.2407 | 329.6752 | 824.2407
7223 | 356.031 | 844.8336 | 356.031 | 844.8336
7224 | 351.465 | 852.5322 | 351.465 | 852.5322
7225 | 334.0982 | 842.5714 | 334.0982 | 842.5714
7226 | 330.4753 | 825.1797 | 330.4753 | 825.1797
7227 | 329.919 | 791.4951 | 329.919 | 791.4951
7228 | 332.4135 | 761.4538 | 332.4135 | 761.4538
7229 | 337.9116 | 727.2892 | 337.9116 | 727.2892
7230 | 333.9721 | 671.1606 | 333.9721 | 671.1606
7231 | 315.0819 | 632.051 | 315.0819 | 632.051
7232 | 311.6989 | 590.835 | 311.6989 | 590.835
7233 | 320.764 | 552.4323 | 320.764 | 552.4323
7234 | 313.3034 | 509.9023 | 313.3034 | 509.9023
7235 | 290.3915 | 481.2617 | 290.3915 | 481.2617
7236 | 269.5552 | 473.8321 | 269.5552 | 473.8321
7237 | 255.2797 | 485.1733 | 255.2797 | 485.1733
7238 | 249.1667 | 521.1183 | 249.1667 | 521.1183
7239 | 246.3266 | 576.5077 | 246.3266 | 576.5077
7240 | 242.9177 | 641.0986 | 242.9177 | 641.0986
7241 | 236.7603 | 721.2998 | 236.7603 | 721.2998
7242 | 243.2834 | 748.0259 | 243.2834 | 748.0259
7243 | 260.1772 | 764.4501 | 260.1772 | 764.4501
7244 | 290.1176 | 776.1665 | 290.1176 | 776.1665
7245 | 307.7511 | 790.0902 | 307.7511 | 790.0902
7246 | 323.9803 | 809.1216 | 323.9803 | 809.1216
7247 | 346.3323 | 830.4833 | 346.3323 | 830.4833
7248 | 347.8717 | 827.7714 | 347.8717 | 827.7714
7249 | 325.6879 | 802.3712 | 325.6879 | 802.3712
7250 | 321.4208 | 780.1426 | 321.4208 | 780.1426
7251 | 322.3532 | 747.2267 | 322.3532 | 747.2267
7252 | 323.8678 | 726.9552 | 323.8678 | 726.9552
7253 | 330.714 | 705.3472 | 330.714 | 705.3472
7254 | 327.5821 | 680.7061 | 327.5821 | 680.7061
7255 | 316.5399 | 661.3924 | 316.5399 | 661.3924
7256 | 310.0818 | 643.2074 | 310.0818 | 643.2074
7257 | 318.7681 | 626.8107 | 318.7681 | 626.8107
7258 | 314.2534 | 603.9164 | 314.2534 | 603.9164
7259 | 292.2135 | 584.437 | 292.2135 | 584.437
7260 | 269.8546 | 275.312 | 269.8546 | 275.312
7261 | 256.1771 | 274.7311 | 256.1771 | 274.7311
7262 | 249.3311 | 278.1633 | 249.3311 | 278.1633
7263 | 247.6561 | 285.9968 | 247.6561 | 285.9968
7264 | 243.4097 | 316.2948 | 243.4097 | 316.2948
7265 | 235.3279 | 379.4247 | 235.3279 | 379.4247
7266 | 243.46 | 389.9331 | 243.46 | 389.9331
7267 | 264.3601 | 391.7297 | 264.3601 | 391.7297
7268 | 293.2683 | 381.6645 | 293.2683 | 381.6645
7269 | 311.9131 | 371.4803 | 311.9131 | 371.4803
7270 | 326.2435 | 358.9194 | 326.2435 | 358.9194
7271 | 352.6044 | 355.1436 | 352.6044 | 355.1436
7272 | 351.8702 | 347.9464 | 351.8702 | 347.9464
7273 | 331.5306 | 340.1303 | 331.5306 | 340.1303
7274 | 327.8176 | 344.3944 | 327.8176 | 344.3944
7275 | 327.4738 | 344.6434 | 327.4738 | 344.6434
7276 | 326.2515 | 354.9565 | 326.2515 | 354.9565
7277 | 328.5678 | 359.7132 | 328.5678 | 359.7132
7278 | 326.7748 | 349.3496 | 326.7748 | 349.3496
7279 | 312.74 | 338.7744 | 312.74 | 338.7744
7280 | 305.8275 | 325.8373 | 305.8275 | 325.8373
7281 | 313.2119 | 321.838 | 313.2119 | 321.838
7282 | 309.2842 | 311.0862 | 309.2842 | 311.0862
7283 | 293.2243 | 301.8701 | 293.2243 | 301.8701
7284 | 273.879 | 303.4197 | 273.879 | 303.4197
7285 | 259.4956 | 308.2549 | 259.4956 | 308.2549
7286 | 250.5707 | 315.0351 | 250.5707 | 315.0351
7287 | 246.74 | 326.0379 | 246.74 | 326.0379
7288 | 242.3624 | 363.7311 | 242.3624 | 363.7311
7289 | 237.06 | 435.8631 | 237.06 | 435.8631
7290 | 241.879 | 458.8406 | 241.879 | 458.8406
7291 | 259.1219 | 479.46 | 259.1219 | 479.46
7292 | 283.0648 | 491.1488 | 283.0648 | 491.1488
7293 | 301.8739 | 504.0578 | 301.8739 | 504.0578
7294 | 313.5784 | 512.2241 | 313.5784 | 512.2241
7295 | 335.8887 | 520.1437 | 335.8887 | 520.1437
7296 | 336.9076 | 515.5058 | 336.9076 | 515.5058
7297 | 321.413 | 496.664 | 321.413 | 496.664
7298 | 316.12 | 484.2183 | 316.12 | 484.2183
7299 | 314.86 | 466.2993 | 314.86 | 466.2993
7300 | 313.5562 | 466.5091 | 313.5562 | 466.5091
7301 | 318.9292 | 466.5787 | 318.9292 | 466.5787
7302 | 314.7421 | 452.3166 | 314.7421 | 452.3166
7303 | 303.5987 | 436.355 | 303.5987 | 436.355
7304 | 299.0974 | 415.5615 | 299.0974 | 415.5615
7305 | 308.2438 | 400.2834 | 308.2438 | 400.2834
7306 | 304.7051 | 375.9911 | 304.7051 | 375.9911
7307 | 289.5886 | 356.1212 | 289.5886 | 356.1212
7308 | 271.6431 | 350.9601 | 271.6431 | 350.9601
7309 | 256.886 | 350.8107 | 256.886 | 350.8107
7310 | 250.6338 | 353.7072 | 250.6338 | 353.7072
7311 | 246.1368 | 364.4125 | 246.1368 | 364.4125
7312 | 240.5149 | 403.4001 | 240.5149 | 403.4001
7313 | 234.5331 | 477.9576 | 234.5331 | 477.9576
7314 | 236.6147 | 501.1583 | 236.6147 | 501.1583
7315 | 249.3238 | 519.144 | 249.3238 | 519.144
7316 | 269.1383 | 524.3899 | 269.1383 | 524.3899
7317 | 284.8077 | 526.1094 | 284.8077 | 526.1094
7318 | 298.9888 | 522.2976 | 298.9888 | 522.2976
7319 | 320.696 | 525.1284 | 320.696 | 525.1284
7320 | 322.8982 | 520.0888 | 322.8982 | 520.0888
7321 | 310.7196 | 496.6193 | 310.7196 | 496.6193
7322 | 305.1663 | 473.3264 | 305.1663 | 473.3264
7323 | 301.5534 | 446.0035 | 301.5534 | 446.0035
7324 | 303.7544 | 441.303 | 303.7544 | 441.303
7325 | 309.0233 | 436.2094 | 309.0233 | 436.2094
7326 | 306.2009 | 419.2243 | 306.2009 | 419.2243
7327 | 297.7401 | 404.1555 | 297.7401 | 404.1555
7328 | 295.1989 | 385.1029 | 295.1989 | 385.1029
7329 | 305.2202 | 370.0182 | 305.2202 | 370.0182
7330 | 301.1771 | 344.3422 | 301.1771 | 344.3422
7331 | 284.3059 | 323.892 | 284.3059 | 323.892
7332 | 268.7833 | 318.2993 | 268.7833 | 318.2993
7333 | 256.3127 | 320.2777 | 256.3127 | 320.2777
7334 | 248.6886 | 327.8167 | 248.6886 | 327.8167
7335 | 245.6281 | 343.9232 | 245.6281 | 343.9232
7336 | 240.9758 | 390.3358 | 240.9758 | 390.3358
7337 | 234.0965 | 465.1313 | 234.0965 | 465.1313
7338 | 236.4182 | 478.3329 | 236.4182 | 478.3329
7339 | 249.9601 | 486.8105 | 249.9601 | 486.8105
7340 | 271.4019 | 487.3843 | 271.4019 | 487.3843
7341 | 287.6793 | 481.6342 | 287.6793 | 481.6342
7342 | 301.6597 | 469.8916 | 301.6597 | 469.8916
7343 | 325.1401 | 464.4939 | 325.1401 | 464.4939
7344 | 323.8409 | 452.7287 | 323.8409 | 452.7287
7345 | 309.6693 | 436.4908 | 309.6693 | 436.4908
7346 | 306.9163 | 429.3125 | 306.9163 | 429.3125
7347 | 305.3599 | 420.5742 | 305.3599 | 420.5742
7348 | 309.707 | 425.2181 | 309.707 | 425.2181
7349 | 314.7379 | 425.868 | 314.7379 | 425.868
7350 | 306.932 | 415.7722 | 306.932 | 415.7722
7351 | 297.4785 | 403.5454 | 297.4785 | 403.5454
7352 | 293.9574 | 384.2547 | 293.9574 | 384.2547
7353 | 303.9105 | 368.4559 | 303.9105 | 368.4559
7354 | 302.2862 | 341.6341 | 302.2862 | 341.6341
7355 | 284.0821 | 318.8924 | 284.0821 | 318.8924
7356 | 267.261 | 310.4875 | 267.261 | 310.4875
7357 | 253.8355 | 307.3026 | 253.8355 | 307.3026
7358 | 246.7802 | 307.3125 | 246.7802 | 307.3125
7359 | 242.9339 | 315.399 | 242.9339 | 315.399
7360 | 238.1509 | 354.3718 | 238.1509 | 354.3718
7361 | 232.1175 | 425.6854 | 232.1175 | 425.6854
7362 | 237.6584 | 443.7676 | 237.6584 | 443.7676
7363 | 254.8834 | 461.411 | 254.8834 | 461.411
7364 | 282.6844 | 471.0167 | 282.6844 | 471.0167
7365 | 297.4135 | 476.962 | 297.4135 | 476.962
7366 | 314.9958 | 473.8198 | 314.9958 | 473.8198
7367 | 342.2937 | 475.7876 | 342.2937 | 475.7876
7368 | 339.2855 | 467.4595 | 339.2855 | 467.4595
7369 | 320.873 | 441.3713 | 320.873 | 441.3713
7370 | 317.2018 | 418.0635 | 317.2018 | 418.0635
7371 | 316.6267 | 387.6902 | 316.6267 | 387.6902
7372 | 320.8004 | 366.0716 | 320.8004 | 366.0716
7373 | 323.8009 | 348.3452 | 323.8009 | 348.3452
7374 | 320.211 | 328.5627 | 320.211 | 328.5627
7375 | 308.2041 | 310.7114 | 308.2041 | 310.7114
7376 | 303.6316 | 288.4746 | 303.6316 | 288.4746
7377 | 312.7178 | 269.3129 | 312.7178 | 269.3129
7378 | 309.5143 | 241.4198 | 309.5143 | 241.4198
7379 | 286.6549 | 219.2733 | 286.6549 | 219.2733
7380 | 270.6155 | 213.2045 | 270.6155 | 213.2045
7381 | 255.6818 | 214.0967 | 255.6818 | 214.0967
7382 | 248.299 | 222.7665 | 248.299 | 222.7665
7383 | 245.5179 | 248.7234 | 245.5179 | 248.7234
7384 | 240.7772 | 301.4896 | 240.7772 | 301.4896
7385 | 234.298 | 374.559 | 234.298 | 374.559
7386 | 241.9788 | 388.0136 | 241.9788 | 388.0136
7387 | 261.3785 | 399.5267 | 261.3785 | 399.5267
7388 | 294.1681 | 401.633 | 294.1681 | 401.633
7389 | 314.4883 | 402.1918 | 314.4883 | 402.1918
7390 | 324.2466 | 399.7937 | 324.2466 | 399.7937
7391 | 350.497 | 403.6363 | 350.497 | 403.6363
7392 | 345.3236 | 396.6176 | 345.3236 | 396.6176
7393 | 326.6312 | 375.2909 | 326.6312 | 375.2909
7394 | 322.6962 | 359.78 | 322.6962 | 359.78
7395 | 324.7662 | 334.2575 | 324.7662 | 334.2575
7396 | 326.2052 | 322.1023 | 326.2052 | 322.1023
7397 | 333.4278 | 316.1606 | 333.4278 | 316.1606
7398 | 327.794 | 296.3632 | 327.794 | 296.3632
7399 | 311.2143 | 273.0809 | 311.2143 | 273.0809
7400 | 307.779 | 245.9784 | 307.779 | 245.9784
7401 | 314.0507 | 224.1384 | 314.0507 | 224.1384
7402 | 308.8074 | 193.1057 | 308.8074 | 193.1057
7403 | 286.8302 | 169.3968 | 286.8302 | 169.3968
7404 | 270.8808 | 163.2982 | 270.8808 | 163.2982
7405 | 259.3311 | 165.1724 | 259.3311 | 165.1724
7406 | 252.0809 | 183.767 | 252.0809 | 183.767
7407 | 246.4859 | 218.1606 | 246.4859 | 218.1606
7408 | 241.3582 | 266.0017 | 241.3582 | 266.0017
7409 | 235.3475 | 331.2891 | 235.3475 | 331.2891
7410 | 244.066 | 338.4049 | 244.066 | 338.4049
7411 | 263.2 | 340.5438 | 263.2 | 340.5438
7412 | 295.5195 | 331.4458 | 295.5195 | 331.4458
7413 | 316.2522 | 321.8567 | 316.2522 | 321.8567
7414 | 331.4024 | 310.9474 | 331.4024 | 310.9474
7415 | 355.0205 | 312.1117 | 355.0205 | 312.1117
7416 | 352.1347 | 306.3281 | 352.1347 | 306.3281
7417 | 329.6122 | 285.2542 | 329.6122 | 285.2542
7418 | 327.475 | 261.262 | 327.475 | 261.262
7419 | 325.6169 | 241.2152 | 325.6169 | 241.2152
7420 | 325.679 | 240.0858 | 325.679 | 240.0858
7421 | 331.4391 | 253.4578 | 331.4391 | 253.4578
7422 | 327.8983 | 264.253 | 327.8983 | 264.253
7423 | 311.6645 | 268.3194 | 311.6645 | 268.3194
7424 | 305.5456 | 256.781 | 305.5456 | 256.781
7425 | 312.3259 | 245.3716 | 312.3259 | 245.3716
7426 | 309.2024 | 222.8649 | 309.2024 | 222.8649
7427 | 289.4538 | 201.2243 | 289.4538 | 201.2243
7428 | 268.9252 | 191.9713 | 268.9252 | 191.9713
7429 | 256.6814 | 197.0744 | 256.6814 | 197.0744
7430 | 251.3783 | 210.2825 | 251.3783 | 210.2825
7431 | 246.8749 | 230.5256 | 246.8749 | 230.5256
7432 | 241.729 | 273.3671 | 241.729 | 273.3671
7433 | 237.1998 | 350.4689 | 237.1998 | 350.4689
7434 | 245.3852 | 366.5721 | 245.3852 | 366.5721
7435 | 263.9603 | 373.9039 | 263.9603 | 373.9039
7436 | 294.8488 | 368.5853 | 294.8488 | 368.5853
7437 | 315.8064 | 361.7937 | 315.8064 | 361.7937
7438 | 331.1851 | 350.7504 | 331.1851 | 350.7504
7439 | 351.113 | 346.692 | 351.113 | 346.692
7440 | 345.0187 | 336.5635 | 345.0187 | 336.5635
7441 | 323.024 | 315.7426 | 323.024 | 315.7426
7442 | 321.5232 | 298.8479 | 321.5232 | 298.8479
7443 | 324.6628 | 270.8851 | 324.6628 | 270.8851
7444 | 325.3521 | 259.3252 | 325.3521 | 259.3252
7445 | 326.1546 | 250.5414 | 326.1546 | 250.5414
7446 | 327.169 | 233.2439 | 327.169 | 233.2439
7447 | 310.1315 | 218.0114 | 310.1315 | 218.0114
7448 | 304.0744 | 196.6227 | 304.0744 | 196.6227
7449 | 310.1154 | 174.8273 | 310.1154 | 174.8273
7450 | 306.9374 | 140.8187 | 306.9374 | 140.8187
7451 | 289.9458 | 112.1549 | 289.9458 | 112.1549
7452 | 271.6804 | 103.7946 | 271.6804 | 103.7946
7453 | 258.985 | 107.8413 | 258.985 | 107.8413
7454 | 252.0447 | 117.3741 | 252.0447 | 117.3741
7455 | 247.5221 | 125.4159 | 247.5221 | 125.4159
7456 | 240.6332 | 162.8859 | 240.6332 | 162.8859
7457 | 236.5279 | 248.2013 | 236.5279 | 248.2013
7458 | 240.4444 | 280.672 | 240.4444 | 280.672
7459 | 256.5319 | 305.8594 | 256.5319 | 305.8594
7460 | 281.5635 | 318.9916 | 281.5635 | 318.9916
7461 | 301.7671 | 318.3749 | 301.7671 | 318.3749
7462 | 317.8685 | 312.4949 | 317.8685 | 312.4949
7463 | 340.4271 | 320.2955 | 340.4271 | 320.2955
7464 | 337.3625 | 319.8834 | 337.3625 | 319.8834
7465 | 319.3351 | 312.7815 | 319.3351 | 312.7815
7466 | 316.7819 | 313.4597 | 316.7819 | 313.4597
7467 | 317.5434 | 311.5214 | 317.5434 | 311.5214
7468 | 318.5836 | 325.1824 | 318.5836 | 325.1824
7469 | 321.8373 | 334.1203 | 321.8373 | 334.1203
7470 | 316.9167 | 325.81 | 316.9167 | 325.81
7471 | 304.4158 | 314.3718 | 304.4158 | 314.3718
7472 | 296.8784 | 297.6404 | 296.8784 | 297.6404
7473 | 303.2831 | 282.2582 | 303.2831 | 282.2582
7474 | 306.6847 | 251.2404 | 306.6847 | 251.2404
7475 | 292.0554 | 225.0169 | 292.0554 | 225.0169
7476 | 274.7333 | 218.3528 | 274.7333 | 218.3528
7477 | 260.0255 | 221.477 | 260.0255 | 221.477
7478 | 252.507 | 228.1083 | 252.507 | 228.1083
7479 | 247.0998 | 241.3877 | 247.0998 | 241.3877
7480 | 239.3621 | 290.2852 | 239.3621 | 290.2852
7481 | 233.7331 | 374.7227 | 233.7331 | 374.7227
7482 | 237.7389 | 389.6057 | 237.7389 | 389.6057
7483 | 250.6395 | 397.4881 | 250.6395 | 397.4881
7484 | 270.9851 | 400.7997 | 270.9851 | 400.7997
7485 | 288.4309 | 402.5936 | 288.4309 | 402.5936
7486 | 302.86 | 395.6869 | 302.86 | 395.6869
7487 | 324.4652 | 392.4766 | 324.4652 | 392.4766
7488 | 324.2893 | 369.626 | 324.2893 | 369.626
7489 | 312.742 | 339.6988 | 312.742 | 339.6988
7490 | 309.9432 | 314.8138 | 309.9432 | 314.8138
7491 | 310.3495 | 290.0352 | 310.3495 | 290.0352
7492 | 312.888 | 280.0674 | 312.888 | 280.0674
7493 | 316.1511 | 266.1948 | 316.1511 | 266.1948
7494 | 312.645 | 240.4158 | 312.645 | 240.4158
7495 | 302.4452 | 211.7173 | 302.4452 | 211.7173
7496 | 298.1322 | 180.508 | 298.1322 | 180.508
7497 | 303.1611 | 162.7004 | 303.1611 | 162.7004
7498 | 305.4599 | 142.3215 | 305.4599 | 142.3215
7499 | 291.5247 | 129.6087 | 291.5247 | 129.6087
7500 | 273.4812 | 136.5149 | 273.4812 | 136.5149
7501 | 260.7601 | 151.1112 | 260.7601 | 151.1112
7502 | 254.088 | 169.9438 | 254.088 | 169.9438
7503 | 251.2426 | 191.0351 | 251.2426 | 191.0351
7504 | 240.3715 | 230.484 | 240.3715 | 230.484
7505 | 235.7229 | 298.0778 | 235.7229 | 298.0778
7506 | 240.2071 | 315.9516 | 240.2071 | 315.9516
7507 | 252.2741 | 327.2414 | 252.2741 | 327.2414
7508 | 273.2123 | 326.1189 | 273.2123 | 326.1189
7509 | 289.4212 | 319.2528 | 289.4212 | 319.2528
7510 | 304.1417 | 307.3317 | 304.1417 | 307.3317
7511 | 327.3927 | 302.3358 | 327.3927 | 302.3358
7512 | 327.1578 | 295.1981 | 327.1578 | 295.1981
7513 | 313.2808 | 282.4122 | 313.2808 | 282.4122
7514 | 309.9736 | 275.9928 | 309.9736 | 275.9928
7515 | 306.4059 | 263.5644 | 306.4059 | 263.5644
7516 | 307.4677 | 264.3099 | 307.4677 | 264.3099
7517 | 312.1123 | 262.0136 | 312.1123 | 262.0136
7518 | 305.876 | 250.0578 | 305.876 | 250.0578
7519 | 292.4506 | 244.7947 | 292.4506 | 244.7947
7520 | 289.9817 | 239.0445 | 289.9817 | 239.0445
7521 | 296.3534 | 233.4233 | 296.3534 | 233.4233
7522 | 299.8936 | 213.2824 | 299.8936 | 213.2824
7523 | 287.3232 | 197.6532 | 287.3232 | 197.6532
7524 | 269.3815 | 196.8815 | 269.3815 | 196.8815
7525 | 256.7477 | 200.9579 | 256.7477 | 200.9579
7526 | 249.4378 | 208.3035 | 249.4378 | 208.3035
7527 | 243.4883 | 221.33 | 243.4883 | 221.33
7528 | 235.464 | 256.0026 | 235.464 | 256.0026
7529 | 230.7781 | 321.9447 | 230.7781 | 321.9447
7530 | 237.3197 | 337.6312 | 237.3197 | 337.6312
7531 | 254.6866 | 346.1832 | 254.6866 | 346.1832
7532 | 277.7487 | 344.7184 | 277.7487 | 344.7184
7533 | 295.6732 | 342.0038 | 295.6732 | 342.0038
7534 | 310.3403 | 334.4721 | 310.3403 | 334.4721
7535 | 332.9735 | 332.839 | 332.9735 | 332.839
7536 | 328.4272 | 324.7639 | 328.4272 | 324.7639
7537 | 310.9477 | 311.0853 | 310.9477 | 311.0853
7538 | 312.6648 | 308.103 | 312.6648 | 308.103
7539 | 313.2882 | 300.1236 | 313.2882 | 300.1236
7540 | 311.3755 | 301.1221 | 311.3755 | 301.1221
7541 | 315.929 | 294.2131 | 315.929 | 294.2131
7542 | 312.156 | 271.7523 | 312.156 | 271.7523
7543 | 297.85 | 246.1934 | 297.85 | 246.1934
7544 | 293.3861 | 213.1837 | 293.3861 | 213.1837
7545 | 297.3491 | 183.9039 | 297.3491 | 183.9039
7546 | 300.9142 | 149.0173 | 300.9142 | 149.0173
7547 | 285.7836 | 124.4604 | 285.7836 | 124.4604
7548 | 266.4091 | 119.5968 | 266.4091 | 119.5968
7549 | 253.2453 | 124.8189 | 253.2453 | 124.8189
7550 | 245.6895 | 136.7623 | 245.6895 | 136.7623
7551 | 242.6598 | 159.1034 | 242.6598 | 159.1034
7552 | 232.392 | 216.4823 | 232.392 | 216.4823
7553 | 230.5183 | 298.048 | 230.5183 | 298.048
7554 | 236.8595 | 306.8601 | 236.8595 | 306.8601
7555 | 258.2325 | 309.252 | 258.2325 | 309.252
7556 | 288.5436 | 307.6235 | 288.5436 | 307.6235
7557 | 310.5322 | 318.0178 | 310.5322 | 318.0178
7558 | 327.0011 | 323.7588 | 327.0011 | 323.7588
7559 | 350.4405 | 328.3751 | 350.4405 | 328.3751
7560 | 344.4468 | 316.2528 | 344.4468 | 316.2528
7561 | 323.8329 | 308.2433 | 323.8329 | 308.2433
7562 | 320.5261 | 313.8763 | 320.5261 | 313.8763
7563 | 323.4569 | 301.9687 | 323.4569 | 301.9687
7564 | 324.2278 | 299.4555 | 324.2278 | 299.4555
7565 | 329.624 | 291.386 | 329.624 | 291.386
7566 | 323.1839 | 258.8071 | 323.1839 | 258.8071
7567 | 305.9905 | 222.386 | 305.9905 | 222.386
7568 | 299.519 | 181.6686 | 299.519 | 181.6686
7569 | 305.1926 | 155.9004 | 305.1926 | 155.9004
7570 | 304.9034 | 125.2099 | 304.9034 | 125.2099
7571 | 288.3394 | 102.379 | 288.3394 | 102.379
7572 | 267.5072 | 97.5154 | 267.5072 | 97.5154
7573 | 254.4402 | 100.4758 | 254.4402 | 100.4758
7574 | 248.8776 | 110.4848 | 248.8776 | 110.4848
7575 | 242.8044 | 134.0758 | 242.8044 | 134.0758
7576 | 234.7824 | 195.9186 | 234.7824 | 195.9186
7577 | 230.29 | 291.2331 | 230.29 | 291.2331
7578 | 239.5068 | 324.433 | 239.5068 | 324.433
7579 | 258.9176 | 343.5495 | 258.9176 | 343.5495
7580 | 288.7222 | 350.6852 | 288.7222 | 350.6852
7581 | 309.5439 | 350.2619 | 309.5439 | 350.2619
7582 | 324.7228 | 341.5697 | 324.7228 | 341.5697
7583 | 346.1545 | 338.7462 | 346.1545 | 338.7462
7584 | 343.7313 | 329.7486 | 343.7313 | 329.7486
7585 | 320.3237 | 308.2284 | 320.3237 | 308.2284
7586 | 319.3567 | 289.6821 | 319.3567 | 289.6821
7587 | 321.0513 | 260.1123 | 321.0513 | 260.1123
7588 | 322.3224 | 242.6898 | 322.3224 | 242.6898
7589 | 328.7174 | 229.338 | 328.7174 | 229.338
7590 | 325.7232 | 211.3559 | 325.7232 | 211.3559
7591 | 308.9216 | 195.7068 | 308.9216 | 195.7068
7592 | 301.0866 | 177.1006 | 301.0866 | 177.1006
7593 | 306.4728 | 162.2987 | 306.4728 | 162.2987
7594 | 306.8944 | 139.2563 | 306.8944 | 139.2563
7595 | 289.4462 | 124.386 | 289.4462 | 124.386
7596 | 272.7436 | 126.6646 | 272.7436 | 126.6646
7597 | 256.7041 | 136.1572 | 256.7041 | 136.1572
7598 | 251.6398 | 150.9723 | 251.6398 | 150.9723
7599 | 246.3171 | 174.9502 | 246.3171 | 174.9502
7600 | 237.9385 | 227.5379 | 237.9385 | 227.5379
7601 | 233.4883 | 312.9871 | 233.4883 | 312.9871
7602 | 241.4301 | 342.7052 | 241.4301 | 342.7052
7603 | 260.5512 | 360.795 | 260.5512 | 360.795
7604 | 287.9782 | 367.0379 | 287.9782 | 367.0379
7605 | 311.9692 | 370.1114 | 311.9692 | 370.1114
7606 | 326.8385 | 367.5942 | 326.8385 | 367.5942
7607 | 348.9045 | 368.8924 | 348.9045 | 368.8924
7608 | 343.6877 | 356.4724 | 343.6877 | 356.4724
7609 | 323.2041 | 331.262 | 323.2041 | 331.262
7610 | 317.2014 | 308.2221 | 317.2014 | 308.2221
7611 | 319.9814 | 284.2173 | 319.9814 | 284.2173
7612 | 320.1099 | 279.2639 | 320.1099 | 279.2639
7613 | 321.8299 | 273.6941 | 321.8299 | 273.6941
7614 | 317.9746 | 256.8132 | 317.9746 | 256.8132
7615 | 303.5965 | 239.8695 | 303.5965 | 239.8695
7616 | 294.4484 | 218.9867 | 294.4484 | 218.9867
7617 | 297.3439 | 203.4855 | 297.3439 | 203.4855
7618 | 301.1093 | 178.9254 | 301.1093 | 178.9254
7619 | 286.9907 | 160.0822 | 286.9907 | 160.0822
7620 | 270.7007 | 157.644 | 270.7007 | 157.644
7621 | 257.184 | 162.9703 | 257.184 | 162.9703
7622 | 247.6719 | 172.7561 | 247.6719 | 172.7561
7623 | 245.2816 | 188.7138 | 245.2816 | 188.7138
7624 | 235.0499 | 232.091 | 235.0499 | 232.091
7625 | 232.0714 | 310.3683 | 232.0714 | 310.3683
7626 | 238.8189 | 337.5866 | 238.8189 | 337.5866
7627 | 254.2906 | 356.6733 | 254.2906 | 356.6733
7628 | 277.6876 | 360.9967 | 277.6876 | 360.9967
7629 | 296.9623 | 361.5705 | 296.9623 | 361.5705
7630 | 311.9807 | 356.0922 | 311.9807 | 356.0922
7631 | 331.6385 | 355.1287 | 331.6385 | 355.1287
7632 | 331.5445 | 342.4112 | 331.5445 | 342.4112
7633 | 315.1319 | 318.0192 | 315.1319 | 318.0192
7634 | 309.1322 | 295.7827 | 309.1322 | 295.7827
7635 | 308.5589 | 270.2602 | 308.5589 | 270.2602
7636 | 309.5161 | 264.5628 | 309.5161 | 264.5628
7637 | 310.8588 | 262.3856 | 310.8588 | 262.3856
7638 | 305.9339 | 251.5904 | 305.9339 | 251.5904
7639 | 294.3717 | 242.3396 | 294.3717 | 242.3396
7640 | 287.2505 | 225.504 | 287.2505 | 225.504
7641 | 292.9819 | 213.1572 | 292.9819 | 213.1572
7642 | 295.8031 | 190.5464 | 295.8031 | 190.5464
7643 | 281.7303 | 171.7032 | 281.7303 | 171.7032
7644 | 265.9787 | 167.2264 | 265.9787 | 167.2264
7645 | 251.1849 | 171.0499 | 251.1849 | 171.0499
7646 | 243.1318 | 178.6782 | 243.1318 | 178.6782
7647 | 238.5806 | 191.5261 | 238.5806 | 191.5261
7648 | 229.2247 | 231.6298 | 229.2247 | 231.6298
7649 | 225.455 | 311.4992 | 225.455 | 311.4992
7650 | 229.6258 | 338.9852 | 229.6258 | 338.9852
7651 | 242.5214 | 351.9565 | 242.5214 | 351.9565
7652 | 260.7896 | 353.5123 | 260.7896 | 353.5123
7653 | 278.3768 | 353.6843 | 278.3768 | 353.6843
7654 | 293.6451 | 347.462 | 293.6451 | 347.462
7655 | 314.3406 | 344.4005 | 314.3406 | 344.4005
7656 | 315.3101 | 332.0252 | 315.3101 | 332.0252
7657 | 301.8455 | 314.9837 | 301.8455 | 314.9837
7658 | 300.3675 | 306.5853 | 300.3675 | 306.5853
7659 | 298.916 | 292.1035 | 298.916 | 292.1035
7660 | 301.7736 | 290.0219 | 301.7736 | 290.0219
7661 | 301.9172 | 283.232 | 301.9172 | 283.232
7662 | 296.28 | 255.8163 | 296.28 | 255.8163
7663 | 289.1524 | 208.6818 | 289.1524 | 208.6818
7664 | 284.3715 | 161.9085 | 284.3715 | 161.9085
7665 | 286.4143 | 130.1289 | 286.4143 | 130.1289
7666 | 290.546 | 93.308 | 290.546 | 93.308
7667 | 279.6496 | 64.1681 | 279.6496 | 64.1681
7668 | 265.6525 | 52.6682 | 265.6525 | 52.6682
7669 | 253.1256 | 49.275 | 253.1256 | 49.275
7670 | 244.1512 | 53.3768 | 244.1512 | 53.3768
7671 | 239.8686 | 73.5604 | 239.8686 | 73.5604
7672 | 230.3202 | 123.8269 | 230.3202 | 123.8269
7673 | 225.1725 | 204.8272 | 225.1725 | 204.8272
7674 | 229.0355 | 233.8607 | 229.0355 | 233.8607
7675 | 237.641 | 253.3343 | 237.641 | 253.3343
7676 | 253.644 | 262.5085 | 253.644 | 262.5085
7677 | 270.6043 | 264.1238 | 270.6043 | 264.1238
7678 | 288.8341 | 259.2705 | 288.8341 | 259.2705
7679 | 309.3386 | 261.5359 | 309.3386 | 261.5359
7680 | 311.1314 | 255.9754 | 311.1314 | 255.9754
7681 | 301.7163 | 238.0561 | 301.7163 | 238.0561
7682 | 298.5788 | 225.2086 | 298.5788 | 225.2086
7683 | 295.5127 | 203.1977 | 295.5127 | 203.1977
7684 | 297.0514 | 185.1651 | 297.0514 | 185.1651
7685 | 302.6585 | 167.1262 | 302.6585 | 167.1262
7686 | 296.1568 | 140.5884 | 296.1568 | 140.5884
7687 | 287.2803 | 118.9428 | 287.2803 | 118.9428
7688 | 282.5635 | 96.4381 | 282.5635 | 96.4381
7689 | 287.795 | 78.7049 | 287.795 | 78.7049
7690 | 291.6802 | 49.9339 | 291.6802 | 49.9339
7691 | 279.8852 | 26.731 | 279.8852 | 26.731
7692 | 262.5538 | 22.284 | 262.5538 | 22.284
7693 | 249.6771 | 27.6103 | 249.6771 | 27.6103
7694 | 242.4932 | 39.1222 | 242.4932 | 39.1222
7695 | 236.3474 | 60.6747 | 236.3474 | 60.6747
7696 | 227.3048 | 110.703 | 227.3048 | 110.703
7697 | 225.2022 | 191.0635 | 225.2022 | 191.0635
7698 | 229.5912 | 218.3859 | 229.5912 | 218.3859
7699 | 241.9759 | 237.5917 | 241.9759 | 237.5917
7700 | 263.6603 | 249.2061 | 263.6603 | 249.2061
7701 | 278.2865 | 260.5378 | 278.2865 | 260.5378
7702 | 296.0125 | 263.288 | 296.0125 | 263.288
7703 | 318.5806 | 259.9289 | 318.5806 | 259.9289
7704 | 318.4489 | 236.1855 | 318.4489 | 236.1855
7705 | 303.6665 | 211.1239 | 303.6665 | 211.1239
7706 | 298.5766 | 196.8481 | 298.5766 | 196.8481
7707 | 304.2156 | 167.4717 | 304.2156 | 167.4717
7708 | 305.0033 | 147.6982 | 305.0033 | 147.6982
7709 | 308.4269 | 124.1092 | 308.4269 | 124.1092
7710 | 302.2545 | 102.5264 | 302.2545 | 102.5264
7711 | 291.7938 | 86.5945 | 291.7938 | 86.5945
7712 | 286.9873 | 67.5121 | 286.9873 | 67.5121
7713 | 288.8 | 54.9124 | 288.8 | 54.9124
7714 | 294.8974 | 34.3103 | 294.8974 | 34.3103
7715 | 281.4365 | 17.5056 | 281.4365 | 17.5056
7716 | 263.9562 | 13.3116 | 263.9562 | 13.3116
7717 | 249.5985 | 12.2843 | 249.5985 | 12.2843
7718 | 242.8376 | 12.0561 | 242.8376 | 12.0561
7719 | 235.4568 | 21.2288 | 235.4568 | 21.2288
7720 | 226.8755 | 67.7307 | 226.8755 | 67.7307
7721 | 224.7688 | 149.3113 | 224.7688 | 149.3113
7722 | 229.3425 | 179.6989 | 229.3425 | 179.6989
7723 | 247.4901 | 200.0058 | 247.4901 | 200.0058
7724 | 275.5002 | 206.5462 | 275.5002 | 206.5462
7725 | 293.5514 | 212.2832 | 293.5514 | 212.2832
7726 | 311.1194 | 213.099 | 311.1194 | 213.099
7727 | 336.4275 | 214.8882 | 336.4275 | 214.8882
7728 | 333.7054 | 193.5554 | 333.7054 | 193.5554
7729 | 315.0352 | 156.6943 | 315.0352 | 156.6943
7730 | 311.1829 | 141.4066 | 311.1829 | 141.4066
7731 | 313.2781 | 119.4403 | 313.2781 | 119.4403
7732 | 316.0444 | 98.3425 | 316.0444 | 98.3425
7733 | 318.6289 | 85.8388 | 318.6289 | 85.8388
7734 | 315.2949 | 81.6949 | 315.2949 | 81.6949
7735 | 299.4904 | 75.658 | 299.4904 | 75.658
7736 | 294.7753 | 63.1227 | 294.7753 | 63.1227
7737 | 296.3399 | 53.7072 | 296.3399 | 53.7072
7738 | 297.622 | 34.3103 | 297.622 | 34.3103
7739 | 281.4085 | 17.5056 | 281.4085 | 17.5056
7740 | 263.4635 | 13.3116 | 263.4635 | 13.3116
7741 | 248.602 | 12.2843 | 248.602 | 12.2843
7742 | 242.145 | 18.5139 | 242.145 | 18.5139
7743 | 236.2958 | 44.0095 | 236.2958 | 44.0095
7744 | 228.2293 | 97.0287 | 228.2293 | 97.0287
7745 | 224.7326 | 183.0583 | 224.7326 | 183.0583
7746 | 232.1634 | 218.9811 | 232.1634 | 218.9811
7747 | 251.0595 | 242.6061 | 251.0595 | 242.6061
7748 | 284.5735 | 248.8341 | 284.5735 | 248.8341
7749 | 306.1919 | 246.5212 | 306.1919 | 246.5212
7750 | 322.8216 | 237.1296 | 322.8216 | 237.1296
7751 | 348.895 | 235.9429 | 348.895 | 235.9429
7752 | 344.9185 | 227.2131 | 344.9185 | 227.2131
7753 | 323.7308 | 210.6032 | 323.7308 | 210.6032
7754 | 316.4651 | 199.8984 | 316.4651 | 199.8984
7755 | 317.5187 | 181.4735 | 317.5187 | 181.4735
7756 | 320.1588 | 178.6479 | 320.1588 | 178.6479
7757 | 321.2382 | 172.349 | 321.2382 | 172.349
7758 | 315.8844 | 152.4475 | 315.8844 | 152.4475
7759 | 299.6844 | 132.0071 | 299.6844 | 132.0071
7760 | 289.4503 | 106.0057 | 289.4503 | 106.0057
7761 | 293.6768 | 84.5377 | 293.6768 | 84.5377
7762 | 296.5152 | 59.0402 | 296.5152 | 59.0402
7763 | 280.8631 | 40.8369 | 280.8631 | 40.8369
7764 | 262.0714 | 36.7619 | 262.0714 | 36.7619
7765 | 248.0559 | 39.9306 | 248.0559 | 39.9306
7766 | 241.1872 | 50.2521 | 241.1872 | 50.2521
7767 | 235.401 | 66.8051 | 235.401 | 66.8051
7768 | 227.3506 | 106.1796 | 227.3506 | 106.1796
7769 | 224.3743 | 180.1716 | 224.3743 | 180.1716
7770 | 230.4416 | 205.2621 | 230.4416 | 205.2621
7771 | 249.194 | 224.6613 | 249.194 | 224.6613
7772 | 280.135 | 230.8447 | 280.135 | 230.8447
7773 | 305.5741 | 234.1413 | 305.5741 | 234.1413
7774 | 322.5179 | 230.0469 | 322.5179 | 230.0469
7775 | 345.5287 | 228.6965 | 345.5287 | 228.6965
7776 | 343.2252 | 218.2853 | 343.2252 | 218.2853
7777 | 322.4048 | 201.229 | 322.4048 | 201.229
7778 | 319.7032 | 190.7028 | 319.7032 | 190.7028
7779 | 318.2974 | 170.7899 | 318.2974 | 170.7899
7780 | 315.3975 | 165.4645 | 315.3975 | 165.4645
7781 | 319.0689 | 158.0199 | 319.0689 | 158.0199
7782 | 316.2935 | 139.1749 | 316.2935 | 139.1749
7783 | 298.5776 | 121.3682 | 298.5776 | 121.3682
7784 | 287.9808 | 100.902 | 287.9808 | 100.902
7785 | 287.8347 | 87.2905 | 287.8347 | 87.2905
7786 | 290.441 | 67.1943 | 290.441 | 67.1943
7787 | 279.3738 | 51.8031 | 279.3738 | 51.8031
7788 | 262.1811 | 51.8349 | 262.1811 | 51.8349
7789 | 247.5784 | 57.682 | 247.5784 | 57.682
7790 | 240.4395 | 68.1523 | 240.4395 | 68.1523
7791 | 234.2041 | 85.0921 | 234.2041 | 85.0921
7792 | 224.5978 | 126.2671 | 224.5978 | 126.2671
7793 | 221.8185 | 200.5567 | 221.8185 | 200.5567
7794 | 227.4182 | 224.5014 | 227.4182 | 224.5014
7795 | 242.3463 | 241.9365 | 242.3463 | 241.9365
7796 | 269.1147 | 247.495 | 269.1147 | 247.495
7797 | 289.175 | 249.6757 | 289.175 | 249.6757
7798 | 307.1486 | 245.7747 | 307.1486 | 245.7747
7799 | 329.5639 | 248.9477 | 329.5639 | 248.9477
7800 | 328.3142 | 244.161 | 328.3142 | 244.161
7801 | 314.6239 | 226.9559 | 314.6239 | 226.9559
7802 | 310.8927 | 212.2039 | 310.8927 | 212.2039
7803 | 310.4482 | 188.6157 | 310.4482 | 188.6157
7804 | 311.3227 | 176.2374 | 311.3227 | 176.2374
7805 | 312.996 | 162.3945 | 312.996 | 162.3945
7806 | 307.4837 | 136.6007 | 307.4837 | 136.6007
7807 | 294.6885 | 113.2737 | 294.6885 | 113.2737
7808 | 286.2095 | 87.1532 | 286.2095 | 87.1532
7809 | 286.5215 | 66.1317 | 286.5215 | 66.1317
7810 | 289.9488 | 38.4766 | 289.9488 | 38.4766
7811 | 279.0656 | 17.58 | 279.0656 | 17.58
7812 | 263.7205 | 13.5646 | 263.7205 | 13.5646
7813 | 250.5638 | 17.1351 | 250.5638 | 17.1351
7814 | 242.0936 | 27.1589 | 242.0936 | 27.1589
7815 | 235.1185 | 47.0449 | 235.1185 | 47.0449
7816 | 226.1046 | 95.1687 | 226.1046 | 95.1687
7817 | 222.9267 | 177.4486 | 222.9267 | 177.4486
7818 | 226.3601 | 211.7049 | 226.3601 | 211.7049
7819 | 237.9962 | 236.4608 | 237.9962 | 236.4608
7820 | 258.0302 | 246.7807 | 258.0302 | 246.7807
7821 | 278.2992 | 252.8153 | 278.2992 | 252.8153
7822 | 295.927 | 249.6583 | 295.927 | 249.6583
7823 | 317.6473 | 245.6742 | 317.6473 | 245.6742
7824 | 319.6998 | 228.9243 | 319.6998 | 228.9243
7825 | 305.5222 | 200.7231 | 305.5222 | 200.7231
7826 | 304.285 | 176.1654 | 304.285 | 176.1654
7827 | 303.6624 | 143.5156 | 303.6624 | 143.5156
7828 | 305.9923 | 126.1525 | 305.9923 | 126.1525
7829 | 306.4929 | 110.0778 | 306.4929 | 110.0778
7830 | 300.7912 | 85.5933 | 300.7912 | 85.5933
7831 | 287.9465 | 75.658 | 287.9465 | 75.658
7832 | 283.1094 | 63.1227 | 283.1094 | 63.1227
7833 | 284.8043 | 53.7072 | 284.8043 | 53.7072
7834 | 288.5045 | 34.3103 | 288.5045 | 34.3103
7835 | 277.5594 | 17.5056 | 277.5594 | 17.5056
7836 | 261.5091 | 13.3116 | 261.5091 | 13.3116
7837 | 248.0342 | 12.2843 | 248.0342 | 12.2843
7838 | 240.0074 | 12.0561 | 240.0074 | 12.0561
7839 | 233.1288 | 12.8813 | 233.1288 | 12.8813
7840 | 225.8397 | 57.0471 | 225.8397 | 57.0471
7841 | 222.4853 | 142.6154 | 222.4853 | 142.6154
7842 | 226.4952 | 174.3868 | 226.4952 | 174.3868
7843 | 238.8776 | 195.274 | 238.8776 | 195.274
7844 | 260.1262 | 204.8797 | 260.1262 | 204.8797
7845 | 277.8215 | 207.0902 | 277.8215 | 207.0902
7846 | 294.0803 | 198.0855 | 294.0803 | 198.0855
7847 | 316.9396 | 192.3158 | 316.9396 | 192.3158
7848 | 317.0447 | 176.9795 | 317.0447 | 176.9795
7849 | 304.4271 | 157.8846 | 304.4271 | 157.8846
7850 | 300.1284 | 151.3164 | 300.1284 | 151.3164
7851 | 300.8604 | 135.4657 | 300.8604 | 135.4657
7852 | 305.1876 | 146.9096 | 305.1876 | 146.9096
7853 | 307.8468 | 163.9271 | 307.8468 | 163.9271
7854 | 301.7571 | 169.1276 | 301.7571 | 169.1276
7855 | 293.7827 | 174.9944 | 293.7827 | 174.9944
7856 | 285.5 | 173.0682 | 285.5 | 173.0682
7857 | 286.0881 | 170.0212 | 286.0881 | 170.0212
7858 | 290.9215 | 148.6453 | 290.9215 | 148.6453
7859 | 278.2864 | 130.1444 | 278.2864 | 130.1444
7860 | 261.8736 | 129.0453 | 261.8736 | 129.0453
7861 | 247.5478 | 133.3896 | 247.5478 | 133.3896
7862 | 240.2041 | 137.8038 | 240.2041 | 137.8038
7863 | 233.4942 | 145.7117 | 233.4942 | 145.7117
7864 | 225.8776 | 177.3191 | 225.8776 | 177.3191
7865 | 225.7193 | 243.1273 | 225.7193 | 243.1273
7866 | 230.1123 | 261.9683 | 230.1123 | 261.9683
7867 | 245.7364 | 272.1273 | 245.7364 | 272.1273
7868 | 272.6772 | 272.6713 | 272.6772 | 272.6713
7869 | 290.6459 | 272.0249 | 290.6459 | 272.0249
7870 | 308.2312 | 266.8442 | 308.2312 | 266.8442
7871 | 332.9747 | 264.0208 | 332.9747 | 264.0208
7872 | 329.3081 | 248.9225 | 329.3081 | 248.9225
7873 | 311.3126 | 226.5095 | 311.3126 | 226.5095
7874 | 305.6573 | 212.0551 | 305.6573 | 212.0551
7875 | 308.8243 | 194.2551 | 308.8243 | 194.2551
7876 | 310.4973 | 192.5157 | 310.4973 | 192.5157
7877 | 316.4812 | 188.0024 | 316.4812 | 188.0024
7878 | 308.886 | 168.458 | 308.886 | 168.458
7879 | 295.5553 | 146.8719 | 295.5553 | 146.8719
7880 | 286.6171 | 121.8228 | 286.6171 | 121.8228
7881 | 289.5673 | 99.2835 | 289.5673 | 99.2835
7882 | 294.2911 | 68.1615 | 294.2911 | 68.1615
7883 | 282.283 | 42.5331 | 282.283 | 42.5331
7884 | 261.935 | 34.2026 | 261.935 | 34.2026
7885 | 247.7464 | 33.6961 | 247.7464 | 33.6961
7886 | 239.8372 | 38.4675 | 239.8372 | 38.4675
7887 | 232.8982 | 51.7766 | 232.8982 | 51.7766
7888 | 224.4899 | 96.3888 | 224.4899 | 96.3888
7889 | 224.2699 | 177.5379 | 224.2699 | 177.5379
7890 | 229.5917 | 203.789 | 229.5917 | 203.789
7891 | 249.2978 | 216.2989 | 249.2978 | 216.2989
7892 | 280.0014 | 218.688 | 280.0014 | 218.688
7893 | 301.2333 | 217.9077 | 301.2333 | 217.9077
7894 | 318.4524 | 209.7958 | 318.4524 | 209.7958
7895 | 343.8786 | 203.3714 | 343.8786 | 203.3714
7896 | 338.1069 | 187.8565 | 338.1069 | 187.8565
7897 | 316.9353 | 167.2737 | 316.9353 | 167.2737
7898 | 312.4885 | 153.0127 | 312.4885 | 153.0127
7899 | 315.4357 | 135.4508 | 315.4357 | 135.4508
7900 | 316.3027 | 138.7705 | 316.3027 | 138.7705
7901 | 320.8491 | 141.6821 | 320.8491 | 141.6821
7902 | 313.189 | 130.3661 | 313.189 | 130.3661
7903 | 296.8548 | 111.7708 | 296.8548 | 111.7708
7904 | 287.9223 | 77.9428 | 287.9223 | 77.9428
7905 | 289.6871 | 53.7072 | 289.6871 | 53.7072
7906 | 292.5421 | 34.3103 | 292.5421 | 34.3103
7907 | 280.5427 | 17.5056 | 280.5427 | 17.5056
7908 | 260.5378 | 13.3116 | 260.5378 | 13.3116
7909 | 245.9341 | 12.2843 | 245.9341 | 12.2843
7910 | 239.0456 | 12.0561 | 239.0456 | 12.0561
7911 | 231.3778 | 12.8813 | 231.3778 | 12.8813
7912 | 224.3553 | 37.5994 | 224.3553 | 37.5994
7913 | 222.1937 | 118.5551 | 222.1937 | 118.5551
7914 | 228.5818 | 150.4009 | 228.5818 | 150.4009
7915 | 248.31 | 169.1752 | 248.31 | 169.1752
7916 | 280.6714 | 175.4329 | 280.6714 | 175.4329
7917 | 303.5125 | 183.1637 | 303.5125 | 183.1637
7918 | 321.2221 | 184.7533 | 321.2221 | 184.7533
7919 | 347.1291 | 182.3614 | 347.1291 | 182.3614
7920 | 339.7623 | 164.555 | 339.7623 | 164.555
7921 | 318.8584 | 141.9932 | 318.8584 | 141.9932
7922 | 318.8229 | 127.8661 | 318.8229 | 127.8661
7923 | 319.8041 | 105.6023 | 319.8041 | 105.6023
7924 | 320.3987 | 98.6996 | 320.3987 | 98.6996
7925 | 324.5543 | 92.8471 | 324.5543 | 92.8471
7926 | 318.552 | 83.406 | 318.552 | 83.406
7927 | 302.5626 | 78.0983 | 302.5626 | 78.0983
7928 | 293.1955 | 68.3752 | 293.1955 | 68.3752
7929 | 293.9845 | 67.5155 | 293.9845 | 67.5155
7930 | 298.1473 | 60.8704 | 298.1473 | 60.8704
7931 | 282.5264 | 57.755 | 282.5264 | 57.755
7932 | 264.5674 | 63.947 | 264.5674 | 63.947
7933 | 249.9228 | 73.8859 | 249.9228 | 73.8859
7934 | 240.9145 | 84.5348 | 240.9145 | 84.5348
7935 | 234.6628 | 95.9245 | 234.6628 | 95.9245
7936 | 225.8485 | 128.0527 | 225.8485 | 128.0527
7937 | 225.1381 | 195.081 | 225.1381 | 195.081
7938 | 231.5064 | 217.2848 | 231.5064 | 217.2848
7939 | 249.7785 | 233.9611 | 249.7785 | 233.9611
7940 | 281.8426 | 240.0849 | 281.8426 | 240.0849
7941 | 304.0932 | 240.9265 | 304.0932 | 240.9265
7942 | 317.6875 | 236.2964 | 317.6875 | 236.2964
7943 | 343.8607 | 235.437 | 343.8607 | 235.437
7944 | 340.0761 | 231.0818 | 340.0761 | 231.0818
7945 | 318.4135 | 224.9322 | 318.4135 | 224.9322
7946 | 314.2536 | 229.613 | 314.2536 | 229.613
7947 | 315.8386 | 228.8353 | 315.8386 | 228.8353
7948 | 314.6422 | 242.1839 | 314.6422 | 242.1839
7949 | 318.1004 | 251.4937 | 318.1004 | 251.4937
7950 | 311.6796 | 243.8382 | 311.6796 | 243.8382
7951 | 296.786 | 234.9593 | 296.786 | 234.9593
7952 | 287.1904 | 219.3438 | 287.1904 | 219.3438
7953 | 289.5817 | 206.9227 | 289.5817 | 206.9227
7954 | 292.727 | 185.2195 | 292.727 | 185.2195
7955 | 282.6814 | 164.6056 | 282.6814 | 164.6056
7956 | 264.3492 | 159.0427 | 264.3492 | 159.0427
7957 | 249.3832 | 158.3576 | 249.3832 | 158.3576
7958 | 240.0709 | 162.2064 | 240.0709 | 162.2064
7959 | 232.3913 | 168.8049 | 232.3913 | 168.8049
7960 | 223.1365 | 195.2491 | 223.1365 | 195.2491
7961 | 221.2483 | 257.4117 | 221.2483 | 257.4117
7962 | 226.0822 | 271.893 | 226.0822 | 271.893
7963 | 240.6547 | 280.698 | 240.6547 | 280.698
7964 | 267.7321 | 280.7807 | 267.7321 | 280.7807
7965 | 289.9226 | 280.7146 | 289.9226 | 280.7146
7966 | 307.7397 | 274.1353 | 307.7397 | 274.1353
7967 | 331.9701 | 269.2435 | 331.9701 | 269.2435
7968 | 325.8432 | 256.2879 | 325.8432 | 256.2879
7969 | 310.0197 | 241.4189 | 310.0197 | 241.4189
7970 | 307.1377 | 235.3863 | 307.1377 | 235.3863
7971 | 308.3826 | 226.5885 | 308.3826 | 226.5885
7972 | 308.766 | 235.0863 | 308.766 | 235.0863
7973 | 311.8928 | 236.9563 | 311.8928 | 236.9563
7974 | 306.9151 | 226.176 | 306.9151 | 226.176
7975 | 295.1834 | 211.137 | 295.1834 | 211.137
7976 | 286.1897 | 189.4953 | 286.1897 | 189.4953
7977 | 282.3813 | 169.679 | 282.3813 | 169.679
7978 | 286.4624 | 143.3928 | 286.4624 | 143.3928
7979 | 278.5754 | 123.5527 | 278.5754 | 123.5527
7980 | 261.841 | 119.4331 | 261.841 | 119.4331
7981 | 247.4811 | 121.6198 | 247.4811 | 121.6198
7982 | 238.9575 | 125.8406 | 238.9575 | 125.8406
7983 | 231.6657 | 136.3822 | 231.6657 | 136.3822
7984 | 221.9019 | 171.6649 | 221.9019 | 171.6649
7985 | 220.0114 | 247.9483 | 220.0114 | 247.9483
7986 | 223.8665 | 278.8567 | 223.8665 | 278.8567
7987 | 234.2523 | 296.515 | 234.2523 | 296.515
7988 | 254.6893 | 301.0467 | 254.6893 | 301.0467
7989 | 273.5141 | 305.0874 | 273.5141 | 305.0874
7990 | 291.5734 | 300.1448 | 291.5734 | 300.1448
7991 | 317.2941 | 287.4413 | 317.2941 | 287.4413
7992 | 317.9294 | 267.7006 | 317.9294 | 267.7006
7993 | 305.5009 | 242.1926 | 305.5009 | 242.1926
7994 | 302.2686 | 221.1316 | 302.2686 | 221.1316
7995 | 301.6617 | 198.4958 | 301.6617 | 198.4958
7996 | 304.108 | 198.4973 | 304.108 | 198.4973
7997 | 306.1232 | 197.5848 | 306.1232 | 197.5848
7998 | 297.7251 | 181.686 | 297.7251 | 181.686
7999 | 288.132 | 165.1589 | 288.132 | 165.1589
8000 | 281.616 | 145.3623 | 281.616 | 145.3623
8001 | 281.468 | 131.111 | 281.468 | 131.111
8002 | 284.6057 | 109.4375 | 284.6057 | 109.4375
8003 | 275.6968 | 92.7965 | 275.6968 | 92.7965
8004 | 261.1541 | 31.7836 | 261.1541 | 31.7836
8005 | 244.6747 | 22.3226 | 244.6747 | 22.3226
8006 | 236.4445 | 29.7344 | 236.4445 | 29.7344
8007 | 229.3546 | 36.1852 | 229.3546 | 36.1852
8008 | 219.9985 | 49.4737 | 219.9985 | 49.4737
8009 | 217.56 | 106.2469 | 217.56 | 106.2469
8010 | 220.829 | 117.2691 | 220.829 | 117.2691
8011 | 232.2676 | 117.4689 | 232.2676 | 117.4689
8012 | 252.7429 | 111.8397 | 252.7429 | 111.8397
8013 | 271.9842 | 108.4797 | 271.9842 | 108.4797
8014 | 289.0302 | 103.0718 | 289.0302 | 103.0718
8015 | 312.2887 | 99.0068 | 312.2887 | 99.0068
8016 | 312.2127 | 93.9752 | 312.2127 | 93.9752
8017 | 300.3497 | 86.9838 | 300.3497 | 86.9838
8018 | 298.4733 | 84.8288 | 298.4733 | 84.8288
8019 | 297.1001 | 85.7319 | 297.1001 | 85.7319
8020 | 300.1291 | 101.0068 | 300.1291 | 101.0068
8021 | 302.7896 | 108.6678 | 302.7896 | 108.6678
8022 | 295.8669 | 102.7936 | 295.8669 | 102.7936
8023 | 285.6312 | 98.112 | 285.6312 | 98.112
8024 | 277.5933 | 86.9568 | 277.5933 | 86.9568
8025 | 278.6445 | 76.3194 | 278.6445 | 76.3194
8026 | 281.8388 | 54.9407 | 281.8388 | 54.9407
8027 | 275.1688 | 42.2493 | 275.1688 | 42.2493
8028 | 258.661 | 41.6323 | 258.661 | 41.6323
8029 | 245.7685 | 31.9411 | 245.7685 | 31.9411
8030 | 237.4876 | 38.8178 | 237.4876 | 38.8178
8031 | 230.0651 | 44.3334 | 230.0651 | 44.3334
8032 | 220.4133 | 56.7301 | 220.4133 | 56.7301
8033 | 218.6018 | 113.5493 | 218.6018 | 113.5493
8034 | 223.5003 | 125.1843 | 223.5003 | 125.1843
8035 | 236.2333 | 126.0718 | 236.2333 | 126.0718
8036 | 262.5316 | 121.228 | 262.5316 | 121.228
8037 | 279.9674 | 118.7887 | 279.9674 | 118.7887
8038 | 298.2488 | 113.6426 | 298.2488 | 113.6426
8039 | 322.5584 | 108.7001 | 322.5584 | 108.7001
8040 | 323.3816 | 103.8584 | 323.3816 | 103.8584
8041 | 305.9853 | 97.4195 | 305.9853 | 97.4195
8042 | 300.0628 | 96.2714 | 300.0628 | 96.2714
8043 | 301.3041 | 97.7989 | 301.3041 | 97.7989
8044 | 300.7635 | 112.5472 | 300.7635 | 112.5472
8045 | 304.0048 | 118.3928 | 304.0048 | 118.3928
8046 | 298.2307 | 110.3348 | 298.2307 | 110.3348
8047 | 284.3689 | 103.4809 | 284.3689 | 103.4809
8048 | 278.5433 | 90.513 | 278.5433 | 90.513
8049 | 279.1332 | 78.486 | 279.1332 | 78.486
8050 | 283.4786 | 56.2009 | 283.4786 | 56.2009
8051 | 276.5287 | 42.3068 | 276.5287 | 42.3068
8052 | 258.4759 | 40.9705 | 258.4759 | 40.9705
8053 | 243.1801 | 30.9657 | 243.1801 | 30.9657
8054 | 233.9455 | 38.3056 | 233.9455 | 38.3056
8055 | 225.5901 | 44.3852 | 225.5901 | 44.3852
8056 | 217.3282 | 57.2364 | 217.3282 | 57.2364
8057 | 217.7362 | 114.2599 | 217.7362 | 114.2599
8058 | 222.4225 | 126.0705 | 222.4225 | 126.0705
8059 | 240.2966 | 126.8371 | 240.2966 | 126.8371
8060 | 271.8968 | 121.3488 | 271.8968 | 121.3488
8061 | 297.5535 | 118.0867 | 297.5535 | 118.0867
8062 | 312.4496 | 112.5551 | 312.4496 | 112.5551
8063 | 337.6903 | 108.3606 | 337.6903 | 108.3606
8064 | 335.8898 | 103.8641 | 335.8898 | 103.8641
8065 | 312.5735 | 97.4252 | 312.5735 | 97.4252
8066 | 307.8811 | 95.3939 | 307.8811 | 95.3939
8067 | 312.4731 | 96.4265 | 312.4731 | 96.4265
8068 | 311.6514 | 111.6409 | 311.6514 | 111.6409
8069 | 315.8457 | 118.6201 | 315.8457 | 118.6201
8070 | 310.9112 | 111.385 | 310.9112 | 111.385
8071 | 295.5812 | 104.508 | 295.5812 | 104.508
8072 | 288.7754 | 90.6684 | 288.7754 | 90.6684
8073 | 286.5876 | 78.1551 | 286.5876 | 78.1551
8074 | 287.8136 | 55.4471 | 287.8136 | 55.4471
8075 | 274.2491 | 42.5111 | 274.2491 | 42.5111
8076 | 255.3478 | 41.5488 | 255.3478 | 41.5488
8077 | 241.413 | 31.7627 | 241.413 | 31.7627
8078 | 233.8865 | 38.4955 | 233.8865 | 38.4955
8079 | 226.9022 | 44.1809 | 226.9022 | 44.1809
8080 | 219.1245 | 57.1386 | 219.1245 | 57.1386
8081 | 219.2497 | 114.3923 | 219.2497 | 114.3923
8082 | 223.778 | 125.4173 | 223.778 | 125.4173
8083 | 242.5535 | 126.253 | 242.5535 | 126.253
8084 | 276.2647 | 121.0899 | 276.2647 | 121.0899
8085 | 299.8389 | 118.5758 | 299.8389 | 118.5758
8086 | 316.5316 | 113.2226 | 316.5316 | 113.2226
8087 | 344.3389 | 108.0182 | 344.3389 | 108.0182
8088 | 338.8045 | 100.7078 | 338.8045 | 100.7078
8089 | 319.5412 | 91.3399 | 319.5412 | 91.3399
8090 | 315.8785 | 87.9793 | 315.8785 | 87.9793
8091 | 318.4125 | 87.7085 | 318.4125 | 87.7085
8092 | 320.184 | 102.172 | 320.184 | 102.172
8093 | 323.2335 | 108.3226 | 323.2335 | 108.3226
8094 | 317.4066 | 100.9263 | 317.4066 | 100.9263
8095 | 299.8213 | 94.55 | 299.8213 | 94.55
8096 | 289.6368 | 82.1921 | 289.6368 | 82.1921
8097 | 287.4921 | 71.6497 | 287.4921 | 71.6497
8098 | 289.3101 | 50.4925 | 289.3101 | 50.4925
8099 | 277.0098 | 38.2269 | 277.0098 | 38.2269
8100 | 259.1509 | 38.3062 | 259.1509 | 38.3062
8101 | 244.7383 | 29.4264 | 244.7383 | 29.4264
8102 | 235.8987 | 37.3849 | 235.8987 | 37.3849
8103 | 226.9907 | 43.9594 | 226.9907 | 43.9594
8104 | 219.5026 | 57.2393 | 219.5026 | 57.2393
8105 | 220.083 | 114.798 | 220.083 | 114.798
8106 | 226.9578 | 127.3623 | 226.9578 | 127.3623
8107 | 245.2339 | 128.9547 | 245.2339 | 128.9547
8108 | 277.5298 | 124.0246 | 277.5298 | 124.0246
8109 | 298.8375 | 121.4847 | 298.8375 | 121.4847
8110 | 316.1356 | 116.3184 | 316.1356 | 116.3184
8111 | 339.6354 | 110.5991 | 339.6354 | 110.5991
8112 | 336.3643 | 104.1346 | 336.3643 | 104.1346
8113 | 317.1264 | 95.7421 | 317.1264 | 95.7421
8114 | 311.1022 | 92.0563 | 311.1022 | 92.0563
8115 | 314.7115 | 91.587 | 314.7115 | 91.587
8116 | 315.635 | 105.9153 | 315.635 | 105.9153
8117 | 317.572 | 112.1579 | 317.572 | 112.1579
8118 | 312.7435 | 104.7875 | 312.7435 | 104.7875
8119 | 296.2597 | 98.1465 | 296.2597 | 98.1465
8120 | 285.6084 | 84.8622 | 285.6084 | 84.8622
8121 | 284.6325 | 73.1775 | 284.6325 | 73.1775
8122 | 289.8847 | 50.9874 | 289.8847 | 50.9874
8123 | 279.2664 | 37.4788 | 279.2664 | 37.4788
8124 | 261.931 | 36.8504 | 261.931 | 36.8504
8125 | 247.2686 | 27.6886 | 247.2686 | 27.6886
8126 | 236.5363 | 35.6442 | 236.5363 | 35.6442
8127 | 227.7751 | 42.4488 | 227.7751 | 42.4488
8128 | 218.8217 | 56.215 | 218.8217 | 56.215
8129 | 219.0814 | 114.6426 | 219.0814 | 114.6426
8130 | 224.2309 | 127.9493 | 224.2309 | 127.9493
8131 | 238.4583 | 129.605 | 238.4583 | 129.605
8132 | 262.6161 | 124.6259 | 262.6161 | 124.6259
8133 | 287.9047 | 122.4831 | 287.9047 | 122.4831
8134 | 304.5414 | 117.2564 | 304.5414 | 117.2564
8135 | 327.501 | 111.9485 | 327.501 | 111.9485
8136 | 324.6094 | 105.0064 | 324.6094 | 105.0064
8137 | 309.242 | 95.555 | 309.242 | 95.555
8138 | 305.5816 | 91.0809 | 305.5816 | 91.0809
8139 | 305.1945 | 90.8706 | 305.1945 | 90.8706
8140 | 304.5739 | 104.9169 | 304.5739 | 104.9169
8141 | 305.4017 | 110.5466 | 305.4017 | 110.5466
8142 | 299.2889 | 102.667 | 299.2889 | 102.667
8143 | 286.8867 | 96.0778 | 286.8867 | 96.0778
8144 | 279.5875 | 83.0812 | 279.5875 | 83.0812
8145 | 276.2185 | 71.0916 | 276.2185 | 71.0916
8146 | 280.7511 | 47.9519 | 280.7511 | 47.9519
8147 | 274.4346 | 34.196 | 274.4346 | 34.196
8148 | 260.6362 | 33.2855 | 260.6362 | 33.2855
8149 | 244.8832 | 23.6749 | 244.8832 | 23.6749
8150 | 234.5612 | 31.1155 | 234.5612 | 31.1155
8151 | 223.3965 | 38.0755 | 223.3965 | 38.0755
8152 | 216.6367 | 52.1985 | 216.6367 | 52.1985
8153 | 215.9846 | 111.0979 | 215.9846 | 111.0979
8154 | 218.8904 | 124.5139 | 218.8904 | 124.5139
8155 | 229.0234 | 126.5954 | 229.0234 | 126.5954
8156 | 248.9883 | 122.4163 | 248.9883 | 122.4163
8157 | 269.4246 | 120.7136 | 269.4246 | 120.7136
8158 | 289.1445 | 115.2222 | 289.1445 | 115.2222
8159 | 310.3582 | 109.5086 | 310.3582 | 109.5086
8160 | 312.9704 | 102.4428 | 312.9704 | 102.4428
8161 | 298.5629 | 92.5627 | 298.5629 | 92.5627
8162 | 296.5615 | 85.6574 | 296.5615 | 85.6574
8163 | 296.2986 | 83.761 | 296.2986 | 83.761
8164 | 296.3389 | 97.3067 | 296.3389 | 97.3067
8165 | 295.4147 | 103.1091 | 295.4147 | 103.1091
8166 | 289.0591 | 95.4251 | 289.0591 | 95.4251
8167 | 279.744 | 89.1812 | 279.744 | 89.1812
8168 | 271.6687 | 76.4895 | 271.6687 | 76.4895
8169 | 269.2952 | 64.5977 | 269.2952 | 64.5977
8170 | 274.1652 | 42.3932 | 274.1652 | 42.3932
8171 | 270.3485 | 28.735 | 270.3485 | 28.735
8172 | 256.7272 | 27.5771 | 256.7272 | 27.5771
8173 | 242.4437 | 18.2082 | 242.4437 | 18.2082
8174 | 233.3117 | 25.4819 | 233.3117 | 25.4819
8175 | 224.1509 | 31.9212 | 224.1509 | 31.9212
8176 | 216.9687 | 46.0096 | 216.9687 | 46.0096
8177 | 216.2187 | 106.2297 | 216.2187 | 106.2297
8178 | 219.5064 | 121.1504 | 219.5064 | 121.1504
8179 | 230.836 | 123.911 | 230.836 | 123.911
8180 | 250.8952 | 119.5419 | 250.8952 | 119.5419
8181 | 269.0616 | 117.5544 | 269.0616 | 117.5544
8182 | 283.3126 | 111.9163 | 283.3126 | 111.9163
8183 | 307.9536 | 105.3683 | 307.9536 | 105.3683
8184 | 310.5172 | 95.9173 | 310.5172 | 95.9173
8185 | 296.8925 | 85.4935 | 296.8925 | 85.4935
8186 | 288.463 | 80.7691 | 288.463 | 80.7691
8187 | 286.5775 | 74.2144 | 286.5775 | 74.2144
8188 | 285.2179 | 86.5776 | 285.2179 | 86.5776
8189 | 285.3152 | 92.6303 | 285.3152 | 92.6303
8190 | 278.5977 | 85.5016 | 278.5977 | 85.5016
8191 | 270.9535 | 79.6893 | 270.9535 | 79.6893
8192 | 267.5411 | 67.481 | 267.5411 | 67.481
8193 | 269.0685 | 56.0495 | 269.0685 | 56.0495
8194 | 271.7396 | 33.6494 | 271.7396 | 33.6494
8195 | 263.5582 | 19.8301 | 263.5582 | 19.8301
8196 | 249.1766 | 18.396 | 249.1766 | 18.396
8197 | 235.0424 | 8.2933 | 235.0424 | 8.2933
8198 | 226.3408 | 15.2563 | 226.3408 | 15.2563
8199 | 217.1463 | 21.8567 | 217.1463 | 21.8567
8200 | 209.8036 | 37.2111 | 209.8036 | 37.2111
8201 | 209.7927 | 98.7547 | 209.7927 | 98.7547
8202 | 215.2112 | 114.084 | 215.2112 | 114.084
8203 | 229.4857 | 117.0719 | 229.4857 | 117.0719
8204 | 254.8321 | 113.0884 | 254.8321 | 113.0884
8205 | 275.2827 | 111.6101 | 275.2827 | 111.6101
8206 | 290.6715 | 106.6568 | 290.6715 | 106.6568
8207 | 317.7136 | 100.6209 | 317.7136 | 100.6209
8208 | 315.9625 | 93.6817 | 315.9625 | 93.6817
8209 | 297.7265 | 83.7355 | 297.7265 | 83.7355
8210 | 291.3083 | 78.4069 | 291.3083 | 78.4069
8211 | 294.7536 | 75.7911 | 294.7536 | 75.7911
8212 | 295.909 | 87.8148 | 295.909 | 87.8148
8213 | 302.6955 | 91.6808 | 302.6955 | 91.6808
8214 | 296.1401 | 82.8316 | 296.1401 | 82.8316
8215 | 282.7115 | 76.2395 | 282.7115 | 76.2395
8216 | 275.253 | 64.0255 | 275.253 | 64.0255
8217 | 272.2642 | 52.5278 | 272.2642 | 52.5278
8218 | 276.2964 | 30.6974 | 276.2964 | 30.6974
8219 | 268.8947 | 17.8333 | 268.8947 | 17.8333
8220 | 251.7378 | 16.7732 | 251.7378 | 16.7732
8221 | 236.093 | 6.3915 | 236.093 | 6.3915
8222 | 225.4863 | 12.3561 | 225.4863 | 12.3561
8223 | 216.9452 | 17.1438 | 216.9452 | 17.1438
8224 | 208.6812 | 30.8036 | 208.6812 | 30.8036
8225 | 210.8313 | 90.2295 | 210.8313 | 90.2295
8226 | 216.9908 | 103.9189 | 216.9908 | 103.9189
8227 | 234.9196 | 106.2133 | 234.9196 | 106.2133
8228 | 265.6387 | 101.7119 | 265.6387 | 101.7119
8229 | 290.6942 | 99.8251 | 290.6942 | 99.8251
8230 | 304.9094 | 96.0428 | 304.9094 | 96.0428
8231 | 328.215 | 91.2096 | 328.215 | 91.2096
8232 | 327.6573 | 83.5108 | 327.6573 | 83.5108
8233 | 308.4725 | 74.9226 | 308.4725 | 74.9226
8234 | 304.0707 | 70.4715 | 304.0707 | 70.4715
8235 | 304.7357 | 68.6442 | 304.7357 | 68.6442
8236 | 303.8061 | 82.82 | 303.8061 | 82.82
8237 | 306.3276 | 89.4682 | 306.3276 | 89.4682
8238 | 299.8867 | 83.2574 | 299.8867 | 83.2574
8239 | 282.6607 | 78.7571 | 282.6607 | 78.7571
8240 | 271.685 | 66.7732 | 271.685 | 66.7732
8241 | 268.7999 | 54.6771 | 268.7999 | 54.6771
8242 | 273.3544 | 31.9461 | 273.3544 | 31.9461
8243 | 266.3941 | 17.8333 | 266.3941 | 17.8333
8244 | 252.592 | 16.7732 | 252.592 | 16.7732
8245 | 237.9065 | 6.3915 | 237.9065 | 6.3915
8246 | 227.9511 | 12.3561 | 227.9511 | 12.3561
8247 | 217.8291 | 17.4431 | 217.8291 | 17.4431
8248 | 209.5735 | 32.4522 | 209.5735 | 32.4522
8249 | 211.4551 | 92.1688 | 211.4551 | 92.1688
8250 | 219.1217 | 105.041 | 219.1217 | 105.041
8251 | 237.4831 | 106.3198 | 237.4831 | 106.3198
8252 | 269.9012 | 101.3666 | 269.9012 | 101.3666
8253 | 291.2566 | 98.6282 | 291.2566 | 98.6282
8254 | 308.1919 | 93.577 | 308.1919 | 93.577
8255 | 332.2414 | 87.9814 | 332.2414 | 87.9814
8256 | 332.4127 | 79.5172 | 332.4127 | 79.5172
8257 | 309.5798 | 68.3568 | 309.5798 | 68.3568
8258 | 306.9437 | 63.1232 | 306.9437 | 63.1232
8259 | 309.3234 | 59.3249 | 309.3234 | 59.3249
8260 | 307.4806 | 74.3955 | 307.4806 | 74.3955
8261 | 310.3657 | 82.5888 | 310.3657 | 82.5888
8262 | 305.1251 | 77.1865 | 305.1251 | 77.1865
8263 | 288.0429 | 72.9192 | 288.0429 | 72.9192
8264 | 279.3149 | 61.9021 | 279.3149 | 61.9021
8265 | 278.2758 | 51.7165 | 278.2758 | 51.7165
8266 | 281.3728 | 30.6974 | 281.3728 | 30.6974
8267 | 271.4063 | 17.8333 | 271.4063 | 17.8333
8268 | 254.1329 | 16.7732 | 254.1329 | 16.7732
8269 | 238.704 | 6.3915 | 238.704 | 6.3915
8270 | 228.2914 | 12.3561 | 228.2914 | 12.3561
8271 | 219.112 | 18.1652 | 219.112 | 18.1652
8272 | 212.2937 | 32.5414 | 212.2937 | 32.5414
8273 | 213.2691 | 92.0335 | 213.2691 | 92.0335
8274 | 218.6024 | 105.2855 | 218.6024 | 105.2855
8275 | 235.6731 | 105.917 | 235.6731 | 105.917
8276 | 267.2088 | 99.8877 | 267.2088 | 99.8877
8277 | 292.519 | 95.7366 | 292.519 | 95.7366
8278 | 306.5352 | 89.1634 | 306.5352 | 89.1634
8279 | 333.1399 | 85.1042 | 333.1399 | 85.1042
8280 | 335.7292 | 78.7203 | 335.7292 | 78.7203
8281 | 313.373 | 69.4847 | 313.373 | 69.4847
8282 | 308.8476 | 64.9473 | 308.8476 | 64.9473
8283 | 307.7631 | 63.658 | 307.7631 | 63.658
8284 | 310.1444 | 77.6669 | 310.1444 | 77.6669
8285 | 313.2061 | 84.577 | 313.2061 | 84.577
8286 | 304.3975 | 78.2166 | 304.3975 | 78.2166
8287 | 288.1635 | 73.0285 | 288.1635 | 73.0285
8288 | 277.6764 | 61.9021 | 277.6764 | 61.9021
8289 | 274.0386 | 51.7165 | 274.0386 | 51.7165
8290 | 279.5984 | 30.6974 | 279.5984 | 30.6974
8291 | 273.7998 | 17.8333 | 273.7998 | 17.8333
8292 | 257.0887 | 16.7732 | 257.0887 | 16.7732
8293 | 241.6677 | 8.1121 | 241.6677 | 8.1121
8294 | 230.2882 | 18.3839 | 230.2882 | 18.3839
8295 | 221.2547 | 28.2211 | 221.2547 | 28.2211
8296 | 214.1838 | 44.8271 | 214.1838 | 44.8271
8297 | 213.9253 | 104.184 | 213.9253 | 104.184
8298 | 219.656 | 116.8174 | 219.656 | 116.8174
8299 | 232.5992 | 118.1681 | 232.5992 | 118.1681
8300 | 258.5594 | 113.4797 | 258.5594 | 113.4797
8301 | 281.6647 | 111.1267 | 281.6647 | 111.1267
8302 | 299.2556 | 106.2137 | 299.2556 | 106.2137
8303 | 321.1096 | 102.7357 | 321.1096 | 102.7357
8304 | 319.8368 | 98.4809 | 319.8368 | 98.4809
8305 | 305.7297 | 92.6001 | 305.7297 | 92.6001
8306 | 303.0328 | 92.2117 | 303.0328 | 92.2117
8307 | 304.4116 | 95.4683 | 304.4116 | 95.4683
8308 | 301.524 | 112.9759 | 301.524 | 112.9759
8309 | 305.3861 | 121.5606 | 305.3861 | 121.5606
8310 | 299.8469 | 114.6333 | 299.8469 | 114.6333
8311 | 284.9306 | 105.1583 | 284.9306 | 105.1583
8312 | 276.7533 | 88.2429 | 276.7533 | 88.2429
8313 | 274.9405 | 74.1069 | 274.9405 | 74.1069
8314 | 278.426 | 50.6364 | 278.426 | 50.6364
8315 | 271.6972 | 36.1899 | 271.6972 | 36.1899
8316 | 257.7305 | 33.9185 | 257.7305 | 33.9185
8317 | 242.8517 | 23.0189 | 242.8517 | 23.0189
8318 | 232.0107 | 29.3172 | 232.0107 | 29.3172
8319 | 221.7785 | 34.7063 | 221.7785 | 34.7063
8320 | 215.2629 | 47.4741 | 215.2629 | 47.4741
8321 | 214.1795 | 106.0484 | 214.1795 | 106.0484
8322 | 218.5696 | 120.2297 | 218.5696 | 120.2297
8323 | 229.336 | 121.9804 | 229.336 | 121.9804
8324 | 247.3116 | 116.2562 | 247.3116 | 116.2562
8325 | 263.806 | 112.2748 | 263.806 | 112.2748
8326 | 282.2871 | 105.0168 | 282.2871 | 105.0168
8327 | 306.234 | 99.0385 | 306.234 | 99.0385
8328 | 308.4923 | 91.2534 | 308.4923 | 91.2534
8329 | 296.9983 | 80.536 | 296.9983 | 80.536
8330 | 294.3678 | 75.1326 | 294.3678 | 75.1326
8331 | 293.8186 | 71.9817 | 293.8186 | 71.9817
8332 | 297.7827 | 81.3756 | 297.7827 | 81.3756
8333 | 296.625 | 85.7998 | 296.625 | 85.7998
8334 | 288.9525 | 80.5672 | 288.9525 | 80.5672
8335 | 279.0096 | 77.3069 | 279.0096 | 77.3069
8336 | 271.3443 | 65.5935 | 271.3443 | 65.5935
8337 | 270.3196 | 54.9303 | 270.3196 | 54.9303
8338 | 272.1247 | 32.0439 | 272.1247 | 32.0439
8339 | 268.7912 | 17.8333 | 268.7912 | 17.8333
8340 | 256.1299 | 16.7732 | 256.1299 | 16.7732
8341 | 239.9366 | 6.3915 | 239.9366 | 6.3915
8342 | 231.0918 | 12.3561 | 231.0918 | 12.3561
8343 | 221.5309 | 17.3654 | 221.5309 | 17.3654
8344 | 213.3459 | 30.8582 | 213.3459 | 30.8582
8345 | 213.4163 | 88.8916 | 213.4163 | 88.8916
8346 | 216.0689 | 102.486 | 216.0689 | 102.486
8347 | 226.7761 | 105.7846 | 226.7761 | 105.7846
8348 | 248.3667 | 102.4283 | 248.3667 | 102.4283
8349 | 266.1788 | 99.9431 | 266.1788 | 99.9431
8350 | 283.8069 | 93.5885 | 283.8069 | 93.5885
8351 | 306.809 | 90.5565 | 306.809 | 90.5565
8352 | 309.2591 | 86.67 | 309.2591 | 86.67
8353 | 296.3019 | 82.3113 | 296.3019 | 82.3113
8354 | 293.5777 | 83.4218 | 293.5777 | 83.4218
8355 | 293.0376 | 87.6452 | 293.0376 | 87.6452
8356 | 296.058 | 104.5803 | 296.058 | 104.5803
8357 | 295.9247 | 111.6169 | 295.9247 | 111.6169
8358 | 290.4802 | 103.3979 | 290.4802 | 103.3979
8359 | 278.4785 | 95.4276 | 278.4785 | 95.4276
8360 | 272.5407 | 81.329 | 272.5407 | 81.329
8361 | 271.638 | 69.1869 | 271.638 | 69.1869
8362 | 272.3485 | 46.4472 | 272.3485 | 46.4472
8363 | 267.5607 | 33.4335 | 267.5607 | 33.4335
8364 | 257.1656 | 33.1589 | 257.1656 | 33.1589
8365 | 240.7842 | 23.6777 | 240.7842 | 23.6777
8366 | 231.4869 | 30.9716 | 231.4869 | 30.9716
8367 | 224.1103 | 36.8815 | 224.1103 | 36.8815
8368 | 213.5466 | 50.0118 | 213.5466 | 50.0118
8369 | 213.3567 | 107.3604 | 213.3567 | 107.3604
8370 | 219.6932 | 119.5392 | 219.6932 | 119.5392
8371 | 231.4322 | 120.3231 | 231.4322 | 120.3231
8372 | 257.5422 | 114.8578 | 257.5422 | 114.8578
8373 | 276.8512 | 112.2949 | 276.8512 | 112.2949
8374 | 293.3666 | 107.0596 | 293.3666 | 107.0596
8375 | 314.3637 | 102.4825 | 314.3637 | 102.4825
8376 | 319.0337 | 96.0583 | 319.0337 | 96.0583
8377 | 302.3261 | 87.5564 | 302.3261 | 87.5564
8378 | 299.4026 | 83.7786 | 299.4026 | 83.7786
8379 | 301.3184 | 83.2028 | 301.3184 | 83.2028
8380 | 302.2456 | 97.3124 | 302.2456 | 97.3124
8381 | 307.807 | 103.8859 | 307.807 | 103.8859
8382 | 299.964 | 97.3644 | 299.964 | 97.3644
8383 | 287.3292 | 91.9893 | 287.3292 | 91.9893
8384 | 280.31 | 80.0112 | 280.31 | 80.0112
8385 | 276.0651 | 68.9279 | 276.0651 | 68.9279
8386 | 277.1955 | 46.591 | 277.1955 | 46.591
8387 | 272.4979 | 33.2062 | 272.4979 | 33.2062
8388 | 257.5951 | 32.7043 | 257.5951 | 32.7043
8389 | 239.8709 | 23.3785 | 239.8709 | 23.3785
8390 | 230.1861 | 30.4825 | 230.1861 | 30.4825
8391 | 221.3828 | 36.1276 | 221.3828 | 36.1276
8392 | 213.7172 | 48.0869 | 213.7172 | 48.0869
8393 | 215.1127 | 103.6718 | 215.1127 | 103.6718
8394 | 221.717 | 114.0955 | 221.717 | 114.0955
8395 | 238.506 | 113.743 | 238.506 | 113.743
8396 | 269.547 | 107.5987 | 269.547 | 107.5987
8397 | 289.8795 | 104.1351 | 289.8795 | 104.1351
8398 | 305.1112 | 98.1403 | 305.1112 | 98.1403
8399 | 328.4237 | 93.005 | 328.4237 | 93.005
8400 | 328.3436 | 87.0987 | 328.3436 | 87.0987
8401 | 308.9926 | 80.0872 | 308.9926 | 80.0872
8402 | 304.8321 | 78.1422 | 304.8321 | 78.1422
8403 | 308.4123 | 79.1345 | 308.4123 | 79.1345
8404 | 308.4388 | 94.0641 | 308.4388 | 94.0641
8405 | 310.4159 | 100.9454 | 310.4159 | 100.9454
8406 | 304.6685 | 94.3001 | 304.6685 | 94.3001
8407 | 290.441 | 88.7755 | 290.441 | 88.7755
8408 | 278.0059 | 76.4866 | 278.0059 | 76.4866
8409 | 275.8052 | 65.5529 | 275.8052 | 65.5529
8410 | 277.1278 | 43.6879 | 277.1278 | 43.6879
8411 | 268.0796 | 29.9262 | 268.0796 | 29.9262
8412 | 254.8353 | 28.2619 | 254.8353 | 28.2619
8413 | 237.1739 | 17.7881 | 237.1739 | 17.7881
8414 | 228.8613 | 24.3195 | 228.8613 | 24.3195
8415 | 219.9583 | 29.8467 | 219.9583 | 29.8467
8416 | 212.9328 | 42.4016 | 212.9328 | 42.4016
8417 | 215.0146 | 99.6006 | 215.0146 | 99.6006
8418 | 222.1894 | 111.765 | 222.1894 | 111.765
8419 | 239.7078 | 113.0093 | 239.7078 | 113.0093
8420 | 267.9832 | 108.0187 | 267.9832 | 108.0187
8421 | 290.796 | 105.6946 | 290.796 | 105.6946
8422 | 305.2703 | 100.6808 | 305.2703 | 100.6808
8423 | 325.817 | 96.5094 | 325.817 | 96.5094
8424 | 325.8286 | 90.8822 | 325.8286 | 90.8822
8425 | 309.473 | 82.6162 | 309.473 | 82.6162
8426 | 304.9445 | 78.4097 | 304.9445 | 78.4097
8427 | 306.4187 | 76.5824 | 306.4187 | 76.5824
8428 | 310.0023 | 88.5945 | 310.0023 | 88.5945
8429 | 311.2047 | 93.3582 | 311.2047 | 93.3582
8430 | 303.9422 | 85.3894 | 303.9422 | 85.3894
8431 | 287.0144 | 78.7197 | 287.0144 | 78.7197
8432 | 280.1559 | 65.6511 | 280.1559 | 65.6511
8433 | 278.6862 | 53.6212 | 278.6862 | 53.6212
8434 | 280.9169 | 31.1059 | 280.9169 | 31.1059
8435 | 269.4515 | 17.8333 | 269.4515 | 17.8333
8436 | 254.688 | 16.7732 | 254.688 | 16.7732
8437 | 238.7799 | 6.3915 | 238.7799 | 6.3915
8438 | 229.8219 | 13.3919 | 229.8219 | 13.3919
8439 | 220.665 | 20.4728 | 220.665 | 20.4728
8440 | 213.3143 | 35.7754 | 213.3143 | 35.7754
8441 | 215.4081 | 96.5277 | 215.4081 | 96.5277
8442 | 222.5588 | 111.3795 | 222.5588 | 111.3795
8443 | 238.0474 | 114.3615 | 238.0474 | 114.3615
8444 | 266.9917 | 110.4356 | 266.9917 | 110.4356
8445 | 289.412 | 108.3646 | 289.412 | 108.3646
8446 | 303.3944 | 102.3324 | 303.3944 | 102.3324
8447 | 324.2703 | 95.7613 | 324.2703 | 95.7613
8448 | 323.8109 | 86.2039 | 323.8109 | 86.2039
8449 | 306.0884 | 76.5597 | 306.0884 | 76.5597
8450 | 302.7312 | 70.3565 | 302.7312 | 70.3565
8451 | 306.3557 | 67.804 | 306.3557 | 67.804
8452 | 305.4746 | 81.2145 | 305.4746 | 81.2145
8453 | 305.4025 | 87.0025 | 305.4025 | 87.0025
8454 | 300.0742 | 79.2984 | 300.0742 | 79.2984
8455 | 284.742 | 72.9192 | 284.742 | 72.9192
8456 | 275.3781 | 61.9021 | 275.3781 | 61.9021
8457 | 275.5818 | 51.7165 | 275.5818 | 51.7165
8458 | 278.9939 | 30.6974 | 278.9939 | 30.6974
8459 | 270.2833 | 17.8333 | 270.2833 | 17.8333
8460 | 254.5377 | 16.7732 | 254.5377 | 16.7732
8461 | 236.4857 | 6.3915 | 236.4857 | 6.3915
8462 | 226.9631 | 12.3561 | 226.9631 | 12.3561
8463 | 219.602 | 16.6835 | 219.602 | 16.6835
8464 | 213.2074 | 31.4653 | 213.2074 | 31.4653
8465 | 213.2124 | 91.366 | 213.2124 | 91.366
8466 | 219.046 | 105.2827 | 219.046 | 105.2827
8467 | 230.7576 | 107.3671 | 230.7576 | 107.3671
8468 | 256.9315 | 102.6959 | 256.9315 | 102.6959
8469 | 278.6203 | 99.6956 | 278.6203 | 99.6956
8470 | 295.5337 | 93.8619 | 295.5337 | 93.8619
8471 | 318.4733 | 88.8934 | 318.4733 | 88.8934
8472 | 319.1801 | 83.2691 | 319.1801 | 83.2691
8473 | 305.0535 | 76.3353 | 305.0535 | 76.3353
8474 | 303.5001 | 75.3484 | 303.5001 | 75.3484
8475 | 305.1993 | 79.1604 | 305.1993 | 79.1604
8476 | 302.5502 | 97.065 | 302.5502 | 97.065
8477 | 301.5335 | 105.5806 | 301.5335 | 105.5806
8478 | 299.2871 | 99.2691 | 299.2871 | 99.2691
8479 | 287.872 | 92.8381 | 287.872 | 92.8381
8480 | 276.6568 | 79.922 | 276.6568 | 79.922
8481 | 273.4182 | 67.6044 | 273.4182 | 67.6044
8482 | 275.7445 | 44.2461 | 275.7445 | 44.2461
8483 | 268.622 | 29.1292 | 268.622 | 29.1292
8484 | 256.7079 | 26.4464 | 256.7079 | 26.4464
8485 | 239.2098 | 15.1008 | 239.2098 | 15.1008
8486 | 228.9645 | 21.3733 | 228.9645 | 21.3733
8487 | 218.379 | 27.0098 | 218.379 | 27.0098
8488 | 211.5993 | 40.143 | 211.5993 | 40.143
8489 | 210.8299 | 99.2323 | 210.8299 | 99.2323
8490 | 215.4453 | 112.8814 | 215.4453 | 112.8814
8491 | 225.8549 | 114.9312 | 225.8549 | 114.9312
8492 | 245.2247 | 110.4183 | 245.2247 | 110.4183
8493 | 262.8654 | 107.982 | 262.8654 | 107.982
8494 | 279.7473 | 102.154 | 279.7473 | 102.154
8495 | 303.0552 | 95.9023 | 303.0552 | 95.9023
8496 | 305.876 | 86.8368 | 305.876 | 86.8368
8497 | 290.2069 | 77.935 | 290.2069 | 77.935
8498 | 284.3365 | 73.6969 | 284.3365 | 73.6969
8499 | 284.6936 | 72.8017 | 284.6936 | 72.8017
8500 | 286.8533 | 86.2122 | 286.8533 | 86.2122
8501 | 289.5286 | 91.7556 | 289.5286 | 91.7556
8502 | 283.3425 | 84.1724 | 283.3425 | 84.1724
8503 | 272.1095 | 78.0867 | 272.1095 | 78.0867
8504 | 262.3225 | 65.5907 | 262.3225 | 65.5907
8505 | 261.54 | 53.8082 | 261.54 | 53.8082
8506 | 266.4048 | 31.431 | 266.4048 | 31.431
8507 | 263.18 | 17.9167 | 263.18 | 17.9167
8508 | 250.5435 | 16.8883 | 250.5435 | 16.8883
8509 | 235.2258 | 7.177 | 235.2258 | 7.177
8510 | 226.3825 | 14.5255 | 226.3825 | 14.5255
8511 | 216.7865 | 21.3589 | 216.7865 | 21.3589
8512 | 208.5839 | 35.9538 | 208.5839 | 35.9538
8513 | 209.1952 | 95.3567 | 209.1952 | 95.3567
8514 | 213.4902 | 109.1985 | 213.4902 | 109.1985
8515 | 223.6988 | 111.329 | 223.6988 | 111.329
8516 | 242.0565 | 107.0865 | 242.0565 | 107.0865
8517 | 258.2087 | 104.5149 | 258.2087 | 104.5149
8518 | 274.6944 | 98.3791 | 274.6944 | 98.3791
8519 | 298.1676 | 92.9215 | 298.1676 | 92.9215
8520 | 302.3887 | 86.3074 | 302.3887 | 86.3074
8521 | 289.2178 | 77.0949 | 289.2178 | 77.0949
8522 | 284.3005 | 71.1621 | 284.3005 | 71.1621
8523 | 285.2219 | 68.0285 | 285.2219 | 68.0285
8524 | 288.5836 | 79.5256 | 288.5836 | 79.5256
8525 | 287.6075 | 83.4865 | 287.6075 | 83.4865
8526 | 282.8397 | 77.1865 | 282.8397 | 77.1865
8527 | 273.5286 | 72.9192 | 273.5286 | 72.9192
8528 | 267.9304 | 61.9021 | 267.9304 | 61.9021
8529 | 268.4466 | 51.7165 | 268.4466 | 51.7165
8530 | 269.2037 | 30.6974 | 269.2037 | 30.6974
8531 | 264.1982 | 17.8333 | 264.1982 | 17.8333
8532 | 250.4552 | 16.7732 | 250.4552 | 16.7732
8533 | 235.2423 | 6.3915 | 235.2423 | 6.3915
8534 | 225.5083 | 12.3561 | 225.5083 | 12.3561
8535 | 217.377 | 16.6835 | 217.377 | 16.6835
8536 | 209.2611 | 27.3596 | 209.2611 | 27.3596
8537 | 209.4928 | 83.8652 | 209.4928 | 83.8652
8538 | 214.2467 | 97.2207 | 214.2467 | 97.2207
8539 | 224.8493 | 98.583 | 224.8493 | 98.583
8540 | 247.0167 | 93.8686 | 247.0167 | 93.8686
8541 | 266.9106 | 91.6222 | 266.9106 | 91.6222
8542 | 283.0643 | 85.5065 | 283.0643 | 85.5065
8543 | 306.9745 | 79.5109 | 306.9745 | 79.5109
8544 | 307.2635 | 71.6797 | 307.2635 | 71.6797
8545 | 294.1623 | 62.7319 | 294.1623 | 62.7319
8546 | 291.2175 | 58.5772 | 291.2175 | 58.5772
8547 | 289.8036 | 58.1165 | 289.8036 | 58.1165
8548 | 290.224 | 74.3955 | 290.224 | 74.3955
8549 | 293.0593 | 82.5888 | 293.0593 | 82.5888
8550 | 287.3197 | 77.1865 | 287.3197 | 77.1865
8551 | 276.4313 | 72.9192 | 276.4313 | 72.9192
8552 | 267.5437 | 61.9021 | 267.5437 | 61.9021
8553 | 266.8497 | 51.7165 | 266.8497 | 51.7165
8554 | 269.5986 | 30.6974 | 269.5986 | 30.6974
8555 | 264.149 | 17.8333 | 264.149 | 17.8333
8556 | 253.0072 | 16.7732 | 253.0072 | 16.7732
8557 | 236.595 | 6.3915 | 236.595 | 6.3915
8558 | 226.9207 | 12.3561 | 226.9207 | 12.3561
8559 | 217.1018 | 16.6835 | 217.1018 | 16.6835
8560 | 211.2903 | 27.3596 | 211.2903 | 27.3596
8561 | 212.3955 | 83.6264 | 212.3955 | 83.6264
8562 | 215.7398 | 97.7156 | 215.7398 | 97.7156
8563 | 227.6683 | 100.9509 | 227.6683 | 100.9509
8564 | 245.7121 | 97.5601 | 245.7121 | 97.5601
8565 | 266.4785 | 96.056 | 266.4785 | 96.056
8566 | 281.8419 | 90.5157 | 281.8419 | 90.5157
8567 | 304.1248 | 84.4424 | 304.1248 | 84.4424
8568 | 303.6149 | 76.9824 | 303.6149 | 76.9824
8569 | 291.6758 | 67.8504 | 291.6758 | 67.8504
8570 | 288.5999 | 62.1737 | 288.5999 | 62.1737
8571 | 287.0427 | 59.5148 | 287.0427 | 59.5148
8572 | 287.7784 | 74.3955 | 287.7784 | 74.3955
8573 | 286.8413 | 82.5888 | 286.8413 | 82.5888
8574 | 281.0851 | 77.1865 | 281.0851 | 77.1865
8575 | 271.0726 | 72.9192 | 271.0726 | 72.9192
8576 | 267.2893 | 61.9021 | 267.2893 | 61.9021
8577 | 267.6245 | 51.7165 | 267.6245 | 51.7165
8578 | 270.4012 | 30.6974 | 270.4012 | 30.6974
8579 | 264.7781 | 17.8333 | 264.7781 | 17.8333
8580 | 251.7064 | 16.7732 | 251.7064 | 16.7732
8581 | 234.8068 | 6.3915 | 234.8068 | 6.3915
8582 | 225.9877 | 12.3561 | 225.9877 | 12.3561
8583 | 216.8978 | 16.6835 | 216.8978 | 16.6835
8584 | 210.3 | 28.3321 | 210.3 | 28.3321
8585 | 211.2472 | 87.3926 | 211.2472 | 87.3926
8586 | 215.9814 | 99.7498 | 215.9814 | 99.7498
8587 | 228.6428 | 100.879 | 228.6428 | 100.879
8588 | 255.3725 | 96.2769 | 255.3725 | 96.2769
8589 | 274.7046 | 94.5397 | 274.7046 | 94.5397
8590 | 290.4961 | 90.6595 | 290.4961 | 90.6595
8591 | 313.2198 | 88.5137 | 313.2198 | 88.5137
8592 | 317.3183 | 85.9593 | 317.3183 | 85.9593
8593 | 297.6848 | 81.8797 | 297.6848 | 81.8797
8594 | 294.5942 | 83.1744 | 294.5942 | 83.1744
8595 | 299.341 | 87.6654 | 299.341 | 87.6654
8596 | 298.7836 | 105.3974 | 298.7836 | 105.3974
8597 | 296.5221 | 113.467 | 296.5221 | 113.467
8598 | 292.7305 | 106.7527 | 292.7305 | 106.7527
8599 | 277.1185 | 100.9863 | 277.1185 | 100.9863
8600 | 266.8628 | 87.9321 | 266.8628 | 87.9321
8601 | 264.2059 | 76.0173 | 264.2059 | 76.0173
8602 | 267.7862 | 54.1696 | 267.7862 | 54.1696
8603 | 263.5789 | 42.1802 | 263.5789 | 42.1802
8604 | 250.06 | 42.0783 | 250.06 | 42.0783
8605 | 233.5595 | 31.0232 | 233.5595 | 31.0232
8606 | 223.3739 | 37.0598 | 223.3739 | 37.0598
8607 | 212.5002 | 41.9396 | 212.5002 | 41.9396
8608 | 205.9438 | 53.8097 | 205.9438 | 53.8097
8609 | 207.9901 | 111.1123 | 207.9901 | 111.1123
8610 | 213.0408 | 124.4391 | 213.0408 | 124.4391
8611 | 227.4044 | 127.1104 | 227.4044 | 127.1104
8612 | 253.5337 | 123.2276 | 253.5337 | 123.2276
8613 | 272.3449 | 121.0617 | 272.3449 | 121.0617
8614 | 285.7431 | 115.1935 | 285.7431 | 115.1935
8615 | 311.7853 | 108.9418 | 311.7853 | 108.9418
8616 | 313.2956 | 100.6532 | 313.2956 | 100.6532
8617 | 296.3486 | 91.5097 | 296.3486 | 91.5097
8618 | 291.2753 | 87.519 | 291.2753 | 87.519
8619 | 293.762 | 86.69 | 293.762 | 86.69
8620 | 293.831 | 100.3191 | 293.831 | 100.3191
8621 | 293.1639 | 105.8913 | 293.1639 | 105.8913
8622 | 291.3326 | 97.8276 | 291.3326 | 97.8276
8623 | 276.0865 | 90.9161 | 276.0865 | 90.9161
8624 | 268.3956 | 77.3901 | 268.3956 | 77.3901
8625 | 266.018 | 64.9315 | 266.018 | 64.9315
8626 | 269.5585 | 41.9559 | 269.5585 | 41.9559
8627 | 263.5078 | 27.6964 | 263.5078 | 27.6964
8628 | 250.3008 | 25.6868 | 250.3008 | 25.6868
8629 | 232.3403 | 14.9684 | 232.3403 | 14.9684
8630 | 222.2269 | 21.2783 | 222.2269 | 21.2783
8631 | 211.7603 | 27.0529 | 211.7603 | 27.0529
8632 | 204.4221 | 40.235 | 204.4221 | 40.235
8633 | 203.7209 | 98.2915 | 203.7209 | 98.2915
8634 | 209.9376 | 112.1477 | 209.9376 | 112.1477
8635 | 222.1064 | 115.5671 | 222.1064 | 115.5671
8636 | 245.4557 | 110.9247 | 245.4557 | 110.9247
8637 | 267.0548 | 107.3921 | 267.0548 | 107.3921
8638 | 284.2114 | 101.216 | 284.2114 | 101.216
8639 | 308.1999 | 95.3902 | 308.1999 | 95.3902
8640 | 312.4449 | 87.7259 | 312.4449 | 87.7259
8641 | 296.6414 | 78.5824 | 296.6414 | 78.5824
8642 | 291.224 | 75.1873 | 291.224 | 75.1873
8643 | 290.9025 | 73.4347 | 290.9025 | 73.4347
8644 | 290.5407 | 84.7103 | 290.5407 | 84.7103
8645 | 293.3468 | 88.3835 | 293.3468 | 88.3835
8646 | 288.0951 | 79.2207 | 288.0951 | 79.2207
8647 | 276.1625 | 72.9192 | 276.1625 | 72.9192
8648 | 267.6511 | 61.9021 | 267.6511 | 61.9021
8649 | 263.7244 | 51.7165 | 263.7244 | 51.7165
8650 | 268.4234 | 30.6974 | 268.4234 | 30.6974
8651 | 264.666 | 17.8333 | 264.666 | 17.8333
8652 | 249.6419 | 16.7732 | 249.6419 | 16.7732
8653 | 234.1319 | 6.3915 | 234.1319 | 6.3915
8654 | 224.3034 | 12.3561 | 224.3034 | 12.3561
8655 | 213.9058 | 16.6835 | 213.9058 | 16.6835
8656 | 205.5441 | 27.3596 | 205.5441 | 27.3596
8657 | 205.361 | 85.8245 | 205.361 | 85.8245
8658 | 209.7685 | 98.6795 | 209.7685 | 98.6795
8659 | 219.8873 | 99.8087 | 219.8873 | 99.8087
8660 | 239.982 | 94.1448 | 239.982 | 94.1448
8661 | 259.93 | 90.6267 | 259.93 | 90.6267
8662 | 274.5488 | 86.2287 | 274.5488 | 86.2287
8663 | 296.1403 | 83.6512 | 296.1403 | 83.6512
8664 | 300.3858 | 76.8846 | 300.3858 | 76.8846
8665 | 290.537 | 68.2331 | 290.537 | 68.2331
8666 | 284.1124 | 64.9185 | 284.1124 | 64.9185
8667 | 281.4886 | 64.3312 | 281.4886 | 64.3312
8668 | 281.397 | 78.3661 | 281.397 | 78.3661
8669 | 282.7183 | 84.6719 | 282.7183 | 84.6719
8670 | 278.1267 | 77.972 | 278.1267 | 77.972
8671 | 266.6998 | 73.0832 | 266.6998 | 73.0832
8672 | 259.0219 | 61.9021 | 259.0219 | 61.9021
8673 | 259.7565 | 51.7165 | 259.7565 | 51.7165
8674 | 266.9602 | 30.6974 | 266.9602 | 30.6974
8675 | 262.3268 | 17.8333 | 262.3268 | 17.8333
8676 | 248.3036 | 16.7732 | 248.3036 | 16.7732
8677 | 232.9262 | 6.3915 | 232.9262 | 6.3915
8678 | 223.8085 | 12.3561 | 223.8085 | 12.3561
8679 | 214.3443 | 16.6835 | 214.3443 | 16.6835
8680 | 204.8716 | 30.0354 | 204.8716 | 30.0354
8681 | 204.129 | 88.1896 | 204.129 | 88.1896
8682 | 207.8491 | 100.9381 | 207.8491 | 100.9381
8683 | 218.2756 | 103.9087 | 218.2756 | 103.9087
8684 | 236.272 | 100.2244 | 236.272 | 100.2244
8685 | 253.6991 | 98.2167 | 253.6991 | 98.2167
8686 | 270.6144 | 92.9383 | 270.6144 | 92.9383
8687 | 292.695 | 87.8663 | 292.695 | 87.8663
8688 | 296.922 | 82.3542 | 296.922 | 82.3542
8689 | 285.8379 | 75.6275 | 285.8379 | 75.6275
8690 | 282.0105 | 74.3989 | 282.0105 | 74.3989
8691 | 284.3973 | 76.7061 | 284.3973 | 76.7061
8692 | 285.6138 | 94.1274 | 285.6138 | 94.1274
8693 | 286.5353 | 103.6816 | 286.5353 | 103.6816
8694 | 280.9801 | 98.6246 | 280.9801 | 98.6246
8695 | 269.8989 | 91.7332 | 269.8989 | 91.7332
8696 | 264.761 | 77.1311 | 264.761 | 77.1311
8697 | 263.9402 | 64.1201 | 263.9402 | 64.1201
8698 | 265.0286 | 41.5041 | 265.0286 | 41.5041
8699 | 260.9531 | 28.5279 | 260.9531 | 28.5279
8700 | 248.0463 | 29.056 | 248.0463 | 29.056
8701 | 231.5555 | 20.1992 | 231.5555 | 20.1992
8702 | 221.643 | 27.5161 | 221.643 | 27.5161
8703 | 212.4517 | 33.6072 | 212.4517 | 33.6072
8704 | 204.112 | 46.4815 | 204.112 | 46.4815
8705 | 203.783 | 103.9221 | 203.783 | 103.9221
8706 | 208.3685 | 116.6965 | 208.3685 | 116.6965
8707 | 220.0689 | 118.6227 | 220.0689 | 118.6227
8708 | 241.4081 | 114.0609 | 241.4081 | 114.0609
8709 | 259.7564 | 110.8994 | 259.7564 | 110.8994
8710 | 277.0917 | 104.5795 | 277.0917 | 104.5795
8711 | 302.1623 | 100.057 | 302.1623 | 100.057
8712 | 306.8147 | 94.9822 | 306.8147 | 94.9822
8713 | 293.1462 | 88.0858 | 293.1462 | 88.0858
8714 | 288.4746 | 85.8588 | 288.4746 | 85.8588
8715 | 290.0806 | 86.9748 | 290.0806 | 86.9748
8716 | 290.4532 | 101.6829 | 290.4532 | 101.6829
8717 | 288.5301 | 107.6291 | 288.5301 | 107.6291
8718 | 285.7457 | 99.2374 | 285.7457 | 99.2374
8719 | 276.8205 | 91.5261 | 276.8205 | 91.5261
8720 | 269.7016 | 77.4534 | 269.7016 | 77.4534
8721 | 269.2715 | 64.7962 | 269.2715 | 64.7962
8722 | 269.7817 | 41.9069 | 269.7817 | 41.9069
8723 | 264.0818 | 27.8891 | 264.0818 | 27.8891
8724 | 250.4219 | 30.3325 | 250.4219 | 30.3325
8725 | 238.1507 | 23.6177 | 238.1507 | 23.6177
8726 | 228.3342 | 25.4483 | 228.3342 | 25.4483
8727 | 218.7291 | 33.516 | 218.7291 | 33.516
8728 | 210.0506 | 49.5872 | 210.0506 | 49.5872
8729 | 209.2068 | 108.5888 | 209.2068 | 108.5888
8730 | 213.185 | 120.0053 | 213.185 | 120.0053
8731 | 222.5849 | 124.4397 | 222.5849 | 124.4397
8732 | 240.6778 | 120.9398 | 240.6778 | 120.9398
8733 | 254.669 | 121.2951 | 254.669 | 121.2951
8734 | 268.1336 | 109.4681 | 268.1336 | 109.4681
8735 | 293.0623 | 104.7484 | 293.0623 | 104.7484
8736 | 293.8017 | 95.2704 | 293.8017 | 95.2704
8737 | 278.679 | 83.7052 | 278.679 | 83.7052
8738 | 274.191 | 80.6109 | 274.191 | 80.6109
8739 | 271.3372 | 81.5053 | 271.3372 | 81.5053
8740 | 272.6708 | 89.3231 | 272.6708 | 89.3231
8741 | 276.679 | 95.5533 | 276.679 | 95.5533
8742 | 270.8309 | 86.945 | 270.8309 | 86.945
8743 | 265.6682 | 77.8385 | 265.6682 | 77.8385
8744 | 259.9585 | 61.2522 | 259.9585 | 61.2522
8745 | 261.0815 | 54.6014 | 261.0815 | 54.6014
8746 | 266.8806 | 32.5989 | 266.8806 | 32.5989
8747 | 260.6268 | 19.7478 | 260.6268 | 19.7478
8748 | 249.7252 | 18.7597 | 249.7252 | 18.7597
8749 | 235.939 | 11.9327 | 235.939 | 11.9327
8750 | 224.2594 | 15.2498 | 224.2594 | 15.2498
8751 | 216.6379 | 26.0976 | 216.6379 | 26.0976
8752 | 208.9993 | 42.8034 | 208.9993 | 42.8034
8753 | 208.8469 | 97.4507 | 208.8469 | 97.4507
8754 | 213.1825 | 104.2501 | 213.1825 | 104.2501
8755 | 225.0054 | 106.0585 | 225.0054 | 106.0585
8756 | 248.8404 | 100.2553 | 248.8404 | 100.2553
8757 | 271.1104 | 100.2495 | 271.1104 | 100.2495
8758 | 290.4026 | 90.3472 | 290.4026 | 90.3472
8759 | 318.3169 | 88.2534 | 318.3169 | 88.2534