## Summary Scalars
Parameter | Value
Total Cost ($) | 5215144.0226
Capital Cost (CAPEX) | 88872.5492
Operating Cost (OPEX) | 5126271.4735
Annual Fuel Consumption Genset (L) | 910263.1579
Annual Fuel Consumption Diesel Furnace (L) | 1473568.4996

## Generator Summary
Size | Built | Capacity (kW) | Capital Cost ($) | Operating Cost ($)
100 kW | 6 | 600 | 38314.3269 | 89400
500 kW | 0 | 0 | 0 | 0
1000 kW | 0 | 0 | 0 | 0
2000 kW | 0 | 0 | 0 | 0
Total | 6 | 600 | 38314.3269 | 89400

## Diesel Furnace Summary
Size | Built | Capacity (MW) | Capital Cost ($) | Operating Cost ($)
17.58 kW | 224 | 3937.92 | 50558.2222 | 63006.72
Total | 224 | 3937.92 | 50558.2222 | 63006.72

## Time Series
Time | Electric Load (kW) | Thermal Load (kW) | Diesel Generation (kW) | Thermal Generation (kW)
0 | 407.3956 | 135.2781 | 407.3956 | 135.2781
1 | 386.7529 | 125.8331 | 386.7529 | 125.8331
2 | 384.9396 | 127.4139 | 384.9396 | 127.4139
3 | 387.5982 | 127.0128 | 387.5982 | 127.0128
4 | 383.4857 | 142.3523 | 383.4857 | 142.3523
5 | 391.0282 | 155.7028 | 391.0282 | 155.7028
6 | 387.6255 | 141.2775 | 387.6255 | 141.2775
7 | 364.4868 | 125.2614 | 364.4868 | 125.2614
8 | 348.7078 | 106.1694 | 348.7078 | 106.1694
9 | 344.863 | 92.1086 | 344.863 | 92.1086
10 | 348.4165 | 53.0532 | 348.4165 | 53.0532
11 | 337.5326 | 34.8056 | 337.5326 | 34.8056
12 | 318.7063 | 26.7333 | 318.7063 | 26.7333
13 | 299.1883 | 17.2848 | 299.1883 | 17.2848
14 | 285.3822 | 18.8877 | 285.3822 | 18.8877
15 | 274.6456 | 27.9388 | 274.6456 | 27.9388
16 | 263.6456 | 49.4556 | 263.6456 | 49.4556
17 | 262.946 | 132.4245 | 262.946 | 132.4245
18 | 270.3997 | 163.1259 | 270.3997 | 163.1259
19 | 286.7036 | 171.7695 | 286.7036 | 171.7695
20 | 318.6797 | 163.1145 | 318.6797 | 163.1145
21 | 347.9017 | 161.3709 | 347.9017 | 161.3709
22 | 371.1826 | 146.7633 | 371.1826 | 146.7633
23 | 404.3506 | 142.3989 | 404.3506 | 142.3989
24 | 410.5363 | 130.8404 | 410.5363 | 130.8404
25 | 390.0073 | 117.6702 | 390.0073 | 117.6702
26 | 382.2929 | 114.8376 | 382.2929 | 114.8376
27 | 383.004 | 106.1269 | 383.004 | 106.1269
28 | 382.9424 | 118.9096 | 382.9424 | 118.9096
29 | 384.5859 | 134.6256 | 384.5859 | 134.6256
30 | 379.8687 | 126.1526 | 379.8687 | 126.1526
31 | 361.3829 | 116.0602 | 361.3829 | 116.0602
32 | 346.5964 | 101.2308 | 346.5964 | 101.2308
33 | 341.8953 | 90.1136 | 341.8953 | 90.1136
34 | 345.4286 | 53.0532 | 345.4286 | 53.0532
35 | 337.4427 | 34.8056 | 337.4427 | 34.8056
36 | 315.5687 | 26.7333 | 315.5687 | 26.7333
37 | 295.7545 | 17.2848 | 295.7545 | 17.2848
38 | 285.8703 | 18.8877 | 285.8703 | 18.8877
39 | 275.7322 | 27.1612 | 275.7322 | 27.1612
40 | 265.2947 | 44.566 | 265.2947 | 44.566
41 | 264.1645 | 124.5506 | 264.1645 | 124.5506
42 | 269.1472 | 151.144 | 269.1472 | 151.144
43 | 282.531 | 156.3474 | 282.531 | 156.3474
44 | 312.2215 | 144.7488 | 312.2215 | 144.7488
45 | 342.4918 | 141.3359 | 342.4918 | 141.3359
46 | 363.9652 | 125.9345 | 363.9652 | 125.9345
47 | 394.993 | 122.5146 | 394.993 | 122.5146
48 | 397.5395 | 113.0895 | 397.5395 | 113.0895
49 | 382.3461 | 101.9508 | 382.3461 | 101.9508
50 | 376.8116 | 102.4486 | 376.8116 | 102.4486
51 | 379.3187 | 102.9961 | 379.3187 | 102.9961
52 | 377.77 | 124.5403 | 377.77 | 124.5403
53 | 383.105 | 146.066 | 383.105 | 146.066
54 | 377.2156 | 137.9716 | 377.2156 | 137.9716
55 | 357.6489 | 126.263 | 357.6489 | 126.263
56 | 341.7747 | 109.8539 | 341.7747 | 109.8539
57 | 336.5846 | 98.2929 | 336.5846 | 98.2929
58 | 343.0457 | 61.3058 | 343.0457 | 61.3058
59 | 334.3392 | 42.704 | 334.3392 | 42.704
60 | 313.9085 | 34.2693 | 313.9085 | 34.2693
61 | 297.1175 | 24.7557 | 297.1175 | 24.7557
62 | 285.2586 | 27.3642 | 285.2586 | 27.3642
63 | 274.3502 | 35.6133 | 274.3502 | 35.6133
64 | 265.2053 | 54.0399 | 265.2053 | 54.0399
65 | 262.3278 | 133.8454 | 262.3278 | 133.8454
66 | 267.2094 | 163.8343 | 267.2094 | 163.8343
67 | 278.4821 | 171.8835 | 278.4821 | 171.8835
68 | 303.529 | 161.3028 | 303.529 | 161.3028
69 | 327.0829 | 157.9672 | 327.0829 | 157.9672
70 | 350.3341 | 142.2238 | 350.3341 | 142.2238
71 | 376.8948 | 136.8945 | 376.8948 | 136.8945
72 | 385.8048 | 125.906 | 385.8048 | 125.906
73 | 371.8138 | 113.9775 | 371.8138 | 113.9775
74 | 366.0577 | 113.8279 | 366.0577 | 113.8279
75 | 368.0268 | 110.0924 | 368.0268 | 110.0924
76 | 365.349 | 121.3931 | 365.349 | 121.3931
77 | 366.4732 | 134.1044 | 366.4732 | 134.1044
78 | 355.6617 | 126.1526 | 355.6617 | 126.1526
79 | 345.0966 | 116.0602 | 345.0966 | 116.0602
80 | 335.8976 | 101.2308 | 335.8976 | 101.2308
81 | 334.7334 | 90.1136 | 334.7334 | 90.1136
82 | 336.9918 | 53.0532 | 336.9918 | 53.0532
83 | 332.5664 | 34.8056 | 332.5664 | 34.8056
84 | 312.7299 | 26.7333 | 312.7299 | 26.7333
85 | 293.1562 | 17.2848 | 293.1562 | 17.2848
86 | 283.3369 | 24.3758 | 283.3369 | 24.3758
87 | 275.1147 | 37.197 | 275.1147 | 37.197
88 | 263.5825 | 58.6365 | 263.5825 | 58.6365
89 | 261.1691 | 137.9004 | 261.1691 | 137.9004
90 | 265.4759 | 163.5778 | 265.4759 | 163.5778
91 | 279.2489 | 168.6224 | 279.2489 | 168.6224
92 | 300.9875 | 158.0335 | 300.9875 | 158.0335
93 | 328.2705 | 155.5163 | 328.2705 | 155.5163
94 | 348.2015 | 140.5423 | 348.2015 | 140.5423
95 | 373.4117 | 137.7169 | 373.4117 | 137.7169
96 | 383.6264 | 128.8943 | 383.6264 | 128.8943
97 | 365.3346 | 117.3322 | 365.3346 | 117.3322
98 | 361.0169 | 115.4972 | 361.0169 | 115.4972
99 | 360.3651 | 113.2599 | 360.3651 | 113.2599
100 | 365.9322 | 129.2752 | 365.9322 | 129.2752
101 | 373.5408 | 146.0253 | 373.5408 | 146.0253
102 | 364.0559 | 135.5125 | 364.0559 | 135.5125
103 | 353.2324 | 123.0792 | 353.2324 | 123.0792
104 | 343.5493 | 107.5007 | 343.5493 | 107.5007
105 | 337.5595 | 94.0994 | 337.5595 | 94.0994
106 | 338.3466 | 54.6532 | 338.3466 | 54.6532
107 | 328.3282 | 35.4244 | 328.3282 | 35.4244
108 | 311.0212 | 28.1786 | 311.0212 | 28.1786
109 | 295.0181 | 21.2096 | 295.0181 | 21.2096
110 | 283.351 | 26.2853 | 283.351 | 26.2853
111 | 273.1432 | 39.021 | 273.1432 | 39.021
112 | 263.6232 | 61.8691 | 263.6232 | 61.8691
113 | 260.9835 | 144.1784 | 260.9835 | 144.1784
114 | 267.9075 | 174.4157 | 267.9075 | 174.4157
115 | 282.0388 | 183.9142 | 282.0388 | 183.9142
116 | 308.9726 | 175.8007 | 308.9726 | 175.8007
117 | 331.7511 | 175.3314 | 331.7511 | 175.3314
118 | 353.934 | 160.6709 | 353.934 | 160.6709
119 | 382.793 | 155.6144 | 382.793 | 155.6144
120 | 386.0224 | 142.578 | 386.0224 | 142.578
121 | 366.5915 | 128.3289 | 366.5915 | 128.3289
122 | 364.1128 | 124.8205 | 364.1128 | 124.8205
123 | 367.5918 | 119.1551 | 367.5918 | 119.1551
124 | 367.0878 | 131.4941 | 367.0878 | 131.4941
125 | 368.6951 | 144.7876 | 368.6951 | 144.7876
126 | 362.3321 | 131.0504 | 362.3321 | 131.0504
127 | 347.4672 | 116.0602 | 347.4672 | 116.0602
128 | 337.33 | 101.2308 | 337.33 | 101.2308
129 | 334.0569 | 90.1136 | 334.0569 | 90.1136
130 | 336.6483 | 53.0532 | 336.6483 | 53.0532
131 | 329.5141 | 34.8056 | 329.5141 | 34.8056
132 | 311.3961 | 26.7333 | 311.3961 | 26.7333
133 | 293.8315 | 17.2848 | 293.8315 | 17.2848
134 | 282.3184 | 19.1198 | 282.3184 | 19.1198
135 | 272.0562 | 32.2585 | 272.0562 | 32.2585
136 | 261.0566 | 55.6115 | 261.0566 | 55.6115
137 | 261.5576 | 137.6968 | 261.5576 | 137.6968
138 | 269.3579 | 166.4237 | 269.3579 | 166.4237
139 | 285.8514 | 173.7441 | 285.8514 | 173.7441
140 | 319.1064 | 163.3588 | 319.1064 | 163.3588
141 | 345.5601 | 160.4467 | 345.5601 | 160.4467
142 | 367.8732 | 146.002 | 367.8732 | 146.002
143 | 396.7414 | 143.1358 | 396.7414 | 143.1358
144 | 401.1455 | 132.8924 | 401.1455 | 132.8924
145 | 378.6375 | 120.5934 | 378.6375 | 120.5934
146 | 372.3948 | 117.4718 | 372.3948 | 117.4718
147 | 378.9238 | 111.383 | 378.9238 | 111.383
148 | 376.0049 | 125.1021 | 376.0049 | 125.1021
149 | 376.2366 | 140.4272 | 376.2366 | 140.4272
150 | 368.7999 | 128.3022 | 368.7999 | 128.3022
151 | 353.6765 | 116.0602 | 353.6765 | 116.0602
152 | 339.0129 | 101.2308 | 339.0129 | 101.2308
153 | 336.7159 | 90.1136 | 336.7159 | 90.1136
154 | 339.6156 | 53.0532 | 339.6156 | 53.0532
155 | 330.2733 | 34.8056 | 330.2733 | 34.8056
156 | 311.8502 | 26.7333 | 311.8502 | 26.7333
157 | 292.4456 | 17.2848 | 292.4456 | 17.2848
158 | 279.9102 | 18.8877 | 279.9102 | 18.8877
159 | 267.5728 | 27.1612 | 267.5728 | 27.1612
160 | 257.1018 | 46.4144 | 257.1018 | 46.4144
161 | 257.0191 | 128.0275 | 257.0191 | 128.0275
162 | 266.2955 | 157.6052 | 266.2955 | 157.6052
163 | 281.1206 | 164.8401 | 281.1206 | 164.8401
164 | 312.5689 | 155.0045 | 312.5689 | 155.0045
165 | 340.7315 | 153.1305 | 340.7315 | 153.1305
166 | 359.8071 | 139.6914 | 359.8071 | 139.6914
167 | 386.8166 | 136.3652 | 386.8166 | 136.3652
168 | 389.7585 | 127.0419 | 389.7585 | 127.0419
169 | 370.6123 | 114.861 | 370.6123 | 114.861
170 | 365.6634 | 110.3144 | 365.6634 | 110.3144
171 | 370.5909 | 104.1686 | 370.5909 | 104.1686
172 | 368.0708 | 117.8185 | 368.0708 | 117.8185
173 | 368.9642 | 134.1044 | 368.9642 | 134.1044
174 | 362.1703 | 126.1526 | 362.1703 | 126.1526
175 | 345.6885 | 116.0602 | 345.6885 | 116.0602
176 | 332.4857 | 101.2308 | 332.4857 | 101.2308
177 | 329.2434 | 90.1136 | 329.2434 | 90.1136
178 | 335.4978 | 53.0532 | 335.4978 | 53.0532
179 | 326.4394 | 34.8056 | 326.4394 | 34.8056
180 | 307.9698 | 26.7333 | 307.9698 | 26.7333
181 | 290.4879 | 17.2848 | 290.4879 | 17.2848
182 | 277.2569 | 18.8877 | 277.2569 | 18.8877
183 | 266.41 | 27.1612 | 266.41 | 27.1612
184 | 256.9282 | 44.566 | 256.9282 | 44.566
185 | 258.165 | 120.3245 | 258.165 | 120.3245
186 | 265.3327 | 146.4009 | 265.3327 | 146.4009
187 | 283.2195 | 154.0511 | 283.2195 | 154.0511
188 | 315.7749 | 143.8694 | 315.7749 | 143.8694
189 | 343.2154 | 140.542 | 343.2154 | 140.542
190 | 367.4331 | 124.7334 | 367.4331 | 124.7334
191 | 395.2623 | 120.2509 | 395.2623 | 120.2509
192 | 398.3833 | 109.1484 | 398.3833 | 109.1484
193 | 382.4166 | 98.3314 | 382.4166 | 98.3314
194 | 370.3328 | 101.6914 | 370.3328 | 101.6914
195 | 375.2663 | 103.6108 | 375.2663 | 103.6108
196 | 377.5282 | 122.3703 | 377.5282 | 122.3703
197 | 381.7142 | 141.8929 | 381.7142 | 141.8929
198 | 374.4038 | 131.6733 | 374.4038 | 131.6733
199 | 356.0679 | 119.2766 | 356.0679 | 119.2766
200 | 347.3895 | 103.7184 | 347.3895 | 103.7184
201 | 341.1035 | 93.22 | 341.1035 | 93.22
202 | 343.233 | 56.9983 | 343.233 | 56.9983
203 | 328.9187 | 39.6708 | 328.9187 | 39.6708
204 | 311.2034 | 33.1701 | 311.2034 | 33.1701
205 | 292.4603 | 26.2865 | 292.4603 | 26.2865
206 | 281.5499 | 31.9648 | 281.5499 | 31.9648
207 | 272.0296 | 46.333 | 272.0296 | 46.333
208 | 264.0508 | 70.4677 | 264.0508 | 70.4677
209 | 262.2207 | 152.2762 | 262.2207 | 152.2762
210 | 267.8113 | 179.7776 | 267.8113 | 179.7776
211 | 283.8843 | 186.1209 | 283.8843 | 186.1209
212 | 310.2726 | 176.5417 | 310.2726 | 176.5417
213 | 335.165 | 174.4683 | 335.165 | 174.4683
214 | 356.6013 | 160.2882 | 356.6013 | 160.2882
215 | 389.9588 | 155.9035 | 389.9588 | 155.9035
216 | 396.0886 | 145.7536 | 396.0886 | 145.7536
217 | 380.5422 | 134.1346 | 380.5422 | 134.1346
218 | 378.6315 | 133.2522 | 378.6315 | 133.2522
219 | 377.0648 | 129.1421 | 377.0648 | 129.1421
220 | 378.7183 | 141.9981 | 378.7183 | 141.9981
221 | 379.1609 | 155.2427 | 379.1609 | 155.2427
222 | 374.4002 | 141.4974 | 374.4002 | 141.4974
223 | 358.7085 | 126.6986 | 358.7085 | 126.6986
224 | 344.5669 | 108.8931 | 344.5669 | 108.8931
225 | 340.8684 | 96.2979 | 340.8684 | 96.2979
226 | 343.9536 | 59.1887 | 343.9536 | 59.1887
227 | 331.5979 | 42.1299 | 331.5979 | 42.1299
228 | 313.8602 | 36.5248 | 313.8602 | 36.5248
229 | 295.5452 | 30.2845 | 295.5452 | 30.2845
230 | 282.6687 | 36.0076 | 282.6687 | 36.0076
231 | 273.5558 | 48.9346 | 273.5558 | 48.9346
232 | 262.4932 | 71.4896 | 262.4932 | 71.4896
233 | 262.5194 | 153.5017 | 262.5194 | 153.5017
234 | 266.8921 | 183.9181 | 266.8921 | 183.9181
235 | 277.4472 | 193.6569 | 277.4472 | 193.6569
236 | 301.3416 | 185.9343 | 301.3416 | 185.9343
237 | 323.937 | 185.1881 | 323.937 | 185.1881
238 | 344.6576 | 170.5317 | 344.6576 | 170.5317
239 | 376.1958 | 165.2716 | 376.1958 | 165.2716
240 | 379.4165 | 153.0902 | 379.4165 | 153.0902
241 | 366.6582 | 139.0731 | 366.6582 | 139.0731
242 | 362.9435 | 134.6364 | 362.9435 | 134.6364
243 | 361.0313 | 128.3482 | 361.0313 | 128.3482
244 | 365.8338 | 140.8011 | 365.8338 | 140.8011
245 | 369.2563 | 154.119 | 369.2563 | 154.119
246 | 361.5815 | 140.4632 | 361.5815 | 140.4632
247 | 348.1782 | 125.2533 | 348.1782 | 125.2533
248 | 336.6901 | 105.7378 | 336.6901 | 105.7378
249 | 332.8086 | 90.8342 | 332.8086 | 90.8342
250 | 336.6837 | 53.0532 | 336.6837 | 53.0532
251 | 324.7607 | 34.8056 | 324.7607 | 34.8056
252 | 309.1222 | 26.7333 | 309.1222 | 26.7333
253 | 292.8526 | 17.2848 | 292.8526 | 17.2848
254 | 281.4706 | 18.8877 | 281.4706 | 18.8877
255 | 273.2514 | 31.1063 | 273.2514 | 31.1063
256 | 261.8344 | 56.0349 | 261.8344 | 56.0349
257 | 262.3534 | 140.0256 | 262.3534 | 140.0256
258 | 264.8574 | 171.4762 | 264.8574 | 171.4762
259 | 276.4013 | 180.759 | 276.4013 | 180.759
260 | 296.0762 | 171.4689 | 296.0762 | 171.4689
261 | 318.0229 | 169.3343 | 318.0229 | 169.3343
262 | 340.2266 | 154.0591 | 340.2266 | 154.0591
263 | 366.2629 | 150.7003 | 366.2629 | 150.7003
264 | 374.1247 | 140.9047 | 374.1247 | 140.9047
265 | 362.1489 | 128.0398 | 362.1489 | 128.0398
266 | 360.0534 | 124.7676 | 360.0534 | 124.7676
267 | 358.3748 | 116.3989 | 358.3748 | 116.3989
268 | 358.9277 | 125.0533 | 358.9277 | 125.0533
269 | 361.5452 | 135.3788 | 361.5452 | 135.3788
270 | 352.2587 | 126.1526 | 352.2587 | 126.1526
271 | 340.8414 | 116.0602 | 340.8414 | 116.0602
272 | 332.4925 | 101.2308 | 332.4925 | 101.2308
273 | 333.6482 | 90.1136 | 333.6482 | 90.1136
274 | 338.0694 | 53.0532 | 338.0694 | 53.0532
275 | 328.7923 | 34.8056 | 328.7923 | 34.8056
276 | 310.4416 | 26.7333 | 310.4416 | 26.7333
277 | 291.8477 | 17.2848 | 291.8477 | 17.2848
278 | 281.7407 | 18.8877 | 281.7407 | 18.8877
279 | 273.3629 | 27.1612 | 273.3629 | 27.1612
280 | 264.8865 | 44.566 | 264.8865 | 44.566
281 | 261.5072 | 120.3245 | 261.5072 | 120.3245
282 | 265.9716 | 147.4798 | 265.9716 | 147.4798
283 | 277.1203 | 156.4451 | 277.1203 | 156.4451
284 | 301.7441 | 147.4115 | 301.7441 | 147.4115
285 | 325.0527 | 145.1385 | 325.0527 | 145.1385
286 | 344.6668 | 129.8796 | 344.6668 | 129.8796
287 | 373.1097 | 125.8571 | 373.1097 | 125.8571
288 | 380.6187 | 116.143 | 380.6187 | 116.143
289 | 365.6351 | 104.7519 | 365.6351 | 104.7519
290 | 360.5807 | 103.9306 | 360.5807 | 103.9306
291 | 361.5427 | 99.8286 | 361.5427 | 99.8286
292 | 362.326 | 114.3986 | 362.326 | 114.3986
293 | 368.7545 | 134.1044 | 368.7545 | 134.1044
294 | 363.7988 | 126.1526 | 363.7988 | 126.1526
295 | 349.032 | 116.0602 | 349.032 | 116.0602
296 | 340.4718 | 101.2308 | 340.4718 | 101.2308
297 | 337.8512 | 90.1136 | 337.8512 | 90.1136
298 | 335.8602 | 53.0532 | 335.8602 | 53.0532
299 | 326.0683 | 34.8056 | 326.0683 | 34.8056
300 | 307.4537 | 26.7333 | 307.4537 | 26.7333
301 | 289.0248 | 17.2848 | 289.0248 | 17.2848
302 | 278.7506 | 18.8877 | 278.7506 | 18.8877
303 | 269.3174 | 27.1612 | 269.3174 | 27.1612
304 | 257.9289 | 44.566 | 257.9289 | 44.566
305 | 257.6518 | 120.3245 | 257.6518 | 120.3245
306 | 265.2119 | 145.7292 | 265.2119 | 145.7292
307 | 279.5958 | 151.8119 | 279.5958 | 151.8119
308 | 311.0626 | 143.0755 | 311.0626 | 143.0755
309 | 339.3198 | 142.3822 | 339.3198 | 142.3822
310 | 357.2255 | 128.7518 | 357.2255 | 128.7518
311 | 389.0043 | 125.4012 | 389.0043 | 125.4012
312 | 386.7676 | 115.1333 | 386.7676 | 115.1333
313 | 368.5548 | 103.0826 | 368.5548 | 103.0826
314 | 364.0836 | 102.9982 | 364.0836 | 102.9982
315 | 366.2373 | 99.9833 | 366.2373 | 99.9833
316 | 364.6491 | 114.3986 | 364.6491 | 114.3986
317 | 368.8619 | 134.1044 | 368.8619 | 134.1044
318 | 362.3789 | 126.1526 | 362.3789 | 126.1526
319 | 345.0194 | 116.0602 | 345.0194 | 116.0602
320 | 333.2803 | 101.2308 | 333.2803 | 101.2308
321 | 330.2322 | 90.1136 | 330.2322 | 90.1136
322 | 335.6667 | 53.0532 | 335.6667 | 53.0532
323 | 324.823 | 34.8056 | 324.823 | 34.8056
324 | 301.7503 | 26.7333 | 301.7503 | 26.7333
325 | 282.41 | 17.2848 | 282.41 | 17.2848
326 | 273.465 | 18.8877 | 273.465 | 18.8877
327 | 263.1523 | 27.1612 | 263.1523 | 27.1612
328 | 252.3997 | 44.566 | 252.3997 | 44.566
329 | 252.1832 | 120.3245 | 252.1832 | 120.3245
330 | 261.2438 | 145.3465 | 261.2438 | 145.3465
331 | 274.5749 | 152.6017 | 274.5749 | 152.6017
332 | 305.5463 | 142.9493 | 305.5463 | 142.9493
333 | 334.3773 | 141.8774 | 334.3773 | 141.8774
334 | 356.7518 | 128.8617 | 356.7518 | 128.8617
335 | 381.7603 | 127.9091 | 381.7603 | 127.9091
336 | 387.2046 | 120.5603 | 387.2046 | 120.5603
337 | 367.5575 | 113.8798 | 367.5575 | 113.8798
338 | 364.1343 | 118.1598 | 364.1343 | 118.1598
339 | 364.3815 | 118.9679 | 364.3815 | 118.9679
340 | 363.5601 | 136.5873 | 363.5601 | 136.5873
341 | 366.5416 | 153.2356 | 366.5416 | 153.2356
342 | 360.7806 | 140.9762 | 360.7806 | 140.9762
343 | 344.3068 | 124.9113 | 344.3068 | 124.9113
344 | 332.911 | 101.6054 | 332.911 | 101.6054
345 | 331.2678 | 90.1136 | 331.2678 | 90.1136
346 | 336.552 | 53.0532 | 336.552 | 53.0532
347 | 322.2484 | 34.8056 | 322.2484 | 34.8056
348 | 301.2078 | 26.7333 | 301.2078 | 26.7333
349 | 284.1661 | 17.2848 | 284.1661 | 17.2848
350 | 272.6015 | 18.8877 | 272.6015 | 18.8877
351 | 263.6524 | 27.1612 | 263.6524 | 27.1612
352 | 254.8045 | 44.566 | 254.8045 | 44.566
353 | 254.6872 | 123.3699 | 254.6872 | 123.3699
354 | 262.9285 | 150.9893 | 262.9285 | 150.9893
355 | 277.8147 | 157.2675 | 277.8147 | 157.2675
356 | 307.1204 | 146.8863 | 307.1204 | 146.8863
357 | 334.6906 | 144.7721 | 334.6906 | 144.7721
358 | 359.2804 | 130.3193 | 359.2804 | 130.3193
359 | 385.1054 | 126.818 | 385.1054 | 126.818
360 | 385.9693 | 116.2447 | 385.9693 | 116.2447
361 | 371.0301 | 102.7773 | 371.0301 | 102.7773
362 | 363.8924 | 100.246 | 363.8924 | 100.246
363 | 364.5092 | 96.942 | 364.5092 | 96.942
364 | 364.4979 | 114.3986 | 364.4979 | 114.3986
365 | 370.0929 | 134.1044 | 370.0929 | 134.1044
366 | 362.4792 | 126.1526 | 362.4792 | 126.1526
367 | 346.5283 | 116.0602 | 346.5283 | 116.0602
368 | 334.8891 | 101.2308 | 334.8891 | 101.2308
369 | 330.9054 | 90.1136 | 330.9054 | 90.1136
370 | 337.4075 | 53.0532 | 337.4075 | 53.0532
371 | 326.1624 | 34.8056 | 326.1624 | 34.8056
372 | 306.2568 | 26.7333 | 306.2568 | 26.7333
373 | 287.3246 | 17.2848 | 287.3246 | 17.2848
374 | 274.0031 | 18.8877 | 274.0031 | 18.8877
375 | 265.9562 | 27.1612 | 265.9562 | 27.1612
376 | 255.7549 | 44.566 | 255.7549 | 44.566
377 | 254.1972 | 121.5378 | 254.1972 | 121.5378
378 | 260.2862 | 147.8951 | 260.2862 | 147.8951
379 | 273.0231 | 153.5829 | 273.0231 | 153.5829
380 | 300.9743 | 142.99 | 300.9743 | 142.99
381 | 327.8004 | 140.7822 | 327.8004 | 140.7822
382 | 349.8349 | 126.5492 | 349.8349 | 126.5492
383 | 378.1066 | 124.0698 | 378.1066 | 124.0698
384 | 381.8505 | 115.8865 | 381.8505 | 115.8865
385 | 363.4818 | 106.9585 | 363.4818 | 106.9585
386 | 358.9247 | 109.8788 | 358.9247 | 109.8788
387 | 359.7233 | 110.8822 | 359.7233 | 110.8822
388 | 362.2269 | 129.7882 | 362.2269 | 129.7882
389 | 359.407 | 148.981 | 359.407 | 148.981
390 | 355.9383 | 139.9421 | 355.9383 | 139.9421
391 | 343.0736 | 128.3678 | 343.0736 | 128.3678
392 | 325.4759 | 111.6453 | 325.4759 | 111.6453
393 | 322.3198 | 96.7621 | 322.3198 | 96.7621
394 | 329.6213 | 54.6084 | 329.6213 | 54.6084
395 | 322.1248 | 34.8056 | 322.1248 | 34.8056
396 | 304.7986 | 26.7333 | 304.7986 | 26.7333
397 | 286.2177 | 17.2848 | 286.2177 | 17.2848
398 | 276.1606 | 18.8877 | 276.1606 | 18.8877
399 | 267.5582 | 27.1612 | 267.5582 | 27.1612
400 | 257.2837 | 44.566 | 257.2837 | 44.566
401 | 255.5612 | 121.9449 | 255.5612 | 121.9449
402 | 259.7086 | 148.6524 | 259.7086 | 148.6524
403 | 267.8302 | 154.3361 | 267.8302 | 154.3361
404 | 292.9404 | 143.3849 | 292.9404 | 143.3849
405 | 316.3495 | 140.8473 | 316.3495 | 140.8473
406 | 338.1359 | 126.3742 | 338.1359 | 126.3742
407 | 368.9495 | 122.9584 | 368.9495 | 122.9584
408 | 376.0224 | 112.4991 | 376.0224 | 112.4991
409 | 361.4109 | 99.4714 | 361.4109 | 99.4714
410 | 357.3479 | 98.5483 | 357.3479 | 98.5483
411 | 355.6868 | 97.6016 | 355.6868 | 97.6016
412 | 358.4291 | 114.3986 | 358.4291 | 114.3986
413 | 360.543 | 134.1044 | 360.543 | 134.1044
414 | 350.9158 | 126.1526 | 350.9158 | 126.1526
415 | 336.9502 | 116.0602 | 336.9502 | 116.0602
416 | 326.2063 | 101.2308 | 326.2063 | 101.2308
417 | 325.0389 | 90.1136 | 325.0389 | 90.1136
418 | 332.5289 | 53.0532 | 332.5289 | 53.0532
419 | 320.6121 | 34.8056 | 320.6121 | 34.8056
420 | 301.3861 | 26.7333 | 301.3861 | 26.7333
421 | 285.9584 | 17.2848 | 285.9584 | 17.2848
422 | 275.4268 | 18.8877 | 275.4268 | 18.8877
423 | 267.1754 | 27.1612 | 267.1754 | 27.1612
424 | 256.6321 | 44.566 | 256.6321 | 44.566
425 | 255.8285 | 121.0452 | 255.8285 | 121.0452
426 | 257.9358 | 149.5806 | 257.9358 | 149.5806
427 | 268.2623 | 157.6909 | 268.2623 | 157.6909
428 | 289.5267 | 147.8756 | 289.5267 | 147.8756
429 | 310.5483 | 145.9324 | 310.5483 | 145.9324
430 | 332.238 | 132.1961 | 332.238 | 132.1961
431 | 361.0941 | 129.3544 | 361.0941 | 129.3544
432 | 367.4653 | 119.9741 | 367.4653 | 119.9741
433 | 355.1193 | 108.6929 | 355.1193 | 108.6929
434 | 350.2389 | 107.8594 | 350.2389 | 107.8594
435 | 352.3115 | 103.4399 | 352.3115 | 103.4399
436 | 354.6589 | 117.2282 | 354.6589 | 117.2282
437 | 356.0337 | 134.1044 | 356.0337 | 134.1044
438 | 352.0463 | 126.1526 | 352.0463 | 126.1526
439 | 340.3597 | 116.0602 | 340.3597 | 116.0602
440 | 330.981 | 101.2308 | 330.981 | 101.2308
441 | 331.2524 | 90.1136 | 331.2524 | 90.1136
442 | 334.0904 | 53.0532 | 334.0904 | 53.0532
443 | 319.7826 | 34.8056 | 319.7826 | 34.8056
444 | 300.1381 | 26.7333 | 300.1381 | 26.7333
445 | 283.294 | 17.2848 | 283.294 | 17.2848
446 | 272.6517 | 18.8877 | 272.6517 | 18.8877
447 | 265.0215 | 27.1612 | 265.0215 | 27.1612
448 | 257.3316 | 45.8159 | 257.3316 | 45.8159
449 | 252.9766 | 127.7466 | 252.9766 | 127.7466
450 | 257.1866 | 157.8943 | 257.1866 | 157.8943
451 | 269.3882 | 169.0621 | 269.3882 | 169.0621
452 | 294.0974 | 164.1446 | 294.0974 | 164.1446
453 | 319.5818 | 165.487 | 319.5818 | 165.487
454 | 340.759 | 151.9909 | 340.759 | 151.9909
455 | 370.2782 | 149.768 | 370.2782 | 149.768
456 | 372.7115 | 141.8208 | 372.7115 | 141.8208
457 | 360.6513 | 132.3391 | 360.6513 | 132.3391
458 | 353.8827 | 133.468 | 353.8827 | 133.468
459 | 357.3422 | 131.7559 | 357.3422 | 131.7559
460 | 356.6663 | 146.7208 | 356.6663 | 146.7208
461 | 360.983 | 162.6688 | 360.983 | 162.6688
462 | 357.0164 | 150.3199 | 357.0164 | 150.3199
463 | 345.4549 | 134.2549 | 345.4549 | 134.2549
464 | 332.3009 | 111.3196 | 332.3009 | 111.3196
465 | 332.2739 | 93.6435 | 332.2739 | 93.6435
466 | 334.4955 | 53.33 | 334.4955 | 53.33
467 | 321.3433 | 34.8056 | 321.3433 | 34.8056
468 | 306.4508 | 26.7333 | 306.4508 | 26.7333
469 | 288.5718 | 17.2848 | 288.5718 | 17.2848
470 | 278.2469 | 18.8877 | 278.2469 | 18.8877
471 | 270.7358 | 27.1612 | 270.7358 | 27.1612
472 | 264.2285 | 47.1879 | 264.2285 | 47.1879
473 | 261.0773 | 128.5486 | 261.0773 | 128.5486
474 | 267.3001 | 155.8423 | 267.3001 | 155.8423
475 | 283.3569 | 161.9169 | 283.3569 | 161.9169
476 | 316.9625 | 149.9927 | 316.9625 | 149.9927
477 | 347.1226 | 146.4861 | 347.1226 | 146.4861
478 | 368.1493 | 132.0862 | 368.1493 | 132.0862
479 | 398.8803 | 129.0165 | 398.8803 | 129.0165
480 | 402.094 | 119.0784 | 402.094 | 119.0784
481 | 380.4793 | 107.1499 | 380.4793 | 107.1499
482 | 379.6646 | 104.8263 | 379.6646 | 104.8263
483 | 384.3805 | 97.9191 | 384.3805 | 97.9191
484 | 379.6638 | 114.3986 | 379.6638 | 114.3986
485 | 381.5105 | 134.1044 | 381.5105 | 134.1044
486 | 377.5864 | 126.1526 | 377.5864 | 126.1526
487 | 357.3 | 116.0602 | 357.3 | 116.0602
488 | 343.3525 | 101.2308 | 343.3525 | 101.2308
489 | 341.2578 | 90.1136 | 341.2578 | 90.1136
490 | 343.7558 | 53.0532 | 343.7558 | 53.0532
491 | 328.0621 | 34.8056 | 328.0621 | 34.8056
492 | 306.1181 | 26.7333 | 306.1181 | 26.7333
493 | 288.5533 | 17.2848 | 288.5533 | 17.2848
494 | 278.685 | 18.8877 | 278.685 | 18.8877
495 | 272.2456 | 27.1612 | 272.2456 | 27.1612
496 | 264.1648 | 44.566 | 264.1648 | 44.566
497 | 261.5497 | 120.3245 | 261.5497 | 120.3245
498 | 266.9194 | 147.5735 | 266.9194 | 147.5735
499 | 281.3081 | 155.0242 | 281.3081 | 155.0242
500 | 312.9537 | 145.5916 | 312.9537 | 145.5916
501 | 341.6791 | 144.4749 | 341.6791 | 144.4749
502 | 366.0395 | 130.8038 | 366.0395 | 130.8038
503 | 391.8496 | 127.9864 | 391.8496 | 127.9864
504 | 398.0157 | 117.2626 | 398.0157 | 117.2626
505 | 377.9236 | 102.9524 | 377.9236 | 102.9524
506 | 373.9491 | 100.588 | 373.9491 | 100.588
507 | 375.0546 | 95.2443 | 375.0546 | 95.2443
508 | 373.7926 | 114.3986 | 373.7926 | 114.3986
509 | 372.6361 | 134.1044 | 372.6361 | 134.1044
510 | 369.286 | 126.1526 | 369.286 | 126.1526
511 | 352.9592 | 116.0602 | 352.9592 | 116.0602
512 | 341.9015 | 101.2308 | 341.9015 | 101.2308
513 | 341.7649 | 90.1136 | 341.7649 | 90.1136
514 | 341.7411 | 53.0532 | 341.7411 | 53.0532
515 | 327.368 | 34.8056 | 327.368 | 34.8056
516 | 305.5106 | 26.7333 | 305.5106 | 26.7333
517 | 288.3599 | 17.2848 | 288.3599 | 17.2848
518 | 279.1545 | 18.8877 | 279.1545 | 18.8877
519 | 271.4436 | 27.1612 | 271.4436 | 27.1612
520 | 265.5531 | 44.566 | 265.5531 | 44.566
521 | 263.6579 | 120.3245 | 263.6579 | 120.3245
522 | 269.3056 | 143.1764 | 269.3056 | 143.1764
523 | 285.0252 | 146.7065 | 285.0252 | 146.7065
524 | 315.829 | 137.3675 | 315.829 | 137.3675
525 | 343.7401 | 136.6295 | 343.7401 | 136.6295
526 | 367.4418 | 124.1105 | 367.4418 | 124.1105
527 | 394.1537 | 122.6408 | 394.1537 | 122.6408
528 | 391.3677 | 113.2483 | 391.3677 | 113.2483
529 | 372.6504 | 101.6292 | 372.6504 | 101.6292
530 | 365.9416 | 100.8852 | 365.9416 | 100.8852
531 | 373.2861 | 96.4372 | 373.2861 | 96.4372
532 | 372.994 | 114.3986 | 372.994 | 114.3986
533 | 373.1913 | 134.1044 | 373.1913 | 134.1044
534 | 362.2252 | 126.1526 | 362.2252 | 126.1526
535 | 348.4695 | 116.0602 | 348.4695 | 116.0602
536 | 338.54 | 101.2308 | 338.54 | 101.2308
537 | 338.2212 | 90.1136 | 338.2212 | 90.1136
538 | 339.136 | 53.0532 | 339.136 | 53.0532
539 | 325.3858 | 34.8056 | 325.3858 | 34.8056
540 | 304.9204 | 26.7333 | 304.9204 | 26.7333
541 | 287.0778 | 17.2848 | 287.0778 | 17.2848
542 | 276.5889 | 18.8877 | 276.5889 | 18.8877
543 | 270.5191 | 27.1612 | 270.5191 | 27.1612
544 | 263.1493 | 44.566 | 263.1493 | 44.566
545 | 258.5593 | 120.3245 | 258.5593 | 120.3245
546 | 263.2403 | 143.1764 | 263.2403 | 143.1764
547 | 276.8945 | 146.4581 | 276.8945 | 146.4581
548 | 305.6954 | 136.6632 | 305.6954 | 136.6632
549 | 331.2597 | 135.9373 | 331.2597 | 135.9373
550 | 358.3303 | 123.2474 | 358.3303 | 123.2474
551 | 381.3434 | 121.1914 | 381.3434 | 121.1914
552 | 384.6693 | 111.062 | 384.6693 | 111.062
553 | 368.0317 | 99.5406 | 368.0317 | 99.5406
554 | 364.022 | 99.0287 | 364.022 | 99.0287
555 | 367.002 | 96.0016 | 367.002 | 96.0016
556 | 365.2851 | 114.3986 | 365.2851 | 114.3986
557 | 366.9068 | 134.1044 | 366.9068 | 134.1044
558 | 358.0921 | 126.1526 | 358.0921 | 126.1526
559 | 347.793 | 116.0602 | 347.793 | 116.0602
560 | 333.73 | 101.2308 | 333.73 | 101.2308
561 | 333.4568 | 90.1136 | 333.4568 | 90.1136
562 | 336.0592 | 53.0532 | 336.0592 | 53.0532
563 | 325.0192 | 34.8056 | 325.0192 | 34.8056
564 | 305.7082 | 26.7333 | 305.7082 | 26.7333
565 | 288.9786 | 17.2848 | 288.9786 | 17.2848
566 | 279.6596 | 18.8877 | 279.6596 | 18.8877
567 | 272.4055 | 27.1612 | 272.4055 | 27.1612
568 | 263.2781 | 44.566 | 263.2781 | 44.566
569 | 260.4827 | 122.5353 | 260.4827 | 122.5353
570 | 263.3032 | 151.5104 | 263.3032 | 151.5104
571 | 273.5104 | 159.3438 | 273.5104 | 159.3438
572 | 298.0589 | 150.7011 | 298.0589 | 150.7011
573 | 318.91 | 150.1788 | 318.91 | 150.1788
574 | 339.4646 | 137.4115 | 339.4646 | 137.4115
575 | 366.7853 | 135.8726 | 366.7853 | 135.8726
576 | 371.8363 | 125.1161 | 371.8363 | 125.1161
577 | 357.5681 | 110.9199 | 357.5681 | 110.9199
578 | 351.9404 | 108.922 | 351.9404 | 108.922
579 | 355.1574 | 105.9844 | 355.1574 | 105.9844
580 | 357.2867 | 123.7219 | 357.2867 | 123.7219
581 | 356.9546 | 142.0476 | 356.9546 | 142.0476
582 | 347.765 | 132.8132 | 347.765 | 132.8132
583 | 333.244 | 120.6323 | 333.244 | 120.6323
584 | 323.5429 | 102.8309 | 323.5429 | 102.8309
585 | 328.0397 | 90.1136 | 328.0397 | 90.1136
586 | 333.4401 | 53.0532 | 333.4401 | 53.0532
587 | 318.6103 | 34.8056 | 318.6103 | 34.8056
588 | 299.7303 | 26.7333 | 299.7303 | 26.7333
589 | 284.1671 | 17.2848 | 284.1671 | 17.2848
590 | 275.7081 | 18.8877 | 275.7081 | 18.8877
591 | 268.501 | 29.205 | 268.501 | 29.205
592 | 258.916 | 52.9 | 258.916 | 52.9
593 | 255.9905 | 135.8892 | 255.9905 | 135.8892
594 | 259.6061 | 165.699 | 259.6061 | 165.699
595 | 271.452 | 173.2067 | 271.452 | 173.2067
596 | 291.5484 | 164.4296 | 291.5484 | 164.4296
597 | 311.4412 | 164.6605 | 311.4412 | 164.6605
598 | 334.6506 | 152.6667 | 334.6506 | 152.6667
599 | 360.4826 | 150.7899 | 360.4826 | 150.7899
600 | 361.5011 | 140.0864 | 361.5011 | 140.0864
601 | 350.2157 | 127.9747 | 350.2157 | 127.9747
602 | 343.8044 | 126.2658 | 343.8044 | 126.2658
603 | 348.1901 | 121.3292 | 348.1901 | 121.3292
604 | 350.7385 | 134.8326 | 350.7385 | 134.8326
605 | 352.0783 | 150.2961 | 352.0783 | 150.2961
606 | 344.0768 | 138.7289 | 344.0768 | 138.7289
607 | 331.9821 | 125.0904 | 331.9821 | 125.0904
608 | 324.3185 | 106.8941 | 324.3185 | 106.8941
609 | 326.032 | 92.4465 | 326.032 | 92.4465
610 | 328.9979 | 53.0532 | 328.9979 | 53.0532
611 | 317.2578 | 34.8056 | 317.2578 | 34.8056
612 | 299.0306 | 26.7333 | 299.0306 | 26.7333
613 | 281.2587 | 17.2848 | 281.2587 | 17.2848
614 | 271.7283 | 18.8877 | 271.7283 | 18.8877
615 | 265.4738 | 30.4183 | 265.4738 | 30.4183
616 | 257.7906 | 52.7086 | 257.7906 | 52.7086
617 | 253.9639 | 134.7004 | 253.9639 | 134.7004
618 | 258.5145 | 162.902 | 258.5145 | 162.902
619 | 271.6568 | 168.7771 | 271.6568 | 168.7771
620 | 296.7392 | 158.4854 | 296.7392 | 158.4854
621 | 320.5717 | 156.9942 | 320.5717 | 156.9942
622 | 342.1627 | 144.3205 | 342.1627 | 144.3205
623 | 367.6739 | 143.7424 | 367.6739 | 143.7424
624 | 370.5657 | 134.4883 | 370.5657 | 134.4883
625 | 353.7601 | 122.5028 | 353.7601 | 122.5028
626 | 350.4874 | 121.8769 | 350.4874 | 121.8769
627 | 352.9259 | 116.5617 | 352.9259 | 116.5617
628 | 353.3649 | 128.2492 | 353.3649 | 128.2492
629 | 358.2429 | 142.2349 | 358.2429 | 142.2349
630 | 351.9174 | 130.5984 | 351.9174 | 130.5984
631 | 336.6536 | 117.1554 | 336.6536 | 117.1554
632 | 329.6197 | 101.2308 | 329.6197 | 101.2308
633 | 331.478 | 90.1136 | 331.478 | 90.1136
634 | 336.3358 | 53.0532 | 336.3358 | 53.0532
635 | 321.0492 | 34.8056 | 321.0492 | 34.8056
636 | 297.6396 | 26.7333 | 297.6396 | 26.7333
637 | 281.4887 | 17.2848 | 281.4887 | 17.2848
638 | 272.0447 | 18.8877 | 272.0447 | 18.8877
639 | 266.5801 | 27.1612 | 266.5801 | 27.1612
640 | 259.675 | 50.4979 | 259.675 | 50.4979
641 | 256.5806 | 134.7329 | 256.5806 | 134.7329
642 | 261.1766 | 164.5264 | 261.1766 | 164.5264
643 | 277.4772 | 173.3125 | 277.4772 | 173.3125
644 | 309.4322 | 165.8016 | 309.4322 | 165.8016
645 | 341.588 | 165.8615 | 341.588 | 165.8615
646 | 365.0004 | 153.4647 | 365.0004 | 153.4647
647 | 397.0527 | 153.0332 | 397.0527 | 153.0332
648 | 397.3221 | 144.9597 | 397.3221 | 144.9597
649 | 380.9737 | 132.9498 | 380.9737 | 132.9498
650 | 375.0485 | 130.5285 | 375.0485 | 130.5285
651 | 376.6512 | 126.0275 | 376.6512 | 126.0275
652 | 376.9193 | 139.6164 | 376.9193 | 139.6164
653 | 376.3851 | 153.4513 | 376.3851 | 153.4513
654 | 368.3864 | 139.8688 | 368.3864 | 139.8688
655 | 352.0944 | 124.9235 | 352.0944 | 124.9235
656 | 344.3884 | 106.092 | 344.3884 | 106.092
657 | 346.2245 | 92.3528 | 346.2245 | 92.3528
658 | 344.0361 | 53.6191 | 344.0361 | 53.6191
659 | 324.5744 | 34.9033 | 324.5744 | 34.9033
660 | 292.3374 | 27.971 | 292.3374 | 27.971
661 | 275.3531 | 21.2218 | 275.3531 | 21.2218
662 | 264.86 | 26.9652 | 264.86 | 26.9652
663 | 259.9419 | 40.1365 | 259.9419 | 40.1365
664 | 254.5958 | 63.864 | 254.5958 | 63.864
665 | 249.4502 | 148.1398 | 249.4502 | 148.1398
666 | 254.2144 | 178.373 | 254.2144 | 178.373
667 | 269.6558 | 184.2969 | 269.6558 | 184.2969
668 | 299.3639 | 173.9483 | 299.3639 | 173.9483
669 | 330.0634 | 171.6387 | 330.0634 | 171.6387
670 | 353.483 | 157.0271 | 353.483 | 157.0271
671 | 379.3599 | 152.7808 | 379.3599 | 152.7808
672 | 380.1216 | 141.2426 | 380.1216 | 141.2426
673 | 362.0872 | 127.2418 | 362.0872 | 127.2418
674 | 359.5946 | 125.7976 | 359.5946 | 125.7976
675 | 360.9886 | 122.2005 | 360.9886 | 122.2005
676 | 361.3129 | 137.3568 | 361.3129 | 137.3568
677 | 361.3481 | 153.1501 | 361.3481 | 153.1501
678 | 353.9602 | 142.4093 | 353.9602 | 142.4093
679 | 338.2214 | 130.2325 | 338.2214 | 130.2325
680 | 327.0771 | 112.9766 | 327.0771 | 112.9766
681 | 330.7179 | 99.4206 | 330.7179 | 99.4206
682 | 331.7365 | 58.8345 | 331.7365 | 58.8345
683 | 315.8025 | 38.7996 | 315.8025 | 38.7996
684 | 293.9855 | 29.8479 | 293.9855 | 29.8479
685 | 277.5088 | 20.2406 | 277.5088 | 20.2406
686 | 266.7864 | 22.043 | 266.7864 | 22.043
687 | 262.098 | 31.489 | 262.098 | 31.489
688 | 253.4897 | 52.5865 | 253.4897 | 52.5865
689 | 248.6749 | 135.3314 | 248.6749 | 135.3314
690 | 256.505 | 165.5361 | 256.505 | 165.5361
691 | 271.6337 | 172.026 | 271.6337 | 172.026
692 | 299.8751 | 161.3679 | 299.8751 | 161.3679
693 | 327.3196 | 159.1927 | 327.3196 | 159.1927
694 | 346.0812 | 144.8742 | 346.0812 | 144.8742
695 | 371.321 | 141.5684 | 371.321 | 141.5684
696 | 373.1006 | 130.1279 | 373.1006 | 130.1279
697 | 355.9336 | 117.1409 | 355.9336 | 117.1409
698 | 351.905 | 116.1242 | 351.905 | 116.1242
699 | 354.4233 | 111.7983 | 354.4233 | 111.7983
700 | 352.5456 | 124.2675 | 352.5456 | 124.2675
701 | 352.4796 | 138.3142 | 352.4796 | 138.3142
702 | 347.9711 | 126.1526 | 347.9711 | 126.1526
703 | 331.1241 | 116.0602 | 331.1241 | 116.0602
704 | 319.2858 | 101.2308 | 319.2858 | 101.2308
705 | 323.6891 | 90.1136 | 323.6891 | 90.1136
706 | 326.1585 | 53.0532 | 326.1585 | 53.0532
707 | 310.9378 | 34.8056 | 310.9378 | 34.8056
708 | 297.8687 | 21.9465 | 297.8687 | 21.9465
709 | 280.7925 | 15.2416 | 280.7925 | 15.2416
710 | 270.9645 | 17.2357 | 270.9645 | 17.2357
711 | 264.1883 | 21.8635 | 264.1883 | 21.8635
712 | 258.5171 | 46.9982 | 258.5171 | 46.9982
713 | 253.676 | 123.8486 | 253.676 | 123.8486
714 | 260.6377 | 156.562 | 260.6377 | 156.562
715 | 274.9078 | 163.042 | 274.9078 | 163.042
716 | 302.4502 | 152.6467 | 302.4502 | 152.6467
717 | 327.3934 | 146.8884 | 327.3934 | 146.8884
718 | 350.8683 | 138.3709 | 350.8683 | 138.3709
719 | 373.7326 | 137.3 | 373.7326 | 137.3
720 | 380.1039 | 124.7474 | 380.1039 | 124.7474
721 | 363.1365 | 112.613 | 363.1365 | 112.613
722 | 361.5258 | 111.592 | 361.5258 | 111.592
723 | 362.0651 | 108.919 | 362.0651 | 108.919
724 | 362.1117 | 118.9027 | 362.1117 | 118.9027
725 | 367.7988 | 133.2368 | 367.7988 | 133.2368
726 | 363.5221 | 127.1953 | 363.5221 | 127.1953
727 | 341.9673 | 117.1217 | 341.9673 | 117.1217
728 | 328.5068 | 107.302 | 328.5068 | 107.302
729 | 334.1973 | 90.0339 | 334.1973 | 90.0339
730 | 334.7136 | 57.8296 | 334.7136 | 57.8296
731 | 318.0176 | 36.7052 | 318.0176 | 36.7052
732 | 298.1786 | 29.8979 | 298.1786 | 29.8979
733 | 279.8602 | 22.67 | 279.8602 | 22.67
734 | 270.2233 | 24.6112 | 270.2233 | 24.6112
735 | 267.5631 | 30.1636 | 267.5631 | 30.1636
736 | 259.7039 | 59.0441 | 259.7039 | 59.0441
737 | 255.6545 | 137.4425 | 255.6545 | 137.4425
738 | 258.4924 | 172.7395 | 258.4924 | 172.7395
739 | 269.3415 | 181.6235 | 269.3415 | 181.6235
740 | 292.1454 | 173.1724 | 292.1454 | 173.1724
741 | 319.337 | 168.4338 | 319.337 | 168.4338
742 | 344.8348 | 161.0522 | 344.8348 | 161.0522
743 | 367.3401 | 160.89 | 367.3401 | 160.89
744 | 376.0302 | 148.163 | 376.0302 | 148.163
745 | 358.2841 | 133.9101 | 358.2841 | 133.9101
746 | 354.1706 | 132.5139 | 354.1706 | 132.5139
747 | 352.7828 | 127.997 | 352.7828 | 127.997
748 | 353.8376 | 135.7724 | 353.8376 | 135.7724
749 | 359.0488 | 146.6934 | 359.0488 | 146.6934
750 | 350.5329 | 134.7082 | 350.5329 | 134.7082
751 | 336.0847 | 120.2758 | 336.0847 | 120.2758
752 | 330.2254 | 107.6666 | 330.2254 | 107.6666
753 | 333.955 | 88.8716 | 333.955 | 88.8716
754 | 331.6631 | 55.6846 | 331.6631 | 55.6846
755 | 315.8262 | 32.4257 | 315.8262 | 32.4257
756 | 296.4651 | 25.3648 | 296.4651 | 25.3648
757 | 279.9719 | 20.6042 | 279.9719 | 20.6042
758 | 269.1508 | 24.9546 | 269.1508 | 24.9546
759 | 265.9373 | 34.3321 | 265.9373 | 34.3321
760 | 261.1675 | 66.2453 | 261.1675 | 66.2453
761 | 254.5241 | 142.3824 | 254.5241 | 142.3824
762 | 257.5614 | 173.2626 | 257.5614 | 173.2626
763 | 269.5939 | 179.5313 | 269.5939 | 179.5313
764 | 291.2933 | 169.1941 | 291.2933 | 169.1941
765 | 312.5575 | 162.4161 | 312.5575 | 162.4161
766 | 333.2569 | 152.3295 | 333.2569 | 152.3295
767 | 357.9947 | 150.6034 | 357.9947 | 150.6034
768 | 363.1937 | 137.3375 | 363.1937 | 137.3375
769 | 352.468 | 125.2349 | 352.468 | 125.2349
770 | 346.2067 | 125.3286 | 346.2067 | 125.3286
771 | 345.7776 | 124.5259 | 345.7776 | 124.5259
772 | 347.4239 | 136.0577 | 347.4239 | 136.0577
773 | 354.1519 | 146.9999 | 354.1519 | 146.9999
774 | 350.0702 | 131.8393 | 350.0702 | 131.8393
775 | 337.3334 | 111.812 | 337.3334 | 111.812
776 | 332.008 | 99.5567 | 332.008 | 99.5567
777 | 339.6475 | 83.6041 | 339.6475 | 83.6041
778 | 335.323 | 52.224 | 335.323 | 52.224
779 | 317.4515 | 29.5833 | 317.4515 | 29.5833
780 | 296.8777 | 21.9465 | 296.8777 | 21.9465
781 | 281.058 | 15.2416 | 281.058 | 15.2416
782 | 271.7 | 17.2357 | 271.7 | 17.2357
783 | 267.7763 | 21.8635 | 267.7763 | 21.8635
784 | 261.224 | 44.6048 | 261.224 | 44.6048
785 | 256.4263 | 112.1777 | 256.4263 | 112.1777
786 | 258.9553 | 141.4517 | 258.9553 | 141.4517
787 | 270.9411 | 148.8933 | 270.9411 | 148.8933
788 | 297.1391 | 141.2295 | 297.1391 | 141.2295
789 | 321.6768 | 139.74 | 321.6768 | 139.74
790 | 341.4837 | 134.6515 | 341.4837 | 134.6515
791 | 367.3719 | 136.3279 | 367.3719 | 136.3279
792 | 375.5247 | 129.1484 | 375.5247 | 129.1484
793 | 357.336 | 119.4972 | 357.336 | 119.4972
794 | 355.1237 | 118.6822 | 355.1237 | 118.6822
795 | 355.6874 | 115.4175 | 355.6874 | 115.4175
796 | 356.6344 | 124.9363 | 356.6344 | 124.9363
797 | 362.9806 | 137.3208 | 362.9806 | 137.3208
798 | 356.0906 | 127.227 | 356.0906 | 127.227
799 | 339.4035 | 115.3201 | 339.4035 | 115.3201
800 | 332.3219 | 108.2055 | 332.3219 | 108.2055
801 | 338.8588 | 94.8153 | 338.8588 | 94.8153
802 | 334.3226 | 64.8776 | 334.3226 | 64.8776
803 | 317.5439 | 43.8165 | 317.5439 | 43.8165
804 | 294.6221 | 37.9022 | 294.6221 | 37.9022
805 | 280.0021 | 34.1612 | 280.0021 | 34.1612
806 | 270.3608 | 41.6447 | 270.3608 | 41.6447
807 | 266.5098 | 54.2291 | 266.5098 | 54.2291
808 | 261.8109 | 85.8359 | 261.8109 | 85.8359
809 | 258.2303 | 162.5859 | 258.2303 | 162.5859
810 | 261.0131 | 196.99 | 261.0131 | 196.99
811 | 277.7182 | 205.6678 | 277.7182 | 205.6678
812 | 310.4118 | 196.3556 | 310.4118 | 196.3556
813 | 337.5944 | 190.5497 | 337.5944 | 190.5497
814 | 362.6704 | 182.7297 | 362.6704 | 182.7297
815 | 390.8733 | 182.9215 | 390.8733 | 182.9215
816 | 394.4868 | 171.5206 | 394.4868 | 171.5206
817 | 371.4227 | 156.6707 | 371.4227 | 156.6707
818 | 367.0532 | 153.9378 | 367.0532 | 153.9378
819 | 371.6154 | 150.1289 | 371.6154 | 150.1289
820 | 371.8933 | 159.2251 | 371.8933 | 159.2251
821 | 373.3351 | 169.5808 | 373.3351 | 169.5808
822 | 369.0273 | 155.778 | 369.0273 | 155.778
823 | 343.6553 | 139.8083 | 343.6553 | 139.8083
824 | 336.3159 | 127.796 | 336.3159 | 127.796
825 | 345.5844 | 109.8886 | 345.5844 | 109.8886
826 | 339.6939 | 75.9356 | 339.6939 | 75.9356
827 | 321.0103 | 50.9437 | 321.0103 | 50.9437
828 | 295.2006 | 40.9876 | 295.2006 | 40.9876
829 | 279.6698 | 32.3068 | 279.6698 | 32.3068
830 | 271.3683 | 35.0986 | 271.3683 | 35.0986
831 | 267.5974 | 43.0337 | 267.5974 | 43.0337
832 | 263.1803 | 74.836 | 263.1803 | 74.836
833 | 258.3608 | 154.3386 | 258.3608 | 154.3386
834 | 262.3761 | 187.8604 | 262.3761 | 187.8604
835 | 278.5339 | 194.4883 | 278.5339 | 194.4883
836 | 311.8666 | 182.6084 | 311.8666 | 182.6084
837 | 341.6913 | 175.5662 | 341.6913 | 175.5662
838 | 365.6997 | 165.9235 | 365.6997 | 165.9235
839 | 387.7858 | 163.8223 | 387.7858 | 163.8223
840 | 389.6998 | 152.8863 | 389.6998 | 152.8863
841 | 370.0233 | 144.1228 | 370.0233 | 144.1228
842 | 365.9502 | 147.5714 | 365.9502 | 147.5714
843 | 367.4939 | 150.0179 | 367.4939 | 150.0179
844 | 365.8887 | 165.7024 | 365.8887 | 165.7024
845 | 367.4101 | 182.9265 | 367.4101 | 182.9265
846 | 362.368 | 174.444 | 362.368 | 174.444
847 | 346.1219 | 163.7523 | 346.1219 | 163.7523
848 | 333.8456 | 154.7674 | 333.8456 | 154.7674
849 | 343.5863 | 139.8028 | 343.5863 | 139.8028
850 | 340.459 | 109.4054 | 340.459 | 109.4054
851 | 320.5512 | 86.5956 | 320.5512 | 86.5956
852 | 296.9325 | 77.2154 | 296.9325 | 77.2154
853 | 280.4827 | 69.2055 | 280.4827 | 69.2055
854 | 270.5394 | 72.4781 | 270.5394 | 72.4781
855 | 266.933 | 79.1769 | 266.933 | 79.1769
856 | 262.0784 | 106.034 | 262.0784 | 106.034
857 | 258.4395 | 182.2874 | 258.4395 | 182.2874
858 | 262.4294 | 209.7386 | 262.4294 | 209.7386
859 | 277.5761 | 213.2653 | 277.5761 | 213.2653
860 | 311.4514 | 201.0895 | 311.4514 | 201.0895
861 | 331.9367 | 193.6563 | 331.9367 | 193.6563
862 | 356.2629 | 184.7479 | 356.2629 | 184.7479
863 | 376.3203 | 183.64 | 376.3203 | 183.64
864 | 380.9136 | 172.2286 | 380.9136 | 172.2286
865 | 367.27 | 159.5871 | 367.27 | 159.5871
866 | 358.5654 | 155.5809 | 358.5654 | 155.5809
867 | 360.4742 | 152.649 | 360.4742 | 152.649
868 | 361.2855 | 163.2615 | 361.2855 | 163.2615
869 | 361.4053 | 175.4664 | 361.4053 | 175.4664
870 | 357.823 | 162.3875 | 357.823 | 162.3875
871 | 339.598 | 146.6132 | 339.598 | 146.6132
872 | 332.0633 | 133.8719 | 332.0633 | 133.8719
873 | 338.4313 | 115.8852 | 338.4313 | 115.8852
874 | 336.7974 | 82.8567 | 336.7974 | 82.8567
875 | 317.1018 | 59.825 | 317.1018 | 59.825
876 | 294.6148 | 52.9966 | 294.6148 | 52.9966
877 | 278.8044 | 48.5635 | 278.8044 | 48.5635
878 | 269.172 | 53.7435 | 269.172 | 53.7435
879 | 264.7051 | 62.7934 | 264.7051 | 62.7934
880 | 260.0361 | 92.3449 | 260.0361 | 92.3449
881 | 253.0378 | 169.2534 | 253.0378 | 169.2534
882 | 257.1007 | 201.8295 | 257.1007 | 201.8295
883 | 272.6029 | 208.8537 | 272.6029 | 208.8537
884 | 301.8923 | 198.4425 | 301.8923 | 198.4425
885 | 327.0482 | 191.02 | 327.0482 | 191.02
886 | 351.1227 | 182.1644 | 351.1227 | 182.1644
887 | 373.5025 | 180.3432 | 373.5025 | 180.3432
888 | 380.6933 | 168.6676 | 380.6933 | 168.6676
889 | 359.5067 | 155.503 | 359.5067 | 155.503
890 | 357.7172 | 154.1808 | 357.7172 | 154.1808
891 | 356.0005 | 149.8541 | 356.0005 | 149.8541
892 | 359.1516 | 157.6876 | 359.1516 | 157.6876
893 | 360.6334 | 167.0712 | 360.6334 | 167.0712
894 | 356.564 | 151.134 | 356.564 | 151.134
895 | 340.1372 | 132.0312 | 340.1372 | 132.0312
896 | 333.0109 | 115.6233 | 333.0109 | 115.6233
897 | 341.4733 | 94.2289 | 341.4733 | 94.2289
898 | 335.2297 | 59.0554 | 335.2297 | 59.0554
899 | 316.4672 | 34.6341 | 316.4672 | 34.6341
900 | 295.1965 | 26.4691 | 295.1965 | 26.4691
901 | 280.3374 | 20.4087 | 280.3374 | 20.4087
902 | 270.8729 | 25.0128 | 270.8729 | 25.0128
903 | 267.0705 | 36.0756 | 267.0705 | 36.0756
904 | 261.3693 | 69.0877 | 261.3693 | 69.0877
905 | 255.1064 | 146.0596 | 255.1064 | 146.0596
906 | 258.9809 | 177.5209 | 258.9809 | 177.5209
907 | 271.3669 | 184.3972 | 271.3669 | 184.3972
908 | 295.2863 | 174.6306 | 295.2863 | 174.6306
909 | 315.1419 | 168.9515 | 315.1419 | 168.9515
910 | 339.213 | 160.7352 | 339.213 | 160.7352
911 | 359.0442 | 159.8175 | 359.0442 | 159.8175
912 | 365.6531 | 148.0679 | 365.6531 | 148.0679
913 | 353.5837 | 135.2732 | 353.5837 | 135.2732
914 | 350.7506 | 135.2454 | 350.7506 | 135.2454
915 | 351.3143 | 135.8533 | 351.3143 | 135.8533
916 | 355.4756 | 150.8563 | 355.4756 | 150.8563
917 | 355.1508 | 167.6999 | 355.1508 | 167.6999
918 | 351.333 | 160.4115 | 351.333 | 160.4115
919 | 337.9118 | 148.5892 | 337.9118 | 148.5892
920 | 329.2853 | 136.4448 | 329.2853 | 136.4448
921 | 337.2032 | 118.0936 | 337.2032 | 118.0936
922 | 334.0922 | 83.6651 | 334.0922 | 83.6651
923 | 315.8184 | 57.7803 | 315.8184 | 57.7803
924 | 294.1243 | 47.7027 | 294.1243 | 47.7027
925 | 280.4706 | 39.4498 | 280.4706 | 39.4498
926 | 269.2604 | 41.0635 | 269.2604 | 41.0635
927 | 265.1793 | 48.7926 | 265.1793 | 48.7926
928 | 261.6274 | 78.9306 | 261.6274 | 78.9306
929 | 254.5235 | 153.488 | 254.5235 | 153.488
930 | 255.715 | 183.0737 | 255.715 | 183.0737
931 | 268.6175 | 188.6397 | 268.6175 | 188.6397
932 | 287.9387 | 178.1704 | 287.9387 | 178.1704
933 | 312.0526 | 172.2061 | 312.0526 | 172.2061
934 | 332.9445 | 162.7429 | 332.9445 | 162.7429
935 | 354.8585 | 161.7248 | 354.8585 | 161.7248
936 | 361.0689 | 152.2101 | 361.0689 | 152.2101
937 | 349.8868 | 144.7145 | 349.8868 | 144.7145
938 | 347.885 | 149.2938 | 347.885 | 149.2938
939 | 346.2269 | 152.8604 | 346.2269 | 152.8604
940 | 350.0491 | 169.76 | 350.0491 | 169.76
941 | 354.0679 | 188.3524 | 354.0679 | 188.3524
942 | 350.0307 | 182.089 | 350.0307 | 182.089
943 | 335.6899 | 171.3127 | 335.6899 | 171.3127
944 | 332.3971 | 160.3836 | 332.3971 | 160.3836
945 | 340.7615 | 141.6308 | 340.7615 | 141.6308
946 | 334.8 | 107.9895 | 334.8 | 107.9895
947 | 314.7443 | 83.526 | 314.7443 | 83.526
948 | 294.3614 | 74.8062 | 294.3614 | 74.8062
949 | 279.1185 | 68.1488 | 279.1185 | 68.1488
950 | 271.778 | 70.6712 | 271.778 | 70.6712
951 | 267.2775 | 75.8326 | 267.2775 | 75.8326
952 | 263.7076 | 102.23 | 263.7076 | 102.23
953 | 259.3912 | 175.4085 | 259.3912 | 175.4085
954 | 260.5339 | 204.0485 | 260.5339 | 204.0485
955 | 273.7019 | 209.8522 | 273.7019 | 209.8522
956 | 297.905 | 198.2629 | 297.905 | 198.2629
957 | 324.5098 | 189.4719 | 324.5098 | 189.4719
958 | 346.1217 | 179.7288 | 346.1217 | 179.7288
959 | 369.4593 | 178.8533 | 369.4593 | 178.8533
960 | 373.2858 | 167.6004 | 373.2858 | 167.6004
961 | 360.1302 | 156.6495 | 360.1302 | 156.6495
962 | 357.4134 | 159.369 | 357.4134 | 159.369
963 | 358.9351 | 161.2925 | 358.9351 | 161.2925
964 | 363.551 | 174.795 | 363.551 | 174.795
965 | 367.5082 | 188.3524 | 367.5082 | 188.3524
966 | 360.3873 | 175.2101 | 360.3873 | 175.2101
967 | 343.7285 | 157.5391 | 343.7285 | 157.5391
968 | 337.9036 | 142.8482 | 337.9036 | 142.8482
969 | 343.5684 | 122.8222 | 343.5684 | 122.8222
970 | 339.6779 | 88.9114 | 339.6779 | 88.9114
971 | 319.2492 | 64.9392 | 319.2492 | 64.9392
972 | 295.884 | 54.0903 | 295.884 | 54.0903
973 | 280.1273 | 44.5165 | 280.1273 | 44.5165
974 | 270.1206 | 46.1883 | 270.1206 | 46.1883
975 | 265.3919 | 55.3016 | 265.3919 | 55.3016
976 | 263.3015 | 87.088 | 263.3015 | 87.088
977 | 257.6261 | 162.1896 | 257.6261 | 162.1896
978 | 260.912 | 190.9828 | 260.912 | 190.9828
979 | 276.9711 | 196.8341 | 276.9711 | 196.8341
980 | 310.7944 | 190.9878 | 310.7944 | 190.9878
981 | 338.0912 | 191.3792 | 338.0912 | 191.3792
982 | 360.8656 | 184.0188 | 360.8656 | 184.0188
983 | 384.4101 | 185.1722 | 384.4101 | 185.1722
984 | 392.3094 | 176.6296 | 392.3094 | 176.6296
985 | 370.3859 | 163.2114 | 370.3859 | 163.2114
986 | 365.2607 | 161.7782 | 365.2607 | 161.7782
987 | 368.9276 | 160.3891 | 368.9276 | 160.3891
988 | 366.9399 | 171.9843 | 366.9399 | 171.9843
989 | 368.749 | 183.8458 | 368.749 | 183.8458
990 | 362.9881 | 169.5358 | 362.9881 | 169.5358
991 | 342.9896 | 151.2308 | 342.9896 | 151.2308
992 | 334.1363 | 134.6855 | 334.1363 | 134.6855
993 | 347.0554 | 111.9227 | 347.0554 | 111.9227
994 | 340.8696 | 74.5513 | 340.8696 | 74.5513
995 | 318.3756 | 47.7526 | 318.3756 | 47.7526
996 | 295.1607 | 38.2878 | 295.1607 | 38.2878
997 | 279.352 | 32.6026 | 279.352 | 32.6026
998 | 268.8817 | 37.3916 | 268.8817 | 37.3916
999 | 264.5991 | 48.5865 | 264.5991 | 48.5865
1000 | 263.0516 | 78.9411 | 263.0516 | 78.9411
1001 | 258.5477 | 152.3204 | 258.5477 | 152.3204
1002 | 262.4448 | 178.641 | 262.4448 | 178.641
1003 | 281.1027 | 183.05 | 281.1027 | 183.05
1004 | 313.2509 | 168.1004 | 313.2509 | 168.1004
1005 | 341.1785 | 158.834 | 341.1785 | 158.834
1006 | 359.7091 | 148.6417 | 359.7091 | 148.6417
1007 | 383.6317 | 145.9435 | 383.6317 | 145.9435
1008 | 390.3146 | 133.2693 | 390.3146 | 133.2693
1009 | 371.048 | 122.0068 | 371.048 | 122.0068
1010 | 369.3239 | 123.6696 | 369.3239 | 123.6696
1011 | 369.9844 | 121.7099 | 369.9844 | 121.7099
1012 | 374.584 | 132.0635 | 374.584 | 132.0635
1013 | 375.4642 | 144.6699 | 375.4642 | 144.6699
1014 | 370.5006 | 132.1457 | 370.5006 | 132.1457
1015 | 353.35 | 115.1669 | 353.35 | 115.1669
1016 | 347.5929 | 99.7099 | 347.5929 | 99.7099
1017 | 352.0426 | 83.6041 | 352.0426 | 83.6041
1018 | 341.0644 | 52.224 | 341.0644 | 52.224
1019 | 319.3725 | 29.8738 | 319.3725 | 29.8738
1020 | 297.6591 | 24.3082 | 297.6591 | 24.3082
1021 | 282.1601 | 20.7521 | 282.1601 | 20.7521
1022 | 272.3036 | 28.9541 | 272.3036 | 28.9541
1023 | 266.7957 | 39.8373 | 266.7957 | 39.8373
1024 | 265.4165 | 65.9864 | 265.4165 | 65.9864
1025 | 265.7372 | 139.9363 | 265.7372 | 139.9363
1026 | 267.0478 | 168.6344 | 267.0478 | 168.6344
1027 | 281.4905 | 173.0645 | 281.4905 | 173.0645
1028 | 312.404 | 160.1068 | 312.404 | 160.1068
1029 | 342.7653 | 152.4411 | 342.7653 | 152.4411
1030 | 371.009 | 143.0044 | 371.009 | 143.0044
1031 | 397.3575 | 139.5877 | 397.3575 | 139.5877
1032 | 398.1612 | 127.8962 | 398.1612 | 127.8962
1033 | 380.1566 | 117.3945 | 380.1566 | 117.3945
1034 | 376.9461 | 118.8988 | 376.9461 | 118.8988
1035 | 379.1639 | 119.3482 | 379.1639 | 119.3482
1036 | 377.1082 | 132.4228 | 377.1082 | 132.4228
1037 | 376.714 | 144.5167 | 376.714 | 144.5167
1038 | 369.5091 | 131.5857 | 369.5091 | 131.5857
1039 | 349.4405 | 116.7677 | 349.4405 | 116.7677
1040 | 341.434 | 104.3381 | 341.434 | 104.3381
1041 | 350.4055 | 85.9076 | 350.4055 | 85.9076
1042 | 340.6835 | 53.8196 | 340.6835 | 53.8196
1043 | 318.989 | 31.8921 | 318.989 | 31.8921
1044 | 298.4819 | 26.4796 | 298.4819 | 26.4796
1045 | 281.8177 | 23.2036 | 281.8177 | 23.2036
1046 | 273.1028 | 29.4613 | 273.1028 | 29.4613
1047 | 267.6916 | 40.223 | 267.6916 | 40.223
1048 | 265.4401 | 70.8629 | 265.4401 | 70.8629
1049 | 261.1221 | 145.1086 | 261.1221 | 145.1086
1050 | 263.0205 | 173.6324 | 263.0205 | 173.6324
1051 | 278.1227 | 179.7426 | 278.1227 | 179.7426
1052 | 305.876 | 170.5466 | 305.876 | 170.5466
1053 | 334.4384 | 163.4727 | 334.4384 | 163.4727
1054 | 357.4483 | 153.1325 | 357.4483 | 153.1325
1055 | 377.8288 | 151.4963 | 377.8288 | 151.4963
1056 | 383.5853 | 142.2034 | 383.5853 | 142.2034
1057 | 368.0002 | 135.8808 | 368.0002 | 135.8808
1058 | 361.7436 | 142.3251 | 361.7436 | 142.3251
1059 | 362.7449 | 147.5559 | 362.7449 | 147.5559
1060 | 365.2409 | 163.0132 | 365.2409 | 163.0132
1061 | 365.9228 | 177.0356 | 365.9228 | 177.0356
1062 | 362.5464 | 165.1665 | 362.5464 | 165.1665
1063 | 348.5752 | 149.313 | 348.5752 | 149.313
1064 | 342.1381 | 136.318 | 342.1381 | 136.318
1065 | 349.3245 | 119.1133 | 349.3245 | 119.1133
1066 | 345.0743 | 88.2034 | 345.0743 | 88.2034
1067 | 320.0121 | 66.651 | 320.0121 | 66.651
1068 | 300.9193 | 59.8279 | 300.9193 | 59.8279
1069 | 285.0009 | 54.4597 | 285.0009 | 54.4597
1070 | 274.2812 | 59.3755 | 274.2812 | 59.3755
1071 | 268.9128 | 69.0013 | 268.9128 | 69.0013
1072 | 266.4125 | 99.2027 | 266.4125 | 99.2027
1073 | 261.542 | 173.2212 | 261.542 | 173.2212
1074 | 262.4448 | 201.0634 | 262.4448 | 201.0634
1075 | 275.5511 | 204.384 | 275.5511 | 204.384
1076 | 300.184 | 193.7774 | 300.184 | 193.7774
1077 | 325.0715 | 188.1247 | 325.0715 | 188.1247
1078 | 347.3352 | 180.0933 | 347.3352 | 180.0933
1079 | 367.0502 | 179.2284 | 367.0502 | 179.2284
1080 | 372.5193 | 168.5725 | 372.5193 | 168.5725
1081 | 360.2478 | 156.1476 | 360.2478 | 156.1476
1082 | 357.0692 | 151.5603 | 357.0692 | 151.5603
1083 | 354.8161 | 148.0472 | 354.8161 | 148.0472
1084 | 359.829 | 157.6136 | 359.829 | 157.6136
1085 | 363.6104 | 171.7998 | 363.6104 | 171.7998
1086 | 356.3406 | 164.4585 | 356.3406 | 164.4585
1087 | 346.0475 | 155.2673 | 346.0475 | 155.2673
1088 | 343.4711 | 147.8727 | 343.4711 | 147.8727
1089 | 349.8538 | 133.447 | 349.8538 | 133.447
1090 | 337.3012 | 101.2004 | 337.3012 | 101.2004
1091 | 315.2624 | 77.1015 | 315.2624 | 77.1015
1092 | 295.7321 | 70.1727 | 295.7321 | 70.1727
1093 | 279.8825 | 66.8861 | 279.8825 | 66.8861
1094 | 271.5174 | 75.2941 | 271.5174 | 75.2941
1095 | 267.2455 | 87.0966 | 267.2455 | 87.0966
1096 | 266.4235 | 115.7342 | 266.4235 | 115.7342
1097 | 263.941 | 188.5058 | 263.941 | 188.5058
1098 | 263.3946 | 217.093 | 263.3946 | 217.093
1099 | 276.7025 | 222.5428 | 276.7025 | 222.5428
1100 | 302.7955 | 211.0591 | 302.7955 | 211.0591
1101 | 325.0349 | 202.3421 | 325.0349 | 202.3421
1102 | 349.4994 | 191.183 | 349.4994 | 191.183
1103 | 374.5851 | 188.4795 | 374.5851 | 188.4795
1104 | 381.0855 | 177.5224 | 381.0855 | 177.5224
1105 | 366.7168 | 168.5793 | 366.7168 | 168.5793
1106 | 361.9268 | 170.8867 | 361.9268 | 170.8867
1107 | 362.841 | 173.5815 | 362.841 | 173.5815
1108 | 369.3326 | 190.0796 | 369.3326 | 190.0796
1109 | 375.6711 | 208.1121 | 375.6711 | 208.1121
1110 | 367.6551 | 200.7655 | 367.6551 | 200.7655
1111 | 355.3736 | 188.9379 | 355.3736 | 188.9379
1112 | 352.8578 | 177.6336 | 352.8578 | 177.6336
1113 | 355.4787 | 159.5677 | 355.4787 | 159.5677
1114 | 341.9073 | 126.4336 | 341.9073 | 126.4336
1115 | 321.3828 | 103.0109 | 321.3828 | 103.0109
1116 | 300.4421 | 95.3002 | 300.4421 | 95.3002
1117 | 283.0693 | 89.6414 | 283.0693 | 89.6414
1118 | 273.9126 | 93.9073 | 273.9126 | 93.9073
1119 | 270.6606 | 100.9812 | 270.6606 | 100.9812
1120 | 269.1299 | 125.4238 | 269.1299 | 125.4238
1121 | 266.6538 | 193.9952 | 266.6538 | 193.9952
1122 | 268.3772 | 220.2524 | 268.3772 | 220.2524
1123 | 284.1864 | 224.244 | 284.1864 | 224.244
1124 | 312.7253 | 211.8463 | 312.7253 | 211.8463
1125 | 339.626 | 203.4041 | 339.626 | 203.4041
1126 | 361.4012 | 192.6465 | 361.4012 | 192.6465
1127 | 389.0616 | 190.3128 | 389.0616 | 190.3128
1128 | 388.4667 | 179.6358 | 388.4667 | 179.6358
1129 | 371.8512 | 171.1681 | 371.8512 | 171.1681
1130 | 367.1676 | 174.1148 | 367.1676 | 174.1148
1131 | 368.612 | 175.8798 | 368.612 | 175.8798
1132 | 368.4744 | 190.9725 | 368.4744 | 190.9725
1133 | 377.7668 | 207.8373 | 377.7668 | 207.8373
1134 | 370.9289 | 199.7564 | 370.9289 | 199.7564
1135 | 354.5311 | 188.0556 | 354.5311 | 188.0556
1136 | 352.034 | 177.491 | 352.034 | 177.491
1137 | 357.5945 | 160.7776 | 357.5945 | 160.7776
1138 | 342.9629 | 128.6209 | 342.9629 | 128.6209
1139 | 318.3787 | 105.8533 | 318.3787 | 105.8533
1140 | 297.74 | 98.7977 | 297.74 | 98.7977
1141 | 281.8955 | 93.2023 | 281.8955 | 93.2023
1142 | 272.7264 | 96.4433 | 272.7264 | 96.4433
1143 | 267.719 | 102.9413 | 267.719 | 102.9413
1144 | 268.0685 | 128.1341 | 268.0685 | 128.1341
1145 | 265.1604 | 197.7411 | 265.1604 | 197.7411
1146 | 267.8245 | 224.5266 | 267.8245 | 224.5266
1147 | 289.7484 | 228.7929 | 289.7484 | 228.7929
1148 | 323.6769 | 216.5432 | 323.6769 | 216.5432
1149 | 352.7347 | 208.2436 | 352.7347 | 208.2436
1150 | 374.4166 | 198.0302 | 374.4166 | 198.0302
1151 | 400.7152 | 196.0241 | 400.7152 | 196.0241
1152 | 403.3319 | 185.2308 | 403.3319 | 185.2308
1153 | 378.777 | 176.3669 | 378.777 | 176.3669
1154 | 373.5318 | 178.6426 | 373.5318 | 178.6426
1155 | 376.9473 | 181.0152 | 376.9473 | 181.0152
1156 | 374.8957 | 196.446 | 374.8957 | 196.446
1157 | 380.6276 | 210.9175 | 380.6276 | 210.9175
1158 | 378.5846 | 200.2108 | 378.5846 | 200.2108
1159 | 358.5649 | 185.9422 | 358.5649 | 185.9422
1160 | 353.0245 | 172.7941 | 353.0245 | 172.7941
1161 | 362.244 | 152.7786 | 362.244 | 152.7786
1162 | 346.9883 | 118.218 | 346.9883 | 118.218
1163 | 322.7091 | 93.6805 | 322.7091 | 93.6805
1164 | 300.7668 | 84.8233 | 300.7668 | 84.8233
1165 | 283.9123 | 77.0195 | 283.9123 | 77.0195
1166 | 274.1279 | 79.1721 | 274.1279 | 79.1721
1167 | 270.4839 | 87.868 | 270.4839 | 87.868
1168 | 270.2136 | 121.1549 | 270.2136 | 121.1549
1169 | 267.1591 | 197.8203 | 267.1591 | 197.8203
1170 | 267.8435 | 229.139 | 267.8435 | 229.139
1171 | 290.978 | 236.8342 | 290.978 | 236.8342
1172 | 328.4702 | 226.74 | 328.4702 | 226.74
1173 | 353.5461 | 219.0585 | 353.5461 | 219.0585
1174 | 375.5948 | 207.9787 | 375.5948 | 207.9787
1175 | 409.2561 | 205.3914 | 409.2561 | 205.3914
1176 | 408.6592 | 194.4079 | 408.6592 | 194.4079
1177 | 383.5673 | 183.8322 | 383.5673 | 183.8322
1178 | 376.7344 | 182.4836 | 376.7344 | 182.4836
1179 | 380.9616 | 179.203 | 380.9616 | 179.203
1180 | 382.0866 | 186.0802 | 382.0866 | 186.0802
1181 | 391.0012 | 195.3581 | 391.0012 | 195.3581
1182 | 387.6178 | 181.4497 | 387.6178 | 181.4497
1183 | 370.0142 | 164.9833 | 370.0142 | 164.9833
1184 | 367.8552 | 150.8894 | 367.8552 | 150.8894
1185 | 365.6307 | 130.6679 | 365.6307 | 130.6679
1186 | 348.8717 | 96.6568 | 348.8717 | 96.6568
1187 | 325.6953 | 72.9223 | 325.6953 | 72.9223
1188 | 301.7921 | 64.7573 | 301.7921 | 64.7573
1189 | 287.5901 | 58.6388 | 287.5901 | 58.6388
1190 | 278.174 | 62.8836 | 278.174 | 62.8836
1191 | 272.1857 | 74.8182 | 272.1857 | 74.8182
1192 | 271.7592 | 108.8342 | 271.7592 | 108.8342
1193 | 273.4693 | 183.772 | 273.4693 | 183.772
1194 | 273.6025 | 212.6656 | 273.6025 | 212.6656
1195 | 297.2513 | 218.929 | 297.2513 | 218.929
1196 | 333.7297 | 208.4016 | 333.7297 | 208.4016
1197 | 361.1174 | 201.0847 | 361.1174 | 201.0847
1198 | 382.4044 | 189.7195 | 382.4044 | 189.7195
1199 | 410.4831 | 186.7625 | 410.4831 | 186.7625
1200 | 410.3089 | 177.0681 | 410.3089 | 177.0681
1201 | 384.653 | 168.5634 | 384.653 | 168.5634
1202 | 380.1981 | 167.1038 | 380.1981 | 167.1038
1203 | 385.714 | 165.366 | 385.714 | 165.366
1204 | 386.3208 | 171.0333 | 386.3208 | 171.0333
1205 | 392.7225 | 177.305 | 392.7225 | 177.305
1206 | 385.8734 | 160.5647 | 385.8734 | 160.5647
1207 | 366.703 | 142.8198 | 366.703 | 142.8198
1208 | 362.0236 | 128.7365 | 362.0236 | 128.7365
1209 | 364.7624 | 110.7287 | 364.7624 | 110.7287
1210 | 350.2305 | 79.0897 | 350.2305 | 79.0897
1211 | 328.3301 | 57.886 | 328.3301 | 57.886
1212 | 304.8416 | 52.9702 | 304.8416 | 52.9702
1213 | 287.8663 | 48.3416 | 287.8663 | 48.3416
1214 | 278.2899 | 52.8664 | 278.2899 | 52.8664
1215 | 274.2484 | 62.7564 | 274.2484 | 62.7564
1216 | 274.6312 | 92.9208 | 274.6312 | 92.9208
1217 | 275.4096 | 166.6646 | 275.4096 | 166.6646
1218 | 274.758 | 198.2633 | 274.758 | 198.2633
1219 | 292.6705 | 207.4272 | 292.6705 | 207.4272
1220 | 324.4429 | 199.1082 | 324.4429 | 199.1082
1221 | 350.2107 | 194.4911 | 350.2107 | 194.4911
1222 | 367.8116 | 187.3368 | 367.8116 | 187.3368
1223 | 398.5593 | 188.0093 | 398.5593 | 188.0093
1224 | 401.8431 | 178.875 | 401.8431 | 178.875
1225 | 381.7821 | 168.8012 | 381.7821 | 168.8012
1226 | 377.7109 | 165.9045 | 377.7109 | 165.9045
1227 | 380.0497 | 164.9222 | 380.0497 | 164.9222
1228 | 383.2907 | 175.9415 | 383.2907 | 175.9415
1229 | 385.7688 | 187.8716 | 385.7688 | 187.8716
1230 | 382.3382 | 175.152 | 382.3382 | 175.152
1231 | 364.344 | 160.5242 | 364.344 | 160.5242
1232 | 360.8227 | 145.9073 | 360.8227 | 145.9073
1233 | 362.4285 | 126.6737 | 362.4285 | 126.6737
1234 | 347.9321 | 92.4301 | 347.9321 | 92.4301
1235 | 323.5526 | 68.553 | 323.5526 | 68.553
1236 | 304.5442 | 58.9351 | 304.5442 | 58.9351
1237 | 289.7236 | 52.0136 | 289.7236 | 52.0136
1238 | 280.8097 | 55.3285 | 280.8097 | 55.3285
1239 | 276.1613 | 65.4878 | 276.1613 | 65.4878
1240 | 276.1311 | 93.5284 | 276.1311 | 93.5284
1241 | 274.5477 | 166.2155 | 274.5477 | 166.2155
1242 | 271.175 | 195.9967 | 271.175 | 195.9967
1243 | 285.463 | 204.6746 | 285.463 | 204.6746
1244 | 313.1294 | 196.4137 | 313.1294 | 196.4137
1245 | 339.5009 | 189.7044 | 339.5009 | 189.7044
1246 | 359.3651 | 181.3508 | 359.3651 | 181.3508
1247 | 388.112 | 180.3696 | 388.112 | 180.3696
1248 | 383.5666 | 170.6119 | 383.5666 | 170.6119
1249 | 367.7653 | 162.5087 | 367.7653 | 162.5087
1250 | 365.5078 | 164.0871 | 365.5078 | 164.0871
1251 | 362.3382 | 162.0428 | 362.3382 | 162.0428
1252 | 366.8932 | 172.4756 | 366.8932 | 172.4756
1253 | 372.3994 | 180.7233 | 372.3994 | 180.7233
1254 | 364.841 | 165.2827 | 364.841 | 165.2827
1255 | 353.8859 | 149.1175 | 353.8859 | 149.1175
1256 | 358.0934 | 135.2825 | 358.0934 | 135.2825
1257 | 356.293 | 116.1335 | 356.293 | 116.1335
1258 | 342.1067 | 81.8001 | 342.1067 | 81.8001
1259 | 320.162 | 58.3668 | 320.162 | 58.3668
1260 | 300.2027 | 51.3218 | 300.2027 | 51.3218
1261 | 284.7657 | 46.6087 | 284.7657 | 46.6087
1262 | 277.2386 | 55.5821 | 277.2386 | 55.5821
1263 | 272.6655 | 68.7529 | 272.6655 | 68.7529
1264 | 273.8868 | 99.5355 | 273.8868 | 99.5355
1265 | 272.7195 | 175.8734 | 272.7195 | 175.8734
1266 | 269.7435 | 208.7506 | 269.7435 | 208.7506
1267 | 280.9768 | 217.6082 | 280.9768 | 217.6082
1268 | 310.1896 | 208.6605 | 310.1896 | 208.6605
1269 | 335.4805 | 203.3882 | 335.4805 | 203.3882
1270 | 356.527 | 195.9433 | 356.527 | 195.9433
1271 | 387.7397 | 197.4242 | 387.7397 | 197.4242
1272 | 386.446 | 188.0151 | 386.446 | 188.0151
1273 | 370.4116 | 176.9692 | 370.4116 | 176.9692
1274 | 362.6745 | 176.0379 | 362.6745 | 176.0379
1275 | 363.2719 | 174.6593 | 363.2719 | 174.6593
1276 | 366.4075 | 185.9639 | 366.4075 | 185.9639
1277 | 371.9126 | 198.3643 | 371.9126 | 198.3643
1278 | 364.4645 | 185.259 | 364.4645 | 185.259
1279 | 351.1146 | 167.5193 | 351.1146 | 167.5193
1280 | 353.8073 | 151.3861 | 353.8073 | 151.3861
1281 | 358.3651 | 129.5849 | 358.3651 | 129.5849
1282 | 342.4463 | 93.2173 | 342.4463 | 93.2173
1283 | 315.6763 | 67.3907 | 315.6763 | 67.3907
1284 | 295.6136 | 58.4173 | 295.6136 | 58.4173
1285 | 280.1251 | 52.5577 | 280.1251 | 52.5577
1286 | 271.9433 | 58.0969 | 271.9433 | 58.0969
1287 | 267.8799 | 69.8994 | 267.8799 | 69.8994
1288 | 269.2082 | 100.2488 | 269.2082 | 100.2488
1289 | 269.1395 | 174.2303 | 269.1395 | 174.2303
1290 | 268.7399 | 203.5519 | 268.7399 | 203.5519
1291 | 285.5558 | 209.9473 | 285.5558 | 209.9473
1292 | 317.129 | 198.321 | 317.129 | 198.321
1293 | 344.6197 | 190.7716 | 344.6197 | 190.7716
1294 | 366.6738 | 182.2278 | 366.6738 | 182.2278
1295 | 396.6455 | 182.2505 | 396.6455 | 182.2505
1296 | 397.6803 | 173.803 | 397.6803 | 173.803
1297 | 375.3732 | 166.4184 | 375.3732 | 166.4184
1298 | 367.555 | 167.3574 | 367.555 | 167.3574
1299 | 369.7742 | 164.1825 | 369.7742 | 164.1825
1300 | 370.3603 | 170.32 | 370.3603 | 170.32
1301 | 381.4451 | 175.9842 | 381.4451 | 175.9842
1302 | 375.6162 | 159.1805 | 375.6162 | 159.1805
1303 | 363.8634 | 141.2718 | 363.8634 | 141.2718
1304 | 365.1987 | 125.6299 | 365.1987 | 125.6299
1305 | 362.443 | 104.0717 | 362.443 | 104.0717
1306 | 344.1077 | 68.0212 | 344.1077 | 68.0212
1307 | 318.199 | 42.9237 | 318.199 | 42.9237
1308 | 295.7219 | 35.7043 | 295.7219 | 35.7043
1309 | 280.6727 | 31.9158 | 280.6727 | 31.9158
1310 | 272.2494 | 39.3358 | 272.2494 | 39.3358
1311 | 268.9538 | 51.0908 | 268.9538 | 51.0908
1312 | 270.4694 | 82.7451 | 270.4694 | 82.7451
1313 | 270.2977 | 155.7228 | 270.2977 | 155.7228
1314 | 273.0724 | 183.8926 | 273.0724 | 183.8926
1315 | 295.9449 | 189.6383 | 295.9449 | 189.6383
1316 | 337.8796 | 177.8534 | 337.8796 | 177.8534
1317 | 365.3739 | 170.7743 | 365.3739 | 170.7743
1318 | 388.9066 | 162.5157 | 388.9066 | 162.5157
1319 | 424.781 | 163.1037 | 424.781 | 163.1037
1320 | 417.1903 | 154.3551 | 417.1903 | 154.3551
1321 | 387.6379 | 146.6165 | 387.6379 | 146.6165
1322 | 386.3331 | 147.117 | 386.3331 | 147.117
1323 | 387.187 | 145.2999 | 387.187 | 145.2999
1324 | 385.9542 | 153.6564 | 385.9542 | 153.6564
1325 | 395.6645 | 163.7744 | 395.6645 | 163.7744
1326 | 388.5961 | 150.4419 | 388.5961 | 150.4419
1327 | 369.6609 | 134.1023 | 369.6609 | 134.1023
1328 | 377.62 | 119.9397 | 377.62 | 119.9397
1329 | 373.4989 | 100.2888 | 373.4989 | 100.2888
1330 | 351.9009 | 65.7599 | 351.9009 | 65.7599
1331 | 322.4532 | 41.3175 | 322.4532 | 41.3175
1332 | 298.6643 | 33.4483 | 298.6643 | 33.4483
1333 | 282.4103 | 28.5873 | 282.4103 | 28.5873
1334 | 274.8812 | 36.1447 | 274.8812 | 36.1447
1335 | 270.3612 | 49.2258 | 270.3612 | 49.2258
1336 | 272.1726 | 80.1457 | 272.1726 | 80.1457
1337 | 272.7463 | 151.4328 | 272.7463 | 151.4328
1338 | 275.1848 | 179.3437 | 275.1848 | 179.3437
1339 | 297.237 | 185.5331 | 297.237 | 185.5331
1340 | 340.1802 | 175.3967 | 340.1802 | 175.3967
1341 | 366.1571 | 168.8881 | 366.1571 | 168.8881
1342 | 388.3509 | 159.911 | 388.3509 | 159.911
1343 | 418.5253 | 158.6024 | 418.5253 | 158.6024
1344 | 411.6603 | 148.6121 | 411.6603 | 148.6121
1345 | 386.2565 | 141.46 | 386.2565 | 141.46
1346 | 380.441 | 144.5071 | 380.441 | 144.5071
1347 | 381.3998 | 144.6184 | 381.3998 | 144.6184
1348 | 383.9198 | 157.3548 | 383.9198 | 157.3548
1349 | 389.2568 | 170.9545 | 389.2568 | 170.9545
1350 | 385.0259 | 158.2612 | 385.0259 | 158.2612
1351 | 367.5444 | 140.0091 | 367.5444 | 140.0091
1352 | 372.0393 | 123.4214 | 372.0393 | 123.4214
1353 | 373.1146 | 102.8407 | 373.1146 | 102.8407
1354 | 351.5509 | 68.3593 | 351.5509 | 68.3593
1355 | 324.5024 | 45.1321 | 324.5024 | 45.1321
1356 | 303.951 | 37.8018 | 303.951 | 37.8018
1357 | 287.9683 | 32.4019 | 287.9683 | 32.4019
1358 | 278.7895 | 38.9713 | 278.7895 | 38.9713
1359 | 275.8763 | 51.1806 | 275.8763 | 51.1806
1360 | 276.0726 | 82.2643 | 276.0726 | 82.2643
1361 | 278.4579 | 153.8789 | 278.4579 | 153.8789
1362 | 279.5011 | 182.1808 | 279.5011 | 182.1808
1363 | 303.1717 | 188.4284 | 303.1717 | 188.4284
1364 | 344.5008 | 179.3698 | 344.5008 | 179.3698
1365 | 364.7601 | 179.8827 | 364.7601 | 179.8827
1366 | 381.9825 | 180.2941 | 381.9825 | 180.2941
1367 | 411.8594 | 183.6876 | 411.8594 | 183.6876
1368 | 403.6652 | 175.6099 | 403.6652 | 175.6099
1369 | 380.9797 | 168.9174 | 380.9797 | 168.9174
1370 | 379.2142 | 171.5365 | 379.2142 | 171.5365
1371 | 383.0099 | 171.8328 | 383.0099 | 171.8328
1372 | 382.4083 | 183.8876 | 382.4083 | 183.8876
1373 | 387.7345 | 196.4729 | 387.7345 | 196.4729
1374 | 381.7579 | 183.3094 | 381.7579 | 183.3094
1375 | 369.2778 | 165.966 | 369.2778 | 165.966
1376 | 376.0847 | 151.8087 | 376.0847 | 151.8087
1377 | 372.7358 | 132.9662 | 372.7358 | 132.9662
1378 | 353.8531 | 99.7898 | 353.8531 | 99.7898
1379 | 326.4934 | 77.4343 | 326.4934 | 77.4343
1380 | 304.8782 | 73.0627 | 304.8782 | 73.0627
1381 | 288.7233 | 69.6704 | 288.7233 | 69.6704
1382 | 280.1561 | 74.4646 | 280.1561 | 74.4646
1383 | 276.985 | 83.5568 | 276.985 | 83.5568
1384 | 277.7345 | 112.4796 | 277.7345 | 112.4796
1385 | 279.8647 | 184.0626 | 279.8647 | 184.0626
1386 | 279.8378 | 212.5282 | 279.8378 | 212.5282
1387 | 296.8305 | 218.5486 | 296.8305 | 218.5486
1388 | 332.4526 | 207.9631 | 332.4526 | 207.9631
1389 | 356.4857 | 200.7624 | 356.4857 | 200.7624
1390 | 375.6136 | 190.9823 | 375.6136 | 190.9823
1391 | 406.6821 | 189.0079 | 406.6821 | 189.0079
1392 | 401.5475 | 178.8433 | 401.5475 | 178.8433
1393 | 382.2632 | 171.4058 | 382.2632 | 171.4058
1394 | 381.9499 | 171.6105 | 381.9499 | 171.6105
1395 | 384.323 | 169.0854 | 384.323 | 169.0854
1396 | 389.8628 | 179.9568 | 389.8628 | 179.9568
1397 | 396.9551 | 193.044 | 396.9551 | 193.044
1398 | 391.4582 | 183.9381 | 391.4582 | 183.9381
1399 | 371.6884 | 172.2373 | 371.6884 | 172.2373
1400 | 371.1559 | 162.0954 | 371.1559 | 162.0954
1401 | 366.8751 | 145.8522 | 366.8751 | 145.8522
1402 | 350.7362 | 114.5461 | 350.7362 | 114.5461
1403 | 326.218 | 92.1695 | 326.218 | 92.1695
1404 | 305.6875 | 85.1615 | 305.6875 | 85.1615
1405 | 291.0713 | 79.2068 | 291.0713 | 79.2068
1406 | 282.5889 | 82.4794 | 282.5889 | 82.4794
1407 | 277.8991 | 89.4688 | 277.8991 | 89.4688
1408 | 277.7998 | 116.141 | 277.7998 | 116.141
1409 | 282.6049 | 186.0597 | 282.6049 | 186.0597
1410 | 279.4226 | 213.3894 | 279.4226 | 213.3894
1411 | 291.8879 | 217.9833 | 291.8879 | 217.9833
1412 | 318.8276 | 205.6331 | 318.8276 | 205.6331
1413 | 345.4226 | 197.7615 | 345.4226 | 197.7615
1414 | 368.0702 | 188.2561 | 368.0702 | 188.2561
1415 | 396.3154 | 187.2063 | 396.3154 | 187.2063
1416 | 389.5237 | 177.6387 | 389.5237 | 177.6387
1417 | 371.601 | 170.2224 | 371.601 | 170.2224
1418 | 365.0771 | 171.8007 | 365.0771 | 171.8007
1419 | 368.0432 | 172.8472 | 368.0432 | 172.8472
1420 | 370.1373 | 186.5293 | 370.1373 | 186.5293
1421 | 377.423 | 200.932 | 377.423 | 200.932
1422 | 369.8575 | 190.9702 | 369.8575 | 190.9702
1423 | 359.8361 | 176.8866 | 359.8361 | 176.8866
1424 | 364.6459 | 164.7317 | 364.6459 | 164.7317
1425 | 363.0338 | 146.8138 | 363.0338 | 146.8138
1426 | 347.6223 | 113.9913 | 347.6223 | 113.9913
1427 | 325.4629 | 90.4577 | 325.4629 | 90.4577
1428 | 305.6751 | 82.6308 | 305.6751 | 82.6308
1429 | 292.5439 | 76.6391 | 292.5439 | 76.6391
1430 | 284.5581 | 80.5352 | 284.5581 | 80.5352
1431 | 279.6917 | 90.4727 | 279.6917 | 90.4727
1432 | 280.5422 | 120.6846 | 280.5422 | 120.6846
1433 | 282.0194 | 192.7166 | 282.0194 | 192.7166
1434 | 277.8044 | 221.5997 | 277.8044 | 221.5997
1435 | 290.1399 | 226.9702 | 290.1399 | 226.9702
1436 | 315.2298 | 215.1378 | 315.2298 | 215.1378
1437 | 339.3614 | 206.125 | 339.3614 | 206.125
1438 | 365.1628 | 194.9447 | 365.1628 | 194.9447
1439 | 394.4777 | 192.6956 | 394.4777 | 192.6956
1440 | 388.723 | 182.6578 | 388.723 | 182.6578
1441 | 369.6517 | 175.3261 | 369.6517 | 175.3261
1442 | 367.6186 | 177.4908 | 367.6186 | 177.4908
1443 | 369.5532 | 174.8495 | 369.5532 | 174.8495
1444 | 369.7146 | 184.4159 | 369.7146 | 184.4159
1445 | 375.9969 | 196.2985 | 375.9969 | 196.2985
1446 | 370.4582 | 184.7993 | 370.4582 | 184.7993
1447 | 362.5884 | 169.2945 | 362.5884 | 169.2945
1448 | 370.1129 | 154.4768 | 370.1129 | 154.4768
1449 | 367.3763 | 134.6357 | 367.3763 | 134.6357
1450 | 347.9604 | 100.7461 | 347.9604 | 100.7461
1451 | 326.6911 | 76.198 | 326.6911 | 76.198
1452 | 307.0966 | 249.0935 | 307.0966 | 249.0935
1453 | 292.3521 | 247.5955 | 292.3521 | 247.5955
1454 | 282.117 | 258.5868 | 282.117 | 258.5868
1455 | 278.4834 | 317.1032 | 278.4834 | 317.1032
1456 | 279.6376 | 385.2615 | 279.6376 | 385.2615
1457 | 280.929 | 470.1351 | 280.929 | 470.1351
1458 | 279.0772 | 510.609 | 279.0772 | 510.609
1459 | 292.2224 | 534.158 | 292.2224 | 534.158
1460 | 317.5136 | 543.0303 | 317.5136 | 543.0303
1461 | 342.6544 | 561.807 | 342.6544 | 561.807
1462 | 366.3047 | 568.1368 | 366.3047 | 568.1368
1463 | 395.5071 | 570.9957 | 395.5071 | 570.9957
1464 | 390.1906 | 545.1727 | 390.1906 | 545.1727
1465 | 371.8602 | 536.048 | 371.8602 | 536.048
1466 | 365.4858 | 530.8704 | 365.4858 | 530.8704
1467 | 366.3695 | 517.1668 | 366.3695 | 517.1668
1468 | 370.6663 | 502.5939 | 370.6663 | 502.5939
1469 | 378.3701 | 470.9479 | 378.3701 | 470.9479
1470 | 373.4138 | 418.5761 | 373.4138 | 418.5761
1471 | 369.4884 | 373.8501 | 369.4884 | 373.8501
1472 | 373.5423 | 341.456 | 373.5423 | 341.456
1473 | 367.5758 | 312.7133 | 367.5758 | 312.7133
1474 | 348.4279 | 265.1366 | 348.4279 | 265.1366
1475 | 325.2107 | 229.216 | 325.2107 | 229.216
1476 | 306.0162 | 220.9961 | 306.0162 | 220.9961
1477 | 290.7391 | 222.1082 | 290.7391 | 222.1082
1478 | 282.8333 | 238.3454 | 282.8333 | 238.3454
1479 | 278.0549 | 291.4624 | 278.0549 | 291.4624
1480 | 279.5488 | 354.3236 | 279.5488 | 354.3236
1481 | 283.3249 | 442.5751 | 283.3249 | 442.5751
1482 | 282.3825 | 490.8538 | 282.3825 | 490.8538
1483 | 303.0202 | 520.6722 | 303.0202 | 520.6722
1484 | 339.6239 | 533.383 | 339.6239 | 533.383
1485 | 366.0905 | 532.6092 | 366.0905 | 532.6092
1486 | 388.4918 | 509.4854 | 388.4918 | 509.4854
1487 | 422.6295 | 501.4943 | 422.6295 | 501.4943
1488 | 416.4324 | 502.6172 | 416.4324 | 502.6172
1489 | 387.3059 | 508.8462 | 387.3059 | 508.8462
1490 | 382.6881 | 507.1745 | 382.6881 | 507.1745
1491 | 386.4078 | 495.1853 | 386.4078 | 495.1853
1492 | 390.6406 | 494.3797 | 390.6406 | 494.3797
1493 | 396.6329 | 485.534 | 396.6329 | 485.534
1494 | 389.0648 | 455.5019 | 389.0648 | 455.5019
1495 | 378.7389 | 421.5235 | 378.7389 | 421.5235
1496 | 382.947 | 369.9372 | 382.947 | 369.9372
1497 | 375.9804 | 332.0079 | 375.9804 | 332.0079
1498 | 355.7887 | 276.7032 | 355.7887 | 276.7032
1499 | 327.5115 | 234.4874 | 327.5115 | 234.4874
1500 | 306.5747 | 220.8682 | 306.5747 | 220.8682
1501 | 290.4077 | 212.9728 | 290.4077 | 212.9728
1502 | 282.9933 | 221.1748 | 282.9933 | 221.1748
1503 | 279.0399 | 271.4257 | 279.0399 | 271.4257
1504 | 280.9469 | 326.9427 | 280.9469 | 326.9427
1505 | 283.9467 | 403.6533 | 283.9467 | 403.6533
1506 | 286.7897 | 442.0544 | 286.7897 | 442.0544
1507 | 309.8833 | 452.4759 | 309.8833 | 452.4759
1508 | 354.2614 | 439.2388 | 354.2614 | 439.2388
1509 | 379.3592 | 438.3115 | 379.3592 | 438.3115
1510 | 400.1249 | 431.5394 | 400.1249 | 431.5394
1511 | 433.3817 | 426.2352 | 433.3817 | 426.2352
1512 | 420.9088 | 424.5177 | 420.9088 | 424.5177
1513 | 394.1767 | 421.7647 | 394.1767 | 421.7647
1514 | 392.4574 | 417.2525 | 392.4574 | 417.2525
1515 | 394.7687 | 413.9639 | 394.7687 | 413.9639
1516 | 398.9114 | 426.3113 | 398.9114 | 426.3113
1517 | 405.8516 | 429.8766 | 405.8516 | 429.8766
1518 | 402.0816 | 411.2575 | 402.0816 | 411.2575
1519 | 393.4148 | 386.0819 | 393.4148 | 386.0819
1520 | 393.5593 | 361.2112 | 393.5593 | 361.2112
1521 | 383.8634 | 334.5156 | 383.8634 | 334.5156
1522 | 360.1933 | 289.4724 | 360.1933 | 289.4724
1523 | 331.4342 | 248.92 | 331.4342 | 248.92
1524 | 307.2054 | 238.4738 | 307.2054 | 238.4738
1525 | 291.2652 | 237.3597 | 291.2652 | 237.3597
1526 | 283.1974 | 248.5557 | 283.1974 | 248.5557
1527 | 278.7138 | 282.8387 | 278.7138 | 282.8387
1528 | 280.9261 | 322.439 | 280.9261 | 322.439
1529 | 286.8922 | 398.4074 | 286.8922 | 398.4074
1530 | 291.6615 | 431.4091 | 291.6615 | 431.4091
1531 | 315.5275 | 441.3956 | 315.5275 | 441.3956
1532 | 363.1307 | 430.8454 | 363.1307 | 430.8454
1533 | 394.0951 | 428.3059 | 394.0951 | 428.3059
1534 | 411.907 | 417.721 | 411.907 | 417.721
1535 | 447.4614 | 404.5096 | 447.4614 | 404.5096
1536 | 434.9955 | 400.617 | 434.9955 | 400.617
1537 | 407.8313 | 396.866 | 407.8313 | 396.866
1538 | 402.612 | 394.5289 | 402.612 | 394.5289
1539 | 407.4299 | 382.8725 | 407.4299 | 382.8725
1540 | 410.7308 | 378.126 | 410.7308 | 378.126
1541 | 413.2017 | 358.6863 | 413.2017 | 358.6863
1542 | 408.3615 | 306.6215 | 408.3615 | 306.6215
1543 | 396.6413 | 255.8307 | 396.6413 | 255.8307
1544 | 397.6692 | 210.2068 | 397.6692 | 210.2068
1545 | 385.4629 | 171.1771 | 385.4629 | 171.1771
1546 | 367.3179 | 128.8463 | 367.3179 | 128.8463
1547 | 339.0794 | 97.6597 | 339.0794 | 97.6597
1548 | 318.0661 | 101.6973 | 318.0661 | 101.6973
1549 | 302.2133 | 114.8877 | 302.2133 | 114.8877
1550 | 292.5409 | 139.4927 | 292.5409 | 139.4927
1551 | 288.353 | 191.1511 | 288.353 | 191.1511
1552 | 289.982 | 252.1443 | 289.982 | 252.1443
1553 | 294.177 | 335.3802 | 294.177 | 335.3802
1554 | 295.7637 | 375.2655 | 295.7637 | 375.2655
1555 | 314.3171 | 392.5706 | 314.3171 | 392.5706
1556 | 350.1806 | 393.766 | 350.1806 | 393.766
1557 | 378.2899 | 407.9878 | 378.2899 | 407.9878
1558 | 396.048 | 405.745 | 396.048 | 405.745
1559 | 427.3278 | 402.2065 | 427.3278 | 402.2065
1560 | 423.2749 | 404.6857 | 423.2749 | 404.6857
1561 | 399.4087 | 403.1611 | 399.4087 | 403.1611
1562 | 395.2156 | 386.6473 | 395.2156 | 386.6473
1563 | 397.7914 | 346.2793 | 397.7914 | 346.2793
1564 | 398.8628 | 333.6513 | 398.8628 | 333.6513
1565 | 402.4119 | 315.9004 | 402.4119 | 315.9004
1566 | 399.3232 | 269.7213 | 399.3232 | 269.7213
1567 | 389.6879 | 230.5994 | 389.6879 | 230.5994
1568 | 392.3428 | 200.841 | 392.3428 | 200.841
1569 | 380.6311 | 175.1179 | 380.6311 | 175.1179
1570 | 363.5723 | 145.0446 | 363.5723 | 145.0446
1571 | 340.5585 | 128.444 | 340.5585 | 128.444
1572 | 319.6631 | 129.3597 | 319.6631 | 129.3597
1573 | 303.4027 | 127.4778 | 303.4027 | 127.4778
1574 | 294.9086 | 134.1189 | 294.9086 | 134.1189
1575 | 288.7745 | 170.7817 | 288.7745 | 170.7817
1576 | 289.7729 | 232.6706 | 289.7729 | 232.6706
1577 | 293.5396 | 322.6877 | 293.5396 | 322.6877
1578 | 290.3965 | 370.2499 | 290.3965 | 370.2499
1579 | 305.4069 | 391.9053 | 305.4069 | 391.9053
1580 | 334.96 | 394.0731 | 334.96 | 394.0731
1581 | 361.9849 | 405.9662 | 361.9849 | 405.9662
1582 | 379.4585 | 407.9202 | 379.4585 | 407.9202
1583 | 404.6782 | 409.4484 | 404.6782 | 409.4484
1584 | 397.9432 | 413.1047 | 397.9432 | 413.1047
1585 | 383.621 | 414.7532 | 383.621 | 414.7532
1586 | 375.928 | 401.3614 | 375.928 | 401.3614
1587 | 376.8624 | 353.6747 | 376.8624 | 353.6747
1588 | 379.0458 | 331.3994 | 379.0458 | 331.3994
1589 | 386.2162 | 308.8889 | 386.2162 | 308.8889
1590 | 380.065 | 236.3269 | 380.065 | 236.3269
1591 | 375.5941 | 184.0519 | 375.5941 | 184.0519
1592 | 384.7815 | 146.719 | 384.7815 | 146.719
1593 | 378.3962 | 114.1378 | 378.3962 | 114.1378
1594 | 358.5155 | 72.3189 | 358.5155 | 72.3189
1595 | 334.8269 | 38.6245 | 334.8269 | 38.6245
1596 | 315.2465 | 35.7529 | 315.2465 | 35.7529
1597 | 302.1943 | 45.284 | 302.1943 | 45.284
1598 | 293.2188 | 87.7761 | 293.2188 | 87.7761
1599 | 290.3234 | 159.7782 | 290.3234 | 159.7782
1600 | 290.6828 | 225.3263 | 290.6828 | 225.3263
1601 | 294.6334 | 318.0816 | 294.6334 | 318.0816
1602 | 291.5501 | 366.8209 | 291.5501 | 366.8209
1603 | 302.979 | 390.1396 | 302.979 | 390.1396
1604 | 326.0477 | 395.4294 | 326.0477 | 395.4294
1605 | 349.8907 | 405.48 | 349.8907 | 405.48
1606 | 371.4081 | 397.4284 | 371.4081 | 397.4284
1607 | 400.4795 | 387.7228 | 400.4795 | 387.7228
1608 | 395.0126 | 383.8302 | 395.0126 | 383.8302
1609 | 378.6908 | 377.6994 | 378.6908 | 377.6994
1610 | 373.7368 | 371.2936 | 373.7368 | 371.2936
1611 | 376.0019 | 345.3581 | 376.0019 | 345.3581
1612 | 381.4398 | 313.2307 | 381.4398 | 313.2307
1613 | 389.894 | 284.8602 | 389.894 | 284.8602
1614 | 380.7474 | 209.0995 | 380.7474 | 209.0995
1615 | 377.5187 | 150.0944 | 377.5187 | 150.0944
1616 | 387.2971 | 113.1966 | 387.2971 | 113.1966
1617 | 377.7911 | 87.7549 | 377.7911 | 87.7549
1618 | 360.8537 | 57.4257 | 360.8537 | 57.4257
1619 | 334.8683 | 29.8728 | 334.8683 | 29.8728
1620 | 312.2598 | 26.6686 | 312.2598 | 26.6686
1621 | 300.0268 | 49.4807 | 300.0268 | 49.4807
1622 | 291.2716 | 96.2718 | 291.2716 | 96.2718
1623 | 288.1561 | 152.434 | 288.1561 | 152.434
1624 | 289.6824 | 208.821 | 289.6824 | 208.821
1625 | 294.7729 | 297.7379 | 294.7729 | 297.7379
1626 | 294.8768 | 342.2293 | 294.8768 | 342.2293
1627 | 316.1107 | 360.5324 | 316.1107 | 360.5324
1628 | 349.2519 | 355.9958 | 349.2519 | 355.9958
1629 | 369.0554 | 354.3519 | 369.0554 | 354.3519
1630 | 390.671 | 343.5879 | 390.671 | 343.5879
1631 | 421.5283 | 336.8762 | 421.5283 | 336.8762
1632 | 414.8849 | 336.6941 | 414.8849 | 336.6941
1633 | 388.2125 | 348.4249 | 388.2125 | 348.4249
1634 | 384.9561 | 330.0943 | 384.9561 | 330.0943
1635 | 385.3581 | 300.5251 | 385.3581 | 300.5251
1636 | 390.9822 | 297.4931 | 390.9822 | 297.4931
1637 | 400.2799 | 270.8883 | 400.2799 | 270.8883
1638 | 394.3521 | 204.7749 | 394.3521 | 204.7749
1639 | 391.8896 | 130.7231 | 391.8896 | 130.7231
1640 | 394.9465 | 99.5317 | 394.9465 | 99.5317
1641 | 381.4094 | 85.4775 | 381.4094 | 85.4775
1642 | 363.5651 | 57.4257 | 363.5651 | 57.4257
1643 | 334.8379 | 29.8728 | 334.8379 | 29.8728
1644 | 311.307 | 25.0564 | 311.307 | 25.0564
1645 | 298.0875 | 20.5388 | 298.0875 | 20.5388
1646 | 289.4022 | 48.8287 | 289.4022 | 48.8287
1647 | 286.3195 | 130.3501 | 286.3195 | 130.3501
1648 | 289.375 | 203.0634 | 289.375 | 203.0634
1649 | 297.6165 | 298.0193 | 297.6165 | 298.0193
1650 | 300.3624 | 347.5263 | 300.3624 | 347.5263
1651 | 324.7069 | 371.2033 | 324.7069 | 371.2033
1652 | 369.3918 | 374.8809 | 369.3918 | 374.8809
1653 | 395.0772 | 387.4137 | 395.0772 | 387.4137
1654 | 417.731 | 389.4444 | 417.731 | 389.4444
1655 | 448.9916 | 389.7444 | 448.9916 | 389.7444
1656 | 436.6916 | 391.2512 | 436.6916 | 391.2512
1657 | 404.3903 | 390.008 | 404.3903 | 390.008
1658 | 400.5556 | 382.3995 | 400.5556 | 382.3995
1659 | 404.8341 | 339.6772 | 404.8341 | 339.6772
1660 | 405.11 | 311.6442 | 405.11 | 311.6442
1661 | 414.3976 | 279.4608 | 414.3976 | 279.4608
1662 | 410.534 | 197.4306 | 410.534 | 197.4306
1663 | 403.9653 | 147.8681 | 403.9653 | 147.8681
1664 | 404.5344 | 115.039 | 404.5344 | 115.039
1665 | 391.5175 | 87.192 | 391.5175 | 87.192
1666 | 370.7901 | 57.4257 | 370.7901 | 57.4257
1667 | 340.2639 | 29.8728 | 340.2639 | 29.8728
1668 | 315.9482 | 25.0564 | 315.9482 | 25.0564
1669 | 302.2565 | 39.3728 | 302.2565 | 39.3728
1670 | 293.9238 | 80.0992 | 293.9238 | 80.0992
1671 | 291.8215 | 146.5228 | 291.8215 | 146.5228
1672 | 293.1892 | 204.9058 | 293.1892 | 204.9058
1673 | 299.8272 | 289.7539 | 299.8272 | 289.7539
1674 | 301.761 | 329.9463 | 301.761 | 329.9463
1675 | 325.7086 | 343.2338 | 325.7086 | 343.2338
1676 | 369.6018 | 338.0318 | 369.6018 | 338.0318
1677 | 395.6011 | 329.7091 | 395.6011 | 329.7091
1678 | 411.3294 | 336.4995 | 411.3294 | 336.4995
1679 | 446.4511 | 334.2405 | 446.4511 | 334.2405
1680 | 430.9667 | 332.6765 | 430.9667 | 332.6765
1681 | 404.7022 | 324.6265 | 404.7022 | 324.6265
1682 | 406.6672 | 329.2754 | 406.6672 | 329.2754
1683 | 412.4059 | 324.0675 | 412.4059 | 324.0675
1684 | 413.0197 | 306.4751 | 413.0197 | 306.4751
1685 | 417.4532 | 281.2777 | 417.4532 | 281.2777
1686 | 413.2396 | 222.3549 | 413.2396 | 222.3549
1687 | 408.1785 | 166.2415 | 408.1785 | 166.2415
1688 | 410.3464 | 121.3341 | 410.3464 | 121.3341
1689 | 394.8776 | 93.1544 | 394.8776 | 93.1544
1690 | 372.3349 | 60.522 | 372.3349 | 60.522
1691 | 343.0444 | 36.5517 | 343.0444 | 36.5517
1692 | 319.7082 | 49.4945 | 319.7082 | 49.4945
1693 | 304.9857 | 79.139 | 304.9857 | 79.139
1694 | 296.7805 | 106.0215 | 296.7805 | 106.0215
1695 | 294.4901 | 141.3537 | 294.4901 | 141.3537
1696 | 296.904 | 180.5701 | 296.904 | 180.5701
1697 | 304.3463 | 262.2195 | 304.3463 | 262.2195
1698 | 309.4478 | 302.3606 | 309.4478 | 302.3606
1699 | 333.1197 | 318.6166 | 333.1197 | 318.6166
1700 | 374.7062 | 313.9008 | 374.7062 | 313.9008
1701 | 403.2832 | 319.2686 | 403.2832 | 319.2686
1702 | 420.8697 | 320.506 | 420.8697 | 320.506
1703 | 449.2457 | 326.5636 | 449.2457 | 326.5636
1704 | 435.7555 | 337.948 | 435.7555 | 337.948
1705 | 409.7687 | 347.4781 | 409.7687 | 347.4781
1706 | 405.2163 | 350.003 | 405.2163 | 350.003
1707 | 407.4281 | 327.0103 | 407.4281 | 327.0103
1708 | 407.022 | 318.4766 | 407.022 | 318.4766
1709 | 413.3732 | 298.0389 | 413.3732 | 298.0389
1710 | 409.5849 | 261.0464 | 409.5849 | 261.0464
1711 | 410.8026 | 225.8397 | 410.8026 | 225.8397
1712 | 408.8965 | 194.5716 | 408.8965 | 194.5716
1713 | 393.3203 | 169.3347 | 393.3203 | 169.3347
1714 | 374.787 | 134.8087 | 374.787 | 134.8087
1715 | 347.957 | 106.3346 | 347.957 | 106.3346
1716 | 325.1145 | 110.6025 | 325.1145 | 110.6025
1717 | 309.3399 | 125.1492 | 309.3399 | 125.1492
1718 | 299.8372 | 161.4486 | 299.8372 | 161.4486
1719 | 296.9993 | 215.1797 | 296.9993 | 215.1797
1720 | 299.8555 | 254.4985 | 299.8555 | 254.4985
1721 | 306.9792 | 326.0912 | 306.9792 | 326.0912
1722 | 309.2949 | 357.9157 | 309.2949 | 357.9157
1723 | 331.2275 | 365.2153 | 331.2275 | 365.2153
1724 | 365.8552 | 353.4112 | 365.8552 | 353.4112
1725 | 389.4484 | 347.5963 | 389.4484 | 347.5963
1726 | 406.6153 | 340.7986 | 406.6153 | 340.7986
1727 | 441.1056 | 342.4548 | 441.1056 | 342.4548
1728 | 430.1646 | 346.9044 | 430.1646 | 346.9044
1729 | 406.926 | 344.6376 | 406.926 | 344.6376
1730 | 402.0867 | 341.3025 | 402.0867 | 341.3025
1731 | 401.4328 | 337.4509 | 401.4328 | 337.4509
1732 | 402.1487 | 337.6688 | 402.1487 | 337.6688
1733 | 413.0205 | 322.1699 | 413.0205 | 322.1699
1734 | 408.5844 | 275.8372 | 408.5844 | 275.8372
1735 | 410.697 | 234.0796 | 410.697 | 234.0796
1736 | 407.1992 | 198.4612 | 407.1992 | 198.4612
1737 | 391.607 | 170.3582 | 391.607 | 170.3582
1738 | 373.9609 | 135.9347 | 373.9609 | 135.9347
1739 | 348.564 | 109.1495 | 348.564 | 109.1495
1740 | 328.0578 | 112.6497 | 328.0578 | 112.6497
1741 | 313.1427 | 128.527 | 313.1427 | 128.527
1742 | 303.794 | 171.0447 | 303.794 | 171.0447
1743 | 300.5489 | 232.3248 | 300.5489 | 232.3248
1744 | 301.5592 | 287.5603 | 301.5592 | 287.5603
1745 | 308.6911 | 371.8198 | 308.6911 | 371.8198
1746 | 308.6918 | 412.524 | 308.6918 | 412.524
1747 | 317.7098 | 430.7247 | 317.7098 | 430.7247
1748 | 347.6614 | 430.3592 | 347.6614 | 430.3592
1749 | 373.8792 | 435.906 | 373.8792 | 435.906
1750 | 391.2204 | 428.4686 | 391.2204 | 428.4686
1751 | 424.6161 | 421.4755 | 424.6161 | 421.4755
1752 | 421.1871 | 419.6812 | 421.1871 | 419.6812
1753 | 400.7099 | 417.9263 | 400.7099 | 417.9263
1754 | 395.0704 | 420.7071 | 395.0704 | 420.7071
1755 | 395.5075 | 428.0638 | 395.5075 | 428.0638
1756 | 397.9924 | 453.9481 | 397.9924 | 453.9481
1757 | 406.8475 | 467.2118 | 406.8475 | 467.2118
1758 | 401.6375 | 454.9134 | 401.6375 | 454.9134
1759 | 402.2147 | 433.3203 | 402.2147 | 433.3203
1760 | 399.8853 | 404.9438 | 399.8853 | 404.9438
1761 | 388.0309 | 371.723 | 388.0309 | 371.723
1762 | 368.7739 | 331.209 | 368.7739 | 331.209
1763 | 345.4447 | 302.5302 | 345.4447 | 302.5302
1764 | 322.0992 | 305.4419 | 322.0992 | 305.4419
1765 | 308.371 | 314.845 | 308.371 | 314.845
1766 | 300.0306 | 329.8539 | 300.0306 | 329.8539
1767 | 297.6189 | 359.3516 | 297.6189 | 359.3516
1768 | 297.5638 | 393.6037 | 297.5638 | 393.6037
1769 | 302.7329 | 470.5957 | 302.7329 | 470.5957
1770 | 305.193 | 504.8001 | 305.193 | 504.8001
1771 | 319.3611 | 514.9146 | 319.3611 | 514.9146
1772 | 345.7171 | 504.8506 | 345.7171 | 504.8506
1773 | 370.6422 | 503.8721 | 370.6422 | 503.8721
1774 | 394.7541 | 492.2124 | 394.7541 | 492.2124
1775 | 423.4456 | 480.6899 | 423.4456 | 480.6899
1776 | 419.588 | 472.2423 | 419.588 | 472.2423
1777 | 400.7795 | 463.4502 | 400.7795 | 463.4502
1778 | 398.1066 | 459.6545 | 398.1066 | 459.6545
1779 | 402.7555 | 458.4898 | 402.7555 | 458.4898
1780 | 408.5772 | 474.5221 | 408.5772 | 474.5221
1781 | 411.9779 | 485.8411 | 411.9779 | 485.8411
1782 | 408.108 | 474.3615 | 408.108 | 474.3615
1783 | 408.3201 | 456.7604 | 408.3201 | 456.7604
1784 | 402.1266 | 430.8149 | 402.1266 | 430.8149
1785 | 388.1388 | 404.1194 | 388.1388 | 404.1194
1786 | 368.43 | 365.8574 | 368.43 | 365.8574
1787 | 342.0923 | 330.73 | 342.0923 | 330.73
1788 | 321.658 | 324.7876 | 321.658 | 324.7876
1789 | 308.4868 | 327.1792 | 308.4868 | 327.1792
1790 | 298.4505 | 337.9146 | 298.4505 | 337.9146
1791 | 294.2777 | 374.3472 | 294.2777 | 374.3472
1792 | 297.352 | 411.7723 | 297.352 | 411.7723
1793 | 303.1505 | 485.5401 | 303.1505 | 485.5401
1794 | 308.1999 | 516.1875 | 308.1999 | 516.1875
1795 | 326.0599 | 519.5207 | 326.0599 | 519.5207
1796 | 359.7001 | 503.4687 | 359.7001 | 503.4687
1797 | 380.6839 | 500.7246 | 380.6839 | 500.7246
1798 | 402.5927 | 492.11 | 402.5927 | 492.11
1799 | 435.1222 | 485.1169 | 435.1222 | 485.1169
1800 | 426.0656 | 482.7597 | 426.0656 | 482.7597
1801 | 408.5731 | 480.4417 | 408.5731 | 480.4417
1802 | 402.2727 | 483.5552 | 402.2727 | 483.5552
1803 | 407.9501 | 483.4141 | 407.9501 | 483.4141
1804 | 407.4099 | 501.0586 | 407.4099 | 501.0586
1805 | 415.0303 | 507.6178 | 415.0303 | 507.6178
1806 | 415.3487 | 485.4162 | 415.3487 | 485.4162
1807 | 416.8884 | 456.8884 | 416.8884 | 456.8884
1808 | 412.0637 | 424.8014 | 412.0637 | 424.8014
1809 | 397.1598 | 397.7476 | 397.1598 | 397.7476
1810 | 376.8796 | 361.763 | 376.8796 | 361.763
1811 | 346.646 | 328.4781 | 346.646 | 328.4781
1812 | 324.3747 | 326.7068 | 324.3747 | 326.7068
1813 | 309.6623 | 330.1476 | 309.6623 | 330.1476
1814 | 299.806 | 342.5463 | 299.806 | 342.5463
1815 | 298.1638 | 379.3627 | 298.1638 | 379.3627
1816 | 300.5018 | 411.3629 | 300.5018 | 411.3629
1817 | 307.9103 | 490.6836 | 307.9103 | 490.6836
1818 | 313.3401 | 523.8644 | 313.3401 | 523.8644
1819 | 341.1362 | 533.7997 | 341.1362 | 533.7997
1820 | 383.5435 | 523.3263 | 383.5435 | 523.3263
1821 | 409.9838 | 521.0683 | 409.9838 | 521.0683
1822 | 429.4016 | 511.4558 | 429.4016 | 511.4558
1823 | 462.0937 | 502.8761 | 462.0937 | 502.8761
1824 | 451.003 | 499.7 | 451.003 | 499.7
1825 | 423.5082 | 501.6044 | 423.5082 | 501.6044
1826 | 419.3777 | 506.2532 | 419.3777 | 506.2532
1827 | 425.2764 | 492.8567 | 425.2764 | 492.8567
1828 | 427.3272 | 492.9722 | 427.3272 | 492.9722
1829 | 437.6046 | 490.6519 | 437.6046 | 490.6519
1830 | 434.7326 | 465.3284 | 434.7326 | 465.3284
1831 | 430.8184 | 428.9189 | 430.8184 | 428.9189
1832 | 426.0164 | 391.8164 | 426.0164 | 391.8164
1833 | 406.931 | 364.3276 | 406.931 | 364.3276
1834 | 379.8593 | 315.4458 | 379.8593 | 315.4458
1835 | 348.9707 | 283.0565 | 348.9707 | 283.0565
1836 | 327.4778 | 282.3344 | 327.4778 | 282.3344
1837 | 311.4895 | 288.5901 | 311.4895 | 288.5901
1838 | 302.6636 | 311.1735 | 302.6636 | 311.1735
1839 | 297.4662 | 356.6647 | 297.4662 | 356.6647
1840 | 301.1306 | 392.7848 | 301.1306 | 392.7848
1841 | 308.8361 | 467.96 | 308.8361 | 467.96
1842 | 315.4251 | 503.5718 | 315.4251 | 503.5718
1843 | 340.9143 | 513.3792 | 340.9143 | 513.3792
1844 | 383.8958 | 504.1597 | 383.8958 | 504.1597
1845 | 408.4568 | 496.5023 | 408.4568 | 496.5023
1846 | 427.2834 | 485.4823 | 427.2834 | 485.4823
1847 | 458.3622 | 477.9006 | 458.3622 | 477.9006
1848 | 450.0263 | 478.3582 | 450.0263 | 478.3582
1849 | 421.6693 | 476.8592 | 421.6693 | 476.8592
1850 | 418.0289 | 477.7976 | 418.0289 | 477.7976
1851 | 420.849 | 466.8832 | 420.849 | 466.8832
1852 | 422.6215 | 465.7961 | 422.6215 | 465.7961
1853 | 430.9371 | 463.7828 | 430.9371 | 463.7828
1854 | 432.6234 | 440.9415 | 432.6234 | 440.9415
1855 | 434.113 | 414.8446 | 434.113 | 414.8446
1856 | 425.4272 | 395.2198 | 425.4272 | 395.2198
1857 | 407.7775 | 380.6025 | 407.7775 | 380.6025
1858 | 384.5132 | 355.7495 | 384.5132 | 355.7495
1859 | 355.9909 | 335.3617 | 355.9909 | 335.3617
1860 | 330.8751 | 337.9407 | 330.8751 | 337.9407
1861 | 316.1037 | 338.1316 | 316.1037 | 338.1316
1862 | 308.2461 | 344.4655 | 308.2461 | 344.4655
1863 | 305.1422 | 374.3727 | 305.1422 | 374.3727
1864 | 306.604 | 405.4773 | 306.604 | 405.4773
1865 | 312.8598 | 480.371 | 312.8598 | 480.371
1866 | 320.7142 | 534.2538 | 320.7142 | 534.2538
1867 | 346.3075 | 555.4229 | 346.3075 | 555.4229
1868 | 387.8368 | 553.8803 | 387.8368 | 553.8803
1869 | 411.4293 | 561.5255 | 411.4293 | 561.5255
1870 | 431.5744 | 559.0524 | 431.5744 | 559.0524
1871 | 458.9679 | 558.1753 | 458.9679 | 558.1753
1872 | 450.8352 | 559.5029 | 450.8352 | 559.5029
1873 | 422.5843 | 554.2678 | 422.5843 | 554.2678
1874 | 420.1264 | 546.173 | 420.1264 | 546.173
1875 | 425.9306 | 526.4558 | 425.9306 | 526.4558
1876 | 424.2507 | 536.5258 | 424.2507 | 536.5258
1877 | 432.2511 | 532.7213 | 432.2511 | 532.7213
1878 | 429.8396 | 503.8919 | 429.8396 | 503.8919
1879 | 430.2525 | 477.1554 | 430.2525 | 477.1554
1880 | 419.4105 | 447.3714 | 419.4105 | 447.3714
1881 | 402.9242 | 419.3708 | 402.9242 | 419.3708
1882 | 379.2046 | 375.4791 | 379.2046 | 375.4791
1883 | 355.0141 | 333.8007 | 355.0141 | 333.8007
1884 | 330.0244 | 321.2051 | 330.0244 | 321.2051
1885 | 314.9485 | 318.5555 | 314.9485 | 318.5555
1886 | 305.6882 | 324.9918 | 305.6882 | 324.9918
1887 | 302.8759 | 352.2633 | 302.8759 | 352.2633
1888 | 304.7523 | 381.8069 | 304.7523 | 381.8069
1889 | 312.6028 | 453.9625 | 312.6028 | 453.9625
1890 | 319.9594 | 481.9998 | 319.9594 | 481.9998
1891 | 341.7417 | 486.2798 | 341.7417 | 486.2798
1892 | 377.5576 | 475.5761 | 377.5576 | 475.5761
1893 | 402.2652 | 474.879 | 402.2652 | 474.879
1894 | 420.5968 | 465.3688 | 420.5968 | 465.3688
1895 | 457.9973 | 454.9211 | 457.9973 | 454.9211
1896 | 448.0474 | 448.9814 | 448.0474 | 448.9814
1897 | 422.2221 | 442.1085 | 422.2221 | 442.1085
1898 | 416.1173 | 440.9741 | 416.1173 | 440.9741
1899 | 415.1146 | 447.9469 | 415.1146 | 447.9469
1900 | 420.9023 | 469.4042 | 420.9023 | 469.4042
1901 | 432.3892 | 477.3709 | 432.3892 | 477.3709
1902 | 430.49 | 454.1201 | 430.49 | 454.1201
1903 | 433.8944 | 423.4172 | 433.8944 | 423.4172
1904 | 422.8998 | 395.3221 | 422.8998 | 395.3221
1905 | 404.1593 | 370.2899 | 404.1593 | 370.2899
1906 | 381.4585 | 330.3902 | 381.4585 | 330.3902
1907 | 356.8558 | 291.4499 | 356.8558 | 291.4499
1908 | 334.5322 | 282.1297 | 334.5322 | 282.1297
1909 | 321.0093 | 283.2674 | 321.0093 | 283.2674
1910 | 311.1735 | 316.3681 | 311.1735 | 316.3681
1911 | 307.1583 | 369.9202 | 307.1583 | 369.9202
1912 | 308.5304 | 414.7919 | 308.5304 | 414.7919
1913 | 315.3379 | 495.9039 | 315.3379 | 495.9039
1914 | 320.3827 | 536.5824 | 320.3827 | 536.5824
1915 | 333.2325 | 544.2147 | 333.2325 | 544.2147
1916 | 361.3205 | 529.0839 | 361.3205 | 529.0839
1917 | 385.0017 | 524.4461 | 385.0017 | 524.4461
1918 | 403.3861 | 506.9008 | 403.3861 | 506.9008
1919 | 434.7559 | 489.3136 | 434.7559 | 489.3136
1920 | 429.8837 | 486.8028 | 429.8837 | 486.8028
1921 | 407.7365 | 496.8703 | 407.7365 | 496.8703
1922 | 402.8068 | 498.909 | 402.8068 | 498.909
1923 | 407.1132 | 503.6299 | 407.1132 | 503.6299
1924 | 414.1622 | 518.613 | 414.1622 | 518.613
1925 | 420.2613 | 518.9285 | 420.2613 | 518.9285
1926 | 420.3958 | 498.2622 | 420.3958 | 498.2622
1927 | 421.7833 | 468.5061 | 421.7833 | 468.5061
1928 | 409.7013 | 426.132 | 409.7013 | 426.132
1929 | 393.5671 | 380.449 | 393.5671 | 380.449
1930 | 377.6178 | 319.8473 | 377.6178 | 319.8473
1931 | 354.3531 | 270.3641 | 354.3531 | 270.3641
1932 | 332.6819 | 260.5321 | 332.6819 | 260.5321
1933 | 320.0884 | 276.0768 | 320.0884 | 276.0768
1934 | 311.1264 | 296.3571 | 311.1264 | 296.3571
1935 | 308.7144 | 336.6025 | 308.7144 | 336.6025
1936 | 310.3921 | 373.6694 | 310.3921 | 373.6694
1937 | 315.3119 | 453.6554 | 315.3119 | 453.6554
1938 | 321.2369 | 484.8658 | 321.2369 | 484.8658
1939 | 332.5382 | 491.4745 | 332.5382 | 491.4745
1940 | 359.1182 | 479.9007 | 359.1182 | 479.9007
1941 | 383.8991 | 478.871 | 383.8991 | 478.871
1942 | 402.664 | 468.6699 | 402.664 | 468.6699
1943 | 436.4379 | 460.4229 | 436.4379 | 460.4229
1944 | 425.9934 | 456.2488 | 425.9934 | 456.2488
1945 | 408.8315 | 450.8601 | 408.8315 | 450.8601
1946 | 403.6853 | 450.4679 | 403.6853 | 450.4679
1947 | 405.1654 | 454.984 | 405.1654 | 454.984
1948 | 414.1383 | 474.1383 | 414.1383 | 474.1383
1949 | 427.3845 | 486.7623 | 427.3845 | 486.7623
1950 | 422.138 | 476.511 | 422.138 | 476.511
1951 | 425.3309 | 456.2486 | 425.3309 | 456.2486
1952 | 415.546 | 428.6398 | 415.546 | 428.6398
1953 | 399.6469 | 395.1375 | 399.6469 | 395.1375
1954 | 378.8345 | 345.6416 | 378.8345 | 345.6416
1955 | 354.2383 | 302.5302 | 354.2383 | 302.5302
1956 | 335.9718 | 291.6747 | 335.9718 | 291.6747
1957 | 321.9719 | 297.2906 | 321.9719 | 297.2906
1958 | 312.1046 | 326.7319 | 312.1046 | 326.7319
1959 | 309.512 | 365.2628 | 309.512 | 365.2628
1960 | 310.6019 | 414.4848 | 310.6019 | 414.4848
1961 | 316.1126 | 501.8918 | 316.1126 | 501.8918
1962 | 323.4065 | 543.1078 | 323.4065 | 543.1078
1963 | 342.6199 | 557.2654 | 342.6199 | 557.2654
1964 | 374.7222 | 548.8903 | 374.7222 | 548.8903
1965 | 398.8078 | 547.5791 | 398.8078 | 547.5791
1966 | 419.3168 | 535.5868 | 419.3168 | 535.5868
1967 | 450.7133 | 520.5073 | 450.7133 | 520.5073
1968 | 438.4263 | 509.5008 | 438.4263 | 509.5008
1969 | 415.0045 | 499.9154 | 415.0045 | 499.9154
1970 | 409.7606 | 497.476 | 409.7606 | 497.476
1971 | 412.7292 | 491.8843 | 412.7292 | 491.8843
1972 | 418.4152 | 482.9411 | 418.4152 | 482.9411
1973 | 429.8722 | 475.5029 | 429.8722 | 475.5029
1974 | 428.8862 | 445.2149 | 428.8862 | 445.2149
1975 | 433.6919 | 410.1361 | 433.6919 | 410.1361
1976 | 420.8309 | 377.6653 | 420.8309 | 377.6653
1977 | 404.0569 | 357.6487 | 404.0569 | 357.6487
1978 | 379.7663 | 330.339 | 379.7663 | 330.339
1979 | 355.2519 | 306.8549 | 355.2519 | 306.8549
1980 | 331.691 | 310.6621 | 331.691 | 310.6621
1981 | 318.4752 | 324.5435 | 318.4752 | 324.5435
1982 | 310.8614 | 357.2092 | 310.8614 | 357.2092
1983 | 306.2213 | 395.996 | 306.2213 | 395.996
1984 | 308.4005 | 432.3975 | 308.4005 | 432.3975
1985 | 317.7111 | 513.2536 | 317.7111 | 513.2536
1986 | 325.8018 | 549.3005 | 325.8018 | 549.3005
1987 | 350.6869 | 562.8439 | 350.6869 | 562.8439
1988 | 392.034 | 561.6595 | 392.034 | 561.6595
1989 | 417.5512 | 563.675 | 417.5512 | 563.675
1990 | 437.198 | 554.4719 | 437.198 | 554.4719
1991 | 467.3721 | 542.1306 | 467.3721 | 542.1306
1992 | 452.6433 | 540.2851 | 452.6433 | 540.2851
1993 | 427.2323 | 539.2211 | 427.2323 | 539.2211
1994 | 421.3615 | 542.5393 | 421.3615 | 542.5393
1995 | 427.0198 | 544.4198 | 427.0198 | 544.4198
1996 | 428.6202 | 540.7992 | 428.6202 | 540.7992
1997 | 439.3148 | 535.5361 | 439.3148 | 535.5361
1998 | 444.408 | 509.7775 | 444.408 | 509.7775
1999 | 442.4964 | 481.9918 | 442.4964 | 481.9918
2000 | 428.3205 | 452.6941 | 428.3205 | 452.6941
2001 | 408.9341 | 422.8254 | 408.9341 | 422.8254
2002 | 385.8206 | 377.9869 | 385.8206 | 377.9869
2003 | 356.8378 | 340.1981 | 356.8378 | 340.1981
2004 | 332.5582 | 334.4861 | 332.5582 | 334.4861
2005 | 317.8 | 348.9816 | 317.8 | 348.9816
2006 | 310.0627 | 387.3793 | 310.0627 | 387.3793
2007 | 307.037 | 411.6056 | 307.037 | 411.6056
2008 | 309.4879 | 435.3404 | 309.4879 | 435.3404
2009 | 316.7687 | 512.1789 | 316.7687 | 512.1789
2010 | 326.6085 | 555.9794 | 326.6085 | 555.9794
2011 | 350.2639 | 577.0206 | 350.2639 | 577.0206
2012 | 392.7043 | 579.6746 | 392.7043 | 579.6746
2013 | 419.067 | 588.1387 | 419.067 | 588.1387
2014 | 439.043 | 582.5949 | 439.043 | 582.5949
2015 | 472.9798 | 575.8577 | 472.9798 | 575.8577
2016 | 457.1971 | 572.2721 | 457.1971 | 572.2721
2017 | 431.3641 | 567.037 | 431.3641 | 567.037
2018 | 424.906 | 567.438 | 424.906 | 567.438
2019 | 431.3562 | 569.4208 | 431.3562 | 569.4208
2020 | 431.6095 | 556.9719 | 431.6095 | 556.9719
2021 | 438.4652 | 529.804 | 438.4652 | 529.804
2022 | 439.9361 | 482.064 | 439.9361 | 482.064
2023 | 442.1332 | 438.3359 | 442.1332 | 438.3359
2024 | 424.1957 | 399.6212 | 424.1957 | 399.6212
2025 | 405.489 | 364.9417 | 405.489 | 364.9417
2026 | 382.0418 | 324.5813 | 382.0418 | 324.5813
2027 | 353.7446 | 293.6762 | 353.7446 | 293.6762
2028 | 330.1143 | 294.5663 | 330.1143 | 294.5663
2029 | 314.963 | 310.7763 | 314.963 | 310.7763
2030 | 305.6848 | 348.7902 | 305.6848 | 348.7902
2031 | 303.253 | 393.002 | 303.253 | 393.002
2032 | 304.1156 | 446.5486 | 304.1156 | 446.5486
2033 | 312.6001 | 536.0028 | 312.6001 | 536.0028
2034 | 323.3853 | 573.2779 | 323.3853 | 573.2779
2035 | 342.0414 | 595.2916 | 342.0414 | 595.2916
2036 | 384.218 | 598.7901 | 384.218 | 598.7901
2037 | 410.6337 | 603.6972 | 410.6337 | 603.6972
2038 | 430.8525 | 588.5317 | 430.8525 | 588.5317
2039 | 462.6007 | 569.4347 | 462.6007 | 569.4347
2040 | 451.412 | 556.9184 | 451.412 | 556.9184
2041 | 421.1976 | 546.6421 | 421.1976 | 546.6421
2042 | 416.4824 | 547.0431 | 416.4824 | 547.0431
2043 | 423.033 | 549.6656 | 423.033 | 549.6656
2044 | 425.4034 | 557.6372 | 425.4034 | 557.6372
2045 | 431.6219 | 549.3545 | 431.6219 | 549.3545
2046 | 436.6371 | 511.3897 | 436.6371 | 511.3897
2047 | 436.902 | 470.8091 | 436.902 | 470.8091
2048 | 421.2791 | 433.2971 | 421.2791 | 433.2971
2049 | 407.0432 | 399.0527 | 407.0432 | 399.0527
2050 | 385.7031 | 355.5192 | 385.7031 | 355.5192
2051 | 357.3002 | 322.4645 | 357.3002 | 322.4645
2052 | 334.3208 | 324.9667 | 334.3208 | 324.9667
2053 | 317.4797 | 360.804 | 317.4797 | 360.804
2054 | 308.8401 | 414.9649 | 308.8401 | 414.9649
2055 | 305.8044 | 464.8832 | 305.8044 | 464.8832
2056 | 305.9772 | 512.3139 | 305.9772 | 512.3139
2057 | 313.4772 | 599.5162 | 313.4772 | 599.5162
2058 | 322.2754 | 641.7814 | 322.2754 | 641.7814
2059 | 339.3213 | 658.0629 | 339.3213 | 658.0629
2060 | 376.0834 | 626.8363 | 376.0834 | 626.8363
2061 | 401.57 | 607.51 | 401.57 | 607.51
2062 | 420.4361 | 594.2126 | 420.4361 | 594.2126
2063 | 448.1898 | 587.5777 | 448.1898 | 587.5777
2064 | 442.3551 | 585.502 | 442.3551 | 585.502
2065 | 421.2433 | 587.9437 | 421.2433 | 587.9437
2066 | 417.8642 | 592.8485 | 417.8642 | 592.8485
2067 | 422.3675 | 592.4771 | 422.3675 | 592.4771
2068 | 426.921 | 582.6638 | 426.921 | 582.6638
2069 | 433.6579 | 564.0174 | 433.6579 | 564.0174
2070 | 437.8233 | 531.3496 | 437.8233 | 531.3496
2071 | 435.6774 | 495.2728 | 435.6774 | 495.2728
2072 | 417.8072 | 460.2686 | 417.8072 | 460.2686
2073 | 402.4336 | 425.2308 | 402.4336 | 425.2308
2074 | 383.847 | 385.5358 | 383.847 | 385.5358
2075 | 355.7351 | 352.9674 | 355.7351 | 352.9674
2076 | 331.6785 | 355.0345 | 331.6785 | 355.0345
2077 | 317.0987 | 385.9842 | 317.0987 | 385.9842
2078 | 308.2188 | 428.8857 | 308.2188 | 428.8857
2079 | 304.3775 | 474.9144 | 304.3775 | 474.9144
2080 | 304.6719 | 515.2311 | 304.6719 | 515.2311
2081 | 312.0716 | 594.3983 | 312.0716 | 594.3983
2082 | 320.4381 | 628.4236 | 320.4381 | 628.4236
2083 | 331.0678 | 638.7683 | 331.0678 | 638.7683
2084 | 359.3233 | 629.6511 | 359.3233 | 629.6511
2085 | 387.2864 | 630.9501 | 387.2864 | 630.9501
2086 | 407.1251 | 624.3316 | 407.1251 | 624.3316
2087 | 434.8917 | 618.5668 | 434.8917 | 618.5668
2088 | 429.3086 | 616.619 | 429.3086 | 616.619
2089 | 412.545 | 613.1751 | 412.545 | 613.1751
2090 | 404.2471 | 610.7612 | 404.2471 | 610.7612
2091 | 407.5245 | 606.6025 | 407.5245 | 606.6025
2092 | 411.6951 | 579.3372 | 411.6951 | 579.3372
2093 | 421.0377 | 554.2677 | 421.0377 | 554.2677
2094 | 418.3385 | 514.921 | 418.3385 | 514.921
2095 | 419.9987 | 479.5864 | 419.9987 | 479.5864
2096 | 407.1943 | 452.1055 | 407.1943 | 452.1055
2097 | 393.5096 | 430.2976 | 393.5096 | 430.2976
2098 | 374.2865 | 398.0491 | 374.2865 | 398.0491
2099 | 351.1428 | 369.4471 | 351.1428 | 369.4471
2100 | 329.3158 | 374.0988 | 329.3158 | 374.0988
2101 | 316.4645 | 408.2983 | 316.4645 | 408.2983
2102 | 306.955 | 457.239 | 306.955 | 457.239
2103 | 304.5503 | 498.3289 | 304.5503 | 498.3289
2104 | 305.0161 | 538.4409 | 305.0161 | 538.4409
2105 | 312.735 | 618.1967 | 312.735 | 618.1967
2106 | 319.5039 | 650.8145 | 319.5039 | 650.8145
2107 | 331.016 | 657.5255 | 331.016 | 657.5255
2108 | 356.5179 | 647.7686 | 356.5179 | 647.7686
2109 | 381.6435 | 649.7073 | 381.6435 | 649.7073
2110 | 400.4547 | 644.01 | 400.4547 | 644.01
2111 | 434.0856 | 635.1744 | 434.0856 | 635.1744
2112 | 426.913 | 622.2231 | 426.913 | 622.2231
2113 | 407.7779 | 607.3407 | 407.7779 | 607.3407
2114 | 403.8868 | 597.6082 | 403.8868 | 597.6082
2115 | 405.8337 | 589.7134 | 405.8337 | 589.7134
2116 | 416.3666 | 593.1812 | 416.3666 | 593.1812
2117 | 426.6873 | 589.607 | 426.6873 | 589.607
2118 | 425.3039 | 563.4646 | 425.3039 | 563.4646
2119 | 427.2724 | 530.4585 | 427.2724 | 530.4585
2120 | 410.4887 | 497.3735 | 410.4887 | 497.3735
2121 | 395.3404 | 464.3318 | 395.3404 | 464.3318
2122 | 375.3626 | 418.8791 | 375.3626 | 418.8791
2123 | 352.3889 | 375.4862 | 352.3889 | 375.4862
2124 | 328.5046 | 380.0612 | 328.5046 | 380.0612
2125 | 313.4435 | 426.4158 | 313.4435 | 426.4158
2126 | 305.5829 | 471.1342 | 305.5829 | 471.1342
2127 | 302.1437 | 496.9982 | 302.1437 | 496.9982
2128 | 302.8247 | 523.4454 | 302.8247 | 523.4454
2129 | 310.3402 | 593.9633 | 310.3402 | 593.9633
2130 | 316.7617 | 622.8962 | 316.7617 | 622.8962
2131 | 336.7817 | 625.8712 | 336.7817 | 625.8712
2132 | 365.6596 | 610.1007 | 365.6596 | 610.1007
2133 | 390.008 | 607.0238 | 390.008 | 607.0238
2134 | 417.5255 | 593.2146 | 417.5255 | 593.2146
2135 | 444.6003 | 579.5682 | 444.6003 | 579.5682
2136 | 438.9925 | 571.1718 | 438.9925 | 571.1718
2137 | 414.5302 | 561.0234 | 414.5302 | 561.0234
2138 | 410.4099 | 557.586 | 410.4099 | 557.586
2139 | 415.552 | 557.0866 | 415.552 | 557.0866
2140 | 423.5283 | 551.5725 | 423.5283 | 551.5725
2141 | 440.8286 | 528.1663 | 440.8286 | 528.1663
2142 | 441.0806 | 495.3194 | 441.0806 | 495.3194
2143 | 434.378 | 467.201 | 434.378 | 467.201
2144 | 416.8483 | 452.3358 | 416.8483 | 452.3358
2145 | 403.5785 | 430.3488 | 403.5785 | 430.3488
2146 | 378.5833 | 390.6793 | 378.5833 | 390.6793
2147 | 353.022 | 356.6778 | 353.022 | 356.6778
2148 | 329.9191 | 369.7486 | 329.9191 | 369.7486
2149 | 314.7822 | 391.3836 | 314.7822 | 391.3836
2150 | 305.1699 | 410.2309 | 305.1699 | 410.2309
2151 | 305.2839 | 423.5048 | 305.2839 | 423.5048
2152 | 305.1014 | 446.5998 | 305.1014 | 446.5998
2153 | 311.84 | 518.4227 | 311.84 | 518.4227
2154 | 326.0357 | 542.7495 | 326.0357 | 542.7495
2155 | 352.5908 | 542.4234 | 352.5908 | 542.4234
2156 | 393.2702 | 531.0799 | 393.2702 | 531.0799
2157 | 418.3159 | 527.9775 | 418.3159 | 527.9775
2158 | 436.0447 | 518.4673 | 436.0447 | 518.4673
2159 | 471.5094 | 497.8349 | 471.5094 | 497.8349
2160 | 456.3177 | 481.0707 | 456.3177 | 481.0707
2161 | 428.669 | 467.1863 | 428.669 | 467.1863
2162 | 422.4692 | 463.3906 | 422.4692 | 463.3906
2163 | 426.3742 | 463.2495 | 426.3742 | 463.2495
2164 | 430.8166 | 467.9712 | 430.8166 | 467.9712
2165 | 440.9735 | 454.0076 | 440.9735 | 454.0076
2166 | 450.586 | 416.4778 | 450.586 | 416.4778
2167 | 443.2624 | 378.1747 | 443.2624 | 378.1747
2168 | 427.9596 | 349.8494 | 427.9596 | 349.8494
2169 | 409.9471 | 334.2853 | 409.9471 | 334.2853
2170 | 387.3664 | 311.9912 | 387.3664 | 311.9912
2171 | 356.1894 | 297.6426 | 356.1894 | 297.6426
2172 | 334.317 | 584.3365 | 334.317 | 584.3365
2173 | 317.2769 | 618.944 | 317.2769 | 618.944
2174 | 308.0304 | 667.1544 | 308.0304 | 667.1544
2175 | 305.8573 | 720.4705 | 305.8573 | 720.4705
2176 | 306.2657 | 778.2791 | 306.2657 | 778.2791
2177 | 315.1013 | 869.944 | 315.1013 | 869.944
2178 | 328.8881 | 923.1791 | 328.8881 | 923.1791
2179 | 351.6598 | 956.1835 | 351.6598 | 956.1835
2180 | 390.3059 | 973.3203 | 390.3059 | 973.3203
2181 | 418.7951 | 994.6505 | 418.7951 | 994.6505
2182 | 435.0797 | 1023.2533 | 435.0797 | 1023.2533
2183 | 472.2712 | 1032.4171 | 472.2712 | 1032.4171
2184 | 458.9998 | 1033.4339 | 458.9998 | 1033.4339
2185 | 423.1828 | 1039.6737 | 423.1828 | 1039.6737
2186 | 424.2968 | 1054.1281 | 424.2968 | 1054.1281
2187 | 432.9056 | 1063.7427 | 432.9056 | 1063.7427
2188 | 434.6089 | 1007.7617 | 434.6089 | 1007.7617
2189 | 448.3445 | 939.0106 | 448.3445 | 939.0106
2190 | 459.7762 | 876.589 | 459.7762 | 876.589
2191 | 452.4712 | 802.8616 | 452.4712 | 802.8616
2192 | 428.6743 | 747.3537 | 428.6743 | 747.3537
2193 | 414.9445 | 706.6761 | 414.9445 | 706.6761
2194 | 390.022 | 656.6857 | 390.022 | 656.6857
2195 | 364.2472 | 624.5314 | 364.2472 | 624.5314
2196 | 340.732 | 649.3649 | 340.732 | 649.3649
2197 | 323.4589 | 723.3727 | 323.4589 | 723.3727
2198 | 313.0456 | 789.7446 | 313.0456 | 789.7446
2199 | 309.2342 | 798.9182 | 309.2342 | 798.9182
2200 | 309.0981 | 825.1963 | 309.0981 | 825.1963
2201 | 317.5471 | 904.4508 | 317.5471 | 904.4508
2202 | 330.3308 | 945.3765 | 330.3308 | 945.3765
2203 | 353.0605 | 963.7508 | 353.0605 | 963.7508
2204 | 392.1593 | 965.0467 | 392.1593 | 965.0467
2205 | 417.2292 | 962.7165 | 417.2292 | 962.7165
2206 | 435.3842 | 957.9728 | 435.3842 | 957.9728
2207 | 470.886 | 953.8181 | 470.886 | 953.8181
2208 | 459.0183 | 955.4403 | 459.0183 | 955.4403
2209 | 429.8766 | 956.7361 | 429.8766 | 956.7361
2210 | 429.2636 | 960.1927 | 429.2636 | 960.1927
2211 | 435.1306 | 973.8936 | 435.1306 | 973.8936
2212 | 437.548 | 994.7964 | 437.548 | 994.7964
2213 | 457.367 | 1002.0714 | 457.367 | 1002.0714
2214 | 467.7123 | 978.9493 | 467.7123 | 978.9493
2215 | 452.8499 | 940.9395 | 452.8499 | 940.9395
2216 | 430.6685 | 904.0472 | 430.6685 | 904.0472
2217 | 406.6562 | 854.9951 | 406.6562 | 854.9951
2218 | 378.2341 | 802.4824 | 378.2341 | 802.4824
2219 | 350.8782 | 762.8112 | 350.8782 | 762.8112
2220 | 328.8115 | 756.5178 | 328.8115 | 756.5178
2221 | 314.551 | 772.4592 | 314.551 | 772.4592
2222 | 305.7707 | 783.7917 | 305.7707 | 783.7917
2223 | 303.8695 | 806.1323 | 303.8695 | 806.1323
2224 | 304.1192 | 845.9307 | 304.1192 | 845.9307
2225 | 312.1748 | 944.4566 | 312.1748 | 944.4566
2226 | 322.7782 | 1019.4351 | 322.7782 | 1019.4351
2227 | 340.5105 | 1063.74 | 340.5105 | 1063.74
2228 | 372.6715 | 1074.5203 | 372.6715 | 1074.5203
2229 | 396.814 | 1064.8246 | 396.814 | 1064.8246
2230 | 413.5349 | 1061.0394 | 413.5349 | 1061.0394
2231 | 449.8073 | 1069.1437 | 449.8073 | 1069.1437
2232 | 439.9768 | 1053.8656 | 439.9768 | 1053.8656
2233 | 413.2084 | 1035.9909 | 413.2084 | 1035.9909
2234 | 414.8073 | 1033.9991 | 414.8073 | 1033.9991
2235 | 427.9753 | 1045.8334 | 427.9753 | 1045.8334
2236 | 429.9302 | 1005.3402 | 429.9302 | 1005.3402
2237 | 446.1405 | 954.5993 | 446.1405 | 954.5993
2238 | 454.4641 | 895.8603 | 454.4641 | 895.8603
2239 | 443.8804 | 830.2552 | 443.8804 | 830.2552
2240 | 423.2918 | 784.8874 | 423.2918 | 784.8874
2241 | 405.266 | 749.4565 | 405.266 | 749.4565
2242 | 384.5082 | 722.0168 | 384.5082 | 722.0168
2243 | 358.3998 | 723.1585 | 358.3998 | 723.1585
2244 | 338.9821 | 754.298 | 338.9821 | 754.298
2245 | 322.4791 | 800.4582 | 322.4791 | 800.4582
2246 | 312.411 | 848.4669 | 312.411 | 848.4669
2247 | 308.8291 | 885.2358 | 308.8291 | 885.2358
2248 | 309.0783 | 931.5421 | 309.0783 | 931.5421
2249 | 316.109 | 1026.8897 | 316.109 | 1026.8897
2250 | 327.7838 | 1078.4096 | 327.7838 | 1078.4096
2251 | 342.8943 | 1096.683 | 342.8943 | 1096.683
2252 | 370.1794 | 1100.2491 | 370.1794 | 1100.2491
2253 | 393.4504 | 1108.0591 | 393.4504 | 1108.0591
2254 | 413.5891 | 1101.9028 | 413.5891 | 1101.9028
2255 | 446.1626 | 1085.6404 | 446.1626 | 1085.6404
2256 | 444.8887 | 1082.4195 | 444.8887 | 1082.4195
2257 | 421.2288 | 1087.5494 | 421.2288 | 1087.5494
2258 | 417.2081 | 1091.7628 | 417.2081 | 1091.7628
2259 | 414.9469 | 1105.716 | 414.9469 | 1105.716
2260 | 424.3788 | 1076.5737 | 424.3788 | 1076.5737
2261 | 436.6405 | 998.9436 | 436.6405 | 998.9436
2262 | 447.4651 | 942.9289 | 447.4651 | 942.9289
2263 | 437.4267 | 857.7497 | 437.4267 | 857.7497
2264 | 417.8972 | 800.7283 | 417.8972 | 800.7283
2265 | 397.2403 | 751.5249 | 397.2403 | 751.5249
2266 | 379.4117 | 711.3216 | 379.4117 | 711.3216
2267 | 355.7238 | 694.4532 | 355.7238 | 694.4532
2268 | 334.9036 | 733.1096 | 334.9036 | 733.1096
2269 | 322.115 | 802.1735 | 322.115 | 802.1735
2270 | 312.2005 | 843.6742 | 312.2005 | 843.6742
2271 | 308.7839 | 853.5036 | 308.7839 | 853.5036
2272 | 307.8377 | 880.6394 | 307.8377 | 880.6394
2273 | 314.2266 | 955.5553 | 314.2266 | 955.5553
2274 | 323.8241 | 991.7893 | 323.8241 | 991.7893
2275 | 339.9917 | 1000.5278 | 339.9917 | 1000.5278
2276 | 367.1623 | 984.7217 | 367.1623 | 984.7217
2277 | 389.151 | 978.0025 | 389.151 | 978.0025
2278 | 405.3432 | 958.0737 | 405.3432 | 958.0737
2279 | 437.9586 | 921.1778 | 437.9586 | 921.1778
2280 | 434.2446 | 911.8022 | 434.2446 | 911.8022
2281 | 410.4489 | 911.0296 | 410.4489 | 911.0296
2282 | 407.6385 | 915.3943 | 407.6385 | 915.3943
2283 | 412.6002 | 947.8621 | 412.6002 | 947.8621
2284 | 421.7718 | 994.1406 | 421.7718 | 994.1406
2285 | 437.3406 | 996.6734 | 437.3406 | 996.6734
2286 | 447.4332 | 956.7014 | 447.4332 | 956.7014
2287 | 436.3056 | 903.103 | 436.3056 | 903.103
2288 | 419.2268 | 868.38 | 419.2268 | 868.38
2289 | 399.911 | 839.1542 | 399.911 | 839.1542
2290 | 381.0751 | 811.3613 | 381.0751 | 811.3613
2291 | 356.8912 | 798.6801 | 356.8912 | 798.6801
2292 | 336.5695 | 822.5046 | 336.5695 | 822.5046
2293 | 321.3704 | 885.7164 | 321.3704 | 885.7164
2294 | 312.3836 | 959.6557 | 312.3836 | 959.6557
2295 | 309.3838 | 1008.0278 | 309.3838 | 1008.0278
2296 | 310.1407 | 1049.4406 | 310.1407 | 1049.4406
2297 | 314.3242 | 1116.6883 | 314.3242 | 1116.6883
2298 | 326.07 | 1138.1913 | 326.07 | 1138.1913
2299 | 343.0566 | 1127.2044 | 343.0566 | 1127.2044
2300 | 369.2709 | 1110.0361 | 369.2709 | 1110.0361
2301 | 392.0715 | 1104.3763 | 392.0715 | 1104.3763
2302 | 412.2231 | 1103.0127 | 412.2231 | 1103.0127
2303 | 443.9589 | 1097.7481 | 443.9589 | 1097.7481
2304 | 437.5751 | 1106.6853 | 437.5751 | 1106.6853
2305 | 419.8427 | 1115.498 | 419.8427 | 1115.498
2306 | 416.0572 | 1131.2137 | 416.0572 | 1131.2137
2307 | 418.1866 | 1152.7341 | 418.1866 | 1152.7341
2308 | 422.1714 | 1139.4832 | 422.1714 | 1139.4832
2309 | 439.2614 | 1086.472 | 439.2614 | 1086.472
2310 | 452.3852 | 1025.7152 | 452.3852 | 1025.7152
2311 | 442.7994 | 965.3567 | 442.7994 | 965.3567
2312 | 419.902 | 926.3455 | 419.902 | 926.3455
2313 | 403.2153 | 894.3955 | 403.2153 | 894.3955
2314 | 382.034 | 859.8425 | 382.034 | 859.8425
2315 | 353.6885 | 843.529 | 353.6885 | 843.529
2316 | 330.9615 | 885.8177 | 330.9615 | 885.8177
2317 | 316.3672 | 974.1529 | 316.3672 | 974.1529
2318 | 306.7905 | 1036.1863 | 306.7905 | 1036.1863
2319 | 304.3685 | 1064.9339 | 304.3685 | 1064.9339
2320 | 306.1915 | 1101.554 | 306.1915 | 1101.554
2321 | 314.1816 | 1170.6684 | 314.1816 | 1170.6684
2322 | 330.5321 | 1177.9953 | 330.5321 | 1177.9953
2323 | 352.454 | 1154.4971 | 352.454 | 1154.4971
2324 | 389.2686 | 1111.1964 | 389.2686 | 1111.1964
2325 | 416.824 | 1096.9099 | 416.824 | 1096.9099
2326 | 437.8562 | 1091.0563 | 437.8562 | 1091.0563
2327 | 472.6526 | 1081.2009 | 472.6526 | 1081.2009
2328 | 463.4912 | 1081.0574 | 463.4912 | 1081.0574
2329 | 438.3939 | 1086.1369 | 438.3939 | 1086.1369
2330 | 432.6833 | 1094.7393 | 432.6833 | 1094.7393
2331 | 438.0143 | 1104.253 | 438.0143 | 1104.253
2332 | 441.9491 | 1113.8048 | 441.9491 | 1113.8048
2333 | 459.064 | 1108.4172 | 459.064 | 1108.4172
2334 | 469.6405 | 1077.0214 | 469.6405 | 1077.0214
2335 | 452.3273 | 1036.6911 | 452.3273 | 1036.6911
2336 | 430.9736 | 1006.6597 | 430.9736 | 1006.6597
2337 | 416.159 | 976.3241 | 416.159 | 976.3241
2338 | 391.8631 | 939.8036 | 391.8631 | 939.8036
2339 | 362.9409 | 914.9138 | 362.9409 | 914.9138
2340 | 337.6222 | 930.162 | 337.6222 | 930.162
2341 | 324.4266 | 982.2247 | 324.4266 | 982.2247
2342 | 314.878 | 1021.9093 | 314.878 | 1021.9093
2343 | 311.8448 | 1042.9888 | 311.8448 | 1042.9888
2344 | 312.2541 | 1085.4105 | 312.2541 | 1085.4105
2345 | 320.0192 | 1175.0574 | 320.0192 | 1175.0574
2346 | 334.6461 | 1220.0694 | 334.6461 | 1220.0694
2347 | 358.3598 | 1236.3753 | 358.3598 | 1236.3753
2348 | 394.4055 | 1240.4459 | 394.4055 | 1240.4459
2349 | 422.2564 | 1251.2324 | 422.2564 | 1251.2324
2350 | 439.8548 | 1257.5369 | 439.8548 | 1257.5369
2351 | 472.3321 | 1251.4651 | 472.3321 | 1251.4651
2352 | 463.2281 | 1246.6299 | 463.2281 | 1246.6299
2353 | 440.124 | 1243.0322 | 440.124 | 1243.0322
2354 | 431.2912 | 1239.3251 | 431.2912 | 1239.3251
2355 | 436.8774 | 1240.2121 | 436.8774 | 1240.2121
2356 | 440.5768 | 1234.8311 | 440.5768 | 1234.8311
2357 | 458.5772 | 1199.023 | 458.5772 | 1199.023
2358 | 468.6636 | 1145.9343 | 468.6636 | 1145.9343
2359 | 456.6594 | 1089.864 | 456.6594 | 1089.864
2360 | 438.5797 | 1041.217 | 438.5797 | 1041.217
2361 | 421.013 | 981.5203 | 421.013 | 981.5203
2362 | 397.5376 | 921.0367 | 397.5376 | 921.0367
2363 | 370.2925 | 884.2411 | 370.2925 | 884.2411
2364 | 344.1549 | 893.9399 | 344.1549 | 893.9399
2365 | 330.4767 | 931.0698 | 330.4767 | 931.0698
2366 | 320.1759 | 938.669 | 320.1759 | 938.669
2367 | 317.6386 | 942.3941 | 317.6386 | 942.3941
2368 | 318.1937 | 981.5871 | 318.1937 | 981.5871
2369 | 325.0259 | 1054.3338 | 325.0259 | 1054.3338
2370 | 338.6152 | 1072.5071 | 338.6152 | 1072.5071
2371 | 361.2786 | 1067.3218 | 361.2786 | 1067.3218
2372 | 399.3132 | 1061.8576 | 399.3132 | 1061.8576
2373 | 422.5164 | 1074.8639 | 422.5164 | 1074.8639
2374 | 442.7017 | 1081.8242 | 442.7017 | 1081.8242
2375 | 470.1391 | 1078.8298 | 470.1391 | 1078.8298
2376 | 463.6825 | 1070.5641 | 463.6825 | 1070.5641
2377 | 442.2887 | 1074.0796 | 442.2887 | 1074.0796
2378 | 439.8043 | 1070.8266 | 439.8043 | 1070.8266
2379 | 442.0061 | 1073.9838 | 442.0061 | 1073.9838
2380 | 447.4814 | 1068.7037 | 447.4814 | 1068.7037
2381 | 460.0142 | 1031.5335 | 460.0142 | 1031.5335
2382 | 469.7706 | 969.7676 | 469.7706 | 969.7676
2383 | 455.1643 | 897.7555 | 455.1643 | 897.7555
2384 | 433.6623 | 843.9124 | 433.6623 | 843.9124
2385 | 415.3718 | 797.2819 | 415.3718 | 797.2819
2386 | 395.0936 | 762.9811 | 395.0936 | 762.9811
2387 | 369.8669 | 766.6957 | 369.8669 | 766.6957
2388 | 349.6422 | 833.4015 | 349.6422 | 833.4015
2389 | 335.0367 | 921.3332 | 335.0367 | 921.3332
2390 | 325.2245 | 958.9494 | 325.2245 | 958.9494
2391 | 320.9715 | 968.0725 | 320.9715 | 968.0725
2392 | 321.191 | 973.1118 | 321.191 | 973.1118
2393 | 329.1732 | 1025.3763 | 329.1732 | 1025.3763
2394 | 341.3166 | 1042.692 | 341.3166 | 1042.692
2395 | 352.5155 | 1034.4293 | 352.5155 | 1034.4293
2396 | 381.5777 | 1012.7711 | 381.5777 | 1012.7711
2397 | 407.4797 | 1014.1237 | 407.4797 | 1014.1237
2398 | 428.6982 | 1028.8531 | 428.6982 | 1028.8531
2399 | 457.3736 | 1034.435 | 457.3736 | 1034.435
2400 | 452.5237 | 1038.2265 | 452.5237 | 1038.2265
2401 | 433.165 | 1046.0302 | 433.165 | 1046.0302
2402 | 430.0824 | 1061.8468 | 430.0824 | 1061.8468
2403 | 431.2114 | 1095.374 | 431.2114 | 1095.374
2404 | 435.7061 | 1120.2622 | 435.7061 | 1120.2622
2405 | 445.5611 | 1082.8902 | 445.5611 | 1082.8902
2406 | 461.6812 | 1024.7062 | 461.6812 | 1024.7062
2407 | 449.7047 | 960.9676 | 449.7047 | 960.9676
2408 | 428.5063 | 904.6525 | 428.5063 | 904.6525
2409 | 411.2543 | 857.7698 | 411.2543 | 857.7698
2410 | 394.6229 | 825.9914 | 394.6229 | 825.9914
2411 | 371.1652 | 847.9685 | 371.1652 | 847.9685
2412 | 349.6584 | 891.6697 | 349.6584 | 891.6697
2413 | 332.7641 | 919.063 | 332.7641 | 919.063
2414 | 326.0306 | 929.4874 | 326.0306 | 929.4874
2415 | 321.5825 | 945.8247 | 321.5825 | 945.8247
2416 | 321.9353 | 977.2486 | 321.9353 | 977.2486
2417 | 327.8566 | 1051.4582 | 327.8566 | 1051.4582
2418 | 337.2912 | 1093.6451 | 337.2912 | 1093.6451
2419 | 348.4945 | 1107.5799 | 348.4945 | 1107.5799
2420 | 368.9574 | 1103.9318 | 368.9574 | 1103.9318
2421 | 393.3444 | 1097.2631 | 393.3444 | 1097.2631
2422 | 415.4181 | 1084.2962 | 415.4181 | 1084.2962
2423 | 445.1614 | 1065.9654 | 445.1614 | 1065.9654
2424 | 440.8392 | 1056.2367 | 440.8392 | 1056.2367
2425 | 423.14 | 1052.8912 | 423.14 | 1052.8912
2426 | 419.0297 | 1057.5082 | 419.0297 | 1057.5082
2427 | 421.5889 | 1072.6217 | 421.5889 | 1072.6217
2428 | 424.0667 | 1095.2901 | 424.0667 | 1095.2901
2429 | 437.3065 | 1108.4676 | 437.3065 | 1108.4676
2430 | 450.4002 | 1101.3377 | 450.4002 | 1101.3377
2431 | 443.0183 | 1082.4984 | 443.0183 | 1082.4984
2432 | 422.2051 | 1067.5512 | 422.2051 | 1067.5512
2433 | 404.2685 | 1045.3883 | 404.2685 | 1045.3883
2434 | 387.6123 | 1016.8891 | 387.6123 | 1016.8891
2435 | 366.5527 | 993.4624 | 366.5527 | 993.4624
2436 | 347.1159 | 989.3888 | 347.1159 | 989.3888
2437 | 333.6739 | 991.8604 | 333.6739 | 991.8604
2438 | 324.0736 | 990.8834 | 324.0736 | 990.8834
2439 | 320.4858 | 1001.6209 | 320.4858 | 1001.6209
2440 | 320.8659 | 1029.4125 | 320.8659 | 1029.4125
2441 | 326.0552 | 1099.9394 | 326.0552 | 1099.9394
2442 | 335.3168 | 1131.7338 | 335.3168 | 1131.7338
2443 | 343.0374 | 1136.7896 | 343.0374 | 1136.7896
2444 | 358.923 | 1128.1472 | 358.923 | 1128.1472
2445 | 381.0301 | 1127.9359 | 381.0301 | 1127.9359
2446 | 402.7173 | 1130.9108 | 402.7173 | 1130.9108
2447 | 434.5798 | 1132.2045 | 434.5798 | 1132.2045
2448 | 430.9546 | 1138.5689 | 430.9546 | 1138.5689
2449 | 417.9501 | 1144.8086 | 417.9501 | 1144.8086
2450 | 413.8823 | 1147.6095 | 413.8823 | 1147.6095
2451 | 414.5907 | 1157.224 | 414.5907 | 1157.224
2452 | 423.9993 | 1208.85 | 423.9993 | 1208.85
2453 | 437.161 | 1233.2272 | 437.161 | 1233.2272
2454 | 444.7643 | 1202.235 | 444.7643 | 1202.235
2455 | 434.0173 | 1145.2566 | 434.0173 | 1145.2566
2456 | 422.8341 | 1104.3788 | 422.8341 | 1104.3788
2457 | 404.8929 | 1069.2001 | 404.8929 | 1069.2001
2458 | 386.2195 | 1041.3567 | 386.2195 | 1041.3567
2459 | 363.8287 | 1039.3707 | 363.8287 | 1039.3707
2460 | 343.1798 | 1086.9565 | 343.1798 | 1086.9565
2461 | 329.7923 | 1140.1794 | 329.7923 | 1140.1794
2462 | 319.8148 | 1158.4234 | 319.8148 | 1158.4234
2463 | 314.9291 | 1161.9467 | 314.9291 | 1161.9467
2464 | 316.0279 | 1184.5925 | 316.0279 | 1184.5925
2465 | 321.1862 | 1252.2943 | 321.1862 | 1252.2943
2466 | 333.9998 | 1284.7446 | 333.9998 | 1284.7446
2467 | 348.462 | 1300.7982 | 348.462 | 1300.7982
2468 | 369.1816 | 1312.1839 | 369.1816 | 1312.1839
2469 | 391.4017 | 1339.3662 | 391.4017 | 1339.3662
2470 | 409.9774 | 1369.6338 | 409.9774 | 1369.6338
2471 | 442.0799 | 1385.3054 | 442.0799 | 1385.3054
2472 | 433.6882 | 1397.5218 | 433.6882 | 1397.5218
2473 | 418.9542 | 1403.0048 | 418.9542 | 1403.0048
2474 | 416.9373 | 1401.8202 | 416.9373 | 1401.8202
2475 | 423.5176 | 1398.8226 | 423.5176 | 1398.8226
2476 | 430.9057 | 1399.1424 | 430.9057 | 1399.1424
2477 | 445.2922 | 1383.4128 | 445.2922 | 1383.4128
2478 | 453.5764 | 1338.5977 | 453.5764 | 1338.5977
2479 | 439.0541 | 1278.7942 | 439.0541 | 1278.7942
2480 | 422.3294 | 1234.1831 | 422.3294 | 1234.1831
2481 | 407.612 | 1185.4842 | 407.612 | 1185.4842
2482 | 387.8811 | 1134.4345 | 387.8811 | 1134.4345
2483 | 362.7621 | 1110.1501 | 362.7621 | 1110.1501
2484 | 341.1538 | 1148.1507 | 341.1538 | 1148.1507
2485 | 328.8538 | 1224.5296 | 328.8538 | 1224.5296
2486 | 319.4784 | 1271.9328 | 319.4784 | 1271.9328
2487 | 314.5798 | 1296.4932 | 314.5798 | 1296.4932
2488 | 316.4706 | 1348.9038 | 316.4706 | 1348.9038
2489 | 323.5706 | 1446.3703 | 323.5706 | 1446.3703
2490 | 337.9973 | 1512.1167 | 337.9973 | 1512.1167
2491 | 358.1374 | 1566.1077 | 358.1374 | 1566.1077
2492 | 391.0962 | 1606.6526 | 391.0962 | 1606.6526
2493 | 412.4842 | 1635.1971 | 412.4842 | 1635.1971
2494 | 439.4414 | 1640.543 | 439.4414 | 1640.543
2495 | 473.6805 | 1629.4264 | 473.6805 | 1629.4264
2496 | 463.9346 | 1611.1718 | 463.9346 | 1611.1718
2497 | 445.0934 | 1593.4485 | 445.0934 | 1593.4485
2498 | 439.2418 | 1590.7504 | 439.2418 | 1590.7504
2499 | 445.633 | 1608.2854 | 445.633 | 1608.2854
2500 | 452.1036 | 1652.6973 | 452.1036 | 1652.6973
2501 | 467.3559 | 1663.4028 | 467.3559 | 1663.4028
2502 | 469.3544 | 1585.5943 | 469.3544 | 1585.5943
2503 | 454.7344 | 1466.4127 | 454.7344 | 1466.4127
2504 | 435.3726 | 1368.2757 | 435.3726 | 1368.2757
2505 | 419.4688 | 1310.3951 | 419.4688 | 1310.3951
2506 | 397.4954 | 1264.7434 | 397.4954 | 1264.7434
2507 | 367.9083 | 1262.0006 | 367.9083 | 1262.0006
2508 | 344.6274 | 1337.989 | 344.6274 | 1337.989
2509 | 327.6838 | 1448.4712 | 327.6838 | 1448.4712
2510 | 318.2232 | 1522.5617 | 318.2232 | 1522.5617
2511 | 315.2038 | 1571.4384 | 315.2038 | 1571.4384
2512 | 319.012 | 1628.5407 | 319.012 | 1628.5407
2513 | 325.3512 | 1726.3098 | 325.3512 | 1726.3098
2514 | 339.0044 | 1772.7344 | 339.0044 | 1772.7344
2515 | 367.2026 | 1781.8765 | 367.2026 | 1781.8765
2516 | 404.7232 | 1773.1332 | 404.7232 | 1773.1332
2517 | 432.1574 | 1752.7424 | 432.1574 | 1752.7424
2518 | 452.2302 | 1728.021 | 452.2302 | 1728.021
2519 | 487.7719 | 1722.2519 | 487.7719 | 1722.2519
2520 | 478.8091 | 1690.6285 | 478.8091 | 1690.6285
2521 | 453.1383 | 1681.885 | 453.1383 | 1681.885
2522 | 453.7147 | 1684.3831 | 453.7147 | 1684.3831
2523 | 454.3647 | 1700.7578 | 454.3647 | 1700.7578
2524 | 455.4359 | 1716.9689 | 455.4359 | 1716.9689
2525 | 478.3615 | 1712.3885 | 478.3615 | 1712.3885
2526 | 491.188 | 1657.0296 | 491.188 | 1657.0296
2527 | 475.1384 | 1573.3134 | 475.1384 | 1573.3134
2528 | 450.7404 | 1525.171 | 450.7404 | 1525.171
2529 | 431.9075 | 1473.4956 | 431.9075 | 1473.4956
2530 | 408.9315 | 1416.9469 | 408.9315 | 1416.9469
2531 | 381.4876 | 1380.908 | 381.4876 | 1380.908
2532 | 354.7655 | 1380.719 | 354.7655 | 1380.719
2533 | 337.7836 | 1412.4508 | 337.7836 | 1412.4508
2534 | 329.1353 | 1441.9952 | 329.1353 | 1441.9952
2535 | 324.6071 | 1466.3538 | 324.6071 | 1466.3538
2536 | 325.8169 | 1493.3887 | 325.8169 | 1493.3887
2537 | 332.514 | 1556.2979 | 332.514 | 1556.2979
2538 | 347.2366 | 1577.8008 | 347.2366 | 1577.8008
2539 | 373.7587 | 1571.203 | 373.7587 | 1571.203
2540 | 408.0837 | 1551.5627 | 408.0837 | 1551.5627
2541 | 434.8468 | 1535.8637 | 434.8468 | 1535.8637
2542 | 454.7527 | 1520.5257 | 454.7527 | 1520.5257
2543 | 493.6492 | 1505.6759 | 493.6492 | 1505.6759
2544 | 478.4044 | 1497.3092 | 478.4044 | 1497.3092
2545 | 454.8781 | 1484.0254 | 454.8781 | 1484.0254
2546 | 448.8179 | 1470.2791 | 448.8179 | 1470.2791
2547 | 451.2759 | 1471.166 | 451.2759 | 1471.166
2548 | 455.0281 | 1489.2437 | 455.0281 | 1489.2437
2549 | 477.775 | 1480.93 | 477.775 | 1480.93
2550 | 490.4487 | 1424.8649 | 490.4487 | 1424.8649
2551 | 469.897 | 1350.7339 | 469.897 | 1350.7339
2552 | 451.1399 | 1299.9177 | 451.1399 | 1299.9177
2553 | 431.2351 | 1246.6784 | 431.2351 | 1246.6784
2554 | 409.2243 | 1192.7531 | 409.2243 | 1192.7531
2555 | 380.47 | 1161.7591 | 380.47 | 1161.7591
2556 | 356.4292 | 1180.2865 | 356.4292 | 1180.2865
2557 | 340.0486 | 1229.4231 | 340.0486 | 1229.4231
2558 | 330.7943 | 1258.4126 | 330.7943 | 1258.4126
2559 | 325.5035 | 1294.6771 | 325.5035 | 1294.6771
2560 | 327.3322 | 1365.6023 | 327.3322 | 1365.6023
2561 | 331.2006 | 1484.6608 | 331.2006 | 1484.6608
2562 | 347.8895 | 1558.479 | 347.8895 | 1558.479
2563 | 370.2029 | 1596.3769 | 370.2029 | 1596.3769
2564 | 396.9046 | 1617.0451 | 396.9046 | 1617.0451
2565 | 425.6459 | 1635.1971 | 425.6459 | 1635.1971
2566 | 445.3131 | 1640.6439 | 445.3131 | 1640.6439
2567 | 477.8358 | 1631.4948 | 477.8358 | 1631.4948
2568 | 468.5932 | 1605.572 | 468.5932 | 1605.572
2569 | 442.0298 | 1560.7578 | 442.0298 | 1560.7578
2570 | 438.7259 | 1529.6067 | 438.7259 | 1529.6067
2571 | 437.1081 | 1527.0631 | 437.1081 | 1527.0631
2572 | 449.5235 | 1549.5298 | 449.5235 | 1549.5298
2573 | 473.1691 | 1565.4315 | 473.1691 | 1565.4315
2574 | 485.6374 | 1538.6266 | 485.6374 | 1538.6266
2575 | 465.4545 | 1488.8623 | 465.4545 | 1488.8623
2576 | 441.7887 | 1442.082 | 441.7887 | 1442.082
2577 | 425.2685 | 1378.6017 | 425.2685 | 1378.6017
2578 | 404.4689 | 1307.1707 | 404.4689 | 1307.1707
2579 | 381.4203 | 1256.0476 | 381.4203 | 1256.0476
2580 | 356.4556 | 1247.4841 | 356.4556 | 1247.4841
2581 | 342.2059 | 1261.2058 | 342.2059 | 1261.2058
2582 | 330.3862 | 1267.9978 | 330.3862 | 1267.9978
2583 | 325.8734 | 1296.9473 | 325.8734 | 1296.9473
2584 | 325.5761 | 1361.0115 | 325.5761 | 1361.0115
2585 | 332.4987 | 1469.8289 | 332.4987 | 1469.8289
2586 | 343.2718 | 1537.0383 | 343.2718 | 1537.0383
2587 | 360.8181 | 1575.8443 | 360.8181 | 1575.8443
2588 | 383.1478 | 1596.1089 | 383.1478 | 1596.1089
2589 | 405.7188 | 1608.5097 | 405.7188 | 1608.5097
2590 | 424.5236 | 1614.562 | 424.5236 | 1614.562
2591 | 453.9482 | 1617.1674 | 453.9482 | 1617.1674
2592 | 447.2575 | 1618.1337 | 447.2575 | 1618.1337
2593 | 429.9943 | 1615.8477 | 429.9943 | 1615.8477
2594 | 426.8475 | 1616.1766 | 426.8475 | 1616.1766
2595 | 427.2081 | 1634.5692 | 427.2081 | 1634.5692
2596 | 434.9529 | 1671.5146 | 434.9529 | 1671.5146
2597 | 453.7233 | 1685.1966 | 453.7233 | 1685.1966
2598 | 465.6177 | 1651.1271 | 465.6177 | 1651.1271
2599 | 452.0471 | 1587.5904 | 452.0471 | 1587.5904
2600 | 434.8029 | 1529.56 | 434.8029 | 1529.56
2601 | 418.4316 | 1455.2836 | 418.4316 | 1455.2836
2602 | 399.9417 | 1378.2528 | 399.9417 | 1378.2528
2603 | 374.2046 | 1323.1948 | 374.2046 | 1323.1948
2604 | 355.2836 | 1306.3576 | 355.2836 | 1306.3576
2605 | 338.636 | 1310.141 | 338.636 | 1310.141
2606 | 329.6827 | 1309.8198 | 329.6827 | 1309.8198
2607 | 326.3731 | 1330.4956 | 326.3731 | 1330.4956
2608 | 328.3254 | 1382.7548 | 328.3254 | 1382.7548
2609 | 332.1974 | 1477.4466 | 332.1974 | 1477.4466
2610 | 342.0446 | 1528.1089 | 342.0446 | 1528.1089
2611 | 361.7066 | 1551.3767 | 361.7066 | 1551.3767
2612 | 382.6492 | 1565.4361 | 382.6492 | 1565.4361
2613 | 402.8542 | 1586.7664 | 402.8542 | 1586.7664
2614 | 423.5646 | 1594.6852 | 423.5646 | 1594.6852
2615 | 455.1252 | 1589.017 | 455.1252 | 1589.017
2616 | 448.6137 | 1580.2973 | 448.6137 | 1580.2973
2617 | 433.8994 | 1569.6367 | 433.8994 | 1569.6367
2618 | 428.5947 | 1564.4162 | 428.5947 | 1564.4162
2619 | 429.2887 | 1574.1821 | 429.2887 | 1574.1821
2620 | 443.1778 | 1599.4235 | 443.1778 | 1599.4235
2621 | 469.8627 | 1605.8914 | 469.8627 | 1605.8914
2622 | 475.5084 | 1558.7052 | 475.5084 | 1558.7052
2623 | 454.7894 | 1500.5664 | 454.7894 | 1500.5664
2624 | 437.3867 | 1454.0384 | 437.3867 | 1454.0384
2625 | 420.3822 | 1395.0479 | 420.3822 | 1395.0479
2626 | 400.6779 | 1332.849 | 400.6779 | 1332.849
2627 | 373.6068 | 1301.7541 | 373.6068 | 1301.7541
2628 | 352.8606 | 1324.2165 | 352.8606 | 1324.2165
2629 | 336.0526 | 1362.3553 | 336.0526 | 1362.3553
2630 | 326.6753 | 1369.2483 | 326.6753 | 1369.2483
2631 | 322.4084 | 1369.0888 | 322.4084 | 1369.0888
2632 | 323.286 | 1385.5295 | 323.286 | 1385.5295
2633 | 326.9633 | 1448.8423 | 326.9633 | 1448.8423
2634 | 340.1901 | 1483.2096 | 340.1901 | 1483.2096
2635 | 366.238 | 1496.7912 | 366.238 | 1496.7912
2636 | 390.5417 | 1497.7845 | 390.5417 | 1497.7845
2637 | 407.9994 | 1499.3388 | 407.9994 | 1499.3388
2638 | 427.6343 | 1497.5716 | 427.6343 | 1497.5716
2639 | 465.0148 | 1493.1646 | 465.0148 | 1493.1646
2640 | 454.3131 | 1495.3922 | 454.3131 | 1495.3922
2641 | 435.9764 | 1499.2609 | 435.9764 | 1499.2609
2642 | 431.034 | 1504.1301 | 431.034 | 1504.1301
2643 | 433.7893 | 1523.7335 | 433.7893 | 1523.7335
2644 | 446.0789 | 1559.3673 | 446.0789 | 1559.3673
2645 | 468.8515 | 1578.9013 | 468.8515 | 1578.9013
2646 | 482.1453 | 1544.9831 | 482.1453 | 1544.9831
2647 | 459.4071 | 1495.3198 | 459.4071 | 1495.3198
2648 | 440.0917 | 1463.2705 | 440.0917 | 1463.2705
2649 | 425.852 | 1413.5626 | 425.852 | 1413.5626
2650 | 404.729 | 1360.2426 | 404.729 | 1360.2426
2651 | 378.2466 | 1329.4504 | 378.2466 | 1329.4504
2652 | 350.3105 | 1343.7905 | 350.3105 | 1343.7905
2653 | 335.519 | 1360.7409 | 335.519 | 1360.7409
2654 | 326.7699 | 1359.4108 | 326.7699 | 1359.4108
2655 | 322.5582 | 1372.6203 | 322.5582 | 1372.6203
2656 | 323.9619 | 1410.7538 | 323.9619 | 1410.7538
2657 | 330.5345 | 1495.709 | 330.5345 | 1495.709
2658 | 347.2884 | 1542.8399 | 347.2884 | 1542.8399
2659 | 378.046 | 1564.4429 | 378.046 | 1564.4429
2660 | 409.9615 | 1574.5169 | 409.9615 | 1574.5169
2661 | 431.7169 | 1567.8986 | 431.7169 | 1567.8986
2662 | 449.5203 | 1559.3712 | 449.5203 | 1559.3712
2663 | 482.8319 | 1548.6077 | 482.8319 | 1548.6077
2664 | 474.1534 | 1546.2444 | 474.1534 | 1546.2444
2665 | 450.2022 | 1547.1366 | 450.2022 | 1547.1366
2666 | 440.3104 | 1550.3411 | 440.3104 | 1550.3411
2667 | 451.7258 | 1577.764 | 451.7258 | 1577.764
2668 | 460.0654 | 1626.1613 | 460.0654 | 1626.1613
2669 | 485.4504 | 1670.9197 | 485.4504 | 1670.9197
2670 | 490.2578 | 1652.4388 | 490.2578 | 1652.4388
2671 | 465.3207 | 1560.903 | 465.3207 | 1560.903
2672 | 444.0593 | 1486.9813 | 444.0593 | 1486.9813
2673 | 425.3389 | 1422.8451 | 425.3389 | 1422.8451
2674 | 402.8461 | 1374.116 | 402.8461 | 1374.116
2675 | 375.0581 | 1352.909 | 375.0581 | 1352.909
2676 | 350.8629 | 1385.4107 | 350.8629 | 1385.4107
2677 | 335.0121 | 1453.2133 | 335.0121 | 1453.2133
2678 | 327.7387 | 1498.2959 | 327.7387 | 1498.2959
2679 | 323.1322 | 1524.0671 | 323.1322 | 1524.0671
2680 | 323.2961 | 1575.166 | 323.2961 | 1575.166
2681 | 331.7122 | 1662.5427 | 331.7122 | 1662.5427
2682 | 344.7777 | 1701.4505 | 344.7777 | 1701.4505
2683 | 375.5986 | 1704.2865 | 375.5986 | 1704.2865
2684 | 411.1881 | 1691.6082 | 411.1881 | 1691.6082
2685 | 433.734 | 1678.7342 | 433.734 | 1678.7342
2686 | 456.0583 | 1665.3133 | 456.0583 | 1665.3133
2687 | 485.0178 | 1651.1698 | 485.0178 | 1651.1698
2688 | 472.6276 | 1648.857 | 472.6276 | 1648.857
2689 | 451.3666 | 1658.0228 | 451.3666 | 1658.0228
2690 | 447.984 | 1669.1476 | 447.984 | 1669.1476
2691 | 450.1858 | 1679.6703 | 450.1858 | 1679.6703
2692 | 455.6229 | 1692.9049 | 455.6229 | 1692.9049
2693 | 478.6709 | 1696.6989 | 478.6709 | 1696.6989
2694 | 490.8526 | 1638.414 | 490.8526 | 1638.414
2695 | 465.4286 | 1531.2392 | 465.4286 | 1531.2392
2696 | 443.8906 | 1429.5203 | 443.8906 | 1429.5203
2697 | 423.1202 | 1332.0376 | 423.1202 | 1332.0376
2698 | 399.4501 | 1272.8656 | 399.4501 | 1272.8656
2699 | 373.2475 | 1252.5162 | 373.2475 | 1252.5162
2700 | 348.0211 | 1284.7152 | 348.0211 | 1284.7152
2701 | 334.2414 | 1341.5705 | 334.2414 | 1341.5705
2702 | 323.552 | 1400.476 | 323.552 | 1400.476
2703 | 320.7572 | 1461.2585 | 320.7572 | 1461.2585
2704 | 324.4135 | 1506.5054 | 324.4135 | 1506.5054
2705 | 328.8865 | 1584.4987 | 328.8865 | 1584.4987
2706 | 344.3992 | 1624.5163 | 344.3992 | 1624.5163
2707 | 376.2873 | 1631.6405 | 376.2873 | 1631.6405
2708 | 410.3231 | 1626.9834 | 410.3231 | 1626.9834
2709 | 438.055 | 1645.9426 | 438.055 | 1645.9426
2710 | 458.9882 | 1676.8156 | 458.9882 | 1676.8156
2711 | 488.5079 | 1698.4906 | 488.5079 | 1698.4906
2712 | 478.3052 | 1711.716 | 478.3052 | 1711.716
2713 | 451.6963 | 1721.689 | 451.6963 | 1721.689
2714 | 446.2942 | 1728.6266 | 446.2942 | 1728.6266
2715 | 454.4739 | 1728.4037 | 454.4739 | 1728.4037
2716 | 461.2912 | 1727.8153 | 461.2912 | 1727.8153
2717 | 482.5588 | 1718.5936 | 482.5588 | 1718.5936
2718 | 492.8081 | 1684.7259 | 492.8081 | 1684.7259
2719 | 473.2023 | 1635.8193 | 473.2023 | 1635.8193
2720 | 450.838 | 1583.4392 | 450.838 | 1583.4392
2721 | 430.944 | 1526.8703 | 430.944 | 1526.8703
2722 | 409.5121 | 1461.3417 | 409.5121 | 1461.3417
2723 | 384.9734 | 1417.8364 | 384.9734 | 1417.8364
2724 | 361.2935 | 1420.1698 | 361.2935 | 1420.1698
2725 | 346.4428 | 1442.3164 | 346.4428 | 1442.3164
2726 | 339.8743 | 1444.8708 | 339.8743 | 1444.8708
2727 | 332.8755 | 1440.3223 | 332.8755 | 1440.3223
2728 | 336.1414 | 1443.7472 | 336.1414 | 1443.7472
2729 | 340.8926 | 1487.1832 | 340.8926 | 1487.1832
2730 | 356.9056 | 1510.5023 | 356.9056 | 1510.5023
2731 | 379.638 | 1515.3059 | 379.638 | 1515.3059
2732 | 404.1378 | 1505.2509 | 404.1378 | 1505.2509
2733 | 431.0761 | 1493.4868 | 431.0761 | 1493.4868
2734 | 448.9284 | 1475.7273 | 448.9284 | 1475.7273
2735 | 474.3495 | 1455.7317 | 474.3495 | 1455.7317
2736 | 471.9544 | 1444.3381 | 471.9544 | 1444.3381
2737 | 446.1823 | 1441.0431 | 446.1823 | 1441.0431
2738 | 441.992 | 1445.6097 | 441.992 | 1445.6097
2739 | 450.2929 | 1458.1502 | 450.2929 | 1458.1502
2740 | 456.3994 | 1487.8311 | 456.3994 | 1487.8311
2741 | 476.8562 | 1518.6656 | 476.8562 | 1518.6656
2742 | 480.4778 | 1499.3776 | 480.4778 | 1499.3776
2743 | 458.988 | 1451.2276 | 458.988 | 1451.2276
2744 | 443.4976 | 1413.7299 | 443.4976 | 1413.7299
2745 | 425.5962 | 1379.2575 | 425.5962 | 1379.2575
2746 | 407.5573 | 1346.5711 | 407.5573 | 1346.5711
2747 | 384.9625 | 1338.9348 | 384.9625 | 1338.9348
2748 | 361.8218 | 1377.5407 | 361.8218 | 1377.5407
2749 | 346.1668 | 1416.6381 | 346.1668 | 1416.6381
2750 | 337.7819 | 1425.9526 | 337.7819 | 1425.9526
2751 | 333.5067 | 1437.9513 | 333.5067 | 1437.9513
2752 | 333.7609 | 1462.8168 | 333.7609 | 1462.8168
2753 | 340.2801 | 1526.6341 | 340.2801 | 1526.6341
2754 | 354.1466 | 1553.9891 | 354.1466 | 1553.9891
2755 | 371.8402 | 1556.3711 | 371.8402 | 1556.3711
2756 | 390.2244 | 1543.6423 | 390.2244 | 1543.6423
2757 | 412.2384 | 1539.5969 | 412.2384 | 1539.5969
2758 | 433.5809 | 1541.2601 | 433.5809 | 1541.2601
2759 | 456.7845 | 1539.2242 | 456.7845 | 1539.2242
2760 | 452.9241 | 1539.2321 | 452.9241 | 1539.2321
2761 | 434.1916 | 1538.1063 | 434.1916 | 1538.1063
2762 | 436.1713 | 1538.082 | 436.1713 | 1538.082
2763 | 437.053 | 1546.1831 | 437.053 | 1546.1831
2764 | 450.3393 | 1568.3976 | 450.3393 | 1568.3976
2765 | 475.8925 | 1591.5135 | 475.8925 | 1591.5135
2766 | 474.0982 | 1586.1492 | 474.0982 | 1586.1492
2767 | 452.8368 | 1546.9792 | 452.8368 | 1546.9792
2768 | 436.8742 | 1505.6473 | 436.8742 | 1505.6473
2769 | 421.1417 | 1468.8543 | 421.1417 | 1468.8543
2770 | 405.082 | 1438.5894 | 405.082 | 1438.5894
2771 | 384.7685 | 1438.5204 | 384.7685 | 1438.5204
2772 | 362.9956 | 1483.4324 | 362.9956 | 1483.4324
2773 | 346.0562 | 1527.0197 | 346.0562 | 1527.0197
2774 | 337.6575 | 1520.5942 | 337.6575 | 1520.5942
2775 | 332.9893 | 1500.3058 | 332.9893 | 1500.3058
2776 | 334.4001 | 1480.6252 | 334.4001 | 1480.6252
2777 | 339.3829 | 1495.2046 | 339.3829 | 1495.2046
2778 | 352.9751 | 1508.7871 | 352.9751 | 1508.7871
2779 | 372.0192 | 1514.2464 | 372.0192 | 1514.2464
2780 | 391.2493 | 1509.0345 | 391.2493 | 1509.0345
2781 | 407.5373 | 1518.5093 | 407.5373 | 1518.5093
2782 | 424.079 | 1531.6749 | 424.079 | 1531.6749
2783 | 450.6752 | 1543.916 | 450.6752 | 1543.916
2784 | 447.2882 | 1558.2007 | 447.2882 | 1558.2007
2785 | 432.0196 | 1554.2499 | 432.0196 | 1554.2499
2786 | 430.6871 | 1540.8567 | 430.6871 | 1540.8567
2787 | 436.5324 | 1536.1943 | 436.5324 | 1536.1943
2788 | 446.6965 | 1546.7047 | 446.6965 | 1546.7047
2789 | 471.9682 | 1559.7308 | 471.9682 | 1559.7308
2790 | 479.3359 | 1543.8733 | 479.3359 | 1543.8733
2791 | 455.1197 | 1508.7391 | 455.1197 | 1508.7391
2792 | 441.0712 | 1479.9185 | 441.0712 | 1479.9185
2793 | 425.4841 | 1452.1558 | 425.4841 | 1452.1558
2794 | 406.8037 | 1433.9481 | 406.8037 | 1433.9481
2795 | 382.3253 | 1457.3882 | 382.3253 | 1457.3882
2796 | 359.4643 | 1540.3889 | 359.4643 | 1540.3889
2797 | 345.9382 | 1622.973 | 345.9382 | 1622.973
2798 | 339.0769 | 1656.6038 | 339.0769 | 1656.6038
2799 | 335.0813 | 1673.8996 | 335.0813 | 1673.8996
2800 | 336.1708 | 1697.6049 | 336.1708 | 1697.6049
2801 | 342.911 | 1764.5499 | 342.911 | 1764.5499
2802 | 354.8302 | 1786.3051 | 354.8302 | 1786.3051
2803 | 376.1402 | 1774.7633 | 376.1402 | 1774.7633
2804 | 403.5926 | 1759.6634 | 403.5926 | 1759.6634
2805 | 422.657 | 1770.1977 | 422.657 | 1770.1977
2806 | 436.2185 | 1802.2814 | 436.2185 | 1802.2814
2807 | 461.1877 | 1814.573 | 461.1877 | 1814.573
2808 | 453.4514 | 1805.9036 | 453.4514 | 1805.9036
2809 | 432.1526 | 1826.4708 | 432.1526 | 1826.4708
2810 | 430.4075 | 1833.7111 | 430.4075 | 1833.7111
2811 | 437.1687 | 1839.643 | 437.1687 | 1839.643
2812 | 452.0849 | 1844.604 | 452.0849 | 1844.604
2813 | 477.15 | 1857.5292 | 477.15 | 1857.5292
2814 | 482.0381 | 1841.1167 | 482.0381 | 1841.1167
2815 | 458.4281 | 1804.3682 | 458.4281 | 1804.3682
2816 | 444.1787 | 1772.5712 | 444.1787 | 1772.5712
2817 | 426.4352 | 1708.0314 | 426.4352 | 1708.0314
2818 | 404.296 | 1659.5041 | 404.296 | 1659.5041
2819 | 375.9511 | 1633.6053 | 375.9511 | 1633.6053
2820 | 353.2932 | 1640.58 | 353.2932 | 1640.58
2821 | 341.1944 | 1690.8769 | 341.1944 | 1690.8769
2822 | 334.5953 | 1720.724 | 334.5953 | 1720.724
2823 | 330.8334 | 1737.0109 | 330.8334 | 1737.0109
2824 | 335.9085 | 1772.3193 | 335.9085 | 1772.3193
2825 | 342.4544 | 1810.2564 | 342.4544 | 1810.2564
2826 | 361.7186 | 1784.2872 | 361.7186 | 1784.2872
2827 | 393.608 | 1728.401 | 393.608 | 1728.401
2828 | 427.9768 | 1681.6193 | 427.9768 | 1681.6193
2829 | 452.7556 | 1642.8653 | 452.7556 | 1642.8653
2830 | 467.5489 | 1604.2705 | 467.5489 | 1604.2705
2831 | 493.8007 | 1568.4844 | 493.8007 | 1568.4844
2832 | 479.3853 | 1539.1312 | 479.3853 | 1539.1312
2833 | 451.4859 | 1503.9021 | 451.4859 | 1503.9021
2834 | 451.3736 | 1461.955 | 451.3736 | 1461.955
2835 | 460.0542 | 1417.3373 | 460.0542 | 1417.3373
2836 | 470.7081 | 1389.8094 | 470.7081 | 1389.8094
2837 | 495.3076 | 1365.5035 | 495.3076 | 1365.5035
2838 | 499.7962 | 1300.0045 | 499.7962 | 1300.0045
2839 | 479.2873 | 1199.0348 | 479.2873 | 1199.0348
2840 | 457.4157 | 1111.038 | 457.4157 | 1111.038
2841 | 437.0764 | 1034.2896 | 437.0764 | 1034.2896
2842 | 415.6051 | 986.519 | 415.6051 | 986.519
2843 | 386.8823 | 957.5429 | 386.8823 | 957.5429
2844 | 358.7399 | 939.0915 | 358.7399 | 939.0915
2845 | 345.4084 | 921.1818 | 345.4084 | 921.1818
2846 | 337.3911 | 898.966 | 337.3911 | 898.966
2847 | 335.359 | 888.2627 | 335.359 | 888.2627
2848 | 338.9208 | 896.1776 | 338.9208 | 896.1776
2849 | 346.7633 | 952.932 | 346.7633 | 952.932
2850 | 363.7608 | 975.1917 | 363.7608 | 975.1917
2851 | 397.7209 | 966.2732 | 397.7209 | 966.2732
2852 | 431.0591 | 947.3392 | 431.0591 | 947.3392
2853 | 451.6955 | 939.0057 | 451.6955 | 939.0057
2854 | 470.3611 | 935.17 | 470.3611 | 935.17
2855 | 496.8951 | 926.4749 | 496.8951 | 926.4749
2856 | 482.0231 | 919.9749 | 482.0231 | 919.9749
2857 | 461.3532 | 915.2168 | 461.3532 | 915.2168
2858 | 460.6173 | 916.4033 | 460.6173 | 916.4033
2859 | 466.9395 | 931.4663 | 466.9395 | 931.4663
2860 | 478.1867 | 965.0317 | 478.1867 | 965.0317
2861 | 501.8805 | 1004.0894 | 501.8805 | 1004.0894
2862 | 510.8232 | 1014.9696 | 510.8232 | 1014.9696
2863 | 487.8008 | 1007.8344 | 487.8008 | 1007.8344
2864 | 464.7369 | 994.4511 | 464.7369 | 994.4511
2865 | 444.2573 | 964.4182 | 444.2573 | 964.4182
2866 | 424.8569 | 928.2508 | 424.8569 | 928.2508
2867 | 394.5213 | 916.8309 | 394.5213 | 916.8309
2868 | 368.5191 | 944.2372 | 368.5191 | 944.2372
2869 | 355.9926 | 973.5475 | 355.9926 | 973.5475
2870 | 345.5644 | 980.945 | 345.5644 | 980.945
2871 | 343.0366 | 991.0771 | 343.0366 | 991.0771
2872 | 347.7449 | 1011.6545 | 347.7449 | 1011.6545
2873 | 351.1626 | 1079.5581 | 351.1626 | 1079.5581
2874 | 372.5336 | 1116.5488 | 372.5336 | 1116.5488
2875 | 404.8155 | 1134.4185 | 404.8155 | 1134.4185
2876 | 444.114 | 1142.6764 | 444.114 | 1142.6764
2877 | 457.186 | 1157.5997 | 457.186 | 1157.5997
2878 | 475.9919 | 1167.5869 | 475.9919 | 1167.5869
2879 | 500.6822 | 1163.7349 | 500.6822 | 1163.7349
2880 | 486.8339 | 1154.8638 | 486.8339 | 1154.8638
2881 | 463.1373 | 1133.4577 | 463.1373 | 1133.4577
2882 | 461.9532 | 1091.6115 | 461.9532 | 1091.6115
2883 | 467.0538 | 1059.6563 | 467.0538 | 1059.6563
2884 | 479.8931 | 1071.7306 | 479.8931 | 1071.7306
2885 | 506.9814 | 1103.0696 | 506.9814 | 1103.0696
2886 | 513.5315 | 1106.5844 | 513.5315 | 1106.5844
2887 | 488.9348 | 1082.3976 | 488.9348 | 1082.3976
2888 | 471.4707 | 1063.0613 | 471.4707 | 1063.0613
2889 | 455.1441 | 1042.0587 | 455.1441 | 1042.0587
2890 | 429.8562 | 1021.7322 | 429.8562 | 1021.7322
2891 | 402.2019 | 1017.7786 | 402.2019 | 1017.7786
2892 | 372.2863 | 1036.8609 | 372.2863 | 1036.8609
2893 | 355.2298 | 1045.4369 | 355.2298 | 1045.4369
2894 | 345.8788 | 1024.1291 | 345.8788 | 1024.1291
2895 | 343.3109 | 997.9886 | 343.3109 | 997.9886
2896 | 344.7973 | 1017.0526 | 344.7973 | 1017.0526
2897 | 352.035 | 1150.388 | 352.035 | 1150.388
2898 | 367.2324 | 1286.7121 | 367.2324 | 1286.7121
2899 | 392.4951 | 1361.8411 | 392.4951 | 1361.8411
2900 | 420.259 | 1393.4566 | 420.259 | 1393.4566
2901 | 442.3521 | 1416.7544 | 442.3521 | 1416.7544
2902 | 457.5645 | 1425.3291 | 457.5645 | 1425.3291
2903 | 484.8145 | 1419.56 | 484.8145 | 1419.56
2904 | 471.3748 | 1421.384 | 471.3748 | 1421.384
2905 | 446.002 | 1425.7067 | 446.002 | 1425.7067
2906 | 441.2698 | 1435.6208 | 441.2698 | 1435.6208
2907 | 445.942 | 1466.0707 | 445.942 | 1466.0707
2908 | 451.3152 | 1512.3996 | 451.3152 | 1512.3996
2909 | 467.3899 | 1537.1298 | 467.3899 | 1537.1298
2910 | 460.9699 | 1518.6489 | 460.9699 | 1518.6489
2911 | 449.5561 | 1467.2703 | 449.5561 | 1467.2703
2912 | 431.9936 | 1425.7871 | 431.9936 | 1425.7871
2913 | 421.859 | 1396.7127 | 421.859 | 1396.7127
2914 | 407.5546 | 1376.3358 | 407.5546 | 1376.3358
2915 | 389.5428 | 1385.5998 | 389.5428 | 1385.5998
2916 | 377.2222 | 2040.0083 | 377.2222 | 2040.0083
2917 | 362.2855 | 2112.5525 | 362.2855 | 2112.5525
2918 | 350.5762 | 2168.5488 | 350.5762 | 2168.5488
2919 | 352.7727 | 2206.4799 | 352.7727 | 2206.4799
2920 | 351.8318 | 2235.3311 | 351.8318 | 2235.3311
2921 | 355.9416 | 2308.211 | 355.9416 | 2308.211
2922 | 369.2609 | 2416.048 | 369.2609 | 2416.048
2923 | 388.8646 | 2473.9894 | 388.8646 | 2473.9894
2924 | 416.9849 | 2508.6711 | 416.9849 | 2508.6711
2925 | 431.0944 | 2517.5365 | 431.0944 | 2517.5365
2926 | 450.1615 | 2544.9798 | 450.1615 | 2544.9798
2927 | 476.5848 | 2570.249 | 476.5848 | 2570.249
2928 | 474.2356 | 2586.7997 | 474.2356 | 2586.7997
2929 | 458.3662 | 2638.2814 | 458.3662 | 2638.2814
2930 | 456.3886 | 2647.5766 | 456.3886 | 2647.5766
2931 | 461.0805 | 2651.0424 | 461.0805 | 2651.0424
2932 | 483.2453 | 2644.7582 | 483.2453 | 2644.7582
2933 | 503.9042 | 2633.3877 | 503.9042 | 2633.3877
2934 | 489.7199 | 2597.204 | 489.7199 | 2597.204
2935 | 477.4079 | 2508.6974 | 477.4079 | 2508.6974
2936 | 460.1949 | 2410.5084 | 460.1949 | 2410.5084
2937 | 439.2187 | 2343.2247 | 439.2187 | 2343.2247
2938 | 420.0516 | 2325.214 | 420.0516 | 2325.214
2939 | 396.9641 | 2328.6 | 396.9641 | 2328.6
2940 | 375.6252 | 2364.8927 | 375.6252 | 2364.8927
2941 | 359.9336 | 2390.6467 | 359.9336 | 2390.6467
2942 | 351.278 | 2392.8414 | 351.278 | 2392.8414
2943 | 348.7062 | 2376.2554 | 348.7062 | 2376.2554
2944 | 350.4972 | 2372.6254 | 350.4972 | 2372.6254
2945 | 360.3996 | 2415.5996 | 360.3996 | 2415.5996
2946 | 373.8323 | 2486.0187 | 373.8323 | 2486.0187
2947 | 388.7357 | 2502.7503 | 388.7357 | 2502.7503
2948 | 408.9723 | 2490.5702 | 408.9723 | 2490.5702
2949 | 427.2371 | 2435.9756 | 427.2371 | 2435.9756
2950 | 453.0277 | 2401.8904 | 453.0277 | 2401.8904
2951 | 471.0537 | 2376.5776 | 471.0537 | 2376.5776
2952 | 462.9622 | 2321.6551 | 462.9622 | 2321.6551
2953 | 450.279 | 2305.9563 | 450.279 | 2305.9563
2954 | 447.7601 | 2298.1524 | 447.7601 | 2298.1524
2955 | 461.414 | 2291.7451 | 461.414 | 2291.7451
2956 | 482.8214 | 2292.2576 | 482.8214 | 2292.2576
2957 | 510.8405 | 2310.0057 | 510.8405 | 2310.0057
2958 | 493.5538 | 2295.0708 | 493.5538 | 2295.0708
2959 | 470.9812 | 2220.6585 | 470.9812 | 2220.6585
2960 | 453.3301 | 2143.289 | 453.3301 | 2143.289
2961 | 441.6833 | 2080.7988 | 441.6833 | 2080.7988
2962 | 419.2159 | 2072.1605 | 419.2159 | 2072.1605
2963 | 393.9118 | 2085.2766 | 393.9118 | 2085.2766
2964 | 371.2821 | 2127.3643 | 371.2821 | 2127.3643
2965 | 354.8754 | 2171.9346 | 354.8754 | 2171.9346
2966 | 349.2531 | 2208.3992 | 349.2531 | 2208.3992
2967 | 346.8641 | 2230.8051 | 346.8641 | 2230.8051
2968 | 347.0928 | 2249.3539 | 347.0928 | 2249.3539
2969 | 357.5764 | 2286.1037 | 357.5764 | 2286.1037
2970 | 368.8542 | 2341.57 | 368.8542 | 2341.57
2971 | 390.5421 | 2346.2821 | 390.5421 | 2346.2821
2972 | 418.249 | 2332.528 | 418.249 | 2332.528
2973 | 435.1536 | 2305.2635 | 435.1536 | 2305.2635
2974 | 450.0382 | 2286.5604 | 450.0382 | 2286.5604
2975 | 463.8227 | 2258.815 | 463.8227 | 2258.815
2976 | 467.5751 | 2217.9869 | 467.5751 | 2217.9869
2977 | 447.3114 | 2220.7466 | 447.3114 | 2220.7466
2978 | 448.3487 | 2209.2939 | 448.3487 | 2209.2939
2979 | 457.881 | 2211.1142 | 457.881 | 2211.1142
2980 | 491.5535 | 2227.5812 | 491.5535 | 2227.5812
2981 | 510.9321 | 2237.1732 | 510.9321 | 2237.1732
2982 | 494.3376 | 2243.4155 | 494.3376 | 2243.4155
2983 | 474.933 | 2228.2423 | 474.933 | 2228.2423
2984 | 456.2829 | 2187.7182 | 456.2829 | 2187.7182
2985 | 438.2817 | 2133.4557 | 438.2817 | 2133.4557
2986 | 423.9903 | 2117.019 | 423.9903 | 2117.019
2987 | 397.3285 | 2104.379 | 397.3285 | 2104.379
2988 | 370.9564 | 2105.257 | 370.9564 | 2105.257
2989 | 356.4903 | 2104.8972 | 356.4903 | 2104.8972
2990 | 349.7892 | 2107.3066 | 349.7892 | 2107.3066
2991 | 347.5203 | 2121.9141 | 347.5203 | 2121.9141
2992 | 351.2629 | 2177.8092 | 351.2629 | 2177.8092
2993 | 362.63 | 2315.7947 | 362.63 | 2315.7947
2994 | 378.9737 | 2453.6805 | 378.9737 | 2453.6805
2995 | 398.8679 | 2517.9178 | 398.8679 | 2517.9178
2996 | 433.1865 | 2541.4385 | 433.1865 | 2541.4385
2997 | 456.4948 | 2561.3219 | 456.4948 | 2561.3219
2998 | 471.0828 | 2586.2611 | 471.0828 | 2586.2611
2999 | 502.0275 | 2573.9693 | 502.0275 | 2573.9693
3000 | 495.3553 | 2534.0713 | 495.3553 | 2534.0713
3001 | 466.901 | 2496.4798 | 466.901 | 2496.4798
3002 | 466.5808 | 2448.2532 | 466.5808 | 2448.2532
3003 | 482.6417 | 2425.7482 | 482.6417 | 2425.7482
3004 | 507.3984 | 2419.1779 | 507.3984 | 2419.1779
3005 | 528.4114 | 2399.9374 | 528.4114 | 2399.9374
3006 | 518.9952 | 2385.4317 | 518.9952 | 2385.4317
3007 | 492.0656 | 2358.0959 | 492.0656 | 2358.0959
3008 | 473.2863 | 2331.38 | 473.2863 | 2331.38
3009 | 456.7747 | 2304.7337 | 456.7747 | 2304.7337
3010 | 434.0919 | 2306.5409 | 434.0919 | 2306.5409
3011 | 404.2655 | 2300.1252 | 404.2655 | 2300.1252
3012 | 382.3495 | 2316.3854 | 382.3495 | 2316.3854
3013 | 362.373 | 2346.0743 | 362.373 | 2346.0743
3014 | 356.3315 | 2399.4235 | 356.3315 | 2399.4235
3015 | 353.9691 | 2459.4619 | 353.9691 | 2459.4619
3016 | 354.6869 | 2524.3717 | 354.6869 | 2524.3717
3017 | 364.9566 | 2613.4922 | 364.9566 | 2613.4922
3018 | 380.3714 | 2713.6023 | 380.3714 | 2713.6023
3019 | 403.1924 | 2755.3746 | 403.1924 | 2755.3746
3020 | 435.7285 | 2776.749 | 435.7285 | 2776.749
3021 | 454.5012 | 2775.2405 | 454.5012 | 2775.2405
3022 | 472.1432 | 2774.4236 | 472.1432 | 2774.4236
3023 | 501.0834 | 2750.8993 | 501.0834 | 2750.8993
3024 | 497.3097 | 2702.8452 | 497.3097 | 2702.8452
3025 | 474.618 | 2688.5058 | 474.618 | 2688.5058
3026 | 472.5075 | 2663.6742 | 472.5075 | 2663.6742
3027 | 484.7181 | 2669.2863 | 484.7181 | 2669.2863
3028 | 515.4364 | 2697.7729 | 515.4364 | 2697.7729
3029 | 526.0803 | 2731.1892 | 526.0803 | 2731.1892
3030 | 521.4202 | 2727.4153 | 521.4202 | 2727.4153
3031 | 497.5813 | 2677.042 | 497.5813 | 2677.042
3032 | 472.6948 | 2628.7912 | 472.6948 | 2628.7912
3033 | 455.8777 | 2583.901 | 455.8777 | 2583.901
3034 | 439.6115 | 2561.3115 | 439.6115 | 2561.3115
3035 | 407.6267 | 2526.5642 | 407.6267 | 2526.5642
3036 | 379.432 | 2518.356 | 379.432 | 2518.356
3037 | 363.3502 | 2519.0694 | 363.3502 | 2519.0694
3038 | 356.8315 | 2521.1926 | 356.8315 | 2521.1926
3039 | 352.54 | 2519.4163 | 352.54 | 2519.4163
3040 | 357.6159 | 2526.8757 | 357.6159 | 2526.8757
3041 | 365.3716 | 2562.2662 | 365.3716 | 2562.2662
3042 | 377.7302 | 2606.3568 | 377.7302 | 2606.3568
3043 | 397.6489 | 2587.03 | 397.6489 | 2587.03
3044 | 428.7478 | 2568.4824 | 428.7478 | 2568.4824
3045 | 451.7883 | 2503.6569 | 451.7883 | 2503.6569
3046 | 469.1786 | 2430.7945 | 469.1786 | 2430.7945
3047 | 495.7229 | 2362.1255 | 495.7229 | 2362.1255
3048 | 490.1898 | 2297.4015 | 490.1898 | 2297.4015
3049 | 469.7918 | 2293.5076 | 469.7918 | 2293.5076
3050 | 472.7262 | 2274.1134 | 472.7262 | 2274.1134
3051 | 485.4048 | 2271.9272 | 485.4048 | 2271.9272
3052 | 516.2079 | 2282.6706 | 516.2079 | 2282.6706
3053 | 528.8495 | 2312.6528 | 528.8495 | 2312.6528
3054 | 518.8654 | 2337.9976 | 518.8654 | 2337.9976
3055 | 500.6434 | 2342.2845 | 500.6434 | 2342.2845
3056 | 479.1268 | 2342.8271 | 479.1268 | 2342.8271
3057 | 457.638 | 2341.0784 | 457.638 | 2341.0784
3058 | 438.6207 | 2350.3978 | 438.6207 | 2350.3978
3059 | 407.2259 | 2345.1268 | 407.2259 | 2345.1268
3060 | 384.2847 | 2348.8667 | 384.2847 | 2348.8667
3061 | 366.9492 | 2351.941 | 366.9492 | 2351.941
3062 | 359.0094 | 2353.5634 | 359.0094 | 2353.5634
3063 | 356.6198 | 2347.3514 | 356.6198 | 2347.3514
3064 | 359.2851 | 2354.3815 | 359.2851 | 2354.3815
3065 | 366.7614 | 2399.0012 | 366.7614 | 2399.0012
3066 | 380.0523 | 2476.3602 | 380.0523 | 2476.3602
3067 | 399.4872 | 2543.1015 | 399.4872 | 2543.1015
3068 | 430.9627 | 2598.9604 | 430.9627 | 2598.9604
3069 | 449.1534 | 2585.7902 | 449.1534 | 2585.7902
3070 | 459.8743 | 2556.2839 | 459.8743 | 2556.2839
3071 | 486.3082 | 2543.062 | 486.3082 | 2543.062
3072 | 483.7303 | 2492.0746 | 483.7303 | 2492.0746
3073 | 463.3365 | 2406.8343 | 463.3365 | 2406.8343
3074 | 464.7257 | 2297.0077 | 464.7257 | 2297.0077
3075 | 474.2823 | 2248.5321 | 474.2823 | 2248.5321
3076 | 506.092 | 2268.147 | 506.092 | 2268.147
3077 | 518.893 | 2365.4528 | 518.893 | 2365.4528
3078 | 507.7984 | 2507.0577 | 507.7984 | 2507.0577
3079 | 487.824 | 2594.0502 | 487.824 | 2594.0502
3080 | 467.5069 | 2622.2806 | 467.5069 | 2622.2806
3081 | 451.9093 | 2618.5287 | 451.9093 | 2618.5287
3082 | 430.1756 | 2621.1944 | 430.1756 | 2621.1944
3083 | 402.6575 | 2596.4633 | 402.6575 | 2596.4633
3084 | 383.9487 | 2532.808 | 383.9487 | 2532.808
3085 | 367.8448 | 2463.6223 | 367.8448 | 2463.6223
3086 | 359.9501 | 2411.9439 | 359.9501 | 2411.9439
3087 | 358.5384 | 2367.2408 | 358.5384 | 2367.2408
3088 | 354.1108 | 2335.2075 | 354.1108 | 2335.2075
3089 | 361.3982 | 2332.6793 | 361.3982 | 2332.6793
3090 | 375.3468 | 2356.6659 | 375.3468 | 2356.6659
3091 | 391.8897 | 2334.835 | 391.8897 | 2334.835
3092 | 413.6019 | 2333.1004 | 413.6019 | 2333.1004
3093 | 431.6441 | 2367.4358 | 431.6441 | 2367.4358
3094 | 449.7338 | 2432.7977 | 449.7338 | 2432.7977
3095 | 472.2532 | 2507.7905 | 472.2532 | 2507.7905
3096 | 471.4361 | 2555.2485 | 471.4361 | 2555.2485
3097 | 449.7502 | 2624.044 | 449.7502 | 2624.044
3098 | 450.3808 | 2664.4612 | 450.3808 | 2664.4612
3099 | 458.774 | 2695.4001 | 458.774 | 2695.4001
3100 | 494.3891 | 2713.942 | 494.3891 | 2713.942
3101 | 505.2916 | 2728.9713 | 505.2916 | 2728.9713
3102 | 489.805 | 2724.1958 | 489.805 | 2724.1958
3103 | 469.3228 | 2695.7867 | 469.3228 | 2695.7867
3104 | 456.832 | 2660.2709 | 456.832 | 2660.2709
3105 | 441.3855 | 2619.0295 | 441.3855 | 2619.0295
3106 | 423.606 | 2596.7977 | 423.606 | 2596.7977
3107 | 398.8605 | 2579.1495 | 398.8605 | 2579.1495
3108 | 377.1277 | 2592.1186 | 377.1277 | 2592.1186
3109 | 362.0098 | 2639.6937 | 362.0098 | 2639.6937
3110 | 355.3393 | 2706.2787 | 355.3393 | 2706.2787
3111 | 352.4971 | 2769.6796 | 352.4971 | 2769.6796
3112 | 352.0293 | 2820.0658 | 352.0293 | 2820.0658
3113 | 358.3579 | 2872.6985 | 358.3579 | 2872.6985
3114 | 371.7757 | 2937.7518 | 371.7757 | 2937.7518
3115 | 384.7265 | 2965.2867 | 384.7265 | 2965.2867
3116 | 406.0535 | 2988.879 | 406.0535 | 2988.879
3117 | 424.8214 | 3021.2826 | 424.8214 | 3021.2826
3118 | 439.864 | 3098.8787 | 439.864 | 3098.8787
3119 | 460.5697 | 3170.9382 | 460.5697 | 3170.9382
3120 | 460.5557 | 3203.8011 | 460.5557 | 3203.8011
3121 | 446.8712 | 3244.6226 | 446.8712 | 3244.6226
3122 | 446.763 | 3233.5991 | 446.763 | 3233.5991
3123 | 463.9805 | 3210.3072 | 463.9805 | 3210.3072
3124 | 494.1563 | 3186.1368 | 494.1563 | 3186.1368
3125 | 508.1791 | 3172.763 | 508.1791 | 3172.763
3126 | 494.6623 | 3147.8118 | 494.6623 | 3147.8118
3127 | 474.9197 | 3064.0988 | 474.9197 | 3064.0988
3128 | 456.7725 | 2955.3927 | 456.7725 | 2955.3927
3129 | 442.9769 | 2865.7871 | 442.9769 | 2865.7871
3130 | 420.7811 | 2826.5276 | 420.7811 | 2826.5276
3131 | 397.2317 | 2794.8567 | 397.2317 | 2794.8567
3132 | 376.3454 | 2761.6795 | 376.3454 | 2761.6795
3133 | 358.7712 | 2696.214 | 358.7712 | 2696.214
3134 | 353.6168 | 2623.7877 | 353.6168 | 2623.7877
3135 | 351.6173 | 2554.1871 | 351.6173 | 2554.1871
3136 | 353.5815 | 2524.2286 | 353.5815 | 2524.2286
3137 | 360.5267 | 2549.6743 | 360.5267 | 2549.6743
3138 | 370.2439 | 2601.7064 | 370.2439 | 2601.7064
3139 | 387.3428 | 2605.2739 | 387.3428 | 2605.2739
3140 | 404.848 | 2596.4564 | 404.848 | 2596.4564
3141 | 429.0205 | 2586.8633 | 429.0205 | 2586.8633
3142 | 444.4518 | 2583.9716 | 444.4518 | 2583.9716
3143 | 468.9219 | 2570.1059 | 468.9219 | 2570.1059
3144 | 465.855 | 2542.7997 | 465.855 | 2542.7997
3145 | 455.0957 | 2550.1383 | 455.0957 | 2550.1383
3146 | 451.9246 | 2537.0401 | 451.9246 | 2537.0401
3147 | 463.9908 | 2542.7953 | 463.9908 | 2542.7953
3148 | 499.6782 | 2572.2119 | 499.6782 | 2572.2119
3149 | 511.2285 | 2601.2641 | 511.2285 | 2601.2641
3150 | 491.4259 | 2652.8657 | 491.4259 | 2652.8657
3151 | 475.3824 | 2669.816 | 475.3824 | 2669.816
3152 | 456.4559 | 2643.6009 | 456.4559 | 2643.6009
3153 | 444.9403 | 2591.4848 | 444.9403 | 2591.4848
3154 | 424.0415 | 2569.5391 | 424.0415 | 2569.5391
3155 | 397.6858 | 2553.8227 | 397.6858 | 2553.8227
3156 | 378.4566 | 2546.33 | 378.4566 | 2546.33
3157 | 364.1095 | 2547.8303 | 364.1095 | 2547.8303
3158 | 351.5486 | 2561.9015 | 351.5486 | 2561.9015
3159 | 351.2157 | 2590.0309 | 351.2157 | 2590.0309
3160 | 352.9332 | 2653.5813 | 352.9332 | 2653.5813
3161 | 361.6612 | 2750.2141 | 361.6612 | 2750.2141
3162 | 375.6976 | 2847.1047 | 375.6976 | 2847.1047
3163 | 393.1855 | 2866.2689 | 393.1855 | 2866.2689
3164 | 411.3641 | 2857.9522 | 411.3641 | 2857.9522
3165 | 434.9959 | 2818.525 | 434.9959 | 2818.525
3166 | 458.1328 | 2771.7764 | 458.1328 | 2771.7764
3167 | 480.9246 | 2706.6847 | 480.9246 | 2706.6847
3168 | 482.3621 | 2634.4485 | 482.3621 | 2634.4485
3169 | 457.3735 | 2614.8147 | 457.3735 | 2614.8147
3170 | 455.9025 | 2580.4677 | 455.9025 | 2580.4677
3171 | 475.1334 | 2513.7482 | 475.1334 | 2513.7482
3172 | 505.011 | 2435.9909 | 505.011 | 2435.9909
3173 | 518.8721 | 2405.2317 | 518.8721 | 2405.2317
3174 | 501.3104 | 2370.622 | 501.3104 | 2370.622
3175 | 485.0793 | 2325.7577 | 485.0793 | 2325.7577
3176 | 465.1885 | 2282.0141 | 465.1885 | 2282.0141
3177 | 452.0272 | 2223.602 | 452.0272 | 2223.602
3178 | 432.0194 | 2187.1328 | 432.0194 | 2187.1328
3179 | 406.037 | 2167.5529 | 406.037 | 2167.5529
3180 | 381.9863 | 2186.818 | 381.9863 | 2186.818
3181 | 367.8768 | 2199.9086 | 367.8768 | 2199.9086
3182 | 354.4677 | 2208.4708 | 354.4677 | 2208.4708
3183 | 355.4557 | 2214.2067 | 355.4557 | 2214.2067
3184 | 358.7765 | 2236.4759 | 358.7765 | 2236.4759
3185 | 365.845 | 2300.6273 | 365.845 | 2300.6273
3186 | 378.9553 | 2385.8561 | 378.9553 | 2385.8561
3187 | 403.7147 | 2439.7195 | 403.7147 | 2439.7195
3188 | 432.3354 | 2519.045 | 432.3354 | 2519.045
3189 | 457.6827 | 2601.2438 | 457.6827 | 2601.2438
3190 | 471.3225 | 2696.583 | 471.3225 | 2696.583
3191 | 492.296 | 2774.6522 | 492.296 | 2774.6522
3192 | 477.1208 | 2780.185 | 477.1208 | 2780.185
3193 | 472.1776 | 2780.4407 | 472.1776 | 2780.4407
3194 | 474.3132 | 2774.64 | 474.3132 | 2774.64
3195 | 490.4363 | 2786.2619 | 490.4363 | 2786.2619
3196 | 520.7677 | 2819.7565 | 520.7677 | 2819.7565
3197 | 532.7277 | 2879.5014 | 532.7277 | 2879.5014
3198 | 526.8671 | 2915.7209 | 526.8671 | 2915.7209
3199 | 503.1168 | 2910.8501 | 503.1168 | 2910.8501
3200 | 488.5096 | 2888.5699 | 488.5096 | 2888.5699
3201 | 465.972 | 2866.2163 | 465.972 | 2866.2163
3202 | 447.2257 | 2896.8561 | 447.2257 | 2896.8561
3203 | 411.133 | 2948.6062 | 411.133 | 2948.6062
3204 | 388.3357 | 3004.5021 | 388.3357 | 3004.5021
3205 | 368.6953 | 3040.6301 | 368.6953 | 3040.6301
3206 | 361.8243 | 3063.5728 | 361.8243 | 3063.5728
3207 | 356.4217 | 3041.1202 | 356.4217 | 3041.1202
3208 | 359.0661 | 2998.3552 | 359.0661 | 2998.3552
3209 | 365.8281 | 2976.0806 | 365.8281 | 2976.0806
3210 | 382.7566 | 2976.8152 | 382.7566 | 2976.8152
3211 | 404.4431 | 2953.8396 | 404.4431 | 2953.8396
3212 | 436.7374 | 2935.7928 | 436.7374 | 2935.7928
3213 | 458.7363 | 2920.3331 | 458.7363 | 2920.3331
3214 | 475.2358 | 2939.8349 | 475.2358 | 2939.8349
3215 | 502.6116 | 2996.1545 | 502.6116 | 2996.1545
3216 | 501.5311 | 3037.245 | 501.5311 | 3037.245
3217 | 471.9598 | 3080.9283 | 471.9598 | 3080.9283
3218 | 473.1823 | 3083.5699 | 473.1823 | 3083.5699
3219 | 487.7714 | 3098.9121 | 487.7714 | 3098.9121
3220 | 513.125 | 3111.0865 | 513.125 | 3111.0865
3221 | 530.0051 | 3104.2947 | 530.0051 | 3104.2947
3222 | 518.2497 | 3072.4753 | 518.2497 | 3072.4753
3223 | 500.4214 | 3033.9069 | 500.4214 | 3033.9069
3224 | 478.0395 | 2988.3748 | 478.0395 | 2988.3748
3225 | 465.4571 | 2938.9773 | 465.4571 | 2938.9773
3226 | 449.6266 | 2937.9227 | 449.6266 | 2937.9227
3227 | 420.3534 | 2945.816 | 420.3534 | 2945.816
3228 | 393.6808 | 2957.855 | 393.6808 | 2957.855
3229 | 373.7614 | 2961.0724 | 373.7614 | 2961.0724
3230 | 364.2722 | 2963.3387 | 364.2722 | 2963.3387
3231 | 359.6272 | 2952.2617 | 359.6272 | 2952.2617
3232 | 360.0233 | 2951.4219 | 360.0233 | 2951.4219
3233 | 364.8535 | 2976.2952 | 364.8535 | 2976.2952
3234 | 382.2978 | 3019.6705 | 382.2978 | 3019.6705
3235 | 407.5505 | 3028.7468 | 407.5505 | 3028.7468
3236 | 430.5514 | 3038.7456 | 430.5514 | 3038.7456
3237 | 451.8679 | 3056.1249 | 451.8679 | 3056.1249
3238 | 470.3275 | 3083.3535 | 470.3275 | 3083.3535
3239 | 493.7497 | 3112.0569 | 493.7497 | 3112.0569
3240 | 492.9771 | 3115.658 | 492.9771 | 3115.658
3241 | 466.6322 | 3151.0421 | 466.6322 | 3151.0421
3242 | 473.9519 | 3169.4236 | 473.9519 | 3169.4236
3243 | 491.1214 | 3195.2828 | 491.1214 | 3195.2828
3244 | 521.8168 | 3229.7076 | 521.8168 | 3229.7076
3245 | 526.1078 | 3275.2865 | 526.1078 | 3275.2865
3246 | 513.2215 | 3312.0784 | 513.2215 | 3312.0784
3247 | 495.4187 | 3310.284 | 495.4187 | 3310.284
3248 | 472.4093 | 3264.2511 | 472.4093 | 3264.2511
3249 | 460.0079 | 3211.3479 | 460.0079 | 3211.3479
3250 | 440.8453 | 3186.4689 | 440.8453 | 3186.4689
3251 | 415.491 | 3151.2208 | 415.491 | 3151.2208
3252 | 390.9961 | 3124.9118 | 390.9961 | 3124.9118
3253 | 376.8152 | 3118.3992 | 376.8152 | 3118.3992
3254 | 365.8555 | 3138.9094 | 365.8555 | 3138.9094
3255 | 359.9103 | 3176.0534 | 359.9103 | 3176.0534
3256 | 362.2554 | 3225.2949 | 362.2554 | 3225.2949
3257 | 366.3932 | 3298.5325 | 366.3932 | 3298.5325
3258 | 381.1296 | 3389.4134 | 381.1296 | 3389.4134
3259 | 398.0318 | 3430.6849 | 398.0318 | 3430.6849
3260 | 418.6006 | 3452.1308 | 418.6006 | 3452.1308
3261 | 438.3626 | 3432.4499 | 438.3626 | 3432.4499
3262 | 457.3849 | 3406.3778 | 457.3849 | 3406.3778
3263 | 481.6397 | 3395.4454 | 481.6397 | 3395.4454
3264 | 474.1924 | 3385.5961 | 474.1924 | 3385.5961
3265 | 459.663 | 3401.1623 | 459.663 | 3401.1623
3266 | 459.3653 | 3360.734 | 459.3653 | 3360.734
3267 | 477.9968 | 3312.6161 | 477.9968 | 3312.6161
3268 | 504.4351 | 3271.7043 | 504.4351 | 3271.7043
3269 | 514.079 | 3247.8849 | 514.079 | 3247.8849
3270 | 499.6198 | 3220.6443 | 499.6198 | 3220.6443
3271 | 481.7638 | 3191.6629 | 481.7638 | 3191.6629
3272 | 464.6839 | 3158.508 | 464.6839 | 3158.508
3273 | 448.5798 | 3119.8422 | 448.5798 | 3119.8422
3274 | 432.8369 | 3098.469 | 432.8369 | 3098.469
3275 | 409.7141 | 3066.3688 | 409.7141 | 3066.3688
3276 | 389.3149 | 3050.7915 | 389.3149 | 3050.7915
3277 | 374.4924 | 3042.7764 | 374.4924 | 3042.7764
3278 | 363.4091 | 3053.8427 | 363.4091 | 3053.8427
3279 | 360.8083 | 3061.1527 | 360.8083 | 3061.1527
3280 | 361.0373 | 3070.4007 | 361.0373 | 3070.4007
3281 | 367.051 | 3114.0188 | 367.051 | 3114.0188
3282 | 378.1763 | 3196.8866 | 378.1763 | 3196.8866
3283 | 392.3056 | 3250.2492 | 392.3056 | 3250.2492
3284 | 407.5379 | 3298.0951 | 407.5379 | 3298.0951
3285 | 422.0128 | 3307.9622 | 422.0128 | 3307.9622
3286 | 429.3795 | 3301.4933 | 429.3795 | 3301.4933
3287 | 476.7572 | 3292.7072 | 476.7572 | 3292.7072
3288 | 476.7252 | 3269.5506 | 476.7252 | 3269.5506
3289 | 466.487 | 3280.8957 | 466.487 | 3280.8957
3290 | 464.4825 | 3284.3959 | 464.4825 | 3284.3959
3291 | 480.8007 | 3308.6096 | 480.8007 | 3308.6096
3292 | 511.8961 | 3326.0782 | 511.8961 | 3326.0782
3293 | 520.0491 | 3359.7808 | 520.0491 | 3359.7808
3294 | 501.0286 | 3394.7125 | 501.0286 | 3394.7125
3295 | 484.6295 | 3408.658 | 484.6295 | 3408.658
3296 | 464.2114 | 3400.1144 | 464.2114 | 3400.1144
3297 | 448.0318 | 3352.2909 | 448.0318 | 3352.2909
3298 | 426.9624 | 3312.1014 | 426.9624 | 3312.1014
3299 | 399.2521 | 3255.1752 | 399.2521 | 3255.1752
3300 | 378.9731 | 3208.1183 | 378.9731 | 3208.1183
3301 | 362.8507 | 3199.2447 | 362.8507 | 3199.2447
3302 | 351.6454 | 3201.0817 | 351.6454 | 3201.0817
3303 | 350.9372 | 3251.3184 | 350.9372 | 3251.3184
3304 | 352.4379 | 3318.8038 | 352.4379 | 3318.8038
3305 | 356.3725 | 3414.578 | 356.3725 | 3414.578
3306 | 368.5007 | 3519.3385 | 368.5007 | 3519.3385
3307 | 391.0299 | 3564.545 | 391.0299 | 3564.545
3308 | 411.8914 | 3593.0738 | 411.8914 | 3593.0738
3309 | 432.9822 | 3566.9539 | 432.9822 | 3566.9539
3310 | 452.3584 | 3521.207 | 452.3584 | 3521.207
3311 | 480.0619 | 3492.2453 | 480.0619 | 3492.2453
3312 | 480.0656 | 3460.7896 | 480.0656 | 3460.7896
3313 | 463.3804 | 3476.3558 | 463.3804 | 3476.3558
3314 | 463.1999 | 3478.7828 | 463.1999 | 3478.7828
3315 | 484.3946 | 3495.3412 | 484.3946 | 3495.3412
3316 | 512.3544 | 3486.1952 | 512.3544 | 3486.1952
3317 | 518.241 | 3454.2198 | 518.241 | 3454.2198
3318 | 504.0928 | 3416.319 | 504.0928 | 3416.319
3319 | 482.8771 | 3355.5718 | 482.8771 | 3355.5718
3320 | 472.4325 | 3272.8364 | 472.4325 | 3272.8364
3321 | 456.4176 | 3203.6926 | 456.4176 | 3203.6926
3322 | 432.2416 | 3170.9437 | 432.2416 | 3170.9437
3323 | 404.1809 | 3123.2468 | 404.1809 | 3123.2468
3324 | 382.7083 | 3068.5346 | 382.7083 | 3068.5346
3325 | 370.8304 | 3035.1927 | 370.8304 | 3035.1927
3326 | 363.9718 | 3025.7972 | 363.9718 | 3025.7972
3327 | 360.3393 | 3028.7429 | 360.3393 | 3028.7429
3328 | 364.614 | 3055.4478 | 364.614 | 3055.4478
3329 | 371.3762 | 3118.3114 | 371.3762 | 3118.3114
3330 | 386.4055 | 3218.4931 | 386.4055 | 3218.4931
3331 | 411.9561 | 3295.8231 | 411.9561 | 3295.8231
3332 | 444.4689 | 3343.7406 | 444.4689 | 3343.7406
3333 | 465.4111 | 3316.476 | 465.4111 | 3316.476
3334 | 482.0712 | 3259.425 | 482.0712 | 3259.425
3335 | 513.5208 | 3197.1951 | 513.5208 | 3197.1951
3336 | 503.0362 | 3131.9702 | 503.0362 | 3131.9702
3337 | 485.5842 | 3118.6324 | 485.5842 | 3118.6324
3338 | 491.1685 | 3082.7114 | 491.1685 | 3082.7114
3339 | 510.0402 | 3091.7577 | 510.0402 | 3091.7577
3340 | 535.776 | 3137.9157 | 535.776 | 3137.9157
3341 | 544.7255 | 3176.8411 | 544.7255 | 3176.8411
3342 | 524.4961 | 3206.4785 | 524.4961 | 3206.4785
3343 | 502.7031 | 3210.4076 | 502.7031 | 3210.4076
3344 | 485.9855 | 3189.4869 | 485.9855 | 3189.4869
3345 | 468.066 | 3130.7886 | 468.066 | 3130.7886
3346 | 445.2775 | 3080.7974 | 445.2775 | 3080.7974
3347 | 414.7819 | 3047.6956 | 414.7819 | 3047.6956
3348 | 393.9986 | 3015.8062 | 393.9986 | 3015.8062
3349 | 381.3021 | 2995.8431 | 381.3021 | 2995.8431
3350 | 370.3312 | 2991.1696 | 370.3312 | 2991.1696
3351 | 367.5288 | 2985.0291 | 367.5288 | 2985.0291
3352 | 368.4776 | 2992.2023 | 368.4776 | 2992.2023
3353 | 374.1912 | 3023.5147 | 374.1912 | 3023.5147
3354 | 393.5425 | 3088.1387 | 393.5425 | 3088.1387
3355 | 414.6202 | 3115.6021 | 414.6202 | 3115.6021
3356 | 444.0207 | 3114.6545 | 444.0207 | 3114.6545
3357 | 463.3871 | 3096.1184 | 463.3871 | 3096.1184
3358 | 487.5383 | 3084.5698 | 487.5383 | 3084.5698
3359 | 514.9491 | 3072.5642 | 514.9491 | 3072.5642
3360 | 502.7417 | 3056.419 | 502.7417 | 3056.419
3361 | 482.5241 | 3084.7917 | 482.5241 | 3084.7917
3362 | 482.0333 | 3098.4512 | 482.0333 | 3098.4512
3363 | 503.4581 | 3111.1463 | 503.4581 | 3111.1463
3364 | 531.6628 | 3116.2377 | 531.6628 | 3116.2377
3365 | 537.5205 | 3122.4671 | 537.5205 | 3122.4671
3366 | 522.5563 | 3134.2184 | 522.5563 | 3134.2184
3367 | 503.9933 | 3127.702 | 503.9933 | 3127.702
3368 | 485.5262 | 3111.8609 | 485.5262 | 3111.8609
3369 | 461.7916 | 3083.8553 | 461.7916 | 3083.8553
3370 | 438.8647 | 3067.4901 | 438.8647 | 3067.4901
3371 | 409.0965 | 3045.7639 | 409.0965 | 3045.7639
3372 | 390.0013 | 3043.3509 | 390.0013 | 3043.3509
3373 | 375.4236 | 3061.8789 | 375.4236 | 3061.8789
3374 | 367.7395 | 3089.5435 | 367.7395 | 3089.5435
3375 | 363.7138 | 3088.2681 | 363.7138 | 3088.2681
3376 | 361.6622 | 3064.1047 | 361.6622 | 3064.1047
3377 | 365.6342 | 3068.8741 | 365.6342 | 3068.8741
3378 | 384.121 | 3103.8786 | 384.121 | 3103.8786
3379 | 409.8484 | 3109.7354 | 409.8484 | 3109.7354
3380 | 440.0881 | 3092.5472 | 440.0881 | 3092.5472
3381 | 460.7899 | 3064.7818 | 460.7899 | 3064.7818
3382 | 477.1908 | 3037.4218 | 477.1908 | 3037.4218
3383 | 513.7004 | 3003.8813 | 513.7004 | 3003.8813
3384 | 507.6644 | 2953.6093 | 507.6644 | 2953.6093
3385 | 487.5564 | 2934.4764 | 487.5564 | 2934.4764
3386 | 490.39 | 2897.5538 | 490.39 | 2897.5538
3387 | 517.467 | 2885.6374 | 517.467 | 2885.6374
3388 | 538.8983 | 2895.5939 | 538.8983 | 2895.5939
3389 | 544.974 | 2918.4932 | 544.974 | 2918.4932
3390 | 531.6973 | 2924.0916 | 531.6973 | 2924.0916
3391 | 506.299 | 2896.0403 | 506.299 | 2896.0403
3392 | 481.1106 | 2842.3521 | 481.1106 | 2842.3521
3393 | 466.1604 | 2769.7026 | 466.1604 | 2769.7026
3394 | 448.3045 | 2709.9098 | 448.3045 | 2709.9098
3395 | 416.3915 | 2639.8909 | 416.3915 | 2639.8909
3396 | 395.6088 | 2588.4698 | 395.6088 | 2588.4698
3397 | 374.1265 | 2574.3019 | 374.1265 | 2574.3019
3398 | 363.9839 | 2579.7877 | 363.9839 | 2579.7877
3399 | 361.7796 | 2595.1822 | 361.7796 | 2595.1822
3400 | 364.5724 | 2627.6822 | 364.5724 | 2627.6822
3401 | 369.8132 | 2685.6808 | 369.8132 | 2685.6808
3402 | 384.6298 | 2756.243 | 384.6298 | 2756.243
3403 | 405.7041 | 2778.412 | 405.7041 | 2778.412
3404 | 433.1292 | 2780.1116 | 433.1292 | 2780.1116
3405 | 450.1062 | 2744.5478 | 450.1062 | 2744.5478
3406 | 465.2831 | 2710.5342 | 465.2831 | 2710.5342
3407 | 498.4244 | 2682.1449 | 498.4244 | 2682.1449
3408 | 493.9887 | 2658.6306 | 493.9887 | 2658.6306
3409 | 480.0892 | 2678.1318 | 480.0892 | 2678.1318
3410 | 486.2522 | 2686.1392 | 486.2522 | 2686.1392
3411 | 507.7586 | 2679.8034 | 507.7586 | 2679.8034
3412 | 530.6985 | 2668.6542 | 530.6985 | 2668.6542
3413 | 535.7059 | 2672.0933 | 535.7059 | 2672.0933
3414 | 518.4675 | 2681.8413 | 518.4675 | 2681.8413
3415 | 496.4112 | 2683.0518 | 496.4112 | 2683.0518
3416 | 476.113 | 2665.1359 | 476.113 | 2665.1359
3417 | 465.4647 | 2621.5335 | 465.4647 | 2621.5335
3418 | 450.1411 | 2596.1538 | 450.1411 | 2596.1538
3419 | 424.1867 | 2566.6292 | 424.1867 | 2566.6292
3420 | 397.5585 | 2541.9658 | 397.5585 | 2541.9658
3421 | 380.3515 | 2542.3929 | 380.3515 | 2542.3929
3422 | 370.7842 | 2560.7568 | 370.7842 | 2560.7568
3423 | 368.2219 | 2548.8928 | 368.2219 | 2548.8928
3424 | 365.7912 | 2511.2074 | 365.7912 | 2511.2074
3425 | 371.0886 | 2491.2223 | 371.0886 | 2491.2223
3426 | 384.6634 | 2485.4463 | 384.6634 | 2485.4463
3427 | 401.1877 | 2412.5325 | 401.1877 | 2412.5325
3428 | 422.7311 | 2319.5069 | 422.7311 | 2319.5069
3429 | 439.8936 | 2237.0814 | 439.8936 | 2237.0814
3430 | 456.901 | 2133.3117 | 456.901 | 2133.3117
3431 | 483.5435 | 2025.3647 | 483.5435 | 2025.3647
3432 | 480.9375 | 2024.8878 | 480.9375 | 2024.8878
3433 | 468.2753 | 2143.0491 | 468.2753 | 2143.0491
3434 | 470.2116 | 2232.4029 | 470.2116 | 2232.4029
3435 | 490.3319 | 2293.8198 | 490.3319 | 2293.8198
3436 | 512.9756 | 2374.1047 | 512.9756 | 2374.1047
3437 | 518.9587 | 2484.5032 | 518.9587 | 2484.5032
3438 | 505.8208 | 2529.7373 | 505.8208 | 2529.7373
3439 | 483.2718 | 2521.0031 | 483.2718 | 2521.0031
3440 | 466.488 | 2495.7181 | 466.488 | 2495.7181
3441 | 453.1483 | 2441.8133 | 453.1483 | 2441.8133
3442 | 438.7986 | 2416.5051 | 438.7986 | 2416.5051
3443 | 415.4661 | 2375.0325 | 415.4661 | 2375.0325
3444 | 397.4772 | 2323.4683 | 397.4772 | 2323.4683
3445 | 378.8433 | 2288.2662 | 378.8433 | 2288.2662
3446 | 370.3341 | 2276.3667 | 370.3341 | 2276.3667
3447 | 364.8424 | 2268.3661 | 364.8424 | 2268.3661
3448 | 365.5589 | 2279.975 | 365.5589 | 2279.975
3449 | 374.2247 | 2319.3004 | 374.2247 | 2319.3004
3450 | 384.0651 | 2375.0529 | 384.0651 | 2375.0529
3451 | 395.7395 | 2389.7097 | 395.7395 | 2389.7097
3452 | 414.7096 | 2388.9768 | 414.7096 | 2388.9768
3453 | 432.6713 | 2353.27 | 432.6713 | 2353.27
3454 | 449.1681 | 2325.7669 | 449.1681 | 2325.7669
3455 | 471.2422 | 2326.9971 | 471.2422 | 2326.9971
3456 | 472.0261 | 2344.6925 | 472.0261 | 2344.6925
3457 | 459.6144 | 2389.5921 | 459.6144 | 2389.5921
3458 | 467.9899 | 2394.5231 | 467.9899 | 2394.5231
3459 | 489.3624 | 2400.493 | 489.3624 | 2400.493
3460 | 515.7315 | 2394.9242 | 515.7315 | 2394.9242
3461 | 523.8992 | 2380.8349 | 523.8992 | 2380.8349
3462 | 512.2279 | 2353.8805 | 512.2279 | 2353.8805
3463 | 493.0302 | 2316.5999 | 493.0302 | 2316.5999
3464 | 478.0168 | 2271.0678 | 478.0168 | 2271.0678
3465 | 463.4151 | 2234.8345 | 463.4151 | 2234.8345
3466 | 450.8752 | 2249.4482 | 450.8752 | 2249.4482
3467 | 421.2699 | 2254.4797 | 421.2699 | 2254.4797
3468 | 398.2791 | 2241.6212 | 398.2791 | 2241.6212
3469 | 377.6799 | 2220.585 | 377.6799 | 2220.585
3470 | 370.2646 | 2201.1732 | 370.2646 | 2201.1732
3471 | 365.2227 | 2162.7661 | 365.2227 | 2162.7661
3472 | 366.325 | 2137.5296 | 366.325 | 2137.5296
3473 | 368.1932 | 2162.4745 | 368.1932 | 2162.4745
3474 | 382.9182 | 2226.3115 | 382.9182 | 2226.3115
3475 | 404.608 | 2259.57 | 404.608 | 2259.57
3476 | 427.8988 | 2289.7443 | 427.8988 | 2289.7443
3477 | 440.1574 | 2324.0082 | 440.1574 | 2324.0082
3478 | 465.0356 | 2387.7246 | 465.0356 | 2387.7246
3479 | 491.4423 | 2438.1775 | 491.4423 | 2438.1775
3480 | 485.3867 | 2432.5494 | 485.3867 | 2432.5494
3481 | 468.447 | 2436.6685 | 468.447 | 2436.6685
3482 | 473.359 | 2417.2743 | 473.359 | 2417.2743
3483 | 498.922 | 2384.3239 | 498.922 | 2384.3239
3484 | 525.0499 | 2359.9389 | 525.0499 | 2359.9389
3485 | 535.4202 | 2375.7553 | 535.4202 | 2375.7553
3486 | 520.6759 | 2404.5341 | 520.6759 | 2404.5341
3487 | 494.7877 | 2424.06 | 494.7877 | 2424.06
3488 | 477.9447 | 2430.0401 | 477.9447 | 2430.0401
3489 | 466.4631 | 2428.0052 | 466.4631 | 2428.0052
3490 | 444.3401 | 2443.9067 | 444.3401 | 2443.9067
3491 | 417.2599 | 2438.5642 | 417.2599 | 2438.5642
3492 | 392.3933 | 2422.8439 | 392.3933 | 2422.8439
3493 | 374.1131 | 2416.4743 | 374.1131 | 2416.4743
3494 | 365.11 | 2426.3959 | 365.11 | 2426.3959
3495 | 360.7235 | 2435.7806 | 360.7235 | 2435.7806
3496 | 360.7023 | 2455.6888 | 360.7023 | 2455.6888
3497 | 368.697 | 2505.0304 | 368.697 | 2505.0304
3498 | 387.5231 | 2572.5162 | 387.5231 | 2572.5162
3499 | 418.5317 | 2587.817 | 418.5317 | 2587.817
3500 | 448.36 | 2589.445 | 448.36 | 2589.445
3501 | 468.9876 | 2568.691 | 468.9876 | 2568.691
3502 | 490.2808 | 2561.6497 | 490.2808 | 2561.6497
3503 | 519.093 | 2561.8783 | 519.093 | 2561.8783
3504 | 515.1725 | 2545.4469 | 515.1725 | 2545.4469
3505 | 489.3039 | 2555.5757 | 489.3039 | 2555.5757
3506 | 496.0388 | 2538.6856 | 496.0388 | 2538.6856
3507 | 524.3378 | 2522.1905 | 524.3378 | 2522.1905
3508 | 547.5698 | 2500.9534 | 547.5698 | 2500.9534
3509 | 556.3264 | 2492.8739 | 556.3264 | 2492.8739
3510 | 542.3042 | 2490.03 | 542.3042 | 2490.03
3511 | 517.5529 | 2489.3088 | 517.5529 | 2489.3088
3512 | 499.76 | 2486.4888 | 499.76 | 2486.4888
3513 | 485.8668 | 2487.1011 | 485.8668 | 2487.1011
3514 | 462.3678 | 2509.7278 | 462.3678 | 2509.7278
3515 | 427.8384 | 2508.8211 | 427.8384 | 2508.8211
3516 | 403.3768 | 2496.8211 | 403.3768 | 2496.8211
3517 | 384.2432 | 2492.4548 | 384.2432 | 2492.4548
3518 | 375.1328 | 2506.3828 | 375.1328 | 2506.3828
3519 | 368.0647 | 2531.9367 | 368.0647 | 2531.9367
3520 | 367.8388 | 2578.6025 | 367.8388 | 2578.6025
3521 | 372.4908 | 2668.1523 | 372.4908 | 2668.1523
3522 | 388.5264 | 2779.1373 | 388.5264 | 2779.1373
3523 | 420.9698 | 2830.7827 | 420.9698 | 2830.7827
3524 | 448.9316 | 2860.8855 | 448.9316 | 2860.8855
3525 | 467.8953 | 2876.4047 | 467.8953 | 2876.4047
3526 | 481.0148 | 2909.7861 | 481.0148 | 2909.7861
3527 | 509.9908 | 2951.0098 | 509.9908 | 2951.0098
3528 | 509.3915 | 2973.928 | 509.3915 | 2973.928
3529 | 485.3621 | 3011.1723 | 485.3621 | 3011.1723
3530 | 494.4695 | 3001.3651 | 494.4695 | 3001.3651
3531 | 518.7495 | 2983.9398 | 518.7495 | 2983.9398
3532 | 544.3779 | 2963.6329 | 544.3779 | 2963.6329
3533 | 551.9386 | 2961.7062 | 551.9386 | 2961.7062
3534 | 539.9346 | 2964.729 | 539.9346 | 2964.729
3535 | 514.3016 | 2965.224 | 514.3016 | 2965.224
3536 | 495.2155 | 2948.4528 | 495.2155 | 2948.4528
3537 | 477.6287 | 2909.0716 | 477.6287 | 2909.0716
3538 | 459.7412 | 2892.1341 | 459.7412 | 2892.1341
3539 | 430.0176 | 2865.3282 | 430.0176 | 2865.3282
3540 | 406.3057 | 2848.5347 | 406.3057 | 2848.5347
3541 | 386.6435 | 2861.053 | 386.6435 | 2861.053
3542 | 377.1405 | 2876.1257 | 377.1405 | 2876.1257
3543 | 373.6363 | 2847.2341 | 373.6363 | 2847.2341
3544 | 374.0902 | 2794.739 | 374.0902 | 2794.739
3545 | 381.4867 | 2747.0661 | 381.4867 | 2747.0661
3546 | 396.4897 | 2698.5064 | 396.4897 | 2698.5064
3547 | 425.3634 | 2597.6186 | 425.3634 | 2597.6186
3548 | 460.2268 | 2490.4272 | 460.2268 | 2490.4272
3549 | 480.9193 | 2366.4342 | 480.9193 | 2366.4342
3550 | 492.4527 | 2262.1637 | 492.4527 | 2262.1637
3551 | 521.0149 | 2185.4102 | 521.0149 | 2185.4102
3552 | 514.3231 | 2106.9496 | 514.3231 | 2106.9496
3553 | 493.1907 | 2066.6394 | 493.1907 | 2066.6394
3554 | 497.4766 | 2002.2436 | 497.4766 | 2002.2436
3555 | 520.7567 | 1964.8574 | 520.7567 | 1964.8574
3556 | 540.2957 | 1957.8578 | 540.2957 | 1957.8578
3557 | 548.4067 | 1964.3733 | 548.4067 | 1964.3733
3558 | 539.7316 | 1971.5457 | 539.7316 | 1971.5457
3559 | 511.3955 | 1971.3253 | 511.3955 | 1971.3253
3560 | 493.344 | 1968.72 | 493.344 | 1968.72
3561 | 476.3645 | 1961.1761 | 476.3645 | 1961.1761
3562 | 460.4142 | 1979.9394 | 460.4142 | 1979.9394
3563 | 432.5555 | 1982.3953 | 432.5555 | 1982.3953
3564 | 408.786 | 1998.3693 | 408.786 | 1998.3693
3565 | 390.2016 | 2054.0289 | 390.2016 | 2054.0289
3566 | 380.7595 | 2119.2546 | 380.7595 | 2119.2546
3567 | 374.9466 | 2157.4003 | 374.9466 | 2157.4003
3568 | 372.8076 | 2158.4922 | 372.8076 | 2158.4922
3569 | 377.66 | 2144.4452 | 377.66 | 2144.4452
3570 | 390.5073 | 2142.1034 | 390.5073 | 2142.1034
3571 | 415.4355 | 2105.892 | 415.4355 | 2105.892
3572 | 442.6411 | 2050.642 | 442.6411 | 2050.642
3573 | 458.439 | 1975.2279 | 458.439 | 1975.2279
3574 | 476.905 | 1912.7394 | 476.905 | 1912.7394
3575 | 508.0926 | 1850.2949 | 508.0926 | 1850.2949
3576 | 503.326 | 1778.8456 | 503.326 | 1778.8456
3577 | 487.0147 | 1760.4997 | 487.0147 | 1760.4997
3578 | 495.0293 | 1752.6242 | 495.0293 | 1752.6242
3579 | 520.5107 | 1774.5485 | 520.5107 | 1774.5485
3580 | 540.8765 | 1795.8091 | 540.8765 | 1795.8091
3581 | 542.7434 | 1815.3458 | 542.7434 | 1815.3458
3582 | 529.7737 | 1817.5816 | 529.7737 | 1817.5816
3583 | 511.643 | 1806.1286 | 511.643 | 1806.1286
3584 | 491.3046 | 1790.5022 | 491.3046 | 1790.5022
3585 | 472.6287 | 1760.5648 | 472.6287 | 1760.5648
3586 | 456.3728 | 1754.0013 | 456.3728 | 1754.0013
3587 | 433.3415 | 1714.2458 | 433.3415 | 1714.2458
3588 | 413.4193 | 1656.4572 | 413.4193 | 1656.4572
3589 | 395.4132 | 1622.1853 | 395.4132 | 1622.1853
3590 | 385.2134 | 1590.1101 | 385.2134 | 1590.1101
3591 | 380.0554 | 1548.8412 | 380.0554 | 1548.8412
3592 | 378.7148 | 1539.6307 | 378.7148 | 1539.6307
3593 | 385.1306 | 1571.1577 | 385.1306 | 1571.1577
3594 | 397.4442 | 1634.8516 | 397.4442 | 1634.8516
3595 | 414.8586 | 1678.6272 | 414.8586 | 1678.6272
3596 | 435.84 | 1730.9804 | 435.84 | 1730.9804
3597 | 447.5505 | 1767.3906 | 447.5505 | 1767.3906
3598 | 467.8639 | 1803.5623 | 467.8639 | 1803.5623
3599 | 493.5123 | 1841.638 | 493.5123 | 1841.638
3600 | 496.1111 | 1865.057 | 496.1111 | 1865.057
3601 | 479.3496 | 1908.9549 | 479.3496 | 1908.9549
3602 | 485.9454 | 1924.1884 | 485.9454 | 1924.1884
3603 | 509.1715 | 1935.8103 | 509.1715 | 1935.8103
3604 | 529.4102 | 1948.9147 | 529.4102 | 1948.9147
3605 | 533.1391 | 1978.4676 | 533.1391 | 1978.4676
3606 | 521.3355 | 2008.2482 | 521.3355 | 2008.2482
3607 | 498.8878 | 2024.9838 | 498.8878 | 2024.9838
3608 | 486.3591 | 2034.3264 | 486.3591 | 2034.3264
3609 | 468.4809 | 2029.2151 | 468.4809 | 2029.2151
3610 | 451.8307 | 2028.3036 | 451.8307 | 2028.3036
3611 | 429.5601 | 1995.2734 | 429.5601 | 1995.2734
3612 | 408.8161 | 1967.2473 | 408.8161 | 1967.2473
3613 | 391.5003 | 1970.5363 | 391.5003 | 1970.5363
3614 | 383.1001 | 1994.6237 | 383.1001 | 1994.6237
3615 | 375.9792 | 2014.1678 | 375.9792 | 2014.1678
3616 | 371.3044 | 2039.5133 | 371.3044 | 2039.5133
3617 | 375.6391 | 2096.2957 | 375.6391 | 2096.2957
3618 | 386.49 | 2175.6579 | 386.49 | 2175.6579
3619 | 403.8998 | 2210.3472 | 403.8998 | 2210.3472
3620 | 422.5643 | 2230.9346 | 422.5643 | 2230.9346
3621 | 437.1473 | 2235.7936 | 437.1473 | 2235.7936
3622 | 455.7642 | 2245.6369 | 455.7642 | 2245.6369
3623 | 486.237 | 2241.5727 | 486.237 | 2241.5727
3624 | 486.7686 | 2228.3609 | 486.7686 | 2228.3609
3625 | 472.3653 | 2254.3011 | 472.3653 | 2254.3011
3626 | 478.9431 | 2251.6484 | 478.9431 | 2251.6484
3627 | 501.2946 | 2262.3402 | 501.2946 | 2262.3402
3628 | 526.3603 | 2293.9031 | 526.3603 | 2293.9031
3629 | 534.8582 | 2329.2512 | 534.8582 | 2329.2512
3630 | 516.6957 | 2356.0984 | 516.6957 | 2356.0984
3631 | 495.2819 | 2370.6877 | 495.2819 | 2370.6877
3632 | 484.3769 | 2383.3929 | 484.3769 | 2383.3929
3633 | 468.7299 | 2376.0637 | 468.7299 | 2376.0637
3634 | 452.2156 | 2366.71 | 452.2156 | 2366.71
3635 | 425.4239 | 2326.3106 | 425.4239 | 2326.3106
3636 | 405.9946 | 2048.839 | 405.9946 | 2048.839
3637 | 392.3634 | 2039.1615 | 392.3634 | 2039.1615
3638 | 380.8596 | 2018.4468 | 380.8596 | 2018.4468
3639 | 378.2206 | 2022.4358 | 378.2206 | 2022.4358
3640 | 376.3768 | 2040.2443 | 376.3768 | 2040.2443
3641 | 384.3903 | 2082.4958 | 384.3903 | 2082.4958
3642 | 394.8358 | 2177.3426 | 394.8358 | 2177.3426
3643 | 417.8255 | 2222.775 | 417.8255 | 2222.775
3644 | 443.4708 | 2271.2115 | 443.4708 | 2271.2115
3645 | 462.881 | 2268.5635 | 462.881 | 2268.5635
3646 | 479.7926 | 2257.1241 | 479.7926 | 2257.1241
3647 | 510.9855 | 2237.8165 | 510.9855 | 2237.8165
3648 | 503.2826 | 2220.2828 | 503.2826 | 2220.2828
3649 | 489.1368 | 2220.9139 | 489.1368 | 2220.9139
3650 | 498.5502 | 2209.7576 | 498.5502 | 2209.7576
3651 | 522.31 | 2240.0532 | 522.31 | 2240.0532
3652 | 541.3876 | 2282.3166 | 541.3876 | 2282.3166
3653 | 551.4273 | 2337.2267 | 551.4273 | 2337.2267
3654 | 536.6358 | 2372.319 | 536.6358 | 2372.319
3655 | 514.0405 | 2384.9447 | 514.0405 | 2384.9447
3656 | 498.8767 | 2391.3947 | 498.8767 | 2391.3947
3657 | 482.7443 | 2372.4444 | 482.7443 | 2372.4444
3658 | 460.6744 | 2352.7162 | 460.6744 | 2352.7162
3659 | 433.524 | 2311.8453 | 433.524 | 2311.8453
3660 | 407.7565 | 2274.2397 | 407.7565 | 2274.2397
3661 | 389.4354 | 2253.2635 | 389.4354 | 2253.2635
3662 | 380.3698 | 2219.2073 | 380.3698 | 2219.2073
3663 | 377.6685 | 2209.791 | 377.6685 | 2209.791
3664 | 376.4795 | 2212.7898 | 376.4795 | 2212.7898
3665 | 385.3775 | 2245.4022 | 385.3775 | 2245.4022
3666 | 400.3394 | 2346.824 | 400.3394 | 2346.824
3667 | 428.41 | 2392.0649 | 428.41 | 2392.0649
3668 | 460.6591 | 2424.4789 | 460.6591 | 2424.4789
3669 | 479.4151 | 2417.7455 | 479.4151 | 2417.7455
3670 | 498.3852 | 2423.2861 | 498.3852 | 2423.2861
3671 | 527.6726 | 2430.4699 | 527.6726 | 2430.4699
3672 | 521.6277 | 2438.5341 | 521.6277 | 2438.5341
3673 | 497.5054 | 2448.4212 | 497.5054 | 2448.4212
3674 | 507.8603 | 2413.7099 | 507.8603 | 2413.7099
3675 | 533.2782 | 2394.5334 | 533.2782 | 2394.5334
3676 | 550.1569 | 2389.4953 | 550.1569 | 2389.4953
3677 | 559.9559 | 2416.7649 | 559.9559 | 2416.7649
3678 | 550.5294 | 2441.2606 | 550.5294 | 2441.2606
3679 | 523.2724 | 2450.8223 | 523.2724 | 2450.8223
3680 | 505.3406 | 2463.0173 | 505.3406 | 2463.0173
3681 | 488.063 | 2472.6012 | 488.063 | 2472.6012
3682 | 464.6523 | 2493.8549 | 464.6523 | 2493.8549
3683 | 435.5886 | 2496.1364 | 435.5886 | 2496.1364
3684 | 410.3176 | 2523.9615 | 410.3176 | 2523.9615
3685 | 392.8405 | 2589.29 | 392.8405 | 2589.29
3686 | 383.8026 | 2638.1552 | 383.8026 | 2638.1552
3687 | 380.0923 | 2700.2339 | 380.0923 | 2700.2339
3688 | 379.9867 | 2759.8542 | 379.9867 | 2759.8542
3689 | 388.0463 | 2814.8088 | 388.0463 | 2814.8088
3690 | 403.6755 | 2902.2508 | 403.6755 | 2902.2508
3691 | 431.3819 | 2930.0009 | 431.3819 | 2930.0009
3692 | 463.6651 | 2952.712 | 463.6651 | 2952.712
3693 | 486.8277 | 2920.5723 | 486.8277 | 2920.5723
3694 | 500.9427 | 2892.7273 | 500.9427 | 2892.7273
3695 | 531.0836 | 2880.6969 | 531.0836 | 2880.6969
3696 | 526.7046 | 2884.0372 | 526.7046 | 2884.0372
3697 | 504.9603 | 2903.2443 | 504.9603 | 2903.2443
3698 | 515.9546 | 2879.5763 | 515.9546 | 2879.5763
3699 | 537.6341 | 2847.1861 | 537.6341 | 2847.1861
3700 | 549.2068 | 2810.4859 | 549.2068 | 2810.4859
3701 | 558.0032 | 2807.7531 | 558.0032 | 2807.7531
3702 | 550.0156 | 2807.7363 | 550.0156 | 2807.7363
3703 | 525.7892 | 2802.4882 | 525.7892 | 2802.4882
3704 | 507.0929 | 2796.7457 | 507.0929 | 2796.7457
3705 | 491.2389 | 2798.5418 | 491.2389 | 2798.5418
3706 | 465.299 | 2822.0935 | 465.299 | 2822.0935
3707 | 437.0686 | 2828.3327 | 437.0686 | 2828.3327
3708 | 412.1321 | 2833.8157 | 412.1321 | 2833.8157
3709 | 392.9247 | 2846.7358 | 392.9247 | 2846.7358
3710 | 383.1435 | 2834.5111 | 383.1435 | 2834.5111
3711 | 391.7476 | 2828.9249 | 391.7476 | 2828.9249
3712 | 391.6844 | 2828.5404 | 391.6844 | 2828.5404
3713 | 399.4846 | 2852.4075 | 399.4846 | 2852.4075
3714 | 415.6101 | 2928.7422 | 415.6101 | 2928.7422
3715 | 442.4483 | 2952.5984 | 442.4483 | 2952.5984
3716 | 474.7249 | 2973.2029 | 474.7249 | 2973.2029
3717 | 486.0156 | 2967.3632 | 486.0156 | 2967.3632
3718 | 500.8962 | 2977.883 | 500.8962 | 2977.883
3719 | 527.3271 | 2984.4923 | 527.3271 | 2984.4923
3720 | 520.3458 | 2991.9819 | 520.3458 | 2991.9819
3721 | 506.0936 | 3010.8059 | 506.0936 | 3010.8059
3722 | 510.5792 | 3006.2884 | 510.5792 | 3006.2884
3723 | 536.2603 | 3016.6675 | 536.2603 | 3016.6675
3724 | 550.49 | 3014.6934 | 550.49 | 3014.6934
3725 | 552.7142 | 3037.6861 | 552.7142 | 3037.6861
3726 | 546.0061 | 3091.3544 | 546.0061 | 3091.3544
3727 | 522.0345 | 3162.3889 | 522.0345 | 3162.3889
3728 | 498.1555 | 3220.7366 | 498.1555 | 3220.7366
3729 | 482.6376 | 3235.6826 | 482.6376 | 3235.6826
3730 | 464.4603 | 3228.083 | 464.4603 | 3228.083
3731 | 438.3386 | 3175.9771 | 438.3386 | 3175.9771
3732 | 416.2272 | 3117.1146 | 416.2272 | 3117.1146
3733 | 397.5568 | 3074.5622 | 397.5568 | 3074.5622
3734 | 388.1298 | 3028.2498 | 388.1298 | 3028.2498
3735 | 382.8629 | 2990.2993 | 382.8629 | 2990.2993
3736 | 381.8379 | 2931.6337 | 381.8379 | 2931.6337
3737 | 388.7351 | 2891.9851 | 388.7351 | 2891.9851
3738 | 401.1044 | 2912.7835 | 401.1044 | 2912.7835
3739 | 423.8221 | 2887.9337 | 423.8221 | 2887.9337
3740 | 452.3715 | 2868.067 | 452.3715 | 2868.067
3741 | 470.1658 | 2816.0109 | 470.1658 | 2816.0109
3742 | 488.7094 | 2783.6336 | 488.7094 | 2783.6336
3743 | 517.5441 | 2757.6872 | 517.5441 | 2757.6872
3744 | 513.4199 | 2738.4938 | 513.4199 | 2738.4938
3745 | 497.2029 | 2738.1036 | 497.2029 | 2738.1036
3746 | 505.4999 | 2723.2449 | 505.4999 | 2723.2449
3747 | 533.916 | 2723.2189 | 533.916 | 2723.2189
3748 | 546.7371 | 2727.8836 | 546.7371 | 2727.8836
3749 | 554.0273 | 2751.7062 | 554.0273 | 2751.7062
3750 | 540.5749 | 2779.7766 | 540.5749 | 2779.7766
3751 | 513.376 | 2789.4659 | 513.376 | 2789.4659
3752 | 494.8827 | 2788.128 | 494.8827 | 2788.128
3753 | 479.6848 | 2775.3059 | 479.6848 | 2775.3059
3754 | 461.2893 | 2827.6472 | 461.2893 | 2827.6472
3755 | 437.021 | 2887.6353 | 437.021 | 2887.6353
3756 | 414.466 | 2908.1194 | 414.466 | 2908.1194
3757 | 398.9869 | 2919.8905 | 398.9869 | 2919.8905
3758 | 387.6023 | 2907.4743 | 387.6023 | 2907.4743
3759 | 383.1007 | 2906.0373 | 383.1007 | 2906.0373
3760 | 380.8434 | 2893.9711 | 380.8434 | 2893.9711
3761 | 387.0463 | 2874.7497 | 387.0463 | 2874.7497
3762 | 395.5758 | 2857.6302 | 395.5758 | 2857.6302
3763 | 414.4566 | 2796.5861 | 414.4566 | 2796.5861
3764 | 433.9468 | 2776.9747 | 433.9468 | 2776.9747
3765 | 451.7811 | 2732.0043 | 451.7811 | 2732.0043
3766 | 471.0701 | 2706.0105 | 471.0701 | 2706.0105
3767 | 495.916 | 2683.4473 | 495.916 | 2683.4473
3768 | 489.9257 | 2658.062 | 489.9257 | 2658.062
3769 | 481.5061 | 2644.5856 | 481.5061 | 2644.5856
3770 | 489.1578 | 2619.1941 | 489.1578 | 2619.1941
3771 | 510.6826 | 2618.6575 | 510.6826 | 2618.6575
3772 | 532.6952 | 2618.5346 | 532.6952 | 2618.5346
3773 | 537.337 | 2645.6765 | 537.337 | 2645.6765
3774 | 517.5637 | 2670.1723 | 517.5637 | 2670.1723
3775 | 504.1005 | 2689.2453 | 504.1005 | 2689.2453
3776 | 485.8217 | 2713.7605 | 485.8217 | 2713.7605
3777 | 471.7758 | 2733.3665 | 471.7758 | 2733.3665
3778 | 456.063 | 2757.8119 | 456.063 | 2757.8119
3779 | 433.389 | 2778.6693 | 433.389 | 2778.6693
3780 | 410.1536 | 2798.7704 | 410.1536 | 2798.7704
3781 | 392.7151 | 2810.9883 | 392.7151 | 2810.9883
3782 | 382.9448 | 2794.742 | 382.9448 | 2794.742
3783 | 380.4136 | 2806.838 | 380.4136 | 2806.838
3784 | 378.825 | 2839.52 | 378.825 | 2839.52
3785 | 383.8555 | 2917.136 | 383.8555 | 2917.136
3786 | 393.5433 | 3041.5383 | 393.5433 | 3041.5383
3787 | 414.4763 | 3094.0564 | 414.4763 | 3094.0564
3788 | 437.4108 | 3132.8538 | 437.4108 | 3132.8538
3789 | 452.0156 | 3109.9702 | 452.0156 | 3109.9702
3790 | 469.6411 | 3059.2724 | 469.6411 | 3059.2724
3791 | 497.0973 | 2983.0241 | 497.0973 | 2983.0241
3792 | 495.5087 | 2899.7406 | 495.5087 | 2899.7406
3793 | 484.6996 | 2866.7307 | 484.6996 | 2866.7307
3794 | 490.8486 | 2883.2149 | 490.8486 | 2883.2149
3795 | 518.1804 | 2967.1317 | 518.1804 | 2967.1317
3796 | 538.5164 | 3020.3109 | 538.5164 | 3020.3109
3797 | 543.4138 | 3057.7941 | 543.4138 | 3057.7941
3798 | 528.3453 | 3079.1619 | 528.3453 | 3079.1619
3799 | 504.6054 | 3071.1051 | 504.6054 | 3071.1051
3800 | 492.3471 | 3060.575 | 492.3471 | 3060.575
3801 | 480.5694 | 3065.9458 | 480.5694 | 3065.9458
3802 | 460.8399 | 3077.5605 | 460.8399 | 3077.5605
3803 | 436.2441 | 3061.2021 | 436.2441 | 3061.2021
3804 | 413.344 | 3030.5546 | 413.344 | 3030.5546
3805 | 393.8303 | 3035.623 | 393.8303 | 3035.623
3806 | 384.8583 | 3024.675 | 384.8583 | 3024.675
3807 | 379.8142 | 3037.7286 | 379.8142 | 3037.7286
3808 | 379.4115 | 3056.8776 | 379.4115 | 3056.8776
3809 | 386.143 | 3103.2145 | 386.143 | 3103.2145
3810 | 398.469 | 3195.7632 | 398.469 | 3195.7632
3811 | 421.9553 | 3228.684 | 421.9553 | 3228.684
3812 | 450.013 | 3257.8424 | 450.013 | 3257.8424
3813 | 467.9364 | 3232.2139 | 467.9364 | 3232.2139
3814 | 487.2315 | 3216.4337 | 487.2315 | 3216.4337
3815 | 512.8246 | 3197.6367 | 512.8246 | 3197.6367
3816 | 509.4352 | 3160.442 | 509.4352 | 3160.442
3817 | 492.4749 | 3121.2401 | 492.4749 | 3121.2401
3818 | 500.3578 | 3071.9745 | 500.3578 | 3071.9745
3819 | 526.2813 | 3075.9062 | 526.2813 | 3075.9062
3820 | 544.7392 | 3096.1467 | 544.7392 | 3096.1467
3821 | 548.4534 | 3128.7146 | 548.4534 | 3128.7146
3822 | 536.4723 | 3109.8026 | 536.4723 | 3109.8026
3823 | 513.3344 | 3079.9782 | 513.3344 | 3079.9782
3824 | 499.1302 | 3051.4466 | 499.1302 | 3051.4466
3825 | 481.2622 | 2999.3023 | 481.2622 | 2999.3023
3826 | 459.1612 | 2934.9535 | 459.1612 | 2934.9535
3827 | 433.4191 | 2885.2734 | 433.4191 | 2885.2734
3828 | 408.3425 | 2837.7735 | 408.3425 | 2837.7735
3829 | 391.2342 | 2802.8812 | 391.2342 | 2802.8812
3830 | 382.9791 | 2744.0572 | 382.9791 | 2744.0572
3831 | 378.1062 | 2703.8087 | 378.1062 | 2703.8087
3832 | 379.2379 | 2685.2313 | 379.2379 | 2685.2313
3833 | 385.3524 | 2686.5646 | 385.3524 | 2686.5646
3834 | 397.5568 | 2706.7886 | 397.5568 | 2706.7886
3835 | 422.8229 | 2655.0643 | 422.8229 | 2655.0643
3836 | 457.6805 | 2596.1307 | 457.6805 | 2596.1307
3837 | 476.3777 | 2511.455 | 476.3777 | 2511.455
3838 | 492.9754 | 2465.0979 | 492.9754 | 2465.0979
3839 | 519.41 | 2442.6624 | 519.41 | 2442.6624
3840 | 514.6843 | 2434.321 | 514.6843 | 2434.321
3841 | 496.1705 | 2450.5278 | 496.1705 | 2450.5278
3842 | 506.3953 | 2458.9049 | 506.3953 | 2458.9049
3843 | 531.5798 | 2520.288 | 531.5798 | 2520.288
3844 | 546.7589 | 2582.1487 | 546.7589 | 2582.1487
3845 | 556.3089 | 2650.0811 | 556.3089 | 2650.0811
3846 | 544.9705 | 2696.4722 | 544.9705 | 2696.4722
3847 | 521.5175 | 2716.3112 | 521.5175 | 2716.3112
3848 | 507.019 | 2730.6767 | 507.019 | 2730.6767
3849 | 488.7146 | 2715.3012 | 488.7146 | 2715.3012
3850 | 464.7618 | 2700.2329 | 464.7618 | 2700.2329
3851 | 434.3345 | 2655.9149 | 434.3345 | 2655.9149
3852 | 410.742 | 2608.7342 | 410.742 | 2608.7342
3853 | 391.4148 | 2599.695 | 391.4148 | 2599.695
3854 | 379.857 | 2585.4915 | 379.857 | 2585.4915
3855 | 376.2622 | 2603.588 | 376.2622 | 2603.588
3856 | 375.3953 | 2640.3554 | 375.3953 | 2640.3554
3857 | 381.695 | 2692.1821 | 381.695 | 2692.1821
3858 | 398.9611 | 2799.0937 | 398.9611 | 2799.0937
3859 | 427.955 | 2867.3789 | 427.955 | 2867.3789
3860 | 461.7134 | 2947.8605 | 461.7134 | 2947.8605
3861 | 481.7928 | 2967.2994 | 481.7928 | 2967.2994
3862 | 494.719 | 2972.2017 | 494.719 | 2972.2017
3863 | 522.1878 | 2963.8098 | 522.1878 | 2963.8098
3864 | 517.2698 | 2953.6172 | 517.2698 | 2953.6172
3865 | 499.8422 | 2962.9936 | 499.8422 | 2962.9936
3866 | 503.2044 | 2967.1577 | 503.2044 | 2967.1577
3867 | 524.3416 | 3016.0292 | 524.3416 | 3016.0292
3868 | 542.5155 | 3062.6972 | 542.5155 | 3062.6972
3869 | 549.3253 | 3102.8615 | 549.3253 | 3102.8615
3870 | 537.9919 | 3133.7407 | 537.9919 | 3133.7407
3871 | 514.7017 | 3154.3457 | 514.7017 | 3154.3457
3872 | 500.0093 | 3174.201 | 500.0093 | 3174.201
3873 | 483.2679 | 3170.4434 | 483.2679 | 3170.4434
3874 | 458.9802 | 3161.7586 | 458.9802 | 3161.7586
3875 | 428.2121 | 3127.6542 | 428.2121 | 3127.6542
3876 | 404.1255 | 3094.1979 | 404.1255 | 3094.1979
3877 | 385.9876 | 3077.3709 | 385.9876 | 3077.3709
3878 | 375.6134 | 3042.0381 | 375.6134 | 3042.0381
3879 | 369.3133 | 3039.5159 | 369.3133 | 3039.5159
3880 | 370.0242 | 3058.1543 | 370.0242 | 3058.1543
3881 | 376.5238 | 3097.9162 | 376.5238 | 3097.9162
3882 | 390.5342 | 3177.5703 | 390.5342 | 3177.5703
3883 | 417.4548 | 3194.66 | 417.4548 | 3194.66
3884 | 451.0189 | 3227.5847 | 451.0189 | 3227.5847
3885 | 469.058 | 3227.937 | 469.058 | 3227.937
3886 | 484.1504 | 3221.4766 | 484.1504 | 3221.4766
3887 | 512.0772 | 3201.7222 | 512.0772 | 3201.7222
3888 | 508.5386 | 3170.7194 | 508.5386 | 3170.7194
3889 | 491.0164 | 3144.5399 | 491.0164 | 3144.5399
3890 | 500.6877 | 3105.7431 | 500.6877 | 3105.7431
3891 | 523.1855 | 3106.4831 | 523.1855 | 3106.4831
3892 | 539.5651 | 3125.8937 | 539.5651 | 3125.8937
3893 | 540.5051 | 3171.1647 | 540.5051 | 3171.1647
3894 | 527.8669 | 3198.4054 | 527.8669 | 3198.4054
3895 | 504.7941 | 3208.0947 | 504.7941 | 3208.0947
3896 | 491.9239 | 3213.7786 | 491.9239 | 3213.7786
3897 | 475.8505 | 3190.4876 | 475.8505 | 3190.4876
3898 | 453.5297 | 3154.5453 | 453.5297 | 3154.5453
3899 | 427.6676 | 3103.0778 | 427.6676 | 3103.0778
3900 | 403.6086 | 3075.9412 | 403.6086 | 3075.9412
3901 | 385.8861 | 3069.9023 | 385.8861 | 3069.9023
3902 | 374.2073 | 3045.8043 | 374.2073 | 3045.8043
3903 | 368.8243 | 3045.4526 | 368.8243 | 3045.4526
3904 | 368.5244 | 3050.7494 | 368.5244 | 3050.7494
3905 | 374.4276 | 3074.3611 | 374.4276 | 3074.3611
3906 | 392.4653 | 3147.3126 | 392.4653 | 3147.3126
3907 | 417.1437 | 3168.1047 | 417.1437 | 3168.1047
3908 | 444.142 | 3190.0498 | 444.142 | 3190.0498
3909 | 460.7108 | 3166.4002 | 460.7108 | 3166.4002
3910 | 473.6531 | 3145.4494 | 473.6531 | 3145.4494
3911 | 501.7475 | 3130.5464 | 501.7475 | 3130.5464
3912 | 501.5936 | 3119.6515 | 501.5936 | 3119.6515
3913 | 486.2526 | 3115.878 | 486.2526 | 3115.878
3914 | 493.2888 | 3090.4227 | 493.2888 | 3090.4227
3915 | 518.7761 | 3091.4181 | 518.7761 | 3091.4181
3916 | 536.6783 | 3103.8707 | 536.6783 | 3103.8707
3917 | 540.0294 | 3144.9925 | 540.0294 | 3144.9925
3918 | 523.5078 | 3182.8297 | 523.5078 | 3182.8297
3919 | 500.7507 | 3204.0731 | 500.7507 | 3204.0731
3920 | 483.9494 | 3225.6518 | 483.9494 | 3225.6518
3921 | 467.3797 | 3234.3421 | 467.3797 | 3234.3421
3922 | 451.1809 | 3240.7223 | 451.1809 | 3240.7223
3923 | 429.1071 | 3216.3846 | 429.1071 | 3216.3846
3924 | 406.8308 | 3193.5249 | 406.8308 | 3193.5249
3925 | 390.146 | 3198.9763 | 390.146 | 3198.9763
3926 | 378.3647 | 3195.88 | 378.3647 | 3195.88
3927 | 371.8351 | 3226.7435 | 371.8351 | 3226.7435
3928 | 369.1738 | 3267.0218 | 369.1738 | 3267.0218
3929 | 376.3068 | 3311.9543 | 376.3068 | 3311.9543
3930 | 389.4058 | 3396.0769 | 389.4058 | 3396.0769
3931 | 409.543 | 3416.3583 | 409.543 | 3416.3583
3932 | 429.9786 | 3425.0258 | 429.9786 | 3425.0258
3933 | 440.6266 | 3368.5012 | 440.6266 | 3368.5012
3934 | 458.4459 | 3320.8674 | 458.4459 | 3320.8674
3935 | 482.5987 | 3287.5162 | 482.5987 | 3287.5162
3936 | 483.5495 | 3252.3003 | 483.5495 | 3252.3003
3937 | 473.1922 | 3234.4193 | 473.1922 | 3234.4193
3938 | 481.5483 | 3193.899 | 481.5483 | 3193.899
3939 | 507.9672 | 3196.7455 | 507.9672 | 3196.7455
3940 | 527.3283 | 3207.1554 | 527.3283 | 3207.1554
3941 | 520.1888 | 3215.0831 | 520.1888 | 3215.0831
3942 | 500.4892 | 3208.2998 | 500.4892 | 3208.2998
3943 | 482.589 | 3190.5401 | 482.589 | 3190.5401
3944 | 470.9473 | 3177.4566 | 470.9473 | 3177.4566
3945 | 463.5159 | 3133.4192 | 463.5159 | 3133.4192
3946 | 444.5347 | 3085.093 | 444.5347 | 3085.093
3947 | 425.1515 | 3022.6459 | 425.1515 | 3022.6459
3948 | 403.5524 | 2953.889 | 403.5524 | 2953.889
3949 | 385.8624 | 2877.8233 | 385.8624 | 2877.8233
3950 | 376.7483 | 2778.8472 | 376.7483 | 2778.8472
3951 | 371.1606 | 2722.4484 | 371.1606 | 2722.4484
3952 | 371.2905 | 2680.2522 | 371.2905 | 2680.2522
3953 | 374.5194 | 2657.7751 | 374.5194 | 2657.7751
3954 | 384.5687 | 2686.4891 | 384.5687 | 2686.4891
3955 | 407.2734 | 2670.0655 | 407.2734 | 2670.0655
3956 | 427.3483 | 2673.7538 | 427.3483 | 2673.7538
3957 | 442.9574 | 2654.3173 | 442.9574 | 2654.3173
3958 | 460.4023 | 2651.7509 | 460.4023 | 2651.7509
3959 | 490.2598 | 2636.018 | 490.2598 | 2636.018
3960 | 487.6786 | 2590.5247 | 487.6786 | 2590.5247
3961 | 476.1249 | 2527.0019 | 476.1249 | 2527.0019
3962 | 486.3562 | 2440.5843 | 486.3562 | 2440.5843
3963 | 515.4388 | 2394.0227 | 515.4388 | 2394.0227
3964 | 528.3817 | 2379.2179 | 528.3817 | 2379.2179
3965 | 534.7772 | 2411.2751 | 534.7772 | 2411.2751
3966 | 518.9408 | 2446.3036 | 518.9408 | 2446.3036
3967 | 499.1981 | 2461.2912 | 499.1981 | 2461.2912
3968 | 483.273 | 2462.9535 | 483.273 | 2462.9535
3969 | 469.8597 | 2449.9399 | 469.8597 | 2449.9399
3970 | 452.4986 | 2443.4893 | 452.4986 | 2443.4893
3971 | 429.1196 | 2416.662 | 429.1196 | 2416.662
3972 | 407.8631 | 2402.2924 | 407.8631 | 2402.2924
3973 | 389.6335 | 2416.2976 | 389.6335 | 2416.2976
3974 | 378.8488 | 2419.3295 | 378.8488 | 2419.3295
3975 | 372.7941 | 2428.4253 | 372.7941 | 2428.4253
3976 | 372.0974 | 2425.3597 | 372.0974 | 2425.3597
3977 | 377.3351 | 2428.7997 | 377.3351 | 2428.7997
3978 | 389.7631 | 2469.1954 | 389.7631 | 2469.1954
3979 | 412.8199 | 2463.5599 | 412.8199 | 2463.5599
3980 | 439.1303 | 2476.8234 | 439.1303 | 2476.8234
3981 | 455.392 | 2468.4303 | 455.392 | 2468.4303
3982 | 471.1483 | 2480.0991 | 471.1483 | 2480.0991
3983 | 499.9405 | 2489.581 | 499.9405 | 2489.581
3984 | 496.2074 | 2501.156 | 496.2074 | 2501.156
3985 | 480.5508 | 2527.3849 | 480.5508 | 2527.3849
3986 | 483.782 | 2537.4217 | 483.782 | 2537.4217
3987 | 513.2142 | 2561.5891 | 513.2142 | 2561.5891
3988 | 533.5654 | 2574.9992 | 533.5654 | 2574.9992
3989 | 539.9711 | 2614.589 | 539.9711 | 2614.589
3990 | 523.986 | 2647.5747 | 523.986 | 2647.5747
3991 | 502.1327 | 2668.3075 | 502.1327 | 2668.3075
3992 | 487.2876 | 2682.1622 | 487.2876 | 2682.1622
3993 | 476.4517 | 2680.0644 | 476.4517 | 2680.0644
3994 | 454.8542 | 2681.3378 | 454.8542 | 2681.3378
3995 | 431.6068 | 2668.618 | 431.6068 | 2668.618
3996 | 406.4644 | 2664.845 | 406.4644 | 2664.845
3997 | 391.2176 | 2679.297 | 391.2176 | 2679.297
3998 | 378.648 | 2668.6044 | 378.648 | 2668.6044
3999 | 374.3598 | 2672.0189 | 374.3598 | 2672.0189
4000 | 373.8634 | 2674.89 | 373.8634 | 2674.89
4001 | 379.4039 | 2684.9688 | 379.4039 | 2684.9688
4002 | 394.7373 | 2735.5781 | 394.7373 | 2735.5781
4003 | 421.705 | 2741.1775 | 421.705 | 2741.1775
4004 | 455.7826 | 2762.4842 | 455.7826 | 2762.4842
4005 | 474.4349 | 2739.473 | 474.4349 | 2739.473
4006 | 483.5175 | 2720.3733 | 483.5175 | 2720.3733
4007 | 511.0005 | 2696.3419 | 511.0005 | 2696.3419
4008 | 505.8982 | 2674.7229 | 505.8982 | 2674.7229
4009 | 488.1115 | 2675.5455 | 488.1115 | 2675.5455
4010 | 490.2654 | 2659.7292 | 490.2654 | 2659.7292
4011 | 519.5804 | 2680.6411 | 519.5804 | 2680.6411
4012 | 534.7413 | 2713.2654 | 534.7413 | 2713.2654
4013 | 537.0391 | 2765.0476 | 537.0391 | 2765.0476
4014 | 524.4444 | 2809.013 | 524.4444 | 2809.013
4015 | 497.4473 | 2848.2578 | 497.4473 | 2848.2578
4016 | 486.8458 | 2881.8375 | 486.8458 | 2881.8375
4017 | 480.818 | 2872.8455 | 480.818 | 2872.8455
4018 | 460.4994 | 2858.9901 | 460.4994 | 2858.9901
4019 | 433.0745 | 2855.4625 | 433.0745 | 2855.4625
4020 | 409.3218 | 2870.6484 | 409.3218 | 2870.6484
4021 | 391.4201 | 2907.4427 | 391.4201 | 2907.4427
4022 | 381.0947 | 2925.1565 | 381.0947 | 2925.1565
4023 | 376.6846 | 2959.9139 | 376.6846 | 2959.9139
4024 | 376.4419 | 2990.1064 | 376.4419 | 2990.1064
4025 | 382.795 | 3040.018 | 382.795 | 3040.018
4026 | 398.6515 | 3153.8876 | 398.6515 | 3153.8876
4027 | 423.2898 | 3229.7692 | 423.2898 | 3229.7692
4028 | 456.4541 | 3309.2294 | 456.4541 | 3309.2294
4029 | 471.3128 | 3336.3923 | 471.3128 | 3336.3923
4030 | 487.6901 | 3372.5098 | 487.6901 | 3372.5098
4031 | 516.8752 | 3408.7385 | 516.8752 | 3408.7385
4032 | 512.7671 | 3439.7193 | 512.7671 | 3439.7193
4033 | 489.2649 | 3479.3535 | 489.2649 | 3479.3535
4034 | 500.1212 | 3490.4755 | 500.1212 | 3490.4755
4035 | 527.7054 | 3518.9837 | 527.7054 | 3518.9837
4036 | 547.7708 | 3529.8404 | 547.7708 | 3529.8404
4037 | 546.2494 | 3534.5763 | 546.2494 | 3534.5763
4038 | 529.2256 | 3524.5374 | 529.2256 | 3524.5374
4039 | 508.8595 | 3515.8423 | 508.8595 | 3515.8423
4040 | 497.5456 | 3519.4197 | 497.5456 | 3519.4197
4041 | 486.5361 | 3518.7262 | 486.5361 | 3518.7262
4042 | 465.3149 | 3526.6384 | 465.3149 | 3526.6384
4043 | 435.4001 | 3512.5781 | 435.4001 | 3512.5781
4044 | 412.4927 | 3505.2941 | 412.4927 | 3505.2941
4045 | 393.2617 | 3527.7894 | 393.2617 | 3527.7894
4046 | 381.3479 | 3541.5455 | 381.3479 | 3541.5455
4047 | 374.3981 | 3565.834 | 374.3981 | 3565.834
4048 | 373.8607 | 3581.0252 | 373.8607 | 3581.0252
4049 | 381.0978 | 3606.2328 | 381.0978 | 3606.2328
4050 | 396.0026 | 3671.3326 | 396.0026 | 3671.3326
4051 | 420.4849 | 3673.9956 | 420.4849 | 3673.9956
4052 | 456.5267 | 3673.5985 | 456.5267 | 3673.5985
4053 | 471.6975 | 3622.2446 | 471.6975 | 3622.2446
4054 | 481.1295 | 3570.6531 | 481.1295 | 3570.6531
4055 | 508.7473 | 3518.0237 | 508.7473 | 3518.0237
4056 | 509.4736 | 3474.4454 | 509.4736 | 3474.4454
4057 | 486.4272 | 3456.0537 | 486.4272 | 3456.0537
4058 | 490.0881 | 3426.1938 | 490.0881 | 3426.1938
4059 | 514.593 | 3421.6994 | 514.593 | 3421.6994
4060 | 530.5985 | 3426.045 | 530.5985 | 3426.045
4061 | 530.0778 | 3490.4665 | 530.0778 | 3490.4665
4062 | 518.0241 | 3517.9624 | 518.0241 | 3517.9624
4063 | 495.4746 | 3523.8855 | 495.4746 | 3523.8855
4064 | 480.3872 | 3517.3769 | 480.3872 | 3517.3769
4065 | 470.0088 | 3495.1073 | 470.0088 | 3495.1073
4066 | 452.9109 | 3495.9977 | 452.9109 | 3495.9977
4067 | 429.453 | 3489.5976 | 429.453 | 3489.5976
4068 | 403.9272 | 3486.2075 | 403.9272 | 3486.2075
4069 | 386.6968 | 3509.9795 | 386.6968 | 3509.9795
4070 | 374.2284 | 3520.3524 | 374.2284 | 3520.3524
4071 | 368.8053 | 3546.0452 | 368.8053 | 3546.0452
4072 | 366.1536 | 3563.343 | 366.1536 | 3563.343
4073 | 370.6335 | 3578.0817 | 370.6335 | 3578.0817
4074 | 385.0049 | 3623.1373 | 385.0049 | 3623.1373
4075 | 405.1815 | 3614.9484 | 405.1815 | 3614.9484
4076 | 436.1809 | 3619.9773 | 436.1809 | 3619.9773
4077 | 449.8602 | 3583.3692 | 449.8602 | 3583.3692
4078 | 465.2652 | 3589.3567 | 465.2652 | 3589.3567
4079 | 487.4104 | 3604.9667 | 487.4104 | 3604.9667
4080 | 487.8527 | 3600.3915 | 487.8527 | 3600.3915
4081 | 472.1876 | 3589.9792 | 472.1876 | 3589.9792
4082 | 480.594 | 3544.6074 | 480.594 | 3544.6074
4083 | 506.7317 | 3518.1538 | 506.7317 | 3518.1538
4084 | 524.3645 | 3500.3487 | 524.3645 | 3500.3487
4085 | 526.7075 | 3501.1907 | 526.7075 | 3501.1907
4086 | 507.2273 | 3483.364 | 507.2273 | 3483.364
4087 | 487.2434 | 3435.4104 | 487.2434 | 3435.4104
4088 | 471.9595 | 3381.6641 | 471.9595 | 3381.6641
4089 | 462.8273 | 3337.3076 | 462.8273 | 3337.3076
4090 | 449.3429 | 3311.0044 | 449.3429 | 3311.0044
4091 | 426.8684 | 3251.8767 | 426.8684 | 3251.8767
4092 | 405.4693 | 3218.612 | 405.4693 | 3218.612
4093 | 387.7291 | 3217.7437 | 387.7291 | 3217.7437
4094 | 375.9494 | 3215.4773 | 375.9494 | 3215.4773
4095 | 371.8535 | 3223.7432 | 371.8535 | 3223.7432
4096 | 369.3838 | 3221.7629 | 369.3838 | 3221.7629
4097 | 375.4843 | 3245.8853 | 375.4843 | 3245.8853
4098 | 385.5133 | 3310.6659 | 385.5133 | 3310.6659
4099 | 402.4134 | 3303.7537 | 402.4134 | 3303.7537
4100 | 419.9423 | 3314.4 | 419.9423 | 3314.4
4101 | 430.3396 | 3323.6253 | 430.3396 | 3323.6253
4102 | 446.0491 | 3347.1035 | 446.0491 | 3347.1035
4103 | 468.7875 | 3342.8609 | 468.7875 | 3342.8609
4104 | 474.7075 | 3332.3491 | 474.7075 | 3332.3491
4105 | 466.4196 | 3329.0863 | 466.4196 | 3329.0863
4106 | 474.0792 | 3291.0555 | 474.0792 | 3291.0555
4107 | 498.2282 | 3262.3039 | 498.2282 | 3262.3039
4108 | 513.7416 | 3246.6053 | 513.7416 | 3246.6053
4109 | 508.0033 | 3289.2591 | 508.0033 | 3289.2591
4110 | 498.6131 | 3333.5437 | 498.6131 | 3333.5437
4111 | 482.0932 | 3359.064 | 482.0932 | 3359.064
4112 | 474.592 | 3378.7277 | 474.592 | 3378.7277
4113 | 459.8585 | 3396.5463 | 459.8585 | 3396.5463
4114 | 446.9005 | 3419.0129 | 446.9005 | 3419.0129
4115 | 426.2938 | 3396.6541 | 426.2938 | 3396.6541
4116 | 407.5429 | 3363.3255 | 407.5429 | 3363.3255
4117 | 390.5608 | 3351.8607 | 390.5608 | 3351.8607
4118 | 381.3525 | 3330.0608 | 381.3525 | 3330.0608
4119 | 375.2992 | 3318.8571 | 375.2992 | 3318.8571
4120 | 371.6862 | 3309.5358 | 371.6862 | 3309.5358
4121 | 373.5267 | 3315.7844 | 373.5267 | 3315.7844
4122 | 382.4106 | 3362.2444 | 382.4106 | 3362.2444
4123 | 396.8944 | 3340.8417 | 396.8944 | 3340.8417
4124 | 415.4801 | 3323.0816 | 415.4801 | 3323.0816
4125 | 428.1068 | 3281.4305 | 428.1068 | 3281.4305
4126 | 444.814 | 3262.9693 | 444.814 | 3262.9693
4127 | 468.2473 | 3239.8954 | 468.2473 | 3239.8954
4128 | 471.1841 | 3205.8285 | 471.1841 | 3205.8285
4129 | 461.9548 | 3180.2873 | 461.9548 | 3180.2873
4130 | 467.0739 | 3140.3415 | 467.0739 | 3140.3415
4131 | 491.1302 | 3134.3789 | 491.1302 | 3134.3789
4132 | 507.9162 | 3134.1284 | 507.9162 | 3134.1284
4133 | 512.7963 | 3163.6961 | 512.7963 | 3163.6961
4134 | 497.8586 | 3189.1493 | 497.8586 | 3189.1493
4135 | 483.1305 | 3196.3491 | 483.1305 | 3196.3491
4136 | 472.6567 | 3200.3094 | 472.6567 | 3200.3094
4137 | 463.7357 | 3194.6368 | 463.7357 | 3194.6368
4138 | 451.0355 | 3191.0588 | 451.0355 | 3191.0588
4139 | 430.5801 | 3164.6784 | 430.5801 | 3164.6784
4140 | 411.1475 | 3145.9041 | 411.1475 | 3145.9041
4141 | 394.9075 | 3149.4405 | 394.9075 | 3149.4405
4142 | 383.5356 | 3128.3428 | 383.5356 | 3128.3428
4143 | 379.6866 | 3115.99 | 379.6866 | 3115.99
4144 | 375.2389 | 3102.5833 | 375.2389 | 3102.5833
4145 | 376.7426 | 3112.9812 | 376.7426 | 3112.9812
4146 | 384.4342 | 3178.847 | 384.4342 | 3178.847
4147 | 398.5307 | 3193.3833 | 398.5307 | 3193.3833
4148 | 419.581 | 3212.2643 | 419.581 | 3212.2643
4149 | 434.6816 | 3197.9984 | 434.6816 | 3197.9984
4150 | 451.0355 | 3198.6238 | 451.0355 | 3198.6238
4151 | 481.4227 | 3201.3392 | 481.4227 | 3201.3392
4152 | 477.4671 | 3194.4021 | 477.4671 | 3194.4021
4153 | 464.5275 | 3192.4798 | 464.5275 | 3192.4798
4154 | 472.5357 | 3165.684 | 472.5357 | 3165.684
4155 | 500.8173 | 3149.1886 | 500.8173 | 3149.1886
4156 | 517.4348 | 3125.5107 | 517.4348 | 3125.5107
4157 | 521.336 | 3130.6296 | 521.336 | 3130.6296
4158 | 507.8744 | 3133.2938 | 507.8744 | 3133.2938
4159 | 488.3442 | 3125.1094 | 488.3442 | 3125.1094
4160 | 473.3727 | 3120.7712 | 473.3727 | 3120.7712
4161 | 463.7852 | 3113.8858 | 463.7852 | 3113.8858
4162 | 452.139 | 3120.5213 | 452.139 | 3120.5213
4163 | 435.5712 | 3097.0773 | 435.5712 | 3097.0773
4164 | 414.5104 | 3076.771 | 414.5104 | 3076.771
4165 | 399.3493 | 3088.2229 | 399.3493 | 3088.2229
4166 | 387.6967 | 3088.1268 | 387.6967 | 3088.1268
4167 | 380.0176 | 3099.6483 | 380.0176 | 3099.6483
4168 | 376.3012 | 3106.8602 | 376.3012 | 3106.8602
4169 | 379.1115 | 3137.7491 | 379.1115 | 3137.7491
4170 | 392.6027 | 3228.3828 | 392.6027 | 3228.3828
4171 | 409.9131 | 3278.4113 | 409.9131 | 3278.4113
4172 | 432.0149 | 3345.9344 | 432.0149 | 3345.9344
4173 | 448.8636 | 3388.5454 | 448.8636 | 3388.5454
4174 | 463.988 | 3442.5366 | 463.988 | 3442.5366
4175 | 489.2313 | 3480.9995 | 489.2313 | 3480.9995
4176 | 496.6037 | 3496.4684 | 496.6037 | 3496.4684
4177 | 480.6678 | 3500.802 | 480.6678 | 3500.802
4178 | 482.9508 | 3478.9852 | 482.9508 | 3478.9852
4179 | 508.6125 | 3470.6607 | 508.6125 | 3470.6607
4180 | 526.2136 | 3452.4726 | 526.2136 | 3452.4726
4181 | 525.4349 | 3450.3782 | 525.4349 | 3450.3782
4182 | 517.9767 | 3430.5087 | 517.9767 | 3430.5087
4183 | 496.3249 | 3386.3853 | 496.3249 | 3386.3853
4184 | 477.1326 | 3331.7453 | 477.1326 | 3331.7453
4185 | 465.0593 | 3264.2806 | 465.0593 | 3264.2806
4186 | 456.8953 | 3206.1876 | 456.8953 | 3206.1876
4187 | 438.1789 | 3139.1444 | 438.1789 | 3139.1444
4188 | 420.6659 | 3100.8367 | 420.6659 | 3100.8367
4189 | 403.1339 | 3107.118 | 403.1339 | 3107.118
4190 | 388.861 | 3103.7664 | 388.861 | 3103.7664
4191 | 380.3003 | 3107.4362 | 380.3003 | 3107.4362
4192 | 375.8488 | 3107.9454 | 375.8488 | 3107.9454
4193 | 379.542 | 3126.8334 | 379.542 | 3126.8334
4194 | 392.982 | 3182.2941 | 392.982 | 3182.2941
4195 | 407.0571 | 3168.9984 | 407.0571 | 3168.9984
4196 | 427.9346 | 3165.7287 | 427.9346 | 3165.7287
4197 | 445.9634 | 3139.7811 | 445.9634 | 3139.7811
4198 | 460.2253 | 3129.6183 | 460.2253 | 3129.6183
4199 | 480.9348 | 3113.4386 | 480.9348 | 3113.4386
4200 | 487.4815 | 3097.7562 | 487.4815 | 3097.7562
4201 | 474.5421 | 3102.345 | 474.5421 | 3102.345
4202 | 477.6055 | 3097.3807 | 477.6055 | 3097.3807
4203 | 502.7394 | 3110.377 | 502.7394 | 3110.377
4204 | 519.8512 | 3104.9559 | 519.8512 | 3104.9559
4205 | 518.3795 | 3113.9687 | 518.3795 | 3113.9687
4206 | 506.204 | 3118.548 | 506.204 | 3118.548
4207 | 488.7834 | 3110.8742 | 488.7834 | 3110.8742
4208 | 471.144 | 3104.621 | 471.144 | 3104.621
4209 | 459.7355 | 3089.4371 | 459.7355 | 3089.4371
4210 | 444.4649 | 3081.2629 | 444.4649 | 3081.2629
4211 | 433.4778 | 3051.1801 | 433.4778 | 3051.1801
4212 | 420.1395 | 3025.8308 | 420.1395 | 3025.8308
4213 | 408.699 | 3028.6012 | 408.699 | 3028.6012
4214 | 396.7122 | 3030.3563 | 396.7122 | 3030.3563
4215 | 385.26 | 3069.3906 | 385.26 | 3069.3906
4216 | 379.4032 | 3122.8189 | 379.4032 | 3122.8189
4217 | 379.549 | 3183.6463 | 379.549 | 3183.6463
4218 | 389.3207 | 3284.1106 | 389.3207 | 3284.1106
4219 | 402.4016 | 3329.8622 | 402.4016 | 3329.8622
4220 | 414.9399 | 3373.5111 | 414.9399 | 3373.5111
4221 | 422.8095 | 3363.6498 | 422.8095 | 3363.6498
4222 | 435.841 | 3361.3387 | 435.841 | 3361.3387
4223 | 453.419 | 3360.607 | 453.419 | 3360.607
4224 | 455.6242 | 3356.2233 | 455.6242 | 3356.2233
4225 | 448.5554 | 3334.8314 | 448.5554 | 3334.8314
4226 | 455.7501 | 3230.604 | 455.7501 | 3230.604
4227 | 474.9396 | 3156.0189 | 474.9396 | 3156.0189
4228 | 489.7269 | 3143.3844 | 489.7269 | 3143.3844
4229 | 487.2467 | 3161.1427 | 487.2467 | 3161.1427
4230 | 474.1836 | 3171.6586 | 474.1836 | 3171.6586
4231 | 463.0964 | 3162.9634 | 463.0964 | 3162.9634
4232 | 450.6749 | 3150.9013 | 450.6749 | 3150.9013
4233 | 442.7531 | 3116.7584 | 442.7531 | 3116.7584
4234 | 431.3763 | 3087.8379 | 431.3763 | 3087.8379
4235 | 423.2678 | 3056.7975 | 423.2678 | 3056.7975
4236 | 413.4641 | 3047.407 | 413.4641 | 3047.407
4237 | 403.2714 | 3055.9225 | 403.2714 | 3055.9225
4238 | 392.1391 | 3045.2298 | 392.1391 | 3045.2298
4239 | 381.6956 | 3058.7941 | 381.6956 | 3058.7941
4240 | 377.3843 | 3100.5406 | 377.3843 | 3100.5406
4241 | 378.2281 | 3170.0495 | 378.2281 | 3170.0495
4242 | 386.073 | 3259.4704 | 386.073 | 3259.4704
4243 | 396.441 | 3280.2625 | 396.441 | 3280.2625
4244 | 409.7645 | 3315.9321 | 409.7645 | 3315.9321
4245 | 421.5181 | 3314.3055 | 421.5181 | 3314.3055
4246 | 439.4365 | 3291.1842 | 439.4365 | 3291.1842
4247 | 465.2285 | 3242.0019 | 465.2285 | 3242.0019
4248 | 476.0048 | 3198.8067 | 476.0048 | 3198.8067
4249 | 471.6067 | 3179.9682 | 471.6067 | 3179.9682
4250 | 480.3534 | 3151.1296 | 480.3534 | 3151.1296
4251 | 503.1421 | 3138.7197 | 503.1421 | 3138.7197
4252 | 520.8902 | 3114.6587 | 520.8902 | 3114.6587
4253 | 525.445 | 3106.4362 | 525.445 | 3106.4362
4254 | 505.9009 | 3088.418 | 505.9009 | 3088.418
4255 | 484.4407 | 3054.5081 | 484.4407 | 3054.5081
4256 | 466.9414 | 3022.9125 | 466.9414 | 3022.9125
4257 | 452.9334 | 3000.5152 | 452.9334 | 3000.5152
4258 | 443.4265 | 3003.3844 | 443.4265 | 3003.3844
4259 | 433.6712 | 2991.1115 | 433.6712 | 2991.1115
4260 | 423.441 | 2980.8273 | 423.441 | 2980.8273
4261 | 412.6567 | 2991.7685 | 412.6567 | 2991.7685
4262 | 400.4149 | 2988.4807 | 400.4149 | 2988.4807
4263 | 387.1459 | 2988.8949 | 387.1459 | 2988.8949
4264 | 379.8665 | 2981.2333 | 379.8665 | 2981.2333
4265 | 379.6148 | 2995.972 | 379.6148 | 2995.972
4266 | 386.4513 | 3062.2846 | 386.4513 | 3062.2846
4267 | 398.7847 | 3077.5231 | 398.7847 | 3077.5231
4268 | 410.7104 | 3104.3197 | 410.7104 | 3104.3197
4269 | 422.9982 | 3111.1192 | 422.9982 | 3111.1192
4270 | 440.8009 | 3160.3229 | 440.8009 | 3160.3229
4271 | 468.7918 | 3232.5544 | 468.7918 | 3232.5544
4272 | 477.5451 | 3300.8786 | 477.5451 | 3300.8786
4273 | 473.7849 | 3364.4508 | 473.7849 | 3364.4508
4274 | 478.4371 | 3392.6806 | 478.4371 | 3392.6806
4275 | 503.6635 | 3414.1031 | 503.6635 | 3414.1031
4276 | 520.4812 | 3397.0001 | 520.4812 | 3397.0001
4277 | 519.3023 | 3373.0104 | 519.3023 | 3373.0104
4278 | 505.8167 | 3329.6497 | 505.8167 | 3329.6497
4279 | 485.5819 | 3284.8241 | 485.5819 | 3284.8241
4280 | 469.8251 | 3251.5688 | 469.8251 | 3251.5688
4281 | 453.4332 | 3230.7035 | 453.4332 | 3230.7035
4282 | 441.8527 | 3221.508 | 441.8527 | 3221.508
4283 | 430.1866 | 3188.8079 | 430.1866 | 3188.8079
4284 | 421.8006 | 3161.9267 | 421.8006 | 3161.9267
4285 | 408.6619 | 3160.5477 | 408.6619 | 3160.5477
4286 | 395.618 | 3150.1743 | 395.618 | 3150.1743
4287 | 387.1379 | 3157.4188 | 387.1379 | 3157.4188
4288 | 380.7252 | 3162.588 | 380.7252 | 3162.588
4289 | 379.9109 | 3181.7313 | 379.9109 | 3181.7313
4290 | 385.8077 | 3267.8327 | 385.8077 | 3267.8327
4291 | 398.449 | 3325.1384 | 398.449 | 3325.1384
4292 | 409.6307 | 3413.4078 | 409.6307 | 3413.4078
4293 | 417.5981 | 3484.9998 | 417.5981 | 3484.9998
4294 | 435.0459 | 3525.2665 | 435.0459 | 3525.2665
4295 | 459.604 | 3527.7904 | 459.604 | 3527.7904
4296 | 472.3375 | 3512.1718 | 472.3375 | 3512.1718
4297 | 468.7025 | 3489.8862 | 468.7025 | 3489.8862
4298 | 477.6758 | 3433.2795 | 477.6758 | 3433.2795
4299 | 502.2234 | 3415.6989 | 502.2234 | 3415.6989
4300 | 515.8074 | 3406.703 | 515.8074 | 3406.703
4301 | 524.2008 | 3418.3331 | 524.2008 | 3418.3331
4302 | 508.2367 | 3420.8059 | 508.2367 | 3420.8059
4303 | 487.0359 | 3404.0037 | 487.0359 | 3404.0037
4304 | 472.1594 | 3382.8132 | 472.1594 | 3382.8132
4305 | 460.6886 | 3352.8195 | 460.6886 | 3352.8195
4306 | 449.7386 | 3328.942 | 449.7386 | 3328.942
4307 | 438.0868 | 3285.007 | 438.0868 | 3285.007
4308 | 426.6223 | 3252.5721 | 426.6223 | 3252.5721
4309 | 413.6769 | 3246.7885 | 413.6769 | 3246.7885
4310 | 402.6527 | 3228.4358 | 402.6527 | 3228.4358
4311 | 394.0219 | 3226.1051 | 394.0219 | 3226.1051
4312 | 389.4731 | 3217.9328 | 389.4731 | 3217.9328
4313 | 390.355 | 3225.9688 | 390.355 | 3225.9688
4314 | 395.9197 | 3298.6011 | 395.9197 | 3298.6011
4315 | 408.5503 | 3330.8835 | 408.5503 | 3330.8835
4316 | 423.2448 | 3361.1271 | 423.2448 | 3361.1271
4317 | 432.539 | 3349.9253 | 432.539 | 3349.9253
4318 | 452.1922 | 3366.4455 | 452.1922 | 3366.4455
4319 | 475.924 | 3396.6099 | 475.924 | 3396.6099
4320 | 487.1829 | 3422.1009 | 487.1829 | 3422.1009
4321 | 483.5733 | 3444.4358 | 483.5733 | 3444.4358
4322 | 485.9121 | 3445.4081 | 485.9121 | 3445.4081
4323 | 507.5519 | 3487.7046 | 507.5519 | 3487.7046
4324 | 528.987 | 3537.5644 | 528.987 | 3537.5644
4325 | 532.1373 | 3573.9624 | 532.1373 | 3573.9624
4326 | 518.2657 | 3553.1993 | 518.2657 | 3553.1993
4327 | 497.7975 | 3467.3278 | 497.7975 | 3467.3278
4328 | 477.4266 | 3382.9408 | 477.4266 | 3382.9408
4329 | 460.5345 | 3328.1154 | 460.5345 | 3328.1154
4330 | 452.9745 | 3298.3651 | 452.9745 | 3298.3651
4331 | 438.7828 | 3247.3445 | 438.7828 | 3247.3445
4332 | 427.8315 | 3208.9729 | 427.8315 | 3208.9729
4333 | 416.1126 | 3197.3804 | 416.1126 | 3197.3804
4334 | 404.7997 | 3159.175 | 404.7997 | 3159.175
4335 | 397.3196 | 3138.7791 | 397.3196 | 3138.7791
4336 | 390.177 | 3134.8199 | 390.177 | 3134.8199
4337 | 392.3814 | 3159.8998 | 392.3814 | 3159.8998
4338 | 400.6381 | 3238.6602 | 400.6381 | 3238.6602
4339 | 413.7884 | 3260.7929 | 413.7884 | 3260.7929
4340 | 430.781 | 3280.4399 | 430.781 | 3280.4399
4341 | 442.4436 | 3245.9384 | 442.4436 | 3245.9384
4342 | 457.1978 | 3201.9432 | 457.1978 | 3201.9432
4343 | 481.7879 | 3167.3152 | 481.7879 | 3167.3152
4344 | 491.1384 | 3156.1012 | 491.1384 | 3156.1012
4345 | 485.7004 | 3158.2643 | 485.7004 | 3158.2643
4346 | 493.1967 | 3130.3833 | 493.1967 | 3130.3833
4347 | 511.8198 | 3121.2289 | 511.8198 | 3121.2289
4348 | 532.4245 | 3112.4884 | 532.4245 | 3112.4884
4349 | 538.1614 | 3122.0758 | 538.1614 | 3122.0758
4350 | 524.5897 | 3119.8885 | 524.5897 | 3119.8885
4351 | 500.4689 | 3102.7034 | 500.4689 | 3102.7034
4352 | 480.5525 | 3087.0026 | 480.5525 | 3087.0026
4353 | 461.8927 | 3072.5847 | 461.8927 | 3072.5847
4354 | 450.5594 | 3066.9639 | 450.5594 | 3066.9639
4355 | 438.4882 | 3020.9862 | 438.4882 | 3020.9862
4356 | 412.3183 | 2967.2305 | 412.3183 | 2967.2305
4357 | 403.8149 | 2952.3185 | 403.8149 | 2952.3185
4358 | 394.9918 | 2927.3908 | 394.9918 | 2927.3908
4359 | 386.5135 | 2916.8893 | 386.5135 | 2916.8893
4360 | 379.7685 | 2901.5675 | 379.7685 | 2901.5675
4361 | 380.5267 | 2896.1982 | 380.5267 | 2896.1982
4362 | 389.3419 | 2931.1041 | 389.3419 | 2931.1041
4363 | 400.0642 | 2914.2975 | 400.0642 | 2914.2975
4364 | 415.4079 | 2910.1342 | 415.4079 | 2910.1342
4365 | 426.3425 | 2875.2496 | 426.3425 | 2875.2496
4366 | 443.3628 | 2852.2561 | 443.3628 | 2852.2561
4367 | 469.0138 | 2837.5446 | 469.0138 | 2837.5446
4368 | 476.6689 | 2841.7147 | 476.6689 | 2841.7147
4369 | 469.0016 | 2861.4325 | 469.0016 | 2861.4325
4370 | 478.0252 | 2851.8082 | 478.0252 | 2851.8082
4371 | 496.4762 | 2860.2722 | 496.4762 | 2860.2722
4372 | 512.0654 | 2866.7243 | 512.0654 | 2866.7243
4373 | 516.7836 | 2895.0153 | 516.7836 | 2895.0153
4374 | 498.9281 | 2913.1914 | 498.9281 | 2913.1914
4375 | 475.4647 | 2907.3688 | 475.4647 | 2907.3688
4376 | 459.6519 | 2883.3057 | 459.6519 | 2883.3057
4377 | 442.3359 | 2837.8002 | 442.3359 | 2837.8002
4378 | 428.2249 | 2810.3479 | 428.2249 | 2810.3479
4379 | 417.689 | 2770.0516 | 417.689 | 2770.0516
4380 | 411.8922 | 1978.6591 | 411.8922 | 1978.6591
4381 | 411.525 | 1933.2812 | 411.525 | 1933.2812
4382 | 403.2117 | 1945.9408 | 403.2117 | 1945.9408
4383 | 388.9575 | 1971.9917 | 388.9575 | 1971.9917
4384 | 381.677 | 1948.3982 | 381.677 | 1948.3982
4385 | 380.5549 | 1908.5164 | 380.5549 | 1908.5164
4386 | 383.4833 | 1931.2865 | 383.4833 | 1931.2865
4387 | 387.3723 | 1931.3818 | 387.3723 | 1931.3818
4388 | 390.2305 | 1900.1126 | 390.2305 | 1900.1126
4389 | 390.0604 | 1841.8914 | 390.0604 | 1841.8914
4390 | 394.7493 | 1809.1044 | 394.7493 | 1809.1044
4391 | 414.5759 | 1800.103 | 414.5759 | 1800.103
4392 | 424.5244 | 1796.6817 | 424.5244 | 1796.6817
4393 | 422.728 | 1808.3261 | 422.728 | 1808.3261
4394 | 433.8647 | 1836.274 | 433.8647 | 1836.274
4395 | 461.5537 | 1875.6514 | 461.5537 | 1875.6514
4396 | 478.4536 | 1924.2321 | 478.4536 | 1924.2321
4397 | 482.6447 | 2002.9857 | 482.6447 | 2002.9857
4398 | 472.6833 | 2058.5572 | 472.6833 | 2058.5572
4399 | 461.5928 | 2033.8699 | 461.5928 | 2033.8699
4400 | 452.6941 | 1910.1119 | 452.6941 | 1910.1119
4401 | 439.1707 | 1907.9146 | 439.1707 | 1907.9146
4402 | 428.8757 | 2079.5514 | 428.8757 | 2079.5514
4403 | 423.4636 | 2139.8113 | 423.4636 | 2139.8113
4404 | 415.8842 | 2098.1921 | 415.8842 | 2098.1921
4405 | 407.4501 | 2039.4796 | 407.4501 | 2039.4796
4406 | 398.82 | 2058.6355 | 398.82 | 2058.6355
4407 | 387.9621 | 2034.4251 | 387.9621 | 2034.4251
4408 | 380.209 | 1961.6645 | 380.209 | 1961.6645
4409 | 380.5581 | 1939.2202 | 380.5581 | 1939.2202
4410 | 384.7373 | 2003.3619 | 384.7373 | 2003.3619
4411 | 393.5616 | 2023.2882 | 393.5616 | 2023.2882
4412 | 404.3765 | 2027.3045 | 404.3765 | 2027.3045
4413 | 412.8127 | 2020.7806 | 412.8127 | 2020.7806
4414 | 424.5096 | 2020.6122 | 424.5096 | 2020.6122
4415 | 448.7168 | 2011.1321 | 448.7168 | 2011.1321
4416 | 459.8331 | 2002.4453 | 459.8331 | 2002.4453
4417 | 460.6085 | 1985.4374 | 460.6085 | 1985.4374
4418 | 472.282 | 1967.2269 | 472.282 | 1967.2269
4419 | 493.658 | 1964.6857 | 493.658 | 1964.6857
4420 | 513.2916 | 1959.7228 | 513.2916 | 1959.7228
4421 | 517.9447 | 1982.9496 | 517.9447 | 1982.9496
4422 | 505.0924 | 2002.962 | 505.0924 | 2002.962
4423 | 484.4153 | 1998.6528 | 484.4153 | 1998.6528
4424 | 471.7004 | 1984.3755 | 471.7004 | 1984.3755
4425 | 460.3129 | 1970.6216 | 460.3129 | 1970.6216
4426 | 447.1608 | 1951.8808 | 447.1608 | 1951.8808
4427 | 435.472 | 1920.5763 | 435.472 | 1920.5763
4428 | 425.9933 | 1905.216 | 425.9933 | 1905.216
4429 | 414.1519 | 1903.1928 | 414.1519 | 1903.1928
4430 | 403.3504 | 1915.9208 | 403.3504 | 1915.9208
4431 | 392.0501 | 1927.5429 | 392.0501 | 1927.5429
4432 | 384.8142 | 1930.0717 | 384.8142 | 1930.0717
4433 | 383.0723 | 1962.4703 | 383.0723 | 1962.4703
4434 | 388.2189 | 2054.8541 | 388.2189 | 2054.8541
4435 | 397.0279 | 2089.2775 | 397.0279 | 2089.2775
4436 | 407.1845 | 2102.3887 | 407.1845 | 2102.3887
4437 | 415.6791 | 2099.1473 | 415.6791 | 2099.1473
4438 | 430.1525 | 2115.3906 | 430.1525 | 2115.3906
4439 | 453.3749 | 2126.2202 | 453.3749 | 2126.2202
4440 | 463.9929 | 2119.9952 | 463.9929 | 2119.9952
4441 | 459.8048 | 2101.9615 | 459.8048 | 2101.9615
4442 | 473.0153 | 2083.8194 | 473.0153 | 2083.8194
4443 | 495.7524 | 2070.6105 | 495.7524 | 2070.6105
4444 | 516.3374 | 2060.5873 | 516.3374 | 2060.5873
4445 | 519.1505 | 2094.345 | 519.1505 | 2094.345
4446 | 510.2189 | 2149.9849 | 510.2189 | 2149.9849
4447 | 492.7451 | 2200.5186 | 492.7451 | 2200.5186
4448 | 477.7612 | 2241.3578 | 477.7612 | 2241.3578
4449 | 462.5282 | 2269.2489 | 462.5282 | 2269.2489
4450 | 445.9784 | 2264.048 | 445.9784 | 2264.048
4451 | 438.5869 | 2228.2302 | 438.5869 | 2228.2302
4452 | 424.2978 | 2218.8192 | 424.2978 | 2218.8192
4453 | 412.0062 | 2220.8306 | 412.0062 | 2220.8306
4454 | 398.7736 | 2236.2939 | 398.7736 | 2236.2939
4455 | 389.1131 | 2252.9763 | 389.1131 | 2252.9763
4456 | 382.1025 | 2275.6096 | 382.1025 | 2275.6096
4457 | 382.9942 | 2329.2069 | 382.9942 | 2329.2069
4458 | 386.0363 | 2438.5495 | 386.0363 | 2438.5495
4459 | 394.1546 | 2492.3253 | 394.1546 | 2492.3253
4460 | 402.4118 | 2523.6947 | 402.4118 | 2523.6947
4461 | 410.3313 | 2534.3349 | 410.3313 | 2534.3349
4462 | 424.9389 | 2561.3144 | 424.9389 | 2561.3144
4463 | 450.3565 | 2603.4632 | 450.3565 | 2603.4632
4464 | 459.3241 | 2664.1166 | 459.3241 | 2664.1166
4465 | 455.8503 | 2722.945 | 455.8503 | 2722.945
4466 | 461.0302 | 2755.4062 | 461.0302 | 2755.4062
4467 | 484.9204 | 2752.3863 | 484.9204 | 2752.3863
4468 | 506.045 | 2724.1048 | 506.045 | 2724.1048
4469 | 515.7027 | 2717.8587 | 515.7027 | 2717.8587
4470 | 505.3168 | 2705.321 | 505.3168 | 2705.321
4471 | 487.5229 | 2681.8646 | 487.5229 | 2681.8646
4472 | 477.2334 | 2672.1006 | 477.2334 | 2672.1006
4473 | 469.428 | 2680.7762 | 469.428 | 2680.7762
4474 | 456.3685 | 2688.4995 | 456.3685 | 2688.4995
4475 | 441.2834 | 2675.1797 | 441.2834 | 2675.1797
4476 | 424.5294 | 2662.0076 | 424.5294 | 2662.0076
4477 | 407.0492 | 2653.0094 | 407.0492 | 2653.0094
4478 | 395.5961 | 2652.1976 | 395.5961 | 2652.1976
4479 | 386.2862 | 2662.7256 | 386.2862 | 2662.7256
4480 | 378.6698 | 2680.914 | 378.6698 | 2680.914
4481 | 379.9627 | 2711.5347 | 379.9627 | 2711.5347
4482 | 383.248 | 2801.3883 | 383.248 | 2801.3883
4483 | 394.6357 | 2842.1029 | 394.6357 | 2842.1029
4484 | 406.4302 | 2860.1377 | 406.4302 | 2860.1377
4485 | 416.893 | 2846.5704 | 416.893 | 2846.5704
4486 | 432.0442 | 2833.1357 | 432.0442 | 2833.1357
4487 | 456.9579 | 2845.5381 | 456.9579 | 2845.5381
4488 | 463.2484 | 2857.6397 | 463.2484 | 2857.6397
4489 | 460.6714 | 2855.4708 | 460.6714 | 2855.4708
4490 | 464.4678 | 2845.8081 | 464.4678 | 2845.8081
4491 | 488.5141 | 2851.3361 | 488.5141 | 2851.3361
4492 | 509.1062 | 2851.9121 | 509.1062 | 2851.9121
4493 | 515.3945 | 2878.9684 | 515.3945 | 2878.9684
4494 | 506.203 | 2917.5126 | 506.203 | 2917.5126
4495 | 489.7591 | 2907.1857 | 489.7591 | 2907.1857
4496 | 481.6928 | 2930.5873 | 481.6928 | 2930.5873
4497 | 474.696 | 2937.4849 | 474.696 | 2937.4849
4498 | 458.362 | 2897.6823 | 458.362 | 2897.6823
4499 | 441.5981 | 2869.6601 | 441.5981 | 2869.6601
4500 | 424.1113 | 2869.344 | 424.1113 | 2869.344
4501 | 407.8535 | 2866.4319 | 407.8535 | 2866.4319
4502 | 395.1989 | 2862.8164 | 395.1989 | 2862.8164
4503 | 386.9088 | 2876.3532 | 386.9088 | 2876.3532
4504 | 381.0017 | 2900.5593 | 381.0017 | 2900.5593
4505 | 381.0499 | 2940.2749 | 381.0499 | 2940.2749
4506 | 388.1997 | 3032.727 | 388.1997 | 3032.727
4507 | 403.2452 | 3065.5777 | 403.2452 | 3065.5777
4508 | 423.7839 | 3069.0469 | 423.7839 | 3069.0469
4509 | 430.8334 | 3041.8031 | 430.8334 | 3041.8031
4510 | 446.3202 | 3017.1536 | 446.3202 | 3017.1536
4511 | 477.8164 | 2991.5352 | 477.8164 | 2991.5352
4512 | 477.8447 | 2970.4712 | 477.8447 | 2970.4712
4513 | 467.1123 | 2950.5911 | 467.1123 | 2950.5911
4514 | 477.7919 | 2935.4579 | 477.7919 | 2935.4579
4515 | 502.0808 | 2945.6358 | 502.0808 | 2945.6358
4516 | 524.2443 | 2963.3076 | 524.2443 | 2963.3076
4517 | 526.576 | 3002.7411 | 526.576 | 3002.7411
4518 | 513.702 | 3035.336 | 513.702 | 3035.336
4519 | 496.0697 | 3039.7114 | 496.0697 | 3039.7114
4520 | 486.6568 | 3024.4084 | 486.6568 | 3024.4084
4521 | 474.5362 | 3009.2868 | 474.5362 | 3009.2868
4522 | 459.6234 | 2994.3071 | 459.6234 | 2994.3071
4523 | 441.9033 | 2961.2246 | 441.9033 | 2961.2246
4524 | 421.6437 | 2941.7613 | 421.6437 | 2941.7613
4525 | 403.0351 | 2930.6433 | 403.0351 | 2930.6433
4526 | 394.3435 | 2931.2675 | 394.3435 | 2931.2675
4527 | 385.9566 | 2942.3425 | 385.9566 | 2942.3425
4528 | 379.6571 | 2959.9155 | 379.6571 | 2959.9155
4529 | 382.0785 | 3001.8877 | 382.0785 | 3001.8877
4530 | 390.3587 | 3097.8274 | 390.3587 | 3097.8274
4531 | 408.0089 | 3138.2001 | 408.0089 | 3138.2001
4532 | 435.9827 | 3153.7731 | 435.9827 | 3153.7731
4533 | 452.2235 | 3137.7441 | 452.2235 | 3137.7441
4534 | 469.5428 | 3115.488 | 469.5428 | 3115.488
4535 | 499.8295 | 3086.7923 | 499.8295 | 3086.7923
4536 | 498.9322 | 3065.4548 | 498.9322 | 3065.4548
4537 | 484.5658 | 3044.8225 | 484.5658 | 3044.8225
4538 | 491.9282 | 3030.168 | 491.9282 | 3030.168
4539 | 513.5938 | 3043.8334 | 513.5938 | 3043.8334
4540 | 536.3078 | 3060.8214 | 536.3078 | 3060.8214
4541 | 541.5817 | 3098.6137 | 541.5817 | 3098.6137
4542 | 530.4118 | 3127.2424 | 530.4118 | 3127.2424
4543 | 506.3096 | 3130.5237 | 506.3096 | 3130.5237
4544 | 494.5101 | 3145.4458 | 494.5101 | 3145.4458
4545 | 483.3139 | 3167.5928 | 483.3139 | 3167.5928
4546 | 469.9336 | 3172.0338 | 469.9336 | 3172.0338
4547 | 443.4358 | 3167.3301 | 443.4358 | 3167.3301
4548 | 420.5645 | 3182.2634 | 420.5645 | 3182.2634
4549 | 403.7738 | 3215.936 | 403.7738 | 3215.936
4550 | 393.7983 | 3267.8472 | 393.7983 | 3267.8472
4551 | 385.3268 | 3325.4225 | 385.3268 | 3325.4225
4552 | 378.7056 | 3375.8192 | 378.7056 | 3375.8192
4553 | 381.9204 | 3432.6989 | 381.9204 | 3432.6989
4554 | 391.5704 | 3525.6297 | 391.5704 | 3525.6297
4555 | 411.5766 | 3549.3171 | 411.5766 | 3549.3171
4556 | 441.2383 | 3549.5723 | 441.2383 | 3549.5723
4557 | 453.173 | 3537.7146 | 453.173 | 3537.7146
4558 | 469.2761 | 3542.8116 | 469.2761 | 3542.8116
4559 | 501.1903 | 3550.0169 | 501.1903 | 3550.0169
4560 | 495.497 | 3561.1611 | 495.497 | 3561.1611
4561 | 480.8451 | 3569.5915 | 480.8451 | 3569.5915
4562 | 488.9403 | 3576.6143 | 488.9403 | 3576.6143
4563 | 511.1254 | 3599.2379 | 511.1254 | 3599.2379
4564 | 532.1205 | 3627.7825 | 532.1205 | 3627.7825
4565 | 536.826 | 3686.4316 | 536.826 | 3686.4316
4566 | 530.2647 | 3739.6097 | 530.2647 | 3739.6097
4567 | 504.5842 | 3759.0293 | 504.5842 | 3759.0293
4568 | 492.8749 | 3758.8388 | 492.8749 | 3758.8388
4569 | 483.3321 | 3721.6296 | 483.3321 | 3721.6296
4570 | 467.7829 | 3666.3725 | 467.7829 | 3666.3725
4571 | 444.0227 | 3603.9538 | 444.0227 | 3603.9538
4572 | 421.3211 | 3561.0353 | 421.3211 | 3561.0353
4573 | 403.9836 | 3573.9879 | 403.9836 | 3573.9879
4574 | 392.1577 | 3584.6644 | 392.1577 | 3584.6644
4575 | 385.0989 | 3597.8593 | 385.0989 | 3597.8593
4576 | 379.9914 | 3598.0631 | 379.9914 | 3598.0631
4577 | 384.3477 | 3610.4256 | 384.3477 | 3610.4256
4578 | 393.645 | 3688.6541 | 393.645 | 3688.6541
4579 | 414.3494 | 3752.277 | 414.3494 | 3752.277
4580 | 443.6902 | 3781.3897 | 443.6902 | 3781.3897
4581 | 460.37 | 3799.2785 | 460.37 | 3799.2785
4582 | 473.225 | 3815.1116 | 473.225 | 3815.1116
4583 | 506.598 | 3815.3418 | 506.598 | 3815.3418
4584 | 503.4798 | 3814.9978 | 503.4798 | 3814.9978
4585 | 488.0688 | 3809.4097 | 488.0688 | 3809.4097
4586 | 493.5715 | 3802.2089 | 493.5715 | 3802.2089
4587 | 515.5539 | 3809.1045 | 515.5539 | 3809.1045
4588 | 538.6935 | 3821.7159 | 538.6935 | 3821.7159
4589 | 543.0502 | 3857.8671 | 543.0502 | 3857.8671
4590 | 531.995 | 3884.4443 | 531.995 | 3884.4443
4591 | 509.5806 | 3888.341 | 509.5806 | 3888.341
4592 | 495.62 | 3887.6719 | 495.62 | 3887.6719
4593 | 481.1888 | 3895.1166 | 481.1888 | 3895.1166
4594 | 465.6032 | 3893.1296 | 465.6032 | 3893.1296
4595 | 442.2306 | 3855.3971 | 442.2306 | 3855.3971
4596 | 421.3807 | 3828.4801 | 421.3807 | 3828.4801
4597 | 403.8801 | 3815.9944 | 403.8801 | 3815.9944
4598 | 393.0043 | 3808.481 | 393.0043 | 3808.481
4599 | 385.4937 | 3793.3655 | 385.4937 | 3793.3655
4600 | 379.6398 | 3777.4309 | 379.6398 | 3777.4309
4601 | 381.9064 | 3785.3486 | 381.9064 | 3785.3486
4602 | 389.4318 | 3847.7807 | 389.4318 | 3847.7807
4603 | 407.9463 | 3877.5541 | 407.9463 | 3877.5541
4604 | 432.0904 | 3891.7594 | 432.0904 | 3891.7594
4605 | 449.5506 | 3890.3643 | 449.5506 | 3890.3643
4606 | 465.2932 | 3890.8113 | 465.2932 | 3890.8113
4607 | 493.8491 | 3870.8686 | 493.8491 | 3870.8686
4608 | 496.9213 | 3852.4032 | 496.9213 | 3852.4032
4609 | 486.4412 | 3842.3702 | 486.4412 | 3842.3702
4610 | 492.4349 | 3844.9481 | 492.4349 | 3844.9481
4611 | 513.8118 | 3859.6393 | 513.8118 | 3859.6393
4612 | 538.2457 | 3870.336 | 538.2457 | 3870.336
4613 | 545.6327 | 3905.0512 | 545.6327 | 3905.0512
4614 | 535.5387 | 3929.9872 | 535.5387 | 3929.9872
4615 | 514.1873 | 3916.036 | 514.1873 | 3916.036
4616 | 500.3281 | 3882.6115 | 500.3281 | 3882.6115
4617 | 486.3817 | 3815.1088 | 486.3817 | 3815.1088
4618 | 469.8458 | 3723.0617 | 469.8458 | 3723.0617
4619 | 449.117 | 3618.998 | 449.117 | 3618.998
4620 | 431.119 | 3535.6653 | 431.119 | 3535.6653
4621 | 412.7626 | 3470.3881 | 412.7626 | 3470.3881
4622 | 399.3841 | 3428.4783 | 399.3841 | 3428.4783
4623 | 390.2753 | 3416.8502 | 390.2753 | 3416.8502
4624 | 384.9623 | 3429.0893 | 384.9623 | 3429.0893
4625 | 387.2776 | 3470.7881 | 387.2776 | 3470.7881
4626 | 392.7264 | 3565.0181 | 392.7264 | 3565.0181
4627 | 406.3901 | 3601.9034 | 406.3901 | 3601.9034
4628 | 426.7865 | 3614.0572 | 426.7865 | 3614.0572
4629 | 439.6684 | 3600.4216 | 439.6684 | 3600.4216
4630 | 453.7747 | 3592.7994 | 453.7747 | 3592.7994
4631 | 481.644 | 3590.4995 | 481.644 | 3590.4995
4632 | 481.5257 | 3602.6011 | 481.5257 | 3602.6011
4633 | 473.9808 | 3623.4771 | 473.9808 | 3623.4771
4634 | 481.1243 | 3650.8779 | 481.1243 | 3650.8779
4635 | 501.7555 | 3704.8892 | 501.7555 | 3704.8892
4636 | 523.3773 | 3741.2978 | 523.3773 | 3741.2978
4637 | 530.3179 | 3751.6003 | 530.3179 | 3751.6003
4638 | 518.2098 | 3731.1302 | 518.2098 | 3731.1302
4639 | 498.4546 | 3694.6127 | 498.4546 | 3694.6127
4640 | 486.5669 | 3662.0089 | 486.5669 | 3662.0089
4641 | 474.9836 | 3630.6806 | 474.9836 | 3630.6806
4642 | 460.9069 | 3590.7412 | 460.9069 | 3590.7412
4643 | 439.9932 | 3534.3402 | 439.9932 | 3534.3402
4644 | 421.5344 | 3486.9768 | 421.5344 | 3486.9768
4645 | 404.2974 | 3430.8629 | 404.2974 | 3430.8629
4646 | 393.9928 | 3374.2508 | 393.9928 | 3374.2508
4647 | 386.5123 | 3334.8593 | 386.5123 | 3334.8593
4648 | 380.6425 | 3308.0519 | 380.6425 | 3308.0519
4649 | 380.9459 | 3314.1233 | 380.9459 | 3314.1233
4650 | 385.8017 | 3398.1643 | 385.8017 | 3398.1643
4651 | 400.7543 | 3475.0534 | 400.7543 | 3475.0534
4652 | 417.6335 | 3555.248 | 417.6335 | 3555.248
4653 | 428.7665 | 3617.7908 | 428.7665 | 3617.7908
4654 | 450.0746 | 3652.9762 | 450.0746 | 3652.9762
4655 | 477.3188 | 3628.9305 | 477.3188 | 3628.9305
4656 | 478.5377 | 3586.6679 | 478.5377 | 3586.6679
4657 | 470.0062 | 3551.1282 | 470.0062 | 3551.1282
4658 | 477.6419 | 3526.1478 | 477.6419 | 3526.1478
4659 | 497.1954 | 3528.9405 | 497.1954 | 3528.9405
4660 | 519.2894 | 3548.3902 | 519.2894 | 3548.3902
4661 | 529.582 | 3606.3554 | 529.582 | 3606.3554
4662 | 516.8528 | 3671.0902 | 516.8528 | 3671.0902
4663 | 493.5274 | 3700.4253 | 493.5274 | 3700.4253
4664 | 484.7296 | 3708.7827 | 484.7296 | 3708.7827
4665 | 473.5951 | 3724.912 | 473.5951 | 3724.912
4666 | 454.4466 | 3748.5685 | 454.4466 | 3748.5685
4667 | 432.2075 | 3751.1134 | 432.2075 | 3751.1134
4668 | 413.22 | 3749.9084 | 413.22 | 3749.9084
4669 | 395.1586 | 3741.6624 | 395.1586 | 3741.6624
4670 | 383.8185 | 3738.5255 | 383.8185 | 3738.5255
4671 | 376.7615 | 3719.1019 | 376.7615 | 3719.1019
4672 | 371.5157 | 3711.7151 | 371.5157 | 3711.7151
4673 | 372.1706 | 3752.8668 | 372.1706 | 3752.8668
4674 | 380.532 | 3859.1322 | 380.532 | 3859.1322
4675 | 397.6977 | 3909.4889 | 397.6977 | 3909.4889
4676 | 419.9621 | 3934.6354 | 419.9621 | 3934.6354
4677 | 428.2263 | 3924.966 | 428.2263 | 3924.966
4678 | 442.2866 | 3911.5996 | 442.2866 | 3911.5996
4679 | 471.6628 | 3895.418 | 471.6628 | 3895.418
4680 | 475.0013 | 3878.3886 | 475.0013 | 3878.3886
4681 | 461.4333 | 3848.1827 | 461.4333 | 3848.1827
4682 | 465.4655 | 3812.1244 | 465.4655 | 3812.1244
4683 | 487.6528 | 3792.0772 | 487.6528 | 3792.0772
4684 | 508.2723 | 3758.8038 | 508.2723 | 3758.8038
4685 | 519.9008 | 3735.0517 | 519.9008 | 3735.0517
4686 | 507.5753 | 3714.2397 | 507.5753 | 3714.2397
4687 | 485.1895 | 3671.8413 | 485.1895 | 3671.8413
4688 | 476.266 | 3638.8271 | 476.266 | 3638.8271
4689 | 465.5503 | 3626.1673 | 465.5503 | 3626.1673
4690 | 449.9615 | 3621.7869 | 449.9615 | 3621.7869
4691 | 429.2051 | 3599.9192 | 429.2051 | 3599.9192
4692 | 408.0911 | 3584.6273 | 408.0911 | 3584.6273
4693 | 389.1803 | 3575.971 | 389.1803 | 3575.971
4694 | 378.2269 | 3567.7739 | 378.2269 | 3567.7739
4695 | 368.857 | 3542.948 | 368.857 | 3542.948
4696 | 365.2941 | 3520.7906 | 365.2941 | 3520.7906
4697 | 367.7275 | 3519.6133 | 367.7275 | 3519.6133
4698 | 378.511 | 3588.0631 | 378.511 | 3588.0631
4699 | 403.2597 | 3601.835 | 403.2597 | 3601.835
4700 | 437.1462 | 3589.4394 | 437.1462 | 3589.4394
4701 | 452.3758 | 3555.836 | 452.3758 | 3555.836
4702 | 465.4982 | 3527.8358 | 465.4982 | 3527.8358
4703 | 497.1545 | 3497.9776 | 497.1545 | 3497.9776
4704 | 494.0292 | 3483.0681 | 494.0292 | 3483.0681
4705 | 476.0562 | 3471.7359 | 476.0562 | 3471.7359
4706 | 486.3284 | 3461.1159 | 486.3284 | 3461.1159
4707 | 501.2108 | 3467.1909 | 501.2108 | 3467.1909
4708 | 528.4439 | 3475.4942 | 528.4439 | 3475.4942
4709 | 540.5648 | 3503.2343 | 540.5648 | 3503.2343
4710 | 533.4009 | 3521.1953 | 533.4009 | 3521.1953
4711 | 504.5835 | 3513.1934 | 504.5835 | 3513.1934
4712 | 494.7014 | 3499.1896 | 494.7014 | 3499.1896
4713 | 486.6842 | 3474.3577 | 486.6842 | 3474.3577
4714 | 460.6602 | 3433.5977 | 460.6602 | 3433.5977
4715 | 436.8528 | 3378.1541 | 436.8528 | 3378.1541
4716 | 414.3287 | 3337.0819 | 414.3287 | 3337.0819
4717 | 395.2563 | 3306.5431 | 395.2563 | 3306.5431
4718 | 386.0193 | 3290.0716 | 386.0193 | 3290.0716
4719 | 380.4223 | 3284.6664 | 380.4223 | 3284.6664
4720 | 374.1416 | 3284.0496 | 374.1416 | 3284.0496
4721 | 377.9523 | 3309.8835 | 377.9523 | 3309.8835
4722 | 391.2373 | 3391.4628 | 391.2373 | 3391.4628
4723 | 414.1015 | 3421.373 | 414.1015 | 3421.373
4724 | 453.9693 | 3434.279 | 453.9693 | 3434.279
4725 | 463.5486 | 3406.8301 | 463.5486 | 3406.8301
4726 | 476.538 | 3362.0761 | 476.538 | 3362.0761
4727 | 508.2858 | 3304.8648 | 508.2858 | 3304.8648
4728 | 506.0086 | 3249.6094 | 506.0086 | 3249.6094
4729 | 487.6163 | 3199.7094 | 487.6163 | 3199.7094
4730 | 492.7866 | 3157.6334 | 492.7866 | 3157.6334
4731 | 510.854 | 3148.6642 | 510.854 | 3148.6642
4732 | 540.7119 | 3157.3094 | 540.7119 | 3157.3094
4733 | 554.3743 | 3194.0076 | 554.3743 | 3194.0076
4734 | 546.23 | 3227.6966 | 546.23 | 3227.6966
4735 | 519.546 | 3234.1235 | 519.546 | 3234.1235
4736 | 504.7811 | 3235.2323 | 504.7811 | 3235.2323
4737 | 492.5499 | 3221.3416 | 492.5499 | 3221.3416
4738 | 473.2556 | 3188.9243 | 473.2556 | 3188.9243
4739 | 449.35 | 3146.3366 | 449.35 | 3146.3366
4740 | 422.2251 | 3118.8042 | 422.2251 | 3118.8042
4741 | 403.3107 | 3102.5574 | 403.3107 | 3102.5574
4742 | 396.1798 | 3100.1728 | 396.1798 | 3100.1728
4743 | 389.5075 | 3123.3516 | 389.5075 | 3123.3516
4744 | 387.4762 | 3160.9607 | 387.4762 | 3160.9607
4745 | 390.6068 | 3217.4985 | 390.6068 | 3217.4985
4746 | 403.5429 | 3330.6705 | 403.5429 | 3330.6705
4747 | 427.036 | 3399.3538 | 427.036 | 3399.3538
4748 | 458.1418 | 3443.5791 | 458.1418 | 3443.5791
4749 | 471.8247 | 3453.9458 | 471.8247 | 3453.9458
4750 | 485.6894 | 3460.4788 | 485.6894 | 3460.4788
4751 | 510.1979 | 3465.9061 | 510.1979 | 3465.9061
4752 | 503.6575 | 3480.4011 | 503.6575 | 3480.4011
4753 | 489.1207 | 3501.6875 | 489.1207 | 3501.6875
4754 | 497.1555 | 3539.2773 | 497.1555 | 3539.2773
4755 | 513.0319 | 3597.1181 | 513.0319 | 3597.1181
4756 | 539.9383 | 3631.8855 | 539.9383 | 3631.8855
4757 | 551.6052 | 3648.6159 | 551.6052 | 3648.6159
4758 | 538.6704 | 3623.0171 | 538.6704 | 3623.0171
4759 | 512.4669 | 3555.3171 | 512.4669 | 3555.3171
4760 | 501.9375 | 3458.5703 | 501.9375 | 3458.5703
4761 | 494.0686 | 3346.0033 | 494.0686 | 3346.0033
4762 | 470.7362 | 3232.6892 | 470.7362 | 3232.6892
4763 | 446.222 | 3121.6505 | 446.222 | 3121.6505
4764 | 423.3619 | 3035.5141 | 423.3619 | 3035.5141
4765 | 407.2445 | 2973.1089 | 407.2445 | 2973.1089
4766 | 397.8173 | 2938.9263 | 397.8173 | 2938.9263
4767 | 391.0977 | 2925.8623 | 391.0977 | 2925.8623
4768 | 386.7501 | 2923.5359 | 386.7501 | 2923.5359
4769 | 389.5438 | 2951.0794 | 389.5438 | 2951.0794
4770 | 400.0836 | 3046.0616 | 400.0836 | 3046.0616
4771 | 419.8699 | 3091.9734 | 419.8699 | 3091.9734
4772 | 445.0532 | 3108.0934 | 445.0532 | 3108.0934
4773 | 459.9527 | 3100.8174 | 459.9527 | 3100.8174
4774 | 475.8811 | 3089.7077 | 475.8811 | 3089.7077
4775 | 505.1844 | 3057.798 | 505.1844 | 3057.798
4776 | 506.3495 | 3019.57 | 506.3495 | 3019.57
4777 | 493.1036 | 2977.4655 | 493.1036 | 2977.4655
4778 | 499.8899 | 2944.8263 | 499.8899 | 2944.8263
4779 | 516.6896 | 2949.2601 | 516.6896 | 2949.2601
4780 | 544.0114 | 2966.3164 | 544.0114 | 2966.3164
4781 | 557.8301 | 3005.0661 | 557.8301 | 3005.0661
4782 | 546.0685 | 3038.4816 | 546.0685 | 3038.4816
4783 | 525.6366 | 3034.7195 | 525.6366 | 3034.7195
4784 | 508.7965 | 3019.7583 | 508.7965 | 3019.7583
4785 | 497.9676 | 3008.6029 | 497.9676 | 3008.6029
4786 | 482.4665 | 2998.7519 | 482.4665 | 2998.7519
4787 | 454.0091 | 2991.5181 | 454.0091 | 2991.5181
4788 | 430.5242 | 3015.6831 | 430.5242 | 3015.6831
4789 | 413.9503 | 3073.0845 | 413.9503 | 3073.0845
4790 | 403.0981 | 3154.4687 | 403.0981 | 3154.4687
4791 | 395.8948 | 3222.7117 | 395.8948 | 3222.7117
4792 | 391.5057 | 3247.8067 | 391.5057 | 3247.8067
4793 | 394.4087 | 3264.409 | 394.4087 | 3264.409
4794 | 403.2287 | 3345.578 | 403.2287 | 3345.578
4795 | 418.6809 | 3381.9162 | 418.6809 | 3381.9162
4796 | 437.2094 | 3399.8141 | 437.2094 | 3399.8141
4797 | 449.5556 | 3390.7601 | 449.5556 | 3390.7601
4798 | 464.3181 | 3375.821 | 464.3181 | 3375.821
4799 | 494.7289 | 3360.6651 | 494.7289 | 3360.6651
4800 | 499.046 | 3360.1843 | 499.046 | 3360.1843
4801 | 487.4711 | 3364.5801 | 487.4711 | 3364.5801
4802 | 485.9551 | 3366.269 | 485.9551 | 3366.269
4803 | 500.36 | 3370.7712 | 500.36 | 3370.7712
4804 | 529.9082 | 3368.8172 | 529.9082 | 3368.8172
4805 | 541.9533 | 3383.3594 | 541.9533 | 3383.3594
4806 | 532.2279 | 3378.9592 | 532.2279 | 3378.9592
4807 | 512.1289 | 3338.9542 | 512.1289 | 3338.9542
4808 | 496.5055 | 3271.8854 | 496.5055 | 3271.8854
4809 | 486.7764 | 3193.9201 | 486.7764 | 3193.9201
4810 | 471.6841 | 3129.021 | 471.6841 | 3129.021
4811 | 449.394 | 3068.9274 | 449.394 | 3068.9274
4812 | 429.0253 | 3009.9389 | 429.0253 | 3009.9389
4813 | 410.9357 | 2952.389 | 410.9357 | 2952.389
4814 | 401.1568 | 2915.6078 | 401.1568 | 2915.6078
4815 | 394.4686 | 2893.5856 | 394.4686 | 2893.5856
4816 | 389.3686 | 2879.5658 | 389.3686 | 2879.5658
4817 | 390.6222 | 2895.6894 | 390.6222 | 2895.6894
4818 | 397.6407 | 2977.337 | 397.6407 | 2977.337
4819 | 411.5739 | 3020.7186 | 411.5739 | 3020.7186
4820 | 428.7571 | 3050.7887 | 428.7571 | 3050.7887
4821 | 440.729 | 3048.1627 | 440.729 | 3048.1627
4822 | 458.8497 | 3027.6162 | 458.8497 | 3027.6162
4823 | 486.1818 | 2991.9455 | 486.1818 | 2991.9455
4824 | 487.971 | 2972.044 | 487.971 | 2972.044
4825 | 472.7375 | 2963.1735 | 472.7375 | 2963.1735
4826 | 482.4831 | 2947.6984 | 482.4831 | 2947.6984
4827 | 498.8897 | 2942.7638 | 498.8897 | 2942.7638
4828 | 527.8767 | 2941.767 | 527.8767 | 2941.767
4829 | 538.7757 | 2972.3108 | 538.7757 | 2972.3108
4830 | 524.735 | 3002.5123 | 524.735 | 3002.5123
4831 | 504.4557 | 3003.7421 | 504.4557 | 3003.7421
4832 | 492.9934 | 2990.217 | 492.9934 | 2990.217
4833 | 483.3948 | 2967.2998 | 483.3948 | 2967.2998
4834 | 467.4719 | 2939.8744 | 467.4719 | 2939.8744
4835 | 445.1947 | 2917.6648 | 445.1947 | 2917.6648
4836 | 422.0106 | 2900.253 | 422.0106 | 2900.253
4837 | 404.0062 | 2882.0915 | 404.0062 | 2882.0915
4838 | 394.9416 | 2871.7061 | 394.9416 | 2871.7061
4839 | 387.2669 | 2862.4715 | 387.2669 | 2862.4715
4840 | 384.1323 | 2846.9472 | 384.1323 | 2846.9472
4841 | 387.1298 | 2851.2406 | 387.1298 | 2851.2406
4842 | 394.8691 | 2917.3654 | 394.8691 | 2917.3654
4843 | 416.526 | 2943.7881 | 416.526 | 2943.7881
4844 | 439.6371 | 2970.0971 | 439.6371 | 2970.0971
4845 | 449.0418 | 3002.8249 | 449.0418 | 3002.8249
4846 | 462.3514 | 3079.3819 | 462.3514 | 3079.3819
4847 | 493.6752 | 3173.9119 | 493.6752 | 3173.9119
4848 | 490.9157 | 3242.3609 | 490.9157 | 3242.3609
4849 | 471.8225 | 3269.323 | 471.8225 | 3269.323
4850 | 476.5292 | 3263.7633 | 476.5292 | 3263.7633
4851 | 494.9397 | 3253.5632 | 494.9397 | 3253.5632
4852 | 523.8681 | 3238.9584 | 523.8681 | 3238.9584
4853 | 535.0164 | 3240.2343 | 535.0164 | 3240.2343
4854 | 528.1248 | 3223.1834 | 528.1248 | 3223.1834
4855 | 506.6869 | 3177.9129 | 506.6869 | 3177.9129
4856 | 495.2311 | 3137.3082 | 495.2311 | 3137.3082
4857 | 483.7272 | 3131.6234 | 483.7272 | 3131.6234
4858 | 467.5059 | 3163.0072 | 467.5059 | 3163.0072
4859 | 444.4092 | 3193.1104 | 444.4092 | 3193.1104
4860 | 420.9149 | 3214.0614 | 420.9149 | 3214.0614
4861 | 404.3271 | 3234.6045 | 404.3271 | 3234.6045
4862 | 394.3058 | 3265.0435 | 394.3058 | 3265.0435
4863 | 384.8047 | 3292.0518 | 384.8047 | 3292.0518
4864 | 383.0637 | 3310.4453 | 383.0637 | 3310.4453
4865 | 385.9345 | 3344.622 | 385.9345 | 3344.622
4866 | 398.3928 | 3426.8166 | 398.3928 | 3426.8166
4867 | 425.0344 | 3451.5982 | 425.0344 | 3451.5982
4868 | 456.7936 | 3457.8027 | 456.7936 | 3457.8027
4869 | 471.7115 | 3444.9876 | 471.7115 | 3444.9876
4870 | 483.8024 | 3442.289 | 483.8024 | 3442.289
4871 | 510.7434 | 3441.5619 | 510.7434 | 3441.5619
4872 | 504.8457 | 3442.2436 | 504.8457 | 3442.2436
4873 | 487.6528 | 3431.2533 | 487.6528 | 3431.2533
4874 | 493.9973 | 3404.8369 | 493.9973 | 3404.8369
4875 | 508.4083 | 3391.2861 | 508.4083 | 3391.2861
4876 | 540.6477 | 3377.0915 | 540.6477 | 3377.0915
4877 | 552.7393 | 3378.5726 | 552.7393 | 3378.5726
4878 | 542.0386 | 3366.7187 | 542.0386 | 3366.7187
4879 | 521.1362 | 3322.8843 | 521.1362 | 3322.8843
4880 | 508.2136 | 3261.2861 | 508.2136 | 3261.2861
4881 | 498.1478 | 3211.6312 | 498.1478 | 3211.6312
4882 | 477.8258 | 3180.5816 | 477.8258 | 3180.5816
4883 | 446.3544 | 3153.8587 | 446.3544 | 3153.8587
4884 | 423.4358 | 3154.8419 | 423.4358 | 3154.8419
4885 | 405.765 | 3174.9747 | 405.765 | 3174.9747
4886 | 395.7078 | 3209.1065 | 395.7078 | 3209.1065
4887 | 386.8738 | 3221.6176 | 386.8738 | 3221.6176
4888 | 383.8899 | 3218.7441 | 383.8899 | 3218.7441
4889 | 386.0895 | 3244.1677 | 386.0895 | 3244.1677
4890 | 395.7993 | 3321.8492 | 395.7993 | 3321.8492
4891 | 422.7508 | 3336.3733 | 422.7508 | 3336.3733
4892 | 452.6672 | 3322.4049 | 452.6672 | 3322.4049
4893 | 467.0175 | 3296.939 | 467.0175 | 3296.939
4894 | 477.99 | 3286.1713 | 477.99 | 3286.1713
4895 | 506.0613 | 3272.7249 | 506.0613 | 3272.7249
4896 | 503.3651 | 3269.7823 | 503.3651 | 3269.7823
4897 | 483.3897 | 3269.4598 | 483.3897 | 3269.4598
4898 | 489.8643 | 3272.7215 | 489.8643 | 3272.7215
4899 | 504.417 | 3286.934 | 504.417 | 3286.934
4900 | 536.2127 | 3303.2381 | 536.2127 | 3303.2381
4901 | 551.8451 | 3346.9797 | 551.8451 | 3346.9797
4902 | 543.9245 | 3400.6365 | 543.9245 | 3400.6365
4903 | 520.3735 | 3486.319 | 520.3735 | 3486.319
4904 | 505.2345 | 3545.1428 | 505.2345 | 3545.1428
4905 | 489.0976 | 3546.7066 | 489.0976 | 3546.7066
4906 | 470.9309 | 3526.2563 | 470.9309 | 3526.2563
4907 | 442.9947 | 3507.8761 | 442.9947 | 3507.8761
4908 | 421.4979 | 3489.7121 | 421.4979 | 3489.7121
4909 | 402.5093 | 3472.508 | 402.5093 | 3472.508
4910 | 395.1097 | 3465.6785 | 395.1097 | 3465.6785
4911 | 388.163 | 3467.6586 | 388.163 | 3467.6586
4912 | 383.4094 | 3479.2823 | 383.4094 | 3479.2823
4913 | 387.928 | 3510.0398 | 387.928 | 3510.0398
4914 | 399.0541 | 3589.3624 | 399.0541 | 3589.3624
4915 | 422.2959 | 3612.5711 | 422.2959 | 3612.5711
4916 | 451.6129 | 3618.5704 | 451.6129 | 3618.5704
4917 | 466.5397 | 3606.6444 | 466.5397 | 3606.6444
4918 | 477.8451 | 3598.1332 | 477.8451 | 3598.1332
4919 | 505.5738 | 3582.7038 | 505.5738 | 3582.7038
4920 | 505.6875 | 3565.2641 | 505.6875 | 3565.2641
4921 | 486.2808 | 3531.2288 | 486.2808 | 3531.2288
4922 | 491.7101 | 3497.0852 | 491.7101 | 3497.0852
4923 | 507.3287 | 3513.3492 | 507.3287 | 3513.3492
4924 | 534.0197 | 3541.3468 | 534.0197 | 3541.3468
4925 | 546.6331 | 3540.0242 | 546.6331 | 3540.0242
4926 | 536.0372 | 3499.2444 | 536.0372 | 3499.2444
4927 | 511.4761 | 3412.2605 | 511.4761 | 3412.2605
4928 | 498.0429 | 3299.6488 | 498.0429 | 3299.6488
4929 | 485.9522 | 3200.0746 | 485.9522 | 3200.0746
4930 | 464.6002 | 3111.0364 | 464.6002 | 3111.0364
4931 | 442.975 | 2993.7064 | 442.975 | 2993.7064
4932 | 423.0847 | 2861.2749 | 423.0847 | 2861.2749
4933 | 406.3416 | 2750.1813 | 406.3416 | 2750.1813
4934 | 394.8223 | 2671.6183 | 394.8223 | 2671.6183
4935 | 387.248 | 2590.3766 | 387.248 | 2590.3766
4936 | 383.2362 | 2515.1542 | 383.2362 | 2515.1542
4937 | 385.8831 | 2465.6304 | 385.8831 | 2465.6304
4938 | 393.5867 | 2467.407 | 393.5867 | 2467.407
4939 | 412.9735 | 2409.6506 | 412.9735 | 2409.6506
4940 | 437.5871 | 2323.6752 | 437.5871 | 2323.6752
4941 | 453.7587 | 2219.8428 | 453.7587 | 2219.8428
4942 | 467.366 | 2138.4356 | 467.366 | 2138.4356
4943 | 493.6338 | 2070.078 | 493.6338 | 2070.078
4944 | 492.6165 | 2030.5506 | 492.6165 | 2030.5506
4945 | 478.9404 | 2006.7728 | 478.9404 | 2006.7728
4946 | 482.0135 | 1977.6211 | 482.0135 | 1977.6211
4947 | 497.7778 | 1953.6761 | 497.7778 | 1953.6761
4948 | 523.667 | 1961.6375 | 523.667 | 1961.6375
4949 | 534.8354 | 2032.1851 | 534.8354 | 2032.1851
4950 | 531.9473 | 2114.9729 | 531.9473 | 2114.9729
4951 | 505.7387 | 2170.2935 | 505.7387 | 2170.2935
4952 | 490.7114 | 2194.6524 | 490.7114 | 2194.6524
4953 | 477.6625 | 2206.2684 | 477.6625 | 2206.2684
4954 | 461.3904 | 2221.2404 | 461.3904 | 2221.2404
4955 | 439.3236 | 2232.5383 | 439.3236 | 2232.5383
4956 | 416.5587 | 2235.0259 | 416.5587 | 2235.0259
4957 | 398.2659 | 2223.8394 | 398.2659 | 2223.8394
4958 | 387.2501 | 2225.1475 | 387.2501 | 2225.1475
4959 | 380.1806 | 2222.6144 | 380.1806 | 2222.6144
4960 | 375.8323 | 2199.8415 | 375.8323 | 2199.8415
4961 | 379.6619 | 2208.3062 | 379.6619 | 2208.3062
4962 | 386.3598 | 2288.1075 | 386.3598 | 2288.1075
4963 | 404.7313 | 2317.3339 | 404.7313 | 2317.3339
4964 | 419.9135 | 2361.5592 | 419.9135 | 2361.5592
4965 | 434.8895 | 2397.0908 | 434.8895 | 2397.0908
4966 | 450.4419 | 2407.1797 | 450.4419 | 2407.1797
4967 | 474.7459 | 2409.5298 | 474.7459 | 2409.5298
4968 | 477.0458 | 2403.5784 | 477.0458 | 2403.5784
4969 | 466.1818 | 2404.2815 | 466.1818 | 2404.2815
4970 | 474.3587 | 2430.3147 | 474.3587 | 2430.3147
4971 | 486.726 | 2453.5538 | 486.726 | 2453.5538
4972 | 511.9027 | 2448.796 | 511.9027 | 2448.796
4973 | 526.4486 | 2459.5771 | 526.4486 | 2459.5771
4974 | 517.3942 | 2468.3748 | 517.3942 | 2468.3748
4975 | 499.6873 | 2457.0906 | 499.6873 | 2457.0906
4976 | 487.1435 | 2438.5736 | 487.1435 | 2438.5736
4977 | 476.5977 | 2436.5131 | 476.5977 | 2436.5131
4978 | 461.7416 | 2429.5341 | 461.7416 | 2429.5341
4979 | 438.2414 | 2410.265 | 438.2414 | 2410.265
4980 | 415.307 | 2404.6151 | 415.307 | 2404.6151
4981 | 400.8905 | 2404.5066 | 400.8905 | 2404.5066
4982 | 391.3131 | 2418.8757 | 391.3131 | 2418.8757
4983 | 382.3592 | 2433.1648 | 382.3592 | 2433.1648
4984 | 380.2486 | 2404.511 | 380.2486 | 2404.511
4985 | 381.0451 | 2369.7578 | 381.0451 | 2369.7578
4986 | 387.3297 | 2388.7669 | 387.3297 | 2388.7669
4987 | 405.9359 | 2337.6436 | 405.9359 | 2337.6436
4988 | 419.7071 | 2215.4253 | 419.7071 | 2215.4253
4989 | 433.2191 | 2006.9673 | 433.2191 | 2006.9673
4990 | 452.4629 | 1817.789 | 452.4629 | 1817.789
4991 | 478.8029 | 1733.3615 | 478.8029 | 1733.3615
4992 | 477.6073 | 1766.2514 | 477.6073 | 1766.2514
4993 | 471.2156 | 1855.7837 | 471.2156 | 1855.7837
4994 | 474.8842 | 1980.0145 | 474.8842 | 1980.0145
4995 | 488.0124 | 2106.4431 | 488.0124 | 2106.4431
4996 | 514.0336 | 2129.4487 | 514.0336 | 2129.4487
4997 | 533.3448 | 2144.6063 | 533.3448 | 2144.6063
4998 | 523.3935 | 2224.3853 | 523.3935 | 2224.3853
4999 | 498.1147 | 2317.3163 | 498.1147 | 2317.3163
5000 | 484.4291 | 2336.5465 | 484.4291 | 2336.5465
5001 | 478.8318 | 2306.8594 | 478.8318 | 2306.8594
5002 | 463.984 | 2333.7983 | 463.984 | 2333.7983
5003 | 441.8164 | 2378.1251 | 441.8164 | 2378.1251
5004 | 418.7901 | 2449.9528 | 418.7901 | 2449.9528
5005 | 400.8245 | 2513.7822 | 400.8245 | 2513.7822
5006 | 389.4482 | 2570.2067 | 389.4482 | 2570.2067
5007 | 383.6235 | 2638.7232 | 383.6235 | 2638.7232
5008 | 380.0358 | 2701.3604 | 380.0358 | 2701.3604
5009 | 382.4 | 2770.0019 | 382.4 | 2770.0019
5010 | 390.5516 | 2890.6277 | 390.5516 | 2890.6277
5011 | 407.0542 | 2953.2249 | 407.0542 | 2953.2249
5012 | 426.541 | 2977.2773 | 426.541 | 2977.2773
5013 | 439.9553 | 2990.7212 | 439.9553 | 2990.7212
5014 | 453.743 | 3028.9838 | 453.743 | 3028.9838
5015 | 477.6087 | 3047.8825 | 477.6087 | 3047.8825
5016 | 476.1199 | 3039.1958 | 476.1199 | 3039.1958
5017 | 463.9615 | 2987.4494 | 463.9615 | 2987.4494
5018 | 465.9576 | 2899.9672 | 465.9576 | 2899.9672
5019 | 478.1578 | 2819.1962 | 478.1578 | 2819.1962
5020 | 507.6527 | 2752.6204 | 507.6527 | 2752.6204
5021 | 528.3308 | 2728.8683 | 528.3308 | 2728.8683
5022 | 520.0718 | 2706.3467 | 520.0718 | 2706.3467
5023 | 495.2272 | 2652.2549 | 495.2272 | 2652.2549
5024 | 485.3387 | 2592.9818 | 485.3387 | 2592.9818
5025 | 476.1294 | 2532.3856 | 476.1294 | 2532.3856
5026 | 460.2505 | 2481.0263 | 460.2505 | 2481.0263
5027 | 439.7875 | 2443.1571 | 439.7875 | 2443.1571
5028 | 416.0728 | 2435.6608 | 416.0728 | 2435.6608
5029 | 399.4277 | 2424.064 | 399.4277 | 2424.064
5030 | 391.5473 | 2396.9249 | 391.5473 | 2396.9249
5031 | 382.2322 | 2377.5696 | 382.2322 | 2377.5696
5032 | 377.8718 | 2365.2593 | 377.8718 | 2365.2593
5033 | 383.0669 | 2387.0587 | 383.0669 | 2387.0587
5034 | 393.183 | 2441.49 | 393.183 | 2441.49
5035 | 415.975 | 2392.3498 | 415.975 | 2392.3498
5036 | 443.2198 | 2291.5353 | 443.2198 | 2291.5353
5037 | 456.8001 | 2188.4551 | 456.8001 | 2188.4551
5038 | 468.9567 | 2119.1517 | 468.9567 | 2119.1517
5039 | 498.4678 | 2055.6492 | 498.4678 | 2055.6492
5040 | 495.2038 | 2004.4968 | 495.2038 | 2004.4968
5041 | 478.2388 | 1963.5549 | 478.2388 | 1963.5549
5042 | 479.1793 | 1927.0862 | 479.1793 | 1927.0862
5043 | 497.1048 | 1910.0479 | 497.1048 | 1910.0479
5044 | 524.9724 | 1900.1614 | 524.9724 | 1900.1614
5045 | 545.9533 | 1915.2507 | 545.9533 | 1915.2507
5046 | 541.5302 | 1923.7065 | 541.5302 | 1923.7065
5047 | 510.9609 | 1910.781 | 510.9609 | 1910.781
5048 | 499.2302 | 1894.9309 | 499.2302 | 1894.9309
5049 | 486.1906 | 1873.7233 | 486.1906 | 1873.7233
5050 | 469.5502 | 1844.7251 | 469.5502 | 1844.7251
5051 | 441.5689 | 1815.5405 | 441.5689 | 1815.5405
5052 | 419.5869 | 1807.9074 | 419.5869 | 1807.9074
5053 | 399.1922 | 1809.3034 | 399.1922 | 1809.3034
5054 | 390.6946 | 1826.0659 | 390.6946 | 1826.0659
5055 | 384.4404 | 1854.8521 | 384.4404 | 1854.8521
5056 | 380.7236 | 1881.7251 | 380.7236 | 1881.7251
5057 | 384.1464 | 1921.9194 | 384.1464 | 1921.9194
5058 | 396.5467 | 2007.2597 | 396.5467 | 2007.2597
5059 | 418.0014 | 2015.6977 | 418.0014 | 2015.6977
5060 | 448.7083 | 2000.3617 | 448.7083 | 2000.3617
5061 | 461.499 | 1986.8628 | 461.499 | 1986.8628
5062 | 473.712 | 1997.4988 | 473.712 | 1997.4988
5063 | 501.5972 | 1956.5627 | 501.5972 | 1956.5627
5064 | 495.9768 | 1898.0933 | 495.9768 | 1898.0933
5065 | 477.8441 | 1885.7354 | 477.8441 | 1885.7354
5066 | 480.7216 | 1893.8522 | 480.7216 | 1893.8522
5067 | 493.7266 | 1921.1943 | 493.7266 | 1921.1943
5068 | 521.1023 | 1949.0551 | 521.1023 | 1949.0551
5069 | 543.5251 | 1989.104 | 543.5251 | 1989.104
5070 | 532.5036 | 2015.7496 | 532.5036 | 2015.7496
5071 | 508.1764 | 2033.528 | 508.1764 | 2033.528
5072 | 496.0504 | 2074.0253 | 496.0504 | 2074.0253
5073 | 482.2283 | 2101.0958 | 482.2283 | 2101.0958
5074 | 463.857 | 2096.8522 | 463.857 | 2096.8522
5075 | 437.8325 | 2067.2573 | 437.8325 | 2067.2573
5076 | 413.1786 | 2059.0088 | 413.1786 | 2059.0088
5077 | 396.8204 | 2076.7482 | 396.8204 | 2076.7482
5078 | 385.9047 | 2113.8204 | 385.9047 | 2113.8204
5079 | 380.5226 | 2157.1721 | 380.5226 | 2157.1721
5080 | 375.5858 | 2195.1231 | 375.5858 | 2195.1231
5081 | 379.3743 | 2250.4984 | 379.3743 | 2250.4984
5082 | 390.017 | 2357.5844 | 390.017 | 2357.5844
5083 | 413.078 | 2404.9322 | 413.078 | 2404.9322
5084 | 441.8628 | 2425.5655 | 441.8628 | 2425.5655
5085 | 456.4876 | 2431.2821 | 456.4876 | 2431.2821
5086 | 469.9926 | 2453.6116 | 469.9926 | 2453.6116
5087 | 499.3845 | 2473.2625 | 499.3845 | 2473.2625
5088 | 496.0061 | 2493.912 | 496.0061 | 2493.912
5089 | 480.6841 | 2514.5145 | 480.6841 | 2514.5145
5090 | 484.2525 | 2538.0859 | 484.2525 | 2538.0859
5091 | 498.0392 | 2568.6419 | 498.0392 | 2568.6419
5092 | 521.5408 | 2605.8027 | 521.5408 | 2605.8027
5093 | 538.2742 | 2678.1967 | 538.2742 | 2678.1967
5094 | 532.6249 | 2750.0433 | 532.6249 | 2750.0433
5095 | 509.7525 | 2791.4137 | 509.7525 | 2791.4137
5096 | 497.3408 | 2799.9079 | 497.3408 | 2799.9079
5097 | 481.7404 | 2813.3019 | 481.7404 | 2813.3019
5098 | 466.1304 | 2858.8409 | 466.1304 | 2858.8409
5099 | 441.1325 | 2921.4259 | 441.1325 | 2921.4259
5100 | 420.1836 | 2912.6303 | 420.1836 | 2912.6303
5101 | 401.2914 | 2823.0772 | 401.2914 | 2823.0772
5102 | 393.0481 | 2785.6123 | 393.0481 | 2785.6123
5103 | 384.284 | 2774.121 | 384.284 | 2774.121
5104 | 379.2046 | 2765.5034 | 379.2046 | 2765.5034
5105 | 381.9594 | 2784.841 | 381.9594 | 2784.841
5106 | 392.4391 | 2864.9158 | 392.4391 | 2864.9158
5107 | 409.2323 | 2897.3562 | 409.2323 | 2897.3562
5108 | 431.1678 | 2910.1938 | 431.1678 | 2910.1938
5109 | 449.7969 | 2916.4576 | 449.7969 | 2916.4576
5110 | 462.148 | 2946.104 | 462.148 | 2946.104
5111 | 488.5508 | 2987.4322 | 488.5508 | 2987.4322
5112 | 491.7238 | 3035.7083 | 491.7238 | 3035.7083
5113 | 477.0597 | 3077.8514 | 477.0597 | 3077.8514
5114 | 481.6827 | 3086.9256 | 481.6827 | 3086.9256
5115 | 491.4029 | 3086.8462 | 491.4029 | 3086.8462
5116 | 515.4728 | 3066.9074 | 515.4728 | 3066.9074
5117 | 534.8145 | 3061.7554 | 534.8145 | 3061.7554
5118 | 530.1858 | 3071.784 | 530.1858 | 3071.784
5119 | 510.9511 | 3044.0879 | 510.9511 | 3044.0879
5120 | 498.023 | 2987.6185 | 498.023 | 2987.6185
5121 | 486.9958 | 2946.7166 | 486.9958 | 2946.7166
5122 | 470.8552 | 2930.0273 | 470.8552 | 2930.0273
5123 | 445.9722 | 2921.5626 | 445.9722 | 2921.5626
5124 | 422.8519 | 2918.3307 | 422.8519 | 2918.3307
5125 | 404.9658 | 2919.4888 | 404.9658 | 2919.4888
5126 | 396.1968 | 2950.1037 | 396.1968 | 2950.1037
5127 | 388.1826 | 2979.8881 | 388.1826 | 2979.8881
5128 | 383.391 | 2996.1843 | 383.391 | 2996.1843
5129 | 385.3603 | 3031.7333 | 385.3603 | 3031.7333
5130 | 393.4991 | 3112.9911 | 393.4991 | 3112.9911
5131 | 405.7817 | 3156.9649 | 405.7817 | 3156.9649
5132 | 423.2301 | 3209.7488 | 423.2301 | 3209.7488
5133 | 438.0142 | 3271.1397 | 438.0142 | 3271.1397
5134 | 455.1988 | 3340.0736 | 455.1988 | 3340.0736
5135 | 482.5318 | 3399.9623 | 482.5318 | 3399.9623
5136 | 486.4544 | 3447.3957 | 486.4544 | 3447.3957
5137 | 475.7755 | 3468.2018 | 475.7755 | 3468.2018
5138 | 474.7946 | 3483.4619 | 474.7946 | 3483.4619
5139 | 488.1991 | 3481.7632 | 488.1991 | 3481.7632
5140 | 512.406 | 3471.6966 | 512.406 | 3471.6966
5141 | 531.7124 | 3515.4073 | 531.7124 | 3515.4073
5142 | 524.8314 | 3575.2087 | 524.8314 | 3575.2087
5143 | 506.3434 | 3596.3265 | 506.3434 | 3596.3265
5144 | 494.9377 | 3588.082 | 494.9377 | 3588.082
5145 | 483.3587 | 3556.4461 | 483.3587 | 3556.4461
5146 | 470.7876 | 3540.0295 | 470.7876 | 3540.0295
5147 | 449.9146 | 3548.7995 | 449.9146 | 3548.7995
5148 | 428.5207 | 3581.3957 | 428.5207 | 3581.3957
5149 | 410.5908 | 3597.2581 | 410.5908 | 3597.2581
5150 | 400.1156 | 3614.1262 | 400.1156 | 3614.1262
5151 | 391.9938 | 3639.6702 | 391.9938 | 3639.6702
5152 | 389.5842 | 3663.2844 | 389.5842 | 3663.2844
5153 | 388.9557 | 3707.1089 | 388.9557 | 3707.1089
5154 | 395.5798 | 3794.864 | 395.5798 | 3794.864
5155 | 409.9566 | 3825.4329 | 409.9566 | 3825.4329
5156 | 428.1022 | 3838.8911 | 428.1022 | 3838.8911
5157 | 441.7818 | 3824.1612 | 441.7818 | 3824.1612
5158 | 456.4032 | 3799.6025 | 456.4032 | 3799.6025
5159 | 483.7728 | 3774.4794 | 483.7728 | 3774.4794
5160 | 483.7469 | 3750.8531 | 483.7469 | 3750.8531
5161 | 477.5296 | 3718.1079 | 477.5296 | 3718.1079
5162 | 477.4338 | 3694.863 | 477.4338 | 3694.863
5163 | 485.132 | 3676.8186 | 485.132 | 3676.8186
5164 | 510.4203 | 3642.9513 | 510.4203 | 3642.9513
5165 | 535.5143 | 3623.0571 | 535.5143 | 3623.0571
5166 | 526.683 | 3581.0905 | 526.683 | 3581.0905
5167 | 508.6131 | 3463.098 | 508.6131 | 3463.098
5168 | 493.1334 | 3332.4994 | 493.1334 | 3332.4994
5169 | 484.0275 | 3243.3454 | 484.0275 | 3243.3454
5170 | 469.0036 | 3200.8028 | 469.0036 | 3200.8028
5171 | 445.951 | 3192.9535 | 445.951 | 3192.9535
5172 | 426.1049 | 3210.8453 | 426.1049 | 3210.8453
5173 | 409.6425 | 3192.1012 | 409.6425 | 3192.1012
5174 | 398.3495 | 3166.0871 | 398.3495 | 3166.0871
5175 | 390.92 | 3154.0837 | 390.92 | 3154.0837
5176 | 388.0093 | 3160.7366 | 388.0093 | 3160.7366
5177 | 389.607 | 3202.0989 | 389.607 | 3202.0989
5178 | 398.1309 | 3286.1608 | 398.1309 | 3286.1608
5179 | 413.8515 | 3311.2583 | 413.8515 | 3311.2583
5180 | 434.8944 | 3321.0233 | 434.8944 | 3321.0233
5181 | 453.0399 | 3313.2011 | 453.0399 | 3313.2011
5182 | 468.7148 | 3291.7201 | 468.7148 | 3291.7201
5183 | 493.9179 | 3262.5618 | 493.9179 | 3262.5618
5184 | 493.0423 | 3234.148 | 493.0423 | 3234.148
5185 | 475.3182 | 3201.0608 | 475.3182 | 3201.0608
5186 | 476.3619 | 3154.4257 | 476.3619 | 3154.4257
5187 | 487.2205 | 3073.0499 | 487.2205 | 3073.0499
5188 | 512.3335 | 2983.0324 | 512.3335 | 2983.0324
5189 | 539.4941 | 2932.4984 | 539.4941 | 2932.4984
5190 | 533.251 | 2885.3339 | 533.251 | 2885.3339
5191 | 512.8064 | 2809.4028 | 512.8064 | 2809.4028
5192 | 501.122 | 2738.3056 | 501.122 | 2738.3056
5193 | 489.2505 | 2664.3348 | 489.2505 | 2664.3348
5194 | 472.6724 | 2590.8788 | 472.6724 | 2590.8788
5195 | 445.4047 | 2517.6463 | 445.4047 | 2517.6463
5196 | 422.1167 | 2469.0606 | 422.1167 | 2469.0606
5197 | 406.1556 | 2429.7988 | 406.1556 | 2429.7988
5198 | 395.9585 | 2409.7349 | 395.9585 | 2409.7349
5199 | 389.766 | 2402.5189 | 389.766 | 2402.5189
5200 | 385.9013 | 2403.632 | 385.9013 | 2403.632
5201 | 390.8362 | 2447.4565 | 390.8362 | 2447.4565
5202 | 403.6792 | 2558.7386 | 403.6792 | 2558.7386
5203 | 425.7494 | 2624.256 | 425.7494 | 2624.256
5204 | 453.9336 | 2652.145 | 453.9336 | 2652.145
5205 | 470.6097 | 2622.0952 | 470.6097 | 2622.0952
5206 | 484.0246 | 2583.6529 | 484.0246 | 2583.6529
5207 | 513.7496 | 2552.5113 | 513.7496 | 2552.5113
5208 | 507.8935 | 2527.7906 | 507.8935 | 2527.7906
5209 | 488.7501 | 2496.892 | 488.7501 | 2496.892
5210 | 489.6495 | 2481.991 | 489.6495 | 2481.991
5211 | 502.7836 | 2481.797 | 502.7836 | 2481.797
5212 | 527.4447 | 2485.8876 | 527.4447 | 2485.8876
5213 | 554.0563 | 2530.4875 | 554.0563 | 2530.4875
5214 | 549.6486 | 2570.5918 | 549.6486 | 2570.5918
5215 | 524.2808 | 2586.8538 | 524.2808 | 2586.8538
5216 | 508.8962 | 2606.1714 | 508.8962 | 2606.1714
5217 | 494.2301 | 2603.7391 | 494.2301 | 2603.7391
5218 | 475.7475 | 2596.7606 | 475.7475 | 2596.7606
5219 | 449.4807 | 2581.1146 | 449.4807 | 2581.1146
5220 | 426.899 | 2585.191 | 426.899 | 2585.191
5221 | 407.1615 | 2589.6319 | 407.1615 | 2589.6319
5222 | 397.6371 | 2594.6681 | 397.6371 | 2594.6681
5223 | 392.243 | 2578.7663 | 392.243 | 2578.7663
5224 | 388.3497 | 2510.9398 | 388.3497 | 2510.9398
5225 | 390.7121 | 2464.2126 | 390.7121 | 2464.2126
5226 | 402.3371 | 2477.7619 | 402.3371 | 2477.7619
5227 | 425.6856 | 2454.2324 | 425.6856 | 2454.2324
5228 | 452.692 | 2425.9028 | 452.692 | 2425.9028
5229 | 469.9052 | 2406.7273 | 469.9052 | 2406.7273
5230 | 481.4447 | 2410.2096 | 481.4447 | 2410.2096
5231 | 515.348 | 2420.1034 | 515.348 | 2420.1034
5232 | 509.5889 | 2429.7158 | 509.5889 | 2429.7158
5233 | 492.1103 | 2433.6974 | 492.1103 | 2433.6974
5234 | 492.5259 | 2461.1313 | 492.5259 | 2461.1313
5235 | 502.6825 | 2493.4921 | 502.6825 | 2493.4921
5236 | 527.0171 | 2512.7658 | 527.0171 | 2512.7658
5237 | 551.7145 | 2549.9109 | 551.7145 | 2549.9109
5238 | 545.6707 | 2551.0315 | 545.6707 | 2551.0315
5239 | 521.3254 | 2496.1653 | 521.3254 | 2496.1653
5240 | 506.872 | 2440.8668 | 506.872 | 2440.8668
5241 | 493.7536 | 2404.0331 | 493.7536 | 2404.0331
5242 | 477.3131 | 2418.0511 | 477.3131 | 2418.0511
5243 | 450.5945 | 2480.5092 | 450.5945 | 2480.5092
5244 | 425.5786 | 2566.2463 | 425.5786 | 2566.2463
5245 | 410.7191 | 2662.4015 | 410.7191 | 2662.4015
5246 | 398.9531 | 2773.1724 | 398.9531 | 2773.1724
5247 | 394.0235 | 2855.0034 | 394.0235 | 2855.0034
5248 | 389.2877 | 2892.9801 | 389.2877 | 2892.9801
5249 | 392.5765 | 2955.1338 | 392.5765 | 2955.1338
5250 | 406.878 | 3072.9131 | 406.878 | 3072.9131
5251 | 425.4733 | 3140.2772 | 425.4733 | 3140.2772
5252 | 453.8226 | 3172.4749 | 453.8226 | 3172.4749
5253 | 470.9957 | 3150.5638 | 470.9957 | 3150.5638
5254 | 484.6641 | 3114.994 | 484.6641 | 3114.994
5255 | 511.883 | 3101.4976 | 511.883 | 3101.4976
5256 | 508.0112 | 3096.7475 | 508.0112 | 3096.7475
5257 | 491.0347 | 3076.2446 | 491.0347 | 3076.2446
5258 | 493.0279 | 3060.9332 | 493.0279 | 3060.9332
5259 | 502.834 | 3077.085 | 502.834 | 3077.085
5260 | 527.4714 | 3108.0539 | 527.4714 | 3108.0539
5261 | 550.5051 | 3154.0216 | 550.5051 | 3154.0216
5262 | 551.2395 | 3177.5749 | 551.2395 | 3177.5749
5263 | 522.6352 | 3150.2025 | 522.6352 | 3150.2025
5264 | 502.9762 | 3106.4623 | 502.9762 | 3106.4623
5265 | 490.6729 | 3049.2476 | 490.6729 | 3049.2476
5266 | 474.4268 | 3002.7383 | 474.4268 | 3002.7383
5267 | 448.9421 | 2972.2511 | 448.9421 | 2972.2511
5268 | 426.1642 | 2968.3256 | 426.1642 | 2968.3256
5269 | 409.597 | 2949.3763 | 409.597 | 2949.3763
5270 | 398.4949 | 2935.5361 | 398.4949 | 2935.5361
5271 | 393.3399 | 2932.4237 | 393.3399 | 2932.4237
5272 | 390.1082 | 2936.8881 | 390.1082 | 2936.8881
5273 | 391.9988 | 2971.7531 | 391.9988 | 2971.7531
5274 | 400.8098 | 3045.351 | 400.8098 | 3045.351
5275 | 417.855 | 3054.513 | 417.855 | 3054.513
5276 | 439.1875 | 3043.3499 | 439.1875 | 3043.3499
5277 | 457.7636 | 3008.581 | 457.7636 | 3008.581
5278 | 476.1284 | 2974.1055 | 476.1284 | 2974.1055
5279 | 501.6114 | 2949.4611 | 501.6114 | 2949.4611
5280 | 501.6862 | 2923.3042 | 501.6862 | 2923.3042
5281 | 484.5646 | 2890.7642 | 484.5646 | 2890.7642
5282 | 487.4384 | 2866.9722 | 487.4384 | 2866.9722
5283 | 493.1521 | 2885.1074 | 493.1521 | 2885.1074
5284 | 521.4329 | 2929.7547 | 521.4329 | 2929.7547
5285 | 546.9023 | 2997.1292 | 546.9023 | 2997.1292
5286 | 539.9217 | 3036.5497 | 539.9217 | 3036.5497
5287 | 517.1151 | 3025.2495 | 517.1151 | 3025.2495
5288 | 503.3096 | 2987.391 | 503.3096 | 2987.391
5289 | 493.0007 | 2916.8398 | 493.0007 | 2916.8398
5290 | 476.9642 | 2873.2713 | 476.9642 | 2873.2713
5291 | 452.5089 | 2874.3814 | 452.5089 | 2874.3814
5292 | 428.8528 | 2929.3419 | 428.8528 | 2929.3419
5293 | 411.8739 | 2962.5761 | 411.8739 | 2962.5761
5294 | 400.4258 | 2952.9078 | 400.4258 | 2952.9078
5295 | 392.5618 | 2900.0057 | 392.5618 | 2900.0057
5296 | 388.9877 | 2833.0683 | 388.9877 | 2833.0683
5297 | 389.2195 | 2764.8659 | 389.2195 | 2764.8659
5298 | 398.5638 | 2719.9396 | 398.5638 | 2719.9396
5299 | 410.4805 | 2649.2193 | 410.4805 | 2649.2193
5300 | 424.6243 | 2594.4218 | 424.6243 | 2594.4218
5301 | 447.7042 | 2530.7913 | 447.7042 | 2530.7913
5302 | 460.6967 | 2450.8347 | 460.6967 | 2450.8347
5303 | 490.0657 | 2346.308 | 490.0657 | 2346.308
5304 | 485.6605 | 2248.4074 | 485.6605 | 2248.4074
5305 | 472.473 | 2146.9962 | 472.473 | 2146.9962
5306 | 474.899 | 2066.37 | 474.899 | 2066.37
5307 | 484.7237 | 1996.4157 | 484.7237 | 1996.4157
5308 | 501.5884 | 1923.3596 | 501.5884 | 1923.3596
5309 | 529.7211 | 1888.9661 | 529.7211 | 1888.9661
5310 | 526.3532 | 1837.5614 | 526.3532 | 1837.5614
5311 | 507.877 | 1727.8444 | 507.877 | 1727.8444
5312 | 495.0011 | 1639.9227 | 495.0011 | 1639.9227
5313 | 484.0411 | 1592.0093 | 484.0411 | 1592.0093
5314 | 469.7329 | 1572.4466 | 469.7329 | 1572.4466
5315 | 447.0685 | 1550.7821 | 447.0685 | 1550.7821
5316 | 423.939 | 1543.3686 | 423.939 | 1543.3686
5317 | 407.939 | 1537.4823 | 407.939 | 1537.4823
5318 | 398.5858 | 1547.853 | 398.5858 | 1547.853
5319 | 390.1973 | 1553.7684 | 390.1973 | 1553.7684
5320 | 386.4327 | 1546.948 | 386.4327 | 1546.948
5321 | 387.2466 | 1573.8111 | 387.2466 | 1573.8111
5322 | 393.786 | 1658.4886 | 393.786 | 1658.4886
5323 | 404.9813 | 1676.952 | 404.9813 | 1676.952
5324 | 417.6668 | 1653.3415 | 417.6668 | 1653.3415
5325 | 438.9371 | 1640.3214 | 438.9371 | 1640.3214
5326 | 454.4609 | 1664.8001 | 454.4609 | 1664.8001
5327 | 483.423 | 1724.2101 | 483.423 | 1724.2101
5328 | 483.6128 | 1792.0245 | 483.6128 | 1792.0245
5329 | 472.8335 | 1849.8993 | 472.8335 | 1849.8993
5330 | 472.5874 | 1918.0268 | 472.5874 | 1918.0268
5331 | 477.062 | 1964.2028 | 477.062 | 1964.2028
5332 | 494.6114 | 1978.2787 | 494.6114 | 1978.2787
5333 | 521.3706 | 2019.2538 | 521.3706 | 2019.2538
5334 | 518.6435 | 2083.8426 | 518.6435 | 2083.8426
5335 | 498.2894 | 2145.9959 | 498.2894 | 2145.9959
5336 | 484.0755 | 2193.2177 | 484.0755 | 2193.2177
5337 | 470.1378 | 2193.3159 | 470.1378 | 2193.3159
5338 | 455.5985 | 2178.3355 | 455.5985 | 2178.3355
5339 | 433.02 | 2190.1148 | 433.02 | 2190.1148
5340 | 410.0058 | 2255.471 | 410.0058 | 2255.471
5341 | 394.1495 | 2300.6738 | 394.1495 | 2300.6738
5342 | 385.0161 | 2344.4201 | 385.0161 | 2344.4201
5343 | 377.9843 | 2387.7461 | 377.9843 | 2387.7461
5344 | 375.1045 | 2423.671 | 375.1045 | 2423.671
5345 | 377.5048 | 2468.1794 | 377.5048 | 2468.1794
5346 | 386.1658 | 2529.3298 | 386.1658 | 2529.3298
5347 | 400.8708 | 2538.2867 | 400.8708 | 2538.2867
5348 | 419.0969 | 2557.8318 | 419.0969 | 2557.8318
5349 | 441.3185 | 2558.1483 | 441.3185 | 2558.1483
5350 | 455.3903 | 2529.1441 | 455.3903 | 2529.1441
5351 | 483.6937 | 2472.834 | 483.6937 | 2472.834
5352 | 478.6694 | 2418.2259 | 478.6694 | 2418.2259
5353 | 464.2465 | 2372.7597 | 464.2465 | 2372.7597
5354 | 467.2963 | 2347.7366 | 467.2963 | 2347.7366
5355 | 474.3837 | 2327.9824 | 474.3837 | 2327.9824
5356 | 495.858 | 2300.4072 | 495.858 | 2300.4072
5357 | 525.3876 | 2336.8 | 525.3876 | 2336.8
5358 | 527.0656 | 2374.4422 | 527.0656 | 2374.4422
5359 | 505.9262 | 2330.5188 | 505.9262 | 2330.5188
5360 | 493.3313 | 2263.5935 | 493.3313 | 2263.5935
5361 | 481.8158 | 2207.2679 | 481.8158 | 2207.2679
5362 | 468.0558 | 2182.781 | 468.0558 | 2182.781
5363 | 439.3741 | 2191.8246 | 439.3741 | 2191.8246
5364 | 415.4122 | 2247.4007 | 415.4122 | 2247.4007
5365 | 397.3515 | 2280.84 | 397.3515 | 2280.84
5366 | 390.9603 | 2280.1312 | 390.9603 | 2280.1312
5367 | 382.3762 | 2257.8688 | 382.3762 | 2257.8688
5368 | 379.2321 | 2214.8004 | 379.2321 | 2214.8004
5369 | 384.5265 | 2199.5338 | 384.5265 | 2199.5338
5370 | 397.5624 | 2300.7622 | 397.5624 | 2300.7622
5371 | 418.1788 | 2394.1154 | 418.1788 | 2394.1154
5372 | 445.3454 | 2452.8494 | 445.3454 | 2452.8494
5373 | 461.3669 | 2435.247 | 461.3669 | 2435.247
5374 | 472.6513 | 2389.4867 | 472.6513 | 2389.4867
5375 | 502.5096 | 2342.5464 | 502.5096 | 2342.5464
5376 | 498.4826 | 2288.7589 | 498.4826 | 2288.7589
5377 | 479.3657 | 2212.7213 | 479.3657 | 2212.7213
5378 | 479.3265 | 2135.72 | 479.3265 | 2135.72
5379 | 491.8498 | 2087.3093 | 491.8498 | 2087.3093
5380 | 512.0237 | 2068.4884 | 512.0237 | 2068.4884
5381 | 545.7241 | 2083.064 | 545.7241 | 2083.064
5382 | 545.5285 | 2079.8759 | 545.5285 | 2079.8759
5383 | 523.2066 | 2038.6881 | 523.2066 | 2038.6881
5384 | 511.6174 | 2002.1975 | 511.6174 | 2002.1975
5385 | 494.965 | 1959.9608 | 494.965 | 1959.9608
5386 | 476.7262 | 1946.0747 | 476.7262 | 1946.0747
5387 | 449.0976 | 1982.9541 | 449.0976 | 1982.9541
5388 | 423.813 | 2080.1127 | 423.813 | 2080.1127
5389 | 404.7774 | 2166.8297 | 404.7774 | 2166.8297
5390 | 395.3923 | 2242.9257 | 395.3923 | 2242.9257
5391 | 388.9792 | 2314.2242 | 388.9792 | 2314.2242
5392 | 385.9452 | 2358.835 | 385.9452 | 2358.835
5393 | 387.3175 | 2410.7981 | 387.3175 | 2410.7981
5394 | 401.9912 | 2501.2889 | 401.9912 | 2501.2889
5395 | 422.7954 | 2485.7613 | 422.7954 | 2485.7613
5396 | 453.5127 | 2387.7398 | 453.5127 | 2387.7398
5397 | 470.6496 | 2270.0108 | 470.6496 | 2270.0108
5398 | 479.6042 | 2199.1505 | 479.6042 | 2199.1505
5399 | 507.5801 | 2158.981 | 507.5801 | 2158.981
5400 | 499.6834 | 2115.4524 | 499.6834 | 2115.4524
5401 | 480.8005 | 2053.5037 | 480.8005 | 2053.5037
5402 | 479.2027 | 1988.813 | 479.2027 | 1988.813
5403 | 487.4971 | 1937.5982 | 487.4971 | 1937.5982
5404 | 506.8169 | 1910.0914 | 506.8169 | 1910.0914
5405 | 539.493 | 1971.0371 | 539.493 | 1971.0371
5406 | 543.7946 | 2043.9014 | 543.7946 | 2043.9014
5407 | 519.497 | 2046.1429 | 519.497 | 2046.1429
5408 | 501.9246 | 1988.3823 | 501.9246 | 1988.3823
5409 | 490.9589 | 1894.0988 | 490.9589 | 1894.0988
5410 | 472.6302 | 1809.9053 | 472.6302 | 1809.9053
5411 | 445.7247 | 1748.4363 | 445.7247 | 1748.4363
5412 | 419.9358 | 1743.6218 | 419.9358 | 1743.6218
5413 | 403.0381 | 1734.5894 | 403.0381 | 1734.5894
5414 | 390.6337 | 1726.6309 | 390.6337 | 1726.6309
5415 | 383.5272 | 1713.328 | 383.5272 | 1713.328
5416 | 379.8513 | 1695.7016 | 379.8513 | 1695.7016
5417 | 384.1843 | 1716.6146 | 384.1843 | 1716.6146
5418 | 396.9707 | 1779.8168 | 396.9707 | 1779.8168
5419 | 412.9683 | 1809.8385 | 412.9683 | 1809.8385
5420 | 442.6981 | 1849.4911 | 442.6981 | 1849.4911
5421 | 461.622 | 1900.076 | 461.622 | 1900.076
5422 | 474.1401 | 1960.3924 | 474.1401 | 1960.3924
5423 | 502.8736 | 2019.5972 | 502.8736 | 2019.5972
5424 | 494.2585 | 2034.2022 | 494.2585 | 2034.2022
5425 | 475.0177 | 2014.7935 | 475.0177 | 2014.7935
5426 | 476.7082 | 2022.3937 | 476.7082 | 2022.3937
5427 | 487.2609 | 2054.4125 | 487.2609 | 2054.4125
5428 | 501.8298 | 2109.3871 | 501.8298 | 2109.3871
5429 | 531.5197 | 2231.0652 | 531.5197 | 2231.0652
5430 | 538.2013 | 2332.1757 | 538.2013 | 2332.1757
5431 | 512.3035 | 2385.1644 | 512.3035 | 2385.1644
5432 | 497.3272 | 2423.6319 | 497.3272 | 2423.6319
5433 | 485.6378 | 2440.965 | 485.6378 | 2440.965
5434 | 468.5489 | 2443.3563 | 468.5489 | 2443.3563
5435 | 441.318 | 2432.7029 | 441.318 | 2432.7029
5436 | 418.3514 | 2444.5761 | 418.3514 | 2444.5761
5437 | 401.6375 | 2467.2094 | 401.6375 | 2467.2094
5438 | 393.402 | 2500.7652 | 393.402 | 2500.7652
5439 | 385.4074 | 2536.5681 | 385.4074 | 2536.5681
5440 | 379.8756 | 2571.0568 | 379.8756 | 2571.0568
5441 | 382.4337 | 2627.8758 | 382.4337 | 2627.8758
5442 | 390.4768 | 2736.559 | 390.4768 | 2736.559
5443 | 402.1972 | 2785.3203 | 402.1972 | 2785.3203
5444 | 426.2843 | 2819.3646 | 426.2843 | 2819.3646
5445 | 445.1708 | 2845.6018 | 445.1708 | 2845.6018
5446 | 460.5254 | 2879.2451 | 460.5254 | 2879.2451
5447 | 487.0154 | 2922.0357 | 487.0154 | 2922.0357
5448 | 486.2685 | 2972.8888 | 486.2685 | 2972.8888
5449 | 471.7388 | 3014.7598 | 471.7388 | 3014.7598
5450 | 475.5032 | 3055.4618 | 475.5032 | 3055.4618
5451 | 478.2375 | 3069.6303 | 478.2375 | 3069.6303
5452 | 492.1494 | 3069.4121 | 492.1494 | 3069.4121
5453 | 520.086 | 3117.2948 | 520.086 | 3117.2948
5454 | 525.6553 | 3157.7411 | 525.6553 | 3157.7411
5455 | 504.3186 | 3135.9085 | 504.3186 | 3135.9085
5456 | 487.8827 | 3069.462 | 487.8827 | 3069.462
5457 | 474.8809 | 3001.2361 | 474.8809 | 3001.2361
5458 | 462.3736 | 2980.1687 | 462.3736 | 2980.1687
5459 | 439.8151 | 3002.8909 | 439.8151 | 3002.8909
5460 | 417.9395 | 3061.6129 | 417.9395 | 3061.6129
5461 | 400.4182 | 3134.3779 | 400.4182 | 3134.3779
5462 | 389.6924 | 3198.642 | 389.6924 | 3198.642
5463 | 382.3024 | 3225.4854 | 382.3024 | 3225.4854
5464 | 379.2898 | 3217.092 | 379.2898 | 3217.092
5465 | 380.1365 | 3229.6611 | 380.1365 | 3229.6611
5466 | 388.9908 | 3295.599 | 388.9908 | 3295.599
5467 | 395.0127 | 3317.5504 | 395.0127 | 3317.5504
5468 | 412.3471 | 3346.397 | 412.3471 | 3346.397
5469 | 430.3572 | 3370.7191 | 430.3572 | 3370.7191
5470 | 445.0862 | 3398.002 | 445.0862 | 3398.002
5471 | 474.1138 | 3422.8054 | 474.1138 | 3422.8054
5472 | 476.7639 | 3432.0074 | 476.7639 | 3432.0074
5473 | 462.2567 | 3419.438 | 462.2567 | 3419.438
5474 | 463.2403 | 3407.2043 | 463.2403 | 3407.2043
5475 | 468.8194 | 3417.5427 | 468.8194 | 3417.5427
5476 | 484.1385 | 3438.5262 | 484.1385 | 3438.5262
5477 | 515.7748 | 3477.1076 | 515.7748 | 3477.1076
5478 | 514.6633 | 3475.1505 | 514.6633 | 3475.1505
5479 | 494.7964 | 3410.0255 | 494.7964 | 3410.0255
5480 | 484.0741 | 3323.9503 | 484.0741 | 3323.9503
5481 | 473.081 | 3218.7241 | 473.081 | 3218.7241
5482 | 458.2758 | 3126.597 | 458.2758 | 3126.597
5483 | 434.623 | 3081.2687 | 434.623 | 3081.2687
5484 | 413.9148 | 3111.1291 | 413.9148 | 3111.1291
5485 | 398.9697 | 3167.8218 | 398.9697 | 3167.8218
5486 | 388.2753 | 3227.8455 | 388.2753 | 3227.8455
5487 | 382.1146 | 3299.2125 | 382.1146 | 3299.2125
5488 | 377.5528 | 3343.2761 | 377.5528 | 3343.2761
5489 | 379.94 | 3368.1559 | 379.94 | 3368.1559
5490 | 386.1315 | 3418.5002 | 386.1315 | 3418.5002
5491 | 393.8782 | 3410.9745 | 393.8782 | 3410.9745
5492 | 409.2533 | 3389.3474 | 409.2533 | 3389.3474
5493 | 427.8358 | 3346.0295 | 427.8358 | 3346.0295
5494 | 444.6844 | 3328.2417 | 444.6844 | 3328.2417
5495 | 468.1817 | 3367.2707 | 468.1817 | 3367.2707
5496 | 470.1604 | 3436.5897 | 470.1604 | 3436.5897
5497 | 457.8987 | 3483.7953 | 457.8987 | 3483.7953
5498 | 457.9489 | 3506.6469 | 457.9489 | 3506.6469
5499 | 464.4276 | 3529.4328 | 464.4276 | 3529.4328
5500 | 480.8551 | 3550.3479 | 480.8551 | 3550.3479
5501 | 514.3171 | 3591.8701 | 514.3171 | 3591.8701
5502 | 516.1912 | 3560.4359 | 516.1912 | 3560.4359
5503 | 495.337 | 3411.9404 | 495.337 | 3411.9404
5504 | 480.4977 | 3245.3674 | 480.4977 | 3245.3674
5505 | 474.3635 | 3107.518 | 474.3635 | 3107.518
5506 | 456.8444 | 3024.1451 | 456.8444 | 3024.1451
5507 | 435.1548 | 2991.1274 | 435.1548 | 2991.1274
5508 | 412.4545 | 3020.6459 | 412.4545 | 3020.6459
5509 | 397.7452 | 3045.7413 | 397.7452 | 3045.7413
5510 | 387.3451 | 3002.9027 | 387.3451 | 3002.9027
5511 | 381.1155 | 2917.5826 | 381.1155 | 2917.5826
5512 | 377.0455 | 2823.2198 | 377.0455 | 2823.2198
5513 | 379.5781 | 2732.8582 | 379.5781 | 2732.8582
5514 | 389.514 | 2658.9335 | 389.514 | 2658.9335
5515 | 400.0256 | 2574.1927 | 400.0256 | 2574.1927
5516 | 423.4317 | 2514.129 | 423.4317 | 2514.129
5517 | 440.1059 | 2496.2531 | 440.1059 | 2496.2531
5518 | 451.9089 | 2537.3512 | 451.9089 | 2537.3512
5519 | 477.4465 | 2574.3285 | 477.4465 | 2574.3285
5520 | 476.5597 | 2608.0834 | 476.5597 | 2608.0834
5521 | 463.776 | 2626.017 | 463.776 | 2626.017
5522 | 463.0397 | 2648.6635 | 463.0397 | 2648.6635
5523 | 470.426 | 2658.9335 | 470.426 | 2658.9335
5524 | 485.7179 | 2639.839 | 485.7179 | 2639.839
5525 | 519.3017 | 2632.5974 | 519.3017 | 2632.5974
5526 | 524.1844 | 2575.9264 | 524.1844 | 2575.9264
5527 | 499.7779 | 2483.4443 | 499.7779 | 2483.4443
5528 | 488.9595 | 2403.4561 | 488.9595 | 2403.4561
5529 | 474.9727 | 2323.1248 | 474.9727 | 2323.1248
5530 | 460.7368 | 2290.7727 | 460.7368 | 2290.7727
5531 | 433.8466 | 2319.3766 | 433.8466 | 2319.3766
5532 | 408.0392 | 2389.1098 | 408.0392 | 2389.1098
5533 | 391.8761 | 2378.7096 | 391.8761 | 2378.7096
5534 | 384.4751 | 2395.0989 | 384.4751 | 2395.0989
5535 | 379.0361 | 2488.5566 | 379.0361 | 2488.5566
5536 | 374.2451 | 2554.5058 | 374.2451 | 2554.5058
5537 | 378.4072 | 2580.0011 | 378.4072 | 2580.0011
5538 | 390.485 | 2594.4394 | 390.485 | 2594.4394
5539 | 407.7335 | 2566.4644 | 407.7335 | 2566.4644
5540 | 437.9229 | 2557.6267 | 437.9229 | 2557.6267
5541 | 454.1096 | 2537.4253 | 454.1096 | 2537.4253
5542 | 468.283 | 2516.4915 | 468.283 | 2516.4915
5543 | 494.8249 | 2508.2613 | 494.8249 | 2508.2613
5544 | 487.548 | 2493.3208 | 487.548 | 2493.3208
5545 | 470.5018 | 2457.7031 | 470.5018 | 2457.7031
5546 | 474.0747 | 2425.9776 | 474.0747 | 2425.9776
5547 | 481.0169 | 2403.0773 | 481.0169 | 2403.0773
5548 | 494.7472 | 2372.0141 | 494.7472 | 2372.0141
5549 | 528.8878 | 2344.9387 | 528.8878 | 2344.9387
5550 | 538.5803 | 2270.0069 | 538.5803 | 2270.0069
5551 | 512.7091 | 2124.931 | 512.7091 | 2124.931
5552 | 496.8958 | 1979.4229 | 496.8958 | 1979.4229
5553 | 484.1901 | 1887.6699 | 484.1901 | 1887.6699
5554 | 464.8398 | 1853.8816 | 464.8398 | 1853.8816
5555 | 438.1269 | 1844.1174 | 438.1269 | 1844.1174
5556 | 412.3319 | 1865.6339 | 412.3319 | 1865.6339
5557 | 394.461 | 1885.1896 | 394.461 | 1885.1896
5558 | 386.4199 | 1907.871 | 386.4199 | 1907.871
5559 | 380.2813 | 1924.4556 | 380.2813 | 1924.4556
5560 | 376.3831 | 1913.942 | 376.3831 | 1913.942
5561 | 380.9451 | 1946.6185 | 380.9451 | 1946.6185
5562 | 392.9952 | 2051.9504 | 392.9952 | 2051.9504
5563 | 411.7997 | 2108.782 | 411.7997 | 2108.782
5564 | 440.0695 | 2140.5694 | 440.0695 | 2140.5694
5565 | 457.4793 | 2157.0948 | 457.4793 | 2157.0948
5566 | 469.8772 | 2190.0543 | 469.8772 | 2190.0543
5567 | 498.016 | 2232.3661 | 498.016 | 2232.3661
5568 | 494.1813 | 2263.2486 | 494.1813 | 2263.2486
5569 | 473.8416 | 2271.9492 | 473.8416 | 2271.9492
5570 | 474.781 | 2281.054 | 474.781 | 2281.054
5571 | 481.4919 | 2295.4959 | 481.4919 | 2295.4959
5572 | 495.7984 | 2311.35 | 495.7984 | 2311.35
5573 | 529.9698 | 2349.179 | 529.9698 | 2349.179
5574 | 535.9962 | 2344.8967 | 535.9962 | 2344.8967
5575 | 510.9005 | 2296.6645 | 510.9005 | 2296.6645
5576 | 493.3716 | 2247.9317 | 493.3716 | 2247.9317
5577 | 480.2649 | 2207.7467 | 480.2649 | 2207.7467
5578 | 462.8864 | 2196.1859 | 462.8864 | 2196.1859
5579 | 435.4652 | 2209.8803 | 435.4652 | 2209.8803
5580 | 414.1681 | 2274.0737 | 414.1681 | 2274.0737
5581 | 396.3155 | 2325.3635 | 396.3155 | 2325.3635
5582 | 389.74 | 2327.1852 | 389.74 | 2327.1852
5583 | 380.4276 | 2301.0929 | 380.4276 | 2301.0929
5584 | 376.0037 | 2256.0411 | 376.0037 | 2256.0411
5585 | 380.926 | 2240.5693 | 380.926 | 2240.5693
5586 | 391.8976 | 2299.8047 | 391.8976 | 2299.8047
5587 | 407.441 | 2330.3736 | 407.441 | 2330.3736
5588 | 437.4541 | 2356.5528 | 437.4541 | 2356.5528
5589 | 452.5337 | 2374.2409 | 452.5337 | 2374.2409
5590 | 464.9053 | 2398.9249 | 464.9053 | 2398.9249
5591 | 497.6641 | 2433.7135 | 497.6641 | 2433.7135
5592 | 495.9652 | 2480.2578 | 495.9652 | 2480.2578
5593 | 476.0198 | 2522.334 | 476.0198 | 2522.334
5594 | 472.1189 | 2571.8587 | 472.1189 | 2571.8587
5595 | 480.4913 | 2609.6909 | 480.4913 | 2609.6909
5596 | 493.1307 | 2625.2714 | 493.1307 | 2625.2714
5597 | 522.5261 | 2656.8767 | 522.5261 | 2656.8767
5598 | 531.1585 | 2637.3428 | 531.1585 | 2637.3428
5599 | 511.0006 | 2565.1049 | 511.0006 | 2565.1049
5600 | 491.9933 | 2504.4034 | 491.9933 | 2504.4034
5601 | 479.9177 | 2466.9541 | 479.9177 | 2466.9541
5602 | 461.717 | 2458.1291 | 461.717 | 2458.1291
5603 | 436.2299 | 2459.9915 | 436.2299 | 2459.9915
5604 | 415.4746 | 2503.7356 | 415.4746 | 2503.7356
5605 | 399.2758 | 2567.678 | 399.2758 | 2567.678
5606 | 389.1901 | 2613.2025 | 389.1901 | 2613.2025
5607 | 381.5547 | 2633.3435 | 381.5547 | 2633.3435
5608 | 378.5835 | 2677.4755 | 378.5835 | 2677.4755
5609 | 379.5847 | 2770.1321 | 379.5847 | 2770.1321
5610 | 390.4747 | 2892.7674 | 390.4747 | 2892.7674
5611 | 401.3043 | 2936.6728 | 401.3043 | 2936.6728
5612 | 426.0185 | 2961.7577 | 426.0185 | 2961.7577
5613 | 444.7745 | 2964.8782 | 444.7745 | 2964.8782
5614 | 459.1842 | 2959.6747 | 459.1842 | 2959.6747
5615 | 484.9907 | 2966.2173 | 484.9907 | 2966.2173
5616 | 482.5103 | 2985.9517 | 482.5103 | 2985.9517
5617 | 471.3306 | 2993.4897 | 471.3306 | 2993.4897
5618 | 473.5367 | 3021.4708 | 473.5367 | 3021.4708
5619 | 480.0359 | 3047.7447 | 480.0359 | 3047.7447
5620 | 489.3792 | 3063.3936 | 489.3792 | 3063.3936
5621 | 517.402 | 3078.995 | 517.402 | 3078.995
5622 | 525.7517 | 3016.2371 | 525.7517 | 3016.2371
5623 | 504.2324 | 2882.7196 | 504.2324 | 2882.7196
5624 | 483.7066 | 2739.7419 | 483.7066 | 2739.7419
5625 | 469.4628 | 2622.2734 | 469.4628 | 2622.2734
5626 | 456.4521 | 2551.006 | 456.4521 | 2551.006
5627 | 435.7008 | 2529.8886 | 435.7008 | 2529.8886
5628 | 413.7184 | 2584.0284 | 413.7184 | 2584.0284
5629 | 398.076 | 2683.6032 | 398.076 | 2683.6032
5630 | 388.6562 | 2768.2482 | 388.6562 | 2768.2482
5631 | 381.5408 | 2807.2655 | 381.5408 | 2807.2655
5632 | 376.3801 | 2812.6874 | 376.3801 | 2812.6874
5633 | 377.6514 | 2867.523 | 377.6514 | 2867.523
5634 | 384.1712 | 2982.3615 | 384.1712 | 2982.3615
5635 | 390.8704 | 3035.8419 | 390.8704 | 3035.8419
5636 | 409.876 | 3042.5292 | 409.876 | 3042.5292
5637 | 426.8574 | 2977.1205 | 426.8574 | 2977.1205
5638 | 438.3835 | 2922.4008 | 438.3835 | 2922.4008
5639 | 466.6701 | 2906.5107 | 466.6701 | 2906.5107
5640 | 462.5792 | 2911.7459 | 462.5792 | 2911.7459
5641 | 451.8312 | 2919.3523 | 451.8312 | 2919.3523
5642 | 451.4755 | 2932.629 | 451.4755 | 2932.629
5643 | 456.4036 | 2957.7402 | 456.4036 | 2957.7402
5644 | 467.5344 | 2987.2044 | 467.5344 | 2987.2044
5645 | 493.3829 | 3055.81 | 493.3829 | 3055.81
5646 | 500.2639 | 3046.8085 | 500.2639 | 3046.8085
5647 | 482.4596 | 2927.6534 | 482.4596 | 2927.6534
5648 | 472.9306 | 2809.9126 | 472.9306 | 2809.9126
5649 | 459.7735 | 2741.6183 | 459.7735 | 2741.6183
5650 | 445.8099 | 2689.6376 | 445.8099 | 2689.6376
5651 | 422.9866 | 2690.6109 | 422.9866 | 2690.6109
5652 | 403.0012 | 2776.006 | 403.0012 | 2776.006
5653 | 387.985 | 2897.2613 | 387.985 | 2897.2613
5654 | 379.0534 | 3017.2651 | 379.0534 | 3017.2651
5655 | 372.7784 | 3112.5011 | 372.7784 | 3112.5011
5656 | 365.4464 | 3164.0194 | 365.4464 | 3164.0194
5657 | 368.2608 | 3205.9973 | 368.2608 | 3205.9973
5658 | 373.5473 | 3275.3548 | 373.5473 | 3275.3548
5659 | 380.1477 | 3285.1324 | 380.1477 | 3285.1324
5660 | 398.0023 | 3269.9342 | 398.0023 | 3269.9342
5661 | 411.9565 | 3213.4849 | 411.9565 | 3213.4849
5662 | 430.5584 | 3135.6485 | 430.5584 | 3135.6485
5663 | 453.8194 | 3047.1256 | 453.8194 | 3047.1256
5664 | 448.5878 | 2949.7037 | 448.5878 | 2949.7037
5665 | 439.2158 | 2837.4865 | 439.2158 | 2837.4865
5666 | 439.5259 | 2751.1154 | 439.5259 | 2751.1154
5667 | 446.8623 | 2702.7731 | 446.8623 | 2702.7731
5668 | 460.1639 | 2687.0982 | 460.1639 | 2687.0982
5669 | 491.7046 | 2673.9065 | 491.7046 | 2673.9065
5670 | 498.8069 | 2608.4812 | 498.8069 | 2608.4812
5671 | 481.9904 | 2504.7828 | 481.9904 | 2504.7828
5672 | 467.2644 | 2394.4283 | 467.2644 | 2394.4283
5673 | 455.4161 | 2290.5016 | 455.4161 | 2290.5016
5674 | 440.5836 | 2196.1175 | 440.5836 | 2196.1175
5675 | 419.1726 | 2112.1474 | 419.1726 | 2112.1474
5676 | 400.7654 | 2077.4454 | 400.7654 | 2077.4454
5677 | 384.5449 | 2100.9678 | 384.5449 | 2100.9678
5678 | 375.3792 | 2149.9803 | 375.3792 | 2149.9803
5679 | 369.5536 | 2192.1437 | 369.5536 | 2192.1437
5680 | 365.2566 | 2226.9059 | 365.2566 | 2226.9059
5681 | 367.6777 | 2292.0004 | 367.6777 | 2292.0004
5682 | 375.7024 | 2415.5247 | 375.7024 | 2415.5247
5683 | 384.372 | 2489.2493 | 384.372 | 2489.2493
5684 | 408.7697 | 2536.8353 | 408.7697 | 2536.8353
5685 | 422.2795 | 2560.2684 | 422.2795 | 2560.2684
5686 | 437.6888 | 2587.4145 | 437.6888 | 2587.4145
5687 | 466.5277 | 2623.4342 | 466.5277 | 2623.4342
5688 | 462.6071 | 2651.1706 | 462.6071 | 2651.1706
5689 | 446.0209 | 2639.9691 | 446.0209 | 2639.9691
5690 | 447.5011 | 2599.4893 | 447.5011 | 2599.4893
5691 | 455.6348 | 2539.3151 | 455.6348 | 2539.3151
5692 | 467.39 | 2474.9448 | 467.39 | 2474.9448
5693 | 500.4595 | 2445.8176 | 500.4595 | 2445.8176
5694 | 512.033 | 2418.9657 | 512.033 | 2418.9657
5695 | 493.471 | 2356.0976 | 493.471 | 2356.0976
5696 | 477.1771 | 2272.0742 | 477.1771 | 2272.0742
5697 | 463.2822 | 2179.5006 | 463.2822 | 2179.5006
5698 | 446.6455 | 2086.8948 | 446.6455 | 2086.8948
5699 | 419.6201 | 2004.1557 | 419.6201 | 2004.1557
5700 | 399.2317 | 1970.548 | 399.2317 | 1970.548
5701 | 383.0196 | 1963.6357 | 383.0196 | 1963.6357
5702 | 374.5102 | 1953.6255 | 374.5102 | 1953.6255
5703 | 371.5339 | 1952.4965 | 371.5339 | 1952.4965
5704 | 364.9278 | 1967.972 | 364.9278 | 1967.972
5705 | 370.3275 | 2025.9537 | 370.3275 | 2025.9537
5706 | 383.2456 | 2137.441 | 383.2456 | 2137.441
5707 | 395.4049 | 2183.2614 | 395.4049 | 2183.2614
5708 | 427.6064 | 2195.7621 | 427.6064 | 2195.7621
5709 | 443.0812 | 2162.9766 | 443.0812 | 2162.9766
5710 | 458.7632 | 2139.649 | 458.7632 | 2139.649
5711 | 485.5089 | 2077.0468 | 485.5089 | 2077.0468
5712 | 478.8293 | 1967.3828 | 478.8293 | 1967.3828
5713 | 461.4052 | 1905.434 | 461.4052 | 1905.434
5714 | 460.9989 | 1929.1063 | 460.9989 | 1929.1063
5715 | 470.414 | 1929.733 | 470.414 | 1929.733
5716 | 477.9688 | 1905.5091 | 477.9688 | 1905.5091
5717 | 514.2225 | 1932.8741 | 514.2225 | 1932.8741
5718 | 528.5073 | 1931.1222 | 528.5073 | 1931.1222
5719 | 505.8544 | 1881.2487 | 505.8544 | 1881.2487
5720 | 488.7361 | 1831.9687 | 488.7361 | 1831.9687
5721 | 476.9968 | 1782.1404 | 476.9968 | 1782.1404
5722 | 458.0192 | 1754.5074 | 458.0192 | 1754.5074
5723 | 431.0043 | 1763.6878 | 431.0043 | 1763.6878
5724 | 405.0825 | 1848.1938 | 405.0825 | 1848.1938
5725 | 389.9153 | 1966.303 | 389.9153 | 1966.303
5726 | 382.4657 | 2054.6412 | 382.4657 | 2054.6412
5727 | 375.7359 | 2089.4182 | 375.7359 | 2089.4182
5728 | 370.1467 | 2080.8196 | 370.1467 | 2080.8196
5729 | 373.7174 | 2068.1519 | 373.7174 | 2068.1519
5730 | 384.7479 | 2112.7513 | 384.7479 | 2112.7513
5731 | 398.9219 | 2124.5123 | 398.9219 | 2124.5123
5732 | 435.2726 | 2122.4454 | 435.2726 | 2122.4454
5733 | 450.0081 | 2101.1498 | 450.0081 | 2101.1498
5734 | 461.0178 | 2083.1568 | 461.0178 | 2083.1568
5735 | 490.9451 | 2062.6844 | 490.9451 | 2062.6844
5736 | 487.5814 | 2044.3927 | 487.5814 | 2044.3927
5737 | 465.6587 | 2035.9268 | 465.6587 | 2035.9268
5738 | 461.6845 | 2066.37 | 461.6845 | 2066.37
5739 | 467.6365 | 2104.8861 | 467.6365 | 2104.8861
5740 | 479.4189 | 2122.9972 | 479.4189 | 2122.9972
5741 | 508.2075 | 2129.9812 | 508.2075 | 2129.9812
5742 | 523.4888 | 2060.1788 | 523.4888 | 2060.1788
5743 | 501.7561 | 1941.9128 | 501.7561 | 1941.9128
5744 | 486.4813 | 1873.6197 | 486.4813 | 1873.6197
5745 | 473.6623 | 1822.9023 | 473.6623 | 1822.9023
5746 | 457.6302 | 1771.6739 | 457.6302 | 1771.6739
5747 | 429.4867 | 1747.0684 | 429.4867 | 1747.0684
5748 | 405.9653 | 1796.0104 | 405.9653 | 1796.0104
5749 | 390.8787 | 1867.7495 | 390.8787 | 1867.7495
5750 | 381.0426 | 1905.3404 | 381.0426 | 1905.3404
5751 | 374.9481 | 1947.2303 | 374.9481 | 1947.2303
5752 | 371.9768 | 2007.2293 | 371.9768 | 2007.2293
5753 | 376.1188 | 2104.0579 | 376.1188 | 2104.0579
5754 | 386.0185 | 2245.0223 | 386.0185 | 2245.0223
5755 | 397.2077 | 2306.8466 | 397.2077 | 2306.8466
5756 | 428.6116 | 2324.4083 | 428.6116 | 2324.4083
5757 | 445.9359 | 2313.6452 | 445.9359 | 2313.6452
5758 | 457.4057 | 2312.5452 | 457.4057 | 2312.5452
5759 | 491.7862 | 2324.354 | 491.7862 | 2324.354
5760 | 485.9928 | 2341.216 | 485.9928 | 2341.216
5761 | 465.7418 | 2344.3768 | 465.7418 | 2344.3768
5762 | 469.238 | 2353.1396 | 469.238 | 2353.1396
5763 | 472.8667 | 2364.2988 | 472.8667 | 2364.2988
5764 | 481.3778 | 2373.8607 | 481.3778 | 2373.8607
5765 | 509.7209 | 2373.7319 | 509.7209 | 2373.7319
5766 | 531.0422 | 2288.0625 | 531.0422 | 2288.0625
5767 | 505.8309 | 2140.3194 | 505.8309 | 2140.3194
5768 | 489.6434 | 2043.7802 | 489.6434 | 2043.7802
5769 | 477.3957 | 1972.3398 | 477.3957 | 1972.3398
5770 | 459.1138 | 1919.128 | 459.1138 | 1919.128
5771 | 436.2137 | 1911.0052 | 436.2137 | 1911.0052
5772 | 412.2665 | 1981.6959 | 412.2665 | 1981.6959
5773 | 395.7214 | 2102.8144 | 395.7214 | 2102.8144
5774 | 387.7084 | 2219.5354 | 387.7084 | 2219.5354
5775 | 380.226 | 2303.0763 | 380.226 | 2303.0763
5776 | 381.2598 | 2355.9625 | 381.2598 | 2355.9625
5777 | 385.8094 | 2411.3453 | 385.8094 | 2411.3453
5778 | 393.5071 | 2512.7788 | 393.5071 | 2512.7788
5779 | 400.5025 | 2562.8396 | 400.5025 | 2562.8396
5780 | 425.5131 | 2589.0872 | 425.5131 | 2589.0872
5781 | 442.1161 | 2586.6679 | 442.1161 | 2586.6679
5782 | 458.0307 | 2573.4624 | 458.0307 | 2573.4624
5783 | 486.3324 | 2547.7238 | 486.3324 | 2547.7238
5784 | 487.8066 | 2497.2192 | 487.8066 | 2497.2192
5785 | 472.2517 | 2422.9598 | 472.2517 | 2422.9598
5786 | 472.7444 | 2357.5851 | 472.7444 | 2357.5851
5787 | 478.1485 | 2307.4646 | 478.1485 | 2307.4646
5788 | 487.8131 | 2302.5274 | 487.8131 | 2302.5274
5789 | 512.2806 | 2360.2586 | 512.2806 | 2360.2586
5790 | 526.1726 | 2412.1948 | 526.1726 | 2412.1948
5791 | 505.8125 | 2414.5731 | 505.8125 | 2414.5731
5792 | 489.0796 | 2354.0768 | 489.0796 | 2354.0768
5793 | 477.1539 | 2277.507 | 477.1539 | 2277.507
5794 | 462.0147 | 2207.3339 | 462.0147 | 2207.3339
5795 | 440.3196 | 2181.2238 | 440.3196 | 2181.2238
5796 | 415.0699 | 2094.2176 | 415.0699 | 2094.2176
5797 | 400.3378 | 2254.1089 | 400.3378 | 2254.1089
5798 | 393.5153 | 2399.6248 | 393.5153 | 2399.6248
5799 | 388.1125 | 2503.9687 | 388.1125 | 2503.9687
5800 | 385.9022 | 2610.0181 | 385.9022 | 2610.0181
5801 | 388.8966 | 2730.6152 | 388.8966 | 2730.6152
5802 | 394.0282 | 2795.209 | 394.0282 | 2795.209
5803 | 395.8822 | 2811.4381 | 395.8822 | 2811.4381
5804 | 412.7264 | 2788.4734 | 412.7264 | 2788.4734
5805 | 434.0087 | 2750.3709 | 434.0087 | 2750.3709
5806 | 446.0355 | 2729.2693 | 446.0355 | 2729.2693
5807 | 473.02 | 2758.027 | 473.02 | 2758.027
5808 | 471.5516 | 2813.6911 | 471.5516 | 2813.6911
5809 | 461.3546 | 2869.1962 | 461.3546 | 2869.1962
5810 | 460.7655 | 2918.7862 | 460.7655 | 2918.7862
5811 | 459.7812 | 2971.5839 | 459.7812 | 2971.5839
5812 | 466.3094 | 3020.6608 | 466.3094 | 3020.6608
5813 | 487.3545 | 3023.0828 | 487.3545 | 3023.0828
5814 | 508.7244 | 2940.563 | 508.7244 | 2940.563
5815 | 491.4646 | 2842.8423 | 491.4646 | 2842.8423
5816 | 477.1367 | 2758.5917 | 477.1367 | 2758.5917
5817 | 466.6294 | 2668.1141 | 466.6294 | 2668.1141
5818 | 455.0663 | 2581.4535 | 455.0663 | 2581.4535
5819 | 429.4384 | 2541.8103 | 429.4384 | 2541.8103
5820 | 412.0385 | 2592.9511 | 412.0385 | 2592.9511
5821 | 395.9702 | 2709.4936 | 395.9702 | 2709.4936
5822 | 386.7468 | 2786.9715 | 386.7468 | 2786.9715
5823 | 380.7032 | 2833.0516 | 380.7032 | 2833.0516
5824 | 376.7778 | 2886.5493 | 376.7778 | 2886.5493
5825 | 378.5255 | 2957.7681 | 378.5255 | 2957.7681
5826 | 382.7906 | 2996.086 | 382.7906 | 2996.086
5827 | 390.6841 | 3021.645 | 390.6841 | 3021.645
5828 | 414.3568 | 3033.2704 | 414.3568 | 3033.2704
5829 | 431.7468 | 3011.3523 | 431.7468 | 3011.3523
5830 | 445.9697 | 2966.0694 | 445.9697 | 2966.0694
5831 | 470.1959 | 2922.0924 | 470.1959 | 2922.0924
5832 | 468.8133 | 2882.8081 | 468.8133 | 2882.8081
5833 | 454.2773 | 2846.3477 | 454.2773 | 2846.3477
5834 | 455.4375 | 2807.3359 | 455.4375 | 2807.3359
5835 | 458.6751 | 2812.0882 | 458.6751 | 2812.0882
5836 | 469.7628 | 2832.5409 | 469.7628 | 2832.5409
5837 | 497.8223 | 2798.786 | 497.8223 | 2798.786
5838 | 511.5617 | 2694.814 | 511.5617 | 2694.814
5839 | 494.7089 | 2549.8729 | 494.7089 | 2549.8729
5840 | 479.6059 | 2389.0795 | 479.6059 | 2389.0795
5841 | 468.7546 | 2273.3416 | 468.7546 | 2273.3416
5842 | 452.0728 | 2194.4875 | 452.0728 | 2194.4875
5843 | 430.9597 | 2177.1852 | 430.9597 | 2177.1852
5844 | 410.2767 | 2229.405 | 410.2767 | 2229.405
5845 | 395.8726 | 2345.4397 | 395.8726 | 2345.4397
5846 | 387.571 | 2453.192 | 387.571 | 2453.192
5847 | 381.0747 | 2490.6404 | 381.0747 | 2490.6404
5848 | 379.0103 | 2492.2845 | 379.0103 | 2492.2845
5849 | 382.297 | 2512.5383 | 382.297 | 2512.5383
5850 | 386.2465 | 2486.4359 | 386.2465 | 2486.4359
5851 | 399.7526 | 2427.5187 | 399.7526 | 2427.5187
5852 | 426.1754 | 2381.0707 | 426.1754 | 2381.0707
5853 | 441.3987 | 2375.7813 | 441.3987 | 2375.7813
5854 | 452.0282 | 2385.0175 | 452.0282 | 2385.0175
5855 | 481.8397 | 2394.1 | 481.8397 | 2394.1
5856 | 475.619 | 2401.6553 | 475.619 | 2401.6553
5857 | 457.8831 | 2410.1938 | 457.8831 | 2410.1938
5858 | 455.4969 | 2412.3096 | 455.4969 | 2412.3096
5859 | 460.4317 | 2417.0618 | 460.4317 | 2417.0618
5860 | 469.6218 | 2431.8658 | 469.6218 | 2431.8658
5861 | 492.347 | 2408.012 | 492.347 | 2408.012
5862 | 517.2222 | 2320.6052 | 517.2222 | 2320.6052
5863 | 497.1698 | 2194.1968 | 497.1698 | 2194.1968
5864 | 480.2718 | 2067.8033 | 480.2718 | 2067.8033
5865 | 467.4659 | 1967.9958 | 467.4659 | 1967.9958
5866 | 454.0972 | 1890.8554 | 454.0972 | 1890.8554
5867 | 427.0588 | 1857.7495 | 427.0588 | 1857.7495
5868 | 407.4185 | 1885.1532 | 407.4185 | 1885.1532
5869 | 391.7135 | 1974.2773 | 391.7135 | 1974.2773
5870 | 382.8858 | 2028.0182 | 382.8858 | 2028.0182
5871 | 376.8838 | 2008.9163 | 376.8838 | 2008.9163
5872 | 373.8577 | 1974.7009 | 373.8577 | 1974.7009
5873 | 379.2148 | 1980.4205 | 379.2148 | 1980.4205
5874 | 386.0725 | 1985.7349 | 386.0725 | 1985.7349
5875 | 401.7618 | 1984.7642 | 401.7618 | 1984.7642
5876 | 434.6168 | 1987.9483 | 434.6168 | 1987.9483
5877 | 452.1038 | 2014.0757 | 452.1038 | 2014.0757
5878 | 463.8514 | 2004.8427 | 463.8514 | 2004.8427
5879 | 494.258 | 1973.3055 | 494.258 | 1973.3055
5880 | 488.6773 | 1959.9162 | 488.6773 | 1959.9162
5881 | 467.388 | 1972.3264 | 467.388 | 1972.3264
5882 | 468.8306 | 2014.1098 | 468.8306 | 2014.1098
5883 | 471.3191 | 2079.6646 | 471.3191 | 2079.6646
5884 | 481.028 | 2194.8754 | 481.028 | 2194.8754
5885 | 503.8734 | 2223.9541 | 503.8734 | 2223.9541
5886 | 524.0035 | 2132.2949 | 524.0035 | 2132.2949
5887 | 499.6918 | 1979.0395 | 499.6918 | 1979.0395
5888 | 485.7239 | 1871.6864 | 485.7239 | 1871.6864
5889 | 474.4064 | 1809.1983 | 474.4064 | 1809.1983
5890 | 454.5333 | 1737.9604 | 454.5333 | 1737.9604
5891 | 428.1919 | 1717.3577 | 428.1919 | 1717.3577
5892 | 405.0727 | 1766.7849 | 405.0727 | 1766.7849
5893 | 388.0039 | 1862.954 | 388.0039 | 1862.954
5894 | 379.7941 | 1957.6319 | 379.7941 | 1957.6319
5895 | 373.8872 | 2048.2666 | 373.8872 | 2048.2666
5896 | 373.0799 | 2157.9337 | 373.0799 | 2157.9337
5897 | 378.1752 | 2287.6703 | 378.1752 | 2287.6703
5898 | 383.9488 | 2371.7488 | 383.9488 | 2371.7488
5899 | 402.5387 | 2422.5682 | 402.5387 | 2422.5682
5900 | 432.6093 | 2441.7463 | 432.6093 | 2441.7463
5901 | 450.284 | 2455.2435 | 450.284 | 2455.2435
5902 | 466.0188 | 2458.5772 | 466.0188 | 2458.5772
5903 | 497.874 | 2450.3329 | 497.874 | 2450.3329
5904 | 489.9298 | 2438.086 | 489.9298 | 2438.086
5905 | 469.2813 | 2420.4757 | 469.2813 | 2420.4757
5906 | 469.8457 | 2387.1127 | 469.8457 | 2387.1127
5907 | 474.0287 | 2360.4482 | 474.0287 | 2360.4482
5908 | 483.4396 | 2349.8648 | 483.4396 | 2349.8648
5909 | 506.1026 | 2318.7122 | 506.1026 | 2318.7122
5910 | 529.9659 | 2240.1274 | 529.9659 | 2240.1274
5911 | 510.3382 | 2110.7361 | 510.3382 | 2110.7361
5912 | 491.8799 | 2005.1601 | 491.8799 | 2005.1601
5913 | 478.9626 | 1929.9784 | 478.9626 | 1929.9784
5914 | 456.9698 | 1860.3272 | 456.9698 | 1860.3272
5915 | 430.9202 | 1830.5851 | 430.9202 | 1830.5851
5916 | 406.5227 | 1854.9423 | 406.5227 | 1854.9423
5917 | 389.9276 | 1937.5927 | 389.9276 | 1937.5927
5918 | 380.0806 | 2020.402 | 380.0806 | 2020.402
5919 | 374.4335 | 2045.0932 | 374.4335 | 2045.0932
5920 | 372.417 | 2067.9992 | 372.417 | 2067.9992
5921 | 375.8643 | 2131.7288 | 375.8643 | 2131.7288
5922 | 381.0305 | 2169.3485 | 381.0305 | 2169.3485
5923 | 399.4408 | 2191.6072 | 399.4408 | 2191.6072
5924 | 430.5885 | 2196.505 | 430.5885 | 2196.505
5925 | 450.7939 | 2208.9867 | 450.7939 | 2208.9867
5926 | 464.506 | 2222.0945 | 464.506 | 2222.0945
5927 | 494.5009 | 2228.9556 | 494.5009 | 2228.9556
5928 | 485.9922 | 2245.7138 | 485.9922 | 2245.7138
5929 | 463.441 | 2270.6272 | 463.441 | 2270.6272
5930 | 464.8183 | 2280.1052 | 464.8183 | 2280.1052
5931 | 464.0591 | 2281.3033 | 464.0591 | 2281.3033
5932 | 470.4573 | 2281.0018 | 470.4573 | 2281.0018
5933 | 493.3104 | 2248.4528 | 493.3104 | 2248.4528
5934 | 517.2751 | 2157.4918 | 517.2751 | 2157.4918
5935 | 499.9895 | 2025.9425 | 499.9895 | 2025.9425
5936 | 482.5624 | 1915.1621 | 482.5624 | 1915.1621
5937 | 467.5835 | 1825.1288 | 467.5835 | 1825.1288
5938 | 450.0798 | 1743.4822 | 450.0798 | 1743.4822
5939 | 425.6594 | 1705.2988 | 425.6594 | 1705.2988
5940 | 402.2643 | 1715.8834 | 402.2643 | 1715.8834
5941 | 388.1721 | 1774.2889 | 388.1721 | 1774.2889
5942 | 381.1325 | 1840.0887 | 381.1325 | 1840.0887
5943 | 374.652 | 1863.6375 | 374.652 | 1863.6375
5944 | 371.7863 | 1860.2042 | 371.7863 | 1860.2042
5945 | 375.6892 | 1899.6889 | 375.6892 | 1899.6889
5946 | 378.3394 | 1923.2821 | 378.3394 | 1923.2821
5947 | 389.3554 | 1929.8007 | 389.3554 | 1929.8007
5948 | 416.1056 | 1914.579 | 416.1056 | 1914.579
5949 | 434.5063 | 1893.2956 | 434.5063 | 1893.2956
5950 | 450.4963 | 1871.6863 | 450.4963 | 1871.6863
5951 | 473.3212 | 1855.0007 | 473.3212 | 1855.0007
5952 | 468.0322 | 1843.7693 | 468.0322 | 1843.7693
5953 | 454.5425 | 1841.5818 | 454.5425 | 1841.5818
5954 | 453.3062 | 1846.9344 | 453.3062 | 1846.9344
5955 | 459.7324 | 1877.7721 | 459.7324 | 1877.7721
5956 | 465.941 | 1933.5766 | 465.941 | 1933.5766
5957 | 488.4644 | 1948.248 | 488.4644 | 1948.248
5958 | 510.3905 | 1900.3819 | 510.3905 | 1900.3819
5959 | 489.8662 | 1837.5687 | 489.8662 | 1837.5687
5960 | 474.2534 | 1758.5859 | 474.2534 | 1758.5859
5961 | 461.7178 | 1685.2448 | 461.7178 | 1685.2448
5962 | 444.9145 | 1616.4822 | 444.9145 | 1616.4822
5963 | 425.1636 | 1582.0434 | 425.1636 | 1582.0434
5964 | 402.3299 | 1587.8679 | 402.3299 | 1587.8679
5965 | 387.9226 | 1646.21 | 387.9226 | 1646.21
5966 | 383.327 | 1731.9388 | 383.327 | 1731.9388
5967 | 373.5483 | 1804.0408 | 373.5483 | 1804.0408
5968 | 369.7443 | 1874.2941 | 369.7443 | 1874.2941
5969 | 370.8056 | 1937.8333 | 370.8056 | 1937.8333
5970 | 371.4545 | 1970.6929 | 371.4545 | 1970.6929
5971 | 379.5759 | 1997.4578 | 379.5759 | 1997.4578
5972 | 397.6308 | 2016.2551 | 397.6308 | 2016.2551
5973 | 417.7001 | 2029.9428 | 417.7001 | 2029.9428
5974 | 435.3892 | 2040.1945 | 435.3892 | 2040.1945
5975 | 458.7008 | 2054.5449 | 458.7008 | 2054.5449
5976 | 458.0655 | 2073.9687 | 458.0655 | 2073.9687
5977 | 448.7385 | 2103.5152 | 448.7385 | 2103.5152
5978 | 447.4881 | 2133.0493 | 447.4881 | 2133.0493
5979 | 449.5405 | 2164.5217 | 449.5405 | 2164.5217
5980 | 457.5667 | 2187.1957 | 457.5667 | 2187.1957
5981 | 470.7589 | 2171.9736 | 470.7589 | 2171.9736
5982 | 488.1643 | 2103.7342 | 488.1643 | 2103.7342
5983 | 481.8764 | 1997.1279 | 481.8764 | 1997.1279
5984 | 471.2107 | 1919.4145 | 471.2107 | 1919.4145
5985 | 460.3636 | 1856.9264 | 460.3636 | 1856.9264
5986 | 442.9775 | 1784.8 | 442.9775 | 1784.8
5987 | 423.7395 | 1739.3177 | 423.7395 | 1739.3177
5988 | 403.511 | 1758.1532 | 403.511 | 1758.1532
5989 | 386.4575 | 1840.042 | 386.4575 | 1840.042
5990 | 380.1418 | 1895.9408 | 380.1418 | 1895.9408
5991 | 373.1225 | 1901.4646 | 373.1225 | 1901.4646
5992 | 370.522 | 1919.8009 | 370.522 | 1919.8009
5993 | 370.6291 | 1985.1171 | 370.6291 | 1985.1171
5994 | 374.0928 | 2015.8189 | 374.0928 | 2015.8189
5995 | 382.1369 | 2026.5897 | 382.1369 | 2026.5897
5996 | 400.7924 | 2020.4441 | 400.7924 | 2020.4441
5997 | 418.2908 | 2000.3031 | 418.2908 | 2000.3031
5998 | 436.3116 | 1962.2555 | 436.3116 | 1962.2555
5999 | 458.2436 | 1906.4734 | 458.2436 | 1906.4734
6000 | 454.8841 | 1843.8963 | 454.8841 | 1843.8963
6001 | 447.4621 | 1785.2854 | 447.4621 | 1785.2854
6002 | 448.2326 | 1741.0693 | 448.2326 | 1741.0693
6003 | 451.228 | 1726.2099 | 451.228 | 1726.2099
6004 | 458.0114 | 1730.5417 | 458.0114 | 1730.5417
6005 | 468.4371 | 1726.1726 | 468.4371 | 1726.1726
6006 | 477.2892 | 1696.6488 | 477.2892 | 1696.6488
6007 | 480.6066 | 1655.3514 | 480.6066 | 1655.3514
6008 | 468.7949 | 1603.6599 | 468.7949 | 1603.6599
6009 | 458.2593 | 1542.7586 | 458.2593 | 1542.7586
6010 | 442.2176 | 1467.2683 | 442.2176 | 1467.2683
6011 | 418.554 | 1418.9935 | 418.554 | 1418.9935
6012 | 402.4081 | 1425.1353 | 402.4081 | 1425.1353
6013 | 386.2633 | 1512.3554 | 386.2633 | 1512.3554
6014 | 378.1773 | 1637.1172 | 378.1773 | 1637.1172
6015 | 370.3876 | 1719.5646 | 370.3876 | 1719.5646
6016 | 369.8251 | 1780.0438 | 369.8251 | 1780.0438
6017 | 369.7255 | 1866.368 | 369.7255 | 1866.368
6018 | 379.732 | 1919.5375 | 379.732 | 1919.5375
6019 | 391.8703 | 1949.4758 | 391.8703 | 1949.4758
6020 | 415.1 | 1963.8304 | 415.1 | 1963.8304
6021 | 427.6869 | 1994.2101 | 427.6869 | 1994.2101
6022 | 442.3876 | 2023.6293 | 442.3876 | 2023.6293
6023 | 466.809 | 2041.9147 | 466.809 | 2041.9147
6024 | 468.5749 | 2074.286 | 468.5749 | 2074.286
6025 | 453.0273 | 2123.5077 | 453.0273 | 2123.5077
6026 | 450.8835 | 2171.6379 | 450.8835 | 2171.6379
6027 | 454.8454 | 2221.6431 | 454.8454 | 2221.6431
6028 | 462.562 | 2240.0648 | 462.562 | 2240.0648
6029 | 475.4797 | 2173.4333 | 475.4797 | 2173.4333
6030 | 486.8956 | 2014.0535 | 486.8956 | 2014.0535
6031 | 491.2455 | 1848.041 | 491.2455 | 1848.041
6032 | 477.6833 | 1743.7978 | 477.6833 | 1743.7978
6033 | 465.5797 | 1650.5277 | 465.5797 | 1650.5277
6034 | 443.6065 | 1549.9675 | 443.6065 | 1549.9675
6035 | 418.4543 | 1497.8845 | 418.4543 | 1497.8845
6036 | 397.739 | 1496.3467 | 397.739 | 1496.3467
6037 | 381.4173 | 1524.9221 | 381.4173 | 1524.9221
6038 | 372.4193 | 1517.5431 | 372.4193 | 1517.5431
6039 | 369.9416 | 1516.847 | 369.9416 | 1516.847
6040 | 367.6812 | 1585.0693 | 367.6812 | 1585.0693
6041 | 373.0391 | 1681.8658 | 373.0391 | 1681.8658
6042 | 384.9065 | 1754.5835 | 384.9065 | 1754.5835
6043 | 401.7481 | 1813.9076 | 401.7481 | 1813.9076
6044 | 433.5135 | 1859.4251 | 433.5135 | 1859.4251
6045 | 452.5647 | 1887.3931 | 452.5647 | 1887.3931
6046 | 469.9647 | 1897.8987 | 469.9647 | 1897.8987
6047 | 492.9948 | 1904.2521 | 492.9948 | 1904.2521
6048 | 489.2099 | 1915.1711 | 489.2099 | 1915.1711
6049 | 469.7143 | 1929.8661 | 469.7143 | 1929.8661
6050 | 465.3465 | 1944.4851 | 465.3465 | 1944.4851
6051 | 469.2196 | 1968.2778 | 469.2196 | 1968.2778
6052 | 474.9092 | 1985.6206 | 474.9092 | 1985.6206
6053 | 486.7639 | 1997.3089 | 486.7639 | 1997.3089
6054 | 495.0921 | 1990.4433 | 495.0921 | 1990.4433
6055 | 498.6419 | 1968.5672 | 498.6419 | 1968.5672
6056 | 489.742 | 1959.0822 | 489.742 | 1959.0822
6057 | 476.6421 | 1987.7345 | 476.6421 | 1987.7345
6058 | 450.8318 | 2024.2022 | 450.8318 | 2024.2022
6059 | 426.3512 | 2074.2397 | 426.3512 | 2074.2397
6060 | 403.349 | 2138.8993 | 403.349 | 2138.8993
6061 | 386.7668 | 2217.3607 | 386.7668 | 2217.3607
6062 | 377.2782 | 2293.6963 | 377.2782 | 2293.6963
6063 | 372.9992 | 2351.7718 | 372.9992 | 2351.7718
6064 | 371.1829 | 2418.7882 | 371.1829 | 2418.7882
6065 | 374.7521 | 2521.6142 | 374.7521 | 2521.6142
6066 | 388.176 | 2591.222 | 388.176 | 2591.222
6067 | 406.0628 | 2633.9809 | 406.0628 | 2633.9809
6068 | 437.55 | 2651.9531 | 437.55 | 2651.9531
6069 | 458.3026 | 2674.8436 | 458.3026 | 2674.8436
6070 | 470.2304 | 2697.4083 | 470.2304 | 2697.4083
6071 | 493.8282 | 2720.4538 | 493.8282 | 2720.4538
6072 | 488.4864 | 2750.8576 | 488.4864 | 2750.8576
6073 | 463.2784 | 2780.5945 | 463.2784 | 2780.5945
6074 | 460.9525 | 2797.5618 | 460.9525 | 2797.5618
6075 | 466.5874 | 2816.3406 | 466.5874 | 2816.3406
6076 | 468.1716 | 2820.4819 | 468.1716 | 2820.4819
6077 | 479.026 | 2768.0039 | 479.026 | 2768.0039
6078 | 490.8239 | 2696.9719 | 490.8239 | 2696.9719
6079 | 493.9377 | 2633.3336 | 493.9377 | 2633.3336
6080 | 485.7864 | 2576.2474 | 485.7864 | 2576.2474
6081 | 473.3251 | 2529.6264 | 473.3251 | 2529.6264
6082 | 450.9236 | 2467.2106 | 450.9236 | 2467.2106
6083 | 421.7163 | 2418.428 | 421.7163 | 2418.428
6084 | 400.138 | 2389.4085 | 400.138 | 2389.4085
6085 | 384.8438 | 2390.5021 | 384.8438 | 2390.5021
6086 | 378.7876 | 2423.5523 | 378.7876 | 2423.5523
6087 | 370.7881 | 2461.8892 | 370.7881 | 2461.8892
6088 | 370.3698 | 2499.1391 | 370.3698 | 2499.1391
6089 | 375.2023 | 2561.8531 | 375.2023 | 2561.8531
6090 | 384.4825 | 2595.7917 | 384.4825 | 2595.7917
6091 | 404.3024 | 2609.1648 | 404.3024 | 2609.1648
6092 | 435.2913 | 2600.8612 | 435.2913 | 2600.8612
6093 | 452.9796 | 2598.4279 | 452.9796 | 2598.4279
6094 | 471.0344 | 2598.2708 | 471.0344 | 2598.2708
6095 | 489.3794 | 2603.7356 | 489.3794 | 2603.7356
6096 | 486.2895 | 2613.5757 | 486.2895 | 2613.5757
6097 | 463.9729 | 2628.2707 | 463.9729 | 2628.2707
6098 | 459.3761 | 2642.7628 | 459.3761 | 2642.7628
6099 | 463.5107 | 2663.1917 | 463.5107 | 2663.1917
6100 | 467.1739 | 2690.3085 | 467.1739 | 2690.3085
6101 | 477.964 | 2703.774 | 477.964 | 2703.774
6102 | 484.6892 | 2681.1048 | 484.6892 | 2681.1048
6103 | 490.1231 | 2647.1063 | 490.1231 | 2647.1063
6104 | 478.6823 | 2604.7447 | 478.6823 | 2604.7447
6105 | 465.0805 | 2565.8033 | 465.0805 | 2565.8033
6106 | 445.4821 | 2515.0657 | 445.4821 | 2515.0657
6107 | 423.4334 | 2477.2631 | 423.4334 | 2477.2631
6108 | 402.405 | 2461.191 | 402.405 | 2461.191
6109 | 386.556 | 2473.3282 | 386.556 | 2473.3282
6110 | 377.3753 | 2534.8122 | 377.3753 | 2534.8122
6111 | 371.5636 | 2595.1091 | 371.5636 | 2595.1091
6112 | 371.4554 | 2656.3499 | 371.4554 | 2656.3499
6113 | 373.9271 | 2748.069 | 373.9271 | 2748.069
6114 | 383.5611 | 2804.4753 | 383.5611 | 2804.4753
6115 | 394.534 | 2830.8594 | 394.534 | 2830.8594
6116 | 421.2706 | 2826.1735 | 421.2706 | 2826.1735
6117 | 444.7567 | 2815.6797 | 444.7567 | 2815.6797
6118 | 459.9573 | 2799.2113 | 459.9573 | 2799.2113
6119 | 480.2666 | 2781.0659 | 480.2666 | 2781.0659
6120 | 474.9374 | 2765.2014 | 474.9374 | 2765.2014
6121 | 461.0758 | 2743.3387 | 461.0758 | 2743.3387
6122 | 456.1475 | 2700.2015 | 456.1475 | 2700.2015
6123 | 453.6771 | 2654.3696 | 453.6771 | 2654.3696
6124 | 460.2105 | 2610.1481 | 460.2105 | 2610.1481
6125 | 462.8282 | 2573.4103 | 462.8282 | 2573.4103
6126 | 471.2127 | 2519.9589 | 471.2127 | 2519.9589
6127 | 479.5354 | 2448.0698 | 479.5354 | 2448.0698
6128 | 475.964 | 2357.9801 | 475.964 | 2357.9801
6129 | 459.549 | 2281.7829 | 459.549 | 2281.7829
6130 | 438.3947 | 2206.483 | 438.3947 | 2206.483
6131 | 417.4644 | 2155.2252 | 417.4644 | 2155.2252
6132 | 396.9594 | 2125.8248 | 396.9594 | 2125.8248
6133 | 382.9354 | 2128.5687 | 382.9354 | 2128.5687
6134 | 375.0557 | 2154.8912 | 375.0557 | 2154.8912
6135 | 370.542 | 2193.8628 | 370.542 | 2193.8628
6136 | 370.5822 | 2247.1701 | 370.5822 | 2247.1701
6137 | 370.817 | 2336.4774 | 370.817 | 2336.4774
6138 | 377.0817 | 2389.0756 | 377.0817 | 2389.0756
6139 | 383.8977 | 2411.7151 | 383.8977 | 2411.7151
6140 | 403.468 | 2411.4085 | 403.468 | 2411.4085
6141 | 420.5676 | 2407.1346 | 420.5676 | 2407.1346
6142 | 435.5792 | 2381.5902 | 435.5792 | 2381.5902
6143 | 455.8121 | 2336.1535 | 455.8121 | 2336.1535
6144 | 446.2519 | 2284.3025 | 446.2519 | 2284.3025
6145 | 434.1954 | 2221.3123 | 434.1954 | 2221.3123
6146 | 431.2977 | 2160.0867 | 431.2977 | 2160.0867
6147 | 431.5292 | 2117.6821 | 431.5292 | 2117.6821
6148 | 435.299 | 2028.652 | 435.299 | 2028.652
6149 | 450.6163 | 1885.351 | 450.6163 | 1885.351
6150 | 455.0167 | 1719.4339 | 455.0167 | 1719.4339
6151 | 465.5411 | 1585.2824 | 465.5411 | 1585.2824
6152 | 463.5121 | 1484.4031 | 463.5121 | 1484.4031
6153 | 449.1043 | 1396.9085 | 449.1043 | 1396.9085
6154 | 431.6034 | 1314.3733 | 431.6034 | 1314.3733
6155 | 410.1636 | 1270.1604 | 410.1636 | 1270.1604
6156 | 390.9246 | 1290.4557 | 390.9246 | 1290.4557
6157 | 377.0427 | 1391.3849 | 377.0427 | 1391.3849
6158 | 368.1008 | 1532.2042 | 368.1008 | 1532.2042
6159 | 362.5097 | 1655.0808 | 362.5097 | 1655.0808
6160 | 362.0589 | 1752.2447 | 362.0589 | 1752.2447
6161 | 363.857 | 1866.6219 | 363.857 | 1866.6219
6162 | 368.1535 | 1943.8459 | 368.1535 | 1943.8459
6163 | 378.9238 | 1999.9965 | 378.9238 | 1999.9965
6164 | 397.7606 | 2045.6409 | 397.7606 | 2045.6409
6165 | 412.2879 | 2094.7438 | 412.2879 | 2094.7438
6166 | 430.0277 | 2129.2405 | 430.0277 | 2129.2405
6167 | 450.717 | 2147.2085 | 450.717 | 2147.2085
6168 | 449.5744 | 2156.5409 | 449.5744 | 2156.5409
6169 | 439.8241 | 2154.9245 | 439.8241 | 2154.9245
6170 | 438.1671 | 2143.1407 | 438.1671 | 2143.1407
6171 | 442.5321 | 2148.0199 | 442.5321 | 2148.0199
6172 | 446.995 | 2145.2432 | 446.995 | 2145.2432
6173 | 456.4607 | 2085.0855 | 456.4607 | 2085.0855
6174 | 462.8707 | 2000.7252 | 462.8707 | 2000.7252
6175 | 469.2334 | 1916.0155 | 469.2334 | 1916.0155
6176 | 466.1318 | 1834.5574 | 466.1318 | 1834.5574
6177 | 454.2954 | 1757.0908 | 454.2954 | 1757.0908
6178 | 433.2932 | 1655.7056 | 433.2932 | 1655.7056
6179 | 411.5513 | 1597.2758 | 411.5513 | 1597.2758
6180 | 391.4186 | 1571.62 | 391.4186 | 1571.62
6181 | 376.3574 | 1561.4164 | 376.3574 | 1561.4164
6182 | 367.9737 | 1568.3177 | 367.9737 | 1568.3177
6183 | 363.5792 | 1566.2253 | 363.5792 | 1566.2253
6184 | 363.3931 | 1572.3122 | 363.3931 | 1572.3122
6185 | 365.8436 | 1634.7089 | 365.8436 | 1634.7089
6186 | 375.0321 | 1677.1523 | 375.0321 | 1677.1523
6187 | 388.6461 | 1700.9976 | 388.6461 | 1700.9976
6188 | 417.3076 | 1681.5871 | 417.3076 | 1681.5871
6189 | 435.3829 | 1643.7385 | 435.3829 | 1643.7385
6190 | 452.7614 | 1596.9323 | 452.7614 | 1596.9323
6191 | 476.43 | 1541.2771 | 476.43 | 1541.2771
6192 | 469.0159 | 1480.604 | 469.0159 | 1480.604
6193 | 452.0802 | 1436.7813 | 452.0802 | 1436.7813
6194 | 448.7381 | 1407.4167 | 448.7381 | 1407.4167
6195 | 452.3982 | 1393.0016 | 452.3982 | 1393.0016
6196 | 456.3166 | 1363.3778 | 456.3166 | 1363.3778
6197 | 465.8582 | 1342.507 | 465.8582 | 1342.507
6198 | 474.7709 | 1318.0607 | 474.7709 | 1318.0607
6199 | 478.9221 | 1285.5854 | 478.9221 | 1285.5854
6200 | 475.4803 | 1237.4481 | 475.4803 | 1237.4481
6201 | 464.3334 | 1182.3858 | 464.3334 | 1182.3858
6202 | 439.9953 | 1117.1775 | 439.9953 | 1117.1775
6203 | 414.5561 | 1069.3469 | 414.5561 | 1069.3469
6204 | 393.6336 | 1038.1694 | 393.6336 | 1038.1694
6205 | 376.8711 | 1027.1406 | 376.8711 | 1027.1406
6206 | 369.9508 | 1024.0774 | 369.9508 | 1024.0774
6207 | 364.4977 | 1057.2734 | 364.4977 | 1057.2734
6208 | 364.8053 | 1169.1619 | 364.8053 | 1169.1619
6209 | 369.0183 | 1266.8469 | 369.0183 | 1266.8469
6210 | 381.6004 | 1285.5532 | 381.6004 | 1285.5532
6211 | 400.8063 | 1274.8718 | 400.8063 | 1274.8718
6212 | 434.6045 | 1263.966 | 434.6045 | 1263.966
6213 | 451.3882 | 1261.0884 | 451.3882 | 1261.0884
6214 | 465.5596 | 1238.7175 | 465.5596 | 1238.7175
6215 | 489.0896 | 1257.8914 | 489.0896 | 1257.8914
6216 | 478.4511 | 1283.8524 | 478.4511 | 1283.8524
6217 | 457.6312 | 1294.422 | 457.6312 | 1294.422
6218 | 455.0202 | 1281.1149 | 455.0202 | 1281.1149
6219 | 455.4177 | 1268.0326 | 455.4177 | 1268.0326
6220 | 458.5382 | 1245.4538 | 458.5382 | 1245.4538
6221 | 469.6742 | 1226.8679 | 469.6742 | 1226.8679
6222 | 479.067 | 1203.8178 | 479.067 | 1203.8178
6223 | 479.7996 | 1182.5129 | 479.7996 | 1182.5129
6224 | 475.387 | 1159.1918 | 475.387 | 1159.1918
6225 | 463.1791 | 1136.5618 | 463.1791 | 1136.5618
6226 | 440.3334 | 1094.8366 | 440.3334 | 1094.8366
6227 | 411.2015 | 1060.5248 | 411.2015 | 1060.5248
6228 | 389.2103 | 1031.6322 | 389.2103 | 1031.6322
6229 | 375.6545 | 1022.7613 | 375.6545 | 1022.7613
6230 | 366.7588 | 1036.9615 | 366.7588 | 1036.9615
6231 | 362.5633 | 1097.068 | 362.5633 | 1097.068
6232 | 361.9864 | 1260.5561 | 361.9864 | 1260.5561
6233 | 366.4901 | 1491.0803 | 366.4901 | 1491.0803
6234 | 377.7184 | 1635.644 | 377.7184 | 1635.644
6235 | 396.7078 | 1709.5658 | 396.7078 | 1709.5658
6236 | 428.8867 | 1730.775 | 428.8867 | 1730.775
6237 | 445.0848 | 1730.3091 | 445.0848 | 1730.3091
6238 | 456.2815 | 1717.2681 | 456.2815 | 1717.2681
6239 | 481.0266 | 1700.392 | 481.0266 | 1700.392
6240 | 469.587 | 1693.6669 | 469.587 | 1693.6669
6241 | 451.4073 | 1699.2225 | 451.4073 | 1699.2225
6242 | 446.7542 | 1717.5226 | 446.7542 | 1717.5226
6243 | 450.5233 | 1760.1654 | 450.5233 | 1760.1654
6244 | 451.6497 | 1756.4367 | 451.6497 | 1756.4367
6245 | 461.2337 | 1625.7658 | 461.2337 | 1625.7658
6246 | 469.1105 | 1397.8403 | 469.1105 | 1397.8403
6247 | 471.858 | 1251.8837 | 471.858 | 1251.8837
6248 | 471.4714 | 1195.1148 | 471.4714 | 1195.1148
6249 | 457.7904 | 1147.2244 | 457.7904 | 1147.2244
6250 | 437.9338 | 1094.7097 | 437.9338 | 1094.7097
6251 | 411.8514 | 1048.212 | 411.8514 | 1048.212
6252 | 387.612 | 1025.4123 | 387.612 | 1025.4123
6253 | 370.3712 | 1029.2351 | 370.3712 | 1029.2351
6254 | 361.7782 | 1043.4352 | 361.7782 | 1043.4352
6255 | 358.2085 | 1079.4238 | 358.2085 | 1079.4238
6256 | 359.6011 | 1204.5771 | 359.6011 | 1204.5771
6257 | 363.1178 | 1412.57 | 363.1178 | 1412.57
6258 | 372.6246 | 1581.5056 | 372.6246 | 1581.5056
6259 | 390.2116 | 1711.4699 | 390.2116 | 1711.4699
6260 | 423.5792 | 1824.4541 | 423.5792 | 1824.4541
6261 | 438.9112 | 1932.7729 | 438.9112 | 1932.7729
6262 | 454.9364 | 1998.4959 | 454.9364 | 1998.4959
6263 | 480.3721 | 2008.6573 | 480.3721 | 2008.6573
6264 | 471.8172 | 2014.4355 | 471.8172 | 2014.4355
6265 | 453.5411 | 2010.6612 | 453.5411 | 2010.6612
6266 | 452.3351 | 1988.2147 | 452.3351 | 1988.2147
6267 | 451.7416 | 1998.6157 | 451.7416 | 1998.6157
6268 | 454.4759 | 2023.765 | 454.4759 | 2023.765
6269 | 462.2985 | 2096.0021 | 462.2985 | 2096.0021
6270 | 466.1754 | 2032.3324 | 466.1754 | 2032.3324
6271 | 465.6698 | 1900.2754 | 465.6698 | 1900.2754
6272 | 463.5184 | 1818.6904 | 463.5184 | 1818.6904
6273 | 449.502 | 1757.5986 | 449.502 | 1757.5986
6274 | 431.2713 | 1685.4087 | 431.2713 | 1685.4087
6275 | 407.8687 | 1636.3088 | 407.8687 | 1636.3088
6276 | 383.108 | 1611.605 | 383.108 | 1611.605
6277 | 369.2917 | 1619.109 | 369.2917 | 1619.109
6278 | 359.6431 | 1677.2292 | 359.6431 | 1677.2292
6279 | 354.8455 | 1773.6395 | 354.8455 | 1773.6395
6280 | 353.0211 | 1861.9813 | 353.0211 | 1861.9813
6281 | 356.0226 | 1955.0966 | 356.0226 | 1955.0966
6282 | 365.1223 | 2004.7119 | 365.1223 | 2004.7119
6283 | 378.8188 | 2013.7057 | 378.8188 | 2013.7057
6284 | 406.7411 | 1990.1062 | 406.7411 | 1990.1062
6285 | 428.4345 | 1960.2546 | 428.4345 | 1960.2546
6286 | 445.2824 | 1923.4764 | 445.2824 | 1923.4764
6287 | 468.9361 | 1880.1341 | 468.9361 | 1880.1341
6288 | 463.9354 | 1831.9642 | 463.9354 | 1831.9642
6289 | 444.7447 | 1787.9511 | 444.7447 | 1787.9511
6290 | 441.0328 | 1739.2288 | 441.0328 | 1739.2288
6291 | 442.6447 | 1714.5952 | 442.6447 | 1714.5952
6292 | 446.1734 | 1731.1763 | 446.1734 | 1731.1763
6293 | 454.2639 | 1682.6968 | 454.2639 | 1682.6968
6294 | 457.6094 | 1658.6313 | 457.6094 | 1658.6313
6295 | 459.4614 | 1674.8361 | 459.4614 | 1674.8361
6296 | 458.0385 | 1692.7059 | 458.0385 | 1692.7059
6297 | 445.9686 | 1700.9214 | 445.9686 | 1700.9214
6298 | 427.3896 | 1684.774 | 427.3896 | 1684.774
6299 | 407.1074 | 1682.7041 | 407.1074 | 1682.7041
6300 | 384.5668 | 1701.5396 | 384.5668 | 1701.5396
6301 | 368.1093 | 1751.3134 | 368.1093 | 1751.3134
6302 | 360.4331 | 1811.2107 | 360.4331 | 1811.2107
6303 | 355.4935 | 1866.3666 | 355.4935 | 1866.3666
6304 | 353.4741 | 1933.1927 | 353.4741 | 1933.1927
6305 | 355.9457 | 2034.8762 | 355.9457 | 2034.8762
6306 | 359.5746 | 2103.532 | 359.5746 | 2103.532
6307 | 366.2968 | 2150.0355 | 366.2968 | 2150.0355
6308 | 388.8273 | 2173.3391 | 388.8273 | 2173.3391
6309 | 410.8076 | 2190.327 | 410.8076 | 2190.327
6310 | 430.9717 | 2197.4054 | 430.9717 | 2197.4054
6311 | 452.9531 | 2201.5373 | 452.9531 | 2201.5373
6312 | 450.7816 | 2205.221 | 450.7816 | 2205.221
6313 | 438.8977 | 2212.2364 | 438.8977 | 2212.2364
6314 | 431.804 | 2214.9233 | 431.804 | 2214.9233
6315 | 432.0849 | 2216.6926 | 432.0849 | 2216.6926
6316 | 435.2794 | 2202.9358 | 435.2794 | 2202.9358
6317 | 445.792 | 2186.5078 | 445.792 | 2186.5078
6318 | 446.8084 | 2121.5053 | 446.8084 | 2121.5053
6319 | 451.4064 | 2045.6177 | 451.4064 | 2045.6177
6320 | 457.1881 | 1980.9787 | 457.1881 | 1980.9787
6321 | 443.8132 | 1927.63 | 443.8132 | 1927.63
6322 | 425.2174 | 1854.4247 | 425.2174 | 1854.4247
6323 | 404.438 | 1801.5166 | 404.438 | 1801.5166
6324 | 383.5542 | 1773.6395 | 383.5542 | 1773.6395
6325 | 369.491 | 1783.9361 | 369.491 | 1783.9361
6326 | 363.0136 | 1826.5065 | 363.0136 | 1826.5065
6327 | 356.7161 | 1890.4846 | 356.7161 | 1890.4846
6328 | 355.1845 | 1963.2131 | 355.1845 | 1963.2131
6329 | 356.4708 | 2066.1026 | 356.4708 | 2066.1026
6330 | 362.872 | 2130.1252 | 362.872 | 2130.1252
6331 | 371.7032 | 2170.9165 | 371.7032 | 2170.9165
6332 | 395.4263 | 2182.9862 | 395.4263 | 2182.9862
6333 | 416.1716 | 2177.5699 | 416.1716 | 2177.5699
6334 | 429.8997 | 2163.5133 | 429.8997 | 2163.5133
6335 | 452.5373 | 2141.7503 | 452.5373 | 2141.7503
6336 | 450.2069 | 2141.3085 | 450.2069 | 2141.3085
6337 | 434.2713 | 2145.5312 | 434.2713 | 2145.5312
6338 | 431.1103 | 2141.3636 | 431.1103 | 2141.3636
6339 | 433.6495 | 2137.7381 | 433.6495 | 2137.7381
6340 | 434.9473 | 2132.4861 | 434.9473 | 2132.4861
6341 | 444.0076 | 2110.9806 | 444.0076 | 2110.9806
6342 | 449.5276 | 2050.04 | 449.5276 | 2050.04
6343 | 453.7333 | 1987.1634 | 453.7333 | 1987.1634
6344 | 458.972 | 1925.444 | 458.972 | 1925.444
6345 | 446.0925 | 1859.0209 | 446.0925 | 1859.0209
6346 | 423.0931 | 1773.693 | 423.0931 | 1773.693
6347 | 402.5997 | 1700.856 | 402.5997 | 1700.856
6348 | 380.4757 | 1646.1318 | 380.4757 | 1646.1318
6349 | 367.0161 | 1633.1355 | 367.0161 | 1633.1355
6350 | 358.2187 | 1647.653 | 358.2187 | 1647.653
6351 | 354.6875 | 1705.2208 | 354.6875 | 1705.2208
6352 | 352.6255 | 1797.561 | 352.6255 | 1797.561
6353 | 353.6583 | 1914.0327 | 353.6583 | 1914.0327
6354 | 361.1136 | 1974.9453 | 361.1136 | 1974.9453
6355 | 374.0241 | 1982.9236 | 374.0241 | 1982.9236
6356 | 403.051 | 1928.9863 | 403.051 | 1928.9863
6357 | 420.4442 | 1854.6434 | 420.4442 | 1854.6434
6358 | 435.5796 | 1783.7828 | 435.5796 | 1783.7828
6359 | 461.934 | 1722.4155 | 461.934 | 1722.4155
6360 | 457.4432 | 1693.0322 | 457.4432 | 1693.0322
6361 | 436.256 | 1681.134 | 436.256 | 1681.134
6362 | 435.9304 | 1654.4352 | 435.9304 | 1654.4352
6363 | 439.8054 | 1591.4668 | 439.8054 | 1591.4668
6364 | 440.7005 | 1479.0804 | 440.7005 | 1479.0804
6365 | 451.7116 | 1364.9748 | 451.7116 | 1364.9748
6366 | 454.4311 | 1293.4985 | 454.4311 | 1293.4985
6367 | 453.8321 | 1252.4549 | 453.8321 | 1252.4549
6368 | 454.0178 | 1223.1678 | 454.0178 | 1223.1678
6369 | 446.8551 | 1188.7327 | 446.8551 | 1188.7327
6370 | 426.3352 | 1139.6452 | 426.3352 | 1139.6452
6371 | 403.8773 | 1100.4463 | 403.8773 | 1100.4463
6372 | 380.998 | 1071.871 | 380.998 | 1071.871
6373 | 364.8493 | 1064.1426 | 364.8493 | 1064.1426
6374 | 357.1458 | 1064.0624 | 357.1458 | 1064.0624
6375 | 354.2766 | 1075.1714 | 354.2766 | 1075.1714
6376 | 353.288 | 1114.833 | 353.288 | 1114.833
6377 | 356.6288 | 1197.0318 | 356.6288 | 1197.0318
6378 | 366.7235 | 1278.2543 | 366.7235 | 1278.2543
6379 | 386.3519 | 1379.1501 | 386.3519 | 1379.1501
6380 | 415.4975 | 1452.2128 | 415.4975 | 1452.2128
6381 | 434.6581 | 1500.808 | 434.6581 | 1500.808
6382 | 453.2383 | 1521.1512 | 453.2383 | 1521.1512
6383 | 473.8426 | 1527.6315 | 473.8426 | 1527.6315
6384 | 470.1539 | 1525.1587 | 470.1539 | 1525.1587
6385 | 447.9116 | 1513.3875 | 447.9116 | 1513.3875
6386 | 445.9248 | 1499.4457 | 445.9248 | 1499.4457
6387 | 446.1022 | 1489.0291 | 446.1022 | 1489.0291
6388 | 451.1865 | 1460.8651 | 451.1865 | 1460.8651
6389 | 461.1762 | 1394.8683 | 461.1762 | 1394.8683
6390 | 461.8604 | 1293.6254 | 461.8604 | 1293.6254
6391 | 462.3646 | 1233.4144 | 462.3646 | 1233.4144
6392 | 468.0928 | 1199.2403 | 468.0928 | 1199.2403
6393 | 453.8633 | 1172.3579 | 453.8633 | 1172.3579
6394 | 427.9071 | 1136.2814 | 427.9071 | 1136.2814
6395 | 401.6982 | 1109.9031 | 401.6982 | 1109.9031
6396 | 379.8724 | 1090.8481 | 379.8724 | 1090.8481
6397 | 365.3344 | 1086.6739 | 365.3344 | 1086.6739
6398 | 357.7848 | 1087.3553 | 357.7848 | 1087.3553
6399 | 352.715 | 1158.1879 | 352.715 | 1158.1879
6400 | 353.6209 | 1303.9684 | 353.6209 | 1303.9684
6401 | 355.8647 | 1452.6185 | 355.8647 | 1452.6185
6402 | 365.1998 | 1547.8674 | 365.1998 | 1547.8674
6403 | 383.6693 | 1590.3725 | 383.6693 | 1590.3725
6404 | 414.084 | 1592.7315 | 414.084 | 1592.7315
6405 | 433.9908 | 1608.9578 | 433.9908 | 1608.9578
6406 | 450.5981 | 1641.8043 | 450.5981 | 1641.8043
6407 | 472.9038 | 1680.6534 | 472.9038 | 1680.6534
6408 | 466.9675 | 1729.0822 | 466.9675 | 1729.0822
6409 | 445.5641 | 1778.8117 | 445.5641 | 1778.8117
6410 | 443.517 | 1810.2497 | 443.517 | 1810.2497
6411 | 446.7444 | 1820.3968 | 446.7444 | 1820.3968
6412 | 451.2744 | 1764.8145 | 451.2744 | 1764.8145
6413 | 459.2195 | 1650.1376 | 459.2195 | 1650.1376
6414 | 459.0485 | 1531.0601 | 459.0485 | 1531.0601
6415 | 456.8585 | 1441.2095 | 456.8585 | 1441.2095
6416 | 459.4416 | 1341.0283 | 459.4416 | 1341.0283
6417 | 453.2989 | 1266.8621 | 453.2989 | 1266.8621
6418 | 429.8485 | 1200.6382 | 429.8485 | 1200.6382
6419 | 402.7042 | 1159.7257 | 402.7042 | 1159.7257
6420 | 380.4996 | 1132.2928 | 380.4996 | 1132.2928
6421 | 364.4565 | 1124.6279 | 364.4565 | 1124.6279
6422 | 357.0327 | 1129.1808 | 357.0327 | 1129.1808
6423 | 353.7524 | 1254.2788 | 353.7524 | 1254.2788
6424 | 352.6261 | 1390.6026 | 352.6261 | 1390.6026
6425 | 356.2232 | 1510.2477 | 356.2232 | 1510.2477
6426 | 364.0719 | 1569.3832 | 364.0719 | 1569.3832
6427 | 384.1059 | 1580.5983 | 384.1059 | 1580.5983
6428 | 417.5453 | 1556.6181 | 417.5453 | 1556.6181
6429 | 437.6393 | 1527.7185 | 437.6393 | 1527.7185
6430 | 452.58 | 1510.1077 | 452.58 | 1510.1077
6431 | 473.6834 | 1494.1202 | 473.6834 | 1494.1202
6432 | 466.6654 | 1459.9768 | 466.6654 | 1459.9768
6433 | 444.6732 | 1410.315 | 444.6732 | 1410.315
6434 | 437.3668 | 1371.4937 | 437.3668 | 1371.4937
6435 | 442.3901 | 1341.4019 | 442.3901 | 1341.4019
6436 | 445.1798 | 1300.4808 | 445.1798 | 1300.4808
6437 | 455.7378 | 1257.2691 | 455.7378 | 1257.2691
6438 | 452.0825 | 1233.9653 | 452.0825 | 1233.9653
6439 | 449.4343 | 1214.8183 | 449.4343 | 1214.8183
6440 | 453.94 | 1195.813 | 453.94 | 1195.813
6441 | 445.1482 | 1185.4958 | 445.1482 | 1185.4958
6442 | 427.1622 | 1154.2429 | 427.1622 | 1154.2429
6443 | 401.7736 | 1131.1015 | 401.7736 | 1131.1015
6444 | 379.6385 | 1114.7756 | 379.6385 | 1114.7756
6445 | 364.8079 | 1114.4095 | 364.8079 | 1114.4095
6446 | 356.2765 | 1119.4067 | 356.2765 | 1119.4067
6447 | 351.3482 | 1204.3293 | 351.3482 | 1204.3293
6448 | 350.2315 | 1293.6866 | 350.2315 | 1293.6866
6449 | 351.2939 | 1408.0638 | 351.2939 | 1408.0638
6450 | 356.0857 | 1500.2028 | 356.0857 | 1500.2028
6451 | 370.8119 | 1564.1601 | 370.8119 | 1564.1601
6452 | 396.6732 | 1620.6575 | 396.6732 | 1620.6575
6453 | 418.364 | 1687.595 | 418.364 | 1687.595
6454 | 436.9576 | 1740.6878 | 436.9576 | 1740.6878
6455 | 461.6537 | 1777.506 | 461.6537 | 1777.506
6456 | 458.9398 | 1807.2751 | 458.9398 | 1807.2751
6457 | 439.2438 | 1834.9176 | 439.2438 | 1834.9176
6458 | 433.407 | 1859.4376 | 433.407 | 1859.4376
6459 | 428.03 | 1862.032 | 428.03 | 1862.032
6460 | 432.2712 | 1804.6091 | 432.2712 | 1804.6091
6461 | 439.88 | 1693.9942 | 439.88 | 1693.9942
6462 | 443.8405 | 1565.5869 | 443.8405 | 1565.5869
6463 | 441.1416 | 1456.6323 | 441.1416 | 1456.6323
6464 | 448.0685 | 1342.615 | 448.0685 | 1342.615
6465 | 433.6271 | 1261.2769 | 433.6271 | 1261.2769
6466 | 415.0328 | 1199.2419 | 415.0328 | 1199.2419
6467 | 396.4664 | 1157.9486 | 396.4664 | 1157.9486
6468 | 377.818 | 1128.4847 | 377.818 | 1128.4847
6469 | 364.571 | 1120.1851 | 364.571 | 1120.1851
6470 | 355.3052 | 1117.5027 | 355.3052 | 1117.5027
6471 | 348.6262 | 1148.8581 | 348.6262 | 1148.8581
6472 | 347.901 | 1236.3747 | 347.901 | 1236.3747
6473 | 347.7572 | 1339.4546 | 347.7572 | 1339.4546
6474 | 347.6366 | 1395.6071 | 347.6366 | 1395.6071
6475 | 353.2365 | 1422.6893 | 353.2365 | 1422.6893
6476 | 371.4492 | 1428.9834 | 371.4492 | 1428.9834
6477 | 389.5048 | 1429.8504 | 389.5048 | 1429.8504
6478 | 405.1765 | 1423.3466 | 405.1765 | 1423.3466
6479 | 423.5658 | 1415.9273 | 423.5658 | 1415.9273
6480 | 423.5734 | 1416.628 | 423.5734 | 1416.628
6481 | 413.4263 | 1435.0042 | 413.4263 | 1435.0042
6482 | 408.224 | 1469.1079 | 408.224 | 1469.1079
6483 | 407.2949 | 1495.9471 | 407.2949 | 1495.9471
6484 | 411.9104 | 1486.9505 | 411.9104 | 1486.9505
6485 | 417.8316 | 1437.392 | 417.8316 | 1437.392
6486 | 419.2419 | 1377.467 | 419.2419 | 1377.467
6487 | 423.6413 | 1310.4014 | 423.6413 | 1310.4014
6488 | 434.6754 | 1259.789 | 434.6754 | 1259.789
6489 | 426.5335 | 1233.4143 | 426.5335 | 1233.4143
6490 | 413.5542 | 1195.6877 | 413.5542 | 1195.6877
6491 | 391.2029 | 1164.3589 | 391.2029 | 1164.3589
6492 | 370.223 | 1143.9075 | 370.223 | 1143.9075
6493 | 356.9506 | 1143.9222 | 356.9506 | 1143.9222
6494 | 349.5821 | 1160.9784 | 349.5821 | 1160.9784
6495 | 345.3991 | 1300.4203 | 345.3991 | 1300.4203
6496 | 343.7714 | 1455.848 | 343.7714 | 1455.848
6497 | 344.6604 | 1611.6699 | 344.6604 | 1611.6699
6498 | 345.3933 | 1719.6125 | 345.3933 | 1719.6125
6499 | 355.9031 | 1799.6273 | 355.9031 | 1799.6273
6500 | 377.1158 | 1844.1293 | 377.1158 | 1844.1293
6501 | 398.644 | 1871.2087 | 398.644 | 1871.2087
6502 | 416.2886 | 1890.5999 | 416.2886 | 1890.5999
6503 | 443.4653 | 1902.8558 | 443.4653 | 1902.8558
6504 | 441.2461 | 1912.442 | 441.2461 | 1912.442
6505 | 426.7038 | 1918.2514 | 426.7038 | 1918.2514
6506 | 418.4774 | 1919.7959 | 418.4774 | 1919.7959
6507 | 420.3179 | 1905.2539 | 420.3179 | 1905.2539
6508 | 419.0982 | 1862.1113 | 419.0982 | 1862.1113
6509 | 431.4482 | 1778.7243 | 431.4482 | 1778.7243
6510 | 432.5591 | 1656.9177 | 432.5591 | 1656.9177
6511 | 433.8027 | 1525.9396 | 433.8027 | 1525.9396
6512 | 442.244 | 1406.0833 | 442.244 | 1406.0833
6513 | 432.4461 | 1299.3578 | 432.4461 | 1299.3578
6514 | 411.3876 | 1203.4943 | 411.3876 | 1203.4943
6515 | 388.5782 | 1152.4903 | 388.5782 | 1152.4903
6516 | 367.7435 | 1126.3268 | 367.7435 | 1126.3268
6517 | 353.1786 | 1122.7873 | 353.1786 | 1122.7873
6518 | 345.8092 | 1126.2613 | 345.8092 | 1126.2613
6519 | 342.3005 | 1162.6307 | 342.3005 | 1162.6307
6520 | 340.9009 | 1229.774 | 340.9009 | 1229.774
6521 | 341.3854 | 1332.7904 | 341.3854 | 1332.7904
6522 | 344.9191 | 1396.1149 | 344.9191 | 1396.1149
6523 | 358.8756 | 1422.8797 | 358.8756 | 1422.8797
6524 | 389.0854 | 1424.4137 | 389.0854 | 1424.4137
6525 | 411.8986 | 1426.8674 | 411.8986 | 1426.8674
6526 | 427.754 | 1420.2367 | 427.754 | 1420.2367
6527 | 451.3121 | 1393.9673 | 451.3121 | 1393.9673
6528 | 447.7218 | 1365.7899 | 447.7218 | 1365.7899
6529 | 432.225 | 1350.0202 | 432.225 | 1350.0202
6530 | 425.9417 | 1336.5227 | 425.9417 | 1336.5227
6531 | 431.9399 | 1322.298 | 431.9399 | 1322.298
6532 | 438.1068 | 1308.7951 | 438.1068 | 1308.7951
6533 | 445.5961 | 1282.3391 | 445.5961 | 1282.3391
6534 | 443.6438 | 1235.9962 | 443.6438 | 1235.9962
6535 | 440.5021 | 1204.5364 | 440.5021 | 1204.5364
6536 | 450.9841 | 1177.5976 | 450.9841 | 1177.5976
6537 | 442.4264 | 1154.0155 | 442.4264 | 1154.0155
6538 | 422.183 | 1122.4453 | 422.183 | 1122.4453
6539 | 396.6386 | 1102.6677 | 396.6386 | 1102.6677
6540 | 372.3034 | 531.2981 | 372.3034 | 531.2981
6541 | 356.7884 | 532.5691 | 356.7884 | 532.5691
6542 | 346.4725 | 536.9055 | 346.4725 | 536.9055
6543 | 341.8956 | 541.0476 | 341.8956 | 541.0476
6544 | 339.6315 | 583.3943 | 339.6315 | 583.3943
6545 | 341.5393 | 677.7568 | 341.5393 | 677.7568
6546 | 346.0967 | 731.337 | 346.0967 | 731.337
6547 | 366.0444 | 771.6093 | 366.0444 | 771.6093
6548 | 393.032 | 790.7257 | 393.032 | 790.7257
6549 | 414.8928 | 811.0275 | 414.8928 | 811.0275
6550 | 435.8756 | 826.1062 | 435.8756 | 826.1062
6551 | 465.3267 | 850.0938 | 465.3267 | 850.0938
6552 | 460.3275 | 861.3248 | 460.3275 | 861.3248
6553 | 437.8697 | 866.9362 | 437.8697 | 866.9362
6554 | 435.9143 | 870.9619 | 435.9143 | 870.9619
6555 | 441.722 | 865.9658 | 441.722 | 865.9658
6556 | 441.8251 | 870.9762 | 441.8251 | 870.9762
6557 | 452.9044 | 861.2186 | 452.9044 | 861.2186
6558 | 449.4859 | 823.0251 | 449.4859 | 823.0251
6559 | 447.0888 | 788.3391 | 447.0888 | 788.3391
6560 | 460.1609 | 763.0907 | 460.1609 | 763.0907
6561 | 446.2099 | 738.8741 | 446.2099 | 738.8741
6562 | 425.8665 | 710.5052 | 425.8665 | 710.5052
6563 | 401.5177 | 696.382 | 401.5177 | 696.382
6564 | 378.0567 | 695.7799 | 378.0567 | 695.7799
6565 | 362.261 | 715.0492 | 362.261 | 715.0492
6566 | 352.7781 | 746.8855 | 352.7781 | 746.8855
6567 | 347.2462 | 799.2667 | 347.2462 | 799.2667
6568 | 345.2305 | 898.5014 | 345.2305 | 898.5014
6569 | 348.0457 | 1034.8599 | 348.0457 | 1034.8599
6570 | 350.5615 | 1105.677 | 350.5615 | 1105.677
6571 | 371.8345 | 1133.9809 | 371.8345 | 1133.9809
6572 | 407.7031 | 1140.7026 | 407.7031 | 1140.7026
6573 | 426.561 | 1152.599 | 426.561 | 1152.599
6574 | 445.1043 | 1154.5521 | 445.1043 | 1154.5521
6575 | 469.5336 | 1158.5924 | 469.5336 | 1158.5924
6576 | 463.8923 | 1151.825 | 463.8923 | 1151.825
6577 | 441.4327 | 1152.8989 | 441.4327 | 1152.8989
6578 | 436.0408 | 1161.7971 | 436.0408 | 1161.7971
6579 | 441.6762 | 1151.563 | 441.6762 | 1151.563
6580 | 442.9014 | 1152.3403 | 442.9014 | 1152.3403
6581 | 450.59 | 1154.7033 | 450.59 | 1154.7033
6582 | 449.6468 | 1138.924 | 449.6468 | 1138.924
6583 | 445.4367 | 1124.094 | 445.4367 | 1124.094
6584 | 449.0156 | 1107.19 | 449.0156 | 1107.19
6585 | 442.0771 | 1074.8117 | 442.0771 | 1074.8117
6586 | 420.6783 | 1030.5762 | 420.6783 | 1030.5762
6587 | 393.4014 | 1002.4138 | 393.4014 | 1002.4138
6588 | 371.2437 | 992.1273 | 371.2437 | 992.1273
6589 | 354.6627 | 1004.1181 | 354.6627 | 1004.1181
6590 | 346.3076 | 1024.8692 | 346.3076 | 1024.8692
6591 | 338.7768 | 1045.1215 | 338.7768 | 1045.1215
6592 | 336.5055 | 1102.3602 | 336.5055 | 1102.3602
6593 | 337.4632 | 1206.742 | 337.4632 | 1206.742
6594 | 339.3044 | 1255.7236 | 339.3044 | 1255.7236
6595 | 359.7071 | 1279.7335 | 359.7071 | 1279.7335
6596 | 391.838 | 1290.2924 | 391.838 | 1290.2924
6597 | 408.99 | 1308.5537 | 408.99 | 1308.5537
6598 | 429.0444 | 1327.561 | 429.0444 | 1327.561
6599 | 457.2432 | 1355.8731 | 457.2432 | 1355.8731
6600 | 458.9801 | 1372.4944 | 458.9801 | 1372.4944
6601 | 437.668 | 1389.7697 | 437.668 | 1389.7697
6602 | 432.3403 | 1401.6829 | 432.3403 | 1401.6829
6603 | 431.9479 | 1380.9422 | 431.9479 | 1380.9422
6604 | 435.2335 | 1355.7423 | 435.2335 | 1355.7423
6605 | 442.7616 | 1327.1641 | 442.7616 | 1327.1641
6606 | 439.0137 | 1269.9064 | 439.0137 | 1269.9064
6607 | 432.6108 | 1216.9785 | 432.6108 | 1216.9785
6608 | 436.8558 | 1166.7883 | 436.8558 | 1166.7883
6609 | 433.1041 | 1115.7723 | 433.1041 | 1115.7723
6610 | 417.6993 | 1054.6348 | 417.6993 | 1054.6348
6611 | 390.4547 | 1003.5711 | 390.4547 | 1003.5711
6612 | 371.1323 | 967.9774 | 371.1323 | 967.9774
6613 | 355.3785 | 954.4173 | 355.3785 | 954.4173
6614 | 346.2236 | 956.6219 | 346.2236 | 956.6219
6615 | 342.0743 | 988.7512 | 342.0743 | 988.7512
6616 | 340.6664 | 1064.11 | 340.6664 | 1064.11
6617 | 340.6665 | 1176.0749 | 340.6665 | 1176.0749
6618 | 342.2784 | 1229.4419 | 342.2784 | 1229.4419
6619 | 361.1142 | 1252.5077 | 361.1142 | 1252.5077
6620 | 392.6302 | 1255.6358 | 392.6302 | 1255.6358
6621 | 417.2496 | 1255.3507 | 417.2496 | 1255.3507
6622 | 433.3687 | 1249.8425 | 433.3687 | 1249.8425
6623 | 459.3715 | 1252.5733 | 459.3715 | 1252.5733
6624 | 453.6033 | 1242.6083 | 453.6033 | 1242.6083
6625 | 434.4237 | 1237.8654 | 434.4237 | 1237.8654
6626 | 433.7646 | 1241.6474 | 433.7646 | 1241.6474
6627 | 434.1158 | 1234.9155 | 434.1158 | 1234.9155
6628 | 437.7079 | 1239.3168 | 437.7079 | 1239.3168
6629 | 443.1838 | 1216.6467 | 443.1838 | 1216.6467
6630 | 440.4217 | 1153.2069 | 440.4217 | 1153.2069
6631 | 438.4833 | 1095.1932 | 438.4833 | 1095.1932
6632 | 448.3277 | 1052.9819 | 448.3277 | 1052.9819
6633 | 443.9945 | 1012.7465 | 443.9945 | 1012.7465
6634 | 426.6866 | 961.598 | 426.6866 | 961.598
6635 | 400.704 | 923.0203 | 400.704 | 923.0203
6636 | 378.244 | 901.2223 | 378.244 | 901.2223
6637 | 361.6218 | 901.9756 | 361.6218 | 901.9756
6638 | 351.7026 | 920.8994 | 351.7026 | 920.8994
6639 | 346.7262 | 965.393 | 346.7262 | 965.393
6640 | 345.5389 | 1033.9301 | 345.5389 | 1033.9301
6641 | 345.7271 | 1133.6221 | 345.7271 | 1133.6221
6642 | 345.1048 | 1175.2947 | 345.1048 | 1175.2947
6643 | 358.5694 | 1188.5848 | 358.5694 | 1188.5848
6644 | 382.8307 | 1185.4699 | 382.8307 | 1185.4699
6645 | 400.9231 | 1189.6311 | 400.9231 | 1189.6311
6646 | 416.0357 | 1192.4368 | 416.0357 | 1192.4368
6647 | 441.3839 | 1202.7201 | 441.3839 | 1202.7201
6648 | 438.4297 | 1202.8963 | 438.4297 | 1202.8963
6649 | 418.7609 | 1206.4369 | 418.7609 | 1206.4369
6650 | 416.519 | 1217.6801 | 416.519 | 1217.6801
6651 | 419.7313 | 1220.4194 | 419.7313 | 1220.4194
6652 | 418.9998 | 1227.4397 | 418.9998 | 1227.4397
6653 | 422.2056 | 1216.0985 | 422.2056 | 1216.0985
6654 | 426.6619 | 1157.775 | 426.6619 | 1157.775
6655 | 423.4505 | 1087.5797 | 423.4505 | 1087.5797
6656 | 434.7934 | 1048.0788 | 434.7934 | 1048.0788
6657 | 435.1792 | 997.7632 | 435.1792 | 997.7632
6658 | 417.1899 | 930.535 | 417.1899 | 930.535
6659 | 396.1745 | 879.0144 | 396.1745 | 879.0144
6660 | 378.7868 | 846.4052 | 378.7868 | 846.4052
6661 | 362.9413 | 832.6624 | 362.9413 | 832.6624
6662 | 354.477 | 833.6488 | 354.477 | 833.6488
6663 | 349.3488 | 856.2156 | 349.3488 | 856.2156
6664 | 346.7389 | 925.0268 | 346.7389 | 925.0268
6665 | 345.3844 | 1033.8854 | 345.3844 | 1033.8854
6666 | 341.443 | 1091.5159 | 341.443 | 1091.5159
6667 | 354.0526 | 1130.9964 | 354.0526 | 1130.9964
6668 | 371.7669 | 1157.8786 | 371.7669 | 1157.8786
6669 | 393.6805 | 1179.5508 | 393.6805 | 1179.5508
6670 | 412.4715 | 1191.2187 | 412.4715 | 1191.2187
6671 | 436.0835 | 1209.5723 | 436.0835 | 1209.5723
6672 | 431.2282 | 1216.8442 | 431.2282 | 1216.8442
6673 | 416.006 | 1228.9119 | 416.006 | 1228.9119
6674 | 414.6237 | 1242.7437 | 414.6237 | 1242.7437
6675 | 416.7964 | 1242.8335 | 416.7964 | 1242.8335
6676 | 421.445 | 1247.6612 | 421.445 | 1247.6612
6677 | 425.8275 | 1228.9501 | 425.8275 | 1228.9501
6678 | 425.1016 | 1172.3015 | 425.1016 | 1172.3015
6679 | 420.7957 | 1113.0696 | 420.7957 | 1113.0696
6680 | 437.4893 | 1062.6358 | 437.4893 | 1062.6358
6681 | 430.78 | 1011.2847 | 430.78 | 1011.2847
6682 | 416.3789 | 945.9751 | 416.3789 | 945.9751
6683 | 393.1918 | 894.82 | 393.1918 | 894.82
6684 | 372.601 | 862.7589 | 372.601 | 862.7589
6685 | 356.972 | 849.747 | 356.972 | 849.747
6686 | 348.2346 | 848.1144 | 348.2346 | 848.1144
6687 | 344.033 | 861.2405 | 344.033 | 861.2405
6688 | 342.3749 | 917.2915 | 342.3749 | 917.2915
6689 | 341.4409 | 1009.7354 | 341.4409 | 1009.7354
6690 | 336.9702 | 1047.2054 | 336.9702 | 1047.2054
6691 | 356.3049 | 1054.1306 | 356.3049 | 1054.1306
6692 | 385.0055 | 1042.2754 | 385.0055 | 1042.2754
6693 | 404.6581 | 1033.7373 | 404.6581 | 1033.7373
6694 | 424.4157 | 1025.7928 | 424.4157 | 1025.7928
6695 | 451.6489 | 1029.7112 | 451.6489 | 1029.7112
6696 | 452.1805 | 1024.1316 | 452.1805 | 1024.1316
6697 | 429.6581 | 1023.7436 | 429.6581 | 1023.7436
6698 | 425.0954 | 1031.1192 | 425.0954 | 1031.1192
6699 | 428.082 | 1026.1841 | 428.082 | 1026.1841
6700 | 429.5989 | 1022.0887 | 429.5989 | 1022.0887
6701 | 439.766 | 1008.9202 | 439.766 | 1008.9202
6702 | 441.5326 | 950.0485 | 441.5326 | 950.0485
6703 | 429.7137 | 909.3631 | 429.7137 | 909.3631
6704 | 441.1041 | 872.4813 | 441.1041 | 872.4813
6705 | 438.4366 | 839.2808 | 438.4366 | 839.2808
6706 | 419.3499 | 799.0043 | 419.3499 | 799.0043
6707 | 393.2121 | 768.9842 | 393.2121 | 768.9842
6708 | 368.4886 | 753.6424 | 368.4886 | 753.6424
6709 | 355.1107 | 756.8625 | 355.1107 | 756.8625
6710 | 348.0441 | 767.5028 | 348.0441 | 767.5028
6711 | 342.6494 | 780.0502 | 342.6494 | 780.0502
6712 | 341.3102 | 832.5077 | 341.3102 | 832.5077
6713 | 342.0807 | 926.992 | 342.0807 | 926.992
6714 | 341.5278 | 966.2283 | 341.5278 | 966.2283
6715 | 364.9365 | 980.7061 | 364.9365 | 980.7061
6716 | 404.17 | 981.1238 | 404.17 | 981.1238
6717 | 428.6612 | 992.4417 | 428.6612 | 992.4417
6718 | 443.833 | 997.3488 | 443.833 | 997.3488
6719 | 471.4642 | 1006.5358 | 471.4642 | 1006.5358
6720 | 464.3768 | 1005.8897 | 464.3768 | 1005.8897
6721 | 439.0874 | 1012.3539 | 439.0874 | 1012.3539
6722 | 437.0328 | 1026.9775 | 437.0328 | 1026.9775
6723 | 439.0883 | 1022.0728 | 439.0883 | 1022.0728
6724 | 442.6193 | 1031.0726 | 442.6193 | 1031.0726
6725 | 455.0415 | 1020.0055 | 455.0415 | 1020.0055
6726 | 458.4292 | 981.8729 | 458.4292 | 981.8729
6727 | 437.9011 | 946.1515 | 437.9011 | 946.1515
6728 | 451.4013 | 907.0161 | 451.4013 | 907.0161
6729 | 447.3067 | 875.9778 | 447.3067 | 875.9778
6730 | 424.9091 | 844.1676 | 424.9091 | 844.1676
6731 | 396.9814 | 828.8263 | 396.9814 | 828.8263
6732 | 372.531 | 832.6095 | 372.531 | 832.6095
6733 | 354.666 | 859.7055 | 354.666 | 859.7055
6734 | 346.8547 | 897.7848 | 346.8547 | 897.7848
6735 | 342.7954 | 930.4319 | 342.7954 | 930.4319
6736 | 341.8349 | 992.8173 | 341.8349 | 992.8173
6737 | 340.5088 | 1101.3104 | 340.5088 | 1101.3104
6738 | 343.0826 | 1153.3983 | 343.0826 | 1153.3983
6739 | 365.8489 | 1173.5406 | 365.8489 | 1173.5406
6740 | 402.6587 | 1173.4101 | 402.6587 | 1173.4101
6741 | 431.5541 | 1174.7086 | 431.5541 | 1174.7086
6742 | 444.6317 | 1170.4491 | 444.6317 | 1170.4491
6743 | 473.1608 | 1172.7535 | 473.1608 | 1172.7535
6744 | 462.6981 | 1161.9662 | 462.6981 | 1161.9662
6745 | 436.2545 | 1155.0306 | 436.2545 | 1155.0306
6746 | 434.1131 | 1152.3869 | 434.1131 | 1152.3869
6747 | 435.4182 | 1146.3554 | 435.4182 | 1146.3554
6748 | 436.0835 | 1164.2782 | 436.0835 | 1164.2782
6749 | 443.3469 | 1170.9048 | 443.3469 | 1170.9048
6750 | 442.3845 | 1149.8874 | 442.3845 | 1149.8874
6751 | 429.4253 | 1121.2922 | 429.4253 | 1121.2922
6752 | 440.3279 | 1084.8368 | 440.3279 | 1084.8368
6753 | 437.9283 | 1041.7083 | 437.9283 | 1041.7083
6754 | 418.2065 | 991.0774 | 418.2065 | 991.0774
6755 | 390.5607 | 951.8602 | 390.5607 | 951.8602
6756 | 364.9395 | 925.7377 | 364.9395 | 925.7377
6757 | 349.4995 | 920.6743 | 349.4995 | 920.6743
6758 | 341.0352 | 926.2593 | 341.0352 | 926.2593
6759 | 337.754 | 932.2287 | 337.754 | 932.2287
6760 | 336.2702 | 981.3057 | 336.2702 | 981.3057
6761 | 334.4553 | 1076.7341 | 334.4553 | 1076.7341
6762 | 335.1888 | 1117.0363 | 335.1888 | 1117.0363
6763 | 359.6057 | 1128.6514 | 359.6057 | 1128.6514
6764 | 394.0264 | 1119.7198 | 394.0264 | 1119.7198
6765 | 418.0553 | 1116.7243 | 418.0553 | 1116.7243
6766 | 435.4635 | 1112.5257 | 435.4635 | 1112.5257
6767 | 460.5403 | 1116.9009 | 460.5403 | 1116.9009
6768 | 456.3432 | 1109.0068 | 456.3432 | 1109.0068
6769 | 431.4391 | 1104.873 | 431.4391 | 1104.873
6770 | 425.6923 | 1100.6151 | 425.6923 | 1100.6151
6771 | 425.6337 | 1073.2355 | 425.6337 | 1073.2355
6772 | 430.6351 | 1073.495 | 430.6351 | 1073.495
6773 | 439.4576 | 1053.5657 | 439.4576 | 1053.5657
6774 | 436.2345 | 1010.8955 | 436.2345 | 1010.8955
6775 | 424.8048 | 968.5961 | 424.8048 | 968.5961
6776 | 433.7371 | 921.7863 | 433.7371 | 921.7863
6777 | 435.3086 | 871.6229 | 435.3086 | 871.6229
6778 | 419.4545 | 815.5713 | 419.4545 | 815.5713
6779 | 392.8009 | 773.4001 | 392.8009 | 773.4001
6780 | 367.0227 | 746.1508 | 367.0227 | 746.1508
6781 | 351.4574 | 742.0619 | 351.4574 | 742.0619
6782 | 342.3063 | 751.5449 | 342.3063 | 751.5449
6783 | 338.1987 | 767.4728 | 338.1987 | 767.4728
6784 | 335.9934 | 829.4927 | 335.9934 | 829.4927
6785 | 332.8455 | 935.1232 | 332.8455 | 935.1232
6786 | 331.8754 | 977.4354 | 331.8754 | 977.4354
6787 | 352.9361 | 986.8274 | 352.9361 | 986.8274
6788 | 382.9058 | 978.3525 | 382.9058 | 978.3525
6789 | 405.216 | 982.0873 | 405.216 | 982.0873
6790 | 422.2346 | 988.1822 | 422.2346 | 988.1822
6791 | 446.183 | 1001.8154 | 446.183 | 1001.8154
6792 | 448.7474 | 1003.2097 | 448.7474 | 1003.2097
6793 | 423.9606 | 1009.278 | 423.9606 | 1009.278
6794 | 419.5634 | 1020.9171 | 419.5634 | 1020.9171
6795 | 424.6417 | 1012.9975 | 424.6417 | 1012.9975
6796 | 426.2311 | 1015.602 | 426.2311 | 1015.602
6797 | 432.9695 | 1011.5697 | 432.9695 | 1011.5697
6798 | 429.643 | 982.5429 | 429.643 | 982.5429
6799 | 421.1542 | 939.9389 | 421.1542 | 939.9389
6800 | 426.4947 | 901.5649 | 426.4947 | 901.5649
6801 | 430.3653 | 861.8167 | 430.3653 | 861.8167
6802 | 417.5502 | 811.3991 | 417.5502 | 811.3991
6803 | 394.2519 | 771.8774 | 394.2519 | 771.8774
6804 | 369.5611 | 746.4857 | 369.5611 | 746.4857
6805 | 354.6635 | 741.2091 | 354.6635 | 741.2091
6806 | 344.6961 | 743.2006 | 344.6961 | 743.2006
6807 | 339.3587 | 755.6871 | 339.3587 | 755.6871
6808 | 337.9884 | 815.423 | 337.9884 | 815.423
6809 | 335.1114 | 914.1404 | 335.1114 | 914.1404
6810 | 329.2611 | 951.8236 | 329.2611 | 951.8236
6811 | 345.12 | 959.4492 | 345.12 | 959.4492
6812 | 372.832 | 947.0763 | 372.832 | 947.0763
6813 | 395.6307 | 937.1069 | 395.6307 | 937.1069
6814 | 409.522 | 923.9243 | 409.522 | 923.9243
6815 | 432.9276 | 915.4784 | 432.9276 | 915.4784
6816 | 429.7206 | 898.7222 | 429.7206 | 898.7222
6817 | 414.2071 | 903.5419 | 414.2071 | 903.5419
6818 | 412.7548 | 917.6173 | 412.7548 | 917.6173
6819 | 415.2707 | 922.4579 | 415.2707 | 922.4579
6820 | 415.3696 | 942.6039 | 415.3696 | 942.6039
6821 | 421.6528 | 944.1447 | 421.6528 | 944.1447
6822 | 421.0067 | 903.6672 | 421.0067 | 903.6672
6823 | 411.8479 | 860.7891 | 411.8479 | 860.7891
6824 | 421.0075 | 822.1409 | 421.0075 | 822.1409
6825 | 423.4749 | 782.8496 | 423.4749 | 782.8496
6826 | 410.0226 | 743.5781 | 410.0226 | 743.5781
6827 | 387.5552 | 717.0907 | 387.5552 | 717.0907
6828 | 363.9998 | 704.1547 | 363.9998 | 704.1547
6829 | 347.9078 | 710.9075 | 347.9078 | 710.9075
6830 | 339.5628 | 729.679 | 339.5628 | 729.679
6831 | 332.3527 | 748.3477 | 332.3527 | 748.3477
6832 | 332.3523 | 798.7647 | 332.3523 | 798.7647
6833 | 325.7587 | 895.3808 | 325.7587 | 895.3808
6834 | 321.4119 | 940.5556 | 321.4119 | 940.5556
6835 | 336.3706 | 957.5916 | 336.3706 | 957.5916
6836 | 364.1698 | 956.6998 | 364.1698 | 956.6998
6837 | 382.254 | 961.0437 | 382.254 | 961.0437
6838 | 396.948 | 962.2963 | 396.948 | 962.2963
6839 | 427.3501 | 971.9401 | 427.3501 | 971.9401
6840 | 424.4924 | 972.6949 | 424.4924 | 972.6949
6841 | 409.3349 | 976.9055 | 409.3349 | 976.9055
6842 | 407.8671 | 983.3065 | 407.8671 | 983.3065
6843 | 406.5127 | 982.4522 | 406.5127 | 982.4522
6844 | 412.0776 | 998.7001 | 412.0776 | 998.7001
6845 | 416.3131 | 997.1346 | 416.3131 | 997.1346
6846 | 413.2344 | 953.8857 | 413.2344 | 953.8857
6847 | 404.5609 | 913.8703 | 404.5609 | 913.8703
6848 | 413.9303 | 871.1718 | 413.9303 | 871.1718
6849 | 414.7343 | 822.1961 | 414.7343 | 822.1961
6850 | 399.1125 | 771.4131 | 399.1125 | 771.4131
6851 | 375.0227 | 732.0436 | 375.0227 | 732.0436
6852 | 352.6439 | 708.5097 | 352.6439 | 708.5097
6853 | 338.4814 | 704.6948 | 338.4814 | 704.6948
6854 | 329.3866 | 711.498 | 329.3866 | 711.498
6855 | 327.1193 | 725.0504 | 327.1193 | 725.0504
6856 | 327.6064 | 782.3195 | 327.6064 | 782.3195
6857 | 322.5599 | 884.9046 | 322.5599 | 884.9046
6858 | 319.9482 | 927.0645 | 319.9482 | 927.0645
6859 | 336.8947 | 939.776 | 336.8947 | 939.776
6860 | 366.3828 | 937.057 | 366.3828 | 937.057
6861 | 388.9484 | 941.0659 | 388.9484 | 941.0659
6862 | 405.3436 | 943.7803 | 405.3436 | 943.7803
6863 | 433.4685 | 955.4645 | 433.4685 | 955.4645
6864 | 428.9286 | 957.1634 | 428.9286 | 957.1634
6865 | 410.7483 | 963.4144 | 410.7483 | 963.4144
6866 | 408.5192 | 966.3436 | 408.5192 | 966.3436
6867 | 408.6561 | 942.3139 | 408.6561 | 942.3139
6868 | 418.2379 | 941.4771 | 418.2379 | 941.4771
6869 | 421.6139 | 932.4504 | 421.6139 | 932.4504
6870 | 419.0323 | 909.7275 | 419.0323 | 909.7275
6871 | 410.5585 | 884.3604 | 410.5585 | 884.3604
6872 | 423.6038 | 857.8634 | 423.6038 | 857.8634
6873 | 427.1318 | 822.1352 | 427.1318 | 822.1352
6874 | 413.7643 | 775.5853 | 413.7643 | 775.5853
6875 | 383.3423 | 742.3066 | 383.3423 | 742.3066
6876 | 358.8303 | 722.5794 | 358.8303 | 722.5794
6877 | 342.8681 | 721.0182 | 342.8681 | 721.0182
6878 | 335.3253 | 727.1818 | 335.3253 | 727.1818
6879 | 332.0179 | 745.8809 | 332.0179 | 745.8809
6880 | 330.5662 | 816.5193 | 330.5662 | 816.5193
6881 | 325.4412 | 929.9156 | 325.4412 | 929.9156
6882 | 327.1273 | 980.7549 | 327.1273 | 980.7549
6883 | 352.4505 | 998.0953 | 352.4505 | 998.0953
6884 | 389.4408 | 997.1122 | 389.4408 | 997.1122
6885 | 412.3571 | 1000.512 | 412.3571 | 1000.512
6886 | 427.1645 | 1000.0592 | 427.1645 | 1000.0592
6887 | 459.8738 | 1006.414 | 459.8738 | 1006.414
6888 | 454.5717 | 1002.9966 | 454.5717 | 1002.9966
6889 | 429.682 | 1008.4253 | 429.682 | 1008.4253
6890 | 426.3491 | 1012.8468 | 426.3491 | 1012.8468
6891 | 430.0968 | 996.2783 | 430.0968 | 996.2783
6892 | 431.3231 | 1000.0401 | 431.3231 | 1000.0401
6893 | 442.8839 | 994.9723 | 442.8839 | 994.9723
6894 | 440.7175 | 963.6615 | 440.7175 | 963.6615
6895 | 425.3395 | 928.6709 | 425.3395 | 928.6709
6896 | 431.2533 | 899.0067 | 431.2533 | 899.0067
6897 | 434.5042 | 853.716 | 434.5042 | 853.716
6898 | 414.8514 | 800.527 | 414.8514 | 800.527
6899 | 388.2591 | 764.9034 | 388.2591 | 764.9034
6900 | 364.5221 | 745.6635 | 364.5221 | 745.6635
6901 | 346.9957 | 745.3509 | 346.9957 | 745.3509
6902 | 337.1005 | 751.8495 | 337.1005 | 751.8495
6903 | 333.0393 | 767.7164 | 333.0393 | 767.7164
6904 | 331.6994 | 833.7258 | 331.6994 | 833.7258
6905 | 327.3728 | 948.6143 | 327.3728 | 948.6143
6906 | 328.5202 | 998.1136 | 328.5202 | 998.1136
6907 | 353.7443 | 1011.4951 | 353.7443 | 1011.4951
6908 | 390.4457 | 1004.2079 | 390.4457 | 1004.2079
6909 | 413.1955 | 1002.0651 | 413.1955 | 1002.0651
6910 | 428.2507 | 999.7851 | 428.2507 | 999.7851
6911 | 455.5741 | 1008.5457 | 455.5741 | 1008.5457
6912 | 454.3338 | 1009.0265 | 454.3338 | 1009.0265
6913 | 430.4292 | 1015.6429 | 430.4292 | 1015.6429
6914 | 428.4404 | 1018.7549 | 428.4404 | 1018.7549
6915 | 428.2837 | 1000.146 | 428.2837 | 1000.146
6916 | 433.1608 | 1003.3595 | 433.1608 | 1003.3595
6917 | 441.8764 | 978.2226 | 441.8764 | 978.2226
6918 | 442.4401 | 928.0303 | 442.4401 | 928.0303
6919 | 421.6394 | 891.3953 | 421.6394 | 891.3953
6920 | 424.8078 | 860.0561 | 424.8078 | 860.0561
6921 | 432.2195 | 820.3384 | 432.2195 | 820.3384
6922 | 416.7334 | 770.6213 | 416.7334 | 770.6213
6923 | 390.7253 | 735.9417 | 390.7253 | 735.9417
6924 | 367.0364 | 713.4432 | 367.0364 | 713.4432
6925 | 348.9907 | 709.1411 | 348.9907 | 709.1411
6926 | 340.3547 | 713.2643 | 340.3547 | 713.2643
6927 | 336.1039 | 728.7049 | 336.1039 | 728.7049
6928 | 334.6256 | 795.567 | 334.6256 | 795.567
6929 | 329.3864 | 900.9539 | 329.3864 | 900.9539
6930 | 330.6426 | 943.3879 | 330.6426 | 943.3879
6931 | 355.432 | 953.4498 | 355.432 | 953.4498
6932 | 392.777 | 945.0359 | 392.777 | 945.0359
6933 | 414.3838 | 945.299 | 414.3838 | 945.299
6934 | 430.206 | 947.6784 | 430.206 | 947.6784
6935 | 459.7694 | 959.8803 | 459.7694 | 959.8803
6936 | 456.1167 | 962.0665 | 456.1167 | 962.0665
6937 | 429.7307 | 972.0937 | 429.7307 | 972.0937
6938 | 423.9348 | 984.7378 | 423.9348 | 984.7378
6939 | 431.6781 | 967.5602 | 431.6781 | 967.5602
6940 | 432.547 | 965.9621 | 432.547 | 965.9621
6941 | 439.6457 | 941.9215 | 439.6457 | 941.9215
6942 | 441.0048 | 884.1766 | 441.0048 | 884.1766
6943 | 421.0479 | 847.0543 | 421.0479 | 847.0543
6944 | 430.366 | 810.203 | 430.366 | 810.203
6945 | 433.2417 | 768.719 | 433.2417 | 768.719
6946 | 417.9278 | 716.3828 | 417.9278 | 716.3828
6947 | 394.4496 | 677.8965 | 394.4496 | 677.8965
6948 | 369.1425 | 653.9057 | 369.1425 | 653.9057
6949 | 352.0514 | 648.7814 | 352.0514 | 648.7814
6950 | 342.568 | 653.605 | 342.568 | 653.605
6951 | 336.8079 | 674.9841 | 336.8079 | 674.9841
6952 | 335.4198 | 751.896 | 335.4198 | 751.896
6953 | 325.4496 | 871.9921 | 325.4496 | 871.9921
6954 | 326.0606 | 921.8265 | 326.0606 | 921.8265
6955 | 342.5821 | 933.137 | 342.5821 | 933.137
6956 | 369.315 | 923.2918 | 369.315 | 923.2918
6957 | 389.7876 | 922.489 | 389.7876 | 922.489
6958 | 402.531 | 925.9952 | 402.531 | 925.9952
6959 | 430.5123 | 935.5476 | 430.5123 | 935.5476
6960 | 432.367 | 926.1917 | 432.367 | 926.1917
6961 | 411.8038 | 917.9161 | 411.8038 | 917.9161
6962 | 407.1592 | 906.9584 | 407.1592 | 906.9584
6963 | 409.0766 | 892.7653 | 409.0766 | 892.7653
6964 | 411.3514 | 905.2369 | 411.3514 | 905.2369
6965 | 423.1863 | 890.4848 | 423.1863 | 890.4848
6966 | 416.4692 | 852.6263 | 416.4692 | 852.6263
6967 | 407.2627 | 813.4636 | 407.2627 | 813.4636
6968 | 411.0659 | 785.3221 | 411.0659 | 785.3221
6969 | 418.7929 | 748.4062 | 418.7929 | 748.4062
6970 | 406.4283 | 712.576 | 406.4283 | 712.576
6971 | 381.9649 | 690.6871 | 381.9649 | 690.6871
6972 | 360.9174 | 679.7916 | 360.9174 | 679.7916
6973 | 345.6937 | 684.5952 | 345.6937 | 684.5952
6974 | 337.5201 | 696.5756 | 337.5201 | 696.5756
6975 | 332.619 | 709.7016 | 332.619 | 709.7016
6976 | 332.0475 | 755.7332 | 332.0475 | 755.7332
6977 | 321.8808 | 848.6035 | 321.8808 | 848.6035
6978 | 322.2417 | 888.1139 | 322.2417 | 888.1139
6979 | 339.3206 | 901.0386 | 339.3206 | 901.0386
6980 | 363.5059 | 898.4109 | 363.5059 | 898.4109
6981 | 385.2201 | 904.247 | 385.2201 | 904.247
6982 | 401.1744 | 908.3319 | 401.1744 | 908.3319
6983 | 433.3939 | 918.6457 | 433.3939 | 918.6457
6984 | 434.2426 | 918.5782 | 434.2426 | 918.5782
6985 | 415.8888 | 925.0119 | 415.8888 | 925.0119
6986 | 407.3996 | 935.4024 | 407.3996 | 935.4024
6987 | 410.9716 | 934.7004 | 410.9716 | 934.7004
6988 | 415.476 | 946.167 | 415.476 | 946.167
6989 | 422.0846 | 938.6325 | 422.0846 | 938.6325
6990 | 414.9759 | 904.9462 | 414.9759 | 904.9462
6991 | 405.685 | 862.8904 | 405.685 | 862.8904
6992 | 413.1674 | 823.5418 | 413.1674 | 823.5418
6993 | 420.0708 | 782.941 | 420.0708 | 782.941
6994 | 407.8523 | 732.3711 | 407.8523 | 732.3711
6995 | 386.969 | 693.7021 | 386.969 | 693.7021
6996 | 365.1695 | 669.1936 | 365.1695 | 669.1936
6997 | 348.5552 | 664.4043 | 348.5552 | 664.4043
6998 | 339.239 | 669.7761 | 339.239 | 669.7761
6999 | 335.8397 | 679.2781 | 335.8397 | 679.2781
7000 | 332.6036 | 730.4565 | 332.6036 | 730.4565
7001 | 323.0853 | 826.7071 | 323.0853 | 826.7071
7002 | 323.9246 | 861.7104 | 323.9246 | 861.7104
7003 | 340.6601 | 868.5746 | 340.6601 | 868.5746
7004 | 367.2113 | 860.4957 | 367.2113 | 860.4957
7005 | 387.104 | 861.9465 | 387.104 | 861.9465
7006 | 404.4162 | 862.4378 | 404.4162 | 862.4378
7007 | 427.5573 | 874.6397 | 427.5573 | 874.6397
7008 | 425.4024 | 878.1658 | 425.4024 | 878.1658
7009 | 416.5917 | 885.6959 | 416.5917 | 885.6959
7010 | 408.2002 | 886.4934 | 408.2002 | 886.4934
7011 | 410.6687 | 868.8285 | 410.6687 | 868.8285
7012 | 415.4097 | 868.0222 | 415.4097 | 868.0222
7013 | 421.9982 | 848.0624 | 421.9982 | 848.0624
7014 | 419.4911 | 788.673 | 419.4911 | 788.673
7015 | 405.8829 | 719.0259 | 405.8829 | 719.0259
7016 | 412.7693 | 672.7034 | 412.7693 | 672.7034
7017 | 418.6271 | 637.3102 | 418.6271 | 637.3102
7018 | 406.9572 | 596.181 | 406.9572 | 596.181
7019 | 382.0181 | 565.7041 | 382.0181 | 565.7041
7020 | 361.6878 | 545.7028 | 361.6878 | 545.7028
7021 | 343.95 | 540.9744 | 343.95 | 540.9744
7022 | 335.9709 | 540.5904 | 335.9709 | 540.5904
7023 | 332.3154 | 542.2353 | 332.3154 | 542.2353
7024 | 330.073 | 604.5293 | 330.073 | 604.5293
7025 | 322.0704 | 744.0551 | 322.0704 | 744.0551
7026 | 322.6428 | 801.9901 | 322.6428 | 801.9901
7027 | 341.0327 | 816.4679 | 341.0327 | 816.4679
7028 | 370.5171 | 809.3331 | 370.5171 | 809.3331
7029 | 388.2765 | 808.4998 | 388.2765 | 808.4998
7030 | 407.2637 | 805.3062 | 407.2637 | 805.3062
7031 | 433.1983 | 817.1731 | 433.1983 | 817.1731
7032 | 428.6781 | 835.0126 | 428.6781 | 835.0126
7033 | 414.129 | 853.2015 | 414.129 | 853.2015
7034 | 407.1325 | 855.8871 | 407.1325 | 855.8871
7035 | 407.7989 | 829.2384 | 407.7989 | 829.2384
7036 | 411.604 | 801.8153 | 411.604 | 801.8153
7037 | 421.1032 | 786.3018 | 421.1032 | 786.3018
7038 | 418.0833 | 744.8193 | 418.0833 | 744.8193
7039 | 404.9717 | 716.2546 | 404.9717 | 716.2546
7040 | 407.8471 | 693.3816 | 407.8471 | 693.3816
7041 | 421.8345 | 658.6584 | 421.8345 | 658.6584
7042 | 407.8358 | 610.0985 | 407.8358 | 610.0985
7043 | 380.506 | 575.1448 | 380.506 | 575.1448
7044 | 357.0547 | 555.2349 | 357.0547 | 555.2349
7045 | 342.3488 | 550.2324 | 342.3488 | 550.2324
7046 | 334.245 | 549.1784 | 334.245 | 549.1784
7047 | 330.9643 | 552.0415 | 330.9643 | 552.0415
7048 | 327.9408 | 609.3715 | 327.9408 | 609.3715
7049 | 322.4859 | 756.7239 | 322.4859 | 756.7239
7050 | 324.3224 | 825.927 | 324.3224 | 825.927
7051 | 351.0144 | 842.4147 | 351.0144 | 842.4147
7052 | 384.5808 | 832.7522 | 384.5808 | 832.7522
7053 | 414.4423 | 831.6144 | 414.4423 | 831.6144
7054 | 428.8153 | 825.4667 | 428.8153 | 825.4667
7055 | 461.8787 | 825.4261 | 461.8787 | 825.4261
7056 | 455.633 | 816.3138 | 455.633 | 816.3138
7057 | 429.9524 | 808.7692 | 429.9524 | 808.7692
7058 | 424.6957 | 793.6393 | 424.6957 | 793.6393
7059 | 426.6995 | 768.1477 | 426.6995 | 768.1477
7060 | 431.0084 | 766.0319 | 431.0084 | 766.0319
7061 | 440.5499 | 757.736 | 440.5499 | 757.736
7062 | 440.9085 | 729.3487 | 440.9085 | 729.3487
7063 | 421.9428 | 702.1544 | 421.9428 | 702.1544
7064 | 419.2509 | 682.3877 | 419.2509 | 682.3877
7065 | 424.9571 | 653.7858 | 424.9571 | 653.7858
7066 | 414.6451 | 613.4484 | 414.6451 | 613.4484
7067 | 378.7888 | 585.2555 | 378.7888 | 585.2555
7068 | 356.2649 | 569.6701 | 356.2649 | 569.6701
7069 | 336.883 | 568.7179 | 336.883 | 568.7179
7070 | 327.5209 | 571.0139 | 327.5209 | 571.0139
7071 | 323.415 | 569.3393 | 323.415 | 569.3393
7072 | 321.7458 | 597.8599 | 321.7458 | 597.8599
7073 | 313.2294 | 677.6046 | 313.2294 | 677.6046
7074 | 317.1866 | 708.7097 | 317.1866 | 708.7097
7075 | 342.4982 | 711.9804 | 342.4982 | 711.9804
7076 | 382.617 | 702.3179 | 382.617 | 702.3179
7077 | 404.0979 | 712.1435 | 404.0979 | 712.1435
7078 | 419.0857 | 727.4963 | 419.0857 | 727.4963
7079 | 447.8367 | 749.6567 | 447.8367 | 749.6567
7080 | 444.6124 | 761.8622 | 444.6124 | 761.8622
7081 | 417.9767 | 783.7969 | 417.9767 | 783.7969
7082 | 413.6564 | 811.3026 | 413.6564 | 811.3026
7083 | 417.5061 | 822.843 | 417.5061 | 822.843
7084 | 422.0359 | 843.4458 | 422.0359 | 843.4458
7085 | 430.4928 | 848.0929 | 430.4928 | 848.0929
7086 | 427.3382 | 827.5932 | 427.3382 | 827.5932
7087 | 411.2824 | 802.1957 | 411.2824 | 802.1957
7088 | 412.5268 | 770.3692 | 412.5268 | 770.3692
7089 | 423.1996 | 731.6565 | 423.1996 | 731.6565
7090 | 410.2387 | 686.0506 | 410.2387 | 686.0506
7091 | 380.9513 | 656.9746 | 380.9513 | 656.9746
7092 | 355.2651 | 647.6018 | 355.2651 | 647.6018
7093 | 334.7121 | 656.9126 | 334.7121 | 656.9126
7094 | 325.7178 | 671.8165 | 325.7178 | 671.8165
7095 | 322.7522 | 687.3484 | 322.7522 | 687.3484
7096 | 320.9601 | 738.0699 | 320.9601 | 738.0699
7097 | 314.2101 | 839.4064 | 314.2101 | 839.4064
7098 | 320.6295 | 892.1339 | 320.6295 | 892.1339
7099 | 347.8931 | 919.8896 | 347.8931 | 919.8896
7100 | 383.0197 | 931.0271 | 383.0197 | 931.0271
7101 | 403.9349 | 947.2176 | 403.9349 | 947.2176
7102 | 424.098 | 960.8345 | 424.098 | 960.8345
7103 | 450.8376 | 982.7817 | 450.8376 | 982.7817
7104 | 446.9248 | 996.1749 | 446.9248 | 996.1749
7105 | 418.5104 | 1015.582 | 418.5104 | 1015.582
7106 | 415.7196 | 1035.6873 | 415.7196 | 1035.6873
7107 | 416.8955 | 1039.5838 | 416.8955 | 1039.5838
7108 | 413.8548 | 1059.9734 | 413.8548 | 1059.9734
7109 | 425.5151 | 1060.6615 | 425.5151 | 1060.6615
7110 | 419.9965 | 1026.3966 | 419.9965 | 1026.3966
7111 | 402.5818 | 989.6398 | 402.5818 | 989.6398
7112 | 401.2454 | 952.6057 | 401.2454 | 952.6057
7113 | 413.9715 | 913.223 | 413.9715 | 913.223
7114 | 402.4966 | 854.5828 | 402.4966 | 854.5828
7115 | 373.7979 | 805.8031 | 373.7979 | 805.8031
7116 | 351.0748 | 777.9751 | 351.0748 | 777.9751
7117 | 334.8433 | 773.064 | 334.8433 | 773.064
7118 | 326.3173 | 780.9635 | 326.3173 | 780.9635
7119 | 322.8587 | 816.1077 | 322.8587 | 816.1077
7120 | 318.3168 | 910.6525 | 318.3168 | 910.6525
7121 | 308.8968 | 1038.2098 | 308.8968 | 1038.2098
7122 | 314.4262 | 1095.1095 | 314.4262 | 1095.1095
7123 | 336.421 | 1114.7949 | 336.421 | 1114.7949
7124 | 366.5369 | 1116.6439 | 366.5369 | 1116.6439
7125 | 385.7243 | 1123.1805 | 385.7243 | 1123.1805
7126 | 404.7639 | 1124.0068 | 404.7639 | 1124.0068
7127 | 432.6237 | 1132.3411 | 432.6237 | 1132.3411
7128 | 433.1566 | 1130.355 | 433.1566 | 1130.355
7129 | 414.4587 | 1124.668 | 414.4587 | 1124.668
7130 | 405.3455 | 1098.392 | 405.3455 | 1098.392
7131 | 406.0037 | 1056.2117 | 406.0037 | 1056.2117
7132 | 407.1236 | 1035.1535 | 407.1236 | 1035.1535
7133 | 415.6806 | 998.8704 | 415.6806 | 998.8704
7134 | 414.0357 | 937.9279 | 414.0357 | 937.9279
7135 | 398.6396 | 892.9485 | 398.6396 | 892.9485
7136 | 399.303 | 847.2045 | 399.303 | 847.2045
7137 | 409.5728 | 793.6912 | 409.5728 | 793.6912
7138 | 395.7423 | 731.9447 | 395.7423 | 731.9447
7139 | 371.0722 | 689.469 | 371.0722 | 689.469
7140 | 349.0789 | 660.8797 | 349.0789 | 660.8797
7141 | 331.5522 | 653.1668 | 331.5522 | 653.1668
7142 | 323.4817 | 661.6144 | 323.4817 | 661.6144
7143 | 319.5235 | 689.8761 | 319.5235 | 689.8761
7144 | 314.9996 | 762.4027 | 314.9996 | 762.4027
7145 | 305.6046 | 882.0724 | 305.6046 | 882.0724
7146 | 309.565 | 943.6924 | 309.565 | 943.6924
7147 | 325.5695 | 973.5494 | 325.5695 | 973.5494
7148 | 351.6816 | 984.1388 | 351.6816 | 984.1388
7149 | 369.547 | 996.553 | 369.547 | 996.553
7150 | 384.4352 | 1015.1339 | 384.4352 | 1015.1339
7151 | 416.5827 | 1051.4249 | 416.5827 | 1051.4249
7152 | 416.158 | 1086.2577 | 416.158 | 1086.2577
7153 | 401.0244 | 1112.4865 | 401.0244 | 1112.4865
7154 | 395.3653 | 1103.5996 | 395.3653 | 1103.5996
7155 | 394.8239 | 1029.8081 | 394.8239 | 1029.8081
7156 | 397.6849 | 981.0673 | 397.6849 | 981.0673
7157 | 402.383 | 949.1391 | 402.383 | 949.1391
7158 | 396.6802 | 874.8577 | 396.6802 | 874.8577
7159 | 385.1273 | 808.6519 | 385.1273 | 808.6519
7160 | 386.8285 | 764.5221 | 386.8285 | 764.5221
7161 | 398.1642 | 718.2568 | 398.1642 | 718.2568
7162 | 391.9916 | 662.2356 | 391.9916 | 662.2356
7163 | 368.236 | 619.973 | 368.236 | 619.973
7164 | 346.0561 | 591.5969 | 346.0561 | 591.5969
7165 | 329.7514 | 582.7268 | 329.7514 | 582.7268
7166 | 320.689 | 586.6977 | 320.689 | 586.6977
7167 | 314.9866 | 625.3137 | 314.9866 | 625.3137
7168 | 312.5885 | 741.8158 | 312.5885 | 741.8158
7169 | 303.3027 | 903.3293 | 303.3027 | 903.3293
7170 | 305.1674 | 985.597 | 305.1674 | 985.597
7171 | 323.2669 | 1010.5205 | 323.2669 | 1010.5205
7172 | 350.114 | 1006.3093 | 350.114 | 1006.3093
7173 | 371.6927 | 1019.1194 | 371.6927 | 1019.1194
7174 | 385.6594 | 1038.6139 | 385.6594 | 1038.6139
7175 | 412.9633 | 1048.349 | 412.9633 | 1048.349
7176 | 413.8094 | 1042.1604 | 413.8094 | 1042.1604
7177 | 396.9002 | 1033.2148 | 396.9002 | 1033.2148
7178 | 394.8753 | 1001.7311 | 394.8753 | 1001.7311
7179 | 394.2852 | 952.3332 | 394.2852 | 952.3332
7180 | 395.6495 | 933.1936 | 395.6495 | 933.1936
7181 | 401.6587 | 903.9759 | 401.6587 | 903.9759
7182 | 400.0048 | 837.5516 | 400.0048 | 837.5516
7183 | 383.9399 | 762.8796 | 383.9399 | 762.8796
7184 | 385.0949 | 718.3234 | 385.0949 | 718.3234
7185 | 398.6933 | 677.9662 | 398.6933 | 677.9662
7186 | 389.7562 | 633.1826 | 389.7562 | 633.1826
7187 | 364.0913 | 601.6093 | 364.0913 | 601.6093
7188 | 340.9471 | 580.4812 | 340.9471 | 580.4812
7189 | 327.0759 | 575.0524 | 327.0759 | 575.0524
7190 | 317.6365 | 573.907 | 317.6365 | 573.907
7191 | 314.5986 | 578.5973 | 314.5986 | 578.5973
7192 | 310.6447 | 664.28 | 310.6447 | 664.28
7193 | 302.0028 | 807.7343 | 302.0028 | 807.7343
7194 | 306.3586 | 886.3476 | 306.3586 | 886.3476
7195 | 328.5623 | 925.6454 | 328.5623 | 925.6454
7196 | 356.412 | 939.3106 | 356.412 | 939.3106
7197 | 378.8282 | 952.6688 | 378.8282 | 952.6688
7198 | 394.8153 | 961.8699 | 394.8153 | 961.8699
7199 | 426.882 | 977.6654 | 426.882 | 977.6654
7200 | 422.6592 | 975.253 | 422.6592 | 975.253
7201 | 402.2535 | 960.4908 | 402.2535 | 960.4908
7202 | 398.4761 | 927.393 | 398.4761 | 927.393
7203 | 400.2081 | 872.6048 | 400.2081 | 872.6048
7204 | 398.4497 | 854.4093 | 398.4497 | 854.4093
7205 | 406.3134 | 820.7452 | 406.3134 | 820.7452
7206 | 403.6668 | 760.7772 | 403.6668 | 760.7772
7207 | 392.0459 | 716.8332 | 392.0459 | 716.8332
7208 | 388.4035 | 687.3213 | 388.4035 | 687.3213
7209 | 399.7946 | 650.0704 | 399.7946 | 650.0704
7210 | 394.755 | 606.0176 | 394.755 | 606.0176
7211 | 363.9077 | 570.3635 | 363.9077 | 570.3635
7212 | 339.4494 | 550.4232 | 339.4494 | 550.4232
7213 | 323.1213 | 546.8825 | 323.1213 | 546.8825
7214 | 315.4889 | 545.8894 | 315.4889 | 545.8894
7215 | 311.3873 | 545.3416 | 311.3873 | 545.3416
7216 | 308.4448 | 586.0742 | 308.4448 | 586.0742
7217 | 301.3721 | 716.9511 | 301.3721 | 716.9511
7218 | 307.3704 | 793.0671 | 307.3704 | 793.0671
7219 | 336.0358 | 833.0958 | 336.0358 | 833.0958
7220 | 374.4579 | 852.0904 | 374.4579 | 852.0904
7221 | 399.318 | 883.6602 | 399.318 | 883.6602
7222 | 414.8223 | 911.3164 | 414.8223 | 911.3164
7223 | 447.9852 | 925.1933 | 447.9852 | 925.1933
7224 | 442.2399 | 918.0605 | 442.2399 | 918.0605
7225 | 420.3876 | 905.0646 | 420.3876 | 905.0646
7226 | 415.8291 | 880.8289 | 415.8291 | 880.8289
7227 | 415.1291 | 844.8003 | 415.1291 | 844.8003
7228 | 418.2679 | 817.9254 | 418.2679 | 817.9254
7229 | 425.186 | 779.9979 | 425.186 | 779.9979
7230 | 420.229 | 718.1112 | 420.229 | 718.1112
7231 | 396.4599 | 684.278 | 396.4599 | 684.278
7232 | 392.2031 | 664.0849 | 392.2031 | 664.0849
7233 | 403.6095 | 630.793 | 403.6095 | 630.793
7234 | 394.2221 | 576.5078 | 394.2221 | 576.5078
7235 | 365.3926 | 528.4284 | 365.3926 | 528.4284
7236 | 339.1748 | 498.7428 | 339.1748 | 498.7428
7237 | 321.2122 | 491.974 | 321.2122 | 491.974
7238 | 313.5204 | 488.0269 | 313.5204 | 488.0269
7239 | 309.9467 | 489.1236 | 309.9467 | 489.1236
7240 | 305.6574 | 524.5268 | 305.6574 | 524.5268
7241 | 297.9097 | 620.6252 | 297.9097 | 620.6252
7242 | 306.1176 | 689.9196 | 306.1176 | 689.9196
7243 | 327.3747 | 731.2882 | 327.3747 | 731.2882
7244 | 365.0479 | 752.9933 | 365.0479 | 752.9933
7245 | 387.2357 | 770.5846 | 387.2357 | 770.5846
7246 | 407.6565 | 788.6783 | 407.6565 | 788.6783
7247 | 435.7815 | 816.6249 | 435.7815 | 816.6249
7248 | 437.7185 | 832.9112 | 437.7185 | 832.9112
7249 | 409.8052 | 843.1212 | 409.8052 | 843.1212
7250 | 404.436 | 836.7012 | 404.436 | 836.7012
7251 | 405.6093 | 792.6632 | 405.6093 | 792.6632
7252 | 407.515 | 743.6787 | 407.515 | 743.6787
7253 | 416.1294 | 701.9444 | 416.1294 | 701.9444
7254 | 412.1886 | 683.0283 | 412.1886 | 683.0283
7255 | 398.2945 | 664.9397 | 398.2945 | 664.9397
7256 | 390.1684 | 645.1121 | 390.1684 | 645.1121
7257 | 401.0981 | 616.5101 | 401.0981 | 616.5101
7258 | 395.4175 | 575.381 | 395.4175 | 575.381
7259 | 367.6851 | 542.2545 | 367.6851 | 542.2545
7260 | 339.5514 | 227.2953 | 339.5514 | 227.2953
7261 | 322.3414 | 224.5139 | 322.3414 | 224.5139
7262 | 313.7272 | 223.687 | 313.7272 | 223.687
7263 | 311.6197 | 225.0355 | 311.6197 | 225.0355
7264 | 306.2765 | 252.9055 | 306.2765 | 252.9055
7265 | 296.1074 | 330.1732 | 296.1074 | 330.1732
7266 | 306.3398 | 354.8439 | 306.3398 | 354.8439
7267 | 332.6379 | 363.2364 | 332.6379 | 363.2364
7268 | 369.0124 | 355.3687 | 369.0124 | 355.3687
7269 | 392.4727 | 358.7143 | 392.4727 | 358.7143
7270 | 410.5043 | 359.4233 | 410.5043 | 359.4233
7271 | 443.6736 | 364.4508 | 443.6736 | 364.4508
7272 | 442.7497 | 366.8559 | 442.7497 | 366.8559
7273 | 417.1569 | 356.7339 | 417.1569 | 356.7339
7274 | 412.4849 | 356.1488 | 412.4849 | 356.1488
7275 | 412.0523 | 350.8653 | 412.0523 | 350.8653
7276 | 410.5143 | 365.9019 | 410.5143 | 365.9019
7277 | 413.4289 | 380.3389 | 413.4289 | 380.3389
7278 | 411.1729 | 368.503 | 411.1729 | 368.503
7279 | 393.5132 | 353.8509 | 393.5132 | 353.8509
7280 | 384.8153 | 339.0074 | 384.8153 | 339.0074
7281 | 394.1069 | 321.9091 | 394.1069 | 321.9091
7282 | 389.1647 | 288.2614 | 389.1647 | 288.2614
7283 | 368.957 | 266.0488 | 368.957 | 266.0488
7284 | 344.6153 | 255.5414 | 344.6153 | 255.5414
7285 | 326.517 | 260.9942 | 326.517 | 260.9942
7286 | 315.287 | 271.9576 | 315.287 | 271.9576
7287 | 310.467 | 286.7481 | 310.467 | 286.7481
7288 | 304.9587 | 329.1195 | 304.9587 | 329.1195
7289 | 298.2869 | 421.0651 | 298.2869 | 421.0651
7290 | 304.3504 | 457.8665 | 304.3504 | 457.8665
7291 | 326.0468 | 473.3584 | 326.0468 | 473.3584
7292 | 356.1736 | 468.6557 | 356.1736 | 468.6557
7293 | 379.8406 | 470.9673 | 379.8406 | 470.9673
7294 | 394.5681 | 469.7975 | 394.5681 | 469.7975
7295 | 422.6406 | 473.7153 | 422.6406 | 473.7153
7296 | 423.9227 | 473.5732 | 423.9227 | 473.5732
7297 | 404.4261 | 471.2441 | 404.4261 | 471.2441
7298 | 397.7661 | 479.1328 | 397.7661 | 479.1328
7299 | 396.1807 | 473.7484 | 396.1807 | 473.7484
7300 | 394.5402 | 487.0449 | 394.5402 | 487.0449
7301 | 401.3008 | 498.3168 | 401.3008 | 498.3168
7302 | 396.0323 | 487.5149 | 396.0323 | 487.5149
7303 | 382.0109 | 473.3293 | 382.0109 | 473.3293
7304 | 376.3471 | 453.8581 | 376.3471 | 453.8581
7305 | 387.8557 | 424.5534 | 387.8557 | 424.5534
7306 | 383.403 | 382.5706 | 383.403 | 382.5706
7307 | 364.3823 | 354.5701 | 364.3823 | 354.5701
7308 | 341.8019 | 337.9469 | 341.8019 | 337.9469
7309 | 323.2334 | 334.661 | 323.2334 | 334.661
7310 | 315.3664 | 334.3512 | 315.3664 | 334.3512
7311 | 309.708 | 338.5873 | 309.708 | 338.5873
7312 | 302.6341 | 373.2036 | 302.6341 | 373.2036
7313 | 295.1073 | 464.2034 | 295.1073 | 464.2034
7314 | 297.7265 | 505.1409 | 297.7265 | 505.1409
7315 | 313.7181 | 525.9667 | 313.7181 | 525.9667
7316 | 338.6501 | 524.7317 | 338.6501 | 524.7317
7317 | 358.3667 | 522.4533 | 358.3667 | 522.4533
7318 | 376.2103 | 513.2637 | 376.2103 | 513.2637
7319 | 403.524 | 511.4692 | 403.524 | 511.4692
7320 | 406.295 | 507.4685 | 406.295 | 507.4685
7321 | 390.971 | 496.4512 | 390.971 | 496.4512
7322 | 383.9834 | 489.5107 | 383.9834 | 489.5107
7323 | 379.4374 | 473.8114 | 379.4374 | 473.8114
7324 | 382.2068 | 474.1702 | 382.2068 | 474.1702
7325 | 388.8365 | 469.995 | 388.8365 | 469.995
7326 | 385.2851 | 441.5268 | 385.2851 | 441.5268
7327 | 374.6392 | 418.5269 | 374.6392 | 418.5269
7328 | 371.4416 | 394.8187 | 371.4416 | 394.8187
7329 | 384.0511 | 372.8529 | 384.0511 | 372.8529
7330 | 378.9638 | 336.5446 | 378.9638 | 336.5446
7331 | 357.7352 | 310.1077 | 357.7352 | 310.1077
7332 | 338.2035 | 296.0569 | 338.2035 | 296.0569
7333 | 322.512 | 295.0409 | 322.512 | 295.0409
7334 | 312.9189 | 296.862 | 312.9189 | 296.862
7335 | 309.0679 | 302.6492 | 309.0679 | 302.6492
7336 | 303.214 | 338.0977 | 303.214 | 338.0977
7337 | 294.5579 | 430.1064 | 294.5579 | 430.1064
7338 | 297.4792 | 470.9177 | 297.4792 | 470.9177
7339 | 314.5187 | 488.2128 | 314.5187 | 488.2128
7340 | 341.4984 | 486.3473 | 341.4984 | 486.3473
7341 | 361.9799 | 489.6551 | 361.9799 | 489.6551
7342 | 379.5711 | 483.4161 | 379.5711 | 483.4161
7343 | 409.1159 | 477.0569 | 409.1159 | 477.0569
7344 | 407.4812 | 466.9782 | 407.4812 | 466.9782
7345 | 389.6493 | 461.0301 | 389.6493 | 461.0301
7346 | 386.1854 | 457.8852 | 386.1854 | 457.8852
7347 | 384.227 | 439.6513 | 384.227 | 439.6513
7348 | 389.6968 | 438.1691 | 389.6968 | 438.1691
7349 | 396.027 | 430.9927 | 396.027 | 430.9927
7350 | 386.2051 | 404.3655 | 386.2051 | 404.3655
7351 | 374.31 | 379.2471 | 374.31 | 379.2471
7352 | 369.8795 | 359.8011 | 369.8795 | 359.8011
7353 | 382.4032 | 342.0723 | 382.4032 | 342.0723
7354 | 380.3594 | 307.7184 | 380.3594 | 307.7184
7355 | 357.4537 | 285.4554 | 357.4537 | 285.4554
7356 | 336.288 | 277.3187 | 336.288 | 277.3187
7357 | 319.395 | 280.8295 | 319.395 | 280.8295
7358 | 310.5176 | 286.4085 | 310.5176 | 286.4085
7359 | 305.6778 | 294.6293 | 305.6778 | 294.6293
7360 | 299.6595 | 332.7764 | 299.6595 | 332.7764
7361 | 292.0678 | 425.4407 | 292.0678 | 425.4407
7362 | 299.0398 | 464.6002 | 299.0398 | 464.6002
7363 | 320.7136 | 477.6205 | 320.7136 | 477.6205
7364 | 355.695 | 465.9446 | 355.695 | 465.9446
7365 | 374.2282 | 459.4671 | 374.2282 | 459.4671
7366 | 396.3516 | 450.1009 | 396.3516 | 450.1009
7367 | 430.6998 | 447.7516 | 430.6998 | 447.7516
7368 | 426.9147 | 442.1873 | 426.9147 | 442.1873
7369 | 403.7467 | 431.8761 | 403.7467 | 431.8761
7370 | 399.1274 | 428.5042 | 399.1274 | 428.5042
7371 | 398.4037 | 417.7858 | 398.4037 | 417.7858
7372 | 403.6554 | 425.6601 | 403.6554 | 425.6601
7373 | 407.4308 | 431.3962 | 407.4308 | 431.3962
7374 | 402.9137 | 412.5115 | 402.9137 | 412.5115
7375 | 387.8058 | 393.2441 | 387.8058 | 393.2441
7376 | 382.0523 | 371.3896 | 382.0523 | 371.3896
7377 | 393.4852 | 345.54 | 393.4852 | 345.54
7378 | 389.4544 | 303.6833 | 389.4544 | 303.6833
7379 | 360.691 | 274.7748 | 360.691 | 274.7748
7380 | 340.5089 | 257.9625 | 340.5089 | 257.9625
7381 | 321.7182 | 253.567 | 321.7182 | 253.567
7382 | 312.4286 | 251.1261 | 312.4286 | 251.1261
7383 | 308.9292 | 254.82 | 308.9292 | 254.82
7384 | 302.9641 | 295.9177 | 302.9641 | 295.9177
7385 | 294.8115 | 392.239 | 294.8115 | 392.239
7386 | 304.476 | 432.155 | 304.476 | 432.155
7387 | 328.8862 | 446.2976 | 328.8862 | 446.2976
7388 | 370.1446 | 437.0301 | 370.1446 | 437.0301
7389 | 395.713 | 429.5817 | 395.713 | 429.5817
7390 | 407.9916 | 418.4879 | 407.9916 | 418.4879
7391 | 441.0219 | 415.4325 | 441.0219 | 415.4325
7392 | 434.5123 | 410.8265 | 434.5123 | 410.8265
7393 | 410.9921 | 402.5077 | 410.9921 | 402.5077
7394 | 406.0408 | 403.9024 | 406.0408 | 403.9024
7395 | 408.6454 | 396.2986 | 408.6454 | 396.2986
7396 | 410.4561 | 404.0468 | 410.4561 | 404.0468
7397 | 419.5441 | 406.1261 | 419.5441 | 406.1261
7398 | 412.4553 | 388.641 | 412.4553 | 388.641
7399 | 391.5933 | 369.5754 | 391.5933 | 369.5754
7400 | 387.2708 | 352.6513 | 387.2708 | 352.6513
7401 | 395.1624 | 333.8002 | 395.1624 | 333.8002
7402 | 388.5648 | 296.2308 | 388.5648 | 296.2308
7403 | 360.9114 | 269.8444 | 360.9114 | 269.8444
7404 | 340.8428 | 254.747 | 340.8428 | 254.747
7405 | 326.3101 | 251.3477 | 326.3101 | 251.3477
7406 | 317.1873 | 250.2812 | 317.1873 | 250.2812
7407 | 310.1472 | 254.3786 | 310.1472 | 254.3786
7408 | 303.6951 | 286.2838 | 303.6951 | 286.2838
7409 | 296.1321 | 368.7594 | 296.1321 | 368.7594
7410 | 307.1024 | 396.9609 | 307.1024 | 396.9609
7411 | 331.1781 | 402.7683 | 331.1781 | 402.7683
7412 | 371.8451 | 388.1291 | 371.8451 | 388.1291
7413 | 397.9325 | 382.9504 | 397.9325 | 382.9504
7414 | 416.9956 | 375.8035 | 416.9956 | 375.8035
7415 | 446.7137 | 374.7026 | 446.7137 | 374.7026
7416 | 443.0826 | 372.8961 | 443.0826 | 372.8961
7417 | 414.7431 | 365.523 | 414.7431 | 365.523
7418 | 412.0538 | 368.0273 | 412.0538 | 368.0273
7419 | 409.7158 | 359.1247 | 409.7158 | 359.1247
7420 | 409.794 | 367.9321 | 409.794 | 367.9321
7421 | 417.0418 | 378.8257 | 417.0418 | 378.8257
7422 | 412.5865 | 371.1259 | 412.5865 | 371.1259
7423 | 392.1598 | 361.1141 | 392.1598 | 361.1141
7424 | 384.4607 | 347.4434 | 384.4607 | 347.4434
7425 | 392.9921 | 329.8407 | 392.9921 | 329.8407
7426 | 389.0619 | 294.7807 | 389.0619 | 294.7807
7427 | 364.2127 | 270.9667 | 364.2127 | 270.9667
7428 | 338.382 | 258.7443 | 338.382 | 258.7443
7429 | 322.9759 | 258.2201 | 322.9759 | 258.2201
7430 | 316.3032 | 259.8017 | 316.3032 | 259.8017
7431 | 310.6367 | 270.1157 | 310.6367 | 270.1157
7432 | 304.1617 | 310.873 | 304.1617 | 310.873
7433 | 298.4627 | 406.652 | 298.4627 | 406.652
7434 | 308.7622 | 451.1833 | 308.7622 | 451.1833
7435 | 332.1348 | 472.0974 | 332.1348 | 472.0974
7436 | 371.0011 | 468.8953 | 371.0011 | 468.8953
7437 | 397.3716 | 465.7216 | 397.3716 | 465.7216
7438 | 416.7222 | 455.0187 | 416.7222 | 455.0187
7439 | 441.797 | 447.6002 | 441.797 | 447.6002
7440 | 434.1286 | 436.9542 | 434.1286 | 436.9542
7441 | 406.4532 | 422.1791 | 406.4532 | 422.1791
7442 | 404.5649 | 415.0999 | 404.5649 | 415.0999
7443 | 408.5153 | 402.9566 | 408.5153 | 402.9566
7444 | 409.3827 | 409.9734 | 409.3827 | 409.9734
7445 | 410.3924 | 412.1788 | 410.3924 | 412.1788
7446 | 411.6688 | 388.2627 | 411.6688 | 388.2627
7447 | 390.231 | 367.583 | 390.231 | 367.583
7448 | 382.6094 | 347.2543 | 382.6094 | 347.2543
7449 | 390.2107 | 325.0616 | 390.2107 | 325.0616
7450 | 386.2119 | 286.496 | 386.2119 | 286.496
7451 | 364.8318 | 259.4791 | 364.8318 | 259.4791
7452 | 341.8489 | 244.2682 | 341.8489 | 244.2682
7453 | 325.8745 | 241.1085 | 325.8745 | 241.1085
7454 | 317.1417 | 239.8024 | 317.1417 | 239.8024
7455 | 311.4511 | 241.1509 | 311.4511 | 241.1509
7456 | 302.783 | 270.7989 | 302.783 | 270.7989
7457 | 297.6173 | 355.8973 | 297.6173 | 355.8973
7458 | 302.5453 | 394.4515 | 302.5453 | 394.4515
7459 | 322.7879 | 413.3985 | 322.7879 | 413.3985
7460 | 354.2845 | 406.5143 | 354.2845 | 406.5143
7461 | 379.7062 | 398.1579 | 379.7062 | 398.1579
7462 | 399.9662 | 380.7592 | 399.9662 | 380.7592
7463 | 428.3511 | 372.2941 | 428.3511 | 372.2941
7464 | 424.4951 | 366.5659 | 424.4951 | 366.5659
7465 | 401.8116 | 360.3782 | 401.8116 | 360.3782
7466 | 398.599 | 365.0262 | 398.599 | 365.0262
7467 | 399.5572 | 357.6494 | 399.5572 | 357.6494
7468 | 400.866 | 367.5034 | 400.866 | 367.5034
7469 | 404.9601 | 374.9797 | 404.9601 | 374.9797
7470 | 398.7686 | 361.0758 | 398.7686 | 361.0758
7471 | 383.0391 | 344.86 | 383.0391 | 344.86
7472 | 373.5549 | 326.5741 | 373.5549 | 326.5741
7473 | 381.6137 | 301.5442 | 381.6137 | 301.5442
7474 | 385.8939 | 257.7455 | 385.8939 | 257.7455
7475 | 367.4862 | 226.4539 | 367.4862 | 226.4539
7476 | 345.6902 | 208.8849 | 345.6902 | 208.8849
7477 | 327.1838 | 208.3102 | 327.1838 | 208.3102
7478 | 317.7234 | 214.6079 | 317.7234 | 214.6079
7479 | 310.9196 | 227.0783 | 310.9196 | 227.0783
7480 | 301.1835 | 270.2945 | 301.1835 | 270.2945
7481 | 294.1007 | 369.8943 | 294.1007 | 369.8943
7482 | 299.1411 | 412.9502 | 299.1411 | 412.9502
7483 | 315.3736 | 426.3488 | 315.3736 | 426.3488
7484 | 340.974 | 416.35 | 340.974 | 416.35
7485 | 362.9255 | 407.9306 | 362.9255 | 407.9306
7486 | 381.0814 | 395.0714 | 381.0814 | 395.0714
7487 | 408.2666 | 388.1952 | 408.2666 | 388.1952
7488 | 408.0453 | 377.0195 | 408.0453 | 377.0195
7489 | 393.5157 | 362.1309 | 393.5157 | 362.1309
7490 | 389.9941 | 355.3922 | 389.9941 | 355.3922
7491 | 390.5052 | 348.0785 | 390.5052 | 348.0785
7492 | 393.6993 | 361.6146 | 393.6993 | 361.6146
7493 | 397.8052 | 372.5712 | 397.8052 | 372.5712
7494 | 393.3936 | 358.0621 | 393.3936 | 358.0621
7495 | 380.5595 | 340.9384 | 380.5595 | 340.9384
7496 | 375.1325 | 323.3208 | 375.1325 | 323.3208
7497 | 381.4602 | 302.9186 | 381.4602 | 302.9186
7498 | 384.3527 | 264.9962 | 384.3527 | 264.9962
7499 | 366.8185 | 235.6591 | 366.8185 | 235.6591
7500 | 344.1147 | 221.974 | 344.1147 | 221.974
7501 | 328.1081 | 223.2025 | 328.1081 | 223.2025
7502 | 319.7128 | 226.7638 | 319.7128 | 226.7638
7503 | 316.1324 | 234.1019 | 316.1324 | 234.1019
7504 | 302.4536 | 267.8356 | 302.4536 | 267.8356
7505 | 296.6044 | 348.4197 | 296.6044 | 348.4197
7506 | 302.2468 | 374.7549 | 302.2468 | 374.7549
7507 | 317.4304 | 380.638 | 317.4304 | 380.638
7508 | 343.7764 | 367.1211 | 343.7764 | 367.1211
7509 | 364.1717 | 357.5037 | 364.1717 | 357.5037
7510 | 382.6941 | 344.5185 | 382.6941 | 344.5185
7511 | 411.9502 | 337.4783 | 411.9502 | 337.4783
7512 | 411.6547 | 326.6935 | 411.6547 | 326.6935
7513 | 394.1937 | 316.1049 | 394.1937 | 316.1049
7514 | 390.0323 | 320.2485 | 390.0323 | 320.2485
7515 | 385.5431 | 319.6307 | 385.5431 | 319.6307
7516 | 386.8792 | 340.4931 | 386.8792 | 340.4931
7517 | 392.7233 | 357.7925 | 392.7233 | 357.7925
7518 | 384.8763 | 346.9528 | 384.8763 | 346.9528
7519 | 367.9836 | 329.3877 | 367.9836 | 329.3877
7520 | 364.877 | 309.5508 | 364.877 | 309.5508
7521 | 372.8943 | 286.5384 | 372.8943 | 286.5384
7522 | 377.3488 | 245.4635 | 377.3488 | 245.4635
7523 | 361.5318 | 215.6472 | 361.5318 | 215.6472
7524 | 338.9562 | 198.6583 | 338.9562 | 198.6583
7525 | 323.0594 | 195.7004 | 323.0594 | 195.7004
7526 | 313.8615 | 197.8494 | 313.8615 | 197.8494
7527 | 306.3754 | 208.4409 | 306.3754 | 208.4409
7528 | 296.2787 | 244.6334 | 296.2787 | 244.6334
7529 | 290.3825 | 326.9451 | 290.3825 | 326.9451
7530 | 298.6136 | 356.2184 | 298.6136 | 356.2184
7531 | 320.466 | 365.7836 | 320.466 | 365.7836
7532 | 349.4844 | 354.7634 | 349.4844 | 354.7634
7533 | 372.0384 | 348.0715 | 372.0384 | 348.0715
7534 | 390.4937 | 336.1203 | 390.4937 | 336.1203
7535 | 418.9725 | 329.698 | 418.9725 | 329.698
7536 | 413.252 | 317.4379 | 413.252 | 317.4379
7537 | 391.258 | 302.7133 | 391.258 | 302.7133
7538 | 393.4185 | 300.6528 | 393.4185 | 300.6528
7539 | 394.2029 | 290.1614 | 394.2029 | 290.1614
7540 | 391.7962 | 300.0028 | 391.7962 | 300.0028
7541 | 397.5258 | 304.6419 | 397.5258 | 304.6419
7542 | 392.7783 | 283.853 | 392.7783 | 283.853
7543 | 374.7774 | 259.6426 | 374.7774 | 259.6426
7544 | 369.1606 | 235.5435 | 369.1606 | 235.5435
7545 | 374.1471 | 208.6347 | 374.1471 | 208.6347
7546 | 378.633 | 167.6228 | 378.633 | 167.6228
7547 | 359.5945 | 142.6235 | 359.5945 | 142.6235
7548 | 335.2162 | 131.3847 | 335.2162 | 131.3847
7549 | 318.6525 | 134.6182 | 318.6525 | 134.6182
7550 | 309.1451 | 143.2739 | 309.1451 | 143.2739
7551 | 305.3329 | 159.7794 | 305.3329 | 159.7794
7552 | 292.4132 | 209.1241 | 292.4132 | 209.1241
7553 | 290.0556 | 310.174 | 290.0556 | 310.174
7554 | 298.0346 | 351.805 | 298.0346 | 351.805
7555 | 324.9277 | 366.6663 | 324.9277 | 366.6663
7556 | 363.0674 | 359.7443 | 363.0674 | 359.7443
7557 | 390.7351 | 357.6803 | 390.7351 | 357.6803
7558 | 411.4576 | 351.8322 | 411.4576 | 351.8322
7559 | 440.9507 | 350.5926 | 440.9507 | 350.5926
7560 | 433.409 | 336.3275 | 433.409 | 336.3275
7561 | 407.471 | 308.9551 | 407.471 | 308.9551
7562 | 403.3102 | 293.957 | 403.3102 | 293.957
7563 | 406.998 | 278.5603 | 406.998 | 278.5603
7564 | 407.968 | 283.9 | 407.968 | 283.9
7565 | 414.7579 | 287.2781 | 414.7579 | 287.2781
7566 | 406.6544 | 263.5133 | 406.6544 | 263.5133
7567 | 385.0204 | 239.3281 | 385.0204 | 239.3281
7568 | 376.8775 | 217.0322 | 376.8775 | 217.0322
7569 | 384.0164 | 192.0401 | 384.0164 | 192.0401
7570 | 383.6525 | 151.5453 | 383.6525 | 151.5453
7571 | 362.8104 | 125.121 | 362.8104 | 125.121
7572 | 336.5978 | 112.7095 | 336.5978 | 112.7095
7573 | 320.1559 | 114.4424 | 320.1559 | 114.4424
7574 | 313.1567 | 121.3454 | 313.1567 | 121.3454
7575 | 305.5149 | 137.9896 | 305.5149 | 137.9896
7576 | 295.421 | 188.2043 | 295.421 | 188.2043
7577 | 289.7684 | 294.046 | 289.7684 | 294.046
7578 | 301.3656 | 341.2631 | 301.3656 | 341.2631
7579 | 325.7898 | 359.5417 | 325.7898 | 359.5417
7580 | 363.2921 | 352.998 | 363.2921 | 352.998
7581 | 389.4916 | 348.7651 | 389.4916 | 348.7651
7582 | 408.5908 | 340.2437 | 408.5908 | 340.2437
7583 | 435.5578 | 337.037 | 435.5578 | 337.037
7584 | 432.5087 | 328.9507 | 432.5087 | 328.9507
7585 | 403.0556 | 316.5715 | 403.0556 | 316.5715
7586 | 401.8387 | 312.4809 | 401.8387 | 312.4809
7587 | 403.9711 | 300.7159 | 403.9711 | 300.7159
7588 | 405.5704 | 303.7605 | 405.5704 | 303.7605
7589 | 413.6171 | 299.5097 | 413.6171 | 299.5097
7590 | 409.8497 | 272.252 | 409.8497 | 272.252
7591 | 388.7086 | 242.2914 | 388.7086 | 242.2914
7592 | 378.85 | 218.4319 | 378.85 | 218.4319
7593 | 385.6272 | 192.1662 | 385.6272 | 192.1662
7594 | 386.1577 | 149.5907 | 386.1577 | 149.5907
7595 | 364.2031 | 122.1829 | 364.2031 | 122.1829
7596 | 343.1867 | 109.4057 | 343.1867 | 109.4057
7597 | 323.0046 | 112.1852 | 323.0046 | 112.1852
7598 | 316.6323 | 121.0301 | 316.6323 | 121.0301
7599 | 309.9348 | 138.2418 | 309.9348 | 138.2418
7600 | 299.3923 | 190.7263 | 299.3923 | 190.7263
7601 | 293.7926 | 297.7785 | 293.7926 | 297.7785
7602 | 303.7856 | 347.8455 | 303.7856 | 347.8455
7603 | 327.8453 | 370.0836 | 327.8453 | 370.0836
7604 | 362.356 | 365.4187 | 362.356 | 365.4187
7605 | 392.5432 | 360.5301 | 392.5432 | 360.5301
7606 | 411.2529 | 351.3782 | 411.2529 | 351.3782
7607 | 439.018 | 345.6369 | 439.018 | 345.6369
7608 | 432.4539 | 334.0577 | 432.4539 | 334.0577
7609 | 406.6799 | 317.0507 | 406.6799 | 317.0507
7610 | 399.1268 | 308.1683 | 399.1268 | 308.1683
7611 | 402.6248 | 292.7716 | 402.6248 | 292.7716
7612 | 402.7865 | 299.0697 | 402.7865 | 299.0697
7613 | 404.9508 | 302.2334 | 404.9508 | 302.2334
7614 | 400.0997 | 285.8958 | 400.0997 | 285.8958
7615 | 382.0081 | 267.0698 | 382.0081 | 267.0698
7616 | 370.4973 | 247.1068 | 370.4973 | 247.1068
7617 | 374.1406 | 223.6783 | 374.1406 | 223.6783
7618 | 378.8785 | 182.162 | 378.8785 | 182.162
7619 | 361.1134 | 153.5815 | 361.1134 | 153.5815
7620 | 340.6161 | 138.5471 | 340.6161 | 138.5471
7621 | 323.6084 | 137.9346 | 323.6084 | 137.9346
7622 | 311.6396 | 142.2903 | 311.6396 | 142.2903
7623 | 308.6319 | 152.8314 | 308.6319 | 152.8314
7624 | 295.7576 | 196.8673 | 295.7576 | 196.8673
7625 | 292.0098 | 298.2955 | 292.0098 | 298.2955
7626 | 300.5 | 346.3071 | 300.5 | 346.3071
7627 | 319.9677 | 367.2338 | 319.9677 | 367.2338
7628 | 349.4075 | 365.8727 | 349.4075 | 365.8727
7629 | 373.6604 | 370.0884 | 373.6604 | 370.0884
7630 | 392.5578 | 370.2426 | 392.5578 | 370.2426
7631 | 417.2927 | 366.0523 | 417.2927 | 366.0523
7632 | 417.1744 | 342.6576 | 417.1744 | 342.6576
7633 | 396.5229 | 323.86 | 396.5229 | 323.86
7634 | 388.9736 | 314.2336 | 388.9736 | 314.2336
7635 | 388.2522 | 295.5458 | 388.2522 | 295.5458
7636 | 389.4566 | 297.9474 | 389.4566 | 297.9474
7637 | 391.1461 | 301.3003 | 391.1461 | 301.3003
7638 | 384.9493 | 285.2527 | 384.9493 | 285.2527
7639 | 370.4008 | 267.2085 | 370.4008 | 267.2085
7640 | 361.4404 | 246.0854 | 361.4404 | 246.0854
7641 | 368.6521 | 221.005 | 368.6521 | 221.005
7642 | 372.2019 | 180.3084 | 372.2019 | 180.3084
7643 | 354.4944 | 156.8096 | 354.4944 | 156.8096
7644 | 334.6745 | 144.0072 | 334.6745 | 144.0072
7645 | 316.0599 | 144.353 | 316.0599 | 144.353
7646 | 305.9269 | 148.9862 | 305.9269 | 148.9862
7647 | 300.2001 | 158.695 | 300.2001 | 158.695
7648 | 288.4279 | 198.3552 | 288.4279 | 198.3552
7649 | 283.6846 | 294.3612 | 283.6846 | 294.3612
7650 | 288.9326 | 338.4637 | 288.9326 | 338.4637
7651 | 305.1588 | 362.4294 | 305.1588 | 362.4294
7652 | 328.1453 | 360.0722 | 328.1453 | 360.0722
7653 | 350.2748 | 355.587 | 350.2748 | 355.587
7654 | 369.4865 | 349.058 | 369.4865 | 349.058
7655 | 395.5272 | 347.6166 | 395.5272 | 347.6166
7656 | 396.747 | 338.6098 | 396.747 | 338.6098
7657 | 379.8049 | 324.8562 | 379.8049 | 324.8562
7658 | 377.9451 | 318.6975 | 377.9451 | 318.6975
7659 | 376.1187 | 301.8255 | 376.1187 | 301.8255
7660 | 379.7144 | 305.362 | 379.7144 | 305.362
7661 | 379.895 | 307.6304 | 379.895 | 307.6304
7662 | 372.802 | 284.3448 | 372.802 | 284.3448
7663 | 363.8334 | 257.8268 | 363.8334 | 257.8268
7664 | 357.8177 | 230.26 | 357.8177 | 230.26
7665 | 360.3881 | 203.1116 | 360.3881 | 203.1116
7666 | 365.587 | 159.9182 | 365.587 | 159.9182
7667 | 351.8764 | 130.4928 | 351.8764 | 130.4928
7668 | 334.2641 | 115.0045 | 334.2641 | 115.0045
7669 | 318.5019 | 113.7615 | 318.5019 | 113.7615
7670 | 307.2096 | 117.4111 | 307.2096 | 117.4111
7671 | 301.8209 | 127.082 | 301.8209 | 127.082
7672 | 289.8064 | 167.7259 | 289.8064 | 167.7259
7673 | 283.3291 | 257.3765 | 283.3291 | 257.3765
7674 | 288.1898 | 292.4756 | 288.1898 | 292.4756
7675 | 299.018 | 308.3835 | 299.018 | 308.3835
7676 | 319.1541 | 305.875 | 319.1541 | 305.875
7677 | 340.4948 | 307.1399 | 340.4948 | 307.1399
7678 | 363.433 | 300.7244 | 363.433 | 300.7244
7679 | 389.2333 | 299.9388 | 389.2333 | 299.9388
7680 | 391.4891 | 292.0921 | 391.4891 | 292.0921
7681 | 379.6423 | 280.3055 | 379.6423 | 280.3055
7682 | 375.6945 | 280.6536 | 375.6945 | 280.6536
7683 | 371.8364 | 275.017 | 371.8364 | 275.017
7684 | 373.7726 | 288.0486 | 373.7726 | 288.0486
7685 | 380.8278 | 291.9816 | 380.8278 | 291.9816
7686 | 372.6469 | 259.7808 | 372.6469 | 259.7808
7687 | 361.4778 | 227.3739 | 361.4778 | 227.3739
7688 | 355.5428 | 198.9875 | 355.5428 | 198.9875
7689 | 362.1254 | 170.8682 | 362.1254 | 170.8682
7690 | 367.0142 | 128.4692 | 367.0142 | 128.4692
7691 | 352.1728 | 100.6074 | 352.1728 | 100.6074
7692 | 330.3651 | 85.8757 | 330.3651 | 85.8757
7693 | 314.1626 | 86.1459 | 314.1626 | 86.1459
7694 | 305.1233 | 91.9896 | 305.1233 | 91.9896
7695 | 297.3902 | 104.0564 | 297.3902 | 104.0564
7696 | 286.0122 | 147.8653 | 286.0122 | 147.8653
7697 | 283.3665 | 242.459 | 283.3665 | 242.459
7698 | 288.889 | 281.0132 | 288.889 | 281.0132
7699 | 304.4725 | 296.152 | 304.4725 | 296.152
7700 | 331.7573 | 289.8352 | 331.7573 | 289.8352
7701 | 350.1612 | 288.4143 | 350.1612 | 288.4143
7702 | 372.4654 | 284.9495 | 372.4654 | 284.9495
7703 | 400.8623 | 286.9002 | 400.8623 | 286.9002
7704 | 400.6965 | 281.0584 | 400.6965 | 281.0584
7705 | 382.0961 | 272.9414 | 382.0961 | 272.9414
7706 | 375.6917 | 276.3284 | 375.6917 | 276.3284
7707 | 382.7871 | 270.7044 | 382.7871 | 270.7044
7708 | 383.7783 | 281.2771 | 383.7783 | 281.2771
7709 | 388.0861 | 287.4168 | 388.0861 | 287.4168
7710 | 380.3195 | 263.6899 | 380.3195 | 263.6899
7711 | 367.157 | 234.3472 | 367.157 | 234.3472
7712 | 361.1092 | 199.1389 | 361.1092 | 199.1389
7713 | 363.39 | 154.6771 | 363.39 | 154.6771
7714 | 371.0622 | 99.1261 | 371.0622 | 99.1261
7715 | 354.1248 | 69.2215 | 354.1248 | 69.2215
7716 | 332.1296 | 53.8089 | 332.1296 | 53.8089
7717 | 314.0637 | 53.562 | 314.0637 | 53.562
7718 | 305.5566 | 59.267 | 305.5566 | 59.267
7719 | 296.2696 | 71.6743 | 296.2696 | 71.6743
7720 | 285.4719 | 117.6269 | 285.4719 | 117.6269
7721 | 282.8211 | 224.1117 | 282.8211 | 224.1117
7722 | 288.576 | 275.6288 | 288.576 | 275.6288
7723 | 311.4108 | 300.3132 | 311.4108 | 300.3132
7724 | 346.6552 | 298.8765 | 346.6552 | 298.8765
7725 | 369.3686 | 297.8969 | 369.3686 | 297.8969
7726 | 391.474 | 282.6167 | 391.474 | 282.6167
7727 | 423.3186 | 274.5677 | 423.3186 | 274.5677
7728 | 419.8934 | 267.0363 | 419.8934 | 267.0363
7729 | 396.4012 | 256.7251 | 396.4012 | 256.7251
7730 | 391.5539 | 258.3215 | 391.5539 | 258.3215
7731 | 394.1903 | 252.004 | 394.1903 | 252.004
7732 | 397.6709 | 263.3711 | 397.6709 | 263.3711
7733 | 400.923 | 270.3935 | 400.923 | 270.3935
7734 | 396.7279 | 244.5229 | 396.7279 | 244.5229
7735 | 376.8416 | 202.192 | 376.8416 | 202.192
7736 | 370.9086 | 151.3601 | 370.9086 | 151.3601
7737 | 372.8773 | 103.5945 | 372.8773 | 103.5945
7738 | 374.4906 | 55.6725 | 374.4906 | 55.6725
7739 | 354.0894 | 32.1611 | 354.0894 | 32.1611
7740 | 331.5097 | 19.283 | 331.5097 | 19.283
7741 | 312.8098 | 17.6365 | 312.8098 | 17.6365
7742 | 304.6852 | 17.5158 | 304.6852 | 17.5158
7743 | 297.3253 | 28.7503 | 297.3253 | 28.7503
7744 | 287.1754 | 71.1091 | 287.1754 | 71.1091
7745 | 282.7756 | 165.2362 | 282.7756 | 165.2362
7746 | 292.1256 | 206.7033 | 292.1256 | 206.7033
7747 | 315.9021 | 232.6739 | 315.9021 | 232.6739
7748 | 358.072 | 238.9796 | 358.072 | 238.9796
7749 | 385.2739 | 244.3176 | 385.2739 | 244.3176
7750 | 406.1986 | 244.5979 | 406.1986 | 244.5979
7751 | 439.0061 | 246.8512 | 439.0061 | 246.8512
7752 | 434.0025 | 235.2342 | 434.0025 | 235.2342
7753 | 407.3425 | 218.3028 | 407.3425 | 218.3028
7754 | 398.2004 | 213.5817 | 398.2004 | 213.5817
7755 | 399.5261 | 199.9 | 399.5261 | 199.9
7756 | 402.848 | 207.4716 | 402.848 | 207.4716
7757 | 404.2062 | 210.0679 | 404.2062 | 210.0679
7758 | 397.4697 | 181.4988 | 397.4697 | 181.4988
7759 | 377.0856 | 153.8206 | 377.0856 | 153.8206
7760 | 364.2082 | 128.9902 | 364.2082 | 128.9902
7761 | 369.5264 | 104.3637 | 369.5264 | 104.3637
7762 | 373.0979 | 65.1677 | 373.0979 | 65.1677
7763 | 353.4032 | 39.6135 | 353.4032 | 39.6135
7764 | 329.7581 | 28.0217 | 329.7581 | 28.0217
7765 | 312.1227 | 29.9689 | 312.1227 | 29.9689
7766 | 303.48 | 35.5731 | 303.48 | 35.5731
7767 | 296.1994 | 47.5012 | 296.1994 | 47.5012
7768 | 286.0697 | 88.7881 | 286.0697 | 88.7881
7769 | 282.3247 | 185.7272 | 282.3247 | 185.7272
7770 | 289.9591 | 233.3731 | 289.9591 | 233.3731
7771 | 313.5548 | 260.92 | 313.5548 | 260.92
7772 | 352.487 | 260.8704 | 352.487 | 260.8704
7773 | 384.4965 | 261.5931 | 384.4965 | 261.5931
7774 | 405.8165 | 256.262 | 405.8165 | 256.262
7775 | 434.7704 | 251.2395 | 434.7704 | 251.2395
7776 | 431.872 | 234.528 | 431.872 | 234.528
7777 | 405.6741 | 216.6005 | 405.6741 | 216.6005
7778 | 402.2747 | 212.9008 | 402.2747 | 212.9008
7779 | 400.5059 | 202.422 | 400.5059 | 202.422
7780 | 396.857 | 208.266 | 396.857 | 208.266
7781 | 401.4767 | 211.1019 | 401.4767 | 211.1019
7782 | 397.9844 | 190.1996 | 397.9844 | 190.1996
7783 | 375.6929 | 165.8378 | 375.6929 | 165.8378
7784 | 362.3592 | 145.5217 | 362.3592 | 145.5217
7785 | 362.1754 | 121.1096 | 362.1754 | 121.1096
7786 | 365.4549 | 77.0588 | 365.4549 | 77.0588
7787 | 351.5292 | 45.1619 | 351.5292 | 45.1619
7788 | 329.8961 | 26.2185 | 329.8961 | 26.2185
7789 | 311.5219 | 21.142 | 311.5219 | 21.142
7790 | 302.5392 | 21.5761 | 302.5392 | 21.5761
7791 | 294.6933 | 31.4488 | 294.6933 | 31.4488
7792 | 282.6059 | 76.9223 | 282.6059 | 76.9223
7793 | 279.1088 | 171.0367 | 279.1088 | 171.0367
7794 | 286.1548 | 211.3815 | 286.1548 | 211.3815
7795 | 304.9384 | 234.5023 | 304.9384 | 234.5023
7796 | 338.6205 | 241.0098 | 338.6205 | 241.0098
7797 | 363.8619 | 251.3791 | 363.8619 | 251.3791
7798 | 386.4776 | 251.2685 | 386.4776 | 251.2685
7799 | 414.6822 | 248.087 | 414.6822 | 248.087
7800 | 413.1098 | 234.3767 | 413.1098 | 234.3767
7801 | 395.8836 | 221.9471 | 395.8836 | 221.9471
7802 | 391.1887 | 220.1514 | 391.1887 | 220.1514
7803 | 390.6294 | 210.2527 | 390.6294 | 210.2527
7804 | 391.7298 | 221.8973 | 391.7298 | 221.8973
7805 | 393.8353 | 233.3836 | 393.8353 | 233.3836
7806 | 386.8992 | 216.529 | 386.8992 | 216.529
7807 | 370.7994 | 194.0587 | 370.7994 | 194.0587
7808 | 360.1304 | 169.2409 | 360.1304 | 169.2409
7809 | 360.523 | 137.4772 | 360.523 | 137.4772
7810 | 364.8355 | 81.2705 | 364.8355 | 81.2705
7811 | 351.1415 | 41.6311 | 351.1415 | 41.6311
7812 | 331.8331 | 19.283 | 331.8331 | 19.283
7813 | 315.2784 | 17.6365 | 315.2784 | 17.6365
7814 | 304.6205 | 17.5158 | 304.6205 | 17.5158
7815 | 295.8438 | 21.4871 | 295.8438 | 21.4871
7816 | 284.502 | 66.847 | 284.502 | 66.847
7817 | 280.5033 | 169.3344 | 280.5033 | 169.3344
7818 | 284.8234 | 217.8252 | 284.8234 | 217.8252
7819 | 299.4648 | 243.0392 | 299.4648 | 243.0392
7820 | 324.6732 | 243.1535 | 324.6732 | 243.1535
7821 | 350.1772 | 248.0501 | 350.1772 | 248.0501
7822 | 372.3578 | 245.7959 | 372.3578 | 245.7959
7823 | 399.6879 | 239.4114 | 399.6879 | 239.4114
7824 | 402.2705 | 219.8754 | 402.2705 | 219.8754
7825 | 384.4311 | 195.5799 | 384.4311 | 195.5799
7826 | 382.8744 | 185.7139 | 382.8744 | 185.7139
7827 | 382.0911 | 169.3463 | 382.0911 | 169.3463
7828 | 385.0227 | 167.1579 | 385.0227 | 167.1579
7829 | 385.6526 | 157.7874 | 385.6526 | 157.7874
7830 | 378.4783 | 131.5133 | 378.4783 | 131.5133
7831 | 362.3161 | 119.1183 | 362.3161 | 119.1183
7832 | 356.2297 | 106.0402 | 356.2297 | 106.0402
7833 | 358.3623 | 89.648 | 358.3623 | 89.648
7834 | 363.0182 | 55.6725 | 363.0182 | 55.6725
7835 | 349.2462 | 32.1611 | 349.2462 | 32.1611
7836 | 329.0505 | 19.283 | 329.0505 | 19.283
7837 | 312.0954 | 17.6365 | 312.0954 | 17.6365
7838 | 301.9955 | 17.5158 | 301.9955 | 17.5158
7839 | 293.3403 | 19.3686 | 293.3403 | 19.3686
7840 | 284.1687 | 64.5268 | 284.1687 | 64.5268
7841 | 279.9478 | 173.5083 | 279.9478 | 173.5083
7842 | 284.9934 | 230.4476 | 284.9934 | 230.4476
7843 | 300.5738 | 265.2326 | 300.5738 | 265.2326
7844 | 327.3105 | 277.528 | 327.3105 | 277.528
7845 | 349.5761 | 288.9565 | 349.5761 | 288.9565
7846 | 370.0341 | 290.5357 | 370.0341 | 290.5357
7847 | 398.7974 | 290.8723 | 398.7974 | 290.8723
7848 | 398.9296 | 283.7065 | 398.9296 | 283.7065
7849 | 383.0532 | 274.5807 | 383.0532 | 274.5807
7850 | 377.6443 | 278.2703 | 377.6443 | 278.2703
7851 | 378.5653 | 275.1557 | 378.5653 | 275.1557
7852 | 384.0102 | 291.9199 | 384.0102 | 291.9199
7853 | 387.3561 | 303.8349 | 387.3561 | 303.8349
7854 | 379.6936 | 289.9688 | 379.6936 | 289.9688
7855 | 369.6597 | 274.56 | 369.6597 | 274.56
7856 | 359.2377 | 254.8871 | 359.2377 | 254.8871
7857 | 359.9777 | 229.4157 | 359.9777 | 229.4157
7858 | 366.0594 | 184.5831 | 366.0594 | 184.5831
7859 | 350.1611 | 151.8161 | 350.1611 | 151.8161
7860 | 329.5091 | 131.0821 | 329.5091 | 131.0821
7861 | 311.4834 | 126.0435 | 311.4834 | 126.0435
7862 | 302.243 | 125.2922 | 302.243 | 125.2922
7863 | 293.8001 | 130.0832 | 293.8001 | 130.0832
7864 | 284.2163 | 165.7587 | 284.2163 | 165.7587
7865 | 284.0171 | 254.5014 | 284.0171 | 254.5014
7866 | 289.5447 | 294.1148 | 289.5447 | 294.1148
7867 | 309.2041 | 310.0985 | 309.2041 | 310.0985
7868 | 343.1031 | 299.3178 | 343.1031 | 299.3178
7869 | 365.7127 | 292.4242 | 365.7127 | 292.4242
7870 | 387.8399 | 282.6041 | 387.8399 | 282.6041
7871 | 418.974 | 277.014 | 418.974 | 277.014
7872 | 414.3604 | 266.9102 | 414.3604 | 266.9102
7873 | 391.7171 | 255.1236 | 391.7171 | 255.1236
7874 | 384.6011 | 257.7036 | 384.6011 | 257.7036
7875 | 388.5861 | 251.8148 | 388.5861 | 251.8148
7876 | 390.6913 | 263.926 | 390.6913 | 263.926
7877 | 398.2206 | 273.5964 | 398.2206 | 273.5964
7878 | 388.6637 | 252.4166 | 388.6637 | 252.4166
7879 | 371.89 | 226.466 | 371.89 | 226.466
7880 | 360.6434 | 198.0922 | 360.6434 | 198.0922
7881 | 364.3555 | 169.2667 | 364.3555 | 169.2667
7882 | 370.2993 | 122.9587 | 370.2993 | 122.9587
7883 | 355.1899 | 84.5425 | 355.1899 | 84.5425
7884 | 329.5864 | 58.4619 | 329.5864 | 58.4619
7885 | 311.7333 | 48.5054 | 311.7333 | 48.5054
7886 | 301.7814 | 44.3117 | 301.7814 | 44.3117
7887 | 293.0502 | 49.1405 | 293.0502 | 49.1405
7888 | 282.4701 | 88.8512 | 282.4701 | 88.8512
7889 | 282.1934 | 187.5052 | 282.1934 | 187.5052
7890 | 288.8897 | 229.7415 | 288.8897 | 229.7415
7891 | 313.6854 | 246.57 | 313.6854 | 246.57
7892 | 352.319 | 240.6694 | 352.319 | 240.6694
7893 | 379.0345 | 240.1563 | 379.0345 | 240.1563
7894 | 400.7009 | 230.8532 | 400.7009 | 230.8532
7895 | 432.6941 | 223.0816 | 432.6941 | 223.0816
7896 | 425.4317 | 210.5819 | 425.4317 | 210.5819
7897 | 398.7919 | 197.837 | 398.7919 | 197.837
7898 | 393.1967 | 199.837 | 393.1967 | 199.837
7899 | 396.9051 | 196.0666 | 396.9051 | 196.0666
7900 | 397.9961 | 212.8182 | 397.9961 | 212.8182
7901 | 403.7167 | 225.9942 | 403.7167 | 225.9942
7902 | 394.0781 | 209.4801 | 394.0781 | 209.4801
7903 | 373.5252 | 187.3124 | 373.5252 | 187.3124
7904 | 362.2856 | 161.5362 | 362.2856 | 161.5362
7905 | 364.5062 | 129.6591 | 364.5062 | 129.6591
7906 | 368.0986 | 68.9633 | 368.0986 | 68.9633
7907 | 353.0001 | 32.1611 | 353.0001 | 32.1611
7908 | 327.8284 | 19.283 | 327.8284 | 19.283
7909 | 309.4529 | 17.6365 | 309.4529 | 17.6365
7910 | 300.7853 | 17.5158 | 300.7853 | 17.5158
7911 | 291.137 | 19.3686 | 291.137 | 19.3686
7912 | 282.3009 | 47.163 | 282.3009 | 47.163
7913 | 279.5809 | 150.8484 | 279.5809 | 150.8484
7914 | 287.6189 | 200.1335 | 287.6189 | 200.1335
7915 | 312.4425 | 224.8054 | 312.4425 | 224.8054
7916 | 353.162 | 222.3725 | 353.162 | 222.3725
7917 | 381.9025 | 223.1078 | 381.9025 | 223.1078
7918 | 404.1859 | 219.8574 | 404.1859 | 219.8574
7919 | 436.7841 | 215.7427 | 436.7841 | 215.7427
7920 | 427.5147 | 199.2456 | 427.5147 | 199.2456
7921 | 401.2118 | 180.8011 | 401.2118 | 180.8011
7922 | 401.1672 | 178.5893 | 401.1672 | 178.5893
7923 | 402.4018 | 176.0926 | 402.4018 | 176.0926
7924 | 403.1499 | 200.7884 | 403.1499 | 200.7884
7925 | 408.3788 | 220.0171 | 408.3788 | 220.0171
7926 | 400.8263 | 210.2114 | 400.8263 | 210.2114
7927 | 380.7072 | 194.2352 | 380.7072 | 194.2352
7928 | 368.9208 | 174.1713 | 368.9208 | 174.1713
7929 | 369.9136 | 152.6343 | 369.9136 | 152.6343
7930 | 375.1515 | 116.099 | 375.1515 | 116.099
7931 | 355.4961 | 94.126 | 355.4961 | 94.126
7932 | 332.8987 | 88.2464 | 332.8987 | 88.2464
7933 | 314.4719 | 99.9411 | 314.4719 | 99.9411
7934 | 303.1369 | 117.6507 | 303.1369 | 117.6507
7935 | 295.2705 | 137.46 | 295.2705 | 137.46
7936 | 284.1796 | 181.8237 | 284.1796 | 181.8237
7937 | 283.2858 | 272.4579 | 283.2858 | 272.4579
7938 | 291.2989 | 307.1156 | 291.2989 | 307.1156
7939 | 314.2902 | 321.2708 | 314.2902 | 321.2708
7940 | 354.6357 | 315.4332 | 354.6357 | 315.4332
7941 | 382.633 | 315.0211 | 382.633 | 315.0211
7942 | 399.7384 | 311.0267 | 399.7384 | 311.0267
7943 | 432.6716 | 310.7958 | 432.6716 | 310.7958
7944 | 427.9096 | 303.1761 | 427.9096 | 303.1761
7945 | 400.652 | 291.5788 | 400.652 | 291.5788
7946 | 395.4177 | 290.2118 | 395.4177 | 290.2118
7947 | 397.4121 | 278.8125 | 397.4121 | 278.8125
7948 | 395.9067 | 287.3803 | 395.9067 | 287.3803
7949 | 400.2581 | 293.5831 | 400.2581 | 293.5831
7950 | 392.1789 | 275.9845 | 392.1789 | 275.9845
7951 | 373.4387 | 255.5192 | 373.4387 | 255.5192
7952 | 361.3647 | 232.9963 | 361.3647 | 232.9963
7953 | 364.3736 | 207.7646 | 364.3736 | 207.7646
7954 | 368.3312 | 166.5636 | 368.3312 | 166.5636
7955 | 355.6911 | 141.703 | 355.6911 | 141.703
7956 | 332.6242 | 129.7328 | 332.6242 | 129.7328
7957 | 313.7928 | 132.4997 | 313.7928 | 132.4997
7958 | 302.0754 | 141.6977 | 302.0754 | 141.6977
7959 | 292.4123 | 154.0545 | 292.4123 | 154.0545
7960 | 280.7672 | 190.6884 | 280.7672 | 190.6884
7961 | 278.3914 | 276.7326 | 278.3914 | 276.7326
7962 | 284.4738 | 311.5038 | 284.4738 | 311.5038
7963 | 302.81 | 326.1508 | 302.81 | 326.1508
7964 | 336.8808 | 318.3461 | 336.8808 | 318.3461
7965 | 364.8025 | 314.441 | 364.8025 | 314.441
7966 | 387.2214 | 303.8769 | 387.2214 | 303.8769
7967 | 417.7099 | 296.8241 | 417.7099 | 296.8241
7968 | 410.0006 | 283.9965 | 410.0006 | 283.9965
7969 | 390.0902 | 269.0828 | 390.0902 | 269.0828
7970 | 386.4639 | 261.8775 | 386.4639 | 261.8775
7971 | 388.0303 | 250.5286 | 388.0303 | 250.5286
7972 | 388.5128 | 264.6573 | 388.5128 | 264.6573
7973 | 392.4472 | 281.0362 | 392.4472 | 281.0362
7974 | 386.1838 | 266.0101 | 386.1838 | 266.0101
7975 | 371.4221 | 245.8348 | 371.4221 | 245.8348
7976 | 360.1056 | 222.0384 | 360.1056 | 222.0384
7977 | 355.3135 | 196.4536 | 355.3135 | 196.4536
7978 | 360.4487 | 153.2854 | 360.4487 | 153.2854
7979 | 350.5247 | 121.2876 | 350.5247 | 121.2876
7980 | 329.4682 | 106.102 | 329.4682 | 106.102
7981 | 311.3995 | 103.4466 | 311.3995 | 103.4466
7982 | 300.6745 | 104.8012 | 300.6745 | 104.8012
7983 | 291.4993 | 111.181 | 291.4993 | 111.181
7984 | 279.2138 | 147.6131 | 279.2138 | 147.6131
7985 | 276.835 | 242.2446 | 276.835 | 242.2446
7986 | 281.6858 | 285.8806 | 281.6858 | 285.8806
7987 | 294.7539 | 305.7859 | 294.7539 | 305.7859
7988 | 320.4694 | 302.3316 | 320.4694 | 302.3316
7989 | 344.1561 | 302.9913 | 344.1561 | 302.9913
7990 | 366.8797 | 300.9136 | 366.8797 | 300.9136
7991 | 399.2435 | 298.4256 | 399.2435 | 298.4256
7992 | 400.0429 | 279.974 | 400.0429 | 279.974
7993 | 384.4044 | 259.991 | 384.4044 | 259.991
7994 | 380.3372 | 249.2046 | 380.3372 | 249.2046
7995 | 379.5735 | 229.3566 | 379.5735 | 229.3566
7996 | 382.6518 | 235.579 | 382.6518 | 235.579
7997 | 385.1874 | 245.0855 | 385.1874 | 245.0855
7998 | 374.6203 | 229.0632 | 374.6203 | 229.0632
7999 | 362.5495 | 209.2536 | 362.5495 | 209.2536
8000 | 354.3506 | 188.1431 | 354.3506 | 188.1431
8001 | 354.1644 | 162.76 | 354.1644 | 162.76
8002 | 358.1124 | 120.8907 | 358.1124 | 120.8907
8003 | 346.9026 | 91.9066 | 346.9026 | 91.9066
8004 | 328.6039 | 36.3146 | 328.6039 | 36.3146
8005 | 307.8682 | 22.6245 | 307.8682 | 22.6245
8006 | 297.5124 | 31.6335 | 297.5124 | 31.6335
8007 | 288.5914 | 39.6546 | 288.5914 | 39.6546
8008 | 276.8188 | 57.5998 | 276.8188 | 57.5998
8009 | 273.7505 | 139.4067 | 273.7505 | 139.4067
8010 | 277.8638 | 170.6154 | 277.8638 | 170.6154
8011 | 292.2567 | 172.7053 | 292.2567 | 172.7053
8012 | 318.0203 | 159.4661 | 318.0203 | 159.4661
8013 | 342.2312 | 153.5787 | 342.2312 | 153.5787
8014 | 363.6797 | 148.8952 | 363.6797 | 148.8952
8015 | 392.9453 | 141.7173 | 392.9453 | 141.7173
8016 | 392.8497 | 132.4344 | 392.8497 | 132.4344
8017 | 377.9227 | 123.0096 | 377.9227 | 123.0096
8018 | 375.5617 | 118.4641 | 375.5617 | 118.4641
8019 | 373.8338 | 116.1774 | 373.8338 | 116.1774
8020 | 377.6452 | 140.2054 | 377.6452 | 140.2054
8021 | 380.9929 | 155.8125 | 380.9929 | 155.8125
8022 | 372.2821 | 146.0676 | 372.2821 | 146.0676
8023 | 359.4028 | 135.7728 | 359.4028 | 135.7728
8024 | 349.2889 | 123.0008 | 349.2889 | 123.0008
8025 | 350.6116 | 102.7458 | 350.6116 | 102.7458
8026 | 354.631 | 65.0876 | 354.631 | 65.0876
8027 | 346.2383 | 44.9688 | 346.2383 | 44.9688
8028 | 325.4669 | 35.8472 | 325.4669 | 35.8472
8029 | 309.2446 | 21.8283 | 309.2446 | 21.8283
8030 | 298.8249 | 30.3401 | 298.8249 | 30.3401
8031 | 289.4853 | 38.3422 | 289.4853 | 38.3422
8032 | 277.3407 | 56.6787 | 277.3407 | 56.6787
8033 | 275.0613 | 139.2138 | 275.0613 | 139.2138
8034 | 281.225 | 170.9605 | 281.225 | 170.9605
8035 | 297.2466 | 173.3221 | 297.2466 | 173.3221
8036 | 330.3371 | 160.515 | 330.3371 | 160.515
8037 | 352.2762 | 154.6954 | 352.2762 | 154.6954
8038 | 375.2792 | 149.0799 | 375.2792 | 149.0799
8039 | 405.8674 | 142.4183 | 405.8674 | 142.4183
8040 | 406.9033 | 135.0293 | 406.9033 | 135.0293
8041 | 385.0139 | 128.2972 | 385.0139 | 128.2972
8042 | 377.5617 | 127.6019 | 377.5617 | 127.6019
8043 | 379.1237 | 127.671 | 379.1237 | 127.671
8044 | 378.4434 | 152.3484 | 378.4434 | 152.3484
8045 | 382.5219 | 166.2219 | 382.5219 | 166.2219
8046 | 375.2564 | 155.382 | 375.2564 | 155.382
8047 | 357.8145 | 144.5411 | 357.8145 | 144.5411
8048 | 350.4842 | 131.3126 | 350.4842 | 131.3126
8049 | 351.2265 | 110.8484 | 351.2265 | 110.8484
8050 | 356.6943 | 73.7934 | 356.6943 | 73.7934
8051 | 347.9494 | 54.506 | 347.9494 | 54.506
8052 | 325.234 | 45.8491 | 325.234 | 45.8491
8053 | 305.9876 | 32.4497 | 305.9876 | 32.4497
8054 | 294.368 | 40.7143 | 294.368 | 40.7143
8055 | 283.8545 | 47.9474 | 283.8545 | 47.9474
8056 | 273.4588 | 64.7161 | 273.4588 | 64.7161
8057 | 273.9722 | 145.6671 | 273.9722 | 145.6671
8058 | 279.8689 | 176.4165 | 279.8689 | 176.4165
8059 | 302.3593 | 177.5961 | 302.3593 | 177.5961
8060 | 342.1211 | 163.099 | 342.1211 | 163.099
8061 | 374.4044 | 156.1953 | 374.4044 | 156.1953
8062 | 393.1478 | 150.5146 | 393.1478 | 150.5146
8063 | 424.9075 | 143.1655 | 424.9075 | 143.1655
8064 | 422.6419 | 134.4587 | 422.6419 | 134.4587
8065 | 393.3037 | 126.0392 | 393.3037 | 126.0392
8066 | 387.3994 | 124.2218 | 387.3994 | 124.2218
8067 | 393.1774 | 124.318 | 393.1774 | 124.318
8068 | 392.1434 | 149.479 | 392.1434 | 149.479
8069 | 397.4209 | 164.6405 | 397.4209 | 164.6405
8070 | 391.212 | 154.9392 | 391.212 | 154.9392
8071 | 371.9227 | 144.5058 | 371.9227 | 144.5058
8072 | 363.359 | 132.1495 | 363.359 | 132.1495
8073 | 360.6062 | 113.139 | 360.6062 | 113.139
8074 | 362.1489 | 76.8665 | 362.1489 | 76.8665
8075 | 345.081 | 57.7313 | 345.081 | 57.7313
8076 | 321.2979 | 49.463 | 321.2979 | 49.463
8077 | 303.7641 | 35.5799 | 303.7641 | 35.5799
8078 | 294.2937 | 43.5265 | 294.2937 | 43.5265
8079 | 285.5055 | 50.9118 | 285.5055 | 50.9118
8080 | 275.7191 | 67.9441 | 275.7191 | 67.9441
8081 | 275.8766 | 148.7511 | 275.8766 | 148.7511
8082 | 281.5745 | 178.9408 | 281.5745 | 178.9408
8083 | 305.1991 | 180.172 | 305.1991 | 180.172
8084 | 347.6171 | 165.933 | 347.6171 | 165.933
8085 | 377.28 | 158.8255 | 377.28 | 158.8255
8086 | 398.2841 | 152.1911 | 398.2841 | 152.1911
8087 | 433.2733 | 143.9481 | 433.2733 | 143.9481
8088 | 426.3095 | 133.7631 | 426.3095 | 133.7631
8089 | 402.0709 | 124.4551 | 402.0709 | 124.4551
8090 | 397.4622 | 121.0671 | 397.4622 | 121.0671
8091 | 400.6507 | 119.4625 | 400.6507 | 119.4625
8092 | 402.8798 | 142.9633 | 402.8798 | 142.9633
8093 | 406.7169 | 157.0352 | 406.7169 | 157.0352
8094 | 399.385 | 146.5757 | 399.385 | 146.5757
8095 | 377.2579 | 136.8271 | 377.2579 | 136.8271
8096 | 364.443 | 124.2616 | 364.443 | 124.2616
8097 | 361.7443 | 104.6261 | 361.7443 | 104.6261
8098 | 364.0319 | 67.0901 | 364.0319 | 67.0901
8099 | 348.5547 | 46.6616 | 348.5547 | 46.6616
8100 | 326.0833 | 37.5156 | 326.0833 | 37.5156
8101 | 307.9482 | 23.6353 | 307.9482 | 23.6353
8102 | 296.8256 | 31.9161 | 296.8256 | 31.9161
8103 | 285.6169 | 39.8312 | 285.6169 | 39.8312
8104 | 276.1948 | 57.608 | 276.1948 | 57.608
8105 | 276.9251 | 139.7437 | 276.9251 | 139.7437
8106 | 285.5756 | 171.9088 | 285.5756 | 171.9088
8107 | 308.5719 | 174.5448 | 308.5719 | 174.5448
8108 | 349.209 | 161.5502 | 349.209 | 161.5502
8109 | 376.02 | 155.2035 | 376.02 | 155.2035
8110 | 397.7857 | 148.5039 | 397.7857 | 148.5039
8111 | 427.355 | 140.2799 | 427.355 | 140.2799
8112 | 423.239 | 129.6357 | 423.239 | 129.6357
8113 | 399.0325 | 119.7191 | 399.0325 | 119.7191
8114 | 391.4524 | 115.8094 | 391.4524 | 115.8094
8115 | 395.9938 | 114.7319 | 395.9938 | 114.7319
8116 | 397.1559 | 139.0913 | 397.1559 | 139.0913
8117 | 399.5932 | 153.9023 | 399.5932 | 153.9023
8118 | 393.5175 | 144.5922 | 393.5175 | 144.5922
8119 | 372.7764 | 134.8952 | 372.7764 | 134.8952
8120 | 359.3741 | 122.3106 | 359.3741 | 122.3106
8121 | 358.1462 | 103.1751 | 358.1462 | 103.1751
8122 | 364.7549 | 66.351 | 364.7549 | 66.351
8123 | 351.3942 | 46.8436 | 351.3942 | 46.8436
8124 | 329.5815 | 38.059 | 329.5815 | 38.059
8125 | 311.1321 | 23.8146 | 311.1321 | 23.8146
8126 | 297.6278 | 32.0682 | 297.6278 | 32.0682
8127 | 286.6039 | 39.9481 | 286.6039 | 39.9481
8128 | 275.3381 | 57.3906 | 275.3381 | 57.3906
8129 | 275.6648 | 139.7002 | 275.6648 | 139.7002
8130 | 282.1443 | 172.7918 | 282.1443 | 172.7918
8131 | 300.0463 | 176.9549 | 300.0463 | 176.9549
8132 | 330.4434 | 164.607 | 330.4434 | 164.607
8133 | 362.2634 | 159.0293 | 362.2634 | 159.0293
8134 | 383.1971 | 153.1068 | 383.1971 | 153.1068
8135 | 412.0866 | 145.1952 | 412.0866 | 145.1952
8136 | 408.4482 | 134.0212 | 408.4482 | 134.0212
8137 | 389.1118 | 122.9933 | 389.1118 | 122.9933
8138 | 384.506 | 118.2331 | 384.506 | 118.2331
8139 | 384.0189 | 116.0823 | 384.0189 | 116.0823
8140 | 383.2379 | 140.2026 | 383.2379 | 140.2026
8141 | 384.2796 | 155.0028 | 384.2796 | 155.0028
8142 | 376.5879 | 144.5868 | 376.5879 | 144.5868
8143 | 360.9826 | 133.8355 | 360.9826 | 133.8355
8144 | 351.7981 | 120.6505 | 351.7981 | 120.6505
8145 | 347.559 | 100.7106 | 347.559 | 100.7106
8146 | 353.2623 | 63.4247 | 353.2623 | 63.4247
8147 | 345.3143 | 43.7162 | 345.3143 | 43.7162
8148 | 327.9522 | 34.8609 | 327.9522 | 34.8609
8149 | 308.1306 | 20.9887 | 308.1306 | 20.9887
8150 | 295.1427 | 29.3402 | 295.1427 | 29.3402
8151 | 281.0945 | 37.201 | 281.0945 | 37.201
8152 | 272.5887 | 55.2522 | 272.5887 | 55.2522
8153 | 271.7682 | 138.5481 | 271.7682 | 138.5481
8154 | 275.4245 | 172.1044 | 275.4245 | 172.1044
8155 | 288.1746 | 175.599 | 288.1746 | 175.599
8156 | 313.2959 | 162.8517 | 313.2959 | 162.8517
8157 | 339.0104 | 156.842 | 339.0104 | 156.842
8158 | 363.8235 | 150.6314 | 363.8235 | 150.6314
8159 | 390.5162 | 142.7036 | 390.5162 | 142.7036
8160 | 393.803 | 131.3393 | 393.803 | 131.3393
8161 | 375.6744 | 119.6485 | 375.6744 | 119.6485
8162 | 373.1561 | 113.4917 | 373.1561 | 113.4917
8163 | 372.8253 | 110.7105 | 372.8253 | 110.7105
8164 | 372.8761 | 134.8362 | 372.8761 | 134.8362
8165 | 371.7131 | 149.6391 | 371.7131 | 149.6391
8166 | 363.716 | 139.6931 | 363.716 | 139.6931
8167 | 351.9951 | 129.4473 | 351.9951 | 129.4473
8168 | 341.8341 | 116.553 | 341.8341 | 116.553
8169 | 338.8476 | 96.7436 | 338.8476 | 96.7436
8170 | 344.9754 | 59.3679 | 344.9754 | 59.3679
8171 | 340.1729 | 39.5236 | 340.1729 | 39.5236
8172 | 323.0336 | 30.6439 | 323.0336 | 30.6439
8173 | 305.061 | 16.7907 | 305.061 | 16.7907
8174 | 293.5704 | 25.0389 | 293.5704 | 25.0389
8175 | 282.0437 | 32.7775 | 282.0437 | 32.7775
8176 | 273.0064 | 50.7471 | 273.0064 | 50.7471
8177 | 272.0628 | 134.4533 | 272.0628 | 134.4533
8178 | 276.1995 | 168.3819 | 276.1995 | 168.3819
8179 | 290.4553 | 172.333 | 290.4553 | 172.333
8180 | 315.6953 | 159.7569 | 315.6953 | 159.7569
8181 | 338.5537 | 153.5026 | 338.5537 | 153.5026
8182 | 356.4854 | 146.5937 | 356.4854 | 146.5937
8183 | 387.4906 | 137.9105 | 387.4906 | 137.9105
8184 | 390.7162 | 126.8914 | 390.7162 | 126.8914
8185 | 373.5726 | 114.8989 | 373.5726 | 114.8989
8186 | 362.966 | 109.4295 | 362.966 | 109.4295
8187 | 360.5935 | 102.3145 | 360.5935 | 102.3145
8188 | 358.8828 | 124.8588 | 358.8828 | 124.8588
8189 | 359.0051 | 139.303 | 359.0051 | 139.303
8190 | 350.5528 | 129.4005 | 350.5528 | 129.4005
8191 | 340.9342 | 119.3476 | 340.9342 | 119.3476
8192 | 336.6405 | 106.6951 | 336.6405 | 106.6951
8193 | 338.5623 | 87.2199 | 338.5623 | 87.2199
8194 | 341.9234 | 51.1675 | 341.9234 | 51.1675
8195 | 331.6289 | 32.5052 | 331.6289 | 32.5052
8196 | 313.5329 | 24.1906 | 313.5329 | 24.1906
8197 | 295.7482 | 10.3347 | 295.7482 | 10.3347
8198 | 284.7992 | 18.1183 | 284.7992 | 18.1183
8199 | 273.2299 | 24.5064 | 273.2299 | 24.5064
8200 | 263.9908 | 42.5413 | 263.9908 | 42.5413
8201 | 263.9771 | 126.1117 | 263.9771 | 126.1117
8202 | 270.795 | 158.3746 | 270.795 | 158.3746
8203 | 288.7563 | 160.8639 | 288.7563 | 160.8639
8204 | 320.6491 | 147.8693 | 320.6491 | 147.8693
8205 | 346.3816 | 141.7835 | 346.3816 | 141.7835
8206 | 365.7449 | 136.5266 | 365.7449 | 136.5266
8207 | 399.7713 | 130.1938 | 399.7713 | 130.1938
8208 | 397.5679 | 120.1392 | 397.5679 | 120.1392
8209 | 374.622 | 107.6902 | 374.622 | 107.6902
8210 | 366.5462 | 102.5035 | 366.5462 | 102.5035
8211 | 370.8813 | 99.0783 | 370.8813 | 99.0783
8212 | 372.3351 | 120.2043 | 372.3351 | 120.2043
8213 | 380.8744 | 133.9937 | 380.8744 | 133.9937
8214 | 372.6259 | 124.4499 | 372.6259 | 124.4499
8215 | 355.729 | 115.8886 | 355.729 | 115.8886
8216 | 346.3441 | 105.3909 | 346.3441 | 105.3909
8217 | 342.5834 | 88.0595 | 342.5834 | 88.0595
8218 | 347.6571 | 53.1782 | 347.6571 | 53.1782
8219 | 338.3437 | 36.2168 | 338.3437 | 36.2168
8220 | 316.7555 | 29.3098 | 316.7555 | 29.3098
8221 | 297.0701 | 16.9184 | 297.0701 | 16.9184
8222 | 283.7239 | 26.1584 | 283.7239 | 26.1584
8223 | 272.9769 | 34.9077 | 272.9769 | 34.9077
8224 | 262.5785 | 53.3284 | 262.5785 | 53.3284
8225 | 265.2839 | 135.725 | 265.2839 | 135.725
8226 | 273.0342 | 168.3629 | 273.0342 | 168.3629
8227 | 295.5936 | 172.3412 | 295.5936 | 172.3412
8228 | 334.2467 | 160.4633 | 334.2467 | 160.4633
8229 | 365.7734 | 155.5133 | 365.7734 | 155.5133
8230 | 383.6601 | 150.2021 | 383.6601 | 150.2021
8231 | 412.985 | 142.5297 | 412.985 | 142.5297
8232 | 412.2833 | 132.9615 | 412.2833 | 132.9615
8233 | 388.1434 | 122.6645 | 388.1434 | 122.6645
8234 | 382.6048 | 117.5973 | 382.6048 | 117.5973
8235 | 383.4415 | 114.183 | 383.4415 | 114.183
8236 | 382.2718 | 136.4611 | 382.2718 | 136.4611
8237 | 385.4446 | 148.6908 | 385.4446 | 148.6908
8238 | 377.3402 | 136.1799 | 377.3402 | 136.1799
8239 | 355.6652 | 124.8444 | 355.6652 | 124.8444
8240 | 341.8546 | 111.9093 | 341.8546 | 111.9093
8241 | 338.2243 | 91.8092 | 338.2243 | 91.8092
8242 | 343.9552 | 54.7107 | 343.9552 | 54.7107
8243 | 335.1973 | 34.8963 | 335.1973 | 34.8963
8244 | 317.8303 | 25.9432 | 317.8303 | 25.9432
8245 | 299.3519 | 11.62 | 299.3519 | 11.62
8246 | 286.8253 | 19.9932 | 286.8253 | 19.9932
8247 | 274.0891 | 27.9192 | 274.0891 | 27.9192
8248 | 263.7012 | 46.1361 | 263.7012 | 46.1361
8249 | 266.0688 | 128.6386 | 266.0688 | 128.6386
8250 | 275.7156 | 160.3418 | 275.7156 | 160.3418
8251 | 298.8193 | 162.6219 | 298.8193 | 162.6219
8252 | 339.6102 | 148.2877 | 339.6102 | 148.2877
8253 | 366.4811 | 140.5064 | 366.4811 | 140.5064
8254 | 387.7904 | 133.1003 | 387.7904 | 133.1003
8255 | 418.0512 | 126.9984 | 418.0512 | 126.9984
8256 | 418.2669 | 119.0632 | 418.2669 | 119.0632
8257 | 389.5367 | 110.4889 | 389.5367 | 110.4889
8258 | 386.2199 | 110.3751 | 386.2199 | 110.3751
8259 | 389.2141 | 112.9712 | 389.2141 | 112.9712
8260 | 386.8954 | 140.2869 | 386.8954 | 140.2869
8261 | 390.5257 | 156.3749 | 390.5257 | 156.3749
8262 | 383.9315 | 146.4507 | 383.9315 | 146.4507
8263 | 362.4373 | 134.6778 | 362.4373 | 134.6778
8264 | 351.4552 | 120.5282 | 351.4552 | 120.5282
8265 | 350.1477 | 99.9009 | 350.1477 | 99.9009
8266 | 354.0446 | 62.9519 | 354.0446 | 62.9519
8267 | 341.504 | 43.4825 | 341.504 | 43.4825
8268 | 319.7693 | 34.5186 | 319.7693 | 34.5186
8269 | 300.3555 | 20.1111 | 300.3555 | 20.1111
8270 | 287.2536 | 27.1529 | 287.2536 | 27.1529
8271 | 275.7033 | 33.7502 | 275.7033 | 33.7502
8272 | 267.124 | 50.4428 | 267.124 | 50.4428
8273 | 268.3514 | 132.0215 | 268.3514 | 132.0215
8274 | 275.0621 | 164.2654 | 275.0621 | 164.2654
8275 | 296.5418 | 167.1677 | 296.5418 | 167.1677
8276 | 336.2223 | 153.9095 | 336.2223 | 153.9095
8277 | 368.0696 | 147.2151 | 368.0696 | 147.2151
8278 | 385.7058 | 139.9041 | 385.7058 | 139.9041
8279 | 419.1819 | 130.0389 | 419.1819 | 130.0389
8280 | 422.4399 | 117.4057 | 422.4399 | 117.4057
8281 | 394.3097 | 106.424 | 394.3097 | 106.424
8282 | 388.6155 | 101.7535 | 388.6155 | 101.7535
8283 | 387.2508 | 99.4587 | 387.2508 | 99.4587
8284 | 390.2472 | 126.2256 | 390.2472 | 126.2256
8285 | 394.0997 | 144.6477 | 394.0997 | 144.6477
8286 | 383.0159 | 136.8265 | 383.0159 | 136.8265
8287 | 362.5892 | 128.8033 | 362.5892 | 128.8033
8288 | 349.3934 | 118.33 | 349.3934 | 118.33
8289 | 344.8161 | 101.2405 | 344.8161 | 101.2405
8290 | 351.8119 | 67.0005 | 351.8119 | 67.0005
8291 | 344.5156 | 50.2129 | 344.5156 | 50.2129
8292 | 323.4885 | 44.678 | 323.4885 | 44.678
8293 | 304.0846 | 34.6588 | 304.0846 | 34.6588
8294 | 289.7661 | 46.5643 | 289.7661 | 46.5643
8295 | 278.3995 | 56.3217 | 278.3995 | 56.3217
8296 | 269.5022 | 74.2805 | 269.5022 | 74.2805
8297 | 269.1771 | 155.2532 | 269.1771 | 155.2532
8298 | 276.3878 | 185.2854 | 276.3878 | 185.2854
8299 | 292.674 | 186.2829 | 292.674 | 186.2829
8300 | 325.3391 | 172.0493 | 325.3391 | 172.0493
8301 | 354.4118 | 165.2516 | 354.4118 | 165.2516
8302 | 376.546 | 158.9487 | 376.546 | 158.9487
8303 | 404.0445 | 151.9582 | 404.0445 | 151.9582
8304 | 402.4429 | 142.9661 | 402.4429 | 142.9661
8305 | 384.6923 | 133.5087 | 384.6923 | 133.5087
8306 | 381.2988 | 129.523 | 381.2988 | 129.523
8307 | 383.0337 | 126.8776 | 383.0337 | 126.8776
8308 | 379.4003 | 148.8976 | 379.4003 | 148.8976
8309 | 384.26 | 160.7333 | 384.26 | 160.7333
8310 | 377.2901 | 147.6762 | 377.2901 | 147.6762
8311 | 358.5213 | 135.0582 | 358.5213 | 135.0582
8312 | 348.232 | 120.3516 | 348.232 | 120.3516
8313 | 345.951 | 99.8221 | 345.951 | 99.8221
8314 | 350.3367 | 62.1041 | 350.3367 | 62.1041
8315 | 341.87 | 41.8712 | 341.87 | 41.8712
8316 | 324.296 | 32.4182 | 324.296 | 32.4182
8317 | 305.5744 | 17.614 | 305.5744 | 17.614
8318 | 291.9335 | 25.1531 | 291.9335 | 25.1531
8319 | 279.0586 | 32.0139 | 279.0586 | 32.0139
8320 | 270.8601 | 49.4212 | 270.8601 | 49.4212
8321 | 269.4969 | 132.0106 | 269.4969 | 132.0106
8322 | 275.0209 | 163.26 | 275.0209 | 163.26
8323 | 288.568 | 164.475 | 288.568 | 164.475
8324 | 311.1862 | 149.7876 | 311.1862 | 149.7876
8325 | 331.9407 | 142.2753 | 331.9407 | 142.2753
8326 | 355.195 | 136.0104 | 355.195 | 136.0104
8327 | 385.3268 | 129.971 | 385.3268 | 129.971
8328 | 388.1683 | 123.6987 | 388.1683 | 123.6987
8329 | 373.7058 | 118.6214 | 373.7058 | 118.6214
8330 | 370.3959 | 118.0185 | 370.3959 | 118.0185
8331 | 369.7049 | 117.6528 | 369.7049 | 117.6528
8332 | 374.6928 | 142.0721 | 374.6928 | 142.0721
8333 | 373.236 | 156.9972 | 373.236 | 156.9972
8334 | 363.5819 | 148.1109 | 363.5819 | 148.1109
8335 | 351.071 | 140.3784 | 351.071 | 140.3784
8336 | 341.4259 | 129.6062 | 341.4259 | 129.6062
8337 | 340.1365 | 110.7125 | 340.1365 | 110.7125
8338 | 342.408 | 73.0027 | 342.408 | 73.0027
8339 | 338.2135 | 52.5741 | 338.2135 | 52.5741
8340 | 322.282 | 43.4825 | 322.282 | 43.4825
8341 | 301.9065 | 30.4608 | 301.9065 | 30.4608
8342 | 290.7772 | 40.1871 | 290.7772 | 40.1871
8343 | 278.7469 | 49.988 | 278.7469 | 49.988
8344 | 268.448 | 69.395 | 268.448 | 69.395
8345 | 268.5365 | 151.6258 | 268.5365 | 151.6258
8346 | 271.8743 | 182.5247 | 271.8743 | 182.5247
8347 | 285.3469 | 184.2097 | 285.3469 | 184.2097
8348 | 312.5138 | 170.6201 | 312.5138 | 170.6201
8349 | 334.9263 | 164.3821 | 334.9263 | 164.3821
8350 | 357.1074 | 158.5438 | 357.1074 | 158.5438
8351 | 386.0503 | 151.7925 | 386.0503 | 151.7925
8352 | 389.1332 | 143.3519 | 389.1332 | 143.3519
8353 | 372.8295 | 134.5657 | 372.8295 | 134.5657
8354 | 369.4017 | 131.4766 | 369.4017 | 131.4766
8355 | 368.7221 | 129.9344 | 368.7221 | 129.9344
8356 | 372.5225 | 153.4488 | 372.5225 | 153.4488
8357 | 372.3548 | 167.0235 | 372.3548 | 167.0235
8358 | 365.5042 | 156.0695 | 365.5042 | 156.0695
8359 | 350.4028 | 145.3128 | 350.4028 | 145.3128
8360 | 342.9313 | 131.3506 | 342.9313 | 131.3506
8361 | 341.7955 | 110.3729 | 341.7955 | 110.3729
8362 | 342.6895 | 71.9076 | 342.6895 | 71.9076
8363 | 336.6651 | 51.4275 | 336.6651 | 51.4275
8364 | 323.5852 | 42.4934 | 323.5852 | 42.4934
8365 | 302.9729 | 28.9066 | 302.9729 | 28.9066
8366 | 291.2743 | 37.9129 | 291.2743 | 37.9129
8367 | 281.9925 | 46.2084 | 281.9925 | 46.2084
8368 | 268.7005 | 64.0884 | 268.7005 | 64.0884
8369 | 268.4616 | 145.8111 | 268.4616 | 145.8111
8370 | 276.4347 | 177.9626 | 276.4347 | 177.9626
8371 | 291.2055 | 182.5061 | 291.2055 | 182.5061
8372 | 324.0591 | 170.3484 | 324.0591 | 170.3484
8373 | 348.3552 | 164.4691 | 348.3552 | 164.4691
8374 | 369.136 | 157.9841 | 369.136 | 157.9841
8375 | 395.5563 | 149.127 | 395.5563 | 149.127
8376 | 401.4324 | 137.5426 | 401.4324 | 137.5426
8377 | 380.4096 | 126.061 | 380.4096 | 126.061
8378 | 376.7311 | 120.5454 | 376.7311 | 120.5454
8379 | 379.1416 | 116.0714 | 379.1416 | 116.0714
8380 | 380.3084 | 137.6078 | 380.3084 | 137.6078
8381 | 387.3061 | 150.5004 | 387.3061 | 150.5004
8382 | 377.4374 | 138.7476 | 377.4374 | 138.7476
8383 | 361.5394 | 126.9393 | 361.5394 | 126.9393
8384 | 352.7073 | 112.8033 | 352.7073 | 112.8033
8385 | 347.366 | 92.2195 | 347.366 | 92.2195
8386 | 348.7884 | 54.6319 | 348.7884 | 54.6319
8387 | 342.8774 | 34.8012 | 342.8774 | 34.8012
8388 | 324.1257 | 26.1117 | 324.1257 | 26.1117
8389 | 301.8237 | 12.8916 | 301.8237 | 12.8916
8390 | 289.6376 | 22.1533 | 289.6376 | 22.1533
8391 | 278.5606 | 31.0032 | 278.5606 | 31.0032
8392 | 268.9151 | 49.8423 | 268.9151 | 49.8423
8393 | 270.6711 | 132.8393 | 270.6711 | 132.8393
8394 | 278.9811 | 164.7463 | 278.9811 | 164.7463
8395 | 300.1064 | 166.2031 | 300.1064 | 166.2031
8396 | 339.1645 | 153.2303 | 339.1645 | 153.2303
8397 | 364.7483 | 148.6742 | 364.7483 | 148.6742
8398 | 383.914 | 143.3576 | 383.914 | 143.3576
8399 | 413.2476 | 135.4678 | 413.2476 | 135.4678
8400 | 413.1467 | 126.7963 | 413.1467 | 126.7963
8401 | 388.7979 | 119.4012 | 388.7979 | 119.4012
8402 | 383.5629 | 118.0022 | 383.5629 | 118.0022
8403 | 388.0677 | 118.3131 | 388.0677 | 118.3131
8404 | 388.1011 | 143.2296 | 388.1011 | 143.2296
8405 | 390.5888 | 158.1411 | 390.5888 | 158.1411
8406 | 383.357 | 148.1952 | 383.357 | 148.1952
8407 | 365.4549 | 138.2101 | 365.4549 | 138.2101
8408 | 349.808 | 125.862 | 349.808 | 125.862
8409 | 347.039 | 107.1856 | 347.039 | 107.1856
8410 | 348.7032 | 71.2447 | 348.7032 | 71.2447
8411 | 337.3181 | 52.0008 | 337.3181 | 52.0008
8412 | 320.6531 | 44.0368 | 320.6531 | 44.0368
8413 | 298.4302 | 30.5885 | 298.4302 | 30.5885
8414 | 287.9706 | 38.4318 | 287.9706 | 38.4318
8415 | 276.7682 | 44.9476 | 276.7682 | 44.9476
8416 | 267.9282 | 61.2082 | 267.9282 | 61.2082
8417 | 270.5476 | 141.8957 | 270.5476 | 141.8957
8418 | 279.5756 | 172.7266 | 279.5756 | 172.7266
8419 | 301.6185 | 174.6915 | 301.6185 | 174.6915
8420 | 337.1968 | 161.2866 | 337.1968 | 161.2866
8421 | 365.9016 | 155.1845 | 365.9016 | 155.1845
8422 | 384.1142 | 149.1533 | 384.1142 | 149.1533
8423 | 409.9676 | 141.6847 | 409.9676 | 141.6847
8424 | 409.9822 | 132.3773 | 409.9822 | 132.3773
8425 | 389.4024 | 122.5232 | 389.4024 | 122.5232
8426 | 383.7043 | 117.7875 | 383.7043 | 117.7875
8427 | 385.5592 | 114.0309 | 385.5592 | 114.0309
8428 | 390.0683 | 135.7057 | 390.0683 | 135.7057
8429 | 391.5814 | 148.7506 | 391.5814 | 148.7506
8430 | 382.4431 | 137.0792 | 382.4431 | 137.0792
8431 | 361.1433 | 125.3661 | 361.1433 | 125.3661
8432 | 352.5133 | 111.317 | 352.5133 | 111.317
8433 | 350.6641 | 90.7658 | 350.6641 | 90.7658
8434 | 353.4709 | 52.9283 | 353.4709 | 52.9283
8435 | 339.0443 | 32.7687 | 339.0443 | 32.7687
8436 | 320.4677 | 24.1906 | 320.4677 | 24.1906
8437 | 300.451 | 10.3347 | 300.451 | 10.3347
8438 | 289.1793 | 18.314 | 289.1793 | 18.314
8439 | 277.6574 | 26.3921 | 277.6574 | 26.3921
8440 | 268.4082 | 44.8373 | 268.4082 | 44.8373
8441 | 271.0428 | 128.5435 | 271.0428 | 128.5435
8442 | 280.0403 | 162.8307 | 280.0403 | 162.8307
8443 | 299.5293 | 167.4231 | 299.5293 | 167.4231
8444 | 335.9492 | 155.6784 | 335.9492 | 155.6784
8445 | 364.1601 | 150.3235 | 364.1601 | 150.3235
8446 | 381.7539 | 144.0776 | 381.7539 | 144.0776
8447 | 408.0214 | 135.4895 | 408.0214 | 135.4895
8448 | 407.4434 | 124.0682 | 407.4434 | 124.0682
8449 | 385.1436 | 113.3745 | 385.1436 | 113.3745
8450 | 380.9194 | 107.283 | 380.9194 | 107.283
8451 | 385.4799 | 102.4394 | 385.4799 | 102.4394
8452 | 384.3713 | 123.503 | 384.3713 | 123.503
8453 | 384.2806 | 136.238 | 384.2806 | 136.238
8454 | 377.5761 | 124.5232 | 377.5761 | 124.5232
8455 | 358.284 | 115.8886 | 358.284 | 115.8886
8456 | 346.5016 | 104.7632 | 346.5016 | 104.7632
8457 | 346.7579 | 86.7961 | 346.7579 | 86.7961
8458 | 351.0513 | 51.1675 | 351.0513 | 51.1675
8459 | 340.0909 | 32.5052 | 340.0909 | 32.5052
8460 | 320.2786 | 24.1906 | 320.2786 | 24.1906
8461 | 297.5642 | 10.3347 | 297.5642 | 10.3347
8462 | 285.5822 | 18.1183 | 285.5822 | 18.1183
8463 | 276.3198 | 24.4901 | 276.3198 | 24.4901
8464 | 268.2737 | 44.2966 | 268.2737 | 44.2966
8465 | 268.28 | 128.2528 | 268.28 | 128.2528
8466 | 275.6203 | 161.0809 | 275.6203 | 161.0809
8467 | 290.3567 | 164.35 | 290.3567 | 164.35
8468 | 323.2907 | 151.9151 | 323.2907 | 151.9151
8469 | 350.5812 | 146.1771 | 350.5812 | 146.1771
8470 | 371.8628 | 139.972 | 371.8628 | 139.972
8471 | 400.7272 | 132.7207 | 400.7272 | 132.7207
8472 | 401.6165 | 124.0492 | 401.6165 | 124.0492
8473 | 383.8414 | 115.3744 | 383.8414 | 115.3744
8474 | 381.8868 | 112.5298 | 381.8868 | 112.5298
8475 | 384.0249 | 111.6126 | 384.0249 | 111.6126
8476 | 380.6916 | 135.8008 | 380.6916 | 135.8008
8477 | 379.4123 | 150.4787 | 379.4123 | 150.4787
8478 | 376.5857 | 141.1468 | 376.5857 | 141.1468
8479 | 362.2223 | 131.7324 | 362.2223 | 131.7324
8480 | 348.1105 | 119.1424 | 348.1105 | 119.1424
8481 | 344.0355 | 98.7706 | 344.0355 | 98.7706
8482 | 346.9626 | 59.2973 | 346.9626 | 59.2973
8483 | 338.0006 | 36.5184 | 338.0006 | 36.5184
8484 | 323.0093 | 26.2529 | 323.0093 | 26.2529
8485 | 300.9919 | 11.552 | 300.9919 | 11.552
8486 | 288.1005 | 19.0612 | 288.1005 | 19.0612
8487 | 274.7809 | 26.4736 | 274.7809 | 26.4736
8488 | 266.2503 | 44.5275 | 266.2503 | 44.5275
8489 | 265.2822 | 127.1088 | 265.2822 | 127.1088
8490 | 271.0896 | 158.6735 | 271.0896 | 158.6735
8491 | 284.1877 | 160.7769 | 284.1877 | 160.7769
8492 | 308.5603 | 147.1547 | 308.5603 | 147.1547
8493 | 330.7572 | 140.4548 | 330.7572 | 140.4548
8494 | 351.9993 | 133.6166 | 351.9993 | 133.6166
8495 | 381.327 | 125.4442 | 381.327 | 125.4442
8496 | 384.8764 | 115.0146 | 384.8764 | 115.0146
8497 | 365.1603 | 104.0873 | 365.1603 | 104.0873
8498 | 357.7737 | 99.789 | 357.7737 | 99.789
8499 | 358.223 | 96.7008 | 358.223 | 96.7008
8500 | 360.9405 | 119.4816 | 360.9405 | 119.4816
8501 | 364.3069 | 133.4747 | 364.3069 | 133.4747
8502 | 356.523 | 124.2406 | 356.523 | 124.2406
8503 | 342.3888 | 115.8886 | 342.3888 | 115.8886
8504 | 330.0741 | 104.7632 | 330.0741 | 104.7632
8505 | 329.0894 | 86.7961 | 329.0894 | 86.7961
8506 | 335.2107 | 51.1675 | 335.2107 | 51.1675
8507 | 331.153 | 32.5052 | 331.153 | 32.5052
8508 | 315.2528 | 24.1906 | 315.2528 | 24.1906
8509 | 295.9789 | 10.3347 | 295.9789 | 10.3347
8510 | 284.8516 | 18.1183 | 284.8516 | 18.1183
8511 | 272.7772 | 24.4901 | 272.7772 | 24.4901
8512 | 262.4561 | 39.9084 | 262.4561 | 39.9084
8513 | 263.2253 | 120.2263 | 263.2253 | 120.2263
8514 | 268.6296 | 153.5462 | 268.6296 | 153.5462
8515 | 281.4747 | 157.6576 | 281.4747 | 157.6576
8516 | 304.5738 | 145.6548 | 304.5738 | 145.6548
8517 | 324.8977 | 140.2591 | 324.8977 | 140.2591
8518 | 345.6413 | 134.2143 | 345.6413 | 134.2143
8519 | 375.1771 | 125.9659 | 375.1771 | 125.9659
8520 | 380.4884 | 114.8027 | 380.4884 | 114.8027
8521 | 363.9157 | 103.9786 | 363.9157 | 103.9786
8522 | 357.7285 | 98.0854 | 357.7285 | 98.0854
8523 | 358.8879 | 93.7146 | 358.8879 | 93.7146
8524 | 363.1178 | 115.7455 | 363.1178 | 115.7455
8525 | 361.8895 | 132.3552 | 361.8895 | 132.3552
8526 | 355.8903 | 124.2406 | 355.8903 | 124.2406
8527 | 344.1744 | 115.8886 | 344.1744 | 115.8886
8528 | 337.1303 | 104.7632 | 337.1303 | 104.7632
8529 | 337.7799 | 86.7961 | 337.7799 | 86.7961
8530 | 338.7325 | 51.1675 | 338.7325 | 51.1675
8531 | 332.4342 | 32.5052 | 332.4342 | 32.5052
8532 | 315.1417 | 24.1906 | 315.1417 | 24.1906
8533 | 295.9997 | 10.3347 | 295.9997 | 10.3347
8534 | 283.7517 | 18.1183 | 283.7517 | 18.1183
8535 | 273.5203 | 24.4901 | 273.5203 | 24.4901
8536 | 263.3082 | 39.9084 | 263.3082 | 39.9084
8537 | 263.5997 | 119.7888 | 263.5997 | 119.7888
8538 | 269.5814 | 153.4891 | 269.5814 | 153.4891
8539 | 282.9225 | 157.7907 | 282.9225 | 157.7907
8540 | 310.8152 | 146.4482 | 310.8152 | 146.4482
8541 | 335.8471 | 141.6585 | 335.8471 | 141.6585
8542 | 356.1729 | 135.7686 | 356.1729 | 135.7686
8543 | 386.2585 | 127.5201 | 386.2585 | 127.5201
8544 | 386.6223 | 116.884 | 386.6223 | 116.884
8545 | 370.1373 | 106.2637 | 370.1373 | 106.2637
8546 | 366.4319 | 101.2536 | 366.4319 | 101.2536
8547 | 364.6528 | 98.899 | 364.6528 | 98.899
8548 | 365.1818 | 122.7313 | 365.1818 | 122.7313
8549 | 368.7494 | 136.2598 | 368.7494 | 136.2598
8550 | 361.5274 | 125.4797 | 361.5274 | 125.4797
8551 | 347.8268 | 115.8886 | 347.8268 | 115.8886
8552 | 336.6438 | 104.7632 | 336.6438 | 104.7632
8553 | 335.7704 | 86.7961 | 335.7704 | 86.7961
8554 | 339.2294 | 51.1675 | 339.2294 | 51.1675
8555 | 332.3723 | 32.5052 | 332.3723 | 32.5052
8556 | 318.3528 | 24.1906 | 318.3528 | 24.1906
8557 | 297.7018 | 10.3347 | 297.7018 | 10.3347
8558 | 285.5288 | 18.1183 | 285.5288 | 18.1183
8559 | 273.1739 | 24.4901 | 273.1739 | 24.4901
8560 | 265.8615 | 40.0035 | 265.8615 | 40.0035
8561 | 267.2521 | 123.2749 | 267.2521 | 123.2749
8562 | 271.4601 | 156.785 | 271.4601 | 156.785
8563 | 286.4695 | 160.9264 | 286.4695 | 160.9264
8564 | 309.1736 | 148.6084 | 309.1736 | 148.6084
8565 | 335.3034 | 142.4003 | 335.3034 | 142.4003
8566 | 354.6349 | 135.1137 | 354.6349 | 135.1137
8567 | 382.6729 | 126.0555 | 382.6729 | 126.0555
8568 | 382.0313 | 115.6097 | 382.0313 | 115.6097
8569 | 367.0085 | 106.0328 | 367.0085 | 106.0328
8570 | 363.1383 | 101.5335 | 363.1383 | 101.5335
8571 | 361.1788 | 100.1407 | 361.1788 | 100.1407
8572 | 362.1045 | 124.0627 | 362.1045 | 124.0627
8573 | 360.9254 | 139.3193 | 360.9254 | 139.3193
8574 | 353.6826 | 130.4956 | 353.6826 | 130.4956
8575 | 341.0841 | 122.5104 | 341.0841 | 122.5104
8576 | 336.3237 | 112.499 | 336.3237 | 112.499
8577 | 336.7454 | 96.5507 | 336.7454 | 96.5507
8578 | 340.2393 | 64.9436 | 340.2393 | 64.9436
8579 | 333.1638 | 52.1801 | 333.1638 | 52.1801
8580 | 316.7161 | 47.5854 | 316.7161 | 47.5854
8581 | 295.4517 | 34.2268 | 295.4517 | 34.2268
8582 | 284.3548 | 41.4669 | 284.3548 | 41.4669
8583 | 272.9172 | 48.2218 | 272.9172 | 48.2218
8584 | 264.6154 | 65.3492 | 264.6154 | 65.3492
8585 | 265.8072 | 146.6126 | 265.8072 | 146.6126
8586 | 271.7641 | 177.9001 | 271.7641 | 177.9001
8587 | 287.6956 | 180.5714 | 287.6956 | 180.5714
8588 | 321.329 | 167.8051 | 321.329 | 167.8051
8589 | 345.6541 | 161.6867 | 345.6541 | 161.6867
8590 | 365.5242 | 155.381 | 365.5242 | 155.381
8591 | 394.1169 | 148.0021 | 394.1169 | 148.0021
8592 | 399.2739 | 138.9121 | 399.2739 | 138.9121
8593 | 374.5695 | 129.7264 | 374.5695 | 129.7264
8594 | 370.6808 | 126.4308 | 370.6808 | 126.4308
8595 | 376.6536 | 125.1087 | 376.6536 | 125.1087
8596 | 375.9522 | 149.1285 | 375.9522 | 149.1285
8597 | 373.1066 | 163.4015 | 373.1066 | 163.4015
8598 | 368.3357 | 152.9991 | 368.3357 | 152.9991
8599 | 348.6915 | 142.7994 | 348.6915 | 142.7994
8600 | 335.787 | 129.5763 | 335.787 | 129.5763
8601 | 332.4439 | 109.9843 | 332.4439 | 109.9843
8602 | 336.9489 | 73.6602 | 336.9489 | 73.6602
8603 | 331.655 | 54.4571 | 331.655 | 54.4571
8604 | 314.6444 | 46.0774 | 314.6444 | 46.0774
8605 | 293.8822 | 32.5258 | 293.8822 | 32.5258
8606 | 281.066 | 40.8012 | 281.066 | 40.8012
8607 | 267.3839 | 48.3305 | 267.3839 | 48.3305
8608 | 259.1341 | 65.6372 | 259.1341 | 65.6372
8609 | 261.7089 | 147.5256 | 261.7089 | 147.5256
8610 | 268.064 | 180.207 | 268.064 | 180.207
8611 | 286.1375 | 184.3048 | 286.1375 | 184.3048
8612 | 319.0154 | 171.9977 | 319.0154 | 171.9977
8613 | 342.685 | 164.7788 | 342.685 | 164.7788
8614 | 359.5436 | 156.15 | 359.5436 | 156.15
8615 | 392.3119 | 147.4885 | 392.3119 | 147.4885
8616 | 394.2123 | 135.6325 | 394.2123 | 135.6325
8617 | 372.8883 | 123.3818 | 372.8883 | 123.3818
8618 | 366.5046 | 116.8718 | 366.5046 | 116.8718
8619 | 369.6336 | 112.6478 | 369.6336 | 112.6478
8620 | 369.7204 | 134.1868 | 369.7204 | 134.1868
8621 | 368.8811 | 146.6665 | 368.8811 | 146.6665
8622 | 366.5768 | 134.8457 | 366.5768 | 134.8457
8623 | 347.393 | 123.2494 | 347.393 | 123.2494
8624 | 337.7156 | 109.4422 | 337.7156 | 109.4422
8625 | 334.724 | 89.0948 | 334.724 | 89.0948
8626 | 339.1789 | 52.0343 | 339.1789 | 52.0343
8627 | 331.5654 | 32.9453 | 331.5654 | 32.9453
8628 | 314.9475 | 25.0194 | 314.9475 | 25.0194
8629 | 292.3482 | 12.0819 | 292.3482 | 12.0819
8630 | 279.6228 | 21.4876 | 279.6228 | 21.4876
8631 | 266.4528 | 31.4162 | 266.4528 | 31.4162
8632 | 257.2194 | 52.2035 | 257.2194 | 52.2035
8633 | 256.3371 | 136.8526 | 256.3371 | 136.8526
8634 | 264.1594 | 169.7839 | 264.1594 | 169.7839
8635 | 279.4711 | 173.1862 | 279.4711 | 173.1862
8636 | 308.851 | 160.966 | 308.851 | 160.966
8637 | 336.0286 | 155.5079 | 336.0286 | 155.5079
8638 | 357.6163 | 148.3979 | 357.6163 | 148.3979
8639 | 387.8005 | 139.3995 | 387.8005 | 139.3995
8640 | 393.1419 | 128.6113 | 393.1419 | 128.6113
8641 | 373.2567 | 117.2872 | 373.2567 | 117.2872
8642 | 366.44 | 111.4565 | 366.44 | 111.4565
8643 | 366.0355 | 107.6564 | 366.0355 | 107.6564
8644 | 365.5804 | 128.7715 | 365.5804 | 128.7715
8645 | 369.1112 | 139.447 | 369.1112 | 139.447
8646 | 362.5031 | 125.2895 | 362.5031 | 125.2895
8647 | 347.4885 | 115.8886 | 347.4885 | 115.8886
8648 | 336.7789 | 104.7632 | 336.7789 | 104.7632
8649 | 331.838 | 86.7961 | 331.838 | 86.7961
8650 | 337.7506 | 51.1675 | 337.7506 | 51.1675
8651 | 333.0229 | 32.5052 | 333.0229 | 32.5052
8652 | 314.1183 | 24.1906 | 314.1183 | 24.1906
8653 | 294.6025 | 10.3347 | 294.6025 | 10.3347
8654 | 282.2355 | 18.1183 | 282.2355 | 18.1183
8655 | 269.1524 | 24.4901 | 269.1524 | 24.4901
8656 | 258.6311 | 41.7778 | 258.6311 | 41.7778
8657 | 258.4008 | 127.4213 | 258.4008 | 127.4213
8658 | 263.9467 | 162.29 | 263.9467 | 162.29
8659 | 276.6788 | 166.6677 | 276.6788 | 166.6677
8660 | 301.9635 | 154.7165 | 301.9635 | 154.7165
8661 | 327.0637 | 149.6605 | 327.0637 | 149.6605
8662 | 345.4581 | 144.4635 | 345.4581 | 144.4635
8663 | 372.6261 | 137.7529 | 372.6261 | 137.7529
8664 | 377.9682 | 128.9238 | 377.9682 | 128.9238
8665 | 365.5757 | 118.7817 | 365.5757 | 118.7817
8666 | 357.4918 | 114.0895 | 357.4918 | 114.0895
8667 | 354.1903 | 111.1181 | 354.1903 | 111.1181
8668 | 354.075 | 133.4396 | 354.075 | 133.4396
8669 | 355.7376 | 145.8785 | 355.7376 | 145.8785
8670 | 349.9601 | 132.8405 | 349.9601 | 132.8405
8671 | 335.5819 | 119.4182 | 335.5819 | 119.4182
8672 | 325.921 | 104.7632 | 325.921 | 104.7632
8673 | 326.8453 | 86.7961 | 326.8453 | 86.7961
8674 | 335.9095 | 51.1675 | 335.9095 | 51.1675
8675 | 330.0794 | 32.5052 | 330.0794 | 32.5052
8676 | 312.4344 | 24.1906 | 312.4344 | 24.1906
8677 | 293.0854 | 10.3347 | 293.0854 | 10.3347
8678 | 281.6129 | 20.6833 | 281.6129 | 20.6833
8679 | 269.7042 | 29.7859 | 269.7042 | 29.7859
8680 | 257.785 | 48.9049 | 257.785 | 48.9049
8681 | 256.8505 | 132.1519 | 256.8505 | 132.1519
8682 | 261.5315 | 164.8224 | 261.5315 | 164.8224
8683 | 274.6509 | 168.5072 | 274.6509 | 168.5072
8684 | 297.2953 | 154.8361 | 297.2953 | 154.8361
8685 | 319.2234 | 147.9976 | 319.2234 | 147.9976
8686 | 340.5075 | 141.8822 | 340.5075 | 141.8822
8687 | 368.291 | 135.1934 | 368.291 | 135.1934
8688 | 373.6098 | 127.625 | 373.6098 | 127.625
8689 | 359.6629 | 120.2897 | 359.6629 | 120.2897
8690 | 354.8469 | 118.6869 | 354.8469 | 118.6869
8691 | 357.8503 | 118.0495 | 357.8503 | 118.0495
8692 | 359.3809 | 141.0667 | 359.3809 | 141.0667
8693 | 360.5404 | 153.3127 | 360.5404 | 153.3127
8694 | 353.5505 | 140.4159 | 353.5505 | 140.4159
8695 | 339.6073 | 128.518 | 339.6073 | 128.518
8696 | 333.1424 | 114.4499 | 333.1424 | 114.4499
8697 | 332.1096 | 94.2601 | 332.1096 | 94.2601
8698 | 333.4791 | 58.0854 | 333.4791 | 58.0854
8699 | 328.3509 | 40.3116 | 328.3509 | 40.3116
8700 | 312.1107 | 32.4399 | 312.1107 | 32.4399
8701 | 291.3607 | 19.0134 | 291.3607 | 19.0134
8702 | 278.888 | 28.1718 | 278.888 | 28.1718
8703 | 267.3228 | 37.6194 | 267.3228 | 37.6194
8704 | 256.8292 | 56.4668 | 256.8292 | 56.4668
8705 | 256.4153 | 138.2547 | 256.4153 | 138.2547
8706 | 262.185 | 169.6562 | 262.185 | 169.6562
8707 | 276.9073 | 172.2433 | 276.9073 | 172.2433
8708 | 303.7579 | 159.064 | 303.7579 | 159.064
8709 | 326.8452 | 152.7255 | 326.8452 | 152.7255
8710 | 348.6578 | 146.1046 | 348.6578 | 146.1046
8711 | 380.2035 | 138.6496 | 380.2035 | 138.6496
8712 | 386.0574 | 129.7335 | 386.0574 | 129.7335
8713 | 368.8587 | 120.9826 | 368.8587 | 120.9826
8714 | 362.9806 | 117.7441 | 362.9806 | 117.7441
8715 | 365.0014 | 115.672 | 365.0014 | 115.672
8716 | 365.4703 | 138.9337 | 365.4703 | 138.9337
8717 | 363.0505 | 152.8997 | 363.0505 | 152.8997
8718 | 359.5469 | 142.3913 | 359.5469 | 142.3913
8719 | 348.3165 | 131.4607 | 348.3165 | 131.4607
8720 | 339.359 | 117.8871 | 339.359 | 117.8871
8721 | 338.8178 | 97.8305 | 338.8178 | 97.8305
8722 | 339.4598 | 59.6179 | 339.4598 | 59.6179
8723 | 332.2877 | 38.4068 | 332.2877 | 38.4068
8724 | 315.0998 | 33.6423 | 315.0998 | 33.6423
8725 | 299.6593 | 23.3226 | 299.6593 | 23.3226
8726 | 287.3074 | 25.528 | 287.3074 | 25.528
8727 | 275.2215 | 36.4031 | 275.2215 | 36.4031
8728 | 264.3015 | 58.2619 | 264.3015 | 58.2619
8729 | 263.2398 | 140.4083 | 263.2398 | 140.4083
8730 | 268.2455 | 169.7296 | 268.2455 | 169.7296
8731 | 280.0732 | 177.6973 | 280.0732 | 177.6973
8732 | 302.8391 | 169.5553 | 302.8391 | 169.5553
8733 | 320.4438 | 168.0926 | 320.4438 | 168.0926
8734 | 337.386 | 152.9232 | 337.386 | 152.9232
8735 | 368.7532 | 147.3456 | 368.7532 | 147.3456
8736 | 369.6836 | 135.5957 | 369.6836 | 135.5957
8737 | 350.655 | 123.9278 | 350.655 | 123.9278
8738 | 345.0079 | 124.1976 | 345.0079 | 124.1976
8739 | 341.4171 | 123.7435 | 341.4171 | 123.7435
8740 | 343.095 | 140.9273 | 343.095 | 140.9273
8741 | 348.1385 | 155.8697 | 348.1385 | 155.8697
8742 | 340.7799 | 140.3248 | 340.7799 | 140.3248
8743 | 334.2839 | 121.5932 | 334.2839 | 121.5932
8744 | 327.0995 | 101.2308 | 327.0995 | 101.2308
8745 | 328.5125 | 90.1136 | 328.5125 | 90.1136
8746 | 335.8094 | 53.0532 | 335.8094 | 53.0532
8747 | 327.9403 | 34.8056 | 327.9403 | 34.8056
8748 | 314.2232 | 26.7333 | 314.2232 | 26.7333
8749 | 296.8763 | 17.9892 | 296.8763 | 17.9892
8750 | 282.1802 | 27.7306 | 282.1802 | 27.7306
8751 | 272.5902 | 42.5386 | 272.5902 | 42.5386
8752 | 262.9787 | 64.1287 | 262.9787 | 64.1287
8753 | 262.787 | 143.1198 | 262.787 | 143.1198
8754 | 268.2424 | 169.3469 | 268.2424 | 169.3469
8755 | 283.1188 | 175.3604 | 283.1188 | 175.3604
8756 | 313.1098 | 164.2952 | 313.1098 | 164.2952
8757 | 341.1317 | 161.3139 | 341.1317 | 161.3139
8758 | 365.4065 | 146.4254 | 365.4065 | 146.4254
8759 | 400.5305 | 143.6447 | 400.5305 | 143.6447