## Summary Scalars
Parameter | Value
Total Cost ($) | 11267056.6773
Capital Cost (CAPEX) | 202962.7954
Operating Cost (OPEX) | 11064093.8819
Annual Fuel Consumption Genset (L) | 1981315.7895
Annual Fuel Consumption Diesel Furnace (L) | 3177924.0293

## Generator Summary
Size | Built | Capacity (kW) | Capital Cost ($) | Operating Cost ($)
100 kW | 3 | 300 | 19157.1635 | 44700
500 kW | 0 | 0 | 0 | 0
1000 kW | 1 | 1000 | 70952.4573 | 114000
2000 kW | 0 | 0 | 0 | 0
Total | 4 | 1300 | 90109.6208 | 158700

## Diesel Furnace Summary
Size | Built | Capacity (MW) | Capital Cost ($) | Operating Cost ($)
17.58 kW | 500 | 8790 | 112853.1746 | 140640
Total | 500 | 8790 | 112853.1746 | 140640

## Time Series
Time | Electric Load (kW) | Thermal Load (kW) | Diesel Generation (kW) | Thermal Generation (kW)
0 | 886.7538 | 255.1209 | 886.7538 | 255.1209
1 | 841.8221 | 226.9506 | 841.8221 | 226.9506
2 | 837.8751 | 219.817 | 837.8751 | 219.817
3 | 843.6619 | 205.3602 | 843.6619 | 205.3602
4 | 834.7106 | 235.0616 | 834.7106 | 235.0616
5 | 851.1278 | 268.8169 | 851.1278 | 268.8169
6 | 843.7215 | 255.1258 | 843.7215 | 255.1258
7 | 793.3569 | 240.7932 | 793.3569 | 240.7932
8 | 759.0115 | 216.3521 | 759.0115 | 216.3521
9 | 750.6429 | 189.4429 | 750.6429 | 189.4429
10 | 758.3776 | 113.329 | 758.3776 | 113.329
11 | 734.6872 | 74.5592 | 734.6872 | 74.5592
12 | 693.7092 | 59.4082 | 693.7092 | 59.4082
13 | 651.2254 | 45.2627 | 651.2254 | 45.2627
14 | 621.1746 | 53.1844 | 621.1746 | 53.1844
15 | 597.8047 | 77.503 | 597.8047 | 77.503
16 | 573.8618 | 126.6908 | 573.8618 | 126.6908
17 | 572.3389 | 279.0214 | 572.3389 | 279.0214
18 | 588.5629 | 318.7641 | 588.5629 | 318.7641
19 | 624.0507 | 330.3272 | 624.0507 | 330.3272
20 | 693.6512 | 312.4001 | 693.6512 | 312.4001
21 | 757.2571 | 305.2056 | 757.2571 | 305.2056
22 | 807.9311 | 273.8289 | 807.9311 | 273.8289
23 | 880.1259 | 266.0282 | 880.1259 | 266.0282
24 | 893.59 | 247.9143 | 893.59 | 247.9143
25 | 848.9058 | 223.7797 | 848.9058 | 223.7797
26 | 832.1142 | 221.1783 | 832.1142 | 221.1783
27 | 833.6621 | 205.3762 | 833.6621 | 205.3762
28 | 833.528 | 235.8063 | 833.528 | 235.8063
29 | 837.1052 | 267.3516 | 837.1052 | 267.3516
30 | 826.8377 | 248.9042 | 826.8377 | 248.9042
31 | 786.6007 | 231.6808 | 786.6007 | 231.6808
32 | 754.4158 | 204.317 | 754.4158 | 204.317
33 | 744.1832 | 178.0085 | 744.1832 | 178.0085
34 | 751.8739 | 106.763 | 751.8739 | 106.763
35 | 734.4914 | 73.3821 | 734.4914 | 73.3821
36 | 686.8798 | 62.8193 | 686.8798 | 62.8193
37 | 643.7512 | 49.1702 | 643.7512 | 49.1702
38 | 622.2369 | 57.6284 | 622.2369 | 57.6284
39 | 600.17 | 81.7148 | 600.17 | 81.7148
40 | 577.4512 | 129.2851 | 577.4512 | 129.2851
41 | 574.9911 | 279.7261 | 574.9911 | 279.7261
42 | 585.8367 | 321.8069 | 585.8367 | 321.8069
43 | 614.9685 | 336.7011 | 614.9685 | 336.7011
44 | 679.594 | 320.7678 | 679.594 | 320.7678
45 | 745.4816 | 317.0565 | 745.4816 | 317.0565
46 | 792.2214 | 287.8497 | 792.2214 | 287.8497
47 | 859.7578 | 277.4947 | 859.7578 | 277.4947
48 | 865.3006 | 253.5675 | 865.3006 | 253.5675
49 | 832.23 | 224.5804 | 832.23 | 224.5804
50 | 820.1835 | 215.7493 | 820.1835 | 215.7493
51 | 825.6405 | 196.7043 | 825.6405 | 196.7043
52 | 822.2696 | 222.7063 | 822.2696 | 222.7063
53 | 833.882 | 252.8663 | 833.882 | 252.8663
54 | 821.0629 | 233.418 | 821.0629 | 233.418
55 | 778.473 | 211.4303 | 778.473 | 211.4303
56 | 743.9207 | 186.0844 | 743.9207 | 186.0844
57 | 732.6238 | 164.1718 | 732.6238 | 164.1718
58 | 746.6871 | 98.1711 | 746.6871 | 98.1711
59 | 727.7363 | 65.4548 | 727.7363 | 65.4548
60 | 683.266 | 52.666 | 683.266 | 52.666
61 | 646.718 | 34.669 | 646.718 | 34.669
62 | 620.9054 | 38.1626 | 620.9054 | 38.1626
63 | 597.1618 | 61.7686 | 597.1618 | 61.7686
64 | 577.2567 | 113.1584 | 577.2567 | 113.1584
65 | 570.9933 | 265.2728 | 570.9933 | 265.2728
66 | 581.6189 | 310.1162 | 581.6189 | 310.1162
67 | 606.1554 | 324.0094 | 606.1554 | 324.0094
68 | 660.6737 | 307.0432 | 660.6737 | 307.0432
69 | 711.942 | 303.7403 | 711.942 | 303.7403
70 | 762.5515 | 274.5255 | 762.5515 | 274.5255
71 | 820.3644 | 265.2755 | 820.3644 | 265.2755
72 | 839.7584 | 240.8199 | 839.7584 | 240.8199
73 | 809.3049 | 212.8177 | 809.3049 | 212.8177
74 | 796.776 | 208.5828 | 796.776 | 208.5828
75 | 801.0621 | 188.6009 | 801.0621 | 188.6009
76 | 795.2335 | 207.6205 | 795.2335 | 207.6205
77 | 797.6804 | 243.2175 | 797.6804 | 243.2175
78 | 774.1477 | 228.2292 | 774.1477 | 228.2292
79 | 751.1514 | 211.4303 | 751.1514 | 211.4303
80 | 731.1284 | 186.0844 | 731.1284 | 186.0844
81 | 728.5943 | 164.1718 | 728.5943 | 164.1718
82 | 733.51 | 98.1711 | 733.51 | 98.1711
83 | 723.8776 | 65.4548 | 723.8776 | 65.4548
84 | 680.7006 | 52.666 | 680.7006 | 52.666
85 | 638.0957 | 34.669 | 638.0957 | 34.669
86 | 616.7227 | 38.1626 | 616.7227 | 38.1626
87 | 598.8259 | 61.7686 | 598.8259 | 61.7686
88 | 573.7244 | 103.9419 | 573.7244 | 103.9419
89 | 568.4713 | 248.8979 | 568.4713 | 248.8979
90 | 577.8457 | 290.7945 | 577.8457 | 290.7945
91 | 607.8244 | 303.9271 | 607.8244 | 303.9271
92 | 655.1416 | 284.6788 | 655.1416 | 284.6788
93 | 714.5269 | 278.1489 | 714.5269 | 278.1489
94 | 757.9096 | 246.8842 | 757.9096 | 246.8842
95 | 812.7831 | 242.2384 | 812.7831 | 242.2384
96 | 835.0169 | 225.9422 | 835.0169 | 225.9422
97 | 795.2022 | 203.6653 | 795.2022 | 203.6653
98 | 785.804 | 199.2302 | 785.804 | 199.2302
99 | 784.3853 | 181.8987 | 784.3853 | 181.8987
100 | 796.503 | 209.5823 | 796.503 | 209.5823
101 | 813.0641 | 243.2175 | 813.0641 | 243.2175
102 | 792.419 | 228.2292 | 792.419 | 228.2292
103 | 768.86 | 211.4303 | 768.86 | 211.4303
104 | 747.7833 | 186.0844 | 747.7833 | 186.0844
105 | 734.7457 | 164.1718 | 734.7457 | 164.1718
106 | 736.459 | 98.1711 | 736.459 | 98.1711
107 | 714.6526 | 65.4548 | 714.6526 | 65.4548
108 | 676.9813 | 57.2062 | 676.9813 | 57.2062
109 | 642.1484 | 44.2297 | 642.1484 | 44.2297
110 | 616.7534 | 54.1613 | 616.7534 | 54.1613
111 | 594.5347 | 79.0484 | 594.5347 | 79.0484
112 | 573.813 | 122.9113 | 573.813 | 122.9113
113 | 568.0673 | 273.0079 | 568.0673 | 273.0079
114 | 583.1384 | 321.1182 | 583.1384 | 321.1182
115 | 613.8972 | 335.1877 | 613.8972 | 335.1877
116 | 672.5224 | 317.3246 | 672.5224 | 317.3246
117 | 722.103 | 316.8963 | 722.103 | 316.8963
118 | 770.3871 | 291.2368 | 770.3871 | 291.2368
119 | 833.2027 | 281.4183 | 833.2027 | 281.4183
120 | 840.232 | 258.3879 | 840.232 | 258.3879
121 | 797.9379 | 228.9444 | 797.9379 | 228.9444
122 | 792.5427 | 223.2762 | 792.5427 | 223.2762
123 | 800.1152 | 213.1674 | 800.1152 | 213.1674
124 | 799.0183 | 245.311 | 799.0183 | 245.311
125 | 802.5168 | 279.0503 | 802.5168 | 279.0503
126 | 788.6667 | 262.7088 | 788.6667 | 262.7088
127 | 756.3112 | 242.0023 | 756.3112 | 242.0023
128 | 734.2461 | 213.3093 | 734.2461 | 213.3093
129 | 727.1219 | 190.4198 | 727.1219 | 190.4198
130 | 732.7625 | 125.9005 | 732.7625 | 125.9005
131 | 717.2337 | 97.4201 | 717.2337 | 97.4201
132 | 677.7975 | 89.4277 | 677.7975 | 89.4277
133 | 639.5657 | 76.6033 | 639.5657 | 76.6033
134 | 614.5057 | 85.526 | 614.5057 | 85.526
135 | 592.1685 | 108.9638 | 592.1685 | 108.9638
136 | 568.2264 | 155.1248 | 568.2264 | 155.1248
137 | 569.3168 | 312.9404 | 569.3168 | 312.9404
138 | 586.2954 | 358.4324 | 586.2954 | 358.4324
139 | 622.1958 | 370.2678 | 622.1958 | 370.2678
140 | 694.58 | 350.2748 | 694.58 | 350.2748
141 | 752.1602 | 344.2974 | 752.1602 | 344.2974
142 | 800.7277 | 311.159 | 800.7277 | 311.159
143 | 863.5635 | 299.9232 | 863.5635 | 299.9232
144 | 873.1496 | 277.5094 | 873.1496 | 277.5094
145 | 824.1577 | 250.1879 | 824.1577 | 250.1879
146 | 810.5697 | 244.4716 | 810.5697 | 244.4716
147 | 824.7809 | 231.9045 | 824.7809 | 231.9045
148 | 818.4275 | 262.4066 | 818.4275 | 262.4066
149 | 818.9319 | 293.5195 | 818.9319 | 293.5195
150 | 802.7449 | 275.5846 | 802.7449 | 275.5846
151 | 769.8265 | 257.1041 | 769.8265 | 257.1041
152 | 737.9092 | 229.7483 | 737.9092 | 229.7483
153 | 732.9096 | 206.3384 | 732.9096 | 206.3384
154 | 739.2211 | 137.1268 | 739.2211 | 137.1268
155 | 718.8863 | 102.5768 | 718.8863 | 102.5768
156 | 678.7859 | 89.8761 | 678.7859 | 89.8761
157 | 636.5489 | 73.8008 | 636.5489 | 73.8008
158 | 609.2638 | 81.8106 | 609.2638 | 81.8106
159 | 582.4099 | 104.4717 | 582.4099 | 104.4717
160 | 559.6183 | 153.4673 | 559.6183 | 153.4673
161 | 559.4382 | 305.0773 | 559.4382 | 305.0773
162 | 579.6297 | 348.1269 | 579.6297 | 348.1269
163 | 611.8986 | 360.9392 | 611.8986 | 360.9392
164 | 680.3502 | 339.9373 | 680.3502 | 339.9373
165 | 741.6501 | 331.7419 | 741.6501 | 331.7419
166 | 783.1708 | 302.2869 | 783.1708 | 302.2869
167 | 841.9607 | 294.7665 | 841.9607 | 294.7665
168 | 848.3641 | 268.277 | 848.3641 | 268.277
169 | 806.6899 | 239.8264 | 806.6899 | 239.8264
170 | 795.9178 | 229.4659 | 795.9178 | 229.4659
171 | 806.6433 | 210.8052 | 806.6433 | 210.8052
172 | 801.1579 | 237.2075 | 801.1579 | 237.2075
173 | 803.1025 | 269.4015 | 803.1025 | 269.4015
174 | 788.3146 | 250.6097 | 788.3146 | 250.6097
175 | 752.4397 | 228.558 | 752.4397 | 228.558
176 | 723.7019 | 197.6069 | 723.7019 | 197.6069
177 | 716.6446 | 171.1141 | 716.6446 | 171.1141
178 | 730.2582 | 102.2228 | 730.2582 | 102.2228
179 | 710.5413 | 70.019 | 710.5413 | 70.019
180 | 670.3395 | 60.5212 | 670.3395 | 60.5212
181 | 632.2878 | 46.0874 | 632.2878 | 46.0874
182 | 603.4887 | 54.8899 | 603.4887 | 54.8899
183 | 579.8787 | 83.5405 | 579.8787 | 83.5405
184 | 559.2403 | 136.1714 | 559.2403 | 136.1714
185 | 561.9325 | 289.9594 | 561.9325 | 289.9594
186 | 577.534 | 334.2102 | 577.534 | 334.2102
187 | 616.4671 | 349.0403 | 616.4671 | 349.0403
188 | 687.3284 | 332.0741 | 687.3284 | 332.0741
189 | 747.0565 | 328.531 | 747.0565 | 328.531
190 | 799.7698 | 299.0199 | 799.7698 | 299.0199
191 | 860.3439 | 289.7058 | 860.3439 | 289.7058
192 | 867.1373 | 260.7421 | 867.1373 | 260.7421
193 | 832.3835 | 230.3617 | 832.3835 | 230.3617
194 | 806.0815 | 217.1426 | 806.0815 | 217.1426
195 | 816.8198 | 193.0209 | 816.8198 | 193.0209
196 | 821.7432 | 213.7381 | 821.7432 | 213.7381
197 | 830.8546 | 243.2175 | 830.8546 | 243.2175
198 | 814.9425 | 228.2292 | 814.9425 | 228.2292
199 | 775.0319 | 211.4303 | 775.0319 | 211.4303
200 | 756.1421 | 186.0844 | 756.1421 | 186.0844
201 | 742.4597 | 164.1718 | 742.4597 | 164.1718
202 | 747.095 | 98.1711 | 747.095 | 98.1711
203 | 715.9378 | 65.4548 | 715.9378 | 65.4548
204 | 677.378 | 52.666 | 677.378 | 52.666
205 | 636.5809 | 34.669 | 636.5809 | 34.669
206 | 612.833 | 38.1626 | 612.833 | 38.1626
207 | 592.1108 | 54.514 | 592.1108 | 54.514
208 | 574.7437 | 105.4874 | 574.7437 | 105.4874
209 | 570.7602 | 252.4371 | 570.7602 | 252.4371
210 | 582.9289 | 294.2376 | 582.9289 | 294.2376
211 | 617.9141 | 309.3881 | 617.9141 | 309.3881
212 | 675.352 | 291.6692 | 675.352 | 291.6692
213 | 729.5338 | 288.3422 | 729.5338 | 288.3422
214 | 776.1928 | 261.4576 | 776.1928 | 261.4576
215 | 848.8001 | 256.5875 | 848.8001 | 256.5875
216 | 862.1424 | 233.8935 | 862.1424 | 233.8935
217 | 828.3037 | 206.6601 | 828.3037 | 206.6601
218 | 824.1448 | 199.6306 | 824.1448 | 199.6306
219 | 820.7347 | 183.0678 | 820.7347 | 183.0678
220 | 824.3337 | 210.6312 | 824.3337 | 210.6312
221 | 825.2971 | 243.6739 | 825.2971 | 243.6739
222 | 814.9347 | 228.2613 | 814.9347 | 228.2613
223 | 780.7795 | 211.6946 | 780.7795 | 211.6946
224 | 749.9983 | 186.5408 | 749.9983 | 186.5408
225 | 741.948 | 164.1718 | 741.948 | 164.1718
226 | 748.6634 | 100.8456 | 748.6634 | 100.8456
227 | 721.7694 | 70.5155 | 721.7694 | 70.5155
228 | 683.1609 | 61.346 | 683.1609 | 61.346
229 | 643.2957 | 50.059 | 643.2957 | 50.059
230 | 615.2681 | 63.682 | 615.2681 | 63.682
231 | 595.4327 | 89.8823 | 595.4327 | 89.8823
232 | 571.3534 | 131.2149 | 571.3534 | 131.2149
233 | 571.4103 | 275.9386 | 571.4103 | 275.9386
234 | 580.9281 | 318.0034 | 580.9281 | 318.0034
235 | 603.903 | 332.249 | 603.903 | 332.249
236 | 655.9123 | 314.8824 | 655.9123 | 314.8824
237 | 705.0944 | 310.002 | 705.0944 | 310.002
238 | 750.1956 | 278.4571 | 750.1956 | 278.4571
239 | 818.843 | 272.5061 | 818.843 | 272.5061
240 | 825.8534 | 256.3861 | 825.8534 | 256.3861
241 | 798.083 | 236.079 | 798.083 | 236.079
242 | 789.9976 | 236.8646 | 789.9976 | 236.8646
243 | 785.8354 | 226.0431 | 785.8354 | 226.0431
244 | 796.2887 | 255.0479 | 796.2887 | 255.0479
245 | 803.7384 | 282.6055 | 803.7384 | 282.6055
246 | 787.0329 | 259.8181 | 787.0329 | 259.8181
247 | 757.8587 | 236.4372 | 757.8587 | 236.4372
248 | 732.8533 | 207.4879 | 732.8533 | 207.4879
249 | 724.4047 | 183.2773 | 724.4047 | 183.2773
250 | 732.8395 | 115.9874 | 732.8395 | 115.9874
251 | 706.8873 | 83.8717 | 706.8873 | 83.8717
252 | 672.8479 | 73.5571 | 672.8479 | 73.5571
253 | 637.4349 | 58.5068 | 637.4349 | 58.5068
254 | 612.6603 | 66.2603 | 612.6603 | 66.2603
255 | 594.7701 | 87.296 | 594.7701 | 87.296
256 | 569.9193 | 131.351 | 569.9193 | 131.351
257 | 571.049 | 282.6327 | 571.049 | 282.6327
258 | 576.4993 | 331.3916 | 576.4993 | 331.3916
259 | 601.6263 | 347.7432 | 601.6263 | 347.7432
260 | 644.4516 | 328.5669 | 644.4516 | 328.5669
261 | 692.2215 | 320.5076 | 692.2215 | 320.5076
262 | 740.5511 | 288.8026 | 740.5511 | 288.8026
263 | 797.2226 | 283.2199 | 797.2226 | 283.2199
264 | 814.3351 | 259.7732 | 814.3351 | 259.7732
265 | 788.2679 | 228.456 | 788.2679 | 228.456
266 | 783.7068 | 213.7635 | 783.7068 | 213.7635
267 | 780.0533 | 192.5405 | 780.0533 | 192.5405
268 | 781.2566 | 219.4633 | 781.2566 | 219.4633
269 | 786.9539 | 246.5165 | 786.9539 | 246.5165
270 | 766.7406 | 228.2292 | 766.7406 | 228.2292
271 | 741.8892 | 211.4303 | 741.8892 | 211.4303
272 | 723.7167 | 186.0844 | 723.7167 | 186.0844
273 | 726.2323 | 164.1718 | 726.2323 | 164.1718
274 | 735.8556 | 98.1711 | 735.8556 | 98.1711
275 | 715.6628 | 66.0394 | 715.6628 | 66.0394
276 | 675.7198 | 59.5283 | 675.7198 | 59.5283
277 | 635.2476 | 43.7172 | 635.2476 | 43.7172
278 | 613.2482 | 50.55 | 613.2482 | 50.55
279 | 595.0128 | 74.6604 | 595.0128 | 74.6604
280 | 576.5628 | 120.0207 | 576.5628 | 120.0207
281 | 569.2073 | 268.0434 | 569.2073 | 268.0434
282 | 578.9246 | 311.9018 | 578.9246 | 311.9018
283 | 603.1912 | 328.1012 | 603.1912 | 328.1012
284 | 656.7886 | 314.2818 | 656.7886 | 314.2818
285 | 707.5229 | 312.9968 | 707.5229 | 312.9968
286 | 750.2159 | 285.8959 | 750.2159 | 285.8959
287 | 812.1257 | 281.4983 | 812.1257 | 281.4983
288 | 828.4702 | 256.0178 | 828.4702 | 256.0178
289 | 795.8563 | 223.9399 | 795.8563 | 223.9399
290 | 784.8546 | 214.7244 | 784.8546 | 214.7244
291 | 786.9486 | 196.2719 | 786.9486 | 196.2719
292 | 788.6536 | 220.1039 | 788.6536 | 220.1039
293 | 802.6461 | 245.2033 | 802.6461 | 245.2033
294 | 791.8593 | 228.2292 | 791.8593 | 228.2292
295 | 759.7172 | 211.4303 | 759.7172 | 211.4303
296 | 741.0848 | 186.0844 | 741.0848 | 186.0844
297 | 735.3806 | 164.1718 | 735.3806 | 164.1718
298 | 731.0471 | 98.1711 | 731.0471 | 98.1711
299 | 709.7336 | 65.4548 | 709.7336 | 65.4548
300 | 669.2163 | 52.666 | 669.2163 | 52.666
301 | 629.1032 | 34.669 | 629.1032 | 34.669
302 | 606.7398 | 38.1626 | 606.7398 | 38.1626
303 | 586.2072 | 53.6572 | 586.2072 | 53.6572
304 | 561.4186 | 104.7747 | 561.4186 | 104.7747
305 | 560.8155 | 259.6117 | 560.8155 | 259.6117
306 | 577.271 | 303.5261 | 577.271 | 303.5261
307 | 608.5796 | 316.2744 | 608.5796 | 316.2744
308 | 677.0715 | 298.3633 | 677.0715 | 298.3633
309 | 738.5772 | 290.8165 | 738.5772 | 290.8165
310 | 777.5516 | 257.8062 | 777.5516 | 257.8062
311 | 846.7226 | 252.1915 | 846.7226 | 252.1915
312 | 841.854 | 231.091 | 841.854 | 231.091
313 | 802.2113 | 200.7987 | 802.2113 | 200.7987
314 | 792.4791 | 191.351 | 792.4791 | 191.351
315 | 797.1671 | 171.9216 | 797.1671 | 171.9216
316 | 793.71 | 207.6205 | 793.71 | 207.6205
317 | 802.8798 | 243.2175 | 802.8798 | 243.2175
318 | 788.7687 | 228.2292 | 788.7687 | 228.2292
319 | 750.9833 | 211.4303 | 750.9833 | 211.4303
320 | 725.4315 | 186.0844 | 725.4315 | 186.0844
321 | 718.7967 | 164.1718 | 718.7967 | 164.1718
322 | 730.6259 | 98.1711 | 730.6259 | 98.1711
323 | 707.0229 | 65.4548 | 707.0229 | 65.4548
324 | 656.8021 | 52.666 | 656.8021 | 52.666
325 | 614.705 | 34.669 | 614.705 | 34.669
326 | 595.235 | 38.1626 | 595.235 | 38.1626
327 | 572.788 | 53.6572 | 572.788 | 53.6572
328 | 549.3834 | 86.7983 | 549.3834 | 86.7983
329 | 548.9122 | 230.7212 | 548.9122 | 230.7212
330 | 568.6339 | 280.1928 | 568.6339 | 280.1928
331 | 597.6508 | 294.2943 | 597.6508 | 294.2943
332 | 665.0644 | 275.9908 | 665.0644 | 275.9908
333 | 727.8193 | 271.7671 | 727.8193 | 271.7671
334 | 776.5205 | 242.7605 | 776.5205 | 242.7605
335 | 830.9549 | 236.4171 | 830.9549 | 236.4171
336 | 842.8053 | 213.8752 | 842.8053 | 213.8752
337 | 800.0407 | 186.0172 | 800.0407 | 186.0172
338 | 792.5895 | 177.5544 | 792.5895 | 177.5544
339 | 793.1276 | 171.9216 | 793.1276 | 171.9216
340 | 791.3396 | 207.6205 | 791.3396 | 207.6205
341 | 797.8292 | 243.2175 | 797.8292 | 243.2175
342 | 785.2897 | 228.2292 | 785.2897 | 228.2292
343 | 749.4323 | 211.4303 | 749.4323 | 211.4303
344 | 724.6277 | 186.0844 | 724.6277 | 186.0844
345 | 721.051 | 164.1718 | 721.051 | 164.1718
346 | 732.5527 | 98.1711 | 732.5527 | 98.1711
347 | 701.419 | 65.4548 | 701.419 | 65.4548
348 | 655.621 | 52.666 | 655.621 | 52.666
349 | 618.5276 | 34.669 | 618.5276 | 34.669
350 | 593.3554 | 38.1626 | 593.3554 | 38.1626
351 | 573.8764 | 53.6572 | 573.8764 | 53.6572
352 | 554.6179 | 86.7983 | 554.6179 | 86.7983
353 | 554.3626 | 226.3893 | 554.3626 | 226.3893
354 | 572.3009 | 273.4266 | 572.3009 | 273.4266
355 | 604.7029 | 289.5779 | 604.7029 | 289.5779
356 | 668.4907 | 272.1793 | 668.4907 | 272.1793
357 | 728.5012 | 266.9787 | 728.5012 | 266.9787
358 | 782.0242 | 236.9231 | 782.0242 | 236.9231
359 | 838.236 | 232.1812 | 838.236 | 232.1812
360 | 840.1164 | 210.0397 | 840.1164 | 210.0397
361 | 807.5992 | 178.2581 | 807.5992 | 178.2581
362 | 792.063 | 177.5544 | 792.063 | 177.5544
363 | 793.4055 | 171.9216 | 793.4055 | 171.9216
364 | 793.3808 | 207.6205 | 793.3808 | 207.6205
365 | 805.5593 | 243.2175 | 805.5593 | 243.2175
366 | 788.9869 | 228.2292 | 788.9869 | 228.2292
367 | 754.2676 | 211.4303 | 754.2676 | 211.4303
368 | 728.9333 | 186.0844 | 728.9333 | 186.0844
369 | 720.2622 | 164.1718 | 720.2622 | 164.1718
370 | 734.4149 | 98.1711 | 734.4149 | 98.1711
371 | 709.9383 | 65.4548 | 709.9383 | 65.4548
372 | 666.611 | 52.666 | 666.611 | 52.666
373 | 625.4023 | 34.669 | 625.4023 | 34.669
374 | 596.4063 | 38.1626 | 596.4063 | 38.1626
375 | 578.891 | 53.6572 | 578.891 | 53.6572
376 | 556.6864 | 86.7983 | 556.6864 | 86.7983
377 | 553.296 | 233.1875 | 553.296 | 233.1875
378 | 566.5495 | 276.3252 | 566.5495 | 276.3252
379 | 594.2731 | 290.0584 | 594.2731 | 290.0584
380 | 655.113 | 270.7941 | 655.113 | 270.7941
381 | 713.5038 | 265.3292 | 713.5038 | 265.3292
382 | 761.4648 | 236.3546 | 761.4648 | 236.3546
383 | 823.0022 | 234.4633 | 823.0022 | 234.4633
384 | 831.1513 | 220.2811 | 831.1513 | 220.2811
385 | 791.1693 | 197.1634 | 791.1693 | 197.1634
386 | 781.2502 | 193.4409 | 781.2502 | 193.4409
387 | 782.9884 | 175.9973 | 782.9884 | 175.9973
388 | 788.4377 | 207.6205 | 788.4377 | 207.6205
389 | 782.3 | 243.2175 | 782.3 | 243.2175
390 | 774.7498 | 228.2292 | 774.7498 | 228.2292
391 | 746.7479 | 211.4303 | 746.7479 | 211.4303
392 | 708.4441 | 186.0844 | 708.4441 | 186.0844
393 | 701.5745 | 164.1718 | 701.5745 | 164.1718
394 | 717.4672 | 98.1711 | 717.4672 | 98.1711
395 | 701.15 | 65.4548 | 701.15 | 65.4548
396 | 663.437 | 52.666 | 663.437 | 52.666
397 | 622.9931 | 34.669 | 622.9931 | 34.669
398 | 601.1023 | 38.1626 | 601.1023 | 38.1626
399 | 582.3781 | 60.5995 | 582.3781 | 60.5995
400 | 560.0142 | 111.5569 | 560.0142 | 111.5569
401 | 556.2649 | 264.8805 | 556.2649 | 264.8805
402 | 565.2923 | 308.9871 | 565.2923 | 308.9871
403 | 582.9701 | 322.8964 | 582.9701 | 322.8964
404 | 637.6259 | 303.528 | 637.6259 | 303.528
405 | 688.5792 | 297.8709 | 688.5792 | 297.8709
406 | 736.0004 | 269.0885 | 736.0004 | 269.0885
407 | 803.0704 | 266.2444 | 803.0704 | 266.2444
408 | 818.4656 | 239.3385 | 818.4656 | 239.3385
409 | 786.6616 | 206.0835 | 786.6616 | 206.0835
410 | 777.818 | 193.0405 | 777.818 | 193.0405
411 | 774.2024 | 171.9216 | 774.2024 | 171.9216
412 | 780.1714 | 207.6205 | 780.1714 | 207.6205
413 | 784.7726 | 243.2175 | 784.7726 | 243.2175
414 | 763.8175 | 228.2292 | 763.8175 | 228.2292
415 | 733.4195 | 211.4303 | 733.4195 | 211.4303
416 | 710.0338 | 186.0844 | 710.0338 | 186.0844
417 | 707.4928 | 164.1718 | 707.4928 | 164.1718
418 | 723.7959 | 98.1711 | 723.7959 | 98.1711
419 | 697.8574 | 65.4548 | 697.8574 | 65.4548
420 | 656.0093 | 52.666 | 656.0093 | 52.666
421 | 622.4286 | 34.669 | 622.4286 | 34.669
422 | 599.5052 | 38.1626 | 599.5052 | 38.1626
423 | 581.5448 | 53.6572 | 581.5448 | 53.6572
424 | 558.5959 | 86.7983 | 558.5959 | 86.7983
425 | 556.8466 | 233.796 | 556.8466 | 233.796
426 | 561.4335 | 278.3271 | 561.4335 | 278.3271
427 | 583.9107 | 290.3947 | 583.9107 | 290.3947
428 | 630.1956 | 272.0112 | 630.1956 | 272.0112
429 | 675.9521 | 268.404 | 675.9521 | 268.404
430 | 723.1627 | 239.7977 | 723.1627 | 239.7977
431 | 785.9722 | 237.1778 | 785.9722 | 237.1778
432 | 799.8399 | 217.8388 | 799.8399 | 217.8388
433 | 772.9671 | 189.7566 | 772.9671 | 189.7566
434 | 762.3442 | 181.1096 | 762.3442 | 181.1096
435 | 766.8556 | 171.9216 | 766.8556 | 171.9216
436 | 771.9649 | 207.6205 | 771.9649 | 207.6205
437 | 774.9575 | 243.2175 | 774.9575 | 243.2175
438 | 766.2782 | 228.2292 | 766.2782 | 228.2292
439 | 740.8407 | 211.4303 | 740.8407 | 211.4303
440 | 720.4266 | 186.0844 | 720.4266 | 186.0844
441 | 721.0174 | 164.1718 | 721.0174 | 164.1718
442 | 727.1947 | 98.1711 | 727.1947 | 98.1711
443 | 696.0519 | 65.4548 | 696.0519 | 65.4548
444 | 653.2927 | 52.666 | 653.2927 | 52.666
445 | 616.6292 | 34.669 | 616.6292 | 34.669
446 | 593.4648 | 38.1626 | 593.4648 | 38.1626
447 | 576.8566 | 53.6572 | 576.8566 | 53.6572
448 | 560.1184 | 86.7983 | 560.1184 | 86.7983
449 | 550.6392 | 225.4364 | 550.6392 | 225.4364
450 | 559.8028 | 262.929 | 559.8028 | 262.929
451 | 586.3612 | 272.3942 | 586.3612 | 272.3942
452 | 640.1444 | 260.9691 | 640.1444 | 260.9691
453 | 695.6146 | 261.3575 | 695.6146 | 261.3575
454 | 741.71 | 235.4818 | 741.71 | 235.4818
455 | 805.9626 | 231.8849 | 805.9626 | 231.8849
456 | 811.259 | 207.7416 | 811.259 | 207.7416
457 | 785.0083 | 173.8781 | 785.0083 | 173.8781
458 | 770.2754 | 177.5544 | 770.2754 | 177.5544
459 | 777.8055 | 171.9216 | 777.8055 | 171.9216
460 | 776.3345 | 207.6205 | 776.3345 | 207.6205
461 | 785.7303 | 243.2175 | 785.7303 | 243.2175
462 | 777.0965 | 228.2292 | 777.0965 | 228.2292
463 | 751.9311 | 211.4303 | 751.9311 | 211.4303
464 | 723.2996 | 186.0844 | 723.2996 | 186.0844
465 | 723.2409 | 164.1718 | 723.2409 | 164.1718
466 | 728.0765 | 98.1711 | 728.0765 | 98.1711
467 | 699.4488 | 65.4548 | 699.4488 | 65.4548
468 | 667.0332 | 52.666 | 667.0332 | 52.666
469 | 628.1171 | 34.669 | 628.1171 | 34.669
470 | 605.6434 | 38.1626 | 605.6434 | 38.1626
471 | 589.2946 | 53.6572 | 589.2946 | 53.6572
472 | 575.1305 | 86.7983 | 575.1305 | 86.7983
473 | 568.2715 | 225.4364 | 568.2715 | 225.4364
474 | 581.8163 | 262.929 | 581.8163 | 262.929
475 | 616.766 | 276.7182 | 616.766 | 276.7182
476 | 689.9136 | 257.9343 | 689.9136 | 257.9343
477 | 755.5612 | 252.6696 | 755.5612 | 252.6696
478 | 801.3288 | 222.9743 | 801.3288 | 222.9743
479 | 868.2191 | 219.4095 | 868.2191 | 219.4095
480 | 875.2142 | 203.4817 | 875.2142 | 203.4817
481 | 828.1668 | 180.8765 | 828.1668 | 180.8765
482 | 826.3935 | 177.5544 | 826.3935 | 177.5544
483 | 836.6582 | 171.9216 | 836.6582 | 171.9216
484 | 826.3917 | 207.6205 | 826.3917 | 207.6205
485 | 830.4113 | 243.2175 | 830.4113 | 243.2175
486 | 821.8699 | 228.2292 | 821.8699 | 228.2292
487 | 777.7137 | 211.4303 | 777.7137 | 211.4303
488 | 747.355 | 186.0844 | 747.355 | 186.0844
489 | 742.7956 | 164.1718 | 742.7956 | 164.1718
490 | 748.2328 | 98.1711 | 748.2328 | 98.1711
491 | 714.0732 | 65.4548 | 714.0732 | 65.4548
492 | 666.3092 | 52.666 | 666.3092 | 52.666
493 | 628.0769 | 34.669 | 628.0769 | 34.669
494 | 606.5972 | 38.1626 | 606.5972 | 38.1626
495 | 592.5808 | 53.6572 | 592.5808 | 53.6572
496 | 574.9919 | 86.7983 | 574.9919 | 86.7983
497 | 569.2996 | 225.4364 | 569.2996 | 225.4364
498 | 580.9875 | 267.5412 | 580.9875 | 267.5412
499 | 612.3066 | 282.2352 | 612.3066 | 282.2352
500 | 681.1878 | 265.0608 | 681.1878 | 265.0608
501 | 743.7126 | 260.9091 | 743.7126 | 260.9091
502 | 796.7365 | 233.3278 | 796.7365 | 233.3278
503 | 852.9158 | 230.4596 | 852.9158 | 230.4596
504 | 866.3372 | 209.3591 | 866.3372 | 209.3591
505 | 822.6039 | 182.582 | 822.6039 | 182.582
506 | 813.9528 | 177.5544 | 813.9528 | 177.5544
507 | 816.359 | 171.9216 | 816.359 | 171.9216
508 | 813.6122 | 207.6205 | 813.6122 | 207.6205
509 | 811.095 | 243.2175 | 811.095 | 243.2175
510 | 803.8029 | 228.2292 | 803.8029 | 228.2292
511 | 768.2653 | 211.4303 | 768.2653 | 211.4303
512 | 744.1967 | 186.0844 | 744.1967 | 186.0844
513 | 743.8994 | 164.1718 | 743.8994 | 164.1718
514 | 743.8476 | 98.1711 | 743.8476 | 98.1711
515 | 712.5624 | 65.4548 | 712.5624 | 65.4548
516 | 664.9868 | 52.666 | 664.9868 | 52.666
517 | 627.6558 | 34.669 | 627.6558 | 34.669
518 | 607.619 | 38.1626 | 607.619 | 38.1626
519 | 590.8351 | 53.6572 | 590.8351 | 53.6572
520 | 578.0136 | 86.7983 | 578.0136 | 86.7983
521 | 573.8885 | 228.6954 | 573.8885 | 228.6954
522 | 586.1815 | 272.8821 | 586.1815 | 272.8821
523 | 620.3975 | 287.2558 | 620.3975 | 287.2558
524 | 687.4463 | 267.463 | 687.4463 | 267.463
525 | 748.1986 | 260.2765 | 748.1986 | 260.2765
526 | 799.7887 | 228.7957 | 799.7887 | 228.7957
527 | 857.931 | 222.7326 | 857.931 | 222.7326
528 | 851.8667 | 204.0422 | 851.8667 | 204.0422
529 | 811.1261 | 179.7875 | 811.1261 | 179.7875
530 | 796.5233 | 177.5544 | 796.5233 | 177.5544
531 | 812.5098 | 171.9216 | 812.5098 | 171.9216
532 | 811.8739 | 207.6205 | 811.8739 | 207.6205
533 | 812.3034 | 243.2175 | 812.3034 | 243.2175
534 | 788.4341 | 228.2292 | 788.4341 | 228.2292
535 | 758.493 | 211.4303 | 758.493 | 211.4303
536 | 736.88 | 186.0844 | 736.88 | 186.0844
537 | 736.1861 | 164.1718 | 736.1861 | 164.1718
538 | 738.1771 | 98.1711 | 738.1771 | 98.1711
539 | 708.248 | 65.4548 | 708.248 | 65.4548
540 | 663.7021 | 52.666 | 663.7021 | 52.666
541 | 624.8653 | 34.669 | 624.8653 | 34.669
542 | 602.0346 | 38.1626 | 602.0346 | 38.1626
543 | 588.8229 | 53.6572 | 588.8229 | 53.6572
544 | 572.7815 | 86.7983 | 572.7815 | 86.7983
545 | 562.7906 | 225.4364 | 562.7906 | 225.4364
546 | 572.9796 | 264.6906 | 572.9796 | 264.6906
547 | 602.6998 | 276.0296 | 602.6998 | 276.0296
548 | 665.3891 | 255.7163 | 665.3891 | 255.7163
549 | 721.0334 | 249.1944 | 721.0334 | 249.1944
550 | 779.9564 | 219.8915 | 779.9564 | 219.8915
551 | 830.0475 | 216.9673 | 830.0475 | 216.9673
552 | 837.2868 | 203.2655 | 837.2868 | 203.2655
553 | 801.0728 | 183.3507 | 801.0728 | 183.3507
554 | 792.3451 | 182.0465 | 792.3451 | 182.0465
555 | 798.8315 | 171.9216 | 798.8315 | 171.9216
556 | 795.0945 | 207.6205 | 795.0945 | 207.6205
557 | 798.6243 | 243.2175 | 798.6243 | 243.2175
558 | 779.4378 | 228.2292 | 779.4378 | 228.2292
559 | 757.0204 | 211.4303 | 757.0204 | 211.4303
560 | 726.4103 | 186.0844 | 726.4103 | 186.0844
561 | 725.8156 | 164.1718 | 725.8156 | 164.1718
562 | 731.4801 | 98.1711 | 731.4801 | 98.1711
563 | 707.45 | 65.4548 | 707.45 | 65.4548
564 | 665.4168 | 52.666 | 665.4168 | 52.666
565 | 629.0026 | 34.669 | 629.0026 | 34.669
566 | 608.7184 | 40.773 | 608.7184 | 40.773
567 | 592.929 | 66.3488 | 592.929 | 66.3488
568 | 573.0617 | 107.4491 | 573.0617 | 107.4491
569 | 566.9772 | 251.4922 | 566.9772 | 251.4922
570 | 573.1164 | 292.5481 | 573.1164 | 292.5481
571 | 595.3338 | 303.871 | 595.3338 | 303.871
572 | 648.7671 | 282.2205 | 648.7671 | 282.2205
573 | 694.1524 | 274.8018 | 694.1524 | 274.8018
574 | 738.8925 | 242.7044 | 738.8925 | 242.7044
575 | 798.3597 | 237.8664 | 798.3597 | 237.8664
576 | 809.354 | 221.0017 | 809.354 | 221.0017
577 | 778.2972 | 199.9659 | 778.2972 | 199.9659
578 | 766.0479 | 200.047 | 766.0479 | 200.047
579 | 773.05 | 187.9283 | 773.05 | 187.9283
580 | 777.6847 | 215.6038 | 777.6847 | 215.6038
581 | 776.9619 | 243.2175 | 776.9619 | 243.2175
582 | 756.9595 | 228.2292 | 756.9595 | 228.2292
583 | 725.3524 | 211.4303 | 725.3524 | 211.4303
584 | 704.2366 | 186.0844 | 704.2366 | 186.0844
585 | 714.0245 | 164.1718 | 714.0245 | 164.1718
586 | 725.7793 | 98.1711 | 725.7793 | 98.1711
587 | 693.5002 | 66.8641 | 693.5002 | 66.8641
588 | 652.4052 | 60.1449 | 652.4052 | 60.1449
589 | 618.5297 | 48.6177 | 618.5297 | 48.6177
590 | 600.1174 | 60.6712 | 600.1174 | 60.6712
591 | 584.4302 | 84.3813 | 584.4302 | 84.3813
592 | 563.5671 | 124.3286 | 563.5671 | 124.3286
593 | 557.1994 | 267.1546 | 557.1994 | 267.1546
594 | 565.0693 | 307.6019 | 565.0693 | 307.6019
595 | 590.8536 | 319.7335 | 590.8536 | 319.7335
596 | 634.5961 | 299.7085 | 634.5961 | 299.7085
597 | 677.8956 | 293.4269 | 677.8956 | 293.4269
598 | 728.414 | 263.4113 | 728.414 | 263.4113
599 | 784.641 | 260.4391 | 784.641 | 260.4391
600 | 786.8581 | 246.1928 | 786.8581 | 246.1928
601 | 762.2937 | 225.8776 | 762.2937 | 225.8776
602 | 748.3385 | 227.9044 | 748.3385 | 227.9044
603 | 757.8848 | 219.1088 | 757.8848 | 219.1088
604 | 763.4316 | 251.6928 | 763.4316 | 251.6928
605 | 766.348 | 283.4623 | 766.348 | 283.4623
606 | 748.9314 | 264.9588 | 748.9314 | 264.9588
607 | 722.6056 | 245.1011 | 722.6056 | 245.1011
608 | 705.9249 | 217.8815 | 705.9249 | 217.8815
609 | 709.6544 | 195.7046 | 709.6544 | 195.7046
610 | 716.1103 | 130.9131 | 716.1103 | 130.9131
611 | 690.5563 | 99.2297 | 690.5563 | 99.2297
612 | 650.8821 | 88.4828 | 650.8821 | 88.4828
613 | 612.1992 | 73.9369 | 612.1992 | 73.9369
614 | 591.4549 | 82.0988 | 591.4549 | 82.0988
615 | 577.8411 | 102.7661 | 577.8411 | 102.7661
616 | 561.1175 | 141.6324 | 561.1175 | 141.6324
617 | 552.7881 | 284.2902 | 552.7881 | 284.2902
618 | 562.6932 | 325.0899 | 562.6932 | 325.0899
619 | 591.2993 | 337.6379 | 591.2993 | 337.6379
620 | 645.8947 | 318.2134 | 645.8947 | 318.2134
621 | 697.7695 | 311.3873 | 697.7695 | 311.3873
622 | 744.7652 | 281.2917 | 744.7652 | 281.2917
623 | 800.2939 | 278.1272 | 800.2939 | 278.1272
624 | 806.5883 | 262.3516 | 806.5883 | 262.3516
625 | 770.0087 | 240.451 | 770.0087 | 240.451
626 | 762.8851 | 238.9866 | 762.8851 | 238.9866
627 | 768.1929 | 223.8651 | 768.1929 | 223.8651
628 | 769.1484 | 248.61 | 769.1484 | 248.61
629 | 779.7661 | 274.7343 | 779.7661 | 274.7343
630 | 765.9978 | 253.0119 | 765.9978 | 253.0119
631 | 732.7739 | 229.1746 | 732.7739 | 229.1746
632 | 717.4637 | 196.0855 | 717.4637 | 196.0855
633 | 721.5086 | 166.1256 | 721.5086 | 166.1256
634 | 732.0822 | 98.1711 | 732.0822 | 98.1711
635 | 698.8088 | 65.4548 | 698.8088 | 65.4548
636 | 647.8544 | 52.666 | 647.8544 | 52.666
637 | 612.6997 | 34.669 | 612.6997 | 34.669
638 | 592.1436 | 43.7037 | 592.1436 | 43.7037
639 | 580.249 | 69.816 | 580.249 | 69.816
640 | 565.2192 | 118.251 | 565.2192 | 118.251
641 | 558.4838 | 270.5256 | 558.4838 | 270.5256
642 | 568.4876 | 317.1146 | 568.4876 | 317.1146
643 | 603.9682 | 333.8344 | 603.9682 | 333.8344
644 | 673.5228 | 318.1734 | 673.5228 | 318.1734
645 | 743.5144 | 314.374 | 743.5144 | 314.374
646 | 794.4747 | 286.7207 | 794.4747 | 286.7207
647 | 864.2411 | 284.2288 | 864.2411 | 284.2288
648 | 864.8275 | 261.695 | 864.8275 | 261.695
649 | 829.2428 | 233.973 | 829.2428 | 233.973
650 | 816.3459 | 223.3483 | 816.3459 | 223.3483
651 | 819.8343 | 198.7061 | 819.8343 | 198.7061
652 | 820.418 | 217.4375 | 820.418 | 217.4375
653 | 819.2551 | 243.2175 | 819.2551 | 243.2175
654 | 801.8448 | 228.2292 | 801.8448 | 228.2292
655 | 766.3829 | 211.4303 | 766.3829 | 211.4303
656 | 749.6098 | 186.0844 | 749.6098 | 186.0844
657 | 753.6063 | 164.1718 | 753.6063 | 164.1718
658 | 748.8429 | 98.1711 | 748.8429 | 98.1711
659 | 706.4818 | 65.4548 | 706.4818 | 65.4548
660 | 636.3135 | 52.666 | 636.3135 | 52.666
661 | 599.3447 | 36.7909 | 599.3447 | 36.7909
662 | 576.5051 | 50.1976 | 576.5051 | 50.1976
663 | 565.8002 | 79.1765 | 565.8002 | 79.1765
664 | 554.1635 | 123.9522 | 554.1635 | 123.9522
665 | 542.9635 | 268.4357 | 542.9635 | 268.4357
666 | 553.3335 | 310.5886 | 553.3335 | 310.5886
667 | 586.9438 | 322.8964 | 586.9438 | 322.8964
668 | 651.6076 | 302.9435 | 651.6076 | 302.9435
669 | 718.4294 | 296.5737 | 718.4294 | 296.5737
670 | 769.4055 | 266.0538 | 769.4055 | 266.0538
671 | 825.7301 | 262.8733 | 825.7301 | 262.8733
672 | 827.3882 | 249.3957 | 827.3882 | 249.3957
673 | 788.1338 | 230.0895 | 788.1338 | 230.0895
674 | 782.7083 | 232.1483 | 782.7083 | 232.1483
675 | 785.7425 | 220.0777 | 785.7425 | 220.0777
676 | 786.4484 | 243.2691 | 786.4484 | 243.2691
677 | 786.525 | 263.9565 | 786.525 | 263.9565
678 | 770.4441 | 238.7349 | 770.4441 | 238.7349
679 | 736.1864 | 215.5621 | 736.1864 | 215.5621
680 | 711.9293 | 186.3246 | 711.9293 | 186.3246
681 | 719.8541 | 164.1718 | 719.8541 | 164.1718
682 | 722.0711 | 98.1711 | 722.0711 | 98.1711
683 | 687.3886 | 65.4548 | 687.3886 | 65.4548
684 | 639.9008 | 52.666 | 639.9008 | 52.666
685 | 604.0369 | 34.669 | 604.0369 | 34.669
686 | 580.6981 | 43.1272 | 580.6981 | 43.1272
687 | 570.4931 | 70.921 | 570.4931 | 70.921
688 | 551.7559 | 110.9564 | 551.7559 | 110.9564
689 | 541.2759 | 256.7851 | 541.2759 | 256.7851
690 | 558.3192 | 304.2308 | 558.3192 | 304.2308
691 | 591.249 | 325.4508 | 591.249 | 325.4508
692 | 652.7203 | 314.6582 | 652.7203 | 314.6582
693 | 712.4572 | 315.5111 | 712.4572 | 315.5111
694 | 753.2944 | 289.6674 | 753.2944 | 289.6674
695 | 808.2324 | 288.9932 | 808.2324 | 288.9932
696 | 812.106 | 265.4264 | 812.106 | 265.4264
697 | 774.7395 | 230.8582 | 774.7395 | 230.8582
698 | 765.9706 | 221.4425 | 765.9706 | 221.4425
699 | 771.4521 | 194.5824 | 771.4521 | 194.5824
700 | 767.3651 | 210.9996 | 767.3651 | 210.9996
701 | 767.2214 | 243.2175 | 767.2214 | 243.2175
702 | 757.408 | 228.2292 | 757.408 | 228.2292
703 | 720.7382 | 211.4303 | 720.7382 | 211.4303
704 | 694.9705 | 186.0844 | 694.9705 | 186.0844
705 | 704.5548 | 164.1718 | 704.5548 | 164.1718
706 | 709.9298 | 98.1711 | 709.9298 | 98.1711
707 | 676.7998 | 65.4548 | 676.7998 | 65.4548
708 | 648.3531 | 43.1019 | 648.3531 | 43.1019
709 | 611.1843 | 30.0626 | 611.1843 | 30.0626
710 | 589.7924 | 34.6957 | 589.7924 | 34.6957
711 | 575.0429 | 61.8131 | 575.0429 | 61.8131
712 | 562.6988 | 141.1343 | 562.6988 | 141.1343
713 | 552.1615 | 287.3336 | 552.1615 | 287.3336
714 | 567.3147 | 345.6764 | 567.3147 | 345.6764
715 | 598.3755 | 365.9124 | 598.3755 | 365.9124
716 | 658.3255 | 351.2477 | 658.3255 | 351.2477
717 | 712.6177 | 341.6437 | 712.6177 | 341.6437
718 | 763.7141 | 325.7765 | 763.7141 | 325.7765
719 | 813.4816 | 325.9209 | 813.4816 | 325.9209
720 | 827.3497 | 293.4902 | 827.3497 | 293.4902
721 | 790.4177 | 258.9331 | 790.4177 | 258.9331
722 | 786.9117 | 236.2324 | 786.9117 | 236.2324
723 | 788.0857 | 195.7607 | 788.0857 | 195.7607
724 | 788.187 | 195.2658 | 788.187 | 195.2658
725 | 800.5659 | 229.1475 | 800.5659 | 229.1475
726 | 791.257 | 215.7355 | 791.257 | 215.7355
727 | 744.3398 | 197.7211 | 744.3398 | 197.7211
728 | 715.0412 | 182.2909 | 715.0412 | 182.2909
729 | 727.4274 | 152.9996 | 727.4274 | 152.9996
730 | 728.5512 | 95.7033 | 728.5512 | 95.7033
731 | 692.2099 | 54.9795 | 692.2099 | 54.9795
732 | 649.0276 | 43.1019 | 649.0276 | 43.1019
733 | 609.1552 | 30.0626 | 609.1552 | 30.0626
734 | 588.179 | 34.6957 | 588.179 | 34.6957
735 | 582.3887 | 72.7467 | 582.3887 | 72.7467
736 | 565.2821 | 148.654 | 565.2821 | 148.654
737 | 556.468 | 285.2582 | 556.468 | 285.2582
738 | 562.6452 | 338.3673 | 562.6452 | 338.3673
739 | 586.2596 | 361.16 | 586.2596 | 361.16
740 | 635.8956 | 346.2396 | 635.8956 | 346.2396
741 | 695.0818 | 336.3649 | 695.0818 | 336.3649
742 | 750.5814 | 322.4829 | 750.5814 | 322.4829
743 | 799.5675 | 323.8455 | 799.5675 | 323.8455
744 | 818.4826 | 290.4072 | 818.4826 | 290.4072
745 | 779.8558 | 246.8565 | 779.8558 | 246.8565
746 | 770.9021 | 227.8104 | 770.9021 | 227.8104
747 | 767.8814 | 185.1429 | 767.8814 | 185.1429
748 | 770.1774 | 195.2658 | 770.1774 | 195.2658
749 | 781.5203 | 229.1475 | 781.5203 | 229.1475
750 | 762.9842 | 215.7355 | 762.9842 | 215.7355
751 | 731.5355 | 197.7211 | 731.5355 | 197.7211
752 | 718.7821 | 182.2909 | 718.7821 | 182.2909
753 | 726.9 | 152.9996 | 726.9 | 152.9996
754 | 721.9114 | 95.7033 | 721.9114 | 95.7033
755 | 687.4402 | 54.9795 | 687.4402 | 54.9795
756 | 645.298 | 43.1019 | 645.298 | 43.1019
757 | 609.3983 | 30.0626 | 609.3983 | 30.0626
758 | 585.8445 | 37.4028 | 585.8445 | 37.4028
759 | 578.85 | 70.9119 | 578.85 | 70.9119
760 | 568.4679 | 144.6686 | 568.4679 | 144.6686
761 | 554.0074 | 285.9951 | 554.0074 | 285.9951
762 | 560.6186 | 343.4055 | 560.6186 | 343.4055
763 | 586.8089 | 366.4388 | 586.8089 | 366.4388
764 | 634.0409 | 356.2106 | 634.0409 | 356.2106
765 | 680.3253 | 350.6222 | 680.3253 | 350.6222
766 | 725.3804 | 337.853 | 725.3804 | 337.853
767 | 779.2258 | 336.8996 | 779.2258 | 336.8996
768 | 790.5422 | 302.4536 | 790.5422 | 302.4536
769 | 767.1962 | 266.7234 | 767.1962 | 266.7234
770 | 753.5676 | 259.017 | 753.5676 | 259.017
771 | 752.6335 | 236.6826 | 752.6335 | 236.6826
772 | 756.2169 | 238.4136 | 756.2169 | 238.4136
773 | 770.8615 | 248.2925 | 770.8615 | 248.2925
774 | 761.977 | 215.7355 | 761.977 | 215.7355
775 | 734.2535 | 197.7211 | 734.2535 | 197.7211
776 | 722.6621 | 182.2909 | 722.6621 | 182.2909
777 | 739.2906 | 152.9996 | 739.2906 | 152.9996
778 | 729.8777 | 95.7033 | 729.8777 | 95.7033
779 | 690.9779 | 54.9795 | 690.9779 | 54.9795
780 | 646.196 | 43.1019 | 646.196 | 43.1019
781 | 611.7623 | 30.0626 | 611.7623 | 30.0626
782 | 591.3933 | 34.6957 | 591.3933 | 34.6957
783 | 582.8528 | 53.1956 | 582.8528 | 53.1956
784 | 568.5909 | 104.5888 | 568.5909 | 104.5888
785 | 558.148 | 241.0727 | 558.148 | 241.0727
786 | 563.6527 | 299.5659 | 563.6527 | 299.5659
787 | 589.7415 | 317.546 | 589.7415 | 317.546
788 | 646.765 | 293.4216 | 646.765 | 293.4216
789 | 700.1748 | 269.1843 | 700.1748 | 269.1843
790 | 743.2873 | 248.685 | 743.2873 | 248.685
791 | 799.6366 | 251.5516 | 799.6366 | 251.5516
792 | 817.3822 | 228.8212 | 817.3822 | 228.8212
793 | 777.792 | 199.9038 | 777.792 | 199.9038
794 | 772.9767 | 185.0687 | 772.9767 | 185.0687
795 | 774.2036 | 166.4791 | 774.2036 | 166.4791
796 | 776.265 | 195.2658 | 776.265 | 195.2658
797 | 790.0784 | 229.1475 | 790.0784 | 229.1475
798 | 775.0813 | 215.7355 | 775.0813 | 215.7355
799 | 738.7594 | 197.7211 | 738.7594 | 197.7211
800 | 723.3453 | 182.2909 | 723.3453 | 182.2909
801 | 737.5738 | 152.9996 | 737.5738 | 152.9996
802 | 727.7001 | 95.7033 | 727.7001 | 95.7033
803 | 691.1789 | 54.9795 | 691.1789 | 54.9795
804 | 641.2865 | 43.1019 | 641.2865 | 43.1019
805 | 609.4641 | 41.1766 | 609.4641 | 41.1766
806 | 588.4783 | 64.9247 | 588.4783 | 64.9247
807 | 580.096 | 90.854 | 580.096 | 90.854
808 | 569.8683 | 145.9469 | 569.8683 | 145.9469
809 | 562.0746 | 274.9262 | 562.0746 | 274.9262
810 | 568.1318 | 321.809 | 568.1318 | 321.809
811 | 604.4927 | 338.4957 | 604.4927 | 338.4957
812 | 675.6549 | 320.1765 | 675.6549 | 320.1765
813 | 734.8217 | 306.181 | 734.8217 | 306.181
814 | 789.403 | 288.3286 | 789.403 | 288.3286
815 | 850.7906 | 289.8115 | 850.7906 | 289.8115
816 | 858.6561 | 272.1344 | 858.6561 | 272.1344
817 | 808.4538 | 256.3313 | 808.4538 | 256.3313
818 | 798.943 | 264.5063 | 798.943 | 264.5063
819 | 808.8733 | 267.5583 | 808.8733 | 267.5583
820 | 809.478 | 289.7277 | 809.478 | 289.7277
821 | 812.6164 | 311.232 | 812.6164 | 311.232
822 | 803.2399 | 285.217 | 803.2399 | 285.217
823 | 748.0141 | 255.5472 | 748.0141 | 255.5472
824 | 732.0389 | 232.2364 | 732.0389 | 232.2364
825 | 752.213 | 199.6666 | 752.213 | 199.6666
826 | 739.3916 | 138.9262 | 739.3916 | 138.9262
827 | 698.724 | 99.7064 | 698.724 | 99.7064
828 | 642.5455 | 93.649 | 642.5455 | 93.649
829 | 608.7407 | 90.2649 | 608.7407 | 90.2649
830 | 590.6713 | 109.5012 | 590.6713 | 109.5012
831 | 582.4633 | 147.3567 | 582.4633 | 147.3567
832 | 572.8489 | 235.0848 | 572.8489 | 235.0848
833 | 562.3586 | 377.1333 | 562.3586 | 377.1333
834 | 571.0985 | 430.0469 | 571.0985 | 430.0469
835 | 606.2682 | 442.688 | 606.2682 | 442.688
836 | 678.8215 | 421.2556 | 678.8215 | 421.2556
837 | 743.7391 | 406.4932 | 743.7391 | 406.4932
838 | 795.9969 | 389.9793 | 795.9969 | 389.9793
839 | 844.0703 | 390.3493 | 844.0703 | 390.3493
840 | 848.2365 | 359.5127 | 848.2365 | 359.5127
841 | 805.4078 | 316.6238 | 805.4078 | 316.6238
842 | 796.5421 | 290.0731 | 796.5421 | 290.0731
843 | 799.9021 | 249.9623 | 799.9021 | 249.9623
844 | 796.4082 | 256.8969 | 796.4082 | 256.8969
845 | 799.7197 | 271.1372 | 799.7197 | 271.1372
846 | 788.7449 | 238.8659 | 788.7449 | 238.8659
847 | 753.383 | 205.346 | 753.383 | 205.346
848 | 726.6619 | 182.2909 | 726.6619 | 182.2909
849 | 747.864 | 152.9996 | 747.864 | 152.9996
850 | 741.0569 | 95.7033 | 741.0569 | 95.7033
851 | 697.7247 | 54.9795 | 697.7247 | 54.9795
852 | 646.3153 | 43.1019 | 646.3153 | 43.1019
853 | 610.51 | 30.0626 | 610.51 | 30.0626
854 | 588.8671 | 49.7952 | 588.8671 | 49.7952
855 | 581.0173 | 101.7726 | 581.0173 | 101.7726
856 | 570.4504 | 166.0244 | 570.4504 | 166.0244
857 | 562.53 | 286.9276 | 562.53 | 286.9276
858 | 571.2145 | 335.3444 | 571.2145 | 335.3444
859 | 604.1835 | 352.5424 | 604.1835 | 352.5424
860 | 677.9178 | 333.5013 | 677.9178 | 333.5013
861 | 722.5069 | 322.4084 | 722.5069 | 322.4084
862 | 775.4562 | 310.0153 | 775.4562 | 310.0153
863 | 819.1141 | 312.6562 | 819.1141 | 312.6562
864 | 829.112 | 298.769 | 829.112 | 298.769
865 | 799.4149 | 286.1692 | 799.4149 | 286.1692
866 | 780.468 | 291.9831 | 780.468 | 291.9831
867 | 784.6228 | 289.4555 | 784.6228 | 289.4555
868 | 786.3887 | 317.5805 | 786.3887 | 317.5805
869 | 786.6495 | 353.1766 | 786.6495 | 353.1766
870 | 778.8521 | 340.8775 | 778.8521 | 340.8775
871 | 739.1828 | 320.9982 | 739.1828 | 320.9982
872 | 722.7825 | 303.9739 | 722.7825 | 303.9739
873 | 736.6434 | 271.7199 | 736.6434 | 271.7199
874 | 733.0869 | 209.4154 | 733.0869 | 209.4154
875 | 690.2166 | 167.8645 | 690.2166 | 167.8645
876 | 641.2707 | 157.5811 | 641.2707 | 157.5811
877 | 606.8569 | 149.0987 | 606.8569 | 149.0987
878 | 585.8907 | 162.1087 | 585.8907 | 162.1087
879 | 576.1678 | 181.3756 | 576.1678 | 181.3756
880 | 566.0052 | 236.1075 | 566.0052 | 236.1075
881 | 550.7724 | 366.8614 | 550.7724 | 366.8614
882 | 559.6158 | 414.6316 | 559.6158 | 414.6316
883 | 593.3585 | 429.6038 | 593.3585 | 429.6038
884 | 657.1111 | 408.5173 | 657.1111 | 408.5173
885 | 711.8664 | 392.8675 | 711.8664 | 392.8675
886 | 764.2679 | 374.4888 | 764.2679 | 374.4888
887 | 812.9808 | 373.2646 | 812.9808 | 373.2646
888 | 828.6326 | 354.0384 | 828.6326 | 354.0384
889 | 782.5169 | 334.5356 | 782.5169 | 334.5356
890 | 778.6218 | 331.7921 | 778.6218 | 331.7921
891 | 774.8852 | 317.2932 | 774.8852 | 317.2932
892 | 781.7439 | 333.6575 | 781.7439 | 333.6575
893 | 784.9694 | 359.0269 | 784.9694 | 359.0269
894 | 776.1117 | 336.1551 | 776.1117 | 336.1551
895 | 740.3565 | 309.3879 | 740.3565 | 309.3879
896 | 724.845 | 286.2275 | 724.845 | 286.2275
897 | 743.2647 | 251.492 | 743.2647 | 251.492
898 | 729.6745 | 191.0525 | 729.6745 | 191.0525
899 | 688.8354 | 150.8852 | 688.8354 | 150.8852
900 | 642.5367 | 141.7296 | 642.5367 | 141.7296
901 | 610.1937 | 133.548 | 610.1937 | 133.548
902 | 589.593 | 148.0469 | 589.593 | 148.0469
903 | 581.3166 | 178.0068 | 581.3166 | 178.0068
904 | 568.9071 | 256.0647 | 568.9071 | 256.0647
905 | 555.2749 | 389.8565 | 555.2749 | 389.8565
906 | 563.7083 | 443.4168 | 563.7083 | 443.4168
907 | 590.6682 | 462.8407 | 590.6682 | 462.8407
908 | 642.7322 | 443.8597 | 642.7322 | 443.8597
909 | 685.9507 | 428.646 | 685.9507 | 428.646
910 | 738.3448 | 408.2219 | 738.3448 | 408.2219
911 | 781.5102 | 402.9372 | 781.5102 | 402.9372
912 | 795.8953 | 381.4551 | 795.8953 | 381.4551
913 | 769.6247 | 347.0935 | 769.6247 | 347.0935
914 | 763.4579 | 328.1526 | 763.4579 | 328.1526
915 | 764.685 | 301.126 | 764.685 | 301.126
916 | 773.7426 | 309.5946 | 773.7426 | 309.5946
917 | 773.0357 | 328.7227 | 773.0357 | 328.7227
918 | 764.7256 | 301.5798 | 764.7256 | 301.5798
919 | 735.5125 | 269.0826 | 735.5125 | 269.0826
920 | 716.7358 | 244.2227 | 716.7358 | 244.2227
921 | 733.9702 | 203.9829 | 733.9702 | 203.9829
922 | 727.1987 | 139.0315 | 727.1987 | 139.0315
923 | 687.4232 | 96.7437 | 687.4232 | 96.7437
924 | 640.2028 | 89.0921 | 640.2028 | 89.0921
925 | 610.4836 | 85.9035 | 610.4836 | 85.9035
926 | 586.0832 | 112.1481 | 586.0832 | 112.1481
927 | 577.2001 | 165.1783 | 577.2001 | 165.1783
928 | 569.4688 | 239.7169 | 569.4688 | 239.7169
929 | 554.0061 | 377.8552 | 554.0061 | 377.8552
930 | 556.5997 | 432.769 | 556.5997 | 432.769
931 | 584.6838 | 455.4564 | 584.6838 | 455.4564
932 | 626.739 | 442.5513 | 626.739 | 442.5513
933 | 679.2264 | 429.9695 | 679.2264 | 429.9695
934 | 724.7006 | 404.7328 | 724.7006 | 404.7328
935 | 772.3993 | 392.2893 | 772.3993 | 392.2893
936 | 785.9171 | 363.1222 | 785.9171 | 363.1222
937 | 761.5778 | 337.5886 | 761.5778 | 337.5886
938 | 757.2206 | 326.2727 | 757.2206 | 326.2727
939 | 753.6115 | 303.7879 | 753.6115 | 303.7879
940 | 761.9311 | 310.4067 | 761.9311 | 310.4067
941 | 770.6785 | 324.5568 | 770.6785 | 324.5568
942 | 761.8911 | 289.9695 | 761.8911 | 289.9695
943 | 730.6762 | 251.8175 | 730.6762 | 251.8175
944 | 723.5089 | 217.528 | 723.5089 | 217.528
945 | 741.7153 | 172.6109 | 741.7153 | 172.6109
946 | 728.7393 | 102.3056 | 728.7393 | 102.3056
947 | 685.0853 | 56.288 | 685.0853 | 56.288
948 | 640.719 | 45.7939 | 640.719 | 45.7939
949 | 607.5406 | 43.7935 | 607.5406 | 43.7935
950 | 591.5631 | 70.1885 | 591.5631 | 70.1885
951 | 581.767 | 102.3591 | 581.767 | 102.3591
952 | 573.9967 | 167.1824 | 573.9967 | 167.1824
953 | 564.6015 | 297.6205 | 564.6015 | 297.6205
954 | 567.0886 | 354.8805 | 567.0886 | 354.8805
955 | 595.7506 | 392.2462 | 595.7506 | 392.2462
956 | 648.4321 | 383.4619 | 648.4321 | 383.4619
957 | 706.3413 | 367.8572 | 706.3413 | 367.8572
958 | 753.3826 | 352.0501 | 753.3826 | 352.0501
959 | 804.1802 | 356.1349 | 804.1802 | 356.1349
960 | 812.509 | 333.2541 | 812.509 | 333.2541
961 | 783.874 | 304.5022 | 783.874 | 304.5022
962 | 777.9605 | 288.2383 | 777.9605 | 288.2383
963 | 781.2727 | 260.2943 | 781.2727 | 260.2943
964 | 791.32 | 263.1984 | 791.32 | 263.1984
965 | 799.9333 | 273.2126 | 799.9333 | 273.2126
966 | 784.4335 | 239.5276 | 784.4335 | 239.5276
967 | 748.1735 | 205.4964 | 748.1735 | 205.4964
968 | 735.4948 | 182.2909 | 735.4948 | 182.2909
969 | 747.8249 | 152.9996 | 747.8249 | 152.9996
970 | 739.3567 | 95.7033 | 739.3567 | 95.7033
971 | 694.8907 | 54.9795 | 694.8907 | 54.9795
972 | 644.0331 | 43.1019 | 644.0331 | 43.1019
973 | 609.7365 | 31.0402 | 609.7365 | 31.0402
974 | 587.9555 | 62.1725 | 587.9555 | 62.1725
975 | 577.6627 | 111.3827 | 577.6627 | 111.3827
976 | 573.1128 | 177.5445 | 573.1128 | 177.5445
977 | 560.7595 | 312.4643 | 560.7595 | 312.4643
978 | 567.9118 | 363.0769 | 567.9118 | 363.0769
979 | 602.8666 | 379.7786 | 602.8666 | 379.7786
980 | 676.4877 | 357.8499 | 676.4877 | 357.8499
981 | 735.903 | 339.448 | 735.903 | 339.448
982 | 785.4748 | 321.2797 | 785.4748 | 321.2797
983 | 836.7226 | 325.4998 | 836.7226 | 325.4998
984 | 853.9166 | 311.2516 | 853.9166 | 311.2516
985 | 806.197 | 275.7019 | 806.197 | 275.7019
986 | 795.0412 | 255.0466 | 795.0412 | 255.0466
987 | 803.0228 | 222.3953 | 803.0228 | 222.3953
988 | 798.6963 | 224.3819 | 798.6963 | 224.3819
989 | 802.6341 | 238.2011 | 802.6341 | 238.2011
990 | 790.0946 | 215.7355 | 790.0946 | 215.7355
991 | 746.565 | 197.7211 | 746.565 | 197.7211
992 | 727.2946 | 182.2909 | 727.2946 | 182.2909
993 | 755.4149 | 152.9996 | 755.4149 | 152.9996
994 | 741.9506 | 95.7033 | 741.9506 | 95.7033
995 | 692.9893 | 61.2209 | 692.9893 | 61.2209
996 | 642.4587 | 65.9767 | 642.4587 | 65.9767
997 | 608.049 | 64.9688 | 608.049 | 64.9688
998 | 585.2589 | 83.5283 | 585.2589 | 83.5283
999 | 575.9371 | 127.8958 | 575.9371 | 127.8958
1000 | 572.5688 | 197.8927 | 572.5688 | 197.8927
1001 | 562.7655 | 330.6167 | 562.7655 | 330.6167
1002 | 571.2481 | 380.1164 | 571.2481 | 380.1164
1003 | 611.8596 | 397.916 | 611.8596 | 397.916
1004 | 681.8346 | 382.1083 | 681.8346 | 382.1083
1005 | 742.623 | 370.474 | 742.623 | 370.474
1006 | 782.9575 | 348.7265 | 782.9575 | 348.7265
1007 | 835.0284 | 340.7497 | 835.0284 | 340.7497
1008 | 849.5746 | 315.1919 | 849.5746 | 315.1919
1009 | 807.6382 | 284.6954 | 807.6382 | 284.6954
1010 | 803.8853 | 270.7025 | 803.8853 | 270.7025
1011 | 805.323 | 245.7362 | 805.323 | 245.7362
1012 | 815.3348 | 242.0681 | 815.3348 | 242.0681
1013 | 817.2507 | 242.9084 | 817.2507 | 242.9084
1014 | 806.4466 | 215.7355 | 806.4466 | 215.7355
1015 | 769.1159 | 197.7211 | 769.1159 | 197.7211
1016 | 756.5847 | 182.2909 | 756.5847 | 182.2909
1017 | 766.2703 | 154.8194 | 766.2703 | 154.8194
1018 | 742.3747 | 101.6137 | 742.3747 | 101.6137
1019 | 695.1591 | 66.0635 | 695.1591 | 66.0635
1020 | 647.8968 | 60.9536 | 647.8968 | 60.9536
1021 | 614.1611 | 53.2382 | 614.1611 | 53.2382
1022 | 592.7071 | 62.8944 | 592.7071 | 62.8944
1023 | 580.7183 | 90.9443 | 580.7183 | 90.9443
1024 | 577.7164 | 164.8814 | 577.7164 | 164.8814
1025 | 578.4143 | 298.0566 | 578.4143 | 298.0566
1026 | 581.2671 | 347.2405 | 581.2671 | 347.2405
1027 | 612.7038 | 364.6491 | 612.7038 | 364.6491
1028 | 679.9912 | 343.8483 | 679.9912 | 343.8483
1029 | 746.0768 | 326.454 | 746.0768 | 326.454
1030 | 807.5532 | 308.0451 | 807.5532 | 308.0451
1031 | 864.9046 | 306.5052 | 864.9046 | 306.5052
1032 | 866.6538 | 286.9481 | 866.6538 | 286.9481
1033 | 827.4643 | 245.7135 | 827.4643 | 245.7135
1034 | 820.4762 | 228.5624 | 820.4762 | 228.5624
1035 | 825.3036 | 194.9335 | 825.3036 | 194.9335
1036 | 820.829 | 195.2658 | 820.829 | 195.2658
1037 | 819.9711 | 229.1475 | 819.9711 | 229.1475
1038 | 804.2885 | 215.7355 | 804.2885 | 215.7355
1039 | 760.6064 | 197.7211 | 760.6064 | 197.7211
1040 | 743.179 | 182.2909 | 743.179 | 182.2909
1041 | 762.7068 | 152.9996 | 762.7068 | 152.9996
1042 | 741.5455 | 95.7033 | 741.5455 | 95.7033
1043 | 694.3245 | 54.9795 | 694.3245 | 54.9795
1044 | 649.6879 | 43.1019 | 649.6879 | 43.1019
1045 | 613.4158 | 30.0626 | 613.4158 | 30.0626
1046 | 594.4466 | 34.6957 | 594.4466 | 34.6957
1047 | 582.6685 | 67.4228 | 582.6685 | 67.4228
1048 | 577.7677 | 142.6082 | 577.7677 | 142.6082
1049 | 568.369 | 272.174 | 568.369 | 272.174
1050 | 572.5011 | 318.8613 | 572.5011 | 318.8613
1051 | 605.3733 | 335.7135 | 605.3733 | 335.7135
1052 | 665.7822 | 317.1837 | 665.7822 | 317.1837
1053 | 727.9523 | 303.1732 | 727.9523 | 303.1732
1054 | 778.0364 | 285.6667 | 778.0364 | 285.6667
1055 | 822.3976 | 284.262 | 822.3976 | 284.262
1056 | 834.9273 | 264.8253 | 834.9273 | 264.8253
1057 | 801.0042 | 248.556 | 801.0042 | 248.556
1058 | 787.3858 | 253.678 | 787.3858 | 253.678
1059 | 789.5653 | 253.3612 | 789.5653 | 253.3612
1060 | 794.9981 | 281.5012 | 794.9981 | 281.5012
1061 | 796.4825 | 318.6313 | 796.4825 | 318.6313
1062 | 789.1331 | 311.0094 | 789.1331 | 311.0094
1063 | 758.7229 | 294.7697 | 758.7229 | 294.7697
1064 | 744.7118 | 279.4448 | 744.7118 | 279.4448
1065 | 760.3538 | 250.5295 | 760.3538 | 250.5295
1066 | 751.1027 | 193.7746 | 751.1027 | 193.7746
1067 | 696.5513 | 152.1936 | 696.5513 | 152.1936
1068 | 654.9932 | 138.5714 | 654.9932 | 138.5714
1069 | 620.3446 | 124.5996 | 620.3446 | 124.5996
1070 | 597.0117 | 132.6016 | 597.0117 | 132.6016
1071 | 585.3265 | 148.7854 | 585.3265 | 148.7854
1072 | 579.8844 | 197.9227 | 579.8844 | 197.9227
1073 | 569.2829 | 327.1126 | 569.2829 | 327.1126
1074 | 571.248 | 381.2143 | 571.248 | 381.2143
1075 | 599.7756 | 407.1351 | 599.7756 | 407.1351
1076 | 653.3927 | 397.283 | 653.3927 | 397.283
1077 | 707.5639 | 387.7241 | 707.5639 | 387.7241
1078 | 756.024 | 370.5334 | 756.024 | 370.5334
1079 | 798.9365 | 369.7605 | 798.9365 | 369.7605
1080 | 810.8407 | 352.8804 | 810.8407 | 352.8804
1081 | 784.13 | 338.6263 | 784.13 | 338.6263
1082 | 777.2114 | 341.1466 | 777.2114 | 341.1466
1083 | 772.3072 | 329.3397 | 772.3072 | 329.3397
1084 | 783.2184 | 342.7863 | 783.2184 | 342.7863
1085 | 791.4493 | 364.8621 | 791.4493 | 364.8621
1086 | 775.6254 | 338.0351 | 775.6254 | 338.0351
1087 | 753.2211 | 307.2674 | 753.2211 | 307.2674
1088 | 747.6131 | 280.4975 | 747.6131 | 280.4975
1089 | 761.5061 | 235.3548 | 761.5061 | 235.3548
1090 | 734.1835 | 168.4033 | 734.1835 | 168.4033
1091 | 686.2131 | 122.7617 | 686.2131 | 122.7617
1092 | 643.7026 | 111.1547 | 643.7026 | 111.1547
1093 | 609.2036 | 104.3267 | 609.2036 | 104.3267
1094 | 590.9958 | 127.6988 | 590.9958 | 127.6988
1095 | 581.6974 | 185.0602 | 581.6974 | 185.0602
1096 | 579.9081 | 254.275 | 579.9081 | 254.275
1097 | 574.5047 | 373.5088 | 574.5047 | 373.5088
1098 | 573.3155 | 418.0606 | 573.3155 | 418.0606
1099 | 602.2819 | 440.7179 | 602.2819 | 440.7179
1100 | 659.077 | 428.8956 | 659.077 | 428.8956
1101 | 707.4842 | 417.3966 | 707.4842 | 417.3966
1102 | 760.7346 | 398.4163 | 760.7346 | 398.4163
1103 | 815.3371 | 395.3273 | 815.3371 | 395.3273
1104 | 829.4863 | 374.2964 | 829.4863 | 374.2964
1105 | 798.2107 | 347.7101 | 798.2107 | 347.7101
1106 | 787.7846 | 331.4613 | 787.7846 | 331.4613
1107 | 789.7745 | 313.0672 | 789.7745 | 313.0672
1108 | 803.9043 | 343.4029 | 803.9043 | 343.4029
1109 | 817.7009 | 388.5039 | 817.7009 | 388.5039
1110 | 800.2531 | 391.575 | 800.2531 | 391.575
1111 | 773.5207 | 390.8558 | 773.5207 | 390.8558
1112 | 768.0447 | 393.1118 | 768.0447 | 393.1118
1113 | 773.7493 | 376.5739 | 773.7493 | 376.5739
1114 | 744.2094 | 324.436 | 744.2094 | 324.436
1115 | 699.5348 | 285.7275 | 699.5348 | 285.7275
1116 | 653.9545 | 274.3011 | 653.9545 | 274.3011
1117 | 616.1402 | 261.5024 | 616.1402 | 261.5024
1118 | 596.2093 | 265.7896 | 596.2093 | 265.7896
1119 | 589.1308 | 275.8675 | 589.1308 | 275.8675
1120 | 585.7991 | 320.854 | 585.7991 | 320.854
1121 | 580.4096 | 445.4418 | 580.4096 | 445.4418
1122 | 584.1607 | 489.4822 | 584.1607 | 489.4822
1123 | 618.5716 | 501.4766 | 618.5716 | 501.4766
1124 | 680.6905 | 479.9239 | 680.6905 | 479.9239
1125 | 739.2438 | 464.214 | 739.2438 | 464.214
1126 | 786.6407 | 444.4817 | 786.6407 | 444.4817
1127 | 846.8472 | 442.3401 | 846.8472 | 442.3401
1128 | 845.5524 | 425.2044 | 845.5524 | 425.2044
1129 | 809.3865 | 412.0632 | 809.3865 | 412.0632
1130 | 799.192 | 415.6663 | 799.192 | 415.6663
1131 | 802.3358 | 407.3335 | 802.3358 | 407.3335
1132 | 802.0364 | 422.5999 | 802.0364 | 422.5999
1133 | 822.2625 | 437.4418 | 822.2625 | 437.4418
1134 | 807.379 | 404.0275 | 807.379 | 404.0275
1135 | 771.6869 | 367.7705 | 771.6869 | 367.7705
1136 | 766.2516 | 339.8576 | 766.2516 | 339.8576
1137 | 778.3547 | 302.8061 | 778.3547 | 302.8061
1138 | 746.5071 | 237.6893 | 746.5071 | 237.6893
1139 | 692.996 | 192.9802 | 692.996 | 192.9802
1140 | 648.0731 | 180.4709 | 648.0731 | 180.4709
1141 | 613.5852 | 172.4848 | 613.5852 | 172.4848
1142 | 593.6274 | 189.2245 | 593.6274 | 189.2245
1143 | 582.7281 | 218.0113 | 582.7281 | 218.0113
1144 | 583.4887 | 281.5563 | 583.4887 | 281.5563
1145 | 577.1588 | 419.484 | 577.1588 | 419.484
1146 | 582.9577 | 472.2171 | 582.9577 | 472.2171
1147 | 630.6781 | 490.2423 | 630.6781 | 490.2423
1148 | 704.5284 | 469.8927 | 704.5284 | 469.8927
1149 | 767.7767 | 453.8519 | 767.7767 | 453.8519
1150 | 814.9704 | 434.4956 | 814.9704 | 434.4956
1151 | 872.213 | 432.5947 | 872.213 | 432.5947
1152 | 877.9086 | 414.8423 | 877.9086 | 414.8423
1153 | 824.4613 | 397.7909 | 824.4613 | 397.7909
1154 | 813.0446 | 394.5511 | 813.0446 | 394.5511
1155 | 820.4789 | 381.12 | 820.4789 | 381.12
1156 | 816.0132 | 398.2062 | 816.0132 | 398.2062
1157 | 828.4894 | 422.8386 | 828.4894 | 422.8386
1158 | 824.0427 | 401.8167 | 824.0427 | 401.8167
1159 | 780.4669 | 377.3655 | 780.4669 | 377.3655
1160 | 768.4076 | 359.0778 | 768.4076 | 359.0778
1161 | 788.475 | 328.4481 | 788.475 | 328.4481
1162 | 755.2689 | 267.0912 | 755.2689 | 267.0912
1163 | 702.4218 | 223.2994 | 702.4218 | 223.2994
1164 | 654.6612 | 210.9405 | 654.6612 | 210.9405
1165 | 617.975 | 203.0747 | 617.975 | 203.0747
1166 | 596.6779 | 221.544 | 596.6779 | 221.544
1167 | 588.7463 | 247.4733 | 588.7463 | 247.4733
1168 | 588.158 | 300.9871 | 588.158 | 300.9871
1169 | 581.5093 | 430.1919 | 581.5093 | 430.1919
1170 | 582.9991 | 477.4056 | 582.9991 | 477.4056
1171 | 633.3546 | 492.2575 | 633.3546 | 492.2575
1172 | 714.9616 | 470.9605 | 714.9616 | 470.9605
1173 | 769.5429 | 458.3938 | 769.5429 | 458.3938
1174 | 817.535 | 438.0449 | 817.535 | 438.0449
1175 | 890.8034 | 431.4968 | 890.8034 | 431.4968
1176 | 889.5042 | 412.1954 | 889.5042 | 412.1954
1177 | 834.8882 | 393.5498 | 834.8882 | 393.5498
1178 | 820.0154 | 382.0384 | 820.0154 | 382.0384
1179 | 829.2165 | 357.9595 | 829.2165 | 357.9595
1180 | 831.6652 | 370.1729 | 831.6652 | 370.1729
1181 | 851.0691 | 382.022 | 851.0691 | 382.022
1182 | 843.7046 | 352.6833 | 843.7046 | 352.6833
1183 | 805.3878 | 324.1415 | 805.3878 | 324.1415
1184 | 800.6887 | 303.1617 | 800.6887 | 303.1617
1185 | 795.8466 | 277.6303 | 795.8466 | 277.6303
1186 | 759.3684 | 227.7634 | 759.3684 | 227.7634
1187 | 708.9217 | 193.1907 | 708.9217 | 193.1907
1188 | 656.8929 | 187.3288 | 656.8929 | 187.3288
1189 | 625.9803 | 179.854 | 625.9803 | 179.854
1190 | 605.4848 | 190.2923 | 605.4848 | 190.2923
1191 | 592.4505 | 204.2804 | 592.4505 | 204.2804
1192 | 591.5221 | 250.6355 | 591.5221 | 250.6355
1193 | 595.2444 | 377.2837 | 595.2444 | 377.2837
1194 | 595.5344 | 422.3317 | 595.5344 | 422.3317
1195 | 647.0093 | 434.1156 | 647.0093 | 434.1156
1196 | 726.4096 | 408.4271 | 726.4096 | 408.4271
1197 | 786.0228 | 389.0776 | 786.0228 | 389.0776
1198 | 832.357 | 367.6609 | 832.357 | 367.6609
1199 | 893.4742 | 364.7073 | 893.4742 | 364.7073
1200 | 893.0951 | 346.0526 | 893.0951 | 346.0526
1201 | 837.2514 | 326.5197 | 837.2514 | 326.5197
1202 | 827.5547 | 325.0094 | 827.5547 | 325.0094
1203 | 839.5607 | 309.6533 | 839.5607 | 309.6533
1204 | 840.8816 | 319.2949 | 840.8816 | 319.2949
1205 | 854.8158 | 338.9043 | 854.8158 | 338.9043
1206 | 839.9077 | 314.6489 | 839.9077 | 314.6489
1207 | 798.1806 | 292.4386 | 798.1806 | 292.4386
1208 | 787.9952 | 276.1361 | 787.9952 | 276.1361
1209 | 793.9566 | 246.5892 | 793.9566 | 246.5892
1210 | 762.326 | 191.7894 | 762.326 | 191.7894
1211 | 714.6566 | 157.7732 | 714.6566 | 157.7732
1212 | 663.5305 | 154.7085 | 663.5305 | 154.7085
1213 | 626.5815 | 150.7379 | 626.5815 | 150.7379
1214 | 605.737 | 167.1619 | 605.737 | 167.1619
1215 | 596.9403 | 189.4216 | 596.9403 | 189.4216
1216 | 597.7735 | 244.2588 | 597.7735 | 244.2588
1217 | 599.4678 | 379.5697 | 599.4678 | 379.5697
1218 | 598.0494 | 433.6262 | 598.0494 | 433.6262
1219 | 637.0385 | 454.3435 | 637.0385 | 454.3435
1220 | 706.1955 | 438.2801 | 706.1955 | 438.2801
1221 | 762.2829 | 424.8411 | 762.2829 | 424.8411
1222 | 800.5937 | 404.793 | 800.5937 | 404.793
1223 | 867.5204 | 399.1021 | 867.5204 | 399.1021
1224 | 874.668 | 376.0109 | 874.668 | 376.0109
1225 | 831.0024 | 355.335 | 831.0024 | 355.335
1226 | 822.1408 | 350.3807 | 822.1408 | 350.3807
1227 | 827.2316 | 332.2573 | 827.2316 | 332.2573
1228 | 834.286 | 335.6577 | 834.286 | 335.6577
1229 | 839.68 | 338.4982 | 839.68 | 338.4982
1230 | 832.2129 | 297.444 | 832.2129 | 297.444
1231 | 793.0459 | 260.1643 | 793.0459 | 260.1643
1232 | 785.3814 | 231.2739 | 785.3814 | 231.2739
1233 | 788.8766 | 193.9817 | 788.8766 | 193.9817
1234 | 757.3231 | 136.52 | 757.3231 | 136.52
1235 | 704.2577 | 98.4281 | 704.2577 | 98.4281
1236 | 662.8832 | 89.1974 | 662.8832 | 89.1974
1237 | 630.6241 | 81.888 | 630.6241 | 81.888
1238 | 611.2218 | 101.9816 | 611.2218 | 101.9816
1239 | 601.1039 | 131.9715 | 601.1039 | 131.9715
1240 | 601.0382 | 214.7367 | 601.0382 | 214.7367
1241 | 597.5917 | 377.9003 | 597.5917 | 377.9003
1242 | 590.2506 | 434.3782 | 590.2506 | 434.3782
1243 | 621.3504 | 451.2755 | 621.3504 | 451.2755
1244 | 681.5702 | 438.5207 | 681.5702 | 438.5207
1245 | 738.9715 | 419.8481 | 738.9715 | 419.8481
1246 | 782.2087 | 391.3478 | 782.2087 | 391.3478
1247 | 844.7803 | 386.9805 | 844.7803 | 386.9805
1248 | 834.8866 | 369.4236 | 834.8866 | 369.4236
1249 | 800.493 | 342.0402 | 800.493 | 342.0402
1250 | 795.5791 | 335.191 | 795.5791 | 335.191
1251 | 788.68 | 312.7062 | 788.68 | 312.7062
1252 | 798.5946 | 319.7461 | 798.5946 | 319.7461
1253 | 810.5797 | 335.7912 | 810.5797 | 335.7912
1254 | 794.1277 | 309.1145 | 794.1277 | 309.1145
1255 | 770.2825 | 281.8359 | 770.2825 | 281.8359
1256 | 779.4407 | 259.2771 | 779.4407 | 259.2771
1257 | 775.5218 | 224.1054 | 775.5218 | 224.1054
1258 | 744.6434 | 159.6955 | 744.6434 | 159.6955
1259 | 696.8777 | 114.2344 | 696.8777 | 114.2344
1260 | 653.4334 | 102.8079 | 653.4334 | 102.8079
1261 | 619.8327 | 98.4764 | 619.8327 | 98.4764
1262 | 603.4488 | 138.121 | 603.4488 | 138.121
1263 | 593.4949 | 186.9852 | 593.4949 | 186.9852
1264 | 596.1532 | 243.4016 | 596.1532 | 243.4016
1265 | 593.6124 | 377.389 | 593.6124 | 377.389
1266 | 587.1347 | 431.235 | 587.1347 | 431.235
1267 | 611.5854 | 452.9147 | 611.5854 | 452.9147
1268 | 675.1713 | 437.3025 | 675.1713 | 437.3025
1269 | 730.2204 | 424.1944 | 730.2204 | 424.1944
1270 | 776.0312 | 403.0935 | 776.0312 | 403.0935
1271 | 843.9701 | 395.237 | 843.9701 | 395.237
1272 | 841.154 | 367.8746 | 841.154 | 367.8746
1273 | 806.253 | 342.0553 | 806.253 | 342.0553
1274 | 789.4121 | 331.0402 | 789.4121 | 331.0402
1275 | 790.7123 | 302.8254 | 790.7123 | 302.8254
1276 | 797.5375 | 298.661 | 797.5375 | 298.661
1277 | 809.52 | 302.7949 | 809.52 | 302.7949
1278 | 793.3083 | 264.9591 | 793.3083 | 264.9591
1279 | 764.2504 | 230.7925 | 764.2504 | 230.7925
1280 | 770.1112 | 206.4891 | 770.1112 | 206.4891
1281 | 780.032 | 173.408 | 780.032 | 173.408
1282 | 745.3826 | 116.5628 | 745.3826 | 116.5628
1283 | 687.1138 | 81.8397 | 687.1138 | 81.8397
1284 | 643.4446 | 81.1513 | 643.4446 | 81.1513
1285 | 609.7316 | 89.3174 | 609.7316 | 89.3174
1286 | 591.9229 | 118.0886 | 591.9229 | 118.0886
1287 | 583.0783 | 145.3715 | 583.0783 | 145.3715
1288 | 585.9696 | 199.6673 | 585.9696 | 199.6673
1289 | 585.82 | 331.1732 | 585.82 | 331.1732
1290 | 584.9502 | 384.4628 | 584.9502 | 384.4628
1291 | 621.5524 | 406.6238 | 621.5524 | 406.6238
1292 | 690.2759 | 389.5077 | 690.2759 | 389.5077
1293 | 750.1133 | 374.5948 | 750.1133 | 374.5948
1294 | 798.1171 | 353.7947 | 798.1171 | 353.7947
1295 | 863.3548 | 349.9537 | 863.3548 | 349.9537
1296 | 865.6071 | 329.7349 | 865.6071 | 329.7349
1297 | 817.0526 | 308.3823 | 817.0526 | 308.3823
1298 | 800.0353 | 305.8945 | 800.0353 | 305.8945
1299 | 804.8655 | 295.005 | 804.8655 | 295.005
1300 | 806.1412 | 313.2943 | 806.1412 | 313.2943
1301 | 830.269 | 337.7914 | 830.269 | 337.7914
1302 | 817.5814 | 315.3107 | 817.5814 | 315.3107
1303 | 791.9999 | 289.0548 | 791.9999 | 289.0548
1304 | 794.9064 | 271.0829 | 794.9064 | 271.0829
1305 | 788.9081 | 242.303 | 788.9081 | 242.303
1306 | 748.9987 | 186.2399 | 748.9987 | 186.2399
1307 | 692.605 | 147.6517 | 692.605 | 147.6517
1308 | 643.6804 | 138.9173 | 643.6804 | 138.9173
1309 | 610.9236 | 131.5628 | 610.9236 | 131.5628
1310 | 592.5891 | 147.1446 | 592.5891 | 147.1446
1311 | 585.4158 | 169.6149 | 585.4158 | 169.6149
1312 | 588.7148 | 218.7973 | 588.7148 | 218.7973
1313 | 588.341 | 349.6264 | 588.341 | 349.6264
1314 | 594.3805 | 401.8331 | 594.3805 | 401.8331
1315 | 644.1656 | 422.4451 | 644.1656 | 422.4451
1316 | 735.4425 | 407.8406 | 735.4425 | 407.8406
1317 | 795.2877 | 395.9656 | 795.2877 | 395.9656
1318 | 846.51 | 379.7976 | 846.51 | 379.7976
1319 | 924.5956 | 376.0168 | 924.5956 | 376.0168
1320 | 908.0734 | 354.7152 | 908.0734 | 354.7152
1321 | 843.7484 | 337.3329 | 843.7484 | 337.3329
1322 | 840.9084 | 326.6186 | 840.9084 | 326.6186
1323 | 842.7669 | 289.275 | 842.7669 | 289.275
1324 | 840.0836 | 297.7737 | 840.0836 | 297.7737
1325 | 861.2193 | 317.2026 | 861.2193 | 317.2026
1326 | 845.834 | 280.1037 | 845.834 | 280.1037
1327 | 804.619 | 234.4922 | 804.619 | 234.4922
1328 | 821.9431 | 199.541 | 821.9431 | 199.541
1329 | 812.9729 | 158.8349 | 812.9729 | 158.8349
1330 | 765.9619 | 96.1394 | 765.9619 | 96.1394
1331 | 701.8647 | 55.9872 | 701.8647 | 55.9872
1332 | 650.0849 | 49.2379 | 650.0849 | 49.2379
1333 | 614.7057 | 51.9147 | 614.7057 | 51.9147
1334 | 598.3176 | 91.2736 | 598.3176 | 91.2736
1335 | 588.4792 | 132.3023 | 588.4792 | 132.3023
1336 | 592.422 | 191.5611 | 592.422 | 191.5611
1337 | 593.6706 | 328.0751 | 593.6706 | 328.0751
1338 | 598.9784 | 389.3205 | 598.9784 | 389.3205
1339 | 646.9782 | 415.3014 | 646.9782 | 415.3014
1340 | 740.45 | 399.975 | 740.45 | 399.975
1341 | 796.9924 | 388.1302 | 796.9924 | 388.1302
1342 | 845.3003 | 365.2998 | 845.3003 | 365.2998
1343 | 910.9791 | 368.9183 | 910.9791 | 368.9183
1344 | 896.0365 | 357.8283 | 896.0365 | 357.8283
1345 | 840.7415 | 331.7383 | 840.7415 | 331.7383
1346 | 828.0834 | 313.2788 | 828.0834 | 313.2788
1347 | 830.1703 | 294.1778 | 830.1703 | 294.1778
1348 | 835.6554 | 304 | 835.6554 | 304
1349 | 847.2721 | 324.4365 | 847.2721 | 324.4365
1350 | 838.063 | 297.6395 | 838.063 | 297.6395
1351 | 800.0121 | 271.0527 | 800.0121 | 271.0527
1352 | 809.7958 | 250.6595 | 809.7958 | 250.6595
1353 | 812.1364 | 220.12 | 812.1364 | 220.12
1354 | 765.2 | 165.0646 | 765.2 | 165.0646
1355 | 706.3252 | 129.4692 | 706.3252 | 129.4692
1356 | 661.592 | 125.0059 | 661.592 | 125.0059
1357 | 626.8034 | 120.8248 | 626.8034 | 120.8248
1358 | 606.8245 | 141.4296 | 606.8245 | 141.4296
1359 | 600.4835 | 173.7657 | 600.4835 | 173.7657
1360 | 600.9108 | 229.0691 | 600.9108 | 229.0691
1361 | 606.1029 | 360.6502 | 606.1029 | 360.6502
1362 | 608.3735 | 409.9995 | 608.3735 | 409.9995
1363 | 659.8959 | 424.4002 | 659.8959 | 424.4002
1364 | 749.8544 | 404.9229 | 749.8544 | 404.9229
1365 | 793.9516 | 390.371 | 793.9516 | 390.371
1366 | 831.4387 | 370.1875 | 831.4387 | 370.1875
1367 | 896.4699 | 367.5798 | 896.4699 | 367.5798
1368 | 878.6341 | 349.6169 | 878.6341 | 349.6169
1369 | 829.2559 | 329.302 | 829.2559 | 329.302
1370 | 825.4131 | 311.1883 | 825.4131 | 311.1883
1371 | 833.675 | 287.6809 | 833.675 | 287.6809
1372 | 832.3655 | 279.5762 | 832.3655 | 279.5762
1373 | 843.9587 | 265.0463 | 843.9587 | 265.0463
1374 | 830.9498 | 216.9988 | 830.9498 | 216.9988
1375 | 803.7852 | 197.7211 | 803.7852 | 197.7211
1376 | 818.6013 | 182.2909 | 818.6013 | 182.2909
1377 | 811.3119 | 152.9996 | 811.3119 | 152.9996
1378 | 770.211 | 95.7033 | 770.211 | 95.7033
1379 | 710.6588 | 54.9795 | 710.6588 | 54.9795
1380 | 663.6103 | 43.1019 | 663.6103 | 43.1019
1381 | 628.4469 | 30.9198 | 628.4469 | 30.9198
1382 | 609.7991 | 78.6105 | 609.7991 | 78.6105
1383 | 602.8968 | 110.36 | 602.8968 | 110.36
1384 | 604.5282 | 162.2495 | 604.5282 | 162.2495
1385 | 609.1648 | 302.7639 | 609.1648 | 302.7639
1386 | 609.1064 | 361.2722 | 609.1064 | 361.2722
1387 | 646.0934 | 382.6361 | 646.0934 | 382.6361
1388 | 723.6298 | 365.0538 | 723.6298 | 365.0538
1389 | 775.9413 | 352.7427 | 775.9413 | 352.7427
1390 | 817.5759 | 333.251 | 817.5759 | 333.251
1391 | 885.2008 | 332.1321 | 885.2008 | 332.1321
1392 | 874.0246 | 315.1919 | 874.0246 | 315.1919
1393 | 832.0497 | 299.2835 | 832.0497 | 299.2835
1394 | 831.3677 | 301.4278 | 831.3677 | 301.4278
1395 | 836.5332 | 294.8696 | 836.5332 | 294.8696
1396 | 848.5912 | 311.9558 | 848.5912 | 311.9558
1397 | 864.0287 | 327.7451 | 864.0287 | 327.7451
1398 | 852.0638 | 298.7975 | 852.0638 | 298.7975
1399 | 809.032 | 271.8949 | 809.032 | 271.8949
1400 | 807.8731 | 250.088 | 807.8731 | 250.088
1401 | 798.5552 | 219.5937 | 798.5552 | 219.5937
1402 | 763.4266 | 163.1997 | 763.4266 | 163.1997
1403 | 710.0594 | 124.9123 | 710.0594 | 124.9123
1404 | 665.3719 | 121.1408 | 665.3719 | 121.1408
1405 | 633.5575 | 121.6219 | 633.5575 | 121.6219
1406 | 615.0945 | 146.3174 | 615.0945 | 146.3174
1407 | 604.8865 | 177.7511 | 604.8865 | 177.7511
1408 | 604.6703 | 231.8815 | 604.6703 | 231.8815
1409 | 615.1292 | 367.448 | 615.1292 | 367.448
1410 | 608.2027 | 413.263 | 608.2027 | 413.263
1411 | 635.335 | 422.7609 | 635.335 | 422.7609
1412 | 693.9732 | 399.6141 | 693.9732 | 399.6141
1413 | 751.8609 | 383.3627 | 751.8609 | 383.3627
1414 | 801.1566 | 364.3072 | 801.1566 | 364.3072
1415 | 862.6362 | 362.2559 | 862.6362 | 362.2559
1416 | 847.853 | 343.9922 | 847.853 | 343.9922
1417 | 808.8419 | 330.8059 | 808.8419 | 330.8059
1418 | 794.6417 | 337.101 | 794.6417 | 337.101
1419 | 801.0979 | 336.8293 | 801.0979 | 336.8293
1420 | 805.6558 | 365.631 | 805.6558 | 365.631
1421 | 821.5143 | 397.5125 | 821.5143 | 397.5125
1422 | 805.0469 | 380.2053 | 805.0469 | 380.2053
1423 | 783.2339 | 356.506 | 783.2339 | 356.506
1424 | 793.7031 | 332.9095 | 793.7031 | 332.9095
1425 | 790.1942 | 298.0236 | 790.1942 | 298.0236
1426 | 756.6489 | 239.9903 | 756.6489 | 239.9903
1427 | 708.4157 | 198.9207 | 708.4157 | 198.9207
1428 | 665.3448 | 188.4718 | 665.3448 | 188.4718
1429 | 636.7628 | 179.6284 | 636.7628 | 179.6284
1430 | 619.3808 | 192.849 | 619.3808 | 192.849
1431 | 608.7883 | 213.3491 | 608.7883 | 213.3491
1432 | 610.6395 | 262.4864 | 610.6395 | 262.4864
1433 | 613.8549 | 388.9241 | 613.8549 | 388.9241
1434 | 604.6805 | 435.7017 | 604.6805 | 435.7017
1435 | 631.5304 | 448.6135 | 631.5304 | 448.6135
1436 | 686.1419 | 428.6098 | 686.1419 | 428.6098
1437 | 738.6679 | 412.3735 | 738.6679 | 412.3735
1438 | 794.8282 | 392.5961 | 794.8282 | 392.5961
1439 | 858.6362 | 390.5147 | 858.6362 | 390.5147
1440 | 846.1103 | 372.7473 | 846.1103 | 372.7473
1441 | 804.5989 | 359.9069 | 804.5989 | 359.9069
1442 | 800.1735 | 364.1266 | 800.1735 | 364.1266
1443 | 804.3846 | 359.4785 | 804.3846 | 359.4785
1444 | 804.7358 | 376.0081 | 804.7358 | 376.0081
1445 | 818.41 | 396.2191 | 818.41 | 396.2191
1446 | 806.3544 | 373.5278 | 806.3544 | 373.5278
1447 | 789.2247 | 346.8057 | 789.2247 | 346.8057
1448 | 805.6028 | 323.54 | 805.6028 | 323.54
1449 | 799.6462 | 289.0301 | 799.6462 | 289.0301
1450 | 757.3848 | 231.0269 | 757.3848 | 231.0269
1451 | 711.0891 | 191.9274 | 711.0891 | 191.9274
1452 | 668.439 | 677.456 | 668.439 | 677.456
1453 | 636.3456 | 700.8438 | 636.3456 | 700.8438
1454 | 614.0673 | 753.0091 | 614.0673 | 753.0091
1455 | 606.1583 | 850.7719 | 606.1583 | 850.7719
1456 | 608.6706 | 950.9619 | 608.6706 | 950.9619
1457 | 611.4814 | 1129.1787 | 611.4814 | 1129.1787
1458 | 607.4509 | 1194.4375 | 607.4509 | 1194.4375
1459 | 636.0631 | 1196.8816 | 636.0631 | 1196.8816
1460 | 691.1131 | 1132.3397 | 691.1131 | 1132.3397
1461 | 745.8355 | 1122.7505 | 745.8355 | 1122.7505
1462 | 797.3136 | 1109.5031 | 797.3136 | 1109.5031
1463 | 860.8767 | 1092.3681 | 860.8767 | 1092.3681
1464 | 849.3048 | 1086.0714 | 849.3048 | 1086.0714
1465 | 809.406 | 1070.1422 | 809.406 | 1070.1422
1466 | 795.5312 | 1049.0347 | 795.5312 | 1049.0347
1467 | 797.4548 | 1018.9107 | 797.4548 | 1018.9107
1468 | 806.8074 | 1022.2995 | 806.8074 | 1022.2995
1469 | 823.5758 | 1014.622 | 823.5758 | 1014.622
1470 | 812.7877 | 958.5814 | 812.7877 | 958.5814
1471 | 804.2434 | 895.8547 | 804.2434 | 895.8547
1472 | 813.0673 | 837.9954 | 813.0673 | 837.9954
1473 | 800.0804 | 787.0348 | 800.0804 | 787.0348
1474 | 758.4022 | 729.6823 | 758.4022 | 729.6823
1475 | 707.8667 | 690.7796 | 707.8667 | 690.7796
1476 | 666.0874 | 704.4849 | 666.0874 | 704.4849
1477 | 632.8345 | 727.4044 | 632.8345 | 727.4044
1478 | 615.6264 | 762.9108 | 615.6264 | 762.9108
1479 | 605.2255 | 826.2183 | 605.2255 | 826.2183
1480 | 608.4774 | 892.9568 | 608.4774 | 892.9568
1481 | 616.6965 | 1035.6479 | 616.6965 | 1035.6479
1482 | 614.6452 | 1096.8925 | 614.6452 | 1096.8925
1483 | 659.5661 | 1122.2175 | 659.5661 | 1122.2175
1484 | 739.2392 | 1105.7791 | 739.2392 | 1105.7791
1485 | 796.8475 | 1106.2254 | 796.8475 | 1106.2254
1486 | 845.607 | 1098.6648 | 845.607 | 1098.6648
1487 | 919.9126 | 1091.8998 | 919.9126 | 1091.8998
1488 | 906.4238 | 1087.5432 | 906.4238 | 1087.5432
1489 | 843.0257 | 1070.4098 | 843.0257 | 1070.4098
1490 | 832.9744 | 1051.2425 | 832.9744 | 1051.2425
1491 | 841.0709 | 1009.9456 | 841.0709 | 1009.9456
1492 | 850.2842 | 980.1504 | 850.2842 | 980.1504
1493 | 863.3272 | 938.8875 | 863.3272 | 938.8875
1494 | 846.8543 | 862.9766 | 846.8543 | 862.9766
1495 | 824.3786 | 797.2392 | 824.3786 | 797.2392
1496 | 833.5379 | 729.2107 | 833.5379 | 729.2107
1497 | 818.3742 | 656.1719 | 818.3742 | 656.1719
1498 | 774.4242 | 588.3826 | 774.4242 | 588.3826
1499 | 712.8749 | 549.5468 | 712.8749 | 549.5468
1500 | 667.303 | 560.3083 | 667.303 | 560.3083
1501 | 632.1132 | 577.1396 | 632.1132 | 577.1396
1502 | 615.9747 | 623.0829 | 615.9747 | 623.0829
1503 | 607.3696 | 709.1376 | 607.3696 | 709.1376
1504 | 611.5204 | 773.2668 | 611.5204 | 773.2668
1505 | 618.05 | 919.4369 | 618.05 | 919.4369
1506 | 624.2381 | 978.4737 | 624.2381 | 978.4737
1507 | 674.5047 | 1007.0101 | 674.5047 | 1007.0101
1508 | 771.0998 | 996.6598 | 771.0998 | 996.6598
1509 | 825.7286 | 988.8101 | 825.7286 | 988.8101
1510 | 870.928 | 979.9115 | 870.928 | 979.9115
1511 | 943.3162 | 984.8545 | 943.3162 | 984.8545
1512 | 916.1672 | 988.9278 | 916.1672 | 988.9278
1513 | 857.9811 | 951.8572 | 857.9811 | 951.8572
1514 | 854.2388 | 871.6072 | 854.2388 | 871.6072
1515 | 859.2697 | 781.5378 | 859.2697 | 781.5378
1516 | 868.2868 | 691.262 | 868.2868 | 691.262
1517 | 883.3931 | 570.7187 | 883.3931 | 570.7187
1518 | 875.1873 | 387.2942 | 875.1873 | 387.2942
1519 | 856.3226 | 234.4488 | 856.3226 | 234.4488
1520 | 856.6372 | 183.146 | 856.6372 | 183.146
1521 | 835.5327 | 156.2706 | 835.5327 | 156.2706
1522 | 784.0113 | 106.1437 | 784.0113 | 106.1437
1523 | 721.4132 | 56.2688 | 721.4132 | 56.2688
1524 | 668.6758 | 49.5686 | 668.6758 | 49.5686
1525 | 633.9797 | 62.2519 | 633.9797 | 62.2519
1526 | 616.4191 | 239.9947 | 616.4191 | 239.9947
1527 | 606.6598 | 402.4529 | 606.6598 | 402.4529
1528 | 611.4753 | 497.6921 | 611.4753 | 497.6921
1529 | 624.4611 | 648.7462 | 624.4611 | 648.7462
1530 | 634.8423 | 730.8646 | 634.8423 | 730.8646
1531 | 686.7901 | 776.729 | 686.7901 | 776.729
1532 | 790.4051 | 784.5095 | 790.4051 | 784.5095
1533 | 857.8034 | 788.5686 | 857.8034 | 788.5686
1534 | 896.5735 | 790.4414 | 896.5735 | 790.4414
1535 | 973.9627 | 787.8244 | 973.9627 | 787.8244
1536 | 946.8288 | 798.7217 | 946.8288 | 798.7217
1537 | 887.7022 | 786.4722 | 887.7022 | 786.4722
1538 | 876.3416 | 732.5822 | 876.3416 | 732.5822
1539 | 886.8286 | 658.5026 | 886.8286 | 658.5026
1540 | 894.0133 | 601.2102 | 894.0133 | 601.2102
1541 | 899.3917 | 532.5838 | 899.3917 | 532.5838
1542 | 888.8563 | 428.7742 | 888.8563 | 428.7742
1543 | 863.3456 | 371.6005 | 863.3456 | 371.6005
1544 | 865.5829 | 350.605 | 865.5829 | 350.605
1545 | 839.0142 | 341.0574 | 839.0142 | 341.0574
1546 | 799.5191 | 305.9169 | 799.5191 | 305.9169
1547 | 738.0541 | 287.219 | 738.0541 | 287.219
1548 | 692.3155 | 318.1853 | 692.3155 | 318.1853
1549 | 657.8097 | 359.3025 | 657.8097 | 359.3025
1550 | 636.7563 | 474.0224 | 636.7563 | 474.0224
1551 | 627.6409 | 639.2237 | 627.6409 | 639.2237
1552 | 631.1867 | 760.1537 | 631.1867 | 760.1537
1553 | 640.3177 | 929.6731 | 640.3177 | 929.6731
1554 | 643.7712 | 1007.1083 | 643.7712 | 1007.1083
1555 | 684.1553 | 1030.4931 | 684.1553 | 1030.4931
1556 | 762.2173 | 999.4028 | 762.2173 | 999.4028
1557 | 823.4012 | 982.4543 | 823.4012 | 982.4543
1558 | 862.0541 | 956.0939 | 862.0541 | 956.0939
1559 | 930.1391 | 938.0222 | 930.1391 | 938.0222
1560 | 921.3174 | 942.5638 | 921.3174 | 942.5638
1561 | 869.3692 | 934.5292 | 869.3692 | 934.5292
1562 | 860.2423 | 884.185 | 860.2423 | 884.185
1563 | 865.8489 | 821.6798 | 865.8489 | 821.6798
1564 | 868.1811 | 789.4091 | 868.1811 | 789.4091
1565 | 875.9061 | 720.5151 | 875.9061 | 720.5151
1566 | 869.1831 | 603.9939 | 869.1831 | 603.9939
1567 | 848.2106 | 498.9844 | 848.2106 | 498.9844
1568 | 853.9892 | 406.0009 | 853.9892 | 406.0009
1569 | 828.497 | 339.0503 | 828.497 | 339.0503
1570 | 791.3661 | 266.9123 | 791.3661 | 266.9123
1571 | 741.2735 | 222.189 | 741.2735 | 222.189
1572 | 695.7916 | 245.9298 | 695.7916 | 245.9298
1573 | 660.3987 | 294.7409 | 660.3987 | 294.7409
1574 | 641.9101 | 365.5722 | 641.9101 | 365.5722
1575 | 628.5583 | 449.9543 | 628.5583 | 449.9543
1576 | 630.7315 | 531.01 | 630.7315 | 531.01
1577 | 638.9303 | 688.1522 | 638.9303 | 688.1522
1578 | 632.0889 | 771.1404 | 632.0889 | 771.1404
1579 | 664.7611 | 821.8887 | 664.7611 | 821.8887
1580 | 729.0876 | 833.282 | 729.0876 | 833.282
1581 | 787.9111 | 861.0248 | 787.9111 | 861.0248
1582 | 825.9447 | 869.8556 | 825.9447 | 869.8556
1583 | 880.839 | 879.3481 | 880.839 | 879.3481
1584 | 866.1794 | 891.3159 | 866.1794 | 891.3159
1585 | 835.0051 | 875.3867 | 835.0051 | 875.3867
1586 | 818.2602 | 790.5873 | 818.2602 | 790.5873
1587 | 820.294 | 724.9376 | 820.294 | 724.9376
1588 | 825.0464 | 719.8966 | 825.0464 | 719.8966
1589 | 840.6538 | 704.4583 | 840.6538 | 704.4583
1590 | 827.265 | 661.0624 | 827.265 | 661.0624
1591 | 817.5334 | 625.9668 | 817.5334 | 625.9668
1592 | 837.5311 | 594.6013 | 837.5311 | 594.6013
1593 | 823.6326 | 557.0882 | 823.6326 | 557.0882
1594 | 780.3594 | 491.7073 | 780.3594 | 491.7073
1595 | 728.7978 | 434.7407 | 728.7978 | 434.7407
1596 | 686.1783 | 433.7273 | 686.1783 | 433.7273
1597 | 657.7683 | 465.8126 | 657.7683 | 465.8126
1598 | 638.2319 | 586.2192 | 638.2319 | 586.2192
1599 | 631.9297 | 695.021 | 631.9297 | 695.021
1600 | 632.7121 | 779.5557 | 632.7121 | 779.5557
1601 | 641.3111 | 937.3669 | 641.3111 | 937.3669
1602 | 634.5998 | 1009.0485 | 634.5998 | 1009.0485
1603 | 659.4765 | 1048.6908 | 659.4765 | 1048.6908
1604 | 709.6887 | 1047.1718 | 709.6887 | 1047.1718
1605 | 761.5863 | 1055.1113 | 761.5863 | 1055.1113
1606 | 808.4221 | 1057.7869 | 808.4221 | 1057.7869
1607 | 871.7 | 1069.3534 | 871.7 | 1069.3534
1608 | 859.8005 | 1090.0856 | 859.8005 | 1090.0856
1609 | 824.2738 | 1090.7484 | 824.2738 | 1090.7484
1610 | 813.4907 | 963.3316 | 813.4907 | 963.3316
1611 | 818.4209 | 825.4263 | 818.4209 | 825.4263
1612 | 830.2573 | 693.2691 | 830.2573 | 693.2691
1613 | 848.6591 | 596.7441 | 848.6591 | 596.7441
1614 | 828.7503 | 484.6385 | 828.7503 | 484.6385
1615 | 821.7227 | 399.2985 | 821.7227 | 399.2985
1616 | 843.0067 | 330.6678 | 843.0067 | 330.6678
1617 | 822.3154 | 276.7634 | 822.3154 | 276.7634
1618 | 785.4487 | 212.6537 | 785.4487 | 212.6537
1619 | 728.8879 | 181.1104 | 728.8879 | 181.1104
1620 | 679.6775 | 223.1827 | 679.6775 | 223.1827
1621 | 653.0505 | 315.6816 | 653.0505 | 315.6816
1622 | 633.9936 | 467.399 | 633.9936 | 467.399
1623 | 627.2122 | 560.2109 | 627.2122 | 560.2109
1624 | 630.5346 | 654.3127 | 630.5346 | 654.3127
1625 | 641.6146 | 832.3957 | 641.6146 | 832.3957
1626 | 641.8409 | 919.7995 | 641.8409 | 919.7995
1627 | 688.0593 | 957.3678 | 688.0593 | 957.3678
1628 | 760.196 | 952.236 | 760.196 | 952.236
1629 | 803.3009 | 948.6681 | 803.3009 | 948.6681
1630 | 850.3504 | 927.1917 | 850.3504 | 927.1917
1631 | 917.5157 | 937.3532 | 917.5157 | 937.3532
1632 | 903.0554 | 917.2744 | 903.0554 | 917.2744
1633 | 844.9991 | 901.2783 | 844.9991 | 901.2783
1634 | 837.9111 | 850.7334 | 837.9111 | 850.7334
1635 | 838.7861 | 757.1181 | 838.7861 | 757.1181
1636 | 851.0278 | 655.8702 | 851.0278 | 655.8702
1637 | 871.2656 | 549.5103 | 871.2656 | 549.5103
1638 | 858.3628 | 430.982 | 858.3628 | 430.982
1639 | 853.0028 | 339.2862 | 853.0028 | 339.2862
1640 | 859.6566 | 265.9723 | 859.6566 | 265.9723
1641 | 830.1911 | 206.5818 | 830.1911 | 206.5818
1642 | 791.3505 | 145.1483 | 791.3505 | 145.1483
1643 | 728.8217 | 112.3338 | 728.8217 | 112.3338
1644 | 677.6035 | 152.5997 | 677.6035 | 152.5997
1645 | 648.8293 | 261.4899 | 648.8293 | 261.4899
1646 | 629.9245 | 443.2469 | 629.9245 | 443.2469
1647 | 623.2148 | 558.8059 | 623.2148 | 558.8059
1648 | 629.8654 | 654.9149 | 629.8654 | 654.9149
1649 | 647.8041 | 830.3217 | 647.8041 | 830.3217
1650 | 653.781 | 927.5603 | 653.781 | 927.5603
1651 | 706.7703 | 979.2452 | 706.7703 | 979.2452
1652 | 804.0332 | 985.1524 | 804.0332 | 985.1524
1653 | 859.9411 | 985.2642 | 859.9411 | 985.2642
1654 | 909.2503 | 970.8126 | 909.2503 | 970.8126
1655 | 977.2934 | 990.2068 | 977.2934 | 990.2068
1656 | 950.5207 | 1004.2486 | 950.5207 | 1004.2486
1657 | 880.2124 | 972.6641 | 880.2124 | 972.6641
1658 | 871.8657 | 927.4715 | 871.8657 | 927.4715
1659 | 881.1783 | 821.9474 | 881.1783 | 821.9474
1660 | 881.7788 | 688.3852 | 881.7788 | 688.3852
1661 | 901.9947 | 561.0846 | 901.9947 | 561.0846
1662 | 893.585 | 447.0388 | 893.585 | 447.0388
1663 | 879.2872 | 366.3821 | 879.2872 | 366.3821
1664 | 880.526 | 304.1072 | 880.526 | 304.1072
1665 | 852.193 | 254.2839 | 852.193 | 254.2839
1666 | 807.0767 | 197.935 | 807.0767 | 197.935
1667 | 740.6323 | 167.9973 | 740.6323 | 167.9973
1668 | 687.7057 | 214.0838 | 687.7057 | 214.0838
1669 | 657.9037 | 339.1646 | 657.9037 | 339.1646
1670 | 639.7664 | 522.3266 | 639.7664 | 522.3266
1671 | 635.1906 | 608.3812 | 635.1906 | 608.3812
1672 | 638.1675 | 724.695 | 638.1675 | 724.695
1673 | 652.616 | 907.595 | 652.616 | 907.595
1674 | 656.8252 | 995.4671 | 656.8252 | 995.4671
1675 | 708.9506 | 1034.9756 | 708.9506 | 1034.9756
1676 | 804.4902 | 1069.9858 | 804.4902 | 1069.9858
1677 | 861.0814 | 1097.3272 | 861.0814 | 1097.3272
1678 | 895.3162 | 1095.6542 | 895.3162 | 1095.6542
1679 | 971.7635 | 1094.3752 | 971.7635 | 1094.3752
1680 | 938.0596 | 1131.1642 | 938.0596 | 1131.1642
1681 | 880.8913 | 1131.8939 | 880.8913 | 1131.8939
1682 | 885.1685 | 1034.1153 | 885.1685 | 1034.1153
1683 | 897.6595 | 903.5694 | 897.6595 | 903.5694
1684 | 898.9955 | 752.2109 | 898.9955 | 752.2109
1685 | 908.6456 | 610.593 | 908.6456 | 610.593
1686 | 899.4741 | 468.8493 | 899.4741 | 468.8493
1687 | 888.4578 | 372.9386 | 888.4578 | 372.9386
1688 | 893.1767 | 303.6389 | 893.1767 | 303.6389
1689 | 859.5065 | 244.516 | 859.5065 | 244.516
1690 | 810.4392 | 178.3992 | 810.4392 | 178.3992
1691 | 746.6843 | 139.0951 | 746.6843 | 139.0951
1692 | 695.8899 | 181.7026 | 695.8899 | 181.7026
1693 | 663.8442 | 276.5432 | 663.8442 | 276.5432
1694 | 645.9844 | 410.0629 | 645.9844 | 410.0629
1695 | 640.9992 | 529.5692 | 640.9992 | 529.5692
1696 | 646.2534 | 639.1257 | 646.2534 | 639.1257
1697 | 662.4525 | 813.2613 | 662.4525 | 813.2613
1698 | 673.5567 | 898.725 | 673.5567 | 898.725
1699 | 725.0818 | 945.7936 | 725.0818 | 945.7936
1700 | 815.6007 | 953.9086 | 815.6007 | 953.9086
1701 | 877.8026 | 970.2779 | 877.8026 | 970.2779
1702 | 916.0822 | 966.6646 | 916.0822 | 966.6646
1703 | 977.8465 | 955.5509 | 977.8465 | 955.5509
1704 | 948.4832 | 963.3707 | 948.4832 | 963.3707
1705 | 891.9193 | 945.5683 | 891.9193 | 945.5683
1706 | 882.0103 | 895.4917 | 882.0103 | 895.4917
1707 | 886.8245 | 802.6792 | 886.8245 | 802.6792
1708 | 885.9406 | 707.7871 | 885.9406 | 707.7871
1709 | 899.765 | 591.7932 | 899.765 | 591.7932
1710 | 891.5192 | 463.497 | 891.5192 | 463.497
1711 | 894.1696 | 356.6811 | 894.1696 | 356.6811
1712 | 890.0208 | 282.2967 | 890.0208 | 282.2967
1713 | 856.117 | 231.4699 | 856.117 | 231.4699
1714 | 815.7766 | 168.7652 | 815.7766 | 168.7652
1715 | 757.3773 | 132.0702 | 757.3773 | 132.0702
1716 | 707.6574 | 158.4872 | 707.6574 | 158.4872
1717 | 673.3218 | 245.0317 | 673.3218 | 245.0317
1718 | 652.6379 | 341.9553 | 652.6379 | 341.9553
1719 | 646.4606 | 440.5209 | 646.4606 | 440.5209
1720 | 652.6777 | 556.4332 | 652.6777 | 556.4332
1721 | 668.1834 | 737.3261 | 668.1834 | 737.3261
1722 | 673.2239 | 832.9591 | 673.2239 | 832.9591
1723 | 720.9633 | 887.1863 | 720.9633 | 887.1863
1724 | 796.3353 | 901.3226 | 796.3353 | 901.3226
1725 | 847.6891 | 925.4527 | 847.6891 | 925.4527
1726 | 885.0553 | 932.1425 | 885.0553 | 932.1425
1727 | 960.1283 | 940.23 | 960.1283 | 940.23
1728 | 936.3138 | 962.1665 | 936.3138 | 962.1665
1729 | 885.7317 | 965.5723 | 885.7317 | 965.5723
1730 | 875.1983 | 838.1556 | 875.1983 | 838.1556
1731 | 873.7749 | 703.5955 | 873.7749 | 703.5955
1732 | 875.3332 | 599.4707 | 875.3332 | 599.4707
1733 | 898.9972 | 471.9694 | 898.9972 | 471.9694
1734 | 889.3415 | 325.5424 | 889.3415 | 325.5424
1735 | 893.9399 | 205.6804 | 893.9399 | 205.6804
1736 | 886.3263 | 183.146 | 886.3263 | 183.146
1737 | 852.3878 | 156.2706 | 852.3878 | 156.2706
1738 | 813.9784 | 106.1437 | 813.9784 | 106.1437
1739 | 758.6986 | 56.2688 | 758.6986 | 56.2688
1740 | 714.064 | 49.5686 | 714.064 | 49.5686
1741 | 681.5992 | 189.2344 | 681.5992 | 189.2344
1742 | 661.2504 | 389.925 | 661.2504 | 389.925
1743 | 654.187 | 485.7475 | 654.187 | 485.7475
1744 | 656.386 | 549.9436 | 656.386 | 549.9436
1745 | 671.9096 | 712.3043 | 671.9096 | 712.3043
1746 | 671.9111 | 819.9798 | 671.9111 | 819.9798
1747 | 691.5401 | 883.3059 | 691.5401 | 883.3059
1748 | 756.734 | 884.0616 | 756.734 | 884.0616
1749 | 813.8007 | 880.4937 | 813.8007 | 880.4937
1750 | 851.5463 | 845.0344 | 851.5463 | 845.0344
1751 | 924.2367 | 814.7864 | 924.2367 | 814.7864
1752 | 916.773 | 803.0036 | 916.773 | 803.0036
1753 | 872.2016 | 792.4266 | 872.2016 | 792.4266
1754 | 859.9263 | 753.2553 | 859.9263 | 753.2553
1755 | 860.8776 | 709.6168 | 860.8776 | 709.6168
1756 | 866.2863 | 689.924 | 866.2863 | 689.924
1757 | 885.5608 | 650.1998 | 885.5608 | 650.1998
1758 | 874.2206 | 554.0172 | 874.2206 | 554.0172
1759 | 875.4768 | 442.8525 | 875.4768 | 442.8525
1760 | 870.4067 | 322.1042 | 870.4067 | 322.1042
1761 | 844.6038 | 199.2894 | 844.6038 | 199.2894
1762 | 802.6883 | 106.1437 | 802.6883 | 106.1437
1763 | 751.909 | 56.2688 | 751.909 | 56.2688
1764 | 701.0941 | 49.5686 | 701.0941 | 49.5686
1765 | 671.2129 | 131.6306 | 671.2129 | 131.6306
1766 | 653.0588 | 250.7661 | 653.0588 | 250.7661
1767 | 647.8093 | 392.685 | 647.8093 | 392.685
1768 | 647.6895 | 530.341 | 647.6895 | 530.341
1769 | 658.9407 | 718.2587 | 658.9407 | 718.2587
1770 | 664.2955 | 793.7537 | 664.2955 | 793.7537
1771 | 695.1343 | 817.2054 | 695.1343 | 817.2054
1772 | 752.5018 | 807.3235 | 752.5018 | 807.3235
1773 | 806.7549 | 846.3061 | 806.7549 | 846.3061
1774 | 859.2377 | 918.8288 | 859.2377 | 918.8288
1775 | 921.6889 | 977.7628 | 921.6889 | 977.7628
1776 | 913.2923 | 1003.312 | 913.2923 | 1003.312
1777 | 872.3529 | 957.1425 | 872.3529 | 957.1425
1778 | 866.5349 | 820.9614 | 866.5349 | 820.9614
1779 | 876.6541 | 741.0613 | 876.6541 | 741.0613
1780 | 889.3258 | 693.9382 | 889.3258 | 693.9382
1781 | 896.7278 | 649.8653 | 896.7278 | 649.8653
1782 | 888.3045 | 579.9757 | 888.3045 | 579.9757
1783 | 888.7662 | 532.7706 | 888.7662 | 532.7706
1784 | 875.2852 | 523.0147 | 875.2852 | 523.0147
1785 | 844.8388 | 527.5838 | 844.8388 | 527.5838
1786 | 801.9398 | 509.5036 | 801.9398 | 509.5036
1787 | 744.6121 | 498.7672 | 744.6121 | 498.7672
1788 | 700.134 | 546.3924 | 700.134 | 546.3924
1789 | 671.4648 | 603.9009 | 671.4648 | 603.9009
1790 | 649.6196 | 660.6826 | 649.6196 | 660.6826
1791 | 640.5368 | 734.3601 | 640.5368 | 734.3601
1792 | 647.2284 | 822.3738 | 647.2284 | 822.3738
1793 | 659.8497 | 978.7132 | 659.8497 | 978.7132
1794 | 670.8404 | 1047.1834 | 670.8404 | 1047.1834
1795 | 709.7152 | 1080.8713 | 709.7152 | 1080.8713
1796 | 782.9379 | 1079.553 | 782.9379 | 1079.553
1797 | 828.6121 | 1091.9081 | 828.6121 | 1091.9081
1798 | 876.2996 | 1089.4321 | 876.2996 | 1089.4321
1799 | 947.1046 | 1088.8222 | 947.1046 | 1088.8222
1800 | 927.3918 | 1103.0648 | 927.3918 | 1103.0648
1801 | 889.3169 | 1111.8229 | 889.3169 | 1111.8229
1802 | 875.6032 | 1100.0819 | 875.6032 | 1100.0819
1803 | 887.9607 | 1063.2006 | 887.9607 | 1063.2006
1804 | 886.7849 | 1055.0821 | 886.7849 | 1055.0821
1805 | 903.3718 | 1029.9428 | 903.3718 | 1029.9428
1806 | 904.0648 | 974.6381 | 904.0648 | 974.6381
1807 | 907.4163 | 925.2921 | 907.4163 | 925.2921
1808 | 896.9146 | 877.736 | 896.9146 | 877.736
1809 | 864.4742 | 826.976 | 864.4742 | 826.976
1810 | 820.3316 | 743.8658 | 820.3316 | 743.8658
1811 | 754.5237 | 686.6316 | 754.5237 | 686.6316
1812 | 706.0471 | 710.0379 | 706.0471 | 710.0379
1813 | 674.0236 | 775.1065 | 674.0236 | 775.1065
1814 | 652.5699 | 892.7701 | 652.5699 | 892.7701
1815 | 648.9954 | 985.582 | 648.9954 | 985.582
1816 | 654.0844 | 1093.8004 | 654.0844 | 1093.8004
1817 | 670.2101 | 1280.3132 | 670.2101 | 1280.3132
1818 | 682.0287 | 1367.1818 | 682.0287 | 1367.1818
1819 | 742.531 | 1397.1231 | 742.531 | 1397.1231
1820 | 834.8363 | 1416.0765 | 834.8363 | 1416.0765
1821 | 892.3873 | 1418.5299 | 892.3873 | 1418.5299
1822 | 934.653 | 1377.7853 | 934.653 | 1377.7853
1823 | 1005.812 | 1338.9736 | 1005.812 | 1338.9736
1824 | 981.6715 | 1313.0742 | 981.6715 | 1313.0742
1825 | 921.8252 | 1306.6453 | 921.8252 | 1306.6453
1826 | 912.8346 | 1241.7831 | 912.8346 | 1241.7831
1827 | 925.674 | 1183.1582 | 925.674 | 1183.1582
1828 | 930.1377 | 1151.3559 | 930.1377 | 1151.3559
1829 | 952.508 | 1087.3459 | 952.508 | 1087.3459
1830 | 946.2566 | 953.2291 | 946.2566 | 953.2291
1831 | 937.7369 | 890.6362 | 937.7369 | 890.6362
1832 | 927.2847 | 868.3026 | 927.2847 | 868.3026
1833 | 885.7427 | 846.3111 | 885.7427 | 846.3111
1834 | 826.8173 | 799.6632 | 826.8173 | 799.6632
1835 | 759.5837 | 770.1269 | 759.5837 | 770.1269
1836 | 712.8014 | 814.1394 | 712.8014 | 814.1394
1837 | 678.0008 | 896.9373 | 678.0008 | 896.9373
1838 | 658.7899 | 964.5573 | 658.7899 | 964.5573
1839 | 647.477 | 1011.0721 | 647.477 | 1011.0721
1840 | 655.453 | 1070.1836 | 655.453 | 1070.1836
1841 | 672.2252 | 1201.1666 | 672.2252 | 1201.1666
1842 | 686.567 | 1245.2171 | 686.567 | 1245.2171
1843 | 742.0478 | 1272.1478 | 742.0478 | 1272.1478
1844 | 835.6032 | 1282.8052 | 835.6032 | 1282.8052
1845 | 889.0637 | 1305.3296 | 889.0637 | 1305.3296
1846 | 930.0424 | 1298.7725 | 930.0424 | 1298.7725
1847 | 997.6897 | 1279.2959 | 997.6897 | 1279.2959
1848 | 979.5455 | 1279.7564 | 979.5455 | 1279.7564
1849 | 917.8226 | 1275.3346 | 917.8226 | 1275.3346
1850 | 909.8986 | 1238.5048 | 909.8986 | 1238.5048
1851 | 916.037 | 1132.847 | 916.037 | 1132.847
1852 | 919.895 | 1066.924 | 919.895 | 1066.924
1853 | 937.9951 | 983.512 | 937.9951 | 983.512
1854 | 941.6657 | 883.9842 | 941.6657 | 883.9842
1855 | 944.9081 | 803.3944 | 944.9081 | 803.3944
1856 | 926.0022 | 729.8797 | 926.0022 | 729.8797
1857 | 887.5851 | 679.5881 | 887.5851 | 679.5881
1858 | 836.9471 | 631.3345 | 836.9471 | 631.3345
1859 | 774.8644 | 605.6786 | 774.8644 | 605.6786
1860 | 720.1962 | 648.5538 | 720.1962 | 648.5538
1861 | 688.0441 | 761.1906 | 688.0441 | 761.1906
1862 | 670.9409 | 866.8116 | 670.9409 | 866.8116
1863 | 664.1849 | 924.2317 | 664.1849 | 924.2317
1864 | 667.3668 | 999.6675 | 667.3668 | 999.6675
1865 | 680.9833 | 1169.2537 | 680.9833 | 1169.2537
1866 | 698.0796 | 1267.4959 | 698.0796 | 1267.4959
1867 | 753.7869 | 1334.301 | 753.7869 | 1334.301
1868 | 844.1813 | 1344.0217 | 844.1813 | 1344.0217
1869 | 895.5336 | 1334.0311 | 895.5336 | 1334.0311
1870 | 939.3824 | 1311.9525 | 939.3824 | 1311.9525
1871 | 999.0082 | 1288.3948 | 999.0082 | 1288.3948
1872 | 981.3061 | 1267.7807 | 981.3061 | 1267.7807
1873 | 919.8141 | 1224.555 | 919.8141 | 1224.555
1874 | 914.4643 | 1196.6903 | 914.4643 | 1196.6903
1875 | 927.0978 | 1125.6883 | 927.0978 | 1125.6883
1876 | 923.4413 | 1063.1105 | 923.4413 | 1063.1105
1877 | 940.8553 | 1000.6392 | 940.8553 | 1000.6392
1878 | 935.6064 | 904.7911 | 935.6064 | 904.7911
1879 | 936.5051 | 802.257 | 936.5051 | 802.257
1880 | 912.906 | 696.6957 | 912.906 | 696.6957
1881 | 877.0212 | 597.0294 | 877.0212 | 597.0294
1882 | 825.392 | 474.3125 | 825.392 | 474.3125
1883 | 772.7381 | 388.4436 | 772.7381 | 388.4436
1884 | 718.3446 | 436.5372 | 718.3446 | 436.5372
1885 | 685.5297 | 570.0479 | 685.5297 | 570.0479
1886 | 665.3735 | 611.5756 | 665.3735 | 611.5756
1887 | 659.2521 | 626.7127 | 659.2521 | 626.7127
1888 | 663.3362 | 700.1415 | 663.3362 | 700.1415
1889 | 680.4239 | 871.0658 | 680.4239 | 871.0658
1890 | 696.4366 | 935.7225 | 696.4366 | 935.7225
1891 | 743.8489 | 928.6663 | 743.8489 | 928.6663
1892 | 821.8073 | 919.3196 | 821.8073 | 919.3196
1893 | 875.5868 | 927.3929 | 875.5868 | 927.3929
1894 | 915.4882 | 928.0614 | 915.4882 | 928.0614
1895 | 996.8955 | 932.6031 | 996.8955 | 932.6031
1896 | 975.2382 | 928.1796 | 975.2382 | 928.1796
1897 | 919.0258 | 944.8323 | 919.0258 | 944.8323
1898 | 905.7378 | 915.6965 | 905.7378 | 915.6965
1899 | 903.5552 | 831.18 | 903.5552 | 831.18
1900 | 916.1531 | 801.5855 | 916.1531 | 801.5855
1901 | 941.1559 | 757.5796 | 941.1559 | 757.5796
1902 | 937.0221 | 641.3929 | 937.0221 | 641.3929
1903 | 944.4323 | 491.1567 | 944.4323 | 491.1567
1904 | 920.5009 | 366.5949 | 920.5009 | 366.5949
1905 | 879.7096 | 288.7391 | 879.7096 | 288.7391
1906 | 830.298 | 228.6436 | 830.298 | 228.6436
1907 | 776.7468 | 209.1428 | 776.7468 | 209.1428
1908 | 728.1565 | 289.2831 | 728.1565 | 289.2831
1909 | 698.7219 | 428.4136 | 698.7219 | 428.4136
1910 | 677.3129 | 519.5166 | 677.3129 | 519.5166
1911 | 668.5732 | 573.5246 | 668.5732 | 573.5246
1912 | 671.5598 | 650.4324 | 671.5598 | 650.4324
1913 | 686.3773 | 790.7818 | 686.3773 | 790.7818
1914 | 697.3581 | 850.1532 | 697.3581 | 850.1532
1915 | 725.3274 | 885.1123 | 725.3274 | 885.1123
1916 | 786.465 | 887.206 | 786.465 | 887.206
1917 | 838.0103 | 902.7725 | 838.0103 | 902.7725
1918 | 878.0267 | 898.0218 | 878.0267 | 898.0218
1919 | 946.3075 | 890.5878 | 946.3075 | 890.5878
1920 | 935.7024 | 894.6611 | 935.7024 | 894.6611
1921 | 887.4959 | 895.4577 | 887.4959 | 895.4577
1922 | 876.7657 | 897.2981 | 876.7657 | 897.2981
1923 | 886.1391 | 862.5577 | 886.1391 | 862.5577
1924 | 901.4823 | 833.1639 | 901.4823 | 833.1639
1925 | 914.7579 | 772.6328 | 914.7579 | 772.6328
1926 | 915.0505 | 672.9043 | 915.0505 | 672.9043
1927 | 918.0706 | 597.9344 | 918.0706 | 597.9344
1928 | 891.7725 | 526.6944 | 891.7725 | 526.6944
1929 | 856.6541 | 457.2685 | 856.6541 | 457.2685
1930 | 821.9383 | 367.5348 | 821.9383 | 367.5348
1931 | 771.2994 | 317.1247 | 771.2994 | 317.1247
1932 | 724.1288 | 391.043 | 724.1288 | 391.043
1933 | 696.7175 | 512.9125 | 696.7175 | 512.9125
1934 | 677.2105 | 537.3798 | 677.2105 | 537.3798
1935 | 671.9604 | 612.4623 | 671.9604 | 612.4623
1936 | 675.6121 | 693.7857 | 675.6121 | 693.7857
1937 | 686.3208 | 824.9025 | 686.3208 | 824.9025
1938 | 699.2173 | 872.9672 | 699.2173 | 872.9672
1939 | 723.8162 | 907.3242 | 723.8162 | 907.3242
1940 | 781.6712 | 901.9917 | 781.6712 | 901.9917
1941 | 835.6104 | 898.959 | 835.6104 | 898.959
1942 | 876.4549 | 875.0071 | 876.4549 | 875.0071
1943 | 949.9685 | 860.7489 | 949.9685 | 860.7489
1944 | 927.2345 | 839.3989 | 927.2345 | 839.3989
1945 | 889.8792 | 819.3218 | 889.8792 | 819.3218
1946 | 878.6778 | 801.4926 | 878.6778 | 801.4926
1947 | 881.8994 | 716.374 | 881.8994 | 716.374
1948 | 901.4302 | 683.635 | 901.4302 | 683.635
1949 | 930.2625 | 555.3309 | 930.2625 | 555.3309
1950 | 918.8428 | 366.4204 | 918.8428 | 366.4204
1951 | 925.7925 | 252.3789 | 925.7925 | 252.3789
1952 | 904.4943 | 183.146 | 904.4943 | 183.146
1953 | 869.8876 | 156.2706 | 869.8876 | 156.2706
1954 | 824.5866 | 106.1437 | 824.5866 | 106.1437
1955 | 771.0494 | 56.2688 | 771.0494 | 56.2688
1956 | 731.2899 | 76.9321 | 731.2899 | 76.9321
1957 | 700.8172 | 219.6085 | 700.8172 | 219.6085
1958 | 679.3396 | 304.6233 | 679.3396 | 304.6233
1959 | 673.6963 | 396.9 | 673.6963 | 396.9
1960 | 676.0687 | 499.4316 | 676.0687 | 499.4316
1961 | 688.0636 | 691.9657 | 688.0636 | 691.9657
1962 | 703.9398 | 788.736 | 703.9398 | 788.736
1963 | 745.7605 | 846.1746 | 745.7605 | 846.1746
1964 | 815.6356 | 858.6383 | 815.6356 | 858.6383
1965 | 868.0614 | 852.4612 | 868.0614 | 852.4612
1966 | 912.7019 | 843.5626 | 912.7019 | 843.5626
1967 | 981.0408 | 830.977 | 981.0408 | 830.977
1968 | 954.2965 | 867.699 | 954.2965 | 867.699
1969 | 903.3156 | 842.8717 | 903.3156 | 842.8717
1970 | 891.9016 | 828.4546 | 891.9016 | 828.4546
1971 | 898.3632 | 796.7917 | 898.3632 | 796.7917
1972 | 910.7396 | 784.5252 | 910.7396 | 784.5252
1973 | 935.6773 | 779.7245 | 935.6773 | 779.7245
1974 | 933.5311 | 754.5932 | 933.5311 | 754.5932
1975 | 943.9914 | 746.5266 | 943.9914 | 746.5266
1976 | 915.9977 | 750.6197 | 915.9977 | 750.6197
1977 | 879.4867 | 755.3895 | 879.4867 | 755.3895
1978 | 826.6147 | 737.8445 | 826.6147 | 737.8445
1979 | 773.2557 | 736.876 | 773.2557 | 736.876
1980 | 721.9721 | 783.6984 | 721.9721 | 783.6984
1981 | 693.2061 | 820.8683 | 693.2061 | 820.8683
1982 | 676.6337 | 845.0011 | 676.6337 | 845.0011
1983 | 666.5338 | 880.41 | 666.5338 | 880.41
1984 | 671.277 | 929.486 | 671.277 | 929.486
1985 | 691.5429 | 1056.4548 | 691.5429 | 1056.4548
1986 | 709.1534 | 1102.111 | 709.1534 | 1102.111
1987 | 763.3194 | 1115.7948 | 763.3194 | 1115.7948
1988 | 853.3171 | 1095.2084 | 853.3171 | 1095.2084
1989 | 908.859 | 1091.7743 | 908.859 | 1091.7743
1990 | 951.6229 | 1075.4494 | 951.6229 | 1075.4494
1991 | 1017.301 | 1062.0609 | 1017.301 | 1062.0609
1992 | 985.2419 | 1060.2467 | 985.2419 | 1060.2467
1993 | 929.9313 | 1054.4868 | 929.9313 | 1054.4868
1994 | 917.1525 | 1051.2425 | 917.1525 | 1051.2425
1995 | 929.4687 | 1036.64 | 929.4687 | 1036.64
1996 | 932.9522 | 1048.5256 | 932.9522 | 1048.5256
1997 | 956.2305 | 1027.2667 | 956.2305 | 1027.2667
1998 | 967.3164 | 937.8413 | 967.3164 | 937.8413
1999 | 963.1557 | 847.2829 | 963.1557 | 847.2829
2000 | 932.2998 | 777.6486 | 932.2998 | 777.6486
2001 | 890.1026 | 718.2582 | 890.1026 | 718.2582
2002 | 839.7929 | 643.6447 | 839.7929 | 643.6447
2003 | 776.7077 | 592.298 | 776.7077 | 592.298
2004 | 723.8596 | 617.7113 | 723.8596 | 617.7113
2005 | 691.7364 | 709.8089 | 691.7364 | 709.8089
2006 | 674.8951 | 762.6432 | 674.8951 | 762.6432
2007 | 668.3093 | 825.1479 | 668.3093 | 825.1479
2008 | 673.644 | 916.3729 | 673.644 | 916.3729
2009 | 689.4916 | 1085.0225 | 689.4916 | 1085.0225
2010 | 710.9094 | 1163.662 | 710.9094 | 1163.662
2011 | 762.3986 | 1216.0159 | 762.3986 | 1216.0159
2012 | 854.7761 | 1221.388 | 854.7761 | 1221.388
2013 | 912.1582 | 1234.3452 | 912.1582 | 1234.3452
2014 | 955.6389 | 1229.8621 | 955.6389 | 1229.8621
2015 | 1029.5071 | 1217.678 | 1029.5071 | 1217.678
2016 | 995.1538 | 1216.4659 | 995.1538 | 1216.4659
2017 | 938.9245 | 1204.8185 | 938.9245 | 1204.8185
2018 | 924.8678 | 1179.63 | 924.8678 | 1179.63
2019 | 938.9073 | 1082.6026 | 938.9073 | 1082.6026
2020 | 939.4587 | 1053.0081 | 939.4587 | 1053.0081
2021 | 954.3812 | 985.586 | 954.3812 | 985.586
2022 | 957.5829 | 855.4165 | 957.5829 | 855.4165
2023 | 962.3651 | 738.632 | 962.3651 | 738.632
2024 | 923.3217 | 662.7757 | 923.3217 | 662.7757
2025 | 882.6037 | 632.0867 | 882.6037 | 632.0867
2026 | 831.5677 | 615.8798 | 831.5677 | 615.8798
2027 | 769.9749 | 603.9391 | 769.9749 | 603.9391
2028 | 718.5402 | 655.98 | 718.5402 | 655.98
2029 | 685.5612 | 788.4202 | 685.5612 | 788.4202
2030 | 665.3659 | 905.95 | 665.3659 | 905.95
2031 | 660.0729 | 975.2789 | 660.0729 | 975.2789
2032 | 661.9504 | 1080.6205 | 661.9504 | 1080.6205
2033 | 680.4181 | 1278.373 | 680.4181 | 1278.373
2034 | 703.8936 | 1373.1362 | 703.8936 | 1373.1362
2035 | 744.5013 | 1407.4262 | 744.5013 | 1407.4262
2036 | 836.3046 | 1374.931 | 836.3046 | 1374.931
2037 | 893.802 | 1354.4366 | 893.802 | 1354.4366
2038 | 937.8112 | 1313.9596 | 937.8112 | 1313.9596
2039 | 1006.9154 | 1299.7683 | 1006.9154 | 1299.7683
2040 | 982.5616 | 1296.616 | 982.5616 | 1296.616
2041 | 916.7957 | 1297.2788 | 916.7957 | 1297.2788
2042 | 906.5326 | 1303.8025 | 906.5326 | 1303.8025
2043 | 920.7908 | 1268.8613 | 920.7908 | 1268.8613
2044 | 925.9502 | 1220.1994 | 925.9502 | 1220.1994
2045 | 939.4859 | 1131.3013 | 939.4859 | 1131.3013
2046 | 950.4021 | 1006.0827 | 950.4021 | 1006.0827
2047 | 950.9787 | 870.9667 | 950.9787 | 870.9667
2048 | 916.9732 | 762.6623 | 916.9732 | 762.6623
2049 | 885.9868 | 701.5324 | 885.9868 | 701.5324
2050 | 839.5369 | 636.8875 | 839.5369 | 636.8875
2051 | 777.7142 | 597.7171 | 777.7142 | 597.7171
2052 | 727.6963 | 654.7089 | 727.6963 | 654.7089
2053 | 691.0393 | 787.0821 | 691.0393 | 787.0821
2054 | 672.2339 | 843.0609 | 672.2339 | 843.0609
2055 | 665.6262 | 895.9316 | 665.6262 | 895.9316
2056 | 666.0023 | 982.9417 | 666.0023 | 982.9417
2057 | 682.3273 | 1139.2811 | 682.3273 | 1139.2811
2058 | 701.4778 | 1214.174 | 701.4778 | 1214.174
2059 | 738.5806 | 1252.8797 | 738.5806 | 1252.8797
2060 | 818.5984 | 1261.5299 | 818.5984 | 1261.5299
2061 | 874.0736 | 1278.6351 | 874.0736 | 1278.6351
2062 | 915.1383 | 1280.9094 | 915.1383 | 1280.9094
2063 | 975.5481 | 1273.6091 | 975.5481 | 1273.6091
2064 | 962.8481 | 1283.2354 | 962.8481 | 1283.2354
2065 | 916.8952 | 1294.2013 | 916.8952 | 1294.2013
2066 | 909.5403 | 1306.3448 | 909.5403 | 1306.3448
2067 | 919.3423 | 1266.4528 | 919.3423 | 1266.4528
2068 | 929.2537 | 1217.3895 | 929.2537 | 1217.3895
2069 | 943.9174 | 1119.3256 | 943.9174 | 1119.3256
2070 | 952.984 | 1009.0933 | 952.984 | 1009.0933
2071 | 948.3131 | 941.6165 | 948.3131 | 941.6165
2072 | 909.416 | 901.6204 | 909.416 | 901.6204
2073 | 875.9533 | 879.2275 | 875.9533 | 879.2275
2074 | 835.4969 | 855.126 | 835.4969 | 855.126
2075 | 774.3074 | 850.4777 | 774.3074 | 850.4777
2076 | 721.9448 | 899.1066 | 721.9448 | 899.1066
2077 | 690.2099 | 977.3551 | 690.2099 | 977.3551
2078 | 670.8815 | 1086.9234 | 670.8815 | 1086.9234
2079 | 662.5204 | 1193.0491 | 662.5204 | 1193.0491
2080 | 663.1613 | 1283.5382 | 663.1613 | 1283.5382
2081 | 679.2677 | 1414.3874 | 679.2677 | 1414.3874
2082 | 697.4786 | 1467.6705 | 697.4786 | 1467.6705
2083 | 720.6157 | 1494.8688 | 720.6157 | 1494.8688
2084 | 782.1177 | 1454.8804 | 782.1177 | 1454.8804
2085 | 842.9832 | 1460.2776 | 842.9832 | 1460.2776
2086 | 886.165 | 1461.013 | 886.165 | 1461.013
2087 | 946.6031 | 1489.6398 | 946.6031 | 1489.6398
2088 | 934.4506 | 1502.6112 | 934.4506 | 1502.6112
2089 | 897.9622 | 1493.7738 | 897.9622 | 1493.7738
2090 | 879.9006 | 1499.5615 | 879.9006 | 1499.5615
2091 | 887.0345 | 1474.3213 | 887.0345 | 1474.3213
2092 | 896.1124 | 1441.181 | 896.1124 | 1441.181
2093 | 916.4478 | 1365.998 | 916.4478 | 1365.998
2094 | 910.5726 | 1256.4348 | 910.5726 | 1256.4348
2095 | 914.1862 | 1171.2955 | 914.1862 | 1171.2955
2096 | 886.3156 | 1103.2669 | 886.3156 | 1103.2669
2097 | 856.529 | 1050.0316 | 856.529 | 1050.0316
2098 | 814.6872 | 977.9604 | 814.6872 | 977.9604
2099 | 764.3118 | 932.3674 | 764.3118 | 932.3674
2100 | 716.8021 | 973.7706 | 716.8021 | 973.7706
2101 | 688.8294 | 1125.7466 | 688.8294 | 1125.7466
2102 | 668.1308 | 1195.842 | 668.1308 | 1195.842
2103 | 662.8965 | 1247.3076 | 662.8965 | 1247.3076
2104 | 663.9104 | 1299.5949 | 663.9104 | 1299.5949
2105 | 680.7118 | 1425.9617 | 680.7118 | 1425.9617
2106 | 695.4453 | 1494.4988 | 695.4453 | 1494.4988
2107 | 720.5029 | 1562.8426 | 720.5029 | 1562.8426
2108 | 776.0113 | 1618.5928 | 776.0113 | 1618.5928
2109 | 830.7007 | 1671.0229 | 830.7007 | 1671.0229
2110 | 871.6461 | 1671.0893 | 871.6461 | 1671.0893
2111 | 944.8485 | 1658.9721 | 944.8485 | 1658.9721
2112 | 929.2362 | 1649.4639 | 929.2362 | 1649.4639
2113 | 887.586 | 1620.2879 | 887.586 | 1620.2879
2114 | 879.1164 | 1584.7294 | 879.1164 | 1584.7294
2115 | 883.3542 | 1444.5494 | 883.3542 | 1444.5494
2116 | 906.2804 | 1354.0729 | 906.2804 | 1354.0729
2117 | 928.745 | 1186.162 | 928.745 | 1186.162
2118 | 925.7337 | 1051.4431 | 925.7337 | 1051.4431
2119 | 930.0184 | 961.2861 | 930.0184 | 961.2861
2120 | 893.4865 | 892.5885 | 893.4865 | 892.5885
2121 | 860.5141 | 836.2756 | 860.5141 | 836.2756
2122 | 817.0294 | 773.0357 | 817.0294 | 773.0357
2123 | 767.0239 | 738.8831 | 767.0239 | 738.8831
2124 | 715.0364 | 848.9291 | 715.0364 | 848.9291
2125 | 682.2538 | 1032.751 | 682.2538 | 1032.751
2126 | 665.1442 | 1067.7891 | 665.1442 | 1067.7891
2127 | 657.6582 | 1117.1138 | 657.6582 | 1117.1138
2128 | 659.1405 | 1193.4863 | 659.1405 | 1193.4863
2129 | 675.4992 | 1344.4734 | 675.4992 | 1344.4734
2130 | 689.4763 | 1410.7359 | 689.4763 | 1410.7359
2131 | 733.0528 | 1447.5013 | 733.0528 | 1447.5013
2132 | 795.9096 | 1469.9337 | 795.9096 | 1469.9337
2133 | 848.9074 | 1505.5711 | 848.9074 | 1505.5711
2134 | 908.8031 | 1550.6634 | 908.8031 | 1550.6634
2135 | 967.7351 | 1551.124 | 967.7351 | 1551.124
2136 | 955.5289 | 1512.8474 | 955.5289 | 1512.8474
2137 | 902.2833 | 1489.6927 | 902.2833 | 1489.6927
2138 | 893.3149 | 1532.8793 | 893.3149 | 1532.8793
2139 | 904.5075 | 1454.518 | 904.5075 | 1454.518
2140 | 921.8688 | 1390.0669 | 921.8688 | 1390.0669
2141 | 959.5255 | 1298.0912 | 959.5255 | 1298.0912
2142 | 960.0741 | 1147.8508 | 960.0741 | 1147.8508
2143 | 945.4849 | 1012.7347 | 945.4849 | 1012.7347
2144 | 907.3289 | 904.1628 | 907.3289 | 904.1628
2145 | 878.4453 | 819.4159 | 878.4453 | 819.4159
2146 | 824.0398 | 743.6651 | 824.0398 | 743.6651
2147 | 768.4021 | 715.5338 | 768.4021 | 715.5338
2148 | 718.1153 | 838.3584 | 718.1153 | 838.3584
2149 | 685.1678 | 1021.5782 | 685.1678 | 1021.5782
2150 | 664.2451 | 1021.0237 | 664.2451 | 1021.0237
2151 | 664.4934 | 1017.9632 | 664.4934 | 1017.9632
2152 | 664.0961 | 1079.2155 | 664.0961 | 1079.2155
2153 | 678.7637 | 1208.2584 | 678.7637 | 1208.2584
2154 | 709.6626 | 1299.1412 | 709.6626 | 1299.1412
2155 | 767.4634 | 1374.6436 | 767.4634 | 1374.6436
2156 | 856.0079 | 1372.9239 | 856.0079 | 1372.9239
2157 | 910.5234 | 1365.5425 | 910.5234 | 1365.5425
2158 | 949.1125 | 1353.2987 | 949.1125 | 1353.2987
2159 | 1026.3065 | 1399.1197 | 1026.3065 | 1399.1197
2160 | 993.2396 | 1383.3896 | 993.2396 | 1383.3896
2161 | 933.0584 | 1338.8258 | 933.0584 | 1338.8258
2162 | 919.5637 | 1315.6443 | 919.5637 | 1315.6443
2163 | 928.0633 | 1264.4457 | 928.0633 | 1264.4457
2164 | 937.733 | 1213.3084 | 937.733 | 1213.3084
2165 | 959.8408 | 1157.5943 | 959.8408 | 1157.5943
2166 | 980.7638 | 1026.4882 | 980.7638 | 1026.4882
2167 | 964.823 | 860.396 | 964.823 | 860.396
2168 | 931.5142 | 719.4428 | 931.5142 | 719.4428
2169 | 892.3075 | 605.3254 | 892.3075 | 605.3254
2170 | 843.1574 | 523.8878 | 843.1574 | 523.8878
2171 | 775.2963 | 497.0277 | 775.2963 | 497.0277
2172 | 727.688 | 1057.8296 | 727.688 | 1057.8296
2173 | 690.5977 | 1297.7125 | 690.5977 | 1297.7125
2174 | 670.4715 | 1473.1439 | 670.4715 | 1473.1439
2175 | 665.7415 | 1606.4871 | 665.7415 | 1606.4871
2176 | 666.6303 | 1728.4959 | 666.6303 | 1728.4959
2177 | 685.8622 | 1874.1289 | 685.8622 | 1874.1289
2178 | 715.8713 | 1906.4901 | 715.8713 | 1906.4901
2179 | 765.437 | 1885.956 | 765.437 | 1885.956
2180 | 849.5557 | 1855.0255 | 849.5557 | 1855.0255
2181 | 911.5663 | 1882.9498 | 911.5663 | 1882.9498
2182 | 947.0123 | 1963.0162 | 947.0123 | 1963.0162
2183 | 1027.9648 | 2071.5806 | 1027.9648 | 2071.5806
2184 | 999.0777 | 2140.6866 | 999.0777 | 2140.6866
2185 | 921.1169 | 2158.0984 | 921.1169 | 2158.0984
2186 | 923.5416 | 2141.3111 | 923.5416 | 2141.3111
2187 | 942.28 | 2051.9991 | 942.28 | 2051.9991
2188 | 945.9875 | 1846.7847 | 945.9875 | 1846.7847
2189 | 975.8849 | 1603.2773 | 975.8849 | 1603.2773
2190 | 1000.7675 | 1259.8135 | 1000.7675 | 1259.8135
2191 | 984.8673 | 1050.1314 | 984.8673 | 1050.1314
2192 | 933.07 | 961.0449 | 933.07 | 961.0449
2193 | 903.185 | 897.8872 | 903.185 | 897.8872
2194 | 848.9378 | 870.7532 | 848.9378 | 870.7532
2195 | 792.8352 | 948.4499 | 792.8352 | 948.4499
2196 | 741.6512 | 1192.6931 | 741.6512 | 1192.6931
2197 | 704.0539 | 1393.7081 | 704.0539 | 1393.7081
2198 | 681.3878 | 1415.7552 | 681.3878 | 1415.7552
2199 | 673.0917 | 1427.4082 | 673.0917 | 1427.4082
2200 | 672.7955 | 1553.7212 | 672.7955 | 1553.7212
2201 | 691.1859 | 1789.0893 | 691.1859 | 1789.0893
2202 | 719.0115 | 1936.0974 | 719.0115 | 1936.0974
2203 | 768.4859 | 1999.5596 | 768.4859 | 1999.5596
2204 | 853.5899 | 1986.8891 | 853.5899 | 1986.8891
2205 | 908.1579 | 1989.3797 | 908.1579 | 1989.3797
2206 | 947.675 | 1994.4496 | 947.675 | 1994.4496
2207 | 1024.9496 | 1997.7578 | 1024.9496 | 1997.7578
2208 | 999.1178 | 2003.345 | 999.1178 | 2003.345
2209 | 935.6868 | 2031.3215 | 935.6868 | 2031.3215
2210 | 934.3526 | 2044.9242 | 934.3526 | 2044.9242
2211 | 947.1229 | 1911.0055 | 947.1229 | 1911.0055
2212 | 952.3848 | 1779.8747 | 952.3848 | 1779.8747
2213 | 995.5236 | 1596.7558 | 995.5236 | 1596.7558
2214 | 1018.0415 | 1417.3716 | 1018.0415 | 1417.3716
2215 | 985.6915 | 1252.9483 | 985.6915 | 1252.9483
2216 | 937.4105 | 1127.733 | 937.4105 | 1127.733
2217 | 885.1444 | 1028.0553 | 885.1444 | 1028.0553
2218 | 823.2796 | 961.5317 | 823.2796 | 961.5317
2219 | 763.7358 | 960.4493 | 763.7358 | 960.4493
2220 | 715.7044 | 1148.7386 | 715.7044 | 1148.7386
2221 | 684.6645 | 1460.2268 | 684.6645 | 1460.2268
2222 | 665.553 | 1604.4857 | 665.553 | 1604.4857
2223 | 661.4146 | 1700.9176 | 661.4146 | 1700.9176
2224 | 661.9582 | 1785.6238 | 661.9582 | 1785.6238
2225 | 679.4924 | 1883.6502 | 679.4924 | 1883.6502
2226 | 702.5722 | 1901.2729 | 702.5722 | 1901.2729
2227 | 741.1689 | 1924.4326 | 741.1689 | 1924.4326
2228 | 811.1718 | 1940.0651 | 811.1718 | 1940.0651
2229 | 863.7215 | 1952.2075 | 863.7215 | 1952.2075
2230 | 900.1168 | 1980.3633 | 900.1168 | 1980.3633
2231 | 979.0689 | 1976.8892 | 979.0689 | 1976.8892
2232 | 957.6715 | 1955.0863 | 957.6715 | 1955.0863
2233 | 899.4061 | 1921.5004 | 899.4061 | 1921.5004
2234 | 902.8864 | 1905.887 | 902.8864 | 1905.887
2235 | 931.5485 | 1826.2267 | 931.5485 | 1826.2267
2236 | 935.8036 | 1737.4853 | 935.8036 | 1737.4853
2237 | 971.0875 | 1616.3202 | 971.0875 | 1616.3202
2238 | 989.2051 | 1456.5003 | 989.2051 | 1456.5003
2239 | 966.1681 | 1336.814 | 966.1681 | 1336.814
2240 | 921.354 | 1289.5952 | 921.354 | 1289.5952
2241 | 882.1185 | 1264.1315 | 882.1185 | 1264.1315
2242 | 836.9362 | 1265.8223 | 836.9362 | 1265.8223
2243 | 780.1075 | 1303.8686 | 780.1075 | 1303.8686
2244 | 737.8421 | 1404.5096 | 737.8421 | 1404.5096
2245 | 701.921 | 1531.1802 | 701.921 | 1531.1802
2246 | 680.0064 | 1621.5719 | 680.0064 | 1621.5719
2247 | 672.2099 | 1719.6993 | 672.2099 | 1719.6993
2248 | 672.7525 | 1842.6212 | 672.7525 | 1842.6212
2249 | 688.0556 | 2023.6004 | 688.0556 | 2023.6004
2250 | 713.4676 | 2119.7413 | 713.4676 | 2119.7413
2251 | 746.3578 | 2168.465 | 746.3578 | 2168.465
2252 | 805.7475 | 2172.8807 | 805.7475 | 2172.8807
2253 | 856.4001 | 2164.2849 | 856.4001 | 2164.2849
2254 | 900.2349 | 2147.7035 | 900.2349 | 2147.7035
2255 | 971.1357 | 2126.6215 | 971.1357 | 2126.6215
2256 | 968.3627 | 2118.5137 | 968.3627 | 2118.5137
2257 | 916.8638 | 2112.7092 | 916.8638 | 2112.7092
2258 | 908.112 | 2121.2251 | 908.112 | 2121.2251
2259 | 903.1902 | 2113.0398 | 903.1902 | 2113.0398
2260 | 923.7202 | 2113.7726 | 923.7202 | 2113.7726
2261 | 950.4094 | 2077.6471 | 950.4094 | 2077.6471
2262 | 973.9708 | 1951.0866 | 973.9708 | 1951.0866
2263 | 952.1207 | 1795.6628 | 952.1207 | 1795.6628
2264 | 909.6119 | 1682.8383 | 909.6119 | 1682.8383
2265 | 864.6493 | 1591.6385 | 864.6493 | 1591.6385
2266 | 825.8429 | 1533.071 | 825.8429 | 1533.071
2267 | 774.2828 | 1536.4233 | 774.2828 | 1536.4233
2268 | 728.9648 | 1671.6279 | 728.9648 | 1671.6279
2269 | 701.1287 | 1896.2506 | 701.1287 | 1896.2506
2270 | 679.5484 | 1933.6882 | 679.5484 | 1933.6882
2271 | 672.1117 | 1961.9058 | 672.1117 | 1961.9058
2272 | 670.0521 | 2080.0017 | 670.0521 | 2080.0017
2273 | 683.9584 | 2333.4994 | 683.9584 | 2333.4994
2274 | 704.8488 | 2512.4626 | 704.8488 | 2512.4626
2275 | 740.0398 | 2551.0129 | 740.0398 | 2551.0129
2276 | 799.1804 | 2548.255 | 799.1804 | 2548.255
2277 | 847.0418 | 2511.2257 | 847.0418 | 2511.2257
2278 | 882.2864 | 2409.7352 | 882.2864 | 2409.7352
2279 | 953.2784 | 2380.9579 | 953.2784 | 2380.9579
2280 | 945.1944 | 2356.416 | 945.1944 | 2356.416
2281 | 893.3998 | 2322.3084 | 893.3998 | 2322.3084
2282 | 887.2826 | 2308.6514 | 887.2826 | 2308.6514
2283 | 898.0823 | 2279.7279 | 898.0823 | 2279.7279
2284 | 918.0456 | 2260.6356 | 918.0456 | 2260.6356
2285 | 951.9334 | 2141.4268 | 951.9334 | 2141.4268
2286 | 973.9013 | 1925.3921 | 973.9013 | 1925.3921
2287 | 949.6805 | 1693.537 | 949.6805 | 1693.537
2288 | 912.5062 | 1522.1499 | 912.5062 | 1522.1499
2289 | 870.4626 | 1361.3011 | 870.4626 | 1361.3011
2290 | 829.4635 | 1174.9133 | 829.4635 | 1174.9133
2291 | 776.8239 | 1131.1807 | 776.8239 | 1131.1807
2292 | 732.5908 | 1387.8147 | 732.5908 | 1387.8147
2293 | 699.5078 | 1568.0915 | 699.5078 | 1568.0915
2294 | 679.9467 | 1582.8345 | 679.9467 | 1582.8345
2295 | 673.4173 | 1680.4402 | 673.4173 | 1680.4402
2296 | 675.0649 | 1858.2726 | 675.0649 | 1858.2726
2297 | 684.1708 | 2112.9442 | 684.1708 | 2112.9442
2298 | 709.7372 | 2222.5192 | 709.7372 | 2222.5192
2299 | 746.7109 | 2275.6775 | 746.7109 | 2275.6775
2300 | 803.7701 | 2322.4826 | 803.7701 | 2322.4826
2301 | 853.3989 | 2300.583 | 853.3989 | 2300.583
2302 | 897.2615 | 2203.5271 | 897.2615 | 2203.5271
2303 | 966.339 | 2224.8345 | 966.339 | 2224.8345
2304 | 952.4437 | 2314.5483 | 952.4437 | 2314.5483
2305 | 913.8467 | 2374.2191 | 913.8467 | 2374.2191
2306 | 905.607 | 2431.7762 | 905.607 | 2431.7762
2307 | 910.242 | 2403.5049 | 910.242 | 2403.5049
2308 | 918.9154 | 2391.847 | 918.9154 | 2391.847
2309 | 956.1142 | 2389.3721 | 956.1142 | 2389.3721
2310 | 984.6801 | 2376.676 | 984.6801 | 2376.676
2311 | 963.8153 | 2336.421 | 963.8153 | 2336.421
2312 | 913.9757 | 2319.0704 | 913.9757 | 2319.0704
2313 | 877.6548 | 2265.5645 | 877.6548 | 2265.5645
2314 | 831.5507 | 2193.1716 | 831.5507 | 2193.1716
2315 | 769.8528 | 2154.3953 | 769.8528 | 2154.3953
2316 | 720.3842 | 2189.8219 | 720.3842 | 2189.8219
2317 | 688.6176 | 2261.4515 | 688.6176 | 2261.4515
2318 | 667.7728 | 2300.3238 | 667.7728 | 2300.3238
2319 | 662.5007 | 2354.1054 | 662.5007 | 2354.1054
2320 | 666.4689 | 2449.7676 | 666.4689 | 2449.7676
2321 | 683.8604 | 2614.5737 | 683.8604 | 2614.5737
2322 | 719.4496 | 2696.4978 | 719.4496 | 2696.4978
2323 | 767.1656 | 2753.0472 | 767.1656 | 2753.0472
2324 | 847.2978 | 2781.7227 | 847.2978 | 2781.7227
2325 | 907.2761 | 2795.1694 | 907.2761 | 2795.1694
2326 | 953.0557 | 2782.8922 | 953.0557 | 2782.8922
2327 | 1028.7948 | 2763.3753 | 1028.7948 | 2763.3753
2328 | 1008.8537 | 2761.6585 | 1008.8537 | 2761.6585
2329 | 954.226 | 2764.984 | 954.226 | 2764.984
2330 | 941.7961 | 2802.1943 | 941.7961 | 2802.1943
2331 | 953.3998 | 2805.7476 | 953.3998 | 2805.7476
2332 | 961.9644 | 2731.8751 | 961.9644 | 2731.8751
2333 | 999.2173 | 2648.2735 | 999.2173 | 2648.2735
2334 | 1022.2385 | 2572.5802 | 1022.2385 | 2572.5802
2335 | 984.554 | 2496.5877 | 984.554 | 2496.5877
2336 | 938.0746 | 2442.8474 | 938.0746 | 2442.8474
2337 | 905.8286 | 2411.2535 | 905.8286 | 2411.2535
2338 | 852.9452 | 2407.988 | 852.9452 | 2407.988
2339 | 789.9919 | 2429.7307 | 789.9919 | 2429.7307
2340 | 734.8821 | 2498.0253 | 734.8821 | 2498.0253
2341 | 706.1601 | 2582.8282 | 706.1601 | 2582.8282
2342 | 685.3762 | 2638.1346 | 685.3762 | 2638.1346
2343 | 678.774 | 2677.569 | 678.774 | 2677.569
2344 | 679.6649 | 2734.7547 | 679.6649 | 2734.7547
2345 | 696.5667 | 2863.9537 | 696.5667 | 2863.9537
2346 | 728.4044 | 2920.4442 | 728.4044 | 2920.4442
2347 | 780.0205 | 2935.2564 | 780.0205 | 2935.2564
2348 | 858.4791 | 2899.3695 | 858.4791 | 2899.3695
2349 | 919.1004 | 2869.7747 | 919.1004 | 2869.7747
2350 | 957.4057 | 2863.3668 | 957.4057 | 2863.3668
2351 | 1028.0972 | 2874.1095 | 1028.0972 | 2874.1095
2352 | 1008.281 | 2895.3481 | 1008.281 | 2895.3481
2353 | 957.9919 | 2891.7609 | 957.9919 | 2891.7609
2354 | 938.7661 | 2879.7994 | 938.7661 | 2879.7994
2355 | 950.9251 | 2845.7893 | 950.9251 | 2845.7893
2356 | 958.9774 | 2794.8723 | 958.9774 | 2794.8723
2357 | 998.1578 | 2717.7921 | 998.1578 | 2717.7921
2358 | 1020.1123 | 2606.4917 | 1020.1123 | 2606.4917
2359 | 993.9833 | 2491.8922 | 993.9833 | 2491.8922
2360 | 954.6303 | 2422.1092 | 954.6303 | 2422.1092
2361 | 916.394 | 2383.3418 | 916.394 | 2383.3418
2362 | 865.2965 | 2361.4249 | 865.2965 | 2361.4249
2363 | 805.9936 | 2365.0379 | 805.9936 | 2365.0379
2364 | 749.1015 | 2571.4568 | 749.1015 | 2571.4568
2365 | 719.329 | 2913.0742 | 719.329 | 2913.0742
2366 | 696.908 | 3009.9874 | 696.908 | 3009.9874
2367 | 691.3851 | 3110.9842 | 691.3851 | 3110.9842
2368 | 692.5933 | 3206.1247 | 692.5933 | 3206.1247
2369 | 707.4645 | 3352.8011 | 707.4645 | 3352.8011
2370 | 737.0437 | 3415.2914 | 737.0437 | 3415.2914
2371 | 786.3737 | 3441.3204 | 786.3737 | 3441.3204
2372 | 869.1613 | 3451.8663 | 869.1613 | 3451.8663
2373 | 919.6665 | 3487.3554 | 919.6665 | 3487.3554
2374 | 963.6025 | 3501.6857 | 963.6025 | 3501.6857
2375 | 1023.3239 | 3459.2134 | 1023.3239 | 3459.2134
2376 | 1009.2702 | 3464.2789 | 1009.2702 | 3464.2789
2377 | 962.7036 | 3452.8659 | 962.7036 | 3452.8659
2378 | 957.2958 | 3455.7734 | 957.2958 | 3455.7734
2379 | 962.0884 | 3365.1571 | 962.0884 | 3365.1571
2380 | 974.0061 | 3107.5103 | 974.0061 | 3107.5103
2381 | 1001.2855 | 2852.1338 | 1001.2855 | 2852.1338
2382 | 1022.5218 | 2607.5351 | 1022.5218 | 2607.5351
2383 | 990.7291 | 2468.415 | 990.7291 | 2468.415
2384 | 943.927 | 2401.8927 | 943.927 | 2401.8927
2385 | 904.1152 | 2365.6034 | 904.1152 | 2365.6034
2386 | 859.9768 | 2347.0777 | 859.9768 | 2347.0777
2387 | 805.0674 | 2390.602 | 805.0674 | 2390.602
2388 | 761.0454 | 2521.7634 | 761.0454 | 2521.7634
2389 | 729.2546 | 2634.9998 | 729.2546 | 2634.9998
2390 | 707.8969 | 2666.0464 | 707.8969 | 2666.0464
2391 | 698.6396 | 2719.828 | 698.6396 | 2719.828
2392 | 699.1175 | 2865.9662 | 699.1175 | 2865.9662
2393 | 716.4918 | 3072.6399 | 716.4918 | 3072.6399
2394 | 742.9236 | 3148.9556 | 742.9236 | 3148.9556
2395 | 767.2995 | 3173.6804 | 767.2995 | 3173.6804
2396 | 830.5576 | 3166.227 | 830.5576 | 3166.227
2397 | 886.937 | 3146.6752 | 886.937 | 3146.6752
2398 | 933.1219 | 3108.0514 | 933.1219 | 3108.0514
2399 | 995.538 | 3076.6655 | 995.538 | 3076.6655
2400 | 984.9814 | 3066.4708 | 984.9814 | 3066.4708
2401 | 942.8445 | 3002.6254 | 942.8445 | 3002.6254
2402 | 936.1349 | 2978.0124 | 936.1349 | 2978.0124
2403 | 938.5923 | 2919.7424 | 938.5923 | 2919.7424
2404 | 948.3757 | 2785.0901 | 948.3757 | 2785.0901
2405 | 969.8264 | 2597.9279 | 969.8264 | 2597.9279
2406 | 1004.9141 | 2390.6319 | 1004.9141 | 2390.6319
2407 | 978.8456 | 2211.3397 | 978.8456 | 2211.3397
2408 | 932.7042 | 2089.2547 | 932.7042 | 2089.2547
2409 | 895.1529 | 1998.9679 | 895.1529 | 1998.9679
2410 | 858.9523 | 1943.1394 | 858.9523 | 1943.1394
2411 | 807.8932 | 2005.0542 | 807.8932 | 2005.0542
2412 | 761.0806 | 2301.2082 | 761.0806 | 2301.2082
2413 | 724.3079 | 2473.5288 | 724.3079 | 2473.5288
2414 | 709.6514 | 2440.9262 | 709.6514 | 2440.9262
2415 | 699.9696 | 2512.3156 | 699.9696 | 2512.3156
2416 | 700.7375 | 2556.7193 | 700.7375 | 2556.7193
2417 | 713.6261 | 2665.4409 | 713.6261 | 2665.4409
2418 | 734.1618 | 2722.3227 | 734.1618 | 2722.3227
2419 | 758.5472 | 2775.481 | 758.5472 | 2775.481
2420 | 803.0877 | 2772.2014 | 803.0877 | 2772.2014
2421 | 856.1695 | 2738.8241 | 856.1695 | 2738.8241
2422 | 904.2158 | 2690.4181 | 904.2158 | 2690.4181
2423 | 968.9563 | 2648.8588 | 968.9563 | 2648.8588
2424 | 959.5484 | 2618.9693 | 959.5484 | 2618.9693
2425 | 921.0238 | 2589.1659 | 921.0238 | 2589.1659
2426 | 912.077 | 2569.2483 | 912.077 | 2569.2483
2427 | 917.6475 | 2539.9335 | 917.6475 | 2539.9335
2428 | 923.0409 | 2457.7136 | 923.0409 | 2457.7136
2429 | 951.8592 | 2376.5901 | 951.8592 | 2376.5901
2430 | 980.3594 | 2262.4203 | 980.3594 | 2262.4203
2431 | 964.2917 | 2137.5169 | 964.2917 | 2137.5169
2432 | 918.9888 | 2067.4731 | 918.9888 | 2067.4731
2433 | 879.9473 | 2029.0969 | 879.9473 | 2029.0969
2434 | 843.6926 | 1973.9206 | 843.6926 | 1973.9206
2435 | 797.8534 | 1990.1853 | 797.8534 | 1990.1853
2436 | 755.5466 | 2100.6085 | 755.5466 | 2100.6085
2437 | 726.2881 | 2196.7587 | 726.2881 | 2196.7587
2438 | 705.3918 | 2247.5001 | 705.3918 | 2247.5001
2439 | 697.5823 | 2307.2814 | 697.5823 | 2307.2814
2440 | 698.4097 | 2377.7709 | 698.4097 | 2377.7709
2441 | 709.7049 | 2508.535 | 709.7049 | 2508.535
2442 | 729.8641 | 2566.5906 | 729.8641 | 2566.5906
2443 | 746.6691 | 2603.3149 | 746.6691 | 2603.3149
2444 | 781.2464 | 2603.8177 | 781.2464 | 2603.8177
2445 | 829.3656 | 2608.5256 | 829.3656 | 2608.5256
2446 | 876.5708 | 2595.0746 | 876.5708 | 2595.0746
2447 | 945.9241 | 2597.6002 | 945.9241 | 2597.6002
2448 | 938.0332 | 2616.0999 | 938.0332 | 2616.0999
2449 | 909.7272 | 2623.8599 | 909.7272 | 2623.8599
2450 | 900.8731 | 2620.7677 | 900.8731 | 2620.7677
2451 | 902.4149 | 2634.4945 | 902.4149 | 2634.4945
2452 | 922.8941 | 2520.7107 | 922.8941 | 2520.7107
2453 | 951.5423 | 2381.0247 | 951.5423 | 2381.0247
2454 | 968.0921 | 2166.0334 | 968.0921 | 2166.0334
2455 | 944.6997 | 1973.1766 | 944.6997 | 1973.1766
2456 | 920.3579 | 1869.6125 | 920.3579 | 1869.6125
2457 | 881.3063 | 1819.7586 | 881.3063 | 1819.7586
2458 | 840.6611 | 1814.4061 | 840.6611 | 1814.4061
2459 | 791.9243 | 1901.7546 | 791.9243 | 1901.7546
2460 | 746.9791 | 2133.2158 | 746.9791 | 2133.2158
2461 | 717.8393 | 2425.531 | 717.8393 | 2425.531
2462 | 696.122 | 2482.9243 | 696.122 | 2482.9243
2463 | 685.4875 | 2578.8344 | 685.4875 | 2578.8344
2464 | 687.8793 | 2701.4954 | 687.8793 | 2701.4954
2465 | 699.1069 | 2889.909 | 699.1069 | 2889.909
2466 | 726.9976 | 2989.7019 | 726.9976 | 2989.7019
2467 | 758.4766 | 3041.0342 | 758.4766 | 3041.0342
2468 | 803.5757 | 3032.1461 | 803.5757 | 3032.1461
2469 | 851.9409 | 2998.7688 | 851.9409 | 2998.7688
2470 | 892.3735 | 2948.6673 | 892.3735 | 2948.6673
2471 | 962.249 | 2910.3687 | 962.249 | 2910.3687
2472 | 943.9834 | 2890.5223 | 943.9834 | 2890.5223
2473 | 911.9127 | 2871.8052 | 911.9127 | 2871.8052
2474 | 907.5227 | 2863.235 | 907.5227 | 2863.235
2475 | 921.8455 | 2846.5718 | 921.8455 | 2846.5718
2476 | 937.9268 | 2810.915 | 937.9268 | 2810.915
2477 | 969.2411 | 2764.2247 | 969.2411 | 2764.2247
2478 | 987.2728 | 2692.3139 | 987.2728 | 2692.3139
2479 | 955.6631 | 2599.1048 | 955.6631 | 2599.1048
2480 | 919.2594 | 2513.9311 | 919.2594 | 2513.9311
2481 | 887.2249 | 2425.6007 | 887.2249 | 2425.6007
2482 | 844.2778 | 2361.164 | 844.2778 | 2361.164
2483 | 789.6027 | 2362.9511 | 789.6027 | 2362.9511
2484 | 742.5692 | 2495.4168 | 742.5692 | 2495.4168
2485 | 715.7965 | 2675.5632 | 715.7965 | 2675.5632
2486 | 695.3897 | 2788.78 | 695.3897 | 2788.78
2487 | 684.7272 | 2846.0831 | 684.7272 | 2846.0831
2488 | 688.8427 | 2865.4445 | 688.8427 | 2865.4445
2489 | 704.297 | 2958.5146 | 704.297 | 2958.5146
2490 | 735.6986 | 3019.7006 | 735.6986 | 3019.7006
2491 | 779.5364 | 3075.4674 | 779.5364 | 3075.4674
2492 | 851.2759 | 3097.7519 | 851.2759 | 3097.7519
2493 | 897.8298 | 3087.0692 | 897.8298 | 3087.0692
2494 | 956.506 | 3054.8364 | 956.506 | 3054.8364
2495 | 1031.0323 | 3023.7114 | 1031.0323 | 3023.7114
2496 | 1009.8189 | 2959.9104 | 1009.8189 | 2959.9104
2497 | 968.8083 | 2898.0214 | 968.8083 | 2898.0214
2498 | 956.0716 | 2859.1917 | 956.0716 | 2859.1917
2499 | 969.983 | 2822.7034 | 969.983 | 2822.7034
2500 | 984.0672 | 2770.3516 | 984.0672 | 2770.3516
2501 | 1017.2659 | 2692.8801 | 1017.2659 | 2692.8801
2502 | 1021.616 | 2594.3618 | 1021.616 | 2594.3618
2503 | 989.7934 | 2501.4135 | 989.7934 | 2501.4135
2504 | 947.6497 | 2449.2384 | 947.6497 | 2449.2384
2505 | 913.0329 | 2403.9495 | 913.0329 | 2403.9495
2506 | 865.2046 | 2365.8594 | 865.2046 | 2365.8594
2507 | 800.8041 | 2368.8204 | 800.8041 | 2368.8204
2508 | 750.1301 | 2518.3722 | 750.1301 | 2518.3722
2509 | 713.2498 | 2666.3027 | 713.2498 | 2666.3027
2510 | 692.6575 | 2686.7846 | 692.6575 | 2686.7846
2511 | 686.0853 | 2722.9583 | 686.0853 | 2722.9583
2512 | 694.3744 | 2794.4912 | 694.3744 | 2794.4912
2513 | 708.1727 | 2933.7331 | 708.1727 | 2933.7331
2514 | 737.8907 | 2998.5711 | 737.8907 | 2998.5711
2515 | 799.268 | 3020.0352 | 799.268 | 3020.0352
2516 | 880.937 | 3011.4079 | 880.937 | 3011.4079
2517 | 940.6514 | 3011.1596 | 940.6514 | 3011.1596
2518 | 984.3425 | 3034.3591 | 984.3425 | 3034.3591
2519 | 1061.7042 | 3055.9273 | 1061.7042 | 3055.9273
2520 | 1042.1953 | 3060.8624 | 1042.1953 | 3060.8624
2521 | 986.3193 | 3071.231 | 986.3193 | 3071.231
2522 | 987.5738 | 3065.1389 | 987.5738 | 3065.1389
2523 | 988.9887 | 2996.0433 | 988.9887 | 2996.0433
2524 | 991.3204 | 2875.7382 | 991.3204 | 2875.7382
2525 | 1041.2211 | 2770.2245 | 1041.2211 | 2770.2245
2526 | 1069.1398 | 2671.7061 | 1069.1398 | 2671.7061
2527 | 1034.2055 | 2608.6261 | 1034.2055 | 2608.6261
2528 | 981.0999 | 2563.6245 | 981.0999 | 2563.6245
2529 | 940.1073 | 2486.3806 | 940.1073 | 2486.3806
2530 | 890.0969 | 2416.3354 | 890.0969 | 2416.3354
2531 | 830.3614 | 2398.6886 | 830.3614 | 2398.6886
2532 | 772.1971 | 2480.9392 | 772.1971 | 2480.9392
2533 | 735.2335 | 2574.6112 | 735.2335 | 2574.6112
2534 | 716.4094 | 2602.3971 | 716.4094 | 2602.3971
2535 | 706.5529 | 2646.7878 | 706.5529 | 2646.7878
2536 | 709.1863 | 2696.7999 | 709.1863 | 2696.7999
2537 | 723.7634 | 2819.7383 | 723.7634 | 2819.7383
2538 | 755.8093 | 2873.3594 | 755.8093 | 2873.3594
2539 | 813.5384 | 2891.5627 | 813.5384 | 2891.5627
2540 | 888.2515 | 2874.5881 | 888.2515 | 2874.5881
2541 | 946.5053 | 2862.6011 | 946.5053 | 2862.6011
2542 | 989.8332 | 2859.7148 | 989.8332 | 2859.7148
2543 | 1074.4969 | 2852.8495 | 1074.4969 | 2852.8495
2544 | 1041.3144 | 2861.1758 | 1041.3144 | 2861.1758
2545 | 990.1061 | 2881.457 | 990.1061 | 2881.457
2546 | 976.9152 | 2918.276 | 976.9152 | 2918.276
2547 | 982.2656 | 2952.0888 | 982.2656 | 2952.0888
2548 | 990.4326 | 2890.4766 | 990.4326 | 2890.4766
2549 | 1039.9445 | 2751.1819 | 1039.9445 | 2751.1819
2550 | 1067.5305 | 2619.4042 | 1067.5305 | 2619.4042
2551 | 1022.7969 | 2500.6309 | 1022.7969 | 2500.6309
2552 | 981.9694 | 2438.2824 | 981.9694 | 2438.2824
2553 | 938.6438 | 2392.7326 | 938.6438 | 2392.7326
2554 | 890.7343 | 2362.5987 | 890.7343 | 2362.5987
2555 | 828.1464 | 2368.1682 | 828.1464 | 2368.1682
2556 | 775.8182 | 2517.981 | 775.8182 | 2517.981
2557 | 740.1637 | 2649.347 | 740.1637 | 2649.347
2558 | 720.0204 | 2667.8724 | 720.0204 | 2667.8724
2559 | 708.5041 | 2703.1331 | 708.5041 | 2703.1331
2560 | 712.4845 | 2810.273 | 712.4845 | 2810.273
2561 | 720.9046 | 2994.2522 | 720.9046 | 2994.2522
2562 | 757.2303 | 3080.0891 | 757.2303 | 3080.0891
2563 | 805.7986 | 3130.7693 | 805.7986 | 3130.7693
2564 | 863.9188 | 3145.6193 | 863.9188 | 3145.6193
2565 | 926.4782 | 3133.5019 | 926.4782 | 3133.5019
2566 | 969.2866 | 3141.8325 | 969.2866 | 3141.8325
2567 | 1040.0769 | 3154.5316 | 1040.0769 | 3154.5316
2568 | 1019.959 | 3137.2937 | 1019.959 | 3137.2937
2569 | 962.1399 | 3111.9248 | 962.1399 | 3111.9248
2570 | 954.9486 | 3093.4419 | 954.9486 | 3093.4419
2571 | 951.4273 | 3019.9118 | 951.4273 | 3019.9118
2572 | 978.4511 | 2889.9549 | 978.4511 | 2889.9549
2573 | 1029.9191 | 2805.5707 | 1029.9191 | 2805.5707
2574 | 1057.0581 | 2681.8796 | 1057.0581 | 2681.8796
2575 | 1013.1272 | 2567.0192 | 1013.1272 | 2567.0192
2576 | 961.6153 | 2531.6695 | 961.6153 | 2531.6695
2577 | 925.6568 | 2500.9886 | 925.6568 | 2500.9886
2578 | 880.3834 | 2468.1157 | 880.3834 | 2468.1157
2579 | 830.2149 | 2463.3813 | 830.2149 | 2463.3813
2580 | 775.8757 | 2553.8489 | 775.8757 | 2553.8489
2581 | 744.8593 | 2680.6499 | 744.8593 | 2680.6499
2582 | 719.1321 | 2719.3918 | 719.1321 | 2719.3918
2583 | 709.3093 | 2783.2164 | 709.3093 | 2783.2164
2584 | 708.6622 | 2874.4441 | 708.6622 | 2874.4441
2585 | 723.7301 | 3026.9898 | 723.7301 | 3026.9898
2586 | 747.1794 | 3097.0449 | 747.1794 | 3097.0449
2587 | 785.3714 | 3138.0733 | 785.3714 | 3138.0733
2588 | 833.9751 | 3172.3572 | 833.9751 | 3172.3572
2589 | 883.1039 | 3205.4986 | 883.1039 | 3205.4986
2590 | 924.0354 | 3221.2636 | 924.0354 | 3221.2636
2591 | 988.082 | 3199.3991 | 988.082 | 3199.3991
2592 | 973.5189 | 3185.422 | 973.5189 | 3185.422
2593 | 935.9431 | 3177.5305 | 935.9431 | 3177.5305
2594 | 929.0937 | 3174.047 | 929.0937 | 3174.047
2595 | 929.8786 | 3175.6439 | 929.8786 | 3175.6439
2596 | 946.7361 | 3078.8159 | 946.7361 | 3078.8159
2597 | 987.5925 | 2878.4804 | 987.5925 | 2878.4804
2598 | 1013.4823 | 2665.0543 | 1013.4823 | 2665.0543
2599 | 983.9442 | 2514.4564 | 983.9442 | 2514.4564
2600 | 946.4098 | 2445.7168 | 946.4098 | 2445.7168
2601 | 910.7752 | 2398.3411 | 910.7752 | 2398.3411
2602 | 870.5294 | 2360.3814 | 870.5294 | 2360.3814
2603 | 814.509 | 2404.1666 | 814.509 | 2404.1666
2604 | 773.3248 | 2733.8408 | 773.3248 | 2733.8408
2605 | 737.0889 | 2967.7239 | 737.0889 | 2967.7239
2606 | 717.6008 | 3033.9863 | 717.6008 | 3033.9863
2607 | 710.3969 | 3124.4184 | 710.3969 | 3124.4184
2608 | 714.6464 | 3240.4275 | 714.6464 | 3240.4275
2609 | 723.0745 | 3439.7972 | 723.0745 | 3439.7972
2610 | 744.5081 | 3565.0237 | 744.5081 | 3565.0237
2611 | 787.3052 | 3638.5289 | 787.3052 | 3638.5289
2612 | 832.8898 | 3629.7713 | 832.8898 | 3629.7713
2613 | 876.8689 | 3585.4379 | 876.8689 | 3585.4379
2614 | 921.948 | 3589.7252 | 921.948 | 3589.7252
2615 | 990.6441 | 3600.9896 | 990.6441 | 3600.9896
2616 | 976.4709 | 3607.229 | 976.4709 | 3607.229
2617 | 944.4431 | 3616.815 | 944.4431 | 3616.815
2618 | 932.8966 | 3639.026 | 932.8966 | 3639.026
2619 | 934.4072 | 3650.5355 | 934.4072 | 3650.5355
2620 | 964.6387 | 3552.7945 | 964.6387 | 3552.7945
2621 | 1022.7222 | 3315.1563 | 1022.7222 | 3315.1563
2622 | 1035.0109 | 3067.9491 | 1035.0109 | 3067.9491
2623 | 989.9131 | 2862.9624 | 989.9131 | 2862.9624
2624 | 952.0337 | 2737.6167 | 952.0337 | 2737.6167
2625 | 915.0209 | 2644.8517 | 915.0209 | 2644.8517
2626 | 872.1319 | 2599.9793 | 872.1319 | 2599.9793
2627 | 813.2078 | 2650.9381 | 813.2078 | 2650.9381
2628 | 768.0508 | 2925.7016 | 768.0508 | 2925.7016
2629 | 731.4658 | 3143.1507 | 731.4658 | 3143.1507
2630 | 711.0547 | 3217.7606 | 711.0547 | 3217.7606
2631 | 701.7672 | 3262.9338 | 701.7672 | 3262.9338
2632 | 703.6774 | 3296.3815 | 703.6774 | 3296.3815
2633 | 711.6815 | 3391.5385 | 711.6815 | 3391.5385
2634 | 740.4715 | 3434.334 | 740.4715 | 3434.334
2635 | 797.1684 | 3467.7975 | 797.1684 | 3467.7975
2636 | 850.0689 | 3477.2999 | 850.0689 | 3477.2999
2637 | 888.0682 | 3465.9651 | 888.0682 | 3465.9651
2638 | 930.8061 | 3464.6439 | 930.8061 | 3464.6439
2639 | 1012.17 | 3459.2134 | 1012.17 | 3459.2134
2640 | 988.8764 | 3455.1489 | 988.8764 | 3455.1489
2641 | 948.964 | 3454.0398 | 948.964 | 3454.0398
2642 | 938.2061 | 3468.5554 | 938.2061 | 3468.5554
2643 | 944.2034 | 3475.4999 | 944.2034 | 3475.4999
2644 | 970.9534 | 3370.0636 | 970.9534 | 3370.0636
2645 | 1020.5213 | 3152.9028 | 1020.5213 | 3152.9028
2646 | 1049.457 | 2912.8691 | 1049.457 | 2912.8691
2647 | 999.9641 | 2704.3609 | 999.9641 | 2704.3609
2648 | 957.9214 | 2591.2755 | 957.9214 | 2591.2755
2649 | 926.9267 | 2525.3788 | 926.9267 | 2525.3788
2650 | 880.9497 | 2498.5056 | 880.9497 | 2498.5056
2651 | 823.3068 | 2519.9875 | 823.3068 | 2519.9875
2652 | 762.5001 | 2678.9302 | 762.5001 | 2678.9302
2653 | 730.3042 | 2831.2952 | 730.3042 | 2831.2952
2654 | 711.2606 | 2882.9496 | 711.2606 | 2882.9496
2655 | 702.0932 | 2943.9048 | 702.0932 | 2943.9048
2656 | 705.1487 | 3052.3491 | 705.1487 | 3052.3491
2657 | 719.4548 | 3232.8066 | 719.4548 | 3232.8066
2658 | 755.922 | 3327.904 | 755.922 | 3327.904
2659 | 822.8703 | 3362.8023 | 822.8703 | 3362.8023
2660 | 892.3389 | 3350.0013 | 892.3389 | 3350.0013
2661 | 939.6925 | 3346.101 | 939.6925 | 3346.101
2662 | 978.4441 | 3367.2136 | 978.4441 | 3367.2136
2663 | 1050.9516 | 3383.6951 | 1050.9516 | 3383.6951
2664 | 1032.0615 | 3396.9776 | 1032.0615 | 3396.9776
2665 | 979.9285 | 3408.3897 | 979.9285 | 3408.3897
2666 | 958.3975 | 3444.2956 | 958.3975 | 3444.2956
2667 | 983.2446 | 3469.8915 | 983.2446 | 3469.8915
2668 | 1001.3971 | 3390.1497 | 1001.3971 | 3390.1497
2669 | 1056.6512 | 3183.2927 | 1056.6512 | 3183.2927
2670 | 1067.115 | 2999.0826 | 1067.115 | 2999.0826
2671 | 1012.8358 | 2838.833 | 1012.8358 | 2838.833
2672 | 966.5576 | 2719.2262 | 966.5576 | 2719.2262
2673 | 925.81 | 2625.9395 | 925.81 | 2625.9395
2674 | 876.8512 | 2577.6759 | 876.8512 | 2577.6759
2675 | 816.3668 | 2593.1581 | 816.3668 | 2593.1581
2676 | 763.7025 | 2745.9706 | 763.7025 | 2745.9706
2677 | 729.2009 | 2889.597 | 729.2009 | 2889.597
2678 | 713.3694 | 2968.9023 | 713.3694 | 2968.9023
2679 | 703.3427 | 3051.5086 | 703.3427 | 3051.5086
2680 | 703.6995 | 3176.9086 | 703.6995 | 3176.9086
2681 | 722.0183 | 3367.5396 | 722.0183 | 3367.5396
2682 | 750.4573 | 3371.5977 | 750.4573 | 3371.5977
2683 | 817.5431 | 3312.9784 | 817.5431 | 3312.9784
2684 | 895.0087 | 3262.7444 | 895.0087 | 3262.7444
2685 | 944.083 | 3248.1489 | 944.083 | 3248.1489
2686 | 992.675 | 3230.1328 | 992.675 | 3230.1328
2687 | 1055.7095 | 3196.5297 | 1055.7095 | 3196.5297
2688 | 1028.7405 | 3178.3788 | 1028.7405 | 3178.3788
2689 | 982.4628 | 3168.2701 | 982.4628 | 3168.2701
2690 | 975.1002 | 3160.4824 | 975.1002 | 3160.4824
2691 | 979.8928 | 3138.2108 | 979.8928 | 3138.2108
2692 | 991.7273 | 3059.9037 | 991.7273 | 3059.9037
2693 | 1041.8945 | 2925.6957 | 1041.8945 | 2925.6957
2694 | 1068.4096 | 2762.0933 | 1068.4096 | 2762.0933
2695 | 1013.0708 | 2651.1459 | 1013.0708 | 2651.1459
2696 | 966.1904 | 2592.971 | 966.1904 | 2592.971
2697 | 920.9807 | 2539.3347 | 920.9807 | 2539.3347
2698 | 869.4593 | 2487.9409 | 869.4593 | 2487.9409
2699 | 812.4256 | 2494.5538 | 812.4256 | 2494.5538
2700 | 757.5168 | 2637.4538 | 757.5168 | 2637.4538
2701 | 727.5234 | 2742.6036 | 727.5234 | 2742.6036
2702 | 704.2563 | 2782.5194 | 704.2563 | 2782.5194
2703 | 698.1731 | 2838.3878 | 698.1731 | 2838.3878
2704 | 706.1317 | 2923.4853 | 706.1317 | 2923.4853
2705 | 715.8677 | 3083.5959 | 715.8677 | 3083.5959
2706 | 749.6333 | 3197.9968 | 749.6333 | 3197.9968
2707 | 819.0423 | 3321.978 | 819.0423 | 3321.978
2708 | 893.1259 | 3436.3452 | 893.1259 | 3436.3452
2709 | 953.4883 | 3533.136 | 953.4883 | 3533.136
2710 | 999.0523 | 3542.2491 | 999.0523 | 3542.2491
2711 | 1063.3062 | 3539.8185 | 1063.3062 | 3539.8185
2712 | 1041.0986 | 3556.753 | 1041.0986 | 3556.753
2713 | 983.1805 | 3589.1641 | 983.1805 | 3589.1641
2714 | 971.422 | 3644.7648 | 971.422 | 3644.7648
2715 | 989.2265 | 3691.0988 | 989.2265 | 3691.0988
2716 | 1004.0652 | 3648.7901 | 1004.0652 | 3648.7901
2717 | 1050.3571 | 3458.2368 | 1050.3571 | 3458.2368
2718 | 1072.6661 | 3224.2029 | 1072.6661 | 3224.2029
2719 | 1029.9914 | 3025.9985 | 1029.9914 | 3025.9985
2720 | 981.3124 | 2868.6977 | 981.3124 | 2868.6977
2721 | 938.0103 | 2752.5859 | 938.0103 | 2752.5859
2722 | 891.3606 | 2688.5405 | 891.3606 | 2688.5405
2723 | 837.9488 | 2674.1544 | 837.9488 | 2674.1544
2724 | 786.4061 | 2687.9298 | 786.4061 | 2687.9298
2725 | 754.0814 | 2667.9983 | 754.0814 | 2667.9983
2726 | 739.7841 | 2619.4833 | 739.7841 | 2619.4833
2727 | 724.5503 | 2600.7464 | 724.5503 | 2600.7464
2728 | 731.659 | 2631.8463 | 731.659 | 2631.8463
2729 | 742.0007 | 2750.611 | 742.0007 | 2750.611
2730 | 776.8552 | 2806.7102 | 776.8552 | 2806.7102
2731 | 826.3356 | 2856.8686 | 826.3356 | 2856.8686
2732 | 879.6627 | 2895.4567 | 879.6627 | 2895.4567
2733 | 938.2977 | 2910.3381 | 938.2977 | 2910.3381
2734 | 977.1558 | 2932.1028 | 977.1558 | 2932.1028
2735 | 1032.4883 | 2934.1067 | 1032.4883 | 2934.1067
2736 | 1027.2751 | 2941.9112 | 1027.2751 | 2941.9112
2737 | 971.1786 | 2894.239 | 971.1786 | 2894.239
2738 | 962.0579 | 2762.0222 | 962.0579 | 2762.0222
2739 | 980.1258 | 2708.8389 | 980.1258 | 2708.8389
2740 | 993.4175 | 2618.7933 | 993.4175 | 2618.7933
2741 | 1037.9447 | 2552.5387 | 1037.9447 | 2552.5387
2742 | 1045.8275 | 2475.1498 | 1045.8275 | 2475.1498
2743 | 999.0518 | 2410.2437 | 999.0518 | 2410.2437
2744 | 965.3348 | 2363.5466 | 965.3348 | 2363.5466
2745 | 926.3699 | 2305.2149 | 926.3699 | 2305.2149
2746 | 887.1059 | 2279.3851 | 887.1059 | 2279.3851
2747 | 837.925 | 2414.0792 | 837.925 | 2414.0792
2748 | 787.5559 | 2771.7956 | 787.5559 | 2771.7956
2749 | 753.4807 | 2940.5946 | 753.4807 | 2940.5946
2750 | 735.2299 | 2994.7272 | 735.2299 | 2994.7272
2751 | 725.9241 | 3085.4201 | 725.9241 | 3085.4201
2752 | 726.4776 | 3253.4704 | 726.4776 | 3253.4704
2753 | 740.6674 | 3469.2741 | 740.6674 | 3469.2741
2754 | 770.8498 | 3566.7193 | 770.8498 | 3566.7193
2755 | 809.3625 | 3618.8341 | 809.3625 | 3618.8341
2756 | 849.3783 | 3604.4681 | 849.3783 | 3604.4681
2757 | 897.2948 | 3585.6988 | 897.2948 | 3585.6988
2758 | 943.7499 | 3568.4653 | 943.7499 | 3568.4653
2759 | 994.2558 | 3534.21 | 994.2558 | 3534.21
2760 | 985.8529 | 3490.3647 | 985.8529 | 3490.3647
2761 | 945.079 | 3446.3445 | 945.079 | 3446.3445
2762 | 949.3882 | 3430.8615 | 949.3882 | 3430.8615
2763 | 951.3074 | 3448.2403 | 951.3074 | 3448.2403
2764 | 980.2269 | 3448.8427 | 980.2269 | 3448.8427
2765 | 1035.847 | 3334.4598 | 1035.847 | 3334.4598
2766 | 1031.9414 | 3148.9454 | 1031.9414 | 3148.9454
2767 | 985.663 | 2996.7824 | 985.663 | 2996.7824
2768 | 950.918 | 2912.5218 | 950.918 | 2912.5218
2769 | 916.6741 | 2866.4503 | 916.6741 | 2866.4503
2770 | 881.7179 | 2872.4452 | 881.7179 | 2872.4452
2771 | 837.5028 | 3001.5309 | 837.5028 | 3001.5309
2772 | 790.111 | 3244.6002 | 790.111 | 3244.6002
2773 | 753.24 | 3397.8783 | 753.24 | 3397.8783
2774 | 734.9591 | 3466.358 | 734.9591 | 3466.358
2775 | 724.7981 | 3531.3565 | 724.7981 | 3531.3565
2776 | 727.8688 | 3613.715 | 727.8688 | 3613.715
2777 | 738.7146 | 3762.2174 | 738.7146 | 3762.2174
2778 | 768.2998 | 3822.4903 | 768.2998 | 3822.4903
2779 | 809.752 | 3778.8704 | 809.752 | 3778.8704
2780 | 851.6091 | 3712.3328 | 851.6091 | 3712.3328
2781 | 887.0623 | 3658.6086 | 887.0623 | 3658.6086
2782 | 923.0677 | 3612.0286 | 923.0677 | 3612.0286
2783 | 980.958 | 3589.6423 | 980.958 | 3589.6423
2784 | 973.5857 | 3547.3621 | 973.5857 | 3547.3621
2785 | 940.3515 | 3569.078 | 940.3515 | 3569.078
2786 | 937.4511 | 3663.5466 | 937.4511 | 3663.5466
2787 | 950.1743 | 3691.6206 | 950.1743 | 3691.6206
2788 | 972.2978 | 3590.6189 | 972.2978 | 3590.6189
2789 | 1027.3051 | 3337.0684 | 1027.3051 | 3337.0684
2790 | 1043.342 | 3019.56 | 1043.342 | 3019.56
2791 | 990.632 | 2770.8796 | 990.632 | 2770.8796
2792 | 960.0535 | 2628.3173 | 960.0535 | 2628.3173
2793 | 926.1259 | 2538.1609 | 926.1259 | 2538.1609
2794 | 885.4656 | 2498.8969 | 885.4656 | 2498.8969
2795 | 832.1848 | 2587.68 | 832.1848 | 2587.68
2796 | 782.4246 | 2699.6684 | 782.4246 | 2699.6684
2797 | 752.983 | 2717.4308 | 752.983 | 2717.4308
2798 | 738.0485 | 2704.6533 | 738.0485 | 2704.6533
2799 | 729.3517 | 2776.0428 | 729.3517 | 2776.0428
2800 | 731.723 | 2876.4005 | 731.723 | 2876.4005
2801 | 746.394 | 2964.5144 | 746.394 | 2964.5144
2802 | 772.3379 | 3010.0488 | 772.3379 | 3010.0488
2803 | 818.7221 | 3011.4268 | 818.7221 | 3011.4268
2804 | 878.476 | 3032.6679 | 878.476 | 3032.6679
2805 | 919.9725 | 3112.7637 | 919.9725 | 3112.7637
2806 | 949.491 | 3216.5682 | 949.491 | 3216.5682
2807 | 1003.8398 | 3340.784 | 1003.8398 | 3340.784
2808 | 987.0007 | 3490.3647 | 987.0007 | 3490.3647
2809 | 940.6409 | 3680.8556 | 940.6409 | 3680.8556
2810 | 936.8425 | 3799.0622 | 936.8425 | 3799.0622
2811 | 951.5592 | 3858.0478 | 951.5592 | 3858.0478
2812 | 984.0263 | 3886.6924 | 984.0263 | 3886.6924
2813 | 1038.5841 | 3765.9185 | 1038.5841 | 3765.9185
2814 | 1049.2237 | 3612.3592 | 1049.2237 | 3612.3592
2815 | 997.8332 | 3500.3683 | 997.8332 | 3500.3683
2816 | 966.8174 | 3419.3684 | 966.8174 | 3419.3684
2817 | 928.1962 | 3350.8632 | 928.1962 | 3350.8632
2818 | 880.0071 | 3307.556 | 880.0071 | 3307.556
2819 | 818.3104 | 3321.9946 | 818.3104 | 3321.9946
2820 | 768.9924 | 3423.8095 | 768.9924 | 3423.8095
2821 | 742.6577 | 3557.6537 | 742.6577 | 3557.6537
2822 | 728.2938 | 3634.7417 | 728.2938 | 3634.7417
2823 | 720.1055 | 3740.0427 | 720.1055 | 3740.0427
2824 | 731.1521 | 3866.0948 | 731.1521 | 3866.0948
2825 | 745.4002 | 4035.3355 | 745.4002 | 4035.3355
2826 | 787.3314 | 4122.4767 | 787.3314 | 4122.4767
2827 | 856.7431 | 4165.2007 | 856.7431 | 4165.2007
2828 | 931.5517 | 4167.1383 | 931.5517 | 4167.1383
2829 | 985.4863 | 4150.7167 | 985.4863 | 4150.7167
2830 | 1017.686 | 4119.1361 | 1017.686 | 4119.1361
2831 | 1074.8267 | 4079.0115 | 1074.8267 | 4079.0115
2832 | 1043.4496 | 4069.3385 | 1043.4496 | 4069.3385
2833 | 982.7225 | 4080.0984 | 982.7225 | 4080.0984
2834 | 982.478 | 4122.265 | 982.478 | 4122.265
2835 | 1001.3727 | 4195.076 | 1001.3727 | 4195.076
2836 | 1024.5624 | 4237.5461 | 1024.5624 | 4237.5461
2837 | 1078.1066 | 4041.1235 | 1078.1066 | 4041.1235
2838 | 1087.8768 | 3750.353 | 1087.8768 | 3750.353
2839 | 1043.2362 | 3554.2354 | 1043.2362 | 3554.2354
2840 | 995.6295 | 3412.1948 | 995.6295 | 3412.1948
2841 | 951.3583 | 3306.5174 | 951.3583 | 3306.5174
2842 | 904.623 | 3263.8623 | 904.623 | 3263.8623
2843 | 842.1037 | 3304.5172 | 842.1037 | 3304.5172
2844 | 780.8479 | 3377.3768 | 780.8479 | 3377.3768
2845 | 751.83 | 3401.2695 | 751.83 | 3401.2695
2846 | 734.3791 | 3406.752 | 734.3791 | 3406.752
2847 | 729.9561 | 3462.0988 | 729.9561 | 3462.0988
2848 | 737.7087 | 3585.2815 | 737.7087 | 3585.2815
2849 | 754.7791 | 3739.3923 | 754.7791 | 3739.3923
2850 | 791.7766 | 3742.5374 | 791.7766 | 3742.5374
2851 | 865.6954 | 3705.6998 | 865.6954 | 3705.6998
2852 | 938.2608 | 3651.6833 | 938.2608 | 3651.6833
2853 | 983.1787 | 3598.6113 | 983.1787 | 3598.6113
2854 | 1023.807 | 3549.0314 | 1023.807 | 3549.0314
2855 | 1081.562 | 3504.3418 | 1081.562 | 3504.3418
2856 | 1049.1911 | 3473.2785 | 1049.1911 | 3473.2785
2857 | 1004.2002 | 3431.8669 | 1004.2002 | 3431.8669
2858 | 1002.5983 | 3376.7335 | 1002.5983 | 3376.7335
2859 | 1016.3594 | 3338.9409 | 1016.3594 | 3338.9409
2860 | 1040.8406 | 3340.7171 | 1040.8406 | 3340.7171
2861 | 1092.4136 | 3310.5913 | 1092.4136 | 3310.5913
2862 | 1111.8785 | 3205.9428 | 1111.8785 | 3205.9428
2863 | 1061.767 | 3024.8246 | 1061.767 | 3024.8246
2864 | 1011.5653 | 2901.3049 | 1011.5653 | 2901.3049
2865 | 966.9885 | 2826.0174 | 966.9885 | 2826.0174
2866 | 924.7609 | 2788.8403 | 924.7609 | 2788.8403
2867 | 858.731 | 2860.0156 | 858.731 | 2860.0156
2868 | 802.1336 | 3046.4788 | 802.1336 | 3046.4788
2869 | 774.868 | 3117.7171 | 774.868 | 3117.7171
2870 | 752.1695 | 3041.5511 | 752.1695 | 3041.5511
2871 | 746.6674 | 3008.5975 | 746.6674 | 3008.5975
2872 | 756.9158 | 2992.8735 | 756.9158 | 2992.8735
2873 | 764.3548 | 3076.2919 | 764.3548 | 3076.2919
2874 | 810.8719 | 3133.1737 | 810.8719 | 3133.1737
2875 | 881.1378 | 3180.7235 | 881.1378 | 3180.7235
2876 | 966.6766 | 3170.0095 | 966.6766 | 3170.0095
2877 | 995.1297 | 3158.8051 | 995.1297 | 3158.8051
2878 | 1036.0633 | 3142.4846 | 1036.0633 | 3142.4846
2879 | 1089.8052 | 3117.6202 | 1089.8052 | 3117.6202
2880 | 1059.6624 | 3095.9477 | 1059.6624 | 3095.9477
2881 | 1008.0835 | 3072.9266 | 1008.0835 | 3072.9266
2882 | 1005.5061 | 3036.8358 | 1005.5061 | 3036.8358
2883 | 1016.6082 | 3002.4344 | 1016.6082 | 3002.4344
2884 | 1044.5548 | 2980.9943 | 1044.5548 | 2980.9943
2885 | 1103.5164 | 2908.6095 | 1103.5164 | 2908.6095
2886 | 1117.7735 | 2816.6126 | 1117.7735 | 2816.6126
2887 | 1064.2355 | 2728.7511 | 1064.2355 | 2728.7511
2888 | 1026.2223 | 2662.62 | 1026.2223 | 2662.62
2889 | 990.6852 | 2599.8537 | 990.6852 | 2599.8537
2890 | 935.6424 | 2576.5021 | 935.6424 | 2576.5021
2891 | 875.4491 | 2639.069 | 875.4491 | 2639.069
2892 | 810.3336 | 2742.7099 | 810.3336 | 2742.7099
2893 | 773.2076 | 2794.3839 | 773.2076 | 2794.3839
2894 | 752.8538 | 2835.0822 | 752.8538 | 2835.0822
2895 | 747.2645 | 2873.4732 | 747.2645 | 2873.4732
2896 | 750.4998 | 2940.1802 | 750.4998 | 2940.1802
2897 | 766.2538 | 3069.64 | 766.2538 | 3069.64
2898 | 799.3331 | 3135.2605 | 799.3331 | 3135.2605
2899 | 854.3208 | 3183.2017 | 854.3208 | 3183.2017
2900 | 914.7529 | 3231.8328 | 914.7529 | 3231.8328
2901 | 962.8416 | 3252.7139 | 962.8416 | 3252.7139
2902 | 995.9534 | 3260.914 | 995.9534 | 3260.914
2903 | 1055.267 | 3293.1775 | 1055.267 | 3293.1775
2904 | 1026.0136 | 3336.4586 | 1026.0136 | 3336.4586
2905 | 970.786 | 3369.7827 | 970.786 | 3369.7827
2906 | 960.4859 | 3414.1666 | 960.4859 | 3414.1666
2907 | 970.6556 | 3472.6305 | 970.6556 | 3472.6305
2908 | 982.351 | 3491.4929 | 982.351 | 3491.4929
2909 | 1017.3399 | 3338.3727 | 1017.3399 | 3338.3727
2910 | 1003.3658 | 3073.9488 | 1003.3658 | 3073.9488
2911 | 978.5222 | 2867.2665 | 978.5222 | 2867.2665
2912 | 940.2949 | 2735.2689 | 940.2949 | 2735.2689
2913 | 918.2355 | 2634.4174 | 918.2355 | 2634.4174
2914 | 887.1 | 2593.7187 | 887.1 | 2593.7187
2915 | 847.8947 | 2706.1095 | 847.8947 | 2706.1095
2916 | 821.0772 | 3676.8904 | 821.0772 | 3676.8904
2917 | 788.5654 | 3803.6769 | 788.5654 | 3803.6769
2918 | 763.0785 | 3951.4474 | 763.0785 | 3951.4474
2919 | 767.8594 | 4103.7926 | 767.8594 | 4103.7926
2920 | 765.8113 | 4213.3174 | 765.8113 | 4213.3174
2921 | 774.757 | 4364.3464 | 774.757 | 4364.3464
2922 | 803.7484 | 4559.3381 | 803.7484 | 4559.3381
2923 | 846.4184 | 4624.9303 | 846.4184 | 4624.9303
2924 | 907.6263 | 4631.5031 | 907.6263 | 4631.5031
2925 | 938.3376 | 4625.3881 | 938.3376 | 4625.3881
2926 | 979.8398 | 4653.4011 | 979.8398 | 4653.4011
2927 | 1037.3538 | 4688.855 | 1037.3538 | 4688.855
2928 | 1032.2404 | 4725.8085 | 1032.2404 | 4725.8085
2929 | 997.6986 | 4792.024 | 997.6986 | 4792.024
2930 | 993.394 | 4788.6566 | 993.394 | 4788.6566
2931 | 1003.6065 | 4746.6864 | 1003.6065 | 4746.6864
2932 | 1051.8514 | 4651.2435 | 1051.8514 | 4651.2435
2933 | 1096.8183 | 4461.3507 | 1096.8183 | 4461.3507
2934 | 1065.9443 | 4213.548 | 1065.9443 | 4213.548
2935 | 1039.1455 | 4048.8199 | 1039.1455 | 4048.8199
2936 | 1001.679 | 3921.8251 | 1001.679 | 3921.8251
2937 | 956.0213 | 3826.3209 | 956.0213 | 3826.3209
2938 | 914.3014 | 3839.3595 | 914.3014 | 3839.3595
2939 | 864.0482 | 3980.1095 | 864.0482 | 3980.1095
2940 | 817.601 | 4164.3273 | 817.601 | 4164.3273
2941 | 783.446 | 4245.0204 | 783.446 | 4245.0204
2942 | 764.6059 | 4292.0441 | 764.6059 | 4292.0441
2943 | 759.0082 | 4272.0332 | 759.0082 | 4272.0332
2944 | 762.9065 | 4225.6638 | 762.9065 | 4225.6638
2945 | 784.4605 | 4277.2629 | 784.4605 | 4277.2629
2946 | 813.6986 | 4409.041 | 813.6986 | 4409.041
2947 | 846.1379 | 4475.4562 | 846.1379 | 4475.4562
2948 | 890.1856 | 4532.0733 | 890.1856 | 4532.0733
2949 | 929.9417 | 4532.3784 | 929.9417 | 4532.3784
2950 | 986.0784 | 4578.4995 | 986.0784 | 4578.4995
2951 | 1025.3147 | 4654.1204 | 1025.3147 | 4654.1204
2952 | 1007.7022 | 4658.3148 | 1007.7022 | 4658.3148
2953 | 980.0955 | 4656.0487 | 980.0955 | 4656.0487
2954 | 974.6129 | 4629.47 | 974.6129 | 4629.47
2955 | 1004.3326 | 4618.6128 | 1004.3326 | 4618.6128
2956 | 1050.9286 | 4617.8258 | 1050.9286 | 4617.8258
2957 | 1111.9161 | 4427.4392 | 1111.9161 | 4427.4392
2958 | 1074.2892 | 4129.0984 | 1074.2892 | 4129.0984
2959 | 1025.1569 | 3996.6357 | 1025.1569 | 3996.6357
2960 | 986.7368 | 3958.0413 | 986.7368 | 3958.0413
2961 | 961.3858 | 4000.9816 | 961.3858 | 4000.9816
2962 | 912.4824 | 4095.1774 | 912.4824 | 4095.1774
2963 | 857.4043 | 4156.9103 | 857.4043 | 4156.9103
2964 | 808.1478 | 4236.7597 | 808.1478 | 4236.7597
2965 | 772.4362 | 4332.7623 | 772.4362 | 4332.7623
2966 | 760.1986 | 4495.1839 | 760.1986 | 4495.1839
2967 | 754.9985 | 4858.4061 | 754.9985 | 4858.4061
2968 | 755.4963 | 5141.4393 | 755.4963 | 5141.4393
2969 | 778.3153 | 5319.3012 | 778.3153 | 5319.3012
2970 | 802.863 | 5457.3348 | 802.863 | 5457.3348
2971 | 850.0698 | 5478.809 | 850.0698 | 5478.809
2972 | 910.3779 | 5462.6645 | 910.3779 | 5462.6645
2973 | 947.1731 | 5432.5151 | 947.1731 | 5432.5151
2974 | 979.5715 | 5403.8991 | 979.5715 | 5403.8991
2975 | 1009.5753 | 5365.4391 | 1009.5753 | 5365.4391
2976 | 1017.7431 | 5314.1569 | 1017.7431 | 5314.1569
2977 | 973.6362 | 5308.4338 | 973.6362 | 5308.4338
2978 | 975.8939 | 5263.0885 | 975.8939 | 5263.0885
2979 | 996.6423 | 5216.1798 | 996.6423 | 5216.1798
2980 | 1069.9353 | 5175.7196 | 1069.9353 | 5175.7196
2981 | 1112.1155 | 5059.0823 | 1112.1155 | 5059.0823
2982 | 1075.9954 | 4823.2967 | 1075.9954 | 4823.2967
2983 | 1033.7584 | 4579.7161 | 1033.7584 | 4579.7161
2984 | 993.1639 | 4407.2866 | 993.1639 | 4407.2866
2985 | 953.9818 | 4307.3376 | 953.9818 | 4307.3376
2986 | 922.8745 | 4354.9462 | 922.8745 | 4354.9462
2987 | 864.8413 | 4535.534 | 864.8413 | 4535.534
2988 | 807.4388 | 4736.8722 | 807.4388 | 4736.8722
2989 | 775.9512 | 4774.2705 | 775.9512 | 4774.2705
2990 | 761.3654 | 4803.5153 | 761.3654 | 4803.5153
2991 | 756.4268 | 4802.4356 | 756.4268 | 4802.4356
2992 | 764.573 | 4786.85 | 764.573 | 4786.85
2993 | 789.3151 | 4843.3876 | 789.3151 | 4843.3876
2994 | 824.8896 | 4968.5809 | 824.8896 | 4968.5809
2995 | 868.1921 | 5028.4114 | 868.1921 | 5028.4114
2996 | 942.8914 | 5063.2988 | 942.8914 | 5063.2988
2997 | 993.6251 | 5061.7931 | 993.6251 | 5061.7931
2998 | 1025.378 | 5075.8135 | 1025.378 | 5075.8135
2999 | 1092.7335 | 5077.8497 | 1092.7335 | 5077.8497
3000 | 1078.2104 | 5049.4495 | 1078.2104 | 5049.4495
3001 | 1016.2756 | 5039.7756 | 1016.2756 | 5039.7756
3002 | 1015.5788 | 4979.7792 | 1015.5788 | 4979.7792
3003 | 1050.5376 | 4935.8337 | 1050.5376 | 4935.8337
3004 | 1104.4239 | 4901.4643 | 1104.4239 | 4901.4643
3005 | 1150.1617 | 4809.3553 | 1150.1617 | 4809.3553
3006 | 1129.6661 | 4703.1249 | 1129.6661 | 4703.1249
3007 | 1071.0499 | 4637.1682 | 1071.0499 | 4637.1682
3008 | 1030.1742 | 4610.0972 | 1030.1742 | 4610.0972
3009 | 994.2344 | 4587.5191 | 994.2344 | 4587.5191
3010 | 944.862 | 4593.3145 | 944.862 | 4593.3145
3011 | 879.9407 | 4596.9369 | 879.9407 | 4596.9369
3012 | 832.2376 | 4640.7347 | 832.2376 | 4640.7347
3013 | 788.7559 | 4703.9782 | 788.7559 | 4703.9782
3014 | 775.6057 | 4799.7291 | 775.6057 | 4799.7291
3015 | 770.4635 | 5025.3297 | 770.4635 | 5025.3297
3016 | 772.026 | 5375.6921 | 772.026 | 5375.6921
3017 | 794.3794 | 5741.7135 | 794.3794 | 5741.7135
3018 | 827.9319 | 5834.9707 | 827.9319 | 5834.9707
3019 | 877.6049 | 5674.541 | 877.6049 | 5674.541
3020 | 948.4245 | 5540.8585 | 948.4245 | 5540.8585
3021 | 989.2857 | 5446.0138 | 989.2857 | 5446.0138
3022 | 1027.6861 | 5338.2161 | 1027.6861 | 5338.2161
3023 | 1090.6785 | 5285.7635 | 1090.6785 | 5285.7635
3024 | 1082.4646 | 5327.9848 | 1082.4646 | 5327.9848
3025 | 1033.0729 | 5495.2764 | 1033.0729 | 5495.2764
3026 | 1028.479 | 5615.867 | 1028.479 | 5615.867
3027 | 1055.0572 | 5624.7642 | 1055.0572 | 5624.7642
3028 | 1121.9198 | 5631.0557 | 1121.9198 | 5631.0557
3029 | 1145.0877 | 5549.3177 | 1145.0877 | 5549.3177
3030 | 1134.9445 | 5350.2421 | 1134.9445 | 5350.2421
3031 | 1083.0558 | 5074.3962 | 1083.0558 | 5074.3962
3032 | 1028.8867 | 4899.1681 | 1028.8867 | 4899.1681
3033 | 992.282 | 4876.7547 | 992.282 | 4876.7547
3034 | 956.8762 | 5024.287 | 956.8762 | 5024.287
3035 | 887.2569 | 5267.7593 | 887.2569 | 5267.7593
3036 | 825.8871 | 5437.326 | 825.8871 | 5437.326
3037 | 790.8828 | 5342.8645 | 790.8828 | 5342.8645
3038 | 776.694 | 5281.8981 | 776.694 | 5281.8981
3039 | 767.353 | 5351.7692 | 767.353 | 5351.7692
3040 | 778.4012 | 5498.1687 | 778.4012 | 5498.1687
3041 | 795.2827 | 5725.4162 | 795.2827 | 5725.4162
3042 | 822.183 | 6033.172 | 822.183 | 6033.172
3043 | 865.5387 | 6272.9311 | 865.5387 | 6272.9311
3044 | 933.2299 | 6473.919 | 933.2299 | 6473.919
3045 | 983.3807 | 6572.8309 | 983.3807 | 6572.8309
3046 | 1021.2332 | 6534.1732 | 1021.2332 | 6534.1732
3047 | 1079.0105 | 6511.1873 | 1079.0105 | 6511.1873
3048 | 1066.9671 | 6498.9198 | 1066.9671 | 6498.9198
3049 | 1022.5679 | 6489.0813 | 1022.5679 | 6489.0813
3050 | 1028.955 | 6428.7557 | 1028.955 | 6428.7557
3051 | 1056.5519 | 6372.7929 | 1056.5519 | 6372.7929
3052 | 1123.5992 | 6309.7799 | 1123.5992 | 6309.7799
3053 | 1151.1154 | 6181.29 | 1151.1154 | 6181.29
3054 | 1129.3835 | 5915.873 | 1129.3835 | 5915.873
3055 | 1089.7207 | 5663.0738 | 1089.7207 | 5663.0738
3056 | 1042.8869 | 5502.0029 | 1042.8869 | 5502.0029
3057 | 996.1134 | 5387.0736 | 996.1134 | 5387.0736
3058 | 954.7197 | 5368.67 | 954.7197 | 5368.67
3059 | 886.3845 | 5432.7075 | 886.3845 | 5432.7075
3060 | 836.4496 | 5523.2571 | 836.4496 | 5523.2571
3061 | 798.7166 | 5486.083 | 798.7166 | 5486.083
3062 | 781.4345 | 5421.9889 | 781.4345 | 5421.9889
3063 | 776.2331 | 5340.5751 | 776.2331 | 5340.5751
3064 | 782.0345 | 5351.8224 | 782.0345 | 5351.8224
3065 | 798.3079 | 5479.3108 | 798.3079 | 5479.3108
3066 | 827.2374 | 5675.7842 | 827.2374 | 5675.7842
3067 | 869.54 | 5787.9635 | 869.54 | 5787.9635
3068 | 938.051 | 5854.1284 | 938.051 | 5854.1284
3069 | 977.6456 | 5816.5712 | 977.6456 | 5816.5712
3070 | 1000.9811 | 5736.2649 | 1000.9811 | 5736.2649
3071 | 1058.5183 | 5605.9474 | 1058.5183 | 5605.9474
3072 | 1052.907 | 5475.9773 | 1052.907 | 5475.9773
3073 | 1008.517 | 5448.5246 | 1008.517 | 5448.5246
3074 | 1011.5408 | 5423.0982 | 1011.5408 | 5423.0982
3075 | 1032.3421 | 5398.9069 | 1032.3421 | 5398.9069
3076 | 1101.5804 | 5387.7489 | 1101.5804 | 5387.7489
3077 | 1129.4435 | 5376.797 | 1129.4435 | 5376.797
3078 | 1105.2946 | 5253.7754 | 1105.2946 | 5253.7754
3079 | 1061.8175 | 5101.723 | 1061.8175 | 5101.723
3080 | 1017.5946 | 5026.7478 | 1017.5946 | 5026.7478
3081 | 983.6442 | 5022.1133 | 983.6442 | 5022.1133
3082 | 936.3377 | 5108.9012 | 936.3377 | 5108.9012
3083 | 876.4408 | 5237.1402 | 876.4408 | 5237.1402
3084 | 835.7183 | 5305.4662 | 835.7183 | 5305.4662
3085 | 800.6659 | 5273.8891 | 800.6659 | 5273.8891
3086 | 783.482 | 5220.6599 | 783.482 | 5220.6599
3087 | 780.4092 | 5190.7718 | 780.4092 | 5190.7718
3088 | 770.7719 | 5206.9577 | 770.7719 | 5206.9577
3089 | 786.634 | 5296.0899 | 786.634 | 5296.0899
3090 | 816.9952 | 5425.0694 | 816.9952 | 5425.0694
3091 | 853.0032 | 5474.6935 | 853.0032 | 5474.6935
3092 | 900.2626 | 5503.9838 | 900.2626 | 5503.9838
3093 | 939.534 | 5483.0531 | 939.534 | 5483.0531
3094 | 978.9088 | 5449.4986 | 978.9088 | 5449.4986
3095 | 1027.9255 | 5404.2892 | 1027.9255 | 5404.2892
3096 | 1026.1469 | 5351.3607 | 1026.1469 | 5351.3607
3097 | 978.9446 | 5371.4829 | 978.9446 | 5371.4829
3098 | 980.3172 | 5450.0957 | 980.3172 | 5450.0957
3099 | 998.5862 | 5733.2481 | 998.5862 | 5733.2481
3100 | 1076.1074 | 6112.0725 | 1076.1074 | 6112.0725
3101 | 1099.8382 | 6167.9559 | 1099.8382 | 6167.9559
3102 | 1066.1294 | 5900.3988 | 1066.1294 | 5900.3988
3103 | 1021.5472 | 5719.0442 | 1021.5472 | 5719.0442
3104 | 994.3591 | 5639.6244 | 994.3591 | 5639.6244
3105 | 960.7375 | 5568.813 | 960.7375 | 5568.813
3106 | 922.0381 | 5555.5125 | 922.0381 | 5555.5125
3107 | 868.1761 | 5599.9604 | 868.1761 | 5599.9604
3108 | 820.8714 | 5574.1244 | 820.8714 | 5574.1244
3109 | 787.9653 | 5426.1617 | 787.9653 | 5426.1617
3110 | 773.4459 | 5381.6572 | 773.4459 | 5381.6572
3111 | 767.2594 | 5382.8822 | 767.2594 | 5382.8822
3112 | 766.2413 | 5471.5004 | 766.2413 | 5471.5004
3113 | 780.0164 | 5659.0748 | 780.0164 | 5659.0748
3114 | 809.222 | 5878.4302 | 809.222 | 5878.4302
3115 | 837.4113 | 5993.5726 | 837.4113 | 5993.5726
3116 | 883.8326 | 6084.2658 | 883.8326 | 6084.2658
3117 | 924.6835 | 6160.4603 | 924.6835 | 6160.4603
3118 | 957.4258 | 6339.9227 | 957.4258 | 6339.9227
3119 | 1002.4948 | 6574.8949 | 1002.4948 | 6574.8949
3120 | 1002.4642 | 6751.9392 | 1002.4642 | 6751.9392
3121 | 972.6781 | 6888.1177 | 972.6781 | 6888.1177
3122 | 972.4426 | 6894.792 | 972.4426 | 6894.792
3123 | 1009.9187 | 6880.3133 | 1009.9187 | 6880.3133
3124 | 1075.6006 | 6868.1675 | 1075.6006 | 6868.1675
3125 | 1106.1233 | 6770.4614 | 1106.1233 | 6770.4614
3126 | 1076.7021 | 6479.1992 | 1076.7021 | 6479.1992
3127 | 1033.7296 | 6117.4222 | 1033.7296 | 6117.4222
3128 | 994.2297 | 5958.9852 | 994.2297 | 5958.9852
3129 | 964.2014 | 5850.1468 | 964.2014 | 5850.1468
3130 | 915.8893 | 5839.8095 | 915.8893 | 5839.8095
3131 | 864.6306 | 5927.223 | 864.6306 | 5927.223
3132 | 819.1688 | 6075.06 | 819.1688 | 6075.06
3133 | 780.9161 | 6277.2419 | 780.9161 | 6277.2419
3134 | 769.6966 | 6457.7716 | 769.6966 | 6457.7716
3135 | 765.3446 | 6608.9645 | 765.3446 | 6608.9645
3136 | 769.6199 | 6753.3885 | 769.6199 | 6753.3885
3137 | 784.7371 | 6931.7443 | 784.7371 | 6931.7443
3138 | 805.8878 | 7127.2299 | 805.8878 | 7127.2299
3139 | 843.1061 | 7218.9964 | 843.1061 | 7218.9964
3140 | 881.2086 | 7282.8567 | 881.2086 | 7282.8567
3141 | 933.8234 | 7289.2528 | 933.8234 | 7289.2528
3142 | 967.4119 | 7289.1159 | 967.4119 | 7289.1159
3143 | 1020.6745 | 7291.646 | 1020.6745 | 7291.646
3144 | 1013.9989 | 7296.005 | 1013.9989 | 7296.005
3145 | 990.5799 | 7352.0141 | 990.5799 | 7352.0141
3146 | 983.6774 | 7333.0078 | 983.6774 | 7333.0078
3147 | 1009.9412 | 7316.7182 | 1009.9412 | 7316.7182
3148 | 1087.62 | 7327.7838 | 1087.62 | 7327.7838
3149 | 1112.7607 | 7234.687 | 1112.7607 | 7234.687
3150 | 1069.6575 | 6832.8008 | 1069.6575 | 6832.8008
3151 | 1034.7366 | 6301.6309 | 1034.7366 | 6301.6309
3152 | 993.5404 | 6003.7616 | 993.5404 | 6003.7616
3153 | 968.4752 | 5821.997 | 968.4752 | 5821.997
3154 | 922.9859 | 5779.7236 | 922.9859 | 5779.7236
3155 | 865.6191 | 5896.9331 | 865.6191 | 5896.9331
3156 | 823.7641 | 6027.8144 | 823.7641 | 6027.8144
3157 | 792.5355 | 6042.4953 | 792.5355 | 6042.4953
3158 | 765.1949 | 6060.0521 | 765.1949 | 6060.0521
3159 | 764.4703 | 6103.0903 | 764.4703 | 6103.0903
3160 | 768.2087 | 6192.8608 | 768.2087 | 6192.8608
3161 | 787.2064 | 6314.0938 | 787.2064 | 6314.0938
3162 | 817.7586 | 6421.8375 | 817.7586 | 6421.8375
3163 | 855.8235 | 6416.6434 | 855.8235 | 6416.6434
3164 | 895.3919 | 6459.7617 | 895.3919 | 6459.7617
3165 | 946.8298 | 6559.4967 | 946.8298 | 6559.4967
3166 | 997.1904 | 6719.2049 | 997.1904 | 6719.2049
3167 | 1046.8001 | 6822.8111 | 1046.8001 | 6822.8111
3168 | 1049.9288 | 6787.003 | 1049.9288 | 6787.003
3169 | 995.5378 | 6789.5109 | 995.5378 | 6789.5109
3170 | 992.3359 | 6801.6177 | 992.3359 | 6801.6177
3171 | 1034.1947 | 6882.7826 | 1034.1947 | 6882.7826
3172 | 1099.2275 | 6915.0839 | 1099.2275 | 6915.0839
3173 | 1129.3981 | 6822.481 | 1129.3981 | 6822.481
3174 | 1091.1725 | 6444.3 | 1091.1725 | 6444.3
3175 | 1055.8432 | 5948.6877 | 1055.8432 | 5948.6877
3176 | 1012.5481 | 5599.7866 | 1012.5481 | 5599.7866
3177 | 983.9007 | 5447.1595 | 983.9007 | 5447.1595
3178 | 940.351 | 5556.8295 | 940.351 | 5556.8295
3179 | 883.7966 | 5797.0094 | 883.7966 | 5797.0094
3180 | 831.4469 | 5915.8735 | 831.4469 | 5915.8735
3181 | 800.7356 | 5892.8566 | 800.7356 | 5892.8566
3182 | 771.5488 | 5842.0966 | 771.5488 | 5842.0966
3183 | 773.6993 | 5617.4643 | 773.6993 | 5617.4643
3184 | 780.9276 | 5361.041 | 780.9276 | 5361.041
3185 | 796.3131 | 5316.1734 | 796.3131 | 5316.1734
3186 | 824.8496 | 5395.1088 | 824.8496 | 5395.1088
3187 | 878.7418 | 5433.868 | 878.7418 | 5433.868
3188 | 941.0389 | 5459.7013 | 941.0389 | 5459.7013
3189 | 996.2108 | 5409.3038 | 996.2108 | 5409.3038
3190 | 1025.8997 | 5372.2923 | 1025.8997 | 5372.2923
3191 | 1071.5514 | 5310.6209 | 1071.5514 | 5310.6209
3192 | 1038.5204 | 5225.4272 | 1038.5204 | 5225.4272
3193 | 1027.761 | 5198.6329 | 1027.761 | 5198.6329
3194 | 1032.4093 | 5188.0223 | 1032.4093 | 5188.0223
3195 | 1067.5037 | 5241.6958 | 1067.5037 | 5241.6958
3196 | 1133.5242 | 5310.3779 | 1133.5242 | 5310.3779
3197 | 1159.5568 | 5287.7381 | 1159.5568 | 5287.7381
3198 | 1146.8003 | 5184.4708 | 1146.8003 | 5184.4708
3199 | 1095.1046 | 4965.0892 | 1095.1046 | 4965.0892
3200 | 1063.3098 | 4774.0577 | 1063.3098 | 4774.0577
3201 | 1014.2535 | 4715.4281 | 1014.2535 | 4715.4281
3202 | 973.4497 | 4770.7738 | 973.4497 | 4770.7738
3203 | 894.8888 | 4877.9415 | 894.8888 | 4877.9415
3204 | 845.2673 | 4912.5207 | 845.2673 | 4912.5207
3205 | 802.5171 | 4879.2974 | 802.5171 | 4879.2974
3206 | 787.5614 | 4883.3555 | 787.5614 | 4883.3555
3207 | 775.802 | 4903.8409 | 775.802 | 4903.8409
3208 | 781.5579 | 4955.2552 | 781.5579 | 4955.2552
3209 | 796.2763 | 5094.4316 | 796.2763 | 5094.4316
3210 | 833.1236 | 5283.0032 | 833.1236 | 5283.0032
3211 | 880.3274 | 5403.5781 | 880.3274 | 5403.5781
3212 | 950.6205 | 5531.146 | 950.6205 | 5531.146
3213 | 998.5041 | 5629.564 | 998.5041 | 5629.564
3214 | 1034.4176 | 5738.2403 | 1034.4176 | 5738.2403
3215 | 1094.0047 | 5844.645 | 1094.0047 | 5844.645
3216 | 1091.6531 | 5935.429 | 1091.6531 | 5935.429
3217 | 1027.2868 | 6057.6149 | 1027.2868 | 6057.6149
3218 | 1029.9478 | 6130.3014 | 1029.9478 | 6130.3014
3219 | 1061.7032 | 6207.5154 | 1061.7032 | 6207.5154
3220 | 1116.8888 | 6292.8241 | 1116.8888 | 6292.8241
3221 | 1153.6307 | 6396.2825 | 1153.6307 | 6396.2825
3222 | 1128.0433 | 6461.7496 | 1128.0433 | 6461.7496
3223 | 1089.2375 | 6472.0115 | 1089.2375 | 6472.0115
3224 | 1040.5202 | 6471.2796 | 1040.5202 | 6471.2796
3225 | 1013.1329 | 6482.4484 | 1013.1329 | 6482.4484
3226 | 978.6755 | 6572.5287 | 978.6755 | 6572.5287
3227 | 914.9584 | 6741.0993 | 914.9584 | 6741.0993
3228 | 856.9017 | 7035.9411 | 856.9017 | 7035.9411
3229 | 813.5442 | 7276.9731 | 813.5442 | 7276.9731
3230 | 792.8897 | 7456.1859 | 792.8897 | 7456.1859
3231 | 782.7792 | 7484.573 | 782.7792 | 7484.573
3232 | 783.6414 | 7497.631 | 783.6414 | 7497.631
3233 | 794.1549 | 7541.493 | 794.1549 | 7541.493
3234 | 832.125 | 7658.4554 | 832.125 | 7658.4554
3235 | 887.091 | 7651.1213 | 887.091 | 7651.1213
3236 | 937.1557 | 7568.6353 | 937.1557 | 7568.6353
3237 | 983.554 | 7422.7588 | 983.554 | 7422.7588
3238 | 1023.7341 | 7189.0275 | 1023.7341 | 7189.0275
3239 | 1074.7156 | 6972.2851 | 1074.7156 | 6972.2851
3240 | 1073.0339 | 6817.2929 | 1073.0339 | 6817.2929
3241 | 1015.6906 | 6762.8427 | 1015.6906 | 6762.8427
3242 | 1031.6229 | 6699.8832 | 1031.6229 | 6699.8832
3243 | 1068.9948 | 6663.6747 | 1068.9948 | 6663.6747
3244 | 1135.8077 | 6649.3889 | 1135.8077 | 6649.3889
3245 | 1145.1477 | 6652.7589 | 1145.1477 | 6652.7589
3246 | 1117.0989 | 6629.661 | 1117.0989 | 6629.661
3247 | 1078.3485 | 6570.1245 | 1078.3485 | 6570.1245
3248 | 1028.2653 | 6504.0387 | 1028.2653 | 6504.0387
3249 | 1001.2719 | 6417.0947 | 1001.2719 | 6417.0947
3250 | 959.5618 | 6350.9515 | 959.5618 | 6350.9515
3251 | 904.3745 | 6288.0678 | 904.3745 | 6288.0678
3252 | 851.058 | 6237.0451 | 851.058 | 6237.0451
3253 | 820.1912 | 6183.0799 | 820.1912 | 6183.0799
3254 | 796.336 | 6164.0913 | 796.336 | 6164.0913
3255 | 783.3954 | 6163.0116 | 783.3954 | 6163.0116
3256 | 788.4998 | 6191.2147 | 788.4998 | 6191.2147
3257 | 797.5064 | 6274.5852 | 797.5064 | 6274.5852
3258 | 829.5821 | 6391.0537 | 829.5821 | 6391.0537
3259 | 866.3722 | 6439.6901 | 866.3722 | 6439.6901
3260 | 911.143 | 6466.8403 | 911.143 | 6466.8403
3261 | 954.158 | 6433.3986 | 954.158 | 6433.3986
3262 | 995.5626 | 6421.4092 | 995.5626 | 6421.4092
3263 | 1048.3566 | 6419.0007 | 1048.3566 | 6419.0007
3264 | 1032.1465 | 6429.7798 | 1032.1465 | 6429.7798
3265 | 1000.5212 | 6540.607 | 1000.5212 | 6540.607
3266 | 999.8732 | 6599.4656 | 999.8732 | 6599.4656
3267 | 1040.4273 | 6634.0432 | 1040.4273 | 6634.0432
3268 | 1097.974 | 6623.5437 | 1097.974 | 6623.5437
3269 | 1118.9652 | 6577.8572 | 1118.9652 | 6577.8572
3270 | 1087.4928 | 6573.6905 | 1087.4928 | 6573.6905
3271 | 1048.6268 | 6532.4267 | 1048.6268 | 6532.4267
3272 | 1011.4499 | 6495.1493 | 1011.4499 | 6495.1493
3273 | 976.3969 | 6473.8882 | 976.3969 | 6473.8882
3274 | 942.1304 | 6487.0914 | 942.1304 | 6487.0914
3275 | 891.8003 | 6511.1266 | 891.8003 | 6511.1266
3276 | 847.3987 | 6537.9687 | 847.3987 | 6537.9687
3277 | 815.1354 | 6589.3596 | 815.1354 | 6589.3596
3278 | 791.0111 | 6639.6756 | 791.0111 | 6639.6756
3279 | 785.3501 | 6582.6255 | 785.3501 | 6582.6255
3280 | 785.8486 | 6549.4256 | 785.8486 | 6549.4256
3281 | 798.9381 | 6672.3047 | 798.9381 | 6672.3047
3282 | 823.154 | 6835.0312 | 823.154 | 6835.0312
3283 | 853.9084 | 6881.5275 | 853.9084 | 6881.5275
3284 | 887.0635 | 6923.6581 | 887.0635 | 6923.6581
3285 | 918.5702 | 6982.0737 | 918.5702 | 6982.0737
3286 | 934.6049 | 6993.2956 | 934.6049 | 6993.2956
3287 | 1037.7291 | 6927.6734 | 1037.7291 | 6927.6734
3288 | 1037.6595 | 6847.089 | 1037.6595 | 6847.089
3289 | 1015.3746 | 6798.4004 | 1015.3746 | 6798.4004
3290 | 1011.0115 | 6724.9052 | 1011.0115 | 6724.9052
3291 | 1046.5303 | 6686.2275 | 1046.5303 | 6686.2275
3292 | 1114.2139 | 6664.3692 | 1114.2139 | 6664.3692
3293 | 1131.9601 | 6666.7515 | 1131.9601 | 6666.7515
3294 | 1090.5593 | 6593.1156 | 1090.5593 | 6593.1156
3295 | 1054.8642 | 6435.1369 | 1054.8642 | 6435.1369
3296 | 1010.4214 | 6353.2477 | 1010.4214 | 6353.2477
3297 | 975.2042 | 6308.4461 | 975.2042 | 6308.4461
3298 | 929.3437 | 6367.2488 | 929.3437 | 6367.2488
3299 | 869.0283 | 6446.4313 | 869.0283 | 6446.4313
3300 | 824.8882 | 6486.1137 | 824.8882 | 6486.1137
3301 | 789.7955 | 6486.3081 | 789.7955 | 6486.3081
3302 | 765.4056 | 6523.6192 | 765.4056 | 6523.6192
3303 | 763.8641 | 6578.6746 | 763.8641 | 6578.6746
3304 | 767.1306 | 6643.0938 | 767.1306 | 6643.0938
3305 | 775.6949 | 6758.7297 | 775.6949 | 6758.7297
3306 | 802.0937 | 6860.3825 | 802.0937 | 6860.3825
3307 | 851.1315 | 6854.53 | 851.1315 | 6854.53
3308 | 896.5397 | 6856.3289 | 896.5397 | 6856.3289
3309 | 942.4467 | 6844.4522 | 942.4467 | 6844.4522
3310 | 984.6218 | 6816.1655 | 984.6218 | 6816.1655
3311 | 1044.9222 | 6777.5408 | 1044.9222 | 6777.5408
3312 | 1044.9304 | 6722.637 | 1044.9304 | 6722.637
3313 | 1008.6125 | 6701.4398 | 1008.6125 | 6701.4398
3314 | 1008.2196 | 6650.4975 | 1008.2196 | 6650.4975
3315 | 1054.3529 | 6633.714 | 1054.3529 | 6633.714
3316 | 1115.2114 | 6655.4798 | 1115.2114 | 6655.4798
3317 | 1128.0245 | 6668.7269 | 1128.0245 | 6668.7269
3318 | 1097.2289 | 6576.8183 | 1097.2289 | 6576.8183
3319 | 1051.0499 | 6459.1713 | 1051.0499 | 6459.1713
3320 | 1028.3158 | 6347.1568 | 1028.3158 | 6347.1568
3321 | 993.4572 | 6248.5248 | 993.4572 | 6248.5248
3322 | 940.8346 | 6223.0426 | 940.8346 | 6223.0426
3323 | 879.7566 | 6240.3283 | 879.7566 | 6240.3283
3324 | 833.0185 | 6200.9936 | 833.0185 | 6200.9936
3325 | 807.1645 | 6077.2299 | 807.1645 | 6077.2299
3326 | 792.2358 | 5982.5166 | 792.2358 | 5982.5166
3327 | 784.3292 | 5942.4222 | 784.3292 | 5942.4222
3328 | 793.6336 | 5960.9127 | 793.6336 | 5960.9127
3329 | 808.3526 | 6073.75 | 808.3526 | 6073.75
3330 | 841.0659 | 6255.7369 | 841.0659 | 6255.7369
3331 | 896.6803 | 6353.759 | 896.6803 | 6353.759
3332 | 967.449 | 6426.5087 | 967.449 | 6426.5087
3333 | 1013.0327 | 6452.9882 | 1013.0327 | 6452.9882
3334 | 1049.2958 | 6493.8415 | 1049.2958 | 6493.8415
3335 | 1117.7502 | 6581.6442 | 1117.7502 | 6581.6442
3336 | 1094.9291 | 6671.1113 | 1094.9291 | 6671.1113
3337 | 1056.9424 | 6815.1915 | 1056.9424 | 6815.1915
3338 | 1069.0973 | 6953.8903 | 1069.0973 | 6953.8903
3339 | 1110.1742 | 7103.7013 | 1110.1742 | 7103.7013
3340 | 1166.1919 | 7262.43 | 1166.1919 | 7262.43
3341 | 1185.6716 | 7403.2569 | 1185.6716 | 7403.2569
3342 | 1141.6395 | 7370.9404 | 1141.6395 | 7370.9404
3343 | 1094.204 | 7305.9714 | 1094.204 | 7305.9714
3344 | 1057.8158 | 7258.323 | 1057.8158 | 7258.323
3345 | 1018.8115 | 7232.2879 | 1018.8115 | 7232.2879
3346 | 969.2092 | 7276.7688 | 969.2092 | 7276.7688
3347 | 902.8311 | 7423.4451 | 902.8311 | 7423.4451
3348 | 857.5935 | 7588.8963 | 857.5935 | 7588.8963
3349 | 829.9577 | 7676.6681 | 829.9577 | 7676.6681
3350 | 806.078 | 7757.274 | 806.078 | 7757.274
3351 | 799.9782 | 7811.1771 | 799.9782 | 7811.1771
3352 | 802.0433 | 7856.9943 | 802.0433 | 7856.9943
3353 | 814.4797 | 7950.4066 | 814.4797 | 7950.4066
3354 | 856.6005 | 8064.5705 | 856.6005 | 8064.5705
3355 | 902.4791 | 8085.8801 | 902.4791 | 8085.8801
3356 | 966.4735 | 8039.1164 | 966.4735 | 8039.1164
3357 | 1008.6273 | 7868.0532 | 1008.6273 | 7868.0532
3358 | 1061.1957 | 7699.5111 | 1061.1957 | 7699.5111
3359 | 1120.8591 | 7495.2797 | 1120.8591 | 7495.2797
3360 | 1094.288 | 7206.4522 | 1094.288 | 7206.4522
3361 | 1050.2815 | 7046.152 | 1050.2815 | 7046.152
3362 | 1049.2134 | 6959.3227 | 1049.2134 | 6959.3227
3363 | 1095.8475 | 6907.9693 | 1095.8475 | 6907.9693
3364 | 1157.2389 | 6879.6909 | 1157.2389 | 6879.6909
3365 | 1169.9889 | 6931.2942 | 1169.9889 | 6931.2942
3366 | 1137.4174 | 6900.2946 | 1137.4174 | 6900.2946
3367 | 1097.0122 | 6785.6107 | 1097.0122 | 6785.6107
3368 | 1056.8161 | 6675.0779 | 1056.8161 | 6675.0779
3369 | 1005.1544 | 6609.8635 | 1005.1544 | 6609.8635
3370 | 955.2508 | 6729.246 | 955.2508 | 6729.246
3371 | 890.4561 | 7037.2489 | 890.4561 | 7037.2489
3372 | 848.8927 | 7250.9335 | 848.8927 | 7250.9335
3373 | 817.1622 | 7283.064 | 817.1622 | 7283.064
3374 | 800.4368 | 7259.4662 | 800.4368 | 7259.4662
3375 | 791.6742 | 7240.9368 | 791.6742 | 7240.9368
3376 | 787.2086 | 7209.7124 | 787.2086 | 7209.7124
3377 | 795.8544 | 7226.5769 | 795.8544 | 7226.5769
3378 | 836.0934 | 7319.011 | 836.0934 | 7319.011
3379 | 892.0926 | 7358.0995 | 892.0926 | 7358.0995
3380 | 957.9137 | 7336.1933 | 957.9137 | 7336.1933
3381 | 1002.9741 | 7229.9899 | 1002.9741 | 7229.9899
3382 | 1038.673 | 7118.5706 | 1038.673 | 7118.5706
3383 | 1118.1411 | 6996.1549 | 1118.1411 | 6996.1549
3384 | 1105.003 | 6838.0349 | 1105.003 | 6838.0349
3385 | 1061.2351 | 6706.543 | 1061.2351 | 6706.543
3386 | 1067.4027 | 6550.4091 | 1067.4027 | 6550.4091
3387 | 1126.3397 | 6404.2351 | 1126.3397 | 6404.2351
3388 | 1172.9879 | 6264.1804 | 1172.9879 | 6264.1804
3389 | 1186.2126 | 6158.5726 | 1186.2126 | 6158.5726
3390 | 1157.3139 | 5996.8656 | 1157.3139 | 5996.8656
3391 | 1102.0311 | 5770.7346 | 1102.0311 | 5770.7346
3392 | 1047.2048 | 5512.0447 | 1047.2048 | 5512.0447
3393 | 1014.6637 | 5208.2974 | 1014.6637 | 5208.2974
3394 | 975.7978 | 4991.5278 | 975.7978 | 4991.5278
3395 | 906.3347 | 4773.5731 | 906.3347 | 4773.5731
3396 | 861.0983 | 4523.1967 | 861.0983 | 4523.1967
3397 | 814.3388 | 4338.6886 | 814.3388 | 4338.6886
3398 | 792.2621 | 4246.1154 | 792.2621 | 4246.1154
3399 | 787.4642 | 4093.0923 | 787.4642 | 4093.0923
3400 | 793.5431 | 3964.4135 | 793.5431 | 3964.4135
3401 | 804.9504 | 3945.0618 | 804.9504 | 3945.0618
3402 | 837.2009 | 3959.3019 | 837.2009 | 3959.3019
3403 | 883.072 | 3881.3462 | 883.072 | 3881.3462
3404 | 942.7666 | 3818.4499 | 942.7666 | 3818.4499
3405 | 979.7194 | 3742.2072 | 979.7194 | 3742.2072
3406 | 1012.7542 | 3656.4684 | 1012.7542 | 3656.4684
3407 | 1084.8908 | 3529.2788 | 1084.8908 | 3529.2788
3408 | 1075.2359 | 3382.3529 | 1075.2359 | 3382.3529
3409 | 1044.9817 | 3324.9395 | 1044.9817 | 3324.9395
3410 | 1058.3964 | 3237.6164 | 1058.3964 | 3237.6164
3411 | 1105.2079 | 3178.3612 | 1105.2079 | 3178.3612
3412 | 1155.14 | 3165.3924 | 1155.14 | 3165.3924
3413 | 1166.0393 | 3203.9908 | 1166.0393 | 3203.9908
3414 | 1128.5175 | 3220.4015 | 1128.5175 | 3220.4015
3415 | 1080.5088 | 3209.5922 | 1080.5088 | 3209.5922
3416 | 1036.3269 | 3198.3246 | 1036.3269 | 3198.3246
3417 | 1013.1494 | 3186.4468 | 1013.1494 | 3186.4468
3418 | 979.7954 | 3216.6058 | 979.7954 | 3216.6058
3419 | 923.302 | 3240.9702 | 923.302 | 3240.9702
3420 | 865.3419 | 3287.7311 | 865.3419 | 3287.7311
3421 | 827.8886 | 3368.2596 | 827.8886 | 3368.2596
3422 | 807.0639 | 3472.9 | 807.0639 | 3472.9
3423 | 801.4868 | 3540.9602 | 801.4868 | 3540.9602
3424 | 796.196 | 3631.5538 | 796.196 | 3631.5538
3425 | 807.7265 | 3840.6933 | 807.7265 | 3840.6933
3426 | 837.2741 | 4140.2181 | 837.2741 | 4140.2181
3427 | 873.2414 | 4357.4244 | 873.2414 | 4357.4244
3428 | 920.1337 | 4537.6703 | 920.1337 | 4537.6703
3429 | 957.4903 | 4657.4888 | 957.4903 | 4657.4888
3430 | 994.5092 | 4777.5238 | 994.5092 | 4777.5238
3431 | 1052.5004 | 4903.8474 | 1052.5004 | 4903.8474
3432 | 1046.8281 | 5013.8918 | 1046.8281 | 5013.8918
3433 | 1019.267 | 5135.4192 | 1019.267 | 5135.4192
3434 | 1023.4818 | 5270.8256 | 1023.4818 | 5270.8256
3435 | 1067.2763 | 5367.6293 | 1067.2763 | 5367.6293
3436 | 1116.5636 | 5396.1444 | 1116.5636 | 5396.1444
3437 | 1129.5866 | 5360.1705 | 1129.5866 | 5360.1705
3438 | 1100.99 | 5210.316 | 1100.99 | 5210.316
3439 | 1051.909 | 5030.443 | 1051.909 | 5030.443
3440 | 1015.3766 | 4859.0011 | 1015.3766 | 4859.0011
3441 | 986.341 | 4671.804 | 986.341 | 4671.804
3442 | 955.1069 | 4498.8232 | 955.1069 | 4498.8232
3443 | 904.3204 | 4257.9863 | 904.3204 | 4257.9863
3444 | 865.165 | 3946.8656 | 865.165 | 3946.8656
3445 | 824.6058 | 3746.8833 | 824.6058 | 3746.8833
3446 | 806.0842 | 3591.0964 | 806.0842 | 3591.0964
3447 | 794.1308 | 3472.1495 | 794.1308 | 3472.1495
3448 | 795.6903 | 3534.0994 | 795.6903 | 3534.0994
3449 | 814.5526 | 3717.7229 | 814.5526 | 3717.7229
3450 | 835.9716 | 3928.0243 | 835.9716 | 3928.0243
3451 | 861.3828 | 4051.8915 | 861.3828 | 4051.8915
3452 | 902.6737 | 4110.484 | 902.6737 | 4110.484
3453 | 941.7699 | 4112.1061 | 941.7699 | 4112.1061
3454 | 977.6776 | 4122.5048 | 977.6776 | 4122.5048
3455 | 1025.7249 | 4174.256 | 1025.7249 | 4174.256
3456 | 1027.4312 | 4279.5264 | 1027.4312 | 4279.5264
3457 | 1000.4154 | 4482.8695 | 1000.4154 | 4482.8695
3458 | 1018.6458 | 4584.3644 | 1018.6458 | 4584.3644
3459 | 1065.1661 | 4671.2909 | 1065.1661 | 4671.2909
3460 | 1122.5622 | 4781.7863 | 1122.5622 | 4781.7863
3461 | 1140.3403 | 4883.7631 | 1140.3403 | 4883.7631
3462 | 1114.936 | 4861.4883 | 1114.936 | 4861.4883
3463 | 1073.1497 | 4715.3622 | 1073.1497 | 4715.3622
3464 | 1040.4708 | 4543.4265 | 1040.4708 | 4543.4265
3465 | 1008.6882 | 4481.8337 | 1008.6882 | 4481.8337
3466 | 981.3933 | 4526.1499 | 981.3933 | 4526.1499
3467 | 916.9533 | 4580.9688 | 916.9533 | 4580.9688
3468 | 866.9106 | 4581.3072 | 866.9106 | 4581.3072
3469 | 822.0735 | 4603.2313 | 822.0735 | 4603.2313
3470 | 805.9331 | 4668.0339 | 805.9331 | 4668.0339
3471 | 794.9585 | 4760.1285 | 794.9585 | 4760.1285
3472 | 797.358 | 4863.3978 | 797.358 | 4863.3978
3473 | 801.4244 | 4997.6356 | 801.4244 | 4997.6356
3474 | 833.4753 | 5211.394 | 833.4753 | 5211.394
3475 | 880.6862 | 5417.0769 | 880.6862 | 5417.0769
3476 | 931.382 | 5493.6128 | 931.382 | 5493.6128
3477 | 958.0644 | 5532.768 | 958.0644 | 5532.768
3478 | 1012.2155 | 5568.0243 | 1012.2155 | 5568.0243
3479 | 1069.6933 | 5581.4192 | 1069.6933 | 5581.4192
3480 | 1056.5124 | 5579.0288 | 1056.5124 | 5579.0288
3481 | 1019.6408 | 5593.5539 | 1019.6408 | 5593.5539
3482 | 1030.3325 | 5540.1423 | 1030.3325 | 5540.1423
3483 | 1085.9739 | 5480.2287 | 1085.9739 | 5480.2287
3484 | 1142.8449 | 5416.3926 | 1142.8449 | 5416.3926
3485 | 1165.4175 | 5390.9542 | 1165.4175 | 5390.9542
3486 | 1133.3244 | 5328.1832 | 1133.3244 | 5328.1832
3487 | 1076.975 | 5200.1652 | 1076.975 | 5200.1652
3488 | 1040.3139 | 5087.8215 | 1040.3139 | 5087.8215
3489 | 1015.3226 | 5008.4499 | 1015.3226 | 5008.4499
3490 | 967.1687 | 4999.7588 | 967.1687 | 4999.7588
3491 | 908.2249 | 4996.6318 | 908.2249 | 4996.6318
3492 | 854.0991 | 4985.7761 | 854.0991 | 4985.7761
3493 | 814.3099 | 4991.5676 | 814.3099 | 4991.5676
3494 | 794.7133 | 5043.036 | 794.7133 | 5043.036
3495 | 785.1655 | 5106.8161 | 785.1655 | 5106.8161
3496 | 785.1192 | 5207.2869 | 785.1192 | 5207.2869
3497 | 802.5209 | 5349.5911 | 802.5209 | 5349.5911
3498 | 843.4986 | 5493.0571 | 843.4986 | 5493.0571
3499 | 910.9931 | 5539.8827 | 910.9931 | 5539.8827
3500 | 975.9187 | 5576.5808 | 975.9187 | 5576.5808
3501 | 1020.8176 | 5608.822 | 1020.8176 | 5608.822
3502 | 1067.1652 | 5675.8497 | 1067.1652 | 5675.8497
3503 | 1129.879 | 5752.623 | 1129.879 | 5752.623
3504 | 1121.3454 | 5826.6158 | 1121.3454 | 5826.6158
3505 | 1065.0388 | 5901.0622 | 1065.0388 | 5901.0622
3506 | 1079.6983 | 5889.7931 | 1079.6983 | 5889.7931
3507 | 1141.295 | 5871.0342 | 1141.295 | 5871.0342
3508 | 1191.8628 | 5858.8884 | 1191.8628 | 5858.8884
3509 | 1210.9228 | 5896.1699 | 1210.9228 | 5896.1699
3510 | 1180.4014 | 5877.846 | 1180.4014 | 5877.846
3511 | 1126.5266 | 5789.6658 | 1126.5266 | 5789.6658
3512 | 1087.7978 | 5721.6046 | 1087.7978 | 5721.6046
3513 | 1057.5575 | 5658.6949 | 1057.5575 | 5658.6949
3514 | 1006.4086 | 5653.1316 | 1006.4086 | 5653.1316
3515 | 931.2505 | 5639.6336 | 931.2505 | 5639.6336
3516 | 878.0064 | 5620.0531 | 878.0064 | 5620.0531
3517 | 836.3593 | 5620.2475 | 836.3593 | 5620.2475
3518 | 816.5293 | 5655.7479 | 816.5293 | 5655.7479
3519 | 801.1446 | 5694.506 | 801.1446 | 5694.506
3520 | 800.6529 | 5758.5959 | 800.6529 | 5758.5959
3521 | 810.7785 | 5894.6446 | 810.7785 | 5894.6446
3522 | 845.6822 | 6073.0098 | 845.6822 | 6073.0098
3523 | 916.2999 | 6156.3808 | 916.2999 | 6156.3808
3524 | 977.1627 | 6206.0839 | 977.1627 | 6206.0839
3525 | 1018.44 | 6207.2121 | 1018.44 | 6207.2121
3526 | 1046.9963 | 6203.289 | 1046.9963 | 6203.289
3527 | 1110.0667 | 6179.1508 | 1110.0667 | 6179.1508
3528 | 1108.7624 | 6121.1192 | 1108.7624 | 6121.1192
3529 | 1056.4588 | 6083.1308 | 1056.4588 | 6083.1308
3530 | 1076.2824 | 6004.3679 | 1076.2824 | 6004.3679
3531 | 1129.1312 | 5971.9456 | 1129.1312 | 5971.9456
3532 | 1184.915 | 5980.2126 | 1184.915 | 5980.2126
3533 | 1201.372 | 6032.8037 | 1201.372 | 6032.8037
3534 | 1175.2436 | 6059.0915 | 1175.2436 | 6059.0915
3535 | 1119.4498 | 6035.9358 | 1119.4498 | 6035.9358
3536 | 1077.9061 | 6011.8279 | 1077.9061 | 6011.8279
3537 | 1039.6261 | 5985.299 | 1039.6261 | 5985.299
3538 | 1000.6913 | 6016.1165 | 1000.6913 | 6016.1165
3539 | 935.9937 | 6123.7781 | 935.9937 | 6123.7781
3540 | 884.3814 | 6296.4726 | 884.3814 | 6296.4726
3541 | 841.584 | 6454.0428 | 841.584 | 6454.0428
3542 | 820.8994 | 6539.0934 | 820.8994 | 6539.0934
3543 | 813.2719 | 6547.0678 | 813.2719 | 6547.0678
3544 | 814.26 | 6625.1503 | 814.26 | 6625.1503
3545 | 830.3595 | 6926.6411 | 830.3595 | 6926.6411
3546 | 863.0156 | 7131.6746 | 863.0156 | 7131.6746
3547 | 925.8632 | 7051.0851 | 925.8632 | 7051.0851
3548 | 1001.7483 | 6936.663 | 1001.7483 | 6936.663
3549 | 1046.7885 | 6880.9976 | 1046.7885 | 6880.9976
3550 | 1071.8925 | 6826.8657 | 1071.8925 | 6826.8657
3551 | 1134.0622 | 6751.531 | 1134.0622 | 6751.531
3552 | 1119.4966 | 6684.4454 | 1119.4966 | 6684.4454
3553 | 1073.4988 | 6672.9607 | 1073.4988 | 6672.9607
3554 | 1082.8278 | 6633.2125 | 1082.8278 | 6633.2125
3555 | 1133.5002 | 6638.488 | 1133.5002 | 6638.488
3556 | 1176.0295 | 6676.0571 | 1176.0295 | 6676.0571
3557 | 1193.6844 | 6733.5868 | 1193.6844 | 6733.5868
3558 | 1174.8017 | 6686.9484 | 1174.8017 | 6686.9484
3559 | 1113.1242 | 6525.6773 | 1113.1242 | 6525.6773
3560 | 1073.8327 | 6373.4959 | 1073.8327 | 6373.4959
3561 | 1036.8742 | 6251.9818 | 1036.8742 | 6251.9818
3562 | 1002.1563 | 6204.7699 | 1002.1563 | 6204.7699
3563 | 941.5178 | 6208.063 | 941.5178 | 6208.063
3564 | 889.7801 | 6213.6692 | 889.7801 | 6213.6692
3565 | 849.3286 | 6239.5442 | 849.3286 | 6239.5442
3566 | 828.7766 | 6303.6883 | 828.7766 | 6303.6883
3567 | 816.1239 | 6337.837 | 816.1239 | 6337.837
3568 | 811.4681 | 6404.3963 | 811.4681 | 6404.3963
3569 | 822.0302 | 6529.9093 | 822.0302 | 6529.9093
3570 | 849.9941 | 6646.8716 | 849.9941 | 6646.8716
3571 | 904.2537 | 6670.4859 | 904.2537 | 6670.4859
3572 | 963.4707 | 6663.3954 | 963.4707 | 6663.3954
3573 | 997.857 | 6597.6883 | 997.857 | 6597.6883
3574 | 1038.0509 | 6483.4705 | 1038.0509 | 6483.4705
3575 | 1105.935 | 6357.7624 | 1105.935 | 6357.7624
3576 | 1095.5599 | 6185.156 | 1095.5599 | 6185.156
3577 | 1060.056 | 6072.7598 | 1060.056 | 6072.7598
3578 | 1077.5009 | 5940.6603 | 1077.5009 | 5940.6603
3579 | 1132.9646 | 5830.7025 | 1132.9646 | 5830.7025
3580 | 1177.2938 | 5683.4046 | 1177.2938 | 5683.4046
3581 | 1181.3573 | 5557.5487 | 1181.3573 | 5557.5487
3582 | 1153.1269 | 5435.3502 | 1153.1269 | 5435.3502
3583 | 1113.663 | 5294.1626 | 1113.663 | 5294.1626
3584 | 1069.3935 | 5158.6077 | 1069.3935 | 5158.6077
3585 | 1028.7429 | 5028.5334 | 1028.7429 | 5028.5334
3586 | 993.3596 | 4964.5303 | 993.3596 | 4964.5303
3587 | 943.2287 | 4936.8751 | 943.2287 | 4936.8751
3588 | 899.8654 | 4954.1693 | 899.8654 | 4954.1693
3589 | 860.6725 | 4999.3047 | 860.6725 | 4999.3047
3590 | 838.471 | 4987.8886 | 838.471 | 4987.8886
3591 | 827.2441 | 4960.9637 | 827.2441 | 4960.9637
3592 | 824.3261 | 4988.6729 | 824.3261 | 4988.6729
3593 | 838.2908 | 5110.5643 | 838.2908 | 5110.5643
3594 | 865.0933 | 5266.706 | 865.0933 | 5266.706
3595 | 902.998 | 5320.9394 | 902.998 | 5320.9394
3596 | 948.6671 | 5339.6941 | 948.6671 | 5339.6941
3597 | 974.1567 | 5335.7191 | 974.1567 | 5335.7191
3598 | 1018.3715 | 5294.9213 | 1018.3715 | 5294.9213
3599 | 1074.199 | 5232.4269 | 1074.199 | 5232.4269
3600 | 1079.8555 | 5170.6091 | 1079.8555 | 5170.6091
3601 | 1043.3719 | 5177.7263 | 1043.3719 | 5177.7263
3602 | 1057.7286 | 5155.5923 | 1057.7286 | 5155.5923
3603 | 1108.2835 | 5136.6688 | 1108.2835 | 5136.6688
3604 | 1152.3358 | 5140.6557 | 1152.3358 | 5140.6557
3605 | 1160.4522 | 5184.8512 | 1160.4522 | 5184.8512
3606 | 1134.76 | 5178.5445 | 1134.76 | 5178.5445
3607 | 1085.8995 | 5147.3225 | 1085.8995 | 5147.3225
3608 | 1058.629 | 5161.2416 | 1058.629 | 5161.2416
3609 | 1019.7145 | 5234.9656 | 1019.7145 | 5234.9656
3610 | 983.473 | 5395.9967 | 983.473 | 5395.9967
3611 | 934.998 | 5538.5575 | 934.998 | 5538.5575
3612 | 889.8457 | 5585.4831 | 889.8457 | 5585.4831
3613 | 852.1554 | 5573.9896 | 852.1554 | 5573.9896
3614 | 833.8713 | 5550.8856 | 833.8713 | 5550.8856
3615 | 818.3717 | 5514.2482 | 818.3717 | 5514.2482
3616 | 808.1962 | 5499.4856 | 808.1962 | 5499.4856
3617 | 817.6313 | 5614.6277 | 817.6313 | 5614.6277
3618 | 841.2499 | 5783.7742 | 841.2499 | 5783.7742
3619 | 879.1447 | 5849.6956 | 879.1447 | 5849.6956
3620 | 919.7706 | 5892.9785 | 919.7706 | 5892.9785
3621 | 951.5125 | 5892.6252 | 951.5125 | 5892.6252
3622 | 992.0349 | 5885.4097 | 992.0349 | 5885.4097
3623 | 1058.3632 | 5861.93 | 1058.3632 | 5861.93
3624 | 1059.5204 | 5806.3677 | 1059.5204 | 5806.3677
3625 | 1028.1695 | 5758.3375 | 1028.1695 | 5758.3375
3626 | 1042.4871 | 5699.1643 | 1042.4871 | 5699.1643
3627 | 1091.1381 | 5731.7665 | 1091.1381 | 5731.7665
3628 | 1145.6972 | 5824.3184 | 1145.6972 | 5824.3184
3629 | 1164.1941 | 5891.7252 | 1164.1941 | 5891.7252
3630 | 1124.6609 | 5886.2416 | 1124.6609 | 5886.2416
3631 | 1078.0506 | 5835.5945 | 1078.0506 | 5835.5945
3632 | 1054.3144 | 5780.8675 | 1054.3144 | 5780.8675
3633 | 1020.2565 | 5713.5131 | 1020.2565 | 5713.5131
3634 | 984.3108 | 5654.9424 | 984.3108 | 5654.9424
3635 | 925.995 | 5585.3093 | 925.995 | 5585.3093
3636 | 883.7043 | 4881.8737 | 883.7043 | 4881.8737
3637 | 854.0342 | 4859.8055 | 854.0342 | 4859.8055
3638 | 828.9944 | 4840.7561 | 828.9944 | 4840.7561
3639 | 823.2504 | 4863.443 | 823.2504 | 4863.443
3640 | 819.237 | 4902.9905 | 819.237 | 4902.9905
3641 | 836.6797 | 4968.5423 | 836.6797 | 4968.5423
3642 | 859.4157 | 5095.0169 | 859.4157 | 5095.0169
3643 | 909.4561 | 5066.8694 | 909.4561 | 5066.8694
3644 | 965.2766 | 5035.7153 | 965.2766 | 5035.7153
3645 | 1007.5256 | 4983.6609 | 1007.5256 | 4983.6609
3646 | 1044.336 | 4929.284 | 1044.336 | 4929.284
3647 | 1112.2317 | 4855.7956 | 1112.2317 | 4855.7956
3648 | 1095.4654 | 4813.1605 | 1095.4654 | 4813.1605
3649 | 1064.6751 | 4802.7003 | 1064.6751 | 4802.7003
3650 | 1085.1647 | 4756.2031 | 1085.1647 | 4756.2031
3651 | 1136.8811 | 4766.1529 | 1136.8811 | 4766.1529
3652 | 1178.4062 | 4767.7965 | 1178.4062 | 4767.7965
3653 | 1200.2591 | 4839.3375 | 1200.2591 | 4839.3375
3654 | 1168.0632 | 4860.5249 | 1168.0632 | 4860.5249
3655 | 1118.8815 | 4830.4137 | 1118.8815 | 4830.4137
3656 | 1085.8752 | 4824.38 | 1085.8752 | 4824.38
3657 | 1050.761 | 4817.74 | 1050.761 | 4817.74
3658 | 1002.7227 | 4911.3699 | 1002.7227 | 4911.3699
3659 | 943.626 | 5042.8736 | 943.626 | 5042.8736
3660 | 887.5395 | 5113.7973 | 887.5395 | 5113.7973
3661 | 847.6609 | 5200.861 | 847.6609 | 5200.861
3662 | 827.9285 | 5229.6204 | 827.9285 | 5229.6204
3663 | 822.0485 | 5266.4029 | 822.0485 | 5266.4029
3664 | 819.4606 | 5331.09 | 819.4606 | 5331.09
3665 | 838.8284 | 5408.9936 | 838.8284 | 5408.9936
3666 | 871.395 | 5541.7167 | 871.395 | 5541.7167
3667 | 932.4947 | 5552.8044 | 932.4947 | 5552.8044
3668 | 1002.6892 | 5581.8109 | 1002.6892 | 5581.8109
3669 | 1043.5145 | 5591.225 | 1043.5145 | 5591.225
3670 | 1084.8055 | 5598.7525 | 1084.8055 | 5598.7525
3671 | 1148.5535 | 5569.0041 | 1148.5535 | 5569.0041
3672 | 1135.396 | 5434.9655 | 1135.396 | 5434.9655
3673 | 1082.8904 | 5305.6373 | 1082.8904 | 5305.6373
3674 | 1105.4294 | 5196.7997 | 1105.4294 | 5196.7997
3675 | 1160.7551 | 5179.2849 | 1160.7551 | 5179.2849
3676 | 1197.4939 | 5147.9418 | 1197.4939 | 5147.9418
3677 | 1218.8229 | 5164.9895 | 1218.8229 | 5164.9895
3678 | 1198.3047 | 5096.2267 | 1198.3047 | 5096.2267
3679 | 1138.9761 | 4922.1077 | 1138.9761 | 4922.1077
3680 | 1099.945 | 4819.0033 | 1099.945 | 4819.0033
3681 | 1062.3378 | 4715.0019 | 1062.3378 | 4715.0019
3682 | 1011.3811 | 4631.7829 | 1011.3811 | 4631.7829
3683 | 948.1198 | 4539.7914 | 948.1198 | 4539.7914
3684 | 893.1141 | 4476.8794 | 893.1141 | 4476.8794
3685 | 855.0726 | 4471.0865 | 855.0726 | 4471.0865
3686 | 835.4004 | 4422.8287 | 835.4004 | 4422.8287
3687 | 827.3243 | 4494.7776 | 827.3243 | 4494.7776
3688 | 827.0945 | 4714.807 | 827.0945 | 4714.807
3689 | 844.6373 | 4974.5003 | 844.6373 | 4974.5003
3690 | 878.6565 | 5113.3266 | 878.6565 | 5113.3266
3691 | 938.9634 | 5004.2384 | 938.9634 | 5004.2384
3692 | 1009.2324 | 4920.3348 | 1009.2324 | 4920.3348
3693 | 1059.6489 | 4847.6456 | 1059.6489 | 4847.6456
3694 | 1090.3723 | 4838.8977 | 1090.3723 | 4838.8977
3695 | 1155.9781 | 4817.287 | 1155.9781 | 4817.287
3696 | 1146.4467 | 4780.1739 | 1146.4467 | 4780.1739
3697 | 1099.1171 | 4772.9107 | 1099.1171 | 4772.9107
3698 | 1123.0478 | 4740.7997 | 1123.0478 | 4740.7997
3699 | 1170.2362 | 4777.6328 | 1170.2362 | 4777.6328
3700 | 1195.4259 | 4818.6569 | 1195.4259 | 4818.6569
3701 | 1214.5724 | 4943.0927 | 1214.5724 | 4943.0927
3702 | 1197.1863 | 5043.7678 | 1197.1863 | 5043.7678
3703 | 1144.4542 | 5088.3487 | 1144.4542 | 5088.3487
3704 | 1103.7591 | 5120.3877 | 1103.7591 | 5120.3877
3705 | 1069.2505 | 5132.6387 | 1069.2505 | 5132.6387
3706 | 1012.7888 | 5150.2686 | 1012.7888 | 5150.2686
3707 | 951.3413 | 5156.801 | 951.3413 | 5156.801
3708 | 897.0635 | 5192.7036 | 897.0635 | 5192.7036
3709 | 855.2559 | 5294.8801 | 855.2559 | 5294.8801
3710 | 833.9657 | 5404.2896 | 833.9657 | 5404.2896
3711 | 852.6939 | 5541.0492 | 852.6939 | 5541.0492
3712 | 852.5562 | 5615.4724 | 852.5562 | 5615.4724
3713 | 869.5344 | 5655.0127 | 869.5344 | 5655.0127
3714 | 904.6339 | 5771.4605 | 904.6339 | 5771.4605
3715 | 963.051 | 5822.2193 | 963.051 | 5822.2193
3716 | 1033.3055 | 5892.9314 | 1033.3055 | 5892.9314
3717 | 1057.8813 | 5883.8904 | 1057.8813 | 5883.8904
3718 | 1090.271 | 5885.1693 | 1090.271 | 5885.1693
3719 | 1147.8017 | 5880.8511 | 1147.8017 | 5880.8511
3720 | 1132.6059 | 5873.2371 | 1132.6059 | 5873.2371
3721 | 1101.5839 | 5898.8152 | 1101.5839 | 5898.8152
3722 | 1111.3474 | 5884.7233 | 1111.3474 | 5884.7233
3723 | 1167.246 | 5911.8203 | 1167.246 | 5911.8203
3724 | 1198.219 | 5903.4371 | 1198.219 | 5903.4371
3725 | 1203.0602 | 5940.1024 | 1203.0602 | 5940.1024
3726 | 1188.459 | 5936.0049 | 1188.459 | 5936.0049
3727 | 1136.2814 | 5896.0122 | 1136.2814 | 5896.0122
3728 | 1084.3055 | 5871.9594 | 1084.3055 | 5871.9594
3729 | 1050.5285 | 5849.4801 | 1050.5285 | 5849.4801
3730 | 1010.9631 | 5849.9627 | 1010.9631 | 5849.9627
3731 | 954.1057 | 5840.0745 | 954.1057 | 5840.0745
3732 | 905.9771 | 5833.9809 | 905.9771 | 5833.9809
3733 | 865.3383 | 5864.6622 | 865.3383 | 5864.6622
3734 | 844.8192 | 5859.2724 | 844.8192 | 5859.2724
3735 | 833.3549 | 5903.1754 | 833.3549 | 5903.1754
3736 | 831.1239 | 5960.3061 | 831.1239 | 5960.3061
3737 | 846.1365 | 6044.6036 | 846.1365 | 6044.6036
3738 | 873.0601 | 6205.082 | 873.0601 | 6205.082
3739 | 922.5085 | 6252.3532 | 922.5085 | 6252.3532
3740 | 984.6501 | 6290.8053 | 984.6501 | 6290.8053
3741 | 1023.3819 | 6267.2327 | 1023.3819 | 6267.2327
3742 | 1063.7447 | 6278.1024 | 1063.7447 | 6278.1024
3743 | 1126.5075 | 6318.832 | 1126.5075 | 6318.832
3744 | 1117.5307 | 6399.7151 | 1117.5307 | 6399.7151
3745 | 1082.2321 | 6524.9797 | 1082.2321 | 6524.9797
3746 | 1100.2917 | 6589.6488 | 1100.2917 | 6589.6488
3747 | 1162.1434 | 6641.4494 | 1162.1434 | 6641.4494
3748 | 1190.0502 | 6598.7718 | 1190.0502 | 6598.7718
3749 | 1205.9182 | 6618.4351 | 1205.9182 | 6618.4351
3750 | 1176.6373 | 6601.4046 | 1176.6373 | 6601.4046
3751 | 1117.435 | 6531.7675 | 1117.435 | 6531.7675
3752 | 1077.1818 | 6483.4471 | 1077.1818 | 6483.4471
3753 | 1044.1015 | 6498.7497 | 1044.1015 | 6498.7497
3754 | 1004.061 | 6696.2802 | 1004.061 | 6696.2802
3755 | 951.2376 | 6988.7935 | 951.2376 | 6988.7935
3756 | 902.1436 | 7151.2659 | 902.1436 | 7151.2659
3757 | 868.4512 | 7260.1269 | 868.4512 | 7260.1269
3758 | 843.671 | 7296.1521 | 843.671 | 7296.1521
3759 | 833.8726 | 7348.9193 | 833.8726 | 7348.9193
3760 | 828.9592 | 7451.2432 | 828.9592 | 7451.2432
3761 | 842.4608 | 7512.1448 | 842.4608 | 7512.1448
3762 | 861.0264 | 7642.9788 | 861.0264 | 7642.9788
3763 | 902.123 | 7689.0876 | 902.123 | 7689.0876
3764 | 944.5462 | 7770.6983 | 944.5462 | 7770.6983
3765 | 983.3652 | 7801.3285 | 983.3652 | 7801.3285
3766 | 1025.3504 | 7783.571 | 1025.3504 | 7783.571
3767 | 1079.4309 | 7747.4287 | 1079.4309 | 7747.4287
3768 | 1066.3922 | 7704.067 | 1066.3922 | 7704.067
3769 | 1048.0658 | 7675.7331 | 1048.0658 | 7675.7331
3770 | 1064.7208 | 7615.1403 | 1064.7208 | 7615.1403
3771 | 1111.5724 | 7616.6618 | 1111.5724 | 7616.6618
3772 | 1159.486 | 7611.7661 | 1159.486 | 7611.7661
3773 | 1169.5895 | 7703.9419 | 1169.5895 | 7703.9419
3774 | 1126.5501 | 7779.3321 | 1126.5501 | 7779.3321
3775 | 1097.2457 | 7783.8059 | 1097.2457 | 7783.8059
3776 | 1057.4592 | 7768.6173 | 1057.4592 | 7768.6173
3777 | 1026.8863 | 7722.0156 | 1026.8863 | 7722.0156
3778 | 992.6853 | 7757.9552 | 992.6853 | 7757.9552
3779 | 943.3322 | 7771.6081 | 943.3322 | 7771.6081
3780 | 892.7569 | 7719.8854 | 892.7569 | 7719.8854
3781 | 854.7998 | 7630.2455 | 854.7998 | 7630.2455
3782 | 833.5333 | 7402.2324 | 833.5333 | 7402.2324
3783 | 828.0237 | 7198.9537 | 828.0237 | 7198.9537
3784 | 824.5659 | 7043.9238 | 824.5659 | 7043.9238
3785 | 835.5154 | 6957.6209 | 835.5154 | 6957.6209
3786 | 856.6024 | 6983.6824 | 856.6024 | 6983.6824
3787 | 902.166 | 6853.0875 | 902.166 | 6853.0875
3788 | 952.0862 | 6761.1915 | 952.0862 | 6761.1915
3789 | 983.8756 | 6601.8943 | 983.8756 | 6601.8943
3790 | 1022.2399 | 6386.7984 | 1022.2399 | 6386.7984
3791 | 1082.0023 | 6241.2336 | 1082.0023 | 6241.2336
3792 | 1078.5445 | 6194.6749 | 1078.5445 | 6194.6749
3793 | 1055.0169 | 6233.1861 | 1055.0169 | 6233.1861
3794 | 1068.401 | 6309.0446 | 1068.401 | 6309.0446
3795 | 1127.8924 | 6509.503 | 1127.8924 | 6509.503
3796 | 1172.1568 | 6781.4334 | 1172.1568 | 6781.4334
3797 | 1182.8165 | 7077.3415 | 1182.8165 | 7077.3415
3798 | 1150.018 | 6930.9802 | 1150.018 | 6930.9802
3799 | 1098.3447 | 6628.9836 | 1098.3447 | 6628.9836
3800 | 1071.6627 | 6535.906 | 1071.6627 | 6535.906
3801 | 1046.0269 | 6565.0136 | 1046.0269 | 6565.0136
3802 | 1003.0828 | 6646.7276 | 1003.0828 | 6646.7276
3803 | 949.5467 | 6693.803 | 949.5467 | 6693.803
3804 | 899.7014 | 6732.3213 | 899.7014 | 6732.3213
3805 | 857.2271 | 6815.0255 | 857.2271 | 6815.0255
3806 | 837.6983 | 6868.7792 | 837.6983 | 6868.7792
3807 | 826.719 | 6938.2577 | 826.719 | 6938.2577
3808 | 825.8425 | 6978.9678 | 825.8425 | 6978.9678
3809 | 840.4945 | 7007.1735 | 840.4945 | 7007.1735
3810 | 867.3237 | 7112.5773 | 867.3237 | 7112.5773
3811 | 918.4451 | 7106.0818 | 918.4451 | 7106.0818
3812 | 979.5166 | 7110.53 | 979.5166 | 7110.53
3813 | 1018.5293 | 7087.9747 | 1018.5293 | 7087.9747
3814 | 1060.5278 | 7087.9457 | 1060.5278 | 7087.9457
3815 | 1116.2349 | 7113.9985 | 1116.2349 | 7113.9985
3816 | 1108.8574 | 7144.893 | 1108.8574 | 7144.893
3817 | 1071.9408 | 7213.6298 | 1071.9408 | 7213.6298
3818 | 1089.099 | 7226.276 | 1089.099 | 7226.276
3819 | 1145.5252 | 7251.3386 | 1145.5252 | 7251.3386
3820 | 1185.7015 | 7246.5883 | 1185.7015 | 7246.5883
3821 | 1193.7859 | 7316.0948 | 1193.7859 | 7316.0948
3822 | 1167.7074 | 7361.114 | 1167.7074 | 7361.114
3823 | 1117.3445 | 7335.3622 | 1117.3445 | 7335.3622
3824 | 1086.4271 | 7271.0571 | 1086.4271 | 7271.0571
3825 | 1047.5349 | 7165.3119 | 1047.5349 | 7165.3119
3826 | 999.4289 | 7159.1101 | 999.4289 | 7159.1101
3827 | 943.3976 | 7153.436 | 943.3976 | 7153.436
3828 | 888.8149 | 7046.6387 | 888.8149 | 7046.6387
3829 | 851.5763 | 6950.8955 | 851.5763 | 6950.8955
3830 | 833.6078 | 6863.6932 | 833.6078 | 6863.6932
3831 | 823.0014 | 6805.4394 | 823.0014 | 6805.4394
3832 | 825.4646 | 6755.4725 | 825.4646 | 6755.4725
3833 | 838.7737 | 6736.8866 | 838.7737 | 6736.8866
3834 | 865.3383 | 6808.5772 | 865.3383 | 6808.5772
3835 | 920.3335 | 6778.5406 | 920.3335 | 6778.5406
3836 | 996.206 | 6764.0979 | 996.206 | 6764.0979
3837 | 1036.9031 | 6708.8465 | 1036.9031 | 6708.8465
3838 | 1073.0303 | 6710.852 | 1073.0303 | 6710.852
3839 | 1130.569 | 6766.4038 | 1130.569 | 6766.4038
3840 | 1120.2828 | 6883.3251 | 1120.2828 | 6883.3251
3841 | 1079.9848 | 6999.2894 | 1079.9848 | 6999.2894
3842 | 1102.2406 | 7024.5781 | 1102.2406 | 7024.5781
3843 | 1157.0581 | 7091.2009 | 1157.0581 | 7091.2009
3844 | 1190.0977 | 7119.2919 | 1190.0977 | 7119.2919
3845 | 1210.8845 | 7126.4581 | 1210.8845 | 7126.4581
3846 | 1186.2049 | 7064.0892 | 1186.2049 | 7064.0892
3847 | 1135.1561 | 6958.7045 | 1135.1561 | 6958.7045
3848 | 1103.5982 | 6866.0628 | 1103.5982 | 6866.0628
3849 | 1063.7562 | 6788.7995 | 1063.7562 | 6788.7995
3850 | 1011.6195 | 6723.8901 | 1011.6195 | 6723.8901
3851 | 945.3902 | 6636.9847 | 945.3902 | 6636.9847
3852 | 894.0378 | 6560.1224 | 894.0378 | 6560.1224
3853 | 851.9694 | 6525.7024 | 851.9694 | 6525.7024
3854 | 826.8123 | 6423.0966 | 826.8123 | 6423.0966
3855 | 818.9876 | 6375.4508 | 818.9876 | 6375.4508
3856 | 817.1008 | 6373.5834 | 817.1008 | 6373.5834
3857 | 830.8129 | 6461.5138 | 830.8129 | 6461.5138
3858 | 868.395 | 6668.0571 | 868.395 | 6668.0571
3859 | 931.5043 | 6802.2271 | 931.5043 | 6802.2271
3860 | 1004.9843 | 6963.1801 | 1004.9843 | 6963.1801
3861 | 1048.6897 | 7039.0034 | 1048.6897 | 7039.0034
3862 | 1076.8255 | 7110.0337 | 1076.8255 | 7110.0337
3863 | 1136.6152 | 7164.5682 | 1136.6152 | 7164.5682
3864 | 1125.9105 | 7187.1798 | 1125.9105 | 7187.1798
3865 | 1087.9769 | 7171.9243 | 1087.9769 | 7171.9243
3866 | 1095.2952 | 7059.8898 | 1095.2952 | 7059.8898
3867 | 1141.3033 | 6986.8644 | 1141.3033 | 6986.8644
3868 | 1180.8614 | 6930.2364 | 1180.8614 | 6930.2364
3869 | 1195.6839 | 6980.852 | 1195.6839 | 6980.852
3870 | 1171.0151 | 7007.9974 | 1171.0151 | 7007.9974
3871 | 1120.3206 | 6980.0658 | 1120.3206 | 6980.0658
3872 | 1088.3406 | 6928.4031 | 1088.3406 | 6928.4031
3873 | 1051.9006 | 6874.245 | 1051.9006 | 6874.245
3874 | 999.0351 | 6850.1693 | 999.0351 | 6850.1693
3875 | 932.0639 | 6794.652 | 932.0639 | 6794.652
3876 | 879.636 | 6739.8777 | 879.636 | 6739.8777
3877 | 840.1563 | 6726.0924 | 840.1563 | 6726.0924
3878 | 817.5754 | 6693.8193 | 817.5754 | 6693.8193
3879 | 803.8623 | 6688.4604 | 803.8623 | 6688.4604
3880 | 805.4098 | 6681.3616 | 805.4098 | 6681.3616
3881 | 819.5571 | 6700.4125 | 819.5571 | 6700.4125
3882 | 850.0527 | 6798.5505 | 850.0527 | 6798.5505
3883 | 908.6491 | 6802.9537 | 908.6491 | 6802.9537
3884 | 981.706 | 6810.8894 | 981.706 | 6810.8894
3885 | 1020.9707 | 6769.4431 | 1020.9707 | 6769.4431
3886 | 1053.8213 | 6764.6187 | 1053.8213 | 6764.6187
3887 | 1114.608 | 6772.6523 | 1114.608 | 6772.6523
3888 | 1106.9057 | 6792.5029 | 1106.9057 | 6792.5029
3889 | 1068.7663 | 6833.7751 | 1068.7663 | 6833.7751
3890 | 1089.8173 | 6832.7616 | 1089.8173 | 6832.7616
3891 | 1138.7868 | 6895.7516 | 1138.7868 | 6895.7516
3892 | 1174.4392 | 6919.3378 | 1174.4392 | 6919.3378
3893 | 1176.4853 | 7007.4447 | 1176.4853 | 7007.4447
3894 | 1148.9766 | 7071.9362 | 1148.9766 | 7071.9362
3895 | 1098.7554 | 7077.8632 | 1098.7554 | 7077.8632
3896 | 1070.7415 | 7077.0609 | 1070.7415 | 7077.0609
3897 | 1035.7556 | 7090.4744 | 1035.7556 | 7090.4744
3898 | 987.1711 | 7187.5919 | 987.1711 | 7187.5919
3899 | 930.8786 | 7279.8605 | 930.8786 | 7279.8605
3900 | 878.5109 | 7322.1569 | 878.5109 | 7322.1569
3901 | 839.9353 | 7368.6776 | 839.9353 | 7368.6776
3902 | 814.5147 | 7382.7601 | 814.5147 | 7382.7601
3903 | 802.7979 | 7453.1105 | 802.7979 | 7453.1105
3904 | 802.1452 | 7550.203 | 802.1452 | 7550.203
3905 | 814.9944 | 7688.9938 | 814.9944 | 7688.9938
3906 | 854.2559 | 7887.5448 | 854.2559 | 7887.5448
3907 | 907.972 | 8006.3113 | 907.972 | 8006.3113
3908 | 966.7375 | 8140.0903 | 966.7375 | 8140.0903
3909 | 1002.802 | 8191.9365 | 1002.802 | 8191.9365
3910 | 1030.9726 | 8177.2307 | 1030.9726 | 8177.2307
3911 | 1092.1239 | 8093.7156 | 1092.1239 | 8093.7156
3912 | 1091.7891 | 8026.3768 | 1091.7891 | 8026.3768
3913 | 1058.3972 | 8053.4081 | 1058.3972 | 8053.4081
3914 | 1073.7125 | 8100.0581 | 1073.7125 | 8100.0581
3915 | 1129.1892 | 8207.224 | 1129.1892 | 8207.224
3916 | 1168.1559 | 8276.4392 | 1168.1559 | 8276.4392
3917 | 1175.45 | 8372.9745 | 1175.45 | 8372.9745
3918 | 1139.4884 | 8411.3092 | 1139.4884 | 8411.3092
3919 | 1089.9543 | 8392.3872 | 1089.9543 | 8392.3872
3920 | 1053.384 | 8375.6002 | 1053.384 | 8375.6002
3921 | 1017.3176 | 8382.3292 | 1017.3176 | 8382.3292
3922 | 982.0586 | 8450.6742 | 982.0586 | 8450.6742
3923 | 934.0119 | 8512.4265 | 934.0119 | 8512.4265
3924 | 885.5245 | 8497.3234 | 885.5245 | 8497.3234
3925 | 849.2076 | 8493.8555 | 849.2076 | 8493.8555
3926 | 823.564 | 8485.2688 | 823.564 | 8485.2688
3927 | 809.3514 | 8505.3401 | 809.3514 | 8505.3401
3928 | 803.5587 | 8535.878 | 803.5587 | 8535.878
3929 | 819.0846 | 8620.1755 | 819.0846 | 8620.1755
3930 | 847.5966 | 8783.1243 | 847.5966 | 8783.1243
3931 | 891.428 | 8715.8869 | 891.428 | 8715.8869
3932 | 935.9089 | 8593.3294 | 935.9089 | 8593.3294
3933 | 959.0857 | 8430.1086 | 959.0857 | 8430.1086
3934 | 997.872 | 8359.747 | 997.872 | 8359.747
3935 | 1050.444 | 8323.0234 | 1050.444 | 8323.0234
3936 | 1052.5136 | 8285.4744 | 1052.5136 | 8285.4744
3937 | 1029.9694 | 8251.7637 | 1029.9694 | 8251.7637
3938 | 1048.1575 | 8118.3679 | 1048.1575 | 8118.3679
3939 | 1105.662 | 8021.8014 | 1105.662 | 8021.8014
3940 | 1147.8043 | 7869.8464 | 1147.8043 | 7869.8464
3941 | 1132.264 | 7738.6723 | 1132.264 | 7738.6723
3942 | 1089.3852 | 7582.1389 | 1089.3852 | 7582.1389
3943 | 1050.4229 | 7402.934 | 1050.4229 | 7402.934
3944 | 1025.0831 | 7222.8123 | 1025.0831 | 7222.8123
3945 | 1008.9076 | 7058.6503 | 1008.9076 | 7058.6503
3946 | 967.5922 | 6935.3242 | 967.5922 | 6935.3242
3947 | 925.4021 | 6810.782 | 925.4021 | 6810.782
3948 | 878.3887 | 6725.4915 | 878.3887 | 6725.4915
3949 | 839.8838 | 6738.1536 | 839.8838 | 6738.1536
3950 | 820.0457 | 6740.0297 | 820.0457 | 6740.0297
3951 | 807.8832 | 6748.1851 | 807.8832 | 6748.1851
3952 | 808.166 | 6756.3444 | 808.166 | 6756.3444
3953 | 815.1941 | 6812.7413 | 815.1941 | 6812.7413
3954 | 837.0679 | 6971.4759 | 837.0679 | 6971.4759
3955 | 886.4878 | 7034.8772 | 886.4878 | 7034.8772
3956 | 930.1838 | 7110.2394 | 930.1838 | 7110.2394
3957 | 964.1591 | 7107.5923 | 964.1591 | 7107.5923
3958 | 1002.1304 | 7101.6054 | 1002.1304 | 7101.6054
3959 | 1067.1195 | 7077.3789 | 1067.1195 | 7077.3789
3960 | 1061.501 | 7032.7094 | 1061.501 | 7032.7094
3961 | 1036.3527 | 7019.9242 | 1036.3527 | 7019.9242
3962 | 1058.6227 | 6982.5819 | 1058.6227 | 6982.5819
3963 | 1121.9249 | 6975.3845 | 1121.9249 | 6975.3845
3964 | 1150.0971 | 6925.877 | 1150.0971 | 6925.877
3965 | 1164.0178 | 6935.6589 | 1164.0178 | 6935.6589
3966 | 1129.5477 | 6898.2842 | 1129.5477 | 6898.2842
3967 | 1086.575 | 6791.301 | 1086.575 | 6791.301
3968 | 1051.9116 | 6652.013 | 1051.9116 | 6652.013
3969 | 1022.7157 | 6569.373 | 1022.7157 | 6569.373
3970 | 984.9268 | 6596.8844 | 984.9268 | 6596.8844
3971 | 934.0392 | 6617.3671 | 934.0392 | 6617.3671
3972 | 887.7713 | 6591.6559 | 887.7713 | 6591.6559
3973 | 848.0921 | 6574.819 | 848.0921 | 6574.819
3974 | 824.6177 | 6550.6836 | 824.6177 | 6550.6836
3975 | 811.4387 | 6541.837 | 811.4387 | 6541.837
3976 | 809.9223 | 6529.2163 | 809.9223 | 6529.2163
3977 | 821.3229 | 6544.053 | 821.3229 | 6544.053
3978 | 848.3742 | 6646.5505 | 848.3742 | 6646.5505
3979 | 898.5607 | 6627.1219 | 898.5607 | 6627.1219
3980 | 955.8289 | 6564.5797 | 955.8289 | 6564.5797
3981 | 991.2246 | 6402.6668 | 991.2246 | 6402.6668
3982 | 1025.5205 | 6281.7353 | 1025.5205 | 6281.7353
3983 | 1088.1908 | 6166.2508 | 1088.1908 | 6166.2508
3984 | 1080.0652 | 6077.696 | 1080.0652 | 6077.696
3985 | 1045.9864 | 6026.5475 | 1045.9864 | 6026.5475
3986 | 1053.0195 | 5954.3294 | 1053.0195 | 5954.3294
3987 | 1117.0828 | 5948.8758 | 1117.0828 | 5948.8758
3988 | 1161.3801 | 5892.1025 | 1161.3801 | 5892.1025
3989 | 1175.323 | 5917.2878 | 1175.323 | 5917.2878
3990 | 1140.5292 | 5925.1063 | 1140.5292 | 5925.1063
3991 | 1092.9624 | 5849.8019 | 1092.9624 | 5849.8019
3992 | 1060.6499 | 5777.5044 | 1060.6499 | 5777.5044
3993 | 1037.0641 | 5728.5776 | 1037.0641 | 5728.5776
3994 | 990.0542 | 5766.261 | 990.0542 | 5766.261
3995 | 939.4528 | 5846.9043 | 939.4528 | 5846.9043
3996 | 884.727 | 5943.1128 | 884.727 | 5943.1128
3997 | 851.5401 | 6114.6048 | 851.5401 | 6114.6048
3998 | 824.1806 | 6284.4656 | 824.1806 | 6284.4656
3999 | 814.8467 | 6498.6783 | 814.8467 | 6498.6783
4000 | 813.7662 | 6733.2393 | 813.7662 | 6733.2393
4001 | 825.826 | 7026.5004 | 825.826 | 7026.5004
4002 | 859.2013 | 7443.8966 | 859.2013 | 7443.8966
4003 | 917.9003 | 7778.166 | 917.9003 | 7778.166
4004 | 992.075 | 8108.2662 | 992.075 | 8108.2662
4005 | 1032.6744 | 8213.0073 | 1032.6744 | 8213.0073
4006 | 1052.4439 | 8101.2307 | 1052.4439 | 8101.2307
4007 | 1112.2644 | 7908.293 | 1112.2644 | 7908.293
4008 | 1101.1586 | 7805.7879 | 1101.1586 | 7805.7879
4009 | 1062.4433 | 7871.4731 | 1062.4433 | 7871.4731
4010 | 1067.1317 | 7939.1938 | 1067.1317 | 7939.1938
4011 | 1130.9398 | 8054.2067 | 1130.9398 | 8054.2067
4012 | 1163.9397 | 7979.269 | 1163.9397 | 7979.269
4013 | 1168.9412 | 7818.8865 | 1168.9412 | 7818.8865
4014 | 1141.527 | 7606.6972 | 1141.527 | 7606.6972
4015 | 1082.7641 | 7322.5745 | 1082.7641 | 7322.5745
4016 | 1059.6884 | 7179.9442 | 1059.6884 | 7179.9442
4017 | 1046.5679 | 7092.9448 | 1046.5679 | 7092.9448
4018 | 1002.3416 | 7118.2764 | 1002.3416 | 7118.2764
4019 | 942.6476 | 7213.0153 | 942.6476 | 7213.0153
4020 | 890.9464 | 7244.9944 | 890.9464 | 7244.9944
4021 | 851.9809 | 7318.9797 | 851.9809 | 7318.9797
4022 | 829.5061 | 7447.1349 | 829.5061 | 7447.1349
4023 | 819.9071 | 7638.9691 | 819.9071 | 7638.9691
4024 | 819.3788 | 7765.1246 | 819.3788 | 7765.1246
4025 | 833.2071 | 7835.9078 | 833.2071 | 7835.9078
4026 | 867.7211 | 7984.1796 | 867.7211 | 7984.1796
4027 | 921.3498 | 7965.4777 | 921.3498 | 7965.4777
4028 | 993.5365 | 7980.8245 | 993.5365 | 7980.8245
4029 | 1025.8785 | 7931.0952 | 1025.8785 | 7931.0952
4030 | 1061.5262 | 7912.0299 | 1061.5262 | 7912.0299
4031 | 1125.0516 | 7889.5473 | 1125.0516 | 7889.5473
4032 | 1116.1098 | 7851.9982 | 1116.1098 | 7851.9982
4033 | 1064.9539 | 7798.5247 | 1064.9539 | 7798.5247
4034 | 1088.5842 | 7733.1365 | 1088.5842 | 7733.1365
4035 | 1148.625 | 7831.7287 | 1148.625 | 7831.7287
4036 | 1192.3003 | 7879.1466 | 1192.3003 | 7879.1466
4037 | 1188.9886 | 7823.2459 | 1188.9886 | 7823.2459
4038 | 1151.934 | 7663.6609 | 1151.934 | 7663.6609
4039 | 1107.6042 | 7535.3164 | 1107.6042 | 7535.3164
4040 | 1082.978 | 7361.5886 | 1082.978 | 7361.5886
4041 | 1059.0142 | 7246.9792 | 1059.0142 | 7246.9792
4042 | 1012.8233 | 7182.6512 | 1012.8233 | 7182.6512
4043 | 947.7095 | 7057.5277 | 947.7095 | 7057.5277
4044 | 897.8485 | 6947.9695 | 897.8485 | 6947.9695
4045 | 855.9893 | 6901.0523 | 855.9893 | 6901.0523
4046 | 830.0574 | 6841.6052 | 830.0574 | 6841.6052
4047 | 814.9302 | 6838.1353 | 814.9302 | 6838.1353
4048 | 813.7604 | 6868.528 | 813.7604 | 6868.528
4049 | 829.513 | 6943.6706 | 829.513 | 6943.6706
4050 | 861.9554 | 7115.4836 | 861.9554 | 7115.4836
4051 | 915.2444 | 7175.1067 | 915.2444 | 7175.1067
4052 | 993.6946 | 7215.4478 | 993.6946 | 7215.4478
4053 | 1026.716 | 7180.3953 | 1026.716 | 7180.3953
4054 | 1047.2461 | 7150.5767 | 1047.2461 | 7150.5767
4055 | 1107.3601 | 7106.1514 | 1107.3601 | 7106.1514
4056 | 1108.941 | 7057.849 | 1108.941 | 7057.849
4057 | 1058.7773 | 7036.9262 | 1058.7773 | 7036.9262
4058 | 1066.7456 | 6976.0427 | 1066.7456 | 6976.0427
4059 | 1120.0841 | 6976.547 | 1120.0841 | 6976.547
4060 | 1154.9223 | 6963.5137 | 1154.9223 | 6963.5137
4061 | 1153.789 | 7012.9667 | 1153.789 | 7012.9667
4062 | 1127.5524 | 7035.6073 | 1127.5524 | 7035.6073
4063 | 1078.47 | 7011.8899 | 1078.47 | 7011.8899
4064 | 1045.6304 | 6993.7951 | 1045.6304 | 6993.7951
4065 | 1023.0402 | 6967.8281 | 1023.0402 | 6967.8281
4066 | 985.8243 | 6935.4695 | 985.8243 | 6935.4695
4067 | 934.7649 | 6864.8394 | 934.7649 | 6864.8394
4068 | 879.2043 | 6808.9026 | 879.2043 | 6808.9026
4069 | 841.7 | 6816.0427 | 841.7 | 6816.0427
4070 | 814.5607 | 6811.2343 | 814.5607 | 6811.2343
4071 | 802.7567 | 6834.9384 | 802.7567 | 6834.9384
4072 | 796.9848 | 6864.0232 | 796.9848 | 6864.0232
4073 | 806.736 | 6923.1811 | 806.736 | 6923.1811
4074 | 838.0174 | 7065.2044 | 838.0174 | 7065.2044
4075 | 881.9346 | 7102.8848 | 881.9346 | 7102.8848
4076 | 949.409 | 7129.1304 | 949.409 | 7129.1304
4077 | 979.1839 | 7082.0167 | 979.1839 | 7082.0167
4078 | 1012.7152 | 7049.7277 | 1012.7152 | 7049.7277
4079 | 1060.9173 | 7039.161 | 1060.9173 | 7039.161
4080 | 1061.88 | 7033.1454 | 1061.88 | 7033.1454
4081 | 1027.7826 | 7036.1996 | 1027.7826 | 7036.1996
4082 | 1046.0804 | 6985.4882 | 1046.0804 | 6985.4882
4083 | 1102.9729 | 6992.0957 | 1102.9729 | 6992.0957
4084 | 1141.353 | 7006.5271 | 1141.353 | 7006.5271
4085 | 1146.453 | 7095.7965 | 1146.453 | 7095.7965
4086 | 1104.0516 | 7148.8081 | 1104.0516 | 7148.8081
4087 | 1060.5538 | 7135.6988 | 1060.5538 | 7135.6988
4088 | 1027.2863 | 7112.0819 | 1027.2863 | 7112.0819
4089 | 1007.4086 | 7072.4553 | 1007.4086 | 7072.4553
4090 | 978.058 | 7071.0489 | 978.058 | 7071.0489
4091 | 929.1392 | 7076.2734 | 929.1392 | 7076.2734
4092 | 882.561 | 7035.4494 | 882.561 | 7035.4494
4093 | 843.947 | 6971.2397 | 843.947 | 6971.2397
4094 | 818.3067 | 6888.6874 | 818.3067 | 6888.6874
4095 | 809.3914 | 6872.5751 | 809.3914 | 6872.5751
4096 | 804.0158 | 6890.9066 | 804.0158 | 6890.9066
4097 | 817.2945 | 6962.8523 | 817.2945 | 6962.8523
4098 | 839.1239 | 7117.3727 | 839.1239 | 7117.3727
4099 | 875.9095 | 7170.8925 | 875.9095 | 7170.8925
4100 | 914.0634 | 7221.8417 | 914.0634 | 7221.8417
4101 | 936.6946 | 7194.3456 | 936.6946 | 7194.3456
4102 | 970.8886 | 7185.7431 | 970.8886 | 7185.7431
4103 | 1020.382 | 7182.0061 | 1020.382 | 7182.0061
4104 | 1033.2675 | 7174.2467 | 1033.2675 | 7174.2467
4105 | 1015.228 | 7180.7885 | 1015.228 | 7180.7885
4106 | 1031.9 | 7146.0618 | 1031.9 | 7146.0618
4107 | 1084.4638 | 7153.9772 | 1084.4638 | 7153.9772
4108 | 1118.2309 | 7122.7795 | 1118.2309 | 7122.7795
4109 | 1105.7406 | 7140.9897 | 1105.7406 | 7140.9897
4110 | 1085.3016 | 7116.6934 | 1085.3016 | 7116.6934
4111 | 1049.3436 | 7045.7485 | 1049.3436 | 7045.7485
4112 | 1033.0162 | 6983.1871 | 1033.0162 | 6983.1871
4113 | 1000.9467 | 6925.5413 | 1000.9467 | 6925.5413
4114 | 972.7419 | 6879.3777 | 972.7419 | 6879.3777
4115 | 927.8883 | 6800.174 | 927.8883 | 6800.174
4116 | 887.0745 | 6732.4666 | 887.0745 | 6732.4666
4117 | 850.1105 | 6712.7234 | 850.1105 | 6712.7234
4118 | 830.0675 | 6680.5956 | 830.0675 | 6680.5956
4119 | 816.8915 | 6686.7166 | 816.8915 | 6686.7166
4120 | 809.0272 | 6693.1322 | 809.0272 | 6693.1322
4121 | 813.0334 | 6724.2442 | 813.0334 | 6724.2442
4122 | 832.3704 | 6855.6595 | 832.3704 | 6855.6595
4123 | 863.8964 | 6904.6745 | 863.8964 | 6904.6745
4124 | 904.3509 | 6936.0061 | 904.3509 | 6936.0061
4125 | 931.8347 | 6885.1142 | 931.8347 | 6885.1142
4126 | 968.2003 | 6855.7315 | 968.2003 | 6855.7315
4127 | 1019.2061 | 6836.8818 | 1019.2061 | 6836.8818
4128 | 1025.5985 | 6836.9695 | 1025.5985 | 6836.9695
4129 | 1005.5096 | 6924.452 | 1005.5096 | 6924.452
4130 | 1016.6521 | 6995.079 | 1016.6521 | 6995.079
4131 | 1069.0139 | 7032.6388 | 1069.0139 | 7032.6388
4132 | 1105.551 | 6965.6934 | 1105.551 | 6965.6934
4133 | 1116.1733 | 6921.2726 | 1116.1733 | 6921.2726
4134 | 1083.6592 | 6894.3607 | 1083.6592 | 6894.3607
4135 | 1051.6015 | 6864.54 | 1051.6015 | 6864.54
4136 | 1028.8037 | 6854.5828 | 1028.8037 | 6854.5828
4137 | 1009.386 | 6816.5547 | 1009.386 | 6816.5547
4138 | 981.7422 | 6742.6358 | 981.7422 | 6742.6358
4139 | 937.2181 | 6624.1969 | 937.2181 | 6624.1969
4140 | 894.9205 | 6528.2983 | 894.9205 | 6528.2983
4141 | 859.5718 | 6559.1249 | 859.5718 | 6559.1249
4142 | 834.8192 | 6697.1616 | 834.8192 | 6697.1616
4143 | 826.4413 | 6970.5178 | 826.4413 | 6970.5178
4144 | 816.7601 | 7217.1399 | 816.7601 | 7217.1399
4145 | 820.0334 | 7451.8389 | 820.0334 | 7451.8389
4146 | 836.775 | 7739.6136 | 836.775 | 7739.6136
4147 | 867.458 | 7853.2941 | 867.458 | 7853.2941
4148 | 913.2772 | 7900.0291 | 913.2772 | 7900.0291
4149 | 946.1456 | 7863.9595 | 946.1456 | 7863.9595
4150 | 981.7422 | 7853.3225 | 981.7422 | 7853.3225
4151 | 1047.8841 | 7887.8035 | 1047.8841 | 7887.8035
4152 | 1039.2744 | 7962.438 | 1039.2744 | 7962.438
4153 | 1011.1095 | 8076.3679 | 1011.1095 | 8076.3679
4154 | 1028.5403 | 8120.5476 | 1028.5403 | 8120.5476
4155 | 1090.0992 | 8239.6293 | 1090.0992 | 8239.6293
4156 | 1126.2697 | 8295.1849 | 1126.2697 | 8295.1849
4157 | 1134.7612 | 8260.2096 | 1134.7612 | 8260.2096
4158 | 1105.4602 | 8130.7049 | 1105.4602 | 8130.7049
4159 | 1062.9499 | 7787.7294 | 1062.9499 | 7787.7294
4160 | 1030.3623 | 7564.5944 | 1030.3623 | 7564.5944
4161 | 1009.4937 | 7404.2106 | 1009.4937 | 7404.2106
4162 | 984.144 | 7250.0776 | 984.144 | 7250.0776
4163 | 948.082 | 7053.4589 | 948.082 | 7053.4589
4164 | 902.2403 | 6874.0039 | 902.2403 | 6874.0039
4165 | 869.2399 | 6772.5934 | 869.2399 | 6772.5934
4166 | 843.8763 | 6680.4503 | 843.8763 | 6680.4503
4167 | 827.1617 | 6651.1143 | 827.1617 | 6651.1143
4168 | 819.0725 | 6602.8913 | 819.0725 | 6602.8913
4169 | 825.1894 | 6547.8312 | 825.1894 | 6547.8312
4170 | 854.5551 | 6599.0323 | 854.5551 | 6599.0323
4171 | 892.2335 | 6588.6133 | 892.2335 | 6588.6133
4172 | 940.3411 | 6609.1915 | 940.3411 | 6609.1915
4173 | 977.0148 | 6588.9613 | 977.0148 | 6588.9613
4174 | 1009.9351 | 6572.3663 | 1009.9351 | 6572.3663
4175 | 1064.8808 | 6527.5051 | 1064.8808 | 6527.5051
4176 | 1080.9279 | 6452.61 | 1080.9279 | 6452.61
4177 | 1046.2411 | 6398.9911 | 1046.2411 | 6398.9911
4178 | 1051.2103 | 6307.5914 | 1051.2103 | 6307.5914
4179 | 1107.0666 | 6257.0899 | 1107.0666 | 6257.0899
4180 | 1145.3779 | 6199.5901 | 1145.3779 | 6199.5901
4181 | 1143.683 | 6200.6531 | 1143.683 | 6200.6531
4182 | 1127.4492 | 6154.8501 | 1127.4492 | 6154.8501
4183 | 1080.3209 | 6034.9338 | 1080.3209 | 6034.9338
4184 | 1038.5463 | 5933.2826 | 1038.5463 | 5933.2826
4185 | 1012.2669 | 5833.2047 | 1012.2669 | 5833.2047
4186 | 994.4969 | 5749.8403 | 994.4969 | 5749.8403
4187 | 953.758 | 5627.042 | 953.758 | 5627.042
4188 | 915.6385 | 5501.0631 | 915.6385 | 5501.0631
4189 | 877.4776 | 5439.905 | 877.4776 | 5439.905
4190 | 846.4107 | 5357.6433 | 846.4107 | 5357.6433
4191 | 827.777 | 5291.3972 | 827.777 | 5291.3972
4192 | 818.0877 | 5224.4284 | 818.0877 | 5224.4284
4193 | 826.1265 | 5190.7297 | 826.1265 | 5190.7297
4194 | 855.3805 | 5249.0513 | 855.3805 | 5249.0513
4195 | 886.0171 | 5221.6304 | 886.0171 | 5221.6304
4196 | 931.4599 | 5231.1646 | 931.4599 | 5231.1646
4197 | 970.7021 | 5260.4869 | 970.7021 | 5260.4869
4198 | 1001.7451 | 5323.9609 | 1001.7451 | 5323.9609
4199 | 1046.8223 | 5353.3559 | 1046.8223 | 5353.3559
4200 | 1061.072 | 5343.998 | 1061.072 | 5343.998
4201 | 1032.9076 | 5410.5551 | 1032.9076 | 5410.5551
4202 | 1039.5755 | 5522.1611 | 1039.5755 | 5522.1611
4203 | 1094.283 | 5730.0306 | 1094.283 | 5730.0306
4204 | 1131.5293 | 5854.7564 | 1131.5293 | 5854.7564
4205 | 1128.3258 | 5950.5651 | 1128.3258 | 5950.5651
4206 | 1101.8242 | 5934.4065 | 1101.8242 | 5934.4065
4207 | 1063.9058 | 5903.1327 | 1063.9058 | 5903.1327
4208 | 1025.5112 | 5946.361 | 1025.5112 | 5946.361
4209 | 1000.6789 | 6012.8147 | 1000.6789 | 6012.8147
4210 | 967.4405 | 6091.4771 | 967.4405 | 6091.4771
4211 | 943.5254 | 6087.8374 | 943.5254 | 6087.8374
4212 | 914.4927 | 6040.3289 | 914.4927 | 6040.3289
4213 | 889.5908 | 6031.775 | 889.5908 | 6031.775
4214 | 863.4999 | 6003.8613 | 863.4999 | 6003.8613
4215 | 838.5726 | 6014.7777 | 838.5726 | 6014.7777
4216 | 825.8244 | 6031.2201 | 825.8244 | 6031.2201
4217 | 826.1418 | 6078.1715 | 826.1418 | 6078.1715
4218 | 847.4112 | 6209.1508 | 847.4112 | 6209.1508
4219 | 875.8837 | 6218.9307 | 875.8837 | 6218.9307
4220 | 903.175 | 6215.2412 | 903.175 | 6215.2412
4221 | 920.3043 | 6156.0664 | 920.3043 | 6156.0664
4222 | 948.6691 | 6118.982 | 948.6691 | 6118.982
4223 | 986.9301 | 6042.1513 | 986.9301 | 6042.1513
4224 | 991.7303 | 6002.2772 | 991.7303 | 6002.2772
4225 | 976.3438 | 6024.0771 | 976.3438 | 6024.0771
4226 | 992.0042 | 6034.8342 | 992.0042 | 6034.8342
4227 | 1033.7729 | 6141.1282 | 1033.7729 | 6141.1282
4228 | 1065.9595 | 6277.1886 | 1065.9595 | 6277.1886
4229 | 1060.5611 | 6374.3051 | 1060.5611 | 6374.3051
4230 | 1032.1274 | 6309.6111 | 1032.1274 | 6309.6111
4231 | 1007.9944 | 6188.9683 | 1007.9944 | 6188.9683
4232 | 980.9573 | 6167.6765 | 980.9573 | 6167.6765
4233 | 963.7144 | 6130.8109 | 963.7144 | 6130.8109
4234 | 938.9513 | 6082.1769 | 938.9513 | 6082.1769
4235 | 921.3019 | 5992.0745 | 921.3019 | 5992.0745
4236 | 899.9628 | 5898.7916 | 899.9628 | 5898.7916
4237 | 877.7768 | 5869.3123 | 877.7768 | 5869.3123
4238 | 853.546 | 5804.4885 | 853.546 | 5804.4885
4239 | 830.8142 | 5740.5674 | 830.8142 | 5740.5674
4240 | 821.43 | 5683.916 | 821.43 | 5683.916
4241 | 823.2666 | 5662.2785 | 823.2666 | 5662.2785
4242 | 840.3422 | 5730.6269 | 840.3422 | 5730.6269
4243 | 862.9095 | 5745.9287 | 862.9095 | 5745.9287
4244 | 891.9101 | 5795.57 | 891.9101 | 5795.57
4245 | 917.4935 | 5769.6725 | 917.4935 | 5769.6725
4246 | 956.4954 | 5752.7869 | 956.4954 | 5752.7869
4247 | 1012.6353 | 5743.528 | 1012.6353 | 5743.528
4248 | 1036.0913 | 5729.2294 | 1036.0913 | 5729.2294
4249 | 1026.5183 | 5741.5838 | 1026.5183 | 5741.5838
4250 | 1045.5568 | 5713.687 | 1045.5568 | 5713.687
4251 | 1095.1596 | 5712.3021 | 1095.1596 | 5712.3021
4252 | 1133.7908 | 5701.1579 | 1133.7908 | 5701.1579
4253 | 1143.7049 | 5733.3184 | 1143.7049 | 5733.3184
4254 | 1101.1644 | 5608.1732 | 1101.1644 | 5608.1732
4255 | 1054.4533 | 5421.4118 | 1054.4533 | 5421.4118
4256 | 1016.3636 | 5270.7892 | 1016.3636 | 5270.7892
4257 | 985.8733 | 5190.3289 | 985.8733 | 5190.3289
4258 | 965.1802 | 5255.913 | 965.1802 | 5255.913
4259 | 943.9464 | 5347.8909 | 943.9464 | 5347.8909
4260 | 921.6788 | 5360.543 | 921.6788 | 5360.543
4261 | 898.2053 | 5361.144 | 898.2053 | 5361.144
4262 | 871.5593 | 5310.2705 | 871.5593 | 5310.2705
4263 | 842.6776 | 5300.6974 | 842.6776 | 5300.6974
4264 | 826.8328 | 5342.7152 | 826.8328 | 5342.7152
4265 | 826.285 | 5395.4793 | 826.285 | 5395.4793
4266 | 841.1656 | 5688.4854 | 841.1656 | 5688.4854
4267 | 868.0109 | 5821.2021 | 868.0109 | 5821.2021
4268 | 893.9689 | 5871.2794 | 893.9689 | 5871.2794
4269 | 920.715 | 5959.4545 | 920.715 | 5959.4545
4270 | 959.4653 | 6071.0278 | 959.4653 | 6071.0278
4271 | 1020.3912 | 6154.0443 | 1020.3912 | 6154.0443
4272 | 1039.4442 | 6232.6023 | 1039.4442 | 6232.6023
4273 | 1031.2595 | 6362.8076 | 1031.2595 | 6362.8076
4274 | 1041.3857 | 6469.3276 | 1041.3857 | 6469.3276
4275 | 1096.2945 | 6630.8414 | 1096.2945 | 6630.8414
4276 | 1132.9005 | 6764.2861 | 1132.9005 | 6764.2861
4277 | 1130.3344 | 6936.6761 | 1130.3344 | 6936.6761
4278 | 1100.9811 | 7060.1656 | 1100.9811 | 7060.1656
4279 | 1056.9374 | 7117.5343 | 1056.9374 | 7117.5343
4280 | 1022.6405 | 7152.0437 | 1022.6405 | 7152.0437
4281 | 986.9611 | 7147.0022 | 986.9611 | 7147.0022
4282 | 961.7546 | 7205.9017 | 961.7546 | 7205.9017
4283 | 936.3617 | 7309.5048 | 936.3617 | 7309.5048
4284 | 918.1083 | 7282.1952 | 918.1083 | 7282.1952
4285 | 889.5102 | 7209.4118 | 889.5102 | 7209.4118
4286 | 861.1181 | 7089.3681 | 861.1181 | 7089.3681
4287 | 842.6601 | 7038.0895 | 842.6601 | 7038.0895
4288 | 828.7018 | 7028.5204 | 828.7018 | 7028.5204
4289 | 826.9294 | 7061.9574 | 826.9294 | 7061.9574
4290 | 839.7647 | 7168.669 | 839.7647 | 7168.669
4291 | 867.2804 | 7088.9346 | 867.2804 | 7088.9346
4292 | 891.6189 | 6940.9468 | 891.6189 | 6940.9468
4293 | 908.961 | 6821.0301 | 908.961 | 6821.0301
4294 | 946.9385 | 6760.5499 | 946.9385 | 6760.5499
4295 | 1000.3928 | 6671.0768 | 1000.3928 | 6671.0768
4296 | 1028.1091 | 6561.3059 | 1028.1091 | 6561.3059
4297 | 1020.1969 | 6494.0275 | 1020.1969 | 6494.0275
4298 | 1039.7285 | 6404.2262 | 1039.7285 | 6404.2262
4299 | 1093.1598 | 6373.633 | 1093.1598 | 6373.633
4300 | 1122.7274 | 6335.6054 | 1122.7274 | 6335.6054
4301 | 1140.9969 | 6358.4657 | 1140.9969 | 6358.4657
4302 | 1106.2487 | 6365.2669 | 1106.2487 | 6365.2669
4303 | 1060.1021 | 6350.2685 | 1060.1021 | 6350.2685
4304 | 1027.7214 | 6328.3954 | 1027.7214 | 6328.3954
4305 | 1002.7535 | 6259.4151 | 1002.7535 | 6259.4151
4306 | 978.9193 | 6135.2171 | 978.9193 | 6135.2171
4307 | 953.5575 | 5971.0037 | 953.5575 | 5971.0037
4308 | 928.6035 | 5826.2792 | 928.6035 | 5826.2792
4309 | 900.4259 | 5807.8438 | 900.4259 | 5807.8438
4310 | 876.4302 | 5857.6739 | 876.4302 | 5857.6739
4311 | 857.6441 | 6028.4374 | 857.6441 | 6028.4374
4312 | 847.7431 | 6243.0901 | 847.7431 | 6243.0901
4313 | 849.6625 | 6466.7451 | 849.6625 | 6466.7451
4314 | 861.7748 | 6683.7512 | 861.7748 | 6683.7512
4315 | 889.2673 | 6752.3839 | 889.2673 | 6752.3839
4316 | 921.2519 | 6755.6696 | 921.2519 | 6755.6696
4317 | 941.4819 | 6766.6821 | 941.4819 | 6766.6821
4318 | 984.26 | 6781.1847 | 984.26 | 6781.1847
4319 | 1035.9155 | 6803.7499 | 1035.9155 | 6803.7499
4320 | 1060.4222 | 6827.9599 | 1060.4222 | 6827.9599
4321 | 1052.5654 | 6872.429 | 1052.5654 | 6872.429
4322 | 1057.656 | 6889.4347 | 1057.656 | 6889.4347
4323 | 1104.7581 | 6994.1302 | 1104.7581 | 6994.1302
4324 | 1151.4146 | 7110.137 | 1151.4146 | 7110.137
4325 | 1158.2717 | 7250.4122 | 1158.2717 | 7250.4122
4326 | 1128.0781 | 7269.42 | 1128.0781 | 7269.42
4327 | 1083.5264 | 7109.3966 | 1083.5264 | 7109.3966
4328 | 1039.1862 | 6973.3056 | 1039.1862 | 6973.3056
4329 | 1002.4181 | 6859.5681 | 1002.4181 | 6859.5681
4330 | 985.9627 | 6780.2726 | 985.9627 | 6780.2726
4331 | 955.0724 | 6682.3231 | 955.0724 | 6682.3231
4332 | 931.2355 | 6576.5431 | 931.2355 | 6576.5431
4333 | 905.7276 | 6504.0504 | 905.7276 | 6504.0504
4334 | 881.1035 | 6422.5153 | 881.1035 | 6422.5153
4335 | 864.8219 | 6400.1544 | 864.8219 | 6400.1544
4336 | 849.2752 | 6394.7995 | 849.2752 | 6394.7995
4337 | 854.0733 | 6413.1237 | 854.0733 | 6413.1237
4338 | 872.0453 | 6507.4835 | 872.0453 | 6507.4835
4339 | 900.6686 | 6499.9708 | 900.6686 | 6499.9708
4340 | 937.6555 | 6495.1189 | 937.6555 | 6495.1189
4341 | 963.0408 | 6414.292 | 963.0408 | 6414.292
4342 | 995.1552 | 6331.4332 | 995.1552 | 6331.4332
4343 | 1048.679 | 6219.0003 | 1048.679 | 6219.0003
4344 | 1069.0317 | 6068.8317 | 1069.0317 | 6068.8317
4345 | 1057.1952 | 5922.6469 | 1057.1952 | 5922.6469
4346 | 1073.5121 | 5726.4747 | 1073.5121 | 5726.4747
4347 | 1114.0477 | 5546.7878 | 1114.0477 | 5546.7878
4348 | 1158.8969 | 5342.5193 | 1158.8969 | 5342.5193
4349 | 1171.3839 | 5244.7677 | 1171.3839 | 5244.7677
4350 | 1141.8433 | 5161.4733 | 1141.8433 | 5161.4733
4351 | 1089.3408 | 5055.0714 | 1089.3408 | 5055.0714
4352 | 1045.9901 | 4942.5215 | 1045.9901 | 4942.5215
4353 | 1005.3744 | 4862.2065 | 1005.3744 | 4862.2065
4354 | 980.7058 | 4797.2972 | 980.7058 | 4797.2972
4355 | 954.4312 | 4653.7187 | 954.4312 | 4653.7187
4356 | 897.4688 | 4512.4817 | 897.4688 | 4512.4817
4357 | 878.96 | 4495.4995 | 878.96 | 4495.4995
4358 | 859.7551 | 4470.7828 | 859.7551 | 4470.7828
4359 | 841.301 | 4518.7546 | 841.301 | 4518.7546
4360 | 826.6196 | 4614.5393 | 826.6196 | 4614.5393
4361 | 828.27 | 4752.3129 | 828.27 | 4752.3129
4362 | 847.4575 | 4941.5637 | 847.4575 | 4941.5637
4363 | 870.7961 | 4988.5443 | 870.7961 | 4988.5443
4364 | 904.1936 | 5058.8205 | 904.1936 | 5058.8205
4365 | 927.9943 | 5086.8349 | 927.9943 | 5086.8349
4366 | 965.0414 | 5135.4867 | 965.0414 | 5135.4867
4367 | 1020.8745 | 5181.7382 | 1020.8745 | 5181.7382
4368 | 1037.537 | 5226.4378 | 1037.537 | 5226.4378
4369 | 1020.8479 | 5284.5665 | 1020.8479 | 5284.5665
4370 | 1040.489 | 5261.0292 | 1040.489 | 5261.0292
4371 | 1080.6502 | 5222.2983 | 1080.6502 | 5222.2983
4372 | 1114.5823 | 5175.1158 | 1114.5823 | 5175.1158
4373 | 1124.8522 | 5210.7639 | 1124.8522 | 5210.7639
4374 | 1085.9871 | 5240.9609 | 1085.9871 | 5240.9609
4375 | 1034.9159 | 5248.6317 | 1034.9159 | 5248.6317
4376 | 1000.497 | 5233.8791 | 1000.497 | 5233.8791
4377 | 962.8062 | 5164.4628 | 962.8062 | 5164.4628
4378 | 932.0917 | 5118.2992 | 932.0917 | 5118.2992
4379 | 909.1589 | 5062.6365 | 909.1589 | 5062.6365
4380 | 896.5414 | 5388.6397 | 896.5414 | 5388.6397
4381 | 895.742 | 5153.1985 | 895.742 | 5153.1985
4382 | 877.6471 | 4879.0633 | 877.6471 | 4879.0633
4383 | 846.6207 | 4651.3336 | 846.6207 | 4651.3336
4384 | 830.7738 | 4511.3894 | 830.7738 | 4511.3894
4385 | 828.3312 | 4445.9592 | 828.3312 | 4445.9592
4386 | 834.7053 | 4510.6835 | 834.7053 | 4510.6835
4387 | 843.1703 | 4278.0471 | 843.1703 | 4278.0471
4388 | 849.3915 | 4143.3625 | 849.3915 | 4143.3625
4389 | 849.0214 | 4038.5476 | 849.0214 | 4038.5476
4390 | 859.2273 | 3981.0915 | 859.2273 | 3981.0915
4391 | 902.3828 | 3982.5442 | 902.3828 | 3982.5442
4392 | 924.0371 | 4171.9153 | 924.0371 | 4171.9153
4393 | 920.1271 | 4366.5784 | 920.1271 | 4366.5784
4394 | 944.3675 | 4355.9431 | 944.3675 | 4355.9431
4395 | 1004.6365 | 4420.3401 | 1004.6365 | 4420.3401
4396 | 1041.4216 | 4544.6843 | 1041.4216 | 4544.6843
4397 | 1050.544 | 4759.9735 | 1050.544 | 4759.9735
4398 | 1028.8617 | 4892.5458 | 1028.8617 | 4892.5458
4399 | 1004.7217 | 4703.4755 | 1004.7217 | 4703.4755
4400 | 985.3525 | 4519.8717 | 985.3525 | 4519.8717
4401 | 955.9168 | 4543.6753 | 955.9168 | 4543.6753
4402 | 933.5082 | 4728.6016 | 933.5082 | 4728.6016
4403 | 921.7281 | 4560.3793 | 921.7281 | 4560.3793
4404 | 905.2306 | 4246.0989 | 905.2306 | 4246.0989
4405 | 886.8724 | 3954.6813 | 886.8724 | 3954.6813
4406 | 868.0879 | 3808.9799 | 868.0879 | 3808.9799
4407 | 844.454 | 3710.1294 | 844.454 | 3710.1294
4408 | 827.5784 | 3633.437 | 827.5784 | 3633.437
4409 | 828.3382 | 3605.1264 | 828.3382 | 3605.1264
4410 | 837.4349 | 3661.0905 | 837.4349 | 3661.0905
4411 | 856.6421 | 3591.9287 | 856.6421 | 3591.9287
4412 | 880.1824 | 3492.1365 | 880.1824 | 3492.1365
4413 | 898.5448 | 3349.0142 | 898.5448 | 3349.0142
4414 | 924.005 | 3216.1311 | 924.005 | 3216.1311
4415 | 976.6952 | 3063.6118 | 976.6952 | 3063.6118
4416 | 1000.8915 | 3018.8325 | 1000.8915 | 3018.8325
4417 | 1002.5791 | 3054.0299 | 1002.5791 | 3054.0299
4418 | 1027.9882 | 3107.3888 | 1027.9882 | 3107.3888
4419 | 1074.5161 | 3214.5475 | 1074.5161 | 3214.5475
4420 | 1117.2513 | 3332.0617 | 1117.2513 | 3332.0617
4421 | 1127.3794 | 3557.002 | 1127.3794 | 3557.002
4422 | 1099.4046 | 3741.2447 | 1099.4046 | 3741.2447
4423 | 1054.398 | 3766.1318 | 1054.398 | 3766.1318
4424 | 1026.7223 | 3769.1653 | 1026.7223 | 3769.1653
4425 | 1001.9357 | 3792.3749 | 1001.9357 | 3792.3749
4426 | 973.3084 | 3826.2987 | 973.3084 | 3826.2987
4427 | 947.8661 | 3860.4524 | 947.8661 | 3860.4524
4428 | 927.2343 | 3908.1622 | 927.2343 | 3908.1622
4429 | 901.4599 | 4005.3124 | 901.4599 | 4005.3124
4430 | 877.9488 | 4053.2268 | 877.9488 | 4053.2268
4431 | 853.3521 | 4011.2435 | 853.3521 | 4011.2435
4432 | 837.6022 | 3939.5993 | 837.6022 | 3939.5993
4433 | 833.8107 | 3843.8796 | 833.8107 | 3843.8796
4434 | 845.0131 | 3848.4702 | 845.0131 | 3848.4702
4435 | 864.187 | 3817.3188 | 864.187 | 3817.3188
4436 | 886.2942 | 3872.3896 | 886.2942 | 3872.3896
4437 | 904.7841 | 3959.5571 | 904.7841 | 3959.5571
4438 | 936.2875 | 4080.8689 | 936.2875 | 4080.8689
4439 | 986.8342 | 4139.4858 | 986.8342 | 4139.4858
4440 | 1009.9459 | 4198.6414 | 1009.9459 | 4198.6414
4441 | 1000.8298 | 4223.8907 | 1000.8298 | 4223.8907
4442 | 1029.5843 | 4205.2376 | 1029.5843 | 4205.2376
4443 | 1079.0748 | 4194.5045 | 1079.0748 | 4194.5045
4444 | 1123.881 | 4196.3541 | 1123.881 | 4196.3541
4445 | 1130.0041 | 4286.3276 | 1130.0041 | 4286.3276
4446 | 1110.5633 | 4298.187 | 1110.5633 | 4298.187
4447 | 1072.5291 | 4192.8585 | 1072.5291 | 4192.8585
4448 | 1039.9143 | 4119.1287 | 1039.9143 | 4119.1287
4449 | 1006.7577 | 4123.927 | 1006.7577 | 4123.927
4450 | 970.7347 | 4227.6357 | 970.7347 | 4227.6357
4451 | 954.6461 | 4428.679 | 954.6461 | 4428.679
4452 | 923.5439 | 4617.8887 | 923.5439 | 4617.8887
4453 | 896.7895 | 4794.3263 | 896.7895 | 4794.3263
4454 | 867.9868 | 4965.1807 | 867.9868 | 4965.1807
4455 | 846.9594 | 5080.5845 | 846.9594 | 5080.5845
4456 | 831.6999 | 5108.8662 | 831.6999 | 5108.8662
4457 | 833.6408 | 5150.7859 | 833.6408 | 5150.7859
4458 | 840.2623 | 5322.2661 | 840.2623 | 5322.2661
4459 | 857.9329 | 5445.2353 | 857.9329 | 5445.2353
4460 | 875.9059 | 5560.4398 | 875.9059 | 5560.4398
4461 | 893.1438 | 5613.3088 | 893.1438 | 5613.3088
4462 | 924.9393 | 5689.1863 | 924.9393 | 5689.1863
4463 | 980.2642 | 5753.2969 | 980.2642 | 5753.2969
4464 | 999.7834 | 5713.2689 | 999.7834 | 5713.2689
4465 | 992.2223 | 5621.9627 | 992.2223 | 5621.9627
4466 | 1003.4971 | 5584.7499 | 1003.4971 | 5584.7499
4467 | 1055.4974 | 5632.5172 | 1055.4974 | 5632.5172
4468 | 1101.478 | 5653.669 | 1101.478 | 5653.669
4469 | 1122.4995 | 5724.0433 | 1122.4995 | 5724.0433
4470 | 1099.8932 | 5732.3393 | 1099.8932 | 5732.3393
4471 | 1061.1621 | 5602.5119 | 1061.1621 | 5602.5119
4472 | 1038.7657 | 5445.1888 | 1038.7657 | 5445.1888
4473 | 1021.776 | 5390.0018 | 1021.776 | 5390.0018
4474 | 993.3502 | 5398.8328 | 993.3502 | 5398.8328
4475 | 960.5154 | 5386.8097 | 960.5154 | 5386.8097
4476 | 924.048 | 5390.8669 | 924.048 | 5390.8669
4477 | 885.9998 | 5467.0817 | 885.9998 | 5467.0817
4478 | 861.0706 | 5568.1513 | 861.0706 | 5568.1513
4479 | 840.8063 | 5573.0871 | 840.8063 | 5573.0871
4480 | 824.2281 | 5587.8574 | 824.2281 | 5587.8574
4481 | 827.0422 | 5654.2759 | 827.0422 | 5654.2759
4482 | 834.1933 | 5837.189 | 834.1933 | 5837.189
4483 | 858.9801 | 5952.2889 | 858.9801 | 5952.2889
4484 | 884.6525 | 6039.8763 | 884.6525 | 6039.8763
4485 | 907.4262 | 6075.6704 | 907.4262 | 6075.6704
4486 | 940.405 | 6130.4639 | 940.405 | 6130.4639
4487 | 994.6331 | 6145.2797 | 994.6331 | 6145.2797
4488 | 1008.3253 | 6187.9542 | 1008.3253 | 6187.9542
4489 | 1002.716 | 6226.715 | 1002.716 | 6226.715
4490 | 1010.9795 | 6212.9617 | 1010.9795 | 6212.9617
4491 | 1063.3195 | 6188.8655 | 1063.3195 | 6188.8655
4492 | 1108.1412 | 6066.8842 | 1108.1412 | 6066.8842
4493 | 1121.8286 | 5982.0987 | 1121.8286 | 5982.0987
4494 | 1101.8219 | 5910.6617 | 1101.8219 | 5910.6617
4495 | 1066.0296 | 5842.6013 | 1066.0296 | 5842.6013
4496 | 1048.4722 | 5773.0289 | 1048.4722 | 5773.0289
4497 | 1033.2427 | 5708.4878 | 1033.2427 | 5708.4878
4498 | 997.6894 | 5633.2801 | 997.6894 | 5633.2801
4499 | 961.2004 | 5535.882 | 961.2004 | 5535.882
4500 | 923.138 | 5451.743 | 923.138 | 5451.743
4501 | 887.7506 | 5377.5492 | 887.7506 | 5377.5492
4502 | 860.206 | 5353.0061 | 860.206 | 5353.0061
4503 | 842.1615 | 5379.4714 | 842.1615 | 5379.4714
4504 | 829.3038 | 5392.7568 | 829.3038 | 5392.7568
4505 | 829.4087 | 5452.3454 | 829.4087 | 5452.3454
4506 | 844.9712 | 5632.7343 | 844.9712 | 5632.7343
4507 | 877.72 | 5717.3961 | 877.72 | 5717.3961
4508 | 922.4252 | 5788.5025 | 922.4252 | 5788.5025
4509 | 937.7695 | 5803.8065 | 937.7695 | 5803.8065
4510 | 971.4787 | 5826.5287 | 971.4787 | 5826.5287
4511 | 1040.0345 | 5858.4195 | 1040.0345 | 5858.4195
4512 | 1040.0962 | 5901.5395 | 1040.0962 | 5901.5395
4513 | 1016.7356 | 5926.9373 | 1016.7356 | 5926.9373
4514 | 1039.9813 | 5975.5449 | 1039.9813 | 5975.5449
4515 | 1092.8496 | 6080.4764 | 1092.8496 | 6080.4764
4516 | 1141.0914 | 6193.9817 | 1141.0914 | 6193.9817
4517 | 1146.1666 | 6391.4534 | 1146.1666 | 6391.4534
4518 | 1118.1447 | 6589.9501 | 1118.1447 | 6589.9501
4519 | 1079.7655 | 6709.1209 | 1079.7655 | 6709.1209
4520 | 1059.277 | 6812.5258 | 1059.277 | 6812.5258
4521 | 1032.8947 | 6889.0391 | 1032.8947 | 6889.0391
4522 | 1000.435 | 6967.358 | 1000.435 | 6967.358
4523 | 961.8647 | 7062.2393 | 961.8647 | 7062.2393
4524 | 917.7667 | 7131.7754 | 917.7667 | 7131.7754
4525 | 877.2626 | 7155.5773 | 877.2626 | 7155.5773
4526 | 858.3442 | 7166.0751 | 858.3442 | 7166.0751
4527 | 840.0889 | 7138.4942 | 840.0889 | 7138.4942
4528 | 826.3771 | 7100.7031 | 826.3771 | 7100.7031
4529 | 831.6475 | 7121.5389 | 831.6475 | 7121.5389
4530 | 849.6707 | 7251.5937 | 849.6707 | 7251.5937
4531 | 888.0887 | 7283.3972 | 888.0887 | 7283.3972
4532 | 948.9776 | 7289.0246 | 948.9776 | 7289.0246
4533 | 984.328 | 7243.1555 | 984.328 | 7243.1555
4534 | 1022.026 | 7188.0751 | 1022.026 | 7188.0751
4535 | 1087.9493 | 7122.8611 | 1087.9493 | 7122.8611
4536 | 1085.9961 | 7058.4827 | 1085.9961 | 7058.4827
4537 | 1054.7256 | 6988.7058 | 1054.7256 | 6988.7058
4538 | 1070.7509 | 6915.7097 | 1070.7509 | 6915.7097
4539 | 1117.9091 | 6875.5779 | 1117.9091 | 6875.5779
4540 | 1167.3493 | 6830.0629 | 1167.3493 | 6830.0629
4541 | 1178.8287 | 6855.5967 | 1178.8287 | 6855.5967
4542 | 1154.5159 | 6864.4866 | 1154.5159 | 6864.4866
4543 | 1102.0541 | 6816.7677 | 1102.0541 | 6816.7677
4544 | 1076.3708 | 6762.0431 | 1076.3708 | 6762.0431
4545 | 1052.0007 | 6712.3499 | 1052.0007 | 6712.3499
4546 | 1022.8766 | 6655.108 | 1022.8766 | 6655.108
4547 | 965.2004 | 6578.6453 | 965.2004 | 6578.6453
4548 | 915.4178 | 6522.4203 | 915.4178 | 6522.4203
4549 | 878.8704 | 6494.1063 | 878.8704 | 6494.1063
4550 | 857.1574 | 6484.1141 | 857.1574 | 6484.1141
4551 | 838.7179 | 6500.7798 | 838.7179 | 6500.7798
4552 | 824.306 | 6555.6392 | 824.306 | 6555.6392
4553 | 831.3035 | 6658.7319 | 831.3035 | 6658.7319
4554 | 852.308 | 6883.3674 | 852.308 | 6883.3674
4555 | 895.8544 | 7046.8712 | 895.8544 | 7046.8712
4556 | 960.4172 | 7203.5011 | 960.4172 | 7203.5011
4557 | 986.3948 | 7334.3212 | 986.3948 | 7334.3212
4558 | 1021.4455 | 7511.4609 | 1021.4455 | 7511.4609
4559 | 1090.9111 | 7664.0646 | 1090.9111 | 7664.0646
4560 | 1078.5189 | 7748.313 | 1078.5189 | 7748.313
4561 | 1046.6271 | 7841.8624 | 1046.6271 | 7841.8624
4562 | 1064.2472 | 7927.8865 | 1064.2472 | 7927.8865
4563 | 1112.5364 | 7835.9357 | 1112.5364 | 7835.9357
4564 | 1158.2352 | 7574.3848 | 1158.2352 | 7574.3848
4565 | 1168.4773 | 7436.2955 | 1168.4773 | 7436.2955
4566 | 1154.1957 | 7326.1057 | 1154.1957 | 7326.1057
4567 | 1098.2984 | 7205.484 | 1098.2984 | 7205.484
4568 | 1072.8116 | 7096.5648 | 1072.8116 | 7096.5648
4569 | 1052.0402 | 7116.9534 | 1052.0402 | 7116.9534
4570 | 1018.1952 | 7336.3267 | 1018.1952 | 7336.3267
4571 | 966.4778 | 7612.3515 | 966.4778 | 7612.3515
4572 | 917.0646 | 7817.4484 | 917.0646 | 7817.4484
4573 | 879.3271 | 7950.5304 | 879.3271 | 7950.5304
4574 | 853.5865 | 8026.3586 | 853.5865 | 8026.3586
4575 | 838.2218 | 8078.8076 | 838.2218 | 8078.8076
4576 | 827.1047 | 8061.6549 | 827.1047 | 8061.6549
4577 | 836.5869 | 8029.9293 | 836.5869 | 8029.9293
4578 | 856.8236 | 8101.6321 | 856.8236 | 8101.6321
4579 | 901.8898 | 8078.9441 | 901.8898 | 8078.9441
4580 | 965.754 | 8046.7096 | 965.754 | 8046.7096
4581 | 1002.0601 | 8019.2518 | 1002.0601 | 8019.2518
4582 | 1030.0407 | 8041.5286 | 1030.0407 | 8041.5286
4583 | 1102.6817 | 8071.9346 | 1102.6817 | 8071.9346
4584 | 1095.8946 | 8136.8808 | 1095.8946 | 8136.8808
4585 | 1062.3504 | 8209.9402 | 1062.3504 | 8209.9402
4586 | 1074.3278 | 8337.9837 | 1074.3278 | 8337.9837
4587 | 1122.1756 | 8422.7221 | 1122.1756 | 8422.7221
4588 | 1172.5421 | 8450.407 | 1172.5421 | 8450.407
4589 | 1182.0252 | 8470.0017 | 1182.0252 | 8470.0017
4590 | 1157.962 | 8350.7548 | 1157.962 | 8350.7548
4591 | 1109.1738 | 8171.1871 | 1109.1738 | 8171.1871
4592 | 1078.7867 | 7915.2744 | 1078.7867 | 7915.2744
4593 | 1047.375 | 7787.1846 | 1047.375 | 7787.1846
4594 | 1013.451 | 7723.1127 | 1013.451 | 7723.1127
4595 | 962.5771 | 7629.1296 | 962.5771 | 7629.1296
4596 | 917.1944 | 7471.1969 | 917.1944 | 7471.1969
4597 | 879.1017 | 7310.4402 | 879.1017 | 7310.4402
4598 | 855.4292 | 7216.1123 | 855.4292 | 7216.1123
4599 | 839.0813 | 7135.3762 | 839.0813 | 7135.3762
4600 | 826.3395 | 7070.2651 | 826.3395 | 7070.2651
4601 | 831.2731 | 7053.0904 | 831.2731 | 7053.0904
4602 | 847.6532 | 7137.5623 | 847.6532 | 7137.5623
4603 | 887.9524 | 7124.3769 | 887.9524 | 7124.3769
4604 | 940.5055 | 7086.2032 | 940.5055 | 7086.2032
4605 | 978.51 | 7008.2628 | 978.51 | 7008.2628
4606 | 1012.7761 | 6948.4311 | 1012.7761 | 6948.4311
4607 | 1074.9321 | 6883.0686 | 1074.9321 | 6883.0686
4608 | 1081.619 | 6811.5632 | 1081.619 | 6811.5632
4609 | 1058.8077 | 6738.0744 | 1058.8077 | 6738.0744
4610 | 1071.8538 | 6668.6417 | 1071.8538 | 6668.6417
4611 | 1118.3836 | 6633.2612 | 1118.3836 | 6633.2612
4612 | 1171.5675 | 6593.3884 | 1171.5675 | 6593.3884
4613 | 1187.6464 | 6627.8309 | 1187.6464 | 6627.8309
4614 | 1165.6753 | 6671.9102 | 1165.6753 | 6671.9102
4615 | 1119.201 | 6676.1587 | 1119.201 | 6676.1587
4616 | 1089.0346 | 6675.1833 | 1089.0346 | 6675.1833
4617 | 1058.6781 | 6679.3877 | 1058.6781 | 6679.3877
4618 | 1022.6854 | 6690.8913 | 1022.6854 | 6690.8913
4619 | 977.5664 | 6726.0843 | 977.5664 | 6726.0843
4620 | 938.3912 | 6801.5596 | 938.3912 | 6801.5596
4621 | 898.4359 | 6896.0372 | 898.4359 | 6896.0372
4622 | 869.3158 | 6983.1498 | 869.3158 | 6983.1498
4623 | 849.4891 | 7083.7057 | 849.4891 | 7083.7057
4624 | 837.9246 | 7198.8473 | 837.9246 | 7198.8473
4625 | 842.9641 | 7267.6416 | 842.9641 | 7267.6416
4626 | 854.8243 | 7383.2939 | 854.8243 | 7383.2939
4627 | 884.5652 | 7360.012 | 884.5652 | 7360.012
4628 | 928.9609 | 7242.4024 | 928.9609 | 7242.4024
4629 | 957.0002 | 7074.7811 | 957.0002 | 7074.7811
4630 | 987.7044 | 6967.2878 | 987.7044 | 6967.2878
4631 | 1048.366 | 6904.004 | 1048.366 | 6904.004
4632 | 1048.1085 | 6856.1067 | 1048.1085 | 6856.1067
4633 | 1031.686 | 6814.2438 | 1031.686 | 6814.2438
4634 | 1047.2348 | 6770.0524 | 1047.2348 | 6770.0524
4635 | 1092.1414 | 6732.4447 | 1092.1414 | 6732.4447
4636 | 1139.2042 | 6662.4308 | 1139.2042 | 6662.4308
4637 | 1154.3116 | 6659.6053 | 1154.3116 | 6659.6053
4638 | 1127.9566 | 6647.7082 | 1127.9566 | 6647.7082
4639 | 1084.9566 | 6574.8965 | 1084.9566 | 6574.8965
4640 | 1059.0812 | 6497.0093 | 1059.0812 | 6497.0093
4641 | 1033.8687 | 6449.9887 | 1033.8687 | 6449.9887
4642 | 1003.2287 | 6444.1203 | 1003.2287 | 6444.1203
4643 | 957.707 | 6440.709 | 957.707 | 6440.709
4644 | 917.5289 | 6424.2761 | 917.5289 | 6424.2761
4645 | 880.0102 | 6458.0261 | 880.0102 | 6458.0261
4646 | 857.5808 | 6473.7206 | 857.5808 | 6473.7206
4647 | 841.2985 | 6450.2971 | 841.2985 | 6450.2971
4648 | 828.5219 | 6385.6315 | 828.5219 | 6385.6315
4649 | 829.1823 | 6437.9446 | 829.1823 | 6437.9446
4650 | 839.7516 | 6648.0292 | 839.7516 | 6648.0292
4651 | 872.298 | 6810.6421 | 872.298 | 6810.6421
4652 | 909.0381 | 6939.6551 | 909.0381 | 6939.6551
4653 | 933.2706 | 6959.1165 | 933.2706 | 6959.1165
4654 | 979.6506 | 7030.3911 | 979.6506 | 7030.3911
4655 | 1038.9515 | 7196.2094 | 1038.9515 | 7196.2094
4656 | 1041.6046 | 7274.5187 | 1041.6046 | 7274.5187
4657 | 1023.0347 | 7280.9112 | 1023.0347 | 7280.9112
4658 | 1039.6548 | 7312.7408 | 1039.6548 | 7312.7408
4659 | 1082.2158 | 7366.0018 | 1082.2158 | 7366.0018
4660 | 1130.3064 | 7384.1841 | 1130.3064 | 7384.1841
4661 | 1152.7096 | 7419.8144 | 1152.7096 | 7419.8144
4662 | 1125.0029 | 7359.5134 | 1125.0029 | 7359.5134
4663 | 1074.2318 | 7209.7899 | 1074.2318 | 7209.7899
4664 | 1055.082 | 7131.9027 | 1055.082 | 7131.9027
4665 | 1030.8464 | 7114.8747 | 1030.8464 | 7114.8747
4666 | 989.167 | 7176.7124 | 989.167 | 7176.7124
4667 | 940.7604 | 7325.9368 | 940.7604 | 7325.9368
4668 | 899.4314 | 7476.3936 | 899.4314 | 7476.3936
4669 | 860.1182 | 7602.9426 | 860.1182 | 7602.9426
4670 | 835.435 | 7715.8904 | 835.435 | 7715.8904
4671 | 820.0743 | 7837.9757 | 820.0743 | 7837.9757
4672 | 808.6563 | 7958.0171 | 808.6563 | 7958.0171
4673 | 810.0816 | 8087.9844 | 810.0816 | 8087.9844
4674 | 828.2814 | 8298.8114 | 828.2814 | 8298.8114
4675 | 865.6449 | 8406.4873 | 865.6449 | 8406.4873
4676 | 914.1066 | 8442.1074 | 914.1066 | 8442.1074
4677 | 932.0947 | 8413.6103 | 932.0947 | 8413.6103
4678 | 962.699 | 8377.2381 | 962.699 | 8377.2381
4679 | 1026.6404 | 8330.1384 | 1026.6404 | 8330.1384
4680 | 1033.9071 | 8292.4861 | 1033.9071 | 8292.4861
4681 | 1004.3745 | 8254.9291 | 1004.3745 | 8254.9291
4682 | 1013.1511 | 8202.2745 | 1013.1511 | 8202.2745
4683 | 1061.4449 | 8142.8405 | 1061.4449 | 8142.8405
4684 | 1106.3262 | 8107.8675 | 1106.3262 | 8107.8675
4685 | 1131.6373 | 8162.5031 | 1131.6373 | 8162.5031
4686 | 1104.809 | 8119.277 | 1104.809 | 8119.277
4687 | 1056.0832 | 7828.3506 | 1056.0832 | 7828.3506
4688 | 1036.66 | 7504.1379 | 1036.66 | 7504.1379
4689 | 1013.3358 | 7312.6478 | 1013.3358 | 7312.6478
4690 | 979.4044 | 7292.0801 | 979.4044 | 7292.0801
4691 | 934.2252 | 7318.5129 | 934.2252 | 7318.5129
4692 | 888.2677 | 7256.4972 | 888.2677 | 7256.4972
4693 | 847.1058 | 7137.3145 | 847.1058 | 7137.3145
4694 | 823.264 | 7030.9598 | 823.264 | 7030.9598
4695 | 802.8692 | 6961.0626 | 802.8692 | 6961.0626
4696 | 795.114 | 6884.5187 | 795.114 | 6884.5187
4697 | 800.4107 | 6861.2563 | 800.4107 | 6861.2563
4698 | 823.8824 | 6949.8857 | 823.8824 | 6949.8857
4699 | 877.7515 | 6934.4731 | 877.7515 | 6934.4731
4700 | 951.5102 | 6908.3261 | 951.5102 | 6908.3261
4701 | 984.6595 | 6887.253 | 984.6595 | 6887.253
4702 | 1013.2223 | 6949.6189 | 1013.2223 | 6949.6189
4703 | 1082.1266 | 7085.1476 | 1082.1266 | 7085.1476
4704 | 1075.3239 | 7187.0649 | 1075.3239 | 7187.0649
4705 | 1036.2033 | 7268.1421 | 1036.2033 | 7268.1421
4706 | 1058.5621 | 7367.8262 | 1058.5621 | 7367.8262
4707 | 1090.9557 | 7452.2677 | 1090.9557 | 7452.2677
4708 | 1150.2324 | 7389.5293 | 1150.2324 | 7389.5293
4709 | 1176.6154 | 7370.0742 | 1176.6154 | 7370.0742
4710 | 1161.022 | 7336.0538 | 1161.022 | 7336.0538
4711 | 1098.297 | 7243.1975 | 1098.297 | 7243.1975
4712 | 1076.7871 | 7161.1529 | 1076.7871 | 7161.1529
4713 | 1059.3366 | 7108.7871 | 1059.3366 | 7108.7871
4714 | 1002.6917 | 7099.6522 | 1002.6917 | 7099.6522
4715 | 950.8716 | 7145.2387 | 950.8716 | 7145.2387
4716 | 901.8446 | 7249.3703 | 901.8446 | 7249.3703
4717 | 860.3308 | 7434.7166 | 860.3308 | 7434.7166
4718 | 840.2253 | 7521.2353 | 840.2253 | 7521.2353
4719 | 828.0426 | 7513.2536 | 828.0426 | 7513.2536
4720 | 814.3719 | 7425.4253 | 814.3719 | 7425.4253
4721 | 822.6663 | 7360.8859 | 822.6663 | 7360.8859
4722 | 851.583 | 7433.7766 | 851.583 | 7433.7766
4723 | 901.3501 | 7418.364 | 901.3501 | 7418.364
4724 | 988.128 | 7419.9825 | 988.128 | 7419.9825
4725 | 1008.9787 | 7380.795 | 1008.9787 | 7380.795
4726 | 1037.252 | 7333.4354 | 1037.252 | 7333.4354
4727 | 1106.3555 | 7276.6846 | 1106.3555 | 7276.6846
4728 | 1101.3989 | 7227.748 | 1101.3989 | 7227.748
4729 | 1061.3654 | 7174.6007 | 1061.3654 | 7174.6007
4730 | 1072.6194 | 7121.0552 | 1072.6194 | 7121.0552
4731 | 1111.9456 | 7107.0556 | 1111.9456 | 7107.0556
4732 | 1176.9355 | 7094.7998 | 1176.9355 | 7094.7998
4733 | 1206.6736 | 7143.7932 | 1206.6736 | 7143.7932
4734 | 1188.9464 | 7158.9191 | 1188.9464 | 7158.9191
4735 | 1130.865 | 7118.0303 | 1130.865 | 7118.0303
4736 | 1098.727 | 7076.0748 | 1098.727 | 7076.0748
4737 | 1072.1041 | 7042.2688 | 1072.1041 | 7042.2688
4738 | 1030.1074 | 6994.0841 | 1030.1074 | 6994.0841
4739 | 978.0734 | 6936.3297 | 978.0734 | 6936.3297
4740 | 919.0324 | 6890.6466 | 919.0324 | 6890.6466
4741 | 877.8624 | 6867.3809 | 877.8624 | 6867.3809
4742 | 862.341 | 6871.7911 | 862.341 | 6871.7911
4743 | 847.8179 | 6891.2778 | 847.8179 | 6891.2778
4744 | 843.3965 | 6918.0748 | 843.3965 | 6918.0748
4745 | 850.2106 | 6984.6418 | 850.2106 | 6984.6418
4746 | 878.368 | 7116.0329 | 878.368 | 7116.0329
4747 | 929.5039 | 7125.5647 | 929.5039 | 7125.5647
4748 | 997.2101 | 7101.9419 | 997.2101 | 7101.9419
4749 | 1026.9929 | 7039.8887 | 1026.9929 | 7039.8887
4750 | 1057.1712 | 6965.2091 | 1057.1712 | 6965.2091
4751 | 1110.5175 | 6887.0775 | 1110.5175 | 6887.0775
4752 | 1096.2814 | 6819.7295 | 1096.2814 | 6819.7295
4753 | 1064.64 | 6767.1762 | 1064.64 | 6767.1762
4754 | 1082.1289 | 6745.405 | 1082.1289 | 6745.405
4755 | 1116.686 | 6804.6052 | 1116.686 | 6804.6052
4756 | 1175.2516 | 6902.8173 | 1175.2516 | 6902.8173
4757 | 1200.6462 | 7123.3032 | 1200.6462 | 7123.3032
4758 | 1172.4919 | 7297.004 | 1172.4919 | 7297.004
4759 | 1115.4563 | 7340.7478 | 1115.4563 | 7340.7478
4760 | 1092.5376 | 7311.8584 | 1092.5376 | 7311.8584
4761 | 1075.4097 | 7286.8126 | 1075.4097 | 7286.8126
4762 | 1024.6235 | 7295.3466 | 1024.6235 | 7295.3466
4763 | 971.2649 | 7304.259 | 971.2649 | 7304.259
4764 | 921.5066 | 7351.9688 | 921.5066 | 7351.9688
4765 | 886.4249 | 7444.8131 | 886.4249 | 7444.8131
4766 | 865.9053 | 7577.6571 | 865.9053 | 7577.6571
4767 | 851.2791 | 7749.4826 | 851.2791 | 7749.4826
4768 | 841.8159 | 7918.8188 | 841.8159 | 7918.8188
4769 | 847.8969 | 8098.6748 | 847.8969 | 8098.6748
4770 | 870.8383 | 8257.9798 | 870.8383 | 8257.9798
4771 | 913.9058 | 8245.6853 | 913.9058 | 8245.6853
4772 | 968.7209 | 8164.0074 | 968.7209 | 8164.0074
4773 | 1001.1518 | 8053.5503 | 1001.1518 | 8053.5503
4774 | 1035.8222 | 7956.0051 | 1035.8222 | 7956.0051
4775 | 1099.6049 | 7852.6321 | 1099.6049 | 7852.6321
4776 | 1102.141 | 7721.1415 | 1102.141 | 7721.1415
4777 | 1073.3094 | 7616.9177 | 1073.3094 | 7616.9177
4778 | 1088.0807 | 7488.2422 | 1088.0807 | 7488.2422
4779 | 1124.6476 | 7368.229 | 1124.6476 | 7368.229
4780 | 1184.1173 | 7238.2298 | 1184.1173 | 7238.2298
4781 | 1214.1957 | 7179.7249 | 1214.1957 | 7179.7249
4782 | 1188.5949 | 7087.9465 | 1188.5949 | 7087.9465
4783 | 1144.1219 | 6913.7241 | 1144.1219 | 6913.7241
4784 | 1107.4671 | 6735.7625 | 1107.4671 | 6735.7625
4785 | 1083.8966 | 6599.2094 | 1083.8966 | 6599.2094
4786 | 1050.1562 | 6492.5243 | 1050.1562 | 6492.5243
4787 | 988.2146 | 6388.7416 | 988.2146 | 6388.7416
4788 | 937.0966 | 6310.3932 | 937.0966 | 6310.3932
4789 | 901.021 | 6252.3836 | 901.021 | 6252.3836
4790 | 877.3998 | 6220.862 | 877.3998 | 6220.862
4791 | 861.7208 | 6209.3168 | 861.7208 | 6209.3168
4792 | 852.1672 | 6210.8725 | 852.1672 | 6210.8725
4793 | 858.486 | 6254.5738 | 858.486 | 6254.5738
4794 | 877.6839 | 6394.8737 | 877.6839 | 6394.8737
4795 | 911.3178 | 6424.7469 | 911.3178 | 6424.7469
4796 | 951.6478 | 6428.1472 | 951.6478 | 6428.1472
4797 | 978.521 | 6385.3962 | 978.521 | 6385.3962
4798 | 1010.6536 | 6348.4301 | 1010.6536 | 6348.4301
4799 | 1076.8469 | 6311.7239 | 1076.8469 | 6311.7239
4800 | 1086.2438 | 6285.9499 | 1086.2438 | 6285.9499
4801 | 1061.0494 | 6261.9044 | 1061.0494 | 6261.9044
4802 | 1057.7497 | 6236.7183 | 1057.7497 | 6236.7183
4803 | 1089.104 | 6238.9027 | 1089.104 | 6238.9027
4804 | 1153.4196 | 6226.7954 | 1153.4196 | 6226.7954
4805 | 1179.6377 | 6276.2342 | 1179.6377 | 6276.2342
4806 | 1158.4689 | 6300.2689 | 1158.4689 | 6300.2689
4807 | 1114.7205 | 6266.507 | 1114.7205 | 6266.507
4808 | 1080.7141 | 6230.3422 | 1080.7141 | 6230.3422
4809 | 1059.5373 | 6196.3877 | 1059.5373 | 6196.3877
4810 | 1026.6868 | 6147.1636 | 1026.6868 | 6147.1636
4811 | 978.1693 | 6083.0247 | 978.1693 | 6083.0247
4812 | 933.834 | 6040.7566 | 933.834 | 6040.7566
4813 | 894.4594 | 6018.6787 | 894.4594 | 6018.6787
4814 | 873.1742 | 6017.1498 | 873.1742 | 6017.1498
4815 | 858.6164 | 6030.4004 | 858.6164 | 6030.4004
4816 | 847.5154 | 6056.455 | 847.5154 | 6056.455
4817 | 850.2442 | 6115.8951 | 850.2442 | 6115.8951
4818 | 865.5209 | 6265.1036 | 865.5209 | 6265.1036
4819 | 895.8485 | 6306.4097 | 895.8485 | 6306.4097
4820 | 933.2501 | 6320.3519 | 933.2501 | 6320.3519
4821 | 959.3086 | 6289.7761 | 959.3086 | 6289.7761
4822 | 998.7509 | 6264.5398 | 998.7509 | 6264.5398
4823 | 1058.2432 | 6246.0965 | 1058.2432 | 6246.0965
4824 | 1062.1376 | 6241.2579 | 1062.1376 | 6241.2579
4825 | 1028.9796 | 6227.3089 | 1028.9796 | 6227.3089
4826 | 1050.1923 | 6199.5987 | 1050.1923 | 6199.5987
4827 | 1085.9036 | 6193.7653 | 1085.9036 | 6193.7653
4828 | 1148.9979 | 6171.7099 | 1148.9979 | 6171.7099
4829 | 1172.721 | 6201.8466 | 1172.721 | 6201.8466
4830 | 1142.1595 | 6199.8975 | 1142.1595 | 6199.8975
4831 | 1098.0187 | 6138.6671 | 1098.0187 | 6138.6671
4832 | 1073.0696 | 6068.3523 | 1073.0696 | 6068.3523
4833 | 1052.1767 | 6022.5195 | 1052.1767 | 6022.5195
4834 | 1017.5184 | 5991.7068 | 1017.5184 | 5991.7068
4835 | 969.0288 | 5935.1402 | 969.0288 | 5935.1402
4836 | 918.5655 | 5869.7095 | 918.5655 | 5869.7095
4837 | 879.3762 | 5823.5782 | 879.3762 | 5823.5782
4838 | 859.6459 | 5814.3283 | 859.6459 | 5814.3283
4839 | 842.9409 | 5835.7453 | 842.9409 | 5835.7453
4840 | 836.1179 | 5870.2632 | 836.1179 | 5870.2632
4841 | 842.6425 | 5952.272 | 842.6425 | 5952.272
4842 | 859.4881 | 6177.0559 | 859.4881 | 6177.0559
4843 | 906.6274 | 6276.714 | 906.6274 | 6276.714
4844 | 956.932 | 6298.0802 | 956.932 | 6298.0802
4845 | 977.4026 | 6276.5616 | 977.4026 | 6276.5616
4846 | 1006.3728 | 6253.2555 | 1006.3728 | 6253.2555
4847 | 1074.5536 | 6277.4254 | 1074.5536 | 6277.4254
4848 | 1068.547 | 6308.8156 | 1068.547 | 6308.8156
4849 | 1026.988 | 6273.1887 | 1026.988 | 6273.1887
4850 | 1037.2329 | 6210.5861 | 1037.2329 | 6210.5861
4851 | 1077.3058 | 6179.066 | 1077.3058 | 6179.066
4852 | 1140.2725 | 6163.2467 | 1140.2725 | 6163.2467
4853 | 1164.5385 | 6210.4583 | 1164.5385 | 6210.4583
4854 | 1149.5379 | 6214.1515 | 1149.5379 | 6214.1515
4855 | 1102.8753 | 6166.7296 | 1102.8753 | 6166.7296
4856 | 1077.9401 | 6145.858 | 1077.9401 | 6145.858
4857 | 1052.9004 | 6177.8279 | 1052.9004 | 6177.8279
4858 | 1017.5924 | 6315.835 | 1017.5924 | 6315.835
4859 | 967.3191 | 6577.903 | 967.3191 | 6577.903
4860 | 916.1805 | 6743.3561 | 916.1805 | 6743.3561
4861 | 880.0748 | 6808.8804 | 880.0748 | 6808.8804
4862 | 858.2621 | 6818.3389 | 858.2621 | 6818.3389
4863 | 837.5815 | 6782.5917 | 837.5815 | 6782.5917
4864 | 833.792 | 6766.6269 | 833.792 | 6766.6269
4865 | 840.0407 | 6806.4678 | 840.0407 | 6806.4678
4866 | 867.158 | 6951.5189 | 867.158 | 6951.5189
4867 | 925.1472 | 7005.0003 | 925.1472 | 7005.0003
4868 | 994.2756 | 7063.486 | 994.2756 | 7063.486
4869 | 1026.7465 | 7152.4353 | 1026.7465 | 7152.4353
4870 | 1053.064 | 7293.0493 | 1053.064 | 7293.0493
4871 | 1111.7049 | 7395.9127 | 1111.7049 | 7395.9127
4872 | 1098.8676 | 7435.7661 | 1098.8676 | 7435.7661
4873 | 1061.4449 | 7438.5952 | 1061.4449 | 7438.5952
4874 | 1075.2546 | 7382.8225 | 1075.2546 | 7382.8225
4875 | 1106.6222 | 7389.0159 | 1106.6222 | 7389.0159
4876 | 1176.7957 | 7394.726 | 1176.7957 | 7394.726
4877 | 1203.1148 | 7435.9985 | 1203.1148 | 7435.9985
4878 | 1179.8233 | 7360.4042 | 1179.8233 | 7360.4042
4879 | 1134.3263 | 7176.5307 | 1134.3263 | 7176.5307
4880 | 1106.1984 | 7024.9983 | 1106.1984 | 7024.9983
4881 | 1084.2888 | 6971.7416 | 1084.2888 | 6971.7416
4882 | 1040.055 | 6982.3543 | 1040.055 | 6982.3543
4883 | 971.5531 | 7016.9534 | 971.5531 | 7016.9534
4884 | 921.6677 | 7038.531 | 921.6677 | 7038.531
4885 | 883.2046 | 7026.6981 | 883.2046 | 7026.6981
4886 | 861.3137 | 7038.3838 | 861.3137 | 7038.3838
4887 | 842.0852 | 7091.1297 | 842.0852 | 7091.1297
4888 | 835.5903 | 7182.5147 | 835.5903 | 7182.5147
4889 | 840.378 | 7314.8577 | 840.378 | 7314.8577
4890 | 861.5127 | 7585.8184 | 861.5127 | 7585.8184
4891 | 920.1766 | 7582.7295 | 920.1766 | 7582.7295
4892 | 985.2939 | 7349.9007 | 985.2939 | 7349.9007
4893 | 1016.5293 | 7063.9422 | 1016.5293 | 7063.9422
4894 | 1040.4125 | 6926.3078 | 1040.4125 | 6926.3078
4895 | 1101.5135 | 6828.1316 | 1101.5135 | 6828.1316
4896 | 1095.6449 | 6749.3508 | 1095.6449 | 6749.3508
4897 | 1052.1657 | 6678.98 | 1052.1657 | 6678.98
4898 | 1066.2586 | 6633.0069 | 1066.2586 | 6633.0069
4899 | 1097.9346 | 6630.1432 | 1097.9346 | 6630.1432
4900 | 1167.1423 | 6643.5741 | 1167.1423 | 6643.5741
4901 | 1201.1686 | 6726.2721 | 1201.1686 | 6726.2721
4902 | 1183.9281 | 6755.2065 | 1183.9281 | 6755.2065
4903 | 1132.6661 | 6712.3874 | 1132.6661 | 6712.3874
4904 | 1099.714 | 6670.729 | 1099.714 | 6670.729
4905 | 1064.5896 | 6655.1857 | 1064.5896 | 6655.1857
4906 | 1025.0473 | 6706.927 | 1025.0473 | 6706.927
4907 | 964.2403 | 6838.6309 | 964.2403 | 6838.6309
4908 | 917.4495 | 6984.7819 | 917.4495 | 6984.7819
4909 | 876.118 | 7207.9902 | 876.118 | 7207.9902
4910 | 860.0118 | 7516.0386 | 860.0118 | 7516.0386
4911 | 844.8913 | 7762.9941 | 844.8913 | 7762.9941
4912 | 834.5445 | 7894.9138 | 834.5445 | 7894.9138
4913 | 844.3798 | 8028.7415 | 844.3798 | 8028.7415
4914 | 868.5975 | 8162.8052 | 868.5975 | 8162.8052
4915 | 919.1865 | 8175.0096 | 919.1865 | 8175.0096
4916 | 982.9989 | 8112.337 | 982.9989 | 8112.337
4917 | 1015.4893 | 7932.095 | 1015.4893 | 7932.095
4918 | 1040.0971 | 7847.7644 | 1040.0971 | 7847.7644
4919 | 1100.4524 | 7898.215 | 1100.4524 | 7898.215
4920 | 1100.7 | 8035.3217 | 1100.7 | 8035.3217
4921 | 1058.4586 | 8054.7803 | 1058.4586 | 8054.7803
4922 | 1070.2762 | 7950.1583 | 1070.2762 | 7950.1583
4923 | 1104.2723 | 7876.3219 | 1104.2723 | 7876.3219
4924 | 1162.3689 | 7857.6815 | 1162.3689 | 7857.6815
4925 | 1189.8237 | 7937.7068 | 1189.8237 | 7937.7068
4926 | 1166.7605 | 7781.3403 | 1166.7605 | 7781.3403
4927 | 1113.2997 | 7507.6374 | 1113.2997 | 7507.6374
4928 | 1084.0603 | 7322.6973 | 1084.0603 | 7322.6973
4929 | 1057.7432 | 7221.6306 | 1057.7432 | 7221.6306
4930 | 1011.2678 | 7168.3977 | 1011.2678 | 7168.3977
4931 | 964.1974 | 7154.1474 | 964.1974 | 7154.1474
4932 | 920.9033 | 7158.7985 | 920.9033 | 7158.7985
4933 | 884.4597 | 7159.2893 | 884.4597 | 7159.2893
4934 | 859.3862 | 7157.018 | 859.3862 | 7157.018
4935 | 842.8998 | 7112.0651 | 842.8998 | 7112.0651
4936 | 834.1676 | 7026.7609 | 834.1676 | 7026.7609
4937 | 839.9289 | 6973.209 | 839.9289 | 6973.209
4938 | 856.6968 | 7064.0655 | 856.6968 | 7064.0655
4939 | 898.895 | 7074.4881 | 898.895 | 7074.4881
4940 | 952.4699 | 7062.0012 | 952.4699 | 7062.0012
4941 | 987.6697 | 7041.3735 | 987.6697 | 7041.3735
4942 | 1017.2879 | 7126.3081 | 1017.2879 | 7126.3081
4943 | 1074.4634 | 7225.1627 | 1074.4634 | 7225.1627
4944 | 1072.249 | 7318.4682 | 1072.249 | 7318.4682
4945 | 1042.4812 | 7392.8639 | 1042.4812 | 7392.8639
4946 | 1049.1703 | 7395.7402 | 1049.1703 | 7395.7402
4947 | 1083.4833 | 7348.6298 | 1083.4833 | 7348.6298
4948 | 1139.8348 | 7286.4853 | 1139.8348 | 7286.4853
4949 | 1164.1444 | 7295.835 | 1164.1444 | 7295.835
4950 | 1157.8581 | 7269.9809 | 1157.8581 | 7269.9809
4951 | 1100.8114 | 7161.2375 | 1100.8114 | 7161.2375
4952 | 1068.1023 | 7068.7994 | 1068.1023 | 7068.7994
4953 | 1039.6997 | 6992.8255 | 1039.6997 | 6992.8255
4954 | 1004.2812 | 6909.8969 | 1004.2812 | 6909.8969
4955 | 956.2495 | 6833.2857 | 956.2495 | 6833.2857
4956 | 906.6987 | 6775.8728 | 906.6987 | 6775.8728
4957 | 866.8817 | 6709.8454 | 866.8817 | 6709.8454
4958 | 842.9044 | 6654.1218 | 842.9044 | 6654.1218
4959 | 827.5165 | 6612.1385 | 827.5165 | 6612.1385
4960 | 818.0519 | 6589.9377 | 818.0519 | 6589.9377
4961 | 826.3875 | 6608.3977 | 826.3875 | 6608.3977
4962 | 840.9665 | 6737.2647 | 840.9665 | 6737.2647
4963 | 880.9546 | 6764.7623 | 880.9546 | 6764.7623
4964 | 914.0008 | 6750.4937 | 914.0008 | 6750.4937
4965 | 946.5982 | 6673.8896 | 946.5982 | 6673.8896
4966 | 980.4501 | 6582.8774 | 980.4501 | 6582.8774
4967 | 1033.3511 | 6493.3129 | 1033.3511 | 6493.3129
4968 | 1038.3572 | 6425.668 | 1038.3572 | 6425.668
4969 | 1014.7102 | 6339.8555 | 1014.7102 | 6339.8555
4970 | 1032.5084 | 6287.7948 | 1032.5084 | 6287.7948
4971 | 1059.4277 | 6230.8849 | 1059.4277 | 6230.8849
4972 | 1114.2282 | 6089.156 | 1114.2282 | 6089.156
4973 | 1145.8894 | 5942.0095 | 1145.8894 | 5942.0095
4974 | 1126.1813 | 5792.176 | 1126.1813 | 5792.176
4975 | 1087.6397 | 5654.3308 | 1087.6397 | 5654.3308
4976 | 1060.3364 | 5541.4027 | 1060.3364 | 5541.4027
4977 | 1037.3819 | 5455.4808 | 1037.3819 | 5455.4808
4978 | 1005.0456 | 5376.2641 | 1005.0456 | 5376.2641
4979 | 953.8941 | 5303.0679 | 953.8941 | 5303.0679
4980 | 903.9741 | 5274.6084 | 903.9741 | 5274.6084
4981 | 872.5945 | 5273.4659 | 872.5945 | 5273.4659
4982 | 851.7479 | 5298.8116 | 851.7479 | 5298.8116
4983 | 832.2586 | 5306.5685 | 832.2586 | 5306.5685
4984 | 827.6645 | 5289.5644 | 827.6645 | 5289.5644
4985 | 829.3983 | 5256.7994 | 829.3983 | 5256.7994
4986 | 843.0777 | 5272.6744 | 843.0777 | 5272.6744
4987 | 883.5765 | 5220.2907 | 883.5765 | 5220.2907
4988 | 913.5516 | 5144.8489 | 913.5516 | 5144.8489
4989 | 942.9624 | 4972.4763 | 942.9624 | 4972.4763
4990 | 984.8491 | 4820.1426 | 984.8491 | 4820.1426
4991 | 1042.1818 | 4765.9159 | 1042.1818 | 4765.9159
4992 | 1039.5795 | 4736.8754 | 1039.5795 | 4736.8754
4993 | 1025.667 | 4582.4659 | 1025.667 | 4582.4659
4994 | 1033.6523 | 4416.0769 | 1033.6523 | 4416.0769
4995 | 1062.2277 | 4266.2195 | 1062.2277 | 4266.2195
4996 | 1118.8664 | 4106.6732 | 1118.8664 | 4106.6732
4997 | 1160.8999 | 4073.2611 | 1160.8999 | 4073.2611
4998 | 1139.2396 | 4044.7345 | 1139.2396 | 4044.7345
4999 | 1084.2166 | 3965.9836 | 1084.2166 | 3965.9836
5000 | 1054.4281 | 3950.4573 | 1054.4281 | 3950.4573
5001 | 1042.2449 | 3988.6633 | 1042.2449 | 3988.6633
5002 | 1009.9265 | 3970.4712 | 1009.9265 | 3970.4712
5003 | 961.6756 | 3938.7005 | 961.6756 | 3938.7005
5004 | 911.5556 | 3933.7005 | 911.5556 | 3933.7005
5005 | 872.451 | 3915.1861 | 872.451 | 3915.1861
5006 | 847.6888 | 3898.9578 | 847.6888 | 3898.9578
5007 | 835.0106 | 3900.4786 | 835.0106 | 3900.4786
5008 | 827.2013 | 3913.4671 | 827.2013 | 3913.4671
5009 | 832.3475 | 3972.9072 | 832.3475 | 3972.9072
5010 | 850.0905 | 4168.7379 | 850.0905 | 4168.7379
5011 | 886.0108 | 4315.4637 | 886.0108 | 4315.4637
5012 | 928.4264 | 4452.1975 | 928.4264 | 4452.1975
5013 | 957.6246 | 4546.0465 | 957.6246 | 4546.0465
5014 | 987.6354 | 4628.9025 | 987.6354 | 4628.9025
5015 | 1039.5825 | 4546.0195 | 1039.5825 | 4546.0195
5016 | 1036.3419 | 4733.9058 | 1036.3419 | 4733.9058
5017 | 1009.8775 | 4918.9178 | 1009.8775 | 4918.9178
5018 | 1014.2222 | 5100.859 | 1014.2222 | 5100.859
5019 | 1040.7778 | 5351.1508 | 1040.7778 | 5351.1508
5020 | 1104.9776 | 5649.0662 | 1104.9776 | 5649.0662
5021 | 1149.9864 | 6023.0787 | 1149.9864 | 6023.0787
5022 | 1132.0094 | 6094.7749 | 1132.0094 | 6094.7749
5023 | 1077.9316 | 5951.7329 | 1077.9316 | 5951.7329
5024 | 1056.4079 | 5841.1805 | 1056.4079 | 5841.1805
5025 | 1036.3625 | 5821.6283 | 1036.3625 | 5821.6283
5026 | 1001.7999 | 5837.4378 | 1001.7999 | 5837.4378
5027 | 957.2594 | 5886.1424 | 957.2594 | 5886.1424
5028 | 905.6409 | 5938.455 | 905.6409 | 5938.455
5029 | 869.4105 | 5963.4448 | 869.4105 | 5963.4448
5030 | 852.2578 | 6021.3071 | 852.2578 | 6021.3071
5031 | 831.9821 | 6091.8704 | 831.9821 | 6091.8704
5032 | 822.4911 | 6160.0929 | 822.4911 | 6160.0929
5033 | 833.7991 | 6277.8849 | 833.7991 | 6277.8849
5034 | 855.8182 | 6487.5241 | 855.8182 | 6487.5241
5035 | 905.428 | 6618.9566 | 905.428 | 6618.9566
5036 | 964.7303 | 6721.2434 | 964.7303 | 6721.2434
5037 | 994.2897 | 6861.5662 | 994.2897 | 6861.5662
5038 | 1020.7503 | 7008.4163 | 1020.7503 | 7008.4163
5039 | 1084.9852 | 7136.3726 | 1084.9852 | 7136.3726
5040 | 1077.8807 | 7280.9032 | 1077.8807 | 7280.9032
5041 | 1040.9541 | 7232.5073 | 1040.9541 | 7232.5073
5042 | 1043.0011 | 7185.3464 | 1043.0011 | 7185.3464
5043 | 1082.0185 | 7234.3015 | 1082.0185 | 7234.3015
5044 | 1142.6762 | 7340.086 | 1142.6762 | 7340.086
5045 | 1188.3442 | 7416.5479 | 1188.3442 | 7416.5479
5046 | 1178.7166 | 7308.7338 | 1178.7166 | 7308.7338
5047 | 1112.1782 | 7106.7459 | 1112.1782 | 7106.7459
5048 | 1086.6448 | 6935.1689 | 1086.6448 | 6935.1689
5049 | 1058.2622 | 6827.2721 | 1058.2622 | 6827.2721
5050 | 1022.0422 | 6788.1446 | 1022.0422 | 6788.1446
5051 | 961.1368 | 6787.2574 | 961.1368 | 6787.2574
5052 | 913.29 | 6751.9678 | 913.29 | 6751.9678
5053 | 868.8979 | 6697.2247 | 868.8979 | 6697.2247
5054 | 850.4018 | 6682.9266 | 850.4018 | 6682.9266
5055 | 836.7885 | 6685.7838 | 836.7885 | 6685.7838
5056 | 828.6985 | 6665.9586 | 828.6985 | 6665.9586
5057 | 836.1487 | 6670.7586 | 836.1487 | 6670.7586
5058 | 863.1397 | 6772.4541 | 863.1397 | 6772.4541
5059 | 909.8388 | 6764.3169 | 909.8388 | 6764.3169
5060 | 976.6768 | 6732.0824 | 976.6768 | 6732.0824
5061 | 1004.5175 | 6676.4137 | 1004.5175 | 6676.4137
5062 | 1031.1007 | 6645.6837 | 1031.1007 | 6645.6837
5063 | 1091.7969 | 6644.7608 | 1091.7969 | 6644.7608
5064 | 1079.5633 | 6679.7144 | 1079.5633 | 6679.7144
5065 | 1040.095 | 6689.819 | 1040.095 | 6689.819
5066 | 1046.3581 | 6713.0368 | 1046.3581 | 6713.0368
5067 | 1074.6654 | 6770.6037 | 1074.6654 | 6770.6037
5068 | 1134.2525 | 6774.829 | 1134.2525 | 6774.829
5069 | 1183.0588 | 6780.0212 | 1183.0588 | 6780.0212
5070 | 1159.0689 | 6693.885 | 1159.0689 | 6693.885
5071 | 1106.1174 | 6574.8965 | 1106.1174 | 6574.8965
5072 | 1079.7234 | 6453.6536 | 1079.7234 | 6453.6536
5073 | 1049.6378 | 6373.5223 | 1049.6378 | 6373.5223
5074 | 1009.65 | 6297.8692 | 1009.65 | 6297.8692
5075 | 953.0041 | 6221.5549 | 953.0041 | 6221.5549
5076 | 899.3413 | 6166.6662 | 899.3413 | 6166.6662
5077 | 863.7354 | 6114.1503 | 863.7354 | 6114.1503
5078 | 839.9759 | 6069.7111 | 839.9759 | 6069.7111
5079 | 828.261 | 6000.2593 | 828.261 | 6000.2593
5080 | 817.5154 | 5887.4866 | 817.5154 | 5887.4866
5081 | 825.7616 | 5798.7454 | 825.7616 | 5798.7454
5082 | 848.9268 | 5799.921 | 848.9268 | 5799.921
5083 | 899.1224 | 5687.255 | 899.1224 | 5687.255
5084 | 961.7766 | 5574.0998 | 961.7766 | 5574.0998
5085 | 993.6095 | 5462.4548 | 993.6095 | 5462.4548
5086 | 1023.0049 | 5420.1435 | 1023.0049 | 5420.1435
5087 | 1086.9805 | 5441.7893 | 1086.9805 | 5441.7893
5088 | 1079.6271 | 5495.8966 | 1079.6271 | 5495.8966
5089 | 1046.2766 | 5531.5394 | 1046.2766 | 5531.5394
5090 | 1054.0437 | 5535.9005 | 1054.0437 | 5535.9005
5091 | 1084.0524 | 5604.3063 | 1084.0524 | 5604.3063
5092 | 1135.2069 | 5696.2823 | 1135.2069 | 5696.2823
5093 | 1171.6295 | 5856.0405 | 1171.6295 | 5856.0405
5094 | 1159.3331 | 5956.8385 | 1159.3331 | 5956.8385
5095 | 1109.5481 | 5956.4842 | 1109.5481 | 5956.4842
5096 | 1082.5323 | 5923.8829 | 1082.5323 | 5923.8829
5097 | 1048.5757 | 5890.0769 | 1048.5757 | 5890.0769
5098 | 1014.5984 | 5855.8491 | 1014.5984 | 5855.8491
5099 | 960.187 | 5816.2091 | 960.187 | 5816.2091
5100 | 914.5887 | 5776.9106 | 914.5887 | 5776.9106
5101 | 873.4671 | 5734.0457 | 873.4671 | 5734.0457
5102 | 855.5245 | 5711.2844 | 855.5245 | 5711.2844
5103 | 836.4481 | 5679.1007 | 836.4481 | 5679.1007
5104 | 825.3921 | 5636.5583 | 825.3921 | 5636.5583
5105 | 831.3884 | 5643.734 | 831.3884 | 5643.734
5106 | 854.1988 | 5770.3738 | 854.1988 | 5770.3738
5107 | 890.7517 | 5818.3614 | 890.7517 | 5818.3614
5108 | 938.4973 | 5865.2658 | 938.4973 | 5865.2658
5109 | 979.0462 | 5851.1711 | 979.0462 | 5851.1711
5110 | 1005.9301 | 5819.9957 | 1005.9301 | 5819.9957
5111 | 1063.3996 | 5812.8367 | 1063.3996 | 5812.8367
5112 | 1070.3061 | 5821.0642 | 1070.3061 | 5821.0642
5113 | 1038.3876 | 5838.2957 | 1038.3876 | 5838.2957
5114 | 1048.4502 | 5865.5224 | 1048.4502 | 5865.5224
5115 | 1069.6075 | 5957.6848 | 1069.6075 | 5957.6848
5116 | 1121.9992 | 6088.2651 | 1121.9992 | 6088.2651
5117 | 1164.0989 | 6276.8282 | 1164.0989 | 6276.8282
5118 | 1154.024 | 6358.9178 | 1154.024 | 6358.9178
5119 | 1112.157 | 6313.7231 | 1112.157 | 6313.7231
5120 | 1084.0171 | 6245.9324 | 1084.0171 | 6245.9324
5121 | 1060.0148 | 6205.8903 | 1060.0148 | 6205.8903
5122 | 1024.8826 | 6181.6106 | 1024.8826 | 6181.6106
5123 | 970.7211 | 6144.3462 | 970.7211 | 6144.3462
5124 | 920.3967 | 5218.1488 | 920.3967 | 5218.1488
5125 | 881.4651 | 5233.9862 | 881.4651 | 5233.9862
5126 | 862.3781 | 5290.8126 | 862.3781 | 5290.8126
5127 | 844.934 | 5372.9553 | 844.934 | 5372.9553
5128 | 834.5045 | 5427.0488 | 834.5045 | 5427.0488
5129 | 838.7909 | 5527.7822 | 838.7909 | 5527.7822
5130 | 856.5061 | 5699.1458 | 856.5061 | 5699.1458
5131 | 883.241 | 5776.9991 | 883.241 | 5776.9991
5132 | 921.2198 | 5835.9364 | 921.2198 | 5835.9364
5133 | 953.3994 | 5864.7111 | 953.3994 | 5864.7111
5134 | 990.8042 | 5973.6325 | 990.8042 | 5973.6325
5135 | 1050.2984 | 6135.9168 | 1050.2984 | 6135.9168
5136 | 1058.8364 | 6268.1188 | 1058.8364 | 6268.1188
5137 | 1035.5924 | 6336.1035 | 1035.5924 | 6336.1035
5138 | 1033.4573 | 6420.9181 | 1033.4573 | 6420.9181
5139 | 1062.6339 | 6515.638 | 1062.6339 | 6515.638
5140 | 1115.3237 | 6561.9567 | 1115.3237 | 6561.9567
5141 | 1157.3468 | 6593.2059 | 1157.3468 | 6593.2059
5142 | 1142.3693 | 6555.4619 | 1142.3693 | 6555.4619
5143 | 1102.1277 | 6466.8832 | 1102.1277 | 6466.8832
5144 | 1077.3016 | 6408.1048 | 1077.3016 | 6408.1048
5145 | 1052.0981 | 6349.5509 | 1052.0981 | 6349.5509
5146 | 1024.7354 | 6346.9284 | 1024.7354 | 6346.9284
5147 | 979.3025 | 6523.6772 | 979.3025 | 6523.6772
5148 | 932.7355 | 6820.1695 | 932.7355 | 6820.1695
5149 | 893.7086 | 6957.2326 | 893.7086 | 6957.2326
5150 | 870.9078 | 7010.6567 | 870.9078 | 7010.6567
5151 | 853.2296 | 7099.6042 | 853.2296 | 7099.6042
5152 | 847.9848 | 7212.6723 | 847.9848 | 7212.6723
5153 | 846.6169 | 7365.9537 | 846.6169 | 7365.9537
5154 | 861.035 | 7562.6463 | 861.035 | 7562.6463
5155 | 892.3281 | 7606.8537 | 892.3281 | 7606.8537
5156 | 931.8246 | 7629.8769 | 931.8246 | 7629.8769
5157 | 961.6002 | 7640.7575 | 961.6002 | 7640.7575
5158 | 993.4258 | 7639.4164 | 993.4258 | 7639.4164
5159 | 1052.9996 | 7633.4716 | 1052.9996 | 7633.4716
5160 | 1052.9432 | 7620.757 | 1052.9432 | 7620.757
5161 | 1039.4102 | 7600.0276 | 1039.4102 | 7600.0276
5162 | 1039.2019 | 7633.8064 | 1039.2019 | 7633.8064
5163 | 1055.9581 | 7692.9902 | 1055.9581 | 7692.9902
5164 | 1111.0016 | 7735.6545 | 1111.0016 | 7735.6545
5165 | 1165.6222 | 7738.4245 | 1165.6222 | 7738.4245
5166 | 1146.3997 | 7572.1458 | 1146.3997 | 7572.1458
5167 | 1107.0679 | 7353.5203 | 1107.0679 | 7353.5203
5168 | 1073.3743 | 7202.4994 | 1073.3743 | 7202.4994
5169 | 1053.5539 | 7093.4137 | 1053.5539 | 7093.4137
5170 | 1020.8524 | 7059.7917 | 1020.8524 | 7059.7917
5171 | 970.6751 | 7180.464 | 970.6751 | 7180.464
5172 | 927.4773 | 7320.4465 | 927.4773 | 7320.4465
5173 | 891.6445 | 7336.2838 | 891.6445 | 7336.2838
5174 | 867.0637 | 7307.7986 | 867.0637 | 7307.7986
5175 | 850.8924 | 7232.2973 | 850.8924 | 7232.2973
5176 | 844.5568 | 7170.9616 | 844.5568 | 7170.9616
5177 | 848.0344 | 7162.6926 | 848.0344 | 7162.6926
5178 | 866.5879 | 7214.8466 | 866.5879 | 7214.8466
5179 | 900.8059 | 7177.6487 | 900.8059 | 7177.6487
5180 | 946.6087 | 7156.4409 | 946.6087 | 7156.4409
5181 | 986.1051 | 7148.0414 | 986.1051 | 7148.0414
5182 | 1020.2238 | 7171.6511 | 1020.2238 | 7171.6511
5183 | 1075.0818 | 7193.0513 | 1075.0818 | 7193.0513
5184 | 1073.1759 | 7253.9292 | 1073.1759 | 7253.9292
5185 | 1034.597 | 7320.5278 | 1034.597 | 7320.5278
5186 | 1036.8686 | 7476.7925 | 1036.8686 | 7476.7925
5187 | 1060.5039 | 7474.9854 | 1060.5039 | 7474.9854
5188 | 1115.1659 | 7414.1919 | 1115.1659 | 7414.1919
5189 | 1174.2847 | 7288.8052 | 1174.2847 | 7288.8052
5190 | 1160.6957 | 7021.5891 | 1160.6957 | 7021.5891
5191 | 1116.1953 | 6758.1024 | 1116.1953 | 6758.1024
5192 | 1090.7625 | 6566.6309 | 1090.7625 | 6566.6309
5193 | 1064.9225 | 6443.3056 | 1064.9225 | 6443.3056
5194 | 1028.8379 | 6448.622 | 1028.8379 | 6448.622
5195 | 969.486 | 6619.9521 | 969.486 | 6619.9521
5196 | 918.7965 | 6861.7542 | 918.7965 | 6861.7542
5197 | 884.0548 | 6935.9362 | 884.0548 | 6935.9362
5198 | 861.8595 | 6997.0471 | 861.8595 | 6997.0471
5199 | 848.3805 | 7103.0065 | 848.3805 | 7103.0065
5200 | 839.9685 | 7199.5668 | 839.9685 | 7199.5668
5201 | 850.71 | 7325.8812 | 850.71 | 7325.8812
5202 | 878.6646 | 7512.1145 | 878.6646 | 7512.1145
5203 | 926.7034 | 7568.2933 | 926.7034 | 7568.2933
5204 | 988.0504 | 7601.3977 | 988.0504 | 7601.3977
5205 | 1024.3482 | 7599.2988 | 1024.3482 | 7599.2988
5206 | 1053.5477 | 7587.4985 | 1053.5477 | 7587.4985
5207 | 1118.2483 | 7569.0782 | 1118.2483 | 7569.0782
5208 | 1105.5017 | 7555.3555 | 1105.5017 | 7555.3555
5209 | 1063.8333 | 7507.9111 | 1063.8333 | 7507.9111
5210 | 1065.7911 | 7472.256 | 1065.7911 | 7472.256
5211 | 1094.3791 | 7481.2861 | 1094.3791 | 7481.2861
5212 | 1148.0576 | 7464.8496 | 1148.0576 | 7464.8496
5213 | 1205.9814 | 7434.0998 | 1205.9814 | 7434.0998
5214 | 1196.3875 | 7325.0317 | 1196.3875 | 7325.0317
5215 | 1141.1709 | 7151.5193 | 1141.1709 | 7151.5193
5216 | 1107.6842 | 6993.4416 | 1107.6842 | 6993.4416
5217 | 1075.7613 | 6871.5024 | 1075.7613 | 6871.5024
5218 | 1035.5314 | 6830.6975 | 1035.5314 | 6830.6975
5219 | 978.3579 | 6947.3375 | 978.3579 | 6947.3375
5220 | 929.2058 | 7131.551 | 929.2058 | 7131.551
5221 | 886.2443 | 7240.6389 | 886.2443 | 7240.6389
5222 | 865.5131 | 7329.7251 | 865.5131 | 7329.7251
5223 | 853.7721 | 7355.7914 | 853.7721 | 7355.7914
5224 | 845.2978 | 7385.564 | 845.2978 | 7385.564
5225 | 850.4399 | 7508.602 | 850.4399 | 7508.602
5226 | 875.7432 | 7712.4773 | 875.7432 | 7712.4773
5227 | 926.5645 | 7764.3716 | 926.5645 | 7764.3716
5228 | 985.3477 | 7762.8221 | 985.3477 | 7762.8221
5229 | 1022.8148 | 7750.8941 | 1022.8148 | 7750.8941
5230 | 1047.9321 | 7771.6055 | 1047.9321 | 7771.6055
5231 | 1121.7274 | 7824.1313 | 1121.7274 | 7824.1313
5232 | 1109.1919 | 7897.9886 | 1109.1919 | 7897.9886
5233 | 1071.1472 | 7961.4368 | 1071.1472 | 7961.4368
5234 | 1072.0519 | 8035.4142 | 1072.0519 | 8035.4142
5235 | 1094.1592 | 8085.903 | 1094.1592 | 8085.903
5236 | 1147.1269 | 8079.9257 | 1147.1269 | 8079.9257
5237 | 1200.8841 | 8021.9568 | 1200.8841 | 8021.9568
5238 | 1187.7289 | 7819.134 | 1187.7289 | 7819.134
5239 | 1134.738 | 7554.6392 | 1134.738 | 7554.6392
5240 | 1103.2781 | 7373.2489 | 1103.2781 | 7373.2489
5241 | 1074.7241 | 7238.2042 | 1074.7241 | 7238.2042
5242 | 1038.939 | 7187.5702 | 1038.939 | 7187.5702
5243 | 980.7823 | 7321.9782 | 980.7823 | 7321.9782
5244 | 926.3317 | 7584.4466 | 926.3317 | 7584.4466
5245 | 893.988 | 7675.8925 | 893.988 | 7675.8925
5246 | 868.3776 | 7628.7571 | 868.3776 | 7628.7571
5247 | 857.6475 | 7587.4058 | 857.6475 | 7587.4058
5248 | 847.3395 | 7639.357 | 847.3395 | 7639.357
5249 | 854.4981 | 7749.4154 | 854.4981 | 7749.4154
5250 | 885.6271 | 7913.7223 | 885.6271 | 7913.7223
5251 | 926.1024 | 7938.7755 | 926.1024 | 7938.7755
5252 | 987.8086 | 7927.2708 | 987.8086 | 7927.2708
5253 | 1025.1884 | 7873.5061 | 1025.1884 | 7873.5061
5254 | 1054.9397 | 7811.5521 | 1054.9397 | 7811.5521
5255 | 1114.1854 | 7751.295 | 1114.1854 | 7751.295
5256 | 1105.7578 | 7718.1661 | 1105.7578 | 7718.1661
5257 | 1068.8061 | 7682.8191 | 1068.8061 | 7682.8191
5258 | 1073.1445 | 7658.7572 | 1073.1445 | 7658.7572
5259 | 1094.489 | 7644.3487 | 1094.489 | 7644.3487
5260 | 1148.1156 | 7582.9251 | 1148.1156 | 7582.9251
5261 | 1198.2517 | 7480.221 | 1198.2517 | 7480.221
5262 | 1199.8504 | 7328.4341 | 1199.8504 | 7328.4341
5263 | 1137.589 | 7118.7555 | 1137.589 | 7118.7555
5264 | 1094.7985 | 6910.3981 | 1094.7985 | 6910.3981
5265 | 1068.0185 | 6702.5171 | 1068.0185 | 6702.5171
5266 | 1032.6566 | 6557.6244 | 1032.6566 | 6557.6244
5267 | 977.1857 | 6485.7468 | 977.1857 | 6485.7468
5268 | 927.6064 | 6524.7918 | 927.6064 | 6524.7918
5269 | 891.5455 | 6524.8773 | 891.5455 | 6524.8773
5270 | 867.3801 | 6530.668 | 867.3801 | 6530.668
5271 | 856.1596 | 6543.5028 | 856.1596 | 6543.5028
5272 | 849.1253 | 6529.1704 | 849.1253 | 6529.1704
5273 | 853.2406 | 6586.0508 | 853.2406 | 6586.0508
5274 | 872.4189 | 6737.5042 | 872.4189 | 6737.5042
5275 | 909.5202 | 6799.8577 | 909.5202 | 6799.8577
5276 | 955.9533 | 6882.3597 | 955.9533 | 6882.3597
5277 | 996.3869 | 6909.3702 | 996.3869 | 6909.3702
5278 | 1036.3604 | 6890.3871 | 1036.3604 | 6890.3871
5279 | 1091.8278 | 6867.9343 | 1091.8278 | 6867.9343
5280 | 1091.9905 | 6851.9434 | 1091.9905 | 6851.9434
5281 | 1054.7231 | 6819.2426 | 1054.7231 | 6819.2426
5282 | 1060.9783 | 6797.575 | 1060.9783 | 6797.575
5283 | 1073.4149 | 6800.8085 | 1073.4149 | 6800.8085
5284 | 1134.9721 | 6789.4126 | 1134.9721 | 6789.4126
5285 | 1190.4098 | 6789.2843 | 1190.4098 | 6789.2843
5286 | 1175.2156 | 6710.2076 | 1175.2156 | 6710.2076
5287 | 1125.5738 | 6571.0971 | 1125.5738 | 6571.0971
5288 | 1095.5242 | 6432.4256 | 1095.5242 | 6432.4256
5289 | 1073.0854 | 6353.4573 | 1073.0854 | 6353.4573
5290 | 1038.1797 | 6350.2048 | 1038.1797 | 6350.2048
5291 | 984.9493 | 6477.3039 | 984.9493 | 6477.3039
5292 | 933.4585 | 6695.6673 | 933.4585 | 6695.6673
5293 | 896.5016 | 6842.4335 | 896.5016 | 6842.4335
5294 | 871.5831 | 6951.808 | 871.5831 | 6951.808
5295 | 854.4659 | 7052.0967 | 854.4659 | 7052.0967
5296 | 846.6865 | 7126.3525 | 846.6865 | 7126.3525
5297 | 847.1909 | 7229.6062 | 847.1909 | 7229.6062
5298 | 867.5302 | 7390.6367 | 867.5302 | 7390.6367
5299 | 893.4685 | 7450.7219 | 893.4685 | 7450.7219
5300 | 924.2545 | 7491.8912 | 924.2545 | 7491.8912
5301 | 974.4911 | 7499.8735 | 974.4911 | 7499.8735
5302 | 1002.7711 | 7455.3095 | 1002.7711 | 7455.3095
5303 | 1066.6968 | 7411.9383 | 1066.6968 | 7411.9383
5304 | 1057.1084 | 7411.0691 | 1057.1084 | 7411.0691
5305 | 1028.404 | 7357.828 | 1028.404 | 7357.828
5306 | 1033.6845 | 7360.1032 | 1033.6845 | 7360.1032
5307 | 1055.0693 | 7482.0422 | 1055.0693 | 7482.0422
5308 | 1091.7777 | 7600.5671 | 1091.7777 | 7600.5671
5309 | 1153.0126 | 7612.7882 | 1153.0126 | 7612.7882
5310 | 1145.6817 | 7275.7601 | 1145.6817 | 7275.7601
5311 | 1105.4657 | 6808.8862 | 1105.4657 | 6808.8862
5312 | 1077.4394 | 6565.3708 | 1077.4394 | 6565.3708
5313 | 1053.5835 | 6367.4449 | 1053.5835 | 6367.4449
5314 | 1022.4398 | 6262.7508 | 1022.4398 | 6262.7508
5315 | 973.1075 | 6262.0713 | 973.1075 | 6262.0713
5316 | 922.7628 | 6298.218 | 922.7628 | 6298.218
5317 | 887.9365 | 6248.4018 | 887.9365 | 6248.4018
5318 | 867.578 | 6209.9614 | 867.578 | 6209.9614
5319 | 849.3193 | 6184.9919 | 849.3193 | 6184.9919
5320 | 841.1252 | 6146.2127 | 841.1252 | 6146.2127
5321 | 842.8967 | 6153.8215 | 842.8967 | 6153.8215
5322 | 857.1306 | 6256.0033 | 857.1306 | 6256.0033
5323 | 881.4987 | 6256.1057 | 881.4987 | 6256.1057
5324 | 909.1104 | 6231.9995 | 909.1104 | 6231.9995
5325 | 955.4084 | 6155.4262 | 955.4084 | 6155.4262
5326 | 989.1981 | 6068.7734 | 989.1981 | 6068.7734
5327 | 1052.2382 | 5977.3908 | 1052.2382 | 5977.3908
5328 | 1052.6513 | 5919.311 | 1052.6513 | 5919.311
5329 | 1029.1886 | 5854.7287 | 1029.1886 | 5854.7287
5330 | 1028.6529 | 5792.6105 | 1028.6529 | 5792.6105
5331 | 1038.3926 | 5710.9103 | 1038.3926 | 5710.9103
5332 | 1076.5912 | 5566.6952 | 1076.5912 | 5566.6952
5333 | 1134.8364 | 5503.6857 | 1134.8364 | 5503.6857
5334 | 1128.9005 | 5463.0434 | 1128.9005 | 5463.0434
5335 | 1084.597 | 5394.249 | 1084.597 | 5394.249
5336 | 1053.6583 | 5325.5154 | 1053.6583 | 5325.5154
5337 | 1023.321 | 5216.5557 | 1023.321 | 5216.5557
5338 | 991.6742 | 5071.411 | 991.6742 | 5071.411
5339 | 942.5289 | 4837.983 | 942.5289 | 4837.983
5340 | 892.4352 | 4461.8106 | 892.4352 | 4461.8106
5341 | 857.9217 | 4016.9394 | 857.9217 | 4016.9394
5342 | 838.0417 | 3528.2497 | 838.0417 | 3528.2497
5343 | 822.736 | 3342.1078 | 822.736 | 3342.1078
5344 | 816.4676 | 3305.7229 | 816.4676 | 3305.7229
5345 | 821.6922 | 3375.0788 | 821.6922 | 3375.0788
5346 | 840.5441 | 3530.8166 | 840.5441 | 3530.8166
5347 | 872.5516 | 3575.1501 | 872.5516 | 3575.1501
5348 | 912.2233 | 3594.8969 | 912.2233 | 3594.8969
5349 | 960.5917 | 3592.042 | 960.5917 | 3592.042
5350 | 991.2209 | 3614.0136 | 991.2209 | 3614.0136
5351 | 1052.8275 | 3707.9981 | 1052.8275 | 3707.9981
5352 | 1041.8912 | 3862.8826 | 1041.8912 | 3862.8826
5353 | 1010.4978 | 4021.5977 | 1010.4978 | 4021.5977
5354 | 1017.1362 | 4237.5932 | 1017.1362 | 4237.5932
5355 | 1032.5629 | 4548.5537 | 1032.5629 | 4548.5537
5356 | 1079.3046 | 4705.135 | 1079.3046 | 4705.135
5357 | 1143.58 | 4599.0286 | 1143.58 | 4599.0286
5358 | 1147.2324 | 4401.7504 | 1147.2324 | 4401.7504
5359 | 1101.2196 | 4148.849 | 1101.2196 | 4148.849
5360 | 1073.8049 | 4006.019 | 1073.8049 | 4006.019
5361 | 1048.7399 | 3905.2502 | 1048.7399 | 3905.2502
5362 | 1018.7893 | 3892.4206 | 1018.7893 | 3892.4206
5363 | 956.3596 | 4026.0724 | 956.3596 | 4026.0724
5364 | 904.2031 | 4225.2816 | 904.2031 | 4225.2816
5365 | 864.8915 | 4352.2636 | 864.8915 | 4352.2636
5366 | 850.9802 | 4405.9397 | 850.9802 | 4405.9397
5367 | 832.2957 | 4461.7454 | 832.2957 | 4461.7454
5368 | 825.452 | 4520.8795 | 825.452 | 4520.8795
5369 | 836.976 | 4601.0725 | 836.976 | 4601.0725
5370 | 865.3504 | 4808.0982 | 865.3504 | 4808.0982
5371 | 910.225 | 4946.5644 | 910.225 | 4946.5644
5372 | 969.357 | 5072.4154 | 969.357 | 5072.4154
5373 | 1004.23 | 5181.5872 | 1004.23 | 5181.5872
5374 | 1028.792 | 5274.6309 | 1028.792 | 5274.6309
5375 | 1093.7828 | 5292.8807 | 1093.7828 | 5292.8807
5376 | 1085.0175 | 5239.8416 | 1085.0175 | 5239.8416
5377 | 1043.4069 | 5140.3532 | 1043.4069 | 5140.3532
5378 | 1043.3216 | 5069.9181 | 1043.3216 | 5069.9181
5379 | 1070.5803 | 5038.4976 | 1070.5803 | 5038.4976
5380 | 1114.4916 | 4981.2325 | 1114.4916 | 4981.2325
5381 | 1187.8453 | 4975.1815 | 1187.8453 | 4975.1815
5382 | 1187.4195 | 4945.8805 | 1187.4195 | 4945.8805
5383 | 1138.8327 | 4853.6473 | 1138.8327 | 4853.6473
5384 | 1113.6072 | 4750.1338 | 1113.6072 | 4750.1338
5385 | 1077.361 | 4667.8892 | 1077.361 | 4667.8892
5386 | 1037.6616 | 4652.6652 | 1037.6616 | 4652.6652
5387 | 977.5241 | 4717.2612 | 977.5241 | 4717.2612
5388 | 922.4885 | 4830.1506 | 922.4885 | 4830.1506
5389 | 881.055 | 4910.1292 | 881.055 | 4910.1292
5390 | 860.6269 | 5041.1782 | 860.6269 | 5041.1782
5391 | 846.6679 | 5279.9567 | 846.6679 | 5279.9567
5392 | 840.064 | 5542.6039 | 840.064 | 5542.6039
5393 | 843.051 | 5654.8047 | 843.051 | 5654.8047
5394 | 874.9903 | 5716.4098 | 874.9903 | 5716.4098
5395 | 920.2736 | 5626.79 | 920.2736 | 5626.79
5396 | 987.1343 | 5555.6804 | 987.1343 | 5555.6804
5397 | 1024.4351 | 5476.2088 | 1024.4351 | 5476.2088
5398 | 1043.926 | 5440.0877 | 1043.926 | 5440.0877
5399 | 1104.8196 | 5408.4359 | 1104.8196 | 5408.4359
5400 | 1087.6312 | 5390.9328 | 1087.6312 | 5390.9328
5401 | 1046.5298 | 5386.2073 | 1046.5298 | 5386.2073
5402 | 1043.052 | 5412.8032 | 1043.052 | 5412.8032
5403 | 1061.1061 | 5475.2634 | 1061.1061 | 5475.2634
5404 | 1103.1582 | 5498.5215 | 1103.1582 | 5498.5215
5405 | 1174.2825 | 5449.3735 | 1174.2825 | 5449.3735
5406 | 1183.6455 | 5334.7608 | 1183.6455 | 5334.7608
5407 | 1130.7583 | 5149.5291 | 1130.7583 | 5149.5291
5408 | 1092.5094 | 4976.2036 | 1092.5094 | 4976.2036
5409 | 1068.6411 | 4815.956 | 1068.6411 | 4815.956
5410 | 1028.7461 | 4695.2581 | 1028.7461 | 4695.2581
5411 | 970.1825 | 4604.8564 | 970.1825 | 4604.8564
5412 | 914.0493 | 4597.7801 | 914.0493 | 4597.7801
5413 | 877.2691 | 4627.9831 | 877.2691 | 4627.9831
5414 | 850.2692 | 4700.9394 | 850.2692 | 4700.9394
5415 | 834.8009 | 4775.8993 | 834.8009 | 4775.8993
5416 | 826.7998 | 4823.692 | 826.7998 | 4823.692
5417 | 836.2312 | 4921.275 | 836.2312 | 4921.275
5418 | 864.0625 | 5098.8134 | 864.0625 | 5098.8134
5419 | 898.8835 | 5164.8213 | 898.8835 | 5164.8213
5420 | 963.5948 | 5206.6206 | 963.5948 | 5206.6206
5421 | 1004.7851 | 5201.3714 | 1004.7851 | 5201.3714
5422 | 1032.0327 | 5192.2175 | 1032.0327 | 5192.2175
5423 | 1094.575 | 5178.7117 | 1094.575 | 5178.7117
5424 | 1075.823 | 5164.485 | 1075.823 | 5164.485
5425 | 1033.9429 | 5122.5852 | 1033.9429 | 5122.5852
5426 | 1037.6225 | 5088.8202 | 1037.6225 | 5088.8202
5427 | 1060.5918 | 5067.7329 | 1060.5918 | 5067.7329
5428 | 1092.3031 | 5003.411 | 1092.3031 | 5003.411
5429 | 1156.9273 | 4962.9581 | 1156.9273 | 4962.9581
5430 | 1171.4709 | 4903.0356 | 1171.4709 | 4903.0356
5431 | 1115.1007 | 4768.2096 | 1115.1007 | 4768.2096
5432 | 1082.5027 | 4660.1596 | 1082.5027 | 4660.1596
5433 | 1057.059 | 4578.545 | 1057.059 | 4578.545
5434 | 1019.8626 | 4510.7731 | 1019.8626 | 4510.7731
5435 | 960.5907 | 4463.9724 | 960.5907 | 4463.9724
5436 | 910.6007 | 4498.4808 | 910.6007 | 4498.4808
5437 | 874.2205 | 4488.4852 | 874.2205 | 4488.4852
5438 | 856.2948 | 4418.6672 | 856.2948 | 4418.6672
5439 | 838.8935 | 4320.1053 | 838.8935 | 4320.1053
5440 | 826.8528 | 4234.8268 | 826.8528 | 4234.8268
5441 | 832.4208 | 4272.3011 | 832.4208 | 4272.3011
5442 | 849.9276 | 4434.2136 | 849.9276 | 4434.2136
5443 | 875.4388 | 4467.8358 | 875.4388 | 4467.8358
5444 | 927.8678 | 4463.0099 | 927.8678 | 4463.0099
5445 | 968.9769 | 4429.5335 | 968.9769 | 4429.5335
5446 | 1002.3982 | 4397.1928 | 1002.3982 | 4397.1928
5447 | 1060.0576 | 4369.3214 | 1060.0576 | 4369.3214
5448 | 1058.4317 | 4374.753 | 1058.4317 | 4374.753
5449 | 1026.8058 | 4381.6207 | 1026.8058 | 4381.6207
5450 | 1034.9997 | 4430.0171 | 1034.9997 | 4430.0171
5451 | 1040.9511 | 4524.107 | 1040.9511 | 4524.107
5452 | 1071.2325 | 4588.4457 | 1071.2325 | 4588.4457
5453 | 1132.0403 | 4690.389 | 1132.0403 | 4690.389
5454 | 1144.1626 | 4757.741 | 1144.1626 | 4757.741
5455 | 1097.7204 | 4760.1447 | 1097.7204 | 4760.1447
5456 | 1061.9453 | 4761.7272 | 1061.9453 | 4761.7272
5457 | 1033.645 | 4752.1928 | 1033.645 | 4752.1928
5458 | 1006.4212 | 4733.8185 | 1006.4212 | 4733.8185
5459 | 957.3194 | 4704.9118 | 957.3194 | 4704.9118
5460 | 909.7042 | 4723.6685 | 909.7042 | 4723.6685
5461 | 871.5665 | 4752.1072 | 871.5665 | 4752.1072
5462 | 848.2204 | 4782.3447 | 848.2204 | 4782.3447
5463 | 832.1349 | 4797.6997 | 832.1349 | 4797.6997
5464 | 825.5777 | 4801.8915 | 825.5777 | 4801.8915
5465 | 827.4205 | 4878.5562 | 827.4205 | 4878.5562
5466 | 846.6932 | 5053.0702 | 846.6932 | 5053.0702
5467 | 859.8007 | 5121.8504 | 859.8007 | 5121.8504
5468 | 897.5314 | 5194.1452 | 897.5314 | 5194.1452
5469 | 936.7329 | 5244.2163 | 936.7329 | 5244.2163
5470 | 968.7927 | 5298.3216 | 968.7927 | 5298.3216
5471 | 1031.9754 | 5344.7986 | 1031.9754 | 5344.7986
5472 | 1037.7437 | 5393.9571 | 1037.7437 | 5393.9571
5473 | 1006.1666 | 5414.8125 | 1006.1666 | 5414.8125
5474 | 1008.3078 | 5431.9574 | 1008.3078 | 5431.9574
5475 | 1020.4514 | 5459.5116 | 1020.4514 | 5459.5116
5476 | 1053.7956 | 5425.4331 | 1053.7956 | 5425.4331
5477 | 1122.6563 | 5387.3745 | 1122.6563 | 5387.3745
5478 | 1120.2371 | 5300.8629 | 1120.2371 | 5300.8629
5479 | 1076.994 | 5160.3663 | 1076.994 | 5160.3663
5480 | 1053.6555 | 5037.1946 | 1053.6555 | 5037.1946
5481 | 1029.7273 | 4950.2874 | 1029.7273 | 4950.2874
5482 | 997.5017 | 4910.3646 | 997.5017 | 4910.3646
5483 | 946.0181 | 4918.0021 | 946.0181 | 4918.0021
5484 | 900.9437 | 5003.4204 | 900.9437 | 5003.4204
5485 | 868.4138 | 5088.9436 | 868.4138 | 5088.9436
5486 | 845.1357 | 5148.6684 | 845.1357 | 5148.6684
5487 | 831.7261 | 5159.991 | 831.7261 | 5159.991
5488 | 821.7967 | 5133.0572 | 821.7967 | 5133.0572
5489 | 826.9928 | 5180.8646 | 826.9928 | 5180.8646
5490 | 840.4695 | 5333.8302 | 840.4695 | 5333.8302
5491 | 857.3314 | 5386.6066 | 857.3314 | 5386.6066
5492 | 890.7975 | 5421.0971 | 890.7975 | 5421.0971
5493 | 931.2449 | 5417.108 | 931.2449 | 5417.108
5494 | 967.9182 | 5407.324 | 967.9182 | 5407.324
5495 | 1019.0632 | 5399.4889 | 1019.0632 | 5399.4889
5496 | 1023.3703 | 5399.7538 | 1023.3703 | 5399.7538
5497 | 996.6809 | 5381.2927 | 996.6809 | 5381.2927
5498 | 996.7901 | 5380.5435 | 996.7901 | 5380.5435
5499 | 1010.892 | 5391.5899 | 1010.892 | 5391.5899
5500 | 1046.6487 | 5360.1577 | 1046.6487 | 5360.1577
5501 | 1119.4836 | 5306.9773 | 1119.4836 | 5306.9773
5502 | 1123.5628 | 5232.5631 | 1123.5628 | 5232.5631
5503 | 1078.1706 | 5115.0011 | 1078.1706 | 5115.0011
5504 | 1045.8708 | 5005.691 | 1045.8708 | 5005.691
5505 | 1032.5189 | 4941.0883 | 1032.5189 | 4941.0883
5506 | 994.3861 | 4917.2954 | 994.3861 | 4917.2954
5507 | 947.1756 | 4914.9778 | 947.1756 | 4914.9778
5508 | 897.7652 | 5055.9683 | 897.7652 | 5055.9683
5509 | 865.7484 | 5244.8234 | 865.7484 | 5244.8234
5510 | 843.1111 | 5391.2461 | 843.1111 | 5391.2461
5511 | 829.5515 | 5507.4127 | 829.5515 | 5507.4127
5512 | 820.6925 | 5540.8397 | 820.6925 | 5540.8397
5513 | 826.2052 | 5512.4084 | 826.2052 | 5512.4084
5514 | 847.832 | 5664.9959 | 847.832 | 5664.9959
5515 | 870.7119 | 5762.6334 | 870.7119 | 5762.6334
5516 | 921.6585 | 5867.566 | 921.6585 | 5867.566
5517 | 957.9525 | 5954.8113 | 957.9525 | 5954.8113
5518 | 983.6432 | 6038.656 | 983.6432 | 6038.656
5519 | 1039.2295 | 6118.4008 | 1039.2295 | 6118.4008
5520 | 1037.2991 | 6189.3598 | 1037.2991 | 6189.3598
5521 | 1009.4736 | 6249.1536 | 1009.4736 | 6249.1536
5522 | 1007.871 | 6315.066 | 1007.871 | 6315.066
5523 | 1023.9484 | 6379.9205 | 1023.9484 | 6379.9205
5524 | 1057.2334 | 6345.59 | 1057.2334 | 6345.59
5525 | 1130.3331 | 6250.1948 | 1130.3331 | 6250.1948
5526 | 1140.9611 | 6083.1601 | 1140.9611 | 6083.1601
5527 | 1087.8369 | 5858.1078 | 1087.8369 | 5858.1078
5528 | 1064.2892 | 5652.9008 | 1064.2892 | 5652.9008
5529 | 1033.8448 | 5498.0718 | 1033.8448 | 5498.0718
5530 | 1002.8583 | 5399.6784 | 1002.8583 | 5399.6784
5531 | 944.3281 | 5360.5646 | 944.3281 | 5360.5646
5532 | 888.1548 | 5417.5036 | 888.1548 | 5417.5036
5533 | 852.9734 | 5486.897 | 852.9734 | 5486.897
5534 | 836.8641 | 5546.3698 | 836.8641 | 5546.3698
5535 | 825.0254 | 5610.9965 | 825.0254 | 5610.9965
5536 | 814.5971 | 5638.7529 | 814.5971 | 5638.7529
5537 | 823.6564 | 5713.4013 | 823.6564 | 5713.4013
5538 | 849.9454 | 5856.5378 | 849.9454 | 5856.5378
5539 | 887.4893 | 5889.1519 | 887.4893 | 5889.1519
5540 | 953.2008 | 5921.6262 | 953.2008 | 5921.6262
5541 | 988.4333 | 5928.2223 | 988.4333 | 5928.2223
5542 | 1019.2837 | 5949.5638 | 1019.2837 | 5949.5638
5543 | 1077.056 | 5975.1225 | 1077.056 | 5975.1225
5544 | 1061.2167 | 5996.3058 | 1061.2167 | 5996.3058
5545 | 1024.1133 | 5978.3488 | 1024.1133 | 5978.3488
5546 | 1031.8902 | 5955.547 | 1031.8902 | 5955.547
5547 | 1047.0008 | 5892.749 | 1047.0008 | 5892.749
5548 | 1076.887 | 5709.2175 | 1076.887 | 5709.2175
5549 | 1151.1988 | 5557.9979 | 1151.1988 | 5557.9979
5550 | 1172.2957 | 5402.4305 | 1172.2957 | 5402.4305
5551 | 1115.9834 | 5211.0241 | 1115.9834 | 5211.0241
5552 | 1081.5636 | 5043.6213 | 1081.5636 | 5043.6213
5553 | 1053.9078 | 4911.853 | 1053.9078 | 4911.853
5554 | 1011.7892 | 4838.7885 | 1011.7892 | 4838.7885
5555 | 953.6448 | 4800.0527 | 953.6448 | 4800.0527
5556 | 897.4984 | 4886.101 | 897.4984 | 4886.101
5557 | 858.5998 | 5060.5904 | 858.5998 | 5060.5904
5558 | 841.0972 | 5203.9887 | 841.0972 | 5203.9887
5559 | 827.7357 | 5258.7863 | 827.7357 | 5258.7863
5560 | 819.2506 | 5242.3117 | 819.2506 | 5242.3117
5561 | 829.1806 | 5270.9649 | 829.1806 | 5270.9649
5562 | 855.4094 | 5415.6135 | 855.4094 | 5415.6135
5563 | 896.34 | 5463.6013 | 896.34 | 5463.6013
5564 | 957.8731 | 5494.0594 | 957.8731 | 5494.0594
5565 | 995.768 | 5499.2694 | 995.768 | 5499.2694
5566 | 1022.7538 | 5439.0796 | 1022.7538 | 5439.0796
5567 | 1084.0019 | 5372.8998 | 1084.0019 | 5372.8998
5568 | 1075.655 | 5325.4053 | 1075.655 | 5325.4053
5569 | 1031.3828 | 5318.4115 | 1031.3828 | 5318.4115
5570 | 1033.4277 | 5411.039 | 1033.4277 | 5411.039
5571 | 1048.0349 | 5474.5073 | 1048.0349 | 5474.5073
5572 | 1079.175 | 5335.0808 | 1079.175 | 5335.0808
5573 | 1153.5539 | 5241.3238 | 1153.5539 | 5241.3238
5574 | 1166.6711 | 5136.9182 | 1166.6711 | 5136.9182
5575 | 1112.0468 | 4986.3405 | 1112.0468 | 4986.3405
5576 | 1073.8927 | 4877.1563 | 1073.8927 | 4877.1563
5577 | 1045.364 | 4780.798 | 1045.364 | 4780.798
5578 | 1007.5373 | 4701.3068 | 1007.5373 | 4701.3068
5579 | 947.8512 | 4639.0063 | 947.8512 | 4639.0063
5580 | 901.4952 | 4694.6852 | 901.4952 | 4694.6852
5581 | 862.6364 | 4775.9239 | 862.6364 | 4775.9239
5582 | 848.324 | 4781.9666 | 848.324 | 4781.9666
5583 | 828.0541 | 4745.4038 | 828.0541 | 4745.4038
5584 | 818.4249 | 4710.7831 | 818.4249 | 4710.7831
5585 | 829.1389 | 4740.1924 | 829.1389 | 4740.1924
5586 | 853.0203 | 4859.2601 | 853.0203 | 4859.2601
5587 | 886.8526 | 4866.4193 | 886.8526 | 4866.4193
5588 | 952.1803 | 4859.073 | 952.1803 | 4859.073
5589 | 985.0032 | 4842.4825 | 985.0032 | 4842.4825
5590 | 1011.9318 | 4895.8317 | 1011.9318 | 4895.8317
5591 | 1083.2359 | 5027.8725 | 1083.2359 | 5027.8725
5592 | 1079.538 | 5134.7456 | 1079.538 | 5134.7456
5593 | 1036.1239 | 5125.8616 | 1036.1239 | 5125.8616
5594 | 1027.6332 | 5008.9271 | 1027.6332 | 5008.9271
5595 | 1045.857 | 4853.0045 | 1045.857 | 4853.0045
5596 | 1073.3684 | 4672.2453 | 1073.3684 | 4672.2453
5597 | 1137.3515 | 4522.0338 | 1137.3515 | 4522.0338
5598 | 1156.1413 | 4399.2301 | 1156.1413 | 4399.2301
5599 | 1112.2646 | 4274.6113 | 1112.2646 | 4274.6113
5600 | 1070.8926 | 4177.0205 | 1070.8926 | 4177.0205
5601 | 1044.6084 | 4110.9057 | 1044.6084 | 4110.9057
5602 | 1004.992 | 4064.5562 | 1004.992 | 4064.5562
5603 | 949.5156 | 4052.4094 | 949.5156 | 4052.4094
5604 | 904.3388 | 4215.5785 | 904.3388 | 4215.5785
5605 | 869.08 | 4364.7391 | 869.08 | 4364.7391
5606 | 847.1269 | 4420.0534 | 847.1269 | 4420.0534
5607 | 830.5074 | 4417.5144 | 830.5074 | 4417.5144
5608 | 824.0403 | 4369.4102 | 824.0403 | 4369.4102
5609 | 826.2195 | 4445.1928 | 826.2195 | 4445.1928
5610 | 849.9231 | 4685.2342 | 849.9231 | 4685.2342
5611 | 873.4953 | 4893.5124 | 873.4953 | 4893.5124
5612 | 927.2893 | 5055.4034 | 927.2893 | 5055.4034
5613 | 968.1143 | 5107.6168 | 968.1143 | 5107.6168
5614 | 999.479 | 5015.7974 | 999.479 | 5015.7974
5615 | 1055.6505 | 4913.3255 | 1055.6505 | 4913.3255
5616 | 1050.2515 | 4802.1937 | 1050.2515 | 4802.1937
5617 | 1025.9173 | 4753.7412 | 1025.9173 | 4753.7412
5618 | 1030.7193 | 4733.5857 | 1030.7193 | 4733.5857
5619 | 1044.8657 | 4717.413 | 1044.8657 | 4717.413
5620 | 1065.2026 | 4623.0997 | 1065.2026 | 4623.0997
5621 | 1126.1981 | 4527.5784 | 1126.1981 | 4527.5784
5622 | 1144.3724 | 4445.0994 | 1144.3724 | 4445.0994
5623 | 1097.5328 | 4320.2285 | 1097.5328 | 4320.2285
5624 | 1052.8555 | 4226.0401 | 1052.8555 | 4226.0401
5625 | 1021.8518 | 4179.8355 | 1021.8518 | 4179.8355
5626 | 993.5321 | 4170.5343 | 993.5321 | 4170.5343
5627 | 948.3641 | 4171.367 | 948.3641 | 4171.367
5628 | 900.5163 | 4256.2812 | 900.5163 | 4256.2812
5629 | 866.4685 | 4356.5481 | 866.4685 | 4356.5481
5630 | 845.9649 | 4422.9517 | 845.9649 | 4422.9517
5631 | 830.4771 | 4485.5622 | 830.4771 | 4485.5622
5632 | 819.2442 | 4569.773 | 819.2442 | 4569.773
5633 | 822.0114 | 4713.4774 | 822.0114 | 4713.4774
5634 | 836.2027 | 4949.3604 | 836.2027 | 4949.3604
5635 | 850.7844 | 5071.0666 | 850.7844 | 5071.0666
5636 | 892.1528 | 5168.5643 | 892.1528 | 5168.5643
5637 | 929.1151 | 5210.4445 | 929.1151 | 5210.4445
5638 | 954.2032 | 5220.3187 | 954.2032 | 5220.3187
5639 | 1015.773 | 5230.8817 | 1015.773 | 5230.8817
5640 | 1006.8687 | 5246.8984 | 1006.8687 | 5246.8984
5641 | 983.4741 | 5257.2946 | 983.4741 | 5257.2946
5642 | 982.6999 | 5332.658 | 982.6999 | 5332.658
5643 | 993.4266 | 5375.712 | 993.4266 | 5375.712
5644 | 1017.6544 | 5291.7319 | 1017.6544 | 5291.7319
5645 | 1073.9173 | 5192.3042 | 1073.9173 | 5192.3042
5646 | 1088.8946 | 5089.4108 | 1088.8946 | 5089.4108
5647 | 1050.1412 | 4947.528 | 1050.1412 | 4947.528
5648 | 1029.3999 | 4834.4374 | 1029.3999 | 4834.4374
5649 | 1000.7616 | 4720.9412 | 1000.7616 | 4720.9412
5650 | 970.368 | 4615.365 | 970.368 | 4615.365
5651 | 920.6899 | 4530.886 | 920.6899 | 4530.886
5652 | 877.1887 | 4539.5615 | 877.1887 | 4539.5615
5653 | 844.5039 | 4633.0236 | 844.5039 | 4633.0236
5654 | 825.0631 | 4772.8936 | 825.0631 | 4772.8936
5655 | 811.4047 | 5014.3184 | 811.4047 | 5014.3184
5656 | 795.4455 | 5303.0506 | 795.4455 | 5303.0506
5657 | 801.5713 | 5595.1999 | 801.5713 | 5595.1999
5658 | 813.0782 | 5928.618 | 813.0782 | 5928.618
5659 | 827.445 | 6120.5142 | 827.445 | 6120.5142
5660 | 866.308 | 6269.9299 | 866.308 | 6269.9299
5661 | 896.6813 | 6373.9351 | 896.6813 | 6373.9351
5662 | 937.1708 | 6480.9664 | 937.1708 | 6480.9664
5663 | 987.8019 | 6625.7347 | 987.8019 | 6625.7347
5664 | 976.4145 | 6773.8144 | 976.4145 | 6773.8144
5665 | 956.015 | 6818.4865 | 956.015 | 6818.4865
5666 | 956.69 | 6821.5178 | 956.69 | 6821.5178
5667 | 972.6587 | 6803.5808 | 972.6587 | 6803.5808
5668 | 1001.6114 | 6689.7353 | 1001.6114 | 6689.7353
5669 | 1070.2641 | 6511.1706 | 1070.2641 | 6511.1706
5670 | 1085.7234 | 6187.752 | 1085.7234 | 6187.752
5671 | 1049.12 | 5927.7938 | 1049.12 | 5927.7938
5672 | 1017.0668 | 5713.6397 | 1017.0668 | 5713.6397
5673 | 991.2771 | 5534.868 | 991.2771 | 5534.868
5674 | 958.9921 | 5410.1376 | 958.9921 | 5410.1376
5675 | 912.3881 | 5381.987 | 912.3881 | 5381.987
5676 | 872.3223 | 5591.9074 | 872.3223 | 5591.9074
5677 | 837.0161 | 5782.0226 | 837.0161 | 5782.0226
5678 | 817.0656 | 5786.5531 | 817.0656 | 5786.5531
5679 | 804.3854 | 5829.2533 | 804.3854 | 5829.2533
5680 | 795.0323 | 5900.6107 | 795.0323 | 5900.6107
5681 | 800.3022 | 6014.3236 | 800.3022 | 6014.3236
5682 | 817.769 | 6160.2324 | 817.769 | 6160.2324
5683 | 836.6397 | 6180.8751 | 836.6397 | 6180.8751
5684 | 889.7447 | 6186.6344 | 889.7447 | 6186.6344
5685 | 919.1508 | 6154.1661 | 919.1508 | 6154.1661
5686 | 952.6911 | 6141.4837 | 952.6911 | 6141.4837
5687 | 1015.4632 | 6166.2863 | 1015.4632 | 6166.2863
5688 | 1006.9293 | 6213.3025 | 1006.9293 | 6213.3025
5689 | 970.8271 | 6249.6577 | 970.8271 | 6249.6577
5690 | 974.0492 | 6294.5257 | 974.0492 | 6294.5257
5691 | 991.7531 | 6263.1052 | 991.7531 | 6263.1052
5692 | 1017.3401 | 6118.1341 | 1017.3401 | 6118.1341
5693 | 1089.3204 | 5916.8868 | 1089.3204 | 5916.8868
5694 | 1114.5119 | 5688.4831 | 1114.5119 | 5688.4831
5695 | 1074.1091 | 5463.0528 | 1074.1091 | 5463.0528
5696 | 1038.643 | 5291.7436 | 1038.643 | 5291.7436
5697 | 1008.3989 | 5151.4063 | 1008.3989 | 5151.4063
5698 | 972.1868 | 5032.2205 | 972.1868 | 5032.2205
5699 | 913.3621 | 4935.2661 | 913.3621 | 4935.2661
5700 | 868.9839 | 4920.2509 | 868.9839 | 4920.2509
5701 | 833.6959 | 4938.2304 | 833.6959 | 4938.2304
5702 | 815.1741 | 4932.4278 | 815.1741 | 4932.4278
5703 | 808.6957 | 4905.316 | 808.6957 | 4905.316
5704 | 794.3168 | 4871.5774 | 794.3168 | 4871.5774
5705 | 806.07 | 4898.2144 | 806.07 | 4898.2144
5706 | 834.188 | 5003.7986 | 834.188 | 5003.7986
5707 | 860.6544 | 5004.405 | 860.6544 | 5004.405
5708 | 930.7455 | 4964.295 | 930.7455 | 4964.295
5709 | 964.4285 | 4897.9289 | 964.4285 | 4897.9289
5710 | 998.5626 | 4803.4632 | 998.5626 | 4803.4632
5711 | 1056.7783 | 4646.301 | 1056.7783 | 4646.301
5712 | 1042.2392 | 4467.7516 | 1042.2392 | 4467.7516
5713 | 1004.3132 | 4305.382 | 1004.3132 | 4305.382
5714 | 1003.429 | 4200.1669 | 1003.429 | 4200.1669
5715 | 1023.9223 | 4151.4825 | 1023.9223 | 4151.4825
5716 | 1040.3663 | 4085.6484 | 1040.3663 | 4085.6484
5717 | 1119.2776 | 3982.0623 | 1119.2776 | 3982.0623
5718 | 1150.3704 | 3886.6037 | 1150.3704 | 3886.6037
5719 | 1101.0633 | 3764.8832 | 1101.0633 | 3764.8832
5720 | 1063.8028 | 3664.8981 | 1063.8028 | 3664.8981
5721 | 1038.2507 | 3555.4343 | 1038.2507 | 3555.4343
5722 | 996.9431 | 3431.7121 | 996.9431 | 3431.7121
5723 | 938.1415 | 3374.2001 | 938.1415 | 3374.2001
5724 | 881.7191 | 3512.9224 | 881.7191 | 3512.9224
5725 | 848.7056 | 3669.8958 | 848.7056 | 3669.8958
5726 | 832.4903 | 3690.3042 | 832.4903 | 3690.3042
5727 | 817.842 | 3695.5781 | 817.842 | 3695.5781
5728 | 805.6764 | 3695.9894 | 805.6764 | 3695.9894
5729 | 813.4485 | 3823.6899 | 813.4485 | 3823.6899
5730 | 837.458 | 3916.5466 | 837.458 | 3916.5466
5731 | 868.3097 | 3871.1578 | 868.3097 | 3871.1578
5732 | 947.4321 | 3789.7151 | 947.4321 | 3789.7151
5733 | 979.5059 | 3754.0965 | 979.5059 | 3754.0965
5734 | 1003.4701 | 3827.2299 | 1003.4701 | 3827.2299
5735 | 1068.611 | 3960.9089 | 1068.611 | 3960.9089
5736 | 1061.2896 | 4183.2111 | 1061.2896 | 4183.2111
5737 | 1013.5717 | 4305.256 | 1013.5717 | 4305.256
5738 | 1004.9212 | 4314.966 | 1004.9212 | 4314.966
5739 | 1017.8766 | 4259.8548 | 1017.8766 | 4259.8548
5740 | 1043.5228 | 4100.3921 | 1043.5228 | 4100.3921
5741 | 1106.1852 | 3968.8308 | 1106.1852 | 3968.8308
5742 | 1139.447 | 3863.7951 | 1139.447 | 3863.7951
5743 | 1092.1427 | 3732.2455 | 1092.1427 | 3732.2455
5744 | 1058.895 | 3600.1267 | 1058.895 | 3600.1267
5745 | 1030.9925 | 3448.8262 | 1030.9925 | 3448.8262
5746 | 996.0966 | 3288.6858 | 996.0966 | 3288.6858
5747 | 934.8382 | 3168.1666 | 934.8382 | 3168.1666
5748 | 883.6406 | 3187.6794 | 883.6406 | 3187.6794
5749 | 850.8025 | 3258.3329 | 850.8025 | 3258.3329
5750 | 829.3928 | 3241.189 | 829.3928 | 3241.189
5751 | 816.1272 | 3309.9741 | 816.1272 | 3309.9741
5752 | 809.6597 | 3449.5053 | 809.6597 | 3449.5053
5753 | 818.6755 | 3709.1429 | 818.6755 | 3709.1429
5754 | 840.2236 | 4067.5118 | 840.2236 | 4067.5118
5755 | 864.5784 | 4285.8711 | 864.5784 | 4285.8711
5756 | 932.9335 | 4429.6161 | 932.9335 | 4429.6161
5757 | 970.6423 | 4480.0652 | 970.6423 | 4480.0652
5758 | 995.6078 | 4483.6387 | 995.6078 | 4483.6387
5759 | 1070.4417 | 4480.0881 | 1070.4417 | 4480.0881
5760 | 1057.8317 | 4441.7926 | 1057.8317 | 4441.7926
5761 | 1013.7525 | 4359.6942 | 1013.7525 | 4359.6942
5762 | 1021.3625 | 4276.1536 | 1021.3625 | 4276.1536
5763 | 1029.261 | 4244.7331 | 1029.261 | 4244.7331
5764 | 1047.7865 | 4145.3792 | 1047.7865 | 4145.3792
5765 | 1109.4793 | 4069.2642 | 1109.4793 | 4069.2642
5766 | 1155.888 | 4030.8901 | 1155.888 | 4030.8901
5767 | 1101.0121 | 3946.3439 | 1101.0121 | 3946.3439
5768 | 1065.7777 | 3880.1307 | 1065.7777 | 3880.1307
5769 | 1039.1189 | 3824.8531 | 1039.1189 | 3824.8531
5770 | 999.3257 | 3788.7108 | 999.3257 | 3788.7108
5771 | 949.4805 | 3833.6485 | 949.4805 | 3833.6485
5772 | 897.356 | 4151.1852 | 897.356 | 4151.1852
5773 | 861.3433 | 4534.2284 | 861.3433 | 4534.2284
5774 | 843.9018 | 4783.3528 | 843.9018 | 4783.3528
5775 | 827.6153 | 4956.0998 | 827.6153 | 4956.0998
5776 | 829.8656 | 5107.8544 | 829.8656 | 5107.8544
5777 | 839.7683 | 5320.2365 | 839.7683 | 5320.2365
5778 | 856.5236 | 5596.1921 | 856.5236 | 5596.1921
5779 | 871.7501 | 5730.1217 | 871.7501 | 5730.1217
5780 | 926.1891 | 5816.1521 | 926.1891 | 5816.1521
5781 | 962.3279 | 5803.5941 | 962.3279 | 5803.5941
5782 | 996.9682 | 5823.8015 | 996.9682 | 5823.8015
5783 | 1058.5708 | 5863.7258 | 1058.5708 | 5863.7258
5784 | 1061.7796 | 5930.1483 | 1061.7796 | 5930.1483
5785 | 1027.9222 | 5965.3693 | 1027.9222 | 5965.3693
5786 | 1028.9946 | 5987.5547 | 1028.9946 | 5987.5547
5787 | 1040.7576 | 6037.7915 | 1040.7576 | 6037.7915
5788 | 1061.7938 | 5903.7837 | 1061.7938 | 5903.7837
5789 | 1115.0509 | 5739.3326 | 1115.0509 | 5739.3326
5790 | 1145.2887 | 5545.7088 | 1145.2887 | 5545.7088
5791 | 1100.9721 | 5338.8026 | 1100.9721 | 5338.8026
5792 | 1064.5506 | 5171.1478 | 1064.5506 | 5171.1478
5793 | 1038.5925 | 5054.3752 | 1038.5925 | 5054.3752
5794 | 1005.6399 | 4979.1685 | 1005.6399 | 4979.1685
5795 | 958.4176 | 4950.1358 | 958.4176 | 4950.1358
5796 | 903.458 | 5793.6041 | 903.458 | 5793.6041
5797 | 871.3915 | 6230.3008 | 871.3915 | 6230.3008
5798 | 856.5415 | 6594.3494 | 856.5415 | 6594.3494
5799 | 844.7814 | 6853.9674 | 844.7814 | 6853.9674
5800 | 839.9705 | 7066.3746 | 839.9705 | 7066.3746
5801 | 846.4881 | 7346.875 | 846.4881 | 7346.875
5802 | 857.6577 | 7568.4748 | 857.6577 | 7568.4748
5803 | 861.6934 | 7736.7956 | 861.6934 | 7736.7956
5804 | 898.357 | 7781.6979 | 898.357 | 7781.6979
5805 | 944.681 | 7772.077 | 944.681 | 7772.077
5806 | 970.859 | 7735.4136 | 970.859 | 7735.4136
5807 | 1029.5946 | 7696.362 | 1029.5946 | 7696.362
5808 | 1026.3983 | 7709.516 | 1026.3983 | 7709.516
5809 | 1004.2031 | 7753.9237 | 1004.2031 | 7753.9237
5810 | 1002.9209 | 7826.6042 | 1002.9209 | 7826.6042
5811 | 1000.7785 | 7863.7753 | 1000.7785 | 7863.7753
5812 | 1014.988 | 7630.8081 | 1014.988 | 7630.8081
5813 | 1060.7956 | 7359.1298 | 1060.7956 | 7359.1298
5814 | 1107.3101 | 7122.9405 | 1107.3101 | 7122.9405
5815 | 1069.7417 | 6836.5082 | 1069.7417 | 6836.5082
5816 | 1038.5552 | 6654.2873 | 1038.5552 | 6654.2873
5817 | 1015.6844 | 6481.9602 | 1015.6844 | 6481.9602
5818 | 990.5158 | 6321.5882 | 990.5158 | 6321.5882
5819 | 934.7331 | 6247.7391 | 934.7331 | 6247.7391
5820 | 896.8598 | 6380.857 | 896.8598 | 6380.857
5821 | 861.8849 | 6770.8731 | 861.8849 | 6770.8731
5822 | 841.8088 | 7027.4412 | 841.8088 | 7027.4412
5823 | 828.6541 | 7119.7872 | 828.6541 | 7119.7872
5824 | 820.11 | 7161.6087 | 820.11 | 7161.6087
5825 | 823.9139 | 7260.4295 | 823.9139 | 7260.4295
5826 | 833.1975 | 7403.508 | 833.1975 | 7403.508
5827 | 850.3789 | 7511.0288 | 850.3789 | 7511.0288
5828 | 901.9058 | 7529.5653 | 901.9058 | 7529.5653
5829 | 939.7577 | 7517.495 | 939.7577 | 7517.495
5830 | 970.7157 | 7486.1624 | 970.7157 | 7486.1624
5831 | 1023.4476 | 7447.1109 | 1023.4476 | 7447.1109
5832 | 1020.4381 | 7413.008 | 1020.4381 | 7413.008
5833 | 988.7985 | 7395.0309 | 988.7985 | 7395.0309
5834 | 991.3237 | 7371.0365 | 991.3237 | 7371.0365
5835 | 998.3708 | 7323.2029 | 998.3708 | 7323.2029
5836 | 1022.5049 | 7099.4566 | 1022.5049 | 7099.4566
5837 | 1083.5802 | 6744.9347 | 1083.5802 | 6744.9347
5838 | 1113.486 | 6358.3303 | 1113.486 | 6358.3303
5839 | 1076.8036 | 6041.7862 | 1076.8036 | 6041.7862
5840 | 1043.9298 | 5777.442 | 1043.9298 | 5777.442
5841 | 1020.3103 | 5565.9263 | 1020.3103 | 5565.9263
5842 | 984.0001 | 5386.2481 | 984.0001 | 5386.2481
5843 | 938.0443 | 5316.4332 | 938.0443 | 5316.4332
5844 | 893.025 | 5387.0222 | 893.025 | 5387.0222
5845 | 861.6723 | 5566.2554 | 861.6723 | 5566.2554
5846 | 843.6028 | 5669.815 | 843.6028 | 5669.815
5847 | 829.4626 | 5713.1753 | 829.4626 | 5713.1753
5848 | 824.9693 | 5862.3332 | 824.9693 | 5862.3332
5849 | 832.1231 | 6103.645 | 832.1231 | 6103.645
5850 | 840.7198 | 6288.0733 | 840.7198 | 6288.0733
5851 | 870.1177 | 6426.1381 | 870.1177 | 6426.1381
5852 | 927.6308 | 6525.0689 | 927.6308 | 6525.0689
5853 | 960.7663 | 6622.3522 | 960.7663 | 6622.3522
5854 | 983.903 | 6692.8811 | 983.903 | 6692.8811
5855 | 1048.792 | 6762.6068 | 1048.792 | 6762.6068
5856 | 1035.2517 | 6834.6878 | 1035.2517 | 6834.6878
5857 | 996.6471 | 6896.0964 | 996.6471 | 6896.0964
5858 | 991.453 | 6940.2499 | 991.453 | 6940.2499
5859 | 1002.1944 | 6937.368 | 1002.1944 | 6937.368
5860 | 1022.198 | 6730.0463 | 1022.198 | 6730.0463
5861 | 1071.6626 | 6437.3329 | 1071.6626 | 6437.3329
5862 | 1125.8068 | 6131.1228 | 1125.8068 | 6131.1228
5863 | 1082.16 | 5791.8147 | 1082.16 | 5791.8147
5864 | 1045.3792 | 5538.1322 | 1045.3792 | 5538.1322
5865 | 1017.5052 | 5363.3558 | 1017.5052 | 5363.3558
5866 | 988.4064 | 5227.3325 | 988.4064 | 5227.3325
5867 | 929.5536 | 5203.3337 | 929.5536 | 5203.3337
5868 | 886.8037 | 5431.3975 | 886.8037 | 5431.3975
5869 | 852.6196 | 5914.0544 | 852.6196 | 5914.0544
5870 | 833.4047 | 6195.2594 | 833.4047 | 6195.2594
5871 | 820.3406 | 6287.7495 | 820.3406 | 6287.7495
5872 | 813.7539 | 6311.8497 | 813.7539 | 6311.8497
5873 | 825.4145 | 6303.0459 | 825.4145 | 6303.0459
5874 | 840.3411 | 6193.5596 | 840.3411 | 6193.5596
5875 | 874.4911 | 6072.4321 | 874.4911 | 6072.4321
5876 | 946.0046 | 6030.7449 | 946.0046 | 6030.7449
5877 | 984.0675 | 6100.9419 | 984.0675 | 6100.9419
5878 | 1009.6379 | 6161.8178 | 1009.6379 | 6161.8178
5879 | 1075.822 | 6127.5207 | 1075.822 | 6127.5207
5880 | 1063.6748 | 6023.253 | 1063.6748 | 6023.253
5881 | 1017.3358 | 5856.3015 | 1017.3358 | 5856.3015
5882 | 1020.4757 | 5657.255 | 1020.4757 | 5657.255
5883 | 1025.8924 | 5443.7343 | 1025.8924 | 5443.7343
5884 | 1047.0252 | 5110.9225 | 1047.0252 | 5110.9225
5885 | 1096.7513 | 4792.8518 | 1096.7513 | 4792.8518
5886 | 1140.5674 | 4517.3299 | 1140.5674 | 4517.3299
5887 | 1087.6495 | 4287.8075 | 1087.6495 | 4287.8075
5888 | 1057.2464 | 4124.1724 | 1057.2464 | 4124.1724
5889 | 1032.6122 | 3986.5675 | 1032.6122 | 3986.5675
5890 | 989.3556 | 3821.5851 | 989.3556 | 3821.5851
5891 | 932.0198 | 3734.481 | 932.0198 | 3734.481
5892 | 881.6978 | 3744.27 | 881.6978 | 3744.27
5893 | 844.545 | 3888.781 | 844.545 | 3888.781
5894 | 826.6752 | 4004.8752 | 826.6752 | 4004.8752
5895 | 813.8181 | 4116.2392 | 813.8181 | 4116.2392
5896 | 812.0609 | 4322.4512 | 812.0609 | 4322.4512
5897 | 823.1515 | 4644.8776 | 823.1515 | 4644.8776
5898 | 835.7185 | 4921.0822 | 835.7185 | 4921.0822
5899 | 876.1821 | 5126.1423 | 876.1821 | 5126.1423
5900 | 941.635 | 5234.1498 | 941.635 | 5234.1498
5901 | 980.1064 | 5233.3175 | 980.1064 | 5233.3175
5902 | 1014.3554 | 5219.1299 | 1014.3554 | 5219.1299
5903 | 1083.6928 | 5242.0309 | 1083.6928 | 5242.0309
5904 | 1066.4012 | 5327.2228 | 1066.4012 | 5327.2228
5905 | 1021.4567 | 5462.5423 | 1021.4567 | 5462.5423
5906 | 1022.6852 | 5514.1878 | 1022.6852 | 5514.1878
5907 | 1031.7902 | 5431.6319 | 1031.7902 | 5431.6319
5908 | 1052.2744 | 5202.1225 | 1052.2744 | 5202.1225
5909 | 1101.6035 | 5064.1465 | 1101.6035 | 5064.1465
5910 | 1153.5453 | 4861.0947 | 1153.5453 | 4861.0947
5911 | 1110.8229 | 4614.4273 | 1110.8229 | 4614.4273
5912 | 1070.6458 | 4438.8339 | 1070.6458 | 4438.8339
5913 | 1042.5295 | 4307.8565 | 1042.5295 | 4307.8565
5914 | 994.6591 | 4184.656 | 994.6591 | 4184.656
5915 | 937.9584 | 4119.5956 | 937.9584 | 4119.5956
5916 | 884.8538 | 4141.0548 | 884.8538 | 4141.0548
5917 | 848.7323 | 4270.87 | 848.7323 | 4270.87
5918 | 827.2988 | 4386.9642 | 827.2988 | 4386.9642
5919 | 815.0072 | 4464.0382 | 815.0072 | 4464.0382
5920 | 810.618 | 4567.5241 | 810.618 | 4567.5241
5921 | 818.1216 | 4756.2482 | 818.1216 | 4756.2482
5922 | 829.3664 | 4894.4282 | 829.3664 | 4894.4282
5923 | 869.4391 | 4999.4997 | 869.4391 | 4999.4997
5924 | 937.2365 | 5057.5129 | 937.2365 | 5057.5129
5925 | 981.2163 | 5103.3611 | 981.2163 | 5103.3611
5926 | 1011.0626 | 5157.3214 | 1011.0626 | 5157.3214
5927 | 1076.3507 | 5224.0215 | 1076.3507 | 5224.0215
5928 | 1057.8304 | 5291.2039 | 1057.8304 | 5291.2039
5929 | 1008.7445 | 5361.5452 | 1008.7445 | 5361.5452
5930 | 1011.7423 | 5436.2428 | 1011.7423 | 5436.2428
5931 | 1010.09 | 5471.3968 | 1010.09 | 5471.3968
5932 | 1024.0165 | 5363.4874 | 1024.0165 | 5363.4874
5933 | 1073.7595 | 5220.0365 | 1073.7595 | 5220.0365
5934 | 1125.922 | 5028.0786 | 1125.922 | 5028.0786
5935 | 1088.2975 | 4827.0832 | 1088.2975 | 4827.0832
5936 | 1050.365 | 4636.6499 | 1050.365 | 4636.6499
5937 | 1017.7612 | 4470.0859 | 1017.7612 | 4470.0859
5938 | 979.6619 | 4309.1375 | 979.6619 | 4309.1375
5939 | 926.5076 | 4231.6866 | 926.5076 | 4231.6866
5940 | 875.5848 | 4295.6481 | 875.5848 | 4295.6481
5941 | 844.9112 | 4461.3382 | 844.9112 | 4461.3382
5942 | 829.5885 | 4644.4276 | 829.5885 | 4644.4276
5943 | 815.4827 | 4795.7006 | 815.4827 | 4795.7006
5944 | 809.2452 | 4997.7344 | 809.2452 | 4997.7344
5945 | 817.7405 | 5275.2092 | 817.7405 | 5275.2092
5946 | 823.5088 | 5459.3493 | 823.5088 | 5459.3493
5947 | 847.4867 | 5585.6 | 847.4867 | 5585.6
5948 | 905.7123 | 5694.7601 | 905.7123 | 5694.7601
5949 | 945.7642 | 5787.433 | 945.7642 | 5787.433
5950 | 980.5685 | 5861.1316 | 980.5685 | 5861.1316
5951 | 1030.2501 | 5858.8194 | 1030.2501 | 5858.8194
5952 | 1018.738 | 5845.7516 | 1018.738 | 5845.7516
5953 | 989.3756 | 5880.6503 | 989.3756 | 5880.6503
5954 | 986.6847 | 5927.9734 | 986.6847 | 5927.9734
5955 | 1000.6723 | 5916.4469 | 1000.6723 | 5916.4469
5956 | 1014.1862 | 5713.7356 | 1014.1862 | 5713.7356
5957 | 1063.2114 | 5523.172 | 1063.2114 | 5523.172
5958 | 1110.9367 | 5316.5183 | 1110.9367 | 5316.5183
5959 | 1066.2627 | 5131.2272 | 1066.2627 | 5131.2272
5960 | 1032.2793 | 4970.4735 | 1032.2793 | 4970.4735
5961 | 1004.9937 | 4827.682 | 1004.9937 | 4827.682
5962 | 968.419 | 4686.472 | 968.419 | 4686.472
5963 | 925.4283 | 4629.1917 | 925.4283 | 4629.1917
5964 | 875.7275 | 4690.2717 | 875.7275 | 4690.2717
5965 | 844.3681 | 4949.6111 | 844.3681 | 4949.6111
5966 | 834.3651 | 5183.4152 | 834.3651 | 5183.4152
5967 | 813.0804 | 5311.9242 | 813.0804 | 5311.9242
5968 | 804.8004 | 5459.6414 | 804.8004 | 5459.6414
5969 | 807.1106 | 5744.1759 | 807.1106 | 5744.1759
5970 | 808.523 | 5915.0611 | 808.523 | 5915.0611
5971 | 826.2004 | 5849.5468 | 826.2004 | 5849.5468
5972 | 865.4994 | 5738.4151 | 865.4994 | 5738.4151
5973 | 909.1831 | 5695.3685 | 909.1831 | 5695.3685
5974 | 947.6858 | 5669.2227 | 947.6858 | 5669.2227
5975 | 998.4269 | 5619.6536 | 998.4269 | 5619.6536
5976 | 997.0439 | 5605.4332 | 997.0439 | 5605.4332
5977 | 976.7424 | 5586.7356 | 976.7424 | 5586.7356
5978 | 974.0208 | 5476.1518 | 974.0208 | 5476.1518
5979 | 978.4881 | 5340.7201 | 978.4881 | 5340.7201
5980 | 995.9583 | 5100.8372 | 995.9583 | 5100.8372
5981 | 1024.6729 | 4769.6556 | 1024.6729 | 4769.6556
5982 | 1062.5584 | 4491.1081 | 1062.5584 | 4491.1081
5983 | 1048.8718 | 4268.2132 | 1048.8718 | 4268.2132
5984 | 1025.6564 | 4084.6956 | 1025.6564 | 4084.6956
5985 | 1002.0461 | 3941.6159 | 1002.0461 | 3941.6159
5986 | 964.2028 | 3810.6353 | 964.2028 | 3810.6353
5987 | 922.3286 | 3742.5493 | 922.3286 | 3742.5493
5988 | 878.2984 | 3793.544 | 878.2984 | 3793.544
5989 | 841.1791 | 3965.5734 | 841.1791 | 3965.5734
5990 | 827.4321 | 4115.3813 | 827.4321 | 4115.3813
5991 | 812.1537 | 4222.8553 | 812.1537 | 4222.8553
5992 | 806.4932 | 4340.6047 | 806.4932 | 4340.6047
5993 | 806.7263 | 4563.907 | 806.7263 | 4563.907
5994 | 814.2655 | 4810.1438 | 814.2655 | 4810.1438
5995 | 831.7747 | 5002.2371 | 831.7747 | 5002.2371
5996 | 872.381 | 5008.0949 | 872.381 | 5008.0949
5997 | 910.4688 | 4986.9479 | 910.4688 | 4986.9479
5998 | 949.6937 | 4964.2598 | 949.6937 | 4964.2598
5999 | 997.4316 | 4948.2604 | 997.4316 | 4948.2604
6000 | 990.1193 | 4935.6248 | 990.1193 | 4935.6248
6001 | 973.9642 | 4973.2609 | 973.9642 | 4973.2609
6002 | 975.6413 | 4991.913 | 975.6413 | 4991.913
6003 | 982.1612 | 4969.5808 | 982.1612 | 4969.5808
6004 | 996.9262 | 4896.5378 | 996.9262 | 4896.5378
6005 | 1019.6191 | 4789.2499 | 1019.6191 | 4789.2499
6006 | 1038.887 | 4625.3867 | 1038.887 | 4625.3867
6007 | 1046.1078 | 4449.6046 | 1046.1078 | 4449.6046
6008 | 1020.3981 | 4312.0472 | 1020.3981 | 4312.0472
6009 | 997.4658 | 4167.6708 | 997.4658 | 4167.6708
6010 | 962.5489 | 3993.0352 | 962.5489 | 3993.0352
6011 | 911.0418 | 3877.4042 | 911.0418 | 3877.4042
6012 | 875.8978 | 3904.9145 | 875.8978 | 3904.9145
6013 | 840.7564 | 4137.5999 | 840.7564 | 4137.5999
6014 | 823.1561 | 4281.5007 | 823.1561 | 4281.5007
6015 | 806.2008 | 4351.2268 | 806.2008 | 4351.2268
6016 | 804.9763 | 4528.1914 | 804.9763 | 4528.1914
6017 | 804.7595 | 4782.1818 | 804.7595 | 4782.1818
6018 | 826.5401 | 4941.1087 | 826.5401 | 4941.1087
6019 | 852.9608 | 4991.4314 | 852.9608 | 4991.4314
6020 | 903.5234 | 4995.2722 | 903.5234 | 4995.2722
6021 | 930.9208 | 4976.7185 | 930.9208 | 4976.7185
6022 | 962.9188 | 4917.5793 | 962.9188 | 4917.5793
6023 | 1016.0755 | 4839.0509 | 1016.0755 | 4839.0509
6024 | 1019.9191 | 4787.659 | 1019.9191 | 4787.659
6025 | 986.0776 | 4807.1415 | 986.0776 | 4807.1415
6026 | 981.4114 | 4814.5557 | 981.4114 | 4814.5557
6027 | 990.035 | 4741.6529 | 990.035 | 4741.6529
6028 | 1006.8312 | 4517.7625 | 1006.8312 | 4517.7625
6029 | 1034.9484 | 4288.1543 | 1034.9484 | 4288.1543
6030 | 1059.7967 | 4068.6779 | 1059.7967 | 4068.6779
6031 | 1069.2649 | 3866.9621 | 1069.2649 | 3866.9621
6032 | 1039.745 | 3684.5971 | 1039.745 | 3684.5971
6033 | 1013.3998 | 3484.1753 | 1013.3998 | 3484.1753
6034 | 965.572 | 3256.2317 | 965.572 | 3256.2317
6035 | 910.8247 | 3122.4471 | 910.8247 | 3122.4471
6036 | 865.7348 | 3121.4304 | 865.7348 | 3121.4304
6037 | 830.2085 | 3254.8475 | 830.2085 | 3254.8475
6038 | 810.623 | 3320.083 | 810.623 | 3320.083
6039 | 805.2298 | 3285.7863 | 805.2298 | 3285.7863
6040 | 800.31 | 3287.1226 | 800.31 | 3287.1226
6041 | 811.972 | 3379.8922 | 811.972 | 3379.8922
6042 | 837.8032 | 3473.4086 | 837.8032 | 3473.4086
6043 | 874.4613 | 3562.7759 | 874.4613 | 3562.7759
6044 | 943.6031 | 3635.4849 | 943.6031 | 3635.4849
6045 | 985.0707 | 3706.2582 | 985.0707 | 3706.2582
6046 | 1022.9443 | 3791.9151 | 1022.9443 | 3791.9151
6047 | 1073.0725 | 3913.9403 | 1073.0725 | 3913.9403
6048 | 1064.8342 | 4084.8573 | 1064.8342 | 4084.8573
6049 | 1022.3991 | 4233.2877 | 1022.3991 | 4233.2877
6050 | 1012.892 | 4385.498 | 1012.892 | 4385.498
6051 | 1021.3225 | 4438.9497 | 1021.3225 | 4438.9497
6052 | 1033.7067 | 4257.5616 | 1033.7067 | 4257.5616
6053 | 1059.5102 | 4063.8283 | 1059.5102 | 4063.8283
6054 | 1077.6377 | 3865.0988 | 1077.6377 | 3865.0988
6055 | 1085.3642 | 3660.3574 | 1085.3642 | 3660.3574
6056 | 1065.9923 | 3501.7649 | 1065.9923 | 3501.7649
6057 | 1037.4786 | 3371.9402 | 1037.4786 | 3371.9402
6058 | 981.2989 | 3231.1625 | 981.2989 | 3231.1625
6059 | 928.0133 | 3158.0338 | 928.0133 | 3158.0338
6060 | 877.9457 | 3228.4787 | 877.9457 | 3228.4787
6061 | 841.8523 | 3388.2617 | 841.8523 | 3388.2617
6062 | 821.1991 | 3473.6678 | 821.1991 | 3473.6678
6063 | 811.8852 | 3488.2128 | 811.8852 | 3488.2128
6064 | 807.9318 | 3570.0874 | 807.9318 | 3570.0874
6065 | 815.7006 | 3792.3811 | 815.7006 | 3792.3811
6066 | 844.9198 | 3998.1327 | 844.9198 | 3998.1327
6067 | 883.8528 | 4114.298 | 883.8528 | 4114.298
6068 | 952.3892 | 4044.2279 | 952.3892 | 4044.2279
6069 | 997.5601 | 3979.8581 | 997.5601 | 3979.8581
6070 | 1023.5226 | 3907.3198 | 1023.5226 | 3907.3198
6071 | 1074.8864 | 3889.3033 | 1074.8864 | 3889.3033
6072 | 1063.2593 | 3928.5351 | 1063.2593 | 3928.5351
6073 | 1008.3907 | 4005.9361 | 1008.3907 | 4005.9361
6074 | 1003.328 | 4073.2858 | 1003.328 | 4073.2858
6075 | 1015.5931 | 4061.7593 | 1015.5931 | 4061.7593
6076 | 1019.0413 | 4074.4413 | 1019.0413 | 4074.4413
6077 | 1042.6674 | 4113.5345 | 1042.6674 | 4113.5345
6078 | 1068.3472 | 4095.0437 | 1068.3472 | 4095.0437
6079 | 1075.1249 | 4050.6588 | 1075.1249 | 4050.6588
6080 | 1057.3825 | 4014.2425 | 1057.3825 | 4014.2425
6081 | 1030.2586 | 3983.3979 | 1030.2586 | 3983.3979
6082 | 981.4985 | 3920.9974 | 981.4985 | 3920.9974
6083 | 917.9248 | 3895.8459 | 917.9248 | 3895.8459
6084 | 870.9567 | 3928.3989 | 870.9567 | 3928.3989
6085 | 837.6667 | 4146.2444 | 837.6667 | 4146.2444
6086 | 824.4845 | 4480.0372 | 824.4845 | 4480.0372
6087 | 807.0724 | 4669.6343 | 807.0724 | 4669.6343
6088 | 806.162 | 4791.706 | 806.162 | 4791.706
6089 | 816.6805 | 4921.5031 | 816.6805 | 4921.5031
6090 | 836.8803 | 4987.9333 | 836.8803 | 4987.9333
6091 | 880.021 | 5054.3925 | 880.021 | 5054.3925
6092 | 947.4727 | 5094.8285 | 947.4727 | 5094.8285
6093 | 985.9738 | 5146.0075 | 985.9738 | 5146.0075
6094 | 1025.2725 | 5198.9593 | 1025.2725 | 5198.9593
6095 | 1065.2031 | 5242.8954 | 1065.2031 | 5242.8954
6096 | 1058.4775 | 5246.1082 | 1058.4775 | 5246.1082
6097 | 1009.9024 | 5215.3083 | 1009.9024 | 5215.3083
6098 | 999.8966 | 5167.5414 | 999.8966 | 5167.5414
6099 | 1008.8962 | 5049.1107 | 1008.8962 | 5049.1107
6100 | 1016.8697 | 4847.9842 | 1016.8697 | 4847.9842
6101 | 1040.3559 | 4683.2101 | 1040.3559 | 4683.2101
6102 | 1054.9943 | 4437.9441 | 1054.9943 | 4437.9441
6103 | 1066.8219 | 4264.7554 | 1066.8219 | 4264.7554
6104 | 1041.9194 | 4124.6046 | 1041.9194 | 4124.6046
6105 | 1012.313 | 3993.195 | 1012.313 | 3993.195
6106 | 969.6544 | 3851.6969 | 969.6544 | 3851.6969
6107 | 921.6623 | 3767.0422 | 921.6623 | 3767.0422
6108 | 875.891 | 3812.1297 | 875.891 | 3812.1297
6109 | 841.3935 | 4160.0757 | 841.3935 | 4160.0757
6110 | 821.4104 | 4555.677 | 821.4104 | 4555.677
6111 | 808.7604 | 4733.4599 | 808.7604 | 4733.4599
6112 | 808.525 | 4761.4501 | 808.525 | 4761.4501
6113 | 813.9049 | 4757.2567 | 813.9049 | 4757.2567
6114 | 834.8747 | 4881.4613 | 834.8747 | 4881.4613
6115 | 858.7587 | 4980.0494 | 858.7587 | 4980.0494
6116 | 916.9546 | 4965.5925 | 916.9546 | 4965.5925
6117 | 968.0755 | 4951.9374 | 968.0755 | 4951.9374
6118 | 1001.1617 | 4938.7584 | 1001.1617 | 4938.7584
6119 | 1045.3679 | 4919.5893 | 1045.3679 | 4919.5893
6120 | 1033.768 | 4906.9537 | 1033.768 | 4906.9537
6121 | 1003.5962 | 4911.8846 | 1003.5962 | 4911.8846
6122 | 992.8691 | 4899.5604 | 992.8691 | 4899.5604
6123 | 987.492 | 4811.2416 | 987.492 | 4811.2416
6124 | 1001.7128 | 4629.9976 | 1001.7128 | 4629.9976
6125 | 1007.4106 | 4408.4576 | 1007.4106 | 4408.4576
6126 | 1025.6608 | 4123.5707 | 1025.6608 | 4123.5707
6127 | 1043.7762 | 3837.8588 | 1043.7762 | 3837.8588
6128 | 1036.0027 | 3620.9156 | 1036.0027 | 3620.9156
6129 | 1000.273 | 3434.7573 | 1000.273 | 3434.7573
6130 | 954.2277 | 3255.5113 | 954.2277 | 3255.5113
6131 | 908.6699 | 3148.813 | 908.6699 | 3148.813
6132 | 864.0379 | 3143.9062 | 864.0379 | 3143.9062
6133 | 833.5128 | 3212.3452 | 833.5128 | 3212.3452
6134 | 816.3616 | 3254.6726 | 816.3616 | 3254.6726
6135 | 806.5368 | 3289.8205 | 806.5368 | 3289.8205
6136 | 806.6244 | 3433.3595 | 806.6244 | 3433.3595
6137 | 807.1354 | 3657.3821 | 807.1354 | 3657.3821
6138 | 820.7714 | 3812.7071 | 820.7714 | 3812.7071
6139 | 835.6074 | 3890.2602 | 835.6074 | 3890.2602
6140 | 878.2048 | 3970.317 | 878.2048 | 3970.317
6141 | 915.4245 | 4063.1339 | 915.4245 | 4063.1339
6142 | 948.0995 | 4109.4582 | 948.0995 | 4109.4582
6143 | 992.1392 | 4119.9687 | 992.1392 | 4119.9687
6144 | 971.33 | 4185.4222 | 971.33 | 4185.4222
6145 | 945.0874 | 4263.1114 | 945.0874 | 4263.1114
6146 | 938.7801 | 4323.2573 | 938.7801 | 4323.2573
6147 | 939.2839 | 4267.3554 | 939.2839 | 4267.3554
6148 | 947.4895 | 4042.0243 | 947.4895 | 4042.0243
6149 | 980.8297 | 3824.0862 | 980.8297 | 3824.0862
6150 | 990.4078 | 3597.1178 | 990.4078 | 3597.1178
6151 | 1013.3157 | 3363.8495 | 1013.3157 | 3363.8495
6152 | 1008.8993 | 3169.6702 | 1008.8993 | 3169.6702
6153 | 977.5387 | 2995.182 | 977.5387 | 2995.182
6154 | 939.4455 | 2825.0128 | 939.4455 | 2825.0128
6155 | 892.7788 | 2739.2055 | 892.7788 | 2739.2055
6156 | 850.9023 | 2794.9547 | 850.9023 | 2794.9547
6157 | 820.6864 | 3064.2353 | 820.6864 | 3064.2353
6158 | 801.2231 | 3329.1598 | 801.2231 | 3329.1598
6159 | 789.0534 | 3506.0782 | 789.0534 | 3506.0782
6160 | 788.0721 | 3697.5945 | 788.0721 | 3697.5945
6161 | 791.9859 | 3978.5271 | 791.9859 | 3978.5271
6162 | 801.3378 | 4127.945 | 801.3378 | 4127.945
6163 | 824.7809 | 4266.0098 | 824.7809 | 4266.0098
6164 | 865.7819 | 4348.5159 | 865.7819 | 4348.5159
6165 | 897.4026 | 4416.84 | 897.4026 | 4416.84
6166 | 936.0158 | 4513.8789 | 936.0158 | 4513.8789
6167 | 981.049 | 4643.9723 | 981.049 | 4643.9723
6168 | 978.5619 | 4753.9453 | 978.5619 | 4753.9453
6169 | 957.3391 | 4846.042 | 957.3391 | 4846.042
6170 | 953.7322 | 4883.8562 | 953.7322 | 4883.8562
6171 | 963.2334 | 4714.8548 | 963.2334 | 4714.8548
6172 | 972.9474 | 4499.0327 | 972.9474 | 4499.0327
6173 | 993.5509 | 4300.4008 | 993.5509 | 4300.4008
6174 | 1007.5032 | 4026.8959 | 1007.5032 | 4026.8959
6175 | 1021.3526 | 3752.566 | 1021.3526 | 3752.566
6176 | 1014.6014 | 3524.673 | 1014.6014 | 3524.673
6177 | 988.8378 | 3328.1412 | 988.8378 | 3328.1412
6178 | 943.1237 | 3128.4364 | 943.1237 | 3128.4364
6179 | 895.7992 | 2987.0158 | 895.7992 | 2987.0158
6180 | 851.9776 | 2964.3878 | 851.9776 | 2964.3878
6181 | 819.1948 | 3102.9917 | 819.1948 | 3102.9917
6182 | 800.9465 | 3157.9977 | 800.9465 | 3157.9977
6183 | 791.3813 | 3064.0537 | 791.3813 | 3064.0537
6184 | 790.9762 | 2992.3435 | 790.9762 | 2992.3435
6185 | 796.3101 | 3055.0013 | 796.3101 | 3055.0013
6186 | 816.31 | 3103.5661 | 816.31 | 3103.5661
6187 | 845.9429 | 3140.6338 | 845.9429 | 3140.6338
6188 | 908.3287 | 3161.9077 | 908.3287 | 3161.9077
6189 | 947.6721 | 3134.4214 | 947.6721 | 3134.4214
6190 | 985.499 | 3085.5115 | 985.499 | 3085.5115
6191 | 1037.017 | 3101.7851 | 1037.017 | 3101.7851
6192 | 1020.879 | 3139.2879 | 1020.879 | 3139.2879
6193 | 984.0161 | 3192.196 | 984.0161 | 3192.196
6194 | 976.7416 | 3170.5069 | 976.7416 | 3170.5069
6195 | 984.7084 | 3100.0534 | 984.7084 | 3100.0534
6196 | 993.2372 | 3027.2985 | 993.2372 | 3027.2985
6197 | 1014.0058 | 2916.2647 | 1014.0058 | 2916.2647
6198 | 1033.4056 | 2820.6934 | 1033.4056 | 2820.6934
6199 | 1042.4413 | 2797.7757 | 1042.4413 | 2797.7757
6200 | 1034.9498 | 2779.513 | 1034.9498 | 2779.513
6201 | 1010.687 | 2755.8721 | 1010.687 | 2755.8721
6202 | 957.7117 | 2698.3702 | 957.7117 | 2698.3702
6203 | 902.3397 | 2650.887 | 902.3397 | 2650.887
6204 | 856.799 | 2619.0381 | 856.799 | 2619.0381
6205 | 820.313 | 2614.7188 | 820.313 | 2614.7188
6206 | 805.2499 | 2626.9344 | 805.2499 | 2626.9344
6207 | 793.3804 | 2696.2282 | 793.3804 | 2696.2282
6208 | 794.0501 | 2784.8744 | 794.0501 | 2784.8744
6209 | 803.2202 | 2951.6989 | 803.2202 | 2951.6989
6210 | 830.607 | 3081.2343 | 830.607 | 3081.2343
6211 | 872.4113 | 3123.777 | 872.4113 | 3123.777
6212 | 945.9779 | 3077.6234 | 945.9779 | 3077.6234
6213 | 982.5099 | 3000.5749 | 982.5099 | 3000.5749
6214 | 1013.3559 | 2963.4793 | 1013.3559 | 2963.4793
6215 | 1064.5724 | 2929.3264 | 1064.5724 | 2929.3264
6216 | 1041.4161 | 2887.2993 | 1041.4161 | 2887.2993
6217 | 996.0987 | 2883.1534 | 996.0987 | 2883.1534
6218 | 990.4156 | 2867.6596 | 990.4156 | 2867.6596
6219 | 991.2806 | 2753.8393 | 991.2806 | 2753.8393
6220 | 998.073 | 2761.3346 | 998.073 | 2761.3346
6221 | 1022.312 | 2807.7756 | 1022.312 | 2807.7756
6222 | 1042.7567 | 2815.0744 | 1042.7567 | 2815.0744
6223 | 1044.3512 | 2799.7928 | 1044.3512 | 2799.7928
6224 | 1034.7466 | 2773.6059 | 1034.7466 | 2773.6059
6225 | 1008.1744 | 2742.329 | 1008.1744 | 2742.329
6226 | 958.4476 | 2675.4621 | 958.4476 | 2675.4621
6227 | 895.038 | 2620.487 | 895.038 | 2620.487
6228 | 847.1711 | 2583.3073 | 847.1711 | 2583.3073
6229 | 817.6649 | 2574.5217 | 817.6649 | 2574.5217
6230 | 798.3021 | 2569.16 | 798.3021 | 2569.16
6231 | 789.17 | 2573.3316 | 789.17 | 2573.3316
6232 | 787.9143 | 2623.0773 | 787.9143 | 2623.0773
6233 | 797.7172 | 2760.7985 | 797.7172 | 2760.7985
6234 | 822.1571 | 2894.368 | 822.1571 | 2894.368
6235 | 863.4904 | 3012.8386 | 863.4904 | 3012.8386
6236 | 933.5321 | 3030.6547 | 933.5321 | 3030.6547
6237 | 968.7897 | 3006.1939 | 968.7897 | 3006.1939
6238 | 993.161 | 2986.2433 | 993.161 | 2986.2433
6239 | 1047.022 | 2982.3462 | 1047.022 | 2982.3462
6240 | 1022.1221 | 3000.831 | 1022.1221 | 3000.831
6241 | 982.5514 | 3046.8235 | 982.5514 | 3046.8235
6242 | 972.4234 | 3064.0349 | 972.4234 | 3064.0349
6243 | 980.6273 | 3031.1852 | 980.6273 | 3031.1852
6244 | 983.0791 | 2920.5383 | 983.0791 | 2920.5383
6245 | 1003.94 | 2843.7945 | 1003.94 | 2843.7945
6246 | 1021.0849 | 2825.4479 | 1021.0849 | 2825.4479
6247 | 1027.0653 | 2805.2676 | 1027.0653 | 2805.2676
6248 | 1026.2238 | 2782.3945 | 1026.2238 | 2782.3945
6249 | 996.4452 | 2757.3129 | 996.4452 | 2757.3129
6250 | 953.2245 | 2700.9636 | 953.2245 | 2700.9636
6251 | 896.4525 | 2654.7771 | 896.4525 | 2654.7771
6252 | 843.692 | 2624.0808 | 843.692 | 2624.0808
6253 | 806.1651 | 2623.9397 | 806.1651 | 2623.9397
6254 | 787.461 | 2623.7647 | 787.461 | 2623.7647
6255 | 779.6912 | 2628.5126 | 779.6912 | 2628.5126
6256 | 782.7225 | 2694.827 | 782.7225 | 2694.827
6257 | 790.3769 | 2850.7018 | 790.3769 | 2850.7018
6258 | 811.0698 | 2950.1254 | 811.0698 | 2950.1254
6259 | 849.3504 | 2996.8462 | 849.3504 | 2996.8462
6260 | 921.9797 | 3008.6111 | 921.9797 | 3008.6111
6261 | 955.3519 | 3018.8726 | 955.3519 | 3018.8726
6262 | 990.2331 | 3030.3305 | 990.2331 | 3030.3305
6263 | 1045.5975 | 3019.5178 | 1045.5975 | 3019.5178
6264 | 1026.9764 | 2971.2955 | 1026.9764 | 2971.2955
6265 | 987.1959 | 2948.7079 | 987.1959 | 2948.7079
6266 | 984.5709 | 2918.3743 | 984.5709 | 2918.3743
6267 | 983.2792 | 2817.3767 | 983.2792 | 2817.3767
6268 | 989.2307 | 2778.3355 | 989.2307 | 2778.3355
6269 | 1006.2578 | 2810.3689 | 1006.2578 | 2810.3689
6270 | 1014.6963 | 2808.7351 | 1014.6963 | 2808.7351
6271 | 1013.5958 | 2783.08 | 1013.5958 | 2783.08
6272 | 1008.913 | 2755.8846 | 1008.913 | 2755.8846
6273 | 978.4043 | 2717.9802 | 978.4043 | 2717.9802
6274 | 938.7226 | 2650.537 | 938.7226 | 2650.537
6275 | 887.7835 | 2598.4434 | 887.7835 | 2598.4434
6276 | 833.8884 | 2576.968 | 833.8884 | 2576.968
6277 | 803.8154 | 2596.4212 | 803.8154 | 2596.4212
6278 | 782.8138 | 2785.994 | 782.8138 | 2785.994
6279 | 772.3711 | 3009.8812 | 772.3711 | 3009.8812
6280 | 768.4 | 3066.9748 | 768.4 | 3066.9748
6281 | 774.9332 | 3192.7377 | 774.9332 | 3192.7377
6282 | 794.74 | 3313.7727 | 794.74 | 3313.7727
6283 | 824.5524 | 3391.1816 | 824.5524 | 3391.1816
6284 | 885.3291 | 3410.1503 | 885.3291 | 3410.1503
6285 | 932.548 | 3423.5815 | 932.548 | 3423.5815
6286 | 969.2197 | 3452.4726 | 969.2197 | 3452.4726
6287 | 1020.7054 | 3474.221 | 1020.7054 | 3474.221
6288 | 1009.8207 | 3491.9854 | 1009.8207 | 3491.9854
6289 | 968.0494 | 3515.358 | 968.0494 | 3515.358
6290 | 959.9699 | 3512.975 | 959.9699 | 3512.975
6291 | 963.4785 | 3394.8325 | 963.4785 | 3394.8325
6292 | 971.1591 | 3210.2747 | 971.1591 | 3210.2747
6293 | 988.7693 | 3014.9566 | 988.7693 | 3014.9566
6294 | 996.0512 | 2830.0583 | 996.0512 | 2830.0583
6295 | 1000.0824 | 2748.6458 | 1000.0824 | 2748.6458
6296 | 996.9852 | 2704.4495 | 996.9852 | 2704.4495
6297 | 970.7133 | 2659.3414 | 970.7133 | 2659.3414
6298 | 930.2735 | 2588.0081 | 930.2735 | 2588.0081
6299 | 886.1266 | 2539.9487 | 886.1266 | 2539.9487
6300 | 837.0638 | 2532.8808 | 837.0638 | 2532.8808
6301 | 801.2418 | 2574.9539 | 801.2418 | 2574.9539
6302 | 784.5333 | 2603.8822 | 784.5333 | 2603.8822
6303 | 773.7815 | 2605.0282 | 773.7815 | 2605.0282
6304 | 769.3861 | 2662.6981 | 769.3861 | 2662.6981
6305 | 774.7658 | 2831.2516 | 774.7658 | 2831.2516
6306 | 782.6646 | 2948.9728 | 782.6646 | 2948.9728
6307 | 797.2964 | 3038.0519 | 797.2964 | 3038.0519
6308 | 846.3373 | 3078.6319 | 846.3373 | 3078.6319
6309 | 894.1805 | 3145.8033 | 894.1805 | 3145.8033
6310 | 938.0705 | 3205.5266 | 938.0705 | 3205.5266
6311 | 985.9161 | 3241.1064 | 985.9161 | 3241.1064
6312 | 981.1895 | 3262.0405 | 981.1895 | 3262.0405
6313 | 955.3226 | 3305.0074 | 955.3226 | 3305.0074
6314 | 939.8821 | 3348.7286 | 939.8821 | 3348.7286
6315 | 940.4936 | 3288.7927 | 940.4936 | 3288.7927
6316 | 947.4468 | 3180.5951 | 947.4468 | 3180.5951
6317 | 970.3289 | 3089.2997 | 970.3289 | 3089.2997
6318 | 972.5413 | 2976.2952 | 972.5413 | 2976.2952
6319 | 982.5496 | 2867.5084 | 982.5496 | 2867.5084
6320 | 995.1343 | 2789.1661 | 995.1343 | 2789.1661
6321 | 966.0219 | 2717.9802 | 966.0219 | 2717.9802
6322 | 925.5455 | 2642.4688 | 925.5455 | 2642.4688
6323 | 880.3163 | 2599.3079 | 880.3163 | 2599.3079
6324 | 834.8597 | 2593.9689 | 834.8597 | 2593.9689
6325 | 804.2492 | 2657.3652 | 804.2492 | 2657.3652
6326 | 790.1502 | 2778.7902 | 790.1502 | 2778.7902
6327 | 776.4428 | 2940.0045 | 776.4428 | 2940.0045
6328 | 773.1091 | 3089.4506 | 773.1091 | 3089.4506
6329 | 775.9088 | 3339.8391 | 775.9088 | 3339.8391
6330 | 789.8419 | 3546.7432 | 789.8419 | 3546.7432
6331 | 809.0642 | 3698.9275 | 809.0642 | 3698.9275
6332 | 860.7011 | 3807.3673 | 860.7011 | 3807.3673
6333 | 905.856 | 3873.3861 | 905.856 | 3873.3861
6334 | 935.7371 | 3903.7179 | 935.7371 | 3903.7179
6335 | 985.011 | 3938.145 | 985.011 | 3938.145
6336 | 979.9387 | 4006.1919 | 979.9387 | 4006.1919
6337 | 945.2527 | 4098.865 | 945.2527 | 4098.865
6338 | 938.3722 | 4162.3246 | 938.3722 | 4162.3246
6339 | 943.8991 | 4112.7621 | 943.8991 | 4112.7621
6340 | 946.7239 | 4036.9816 | 946.7239 | 4036.9816
6341 | 966.445 | 3944.2454 | 966.445 | 3944.2454
6342 | 978.46 | 3798.3917 | 978.46 | 3798.3917
6343 | 987.6143 | 3644.221 | 987.6143 | 3644.221
6344 | 999.017 | 3512.8588 | 999.017 | 3512.8588
6345 | 970.9831 | 3392.8312 | 970.9831 | 3392.8312
6346 | 920.9217 | 3268.334 | 920.9217 | 3268.334
6347 | 876.3149 | 3194.9172 | 876.3149 | 3194.9172
6348 | 828.159 | 3190.7308 | 828.159 | 3190.7308
6349 | 798.8622 | 3295.3328 | 798.8622 | 3295.3328
6350 | 779.7134 | 3455.6583 | 779.7134 | 3455.6583
6351 | 772.0273 | 3562.4119 | 772.0273 | 3562.4119
6352 | 767.539 | 3682.4665 | 767.539 | 3682.4665
6353 | 769.787 | 3859.8086 | 769.787 | 3859.8086
6354 | 786.0145 | 3978.3943 | 786.0145 | 3978.3943
6355 | 814.1161 | 4029.5815 | 814.1161 | 4029.5815
6356 | 877.2972 | 4018.7265 | 877.2972 | 4018.7265
6357 | 915.156 | 4009.6818 | 915.156 | 4009.6818
6358 | 948.1002 | 3997.6553 | 948.1002 | 3997.6553
6359 | 1005.4643 | 3967.2483 | 1005.4643 | 3967.2483
6360 | 995.6896 | 3927.5265 | 995.6896 | 3927.5265
6361 | 949.5725 | 3895.8622 | 949.5725 | 3895.8622
6362 | 948.8638 | 3844.6375 | 948.8638 | 3844.6375
6363 | 957.2983 | 3720.2997 | 957.2983 | 3720.2997
6364 | 959.2465 | 3540.2083 | 959.2465 | 3540.2083
6365 | 983.2138 | 3336.6778 | 983.2138 | 3336.6778
6366 | 989.1333 | 3090.2592 | 989.1333 | 3090.2592
6367 | 987.8293 | 2872.8392 | 987.8293 | 2872.8392
6368 | 988.2337 | 2723.3234 | 988.2337 | 2723.3234
6369 | 972.643 | 2615.9745 | 972.643 | 2615.9745
6370 | 927.9785 | 2504.4442 | 927.9785 | 2504.4442
6371 | 879.0958 | 2413.306 | 879.0958 | 2413.306
6372 | 829.2958 | 2368.2022 | 829.2958 | 2368.2022
6373 | 794.1459 | 2442.6923 | 794.1459 | 2442.6923
6374 | 777.378 | 2537.8955 | 777.378 | 2537.8955
6375 | 771.1329 | 2687.1514 | 771.1329 | 2687.1514
6376 | 768.9809 | 2909.9321 | 768.9809 | 2909.9321
6377 | 776.2527 | 3185.5339 | 776.2527 | 3185.5339
6378 | 798.2253 | 3394.0229 | 798.2253 | 3394.0229
6379 | 840.9493 | 3532.3759 | 840.9493 | 3532.3759
6380 | 904.3888 | 3616.8991 | 904.3888 | 3616.8991
6381 | 946.0945 | 3682.3416 | 946.0945 | 3682.3416
6382 | 986.537 | 3686.1635 | 986.537 | 3686.1635
6383 | 1031.385 | 3648.2645 | 1031.385 | 3648.2645
6384 | 1023.3561 | 3575.4053 | 1023.3561 | 3575.4053
6385 | 974.9425 | 3509.0187 | 974.9425 | 3509.0187
6386 | 970.6181 | 3406.2149 | 970.6181 | 3406.2149
6387 | 971.0043 | 3176.9899 | 971.0043 | 3176.9899
6388 | 982.0709 | 2977.1601 | 982.0709 | 2977.1601
6389 | 1003.8149 | 2876.3557 | 1003.8149 | 2876.3557
6390 | 1005.3042 | 2792.4545 | 1005.3042 | 2792.4545
6391 | 1006.4015 | 2738.2724 | 1006.4015 | 2738.2724
6392 | 1018.8698 | 2709.3481 | 1018.8698 | 2709.3481
6393 | 987.8973 | 2676.1982 | 987.8973 | 2676.1982
6394 | 931.4001 | 2609.1873 | 931.4001 | 2609.1873
6395 | 874.3526 | 2560.8397 | 874.3526 | 2560.8397
6396 | 826.8457 | 2535.3301 | 826.8457 | 2535.3301
6397 | 795.2017 | 2554.0629 | 795.2017 | 2554.0629
6398 | 778.769 | 2571.177 | 778.769 | 2571.177
6399 | 767.7338 | 2580.5354 | 767.7338 | 2580.5354
6400 | 769.7056 | 2672.3512 | 769.7056 | 2672.3512
6401 | 774.5897 | 2897.3823 | 774.5897 | 2897.3823
6402 | 794.9087 | 3076.0476 | 794.9087 | 3076.0476
6403 | 835.1103 | 3193.7978 | 835.1103 | 3193.7978
6404 | 901.3122 | 3204.4101 | 901.3122 | 3204.4101
6405 | 944.6421 | 3165.8299 | 944.6421 | 3165.8299
6406 | 980.7902 | 3138.0992 | 980.7902 | 3138.0992
6407 | 1029.3417 | 3129.5917 | 1029.3417 | 3129.5917
6408 | 1016.4205 | 3078.3438 | 1016.4205 | 3078.3438
6409 | 969.833 | 3059.6463 | 969.833 | 3059.6463
6410 | 965.3772 | 3028.4482 | 965.3772 | 3028.4482
6411 | 972.402 | 2978.4534 | 972.402 | 2978.4534
6412 | 982.2621 | 2973.8463 | 982.2621 | 2973.8463
6413 | 999.5558 | 2989.4552 | 999.5558 | 2989.4552
6414 | 999.1835 | 2948.7768 | 999.1835 | 2948.7768
6415 | 994.4169 | 2893.2979 | 994.4169 | 2893.2979
6416 | 1000.0393 | 2857.0258 | 1000.0393 | 2857.0258
6417 | 986.6689 | 2816.8162 | 986.6689 | 2816.8162
6418 | 935.6257 | 2728.338 | 935.6257 | 2728.338
6419 | 876.5424 | 2664.7183 | 876.5424 | 2664.7183
6420 | 828.211 | 2653.3282 | 828.211 | 2653.3282
6421 | 793.2909 | 2722.1993 | 793.2909 | 2722.1993
6422 | 777.1319 | 2995.048 | 777.1319 | 2995.048
6423 | 769.9919 | 3309.2707 | 769.9919 | 3309.2707
6424 | 767.5403 | 3583.9187 | 767.5403 | 3583.9187
6425 | 775.3699 | 3836.1802 | 775.3699 | 3836.1802
6426 | 792.4536 | 3937.7649 | 792.4536 | 3937.7649
6427 | 836.0605 | 3951.2042 | 836.0605 | 3951.2042
6428 | 908.846 | 3945.2478 | 908.846 | 3945.2478
6429 | 952.5835 | 4011.1225 | 952.5835 | 4011.1225
6430 | 985.1041 | 4079.2022 | 985.1041 | 4079.2022
6431 | 1031.0386 | 4084.8142 | 1031.0386 | 4084.8142
6432 | 1015.7628 | 4067.7123 | 1015.7628 | 4067.7123
6433 | 967.8937 | 4081.7199 | 967.8937 | 4081.7199
6434 | 951.9904 | 4057.0052 | 951.9904 | 4057.0052
6435 | 962.9242 | 3872.7319 | 962.9242 | 3872.7319
6436 | 968.9963 | 3535.7419 | 968.9963 | 3535.7419
6437 | 991.9775 | 3250.8086 | 991.9775 | 3250.8086
6438 | 984.0211 | 2963.7606 | 984.0211 | 2963.7606
6439 | 978.2569 | 2760.6041 | 978.2569 | 2760.6041
6440 | 988.0642 | 2667.9983 | 988.0642 | 2667.9983
6441 | 968.9276 | 2595.6599 | 968.9276 | 2595.6599
6442 | 929.7785 | 2505.3086 | 929.7785 | 2505.3086
6443 | 874.5167 | 2450.0454 | 874.5167 | 2450.0454
6444 | 826.3366 | 2473.6656 | 826.3366 | 2473.6656
6445 | 794.0558 | 2508.8231 | 794.0558 | 2508.8231
6446 | 775.4858 | 2561.0917 | 775.4858 | 2561.0917
6447 | 764.7588 | 2755.8756 | 764.7588 | 2755.8756
6448 | 762.328 | 3022.4553 | 762.328 | 3022.4553
6449 | 764.6406 | 3292.7263 | 764.6406 | 3292.7263
6450 | 775.0707 | 3344.749 | 775.0707 | 3344.749
6451 | 807.1241 | 3314.3892 | 807.1241 | 3314.3892
6452 | 863.415 | 3251.2347 | 863.415 | 3251.2347
6453 | 910.6281 | 3233.8337 | 910.6281 | 3233.8337
6454 | 951.0997 | 3244.7153 | 951.0997 | 3244.7153
6455 | 1004.8542 | 3259.6921 | 1004.8542 | 3259.6921
6456 | 998.947 | 3260.4556 | 998.947 | 3260.4556
6457 | 956.076 | 3281.9552 | 956.076 | 3281.9552
6458 | 943.3712 | 3261.7069 | 943.3712 | 3261.7069
6459 | 931.6675 | 3111.0032 | 931.6675 | 3111.0032
6460 | 940.8991 | 2979.7535 | 940.8991 | 2979.7535
6461 | 957.4608 | 2909.2049 | 957.4608 | 2909.2049
6462 | 966.0813 | 2829.1939 | 966.0813 | 2829.1939
6463 | 960.2067 | 2765.3586 | 960.2067 | 2765.3586
6464 | 975.2842 | 2717.9926 | 975.2842 | 2717.9926
6465 | 943.8503 | 2676.4864 | 943.8503 | 2676.4864
6466 | 903.3773 | 2610.9162 | 903.3773 | 2610.9162
6467 | 862.965 | 2569.196 | 862.965 | 2569.196
6468 | 822.374 | 2556.7974 | 822.374 | 2556.7974
6469 | 793.54 | 2634.7453 | 793.54 | 2634.7453
6470 | 773.3718 | 2934.3921 | 773.3718 | 2934.3921
6471 | 758.834 | 3239.6821 | 758.834 | 3239.6821
6472 | 757.2554 | 3456.2675 | 757.2554 | 3456.2675
6473 | 756.9425 | 3642.2542 | 756.9425 | 3642.2542
6474 | 756.68 | 3673.2418 | 756.68 | 3673.2418
6475 | 768.8689 | 3602.6849 | 768.8689 | 3602.6849
6476 | 808.5115 | 3551.2005 | 808.5115 | 3551.2005
6477 | 847.8119 | 3510.3151 | 847.8119 | 3510.3151
6478 | 881.9237 | 3421.6403 | 881.9237 | 3421.6403
6479 | 921.9505 | 3340.6627 | 921.9505 | 3340.6627
6480 | 921.9672 | 3293.5931 | 921.9672 | 3293.5931
6481 | 899.8804 | 3263.8017 | 899.8804 | 3263.8017
6482 | 888.5571 | 3213.2974 | 888.5571 | 3213.2974
6483 | 886.5346 | 3105.096 | 886.5346 | 3105.096
6484 | 896.581 | 2937.5392 | 896.581 | 2937.5392
6485 | 909.4693 | 2779.2486 | 909.4693 | 2779.2486
6486 | 912.5389 | 2655.2944 | 912.5389 | 2655.2944
6487 | 922.1149 | 2562.9322 | 922.1149 | 2562.9322
6488 | 946.1322 | 2523.9226 | 946.1322 | 2523.9226
6489 | 928.41 | 2531.9784 | 928.41 | 2531.9784
6490 | 900.159 | 2527.4963 | 900.159 | 2527.4963
6491 | 851.5082 | 2536.0586 | 851.5082 | 2536.0586
6492 | 805.8424 | 2550.7462 | 805.8424 | 2550.7462
6493 | 776.9532 | 2590.2259 | 776.9532 | 2590.2259
6494 | 760.9146 | 2661.3685 | 760.9146 | 2661.3685
6495 | 751.8096 | 2824.1675 | 751.8096 | 2824.1675
6496 | 748.2668 | 3022.5994 | 748.2668 | 3022.5994
6497 | 750.2019 | 3278.751 | 750.2019 | 3278.751
6498 | 751.7971 | 3455.111 | 751.7971 | 3455.111
6499 | 774.6732 | 3552.6906 | 774.6732 | 3552.6906
6500 | 820.8457 | 3591.5417 | 820.8457 | 3591.5417
6501 | 867.7047 | 3599.498 | 867.7047 | 3599.498
6502 | 906.1106 | 3601.7351 | 906.1106 | 3601.7351
6503 | 965.2646 | 3625.3565 | 965.2646 | 3625.3565
6504 | 960.4342 | 3640.0953 | 960.4342 | 3640.0953
6505 | 928.7808 | 3680.1807 | 928.7808 | 3680.1807
6506 | 910.875 | 3668.4328 | 910.875 | 3668.4328
6507 | 914.8811 | 3498.567 | 914.8811 | 3498.567
6508 | 912.2263 | 3297.8728 | 912.2263 | 3297.8728
6509 | 939.1078 | 3129.6409 | 939.1078 | 3129.6409
6510 | 941.5257 | 2964.7692 | 941.5257 | 2964.7692
6511 | 944.2326 | 2818.5226 | 944.2326 | 2818.5226
6512 | 962.6063 | 2732.1121 | 962.6063 | 2732.1121
6513 | 941.2798 | 2651.5613 | 941.2798 | 2651.5613
6514 | 895.443 | 2541.1835 | 895.443 | 2541.1835
6515 | 845.7951 | 2473.6738 | 845.7951 | 2473.6738
6516 | 800.4454 | 2466.6059 | 800.4454 | 2466.6059
6517 | 768.7429 | 2610.6847 | 768.7429 | 2610.6847
6518 | 752.7024 | 2956.7238 | 752.7024 | 2956.7238
6519 | 745.0651 | 3339.9588 | 745.0651 | 3339.9588
6520 | 742.0188 | 3487.0998 | 742.0188 | 3487.0998
6521 | 743.0733 | 3559.8428 | 743.0733 | 3559.8428
6522 | 750.7648 | 3589.3897 | 750.7648 | 3589.3897
6523 | 781.1432 | 3676.8839 | 781.1432 | 3676.8839
6524 | 846.8991 | 3729.4223 | 846.8991 | 3729.4223
6525 | 896.5553 | 3765.7615 | 896.5553 | 3765.7615
6526 | 931.0667 | 3728.6658 | 931.0667 | 3728.6658
6527 | 982.3443 | 3660.2228 | 982.3443 | 3660.2228
6528 | 974.5294 | 3678.5636 | 974.5294 | 3678.5636
6529 | 940.7984 | 3670.9599 | 940.7984 | 3670.9599
6530 | 927.122 | 3460.2433 | 927.122 | 3460.2433
6531 | 940.1779 | 3212.4325 | 940.1779 | 3212.4325
6532 | 953.6011 | 3002.9497 | 953.6011 | 3002.9497
6533 | 969.9025 | 2752.0183 | 969.9025 | 2752.0183
6534 | 965.6531 | 2563.0859 | 965.6531 | 2563.0859
6535 | 958.8148 | 2466.9777 | 958.8148 | 2466.9777
6536 | 981.6303 | 2388.4913 | 981.6303 | 2388.4913
6537 | 963.0032 | 2301.1689 | 963.0032 | 2301.1689
6538 | 918.9407 | 2185.1722 | 918.9407 | 2185.1722
6539 | 863.3396 | 2112.908 | 863.3396 | 2112.908
6540 | 810.3706 | 1380.8873 | 810.3706 | 1380.8873
6541 | 776.6002 | 1529.0892 | 776.6002 | 1529.0892
6542 | 754.1461 | 1585.3517 | 754.1461 | 1585.3517
6543 | 744.1838 | 1591.2424 | 744.1838 | 1591.2424
6544 | 739.2557 | 1703.7449 | 739.2557 | 1703.7449
6545 | 743.4083 | 1917.3129 | 743.4083 | 1917.3129
6546 | 753.328 | 2035.3502 | 753.328 | 2035.3502
6547 | 796.7471 | 2127.0709 | 796.7471 | 2127.0709
6548 | 855.4894 | 2165.7201 | 855.4894 | 2165.7201
6549 | 903.0726 | 2189.6781 | 903.0726 | 2189.6781
6550 | 948.7445 | 2186.4117 | 948.7445 | 2186.4117
6551 | 1012.8491 | 2174.8574 | 1012.8491 | 2174.8574
6552 | 1001.9676 | 2132.6625 | 1001.9676 | 2132.6625
6553 | 953.085 | 2098.1899 | 953.085 | 2098.1899
6554 | 948.8289 | 2075.5881 | 948.8289 | 2075.5881
6555 | 961.4701 | 2002.1694 | 961.4701 | 2002.1694
6556 | 961.6945 | 1960.7597 | 961.6945 | 1960.7597
6557 | 985.8101 | 1914.6034 | 985.8101 | 1914.6034
6558 | 978.3693 | 1854.8467 | 978.3693 | 1854.8467
6559 | 973.1517 | 1832.7424 | 973.1517 | 1832.7424
6560 | 1001.6049 | 1825.4545 | 1001.6049 | 1825.4545
6561 | 971.2385 | 1804.3813 | 971.2385 | 1804.3813
6562 | 926.9583 | 1775.4627 | 926.9583 | 1775.4627
6563 | 873.9597 | 1784.2485 | 873.9597 | 1784.2485
6564 | 822.8935 | 1832.4228 | 822.8935 | 1832.4228
6565 | 788.512 | 1914.5529 | 788.512 | 1914.5529
6566 | 767.8712 | 2040.6627 | 767.8712 | 2040.6627
6567 | 755.8303 | 2203.1481 | 755.8303 | 2203.1481
6568 | 751.4426 | 2394.3973 | 751.4426 | 2394.3973
6569 | 757.5703 | 2631.4276 | 757.5703 | 2631.4276
6570 | 763.0463 | 2755.6675 | 763.0463 | 2755.6675
6571 | 809.3502 | 2831.3872 | 809.3502 | 2831.3872
6572 | 887.4232 | 2859.1593 | 887.4232 | 2859.1593
6573 | 928.47 | 2885.9939 | 928.47 | 2885.9939
6574 | 968.8322 | 2902.6839 | 968.8322 | 2902.6839
6575 | 1022.006 | 2916.2098 | 1022.006 | 2916.2098
6576 | 1009.7268 | 2903.0505 | 1009.7268 | 2903.0505
6577 | 960.8403 | 2882.6913 | 960.8403 | 2882.6913
6578 | 949.1041 | 2846.1559 | 949.1041 | 2846.1559
6579 | 961.3703 | 2774.8947 | 961.3703 | 2774.8947
6580 | 964.0372 | 2766.6558 | 964.0372 | 2766.6558
6581 | 980.7725 | 2751.0632 | 980.7725 | 2751.0632
6582 | 978.7195 | 2695.8012 | 978.7195 | 2695.8012
6583 | 969.5556 | 2636.7507 | 969.5556 | 2636.7507
6584 | 977.3456 | 2582.5383 | 977.3456 | 2582.5383
6585 | 962.2429 | 2532.1599 | 962.2429 | 2532.1599
6586 | 915.6654 | 2490.2966 | 915.6654 | 2490.2966
6587 | 856.2935 | 2485.868 | 856.2935 | 2485.868
6588 | 808.0641 | 2512.4678 | 808.0641 | 2512.4678
6589 | 771.9732 | 2575.9 | 771.9732 | 2575.9
6590 | 753.7872 | 2665.7827 | 753.7872 | 2665.7827
6591 | 737.3953 | 2764.5336 | 737.3953 | 2764.5336
6592 | 732.4516 | 2919.286 | 732.4516 | 2919.286
6593 | 734.536 | 3162.6088 | 734.536 | 3162.6088
6594 | 738.5437 | 3307.3445 | 738.5437 | 3307.3445
6595 | 782.9532 | 3394.1211 | 782.9532 | 3394.1211
6596 | 852.8905 | 3413.6229 | 852.8905 | 3413.6229
6597 | 890.2243 | 3433.3559 | 890.2243 | 3433.3559
6598 | 933.8756 | 3444.8321 | 933.8756 | 3444.8321
6599 | 995.2541 | 3446.2224 | 995.2541 | 3446.2224
6600 | 999.0348 | 3411.4887 | 999.0348 | 3411.4887
6601 | 952.6459 | 3375.1283 | 952.6459 | 3375.1283
6602 | 941.0494 | 3310.4563 | 941.0494 | 3310.4563
6603 | 940.1954 | 3187.0568 | 940.1954 | 3187.0568
6604 | 947.347 | 3143.0402 | 947.347 | 3143.0402
6605 | 963.7329 | 3135.8977 | 963.7329 | 3135.8977
6606 | 955.575 | 3109.1319 | 955.575 | 3109.1319
6607 | 941.6383 | 3086.758 | 941.6383 | 3086.758
6608 | 950.878 | 3069.9414 | 950.878 | 3069.9414
6609 | 942.712 | 3043.7443 | 942.712 | 3043.7443
6610 | 909.1813 | 2994.5097 | 909.1813 | 2994.5097
6611 | 849.8796 | 2966.8886 | 849.8796 | 2966.8886
6612 | 807.8217 | 2965.8012 | 807.8217 | 2965.8012
6613 | 773.5313 | 3000.1079 | 773.5313 | 3000.1079
6614 | 753.6044 | 3065.8991 | 753.6044 | 3065.8991
6615 | 744.5728 | 3178.4936 | 744.5728 | 3178.4936
6616 | 741.5084 | 3375.496 | 741.5084 | 3375.496
6617 | 741.5087 | 3637.1571 | 741.5087 | 3637.1571
6618 | 745.017 | 3759.4193 | 745.017 | 3759.4193
6619 | 786.0159 | 3836.2177 | 786.0159 | 3836.2177
6620 | 854.6148 | 3865.0686 | 854.6148 | 3865.0686
6621 | 908.2024 | 3882.9138 | 908.2024 | 3882.9138
6622 | 943.2879 | 3889.5357 | 943.2879 | 3889.5357
6623 | 999.8868 | 3907.017 | 999.8868 | 3907.017
6624 | 987.3315 | 3906.9821 | 987.3315 | 3906.9821
6625 | 945.5842 | 3906.8489 | 945.5842 | 3906.8489
6626 | 944.1496 | 3827.3445 | 944.1496 | 3827.3445
6627 | 944.914 | 3621.2428 | 944.914 | 3621.2428
6628 | 952.7328 | 3440.2284 | 952.7328 | 3440.2284
6629 | 964.6519 | 3247.0961 | 964.6519 | 3247.0961
6630 | 958.6397 | 3068.5899 | 958.6397 | 3068.5899
6631 | 954.4207 | 2935.557 | 954.4207 | 2935.557
6632 | 975.8483 | 2821.7452 | 975.8483 | 2821.7452
6633 | 966.4165 | 2712.5763 | 966.4165 | 2712.5763
6634 | 928.7435 | 2607.9673 | 928.7435 | 2607.9673
6635 | 872.1887 | 2545.018 | 872.1887 | 2545.018
6636 | 823.3013 | 2526.7609 | 823.3013 | 2526.7609
6637 | 787.1206 | 2574.1921 | 787.1206 | 2574.1921
6638 | 765.5301 | 2666.6817 | 765.5301 | 2666.6817
6639 | 754.6982 | 2790.5128 | 754.6982 | 2790.5128
6640 | 752.1141 | 3004.3253 | 752.1141 | 3004.3253
6641 | 752.5236 | 3324.2375 | 752.5236 | 3324.2375
6642 | 751.1691 | 3532.9774 | 751.1691 | 3532.9774
6643 | 780.4767 | 3648.6098 | 780.4767 | 3648.6098
6644 | 833.2848 | 3683.3936 | 833.2848 | 3683.3936
6645 | 872.6656 | 3710.7676 | 872.6656 | 3710.7676
6646 | 905.5601 | 3721.0751 | 905.5601 | 3721.0751
6647 | 960.7341 | 3745.0287 | 960.7341 | 3745.0287
6648 | 954.304 | 3742.4769 | 954.304 | 3742.4769
6649 | 911.4921 | 3730.5676 | 911.4921 | 3730.5676
6650 | 906.6123 | 3582.0249 | 906.6123 | 3582.0249
6651 | 913.6042 | 3284.6812 | 913.6042 | 3284.6812
6652 | 912.012 | 2999.0307 | 912.012 | 2999.0307
6653 | 918.9898 | 2796.8191 | 918.9898 | 2796.8191
6654 | 928.6896 | 2622.5379 | 928.6896 | 2622.5379
6655 | 921.6995 | 2496.6965 | 921.6995 | 2496.6965
6656 | 946.389 | 2406.6166 | 946.389 | 2406.6166
6657 | 947.2287 | 2313.0892 | 947.2287 | 2313.0892
6658 | 908.0725 | 2211.7163 | 908.0725 | 2211.7163
6659 | 862.3294 | 2155.1495 | 862.3294 | 2155.1495
6660 | 824.4828 | 2147.6797 | 824.4828 | 2147.6797
6661 | 789.9929 | 2213.0895 | 789.9929 | 2213.0895
6662 | 771.569 | 2415.2493 | 771.569 | 2415.2493
6663 | 760.4069 | 2582.3193 | 760.4069 | 2582.3193
6664 | 754.7259 | 2677.0228 | 754.7259 | 2677.0228
6665 | 751.7776 | 2818.7658 | 751.7776 | 2818.7658
6666 | 743.1987 | 2832.976 | 743.1987 | 2832.976
6667 | 770.6453 | 2837.3202 | 770.6453 | 2837.3202
6668 | 809.203 | 2826.5279 | 809.203 | 2826.5279
6669 | 856.901 | 2824.237 | 856.901 | 2824.237
6670 | 897.8023 | 2832.5669 | 897.8023 | 2832.5669
6671 | 949.197 | 2857.6891 | 949.197 | 2857.6891
6672 | 938.6289 | 2862.5085 | 938.6289 | 2862.5085
6673 | 905.4956 | 2865.9711 | 905.4956 | 2865.9711
6674 | 902.4868 | 2814.6932 | 902.4868 | 2814.6932
6675 | 907.2161 | 2674.0341 | 907.2161 | 2674.0341
6676 | 917.3343 | 2566.3728 | 917.3343 | 2566.3728
6677 | 926.8735 | 2434.9974 | 926.8735 | 2434.9974
6678 | 925.2935 | 2280.5827 | 925.2935 | 2280.5827
6679 | 915.9211 | 2174.6077 | 915.9211 | 2174.6077
6680 | 952.257 | 2108.6193 | 952.257 | 2108.6193
6681 | 937.6532 | 2053.1169 | 937.6532 | 2053.1169
6682 | 906.3073 | 1990.9377 | 906.3073 | 1990.9377
6683 | 855.8372 | 1961.7883 | 855.8372 | 1961.7883
6684 | 811.0185 | 1964.8361 | 811.0185 | 1964.8361
6685 | 776.9998 | 2009.7502 | 776.9998 | 2009.7502
6686 | 757.9815 | 2088.9355 | 757.9815 | 2088.9355
6687 | 748.8363 | 2162.4263 | 748.8363 | 2162.4263
6688 | 745.2271 | 2264.7708 | 745.2271 | 2264.7708
6689 | 743.194 | 2457.3936 | 743.194 | 2457.3936
6690 | 733.463 | 2540.1027 | 733.463 | 2540.1027
6691 | 775.5477 | 2573.4825 | 775.5477 | 2573.4825
6692 | 838.0186 | 2558.9147 | 838.0186 | 2558.9147
6693 | 880.7953 | 2539.6339 | 880.7953 | 2539.6339
6694 | 923.8004 | 2532.1425 | 923.8004 | 2532.1425
6695 | 983.0774 | 2550.9722 | 983.0774 | 2550.9722
6696 | 984.2344 | 2556.0613 | 984.2344 | 2556.0613
6697 | 935.2114 | 2547.2983 | 935.2114 | 2547.2983
6698 | 925.2799 | 2463.8385 | 925.2799 | 2463.8385
6699 | 931.7806 | 2293.5145 | 931.7806 | 2293.5145
6700 | 935.0823 | 2175.7852 | 935.0823 | 2175.7852
6701 | 957.2125 | 2034.6113 | 957.2125 | 2034.6113
6702 | 961.0578 | 1884.4217 | 961.0578 | 1884.4217
6703 | 935.3323 | 1761.3669 | 935.3323 | 1761.3669
6704 | 960.1251 | 1661.3987 | 960.1251 | 1661.3987
6705 | 954.3188 | 1576.7708 | 954.3188 | 1576.7708
6706 | 912.774 | 1483.1288 | 912.774 | 1483.1288
6707 | 855.8814 | 1430.697 | 855.8814 | 1430.697
6708 | 802.0672 | 1450.5549 | 802.0672 | 1450.5549
6709 | 772.9484 | 1582.7557 | 772.9484 | 1582.7557
6710 | 757.5669 | 1745.1825 | 757.5669 | 1745.1825
6711 | 745.8246 | 1831.1684 | 745.8246 | 1831.1684
6712 | 742.9097 | 1933.2432 | 742.9097 | 1933.2432
6713 | 744.5869 | 2152.3846 | 744.5869 | 2152.3846
6714 | 743.3832 | 2224.3964 | 743.3832 | 2224.3964
6715 | 794.3355 | 2258.1358 | 794.3355 | 2258.1358
6716 | 879.7328 | 2270.6259 | 879.7328 | 2270.6259
6717 | 933.0414 | 2307.9781 | 933.0414 | 2307.9781
6718 | 966.0649 | 2345.6133 | 966.0649 | 2345.6133
6719 | 1026.2082 | 2377.927 | 1026.2082 | 2377.927
6720 | 1010.7814 | 2356.4076 | 1010.7814 | 2356.4076
6721 | 955.7355 | 2303.1473 | 955.7355 | 2303.1473
6722 | 951.2634 | 2193.978 | 951.2634 | 2193.978
6723 | 955.7374 | 2055.4763 | 955.7374 | 2055.4763
6724 | 963.4232 | 1968.2209 | 963.4232 | 1968.2209
6725 | 990.4618 | 1835.4071 | 990.4618 | 1835.4071
6726 | 997.8356 | 1686.2063 | 997.8356 | 1686.2063
6727 | 953.1534 | 1551.9148 | 953.1534 | 1551.9148
6728 | 982.5384 | 1401.8759 | 982.5384 | 1401.8759
6729 | 973.626 | 1240.5688 | 973.626 | 1240.5688
6730 | 924.8743 | 1090.8331 | 924.8743 | 1090.8331
6731 | 864.0859 | 1012.2424 | 864.0859 | 1012.2424
6732 | 810.8662 | 1044.7752 | 810.8662 | 1044.7752
6733 | 771.9804 | 1241.6095 | 771.9804 | 1241.6095
6734 | 754.9779 | 1505.0767 | 754.9779 | 1505.0767
6735 | 746.1423 | 1692.5525 | 746.1423 | 1692.5525
6736 | 744.0517 | 1847.215 | 744.0517 | 1847.215
6737 | 741.1652 | 2061.5921 | 741.1652 | 2061.5921
6738 | 746.7676 | 2137.3794 | 746.7676 | 2137.3794
6739 | 796.3217 | 2180.1081 | 796.3217 | 2180.1081
6740 | 876.4432 | 2167.6978 | 876.4432 | 2167.6978
6741 | 939.3383 | 2162.5302 | 939.3383 | 2162.5302
6742 | 967.8033 | 2169.7814 | 967.8033 | 2169.7814
6743 | 1029.901 | 2197.2409 | 1029.901 | 2197.2409
6744 | 1007.1275 | 2203.139 | 1007.1275 | 2203.139
6745 | 949.5694 | 2178.8245 | 949.5694 | 2178.8245
6746 | 944.9082 | 2040.7993 | 944.9082 | 2040.7993
6747 | 947.7489 | 1834.2482 | 947.7489 | 1834.2482
6748 | 949.1971 | 1653.5034 | 949.1971 | 1653.5034
6749 | 965.0069 | 1469.2705 | 965.0069 | 1469.2705
6750 | 962.912 | 1250.6719 | 962.912 | 1250.6719
6751 | 934.7045 | 1064.1522 | 934.7045 | 1064.1522
6752 | 958.4356 | 933.4404 | 958.4356 | 933.4404
6753 | 953.2126 | 838.2949 | 953.2126 | 838.2949
6754 | 910.2853 | 762.9912 | 910.2853 | 762.9912
6755 | 850.1104 | 750.652 | 850.1104 | 750.652
6756 | 794.3421 | 843.863 | 794.3421 | 843.863
6757 | 760.7348 | 1101.1058 | 760.7348 | 1101.1058
6758 | 742.3111 | 1373.832 | 742.3111 | 1373.832
6759 | 735.1691 | 1520.0467 | 735.1691 | 1520.0467
6760 | 731.9394 | 1616.2784 | 731.9394 | 1616.2784
6761 | 727.9889 | 1802.0693 | 727.9889 | 1802.0693
6762 | 729.5855 | 1925.3204 | 729.5855 | 1925.3204
6763 | 782.7324 | 2004.1864 | 782.7324 | 2004.1864
6764 | 857.654 | 2021.0813 | 857.654 | 2021.0813
6765 | 909.9562 | 2042.9718 | 909.9562 | 2042.9718
6766 | 947.8475 | 2063.707 | 947.8475 | 2063.707
6767 | 1002.4308 | 2102.2234 | 1002.4308 | 2102.2234
6768 | 993.2952 | 2126.6396 | 993.2952 | 2126.6396
6769 | 939.0878 | 2087.2229 | 939.0878 | 2087.2229
6770 | 926.5792 | 1944.3435 | 926.5792 | 1944.3435
6771 | 926.4516 | 1776.5365 | 926.4516 | 1776.5365
6772 | 937.3379 | 1662.0433 | 937.3379 | 1662.0433
6773 | 956.5412 | 1546.3992 | 956.5412 | 1546.3992
6774 | 949.5257 | 1405.0192 | 949.5257 | 1405.0192
6775 | 924.6474 | 1283.133 | 924.6474 | 1283.133
6776 | 944.0898 | 1194.1318 | 944.0898 | 1194.1318
6777 | 947.5104 | 1115.2571 | 947.5104 | 1115.2571
6778 | 913.0018 | 1035.7284 | 913.0018 | 1035.7284
6779 | 854.9865 | 1014.8493 | 854.9865 | 1014.8493
6780 | 798.8765 | 1060.4167 | 798.8765 | 1060.4167
6781 | 764.9965 | 1234.5978 | 764.9965 | 1234.5978
6782 | 745.0779 | 1575.733 | 745.0779 | 1575.733
6783 | 736.137 | 1774.4456 | 736.137 | 1774.4456
6784 | 731.337 | 1863.7555 | 731.337 | 1863.7555
6785 | 724.485 | 2030.2193 | 724.485 | 2030.2193
6786 | 722.3735 | 2107.265 | 722.3735 | 2107.265
6787 | 768.2151 | 2100.1028 | 768.2151 | 2100.1028
6788 | 833.4482 | 2096.1425 | 833.4482 | 2096.1425
6789 | 882.0097 | 2083.8734 | 882.0097 | 2083.8734
6790 | 919.053 | 2069.5501 | 919.053 | 2069.5501
6791 | 971.1801 | 2067.4345 | 971.1801 | 2067.4345
6792 | 976.7619 | 2046.0949 | 976.7619 | 2046.0949
6793 | 922.81 | 2002.8128 | 922.81 | 2002.8128
6794 | 913.2387 | 1881.4179 | 913.2387 | 1881.4179
6795 | 924.2924 | 1678.912 | 924.2924 | 1678.912
6796 | 927.7519 | 1541.7657 | 927.7519 | 1541.7657
6797 | 942.4191 | 1402.2099 | 942.4191 | 1402.2099
6798 | 935.1785 | 1208.0623 | 935.1785 | 1208.0623
6799 | 916.7014 | 1016.0591 | 916.7014 | 1016.0591
6800 | 928.3256 | 867.3686 | 928.3256 | 867.3686
6801 | 936.7505 | 785.1678 | 936.7505 | 785.1678
6802 | 908.8566 | 716.8758 | 908.8566 | 716.8758
6803 | 858.1447 | 703.8174 | 858.1447 | 703.8174
6804 | 804.4017 | 752.5311 | 804.4017 | 752.5311
6805 | 771.975 | 992.2447 | 771.975 | 992.2447
6806 | 750.2795 | 1355.9432 | 750.2795 | 1355.9432
6807 | 738.6619 | 1604.1871 | 738.6619 | 1604.1871
6808 | 735.6793 | 1664.9108 | 735.6793 | 1664.9108
6809 | 729.4171 | 1863.2869 | 729.4171 | 1863.2869
6810 | 716.6832 | 1975.9305 | 716.6832 | 1975.9305
6811 | 751.2022 | 2011.5576 | 751.2022 | 2011.5576
6812 | 811.5212 | 2015.418 | 811.5212 | 2015.418
6813 | 861.1458 | 2035.6005 | 861.1458 | 2035.6005
6814 | 891.3821 | 2036.0198 | 891.3821 | 2036.0198
6815 | 942.3278 | 2042.6239 | 942.3278 | 2042.6239
6816 | 935.3474 | 2024.2508 | 935.3474 | 2024.2508
6817 | 901.5801 | 1970.4511 | 901.5801 | 1970.4511
6818 | 898.4189 | 1821.9983 | 898.4189 | 1821.9983
6819 | 903.8951 | 1624.7961 | 903.8951 | 1624.7961
6820 | 904.1103 | 1406.8354 | 904.1103 | 1406.8354
6821 | 917.7866 | 1171.3632 | 917.7866 | 1171.3632
6822 | 916.3804 | 954.4725 | 916.3804 | 954.4725
6823 | 896.4448 | 823.2374 | 896.4448 | 823.2374
6824 | 916.382 | 753.5633 | 916.382 | 753.5633
6825 | 921.7526 | 695.8136 | 921.7526 | 695.8136
6826 | 892.4719 | 640.3764 | 892.4719 | 640.3764
6827 | 843.5684 | 634.06 | 843.5684 | 634.06
6828 | 792.2968 | 686.9088 | 792.2968 | 686.9088
6829 | 757.2702 | 883.4734 | 757.2702 | 883.4734
6830 | 739.1061 | 1222.9906 | 739.1061 | 1222.9906
6831 | 723.4124 | 1469.976 | 723.4124 | 1469.976
6832 | 723.4115 | 1589.3103 | 723.4115 | 1589.3103
6833 | 709.0597 | 1764.4039 | 709.0597 | 1764.4039
6834 | 699.5982 | 1834.6178 | 699.5982 | 1834.6178
6835 | 732.158 | 1872.1327 | 732.158 | 1872.1327
6836 | 792.6667 | 1886.241 | 792.6667 | 1886.241
6837 | 832.0296 | 1922.3346 | 832.0296 | 1922.3346
6838 | 864.0131 | 1967.3411 | 864.0131 | 1967.3411
6839 | 930.1876 | 1981.4064 | 930.1876 | 1981.4064
6840 | 923.9674 | 1924.2891 | 923.9674 | 1924.2891
6841 | 890.9751 | 1885.4118 | 890.9751 | 1885.4118
6842 | 887.78 | 1859.9334 | 887.78 | 1859.9334
6843 | 884.8321 | 1798.6503 | 884.8321 | 1798.6503
6844 | 896.9448 | 1798.5018 | 896.9448 | 1798.5018
6845 | 906.164 | 1781.7407 | 906.164 | 1781.7407
6846 | 899.4628 | 1714.2531 | 899.4628 | 1714.2531
6847 | 880.5837 | 1643.876 | 880.5837 | 1643.876
6848 | 900.9774 | 1580.5844 | 900.9774 | 1580.5844
6849 | 902.7275 | 1500.4511 | 902.7275 | 1500.4511
6850 | 868.7246 | 1404.2022 | 868.7246 | 1404.2022
6851 | 816.2896 | 1349.0736 | 816.2896 | 1349.0736
6852 | 767.5791 | 1341.424 | 767.5791 | 1341.424
6853 | 736.7524 | 1387.6866 | 736.7524 | 1387.6866
6854 | 716.9563 | 1502.1102 | 716.9563 | 1502.1102
6855 | 712.0212 | 1639.1557 | 712.0212 | 1639.1557
6856 | 713.0813 | 1772.4236 | 713.0813 | 1772.4236
6857 | 702.0971 | 2009.9033 | 702.0971 | 2009.9033
6858 | 696.4123 | 2115.8948 | 696.4123 | 2115.8948
6859 | 733.2986 | 2167.7028 | 733.2986 | 2167.7028
6860 | 797.4837 | 2179.2042 | 797.4837 | 2179.2042
6861 | 846.6008 | 2188.959 | 846.6008 | 2188.959
6862 | 882.2874 | 2181.4676 | 882.2874 | 2181.4676
6863 | 943.5051 | 2186.184 | 943.5051 | 2186.184
6864 | 933.6234 | 2167.9906 | 933.6234 | 2167.9906
6865 | 894.0515 | 2117.7867 | 894.0515 | 2117.7867
6866 | 889.1996 | 1997.111 | 889.1996 | 1997.111
6867 | 889.4974 | 1838.7428 | 889.4974 | 1838.7428
6868 | 910.3536 | 1772.972 | 910.3536 | 1772.972
6869 | 917.702 | 1751.4465 | 917.702 | 1751.4465
6870 | 912.0828 | 1700.9489 | 912.0828 | 1700.9489
6871 | 893.6384 | 1646.5728 | 893.6384 | 1646.5728
6872 | 922.0332 | 1597.1248 | 922.0332 | 1597.1248
6873 | 929.7124 | 1555.6458 | 929.7124 | 1555.6458
6874 | 900.6162 | 1505.8719 | 900.6162 | 1505.8719
6875 | 834.3983 | 1496.1395 | 834.3983 | 1496.1395
6876 | 781.0446 | 1528.3128 | 781.0446 | 1528.3128
6877 | 746.3007 | 1605.5886 | 746.3007 | 1605.5886
6878 | 729.8828 | 1731.9681 | 729.8828 | 1731.9681
6879 | 722.6837 | 1963.2221 | 722.6837 | 1963.2221
6880 | 719.5238 | 2098.8272 | 719.5238 | 2098.8272
6881 | 708.3686 | 2287.7644 | 708.3686 | 2287.7644
6882 | 712.0386 | 2362.383 | 712.0386 | 2362.383
6883 | 767.1581 | 2385.2453 | 767.1581 | 2385.2453
6884 | 847.6727 | 2368.8796 | 847.6727 | 2368.8796
6885 | 897.5532 | 2353.0148 | 897.5532 | 2353.0148
6886 | 929.7836 | 2334.8261 | 929.7836 | 2334.8261
6887 | 1000.9801 | 2330.643 | 1000.9801 | 2330.643
6888 | 989.4392 | 2310.5619 | 989.4392 | 2310.5619
6889 | 935.2634 | 2278.9659 | 935.2634 | 2278.9659
6890 | 928.0088 | 2224.5418 | 928.0088 | 2224.5418
6891 | 936.1662 | 2128.4699 | 936.1662 | 2128.4699
6892 | 938.8354 | 2086.3411 | 938.8354 | 2086.3411
6893 | 963.9991 | 2030.5661 | 963.9991 | 2030.5661
6894 | 959.2835 | 1933.3238 | 959.2835 | 1933.3238
6895 | 925.8113 | 1834.8099 | 925.8113 | 1834.8099
6896 | 938.6834 | 1751.6519 | 938.6834 | 1751.6519
6897 | 945.7595 | 1676.3729 | 945.7595 | 1676.3729
6898 | 902.9824 | 1588.0346 | 902.9824 | 1588.0346
6899 | 845.1005 | 1547.5587 | 845.1005 | 1547.5587
6900 | 793.4337 | 1544.9431 | 793.4337 | 1544.9431
6901 | 755.285 | 1598.6668 | 755.285 | 1598.6668
6902 | 733.7467 | 1758.3968 | 733.7467 | 1758.3968
6903 | 724.9068 | 1913.4211 | 724.9068 | 1913.4211
6904 | 721.9904 | 1965.2453 | 721.9904 | 1965.2453
6905 | 712.5729 | 2138.2713 | 712.5729 | 2138.2713
6906 | 715.0704 | 2199.5857 | 715.0704 | 2199.5857
6907 | 769.9742 | 2216.8746 | 769.9742 | 2216.8746
6908 | 849.8599 | 2194.9355 | 849.8599 | 2194.9355
6909 | 899.3781 | 2172.4185 | 899.3781 | 2172.4185
6910 | 932.1479 | 2152.1623 | 932.1479 | 2152.1623
6911 | 991.621 | 2151.485 | 991.621 | 2151.485
6912 | 988.9214 | 2134.0109 | 988.9214 | 2134.0109
6913 | 936.8896 | 2083.8069 | 936.8896 | 2083.8069
6914 | 932.5609 | 1961.2434 | 932.5609 | 1961.2434
6915 | 932.2197 | 1781.9301 | 932.2197 | 1781.9301
6916 | 942.8353 | 1648.4694 | 942.8353 | 1648.4694
6917 | 961.8062 | 1516.1051 | 961.8062 | 1516.1051
6918 | 963.033 | 1350.9931 | 963.033 | 1350.9931
6919 | 917.7575 | 1219.2186 | 917.7575 | 1219.2186
6920 | 924.6538 | 1130.3973 | 924.6538 | 1130.3973
6921 | 940.7865 | 1058.0848 | 940.7865 | 1058.0848
6922 | 907.0788 | 968.8475 | 907.0788 | 968.8475
6923 | 850.4685 | 924.5062 | 850.4685 | 924.5062
6924 | 798.9063 | 958.4774 | 798.9063 | 958.4774
6925 | 759.6274 | 1142.5468 | 759.6274 | 1142.5468
6926 | 740.83 | 1461.748 | 740.83 | 1461.748
6927 | 731.5775 | 1673.4052 | 731.5775 | 1673.4052
6928 | 728.3597 | 1770.2661 | 728.3597 | 1770.2661
6929 | 716.9559 | 1980.3283 | 716.9559 | 1980.3283
6930 | 719.69 | 2076.9709 | 719.69 | 2076.9709
6931 | 773.6477 | 2098.1252 | 773.6477 | 2098.1252
6932 | 854.9345 | 2065.2191 | 854.9345 | 2065.2191
6933 | 901.9645 | 2081.8058 | 901.9645 | 2081.8058
6934 | 936.4038 | 2084.2926 | 936.4038 | 2084.2926
6935 | 1000.7527 | 2100.1558 | 1000.7527 | 2100.1558
6936 | 992.8022 | 2086.3673 | 992.8022 | 2086.3673
6937 | 935.3693 | 2033.7362 | 935.3693 | 2033.7362
6938 | 922.7536 | 1956.4791 | 922.7536 | 1956.4791
6939 | 939.6082 | 1799.1897 | 939.6082 | 1799.1897
6940 | 941.4993 | 1717.9571 | 941.4993 | 1717.9571
6941 | 956.9508 | 1667.3061 | 956.9508 | 1667.3061
6942 | 959.9089 | 1610.8755 | 959.9089 | 1610.8755
6943 | 916.47 | 1548.7685 | 916.47 | 1548.7685
6944 | 936.7521 | 1430.4621 | 936.7521 | 1430.4621
6945 | 943.0115 | 1296.8421 | 943.0115 | 1296.8421
6946 | 909.6787 | 1151.2416 | 909.6787 | 1151.2416
6947 | 858.575 | 1066.1785 | 858.575 | 1066.1785
6948 | 803.4905 | 1036.4151 | 803.4905 | 1036.4151
6949 | 766.2893 | 1113.7808 | 766.2893 | 1113.7808
6950 | 745.6474 | 1385.1586 | 745.6474 | 1385.1586
6951 | 733.1098 | 1631.6945 | 733.1098 | 1631.6945
6952 | 730.0883 | 1756.872 | 730.0883 | 1756.872
6953 | 708.3869 | 1938.0783 | 708.3869 | 1938.0783
6954 | 709.7167 | 2008.8315 | 709.7167 | 2008.8315
6955 | 745.6782 | 2027.0193 | 745.6782 | 2027.0193
6956 | 803.866 | 2026.5648 | 803.866 | 2026.5648
6957 | 848.4275 | 2003.2388 | 848.4275 | 2003.2388
6958 | 876.1653 | 1946.6655 | 876.1653 | 1946.6655
6959 | 937.0707 | 1944.9096 | 937.0707 | 1944.9096
6960 | 941.1076 | 1923.9295 | 941.1076 | 1923.9295
6961 | 896.3488 | 1857.7245 | 896.3488 | 1857.7245
6962 | 886.2393 | 1778.2201 | 886.2393 | 1778.2201
6963 | 890.4127 | 1642.5051 | 890.4127 | 1642.5051
6964 | 895.3641 | 1540.1476 | 895.3641 | 1540.1476
6965 | 921.1245 | 1438.5269 | 921.1245 | 1438.5269
6966 | 906.5038 | 1293.2814 | 906.5038 | 1293.2814
6967 | 886.4645 | 1172.7437 | 886.4645 | 1172.7437
6968 | 894.7427 | 1085.8101 | 894.7427 | 1085.8101
6969 | 911.5616 | 983.6529 | 911.5616 | 983.6529
6970 | 884.6483 | 851.7162 | 884.6483 | 851.7162
6971 | 831.4003 | 743.8201 | 831.4003 | 743.8201
6972 | 785.5876 | 716.8434 | 785.5876 | 716.8434
6973 | 752.4509 | 847.2463 | 752.4509 | 847.2463
6974 | 734.6601 | 1108.1965 | 734.6601 | 1108.1965
6975 | 723.992 | 1389.7909 | 723.992 | 1389.7909
6976 | 722.7481 | 1551.7348 | 722.7481 | 1551.7348
6977 | 700.6189 | 1773.6629 | 700.6189 | 1773.6629
6978 | 701.4044 | 1906.5326 | 701.4044 | 1906.5326
6979 | 738.579 | 2006.0741 | 738.579 | 2006.0741
6980 | 791.2217 | 2020.4521 | 791.2217 | 2020.4521
6981 | 838.4858 | 1999.6431 | 838.4858 | 1999.6431
6982 | 873.2124 | 1991.6123 | 873.2124 | 1991.6123
6983 | 943.3429 | 1988.7776 | 943.3429 | 1988.7776
6984 | 945.19 | 1994.5859 | 945.19 | 1994.5859
6985 | 905.2404 | 1872.2873 | 905.2404 | 1872.2873
6986 | 886.7626 | 1688.8659 | 886.7626 | 1688.8659
6987 | 894.5375 | 1450.9419 | 894.5375 | 1450.9419
6988 | 904.3418 | 1277.7482 | 904.3418 | 1277.7482
6989 | 918.7266 | 1120.7531 | 918.7266 | 1120.7531
6990 | 903.2534 | 999.1496 | 903.2534 | 999.1496
6991 | 883.0305 | 919.3336 | 883.0305 | 919.3336
6992 | 899.317 | 879.3245 | 899.317 | 879.3245
6993 | 914.3431 | 851.0598 | 914.3431 | 851.0598
6994 | 887.748 | 833.7375 | 887.748 | 833.7375
6995 | 842.2924 | 861.2211 | 842.2924 | 861.2211
6996 | 794.8428 | 922.3401 | 794.8428 | 922.3401
6997 | 758.6795 | 1030.8989 | 758.6795 | 1030.8989
6998 | 738.4015 | 1214.3608 | 738.4015 | 1214.3608
6999 | 731.0024 | 1426.6473 | 731.0024 | 1426.6473
7000 | 723.9585 | 1575.5566 | 723.9585 | 1575.5566
7001 | 703.2407 | 1802.5188 | 703.2407 | 1802.5188
7002 | 705.0674 | 1935.0289 | 705.0674 | 1935.0289
7003 | 741.4945 | 2029.3566 | 741.4945 | 2029.3566
7004 | 799.2871 | 2061.2638 | 799.2871 | 2061.2638
7005 | 842.5864 | 2073.0861 | 842.5864 | 2073.0861
7006 | 880.2688 | 2058.4033 | 880.2688 | 2058.4033
7007 | 930.6386 | 2063.0297 | 930.6386 | 2063.0297
7008 | 925.9482 | 2039.9822 | 925.9482 | 2039.9822
7009 | 906.7703 | 1965.7766 | 906.7703 | 1965.7766
7010 | 888.5053 | 1879.1706 | 888.5053 | 1879.1706
7011 | 893.8781 | 1721.162 | 893.8781 | 1721.162
7012 | 904.1976 | 1630.5806 | 904.1976 | 1630.5806
7013 | 918.5383 | 1561.1418 | 918.5383 | 1561.1418
7014 | 913.0814 | 1467.9447 | 913.0814 | 1467.9447
7015 | 883.4612 | 1393.3425 | 883.4612 | 1393.3425
7016 | 898.4505 | 1334.0063 | 898.4505 | 1334.0063
7017 | 911.2007 | 1272.481 | 911.2007 | 1272.481
7018 | 885.7997 | 1190.8847 | 885.7997 | 1190.8847
7019 | 831.5161 | 1157.1508 | 831.5161 | 1157.1508
7020 | 787.2643 | 1160.3784 | 787.2643 | 1160.3784
7021 | 748.6555 | 1214.5515 | 748.6555 | 1214.5515
7022 | 731.2878 | 1304.9735 | 731.2878 | 1304.9735
7023 | 723.3312 | 1392.4877 | 723.3312 | 1392.4877
7024 | 718.4502 | 1545.1726 | 718.4502 | 1545.1726
7025 | 701.0316 | 1791.7316 | 701.0316 | 1791.7316
7026 | 702.2774 | 1918.7582 | 702.2774 | 1918.7582
7027 | 742.3057 | 1975.1507 | 742.3057 | 1975.1507
7028 | 806.4826 | 1972.2691 | 806.4826 | 1972.2691
7029 | 845.1384 | 1981.125 | 845.1384 | 1981.125
7030 | 886.4668 | 1984.7804 | 886.4668 | 1984.7804
7031 | 942.917 | 2026.8925 | 942.917 | 2026.8925
7032 | 933.0781 | 2017.2391 | 933.0781 | 2017.2391
7033 | 901.4099 | 1881.1868 | 901.4099 | 1881.1868
7034 | 886.1812 | 1720.2387 | 886.1812 | 1720.2387
7035 | 887.6316 | 1508.4738 | 887.6316 | 1508.4738
7036 | 895.9139 | 1347.0562 | 895.9139 | 1347.0562
7037 | 916.5903 | 1200.9382 | 916.5903 | 1200.9382
7038 | 910.0171 | 1048.681 | 910.0171 | 1048.681
7039 | 881.4778 | 953.1336 | 881.4778 | 953.1336
7040 | 887.7367 | 886.3362 | 887.7367 | 886.3362
7041 | 918.1822 | 806.7423 | 918.1822 | 806.7423
7042 | 887.7119 | 710.2237 | 887.7119 | 710.2237
7043 | 828.2247 | 660.2191 | 828.2247 | 660.2191
7044 | 777.1798 | 677.5599 | 777.1798 | 677.5599
7045 | 745.1702 | 796.1868 | 745.1702 | 796.1868
7046 | 727.5313 | 1117.905 | 727.5313 | 1117.905
7047 | 720.3904 | 1394.3755 | 720.3904 | 1394.3755
7048 | 713.8092 | 1510.2939 | 713.8092 | 1510.2939
7049 | 701.936 | 1622.4619 | 701.936 | 1622.4619
7050 | 705.9332 | 1727.5545 | 705.9332 | 1727.5545
7051 | 764.0322 | 1832.5795 | 764.0322 | 1832.5795
7052 | 837.0942 | 1903.4106 | 837.0942 | 1903.4106
7053 | 902.092 | 1970.5175 | 902.092 | 1970.5175
7054 | 933.3768 | 2002.849 | 933.3768 | 2002.849
7055 | 1005.344 | 1993.9016 | 1005.344 | 1993.9016
7056 | 991.7493 | 1988.9226 | 991.7493 | 1988.9226
7057 | 935.8518 | 1849.5442 | 935.8518 | 1849.5442
7058 | 924.41 | 1663.1563 | 924.41 | 1663.1563
7059 | 928.7714 | 1396.5563 | 928.7714 | 1396.5563
7060 | 938.1505 | 1183.36 | 938.1505 | 1183.36
7061 | 958.9188 | 955.5287 | 958.9188 | 955.5287
7062 | 959.6993 | 744.571 | 959.6993 | 744.571
7063 | 918.4178 | 605.7848 | 918.4178 | 605.7848
7064 | 912.5586 | 516.2443 | 912.5586 | 516.2443
7065 | 924.9788 | 440.1562 | 924.9788 | 440.1562
7066 | 902.5334 | 395.686 | 902.5334 | 395.686
7067 | 824.487 | 448.25 | 824.487 | 448.25
7068 | 775.4607 | 582.3626 | 775.4607 | 582.3626
7069 | 733.2731 | 771.1064 | 733.2731 | 771.1064
7070 | 712.8954 | 927.0609 | 712.8954 | 927.0609
7071 | 703.9582 | 1008.9118 | 703.9582 | 1008.9118
7072 | 700.3249 | 1113.144 | 700.3249 | 1113.144
7073 | 681.7878 | 1298.9349 | 681.7878 | 1298.9349
7074 | 690.4012 | 1389.7344 | 690.4012 | 1389.7344
7075 | 745.4955 | 1455.7456 | 745.4955 | 1455.7456
7076 | 832.8196 | 1487.7427 | 832.8196 | 1487.7427
7077 | 879.576 | 1468.6416 | 879.576 | 1468.6416
7078 | 912.1989 | 1464.5662 | 912.1989 | 1464.5662
7079 | 974.7795 | 1513.5102 | 974.7795 | 1513.5102
7080 | 967.7613 | 1508.1717 | 967.7613 | 1508.1717
7081 | 909.785 | 1506.0608 | 909.785 | 1506.0608
7082 | 900.3813 | 1473.1213 | 900.3813 | 1473.1213
7083 | 908.7607 | 1365.4531 | 908.7607 | 1365.4531
7084 | 918.6206 | 1296.1764 | 918.6206 | 1296.1764
7085 | 937.0281 | 1204.1743 | 937.0281 | 1204.1743
7086 | 930.1616 | 1061.5358 | 930.1616 | 1061.5358
7087 | 895.2139 | 953.673 | 895.2139 | 953.673
7088 | 897.9226 | 875.4591 | 897.9226 | 875.4591
7089 | 921.1534 | 796.3146 | 921.1534 | 796.3146
7090 | 892.9423 | 718.3141 | 892.9423 | 718.3141
7091 | 829.1941 | 687.3669 | 829.1941 | 687.3669
7092 | 773.2844 | 702.6402 | 773.2844 | 702.6402
7093 | 728.548 | 782.9724 | 728.548 | 782.9724
7094 | 708.9706 | 995.6497 | 708.9706 | 995.6497
7095 | 702.5155 | 1348.2601 | 702.5155 | 1348.2601
7096 | 698.6147 | 1593.6252 | 698.6147 | 1593.6252
7097 | 683.9225 | 1856.5448 | 683.9225 | 1856.5448
7098 | 697.8953 | 2012.5172 | 697.8953 | 2012.5172
7099 | 757.2383 | 2106.5752 | 757.2383 | 2106.5752
7100 | 833.6963 | 2125.9872 | 833.6963 | 2125.9872
7101 | 879.2211 | 2118.3026 | 879.2211 | 2118.3026
7102 | 923.109 | 2100.833 | 923.109 | 2100.833
7103 | 981.3113 | 2117.1457 | 981.3113 | 2117.1457
7104 | 972.7946 | 2117.7401 | 972.7946 | 2117.7401
7105 | 910.9467 | 1891.4346 | 910.9467 | 1891.4346
7106 | 904.8723 | 1687.9669 | 904.8723 | 1687.9669
7107 | 907.4317 | 1461.7291 | 907.4317 | 1461.7291
7108 | 900.8132 | 1362.9673 | 900.8132 | 1362.9673
7109 | 926.1935 | 1323.2833 | 926.1935 | 1323.2833
7110 | 914.1814 | 1270.3586 | 914.1814 | 1270.3586
7111 | 876.2758 | 1277.0202 | 876.2758 | 1277.0202
7112 | 873.3671 | 1345.4227 | 873.3671 | 1345.4227
7113 | 901.0672 | 1385.5671 | 901.0672 | 1385.5671
7114 | 876.0906 | 1382.7176 | 876.0906 | 1382.7176
7115 | 813.6236 | 1385.0311 | 813.6236 | 1385.0311
7116 | 764.1637 | 1409.8331 | 764.1637 | 1409.8331
7117 | 728.8335 | 1464.9951 | 728.8335 | 1464.9951
7118 | 710.2756 | 1525.932 | 710.2756 | 1525.932
7119 | 702.7475 | 1592.9504 | 702.7475 | 1592.9504
7120 | 692.8614 | 1714.622 | 692.8614 | 1714.622
7121 | 672.3573 | 1912.2789 | 672.3573 | 1912.2789
7122 | 684.3928 | 2014.405 | 684.3928 | 2014.405
7123 | 732.2676 | 2082.9331 | 732.2676 | 2082.9331
7124 | 797.8191 | 2113.3122 | 797.8191 | 2113.3122
7125 | 839.5832 | 2140.3265 | 839.5832 | 2140.3265
7126 | 881.0257 | 2173.0176 | 881.0257 | 2173.0176
7127 | 941.6664 | 2215.6691 | 941.6664 | 2215.6691
7128 | 942.8264 | 2230.5566 | 942.8264 | 2230.5566
7129 | 902.1276 | 2172.2622 | 902.1276 | 2172.2622
7130 | 882.2916 | 2088.1732 | 882.2916 | 2088.1732
7131 | 883.7241 | 1970.7965 | 883.7241 | 1970.7965
7132 | 886.1618 | 1937.4773 | 886.1618 | 1937.4773
7133 | 904.7872 | 1917.7497 | 904.7872 | 1917.7497
7134 | 901.2069 | 1865.8137 | 901.2069 | 1865.8137
7135 | 867.6951 | 1811.5275 | 867.6951 | 1811.5275
7136 | 869.1391 | 1762.6189 | 869.1391 | 1762.6189
7137 | 891.4929 | 1698.5766 | 891.4929 | 1698.5766
7138 | 861.3888 | 1610.7777 | 861.3888 | 1610.7777
7139 | 807.6907 | 1560.3236 | 807.6907 | 1560.3236
7140 | 759.8192 | 1546.4713 | 759.8192 | 1546.4713
7141 | 721.6699 | 1580.6881 | 721.6699 | 1580.6881
7142 | 704.1035 | 1669.0426 | 704.1035 | 1669.0426
7143 | 695.4879 | 1882.9471 | 695.4879 | 1882.9471
7144 | 685.641 | 2045.1607 | 685.641 | 2045.1607
7145 | 665.1914 | 2174.4086 | 665.1914 | 2174.4086
7146 | 673.8119 | 2221.6996 | 673.8119 | 2221.6996
7147 | 708.6479 | 2233.9544 | 708.6479 | 2233.9544
7148 | 765.4844 | 2207.8802 | 765.4844 | 2207.8802
7149 | 804.371 | 2186.0824 | 804.371 | 2186.0824
7150 | 836.7772 | 2164.7474 | 836.7772 | 2164.7474
7151 | 906.7507 | 2164.6095 | 906.7507 | 2164.6095
7152 | 905.8263 | 2134.9997 | 905.8263 | 2134.9997
7153 | 872.8861 | 2040.2984 | 872.8861 | 2040.2984
7154 | 860.5681 | 1950.0966 | 860.5681 | 1950.0966
7155 | 859.3897 | 1865.2615 | 859.3897 | 1865.2615
7156 | 865.6172 | 1868.9784 | 865.6172 | 1868.9784
7157 | 875.8432 | 1863.1843 | 875.8432 | 1863.1843
7158 | 863.4303 | 1791.4717 | 863.4303 | 1791.4717
7159 | 838.2836 | 1724.4206 | 838.2836 | 1724.4206
7160 | 841.9866 | 1652.3195 | 841.9866 | 1652.3195
7161 | 866.6604 | 1583.0633 | 866.6604 | 1583.0633
7162 | 853.2249 | 1532.4804 | 853.2249 | 1532.4804
7163 | 801.5175 | 1507.556 | 801.5175 | 1507.556
7164 | 753.2397 | 1536.7628 | 753.2397 | 1536.7628
7165 | 717.7503 | 1593.0035 | 717.7503 | 1593.0035
7166 | 698.0246 | 1691.2463 | 698.0246 | 1691.2463
7167 | 685.6126 | 1881.9583 | 685.6126 | 1881.9583
7168 | 680.3928 | 2048.8464 | 680.3928 | 2048.8464
7169 | 660.181 | 2199.8485 | 660.181 | 2199.8485
7170 | 664.2398 | 2243.8134 | 664.2398 | 2243.8134
7171 | 703.6359 | 2242.5842 | 703.6359 | 2242.5842
7172 | 762.0723 | 2193.3175 | 762.0723 | 2193.3175
7173 | 809.0413 | 2176.0143 | 809.0413 | 2176.0143
7174 | 839.4419 | 2179.7596 | 839.4419 | 2179.7596
7175 | 898.8727 | 2196.252 | 898.8727 | 2196.252
7176 | 900.7144 | 2164.6646 | 900.7144 | 2164.6646
7177 | 863.9091 | 2026.0952 | 863.9091 | 2026.0952
7178 | 859.5017 | 1888.969 | 859.5017 | 1888.969
7179 | 858.2172 | 1753.9732 | 858.2172 | 1753.9732
7180 | 861.1867 | 1716.9683 | 861.1867 | 1716.9683
7181 | 874.2667 | 1702.4545 | 874.2667 | 1702.4545
7182 | 870.6667 | 1658.609 | 870.6667 | 1658.609
7183 | 835.6992 | 1638.6621 | 835.6992 | 1638.6621
7184 | 838.2133 | 1612.4067 | 838.2133 | 1612.4067
7185 | 867.812 | 1574.1639 | 867.812 | 1574.1639
7186 | 848.3593 | 1512.2543 | 848.3593 | 1512.2543
7187 | 792.496 | 1479.2396 | 792.496 | 1479.2396
7188 | 742.1192 | 1479.8602 | 742.1192 | 1479.8602
7189 | 711.9268 | 1517.2232 | 711.9268 | 1517.2232
7190 | 691.3805 | 1606.7463 | 691.3805 | 1606.7463
7191 | 684.768 | 1832.4269 | 684.768 | 1832.4269
7192 | 676.1619 | 2020.7996 | 676.1619 | 2020.7996
7193 | 657.3516 | 2184.1171 | 657.3516 | 2184.1171
7194 | 666.8326 | 2250.1059 | 666.8326 | 2250.1059
7195 | 715.162 | 2290.7671 | 715.162 | 2290.7671
7196 | 775.7808 | 2284.2898 | 775.7808 | 2284.2898
7197 | 824.5729 | 2276.2456 | 824.5729 | 2276.2456
7198 | 859.371 | 2257.6075 | 859.371 | 2257.6075
7199 | 929.1686 | 2251.0871 | 929.1686 | 2251.0871
7200 | 919.9771 | 2201.521 | 919.9771 | 2201.521
7201 | 875.5613 | 2018.6341 | 875.5613 | 2018.6341
7202 | 867.3392 | 1811.9302 | 867.3392 | 1811.9302
7203 | 871.1092 | 1622.369 | 871.1092 | 1622.369
7204 | 867.2819 | 1543.9231 | 867.2819 | 1543.9231
7205 | 884.3983 | 1471.428 | 884.3983 | 1471.428
7206 | 878.6375 | 1379.849 | 878.6375 | 1379.849
7207 | 853.3431 | 1332.7542 | 853.3431 | 1332.7542
7208 | 845.4149 | 1310.0946 | 845.4149 | 1310.0946
7209 | 870.2092 | 1273.29 | 870.2092 | 1273.29
7210 | 859.2397 | 1213.3581 | 859.2397 | 1213.3581
7211 | 792.0964 | 1205.5136 | 792.0964 | 1205.5136
7212 | 738.8593 | 1229.2368 | 738.8593 | 1229.2368
7213 | 703.319 | 1308.5802 | 703.319 | 1308.5802
7214 | 686.706 | 1479.1873 | 686.706 | 1479.1873
7215 | 677.7783 | 1703.4296 | 677.7783 | 1703.4296
7216 | 671.3735 | 1887.2177 | 671.3735 | 1887.2177
7217 | 655.9788 | 2043.7033 | 655.9788 | 2043.7033
7218 | 669.035 | 2105.1975 | 669.035 | 2105.1975
7219 | 731.4293 | 2122.2166 | 731.4293 | 2122.2166
7220 | 815.0602 | 2090.0297 | 815.0602 | 2090.0297
7221 | 869.1718 | 2069.1308 | 869.1718 | 2069.1308
7222 | 902.9191 | 2006.0852 | 902.9191 | 2006.0852
7223 | 975.1028 | 1967.9223 | 975.1028 | 1967.9223
7224 | 962.5974 | 1924.379 | 962.5974 | 1924.379
7225 | 915.0328 | 1862.399 | 915.0328 | 1862.399
7226 | 905.1105 | 1814.9866 | 905.1105 | 1814.9866
7227 | 903.5869 | 1742.5567 | 903.5869 | 1742.5567
7228 | 910.4189 | 1766.9491 | 910.4189 | 1766.9491
7229 | 925.4771 | 1787.3141 | 925.4771 | 1787.3141
7230 | 914.6875 | 1770.5265 | 914.6875 | 1770.5265
7231 | 862.9508 | 1768.5584 | 862.9508 | 1768.5584
7232 | 853.6853 | 1783.1146 | 853.6853 | 1783.1146
7233 | 878.5129 | 1781.908 | 878.5129 | 1781.908
7234 | 858.0798 | 1754.6973 | 858.0798 | 1754.6973
7235 | 795.3284 | 1754.9432 | 795.3284 | 1754.9432
7236 | 738.2616 | 1785.3186 | 738.2616 | 1785.3186
7237 | 699.1636 | 1842.5481 | 699.1636 | 1842.5481
7238 | 682.4212 | 1902.2266 | 682.4212 | 1902.2266
7239 | 674.6427 | 1960.7051 | 674.6427 | 1960.7051
7240 | 665.3063 | 2097.5687 | 665.3063 | 2097.5687
7241 | 648.4424 | 2293.5176 | 648.4424 | 2293.5176
7242 | 666.308 | 2374.9681 | 666.308 | 2374.9681
7243 | 712.577 | 2416.2586 | 712.577 | 2416.2586
7244 | 794.5781 | 2405.9158 | 794.5781 | 2405.9158
7245 | 842.873 | 2400.3887 | 842.873 | 2400.3887
7246 | 887.3218 | 2397.7516 | 887.3218 | 2397.7516
7247 | 948.5397 | 2411.9967 | 948.5397 | 2411.9967
7248 | 952.7558 | 2410.5236 | 952.7558 | 2410.5236
7249 | 891.9987 | 2397.8951 | 891.9987 | 2397.8951
7250 | 880.3119 | 2385.9907 | 880.3119 | 2385.9907
7251 | 882.8656 | 2329.472 | 882.8656 | 2329.472
7252 | 887.0136 | 2325.0984 | 887.0136 | 2325.0984
7253 | 905.7641 | 2306.9889 | 905.7641 | 2306.9889
7254 | 897.1865 | 2247.0524 | 897.1865 | 2247.0524
7255 | 866.944 | 2195.2832 | 866.944 | 2195.2832
7256 | 849.2564 | 2148.8917 | 849.2564 | 2148.8917
7257 | 873.0465 | 2095.3669 | 873.0465 | 2095.3669
7258 | 860.6817 | 2035.5249 | 860.6817 | 2035.5249
7259 | 800.3184 | 2015.275 | 800.3184 | 2015.275
7260 | 739.0815 | 864.2863 | 739.0815 | 864.2863
7261 | 701.6214 | 876.9851 | 701.6214 | 876.9851
7262 | 682.8714 | 893.1437 | 682.8714 | 893.1437
7263 | 678.2841 | 914.0837 | 678.2841 | 914.0837
7264 | 666.654 | 980.6368 | 666.654 | 980.6368
7265 | 644.5194 | 1126.7238 | 644.5194 | 1126.7238
7266 | 666.7916 | 1170.6381 | 666.7916 | 1170.6381
7267 | 724.0332 | 1193.5739 | 724.0332 | 1193.5739
7268 | 803.2074 | 1172.2065 | 803.2074 | 1172.2065
7269 | 854.2721 | 1156.5828 | 854.2721 | 1156.5828
7270 | 893.5203 | 1134.9031 | 893.5203 | 1134.9031
7271 | 965.7179 | 1125.3103 | 965.7179 | 1125.3103
7272 | 963.7071 | 1107.4877 | 963.7071 | 1107.4877
7273 | 908.0007 | 1080.3974 | 908.0007 | 1080.3974
7274 | 897.8314 | 1071.7149 | 897.8314 | 1071.7149
7275 | 896.8897 | 1025.712 | 896.8897 | 1025.712
7276 | 893.5421 | 1031.5577 | 893.5421 | 1031.5577
7277 | 899.8861 | 1032.1243 | 899.8861 | 1032.1243
7278 | 894.9756 | 983.7078 | 894.9756 | 983.7078
7279 | 856.5368 | 933.193 | 856.5368 | 933.193
7280 | 837.6047 | 885.4879 | 837.6047 | 885.4879
7281 | 857.8292 | 832.2342 | 857.8292 | 832.2342
7282 | 847.0718 | 760.5879 | 847.0718 | 760.5879
7283 | 803.0868 | 714.8568 | 803.0868 | 714.8568
7284 | 750.1038 | 699.8755 | 750.1038 | 699.8755
7285 | 710.7102 | 713.5841 | 710.7102 | 713.5841
7286 | 686.2665 | 739.9903 | 686.2665 | 739.9903
7287 | 675.775 | 779.5182 | 675.775 | 779.5182
7288 | 663.7856 | 864.921 | 663.7856 | 864.921
7289 | 649.2634 | 1025.1451 | 649.2634 | 1025.1451
7290 | 662.4615 | 1084.6553 | 662.4615 | 1084.6553
7291 | 709.6867 | 1124.4586 | 709.6867 | 1124.4586
7292 | 775.2619 | 1121.2302 | 775.2619 | 1121.2302
7293 | 826.7765 | 1120.4918 | 826.7765 | 1120.4918
7294 | 858.833 | 1112.4257 | 858.833 | 1112.4257
7295 | 919.9367 | 1119.1393 | 919.9367 | 1119.1393
7296 | 922.7274 | 1112.9107 | 922.7274 | 1112.9107
7297 | 880.2904 | 1090.6825 | 880.2904 | 1090.6825
7298 | 865.7939 | 1090.3776 | 865.7939 | 1090.3776
7299 | 862.343 | 1042.5795 | 862.343 | 1042.5795
7300 | 858.7722 | 1047.9763 | 858.7722 | 1047.9763
7301 | 873.4877 | 1061.259 | 873.4877 | 1061.259
7302 | 862.0201 | 1036.6663 | 862.0201 | 1036.6663
7303 | 831.5004 | 1009.8258 | 831.5004 | 1009.8258
7304 | 819.1723 | 990.47 | 819.1723 | 990.47
7305 | 844.2225 | 964.9297 | 844.2225 | 964.9297
7306 | 834.5305 | 911.2354 | 834.5305 | 911.2354
7307 | 793.1293 | 875.2283 | 793.1293 | 875.2283
7308 | 743.9799 | 867.5401 | 743.9799 | 867.5401
7309 | 703.563 | 883.1935 | 703.563 | 883.1935
7310 | 686.4393 | 903.5035 | 686.4393 | 903.5035
7311 | 674.1229 | 933.5691 | 674.1229 | 933.5691
7312 | 658.7256 | 1031.875 | 658.7256 | 1031.875
7313 | 642.3426 | 1200.6637 | 642.3426 | 1200.6637
7314 | 648.0437 | 1258.2291 | 648.0437 | 1258.2291
7315 | 682.8516 | 1295.3769 | 682.8516 | 1295.3769
7316 | 737.1197 | 1285.1174 | 737.1197 | 1285.1174
7317 | 780.0355 | 1269.7181 | 780.0355 | 1269.7181
7318 | 818.8747 | 1243.326 | 818.8747 | 1243.326
7319 | 878.3267 | 1230.8907 | 878.3267 | 1230.8907
7320 | 884.3581 | 1204.9523 | 884.3581 | 1204.9523
7321 | 851.0034 | 1155.9082 | 851.0034 | 1155.9082
7322 | 835.7938 | 1140.3815 | 835.7938 | 1140.3815
7323 | 825.8988 | 1095.912 | 825.8988 | 1095.912
7324 | 831.9268 | 1110.0979 | 831.9268 | 1110.0979
7325 | 846.3573 | 1120.8747 | 846.3573 | 1120.8747
7326 | 838.6272 | 1078.517 | 838.6272 | 1078.517
7327 | 815.4549 | 1043.5607 | 815.4549 | 1043.5607
7328 | 808.495 | 1002.999 | 808.495 | 1002.999
7329 | 835.9413 | 948.8103 | 835.9413 | 948.8103
7330 | 824.868 | 874.0971 | 824.868 | 874.0971
7331 | 778.661 | 824.6634 | 778.661 | 824.6634
7332 | 736.1474 | 806.1291 | 736.1474 | 806.1291
7333 | 701.9928 | 817.6311 | 701.9928 | 817.6311
7334 | 681.112 | 832.8547 | 681.112 | 832.8547
7335 | 672.7298 | 878.6658 | 672.7298 | 878.6658
7336 | 659.988 | 1006.4055 | 659.988 | 1006.4055
7337 | 641.1468 | 1172.9129 | 641.1468 | 1172.9129
7338 | 647.5054 | 1226.9626 | 647.5054 | 1226.9626
7339 | 684.5943 | 1265.8309 | 684.5943 | 1265.8309
7340 | 743.3192 | 1257.7779 | 743.3192 | 1257.7779
7341 | 787.9002 | 1248.1008 | 787.9002 | 1248.1008
7342 | 826.1899 | 1233.3776 | 826.1899 | 1233.3776
7343 | 890.4982 | 1228.7589 | 890.4982 | 1228.7589
7344 | 886.9401 | 1197.6593 | 886.9401 | 1197.6593
7345 | 848.1265 | 1117.3487 | 848.1265 | 1117.3487
7346 | 840.5868 | 1020.028 | 840.5868 | 1020.028
7347 | 836.3241 | 932.8102 | 836.3241 | 932.8102
7348 | 848.2299 | 953.1297 | 848.2299 | 953.1297
7349 | 862.0086 | 970.9378 | 862.0086 | 970.9378
7350 | 840.6297 | 934.0031 | 840.6297 | 934.0031
7351 | 814.7383 | 892.5391 | 814.7383 | 892.5391
7352 | 805.0947 | 852.8003 | 805.0947 | 852.8003
7353 | 832.3544 | 805.6054 | 832.3544 | 805.6054
7354 | 827.9058 | 733.6972 | 827.9058 | 733.6972
7355 | 778.0482 | 686.1709 | 778.0482 | 686.1709
7356 | 731.9781 | 668.983 | 731.9781 | 668.983
7357 | 695.2082 | 679.8492 | 695.2082 | 679.8492
7358 | 675.8851 | 704.722 | 675.8851 | 704.722
7359 | 665.3508 | 779.5556 | 665.3508 | 779.5556
7360 | 652.2509 | 913.4663 | 652.2509 | 913.4663
7361 | 635.7266 | 1095.3451 | 635.7266 | 1095.3451
7362 | 650.9021 | 1169.6657 | 650.9021 | 1169.6657
7363 | 698.0782 | 1215.5652 | 698.0782 | 1215.5652
7364 | 774.2201 | 1215.2166 | 774.2201 | 1215.2166
7365 | 814.5604 | 1216.049 | 814.5604 | 1216.049
7366 | 862.7149 | 1207.4967 | 862.7149 | 1207.4967
7367 | 937.4787 | 1210.8443 | 937.4787 | 1210.8443
7368 | 929.2398 | 1172.863 | 929.2398 | 1172.863
7369 | 878.8115 | 1064.5772 | 878.8115 | 1064.5772
7370 | 868.7568 | 977.0553 | 868.7568 | 977.0553
7371 | 867.1816 | 831.83 | 867.1816 | 831.83
7372 | 878.6127 | 809.5508 | 878.6127 | 809.5508
7373 | 886.8305 | 804.3204 | 886.8305 | 804.3204
7374 | 876.9984 | 752.6501 | 876.9984 | 752.6501
7375 | 844.1138 | 700.3401 | 844.1138 | 700.3401
7376 | 831.5905 | 651.7374 | 831.5905 | 651.7374
7377 | 856.4759 | 597.3991 | 856.4759 | 597.3991
7378 | 847.7023 | 524.0698 | 847.7023 | 524.0698
7379 | 785.0946 | 480.3208 | 785.0946 | 480.3208
7380 | 741.1655 | 470.2764 | 741.1655 | 470.2764
7381 | 700.2648 | 499.0946 | 700.2648 | 499.0946
7382 | 680.0449 | 594.2796 | 680.0449 | 594.2796
7383 | 672.4279 | 723.2684 | 672.4279 | 723.2684
7384 | 659.444 | 828.1193 | 659.444 | 828.1193
7385 | 641.6987 | 961.4902 | 641.6987 | 961.4902
7386 | 662.7349 | 1021.5987 | 662.7349 | 1021.5987
7387 | 715.867 | 1060.0556 | 715.867 | 1060.0556
7388 | 805.6719 | 1048.2253 | 805.6719 | 1048.2253
7389 | 861.3251 | 1039.0718 | 861.3251 | 1039.0718
7390 | 888.0512 | 1022.5907 | 888.0512 | 1022.5907
7391 | 959.9462 | 1015.0175 | 959.9462 | 1015.0175
7392 | 945.7771 | 977.7094 | 945.7771 | 977.7094
7393 | 894.5822 | 896.0898 | 894.5822 | 896.0898
7394 | 883.8049 | 821.097 | 883.8049 | 821.097
7395 | 889.4742 | 707.8487 | 889.4742 | 707.8487
7396 | 893.4155 | 654.116 | 893.4155 | 654.116
7397 | 913.1967 | 623.9398 | 913.1967 | 623.9398
7398 | 897.767 | 567.0708 | 897.767 | 567.0708
7399 | 852.358 | 514.5365 | 852.358 | 514.5365
7400 | 842.9494 | 467.542 | 842.9494 | 467.542
7401 | 860.1265 | 420.2723 | 860.1265 | 420.2723
7402 | 845.766 | 357.415 | 845.766 | 357.415
7403 | 785.5745 | 320.0241 | 785.5745 | 320.0241
7404 | 741.8923 | 317.4596 | 741.8923 | 317.4596
7405 | 710.2598 | 356.7125 | 710.2598 | 356.7125
7406 | 690.4029 | 446.1004 | 690.4029 | 446.1004
7407 | 675.0791 | 551.5647 | 675.0791 | 551.5647
7408 | 661.0351 | 653.9471 | 661.0351 | 653.9471
7409 | 644.5732 | 823.9701 | 644.5732 | 823.9701
7410 | 668.4515 | 892.3814 | 668.4515 | 892.3814
7411 | 720.8558 | 939.6273 | 720.8558 | 939.6273
7412 | 809.3731 | 931.163 | 809.3731 | 931.163
7413 | 866.1561 | 928.3301 | 866.1561 | 928.3301
7414 | 907.6496 | 904.1446 | 907.6496 | 904.1446
7415 | 972.3352 | 889.1662 | 972.3352 | 889.1662
7416 | 964.4316 | 863.1903 | 964.4316 | 863.1903
7417 | 902.7466 | 810.1444 | 902.7466 | 810.1444
7418 | 896.893 | 740.7242 | 896.893 | 740.7242
7419 | 891.8042 | 633.3851 | 891.8042 | 633.3851
7420 | 891.9744 | 602.6535 | 891.9744 | 602.6535
7421 | 907.75 | 575.9181 | 907.75 | 575.9181
7422 | 898.0525 | 504.4631 | 898.0525 | 504.4631
7423 | 853.591 | 433.2661 | 853.591 | 433.2661
7424 | 836.8327 | 366.0382 | 836.8327 | 366.0382
7425 | 855.4026 | 291.3916 | 855.4026 | 291.3916
7426 | 846.848 | 203.1396 | 846.848 | 203.1396
7427 | 792.7603 | 145.3283 | 792.7603 | 145.3283
7428 | 736.536 | 128.2152 | 736.536 | 128.2152
7429 | 703.0025 | 149.4038 | 703.0025 | 149.4038
7430 | 688.4784 | 209.9563 | 688.4784 | 209.9563
7431 | 676.1444 | 301.7321 | 676.1444 | 301.7321
7432 | 662.0508 | 450.2289 | 662.0508 | 450.2289
7433 | 649.646 | 642.3179 | 649.646 | 642.3179
7434 | 672.0643 | 711.1406 | 672.0643 | 711.1406
7435 | 722.9382 | 750.9065 | 722.9382 | 750.9065
7436 | 807.5361 | 785.5645 | 807.5361 | 785.5645
7437 | 864.9351 | 780.4502 | 864.9351 | 780.4502
7438 | 907.0545 | 774.1793 | 907.0545 | 774.1793
7439 | 961.6332 | 782.9499 | 961.6332 | 782.9499
7440 | 944.942 | 762.2849 | 944.942 | 762.2849
7441 | 884.7026 | 697.9816 | 884.7026 | 697.9816
7442 | 880.5923 | 632.5631 | 880.5923 | 632.5631
7443 | 889.1911 | 513.9667 | 889.1911 | 513.9667
7444 | 891.079 | 455.8208 | 891.079 | 455.8208
7445 | 893.2768 | 395.5375 | 893.2768 | 395.5375
7446 | 896.0551 | 296.2194 | 896.0551 | 296.2194
7447 | 849.3926 | 223.7508 | 849.3926 | 223.7508
7448 | 832.8031 | 197.0272 | 832.8031 | 197.0272
7449 | 849.3484 | 164.1191 | 849.3484 | 164.1191
7450 | 840.6444 | 104.0294 | 840.6444 | 104.0294
7451 | 794.1077 | 66.1149 | 794.1077 | 66.1149
7452 | 744.0821 | 94.7795 | 744.0821 | 94.7795
7453 | 709.3117 | 146.8606 | 709.3117 | 146.8606
7454 | 690.3035 | 198.8111 | 690.3035 | 198.8111
7455 | 677.9171 | 266.5386 | 677.9171 | 266.5386
7456 | 659.0497 | 423.3382 | 659.0497 | 423.3382
7457 | 647.806 | 628.405 | 647.806 | 628.405
7458 | 658.5325 | 709.5324 | 658.5325 | 709.5324
7459 | 702.5932 | 768.1854 | 702.5932 | 768.1854
7460 | 771.1501 | 775.3168 | 771.1501 | 775.3168
7461 | 826.484 | 766.5748 | 826.484 | 766.5748
7462 | 870.5827 | 739.8087 | 870.5827 | 739.8087
7463 | 932.3665 | 733.507 | 932.3665 | 733.507
7464 | 923.9732 | 694.7403 | 923.9732 | 694.7403
7465 | 874.5995 | 620.1146 | 874.5995 | 620.1146
7466 | 867.6068 | 547.1787 | 867.6068 | 547.1787
7467 | 869.6924 | 420.2421 | 869.6924 | 420.2421
7468 | 872.5412 | 374.8496 | 872.5412 | 374.8496
7469 | 881.4526 | 354.547 | 881.4526 | 354.547
7470 | 867.976 | 296.9674 | 867.976 | 296.9674
7471 | 833.7384 | 264.5543 | 833.7384 | 264.5543
7472 | 813.0949 | 250.7337 | 813.0949 | 250.7337
7473 | 830.636 | 216.2175 | 830.636 | 216.2175
7474 | 839.9523 | 159.2693 | 839.9523 | 159.2693
7475 | 799.8855 | 141.3265 | 799.8855 | 141.3265
7476 | 752.4434 | 158.1727 | 752.4434 | 158.1727
7477 | 712.1615 | 201.4647 | 712.1615 | 201.4647
7478 | 691.5697 | 251.5078 | 691.5697 | 251.5078
7479 | 676.7603 | 324.8079 | 676.7603 | 324.8079
7480 | 655.5682 | 476.5959 | 655.5682 | 476.5959
7481 | 640.1515 | 704.9256 | 640.1515 | 704.9256
7482 | 651.1226 | 802.4342 | 651.1226 | 802.4342
7483 | 686.455 | 865.1264 | 686.455 | 865.1264
7484 | 742.1779 | 881.7949 | 742.1779 | 881.7949
7485 | 789.9585 | 876.7928 | 789.9585 | 876.7928
7486 | 829.4774 | 866.8941 | 829.4774 | 866.8941
7487 | 888.6497 | 868.1099 | 888.6497 | 868.1099
7488 | 888.1681 | 843.1065 | 888.1681 | 843.1065
7489 | 856.5423 | 798.4008 | 856.5423 | 798.4008
7490 | 848.8769 | 748.1668 | 848.8769 | 748.1668
7491 | 849.9895 | 658.0692 | 849.9895 | 658.0692
7492 | 856.942 | 629.2076 | 856.942 | 629.2076
7493 | 865.8791 | 595.4409 | 865.8791 | 595.4409
7494 | 856.2765 | 513.2147 | 856.2765 | 513.2147
7495 | 828.3412 | 436.4077 | 828.3412 | 436.4077
7496 | 816.5286 | 372.0596 | 816.5286 | 372.0596
7497 | 830.3019 | 314.8415 | 830.3019 | 314.8415
7498 | 836.5978 | 253.2931 | 836.5978 | 253.2931
7499 | 798.4321 | 223.9807 | 798.4321 | 223.9807
7500 | 749.0141 | 214.6094 | 749.0141 | 214.6094
7501 | 714.1734 | 228.3554 | 714.1734 | 228.3554
7502 | 695.8998 | 290.4787 | 695.8998 | 290.4787
7503 | 688.1067 | 386.6677 | 688.1067 | 386.6677
7504 | 658.3328 | 492.0047 | 658.3328 | 492.0047
7505 | 645.6012 | 672.9485 | 645.6012 | 672.9485
7506 | 657.8826 | 741.6591 | 657.8826 | 741.6591
7507 | 690.9319 | 793.206 | 690.9319 | 793.206
7508 | 748.2777 | 787.9207 | 748.2777 | 787.9207
7509 | 792.6709 | 782.9934 | 792.6709 | 782.9934
7510 | 832.9875 | 767.0733 | 832.9875 | 767.0733
7511 | 896.6676 | 762.3051 | 896.6676 | 762.3051
7512 | 896.0244 | 733.2624 | 896.0244 | 733.2624
7513 | 858.018 | 689.417 | 858.018 | 689.417
7514 | 848.9601 | 663.119 | 848.9601 | 663.119
7515 | 839.1888 | 604.8863 | 839.1888 | 604.8863
7516 | 842.0969 | 603.5137 | 842.0969 | 603.5137
7517 | 854.8175 | 596.0767 | 854.8175 | 596.0767
7518 | 837.7375 | 541.3022 | 837.7375 | 541.3022
7519 | 800.968 | 502.157 | 800.968 | 502.157
7520 | 794.206 | 489.1592 | 794.206 | 489.1592
7521 | 811.6568 | 471.3982 | 811.6568 | 471.3982
7522 | 821.3527 | 405.2871 | 821.3527 | 405.2871
7523 | 786.9248 | 339.1355 | 786.9248 | 339.1355
7524 | 737.7859 | 290.382 | 737.7859 | 290.382
7525 | 703.1843 | 273.3851 | 703.1843 | 273.3851
7526 | 683.1637 | 295.4155 | 683.1637 | 295.4155
7527 | 666.8691 | 368.7156 | 666.8691 | 368.7156
7528 | 644.8922 | 486.0581 | 644.8922 | 486.0581
7529 | 632.0583 | 650.3589 | 632.0583 | 650.3589
7530 | 649.9745 | 698.6864 | 649.9745 | 698.6864
7531 | 697.5394 | 718.892 | 697.5394 | 718.892
7532 | 760.702 | 728.0805 | 760.702 | 728.0805
7533 | 809.7938 | 757.8605 | 809.7938 | 757.8605
7534 | 849.9644 | 768.1579 | 849.9644 | 768.1579
7535 | 911.9525 | 762.2677 | 911.9525 | 762.2677
7536 | 899.5011 | 754.5805 | 899.5011 | 754.5805
7537 | 851.6281 | 747.9481 | 851.6281 | 747.9481
7538 | 856.3307 | 757.3672 | 856.3307 | 757.3672
7539 | 858.038 | 725.7259 | 858.038 | 725.7259
7540 | 852.7996 | 749.8976 | 852.7996 | 749.8976
7541 | 865.2707 | 761.8713 | 865.2707 | 761.8713
7542 | 854.9371 | 712.3702 | 854.9371 | 712.3702
7543 | 815.7558 | 656.021 | 815.7558 | 656.021
7544 | 803.53 | 601.2099 | 803.53 | 601.2099
7545 | 814.3839 | 542.1966 | 814.3839 | 542.1966
7546 | 824.148 | 462.9206 | 824.148 | 462.9206
7547 | 782.7081 | 410.9063 | 782.7081 | 410.9063
7548 | 729.6451 | 392.2224 | 729.6451 | 392.2224
7549 | 693.5919 | 400.2836 | 693.5919 | 400.2836
7550 | 672.8979 | 427.1012 | 672.8979 | 427.1012
7551 | 664.6001 | 470.5935 | 664.6001 | 470.5935
7552 | 636.4784 | 568.6749 | 636.4784 | 568.6749
7553 | 631.3467 | 739.4833 | 631.3467 | 739.4833
7554 | 648.7143 | 796.4876 | 648.7143 | 796.4876
7555 | 707.2508 | 835.2437 | 707.2508 | 835.2437
7556 | 790.2673 | 829.9958 | 790.2673 | 829.9958
7557 | 850.4899 | 826.1531 | 850.4899 | 826.1531
7558 | 895.5952 | 838.3953 | 895.5952 | 838.3953
7559 | 959.7913 | 842.0795 | 959.7913 | 842.0795
7560 | 943.3757 | 791.1204 | 943.3757 | 791.1204
7561 | 886.918 | 730.4075 | 886.918 | 730.4075
7562 | 877.8614 | 706.3535 | 877.8614 | 706.3535
7563 | 885.8884 | 654.7032 | 885.8884 | 654.7032
7564 | 887.9996 | 680.3709 | 887.9996 | 680.3709
7565 | 902.7789 | 698.7026 | 902.7789 | 698.7026
7566 | 885.1405 | 649.0144 | 885.1405 | 649.0144
7567 | 838.0512 | 587.9902 | 838.0512 | 587.9902
7568 | 820.3268 | 543.0154 | 820.3268 | 543.0154
7569 | 835.8657 | 500.3085 | 835.8657 | 500.3085
7570 | 835.0737 | 432.2526 | 835.0737 | 432.2526
7571 | 789.7079 | 382.2204 | 789.7079 | 382.2204
7572 | 732.6525 | 368.1741 | 732.6525 | 368.1741
7573 | 696.8644 | 378.2175 | 696.8644 | 378.2175
7574 | 681.6295 | 402.9781 | 681.6295 | 402.9781
7575 | 664.9961 | 482.8607 | 664.9961 | 482.8607
7576 | 643.0254 | 643.4003 | 643.0254 | 643.4003
7577 | 630.7216 | 827.0369 | 630.7216 | 827.0369
7578 | 655.9647 | 893.2042 | 655.9647 | 893.2042
7579 | 709.1273 | 936.0743 | 709.1273 | 936.0743
7580 | 790.7565 | 933.5192 | 790.7565 | 933.5192
7581 | 847.7831 | 926.1983 | 847.7831 | 926.1983
7582 | 889.3554 | 912.0734 | 889.3554 | 912.0734
7583 | 948.0527 | 906.445 | 948.0527 | 906.445
7584 | 941.4161 | 858.0665 | 941.4161 | 858.0665
7585 | 877.3071 | 766.4237 | 877.3071 | 766.4237
7586 | 874.6585 | 693.0391 | 874.6585 | 693.0391
7587 | 879.2998 | 609.7109 | 879.2998 | 609.7109
7588 | 882.781 | 612.0035 | 882.781 | 612.0035
7589 | 900.2957 | 620.6486 | 900.2957 | 620.6486
7590 | 892.0954 | 584.0505 | 892.0954 | 584.0505
7591 | 846.0788 | 550.7023 | 846.0788 | 550.7023
7592 | 824.6203 | 520.3883 | 824.6203 | 520.3883
7593 | 839.3719 | 467.5086 | 839.3719 | 467.5086
7594 | 840.5266 | 403.2301 | 840.5266 | 403.2301
7595 | 792.7393 | 359.5186 | 792.7393 | 359.5186
7596 | 746.9941 | 345.0609 | 746.9941 | 345.0609
7597 | 703.0648 | 363.7437 | 703.0648 | 363.7437
7598 | 689.1946 | 395.6103 | 689.1946 | 395.6103
7599 | 674.6166 | 484.9551 | 674.6166 | 484.9551
7600 | 651.6694 | 645.2703 | 651.6694 | 645.2703
7601 | 639.481 | 815.8169 | 639.481 | 815.8169
7602 | 661.2321 | 887.108 | 661.2321 | 887.108
7603 | 713.6014 | 923.9567 | 713.6014 | 923.9567
7604 | 788.7188 | 923.683 | 788.7188 | 923.683
7605 | 854.4255 | 933.9401 | 854.4255 | 933.9401
7606 | 895.1499 | 933.5785 | 895.1499 | 933.5785
7607 | 955.5845 | 945.4533 | 955.5845 | 945.4533
7608 | 941.2968 | 916.5976 | 941.2968 | 916.5976
7609 | 885.196 | 850.8357 | 885.196 | 850.8357
7610 | 868.7556 | 796.9365 | 868.7556 | 796.9365
7611 | 876.3695 | 715.1043 | 876.3695 | 715.1043
7612 | 876.7214 | 706.1022 | 876.7214 | 706.1022
7613 | 881.4323 | 710.5958 | 881.4323 | 710.5958
7614 | 870.8733 | 675.1197 | 870.8733 | 675.1197
7615 | 831.4944 | 634.4785 | 831.4944 | 634.4785
7616 | 806.4394 | 593.2437 | 806.4394 | 593.2437
7617 | 814.3697 | 538.5688 | 814.3697 | 538.5688
7618 | 824.6824 | 453.7576 | 824.6824 | 453.7576
7619 | 786.0141 | 393.7022 | 786.0141 | 393.7022
7620 | 741.3988 | 371.6523 | 741.3988 | 371.6523
7621 | 704.3792 | 385.0244 | 704.3792 | 385.0244
7622 | 678.3274 | 416.33 | 678.3274 | 416.33
7623 | 671.7808 | 483.3095 | 671.7808 | 483.3095
7624 | 643.758 | 614.7892 | 643.758 | 614.7892
7625 | 635.6003 | 805.2326 | 635.6003 | 805.2326
7626 | 654.0805 | 885.425 | 654.0805 | 885.425
7627 | 696.4546 | 939.0663 | 696.4546 | 939.0663
7628 | 760.5346 | 947.2076 | 760.5346 | 947.2076
7629 | 813.3245 | 954.6598 | 813.3245 | 954.6598
7630 | 854.4572 | 955.1957 | 854.4572 | 955.1957
7631 | 908.2962 | 961.6849 | 908.2962 | 961.6849
7632 | 908.0387 | 928.7901 | 908.0387 | 928.7901
7633 | 863.0878 | 857.1937 | 863.0878 | 857.1937
7634 | 846.6558 | 783.2855 | 846.6558 | 783.2855
7635 | 845.0855 | 666.4842 | 845.0855 | 666.4842
7636 | 847.707 | 614.6215 | 847.707 | 614.6215
7637 | 851.3845 | 572.3277 | 851.3845 | 572.3277
7638 | 837.8962 | 495.7115 | 837.8962 | 495.7115
7639 | 806.2294 | 428.4415 | 806.2294 | 428.4415
7640 | 786.7258 | 373.1068 | 786.7258 | 373.1068
7641 | 802.4231 | 317.8335 | 802.4231 | 317.8335
7642 | 810.1497 | 247.3839 | 810.1497 | 247.3839
7643 | 771.607 | 208.2352 | 771.607 | 208.2352
7644 | 728.4662 | 207.9522 | 728.4662 | 207.9522
7645 | 687.9489 | 241.8194 | 687.9489 | 241.8194
7646 | 665.8929 | 296.9489 | 665.8929 | 296.9489
7647 | 653.4278 | 370.436 | 653.4278 | 370.436
7648 | 627.8039 | 497.5026 | 627.8039 | 497.5026
7649 | 617.4793 | 690.1526 | 617.4793 | 690.1526
7650 | 628.9025 | 768.2131 | 628.9025 | 768.2131
7651 | 664.2212 | 823.6123 | 664.2212 | 823.6123
7652 | 714.2543 | 838.0742 | 714.2543 | 838.0742
7653 | 762.4223 | 858.5416 | 762.4223 | 858.5416
7654 | 804.2394 | 866.1835 | 804.2394 | 866.1835
7655 | 860.9205 | 873.5329 | 860.9205 | 873.5329
7656 | 863.5757 | 818.4224 | 863.5757 | 818.4224
7657 | 826.6987 | 731.7913 | 826.6987 | 731.7913
7658 | 822.6507 | 635.4055 | 822.6507 | 635.4055
7659 | 818.6753 | 506.5614 | 818.6753 | 506.5614
7660 | 826.5017 | 451.7816 | 826.5017 | 451.7816
7661 | 826.895 | 413.0033 | 826.895 | 413.0033
7662 | 811.456 | 342.3711 | 811.456 | 342.3711
7663 | 791.9345 | 277.4573 | 791.9345 | 277.4573
7664 | 778.8406 | 220.5518 | 778.8406 | 220.5518
7665 | 784.4354 | 164.1191 | 784.4354 | 164.1191
7666 | 795.7516 | 104.0294 | 795.7516 | 104.0294
7667 | 765.9084 | 60.1683 | 765.9084 | 60.1683
7668 | 727.5728 | 38.6046 | 727.5728 | 38.6046
7669 | 693.2641 | 62.7104 | 693.2641 | 62.7104
7670 | 668.6849 | 114.2495 | 668.6849 | 114.2495
7671 | 656.9556 | 200.8267 | 656.9556 | 200.8267
7672 | 630.8043 | 362.6005 | 630.8043 | 362.6005
7673 | 616.7057 | 545.3021 | 616.7057 | 545.3021
7674 | 627.2855 | 623.6992 | 627.2855 | 623.6992
7675 | 650.8546 | 677.378 | 650.8546 | 677.378
7676 | 694.6839 | 680.3206 | 694.6839 | 680.3206
7677 | 741.1348 | 673.7477 | 741.1348 | 673.7477
7678 | 791.063 | 650.8339 | 791.063 | 650.8339
7679 | 847.221 | 645.4298 | 847.221 | 645.4298
7680 | 852.1311 | 608.047 | 852.1311 | 608.047
7681 | 826.3449 | 543.8184 | 826.3449 | 543.8184
7682 | 817.7519 | 477.5398 | 817.7519 | 477.5398
7683 | 809.3543 | 360.5141 | 809.3543 | 360.5141
7684 | 813.5686 | 317.0291 | 813.5686 | 317.0291
7685 | 828.9254 | 278.4378 | 828.9254 | 278.4378
7686 | 811.1185 | 236.9029 | 811.1185 | 236.9029
7687 | 786.8072 | 218.4774 | 786.8072 | 218.4774
7688 | 773.8889 | 197.0272 | 773.8889 | 197.0272
7689 | 788.2169 | 164.1191 | 788.2169 | 164.1191
7690 | 798.8579 | 104.0294 | 798.8579 | 104.0294
7691 | 766.5535 | 60.1683 | 766.5535 | 60.1683
7692 | 719.0861 | 38.3802 | 719.0861 | 38.3802
7693 | 683.8191 | 36.0068 | 683.8191 | 36.0068
7694 | 664.1437 | 75.2786 | 664.1437 | 75.2786
7695 | 647.3115 | 175.993 | 647.3115 | 175.993
7696 | 622.5457 | 343.489 | 622.5457 | 343.489
7697 | 616.787 | 541.0758 | 616.787 | 541.0758
7698 | 628.8076 | 601.895 | 628.8076 | 601.895
7699 | 662.7271 | 654.7509 | 662.7271 | 654.7509
7700 | 722.1164 | 664.7248 | 722.1164 | 664.7248
7701 | 762.1751 | 666.3799 | 762.1751 | 666.3799
7702 | 810.7233 | 656.1447 | 810.7233 | 656.1447
7703 | 872.5331 | 647.4868 | 872.5331 | 647.4868
7704 | 872.1724 | 583.7369 | 872.1724 | 583.7369
7705 | 831.686 | 512.926 | 831.686 | 512.926
7706 | 817.7457 | 456.0347 | 817.7457 | 456.0347
7707 | 833.19 | 342.6743 | 833.19 | 342.6743
7708 | 835.3474 | 273.7198 | 835.3474 | 273.7198
7709 | 844.7241 | 249.4901 | 844.7241 | 249.4901
7710 | 827.819 | 236.9029 | 827.819 | 236.9029
7711 | 799.1689 | 218.4774 | 799.1689 | 218.4774
7712 | 786.005 | 197.0272 | 786.005 | 197.0272
7713 | 790.9695 | 164.1191 | 790.9695 | 164.1191
7714 | 807.6691 | 104.0294 | 807.6691 | 104.0294
7715 | 770.8023 | 60.1683 | 770.8023 | 60.1683
7716 | 722.9268 | 38.3802 | 722.9268 | 38.3802
7717 | 683.6039 | 36.0068 | 683.6039 | 36.0068
7718 | 665.087 | 35.6719 | 665.087 | 35.6719
7719 | 644.8725 | 133.9927 | 644.8725 | 133.9927
7720 | 621.3698 | 273.2517 | 621.3698 | 273.2517
7721 | 615.6 | 470.2401 | 615.6 | 470.2401
7722 | 628.1263 | 545.6452 | 628.1263 | 545.6452
7723 | 677.8293 | 596.5938 | 677.8293 | 596.5938
7724 | 754.5437 | 602.8277 | 754.5437 | 602.8277
7725 | 803.9828 | 612.0002 | 803.9828 | 612.0002
7726 | 852.0982 | 613.6956 | 852.0982 | 613.6956
7727 | 921.4124 | 620.8206 | 921.4124 | 620.8206
7728 | 913.9571 | 564.4011 | 913.9571 | 564.4011
7729 | 862.823 | 460.304 | 862.823 | 460.304
7730 | 852.2721 | 387.1812 | 852.2721 | 387.1812
7731 | 858.0106 | 253.0637 | 858.0106 | 253.0637
7732 | 865.5867 | 212.047 | 865.5867 | 212.047
7733 | 872.6654 | 249.4901 | 872.6654 | 249.4901
7734 | 863.5341 | 236.9029 | 863.5341 | 236.9029
7735 | 820.2486 | 218.4774 | 820.2486 | 218.4774
7736 | 807.3348 | 197.0272 | 807.3348 | 197.0272
7737 | 811.6199 | 164.1191 | 811.6199 | 164.1191
7738 | 815.1315 | 104.0294 | 815.1315 | 104.0294
7739 | 770.7255 | 60.1683 | 770.7255 | 60.1683
7740 | 721.5774 | 38.3802 | 721.5774 | 38.3802
7741 | 680.8746 | 36.0068 | 680.8746 | 36.0068
7742 | 663.1902 | 35.6719 | 663.1902 | 35.6719
7743 | 647.1703 | 81.0716 | 647.1703 | 81.0716
7744 | 625.0776 | 224.0705 | 625.0776 | 224.0705
7745 | 615.5009 | 406.7347 | 615.5009 | 406.7347
7746 | 635.8525 | 487.3759 | 635.8525 | 487.3759
7747 | 687.6054 | 549.1331 | 687.6054 | 549.1331
7748 | 779.394 | 561.5006 | 779.394 | 561.5006
7749 | 838.6028 | 572.3561 | 838.6028 | 572.3561
7750 | 884.1484 | 573.1913 | 884.1484 | 573.1913
7751 | 955.5585 | 573.9957 | 955.5585 | 573.9957
7752 | 944.6676 | 524.0464 | 944.6676 | 524.0464
7753 | 886.6384 | 467.0735 | 886.6384 | 467.0735
7754 | 866.7392 | 426.4139 | 866.7392 | 426.4139
7755 | 869.6247 | 340.6173 | 869.6247 | 340.6173
7756 | 876.8553 | 319.9837 | 876.8553 | 319.9837
7757 | 879.8117 | 300.5039 | 879.8117 | 300.5039
7758 | 865.1487 | 242.3259 | 865.1487 | 242.3259
7759 | 820.7798 | 218.4774 | 820.7798 | 218.4774
7760 | 792.7504 | 197.0272 | 792.7504 | 197.0272
7761 | 804.3262 | 164.1191 | 804.3262 | 164.1191
7762 | 812.1 | 104.0294 | 812.1 | 104.0294
7763 | 769.2318 | 60.1683 | 769.2318 | 60.1683
7764 | 717.7648 | 38.3802 | 717.7648 | 38.3802
7765 | 679.379 | 63.3088 | 679.379 | 63.3088
7766 | 660.567 | 123.2629 | 660.567 | 123.2629
7767 | 644.7196 | 197.5729 | 644.7196 | 197.5729
7768 | 622.6709 | 327.8932 | 622.6709 | 327.8932
7769 | 614.5195 | 525.9662 | 614.5195 | 525.9662
7770 | 631.1367 | 597.6314 | 631.1367 | 597.6314
7771 | 682.496 | 662.1935 | 682.496 | 662.1935
7772 | 767.2376 | 692.9245 | 767.2376 | 692.9245
7773 | 836.9106 | 727.1925 | 836.9106 | 727.1925
7774 | 883.3167 | 744.5959 | 883.3167 | 744.5959
7775 | 946.339 | 743.2684 | 946.339 | 743.2684
7776 | 940.0301 | 690.1027 | 940.0301 | 690.1027
7777 | 883.0067 | 628.6418 | 883.0067 | 628.6418
7778 | 875.6076 | 580.6518 | 875.6076 | 580.6518
7779 | 871.7574 | 499.5676 | 871.7574 | 499.5676
7780 | 863.8152 | 478.4104 | 863.8152 | 478.4104
7781 | 873.8704 | 452.9092 | 873.8704 | 452.9092
7782 | 866.269 | 387.7748 | 866.269 | 387.7748
7783 | 817.7484 | 321.739 | 817.7484 | 321.739
7784 | 788.7258 | 259.5227 | 788.7258 | 259.5227
7785 | 788.3256 | 198.0036 | 788.3256 | 198.0036
7786 | 795.464 | 116.4462 | 795.464 | 116.4462
7787 | 765.1528 | 68.5459 | 765.1528 | 68.5459
7788 | 718.0652 | 57.0428 | 718.0652 | 57.0428
7789 | 678.0713 | 84.1781 | 678.0713 | 84.1781
7790 | 658.5191 | 144.8802 | 658.5191 | 144.8802
7791 | 641.4414 | 230.3353 | 641.4414 | 230.3353
7792 | 615.1315 | 343.7508 | 615.1315 | 343.7508
7793 | 607.5195 | 533.8576 | 607.5195 | 533.8576
7794 | 622.8562 | 618.3136 | 622.8562 | 618.3136
7795 | 663.7414 | 681.679 | 663.7414 | 681.679
7796 | 737.0551 | 697.5247 | 737.0551 | 697.5247
7797 | 791.9966 | 710.325 | 791.9966 | 710.325
7798 | 841.2228 | 703.7176 | 841.2228 | 703.7176
7799 | 902.6142 | 701.7918 | 902.6142 | 701.7918
7800 | 899.1915 | 679.4811 | 899.1915 | 679.4811
7801 | 861.6963 | 640.0863 | 861.6963 | 640.0863
7802 | 851.4772 | 607.9539 | 851.4772 | 607.9539
7803 | 850.2598 | 537.9775 | 850.2598 | 537.9775
7804 | 852.655 | 531.4064 | 852.655 | 531.4064
7805 | 857.2379 | 526.737 | 857.2379 | 526.737
7806 | 842.1406 | 463.0238 | 842.1406 | 463.0238
7807 | 807.097 | 405.7022 | 807.097 | 405.7022
7808 | 783.8745 | 354.7433 | 783.8745 | 354.7433
7809 | 784.729 | 288.063 | 784.729 | 288.063
7810 | 794.1158 | 198.8012 | 794.1158 | 198.8012
7811 | 764.3089 | 141.8501 | 764.3089 | 141.8501
7812 | 722.2813 | 120.9596 | 722.2813 | 120.9596
7813 | 686.2478 | 135.3414 | 686.2478 | 135.3414
7814 | 663.0494 | 173.8652 | 663.0494 | 173.8652
7815 | 643.9457 | 269.2314 | 643.9457 | 269.2314
7816 | 619.2585 | 430.5564 | 619.2585 | 430.5564
7817 | 610.5549 | 630.7986 | 610.5549 | 630.7986
7818 | 619.9582 | 689.8974 | 619.9582 | 689.8974
7819 | 651.8273 | 736.6197 | 651.8273 | 736.6197
7820 | 706.6968 | 748.9498 | 706.6968 | 748.9498
7821 | 762.2099 | 746.5283 | 762.2099 | 746.5283
7822 | 810.4892 | 739.9583 | 810.4892 | 739.9583
7823 | 869.977 | 744.8393 | 869.977 | 744.8393
7824 | 875.5983 | 717.891 | 875.5983 | 717.891
7825 | 836.7684 | 671.8015 | 836.7684 | 671.8015
7826 | 833.38 | 637.5373 | 833.38 | 637.5373
7827 | 831.675 | 566.4016 | 831.675 | 566.4016
7828 | 838.0561 | 555.679 | 838.0561 | 555.679
7829 | 839.4272 | 537.77 | 839.4272 | 537.77
7830 | 823.8113 | 458.9472 | 823.8113 | 458.9472
7831 | 788.6319 | 385.9176 | 788.6319 | 385.9176
7832 | 775.384 | 321.3825 | 775.384 | 321.3825
7833 | 780.0261 | 250.8125 | 780.0261 | 250.8125
7834 | 790.1602 | 169.143 | 790.1602 | 169.143
7835 | 760.1835 | 122.6638 | 760.1835 | 122.6638
7836 | 716.2247 | 103.2693 | 716.2247 | 103.2693
7837 | 679.3196 | 113.3875 | 679.3196 | 113.3875
7838 | 657.3356 | 145.7404 | 657.3356 | 145.7404
7839 | 638.4963 | 231.0085 | 638.4963 | 231.0085
7840 | 618.533 | 385.6389 | 618.533 | 385.6389
7841 | 609.3458 | 595.0442 | 609.3458 | 595.0442
7842 | 620.3282 | 670.1875 | 620.3282 | 670.1875
7843 | 654.2412 | 726.2973 | 654.2412 | 726.2973
7844 | 712.4373 | 752.989 | 712.4373 | 752.989
7845 | 760.9015 | 777.7948 | 760.9015 | 777.7948
7846 | 805.4312 | 786.484 | 805.4312 | 786.484
7847 | 868.0387 | 786.8021 | 868.0387 | 786.8021
7848 | 868.3264 | 738.3862 | 868.3264 | 738.3862
7849 | 833.7692 | 663.7605 | 833.7692 | 663.7605
7850 | 821.996 | 580.6518 | 821.996 | 580.6518
7851 | 824.0007 | 462.9903 | 824.0007 | 462.9903
7852 | 835.8521 | 413.4839 | 835.8521 | 413.4839
7853 | 843.135 | 371.4892 | 843.135 | 371.4892
7854 | 826.4566 | 290.7216 | 826.4566 | 290.7216
7855 | 804.6163 | 218.4774 | 804.6163 | 218.4774
7856 | 781.9315 | 197.0272 | 781.9315 | 197.0272
7857 | 783.5422 | 164.1191 | 783.5422 | 164.1191
7858 | 796.7798 | 104.0294 | 796.7798 | 104.0294
7859 | 762.1748 | 60.1683 | 762.1748 | 60.1683
7860 | 717.223 | 38.3802 | 717.223 | 38.3802
7861 | 677.9875 | 36.0068 | 677.9875 | 36.0068
7862 | 657.8743 | 35.6719 | 657.8743 | 35.6719
7863 | 639.4972 | 110.4681 | 639.4972 | 110.4681
7864 | 618.6367 | 276.2063 | 618.6367 | 276.2063
7865 | 618.2031 | 478.1689 | 618.2031 | 478.1689
7866 | 630.2347 | 552.7513 | 630.2347 | 552.7513
7867 | 673.0263 | 611.105 | 673.0263 | 611.105
7868 | 746.8121 | 628.8581 | 746.8121 | 628.8581
7869 | 796.0252 | 637.0209 | 796.0252 | 637.0209
7870 | 844.188 | 634.3778 | 844.188 | 634.3778
7871 | 911.9559 | 624.1866 | 911.9559 | 624.1866
7872 | 901.9138 | 545.2522 | 901.9138 | 545.2522
7873 | 852.6273 | 443.8854 | 852.6273 | 443.8854
7874 | 837.1384 | 345.7045 | 837.1384 | 345.7045
7875 | 845.8122 | 222.059 | 845.8122 | 222.059
7876 | 850.3945 | 212.047 | 850.3945 | 212.047
7877 | 866.7832 | 249.4901 | 866.7832 | 249.4901
7878 | 845.9813 | 236.9029 | 845.9813 | 236.9029
7879 | 809.471 | 218.4774 | 809.471 | 218.4774
7880 | 784.991 | 197.0272 | 784.991 | 197.0272
7881 | 793.0711 | 164.1191 | 793.0711 | 164.1191
7882 | 806.0086 | 104.0294 | 806.0086 | 104.0294
7883 | 773.1208 | 60.1683 | 773.1208 | 60.1683
7884 | 717.3913 | 38.3802 | 717.3913 | 38.3802
7885 | 678.5314 | 36.0068 | 678.5314 | 36.0068
7886 | 656.8696 | 45.0219 | 656.8696 | 45.0219
7887 | 637.8649 | 115.7415 | 637.8649 | 115.7415
7888 | 614.836 | 254.4768 | 614.836 | 254.4768
7889 | 614.2336 | 457.6737 | 614.2336 | 457.6737
7890 | 628.809 | 511.1998 | 628.809 | 511.1998
7891 | 682.7804 | 544.3085 | 682.7804 | 544.3085
7892 | 766.8718 | 547.2885 | 766.8718 | 547.2885
7893 | 825.0219 | 548.2331 | 825.0219 | 548.2331
7894 | 872.1818 | 539.7182 | 872.1818 | 539.7182
7895 | 941.8196 | 533.1922 | 941.8196 | 533.1922
7896 | 926.012 | 472.2472 | 926.012 | 472.2472
7897 | 868.0267 | 403.3437 | 868.0267 | 403.3437
7898 | 855.8479 | 341.3661 | 855.8479 | 341.3661
7899 | 863.9198 | 244.1251 | 863.9198 | 244.1251
7900 | 866.2944 | 219.7141 | 866.2944 | 219.7141
7901 | 878.7461 | 249.4901 | 878.7461 | 249.4901
7902 | 857.7664 | 236.9029 | 857.7664 | 236.9029
7903 | 813.0302 | 218.4774 | 813.0302 | 218.4774
7904 | 788.5655 | 197.0272 | 788.5655 | 197.0272
7905 | 793.3991 | 164.1191 | 793.3991 | 164.1191
7906 | 801.2183 | 104.0294 | 801.2183 | 104.0294
7907 | 768.3544 | 60.1683 | 768.3544 | 60.1683
7908 | 713.5646 | 38.3802 | 713.5646 | 38.3802
7909 | 673.5678 | 36.0068 | 673.5678 | 36.0068
7910 | 654.7015 | 35.6719 | 654.7015 | 35.6719
7911 | 633.7007 | 38.9217 | 633.7007 | 38.9217
7912 | 614.4675 | 92.5718 | 614.4675 | 92.5718
7913 | 608.5471 | 241.5386 | 608.5471 | 241.5386
7914 | 626.0429 | 306.9953 | 626.0429 | 306.9953
7915 | 680.075 | 376.6439 | 680.075 | 376.6439
7916 | 768.7069 | 404.3454 | 768.7069 | 404.3454
7917 | 831.2644 | 431.9188 | 831.2644 | 431.9188
7918 | 879.7675 | 440.1592 | 879.7675 | 440.1592
7919 | 950.7221 | 435.9894 | 950.7221 | 435.9894
7920 | 930.5458 | 382.2252 | 930.5458 | 382.2252
7921 | 873.2939 | 290.2085 | 873.2939 | 290.2085
7922 | 873.1967 | 211.2512 | 873.1967 | 211.2512
7923 | 875.884 | 172.4665 | 875.884 | 172.4665
7924 | 877.5124 | 212.047 | 877.5124 | 212.047
7925 | 888.8939 | 249.4901 | 888.8939 | 249.4901
7926 | 872.4547 | 236.9029 | 872.4547 | 236.9029
7927 | 828.6627 | 218.4774 | 828.6627 | 218.4774
7928 | 803.008 | 197.0272 | 803.008 | 197.0272
7929 | 805.169 | 164.1191 | 805.169 | 164.1191
7930 | 816.57 | 104.0294 | 816.57 | 104.0294
7931 | 773.7873 | 60.1683 | 773.7873 | 60.1683
7932 | 724.6009 | 38.3802 | 724.6009 | 38.3802
7933 | 684.4922 | 36.0068 | 684.4922 | 36.0068
7934 | 659.8201 | 35.6719 | 659.8201 | 35.6719
7935 | 642.6978 | 38.9217 | 642.6978 | 38.9217
7936 | 618.5569 | 92.5718 | 618.5569 | 92.5718
7937 | 616.6114 | 308.3725 | 616.6114 | 308.3725
7938 | 634.0531 | 385.3859 | 634.0531 | 385.3859
7939 | 684.0968 | 435.549 | 684.0968 | 435.549
7940 | 771.9144 | 432.0963 | 771.9144 | 432.0963
7941 | 832.8546 | 421.4842 | 832.8546 | 421.4842
7942 | 870.0869 | 409.9773 | 870.0869 | 409.9773
7943 | 941.7705 | 420.2065 | 941.7705 | 420.2065
7944 | 931.4053 | 409.5647 | 931.4053 | 409.5647
7945 | 872.0755 | 396.5369 | 872.0755 | 396.5369
7946 | 860.6821 | 408.8732 | 860.6821 | 408.8732
7947 | 865.0232 | 389.4618 | 865.0232 | 389.4618
7948 | 861.7466 | 426.2747 | 861.7466 | 426.2747
7949 | 871.218 | 459.529 | 871.218 | 459.529
7950 | 853.6325 | 450.4948 | 853.6325 | 450.4948
7951 | 812.8417 | 447.4407 | 812.8417 | 447.4407
7952 | 786.5611 | 457.818 | 786.5611 | 457.818
7953 | 793.1105 | 456.1764 | 793.1105 | 456.1764
7954 | 801.7247 | 418.4519 | 801.7247 | 418.4519
7955 | 774.2117 | 390.598 | 774.2117 | 390.598
7956 | 724.0033 | 377.5616 | 724.0033 | 377.5616
7957 | 683.0142 | 383.5658 | 683.0142 | 383.5658
7958 | 657.5095 | 394.4883 | 657.5095 | 394.4883
7959 | 636.4764 | 415.6901 | 636.4764 | 415.6901
7960 | 611.1293 | 494.0618 | 611.1293 | 494.0618
7961 | 605.958 | 661.0927 | 605.958 | 661.0927
7962 | 619.1971 | 728.4569 | 619.1971 | 728.4569
7963 | 659.1085 | 774.0572 | 659.1085 | 774.0572
7964 | 733.2684 | 771.0158 | 733.2684 | 771.0158
7965 | 794.044 | 772.0352 | 794.044 | 772.0352
7966 | 842.8419 | 775.0021 | 842.8419 | 775.0021
7967 | 909.2044 | 767.5411 | 909.2044 | 767.5411
7968 | 892.4239 | 730.3452 | 892.4239 | 730.3452
7969 | 849.0862 | 685.677 | 849.0862 | 685.677
7970 | 841.193 | 648.6826 | 841.193 | 648.6826
7971 | 844.6025 | 573.358 | 844.6025 | 573.358
7972 | 845.6527 | 562.5606 | 845.6527 | 562.5606
7973 | 854.2165 | 553.291 | 854.2165 | 553.291
7974 | 840.5834 | 492.7195 | 840.5834 | 492.7195
7975 | 808.4524 | 423.5795 | 808.4524 | 423.5795
7976 | 783.8204 | 360.9144 | 783.8204 | 360.9144
7977 | 773.3898 | 300.4424 | 773.3898 | 300.4424
7978 | 784.5672 | 234.2565 | 784.5672 | 234.2565
7979 | 762.9664 | 191.2182 | 762.9664 | 191.2182
7980 | 717.1338 | 177.4337 | 717.1338 | 177.4337
7981 | 677.8048 | 194.1717 | 677.8048 | 194.1717
7982 | 654.4603 | 226.7489 | 654.4603 | 226.7489
7983 | 634.4893 | 292.4943 | 634.4893 | 292.4943
7984 | 607.7481 | 420.421 | 607.7481 | 420.421
7985 | 602.5703 | 599.794 | 602.5703 | 599.794
7986 | 613.1287 | 657.8455 | 613.1287 | 657.8455
7987 | 641.5734 | 695.0682 | 641.5734 | 695.0682
7988 | 697.5466 | 690.2317 | 697.5466 | 690.2317
7989 | 749.1042 | 693.2332 | 749.1042 | 693.2332
7990 | 798.5653 | 686.9997 | 798.5653 | 686.9997
7991 | 869.0096 | 690.2725 | 869.0096 | 690.2725
7992 | 870.7495 | 676.8631 | 870.7495 | 676.8631
7993 | 836.7102 | 656.5423 | 836.7102 | 656.5423
7994 | 827.8574 | 655.5642 | 827.8574 | 655.5642
7995 | 826.1952 | 609.5987 | 826.1952 | 609.5987
7996 | 832.8954 | 610.5449 | 832.8954 | 610.5449
7997 | 838.4147 | 598.3955 | 838.4147 | 598.3955
7998 | 815.4138 | 533.5604 | 815.4138 | 533.5604
7999 | 789.1401 | 468.8336 | 789.1401 | 468.8336
8000 | 771.2938 | 407.4775 | 771.2938 | 407.4775
8001 | 770.8886 | 349.5488 | 770.8886 | 349.5488
8002 | 779.482 | 259.2024 | 779.482 | 259.2024
8003 | 755.0824 | 184.748 | 755.0824 | 184.748
8004 | 715.2526 | 67.3635 | 715.2526 | 67.3635
8005 | 670.1184 | 42.3527 | 670.1184 | 42.3527
8006 | 647.5775 | 62.9381 | 647.5775 | 62.9381
8007 | 628.1597 | 84.2488 | 628.1597 | 84.2488
8008 | 602.5351 | 122.0255 | 602.5351 | 122.0255
8009 | 595.8565 | 273.1325 | 595.8565 | 273.1325
8010 | 604.8097 | 326.3358 | 604.8097 | 326.3358
8011 | 636.1379 | 339.6109 | 636.1379 | 339.6109
8012 | 692.2159 | 319.4171 | 692.2159 | 319.4171
8013 | 744.9143 | 308.7805 | 744.9143 | 308.7805
8014 | 791.6 | 297.4572 | 791.6 | 297.4572
8015 | 855.3007 | 284.864 | 855.3007 | 284.864
8016 | 855.0925 | 268.0493 | 855.0925 | 268.0493
8017 | 822.602 | 249.6397 | 822.602 | 249.6397
8018 | 817.4628 | 244.8876 | 817.4628 | 244.8876
8019 | 813.7019 | 227.1158 | 813.7019 | 227.1158
8020 | 821.9979 | 270.784 | 821.9979 | 270.784
8021 | 829.2845 | 298.1749 | 829.2845 | 298.1749
8022 | 810.3244 | 276.4652 | 810.3244 | 276.4652
8023 | 782.2908 | 258.51 | 782.2908 | 258.51
8024 | 760.2764 | 238.8485 | 760.2764 | 238.8485
8025 | 763.1555 | 204.6487 | 763.1555 | 204.6487
8026 | 771.9042 | 139.6857 | 771.9042 | 139.6857
8027 | 753.6363 | 109.5429 | 753.6363 | 109.5429
8028 | 708.4244 | 100.2358 | 708.4244 | 100.2358
8029 | 673.1143 | 78.0202 | 673.1143 | 78.0202
8030 | 650.4344 | 98.4701 | 650.4344 | 98.4701
8031 | 630.1054 | 114.7841 | 630.1054 | 114.7841
8032 | 603.671 | 146.2795 | 603.671 | 146.2795
8033 | 598.7096 | 294.3006 | 598.7096 | 294.3006
8034 | 612.1257 | 346.1418 | 612.1257 | 346.1418
8035 | 646.999 | 355.6532 | 646.999 | 355.6532
8036 | 719.0252 | 330.8307 | 719.0252 | 330.8307
8037 | 766.7787 | 316.0108 | 766.7787 | 316.0108
8038 | 816.848 | 302.5443 | 816.848 | 302.5443
8039 | 883.4276 | 290.8548 | 883.4276 | 290.8548
8040 | 885.6822 | 277.2292 | 885.6822 | 277.2292
8041 | 838.0369 | 261.9378 | 838.0369 | 261.9378
8042 | 821.8161 | 259.2643 | 821.8161 | 259.2643
8043 | 825.216 | 243.6682 | 825.216 | 243.6682
8044 | 823.7352 | 292.0231 | 823.7352 | 292.0231
8045 | 832.6126 | 324.3591 | 832.6126 | 324.3591
8046 | 816.7983 | 306.9747 | 816.7983 | 306.9747
8047 | 778.8337 | 289.5747 | 778.8337 | 289.5747
8048 | 762.8782 | 268.9706 | 762.8782 | 268.9706
8049 | 764.494 | 233.0988 | 764.494 | 233.0988
8050 | 776.3952 | 165.276 | 776.3952 | 165.276
8051 | 757.3608 | 132.8801 | 757.3608 | 132.8801
8052 | 707.9175 | 121.1974 | 707.9175 | 121.1974
8053 | 666.0251 | 95.8443 | 666.0251 | 95.8443
8054 | 640.7333 | 113.4279 | 640.7333 | 113.4279
8055 | 617.8493 | 128.1538 | 617.8493 | 128.1538
8056 | 595.2215 | 158.6485 | 595.2215 | 158.6485
8057 | 596.339 | 305.6368 | 596.339 | 305.6368
8058 | 609.174 | 356.2772 | 609.174 | 356.2772
8059 | 658.1276 | 364.9042 | 658.1276 | 364.9042
8060 | 744.6748 | 339.7589 | 744.6748 | 339.7589
8061 | 814.9438 | 325.01 | 814.9438 | 325.01
8062 | 855.7414 | 310.9947 | 855.7414 | 310.9947
8063 | 924.871 | 298.1627 | 924.871 | 298.1627
8064 | 919.9396 | 282.6649 | 919.9396 | 282.6649
8065 | 856.0808 | 265.2366 | 856.0808 | 265.2366
8066 | 843.2292 | 261.1817 | 843.2292 | 261.1817
8067 | 855.8058 | 244.2492 | 855.8058 | 244.2492
8068 | 853.5553 | 289.1181 | 853.5553 | 289.1181
8069 | 865.0426 | 317.7162 | 865.0426 | 317.7162
8070 | 851.5279 | 294.6444 | 851.5279 | 294.6444
8071 | 809.542 | 273.4936 | 809.542 | 273.4936
8072 | 790.902 | 252.1794 | 790.902 | 252.1794
8073 | 784.9102 | 217.5923 | 784.9102 | 217.5923
8074 | 788.268 | 153.6752 | 788.268 | 153.6752
8075 | 751.1172 | 126.2566 | 751.1172 | 126.2566
8076 | 699.3501 | 119.5382 | 699.3501 | 119.5382
8077 | 661.1853 | 97.9876 | 661.1853 | 97.9876
8078 | 640.5716 | 117.8178 | 640.5716 | 117.8178
8079 | 621.443 | 133.6411 | 621.443 | 133.6411
8080 | 600.1413 | 164.407 | 600.1413 | 164.407
8081 | 600.4842 | 310.5818 | 600.4842 | 310.5818
8082 | 612.8864 | 360.1828 | 612.8864 | 360.1828
8083 | 664.3088 | 368.2676 | 664.3088 | 368.2676
8084 | 756.6376 | 342.9738 | 756.6376 | 342.9738
8085 | 821.203 | 328.3864 | 821.203 | 328.3864
8086 | 866.9213 | 314.7907 | 866.9213 | 314.7907
8087 | 943.0802 | 302.7075 | 943.0802 | 302.7075
8088 | 927.9227 | 287.965 | 927.9227 | 287.965
8089 | 875.164 | 271.1371 | 875.164 | 271.1371
8090 | 865.1324 | 267.25 | 865.1324 | 267.25
8091 | 872.0726 | 249.6009 | 872.0726 | 249.6009
8092 | 876.9246 | 293.5531 | 876.9246 | 293.5531
8093 | 885.2766 | 323.6684 | 885.2766 | 323.6684
8094 | 869.3176 | 304.9864 | 869.3176 | 304.9864
8095 | 821.1548 | 288.064 | 821.1548 | 288.064
8096 | 793.2614 | 267.6601 | 793.2614 | 267.6601
8097 | 787.3873 | 232.5565 | 787.3873 | 232.5565
8098 | 792.3667 | 166.7866 | 792.3667 | 166.7866
8099 | 758.6783 | 135.6561 | 758.6783 | 135.6561
8100 | 709.7661 | 124.7738 | 709.7661 | 124.7738
8101 | 670.2926 | 100.2407 | 670.2926 | 100.2407
8102 | 646.0827 | 118.2955 | 646.0827 | 118.2955
8103 | 621.6854 | 132.9246 | 621.6854 | 132.9246
8104 | 601.1769 | 162.7931 | 601.1769 | 162.7931
8105 | 602.7663 | 308.8969 | 602.7663 | 308.8969
8106 | 621.5954 | 358.9369 | 621.5954 | 358.9369
8107 | 671.65 | 368.0029 | 671.65 | 368.0029
8108 | 760.1026 | 344.0777 | 760.1026 | 344.0777
8109 | 818.4604 | 331.1623 | 818.4604 | 331.1623
8110 | 865.8365 | 319.2128 | 865.8365 | 319.2128
8111 | 930.1982 | 308.5821 | 930.1982 | 308.5821
8112 | 921.2393 | 295.0017 | 921.2393 | 295.0017
8113 | 868.5503 | 277.7671 | 868.5503 | 277.7671
8114 | 852.0511 | 272.86 | 852.0511 | 272.86
8115 | 861.9363 | 253.5841 | 861.9363 | 253.5841
8116 | 864.4657 | 295.4447 | 864.4657 | 295.4447
8117 | 869.7708 | 321.6026 | 869.7708 | 321.6026
8118 | 856.5462 | 299.3377 | 856.5462 | 299.3377
8119 | 811.4002 | 279.4328 | 811.4002 | 279.4328
8120 | 782.2284 | 256.8275 | 782.2284 | 256.8275
8121 | 779.5555 | 219.4386 | 779.5555 | 219.4386
8122 | 793.9404 | 151.0735 | 793.9404 | 151.0735
8123 | 764.8588 | 118.2839 | 764.8588 | 118.2839
8124 | 717.3804 | 106.7237 | 717.3804 | 106.7237
8125 | 677.2227 | 83.0105 | 677.2227 | 83.0105
8126 | 647.8289 | 103.1311 | 647.8289 | 103.1311
8127 | 623.8336 | 120.3876 | 623.8336 | 120.3876
8128 | 599.312 | 154.9752 | 599.312 | 154.9752
8129 | 600.0233 | 305.7207 | 600.0233 | 305.7207
8130 | 614.1268 | 356.7226 | 614.1268 | 356.7226
8131 | 653.0929 | 366.3309 | 653.0929 | 366.3309
8132 | 719.2565 | 342.1604 | 719.2565 | 342.1604
8133 | 788.5173 | 328.6769 | 788.5173 | 328.6769
8134 | 834.0823 | 315.5331 | 834.0823 | 315.5331
8135 | 896.9644 | 301.9328 | 896.9644 | 301.9328
8136 | 889.0449 | 285.2407 | 889.0449 | 285.2407
8137 | 846.9565 | 266.6956 | 846.9565 | 266.6956
8138 | 836.9313 | 260.5942 | 836.9313 | 260.5942
8139 | 835.871 | 242.4932 | 835.871 | 242.4932
8140 | 834.1712 | 286.3422 | 834.1712 | 286.3422
8141 | 836.4385 | 313.0036 | 836.4385 | 313.0036
8142 | 819.6966 | 289.8543 | 819.6966 | 289.8543
8143 | 785.7294 | 269.0585 | 785.7294 | 269.0585
8144 | 765.7381 | 247.0472 | 765.7381 | 247.0472
8145 | 756.5111 | 211.2399 | 756.5111 | 211.2399
8146 | 768.9252 | 144.2434 | 768.9252 | 144.2434
8147 | 751.6252 | 112.7707 | 751.6252 | 112.7707
8148 | 713.8341 | 103.0182 | 713.8341 | 103.0182
8149 | 670.6896 | 80.4863 | 670.6896 | 80.4863
8150 | 642.4196 | 101.6399 | 642.4196 | 101.6399
8151 | 611.8416 | 120.6394 | 611.8416 | 120.6394
8152 | 593.3276 | 160.0881 | 593.3276 | 160.0881
8153 | 591.5416 | 318.5352 | 591.5416 | 318.5352
8154 | 599.5002 | 372.7004 | 599.5002 | 372.7004
8155 | 627.2525 | 384.3487 | 627.2525 | 384.3487
8156 | 681.9327 | 361.876 | 681.9327 | 361.876
8157 | 737.9038 | 349.2769 | 737.9038 | 349.2769
8158 | 791.913 | 337.0563 | 791.913 | 337.0563
8159 | 850.0135 | 319.7633 | 850.0135 | 319.7633
8160 | 857.1677 | 292.8326 | 857.1677 | 292.8326
8161 | 817.7082 | 265.3334 | 817.7082 | 265.3334
8162 | 812.2268 | 250.8397 | 812.2268 | 250.8397
8163 | 811.5067 | 230.1952 | 811.5067 | 230.1952
8164 | 811.6172 | 273.476 | 811.6172 | 273.476
8165 | 809.0859 | 301.2478 | 809.0859 | 301.2478
8166 | 791.679 | 280.1708 | 791.679 | 280.1708
8167 | 766.1668 | 262.7578 | 766.1668 | 262.7578
8168 | 744.0499 | 241.0176 | 744.0499 | 241.0176
8169 | 737.5495 | 205.5137 | 737.5495 | 205.5137
8170 | 750.8876 | 137.8652 | 750.8876 | 137.8652
8171 | 740.4342 | 105.9664 | 740.4342 | 105.9664
8172 | 703.1281 | 94.9357 | 703.1281 | 94.9357
8173 | 664.0082 | 71.3386 | 664.0082 | 71.3386
8174 | 638.9973 | 90.9364 | 638.9973 | 90.9364
8175 | 613.9077 | 110.3814 | 613.9077 | 110.3814
8176 | 594.2369 | 153.5679 | 594.2369 | 153.5679
8177 | 592.1829 | 309.2003 | 592.1829 | 309.2003
8178 | 601.1871 | 362.9265 | 601.1871 | 362.9265
8179 | 632.2169 | 373.0836 | 632.2169 | 373.0836
8180 | 687.1553 | 348.7194 | 687.1553 | 348.7194
8181 | 736.9097 | 335.5651 | 736.9097 | 335.5651
8182 | 775.9406 | 323.7189 | 775.9406 | 323.7189
8183 | 843.4277 | 309.9572 | 843.4277 | 309.9572
8184 | 850.4488 | 284.9825 | 850.4488 | 284.9825
8185 | 813.1333 | 254.1974 | 813.1333 | 254.1974
8186 | 790.0466 | 235.7334 | 790.0466 | 235.7334
8187 | 784.8824 | 210.6668 | 784.8824 | 210.6668
8188 | 781.1588 | 253.0503 | 781.1588 | 253.0503
8189 | 781.4252 | 282.507 | 781.4252 | 282.507
8190 | 763.0274 | 265.1807 | 763.0274 | 265.1807
8191 | 742.0913 | 248.6263 | 742.0913 | 248.6263
8192 | 732.7453 | 230.1204 | 732.7453 | 230.1204
8193 | 736.9286 | 196.2176 | 736.9286 | 196.2176
8194 | 744.2444 | 131.6871 | 744.2444 | 131.6871
8195 | 721.837 | 101.4475 | 721.837 | 101.4475
8196 | 682.4484 | 90.7072 | 682.4484 | 90.7072
8197 | 643.7376 | 66.4646 | 643.7376 | 66.4646
8198 | 619.9055 | 86.1527 | 619.9055 | 86.1527
8199 | 594.7233 | 104.3582 | 594.7233 | 104.3582
8200 | 574.6131 | 139.133 | 574.6131 | 139.133
8201 | 574.5832 | 287.0186 | 574.5832 | 287.0186
8202 | 589.4234 | 340.9578 | 589.4234 | 340.9578
8203 | 628.5186 | 357.7642 | 628.5186 | 357.7642
8204 | 697.9378 | 341.1017 | 697.9378 | 341.1017
8205 | 753.9482 | 331.5819 | 753.9482 | 331.5819
8206 | 796.0952 | 319.8713 | 796.0952 | 319.8713
8207 | 870.1585 | 301.6229 | 870.1585 | 301.6229
8208 | 865.3625 | 274.0401 | 865.3625 | 274.0401
8209 | 815.4175 | 244.8109 | 815.4175 | 244.8109
8210 | 797.8393 | 225.1655 | 797.8393 | 225.1655
8211 | 807.2754 | 190.8091 | 807.2754 | 190.8091
8212 | 810.4398 | 228.9964 | 810.4398 | 228.9964
8213 | 829.0267 | 256.8909 | 829.0267 | 256.8909
8214 | 811.0727 | 238.1379 | 811.0727 | 238.1379
8215 | 774.2942 | 222.0354 | 774.2942 | 222.0354
8216 | 753.8667 | 203.4004 | 753.8667 | 203.4004
8217 | 745.681 | 169.7041 | 745.681 | 169.7041
8218 | 756.7245 | 104.3861 | 756.7245 | 104.3861
8219 | 736.4526 | 74.3788 | 736.4526 | 74.3788
8220 | 689.4629 | 65.9691 | 689.4629 | 65.9691
8221 | 646.6147 | 43.8181 | 646.6147 | 43.8181
8222 | 617.5651 | 65.1782 | 617.5651 | 65.1782
8223 | 594.1727 | 87.7349 | 594.1727 | 87.7349
8224 | 571.539 | 134.5689 | 571.539 | 134.5689
8225 | 577.4277 | 294.3587 | 577.4277 | 294.3587
8226 | 594.2974 | 349.7957 | 594.2974 | 349.7957
8227 | 643.4011 | 361.1535 | 643.4011 | 361.1535
8228 | 727.5351 | 338.7389 | 727.5351 | 338.7389
8229 | 796.1573 | 326.1785 | 796.1573 | 326.1785
8230 | 835.0901 | 313.5447 | 835.0901 | 313.5447
8231 | 898.92 | 298.0206 | 898.92 | 298.0206
8232 | 897.3925 | 271.445 | 897.3925 | 271.445
8233 | 844.8488 | 244.0491 | 844.8488 | 244.0491
8234 | 832.7931 | 224.9718 | 832.7931 | 224.9718
8235 | 834.6144 | 194.5663 | 834.6144 | 194.5663
8236 | 832.0684 | 231.4754 | 832.0684 | 231.4754
8237 | 838.9744 | 255.6514 | 838.9744 | 255.6514
8238 | 821.3341 | 233.9934 | 821.3341 | 233.9934
8239 | 774.1552 | 216.3286 | 774.1552 | 216.3286
8240 | 744.0946 | 196.5186 | 744.0946 | 196.5186
8241 | 736.1929 | 161.6281 | 736.1929 | 161.6281
8242 | 748.6669 | 94.9996 | 748.6669 | 94.9996
8243 | 729.604 | 63.6883 | 729.604 | 63.6883
8244 | 691.8024 | 53.2772 | 691.8024 | 53.2772
8245 | 651.5816 | 29.4219 | 651.5816 | 29.4219
8246 | 624.3157 | 49.562 | 624.3157 | 49.562
8247 | 596.5935 | 71.8604 | 596.5935 | 71.8604
8248 | 573.9828 | 117.6163 | 573.9828 | 117.6163
8249 | 579.1361 | 275.8051 | 579.1361 | 275.8051
8250 | 600.1337 | 330.6352 | 600.1337 | 330.6352
8251 | 650.4222 | 342.3094 | 650.4222 | 342.3094
8252 | 739.2093 | 320.4048 | 739.2093 | 320.4048
8253 | 797.6976 | 308.9096 | 797.6976 | 308.9096
8254 | 844.0803 | 298.0447 | 844.0803 | 298.0447
8255 | 909.9473 | 279.2605 | 909.9473 | 279.2605
8256 | 910.4167 | 249.0696 | 910.4167 | 249.0696
8257 | 847.8815 | 221.4865 | 847.8815 | 221.4865
8258 | 840.6618 | 203.1516 | 840.6618 | 203.1516
8259 | 847.1792 | 169.6862 | 847.1792 | 169.6862
8260 | 842.1322 | 207.9961 | 842.1322 | 207.9961
8261 | 850.0341 | 240.3967 | 850.0341 | 240.3967
8262 | 835.6808 | 224.4002 | 835.6808 | 224.4002
8263 | 788.8959 | 210.299 | 788.8959 | 210.299
8264 | 764.9916 | 192.8518 | 764.9916 | 192.8518
8265 | 762.1457 | 159.4009 | 762.1457 | 159.4009
8266 | 770.6278 | 93.2372 | 770.6278 | 93.2372
8267 | 743.3315 | 60.6024 | 743.3315 | 60.6024
8268 | 696.0228 | 47.6931 | 696.0228 | 47.6931
8269 | 653.7659 | 20.8294 | 653.7659 | 20.8294
8270 | 625.2478 | 36.5344 | 625.2478 | 36.5344
8271 | 600.1071 | 48.9815 | 600.1071 | 48.9815
8272 | 581.4329 | 93.8078 | 581.4329 | 93.8078
8273 | 584.1045 | 250.7442 | 584.1045 | 250.7442
8274 | 598.7114 | 306.3748 | 598.7114 | 306.3748
8275 | 645.4649 | 319.3207 | 645.4649 | 319.3207
8276 | 731.8351 | 298.9139 | 731.8351 | 298.9139
8277 | 801.1553 | 287.7415 | 801.1553 | 287.7415
8278 | 839.543 | 274.5202 | 839.543 | 274.5202
8279 | 912.4083 | 258.3635 | 912.4083 | 258.3635
8280 | 919.4999 | 235.9 | 919.4999 | 235.9
8281 | 858.2704 | 209.4725 | 858.2704 | 209.4725
8282 | 845.8762 | 190.8407 | 845.8762 | 190.8407
8283 | 842.9058 | 160.3384 | 842.9058 | 160.3384
8284 | 849.4278 | 207.9961 | 849.4278 | 207.9961
8285 | 857.8134 | 240.3967 | 857.8134 | 240.3967
8286 | 833.6881 | 224.4002 | 833.6881 | 224.4002
8287 | 789.2263 | 210.299 | 789.2263 | 210.299
8288 | 760.504 | 192.8518 | 760.504 | 192.8518
8289 | 750.5406 | 159.4009 | 750.5406 | 159.4009
8290 | 765.7682 | 93.2372 | 765.7682 | 93.2372
8291 | 749.8867 | 60.6024 | 749.8867 | 60.6024
8292 | 704.1181 | 47.6931 | 704.1181 | 47.6931
8293 | 661.883 | 20.8294 | 661.883 | 20.8294
8294 | 630.7167 | 36.5344 | 630.7167 | 36.5344
8295 | 605.9756 | 50.2274 | 605.9756 | 50.2274
8296 | 586.6095 | 90.9221 | 586.6095 | 90.9221
8297 | 585.9018 | 244.5855 | 585.9018 | 244.5855
8298 | 601.5969 | 300.5905 | 601.5969 | 300.5905
8299 | 637.046 | 315.3053 | 637.046 | 315.3053
8300 | 708.1462 | 296.0798 | 708.1462 | 296.0798
8301 | 771.4272 | 284.0101 | 771.4272 | 284.0101
8302 | 819.6054 | 270.4273 | 819.6054 | 270.4273
8303 | 879.4596 | 253.2441 | 879.4596 | 253.2441
8304 | 875.9736 | 229.3992 | 875.9736 | 229.3992
8305 | 837.3369 | 202.8748 | 837.3369 | 202.8748
8306 | 829.9505 | 188.7168 | 829.9505 | 188.7168
8307 | 833.7268 | 166.142 | 833.7268 | 166.142
8308 | 825.8182 | 209.7779 | 825.8182 | 209.7779
8309 | 836.3959 | 242.6691 | 836.3959 | 242.6691
8310 | 821.2249 | 229.3259 | 821.2249 | 229.3259
8311 | 780.3721 | 217.3163 | 780.3721 | 217.3163
8312 | 757.9759 | 200.4179 | 757.9759 | 200.4179
8313 | 753.0109 | 167.4704 | 753.0109 | 167.4704
8314 | 762.5571 | 101.0421 | 762.5571 | 101.0421
8315 | 744.128 | 68.7689 | 744.128 | 68.7689
8316 | 705.8759 | 56.1952 | 705.8759 | 56.1952
8317 | 665.1257 | 31.591 | 665.1257 | 31.591
8318 | 635.4343 | 52.0538 | 635.4343 | 52.0538
8319 | 607.4102 | 70.8339 | 607.4102 | 70.8339
8320 | 589.5651 | 105.2343 | 589.5651 | 105.2343
8321 | 586.5978 | 254.6564 | 586.5978 | 254.6564
8322 | 598.6216 | 306.8848 | 598.6216 | 306.8848
8323 | 628.1088 | 317.4098 | 628.1088 | 317.4098
8324 | 677.3406 | 295.4472 | 677.3406 | 295.4472
8325 | 722.5157 | 283.7067 | 722.5157 | 283.7067
8326 | 773.1318 | 272.6997 | 773.1318 | 272.6997
8327 | 838.718 | 261.2814 | 838.718 | 261.2814
8328 | 844.903 | 243.8857 | 844.903 | 243.8857
8329 | 813.4232 | 220.4859 | 813.4232 | 220.4859
8330 | 806.2187 | 206.1277 | 806.2187 | 206.1277
8331 | 804.7147 | 180.4026 | 804.7147 | 180.4026
8332 | 815.5715 | 218.7255 | 815.5715 | 218.7255
8333 | 812.4007 | 242.4689 | 812.4007 | 242.4689
8334 | 791.3871 | 224.4002 | 791.3871 | 224.4002
8335 | 764.1553 | 210.299 | 764.1553 | 210.299
8336 | 743.1616 | 192.8518 | 743.1616 | 192.8518
8337 | 740.355 | 159.4009 | 740.355 | 159.4009
8338 | 745.2991 | 93.2372 | 745.2991 | 93.2372
8339 | 736.1693 | 60.6024 | 736.1693 | 60.6024
8340 | 701.4921 | 47.6931 | 701.4921 | 47.6931
8341 | 657.1419 | 20.8294 | 657.1419 | 20.8294
8342 | 632.9176 | 36.5344 | 632.9176 | 36.5344
8343 | 606.7319 | 48.9815 | 606.7319 | 48.9815
8344 | 584.3148 | 89.7471 | 584.3148 | 89.7471
8345 | 584.5075 | 254.6434 | 584.5075 | 254.6434
8346 | 591.7726 | 310.6743 | 591.7726 | 310.6743
8347 | 621.0976 | 320.0889 | 621.0976 | 320.0889
8348 | 680.2303 | 295.5246 | 680.2303 | 295.5246
8349 | 729.0143 | 285.398 | 729.0143 | 285.398
8350 | 777.2944 | 274.7074 | 777.2944 | 274.7074
8351 | 840.2929 | 259.2221 | 840.2929 | 259.2221
8352 | 847.0031 | 235.0221 | 847.0031 | 235.0221
8353 | 811.5158 | 206.6708 | 811.5158 | 206.6708
8354 | 804.0548 | 187.3933 | 804.0548 | 187.3933
8355 | 802.5756 | 160.3384 | 802.5756 | 160.3384
8356 | 810.8477 | 207.9961 | 810.8477 | 207.9961
8357 | 810.4826 | 240.3967 | 810.4826 | 240.3967
8358 | 795.5712 | 224.4002 | 795.5712 | 224.4002
8359 | 762.7009 | 210.299 | 762.7009 | 210.299
8360 | 746.4383 | 192.8518 | 746.4383 | 192.8518
8361 | 743.966 | 159.4009 | 743.966 | 159.4009
8362 | 745.9119 | 93.2372 | 745.9119 | 93.2372
8363 | 732.799 | 60.6024 | 732.799 | 60.6024
8364 | 704.3287 | 47.6931 | 704.3287 | 47.6931
8365 | 659.4632 | 20.8294 | 659.4632 | 20.8294
8366 | 633.9995 | 36.5344 | 633.9995 | 36.5344
8367 | 613.7963 | 48.9815 | 613.7963 | 48.9815
8368 | 584.8643 | 76.9262 | 584.8643 | 76.9262
8369 | 584.3443 | 226.3418 | 584.3443 | 226.3418
8370 | 601.6989 | 280.2164 | 601.6989 | 280.2164
8371 | 633.8498 | 291.0772 | 633.8498 | 291.0772
8372 | 705.3602 | 267.649 | 705.3602 | 267.649
8373 | 758.244 | 253.7394 | 758.244 | 253.7394
8374 | 803.4765 | 243.5782 | 803.4765 | 243.5782
8375 | 860.9838 | 232.9152 | 860.9838 | 232.9152
8376 | 873.774 | 210.2581 | 873.774 | 210.2581
8377 | 828.015 | 188.0655 | 828.015 | 188.0655
8378 | 820.0081 | 178.8912 | 820.0081 | 178.8912
8379 | 825.2551 | 160.3384 | 825.2551 | 160.3384
8380 | 827.7946 | 207.9961 | 827.7946 | 207.9961
8381 | 843.0262 | 240.3967 | 843.0262 | 240.3967
8382 | 821.5456 | 224.4002 | 821.5456 | 224.4002
8383 | 786.9413 | 210.299 | 786.9413 | 210.299
8384 | 767.7171 | 192.8518 | 767.7171 | 192.8518
8385 | 756.091 | 159.4009 | 756.091 | 159.4009
8386 | 759.1869 | 93.2372 | 759.1869 | 93.2372
8387 | 746.321 | 60.6024 | 746.321 | 60.6024
8388 | 705.5052 | 47.6931 | 705.5052 | 47.6931
8389 | 656.9617 | 20.8294 | 656.9617 | 20.8294
8390 | 630.4371 | 36.5344 | 630.4371 | 36.5344
8391 | 606.3264 | 48.9815 | 606.3264 | 48.9815
8392 | 585.3316 | 77.6557 | 585.3316 | 77.6557
8393 | 589.1537 | 227.9492 | 589.1537 | 227.9492
8394 | 607.2416 | 280.6812 | 607.2416 | 280.6812
8395 | 653.2237 | 291.1998 | 653.2237 | 291.1998
8396 | 738.2392 | 268.753 | 738.2392 | 268.753
8397 | 793.9261 | 254.7207 | 793.9261 | 254.7207
8398 | 835.6427 | 241.8351 | 835.6427 | 241.8351
8399 | 899.4915 | 230.1909 | 899.4915 | 230.1909
8400 | 899.272 | 208.3924 | 899.272 | 208.3924
8401 | 846.2733 | 184.7086 | 846.2733 | 184.7086
8402 | 834.8785 | 174.85 | 834.8785 | 174.85
8403 | 844.6839 | 160.3384 | 844.6839 | 160.3384
8404 | 844.7566 | 207.9961 | 844.7566 | 207.9961
8405 | 850.1715 | 240.3967 | 850.1715 | 240.3967
8406 | 834.4304 | 224.4002 | 834.4304 | 224.4002
8407 | 795.464 | 210.299 | 795.464 | 210.299
8408 | 761.4064 | 192.8518 | 761.4064 | 192.8518
8409 | 755.3793 | 159.4009 | 755.3793 | 159.4009
8410 | 759.0015 | 93.2372 | 759.0015 | 93.2372
8411 | 734.2202 | 60.6024 | 734.2202 | 60.6024
8412 | 697.9465 | 47.6931 | 697.9465 | 47.6931
8413 | 649.5753 | 20.8294 | 649.5753 | 20.8294
8414 | 626.8086 | 36.5344 | 626.8086 | 36.5344
8415 | 602.4249 | 48.9815 | 602.4249 | 48.9815
8416 | 583.1834 | 80.4574 | 583.1834 | 80.4574
8417 | 588.8849 | 230.8026 | 588.8849 | 230.8026
8418 | 608.5356 | 284.6967 | 608.5356 | 284.6967
8419 | 656.515 | 296.5838 | 656.515 | 296.5838
8420 | 733.9562 | 274.5179 | 733.9562 | 274.5179
8421 | 796.4363 | 261.667 | 796.4363 | 261.667
8422 | 836.0785 | 248.6911 | 836.0785 | 248.6911
8423 | 892.3521 | 236.2528 | 892.3521 | 236.2528
8424 | 892.384 | 220.1288 | 892.384 | 220.1288
8425 | 847.589 | 201.2028 | 847.589 | 201.2028
8426 | 835.1863 | 195.8245 | 835.1863 | 195.8245
8427 | 839.2238 | 179.3374 | 839.2238 | 179.3374
8428 | 849.0386 | 227.8344 | 849.0386 | 227.8344
8429 | 852.332 | 262.8301 | 852.332 | 262.8301
8430 | 832.4413 | 249.5193 | 832.4413 | 249.5193
8431 | 786.0791 | 237.2837 | 786.0791 | 237.2837
8432 | 767.2948 | 221.0502 | 767.2948 | 221.0502
8433 | 763.2696 | 189.7296 | 763.2696 | 189.7296
8434 | 769.3791 | 125.9093 | 769.3791 | 125.9093
8435 | 737.9776 | 95.6374 | 737.9776 | 95.6374
8436 | 697.543 | 84.9294 | 697.543 | 84.9294
8437 | 653.9739 | 60.1445 | 653.9739 | 60.1445
8438 | 629.4395 | 78.1219 | 629.4395 | 78.1219
8439 | 604.3603 | 93.319 | 604.3603 | 93.319
8440 | 584.2281 | 124.5819 | 584.2281 | 124.5819
8441 | 589.9628 | 272.403 | 589.9628 | 272.403
8442 | 609.5472 | 324.186 | 609.5472 | 324.186
8443 | 651.9677 | 334.6917 | 651.9677 | 334.6917
8444 | 731.2406 | 311.7929 | 731.2406 | 311.7929
8445 | 792.6457 | 299.168 | 792.6457 | 299.168
8446 | 830.941 | 286.8441 | 830.941 | 286.8441
8447 | 888.116 | 275.3935 | 888.116 | 275.3935
8448 | 886.8579 | 261.3999 | 886.8579 | 261.3999
8449 | 838.3192 | 245.5597 | 838.3192 | 245.5597
8450 | 829.1246 | 242.8734 | 829.1246 | 242.8734
8451 | 839.0512 | 227.8582 | 839.0512 | 227.8582
8452 | 836.6382 | 274.4185 | 836.6382 | 274.4185
8453 | 836.4408 | 306.2639 | 836.4408 | 306.2639
8454 | 821.8475 | 290.1835 | 821.8475 | 290.1835
8455 | 779.8555 | 276.7085 | 779.8555 | 276.7085
8456 | 754.2095 | 259.7648 | 754.2095 | 259.7648
8457 | 754.7672 | 225.3714 | 754.7672 | 225.3714
8458 | 764.1125 | 158.2006 | 764.1125 | 158.2006
8459 | 740.2558 | 124.7137 | 740.2558 | 124.7137
8460 | 697.1314 | 110.8102 | 697.1314 | 110.8102
8461 | 647.6903 | 83.9143 | 647.6903 | 83.9143
8462 | 621.6098 | 100.0905 | 621.6098 | 100.0905
8463 | 601.449 | 113.4801 | 601.449 | 113.4801
8464 | 583.9354 | 142.4125 | 583.9354 | 142.4125
8465 | 583.9492 | 287.3931 | 583.9492 | 287.3931
8466 | 599.9263 | 336.3162 | 599.9263 | 336.3162
8467 | 632.0022 | 343.8071 | 632.0022 | 343.8071
8468 | 703.6876 | 318.0291 | 703.6876 | 318.0291
8469 | 763.0892 | 302.6605 | 763.0892 | 302.6605
8470 | 809.4117 | 287.877 | 809.4117 | 287.877
8471 | 872.2392 | 273.9474 | 872.2392 | 273.9474
8472 | 874.1748 | 256.2935 | 874.1748 | 256.2935
8473 | 835.4849 | 235.9666 | 835.4849 | 235.9666
8474 | 831.2304 | 228.5418 | 831.2304 | 228.5418
8475 | 835.8842 | 207.0968 | 835.8842 | 207.0968
8476 | 828.6288 | 243.5604 | 828.6288 | 243.5604
8477 | 825.8441 | 261.242 | 825.8441 | 261.242
8478 | 819.6918 | 233.251 | 819.6918 | 233.251
8479 | 788.4278 | 210.8477 | 788.4278 | 210.8477
8480 | 757.7116 | 192.8518 | 757.7116 | 192.8518
8481 | 748.8417 | 159.4009 | 748.8417 | 159.4009
8482 | 755.213 | 93.2372 | 755.213 | 93.2372
8483 | 735.7058 | 60.6024 | 735.7058 | 60.6024
8484 | 703.0751 | 50.5142 | 703.0751 | 50.5142
8485 | 655.1511 | 28.2212 | 655.1511 | 28.2212
8486 | 627.0913 | 49.3489 | 627.0913 | 49.3489
8487 | 598.0994 | 70.2271 | 598.0994 | 70.2271
8488 | 579.5312 | 110.4634 | 579.5312 | 110.4634
8489 | 577.424 | 265.0887 | 577.424 | 265.0887
8490 | 590.0646 | 318.9892 | 590.0646 | 318.9892
8491 | 618.5745 | 329.9209 | 618.5745 | 329.9209
8492 | 671.625 | 307.4224 | 671.625 | 307.4224
8493 | 719.9395 | 295.0557 | 719.9395 | 295.0557
8494 | 766.176 | 283.1385 | 766.176 | 283.1385
8495 | 830.0118 | 267.0786 | 830.0118 | 267.0786
8496 | 837.7375 | 245.2285 | 837.7375 | 245.2285
8497 | 794.8227 | 223.7718 | 794.8227 | 223.7718
8498 | 778.7447 | 215.3399 | 778.7447 | 215.3399
8499 | 779.7228 | 194.1273 | 779.7228 | 194.1273
8500 | 785.6378 | 235.7555 | 785.6378 | 235.7555
8501 | 792.9651 | 263.4563 | 792.9651 | 263.4563
8502 | 776.0225 | 244.4838 | 776.0225 | 244.4838
8503 | 745.2573 | 227.7939 | 745.2573 | 227.7939
8504 | 718.4527 | 207.8096 | 718.4527 | 207.8096
8505 | 716.3094 | 174.4749 | 716.3094 | 174.4749
8506 | 729.6332 | 107.5236 | 729.6332 | 107.5236
8507 | 720.801 | 76.7674 | 720.801 | 76.7674
8508 | 686.1922 | 65.9303 | 686.1922 | 65.9303
8509 | 644.2396 | 40.9582 | 644.2396 | 40.9582
8510 | 620.0197 | 59.678 | 620.0197 | 59.678
8511 | 593.7379 | 77.8577 | 593.7379 | 77.8577
8512 | 571.2725 | 113.943 | 571.2725 | 113.943
8513 | 572.9468 | 267.0448 | 572.9468 | 267.0448
8514 | 584.7101 | 319.1054 | 584.7101 | 319.1054
8515 | 612.6694 | 327.9197 | 612.6694 | 327.9197
8516 | 662.9477 | 304.5884 | 662.9477 | 304.5884
8517 | 707.1855 | 290.4916 | 707.1855 | 290.4916
8518 | 752.3369 | 276.4763 | 752.3369 | 276.4763
8519 | 816.6256 | 261.4557 | 816.6256 | 261.4557
8520 | 828.1866 | 244.2149 | 828.1866 | 244.2149
8521 | 792.1138 | 224.6433 | 792.1138 | 224.6433
8522 | 778.6463 | 217.4897 | 778.6463 | 217.4897
8523 | 781.1699 | 197.2971 | 781.1699 | 197.2971
8524 | 790.3769 | 239.6741 | 790.3769 | 239.6741
8525 | 787.7034 | 267.7558 | 787.7034 | 267.7558
8526 | 774.6453 | 248.751 | 774.6453 | 248.751
8527 | 749.1439 | 232.9842 | 749.1439 | 232.9842
8528 | 733.8115 | 214.6784 | 733.8115 | 214.6784
8529 | 735.2254 | 180.782 | 735.2254 | 180.782
8530 | 737.299 | 115.4705 | 737.299 | 115.4705
8531 | 723.5898 | 84.0882 | 723.5898 | 84.0882
8532 | 685.9502 | 73.9289 | 685.9502 | 73.9289
8533 | 644.2851 | 50.0801 | 644.2851 | 50.0801
8534 | 617.6254 | 69.6456 | 617.6254 | 69.6456
8535 | 595.3553 | 86.0564 | 595.3553 | 86.0564
8536 | 573.1274 | 119.9661 | 573.1274 | 119.9661
8537 | 573.7618 | 270.4598 | 573.7618 | 270.4598
8538 | 586.7819 | 323.7922 | 586.7819 | 323.7922
8539 | 615.8205 | 333.7879 | 615.8205 | 333.7879
8540 | 676.5329 | 309.4172 | 676.5329 | 309.4172
8541 | 731.0185 | 295.0428 | 731.0185 | 295.0428
8542 | 775.2605 | 281.4213 | 775.2605 | 281.4213
8543 | 840.746 | 266.3362 | 840.746 | 266.3362
8544 | 841.5377 | 244.0406 | 841.5377 | 244.0406
8545 | 805.656 | 215.1729 | 805.656 | 215.1729
8546 | 797.5906 | 197.2318 | 797.5906 | 197.2318
8547 | 793.7181 | 179.4923 | 793.7181 | 179.4923
8548 | 794.8696 | 220.9075 | 794.8696 | 220.9075
8549 | 802.6348 | 247.6335 | 802.6348 | 247.6335
8550 | 786.9153 | 227.8799 | 786.9153 | 227.8799
8551 | 757.0938 | 212.3584 | 757.0938 | 212.3584
8552 | 732.7525 | 195.3889 | 732.7525 | 195.3889
8553 | 730.8516 | 162.4996 | 730.8516 | 162.4996
8554 | 738.3804 | 96.9879 | 738.3804 | 96.9879
8555 | 723.4551 | 66.5223 | 723.4551 | 66.5223
8556 | 692.9396 | 56.4534 | 692.9396 | 56.4534
8557 | 647.9898 | 32.0881 | 647.9898 | 32.0881
8558 | 621.4935 | 50.866 | 621.4935 | 50.866
8559 | 594.6014 | 68.3356 | 594.6014 | 68.3356
8560 | 578.6849 | 104.2272 | 578.6849 | 104.2272
8561 | 581.7118 | 257.2644 | 581.7118 | 257.2644
8562 | 590.8712 | 309.5639 | 590.8712 | 309.5639
8563 | 623.5411 | 318.6493 | 623.5411 | 318.6493
8564 | 672.9598 | 294.5498 | 672.9598 | 294.5498
8565 | 729.835 | 280.4853 | 729.835 | 280.4853
8566 | 771.9127 | 266.4054 | 771.9127 | 266.4054
8567 | 832.9413 | 249.7903 | 832.9413 | 249.7903
8568 | 831.5448 | 230.374 | 831.5448 | 230.374
8569 | 798.8457 | 208.304 | 798.8457 | 208.304
8570 | 790.4215 | 196.767 | 790.4215 | 196.767
8571 | 786.1565 | 169.8605 | 786.1565 | 169.8605
8572 | 788.1714 | 207.9961 | 788.1714 | 207.9961
8573 | 785.6049 | 240.3967 | 785.6049 | 240.3967
8574 | 769.84 | 224.4002 | 769.84 | 224.4002
8575 | 742.4175 | 210.299 | 742.4175 | 210.299
8576 | 732.0558 | 192.8518 | 732.0558 | 192.8518
8577 | 732.9737 | 159.4009 | 732.9737 | 159.4009
8578 | 740.5787 | 93.2372 | 740.5787 | 93.2372
8579 | 725.1779 | 60.6024 | 725.1779 | 60.6024
8580 | 689.3771 | 47.6931 | 689.3771 | 47.6931
8581 | 643.0923 | 20.8294 | 643.0923 | 20.8294
8582 | 618.9382 | 36.5344 | 618.9382 | 36.5344
8583 | 594.0427 | 48.9815 | 594.0427 | 48.9815
8584 | 575.9727 | 89.5793 | 575.9727 | 89.5793
8585 | 578.5667 | 242.3648 | 578.5667 | 242.3648
8586 | 591.5328 | 293.2892 | 591.5328 | 293.2892
8587 | 626.21 | 300.8381 | 626.21 | 300.8381
8588 | 699.4178 | 275.3248 | 699.4178 | 275.3248
8589 | 752.3648 | 261.7767 | 752.3648 | 261.7767
8590 | 795.6149 | 250.0016 | 795.6149 | 250.0016
8591 | 857.8508 | 238.3896 | 857.8508 | 238.3896
8592 | 869.0758 | 220.0514 | 869.0758 | 220.0514
8593 | 815.3032 | 193.4754 | 815.3032 | 193.4754
8594 | 806.8388 | 178.5233 | 806.8388 | 178.5233
8595 | 819.8395 | 160.3384 | 819.8395 | 160.3384
8596 | 818.3128 | 207.9961 | 818.3128 | 207.9961
8597 | 812.1189 | 240.3967 | 812.1189 | 240.3967
8598 | 801.7344 | 224.4002 | 801.7344 | 224.4002
8599 | 758.976 | 210.299 | 758.976 | 210.299
8600 | 730.8875 | 192.8518 | 730.8875 | 192.8518
8601 | 723.6109 | 159.4009 | 723.6109 | 159.4009
8602 | 733.4166 | 93.2372 | 733.4166 | 93.2372
8603 | 721.8937 | 60.6024 | 721.8937 | 60.6024
8604 | 684.8678 | 47.6931 | 684.8678 | 47.6931
8605 | 639.6759 | 20.8294 | 639.6759 | 20.8294
8606 | 611.7796 | 36.5344 | 611.7796 | 36.5344
8607 | 581.9987 | 48.9815 | 581.9987 | 48.9815
8608 | 564.0419 | 86.4225 | 564.0419 | 86.4225
8609 | 569.6462 | 240.5507 | 569.6462 | 240.5507
8610 | 583.479 | 296.4331 | 583.479 | 296.4331
8611 | 622.8185 | 308.3332 | 622.8185 | 308.3332
8612 | 694.3818 | 286.7643 | 694.3818 | 286.7643
8613 | 745.9021 | 275.4628 | 745.9021 | 275.4628
8614 | 782.5972 | 265.1466 | 782.5972 | 265.1466
8615 | 853.922 | 256.3945 | 853.922 | 256.3945
8616 | 858.0584 | 245.3253 | 858.0584 | 245.3253
8617 | 811.6438 | 233.0099 | 811.6438 | 233.0099
8618 | 797.7488 | 233.8677 | 797.7488 | 233.8677
8619 | 804.5596 | 220.176 | 804.5596 | 220.176
8620 | 804.7484 | 267.285 | 804.7484 | 267.285
8621 | 802.9215 | 298.6914 | 802.9215 | 298.6914
8622 | 797.9059 | 280.2935 | 797.9059 | 280.2935
8623 | 756.1496 | 262.0799 | 756.1496 | 262.0799
8624 | 735.0855 | 239.4682 | 735.0855 | 239.4682
8625 | 728.5739 | 200.4589 | 728.5739 | 200.4589
8626 | 738.2706 | 130.4347 | 738.2706 | 130.4347
8627 | 721.6988 | 94.6367 | 721.6988 | 94.6367
8628 | 685.5275 | 80.0554 | 685.5275 | 80.0554
8629 | 636.337 | 52.8754 | 636.337 | 52.8754
8630 | 608.6383 | 69.8005 | 608.6383 | 69.8005
8631 | 579.972 | 86.8956 | 579.972 | 86.8956
8632 | 559.8742 | 128.7717 | 559.8742 | 128.7717
8633 | 557.9538 | 286.4505 | 557.9538 | 286.4505
8634 | 574.9801 | 342.7525 | 574.9801 | 342.7525
8635 | 608.3082 | 354.6591 | 608.3082 | 354.6591
8636 | 672.2575 | 332.6576 | 672.2575 | 332.6576
8637 | 731.4134 | 319.5034 | 731.4134 | 319.5034
8638 | 778.4021 | 306.0755 | 778.4021 | 306.0755
8639 | 844.1023 | 289.893 | 844.1023 | 289.893
8640 | 855.7286 | 262.2392 | 855.7286 | 262.2392
8641 | 812.4457 | 233.5844 | 812.4457 | 233.5844
8642 | 797.6083 | 212.8093 | 797.6083 | 212.8093
8643 | 796.7278 | 188.5884 | 796.7278 | 188.5884
8644 | 795.7371 | 229.0416 | 795.7371 | 229.0416
8645 | 803.4224 | 254.4571 | 803.4224 | 254.4571
8646 | 789.0389 | 232.1341 | 789.0389 | 232.1341
8647 | 756.3577 | 212.4358 | 756.3577 | 212.4358
8648 | 733.0467 | 192.8518 | 733.0467 | 192.8518
8649 | 722.2922 | 159.4009 | 722.2922 | 159.4009
8650 | 735.1618 | 93.2372 | 735.1618 | 93.2372
8651 | 724.8711 | 60.6024 | 724.8711 | 60.6024
8652 | 683.7227 | 47.6931 | 683.7227 | 47.6931
8653 | 641.2438 | 20.8294 | 641.2438 | 20.8294
8654 | 614.3253 | 40.3755 | 614.3253 | 40.3755
8655 | 585.8481 | 64.2362 | 585.8481 | 64.2362
8656 | 562.947 | 110.7668 | 562.947 | 110.7668
8657 | 562.4456 | 269.2074 | 562.4456 | 269.2074
8658 | 574.517 | 322.9336 | 574.517 | 322.9336
8659 | 602.2304 | 333.5942 | 602.2304 | 333.5942
8660 | 657.2661 | 310.4889 | 657.2661 | 310.4889
8661 | 711.9 | 298.3223 | 711.9 | 298.3223
8662 | 751.9382 | 284.8428 | 751.9382 | 284.8428
8663 | 811.0731 | 266.9559 | 811.0731 | 266.9559
8664 | 822.7009 | 246.0806 | 822.7009 | 246.0806
8665 | 795.727 | 221.7899 | 795.727 | 221.7899
8666 | 778.1311 | 207.2445 | 778.1311 | 207.2445
8667 | 770.9451 | 178.808 | 770.9451 | 178.808
8668 | 770.694 | 216.6661 | 770.694 | 216.6661
8669 | 774.3129 | 243.1855 | 774.3129 | 243.1855
8670 | 761.7373 | 224.4002 | 761.7373 | 224.4002
8671 | 730.4413 | 210.299 | 730.4413 | 210.299
8672 | 709.4129 | 192.8518 | 709.4129 | 192.8518
8673 | 711.4247 | 159.4009 | 711.4247 | 159.4009
8674 | 731.1543 | 93.2372 | 731.1543 | 93.2372
8675 | 718.4642 | 60.6024 | 718.4642 | 60.6024
8676 | 680.0574 | 47.6931 | 680.0574 | 47.6931
8677 | 637.9416 | 20.8294 | 637.9416 | 20.8294
8678 | 612.97 | 36.5344 | 612.97 | 36.5344
8679 | 587.0491 | 56.5023 | 587.0491 | 56.5023
8680 | 561.1053 | 96.7645 | 561.1053 | 96.7645
8681 | 559.0713 | 249.5887 | 559.0713 | 249.5887
8682 | 569.26 | 302.2109 | 569.26 | 302.2109
8683 | 597.8164 | 313.1556 | 597.8164 | 313.1556
8684 | 647.1051 | 292.1483 | 647.1051 | 292.1483
8685 | 694.8346 | 279.9365 | 694.8346 | 279.9365
8686 | 741.1625 | 266.3925 | 741.1625 | 266.3925
8687 | 801.6371 | 251.4623 | 801.6371 | 251.4623
8688 | 813.2142 | 232.2526 | 813.2142 | 232.2526
8689 | 782.8568 | 209.6275 | 782.8568 | 209.6275
8690 | 772.3742 | 196.0762 | 772.3742 | 196.0762
8691 | 778.9115 | 168.5371 | 778.9115 | 168.5371
8692 | 782.243 | 207.9961 | 782.243 | 207.9961
8693 | 784.7668 | 240.3967 | 784.7668 | 240.3967
8694 | 769.5523 | 224.4002 | 769.5523 | 224.4002
8695 | 739.2029 | 210.299 | 739.2029 | 210.299
8696 | 725.1312 | 192.8518 | 725.1312 | 192.8518
8697 | 722.8833 | 159.4009 | 722.8833 | 159.4009
8698 | 725.8642 | 93.2372 | 725.8642 | 93.2372
8699 | 714.702 | 60.6024 | 714.702 | 60.6024
8700 | 679.3528 | 47.6931 | 679.3528 | 47.6931
8701 | 634.1876 | 20.8294 | 634.1876 | 20.8294
8702 | 607.0391 | 36.5344 | 607.0391 | 36.5344
8703 | 581.8656 | 48.9815 | 581.8656 | 48.9815
8704 | 559.0248 | 80.5607 | 559.0248 | 80.5607
8705 | 558.1239 | 236.3029 | 558.1239 | 236.3029
8706 | 570.6826 | 289.8096 | 570.6826 | 289.8096
8707 | 602.7278 | 302.5553 | 602.7278 | 302.5553
8708 | 661.1718 | 282.878 | 661.1718 | 282.878
8709 | 711.4244 | 273.965 | 711.4244 | 273.965
8710 | 758.9027 | 264.0362 | 758.9027 | 264.0362
8711 | 827.5664 | 253.328 | 827.5664 | 253.328
8712 | 840.3083 | 237.5139 | 840.3083 | 237.5139
8713 | 802.8728 | 219.453 | 802.8728 | 219.453
8714 | 790.0784 | 217.1992 | 790.0784 | 217.1992
8715 | 794.4768 | 203.9012 | 794.4768 | 203.9012
8716 | 795.4975 | 252.9857 | 795.4975 | 252.9857
8717 | 790.2304 | 285.8575 | 790.2304 | 285.8575
8718 | 782.6044 | 269.8675 | 782.6044 | 269.8675
8719 | 758.1599 | 254.9529 | 758.1599 | 254.9529
8720 | 738.6627 | 236.7956 | 738.6627 | 236.7956
8721 | 737.4847 | 202.3698 | 737.4847 | 202.3698
8722 | 738.8819 | 133.456 | 738.8819 | 133.456
8723 | 723.2708 | 97.0705 | 723.2708 | 97.0705
8724 | 685.8591 | 97.5711 | 685.8591 | 97.5711
8725 | 652.2506 | 83.2094 | 652.2506 | 83.2094
8726 | 625.3649 | 91.7316 | 625.3649 | 91.7316
8727 | 599.0584 | 113.568 | 599.0584 | 113.568
8728 | 575.2894 | 154.9406 | 575.2894 | 154.9406
8729 | 572.9784 | 304.4927 | 572.9784 | 304.4927
8730 | 583.874 | 349.1359 | 583.874 | 349.1359
8731 | 609.6187 | 363.6617 | 609.6187 | 363.6617
8732 | 659.1718 | 343.973 | 659.1718 | 343.973
8733 | 697.4911 | 336.3141 | 697.4911 | 336.3141
8734 | 734.3682 | 303.3519 | 734.3682 | 303.3519
8735 | 802.6431 | 295.7514 | 802.6431 | 295.7514
8736 | 804.6683 | 275.0992 | 804.6683 | 275.0992
8737 | 763.2499 | 245.6717 | 763.2499 | 245.6717
8738 | 750.9583 | 239.0026 | 750.9583 | 239.0026
8739 | 743.1422 | 222.0795 | 743.1422 | 222.0795
8740 | 746.7946 | 245.8394 | 746.7946 | 245.8394
8741 | 757.7724 | 270.9148 | 757.7724 | 270.9148
8742 | 741.7554 | 248.2876 | 741.7554 | 248.2876
8743 | 727.6158 | 227.6452 | 727.6158 | 227.6452
8744 | 711.9781 | 202.1471 | 711.9781 | 202.1471
8745 | 715.0536 | 178.609 | 715.0536 | 178.609
8746 | 730.9363 | 110.1421 | 730.9363 | 110.1421
8747 | 713.8083 | 76.3208 | 713.8083 | 76.3208
8748 | 683.9509 | 64.4608 | 683.9509 | 64.4608
8749 | 646.193 | 49.1222 | 646.193 | 49.1222
8750 | 614.2049 | 56.7156 | 614.2049 | 56.7156
8751 | 593.331 | 78.6721 | 593.331 | 78.6721
8752 | 572.4102 | 120.8934 | 572.4102 | 120.8934
8753 | 571.9928 | 270.1493 | 571.9928 | 270.1493
8754 | 583.8673 | 315.9455 | 583.8673 | 315.9455
8755 | 616.2479 | 331.216 | 616.2479 | 331.216
8756 | 681.5276 | 316.8122 | 681.5276 | 316.8122
8757 | 742.5211 | 312.6765 | 742.5211 | 312.6765
8758 | 795.3586 | 282.2206 | 795.3586 | 282.2206
8759 | 871.8109 | 274.7562 | 871.8109 | 274.7562