## Summary Scalars
Parameter | Value
Total Cost ($) | 1026444.701
Capital Cost (CAPEX) | 23379.6407
Operating Cost (OPEX) | 1003065.0603
Annual Fuel Consumption Genset (L) | 173684.2105
Annual Fuel Consumption Diesel Furnace (L) | 286437.9559

## Generator Summary
Size | Built | Capacity (kW) | Capital Cost ($) | Operating Cost ($)
100 kW | 2 | 200 | 12771.4423 | 29800
500 kW | 0 | 0 | 0 | 0
1000 kW | 0 | 0 | 0 | 0
2000 kW | 0 | 0 | 0 | 0
Total | 2 | 200 | 12771.4423 | 29800

## Diesel Furnace Summary
Size | Built | Capacity (MW) | Capital Cost ($) | Operating Cost ($)
17.58 kW | 47 | 826.26 | 10608.1984 | 13220.16
Total | 47 | 826.26 | 10608.1984 | 13220.16

## Time Series
Time | Electric Load (kW) | Thermal Load (kW) | Diesel Generation (kW) | Thermal Generation (kW)
0 | 77.7338 | 15.0241 | 77.7338 | 15.0241
1 | 73.795 | 13.0588 | 73.795 | 13.0588
2 | 73.449 | 13.172 | 73.449 | 13.172
3 | 73.9563 | 13.7898 | 73.9563 | 13.7898
4 | 73.1716 | 16.6507 | 73.1716 | 16.6507
5 | 74.6108 | 18.9756 | 74.6108 | 18.9756
6 | 73.9615 | 18.126 | 73.9615 | 18.126
7 | 69.5465 | 17.1703 | 69.5465 | 17.1703
8 | 66.5357 | 14.7379 | 66.5357 | 14.7379
9 | 65.8021 | 13.642 | 65.8021 | 13.642
10 | 66.4802 | 9.335 | 66.4802 | 9.335
11 | 64.4034 | 6.5888 | 64.4034 | 6.5888
12 | 60.8113 | 6.4255 | 60.8113 | 6.4255
13 | 57.0871 | 5.5161 | 57.0871 | 5.5161
14 | 54.4528 | 5.8393 | 54.4528 | 5.8393
15 | 52.4042 | 7.0096 | 52.4042 | 7.0096
16 | 50.3053 | 10.2801 | 50.3053 | 10.2801
17 | 50.1718 | 21.7436 | 50.1718 | 21.7436
18 | 51.594 | 23.0277 | 51.594 | 23.0277
19 | 54.7049 | 23.1497 | 54.7049 | 23.1497
20 | 60.8062 | 21.5441 | 60.8062 | 21.5441
21 | 66.3819 | 20.722 | 66.3819 | 20.722
22 | 70.8241 | 17.8594 | 70.8241 | 17.8594
23 | 77.1528 | 16.8614 | 77.1528 | 16.8614
24 | 78.333 | 15.6304 | 78.333 | 15.6304
25 | 74.416 | 14.038 | 74.416 | 14.038
26 | 72.944 | 14.4576 | 72.944 | 14.4576
27 | 73.0797 | 15.098 | 73.0797 | 15.098
28 | 73.0679 | 17.7812 | 73.0679 | 17.7812
29 | 73.3815 | 19.8844 | 73.3815 | 19.8844
30 | 72.4815 | 18.8641 | 72.4815 | 18.8641
31 | 68.9542 | 17.8225 | 68.9542 | 17.8225
32 | 66.1329 | 15.4224 | 66.1329 | 15.4224
33 | 65.2359 | 14.4422 | 65.2359 | 14.4422
34 | 65.9101 | 10.2858 | 65.9101 | 10.2858
35 | 64.3863 | 7.7672 | 64.3863 | 7.7672
36 | 60.2126 | 7.8023 | 60.2126 | 7.8023
37 | 56.4319 | 7.0377 | 56.4319 | 7.0377
38 | 54.5459 | 7.4636 | 54.5459 | 7.4636
39 | 52.6115 | 8.7704 | 52.6115 | 8.7704
40 | 50.62 | 12.1391 | 50.62 | 12.1391
41 | 50.4043 | 23.6775 | 50.4043 | 23.6775
42 | 51.3551 | 24.9591 | 51.3551 | 24.9591
43 | 53.9088 | 24.9822 | 53.9088 | 24.9822
44 | 59.5739 | 23.2163 | 59.5739 | 23.2163
45 | 65.3497 | 22.1259 | 65.3497 | 22.1259
46 | 69.447 | 18.9337 | 69.447 | 18.9337
47 | 75.3673 | 17.4968 | 75.3673 | 17.4968
48 | 75.8532 | 16.0673 | 75.8532 | 16.0673
49 | 72.9542 | 14.3858 | 72.9542 | 14.3858
50 | 71.8981 | 14.837 | 71.8981 | 14.837
51 | 72.3765 | 15.4723 | 72.3765 | 15.4723
52 | 72.081 | 18.0533 | 72.081 | 18.0533
53 | 73.099 | 19.9937 | 73.099 | 19.9937
54 | 71.9752 | 18.8325 | 71.9752 | 18.8325
55 | 68.2418 | 17.6467 | 68.2418 | 17.6467
56 | 65.2129 | 15.0967 | 65.2129 | 15.0967
57 | 64.2226 | 13.9904 | 64.2226 | 13.9904
58 | 65.4554 | 9.7687 | 65.4554 | 9.7687
59 | 63.7941 | 7.2598 | 63.7941 | 7.2598
60 | 59.8958 | 7.3453 | 59.8958 | 7.3453
61 | 56.692 | 6.5975 | 56.692 | 6.5975
62 | 54.4292 | 7.0461 | 54.4292 | 7.0461
63 | 52.3478 | 8.3509 | 52.3478 | 8.3509
64 | 50.6029 | 11.686 | 50.6029 | 11.686
65 | 50.0539 | 23.1966 | 50.0539 | 23.1966
66 | 50.9853 | 24.4705 | 50.9853 | 24.4705
67 | 53.1362 | 24.5278 | 53.1362 | 24.5278
68 | 57.9153 | 22.6694 | 57.9153 | 22.6694
69 | 62.4096 | 21.3723 | 62.4096 | 21.3723
70 | 66.8461 | 17.9163 | 66.8461 | 17.9163
71 | 71.914 | 16.1743 | 71.914 | 16.1743
72 | 73.6141 | 14.3279 | 73.6141 | 14.3279
73 | 70.9445 | 12.2553 | 70.9445 | 12.2553
74 | 69.8462 | 12.395 | 69.8462 | 12.395
75 | 70.2219 | 12.8532 | 70.2219 | 12.8532
76 | 69.711 | 15.3844 | 69.711 | 15.3844
77 | 69.9255 | 17.4683 | 69.9255 | 17.4683
78 | 67.8626 | 16.512 | 67.8626 | 16.512
79 | 65.8467 | 15.3094 | 65.8467 | 15.3094
80 | 64.0915 | 12.7536 | 64.0915 | 12.7536
81 | 63.8693 | 11.7701 | 63.8693 | 11.7701
82 | 64.3003 | 7.836 | 64.3003 | 7.836
83 | 63.4559 | 5.5734 | 63.4559 | 5.5734
84 | 59.6709 | 5.41 | 59.6709 | 5.41
85 | 55.9361 | 4.3681 | 55.9361 | 4.3681
86 | 54.0626 | 4.6176 | 54.0626 | 4.6176
87 | 52.4937 | 5.6852 | 52.4937 | 5.6852
88 | 50.2933 | 8.9389 | 50.2933 | 8.9389
89 | 49.8328 | 20.4573 | 49.8328 | 20.4573
90 | 50.6546 | 21.7815 | 50.6546 | 21.7815
91 | 53.2825 | 22.0386 | 53.2825 | 22.0386
92 | 57.4304 | 20.6243 | 57.4304 | 20.6243
93 | 62.6362 | 19.6723 | 62.6362 | 19.6723
94 | 66.4391 | 16.9409 | 66.4391 | 16.9409
95 | 71.2494 | 16.1065 | 71.2494 | 16.1065
96 | 73.1985 | 14.8987 | 73.1985 | 14.8987
97 | 69.7083 | 13.3173 | 69.7083 | 13.3173
98 | 68.8844 | 13.8106 | 68.8844 | 13.8106
99 | 68.76 | 14.4329 | 68.76 | 14.4329
100 | 69.8223 | 17.118 | 69.8223 | 17.118
101 | 71.2741 | 19.2613 | 71.2741 | 19.2613
102 | 69.4643 | 18.2468 | 69.4643 | 18.2468
103 | 67.3991 | 17.3099 | 67.3991 | 17.3099
104 | 65.5515 | 15.1296 | 65.5515 | 15.1296
105 | 64.4086 | 14.2625 | 64.4086 | 14.2625
106 | 64.5588 | 9.9846 | 64.5588 | 9.9846
107 | 62.6472 | 7.2055 | 62.6472 | 7.2055
108 | 59.3449 | 7.0092 | 59.3449 | 7.0092
109 | 56.2914 | 6.0474 | 56.2914 | 6.0474
110 | 54.0652 | 6.2834 | 54.0652 | 6.2834
111 | 52.1175 | 7.2908 | 52.1175 | 7.2908
112 | 50.301 | 10.3939 | 50.301 | 10.3939
113 | 49.7974 | 21.7798 | 49.7974 | 21.7798
114 | 51.1185 | 23.0142 | 51.1185 | 23.0142
115 | 53.8149 | 22.9261 | 53.8149 | 22.9261
116 | 58.954 | 21.0974 | 58.954 | 21.0974
117 | 63.3003 | 19.8992 | 63.3003 | 19.8992
118 | 67.5329 | 16.5053 | 67.5329 | 16.5053
119 | 73.0394 | 14.7711 | 73.0394 | 14.7711
120 | 73.6556 | 13.0856 | 73.6556 | 13.0856
121 | 69.9481 | 11.2786 | 69.9481 | 11.2786
122 | 69.4751 | 11.6834 | 69.4751 | 11.6834
123 | 70.1389 | 12.3884 | 70.1389 | 12.3884
124 | 70.0428 | 15.1756 | 70.0428 | 15.1756
125 | 70.3495 | 17.4191 | 70.3495 | 17.4191
126 | 69.1353 | 16.5436 | 69.1353 | 16.5436
127 | 66.299 | 15.608 | 66.299 | 15.608
128 | 64.3648 | 13.3017 | 64.3648 | 13.3017
129 | 63.7403 | 12.39 | 63.7403 | 12.39
130 | 64.2347 | 8.377 | 64.2347 | 8.377
131 | 62.8735 | 6.1493 | 62.8735 | 6.1493
132 | 59.4164 | 6.3072 | 59.4164 | 6.3072
133 | 56.065 | 5.5251 | 56.065 | 5.5251
134 | 53.8682 | 5.988 | 53.8682 | 5.988
135 | 51.9101 | 7.3768 | 51.9101 | 7.3768
136 | 49.8113 | 10.8095 | 49.8113 | 10.8095
137 | 49.9069 | 22.4022 | 49.9069 | 22.4022
138 | 51.3953 | 23.742 | 51.3953 | 23.742
139 | 54.5423 | 23.842 | 54.5423 | 23.842
140 | 60.8876 | 22.0489 | 60.8876 | 22.0489
141 | 65.9352 | 20.8287 | 65.9352 | 20.8287
142 | 70.1926 | 17.5634 | 70.1926 | 17.5634
143 | 75.7009 | 15.9675 | 75.7009 | 15.9675
144 | 76.5412 | 14.3137 | 76.5412 | 14.3137
145 | 72.2465 | 12.4344 | 72.2465 | 12.4344
146 | 71.0554 | 12.8727 | 71.0554 | 12.8727
147 | 72.3012 | 13.5202 | 72.3012 | 13.5202
148 | 71.7442 | 16.1349 | 71.7442 | 16.1349
149 | 71.7884 | 18.1935 | 71.7884 | 18.1935
150 | 70.3695 | 17.1454 | 70.3695 | 17.1454
151 | 67.4838 | 16.0521 | 67.4838 | 16.0521
152 | 64.6859 | 13.5977 | 64.6859 | 13.5977
153 | 64.2476 | 12.5878 | 64.2476 | 12.5878
154 | 64.8009 | 8.5225 | 64.8009 | 8.5225
155 | 63.0183 | 6.2165 | 63.0183 | 6.2165
156 | 59.5031 | 6.2561 | 59.5031 | 6.2561
157 | 55.8005 | 5.3241 | 55.8005 | 5.3241
158 | 53.4087 | 5.456 | 53.4087 | 5.456
159 | 51.0547 | 6.519 | 51.0547 | 6.519
160 | 49.0567 | 9.6609 | 49.0567 | 9.6609
161 | 49.0409 | 21.1496 | 49.0409 | 21.1496
162 | 50.8109 | 22.4182 | 50.8109 | 22.4182
163 | 53.6397 | 22.4717 | 53.6397 | 22.4717
164 | 59.6402 | 20.7568 | 59.6402 | 20.7568
165 | 65.0138 | 19.8074 | 65.0138 | 19.8074
166 | 68.6536 | 17.0204 | 68.6536 | 17.0204
167 | 73.8072 | 16.0496 | 73.8072 | 16.0496
168 | 74.3685 | 14.8256 | 74.3685 | 14.8256
169 | 70.7153 | 13.2055 | 70.7153 | 13.2055
170 | 69.771 | 13.7705 | 69.771 | 13.7705
171 | 70.7112 | 14.3663 | 70.7112 | 14.3663
172 | 70.2303 | 16.8614 | 70.2303 | 16.8614
173 | 70.4008 | 18.7888 | 70.4008 | 18.7888
174 | 69.1045 | 17.764 | 69.1045 | 17.764
175 | 65.9597 | 16.7411 | 65.9597 | 16.7411
176 | 63.4405 | 14.3734 | 63.4405 | 14.3734
177 | 62.8218 | 13.4261 | 62.8218 | 13.4261
178 | 64.0152 | 9.2897 | 64.0152 | 9.2897
179 | 62.2868 | 6.7543 | 62.2868 | 6.7543
180 | 58.7627 | 6.7752 | 58.7627 | 6.7752
181 | 55.427 | 5.9421 | 55.427 | 5.9421
182 | 52.9024 | 6.4178 | 52.9024 | 6.4178
183 | 50.8328 | 7.7413 | 50.8328 | 7.7413
184 | 49.0236 | 11.0842 | 49.0236 | 11.0842
185 | 49.2596 | 22.6634 | 49.2596 | 22.6634
186 | 50.6272 | 24.0335 | 50.6272 | 24.0335
187 | 54.0401 | 24.1736 | 54.0401 | 24.1736
188 | 60.2519 | 22.4193 | 60.2519 | 22.4193
189 | 65.4878 | 21.1777 | 65.4878 | 21.1777
190 | 70.1087 | 17.8568 | 70.1087 | 17.8568
191 | 75.4186 | 16.4406 | 75.4186 | 16.4406
192 | 76.0142 | 15.2154 | 76.0142 | 15.2154
193 | 72.9676 | 13.6683 | 72.9676 | 13.6683
194 | 70.6619 | 14.2443 | 70.6619 | 14.2443
195 | 71.6033 | 15.0004 | 71.6033 | 15.0004
196 | 72.0349 | 17.6131 | 72.0349 | 17.6131
197 | 72.8336 | 19.748 | 72.8336 | 19.748
198 | 71.4387 | 18.773 | 71.4387 | 18.773
199 | 67.9401 | 17.7863 | 67.9401 | 17.7863
200 | 66.2842 | 15.6267 | 66.2842 | 15.6267
201 | 65.0848 | 14.8378 | 65.0848 | 14.8378
202 | 65.4911 | 10.6833 | 65.4911 | 10.6833
203 | 62.7599 | 8.1518 | 62.7599 | 8.1518
204 | 59.3797 | 8.1545 | 59.3797 | 8.1545
205 | 55.8034 | 7.3027 | 55.8034 | 7.3027
206 | 53.7216 | 7.6912 | 53.7216 | 7.6912
207 | 51.905 | 8.9139 | 51.905 | 8.9139
208 | 50.3826 | 12.2031 | 50.3826 | 12.2031
209 | 50.0334 | 23.7131 | 50.0334 | 23.7131
210 | 51.1002 | 24.983 | 51.1002 | 24.983
211 | 54.167 | 24.9816 | 54.167 | 24.9816
212 | 59.2021 | 23.0443 | 59.2021 | 23.0443
213 | 63.9517 | 21.7498 | 63.9517 | 21.7498
214 | 68.0419 | 18.5304 | 68.0419 | 18.5304
215 | 74.4067 | 17.1794 | 74.4067 | 17.1794
216 | 75.5763 | 15.7622 | 75.5763 | 15.7622
217 | 72.61 | 14.1124 | 72.61 | 14.1124
218 | 72.2454 | 14.616 | 72.2454 | 14.616
219 | 71.9465 | 15.2014 | 71.9465 | 15.2014
220 | 72.262 | 17.6002 | 72.262 | 17.6002
221 | 72.3464 | 19.5115 | 72.3464 | 19.5115
222 | 71.438 | 18.3619 | 71.438 | 18.3619
223 | 68.4439 | 17.2621 | 68.4439 | 17.2621
224 | 65.7456 | 14.8924 | 65.7456 | 14.8924
225 | 65.0399 | 13.9619 | 65.0399 | 13.9619
226 | 65.6286 | 9.8411 | 65.6286 | 9.8411
227 | 63.2711 | 7.4976 | 63.2711 | 7.4976
228 | 59.8866 | 7.5954 | 59.8866 | 7.5954
229 | 56.392 | 6.761 | 56.392 | 6.761
230 | 53.935 | 7.1301 | 53.935 | 7.1301
231 | 52.1962 | 8.2668 | 52.1962 | 8.2668
232 | 50.0854 | 11.3712 | 50.0854 | 11.3712
233 | 50.0904 | 22.7687 | 50.0904 | 22.7687
234 | 50.9248 | 23.9779 | 50.9248 | 23.9779
235 | 52.9388 | 23.9726 | 52.9388 | 23.9726
236 | 57.498 | 22.1478 | 57.498 | 22.1478
237 | 61.8093 | 20.8287 | 61.8093 | 20.8287
238 | 65.7629 | 17.5039 | 65.7629 | 17.5039
239 | 71.7806 | 16.2441 | 71.7806 | 16.2441
240 | 72.3952 | 14.8987 | 72.3952 | 14.8987
241 | 69.9608 | 13.305 | 69.9608 | 13.305
242 | 69.252 | 13.8164 | 69.252 | 13.8164
243 | 68.8872 | 14.473 | 68.8872 | 14.473
244 | 69.8035 | 17.074 | 69.8035 | 17.074
245 | 70.4565 | 19.1256 | 70.4565 | 19.1256
246 | 68.9921 | 18.1046 | 68.9921 | 18.1046
247 | 66.4347 | 17.1709 | 66.4347 | 17.1709
248 | 64.2427 | 14.9364 | 64.2427 | 14.9364
249 | 63.5021 | 14.141 | 63.5021 | 14.141
250 | 64.2415 | 10.1016 | 64.2415 | 10.1016
251 | 61.9665 | 7.5254 | 61.9665 | 7.5254
252 | 58.9826 | 7.4532 | 58.9826 | 7.4532
253 | 55.8782 | 6.4902 | 55.8782 | 6.4902
254 | 53.7064 | 6.7326 | 53.7064 | 6.7326
255 | 52.1382 | 7.8344 | 52.1382 | 7.8344
256 | 49.9597 | 10.9491 | 49.9597 | 10.9491
257 | 50.0588 | 22.2736 | 50.0588 | 22.2736
258 | 50.5365 | 23.3652 | 50.5365 | 23.3652
259 | 52.7392 | 23.2835 | 52.7392 | 23.2835
260 | 56.4933 | 21.4807 | 56.4933 | 21.4807
261 | 60.6809 | 20.3956 | 60.6809 | 20.3956
262 | 64.9175 | 17.4496 | 64.9175 | 17.4496
263 | 69.8854 | 16.3036 | 69.8854 | 16.3036
264 | 71.3855 | 15.0725 | 71.3855 | 15.0725
265 | 69.1004 | 13.5209 | 69.1004 | 13.5209
266 | 68.7006 | 14.0226 | 68.7006 | 14.0226
267 | 68.3803 | 14.5169 | 68.3803 | 14.5169
268 | 68.4858 | 16.7838 | 68.4858 | 16.7838
269 | 68.9852 | 18.5839 | 68.9852 | 18.5839
270 | 67.2133 | 17.4945 | 67.2133 | 17.4945
271 | 65.0348 | 16.4147 | 65.0348 | 16.4147
272 | 63.4418 | 13.9125 | 63.4418 | 13.9125
273 | 63.6623 | 12.878 | 63.6623 | 12.878
274 | 64.5059 | 8.7707 | 64.5059 | 8.7707
275 | 62.7357 | 6.276 | 62.7357 | 6.276
276 | 59.2343 | 6.1941 | 59.2343 | 6.1941
277 | 55.6865 | 5.2705 | 55.6865 | 5.2705
278 | 53.758 | 5.5542 | 53.758 | 5.5542
279 | 52.1594 | 6.6936 | 52.1594 | 6.6936
280 | 50.5421 | 9.8044 | 50.5421 | 9.8044
281 | 49.8973 | 21.1535 | 49.8973 | 21.1535
282 | 50.7491 | 22.3213 | 50.7491 | 22.3213
283 | 52.8764 | 22.3107 | 52.8764 | 22.3107
284 | 57.5748 | 20.59 | 57.5748 | 20.59
285 | 62.0222 | 19.5204 | 62.0222 | 19.5204
286 | 65.7647 | 16.2028 | 65.7647 | 16.2028
287 | 71.1918 | 14.6017 | 71.1918 | 14.6017
288 | 72.6246 | 12.9369 | 72.6246 | 12.9369
289 | 69.7656 | 11.0304 | 69.7656 | 11.0304
290 | 68.8012 | 11.2257 | 68.8012 | 11.2257
291 | 68.9847 | 11.9625 | 68.9847 | 11.9625
292 | 69.1342 | 14.7329 | 69.1342 | 14.7329
293 | 70.3608 | 16.86 | 70.3608 | 16.86
294 | 69.4152 | 15.8229 | 69.4152 | 15.8229
295 | 66.5976 | 14.6902 | 66.5976 | 14.6902
296 | 64.9643 | 12.3211 | 64.9643 | 12.3211
297 | 64.4642 | 11.7591 | 64.4642 | 11.7591
298 | 64.0843 | 8.1204 | 64.0843 | 8.1204
299 | 62.216 | 5.9929 | 62.216 | 5.9929
300 | 58.6642 | 6.0674 | 58.6642 | 6.0674
301 | 55.1478 | 5.2175 | 55.1478 | 5.2175
302 | 53.1874 | 5.5846 | 53.1874 | 5.5846
303 | 51.3875 | 6.7976 | 51.3875 | 6.7976
304 | 49.2145 | 10.0009 | 49.2145 | 10.0009
305 | 49.1617 | 21.4249 | 49.1617 | 21.4249
306 | 50.6042 | 22.6257 | 50.6042 | 22.6257
307 | 53.3487 | 22.6139 | 53.3487 | 22.6139
308 | 59.3528 | 20.8977 | 59.3528 | 20.8977
309 | 64.7444 | 19.9703 | 64.7444 | 19.9703
310 | 68.161 | 17.0482 | 68.161 | 17.0482
311 | 74.2246 | 15.9462 | 74.2246 | 15.9462
312 | 73.7978 | 14.7235 | 73.7978 | 14.7235
313 | 70.3227 | 13.1725 | 70.3227 | 13.1725
314 | 69.4695 | 13.671 | 69.4695 | 13.671
315 | 69.8805 | 14.2745 | 69.8805 | 14.2745
316 | 69.5774 | 16.8905 | 69.5774 | 16.8905
317 | 70.3813 | 18.9304 | 70.3813 | 18.9304
318 | 69.1443 | 17.892 | 69.1443 | 17.892
319 | 65.832 | 16.8471 | 65.832 | 16.8471
320 | 63.5921 | 14.4315 | 63.5921 | 14.4315
321 | 63.0105 | 13.346 | 63.0105 | 13.346
322 | 64.0474 | 9.0066 | 64.0474 | 9.0066
323 | 61.9784 | 6.2392 | 61.9784 | 6.2392
324 | 57.576 | 5.9743 | 57.576 | 5.9743
325 | 53.8857 | 4.9298 | 53.8857 | 4.9298
326 | 52.1789 | 5.1296 | 52.1789 | 5.1296
327 | 50.2112 | 6.1978 | 50.2112 | 6.1978
328 | 48.1595 | 9.3196 | 48.1595 | 9.3196
329 | 48.1182 | 20.6512 | 48.1182 | 20.6512
330 | 49.847 | 21.7738 | 49.847 | 21.7738
331 | 52.3907 | 21.6915 | 52.3907 | 21.6915
332 | 58.3002 | 19.8234 | 58.3002 | 19.8234
333 | 63.8014 | 18.5114 | 63.8014 | 18.5114
334 | 68.0706 | 15.3909 | 68.0706 | 15.3909
335 | 72.8424 | 14.0374 | 72.8424 | 14.0374
336 | 73.8812 | 12.4702 | 73.8812 | 12.4702
337 | 70.1324 | 10.7338 | 70.1324 | 10.7338
338 | 69.4792 | 11.2955 | 69.4792 | 11.2955
339 | 69.5264 | 12.1111 | 69.5264 | 12.1111
340 | 69.3697 | 14.8046 | 69.3697 | 14.8046
341 | 69.9385 | 16.86 | 69.9385 | 16.86
342 | 68.8393 | 15.8229 | 68.8393 | 15.8229
343 | 65.696 | 14.7063 | 65.696 | 14.7063
344 | 63.5216 | 12.2171 | 63.5216 | 12.2171
345 | 63.2081 | 11.1379 | 63.2081 | 11.1379
346 | 64.2163 | 6.8936 | 64.2163 | 6.8936
347 | 61.4871 | 4.47 | 61.4871 | 4.47
348 | 57.4724 | 4.3267 | 57.4724 | 4.3267
349 | 54.2208 | 3.4787 | 54.2208 | 3.4787
350 | 52.0142 | 3.9583 | 52.0142 | 3.9583
351 | 50.3066 | 5.289 | 50.3066 | 5.289
352 | 48.6184 | 8.6558 | 48.6184 | 8.6558
353 | 48.596 | 20.2046 | 48.596 | 20.2046
354 | 50.1685 | 21.4583 | 50.1685 | 21.4583
355 | 53.0089 | 21.5286 | 53.0089 | 21.5286
356 | 58.6006 | 19.773 | 58.6006 | 19.773
357 | 63.8612 | 18.5386 | 63.8612 | 18.5386
358 | 68.5531 | 15.4187 | 68.5531 | 15.4187
359 | 73.4806 | 14.1745 | 73.4806 | 14.1745
360 | 73.6455 | 13.0093 | 73.6455 | 13.0093
361 | 70.795 | 11.4693 | 70.795 | 11.4693
362 | 69.4331 | 11.8534 | 69.4331 | 11.8534
363 | 69.5508 | 12.4944 | 69.5508 | 12.4944
364 | 69.5486 | 15.1388 | 69.5486 | 15.1388
365 | 70.6162 | 17.2647 | 70.6162 | 17.2647
366 | 69.1634 | 16.448 | 69.1634 | 16.448
367 | 66.1199 | 15.6946 | 66.1199 | 15.6946
368 | 63.8991 | 13.4161 | 63.8991 | 13.4161
369 | 63.1389 | 12.5108 | 63.1389 | 12.5108
370 | 64.3796 | 8.5929 | 64.3796 | 8.5929
371 | 62.2339 | 6.0763 | 62.2339 | 6.0763
372 | 58.4358 | 5.8554 | 58.4358 | 5.8554
373 | 54.8234 | 4.7986 | 54.8234 | 4.7986
374 | 52.2816 | 4.9492 | 52.2816 | 4.9492
375 | 50.7462 | 6.0588 | 50.7462 | 6.0588
376 | 48.7997 | 9.2446 | 48.7997 | 9.2446
377 | 48.5025 | 20.628 | 48.5025 | 20.628
378 | 49.6643 | 21.8216 | 49.6643 | 21.8216
379 | 52.0946 | 21.8809 | 52.0946 | 21.8809
380 | 57.4279 | 20.2345 | 57.4279 | 20.2345
381 | 62.5465 | 19.1856 | 62.5465 | 19.1856
382 | 66.7508 | 15.8764 | 66.7508 | 15.8764
383 | 72.1452 | 14.2216 | 72.1452 | 14.2216
384 | 72.8596 | 12.6305 | 72.8596 | 12.6305
385 | 69.3547 | 11.0065 | 69.3547 | 11.0065
386 | 68.4852 | 11.6026 | 68.4852 | 11.6026
387 | 68.6376 | 12.2999 | 68.6376 | 12.2999
388 | 69.1153 | 14.9914 | 69.1153 | 14.9914
389 | 68.5772 | 17.1716 | 68.5772 | 17.1716
390 | 67.9154 | 16.2832 | 67.9154 | 16.2832
391 | 65.4607 | 15.4445 | 65.4607 | 15.4445
392 | 62.1029 | 13.2603 | 62.1029 | 13.2603
393 | 61.5008 | 12.4281 | 61.5008 | 12.4281
394 | 62.8939 | 8.3938 | 62.8939 | 8.3938
395 | 61.4635 | 5.9741 | 61.4635 | 5.9741
396 | 58.1576 | 5.9414 | 58.1576 | 5.9414
397 | 54.6122 | 5.1283 | 54.6122 | 5.1283
398 | 52.6933 | 5.5135 | 52.6933 | 5.5135
399 | 51.0519 | 6.7763 | 51.0519 | 6.7763
400 | 49.0914 | 10.0591 | 49.0914 | 10.0591
401 | 48.7628 | 21.5245 | 48.7628 | 21.5245
402 | 49.5541 | 22.7524 | 49.5541 | 22.7524
403 | 51.1038 | 22.6669 | 51.1038 | 22.6669
404 | 55.895 | 20.866 | 55.895 | 20.866
405 | 60.3616 | 19.6536 | 60.3616 | 19.6536
406 | 64.5186 | 16.4523 | 64.5186 | 16.4523
407 | 70.398 | 14.9365 | 70.398 | 14.9365
408 | 71.7475 | 13.1192 | 71.7475 | 13.1192
409 | 68.9596 | 11.2399 | 68.9596 | 11.2399
410 | 68.1843 | 11.5599 | 68.1843 | 11.5599
411 | 67.8674 | 12.1415 | 67.8674 | 12.1415
412 | 68.3906 | 14.7335 | 68.3906 | 14.7335
413 | 68.794 | 16.86 | 68.794 | 16.86
414 | 66.957 | 15.8229 | 66.957 | 15.8229
415 | 64.2923 | 14.6973 | 64.2923 | 14.6973
416 | 62.2423 | 12.3069 | 62.2423 | 12.3069
417 | 62.0196 | 11.4527 | 62.0196 | 11.4527
418 | 63.4487 | 7.6124 | 63.4487 | 7.6124
419 | 61.1749 | 5.3672 | 61.1749 | 5.3672
420 | 57.5065 | 5.1166 | 57.5065 | 5.1166
421 | 54.5627 | 4.0727 | 54.5627 | 4.0727
422 | 52.5533 | 4.3584 | 52.5533 | 4.3584
423 | 50.9788 | 5.5579 | 50.9788 | 5.5579
424 | 48.9671 | 8.8103 | 48.9671 | 8.8103
425 | 48.8138 | 20.2699 | 48.8138 | 20.2699
426 | 49.2158 | 21.5282 | 49.2158 | 21.5282
427 | 51.1862 | 21.6385 | 51.1862 | 21.6385
428 | 55.2436 | 20.0012 | 55.2436 | 20.0012
429 | 59.2547 | 18.8663 | 59.2547 | 18.8663
430 | 63.3932 | 15.7503 | 63.3932 | 15.7503
431 | 68.8991 | 14.2229 | 68.8991 | 14.2229
432 | 70.1148 | 12.5245 | 70.1148 | 12.5245
433 | 67.7591 | 10.5819 | 67.7591 | 10.5819
434 | 66.8279 | 11.1081 | 66.8279 | 11.1081
435 | 67.2234 | 11.9625 | 67.2234 | 11.9625
436 | 67.6712 | 14.7329 | 67.6712 | 14.7329
437 | 67.9336 | 16.86 | 67.9336 | 16.86
438 | 67.1727 | 15.8229 | 67.1727 | 15.8229
439 | 64.9429 | 14.6902 | 64.9429 | 14.6902
440 | 63.1533 | 12.1835 | 63.1533 | 12.1835
441 | 63.2051 | 11.3066 | 63.2051 | 11.3066
442 | 63.7466 | 7.4256 | 63.7466 | 7.4256
443 | 61.0166 | 5.066 | 61.0166 | 5.066
444 | 57.2683 | 5.0099 | 57.2683 | 5.0099
445 | 54.0544 | 4.129 | 54.0544 | 4.129
446 | 52.0237 | 4.5272 | 52.0237 | 4.5272
447 | 50.5679 | 5.6303 | 50.5679 | 5.6303
448 | 49.1006 | 8.8484 | 49.1006 | 8.8484
449 | 48.2696 | 20.2938 | 48.2696 | 20.2938
450 | 49.0729 | 21.5547 | 49.0729 | 21.5547
451 | 51.401 | 21.6062 | 51.401 | 21.6062
452 | 56.1157 | 19.9417 | 56.1157 | 19.9417
453 | 60.9783 | 19.0511 | 60.9783 | 19.0511
454 | 65.0191 | 16.1601 | 65.0191 | 16.1601
455 | 70.6515 | 15.1098 | 70.6515 | 15.1098
456 | 71.1158 | 13.9362 | 71.1158 | 13.9362
457 | 68.8146 | 12.404 | 68.8146 | 12.404
458 | 67.5231 | 12.9606 | 67.5231 | 12.9606
459 | 68.1832 | 13.6663 | 68.1832 | 13.6663
460 | 68.0543 | 16.2577 | 68.0543 | 16.2577
461 | 68.8779 | 18.463 | 68.8779 | 18.463
462 | 68.1211 | 17.6289 | 68.1211 | 17.6289
463 | 65.9151 | 16.6913 | 65.9151 | 16.6913
464 | 63.4052 | 14.3184 | 63.4052 | 14.3184
465 | 63.4 | 13.3039 | 63.4 | 13.3039
466 | 63.8239 | 9.0622 | 63.8239 | 9.0622
467 | 61.3144 | 6.3406 | 61.3144 | 6.3406
468 | 58.4728 | 6.1243 | 58.4728 | 6.1243
469 | 55.0614 | 5.1095 | 55.0614 | 5.1095
470 | 53.0913 | 5.3009 | 53.0913 | 5.3009
471 | 51.6582 | 6.3432 | 51.6582 | 6.3432
472 | 50.4165 | 9.4133 | 50.4165 | 9.4133
473 | 49.8153 | 20.6758 | 49.8153 | 20.6758
474 | 51.0026 | 21.7247 | 51.0026 | 21.7247
475 | 54.0664 | 21.5616 | 54.0664 | 21.5616
476 | 60.4785 | 19.7187 | 60.4785 | 19.7187
477 | 66.2333 | 18.7028 | 66.2333 | 18.7028
478 | 70.2453 | 15.5835 | 70.2453 | 15.5835
479 | 76.109 | 13.9889 | 76.109 | 13.9889
480 | 76.7222 | 12.2912 | 76.7222 | 12.2912
481 | 72.598 | 10.4332 | 72.598 | 10.4332
482 | 72.4425 | 11.1081 | 72.4425 | 11.1081
483 | 73.3423 | 11.9625 | 73.3423 | 11.9625
484 | 72.4424 | 14.7329 | 72.4424 | 14.7329
485 | 72.7947 | 16.86 | 72.7947 | 16.86
486 | 72.046 | 15.8229 | 72.046 | 15.8229
487 | 68.1752 | 14.6902 | 68.1752 | 14.6902
488 | 65.5139 | 12.1136 | 65.5139 | 12.1136
489 | 65.1142 | 11.1289 | 65.1142 | 11.1289
490 | 65.5909 | 7.1334 | 65.5909 | 7.1334
491 | 62.5964 | 4.9658 | 62.5964 | 4.9658
492 | 58.4094 | 5.0442 | 58.4094 | 5.0442
493 | 55.0579 | 4.2854 | 55.0579 | 4.2854
494 | 53.1749 | 4.7379 | 53.1749 | 4.7379
495 | 51.9462 | 5.9554 | 51.9462 | 5.9554
496 | 50.4044 | 9.1509 | 50.4044 | 9.1509
497 | 49.9054 | 20.4728 | 49.9054 | 20.4728
498 | 50.93 | 21.5566 | 50.93 | 21.5566
499 | 53.6754 | 21.4575 | 53.6754 | 21.4575
500 | 59.7136 | 19.775 | 59.7136 | 19.775
501 | 65.1946 | 18.8824 | 65.1946 | 18.8824
502 | 69.8428 | 16.0231 | 69.8428 | 16.0231
503 | 74.7675 | 14.8538 | 74.7675 | 14.8538
504 | 75.944 | 13.5316 | 75.944 | 13.5316
505 | 72.1103 | 11.9379 | 72.1103 | 11.9379
506 | 71.352 | 12.4771 | 71.352 | 12.4771
507 | 71.5629 | 13.2901 | 71.5629 | 13.2901
508 | 71.3221 | 16.2118 | 71.3221 | 16.2118
509 | 71.1014 | 18.4527 | 71.1014 | 18.4527
510 | 70.4622 | 17.4182 | 70.4622 | 17.4182
511 | 67.3469 | 16.2796 | 67.3469 | 16.2796
512 | 65.2371 | 13.8104 | 65.2371 | 13.8104
513 | 65.211 | 12.7855 | 65.211 | 12.7855
514 | 65.2065 | 8.6071 | 65.2065 | 8.6071
515 | 62.464 | 5.9347 | 62.464 | 5.9347
516 | 58.2934 | 5.6996 | 58.2934 | 5.6996
517 | 55.021 | 4.6861 | 55.021 | 4.6861
518 | 53.2645 | 4.9214 | 53.2645 | 4.9214
519 | 51.7932 | 6.0252 | 51.7932 | 6.0252
520 | 50.6693 | 9.149 | 50.6693 | 9.149
521 | 50.3077 | 20.5026 | 50.3077 | 20.5026
522 | 51.3853 | 21.66 | 51.3853 | 21.66
523 | 54.3847 | 21.5887 | 54.3847 | 21.5887
524 | 60.2623 | 19.8215 | 60.2623 | 19.8215
525 | 65.5879 | 18.8107 | 65.5879 | 18.8107
526 | 70.1103 | 15.7173 | 70.1103 | 15.7173
527 | 75.2071 | 14.2585 | 75.2071 | 14.2585
528 | 74.6755 | 12.9699 | 74.6755 | 12.9699
529 | 71.1042 | 11.0272 | 71.1042 | 11.0272
530 | 69.8241 | 11.1753 | 69.8241 | 11.1753
531 | 71.2255 | 11.9625 | 71.2255 | 11.9625
532 | 71.1697 | 14.7329 | 71.1697 | 14.7329
533 | 71.2074 | 16.86 | 71.2074 | 16.86
534 | 69.115 | 15.8229 | 69.115 | 15.8229
535 | 66.4903 | 14.6902 | 66.4903 | 14.6902
536 | 64.5957 | 12.2862 | 64.5957 | 12.2862
537 | 64.5348 | 11.5477 | 64.5348 | 11.5477
538 | 64.7094 | 7.7236 | 64.7094 | 7.7236
539 | 62.0858 | 5.2689 | 62.0858 | 5.2689
540 | 58.1808 | 5.0991 | 58.1808 | 5.0991
541 | 54.7763 | 4.1658 | 54.7763 | 4.1658
542 | 52.775 | 4.5078 | 52.775 | 4.5078
543 | 51.6168 | 5.6432 | 51.6168 | 5.6432
544 | 50.2106 | 8.8303 | 50.2106 | 8.8303
545 | 49.3348 | 20.2608 | 49.3348 | 20.2608
546 | 50.228 | 21.4409 | 50.228 | 21.4409
547 | 52.8333 | 21.3935 | 52.8333 | 21.3935
548 | 58.3287 | 19.5377 | 58.3287 | 19.5377
549 | 63.2065 | 18.2361 | 63.2065 | 18.2361
550 | 68.3718 | 15.0529 | 68.3718 | 15.0529
551 | 72.7628 | 13.5029 | 72.7628 | 13.5029
552 | 73.3974 | 11.7676 | 73.3974 | 11.7676
553 | 70.2229 | 10.366 | 70.2229 | 10.366
554 | 69.4578 | 11.1081 | 69.4578 | 11.1081
555 | 70.0264 | 11.9625 | 70.0264 | 11.9625
556 | 69.6988 | 14.7329 | 69.6988 | 14.7329
557 | 70.0082 | 16.86 | 70.0082 | 16.86
558 | 68.3263 | 15.8229 | 68.3263 | 15.8229
559 | 66.3612 | 14.6902 | 66.3612 | 14.6902
560 | 63.6779 | 12.1136 | 63.6779 | 12.1136
561 | 63.6258 | 10.8749 | 63.6258 | 10.8749
562 | 64.1223 | 6.4715 | 64.1223 | 6.4715
563 | 62.0158 | 4.0189 | 62.0158 | 4.0189
564 | 58.3311 | 3.7812 | 58.3311 | 3.7812
565 | 55.139 | 2.8692 | 55.139 | 2.8692
566 | 53.3609 | 3.3359 | 53.3609 | 3.3359
567 | 51.9768 | 4.7111 | 51.9768 | 4.7111
568 | 50.2352 | 8.1374 | 50.2352 | 8.1374
569 | 49.7018 | 19.7902 | 49.7018 | 19.7902
570 | 50.24 | 21.2166 | 50.24 | 21.2166
571 | 52.1876 | 21.5021 | 52.1876 | 21.5021
572 | 56.8716 | 19.9799 | 56.8716 | 19.9799
573 | 60.8501 | 18.8378 | 60.8501 | 18.8378
574 | 64.7721 | 15.6469 | 64.7721 | 15.6469
575 | 69.985 | 13.9489 | 69.985 | 13.9489
576 | 70.9488 | 12.1884 | 70.9488 | 12.1884
577 | 68.2263 | 10.366 | 68.2263 | 10.366
578 | 67.1526 | 11.1081 | 67.1526 | 11.1081
579 | 67.7664 | 11.9625 | 67.7664 | 11.9625
580 | 68.1727 | 14.7329 | 68.1727 | 14.7329
581 | 68.1093 | 16.86 | 68.1093 | 16.86
582 | 66.3559 | 15.8229 | 66.3559 | 15.8229
583 | 63.5851 | 14.6902 | 63.5851 | 14.6902
584 | 61.7341 | 12.1136 | 61.7341 | 12.1136
585 | 62.5921 | 10.8749 | 62.5921 | 10.8749
586 | 63.6226 | 6.3836 | 63.6226 | 6.3836
587 | 60.793 | 3.644 | 60.793 | 3.644
588 | 57.1905 | 3.5026 | 57.1905 | 3.5026
589 | 54.221 | 2.7593 | 54.221 | 2.7593
590 | 52.6069 | 3.3165 | 52.6069 | 3.3165
591 | 51.2318 | 4.7305 | 51.2318 | 4.7305
592 | 49.4029 | 8.1742 | 49.4029 | 8.1742
593 | 48.8447 | 19.7999 | 48.8447 | 19.7999
594 | 49.5346 | 21.1701 | 49.5346 | 21.1701
595 | 51.7948 | 21.2921 | 51.7948 | 21.2921
596 | 55.6294 | 19.6095 | 55.6294 | 19.6095
597 | 59.425 | 18.1507 | 59.425 | 18.1507
598 | 63.8535 | 14.9598 | 63.8535 | 14.9598
599 | 68.7825 | 13.4848 | 68.7825 | 13.4848
600 | 68.9768 | 12.0197 | 68.9768 | 12.0197
601 | 66.8235 | 10.4584 | 66.8235 | 10.4584
602 | 65.6001 | 11.1081 | 65.6001 | 11.1081
603 | 66.437 | 11.9625 | 66.437 | 11.9625
604 | 66.9232 | 14.7329 | 66.9232 | 14.7329
605 | 67.1789 | 16.86 | 67.1789 | 16.86
606 | 65.6521 | 15.8229 | 65.6521 | 15.8229
607 | 63.3444 | 14.6902 | 63.3444 | 14.6902
608 | 61.8821 | 12.1136 | 61.8821 | 12.1136
609 | 62.209 | 11.2129 | 62.209 | 11.2129
610 | 62.775 | 7.3415 | 62.775 | 7.3415
611 | 60.5349 | 4.9858 | 60.5349 | 4.9858
612 | 57.057 | 4.8096 | 57.057 | 4.8096
613 | 53.666 | 3.7612 | 53.666 | 3.7612
614 | 51.8476 | 3.9777 | 51.8476 | 3.9777
615 | 50.6542 | 5.0686 | 50.6542 | 5.0686
616 | 49.1881 | 8.2318 | 49.1881 | 8.2318
617 | 48.458 | 19.6086 | 48.458 | 19.6086
618 | 49.3263 | 20.7784 | 49.3263 | 20.7784
619 | 51.8339 | 20.7459 | 51.8339 | 20.7459
620 | 56.6198 | 18.9922 | 56.6198 | 18.9922
621 | 61.1672 | 17.9355 | 61.1672 | 17.9355
622 | 65.2869 | 14.9857 | 65.2869 | 14.9857
623 | 70.1546 | 14.0154 | 70.1546 | 14.0154
624 | 70.7064 | 12.9524 | 70.7064 | 12.9524
625 | 67.4998 | 11.5204 | 67.4998 | 11.5204
626 | 66.8753 | 11.7933 | 66.8753 | 11.7933
627 | 67.3406 | 12.2107 | 67.3406 | 12.2107
628 | 67.4244 | 14.9817 | 67.4244 | 14.9817
629 | 68.3551 | 17.1205 | 68.3551 | 17.1205
630 | 67.1482 | 16.1325 | 67.1482 | 16.1325
631 | 64.2357 | 15.1652 | 64.2357 | 15.1652
632 | 62.8936 | 12.866 | 62.8936 | 12.866
633 | 63.2482 | 11.9847 | 63.2482 | 11.9847
634 | 64.1751 | 8.0015 | 64.1751 | 8.0015
635 | 61.2583 | 5.7453 | 61.2583 | 5.7453
636 | 56.7916 | 5.6266 | 56.7916 | 5.6266
637 | 53.7099 | 4.6403 | 53.7099 | 4.6403
638 | 51.9079 | 4.8833 | 51.9079 | 4.8833
639 | 50.8652 | 6.0084 | 50.8652 | 6.0084
640 | 49.5477 | 9.2059 | 49.5477 | 9.2059
641 | 48.9573 | 20.6364 | 48.9573 | 20.6364
642 | 49.8342 | 21.8585 | 49.8342 | 21.8585
643 | 52.9445 | 21.855 | 52.9445 | 21.855
644 | 59.0417 | 20.0535 | 59.0417 | 20.0535
645 | 65.1772 | 18.5308 | 65.1772 | 18.5308
646 | 69.6445 | 15.3108 | 69.6445 | 15.3108
647 | 75.7603 | 14.0348 | 75.7603 | 14.0348
648 | 75.8117 | 12.69 | 75.8117 | 12.69
649 | 72.6923 | 10.9988 | 72.6923 | 10.9988
650 | 71.5617 | 11.5017 | 71.5617 | 11.5017
651 | 71.8675 | 12.232 | 71.8675 | 12.232
652 | 71.9187 | 14.9371 | 71.9187 | 14.9371
653 | 71.8168 | 17.0908 | 71.8168 | 17.0908
654 | 70.2905 | 16.1377 | 70.2905 | 16.1377
655 | 67.1819 | 15.1555 | 67.1819 | 15.1555
656 | 65.7116 | 12.826 | 65.7116 | 12.826
657 | 66.0619 | 11.9356 | 66.0619 | 11.9356
658 | 65.6443 | 7.8541 | 65.6443 | 7.8541
659 | 61.9309 | 5.2017 | 61.9309 | 5.2017
660 | 55.7799 | 4.8199 | 55.7799 | 4.8199
661 | 52.5392 | 3.6494 | 52.5392 | 3.6494
662 | 50.537 | 3.7942 | 50.537 | 3.7942
663 | 49.5986 | 4.8385 | 49.5986 | 4.8385
664 | 48.5786 | 7.9849 | 48.5786 | 7.9849
665 | 47.5967 | 19.3727 | 47.5967 | 19.3727
666 | 48.5058 | 20.5748 | 48.5058 | 20.5748
667 | 51.4521 | 20.5701 | 51.4521 | 20.5701
668 | 57.1206 | 18.8493 | 57.1206 | 18.8493
669 | 62.9783 | 17.5018 | 62.9783 | 17.5018
670 | 67.4469 | 14.4046 | 67.4469 | 14.4046
671 | 72.3844 | 13.0368 | 72.3844 | 13.0368
672 | 72.5297 | 11.6461 | 72.5297 | 11.6461
673 | 69.0886 | 10.366 | 69.0886 | 10.366
674 | 68.613 | 11.1081 | 68.613 | 11.1081
675 | 68.879 | 11.9625 | 68.879 | 11.9625
676 | 68.9409 | 14.7329 | 68.9409 | 14.7329
677 | 68.9476 | 16.86 | 68.9476 | 16.86
678 | 67.5379 | 15.8229 | 67.5379 | 15.8229
679 | 64.5349 | 14.6902 | 64.5349 | 14.6902
680 | 62.4085 | 12.1136 | 62.4085 | 12.1136
681 | 63.1032 | 10.8749 | 63.1032 | 10.8749
682 | 63.2975 | 6.3836 | 63.2975 | 6.3836
683 | 60.2572 | 3.4074 | 60.2572 | 3.4074
684 | 56.0944 | 3.2492 | 56.0944 | 3.2492
685 | 52.9505 | 2.2319 | 52.9505 | 2.2319
686 | 50.9046 | 2.4083 | 50.9046 | 2.4083
687 | 50.01 | 3.408 | 50.01 | 3.408
688 | 48.3675 | 6.6197 | 48.3675 | 6.6197
689 | 47.4488 | 18.109 | 47.4488 | 18.109
690 | 48.9428 | 19.4016 | 48.9428 | 19.4016
691 | 51.8295 | 19.5391 | 51.8295 | 19.5391
692 | 57.2181 | 17.9192 | 57.2181 | 17.9192
693 | 62.4547 | 16.6835 | 62.4547 | 16.6835
694 | 66.0346 | 13.625 | 66.0346 | 13.625
695 | 70.8505 | 12.5669 | 70.8505 | 12.5669
696 | 71.1901 | 11.6461 | 71.1901 | 11.6461
697 | 67.9145 | 10.366 | 67.9145 | 10.366
698 | 67.1458 | 11.1081 | 67.1458 | 11.1081
699 | 67.6263 | 11.9625 | 67.6263 | 11.9625
700 | 67.268 | 14.7329 | 67.268 | 14.7329
701 | 67.2554 | 16.86 | 67.2554 | 16.86
702 | 66.3952 | 15.8229 | 66.3952 | 15.8229
703 | 63.1807 | 14.6902 | 63.1807 | 14.6902
704 | 60.9218 | 12.1136 | 60.9218 | 12.1136
705 | 61.762 | 10.8749 | 61.762 | 10.8749
706 | 62.2332 | 6.3836 | 62.2332 | 6.3836
707 | 59.329 | 3.7577 | 59.329 | 3.7577
708 | 56.8353 | 10.3526 | 56.8353 | 10.3526
709 | 53.5771 | 12.2126 | 53.5771 | 12.2126
710 | 51.7018 | 14.3465 | 51.7018 | 14.3465
711 | 50.4089 | 16.4975 | 50.4089 | 16.4975
712 | 49.3268 | 21.1262 | 49.3268 | 21.1262
713 | 48.4031 | 32.4325 | 48.4031 | 32.4325
714 | 49.7314 | 34.7505 | 49.7314 | 34.7505
715 | 52.4542 | 35.382 | 52.4542 | 35.382
716 | 57.7095 | 33.3933 | 57.7095 | 33.3933
717 | 62.4688 | 28.8586 | 62.4688 | 28.8586
718 | 66.948 | 22.897 | 66.948 | 22.897
719 | 71.3106 | 16.2178 | 71.3106 | 16.2178
720 | 72.5263 | 10.6523 | 72.5263 | 10.6523
721 | 69.2888 | 9.6568 | 69.2888 | 9.6568
722 | 68.9815 | 10.4135 | 68.9815 | 10.4135
723 | 69.0844 | 11.6096 | 69.0844 | 11.6096
724 | 69.0933 | 14.0021 | 69.0933 | 14.0021
725 | 70.1784 | 15.9886 | 70.1784 | 15.9886
726 | 69.3624 | 15.0497 | 69.3624 | 15.0497
727 | 65.2496 | 13.8528 | 65.2496 | 13.8528
728 | 62.6813 | 11.8343 | 62.6813 | 11.8343
729 | 63.767 | 10.1765 | 63.767 | 10.1765
730 | 63.8656 | 6.2179 | 63.8656 | 6.2179
731 | 60.6798 | 3.8456 | 60.6798 | 3.8456
732 | 56.8944 | 4.8607 | 56.8944 | 4.8607
733 | 53.3992 | 5.0235 | 53.3992 | 5.0235
734 | 51.5604 | 6.0161 | 51.5604 | 6.0161
735 | 51.0528 | 7.6186 | 51.0528 | 7.6186
736 | 49.5532 | 11.81 | 49.5532 | 11.81
737 | 48.7806 | 22.9384 | 48.7806 | 22.9384
738 | 49.3221 | 25.0342 | 49.3221 | 25.0342
739 | 51.3921 | 26.5698 | 51.3921 | 26.5698
740 | 55.7433 | 26.7378 | 55.7433 | 26.7378
741 | 60.9316 | 21.0692 | 60.9316 | 21.0692
742 | 65.7967 | 15.2336 | 65.7967 | 15.2336
743 | 70.0909 | 12.06 | 70.0909 | 12.06
744 | 71.749 | 10.6523 | 71.749 | 10.6523
745 | 68.363 | 9.6568 | 68.363 | 9.6568
746 | 67.5781 | 10.4135 | 67.5781 | 10.4135
747 | 67.3133 | 11.6096 | 67.3133 | 11.6096
748 | 67.5146 | 14.0021 | 67.5146 | 14.0021
749 | 68.5089 | 15.9886 | 68.5089 | 15.9886
750 | 66.884 | 15.0497 | 66.884 | 15.0497
751 | 64.1272 | 13.8528 | 64.1272 | 13.8528
752 | 63.0092 | 11.8343 | 63.0092 | 11.8343
753 | 63.7208 | 10.1765 | 63.7208 | 10.1765
754 | 63.2835 | 6.2179 | 63.2835 | 6.2179
755 | 60.2617 | 9.4931 | 60.2617 | 9.4931
756 | 56.5675 | 11.405 | 56.5675 | 11.405
757 | 53.4205 | 13.3095 | 53.4205 | 13.3095
758 | 51.3557 | 16.0734 | 51.3557 | 16.0734
759 | 50.7426 | 18.6838 | 50.7426 | 18.6838
760 | 49.8325 | 24.3872 | 49.8325 | 24.3872
761 | 48.5649 | 36.9312 | 48.5649 | 36.9312
762 | 49.1444 | 40.2647 | 49.1444 | 40.2647
763 | 51.4403 | 42.0004 | 51.4403 | 42.0004
764 | 55.5807 | 41.1531 | 55.5807 | 41.1531
765 | 59.638 | 33.6538 | 59.638 | 33.6538
766 | 63.5876 | 25.832 | 63.5876 | 25.832
767 | 68.3077 | 16.0844 | 68.3077 | 16.0844
768 | 69.2998 | 10.6523 | 69.2998 | 10.6523
769 | 67.2532 | 9.6568 | 67.2532 | 9.6568
770 | 66.0585 | 10.4135 | 66.0585 | 10.4135
771 | 65.9766 | 11.6096 | 65.9766 | 11.6096
772 | 66.2908 | 14.0021 | 66.2908 | 14.0021
773 | 67.5745 | 15.9886 | 67.5745 | 15.9886
774 | 66.7957 | 15.0497 | 66.7957 | 15.0497
775 | 64.3654 | 13.8528 | 64.3654 | 13.8528
776 | 63.3493 | 11.8343 | 63.3493 | 11.8343
777 | 64.807 | 10.1765 | 64.807 | 10.1765
778 | 63.9818 | 6.2179 | 63.9818 | 6.2179
779 | 60.5718 | 5.5503 | 60.5718 | 5.5503
780 | 56.6462 | 9.0111 | 56.6462 | 9.0111
781 | 53.6277 | 11.2565 | 53.6277 | 11.2565
782 | 51.8422 | 13.724 | 51.8422 | 13.724
783 | 51.0935 | 15.5933 | 51.0935 | 15.5933
784 | 49.8433 | 20.1849 | 49.8433 | 20.1849
785 | 48.9278 | 30.298 | 48.9278 | 30.298
786 | 49.4104 | 31.0004 | 49.4104 | 31.0004
787 | 51.6974 | 30.7795 | 51.6974 | 30.7795
788 | 56.6961 | 30.4509 | 56.6961 | 30.4509
789 | 61.3781 | 25.19 | 61.3781 | 25.19
790 | 65.1573 | 19.5174 | 65.1573 | 19.5174
791 | 70.097 | 15.0987 | 70.097 | 15.0987
792 | 71.6526 | 10.6523 | 71.6526 | 10.6523
793 | 68.1821 | 9.6568 | 68.1821 | 9.6568
794 | 67.7599 | 10.4135 | 67.7599 | 10.4135
795 | 67.8675 | 11.6096 | 67.8675 | 11.6096
796 | 68.0482 | 14.0021 | 68.0482 | 14.0021
797 | 69.2591 | 15.9886 | 69.2591 | 15.9886
798 | 67.9444 | 15.0497 | 67.9444 | 15.0497
799 | 64.7604 | 13.8528 | 64.7604 | 13.8528
800 | 63.4092 | 11.8343 | 63.4092 | 11.8343
801 | 64.6565 | 10.1765 | 64.6565 | 10.1765
802 | 63.791 | 8.0856 | 63.791 | 8.0856
803 | 60.5895 | 7.166 | 60.5895 | 7.166
804 | 56.2158 | 7.4547 | 56.2158 | 7.4547
805 | 53.4263 | 6.5577 | 53.4263 | 6.5577
806 | 51.5866 | 6.52 | 51.5866 | 6.52
807 | 50.8518 | 7.4333 | 50.8518 | 7.4333
808 | 49.9553 | 11.7359 | 49.9553 | 11.7359
809 | 49.272 | 22.7013 | 49.272 | 22.7013
810 | 49.803 | 26.0792 | 49.803 | 26.0792
811 | 52.9905 | 28.6598 | 52.9905 | 28.6598
812 | 59.2286 | 29.6283 | 59.2286 | 29.6283
813 | 64.4152 | 27.3986 | 64.4152 | 27.3986
814 | 69.1999 | 22.9119 | 69.1999 | 22.9119
815 | 74.5812 | 17.7075 | 74.5812 | 17.7075
816 | 75.2707 | 10.6523 | 75.2707 | 10.6523
817 | 70.8699 | 9.6568 | 70.8699 | 9.6568
818 | 70.0362 | 10.4135 | 70.0362 | 10.4135
819 | 70.9067 | 11.6096 | 70.9067 | 11.6096
820 | 70.9597 | 14.0021 | 70.9597 | 14.0021
821 | 71.2348 | 15.9886 | 71.2348 | 15.9886
822 | 70.4129 | 15.0497 | 70.4129 | 15.0497
823 | 65.5717 | 13.8528 | 65.5717 | 13.8528
824 | 64.1713 | 12.4346 | 64.1713 | 12.4346
825 | 65.9398 | 12.9335 | 65.9398 | 12.9335
826 | 64.8158 | 13.4811 | 64.8158 | 13.4811
827 | 61.2509 | 15.8447 | 61.2509 | 15.8447
828 | 56.3262 | 17.5861 | 56.3262 | 17.5861
829 | 53.3628 | 18.8755 | 53.3628 | 18.8755
830 | 51.7789 | 21.632 | 51.7789 | 21.632
831 | 51.0593 | 24.8576 | 51.0593 | 24.8576
832 | 50.2165 | 30.7758 | 50.2165 | 30.7758
833 | 49.2969 | 43.1716 | 49.2969 | 43.1716
834 | 50.0631 | 46.4013 | 50.0631 | 46.4013
835 | 53.1461 | 48.0555 | 53.1461 | 48.0555
836 | 59.5062 | 48.2013 | 59.5062 | 48.2013
837 | 65.1969 | 43.7186 | 65.1969 | 43.7186
838 | 69.7779 | 36.3562 | 69.7779 | 36.3562
839 | 73.9921 | 28.3504 | 73.9921 | 28.3504
840 | 74.3573 | 18.9754 | 74.3573 | 18.9754
841 | 70.6029 | 12.1248 | 70.6029 | 12.1248
842 | 69.8257 | 10.4135 | 69.8257 | 10.4135
843 | 70.1203 | 11.6096 | 70.1203 | 11.6096
844 | 69.814 | 14.0021 | 69.814 | 14.0021
845 | 70.1043 | 15.9886 | 70.1043 | 15.9886
846 | 69.1422 | 15.0497 | 69.1422 | 15.0497
847 | 66.0423 | 13.8528 | 66.0423 | 13.8528
848 | 63.6999 | 11.8343 | 63.6999 | 11.8343
849 | 65.5585 | 10.1765 | 65.5585 | 10.1765
850 | 64.9618 | 8.9972 | 64.9618 | 8.9972
851 | 61.1633 | 13.184 | 61.1633 | 13.184
852 | 56.6567 | 16.5041 | 56.6567 | 16.5041
853 | 53.5179 | 18.7643 | 53.5179 | 18.7643
854 | 51.6207 | 21.5578 | 51.6207 | 21.5578
855 | 50.9326 | 24.1831 | 50.9326 | 24.1831
856 | 50.0063 | 29.427 | 50.0063 | 29.427
857 | 49.312 | 42.638 | 49.312 | 42.638
858 | 50.0733 | 46.9794 | 50.0733 | 46.9794
859 | 52.9634 | 48.9301 | 52.9634 | 48.9301
860 | 59.427 | 48.2384 | 59.427 | 48.2384
861 | 63.3357 | 39.494 | 63.3357 | 39.494
862 | 67.9773 | 30.1009 | 67.9773 | 30.1009
863 | 71.8044 | 20.9093 | 71.8044 | 20.9093
864 | 72.6808 | 12.0308 | 72.6808 | 12.0308
865 | 70.0775 | 9.6568 | 70.0775 | 9.6568
866 | 68.4166 | 10.4135 | 68.4166 | 10.4135
867 | 68.7809 | 11.6096 | 68.7809 | 11.6096
868 | 68.9357 | 14.0021 | 68.9357 | 14.0021
869 | 68.9585 | 15.9886 | 68.9585 | 15.9886
870 | 68.275 | 15.0497 | 68.275 | 15.0497
871 | 64.7975 | 13.8528 | 64.7975 | 13.8528
872 | 63.3599 | 11.8343 | 63.3599 | 11.8343
873 | 64.5749 | 10.1765 | 64.5749 | 10.1765
874 | 64.2632 | 11.4207 | 64.2632 | 11.4207
875 | 60.5051 | 14.3995 | 60.5051 | 14.3995
876 | 56.2145 | 16.8895 | 56.2145 | 16.8895
877 | 53.1977 | 18.9422 | 53.1977 | 18.9422
878 | 51.3598 | 21.7728 | 51.3598 | 21.7728
879 | 50.5075 | 24.8205 | 50.5075 | 24.8205
880 | 49.6166 | 30.0718 | 49.6166 | 30.0718
881 | 48.2813 | 40.422 | 48.2813 | 40.422
882 | 49.0565 | 42.3399 | 49.0565 | 42.3399
883 | 52.0144 | 42.4895 | 52.0144 | 42.4895
884 | 57.603 | 39.8783 | 57.603 | 39.8783
885 | 62.4029 | 32.0974 | 62.4029 | 32.0974
886 | 66.9965 | 22.0151 | 66.9965 | 22.0151
887 | 71.2667 | 12.4751 | 71.2667 | 12.4751
888 | 72.6388 | 10.6523 | 72.6388 | 10.6523
889 | 68.5963 | 9.6568 | 68.5963 | 9.6568
890 | 68.2548 | 10.4135 | 68.2548 | 10.4135
891 | 67.9272 | 11.6096 | 67.9272 | 11.6096
892 | 68.5285 | 14.0021 | 68.5285 | 14.0021
893 | 68.8112 | 15.9886 | 68.8112 | 15.9886
894 | 68.0348 | 15.0497 | 68.0348 | 15.0497
895 | 64.9004 | 13.8528 | 64.9004 | 13.8528
896 | 63.5407 | 12.0863 | 63.5407 | 12.0863
897 | 65.1554 | 14.6233 | 65.1554 | 14.6233
898 | 63.964 | 16.7051 | 63.964 | 16.7051
899 | 60.384 | 19.3355 | 60.384 | 19.3355
900 | 56.3254 | 21.8699 | 56.3254 | 21.8699
901 | 53.4902 | 23.7151 | 53.4902 | 23.7151
902 | 51.6843 | 26.19 | 51.6843 | 26.19
903 | 50.9588 | 28.2891 | 50.9588 | 28.2891
904 | 49.871 | 32.5398 | 49.871 | 32.5398
905 | 48.676 | 43.1123 | 48.676 | 43.1123
906 | 49.4153 | 44.5188 | 49.4153 | 44.5188
907 | 51.7786 | 45.0465 | 51.7786 | 45.0465
908 | 56.3426 | 43.873 | 56.3426 | 43.873
909 | 60.1312 | 41.925 | 60.1312 | 41.925
910 | 64.7241 | 38.7575 | 64.7241 | 38.7575
911 | 68.508 | 37.0143 | 68.508 | 37.0143
912 | 69.769 | 34.3022 | 69.769 | 34.3022
913 | 67.4661 | 31.9059 | 67.4661 | 31.9059
914 | 66.9255 | 31.6843 | 66.9255 | 31.6843
915 | 67.0331 | 32.3986 | 67.0331 | 32.3986
916 | 67.8271 | 34.6726 | 67.8271 | 34.6726
917 | 67.7651 | 36.0217 | 67.7651 | 36.0217
918 | 67.0366 | 34.0081 | 67.0366 | 34.0081
919 | 64.4758 | 31.6625 | 64.4758 | 31.6625
920 | 62.8298 | 29.1326 | 62.8298 | 29.1326
921 | 64.3406 | 27.0004 | 64.3406 | 27.0004
922 | 63.747 | 23.116 | 63.747 | 23.116
923 | 60.2602 | 19.795 | 60.2602 | 19.795
924 | 56.1208 | 19.0314 | 56.1208 | 19.0314
925 | 53.5156 | 18.1862 | 53.5156 | 18.1862
926 | 51.3767 | 18.6451 | 51.3767 | 18.6451
927 | 50.598 | 19.5139 | 50.598 | 19.5139
928 | 49.9202 | 22.2453 | 49.9202 | 22.2453
929 | 48.5648 | 31.632 | 48.5648 | 31.632
930 | 48.7921 | 32.2529 | 48.7921 | 32.2529
931 | 51.254 | 32.1061 | 51.254 | 32.1061
932 | 54.9406 | 29.9099 | 54.9406 | 29.9099
933 | 59.5417 | 25.7532 | 59.5417 | 25.7532
934 | 63.528 | 21.0145 | 63.528 | 21.0145
935 | 67.7093 | 17.4333 | 67.7093 | 17.4333
936 | 68.8943 | 10.6523 | 68.8943 | 10.6523
937 | 66.7607 | 9.6568 | 66.7607 | 9.6568
938 | 66.3787 | 10.4135 | 66.3787 | 10.4135
939 | 66.0624 | 11.6096 | 66.0624 | 11.6096
940 | 66.7917 | 14.0021 | 66.7917 | 14.0021
941 | 67.5585 | 15.9886 | 67.5585 | 15.9886
942 | 66.7882 | 15.0497 | 66.7882 | 15.0497
943 | 64.0518 | 13.8528 | 64.0518 | 13.8528
944 | 63.4235 | 11.8343 | 63.4235 | 11.8343
945 | 65.0195 | 10.1765 | 65.0195 | 10.1765
946 | 63.882 | 8.6118 | 63.882 | 8.6118
947 | 60.0553 | 10.8272 | 60.0553 | 10.8272
948 | 56.1661 | 11.946 | 56.1661 | 11.946
949 | 53.2576 | 11.1454 | 53.2576 | 11.1454
950 | 51.857 | 11.8785 | 51.857 | 11.8785
951 | 50.9983 | 13.2142 | 50.9983 | 13.2142
952 | 50.3171 | 17.7169 | 50.3171 | 17.7169
953 | 49.4936 | 29.7792 | 49.4936 | 29.7792
954 | 49.7116 | 32.9422 | 49.7116 | 32.9422
955 | 52.2241 | 34.6186 | 52.2241 | 34.6186
956 | 56.8422 | 33.2895 | 56.8422 | 33.2895
957 | 61.9186 | 27.569 | 61.9186 | 27.569
958 | 66.0423 | 21.0738 | 66.0423 | 21.0738
959 | 70.4953 | 17.7446 | 70.4953 | 17.7446
960 | 71.2254 | 13.5576 | 71.2254 | 13.5576
961 | 68.7152 | 9.6568 | 68.7152 | 9.6568
962 | 68.1968 | 10.4135 | 68.1968 | 10.4135
963 | 68.4872 | 11.6096 | 68.4872 | 11.6096
964 | 69.3679 | 14.0021 | 69.3679 | 14.0021
965 | 70.123 | 15.9886 | 70.123 | 15.9886
966 | 68.7643 | 15.0497 | 68.7643 | 15.0497
967 | 65.5857 | 13.8528 | 65.5857 | 13.8528
968 | 64.4742 | 11.8343 | 64.4742 | 11.8343
969 | 65.5551 | 11.9997 | 65.5551 | 11.9997
970 | 64.8128 | 12.021 | 64.8128 | 12.021
971 | 60.9148 | 12.5689 | 60.9148 | 12.5689
972 | 56.4566 | 13.6729 | 56.4566 | 13.6729
973 | 53.4501 | 14.2656 | 53.4501 | 14.2656
974 | 51.5408 | 15.9844 | 51.5408 | 15.9844
975 | 50.6385 | 17.7352 | 50.6385 | 17.7352
976 | 50.2397 | 22.1045 | 50.2397 | 22.1045
977 | 49.1568 | 33.2329 | 49.1568 | 33.2329
978 | 49.7837 | 36.2773 | 49.7837 | 36.2773
979 | 52.8479 | 37.9908 | 52.8479 | 37.9908
980 | 59.3016 | 37.6771 | 59.3016 | 37.6771
981 | 64.51 | 32.1715 | 64.51 | 32.1715
982 | 68.8555 | 25.2761 | 68.8555 | 25.2761
983 | 73.348 | 20.4868 | 73.348 | 20.4868
984 | 74.8552 | 15.1733 | 74.8552 | 15.1733
985 | 70.6721 | 10.272 | 70.6721 | 10.272
986 | 69.6941 | 10.4135 | 69.6941 | 10.4135
987 | 70.3938 | 11.6096 | 70.3938 | 11.6096
988 | 70.0146 | 14.0021 | 70.0146 | 14.0021
989 | 70.3597 | 15.9886 | 70.3597 | 15.9886
990 | 69.2605 | 15.0497 | 69.2605 | 15.0497
991 | 65.4447 | 13.8528 | 65.4447 | 13.8528
992 | 63.7554 | 12.2123 | 63.7554 | 12.2123
993 | 66.2205 | 12.4444 | 66.2205 | 12.4444
994 | 65.0402 | 11.0576 | 65.0402 | 11.0576
995 | 60.7482 | 10.4715 | 60.7482 | 10.4715
996 | 56.3186 | 11.5458 | 56.3186 | 11.5458
997 | 53.3022 | 12.1014 | 53.3022 | 12.1014
998 | 51.3044 | 15.0432 | 51.3044 | 15.0432
999 | 50.4873 | 17.12 | 50.4873 | 17.12
1000 | 50.192 | 21.0002 | 50.192 | 21.0002
1001 | 49.3326 | 29.9126 | 49.3326 | 29.9126
1002 | 50.0762 | 30.1332 | 50.0762 | 30.1332
1003 | 53.6363 | 30.2459 | 53.6363 | 30.2459
1004 | 59.7703 | 29.1984 | 59.7703 | 29.1984
1005 | 65.0991 | 26.9835 | 65.0991 | 26.9835
1006 | 68.6349 | 21.0738 | 68.6349 | 21.0738
1007 | 73.1995 | 16.5143 | 73.1995 | 16.5143
1008 | 74.4746 | 10.9043 | 74.4746 | 10.9043
1009 | 70.7984 | 9.6568 | 70.7984 | 9.6568
1010 | 70.4694 | 10.4135 | 70.4694 | 10.4135
1011 | 70.5955 | 11.6096 | 70.5955 | 11.6096
1012 | 71.4731 | 14.0021 | 71.4731 | 14.0021
1013 | 71.6411 | 15.9886 | 71.6411 | 15.9886
1014 | 70.6939 | 15.0497 | 70.6939 | 15.0497
1015 | 67.4215 | 13.8528 | 67.4215 | 13.8528
1016 | 66.323 | 11.8343 | 66.323 | 11.8343
1017 | 67.1721 | 12.4518 | 67.1721 | 12.4518
1018 | 65.0773 | 10.5313 | 65.0773 | 10.5313
1019 | 60.9384 | 7.5588 | 60.9384 | 7.5588
1020 | 56.7953 | 9.0704 | 56.7953 | 9.0704
1021 | 53.838 | 11.6123 | 53.838 | 11.6123
1022 | 51.9573 | 17.0443 | 51.9573 | 17.0443
1023 | 50.9064 | 22.4563 | 50.9064 | 22.4563
1024 | 50.6432 | 29.9902 | 50.6432 | 29.9902
1025 | 50.7044 | 42.8159 | 50.7044 | 42.8159
1026 | 50.9545 | 45.5342 | 50.9545 | 45.5342
1027 | 53.7103 | 46.047 | 53.7103 | 46.047
1028 | 59.6087 | 44.2807 | 59.6087 | 44.2807
1029 | 65.4019 | 36.6703 | 65.4019 | 36.6703
1030 | 70.791 | 27.166 | 70.791 | 27.166
1031 | 75.8184 | 20.9612 | 75.8184 | 20.9612
1032 | 75.9718 | 14.1505 | 75.9718 | 14.1505
1033 | 72.5364 | 9.6568 | 72.5364 | 9.6568
1034 | 71.9238 | 10.4135 | 71.9238 | 10.4135
1035 | 72.347 | 11.6096 | 72.347 | 11.6096
1036 | 71.9547 | 14.0021 | 71.9547 | 14.0021
1037 | 71.8795 | 15.9886 | 71.8795 | 15.9886
1038 | 70.5048 | 15.0497 | 70.5048 | 15.0497
1039 | 66.6755 | 13.8528 | 66.6755 | 13.8528
1040 | 65.1479 | 11.8343 | 65.1479 | 11.8343
1041 | 66.8597 | 10.1765 | 66.8597 | 10.1765
1042 | 65.0047 | 9.8421 | 65.0047 | 9.8421
1043 | 60.8652 | 14.0808 | 60.8652 | 14.0808
1044 | 56.9523 | 17.2452 | 56.9523 | 17.2452
1045 | 53.7727 | 20.1651 | 53.7727 | 20.1651
1046 | 52.1098 | 24.5298 | 52.1098 | 24.5298
1047 | 51.0773 | 28.9338 | 51.0773 | 28.9338
1048 | 50.6477 | 36.1788 | 50.6477 | 36.1788
1049 | 49.8238 | 49.7826 | 49.8238 | 49.7826
1050 | 50.186 | 54.3686 | 50.186 | 54.3686
1051 | 53.0677 | 56.8084 | 53.0677 | 56.8084
1052 | 58.3632 | 56.68 | 58.3632 | 56.68
1053 | 63.8131 | 50.8187 | 63.8131 | 50.8187
1054 | 68.2035 | 41.9741 | 68.2035 | 41.9741
1055 | 72.0922 | 29.4398 | 72.0922 | 29.4398
1056 | 73.1906 | 19.4867 | 73.1906 | 19.4867
1057 | 70.2169 | 12.0581 | 70.2169 | 12.0581
1058 | 69.0231 | 10.4135 | 69.0231 | 10.4135
1059 | 69.2141 | 11.6096 | 69.2141 | 11.6096
1060 | 69.6904 | 14.0021 | 69.6904 | 14.0021
1061 | 69.8205 | 15.9886 | 69.8205 | 15.9886
1062 | 69.1762 | 15.0497 | 69.1762 | 15.0497
1063 | 66.5104 | 13.8528 | 66.5104 | 13.8528
1064 | 65.2822 | 11.8343 | 65.2822 | 11.8343
1065 | 66.6534 | 10.1765 | 66.6534 | 10.1765
1066 | 65.8424 | 6.2179 | 65.8424 | 6.2179
1067 | 61.0604 | 8.5297 | 61.0604 | 8.5297
1068 | 57.4174 | 11.5755 | 57.4174 | 11.5755
1069 | 54.3801 | 14.1396 | 54.3801 | 14.1396
1070 | 52.3347 | 17.8077 | 52.3347 | 17.8077
1071 | 51.3103 | 21.6188 | 51.3103 | 21.6188
1072 | 50.8333 | 28.3819 | 50.8333 | 28.3819
1073 | 49.9039 | 41.5115 | 49.9039 | 41.5115
1074 | 50.0762 | 44.9783 | 50.0762 | 44.9783
1075 | 52.577 | 46.4991 | 52.577 | 46.4991
1076 | 57.2771 | 45.8741 | 57.2771 | 45.8741
1077 | 62.0258 | 39.3384 | 62.0258 | 39.3384
1078 | 66.2738 | 29.4117 | 66.2738 | 29.4117
1079 | 70.0356 | 18.9675 | 70.0356 | 18.9675
1080 | 71.0791 | 10.6523 | 71.0791 | 10.6523
1081 | 68.7377 | 9.6568 | 68.7377 | 9.6568
1082 | 68.1312 | 10.4135 | 68.1312 | 10.4135
1083 | 67.7013 | 11.6096 | 67.7013 | 11.6096
1084 | 68.6577 | 14.0021 | 68.6577 | 14.0021
1085 | 69.3793 | 15.9886 | 69.3793 | 15.9886
1086 | 67.9921 | 15.0497 | 67.9921 | 15.0497
1087 | 66.0281 | 13.8528 | 66.0281 | 13.8528
1088 | 65.5365 | 12.2864 | 65.5365 | 12.2864
1089 | 66.7544 | 14.0749 | 66.7544 | 14.0749
1090 | 64.3593 | 16.5198 | 64.3593 | 16.5198
1091 | 60.1542 | 18.6907 | 60.1542 | 18.6907
1092 | 56.4276 | 20.5062 | 56.4276 | 20.5062
1093 | 53.4034 | 21.7733 | 53.4034 | 21.7733
1094 | 51.8073 | 22.8845 | 51.8073 | 22.8845
1095 | 50.9922 | 23.3308 | 50.9922 | 23.3308
1096 | 50.8354 | 26.833 | 50.8354 | 26.833
1097 | 50.3617 | 37.6205 | 50.3617 | 37.6205
1098 | 50.2574 | 39.6866 | 50.2574 | 39.6866
1099 | 52.7967 | 40.0808 | 52.7967 | 40.0808
1100 | 57.7754 | 39.063 | 57.7754 | 39.063
1101 | 62.0188 | 34.4246 | 62.0188 | 34.4246
1102 | 66.6868 | 28.2926 | 66.6868 | 28.2926
1103 | 71.4733 | 21.8802 | 71.4733 | 21.8802
1104 | 72.7136 | 16.7445 | 72.7136 | 16.7445
1105 | 69.972 | 11.191 | 69.972 | 11.191
1106 | 69.058 | 10.4135 | 69.058 | 10.4135
1107 | 69.2325 | 11.6096 | 69.2325 | 11.6096
1108 | 70.4711 | 14.0021 | 70.4711 | 14.0021
1109 | 71.6805 | 15.9886 | 71.6805 | 15.9886
1110 | 70.151 | 15.0497 | 70.151 | 15.0497
1111 | 67.8076 | 13.8528 | 67.8076 | 13.8528
1112 | 67.3276 | 11.8343 | 67.3276 | 11.8343
1113 | 67.8277 | 12.7927 | 67.8277 | 12.7927
1114 | 65.2382 | 14.6892 | 65.2382 | 14.6892
1115 | 61.322 | 16.8008 | 61.322 | 16.8008
1116 | 57.3263 | 18.8238 | 57.3263 | 18.8238
1117 | 54.0115 | 20.2466 | 54.0115 | 20.2466
1118 | 52.2643 | 22.1656 | 52.2643 | 22.1656
1119 | 51.6438 | 23.8867 | 51.6438 | 23.8867
1120 | 51.3518 | 28.2115 | 51.3518 | 28.2115
1121 | 50.8793 | 38.747 | 50.8793 | 38.747
1122 | 51.2081 | 40.2572 | 51.2081 | 40.2572
1123 | 54.2246 | 40.4662 | 54.2246 | 40.4662
1124 | 59.67 | 38.3219 | 59.67 | 38.3219
1125 | 64.8029 | 32.0381 | 64.8029 | 32.0381
1126 | 68.9577 | 23.8531 | 68.9577 | 23.8531
1127 | 74.2355 | 20.0273 | 74.2355 | 20.0273
1128 | 74.122 | 16.1961 | 74.122 | 16.1961
1129 | 70.9517 | 13.8739 | 70.9517 | 13.8739
1130 | 70.058 | 13.4225 | 70.058 | 13.4225
1131 | 70.3336 | 13.329 | 70.3336 | 13.329
1132 | 70.3074 | 14.0021 | 70.3074 | 14.0021
1133 | 72.0804 | 15.9886 | 72.0804 | 15.9886
1134 | 70.7757 | 15.0497 | 70.7757 | 15.0497
1135 | 67.6469 | 13.8528 | 67.6469 | 13.8528
1136 | 67.1704 | 13.2276 | 67.1704 | 13.2276
1137 | 68.2314 | 16.1723 | 68.2314 | 16.1723
1138 | 65.4396 | 15.7045 | 65.4396 | 15.7045
1139 | 60.7487 | 13.6584 | 60.7487 | 13.6584
1140 | 56.8108 | 13.1689 | 56.8108 | 13.1689
1141 | 53.7875 | 12.3015 | 53.7875 | 12.3015
1142 | 52.038 | 12.8198 | 52.038 | 12.8198
1143 | 51.0826 | 14.2296 | 51.0826 | 14.2296
1144 | 51.1492 | 18.9398 | 51.1492 | 18.9398
1145 | 50.5943 | 30.6018 | 50.5943 | 30.6018
1146 | 51.1027 | 33.2757 | 51.1027 | 33.2757
1147 | 55.2859 | 34.2184 | 55.2859 | 34.2184
1148 | 61.7597 | 33.2599 | 61.7597 | 33.2599
1149 | 67.3041 | 27.4875 | 67.3041 | 27.4875
1150 | 71.4412 | 19.0653 | 71.4412 | 19.0653
1151 | 76.4591 | 13.5201 | 76.4591 | 13.5201
1152 | 76.9584 | 10.6523 | 76.9584 | 10.6523
1153 | 72.2731 | 9.6568 | 72.2731 | 9.6568
1154 | 71.2723 | 10.4135 | 71.2723 | 10.4135
1155 | 71.924 | 11.6096 | 71.924 | 11.6096
1156 | 71.5326 | 14.0021 | 71.5326 | 14.0021
1157 | 72.6262 | 15.9886 | 72.6262 | 15.9886
1158 | 72.2364 | 15.0497 | 72.2364 | 15.0497
1159 | 68.4165 | 13.8528 | 68.4165 | 13.8528
1160 | 67.3594 | 11.8343 | 67.3594 | 11.8343
1161 | 69.1185 | 10.1765 | 69.1185 | 10.1765
1162 | 66.2077 | 8.8638 | 66.2077 | 8.8638
1163 | 61.575 | 9.9675 | 61.575 | 9.9675
1164 | 57.3883 | 10.3748 | 57.3883 | 10.3748
1165 | 54.1723 | 10.1522 | 54.1723 | 10.1522
1166 | 52.3054 | 10.5963 | 52.3054 | 10.5963
1167 | 51.6101 | 10.8648 | 51.6101 | 10.8648
1168 | 51.5585 | 13.8037 | 51.5585 | 13.8037
1169 | 50.9757 | 23.2868 | 50.9757 | 23.2868
1170 | 51.1063 | 23.2554 | 51.1063 | 23.2554
1171 | 55.5205 | 20.9816 | 55.5205 | 20.9816
1172 | 62.6743 | 17.14 | 62.6743 | 17.14
1173 | 67.4589 | 14.9029 | 67.4589 | 14.9029
1174 | 71.666 | 12.7137 | 71.666 | 12.7137
1175 | 78.0888 | 12.06 | 78.0888 | 12.06
1176 | 77.9749 | 10.6523 | 77.9749 | 10.6523
1177 | 73.1872 | 9.6568 | 73.1872 | 9.6568
1178 | 71.8834 | 10.4135 | 71.8834 | 10.4135
1179 | 72.69 | 11.6096 | 72.69 | 11.6096
1180 | 72.9046 | 14.0021 | 72.9046 | 14.0021
1181 | 74.6056 | 15.9886 | 74.6056 | 15.9886
1182 | 73.96 | 15.0497 | 73.96 | 15.0497
1183 | 70.6011 | 13.8528 | 70.6011 | 13.8528
1184 | 70.1892 | 11.8343 | 70.1892 | 11.8343
1185 | 69.7647 | 10.1765 | 69.7647 | 10.1765
1186 | 66.567 | 6.2179 | 66.567 | 6.2179
1187 | 62.1448 | 4.7572 | 62.1448 | 4.7572
1188 | 57.5839 | 9.4113 | 57.5839 | 9.4113
1189 | 54.8741 | 12.9908 | 54.8741 | 12.9908
1190 | 53.0774 | 16.4143 | 53.0774 | 16.4143
1191 | 51.9348 | 18.7283 | 51.9348 | 18.7283
1192 | 51.8534 | 22.3046 | 51.8534 | 22.3046
1193 | 52.1797 | 32.64 | 52.1797 | 32.64
1194 | 52.2052 | 34.8543 | 52.2052 | 34.8543
1195 | 56.7175 | 34.9225 | 56.7175 | 34.9225
1196 | 63.6778 | 33.1339 | 63.6778 | 33.1339
1197 | 68.9036 | 27.6283 | 68.9036 | 27.6283
1198 | 72.9653 | 18.2056 | 72.9653 | 18.2056
1199 | 78.3229 | 12.06 | 78.3229 | 12.06
1200 | 78.2896 | 10.6523 | 78.2896 | 10.6523
1201 | 73.3943 | 9.6568 | 73.3943 | 9.6568
1202 | 72.5443 | 10.4135 | 72.5443 | 10.4135
1203 | 73.5968 | 11.6096 | 73.5968 | 11.6096
1204 | 73.7126 | 14.0021 | 73.7126 | 14.0021
1205 | 74.934 | 15.9886 | 74.934 | 15.9886
1206 | 73.6272 | 15.0497 | 73.6272 | 15.0497
1207 | 69.9693 | 13.8528 | 69.9693 | 13.8528
1208 | 69.0765 | 11.8343 | 69.0765 | 11.8343
1209 | 69.5991 | 10.1765 | 69.5991 | 10.1765
1210 | 66.8263 | 6.2179 | 66.8263 | 6.2179
1211 | 62.6475 | 2.8747 | 62.6475 | 2.8747
1212 | 58.1658 | 2.452 | 58.1658 | 2.452
1213 | 54.9268 | 2.8668 | 54.9268 | 2.8668
1214 | 53.0995 | 4.0446 | 53.0995 | 4.0446
1215 | 52.3284 | 5.1135 | 52.3284 | 5.1135
1216 | 52.4014 | 11.1281 | 52.4014 | 11.1281
1217 | 52.55 | 24.3688 | 52.55 | 24.3688
1218 | 52.4256 | 25.9458 | 52.4256 | 25.9458
1219 | 55.8435 | 25.4136 | 55.8435 | 25.4136
1220 | 61.9058 | 23.1433 | 61.9058 | 23.1433
1221 | 66.8225 | 20.6912 | 66.8225 | 20.6912
1222 | 70.1809 | 16.0118 | 70.1809 | 16.0118
1223 | 76.0477 | 13.1125 | 76.0477 | 13.1125
1224 | 76.6743 | 10.6523 | 76.6743 | 10.6523
1225 | 72.8465 | 9.6568 | 72.8465 | 9.6568
1226 | 72.0697 | 10.4135 | 72.0697 | 10.4135
1227 | 72.516 | 11.6096 | 72.516 | 11.6096
1228 | 73.1344 | 14.0021 | 73.1344 | 14.0021
1229 | 73.6072 | 17.041 | 73.6072 | 17.041
1230 | 72.9527 | 18.7628 | 72.9527 | 18.7628
1231 | 69.5192 | 19.0556 | 69.5192 | 19.0556
1232 | 68.8474 | 15.8661 | 68.8474 | 15.8661
1233 | 69.1537 | 12.3851 | 69.1537 | 12.3851
1234 | 66.3877 | 7.426 | 66.3877 | 7.426
1235 | 61.736 | 2.8747 | 61.736 | 2.8747
1236 | 58.109 | 2.452 | 58.109 | 2.452
1237 | 55.2812 | 1.5846 | 55.2812 | 1.5846
1238 | 53.5803 | 1.8434 | 53.5803 | 1.8434
1239 | 52.6934 | 2.4528 | 52.6934 | 2.4528
1240 | 52.6876 | 6.0587 | 52.6876 | 6.0587
1241 | 52.3855 | 16.4534 | 52.3855 | 16.4534
1242 | 51.742 | 17.9044 | 51.742 | 17.9044
1243 | 54.4682 | 17.9058 | 54.4682 | 17.9058
1244 | 59.7472 | 16.7917 | 59.7472 | 16.7917
1245 | 64.779 | 14.9029 | 64.779 | 14.9029
1246 | 68.5692 | 12.7137 | 68.5692 | 12.7137
1247 | 74.0543 | 12.06 | 74.0543 | 12.06
1248 | 73.187 | 10.6523 | 73.187 | 10.6523
1249 | 70.172 | 9.6568 | 70.172 | 9.6568
1250 | 69.7413 | 10.4135 | 69.7413 | 10.4135
1251 | 69.1365 | 11.6096 | 69.1365 | 11.6096
1252 | 70.0056 | 14.0021 | 70.0056 | 14.0021
1253 | 71.0563 | 15.9886 | 71.0563 | 15.9886
1254 | 69.6141 | 15.0497 | 69.6141 | 15.0497
1255 | 67.5238 | 13.8528 | 67.5238 | 13.8528
1256 | 68.3266 | 11.8343 | 68.3266 | 11.8343
1257 | 67.9831 | 10.1765 | 67.9831 | 10.1765
1258 | 65.2762 | 6.2179 | 65.2762 | 6.2179
1259 | 61.089 | 4.6831 | 61.089 | 4.6831
1260 | 57.2807 | 8.4701 | 57.2807 | 8.4701
1261 | 54.3352 | 11.5307 | 54.3352 | 11.5307
1262 | 52.899 | 14.7616 | 52.899 | 14.7616
1263 | 52.0264 | 17.7648 | 52.0264 | 17.7648
1264 | 52.2594 | 23.3718 | 52.2594 | 23.3718
1265 | 52.0367 | 35.0116 | 52.0367 | 35.0116
1266 | 51.4688 | 37.6039 | 51.4688 | 37.6039
1267 | 53.6122 | 38.2798 | 53.6122 | 38.2798
1268 | 59.1862 | 36.9952 | 59.1862 | 36.9952
1269 | 64.0119 | 33.7947 | 64.0119 | 33.7947
1270 | 68.0277 | 25.8246 | 68.0277 | 25.8246
1271 | 73.9833 | 19.5085 | 73.9833 | 19.5085
1272 | 73.7364 | 14.9361 | 73.7364 | 14.9361
1273 | 70.677 | 12.1322 | 70.677 | 12.1322
1274 | 69.2007 | 12.044 | 69.2007 | 12.044
1275 | 69.3147 | 13.7811 | 69.3147 | 13.7811
1276 | 69.913 | 17.3817 | 69.913 | 17.3817
1277 | 70.9634 | 20.6059 | 70.9634 | 20.6059
1278 | 69.5422 | 20.5045 | 69.5422 | 20.5045
1279 | 66.995 | 20.3378 | 66.995 | 20.3378
1280 | 67.5088 | 21.3654 | 67.5088 | 21.3654
1281 | 68.3784 | 25.0438 | 68.3784 | 25.0438
1282 | 65.341 | 29.0896 | 65.341 | 29.0896
1283 | 60.2331 | 30.7491 | 60.2331 | 30.7491
1284 | 56.405 | 34.5064 | 56.405 | 34.5064
1285 | 53.4497 | 37.9229 | 53.4497 | 37.9229
1286 | 51.8886 | 43.051 | 51.8886 | 43.051
1287 | 51.1133 | 48.7446 | 51.1133 | 48.7446
1288 | 51.3667 | 55.6115 | 51.3667 | 55.6115
1289 | 51.3536 | 67.4811 | 51.3536 | 67.4811
1290 | 51.2773 | 69.7029 | 51.2773 | 69.7029
1291 | 54.4859 | 70.5937 | 54.4859 | 70.5937
1292 | 60.5103 | 69.613 | 60.5103 | 69.613
1293 | 65.7557 | 66.4865 | 65.7557 | 66.4865
1294 | 69.9638 | 57.3454 | 69.9638 | 57.3454
1295 | 75.6826 | 49.3544 | 75.6826 | 49.3544
1296 | 75.88 | 39.8015 | 75.88 | 39.8015
1297 | 71.6237 | 31.7651 | 71.6237 | 31.7651
1298 | 70.1319 | 26.5333 | 70.1319 | 26.5333
1299 | 70.5553 | 22.5266 | 70.5553 | 22.5266
1300 | 70.6672 | 21.5766 | 70.6672 | 21.5766
1301 | 72.7822 | 22.0585 | 72.7822 | 22.0585
1302 | 71.67 | 20.8232 | 71.67 | 20.8232
1303 | 69.4275 | 20.738 | 69.4275 | 20.738
1304 | 69.6823 | 21.3135 | 69.6823 | 21.3135
1305 | 69.1565 | 24.4286 | 69.1565 | 24.4286
1306 | 65.658 | 27.8815 | 65.658 | 27.8815
1307 | 60.7145 | 28.5331 | 60.7145 | 28.5331
1308 | 56.4257 | 30.4301 | 56.4257 | 30.4301
1309 | 53.5542 | 31.4601 | 53.5542 | 31.4601
1310 | 51.947 | 33.5125 | 51.947 | 33.5125
1311 | 51.3182 | 35.5374 | 51.3182 | 35.5374
1312 | 51.6074 | 40.3144 | 51.6074 | 40.3144
1313 | 51.5746 | 51.9986 | 51.5746 | 51.9986
1314 | 52.104 | 55.0356 | 52.104 | 55.0356
1315 | 56.4682 | 56.7269 | 56.4682 | 56.7269
1316 | 64.4697 | 57.095 | 64.4697 | 57.095
1317 | 69.7157 | 54.0205 | 69.7157 | 54.0205
1318 | 74.2059 | 44.6941 | 74.2059 | 44.6941
1319 | 81.051 | 35.5543 | 81.051 | 35.5543
1320 | 79.6027 | 22.0807 | 79.6027 | 22.0807
1321 | 73.9639 | 12.9104 | 73.9639 | 12.9104
1322 | 73.7149 | 10.4135 | 73.7149 | 10.4135
1323 | 73.8778 | 11.6096 | 73.8778 | 11.6096
1324 | 73.6426 | 14.0021 | 73.6426 | 14.0021
1325 | 75.4954 | 15.9886 | 75.4954 | 15.9886
1326 | 74.1467 | 15.0497 | 74.1467 | 15.0497
1327 | 70.5337 | 13.8528 | 70.5337 | 13.8528
1328 | 72.0524 | 13.9243 | 72.0524 | 13.9243
1329 | 71.266 | 18.3068 | 71.266 | 18.3068
1330 | 67.145 | 22.7676 | 67.145 | 22.7676
1331 | 61.5262 | 22.0481 | 61.5262 | 22.0481
1332 | 56.9871 | 22.3294 | 56.9871 | 22.3294
1333 | 53.8857 | 23.226 | 53.8857 | 23.226
1334 | 52.4491 | 25.5378 | 52.4491 | 25.5378
1335 | 51.5867 | 29.7565 | 51.5867 | 29.7565
1336 | 51.9323 | 36.5642 | 51.9323 | 36.5642
1337 | 52.0418 | 48.6042 | 52.0418 | 48.6042
1338 | 52.5071 | 51.3522 | 52.5071 | 51.3522
1339 | 56.7148 | 52.4727 | 56.7148 | 52.4727
1340 | 64.9086 | 50.825 | 64.9086 | 50.825
1341 | 69.8652 | 49.2327 | 69.8652 | 49.2327
1342 | 74.0999 | 43.9307 | 74.0999 | 43.9307
1343 | 79.8574 | 37.9704 | 79.8574 | 37.9704
1344 | 78.5475 | 31.3747 | 78.5475 | 31.3747
1345 | 73.7003 | 25.8137 | 73.7003 | 25.8137
1346 | 72.5907 | 21.4269 | 72.5907 | 21.4269
1347 | 72.7736 | 18.7394 | 72.7736 | 18.7394
1348 | 73.2544 | 18.5601 | 73.2544 | 18.5601
1349 | 74.2728 | 18.464 | 74.2728 | 18.464
1350 | 73.4655 | 16.9841 | 73.4655 | 16.9841
1351 | 70.1299 | 18.7814 | 70.1299 | 18.7814
1352 | 70.9875 | 22.277 | 70.9875 | 22.277
1353 | 71.1927 | 24.8437 | 71.1927 | 24.8437
1354 | 67.0782 | 23.9238 | 67.0782 | 23.9238
1355 | 61.9172 | 22.1296 | 61.9172 | 22.1296
1356 | 57.9958 | 23.1002 | 57.9958 | 23.1002
1357 | 54.9462 | 23.7522 | 54.9462 | 23.7522
1358 | 53.1949 | 24.7522 | 53.1949 | 24.7522
1359 | 52.639 | 25.9619 | 52.639 | 25.9619
1360 | 52.6765 | 29.9532 | 52.6765 | 29.9532
1361 | 53.1316 | 40.3108 | 53.1316 | 40.3108
1362 | 53.3307 | 41.8507 | 53.3307 | 41.8507
1363 | 57.8472 | 41.6224 | 57.8472 | 41.6224
1364 | 65.733 | 39.8931 | 65.733 | 39.8931
1365 | 69.5986 | 38.4342 | 69.5986 | 38.4342
1366 | 72.8848 | 34.8072 | 72.8848 | 34.8072
1367 | 78.5855 | 31.0111 | 78.5855 | 31.0111
1368 | 77.022 | 25.112 | 77.022 | 25.112
1369 | 72.6934 | 18.8915 | 72.6934 | 18.8915
1370 | 72.3566 | 14.4082 | 72.3566 | 14.4082
1371 | 73.0808 | 11.6096 | 73.0808 | 11.6096
1372 | 72.966 | 14.0021 | 72.966 | 14.0021
1373 | 73.9823 | 15.9886 | 73.9823 | 15.9886
1374 | 72.8419 | 15.0497 | 72.8419 | 15.0497
1375 | 70.4606 | 13.8528 | 70.4606 | 13.8528
1376 | 71.7594 | 11.8343 | 71.7594 | 11.8343
1377 | 71.1204 | 11.4957 | 71.1204 | 11.4957
1378 | 67.5175 | 16.6309 | 67.5175 | 16.6309
1379 | 62.2971 | 21.218 | 62.2971 | 21.218
1380 | 58.1728 | 29.4074 | 58.1728 | 29.4074
1381 | 55.0903 | 35.7884 | 55.0903 | 35.7884
1382 | 53.4556 | 40.1235 | 53.4556 | 40.1235
1383 | 52.8506 | 43.6159 | 52.8506 | 43.6159
1384 | 52.9936 | 49.7862 | 52.9936 | 49.7862
1385 | 53.4 | 62.3969 | 53.4 | 62.3969
1386 | 53.3949 | 65.4709 | 53.3949 | 65.4709
1387 | 56.6372 | 66.1172 | 56.6372 | 66.1172
1388 | 63.4341 | 64.6102 | 63.4341 | 64.6102
1389 | 68.0198 | 61.7876 | 68.0198 | 61.7876
1390 | 71.6696 | 55.1812 | 71.6696 | 55.1812
1391 | 77.5976 | 48.0055 | 77.5976 | 48.0055
1392 | 76.6179 | 38.8009 | 76.6179 | 38.8009
1393 | 72.9383 | 28.8895 | 72.9383 | 28.8895
1394 | 72.8786 | 22.168 | 72.8786 | 22.168
1395 | 73.3314 | 19.2878 | 73.3314 | 19.2878
1396 | 74.3884 | 20.2129 | 74.3884 | 20.2129
1397 | 75.7417 | 21.9844 | 75.7417 | 21.9844
1398 | 74.6928 | 22.1795 | 74.6928 | 22.1795
1399 | 70.9206 | 23.3098 | 70.9206 | 23.3098
1400 | 70.819 | 24.5301 | 70.819 | 24.5301
1401 | 70.0022 | 27.2302 | 70.0022 | 27.2302
1402 | 66.9228 | 29.2749 | 66.9228 | 29.2749
1403 | 62.2445 | 28.5628 | 62.2445 | 28.5628
1404 | 58.3272 | 29.5037 | 58.3272 | 29.5037
1405 | 55.5383 | 29.6962 | 55.5383 | 29.6962
1406 | 53.9198 | 30.2885 | 53.9198 | 30.2885
1407 | 53.025 | 30.4458 | 53.025 | 30.4458
1408 | 53.006 | 33.6959 | 53.006 | 33.6959
1409 | 53.9229 | 43.7868 | 53.9229 | 43.7868
1410 | 53.3157 | 45.0747 | 53.3157 | 45.0747
1411 | 55.6941 | 44.8241 | 55.6941 | 44.8241
1412 | 60.8344 | 42.7539 | 60.8344 | 42.7539
1413 | 65.9089 | 40.1759 | 65.9089 | 40.1759
1414 | 70.2302 | 34.2662 | 70.2302 | 34.2662
1415 | 75.6196 | 29.9661 | 75.6196 | 29.9661
1416 | 74.3237 | 25.2751 | 74.3237 | 25.2751
1417 | 70.9039 | 21.5448 | 70.9039 | 21.5448
1418 | 69.6591 | 20.1595 | 69.6591 | 20.1595
1419 | 70.2251 | 18.6949 | 70.2251 | 18.6949
1420 | 70.6246 | 18.4934 | 70.6246 | 18.4934
1421 | 72.0148 | 18.4492 | 72.0148 | 18.4492
1422 | 70.5713 | 17.6807 | 70.5713 | 17.6807
1423 | 68.6591 | 16.7877 | 68.6591 | 16.7877
1424 | 69.5768 | 15.0508 | 69.5768 | 15.0508
1425 | 69.2693 | 14.8975 | 69.2693 | 14.8975
1426 | 66.3286 | 14.7633 | 66.3286 | 14.7633
1427 | 62.1005 | 14.0141 | 62.1005 | 14.0141
1428 | 58.3248 | 16.2965 | 58.3248 | 16.2965
1429 | 55.8193 | 18.2974 | 55.8193 | 18.2974
1430 | 54.2956 | 21.0464 | 54.2956 | 21.0464
1431 | 53.367 | 23.8348 | 53.367 | 23.8348
1432 | 53.5293 | 29.5826 | 53.5293 | 29.5826
1433 | 53.8112 | 41.8376 | 53.8112 | 41.8376
1434 | 53.0069 | 44.1334 | 53.0069 | 44.1334
1435 | 55.3606 | 44.2164 | 55.3606 | 44.2164
1436 | 60.1479 | 42.1091 | 60.1479 | 42.1091
1437 | 64.7524 | 37.7301 | 64.7524 | 37.7301
1438 | 69.6755 | 26.4842 | 69.6755 | 26.4842
1439 | 75.2689 | 19.7531 | 75.2689 | 19.7531
1440 | 74.1709 | 12.1643 | 74.1709 | 12.1643
1441 | 70.532 | 9.6568 | 70.532 | 9.6568
1442 | 70.144 | 10.4135 | 70.144 | 10.4135
1443 | 70.5132 | 11.6096 | 70.5132 | 11.6096
1444 | 70.544 | 14.0021 | 70.544 | 14.0021
1445 | 71.7427 | 15.9886 | 71.7427 | 15.9886
1446 | 70.6859 | 15.0497 | 70.6859 | 15.0497
1447 | 69.1843 | 13.8528 | 69.1843 | 13.8528
1448 | 70.62 | 11.8343 | 70.62 | 11.8343
1449 | 70.0978 | 13.5264 | 70.0978 | 13.5264
1450 | 66.3931 | 18.217 | 66.3931 | 18.217
1451 | 62.3348 | 20.0841 | 62.3348 | 20.0841
1452 | 58.5961 | 35.5669 | 58.5961 | 35.5669
1453 | 55.7827 | 41.3489 | 55.7827 | 41.3489
1454 | 53.8298 | 45.4548 | 53.8298 | 45.4548
1455 | 53.1365 | 48.8666 | 53.1365 | 48.8666
1456 | 53.3567 | 53.2508 | 53.3567 | 53.2508
1457 | 53.6031 | 64.695 | 53.6031 | 64.695
1458 | 53.2498 | 66.512 | 53.2498 | 66.512
1459 | 55.758 | 66.5398 | 55.758 | 66.5398
1460 | 60.5837 | 65.4687 | 60.5837 | 65.4687
1461 | 65.3807 | 62.5872 | 65.3807 | 62.5872
1462 | 69.8933 | 48.993 | 69.8933 | 48.993
1463 | 75.4654 | 38.465 | 75.4654 | 38.465
1464 | 74.4509 | 29.9245 | 74.4509 | 29.9245
1465 | 70.9534 | 24.2085 | 70.9534 | 24.2085
1466 | 69.7371 | 20.4782 | 69.7371 | 20.4782
1467 | 69.9057 | 18.8593 | 69.9057 | 18.8593
1468 | 70.7256 | 19.3032 | 70.7256 | 19.3032
1469 | 72.1955 | 19.8896 | 72.1955 | 19.8896
1470 | 71.2498 | 20.2366 | 71.2498 | 20.2366
1471 | 70.5008 | 23.3461 | 70.5008 | 23.3461
1472 | 71.2743 | 28.5911 | 71.2743 | 28.5911
1473 | 70.1359 | 39.435 | 70.1359 | 39.435
1474 | 66.4823 | 54.7453 | 66.4823 | 54.7453
1475 | 62.0523 | 63.7358 | 62.0523 | 63.7358
1476 | 58.3899 | 75.3043 | 58.3899 | 75.3043
1477 | 55.4749 | 81.8123 | 55.4749 | 81.8123
1478 | 53.9665 | 84.224 | 53.9665 | 84.224
1479 | 53.0547 | 87.4708 | 53.0547 | 87.4708
1480 | 53.3398 | 91.162 | 53.3398 | 91.162
1481 | 54.0603 | 101.418 | 54.0603 | 101.418
1482 | 53.8804 | 103.444 | 53.8804 | 103.444
1483 | 57.8183 | 104.0219 | 57.8183 | 104.0219
1484 | 64.8025 | 101.7186 | 64.8025 | 101.7186
1485 | 69.8525 | 97.7699 | 69.8525 | 97.7699
1486 | 74.1268 | 86.7941 | 74.1268 | 86.7941
1487 | 80.6405 | 75.815 | 80.6405 | 75.815
1488 | 79.4581 | 67.1315 | 79.4581 | 67.1315
1489 | 73.9005 | 57.279 | 73.9005 | 57.279
1490 | 73.0194 | 49.8192 | 73.0194 | 49.8192
1491 | 73.7292 | 47.6502 | 73.7292 | 47.6502
1492 | 74.5368 | 48.2041 | 74.5368 | 48.2041
1493 | 75.6802 | 49.2856 | 75.6802 | 49.2856
1494 | 74.2361 | 48.8075 | 74.2361 | 48.8075
1495 | 72.2659 | 48.4734 | 72.2659 | 48.4734
1496 | 73.0688 | 48.3278 | 73.0688 | 48.3278
1497 | 71.7395 | 52.0977 | 71.7395 | 52.0977
1498 | 67.8868 | 57.9797 | 67.8868 | 57.9797
1499 | 62.4914 | 57.1239 | 62.4914 | 57.1239
1500 | 58.4965 | 54.9185 | 58.4965 | 54.9185
1501 | 55.4117 | 49.3359 | 55.4117 | 49.3359
1502 | 53.997 | 46.4339 | 53.997 | 46.4339
1503 | 53.2427 | 46.4903 | 53.2427 | 46.4903
1504 | 53.6065 | 50.5115 | 53.6065 | 50.5115
1505 | 54.1789 | 60.8225 | 54.1789 | 60.8225
1506 | 54.7214 | 61.1543 | 54.7214 | 61.1543
1507 | 59.1278 | 59.3228 | 59.1278 | 59.3228
1508 | 67.5954 | 55.2043 | 67.5954 | 55.2043
1509 | 72.3842 | 51.3657 | 72.3842 | 51.3657
1510 | 76.3465 | 45.3625 | 76.3465 | 45.3625
1511 | 82.6921 | 40.5663 | 82.6921 | 40.5663
1512 | 80.3122 | 37.5265 | 80.3122 | 37.5265
1513 | 75.2115 | 34.2529 | 75.2115 | 34.2529
1514 | 74.8835 | 31.9528 | 74.8835 | 31.9528
1515 | 75.3245 | 32.7982 | 75.3245 | 32.7982
1516 | 76.1149 | 35.8164 | 76.1149 | 35.8164
1517 | 77.4392 | 37.624 | 77.4392 | 37.624
1518 | 76.7198 | 37.3769 | 76.7198 | 37.3769
1519 | 75.0661 | 37.2519 | 75.0661 | 37.2519
1520 | 75.0937 | 35.6871 | 75.0937 | 35.6871
1521 | 73.2437 | 35.5295 | 73.2437 | 35.5295
1522 | 68.7273 | 34.7336 | 68.7273 | 34.7336
1523 | 63.2398 | 32.4475 | 63.2398 | 32.4475
1524 | 58.6168 | 32.2665 | 58.6168 | 32.2665
1525 | 55.5753 | 33.2408 | 55.5753 | 33.2408
1526 | 54.0359 | 35.8505 | 54.0359 | 35.8505
1527 | 53.1804 | 40.4175 | 53.1804 | 40.4175
1528 | 53.6026 | 48.4982 | 53.6026 | 48.4982
1529 | 54.7409 | 63.2758 | 54.7409 | 63.2758
1530 | 55.6509 | 68.1072 | 55.6509 | 68.1072
1531 | 60.2047 | 74.8789 | 60.2047 | 74.8789
1532 | 69.2877 | 77.1413 | 69.2877 | 77.1413
1533 | 75.1959 | 79.0234 | 75.1959 | 79.0234
1534 | 78.5946 | 66.2543 | 78.5946 | 66.2543
1535 | 85.3786 | 52.7009 | 85.3786 | 52.7009
1536 | 83 | 39.0887 | 83 | 39.0887
1537 | 77.8169 | 28.8622 | 77.8169 | 28.8622
1538 | 76.821 | 22.2495 | 76.821 | 22.2495
1539 | 77.7403 | 19.6734 | 77.7403 | 19.6734
1540 | 78.3701 | 23.7698 | 78.3701 | 23.7698
1541 | 78.8416 | 25.5554 | 78.8416 | 25.5554
1542 | 77.9181 | 22.5249 | 77.9181 | 22.5249
1543 | 75.6818 | 22.4219 | 75.6818 | 22.4219
1544 | 75.8779 | 25.0376 | 75.8779 | 25.0376
1545 | 73.5489 | 30.2708 | 73.5489 | 30.2708
1546 | 70.0867 | 32.6653 | 70.0867 | 32.6653
1547 | 64.6986 | 29.7522 | 64.6986 | 29.7522
1548 | 60.6891 | 28.515 | 60.6891 | 28.515
1549 | 57.6643 | 26.4639 | 57.6643 | 26.4639
1550 | 55.8187 | 24.5739 | 55.8187 | 24.5739
1551 | 55.0197 | 24.4763 | 55.0197 | 24.4763
1552 | 55.3305 | 26.2532 | 55.3305 | 26.2532
1553 | 56.1309 | 35.7831 | 56.1309 | 35.7831
1554 | 56.4337 | 36.456 | 56.4337 | 36.456
1555 | 59.9738 | 35.7027 | 59.9738 | 35.7027
1556 | 66.8168 | 33.6414 | 66.8168 | 33.6414
1557 | 72.1802 | 31.695 | 72.1802 | 31.695
1558 | 75.5686 | 25.9449 | 75.5686 | 25.9449
1559 | 81.537 | 19.4324 | 81.537 | 19.4324
1560 | 80.7636 | 13.0592 | 80.7636 | 13.0592
1561 | 76.2098 | 10.3687 | 76.2098 | 10.3687
1562 | 75.4097 | 10.4449 | 75.4097 | 10.4449
1563 | 75.9012 | 11.7853 | 75.9012 | 11.7853
1564 | 76.1057 | 14.5835 | 76.1057 | 14.5835
1565 | 76.7828 | 16.3471 | 76.7828 | 16.3471
1566 | 76.1935 | 15.484 | 76.1935 | 15.484
1567 | 74.355 | 17.1082 | 74.355 | 17.1082
1568 | 74.8616 | 23.3324 | 74.8616 | 23.3324
1569 | 72.6269 | 31.5799 | 72.6269 | 31.5799
1570 | 69.372 | 42.2586 | 69.372 | 42.2586
1571 | 64.9808 | 46.3204 | 64.9808 | 46.3204
1572 | 60.9938 | 54.2034 | 60.9938 | 54.2034
1573 | 57.8912 | 61.2616 | 57.8912 | 61.2616
1574 | 56.2705 | 66.6876 | 56.2705 | 66.6876
1575 | 55.1001 | 71.4307 | 55.1001 | 71.4307
1576 | 55.2906 | 73.4826 | 55.2906 | 73.4826
1577 | 56.0093 | 81.2853 | 56.0093 | 81.2853
1578 | 55.4096 | 82.8492 | 55.4096 | 82.8492
1579 | 58.2737 | 82.921 | 58.2737 | 82.921
1580 | 63.9126 | 80.6288 | 63.9126 | 80.6288
1581 | 69.0691 | 77.2411 | 69.0691 | 77.2411
1582 | 72.4032 | 63.2399 | 72.4032 | 63.2399
1583 | 77.2153 | 53.603 | 77.2153 | 53.603
1584 | 75.9302 | 46.2287 | 75.9302 | 46.2287
1585 | 73.1974 | 40.6668 | 73.1974 | 40.6668
1586 | 71.7295 | 37.0245 | 71.7295 | 37.0245
1587 | 71.9078 | 34.2504 | 71.9078 | 34.2504
1588 | 72.3244 | 34.2212 | 72.3244 | 34.2212
1589 | 73.6926 | 34.6646 | 73.6926 | 34.6646
1590 | 72.5189 | 33.8234 | 72.5189 | 33.8234
1591 | 71.6658 | 34.6336 | 71.6658 | 34.6336
1592 | 73.4188 | 37.1283 | 73.4188 | 37.1283
1593 | 72.2005 | 46.1349 | 72.2005 | 46.1349
1594 | 68.4071 | 60.136 | 68.4071 | 60.136
1595 | 63.8872 | 66.0131 | 63.8872 | 66.0131
1596 | 60.1511 | 75.1063 | 60.1511 | 75.1063
1597 | 57.6607 | 83.3855 | 57.6607 | 83.3855
1598 | 55.9481 | 88.9656 | 55.9481 | 88.9656
1599 | 55.3956 | 94.7868 | 55.3956 | 94.7868
1600 | 55.4642 | 102.4825 | 55.4642 | 102.4825
1601 | 56.218 | 115.6209 | 56.218 | 115.6209
1602 | 55.6297 | 118.9011 | 55.6297 | 118.9011
1603 | 57.8104 | 119.787 | 57.8104 | 119.787
1604 | 62.2121 | 118.4629 | 62.2121 | 118.4629
1605 | 66.7614 | 114.9872 | 66.7614 | 114.9872
1606 | 70.8671 | 104.2644 | 70.8671 | 104.2644
1607 | 76.4141 | 90.403 | 76.4141 | 90.403
1608 | 75.371 | 73.5454 | 75.371 | 73.5454
1609 | 72.2567 | 59.2593 | 72.2567 | 59.2593
1610 | 71.3114 | 50.7763 | 71.3114 | 50.7763
1611 | 71.7436 | 45.7249 | 71.7436 | 45.7249
1612 | 72.7812 | 44.2105 | 72.7812 | 44.2105
1613 | 74.3943 | 41.7716 | 74.3943 | 41.7716
1614 | 72.6491 | 39.0602 | 72.6491 | 39.0602
1615 | 72.0331 | 40.3103 | 72.0331 | 40.3103
1616 | 73.8988 | 42.332 | 73.8988 | 42.332
1617 | 72.085 | 47.081 | 72.085 | 47.081
1618 | 68.8533 | 54.4702 | 68.8533 | 54.4702
1619 | 63.8951 | 61.6675 | 63.8951 | 61.6675
1620 | 59.5812 | 65.964 | 59.5812 | 65.964
1621 | 57.2471 | 62.7578 | 57.2471 | 62.7578
1622 | 55.5765 | 58.7996 | 55.5765 | 58.7996
1623 | 54.9821 | 56.1936 | 54.9821 | 56.1936
1624 | 55.2733 | 50.2584 | 55.2733 | 50.2584
1625 | 56.2446 | 45.8385 | 56.2446 | 45.8385
1626 | 56.2644 | 45.5652 | 56.2644 | 45.5652
1627 | 60.316 | 51.4898 | 60.316 | 51.4898
1628 | 66.6396 | 53.8071 | 66.6396 | 53.8071
1629 | 70.4182 | 58.5936 | 70.4182 | 58.5936
1630 | 74.5426 | 64.9451 | 74.5426 | 64.9451
1631 | 80.4304 | 69.5882 | 80.4304 | 69.5882
1632 | 79.1628 | 72.4672 | 79.1628 | 72.4672
1633 | 74.0735 | 74.1113 | 74.0735 | 74.1113
1634 | 73.4522 | 75.7717 | 73.4522 | 75.7717
1635 | 73.5289 | 77.5522 | 73.5289 | 77.5522
1636 | 74.602 | 81.3185 | 74.602 | 81.3185
1637 | 76.3761 | 83.9732 | 76.3761 | 83.9732
1638 | 75.245 | 82.175 | 75.245 | 82.175
1639 | 74.7751 | 79.2336 | 74.7751 | 79.2336
1640 | 75.3584 | 74.8414 | 75.3584 | 74.8414
1641 | 72.7754 | 73.1985 | 72.7754 | 73.1985
1642 | 69.3706 | 70.9395 | 69.3706 | 70.9395
1643 | 63.8893 | 68.2684 | 63.8893 | 68.2684
1644 | 59.3994 | 70.3096 | 59.3994 | 70.3096
1645 | 56.8771 | 73.4512 | 56.8771 | 73.4512
1646 | 55.2198 | 79.2073 | 55.2198 | 79.2073
1647 | 54.6317 | 85.6886 | 54.6317 | 85.6886
1648 | 55.2147 | 92.6472 | 55.2147 | 92.6472
1649 | 56.7872 | 104.3664 | 56.7872 | 104.3664
1650 | 57.3111 | 108.0866 | 57.3111 | 108.0866
1651 | 61.9562 | 112.9551 | 61.9562 | 112.9551
1652 | 70.4824 | 116.7026 | 70.4824 | 116.7026
1653 | 75.3833 | 118.9148 | 75.3833 | 118.9148
1654 | 79.7058 | 111.7234 | 79.7058 | 111.7234
1655 | 85.6706 | 103.3077 | 85.6706 | 103.3077
1656 | 83.3236 | 95.2953 | 83.3236 | 95.2953
1657 | 77.1603 | 86.543 | 77.1603 | 86.543
1658 | 76.4287 | 79.4462 | 76.4287 | 79.4462
1659 | 77.245 | 74.3618 | 77.245 | 74.3618
1660 | 77.2976 | 71.4502 | 77.2976 | 71.4502
1661 | 79.0698 | 69.0442 | 79.0698 | 69.0442
1662 | 78.3326 | 65.8378 | 78.3326 | 65.8378
1663 | 77.0792 | 64.8106 | 77.0792 | 64.8106
1664 | 77.1878 | 65.8422 | 77.1878 | 65.8422
1665 | 74.7041 | 72.8355 | 74.7041 | 72.8355
1666 | 70.7492 | 83.9542 | 70.7492 | 83.9542
1667 | 64.9246 | 88.2031 | 64.9246 | 88.2031
1668 | 60.285 | 93.7318 | 60.285 | 93.7318
1669 | 57.6725 | 97.1044 | 57.6725 | 97.1044
1670 | 56.0826 | 99.7471 | 56.0826 | 99.7471
1671 | 55.6815 | 102.6639 | 55.6815 | 102.6639
1672 | 55.9424 | 107.6532 | 55.9424 | 107.6532
1673 | 57.209 | 118.3713 | 57.209 | 118.3713
1674 | 57.578 | 120.8263 | 57.578 | 120.8263
1675 | 62.1473 | 120.084 | 62.1473 | 120.084
1676 | 70.5225 | 118.1768 | 70.5225 | 118.1768
1677 | 75.4833 | 117.6276 | 75.4833 | 117.6276
1678 | 78.4844 | 108.951 | 78.4844 | 108.951
1679 | 85.1858 | 99.9633 | 85.1858 | 99.9633
1680 | 82.2313 | 86.3401 | 82.2313 | 86.3401
1681 | 77.2199 | 73.7152 | 77.2199 | 73.7152
1682 | 77.5948 | 68.3897 | 77.5948 | 68.3897
1683 | 78.6898 | 66.1107 | 78.6898 | 66.1107
1684 | 78.8069 | 66.5656 | 78.8069 | 66.5656
1685 | 79.6528 | 67.9881 | 79.6528 | 67.9881
1686 | 78.8488 | 68.0931 | 78.8488 | 68.0931
1687 | 77.8831 | 68.4081 | 77.8831 | 68.4081
1688 | 78.2968 | 68.5375 | 78.2968 | 68.5375
1689 | 75.3452 | 73.9466 | 75.3452 | 73.9466
1690 | 71.0439 | 82.491 | 71.0439 | 82.491
1691 | 65.4551 | 80.755 | 65.4551 | 80.755
1692 | 61.0024 | 84.4465 | 61.0024 | 84.4465
1693 | 58.1933 | 86.895 | 58.1933 | 86.895
1694 | 56.6277 | 87.4584 | 56.6277 | 87.4584
1695 | 56.1907 | 92.1355 | 56.1907 | 92.1355
1696 | 56.6512 | 98.907 | 56.6512 | 98.907
1697 | 58.0713 | 108.877 | 58.0713 | 108.877
1698 | 59.0447 | 110.705 | 59.0447 | 110.705
1699 | 63.5614 | 113.3621 | 63.5614 | 113.3621
1700 | 71.4964 | 115.2504 | 71.4964 | 115.2504
1701 | 76.9491 | 116.7915 | 76.9491 | 116.7915
1702 | 80.3047 | 108.28 | 80.3047 | 108.28
1703 | 85.719 | 100.8104 | 85.719 | 100.8104
1704 | 83.145 | 88.4194 | 83.145 | 88.4194
1705 | 78.1866 | 75.9485 | 78.1866 | 75.9485
1706 | 77.3179 | 69.2368 | 77.3179 | 69.2368
1707 | 77.74 | 64.2404 | 77.74 | 64.2404
1708 | 77.6625 | 62.9901 | 77.6625 | 62.9901
1709 | 78.8743 | 64.7096 | 78.8743 | 64.7096
1710 | 78.1515 | 68.6321 | 78.1515 | 68.6321
1711 | 78.3838 | 70.5754 | 78.3838 | 70.5754
1712 | 78.0201 | 69.9127 | 78.0201 | 69.9127
1713 | 75.0481 | 71.9884 | 75.0481 | 71.9884
1714 | 71.5118 | 72.4687 | 71.5118 | 72.4687
1715 | 66.3925 | 71.0737 | 66.3925 | 71.0737
1716 | 62.034 | 73.445 | 62.034 | 73.445
1717 | 59.0241 | 74.9474 | 59.0241 | 74.9474
1718 | 57.2109 | 75.3348 | 57.2109 | 75.3348
1719 | 56.6694 | 75.0722 | 56.6694 | 75.0722
1720 | 57.2144 | 76.915 | 57.2144 | 76.915
1721 | 58.5737 | 85.9169 | 58.5737 | 85.9169
1722 | 59.0155 | 86.2267 | 59.0155 | 86.2267
1723 | 63.2004 | 85.2863 | 63.2004 | 85.2863
1724 | 69.8076 | 83.9952 | 69.8076 | 83.9952
1725 | 74.3093 | 82.3568 | 74.3093 | 82.3568
1726 | 77.5849 | 76.3316 | 77.5849 | 76.3316
1727 | 84.1658 | 71.3594 | 84.1658 | 71.3594
1728 | 82.0782 | 66.9115 | 82.0782 | 66.9115
1729 | 77.6442 | 62.3617 | 77.6442 | 62.3617
1730 | 76.7208 | 59.1044 | 76.7208 | 59.1044
1731 | 76.596 | 61.8091 | 76.596 | 61.8091
1732 | 76.7326 | 70.4821 | 76.7326 | 70.4821
1733 | 78.807 | 78.2855 | 78.807 | 78.2855
1734 | 77.9606 | 82.0319 | 77.9606 | 82.0319
1735 | 78.3637 | 85.5594 | 78.3637 | 85.5594
1736 | 77.6963 | 87.306 | 77.6963 | 87.306
1737 | 74.7212 | 91.197 | 74.7212 | 91.197
1738 | 71.3542 | 95.2307 | 71.3542 | 95.2307
1739 | 66.5083 | 99.2705 | 66.5083 | 99.2705
1740 | 62.5956 | 106.9335 | 62.5956 | 106.9335
1741 | 59.7497 | 112.7045 | 59.7497 | 112.7045
1742 | 57.9659 | 117.5805 | 57.9659 | 117.5805
1743 | 57.3467 | 122.4446 | 57.3467 | 122.4446
1744 | 57.5395 | 129.5131 | 57.5395 | 129.5131
1745 | 58.9003 | 143.3556 | 58.9003 | 143.3556
1746 | 58.9004 | 146.6028 | 58.9004 | 146.6028
1747 | 60.6211 | 149.128 | 60.6211 | 149.128
1748 | 66.3361 | 149.234 | 66.3361 | 149.234
1749 | 71.3386 | 149.1358 | 71.3386 | 149.1358
1750 | 74.6474 | 136.6748 | 74.6474 | 136.6748
1751 | 81.0196 | 119.887 | 81.0196 | 119.887
1752 | 80.3653 | 98.0457 | 80.3653 | 98.0457
1753 | 76.4581 | 85.0798 | 76.4581 | 85.0798
1754 | 75.382 | 76.2337 | 75.382 | 76.2337
1755 | 75.4654 | 70.2472 | 75.4654 | 70.2472
1756 | 75.9396 | 68.2268 | 75.9396 | 68.2268
1757 | 77.6292 | 67.7351 | 77.6292 | 67.7351
1758 | 76.6351 | 66.1238 | 76.6351 | 66.1238
1759 | 76.7452 | 65.6028 | 76.7452 | 65.6028
1760 | 76.3008 | 65.7211 | 76.3008 | 65.7211
1761 | 74.0389 | 71.8234 | 74.0389 | 71.8234
1762 | 70.3645 | 77.8704 | 70.3645 | 77.8704
1763 | 65.9131 | 79.5339 | 65.9131 | 79.5339
1764 | 61.4586 | 91.3554 | 61.4586 | 91.3554
1765 | 58.8392 | 102.2091 | 58.8392 | 102.2091
1766 | 57.2478 | 110.9466 | 57.2478 | 110.9466
1767 | 56.7876 | 118.594 | 56.7876 | 118.594
1768 | 56.7771 | 125.2886 | 56.7771 | 125.2886
1769 | 57.7634 | 138.1299 | 57.7634 | 138.1299
1770 | 58.2328 | 144.4465 | 58.2328 | 144.4465
1771 | 60.9362 | 147.9288 | 60.9362 | 147.9288
1772 | 65.9651 | 149.234 | 65.9651 | 149.234
1773 | 70.721 | 150.7311 | 70.721 | 150.7311
1774 | 75.3217 | 136.3007 | 75.3217 | 136.3007
1775 | 80.7962 | 122.1423 | 80.7962 | 122.1423
1776 | 80.0602 | 102.2263 | 80.0602 | 102.2263
1777 | 76.4714 | 79.9201 | 76.4714 | 79.9201
1778 | 75.9614 | 71.8111 | 75.9614 | 71.8111
1779 | 76.8484 | 68.696 | 76.8484 | 68.696
1780 | 77.9592 | 69.2499 | 77.9592 | 69.2499
1781 | 78.6081 | 70.3204 | 78.6081 | 70.3204
1782 | 77.8697 | 70.4694 | 77.8697 | 70.4694
1783 | 77.9102 | 73.6998 | 77.9102 | 73.6998
1784 | 76.7284 | 78.9779 | 76.7284 | 78.9779
1785 | 74.0595 | 86.5103 | 74.0595 | 86.5103
1786 | 70.2989 | 88.7399 | 70.2989 | 88.7399
1787 | 65.2735 | 88.071 | 65.2735 | 88.071
1788 | 61.3745 | 92.0375 | 61.3745 | 92.0375
1789 | 58.8613 | 96.2683 | 58.8613 | 96.2683
1790 | 56.9463 | 99.373 | 56.9463 | 99.373
1791 | 56.1501 | 98.6814 | 56.1501 | 98.6814
1792 | 56.7367 | 100.7883 | 56.7367 | 100.7883
1793 | 57.8431 | 111.3633 | 57.8431 | 111.3633
1794 | 58.8066 | 111.6401 | 58.8066 | 111.6401
1795 | 62.2144 | 110.6338 | 62.2144 | 110.6338
1796 | 68.6332 | 104.788 | 68.6332 | 104.788
1797 | 72.637 | 100.9933 | 72.637 | 100.9933
1798 | 76.8173 | 88.7523 | 76.8173 | 88.7523
1799 | 83.0242 | 79.9956 | 83.0242 | 79.9956
1800 | 81.2961 | 74.7886 | 81.2961 | 74.7886
1801 | 77.9584 | 70.7888 | 77.9584 | 70.7888
1802 | 76.7563 | 69.6108 | 76.7563 | 69.6108
1803 | 77.8396 | 69.8842 | 77.8396 | 69.8842
1804 | 77.7365 | 71.4062 | 77.7365 | 71.4062
1805 | 79.1905 | 71.4426 | 79.1905 | 71.4426
1806 | 79.2513 | 68.7642 | 79.2513 | 68.7642
1807 | 79.5451 | 66.4389 | 79.5451 | 66.4389
1808 | 78.6245 | 64.654 | 78.6245 | 64.654
1809 | 75.7807 | 67.0487 | 75.7807 | 67.0487
1810 | 71.9111 | 69.5973 | 71.9111 | 69.5973
1811 | 66.1423 | 67.8503 | 66.1423 | 67.8503
1812 | 61.8928 | 68.2743 | 61.8928 | 68.2743
1813 | 59.0856 | 68.8966 | 59.0856 | 68.8966
1814 | 57.205 | 69.504 | 57.205 | 69.504
1815 | 56.8916 | 71.1666 | 56.8916 | 71.1666
1816 | 57.3377 | 74.9568 | 57.3377 | 74.9568
1817 | 58.7513 | 85.7079 | 58.7513 | 85.7079
1818 | 59.7873 | 86.6667 | 59.7873 | 86.6667
1819 | 65.091 | 85.9574 | 65.091 | 85.9574
1820 | 73.1826 | 84.4903 | 73.1826 | 84.4903
1821 | 78.2276 | 83.941 | 78.2276 | 83.941
1822 | 81.9327 | 77.6518 | 81.9327 | 77.6518
1823 | 88.1705 | 68.631 | 88.1705 | 68.631
1824 | 86.0543 | 58.8804 | 86.0543 | 58.8804
1825 | 80.8082 | 49.3139 | 80.8082 | 49.3139
1826 | 80.02 | 46.2987 | 80.02 | 46.2987
1827 | 81.1455 | 47.7712 | 81.1455 | 47.7712
1828 | 81.5368 | 50.3274 | 81.5368 | 50.3274
1829 | 83.4978 | 52.3 | 83.4978 | 52.3
1830 | 82.9498 | 51.6128 | 82.9498 | 51.6128
1831 | 82.203 | 52.797 | 82.203 | 52.797
1832 | 81.2867 | 54.0156 | 81.2867 | 54.0156
1833 | 77.6451 | 59.2047 | 77.6451 | 59.2047
1834 | 72.4797 | 61.9732 | 72.4797 | 61.9732
1835 | 66.5859 | 60.2043 | 66.5859 | 60.2043
1836 | 62.4849 | 61.6294 | 62.4849 | 61.6294
1837 | 59.4343 | 64.0889 | 59.4343 | 64.0889
1838 | 57.7502 | 68.2718 | 57.7502 | 68.2718
1839 | 56.7585 | 80.5509 | 56.7585 | 80.5509
1840 | 57.4577 | 97.2678 | 57.4577 | 97.2678
1841 | 58.928 | 113.2996 | 58.928 | 113.2996
1842 | 60.1852 | 116.6788 | 60.1852 | 116.6788
1843 | 65.0487 | 119.1819 | 65.0487 | 119.1819
1844 | 73.2499 | 120.3661 | 73.2499 | 120.3661
1845 | 77.9362 | 121.6101 | 77.9362 | 121.6101
1846 | 81.5285 | 119.7545 | 81.5285 | 119.7545
1847 | 87.4585 | 116.5205 | 87.4585 | 116.5205
1848 | 85.868 | 110.1363 | 85.868 | 110.1363
1849 | 80.4573 | 98.9636 | 80.4573 | 98.9636
1850 | 79.7627 | 86.3001 | 79.7627 | 86.3001
1851 | 80.3008 | 77.2332 | 80.3008 | 77.2332
1852 | 80.639 | 74.1346 | 80.639 | 74.1346
1853 | 82.2256 | 73.7199 | 82.2256 | 73.7199
1854 | 82.5474 | 73.3078 | 82.5474 | 73.3078
1855 | 82.8316 | 75.185 | 82.8316 | 75.185
1856 | 81.1743 | 78.0428 | 81.1743 | 78.0428
1857 | 77.8066 | 85.1242 | 77.8066 | 85.1242
1858 | 73.3677 | 92.8764 | 73.3677 | 92.8764
1859 | 67.9254 | 96.8502 | 67.9254 | 96.8502
1860 | 63.1332 | 103.061 | 63.1332 | 103.061
1861 | 60.3147 | 106.9947 | 60.3147 | 106.9947
1862 | 58.8154 | 109.5714 | 58.8154 | 109.5714
1863 | 58.2231 | 113.5884 | 58.2231 | 113.5884
1864 | 58.5021 | 119.7768 | 58.5021 | 119.7768
1865 | 59.6957 | 132.7722 | 59.6957 | 132.7722
1866 | 61.1944 | 135.2823 | 61.1944 | 135.2823
1867 | 66.0778 | 134.2649 | 66.0778 | 134.2649
1868 | 74.0018 | 129.6074 | 74.0018 | 129.6074
1869 | 78.5034 | 127.0009 | 78.5034 | 127.0009
1870 | 82.3472 | 121.6578 | 82.3472 | 121.6578
1871 | 87.5741 | 117.2026 | 87.5741 | 117.2026
1872 | 86.0223 | 112.2816 | 86.0223 | 112.2816
1873 | 80.6319 | 106.8737 | 80.6319 | 106.8737
1874 | 80.1629 | 103.8805 | 80.1629 | 103.8805
1875 | 81.2704 | 104.6159 | 81.2704 | 104.6159
1876 | 80.9498 | 106.754 | 80.9498 | 106.754
1877 | 82.4764 | 107.9565 | 82.4764 | 107.9565
1878 | 82.0162 | 107.1593 | 82.0162 | 107.1593
1879 | 82.095 | 107.3204 | 82.095 | 107.3204
1880 | 80.0263 | 108.1209 | 80.0263 | 108.1209
1881 | 76.8806 | 112.6389 | 76.8806 | 112.6389
1882 | 72.3547 | 119.379 | 72.3547 | 119.379
1883 | 67.739 | 121.7246 | 67.739 | 121.7246
1884 | 62.9708 | 126.2521 | 62.9708 | 126.2521
1885 | 60.0942 | 129.3057 | 60.0942 | 129.3057
1886 | 58.3273 | 130.5622 | 58.3273 | 130.5622
1887 | 57.7907 | 132.94 | 57.7907 | 132.94
1888 | 58.1487 | 138.6994 | 58.1487 | 138.6994
1889 | 59.6467 | 153.8511 | 59.6467 | 153.8511
1890 | 61.0504 | 157.6153 | 61.0504 | 157.6153
1891 | 65.2066 | 158.6662 | 65.2066 | 158.6662
1892 | 72.0405 | 157.9032 | 72.0405 | 157.9032
1893 | 76.7549 | 156.7929 | 76.7549 | 156.7929
1894 | 80.2527 | 143.2537 | 80.2527 | 143.2537
1895 | 87.3889 | 125.8938 | 87.3889 | 125.8938
1896 | 85.4904 | 108.5961 | 85.4904 | 108.5961
1897 | 80.5628 | 90.0854 | 80.5628 | 90.0854
1898 | 79.3979 | 75.7717 | 79.3979 | 75.7717
1899 | 79.2066 | 66.9028 | 79.2066 | 66.9028
1900 | 80.3109 | 62.9681 | 80.3109 | 62.9681
1901 | 82.5027 | 61.5522 | 82.5027 | 61.5522
1902 | 82.1403 | 60.5791 | 82.1403 | 60.5791
1903 | 82.7899 | 61.9833 | 82.7899 | 61.9833
1904 | 80.6921 | 65.2921 | 80.6921 | 65.2921
1905 | 77.1163 | 76.796 | 77.1163 | 76.796
1906 | 72.7848 | 83.5031 | 72.7848 | 83.5031
1907 | 68.0904 | 83.9235 | 68.0904 | 83.9235
1908 | 63.831 | 88.297 | 63.831 | 88.297
1909 | 61.2507 | 92.9018 | 61.2507 | 92.9018
1910 | 59.374 | 98.3719 | 59.374 | 98.3719
1911 | 58.6078 | 105.0952 | 58.6078 | 105.0952
1912 | 58.8696 | 113.781 | 58.8696 | 113.781
1913 | 60.1686 | 128.7677 | 60.1686 | 128.7677
1914 | 61.1311 | 134.7762 | 61.1311 | 134.7762
1915 | 63.583 | 138.2915 | 63.583 | 138.2915
1916 | 68.9423 | 138.1445 | 68.9423 | 138.1445
1917 | 73.4609 | 136.3411 | 73.4609 | 136.3411
1918 | 76.9687 | 125.1562 | 76.9687 | 125.1562
1919 | 82.9543 | 112.0759 | 82.9543 | 112.0759
1920 | 82.0246 | 96.5715 | 82.0246 | 96.5715
1921 | 77.7988 | 82.9675 | 77.7988 | 82.9675
1922 | 76.8582 | 75.8157 | 76.8582 | 75.8157
1923 | 77.6799 | 70.4782 | 77.6799 | 70.4782
1924 | 79.0249 | 66.6316 | 79.0249 | 66.6316
1925 | 80.1886 | 64.0496 | 80.1886 | 64.0496
1926 | 80.2143 | 59.5779 | 80.2143 | 59.5779
1927 | 80.479 | 55.0743 | 80.479 | 55.0743
1928 | 78.1737 | 53.0804 | 78.1737 | 53.0804
1929 | 75.0952 | 62.9892 | 75.0952 | 62.9892
1930 | 72.052 | 67.463 | 72.052 | 67.463
1931 | 67.6129 | 66.3541 | 67.6129 | 66.3541
1932 | 63.4779 | 68.8464 | 63.4779 | 68.8464
1933 | 61.075 | 71.3389 | 61.075 | 71.3389
1934 | 59.365 | 74.1356 | 59.365 | 74.1356
1935 | 58.9047 | 76.4364 | 58.9047 | 76.4364
1936 | 59.2249 | 78.2462 | 59.2249 | 78.2462
1937 | 60.1636 | 89.1843 | 60.1636 | 89.1843
1938 | 61.2941 | 92.2885 | 61.2941 | 92.2885
1939 | 63.4505 | 92.9214 | 63.4505 | 92.9214
1940 | 68.5221 | 89.529 | 68.5221 | 89.529
1941 | 73.2505 | 88.6057 | 73.2505 | 88.6057
1942 | 76.831 | 88.8073 | 76.831 | 88.8073
1943 | 83.2752 | 91.0961 | 83.2752 | 91.0961
1944 | 81.2823 | 88.9915 | 81.2823 | 88.9915
1945 | 78.0077 | 78.6549 | 78.0077 | 78.6549
1946 | 77.0258 | 66.5194 | 77.0258 | 66.5194
1947 | 77.3082 | 59.2127 | 77.3082 | 59.2127
1948 | 79.0203 | 57.8744 | 79.0203 | 57.8744
1949 | 81.5478 | 58.1198 | 81.5478 | 58.1198
1950 | 80.5467 | 58.4558 | 80.5467 | 58.4558
1951 | 81.1559 | 60.8391 | 81.1559 | 60.8391
1952 | 79.2889 | 64.918 | 79.2889 | 64.918
1953 | 76.2553 | 76.565 | 76.2553 | 76.565
1954 | 72.2841 | 86.0555 | 72.2841 | 86.0555
1955 | 67.591 | 90.3813 | 67.591 | 90.3813
1956 | 64.1056 | 99.6726 | 64.1056 | 99.6726
1957 | 61.4344 | 108.1389 | 61.4344 | 108.1389
1958 | 59.5516 | 114.6651 | 59.5516 | 114.6651
1959 | 59.0569 | 121.0914 | 59.0569 | 121.0914
1960 | 59.2649 | 129.0951 | 59.2649 | 129.0951
1961 | 60.3164 | 139.8242 | 60.3164 | 139.8242
1962 | 61.7081 | 143.1703 | 61.7081 | 143.1703
1963 | 65.3741 | 143.6382 | 65.3741 | 143.6382
1964 | 71.4995 | 141.0599 | 71.4995 | 141.0599
1965 | 76.0952 | 137.3092 | 76.0952 | 137.3092
1966 | 80.0084 | 125.5193 | 80.0084 | 125.5193
1967 | 85.9991 | 115.6404 | 85.9991 | 115.6404
1968 | 83.6546 | 104.4486 | 83.6546 | 104.4486
1969 | 79.1856 | 90.0854 | 79.1856 | 90.0854
1970 | 78.185 | 78.148 | 78.185 | 78.148
1971 | 78.7515 | 69.3011 | 78.7515 | 69.3011
1972 | 79.8364 | 64.1562 | 79.8364 | 64.1562
1973 | 82.0225 | 62.8064 | 82.0225 | 62.8064
1974 | 81.8343 | 62.3503 | 81.8343 | 62.3503
1975 | 82.7513 | 64.2496 | 82.7513 | 64.2496
1976 | 80.2973 | 67.7124 | 80.2973 | 67.7124
1977 | 77.0967 | 76.4 | 77.0967 | 76.4
1978 | 72.4619 | 81.2148 | 72.4619 | 81.2148
1979 | 67.7844 | 78.2027 | 67.7844 | 78.2027
1980 | 63.2888 | 77.4166 | 63.2888 | 77.4166
1981 | 60.7672 | 76.6196 | 60.7672 | 76.6196
1982 | 59.3144 | 75.9179 | 59.3144 | 75.9179
1983 | 58.429 | 77.1735 | 58.429 | 77.1735
1984 | 58.8448 | 80.6665 | 58.8448 | 80.6665
1985 | 60.6214 | 90.3615 | 60.6214 | 90.3615
1986 | 62.1651 | 90.3522 | 62.1651 | 90.3522
1987 | 66.9134 | 88.7408 | 66.9134 | 88.7408
1988 | 74.8027 | 83.6212 | 74.8027 | 83.6212
1989 | 79.6715 | 80.0025 | 79.6715 | 80.0025
1990 | 83.4203 | 75.4735 | 83.4203 | 75.4735
1991 | 89.1777 | 71.5904 | 89.1777 | 71.5904
1992 | 86.3673 | 66.6365 | 86.3673 | 66.6365
1993 | 81.5187 | 58.8192 | 81.5187 | 58.8192
1994 | 80.3985 | 54.7368 | 80.3985 | 54.7368
1995 | 81.4782 | 53.69 | 81.4782 | 53.69
1996 | 81.7836 | 54.992 | 81.7836 | 54.992
1997 | 83.8242 | 52.674 | 83.8242 | 52.674
1998 | 84.796 | 46.9482 | 84.796 | 46.9482
1999 | 84.4312 | 43.3137 | 84.4312 | 43.3137
2000 | 81.7264 | 44.1912 | 81.7264 | 44.1912
2001 | 78.0273 | 49.9744 | 78.0273 | 49.9744
2002 | 73.6171 | 50.0586 | 73.6171 | 50.0586
2003 | 68.087 | 48.3117 | 68.087 | 48.3117
2004 | 63.4543 | 50.749 | 63.4543 | 50.749
2005 | 60.6383 | 52.8014 | 60.6383 | 52.8014
2006 | 59.162 | 56.1922 | 59.162 | 56.1922
2007 | 58.5847 | 60.1762 | 58.5847 | 60.1762
2008 | 59.0523 | 69.192 | 59.0523 | 69.192
2009 | 60.4416 | 83.8486 | 60.4416 | 83.8486
2010 | 62.3191 | 90.1432 | 62.3191 | 90.1432
2011 | 66.8327 | 95.6167 | 66.8327 | 95.6167
2012 | 74.9306 | 98.1981 | 74.9306 | 98.1981
2013 | 79.9607 | 100.3883 | 79.9607 | 100.3883
2014 | 83.7723 | 93.1529 | 83.7723 | 93.1529
2015 | 90.2477 | 83.8571 | 90.2477 | 83.8571
2016 | 87.2362 | 71.7742 | 87.2362 | 71.7742
2017 | 82.3071 | 59.6663 | 82.3071 | 59.6663
2018 | 81.0749 | 49.8412 | 81.0749 | 49.8412
2019 | 82.3056 | 48.3213 | 82.3056 | 48.3213
2020 | 82.3539 | 56.4772 | 82.3539 | 56.4772
2021 | 83.6621 | 61.9373 | 83.6621 | 61.9373
2022 | 83.9427 | 61.5142 | 83.9427 | 61.5142
2023 | 84.3619 | 63.7765 | 84.3619 | 63.7765
2024 | 80.9393 | 66.2052 | 80.9393 | 66.2052
2025 | 77.37 | 68.2589 | 77.37 | 68.2589
2026 | 72.8961 | 66.9569 | 72.8961 | 66.9569
2027 | 67.4968 | 65.925 | 67.4968 | 65.925
2028 | 62.988 | 71.2337 | 62.988 | 71.2337
2029 | 60.097 | 79.337 | 60.097 | 79.337
2030 | 58.3267 | 89.0866 | 58.3267 | 89.0866
2031 | 57.8627 | 97.4602 | 57.8627 | 97.4602
2032 | 58.0273 | 104.6608 | 58.0273 | 104.6608
2033 | 59.6462 | 116.259 | 59.6462 | 116.259
2034 | 61.704 | 118.252 | 61.704 | 118.252
2035 | 65.2638 | 118.9289 | 65.2638 | 118.9289
2036 | 73.3113 | 118.0998 | 73.3113 | 118.0998
2037 | 78.3516 | 119.0138 | 78.3516 | 119.0138
2038 | 82.2095 | 117.4882 | 82.2095 | 117.4882
2039 | 88.2673 | 113.5281 | 88.2673 | 113.5281
2040 | 86.1324 | 106.4838 | 86.1324 | 106.4838
2041 | 80.3673 | 97.5994 | 80.3673 | 97.5994
2042 | 79.4676 | 89.1275 | 79.4676 | 89.1275
2043 | 80.7175 | 82.3048 | 80.7175 | 82.3048
2044 | 81.1698 | 79.8553 | 81.1698 | 79.8553
2045 | 82.3563 | 81.839 | 82.3563 | 81.839
2046 | 83.3132 | 82.296 | 83.3132 | 82.296
2047 | 83.3638 | 78.6395 | 83.3638 | 78.6395
2048 | 80.3828 | 74.1813 | 80.3828 | 74.1813
2049 | 77.6665 | 72.4394 | 77.6665 | 72.4394
2050 | 73.5947 | 69.9933 | 73.5947 | 69.9933
2051 | 68.1752 | 66.0681 | 68.1752 | 66.0681
2052 | 63.7906 | 65.0509 | 63.7906 | 65.0509
2053 | 60.5772 | 62.8568 | 60.5772 | 62.8568
2054 | 58.9287 | 62.8591 | 58.9287 | 62.8591
2055 | 58.3495 | 61.2213 | 58.3495 | 61.2213
2056 | 58.3825 | 64.1313 | 58.3825 | 64.1313
2057 | 59.8135 | 73.4852 | 59.8135 | 73.4852
2058 | 61.4923 | 76.0723 | 61.4923 | 76.0723
2059 | 64.7447 | 78.6524 | 64.7447 | 78.6524
2060 | 71.7592 | 80.4527 | 71.7592 | 80.4527
2061 | 76.6222 | 83.226 | 76.6222 | 83.226
2062 | 80.222 | 79.049 | 80.222 | 79.049
2063 | 85.5176 | 70.0172 | 85.5176 | 70.0172
2064 | 84.4043 | 57.6042 | 84.4043 | 57.6042
2065 | 80.376 | 44.7263 | 80.376 | 44.7263
2066 | 79.7313 | 39.0267 | 79.7313 | 39.0267
2067 | 80.5905 | 35.5045 | 80.5905 | 35.5045
2068 | 81.4593 | 34.2542 | 81.4593 | 34.2542
2069 | 82.7448 | 31.1001 | 82.7448 | 31.1001
2070 | 83.5396 | 26.1554 | 83.5396 | 26.1554
2071 | 83.1301 | 24.6772 | 83.1301 | 24.6772
2072 | 79.7204 | 24.5646 | 79.7204 | 24.5646
2073 | 76.787 | 33.2632 | 76.787 | 33.2632
2074 | 73.2405 | 38.6831 | 73.2405 | 38.6831
2075 | 67.8766 | 40.9847 | 67.8766 | 40.9847
2076 | 63.2864 | 46.3044 | 63.2864 | 46.3044
2077 | 60.5045 | 49.2149 | 60.5045 | 49.2149
2078 | 58.8102 | 51.7916 | 58.8102 | 51.7916
2079 | 58.0772 | 55.6655 | 58.0772 | 55.6655
2080 | 58.1334 | 61.645 | 58.1334 | 61.645
2081 | 59.5453 | 74.6074 | 59.5453 | 74.6074
2082 | 61.1417 | 78.6466 | 61.1417 | 78.6466
2083 | 63.1699 | 81.1168 | 63.1699 | 81.1168
2084 | 68.5613 | 81.6629 | 68.5613 | 81.6629
2085 | 73.8968 | 83.1819 | 73.8968 | 83.1819
2086 | 77.6822 | 82.6025 | 77.6822 | 82.6025
2087 | 82.9802 | 80.9747 | 82.9802 | 80.9747
2088 | 81.9149 | 79.1782 | 81.9149 | 79.1782
2089 | 78.7163 | 76.3886 | 78.7163 | 76.3886
2090 | 77.133 | 74.6825 | 77.133 | 74.6825
2091 | 77.7584 | 74.7468 | 77.7584 | 74.7468
2092 | 78.5541 | 74.7067 | 78.5541 | 74.7067
2093 | 80.3368 | 75.5791 | 80.3368 | 75.5791
2094 | 79.8217 | 74.87 | 79.8217 | 74.87
2095 | 80.1385 | 73.6228 | 80.1385 | 73.6228
2096 | 77.6953 | 71.4639 | 77.6953 | 71.4639
2097 | 75.0842 | 76.2019 | 75.0842 | 76.2019
2098 | 71.4163 | 79.9827 | 71.4163 | 79.9827
2099 | 67.0004 | 79.4679 | 67.0004 | 79.4679
2100 | 62.8356 | 80.508 | 62.8356 | 80.508
2101 | 60.3835 | 80.9102 | 60.3835 | 80.9102
2102 | 58.569 | 81.2206 | 58.569 | 81.2206
2103 | 58.1102 | 85.7876 | 58.1102 | 85.7876
2104 | 58.1991 | 90.1718 | 58.1991 | 90.1718
2105 | 59.6719 | 99.2067 | 59.6719 | 99.2067
2106 | 60.9635 | 100.9247 | 60.9635 | 100.9247
2107 | 63.16 | 101.7556 | 63.16 | 101.7556
2108 | 68.026 | 102.0376 | 68.026 | 102.0376
2109 | 72.8201 | 101.7635 | 72.8201 | 101.7635
2110 | 76.4094 | 97.2015 | 76.4094 | 97.2015
2111 | 82.8264 | 88.3567 | 82.8264 | 88.3567
2112 | 81.4578 | 78.034 | 81.4578 | 78.034
2113 | 77.8067 | 65.0791 | 77.8067 | 65.0791
2114 | 77.0643 | 55.573 | 77.0643 | 55.573
2115 | 77.4357 | 50.9726 | 77.4357 | 50.9726
2116 | 79.4455 | 50.2394 | 79.4455 | 50.2394
2117 | 81.4148 | 50.6387 | 81.4148 | 50.6387
2118 | 81.1508 | 50.0946 | 81.1508 | 50.0946
2119 | 81.5264 | 51.3448 | 81.5264 | 51.3448
2120 | 78.324 | 56.4139 | 78.324 | 56.4139
2121 | 75.4336 | 67.5878 | 75.4336 | 67.5878
2122 | 71.6217 | 71.6325 | 71.6217 | 71.6325
2123 | 67.2381 | 72.3279 | 67.2381 | 72.3279
2124 | 62.6808 | 77.9556 | 62.6808 | 77.9556
2125 | 59.8071 | 78.0608 | 59.8071 | 78.0608
2126 | 58.3072 | 78.4482 | 58.3072 | 78.4482
2127 | 57.651 | 82.1901 | 57.651 | 82.1901
2128 | 57.7809 | 87.4765 | 57.7809 | 87.4765
2129 | 59.215 | 99.5367 | 59.215 | 99.5367
2130 | 60.4402 | 102.7179 | 60.4402 | 102.7179
2131 | 64.2602 | 103.9119 | 64.2602 | 103.9119
2132 | 69.7703 | 102.5547 | 69.7703 | 102.5547
2133 | 74.4161 | 101.6204 | 74.4161 | 101.6204
2134 | 79.6666 | 97.6195 | 79.6666 | 97.6195
2135 | 84.8327 | 91.1621 | 84.8327 | 91.1621
2136 | 83.7627 | 83.9088 | 83.7627 | 83.9088
2137 | 79.0951 | 76.1025 | 79.0951 | 76.1025
2138 | 78.3089 | 72.8343 | 78.3089 | 72.8343
2139 | 79.2901 | 72.2275 | 79.2901 | 72.2275
2140 | 80.812 | 74.4646 | 80.812 | 74.4646
2141 | 84.113 | 74.875 | 84.113 | 74.875
2142 | 84.1611 | 71.4045 | 84.1611 | 71.4045
2143 | 82.8822 | 67.726 | 82.8822 | 67.726
2144 | 79.5374 | 67.5254 | 79.5374 | 67.5254
2145 | 77.0054 | 75.4869 | 77.0054 | 75.4869
2146 | 72.2362 | 81.1928 | 72.2362 | 81.1928
2147 | 67.3589 | 83.5714 | 67.3589 | 83.5714
2148 | 62.9507 | 89.6942 | 62.9507 | 89.6942
2149 | 60.0625 | 94.288 | 60.0625 | 94.288
2150 | 58.2284 | 99.296 | 58.2284 | 99.296
2151 | 58.2502 | 104.2481 | 58.2502 | 104.2481
2152 | 58.2154 | 110.9206 | 58.2154 | 110.9206
2153 | 59.5011 | 124.6971 | 59.5011 | 124.6971
2154 | 62.2098 | 129.1765 | 62.2098 | 129.1765
2155 | 67.2766 | 132.4937 | 67.2766 | 132.4937
2156 | 75.0385 | 134.118 | 75.0385 | 134.118
2157 | 79.8174 | 136.8472 | 79.8174 | 136.8472
2158 | 83.2002 | 134.7605 | 83.2002 | 134.7605
2159 | 89.9671 | 129.6123 | 89.9671 | 129.6123
2160 | 87.0684 | 124.0752 | 87.0684 | 124.0752
2161 | 81.7929 | 117.7212 | 81.7929 | 117.7212
2162 | 80.6099 | 111.2845 | 80.6099 | 111.2845
2163 | 81.355 | 105.771 | 81.355 | 105.771
2164 | 82.2027 | 104.0146 | 82.2027 | 104.0146
2165 | 84.1407 | 103.3249 | 84.1407 | 103.3249
2166 | 85.9748 | 103.2758 | 85.9748 | 103.2758
2167 | 84.5774 | 106.3302 | 84.5774 | 106.3302
2168 | 81.6575 | 111.0252 | 81.6575 | 111.0252
2169 | 78.2206 | 119.7128 | 78.2206 | 119.7128
2170 | 73.9121 | 124.9017 | 73.9121 | 124.9017
2171 | 67.9633 | 127.1263 | 67.9633 | 127.1263
2172 | 63.7899 | 275.5393 | 63.7899 | 275.5393
2173 | 60.5385 | 281.1177 | 60.5385 | 281.1177
2174 | 58.7742 | 280.5092 | 58.7742 | 280.5092
2175 | 58.3596 | 278.8607 | 58.3596 | 278.8607
2176 | 58.4375 | 285.8326 | 58.4375 | 285.8326
2177 | 60.1234 | 296.1647 | 60.1234 | 296.1647
2178 | 62.754 | 296.3025 | 62.754 | 296.3025
2179 | 67.099 | 303.8497 | 67.099 | 303.8497
2180 | 74.4729 | 307.4086 | 74.4729 | 307.4086
2181 | 79.9089 | 310.8762 | 79.9089 | 310.8762
2182 | 83.0161 | 308.2638 | 83.0161 | 308.2638
2183 | 90.1125 | 291.6245 | 90.1125 | 291.6245
2184 | 87.5802 | 276.8066 | 87.5802 | 276.8066
2185 | 80.7461 | 260.9705 | 80.7461 | 260.9705
2186 | 80.9586 | 246.3434 | 80.9586 | 246.3434
2187 | 82.6012 | 235.6554 | 82.6012 | 235.6554
2188 | 82.9262 | 228.7856 | 82.9262 | 228.7856
2189 | 85.5471 | 223.2612 | 85.5471 | 223.2612
2190 | 87.7283 | 221.59 | 87.7283 | 221.59
2191 | 86.3345 | 230.0311 | 86.3345 | 230.0311
2192 | 81.7939 | 239.2321 | 81.7939 | 239.2321
2193 | 79.1741 | 261.5209 | 79.1741 | 261.5209
2194 | 74.4188 | 269.8591 | 74.4188 | 269.8591
2195 | 69.5008 | 272.962 | 69.5008 | 272.962
2196 | 65.0139 | 281.3036 | 65.0139 | 281.3036
2197 | 61.7181 | 299.0434 | 61.7181 | 299.0434
2198 | 59.7312 | 296.3025 | 59.7312 | 296.3025
2199 | 59.0039 | 303.6286 | 59.0039 | 303.6286
2200 | 58.978 | 309.4523 | 58.978 | 309.4523
2201 | 60.5901 | 325.0567 | 60.5901 | 325.0567
2202 | 63.0293 | 328.7093 | 63.0293 | 328.7093
2203 | 67.3663 | 336.1159 | 67.3663 | 336.1159
2204 | 74.8266 | 338.5266 | 74.8266 | 338.5266
2205 | 79.6101 | 341.4084 | 79.6101 | 341.4084
2206 | 83.0742 | 334.8359 | 83.0742 | 334.8359
2207 | 89.8482 | 325.1795 | 89.8482 | 325.1795
2208 | 87.5837 | 312.1424 | 87.5837 | 312.1424
2209 | 82.0233 | 295.908 | 82.0233 | 295.908
2210 | 81.9063 | 275.7743 | 81.9063 | 275.7743
2211 | 83.0258 | 254.5652 | 83.0258 | 254.5652
2212 | 83.487 | 233.7767 | 83.487 | 233.7767
2213 | 87.2686 | 216.2549 | 87.2686 | 216.2549
2214 | 89.2426 | 203.922 | 89.2426 | 203.922
2215 | 86.4067 | 200.2955 | 86.4067 | 200.2955
2216 | 82.1744 | 205.8646 | 82.1744 | 205.8646
2217 | 77.5927 | 227.8019 | 77.5927 | 227.8019
2218 | 72.1696 | 243.7087 | 72.1696 | 243.7087
2219 | 66.9499 | 258.6683 | 66.9499 | 258.6683
2220 | 62.7394 | 275.9845 | 62.7394 | 275.9845
2221 | 60.0184 | 289.483 | 60.0184 | 289.483
2222 | 58.3431 | 297.1929 | 58.3431 | 297.1929
2223 | 57.9803 | 304.4253 | 57.9803 | 304.4253
2224 | 58.028 | 313.8575 | 58.028 | 313.8575
2225 | 59.565 | 329.1573 | 59.565 | 329.1573
2226 | 61.5882 | 333.5364 | 61.5882 | 333.5364
2227 | 64.9716 | 336.9126 | 64.9716 | 336.9126
2228 | 71.1082 | 340.4246 | 71.1082 | 340.4246
2229 | 75.7147 | 344.4078 | 75.7147 | 344.4078
2230 | 78.9052 | 337.929 | 78.9052 | 337.929
2231 | 85.8262 | 313.3697 | 85.8262 | 313.3697
2232 | 83.9505 | 284.8673 | 83.9505 | 284.8673
2233 | 78.8429 | 266.9926 | 78.8429 | 266.9926
2234 | 79.148 | 260.2388 | 79.148 | 260.2388
2235 | 81.6605 | 252.5969 | 81.6605 | 252.5969
2236 | 82.0335 | 248.703 | 82.0335 | 248.703
2237 | 85.1265 | 244.4673 | 85.1265 | 244.4673
2238 | 86.7148 | 239.0235 | 86.7148 | 239.0235
2239 | 84.6953 | 237.7403 | 84.6953 | 237.7403
2240 | 80.7669 | 245.2308 | 80.7669 | 245.2308
2241 | 77.3274 | 267.871 | 77.3274 | 267.871
2242 | 73.3667 | 280.7551 | 73.3667 | 280.7551
2243 | 68.385 | 287.7243 | 68.385 | 287.7243
2244 | 64.68 | 295.4567 | 64.68 | 295.4567
2245 | 61.5311 | 298.2233 | 61.5311 | 298.2233
2246 | 59.6101 | 297.1461 | 59.6101 | 297.1461
2247 | 58.9266 | 299.3874 | 58.9266 | 299.3874
2248 | 58.9742 | 305.6562 | 58.9742 | 305.6562
2249 | 60.3157 | 318.9174 | 60.3157 | 318.9174
2250 | 62.5433 | 323.5074 | 62.5433 | 323.5074
2251 | 65.4265 | 326.415 | 65.4265 | 326.415
2252 | 70.6327 | 328.7085 | 70.6327 | 328.7085
2253 | 75.0729 | 330.2547 | 75.0729 | 330.2547
2254 | 78.9155 | 323.7056 | 78.9155 | 323.7056
2255 | 85.1308 | 301.2786 | 85.1308 | 301.2786
2256 | 84.8877 | 281.8211 | 84.8877 | 281.8211
2257 | 80.3732 | 268.0939 | 80.3732 | 268.0939
2258 | 79.606 | 262.1368 | 79.606 | 262.1368
2259 | 79.1746 | 261.0091 | 79.1746 | 261.0091
2260 | 80.9743 | 265.504 | 80.9743 | 265.504
2261 | 83.3139 | 272.258 | 83.3139 | 272.258
2262 | 85.3793 | 275.0623 | 85.3793 | 275.0623
2263 | 83.4639 | 276.052 | 83.4639 | 276.052
2264 | 79.7375 | 280.426 | 79.7375 | 280.426
2265 | 75.7961 | 294.7478 | 75.7961 | 294.7478
2266 | 72.3943 | 298.751 | 72.3943 | 298.751
2267 | 67.8744 | 298.5969 | 67.8744 | 298.5969
2268 | 63.9018 | 303.3065 | 63.9018 | 303.3065
2269 | 61.4617 | 310.1971 | 61.4617 | 310.1971
2270 | 59.5699 | 317.1104 | 59.5699 | 317.1104
2271 | 58.918 | 323.7335 | 58.918 | 323.7335
2272 | 58.7375 | 331.4083 | 58.7375 | 331.4083
2273 | 59.9565 | 345.3022 | 59.9565 | 345.3022
2274 | 61.7878 | 349.4 | 61.7878 | 349.4
2275 | 64.8727 | 350.8782 | 64.8727 | 350.8782
2276 | 70.057 | 352.6328 | 70.057 | 352.6328
2277 | 74.2526 | 357.7173 | 74.2526 | 357.7173
2278 | 77.3421 | 357.3309 | 77.3421 | 357.3309
2279 | 83.5654 | 340.1527 | 83.5654 | 340.1527
2280 | 82.8567 | 312.3767 | 82.8567 | 312.3767
2281 | 78.3164 | 285.3166 | 78.3164 | 285.3166
2282 | 77.7801 | 263.2615 | 77.7801 | 263.2615
2283 | 78.7268 | 251.0035 | 78.7268 | 251.0035
2284 | 80.4768 | 249.945 | 80.4768 | 249.945
2285 | 83.4475 | 253.6294 | 83.4475 | 253.6294
2286 | 85.3732 | 255.7307 | 85.3732 | 255.7307
2287 | 83.25 | 257.6342 | 83.25 | 257.6342
2288 | 79.9912 | 264.1406 | 79.9912 | 264.1406
2289 | 76.3057 | 285.703 | 76.3057 | 285.703
2290 | 72.7116 | 302.8751 | 72.7116 | 302.8751
2291 | 68.0972 | 317.3193 | 68.0972 | 317.3193
2292 | 64.2197 | 329.1289 | 64.2197 | 329.1289
2293 | 61.3196 | 339.0188 | 61.3196 | 339.0188
2294 | 59.6048 | 344.7838 | 59.6048 | 344.7838
2295 | 59.0325 | 348.0561 | 59.0325 | 348.0561
2296 | 59.1769 | 352.8488 | 59.1769 | 352.8488
2297 | 59.9751 | 361.5407 | 59.9751 | 361.5407
2298 | 62.2163 | 361.491 | 62.2163 | 361.491
2299 | 65.4575 | 359.267 | 65.4575 | 359.267
2300 | 70.4593 | 356.7335 | 70.4593 | 356.7335
2301 | 74.8098 | 357.483 | 74.8098 | 357.483
2302 | 78.6549 | 348.0752 | 78.6549 | 348.0752
2303 | 84.7103 | 319.2043 | 84.7103 | 319.2043
2304 | 83.4922 | 289.1085 | 83.4922 | 289.1085
2305 | 80.1088 | 256.5653 | 80.1088 | 256.5653
2306 | 79.3865 | 233.7369 | 79.3865 | 233.7369
2307 | 79.7928 | 212.7621 | 79.7928 | 212.7621
2308 | 80.5531 | 194.5277 | 80.5531 | 194.5277
2309 | 83.814 | 182.7702 | 83.814 | 182.7702
2310 | 86.3181 | 178.2637 | 86.3181 | 178.2637
2311 | 84.4891 | 180.2375 | 84.4891 | 180.2375
2312 | 80.1201 | 195.0858 | 80.1201 | 195.0858
2313 | 76.9361 | 229.3718 | 76.9361 | 229.3718
2314 | 72.8946 | 239.983 | 72.8946 | 239.983
2315 | 67.4861 | 244.7496 | 67.4861 | 244.7496
2316 | 63.1496 | 255.6922 | 63.1496 | 255.6922
2317 | 60.3649 | 260.2161 | 60.3649 | 260.2161
2318 | 58.5377 | 258.3891 | 58.5377 | 258.3891
2319 | 58.0755 | 252.6635 | 58.0755 | 252.6635
2320 | 58.4234 | 250.9888 | 58.4234 | 250.9888
2321 | 59.9479 | 261.5787 | 59.9479 | 261.5787
2322 | 63.0677 | 259.9825 | 63.0677 | 259.9825
2323 | 67.2505 | 256.6103 | 67.2505 | 256.6103
2324 | 74.275 | 251.3586 | 74.275 | 251.3586
2325 | 79.5328 | 245.2659 | 79.5328 | 245.2659
2326 | 83.5459 | 229.0862 | 83.5459 | 229.0862
2327 | 90.1852 | 210.877 | 90.1852 | 210.877
2328 | 88.4372 | 197.5118 | 88.4372 | 197.5118
2329 | 83.6485 | 189.8537 | 83.6485 | 189.8537
2330 | 82.5588 | 182.842 | 82.5588 | 182.842
2331 | 83.576 | 179.9335 | 83.576 | 179.9335
2332 | 84.3268 | 180.3746 | 84.3268 | 180.3746
2333 | 87.5924 | 179.2085 | 87.5924 | 179.2085
2334 | 89.6105 | 176.3189 | 89.6105 | 176.3189
2335 | 86.307 | 175.5511 | 86.307 | 175.5511
2336 | 82.2326 | 175.9651 | 82.2326 | 175.9651
2337 | 79.4059 | 178.0552 | 79.4059 | 178.0552
2338 | 74.7701 | 174.9819 | 74.7701 | 174.9819
2339 | 69.2515 | 169.4852 | 69.2515 | 169.4852
2340 | 64.4205 | 168.2196 | 64.4205 | 168.2196
2341 | 61.9027 | 168.5258 | 61.9027 | 168.5258
2342 | 60.0808 | 169.2529 | 60.0808 | 169.2529
2343 | 59.502 | 171.0021 | 59.502 | 171.0021
2344 | 59.5801 | 176.1696 | 59.5801 | 176.1696
2345 | 61.0618 | 187.4391 | 61.0618 | 187.4391
2346 | 63.8527 | 187.8112 | 63.8527 | 187.8112
2347 | 68.3774 | 179.1902 | 68.3774 | 179.1902
2348 | 75.2552 | 169.6035 | 75.2552 | 169.6035
2349 | 80.5693 | 171.1029 | 80.5693 | 171.1029
2350 | 83.9272 | 171.5835 | 83.9272 | 171.5835
2351 | 90.1241 | 172.7293 | 90.1241 | 172.7293
2352 | 88.387 | 172.6737 | 88.387 | 172.6737
2353 | 83.9786 | 171.1079 | 83.9786 | 171.1079
2354 | 82.2932 | 164.0259 | 82.2932 | 164.0259
2355 | 83.3591 | 156.3372 | 83.3591 | 156.3372
2356 | 84.065 | 154.1305 | 84.065 | 154.1305
2357 | 87.4996 | 161.1657 | 87.4996 | 161.1657
2358 | 89.4241 | 170.1562 | 89.4241 | 170.1562
2359 | 87.1336 | 175.3871 | 87.1336 | 175.3871
2360 | 83.6839 | 179.808 | 83.6839 | 179.808
2361 | 80.3321 | 193.2393 | 80.3321 | 193.2393
2362 | 75.8528 | 202.4914 | 75.8528 | 202.4914
2363 | 70.6542 | 210.4916 | 70.6542 | 210.4916
2364 | 65.667 | 221.3171 | 65.667 | 221.3171
2365 | 63.0571 | 229.8948 | 63.0571 | 229.8948
2366 | 61.0917 | 230.9968 | 61.0917 | 230.9968
2367 | 60.6075 | 239.1431 | 60.6075 | 239.1431
2368 | 60.7134 | 256.636 | 60.7134 | 256.636
2369 | 62.0171 | 277.1143 | 62.0171 | 277.1143
2370 | 64.61 | 284.8441 | 64.61 | 284.8441
2371 | 68.9343 | 286.9316 | 68.9343 | 286.9316
2372 | 76.1916 | 283.6951 | 76.1916 | 283.6951
2373 | 80.6189 | 285.8974 | 80.6189 | 285.8974
2374 | 84.4704 | 286.2375 | 84.4704 | 286.2375
2375 | 89.7056 | 267.8408 | 89.7056 | 267.8408
2376 | 88.4737 | 242.2909 | 88.4737 | 242.2909
2377 | 84.3916 | 210.4506 | 84.3916 | 210.4506
2378 | 83.9176 | 184.9509 | 83.9176 | 184.9509
2379 | 84.3377 | 169.5999 | 84.3377 | 169.5999
2380 | 85.3824 | 162.9176 | 85.3824 | 162.9176
2381 | 87.7737 | 160.6268 | 87.7737 | 160.6268
2382 | 89.6353 | 160.549 | 89.6353 | 160.549
2383 | 86.8483 | 164.9128 | 86.8483 | 164.9128
2384 | 82.7456 | 181.0967 | 82.7456 | 181.0967
2385 | 79.2557 | 215.2891 | 79.2557 | 215.2891
2386 | 75.3865 | 231.4771 | 75.3865 | 231.4771
2387 | 70.573 | 247.1865 | 70.573 | 247.1865
2388 | 66.714 | 267.5255 | 66.714 | 267.5255
2389 | 63.9272 | 288.2177 | 63.9272 | 288.2177
2390 | 62.055 | 301.9966 | 62.055 | 301.9966
2391 | 61.2435 | 309.6038 | 61.2435 | 309.6038
2392 | 61.2854 | 321.5199 | 61.2854 | 321.5199
2393 | 62.8084 | 335.6949 | 62.8084 | 335.6949
2394 | 65.1255 | 342.3937 | 65.1255 | 342.3937
2395 | 67.2623 | 344.1063 | 67.2623 | 344.1063
2396 | 72.8075 | 343.4708 | 72.8075 | 343.4708
2397 | 77.7498 | 342.416 | 77.7498 | 342.416
2398 | 81.7984 | 337.4838 | 81.7984 | 337.4838
2399 | 87.2699 | 308.8004 | 87.2699 | 308.8004
2400 | 86.3445 | 279.0326 | 86.3445 | 279.0326
2401 | 82.6507 | 239.5769 | 82.6507 | 239.5769
2402 | 82.0626 | 205.5713 | 82.0626 | 205.5713
2403 | 82.278 | 190.5952 | 82.278 | 190.5952
2404 | 83.1356 | 180.0934 | 83.1356 | 180.0934
2405 | 85.016 | 169.9997 | 85.016 | 169.9997
2406 | 88.0918 | 163.314 | 88.0918 | 163.314
2407 | 85.8066 | 163.8584 | 85.8066 | 163.8584
2408 | 81.7618 | 178.1443 | 81.7618 | 178.1443
2409 | 78.47 | 208.1657 | 78.47 | 208.1657
2410 | 75.2967 | 223.7444 | 75.2967 | 223.7444
2411 | 70.8208 | 232.8226 | 70.8208 | 232.8226
2412 | 66.7171 | 239.7817 | 66.7171 | 239.7817
2413 | 63.4936 | 245.9225 | 63.4936 | 245.9225
2414 | 62.2088 | 250.5159 | 62.2088 | 250.5159
2415 | 61.3601 | 249.6876 | 61.3601 | 249.6876
2416 | 61.4274 | 250.1687 | 61.4274 | 250.1687
2417 | 62.5572 | 259.7042 | 62.5572 | 259.7042
2418 | 64.3574 | 262.9584 | 64.3574 | 262.9584
2419 | 66.495 | 265.538 | 66.495 | 265.538
2420 | 70.3995 | 266.1444 | 70.3995 | 266.1444
2421 | 75.0527 | 267.386 | 75.0527 | 267.386
2422 | 79.2645 | 268.3118 | 79.2645 | 268.3118
2423 | 84.9397 | 253.6174 | 84.9397 | 253.6174
2424 | 84.115 | 232.8711 | 84.115 | 232.8711
2425 | 80.7379 | 195.9929 | 80.7379 | 195.9929
2426 | 79.9536 | 166.3223 | 79.9536 | 166.3223
2427 | 80.4419 | 155.7514 | 80.4419 | 155.7514
2428 | 80.9147 | 154.4351 | 80.9147 | 154.4351
2429 | 83.441 | 158.2132 | 83.441 | 158.2132
2430 | 85.9393 | 165.8212 | 85.9393 | 165.8212
2431 | 84.5308 | 177.3788 | 84.5308 | 177.3788
2432 | 80.5595 | 199.2802 | 80.5595 | 199.2802
2433 | 77.1371 | 219.9989 | 77.1371 | 219.9989
2434 | 73.959 | 224.8692 | 73.959 | 224.8692
2435 | 69.9407 | 226.3318 | 69.9407 | 226.3318
2436 | 66.232 | 231.0883 | 66.232 | 231.0883
2437 | 63.6672 | 236.9948 | 63.6672 | 236.9948
2438 | 61.8354 | 242.9707 | 61.8354 | 242.9707
2439 | 61.1508 | 249.9219 | 61.1508 | 249.9219
2440 | 61.2233 | 259.3073 | 61.2233 | 259.3073
2441 | 62.2135 | 275.2163 | 62.2135 | 275.2163
2442 | 63.9807 | 281.9854 | 63.9807 | 281.9854
2443 | 65.4538 | 285.76 | 65.4538 | 285.76
2444 | 68.4849 | 286.3664 | 68.4849 | 286.3664
2445 | 72.7031 | 290.045 | 72.7031 | 290.045
2446 | 76.8411 | 285.8391 | 76.8411 | 285.8391
2447 | 82.9207 | 269.0827 | 82.9207 | 269.0827
2448 | 82.229 | 249.508 | 82.229 | 249.508
2449 | 79.7476 | 230.2509 | 79.7476 | 230.2509
2450 | 78.9715 | 220.5445 | 78.9715 | 220.5445
2451 | 79.1066 | 218.5967 | 79.1066 | 218.5967
2452 | 80.9019 | 220.9358 | 80.9019 | 220.9358
2453 | 83.4132 | 223.7767 | 83.4132 | 223.7767
2454 | 84.864 | 226.3233 | 84.864 | 226.3233
2455 | 82.8134 | 229.7967 | 82.8134 | 229.7967
2456 | 80.6795 | 235.0612 | 80.6795 | 235.0612
2457 | 77.2562 | 238.2527 | 77.2562 | 238.2527
2458 | 73.6932 | 231.8988 | 73.6932 | 231.8988
2459 | 69.4209 | 218.5055 | 69.4209 | 218.5055
2460 | 65.481 | 206.0393 | 65.481 | 206.0393
2461 | 62.9265 | 198.1207 | 62.9265 | 198.1207
2462 | 61.0228 | 193.6693 | 61.0228 | 193.6693
2463 | 60.0906 | 192.1145 | 60.0906 | 192.1145
2464 | 60.3002 | 191.2131 | 60.3002 | 191.2131
2465 | 61.2844 | 201.2407 | 61.2844 | 201.2407
2466 | 63.7294 | 204.9636 | 63.7294 | 204.9636
2467 | 66.4889 | 207.3791 | 66.4889 | 207.3791
2468 | 70.4423 | 210.9849 | 70.4423 | 210.9849
2469 | 74.682 | 214.1948 | 74.682 | 214.1948
2470 | 78.2264 | 209.3797 | 78.2264 | 209.3797
2471 | 84.3518 | 194.8259 | 84.3518 | 194.8259
2472 | 82.7506 | 187.6 | 82.7506 | 187.6
2473 | 79.9392 | 177.5752 | 79.9392 | 177.5752
2474 | 79.5544 | 162.8543 | 79.5544 | 162.8543
2475 | 80.8099 | 154.7907 | 80.8099 | 154.7907
2476 | 82.2196 | 150.8734 | 82.2196 | 150.8734
2477 | 84.9647 | 147.6219 | 84.9647 | 147.6219
2478 | 86.5454 | 146.5599 | 86.5454 | 146.5599
2479 | 83.7744 | 148.8383 | 83.7744 | 148.8383
2480 | 80.5832 | 157.3833 | 80.5832 | 157.3833
2481 | 77.7751 | 173.2047 | 77.7751 | 173.2047
2482 | 74.0103 | 179.5278 | 74.0103 | 179.5278
2483 | 69.2174 | 183.4508 | 69.2174 | 183.4508
2484 | 65.0944 | 187.9496 | 65.0944 | 187.9496
2485 | 62.7475 | 188.0683 | 62.7475 | 188.0683
2486 | 60.9586 | 188.0221 | 60.9586 | 188.0221
2487 | 60.0239 | 198.8396 | 60.0239 | 198.8396
2488 | 60.3847 | 219.449 | 60.3847 | 219.449
2489 | 61.7394 | 246.0197 | 61.7394 | 246.0197
2490 | 64.4921 | 258.8109 | 64.4921 | 258.8109
2491 | 68.335 | 268.5373 | 68.335 | 268.5373
2492 | 74.6237 | 277.017 | 74.6237 | 277.017
2493 | 78.7047 | 285.8037 | 78.7047 | 285.8037
2494 | 83.8483 | 290.877 | 83.8483 | 290.877
2495 | 90.3814 | 280.1896 | 90.3814 | 280.1896
2496 | 88.5218 | 260.0056 | 88.5218 | 260.0056
2497 | 84.9267 | 231.8442 | 84.9267 | 231.8442
2498 | 83.8102 | 205.1027 | 83.8102 | 205.1027
2499 | 85.0297 | 183.9639 | 85.0297 | 183.9639
2500 | 86.2644 | 171.7047 | 86.2644 | 171.7047
2501 | 89.1746 | 165.6647 | 89.1746 | 165.6647
2502 | 89.5559 | 166.571 | 89.5559 | 166.571
2503 | 86.7663 | 172.0362 | 86.7663 | 172.0362
2504 | 83.072 | 189.3215 | 83.072 | 189.3215
2505 | 80.0374 | 204.6742 | 80.0374 | 204.6742
2506 | 75.8447 | 208.7946 | 75.8447 | 208.7946
2507 | 70.1993 | 212.9052 | 70.1993 | 212.9052
2508 | 65.7572 | 225.0663 | 65.7572 | 225.0663
2509 | 62.5242 | 236.6433 | 62.5242 | 236.6433
2510 | 60.7191 | 248.0321 | 60.7191 | 248.0321
2511 | 60.143 | 256.8813 | 60.143 | 256.8813
2512 | 60.8696 | 266.665 | 60.8696 | 266.665
2513 | 62.0792 | 281.0744 | 62.0792 | 281.0744
2514 | 64.6843 | 285.8049 | 64.6843 | 285.8049
2515 | 70.0647 | 286.5801 | 70.0647 | 286.5801
2516 | 77.2239 | 284.7262 | 77.2239 | 284.7262
2517 | 82.4585 | 283.109 | 82.4585 | 283.109
2518 | 86.2885 | 281.9728 | 86.2885 | 281.9728
2519 | 93.0701 | 276.4404 | 93.0701 | 276.4404
2520 | 91.3599 | 266.5667 | 91.3599 | 266.5667
2521 | 86.4618 | 252.4178 | 86.4618 | 252.4178
2522 | 86.5718 | 239.1029 | 86.5718 | 239.1029
2523 | 86.6958 | 229.7505 | 86.6958 | 229.7505
2524 | 86.9002 | 225.6223 | 86.9002 | 225.6223
2525 | 91.2745 | 222.98 | 91.2745 | 222.98
2526 | 93.7219 | 220.9104 | 93.7219 | 220.9104
2527 | 90.6595 | 221.0799 | 90.6595 | 221.0799
2528 | 86.0042 | 222.1735 | 86.0042 | 222.1735
2529 | 82.4108 | 223.4669 | 82.4108 | 223.4669
2530 | 78.0268 | 221.12 | 78.0268 | 221.12
2531 | 72.7903 | 217.7322 | 72.7903 | 217.7322
2532 | 67.6916 | 215.8105 | 67.6916 | 215.8105
2533 | 64.4513 | 212.1332 | 64.4513 | 212.1332
2534 | 62.8012 | 207.0257 | 62.8012 | 207.0257
2535 | 61.9372 | 200.597 | 61.9372 | 200.597
2536 | 62.168 | 200.258 | 62.168 | 200.258
2537 | 63.4459 | 207.1456 | 63.4459 | 207.1456
2538 | 66.255 | 208.6425 | 66.255 | 208.6425
2539 | 71.3156 | 210.7065 | 71.3156 | 210.7065
2540 | 77.8651 | 210.0007 | 77.8651 | 210.0007
2541 | 82.9716 | 213.07 | 82.9716 | 213.07
2542 | 86.7698 | 216.8077 | 86.7698 | 216.8077
2543 | 94.1915 | 203.4256 | 94.1915 | 203.4256
2544 | 91.2827 | 194.2313 | 91.2827 | 194.2313
2545 | 86.7937 | 184.8392 | 86.7937 | 184.8392
2546 | 85.6374 | 173.0239 | 85.6374 | 173.0239
2547 | 86.1064 | 160.6722 | 86.1064 | 160.6722
2548 | 86.8224 | 155.349 | 86.8224 | 155.349
2549 | 91.1626 | 155.7997 | 91.1626 | 155.7997
2550 | 93.5808 | 158.8853 | 93.5808 | 158.8853
2551 | 89.6594 | 166.8108 | 89.6594 | 166.8108
2552 | 86.0805 | 186.9548 | 86.0805 | 186.9548
2553 | 82.2825 | 221.7798 | 82.2825 | 221.7798
2554 | 78.0827 | 235.0856 | 78.0827 | 235.0856
2555 | 72.5962 | 247.0459 | 72.5962 | 247.0459
2556 | 68.009 | 264.2684 | 68.009 | 264.2684
2557 | 64.8835 | 279.1025 | 64.8835 | 279.1025
2558 | 63.1177 | 291.7098 | 63.1177 | 291.7098
2559 | 62.1082 | 304.1675 | 62.1082 | 304.1675
2560 | 62.4571 | 316.6694 | 62.4571 | 316.6694
2561 | 63.1953 | 332.1098 | 63.1953 | 332.1098
2562 | 66.3796 | 341.8079 | 66.3796 | 341.8079
2563 | 70.6371 | 347.6446 | 70.6371 | 347.6446
2564 | 75.732 | 349.7507 | 75.732 | 349.7507
2565 | 81.216 | 349.7503 | 81.216 | 349.7503
2566 | 84.9687 | 342.2874 | 84.9687 | 342.2874
2567 | 91.1742 | 313.0182 | 91.1742 | 313.0182
2568 | 89.4107 | 289.6006 | 89.4107 | 289.6006
2569 | 84.3422 | 263.056 | 84.3422 | 263.056
2570 | 83.7118 | 235.3537 | 83.7118 | 235.3537
2571 | 83.4031 | 223.1894 | 83.4031 | 223.1894
2572 | 85.772 | 221.1467 | 85.772 | 221.1467
2573 | 90.2838 | 218.2232 | 90.2838 | 218.2232
2574 | 92.6628 | 219.3639 | 92.6628 | 219.3639
2575 | 88.8118 | 224.6182 | 88.8118 | 224.6182
2576 | 84.2962 | 228.3361 | 84.2962 | 228.3361
2577 | 81.144 | 231.6682 | 81.144 | 231.6682
2578 | 77.1753 | 234.8747 | 77.1753 | 234.8747
2579 | 72.7775 | 238.9384 | 72.7775 | 238.9384
2580 | 68.0141 | 243.5309 | 68.0141 | 243.5309
2581 | 65.2951 | 235.5889 | 65.2951 | 235.5889
2582 | 63.0399 | 214.9926 | 63.0399 | 214.9926
2583 | 62.1788 | 193.5673 | 62.1788 | 193.5673
2584 | 62.1221 | 180.2937 | 62.1221 | 180.2937
2585 | 63.4429 | 183.7602 | 63.4429 | 183.7602
2586 | 65.4985 | 186.8974 | 65.4985 | 186.8974
2587 | 68.8465 | 191.867 | 68.8465 | 191.867
2588 | 73.1071 | 195.5899 | 73.1071 | 195.5899
2589 | 77.4138 | 198.5889 | 77.4138 | 198.5889
2590 | 81.0019 | 197.9682 | 81.0019 | 197.9682
2591 | 86.6163 | 185.7576 | 86.6163 | 185.7576
2592 | 85.3397 | 178.3208 | 85.3397 | 178.3208
2593 | 82.0457 | 173.5683 | 82.0457 | 173.5683
2594 | 81.4453 | 167.7048 | 81.4453 | 167.7048
2595 | 81.5141 | 159.8286 | 81.5141 | 159.8286
2596 | 82.9919 | 152.5605 | 82.9919 | 152.5605
2597 | 86.5734 | 146.3331 | 86.5734 | 146.3331
2598 | 88.8429 | 146.2787 | 88.8429 | 146.2787
2599 | 86.2536 | 154.9307 | 86.2536 | 154.9307
2600 | 82.9633 | 166.7093 | 82.9633 | 166.7093
2601 | 79.8395 | 177.4694 | 79.8395 | 177.4694
2602 | 76.3115 | 184.8703 | 76.3115 | 184.8703
2603 | 71.4007 | 189.098 | 71.4007 | 189.098
2604 | 67.7905 | 195.7525 | 67.7905 | 195.7525
2605 | 64.614 | 199.7609 | 64.614 | 199.7609
2606 | 62.9056 | 203.2296 | 62.9056 | 203.2296
2607 | 62.2741 | 207.7204 | 62.2741 | 207.7204
2608 | 62.6467 | 211.6929 | 62.6467 | 211.6929
2609 | 63.3855 | 222.3532 | 63.3855 | 222.3532
2610 | 65.2644 | 223.6391 | 65.2644 | 223.6391
2611 | 69.016 | 223.149 | 69.016 | 223.149
2612 | 73.012 | 221.0139 | 73.012 | 221.0139
2613 | 76.8672 | 219.467 | 76.8672 | 219.467
2614 | 80.8189 | 216.5031 | 80.8189 | 216.5031
2615 | 86.8409 | 209.7288 | 86.8409 | 209.7288
2616 | 85.5985 | 203.3699 | 85.5985 | 203.3699
2617 | 82.7909 | 194.9853 | 82.7909 | 194.9853
2618 | 81.7787 | 185.6539 | 81.7787 | 185.6539
2619 | 81.9111 | 181.8081 | 81.9111 | 181.8081
2620 | 84.5612 | 188.8805 | 84.5612 | 188.8805
2621 | 89.6529 | 190.7372 | 89.6529 | 190.7372
2622 | 90.7301 | 191.8544 | 90.7301 | 191.8544
2623 | 86.7768 | 193.3362 | 86.7768 | 193.3362
2624 | 83.4563 | 201.4594 | 83.4563 | 201.4594
2625 | 80.2117 | 214.8204 | 80.2117 | 214.8204
2626 | 76.452 | 218.8939 | 76.452 | 218.8939
2627 | 71.2866 | 224.6916 | 71.2866 | 224.6916
2628 | 67.3281 | 237.6494 | 67.3281 | 237.6494
2629 | 64.1211 | 249.7419 | 64.1211 | 249.7419
2630 | 62.3318 | 257.9439 | 62.3318 | 257.9439
2631 | 61.5176 | 261.3568 | 61.5176 | 261.3568
2632 | 61.6851 | 263.1033 | 61.6851 | 263.1033
2633 | 62.3867 | 270.6236 | 62.3867 | 270.6236
2634 | 64.9105 | 271.7689 | 64.9105 | 271.7689
2635 | 69.8806 | 274.5828 | 69.8806 | 274.5828
2636 | 74.5179 | 276.0562 | 74.5179 | 276.0562
2637 | 77.849 | 275.3998 | 77.849 | 275.3998
2638 | 81.5954 | 278.9032 | 81.5954 | 278.9032
2639 | 88.7279 | 272.8787 | 88.7279 | 272.8787
2640 | 86.6859 | 265.0436 | 86.6859 | 265.0436
2641 | 83.1872 | 252.9567 | 83.1872 | 252.9567
2642 | 82.2441 | 238.9623 | 82.2441 | 238.9623
2643 | 82.7699 | 230.0082 | 82.7699 | 230.0082
2644 | 85.1148 | 225.9503 | 85.1148 | 225.9503
2645 | 89.46 | 223.4486 | 89.46 | 223.4486
2646 | 91.9965 | 223.98 | 91.9965 | 223.98
2647 | 87.6579 | 229.8436 | 87.6579 | 229.8436
2648 | 83.9724 | 241.7863 | 83.9724 | 241.7863
2649 | 81.2554 | 262.0833 | 81.2554 | 262.0833
2650 | 77.225 | 274.6861 | 77.225 | 274.6861
2651 | 72.1719 | 280.5541 | 72.1719 | 280.5541
2652 | 66.8416 | 284.5139 | 66.8416 | 284.5139
2653 | 64.0192 | 286.9758 | 64.0192 | 286.9758
2654 | 62.3498 | 287.3748 | 62.3498 | 287.3748
2655 | 61.5462 | 288.3039 | 61.5462 | 288.3039
2656 | 61.8141 | 293.2137 | 61.8141 | 293.2137
2657 | 63.0682 | 304.9987 | 63.0682 | 304.9987
2658 | 66.2649 | 310.1744 | 66.2649 | 310.1744
2659 | 72.1337 | 315.8002 | 72.1337 | 315.8002
2660 | 78.2234 | 318.2108 | 78.2234 | 318.2108
2661 | 82.3744 | 321.7722 | 82.3744 | 321.7722
2662 | 85.7714 | 324.7601 | 85.7714 | 324.7601
2663 | 92.1275 | 305.1215 | 92.1275 | 305.1215
2664 | 90.4716 | 283.2504 | 90.4716 | 283.2504
2665 | 85.9016 | 257.7369 | 85.9016 | 257.7369
2666 | 84.0141 | 232.7527 | 84.0141 | 232.7527
2667 | 86.1923 | 212.8324 | 86.1923 | 212.8324
2668 | 87.7835 | 199.4953 | 87.7835 | 199.4953
2669 | 92.6271 | 193.7834 | 92.6271 | 193.7834
2670 | 93.5444 | 193.1901 | 93.5444 | 193.1901
2671 | 88.7862 | 198.7724 | 88.7862 | 198.7724
2672 | 84.7294 | 214.6751 | 84.7294 | 214.6751
2673 | 81.1575 | 231.8791 | 81.1575 | 231.8791
2674 | 76.8657 | 240.5219 | 76.8657 | 240.5219
2675 | 71.5636 | 249.811 | 71.5636 | 249.811
2676 | 66.947 | 261.0113 | 66.947 | 261.0113
2677 | 63.9225 | 275.4705 | 63.9225 | 275.4705
2678 | 62.5347 | 285.1019 | 62.5347 | 285.1019
2679 | 61.6558 | 293.1778 | 61.6558 | 293.1778
2680 | 61.687 | 301.415 | 61.687 | 301.415
2681 | 63.2929 | 318.3082 | 63.2929 | 318.3082
2682 | 65.7859 | 326.6004 | 65.7859 | 326.6004
2683 | 71.6667 | 334.2413 | 71.6667 | 334.2413
2684 | 78.4574 | 337.4722 | 78.4574 | 337.4722
2685 | 82.7593 | 341.5725 | 82.7593 | 341.5725
2686 | 87.0189 | 348.0752 | 87.0189 | 348.0752
2687 | 92.5446 | 334.8102 | 92.5446 | 334.8102
2688 | 90.1805 | 318.2348 | 90.1805 | 318.2348
2689 | 86.1237 | 295.4628 | 86.1237 | 295.4628
2690 | 85.4783 | 274.0169 | 85.4783 | 274.0169
2691 | 85.8984 | 258.2441 | 85.8984 | 258.2441
2692 | 86.9359 | 249.2654 | 86.9359 | 249.2654
2693 | 91.3336 | 242.2178 | 91.3336 | 242.2178
2694 | 93.6579 | 239.1173 | 93.6579 | 239.1173
2695 | 88.8068 | 241.5363 | 88.8068 | 241.5363
2696 | 84.6973 | 253.3149 | 84.6973 | 253.3149
2697 | 80.7341 | 276.9159 | 80.7341 | 276.9159
2698 | 76.2177 | 292.5181 | 76.2177 | 292.5181
2699 | 71.2181 | 304.0332 | 71.2181 | 304.0332
2700 | 66.4047 | 316.991 | 66.4047 | 316.991
2701 | 63.7755 | 326.5997 | 63.7755 | 326.5997
2702 | 61.7358 | 327.608 | 61.7358 | 327.608
2703 | 61.2026 | 326.5453 | 61.2026 | 326.5453
2704 | 61.9002 | 328.1278 | 61.9002 | 328.1278
2705 | 62.7537 | 335.2263 | 62.7537 | 335.2263
2706 | 65.7136 | 332.9974 | 65.7136 | 332.9974
2707 | 71.7981 | 328.4067 | 71.7981 | 328.4067
2708 | 78.2923 | 322.0772 | 78.2923 | 322.0772
2709 | 83.5838 | 317.1561 | 83.5838 | 317.1561
2710 | 87.578 | 313.208 | 87.578 | 313.208
2711 | 93.2105 | 304.8638 | 93.2105 | 304.8638
2712 | 91.2638 | 294.7088 | 91.2638 | 294.7088
2713 | 86.1866 | 282.0361 | 86.1866 | 282.0361
2714 | 85.1559 | 271.3691 | 85.1559 | 271.3691
2715 | 86.7166 | 260.8919 | 86.7166 | 260.8919
2716 | 88.0174 | 251.5852 | 88.0174 | 251.5852
2717 | 92.0754 | 245.1234 | 92.0754 | 245.1234
2718 | 94.031 | 239.3047 | 94.031 | 239.3047
2719 | 90.2901 | 239.732 | 90.2901 | 239.732
2720 | 86.0229 | 246.707 | 86.0229 | 246.707
2721 | 82.227 | 254.2803 | 82.227 | 254.2803
2722 | 78.1376 | 255.1905 | 78.1376 | 255.1905
2723 | 73.4555 | 254.6849 | 73.4555 | 254.6849
2724 | 68.9372 | 255.2236 | 68.9372 | 255.2236
2725 | 66.1036 | 254.733 | 66.1036 | 254.733
2726 | 64.8502 | 254.1245 | 64.8502 | 254.1245
2727 | 63.5148 | 253.3899 | 63.5148 | 253.3899
2728 | 64.138 | 254.2459 | 64.138 | 254.2459
2729 | 65.0446 | 259.8682 | 65.0446 | 259.8682
2730 | 68.0999 | 257.9205 | 68.0999 | 257.9205
2731 | 72.4374 | 254.6889 | 72.4374 | 254.6889
2732 | 77.1122 | 248.8748 | 77.1122 | 248.8748
2733 | 82.2522 | 241.962 | 82.2522 | 241.962
2734 | 85.6585 | 236.5845 | 85.6585 | 236.5845
2735 | 90.509 | 226.7641 | 90.509 | 226.7641
2736 | 90.052 | 215.953 | 90.052 | 215.953
2737 | 85.1345 | 206.2797 | 85.1345 | 206.2797
2738 | 84.335 | 201.705 | 84.335 | 201.705
2739 | 85.9189 | 201.9364 | 85.9189 | 201.9364
2740 | 87.084 | 205.5174 | 87.084 | 205.5174
2741 | 90.9873 | 206.1322 | 90.9873 | 206.1322
2742 | 91.6783 | 203.4534 | 91.6783 | 203.4534
2743 | 87.5779 | 202.8262 | 87.5779 | 202.8262
2744 | 84.6223 | 219.2444 | 84.6223 | 219.2444
2745 | 81.2066 | 246.2665 | 81.2066 | 246.2665
2746 | 77.7646 | 254.8624 | 77.7646 | 254.8624
2747 | 73.4534 | 251.334 | 73.4534 | 251.334
2748 | 69.038 | 245.3351 | 69.038 | 245.3351
2749 | 66.0509 | 241.5172 | 66.0509 | 241.5172
2750 | 64.451 | 239.4325 | 64.451 | 239.4325
2751 | 63.6353 | 240.713 | 63.6353 | 240.713
2752 | 63.6838 | 246.0212 | 63.6838 | 246.0212
2753 | 64.9277 | 259.8447 | 64.9277 | 259.8447
2754 | 67.5735 | 263.6614 | 67.5735 | 263.6614
2755 | 70.9496 | 262.8901 | 70.9496 | 262.8901
2756 | 74.4574 | 258.8101 | 74.4574 | 258.8101
2757 | 78.6578 | 253.2798 | 78.6578 | 253.2798
2758 | 82.7301 | 248.3944 | 82.7301 | 248.3944
2759 | 87.1575 | 238.6677 | 87.1575 | 238.6677
2760 | 86.4209 | 228.9345 | 86.4209 | 228.9345
2761 | 82.8466 | 220.4093 | 82.8466 | 220.4093
2762 | 83.2244 | 212.437 | 83.2244 | 212.437
2763 | 83.3926 | 205.8027 | 83.3926 | 205.8027
2764 | 85.9277 | 205.8455 | 85.9277 | 205.8455
2765 | 90.8034 | 208.6863 | 90.8034 | 208.6863
2766 | 90.4611 | 213.6933 | 90.4611 | 213.6933
2767 | 86.4043 | 221.3143 | 86.4043 | 221.3143
2768 | 83.3585 | 235.9516 | 83.3585 | 235.9516
2769 | 80.3566 | 254.7255 | 80.3566 | 254.7255
2770 | 77.2923 | 267.8673 | 77.2923 | 267.8673
2771 | 73.4164 | 273.5244 | 73.4164 | 273.5244
2772 | 69.262 | 277.039 | 69.262 | 277.039
2773 | 66.0298 | 277.1811 | 66.0298 | 277.1811
2774 | 64.4273 | 287.3983 | 64.4273 | 287.3983
2775 | 63.5366 | 295.357 | 63.5366 | 295.357
2776 | 63.8057 | 299.8919 | 63.8057 | 299.8919
2777 | 64.7565 | 312.2861 | 64.7565 | 312.2861
2778 | 67.35 | 315.1889 | 67.35 | 315.1889
2779 | 70.9837 | 316.6671 | 70.9837 | 316.6671
2780 | 74.6529 | 317.2501 | 74.6529 | 317.2501
2781 | 77.7608 | 321.4207 | 77.7608 | 321.4207
2782 | 80.9171 | 325.7442 | 80.9171 | 325.7442
2783 | 85.9918 | 313.2759 | 85.9918 | 313.2759
2784 | 85.3455 | 300.52 | 85.3455 | 300.52
2785 | 82.4322 | 291.1513 | 82.4322 | 291.1513
2786 | 82.1779 | 282.4057 | 82.1779 | 282.4057
2787 | 83.2933 | 275.6542 | 83.2933 | 275.6542
2788 | 85.2326 | 263.6294 | 85.2326 | 263.6294
2789 | 90.0546 | 256.3006 | 90.0546 | 256.3006
2790 | 91.4604 | 253.0829 | 91.4604 | 253.0829
2791 | 86.8398 | 251.4716 | 86.8398 | 251.4716
2792 | 84.1593 | 263.2971 | 84.1593 | 263.2971
2793 | 81.1852 | 275.4865 | 81.1852 | 275.4865
2794 | 77.6208 | 285.3947 | 77.6208 | 285.3947
2795 | 72.9502 | 300.1668 | 72.9502 | 300.1668
2796 | 68.5882 | 315.4679 | 68.5882 | 315.4679
2797 | 66.0073 | 327.0918 | 66.0073 | 327.0918
2798 | 64.6981 | 339.1601 | 64.6981 | 339.1601
2799 | 63.9357 | 352.1802 | 63.9357 | 352.1802
2800 | 64.1436 | 366.2755 | 64.1436 | 366.2755
2801 | 65.4297 | 383.4967 | 65.4297 | 383.4967
2802 | 67.7039 | 390.5939 | 67.7039 | 390.5939
2803 | 71.77 | 394.181 | 71.77 | 394.181
2804 | 77.0081 | 395.2795 | 77.0081 | 395.2795
2805 | 80.6457 | 397.9739 | 80.6457 | 397.9739
2806 | 83.2334 | 400.2119 | 83.2334 | 400.2119
2807 | 87.9976 | 385.3301 | 87.9976 | 385.3301
2808 | 86.5215 | 357.9759 | 86.5215 | 357.9759
2809 | 82.4576 | 332.8138 | 82.4576 | 332.8138
2810 | 82.1246 | 311.3211 | 82.1246 | 311.3211
2811 | 83.4147 | 293.3456 | 83.4147 | 293.3456
2812 | 86.2608 | 281.4613 | 86.2608 | 281.4613
2813 | 91.0434 | 275.4682 | 91.0434 | 275.4682
2814 | 91.976 | 271.6881 | 91.976 | 271.6881
2815 | 87.4711 | 274.9038 | 87.4711 | 274.9038
2816 | 84.7522 | 292.189 | 84.7522 | 292.189
2817 | 81.3666 | 315.087 | 81.3666 | 315.087
2818 | 77.1423 | 329.0489 | 77.1423 | 329.0489
2819 | 71.7339 | 338.8066 | 71.7339 | 338.8066
2820 | 67.4107 | 347.7809 | 67.4107 | 347.7809
2821 | 65.1021 | 354.5544 | 65.1021 | 354.5544
2822 | 63.843 | 363.8343 | 63.843 | 363.8343
2823 | 63.1252 | 371.6524 | 63.1252 | 371.6524
2824 | 64.0936 | 380.0536 | 64.0936 | 380.0536
2825 | 65.3426 | 395.4003 | 65.3426 | 395.4003
2826 | 69.0183 | 399.4278 | 69.0183 | 399.4278
2827 | 75.103 | 400.6015 | 75.103 | 400.6015
2828 | 81.6608 | 397.9274 | 81.6608 | 397.9274
2829 | 86.3888 | 396.7788 | 86.3888 | 396.7788
2830 | 89.2114 | 396.3456 | 89.2114 | 396.3456
2831 | 94.2204 | 381.9793 | 94.2204 | 381.9793
2832 | 91.4699 | 360.1551 | 91.4699 | 360.1551
2833 | 86.1465 | 331.5016 | 86.1465 | 331.5016
2834 | 86.125 | 302.4871 | 86.125 | 302.4871
2835 | 87.7814 | 277.7866 | 87.7814 | 277.7866
2836 | 89.8142 | 260.7941 | 89.8142 | 260.7941
2837 | 94.5079 | 249.5521 | 94.5079 | 249.5521
2838 | 95.3644 | 243.9443 | 95.3644 | 243.9443
2839 | 91.4512 | 247.2772 | 91.4512 | 247.2772
2840 | 87.2779 | 270.9828 | 87.2779 | 270.9828
2841 | 83.3971 | 297.8409 | 83.3971 | 297.8409
2842 | 79.3002 | 314.3803 | 79.3002 | 314.3803
2843 | 73.8197 | 324.8176 | 73.8197 | 324.8176
2844 | 68.4499 | 336.346 | 68.4499 | 336.346
2845 | 65.9062 | 345.6033 | 65.9062 | 345.6033
2846 | 64.3764 | 352.0947 | 64.3764 | 352.0947
2847 | 63.9887 | 358.9521 | 63.9887 | 358.9521
2848 | 64.6683 | 368.2906 | 64.6683 | 368.2906
2849 | 66.1647 | 382.3485 | 66.1647 | 382.3485
2850 | 69.408 | 385.7668 | 69.408 | 385.7668
2851 | 75.8878 | 388.0652 | 75.8878 | 388.0652
2852 | 82.2489 | 389.7261 | 82.2489 | 389.7261
2853 | 86.1865 | 392.0455 | 86.1865 | 392.0455
2854 | 89.748 | 391.5654 | 89.748 | 391.5654
2855 | 94.8109 | 380.3625 | 94.8109 | 380.3625
2856 | 91.9732 | 359.1475 | 91.9732 | 359.1475
2857 | 88.0292 | 329.7207 | 88.0292 | 329.7207
2858 | 87.8888 | 297.1211 | 87.8888 | 297.1211
2859 | 89.0951 | 270.1008 | 89.0951 | 270.1008
2860 | 91.2412 | 252.1476 | 91.2412 | 252.1476
2861 | 95.7621 | 240.7416 | 95.7621 | 240.7416
2862 | 97.4684 | 235.0635 | 97.4684 | 235.0635
2863 | 93.0756 | 238.701 | 93.0756 | 238.701
2864 | 88.6749 | 267.6086 | 88.6749 | 267.6086
2865 | 84.7672 | 296.9973 | 84.7672 | 296.9973
2866 | 81.0655 | 312.787 | 81.0655 | 312.787
2867 | 75.2773 | 324.9113 | 75.2773 | 324.9113
2868 | 70.3159 | 335.8773 | 70.3159 | 335.8773
2869 | 67.9257 | 343.1429 | 67.9257 | 343.1429
2870 | 65.936 | 349.6109 | 65.936 | 349.6109
2871 | 65.4536 | 353.9611 | 65.4536 | 353.9611
2872 | 66.352 | 361.6827 | 66.352 | 361.6827
2873 | 67.0041 | 376.139 | 67.0041 | 376.139
2874 | 71.0819 | 378.1982 | 71.0819 | 378.1982
2875 | 77.2415 | 377.3801 | 77.2415 | 377.3801
2876 | 84.7399 | 374.2374 | 84.7399 | 374.2374
2877 | 87.2341 | 374.4245 | 87.2341 | 374.4245
2878 | 90.8224 | 375.9595 | 90.8224 | 375.9595
2879 | 95.5335 | 363.2569 | 95.5335 | 363.2569
2880 | 92.8911 | 339.9096 | 92.8911 | 339.9096
2881 | 88.3696 | 305.8902 | 88.3696 | 305.8902
2882 | 88.1437 | 282.804 | 88.1437 | 282.804
2883 | 89.1169 | 269.7962 | 89.1169 | 269.7962
2884 | 91.5668 | 262.8796 | 91.5668 | 262.8796
2885 | 96.7354 | 259.4406 | 96.7354 | 259.4406
2886 | 97.9852 | 255.8948 | 97.9852 | 255.8948
2887 | 93.292 | 260.1415 | 93.292 | 260.1415
2888 | 89.9597 | 268.3819 | 89.9597 | 268.3819
2889 | 86.8445 | 269.277 | 86.8445 | 269.277
2890 | 82.0194 | 265.5475 | 82.0194 | 265.5475
2891 | 76.7428 | 265.8152 | 76.7428 | 265.8152
2892 | 71.0347 | 268.1816 | 71.0347 | 268.1816
2893 | 67.7802 | 273.4788 | 67.7802 | 273.4788
2894 | 65.996 | 271.8393 | 65.996 | 271.8393
2895 | 65.506 | 269.3707 | 65.506 | 269.3707
2896 | 65.7896 | 270.0392 | 65.7896 | 270.0392
2897 | 67.1706 | 277.2549 | 67.1706 | 277.2549
2898 | 70.0704 | 278.2128 | 70.0704 | 278.2128
2899 | 74.8907 | 281.3313 | 74.8907 | 281.3313
2900 | 80.1882 | 281.1645 | 80.1882 | 281.1645
2901 | 84.4037 | 281.6796 | 84.4037 | 281.6796
2902 | 87.3063 | 284.5972 | 87.3063 | 284.5972
2903 | 92.5058 | 282.8374 | 92.5058 | 282.8374
2904 | 89.9414 | 279.6184 | 89.9414 | 279.6184
2905 | 85.1001 | 268.1877 | 85.1001 | 268.1877
2906 | 84.1972 | 255.5757 | 84.1972 | 255.5757
2907 | 85.0887 | 248.8712 | 85.0887 | 248.8712
2908 | 86.1139 | 237.1041 | 86.1139 | 237.1041
2909 | 89.1811 | 229.5176 | 89.1811 | 229.5176
2910 | 87.9561 | 227.8464 | 87.9561 | 227.8464
2911 | 85.7783 | 228.508 | 85.7783 | 228.508
2912 | 82.4272 | 229.8592 | 82.4272 | 229.8592
2913 | 80.4935 | 230.4732 | 80.4935 | 230.4732
2914 | 77.7641 | 228.4074 | 77.7641 | 228.4074
2915 | 74.3273 | 225.3945 | 74.3273 | 225.3945
2916 | 71.9765 | 336.3288 | 71.9765 | 336.3288
2917 | 69.1265 | 330.2992 | 69.1265 | 330.2992
2918 | 66.8923 | 317.0675 | 66.8923 | 317.0675
2919 | 67.3114 | 293.5526 | 67.3114 | 293.5526
2920 | 67.1318 | 270.5517 | 67.1318 | 270.5517
2921 | 67.916 | 264.3173 | 67.916 | 264.3173
2922 | 70.4574 | 266.6652 | 70.4574 | 266.6652
2923 | 74.1979 | 265.0568 | 74.1979 | 265.0568
2924 | 79.5635 | 264.0828 | 79.5635 | 264.0828
2925 | 82.2556 | 261.5236 | 82.2556 | 261.5236
2926 | 85.8938 | 258.4385 | 85.8938 | 258.4385
2927 | 90.9355 | 250.0383 | 90.9355 | 250.0383
2928 | 90.4873 | 240.7858 | 90.4873 | 240.7858
2929 | 87.4593 | 230.9484 | 87.4593 | 230.9484
2930 | 87.082 | 232.6146 | 87.082 | 232.6146
2931 | 87.9772 | 231.6308 | 87.9772 | 231.6308
2932 | 92.2064 | 227.084 | 92.2064 | 227.084
2933 | 96.1482 | 230.7975 | 96.1482 | 230.7975
2934 | 93.4418 | 232.597 | 93.4418 | 232.597
2935 | 91.0926 | 225.2645 | 91.0926 | 225.2645
2936 | 87.8082 | 221.3403 | 87.8082 | 221.3403
2937 | 83.8058 | 219.0477 | 83.8058 | 219.0477
2938 | 80.1486 | 229.3508 | 80.1486 | 229.3508
2939 | 75.7434 | 222.7783 | 75.7434 | 222.7783
2940 | 71.6718 | 241.0602 | 71.6718 | 241.0602
2941 | 68.6777 | 271.1561 | 68.6777 | 271.1561
2942 | 67.0262 | 299.0047 | 67.0262 | 299.0047
2943 | 66.5354 | 315.1647 | 66.5354 | 315.1647
2944 | 66.8772 | 323.7911 | 66.8772 | 323.7911
2945 | 68.7666 | 336.3925 | 68.7666 | 336.3925
2946 | 71.3297 | 361.1607 | 71.3297 | 361.1607
2947 | 74.1733 | 379.7587 | 74.1733 | 379.7587
2948 | 78.0346 | 393.4035 | 78.0346 | 393.4035
2949 | 81.5197 | 405.5334 | 81.5197 | 405.5334
2950 | 86.4407 | 419.0703 | 86.4407 | 419.0703
2951 | 89.8802 | 419.315 | 89.8802 | 419.315
2952 | 88.3362 | 408.1999 | 88.3362 | 408.1999
2953 | 85.9162 | 404.4069 | 85.9162 | 404.4069
2954 | 85.4356 | 402.4184 | 85.4356 | 402.4184
2955 | 88.0408 | 396.9013 | 88.0408 | 396.9013
2956 | 92.1255 | 389.4377 | 92.1255 | 389.4377
2957 | 97.4717 | 386.3338 | 97.4717 | 386.3338
2958 | 94.1733 | 385.2165 | 94.1733 | 385.2165
2959 | 89.8663 | 390.3593 | 89.8663 | 390.3593
2960 | 86.4984 | 424.8448 | 86.4984 | 424.8448
2961 | 84.2761 | 457.8694 | 84.2761 | 457.8694
2962 | 79.9892 | 478.715 | 79.9892 | 478.715
2963 | 75.161 | 495.8981 | 75.161 | 495.8981
2964 | 70.8431 | 510.4198 | 70.8431 | 510.4198
2965 | 67.7126 | 519.3254 | 67.7126 | 519.3254
2966 | 66.6398 | 524.6132 | 66.6398 | 524.6132
2967 | 66.184 | 526.084 | 66.184 | 526.084
2968 | 66.2276 | 524.8357 | 66.2276 | 524.8357
2969 | 68.2279 | 525.3132 | 68.2279 | 525.3132
2970 | 70.3798 | 527.9423 | 70.3798 | 527.9423
2971 | 74.518 | 523.628 | 74.518 | 523.628
2972 | 79.8047 | 519.0344 | 79.8047 | 519.0344
2973 | 83.0302 | 510.0794 | 83.0302 | 510.0794
2974 | 85.8703 | 499.0875 | 85.8703 | 499.0875
2975 | 88.5004 | 480.3206 | 88.5004 | 480.3206
2976 | 89.2164 | 454.8327 | 89.2164 | 454.8327
2977 | 85.35 | 437.1236 | 85.35 | 437.1236
2978 | 85.5479 | 430.8478 | 85.5479 | 430.8478
2979 | 87.3667 | 435.5218 | 87.3667 | 435.5218
2980 | 93.7916 | 430.0613 | 93.7916 | 430.0613
2981 | 97.4892 | 406.4347 | 97.4892 | 406.4347
2982 | 94.3229 | 362.0934 | 94.3229 | 362.0934
2983 | 90.6203 | 315.8944 | 90.6203 | 315.8944
2984 | 87.0618 | 318.612 | 87.0618 | 318.612
2985 | 83.627 | 347.1385 | 83.627 | 347.1385
2986 | 80.9001 | 378.9482 | 80.9001 | 378.9482
2987 | 75.8129 | 400.3483 | 75.8129 | 400.3483
2988 | 70.7809 | 413.0075 | 70.7809 | 413.0075
2989 | 68.0207 | 421.0697 | 68.0207 | 421.0697
2990 | 66.7421 | 435.1781 | 66.7421 | 435.1781
2991 | 66.3092 | 448.4915 | 66.3092 | 448.4915
2992 | 67.0233 | 458.8399 | 67.0233 | 458.8399
2993 | 69.1922 | 477.2045 | 69.1922 | 477.2045
2994 | 72.3107 | 499.1965 | 72.3107 | 499.1965
2995 | 76.1066 | 515.4752 | 76.1066 | 515.4752
2996 | 82.6548 | 527.609 | 82.6548 | 527.609
2997 | 87.1022 | 529.9695 | 87.1022 | 529.9695
2998 | 89.8857 | 527.5521 | 89.8857 | 527.5521
2999 | 95.7902 | 510.7532 | 95.7902 | 510.7532
3000 | 94.517 | 471.3843 | 94.517 | 471.3843
3001 | 89.0878 | 433.0823 | 89.0878 | 433.0823
3002 | 89.0267 | 407.3382 | 89.0267 | 407.3382
3003 | 92.0912 | 391.4895 | 92.0912 | 391.4895
3004 | 96.815 | 379.2818 | 96.815 | 379.2818
3005 | 100.8244 | 374.5614 | 100.8244 | 374.5614
3006 | 99.0277 | 376.4663 | 99.0277 | 376.4663
3007 | 93.8894 | 385.4394 | 93.8894 | 385.4394
3008 | 90.3061 | 407.3795 | 90.3061 | 407.3795
3009 | 87.1556 | 420.9005 | 87.1556 | 420.9005
3010 | 82.8276 | 434.8232 | 82.8276 | 434.8232
3011 | 77.1365 | 448.6327 | 77.1365 | 448.6327
3012 | 72.9548 | 458.7266 | 72.9548 | 458.7266
3013 | 69.1432 | 470.4787 | 69.1432 | 470.4787
3014 | 67.9904 | 488.2066 | 67.9904 | 488.2066
3015 | 67.5396 | 502.6446 | 67.5396 | 502.6446
3016 | 67.6766 | 521.9189 | 67.6766 | 521.9189
3017 | 69.6361 | 539.6158 | 69.6361 | 539.6158
3018 | 72.5774 | 552.0845 | 72.5774 | 552.0845
3019 | 76.9318 | 550.8978 | 76.9318 | 550.8978
3020 | 83.1399 | 553.0514 | 83.1399 | 553.0514
3021 | 86.7218 | 549.2973 | 86.7218 | 549.2973
3022 | 90.088 | 543.7523 | 90.088 | 543.7523
3023 | 95.61 | 529.4484 | 95.61 | 529.4484
3024 | 94.89 | 502.098 | 94.89 | 502.098
3025 | 90.5602 | 473.9871 | 90.5602 | 473.9871
3026 | 90.1575 | 447.7158 | 90.1575 | 447.7158
3027 | 92.4874 | 426.2093 | 92.4874 | 426.2093
3028 | 98.3487 | 412.5608 | 98.3487 | 412.5608
3029 | 100.3796 | 407.3133 | 100.3796 | 407.3133
3030 | 99.4904 | 405.1769 | 99.4904 | 405.1769
3031 | 94.9418 | 404.5916 | 94.9418 | 404.5916
3032 | 90.1933 | 412.1939 | 90.1933 | 412.1939
3033 | 86.9845 | 402.8027 | 86.9845 | 402.8027
3034 | 83.8808 | 393.0048 | 83.8808 | 393.0048
3035 | 77.7779 | 387.2757 | 77.7779 | 387.2757
3036 | 72.3981 | 383.6644 | 72.3981 | 383.6644
3037 | 69.3296 | 384.628 | 69.3296 | 384.628
3038 | 68.0858 | 390.2672 | 68.0858 | 390.2672
3039 | 67.267 | 402.9481 | 67.267 | 402.9481
3040 | 68.2355 | 416.2133 | 68.2355 | 416.2133
3041 | 69.7153 | 418.4128 | 69.7153 | 418.4128
3042 | 72.0734 | 411.6942 | 72.0734 | 411.6942
3043 | 75.874 | 401.3707 | 75.874 | 401.3707
3044 | 81.8079 | 398.0071 | 81.8079 | 398.0071
3045 | 86.2042 | 394.9207 | 86.2042 | 394.9207
3046 | 89.5224 | 393.6981 | 89.5224 | 393.6981
3047 | 94.5872 | 390.0421 | 94.5872 | 390.0421
3048 | 93.5315 | 384.4794 | 93.5315 | 384.4794
3049 | 89.6394 | 374.9231 | 89.6394 | 374.9231
3050 | 90.1993 | 357.3669 | 90.1993 | 357.3669
3051 | 92.6184 | 343.0294 | 92.6184 | 343.0294
3052 | 98.4959 | 315.7109 | 98.4959 | 315.7109
3053 | 100.908 | 297.1798 | 100.908 | 297.1798
3054 | 99.0029 | 320.275 | 99.0029 | 320.275
3055 | 95.5261 | 348.7869 | 95.5261 | 348.7869
3056 | 91.4206 | 375.2953 | 91.4206 | 375.2953
3057 | 87.3203 | 400.2725 | 87.3203 | 400.2725
3058 | 83.6917 | 427.6895 | 83.6917 | 427.6895
3059 | 77.7014 | 443.5372 | 77.7014 | 443.5372
3060 | 73.324 | 458.5509 | 73.324 | 458.5509
3061 | 70.0163 | 485.695 | 70.0163 | 485.695
3062 | 68.5014 | 522.5047 | 68.5014 | 522.5047
3063 | 68.0454 | 552.405 | 68.0454 | 552.405
3064 | 68.554 | 567.638 | 68.554 | 567.638
3065 | 69.9805 | 579.5014 | 69.9805 | 579.5014
3066 | 72.5165 | 596.5033 | 72.5165 | 596.5033
3067 | 76.2248 | 600.1662 | 76.2248 | 600.1662
3068 | 82.2305 | 600.5979 | 82.2305 | 600.5979
3069 | 85.7014 | 597.898 | 85.7014 | 597.898
3070 | 87.747 | 591.9665 | 87.747 | 591.9665
3071 | 92.7908 | 577.1003 | 92.7908 | 577.1003
3072 | 92.2989 | 551.1204 | 92.2989 | 551.1204
3073 | 88.4077 | 531.0217 | 88.4077 | 531.0217
3074 | 88.6727 | 516.7337 | 88.6727 | 516.7337
3075 | 90.4962 | 508.6162 | 90.4962 | 508.6162
3076 | 96.5657 | 506.5995 | 96.5657 | 506.5995
3077 | 99.0082 | 508.2045 | 99.0082 | 508.2045
3078 | 96.8913 | 511.1637 | 96.8913 | 511.1637
3079 | 93.08 | 515.5333 | 93.08 | 515.5333
3080 | 89.2034 | 527.7391 | 89.2034 | 527.7391
3081 | 86.2273 | 527.4496 | 86.2273 | 527.4496
3082 | 82.0803 | 521.8336 | 82.0803 | 521.8336
3083 | 76.8297 | 510.1655 | 76.8297 | 510.1655
3084 | 73.2599 | 500.0179 | 73.2599 | 500.0179
3085 | 70.1872 | 484.2893 | 70.1872 | 484.2893
3086 | 68.6808 | 472.6741 | 68.6808 | 472.6741
3087 | 68.4115 | 458.5069 | 68.4115 | 458.5069
3088 | 67.5667 | 441.3043 | 67.5667 | 441.3043
3089 | 68.9572 | 437.0026 | 68.9572 | 437.0026
3090 | 71.6186 | 440.7913 | 71.6186 | 440.7913
3091 | 74.7751 | 438.5856 | 74.7751 | 438.5856
3092 | 78.918 | 432.762 | 78.918 | 432.762
3093 | 82.3605 | 422.6122 | 82.3605 | 422.6122
3094 | 85.8122 | 410.7066 | 85.8122 | 410.7066
3095 | 90.109 | 394.0834 | 90.109 | 394.0834
3096 | 89.9531 | 376.3266 | 89.9531 | 376.3266
3097 | 85.8153 | 360.5503 | 85.8153 | 360.5503
3098 | 85.9356 | 349.7412 | 85.9356 | 349.7412
3099 | 87.5371 | 345.3136 | 87.5371 | 345.3136
3100 | 94.3327 | 343.1915 | 94.3327 | 343.1915
3101 | 96.413 | 342.2664 | 96.413 | 342.2664
3102 | 93.458 | 344.2415 | 93.458 | 344.2415
3103 | 89.5499 | 354.5852 | 89.5499 | 354.5852
3104 | 87.1666 | 372.9759 | 87.1666 | 372.9759
3105 | 84.2193 | 400.4131 | 84.2193 | 400.4131
3106 | 80.8268 | 441.3947 | 80.8268 | 441.3947
3107 | 76.1052 | 479.8735 | 76.1052 | 479.8735
3108 | 71.9584 | 514.5314 | 71.9584 | 514.5314
3109 | 69.0739 | 541.3591 | 69.0739 | 541.3591
3110 | 67.8011 | 566.291 | 67.8011 | 566.291
3111 | 67.2588 | 585.5434 | 67.2588 | 585.5434
3112 | 67.1695 | 605.0286 | 67.1695 | 605.0286
3113 | 68.3771 | 622.7958 | 68.3771 | 622.7958
3114 | 70.9372 | 635.6158 | 70.9372 | 635.6158
3115 | 73.4083 | 642.5469 | 73.4083 | 642.5469
3116 | 77.4777 | 650.7096 | 77.4777 | 650.7096
3117 | 81.0587 | 656.4087 | 81.0587 | 656.4087
3118 | 83.9289 | 659.5788 | 83.9289 | 659.5788
3119 | 87.8797 | 659.0855 | 87.8797 | 659.0855
3120 | 87.8771 | 653.6633 | 87.8771 | 653.6633
3121 | 85.266 | 645.583 | 85.266 | 645.583
3122 | 85.2453 | 636.6365 | 85.2453 | 636.6365
3123 | 88.5305 | 620.7176 | 88.5305 | 620.7176
3124 | 94.2883 | 604.9957 | 94.2883 | 604.9957
3125 | 96.9639 | 599.3265 | 96.9639 | 599.3265
3126 | 94.3848 | 598.0686 | 94.3848 | 598.0686
3127 | 90.6178 | 601.6651 | 90.6178 | 601.6651
3128 | 87.1552 | 617.104 | 87.1552 | 617.104
3129 | 84.5229 | 626.7595 | 84.5229 | 626.7595
3130 | 80.2878 | 629.5072 | 80.2878 | 629.5072
3131 | 75.7944 | 621.9858 | 75.7944 | 621.9858
3132 | 71.8092 | 613.4196 | 71.8092 | 613.4196
3133 | 68.4559 | 606.1952 | 68.4559 | 606.1952
3134 | 67.4724 | 595.5288 | 67.4724 | 595.5288
3135 | 67.0909 | 587.5113 | 67.0909 | 587.5113
3136 | 67.4657 | 581.9757 | 67.4657 | 581.9757
3137 | 68.7909 | 579.9231 | 68.7909 | 579.9231
3138 | 70.645 | 587.5071 | 70.645 | 587.5071
3139 | 73.9076 | 587.9721 | 73.9076 | 587.9721
3140 | 77.2477 | 592.7262 | 77.2477 | 592.7262
3141 | 81.8599 | 591.9943 | 81.8599 | 591.9943
3142 | 84.8043 | 583.8488 | 84.8043 | 583.8488
3143 | 89.4734 | 572.7076 | 89.4734 | 572.7076
3144 | 88.8882 | 530.7735 | 88.8882 | 530.7735
3145 | 86.8353 | 503.8925 | 86.8353 | 503.8925
3146 | 86.2302 | 488.0934 | 86.2302 | 488.0934
3147 | 88.5325 | 479.7298 | 88.5325 | 479.7298
3148 | 95.3419 | 475.6398 | 95.3419 | 475.6398
3149 | 97.5458 | 474.6444 | 97.5458 | 474.6444
3150 | 93.7673 | 477.3224 | 93.7673 | 477.3224
3151 | 90.7061 | 489.4232 | 90.7061 | 489.4232
3152 | 87.0948 | 505.0026 | 87.0948 | 505.0026
3153 | 84.8975 | 507.4189 | 84.8975 | 507.4189
3154 | 80.9099 | 515.2621 | 80.9099 | 515.2621
3155 | 75.8811 | 517.8967 | 75.8811 | 517.8967
3156 | 72.212 | 510.4549 | 72.212 | 510.4549
3157 | 69.4745 | 493.2504 | 69.4745 | 493.2504
3158 | 67.0778 | 476.6099 | 67.0778 | 476.6099
3159 | 67.0143 | 464.8675 | 67.0143 | 464.8675
3160 | 67.342 | 457.5748 | 67.342 | 457.5748
3161 | 69.0073 | 455.7331 | 69.0073 | 455.7331
3162 | 71.6856 | 463.6333 | 71.6856 | 463.6333
3163 | 75.0224 | 459.2839 | 75.0224 | 459.2839
3164 | 78.491 | 457.2557 | 78.491 | 457.2557
3165 | 83.0001 | 451.4634 | 83.0001 | 451.4634
3166 | 87.4148 | 443.9856 | 87.4148 | 443.9856
3167 | 91.7636 | 433.0553 | 91.7636 | 433.0553
3168 | 92.0379 | 423.4865 | 92.0379 | 423.4865
3169 | 87.2699 | 423.1373 | 87.2699 | 423.1373
3170 | 86.9892 | 425.3306 | 86.9892 | 425.3306
3171 | 90.6586 | 429.7938 | 90.6586 | 429.7938
3172 | 96.3594 | 432.7321 | 96.3594 | 432.7321
3173 | 99.0042 | 437.8161 | 99.0042 | 437.8161
3174 | 95.6533 | 452.7585 | 95.6533 | 452.7585
3175 | 92.5563 | 478.1076 | 92.5563 | 478.1076
3176 | 88.761 | 508.4464 | 88.761 | 508.4464
3177 | 86.2498 | 540.1708 | 86.2498 | 540.1708
3178 | 82.4322 | 575.6704 | 82.4322 | 575.6704
3179 | 77.4745 | 607.5778 | 77.4745 | 607.5778
3180 | 72.8855 | 632.5014 | 72.8855 | 632.5014
3181 | 70.1933 | 651.7737 | 70.1933 | 651.7737
3182 | 67.6348 | 665.9172 | 67.6348 | 665.9172
3183 | 67.8233 | 677.1222 | 67.8233 | 677.1222
3184 | 68.4569 | 685.2566 | 68.4569 | 685.2566
3185 | 69.8056 | 692.2354 | 69.8056 | 692.2354
3186 | 72.3072 | 697.7812 | 72.3072 | 697.7812
3187 | 77.0314 | 691.3584 | 77.0314 | 691.3584
3188 | 82.4925 | 681.7045 | 82.4925 | 681.7045
3189 | 87.3289 | 671.0627 | 87.3289 | 671.0627
3190 | 89.9314 | 657.1891 | 89.9314 | 657.1891
3191 | 93.9333 | 633.6079 | 93.9333 | 633.6079
3192 | 91.0378 | 608.1551 | 91.0378 | 608.1551
3193 | 90.0946 | 581.6606 | 90.0946 | 581.6606
3194 | 90.5021 | 554.2648 | 90.5021 | 554.2648
3195 | 93.5785 | 525.2381 | 93.5785 | 525.2381
3196 | 99.3659 | 495.038 | 99.3659 | 495.038
3197 | 101.648 | 465.1913 | 101.648 | 465.1913
3198 | 100.5297 | 439.0533 | 100.5297 | 439.0533
3199 | 95.998 | 405.0835 | 95.998 | 405.0835
3200 | 93.2108 | 370.3052 | 93.2108 | 370.3052
3201 | 88.9105 | 337.5449 | 88.9105 | 337.5449
3202 | 85.3336 | 312.0739 | 85.3336 | 312.0739
3203 | 78.4469 | 306.1339 | 78.4469 | 306.1339
3204 | 74.097 | 310.2538 | 74.097 | 310.2538
3205 | 70.3495 | 314.4504 | 70.3495 | 314.4504
3206 | 69.0385 | 325.0797 | 69.0385 | 325.0797
3207 | 68.0076 | 329.5024 | 68.0076 | 329.5024
3208 | 68.5122 | 330.222 | 68.5122 | 330.222
3209 | 69.8024 | 333.0541 | 69.8024 | 333.0541
3210 | 73.0325 | 335.3668 | 73.0325 | 335.3668
3211 | 77.1704 | 316.2931 | 77.1704 | 316.2931
3212 | 83.3324 | 319.3955 | 83.3324 | 319.3955
3213 | 87.5299 | 325.7974 | 87.5299 | 325.7974
3214 | 90.6781 | 320.9552 | 90.6781 | 320.9552
3215 | 95.9016 | 318.2129 | 95.9016 | 318.2129
3216 | 95.6954 | 316.9725 | 95.6954 | 316.9725
3217 | 90.053 | 328.7824 | 90.053 | 328.7824
3218 | 90.2863 | 386.0424 | 90.2863 | 386.0424
3219 | 93.07 | 465.3921 | 93.07 | 465.3921
3220 | 97.9076 | 520.9021 | 97.9076 | 520.9021
3221 | 101.1285 | 550.9718 | 101.1285 | 550.9718
3222 | 98.8855 | 575.4024 | 98.8855 | 575.4024
3223 | 95.4837 | 591.4741 | 95.4837 | 591.4741
3224 | 91.2131 | 594.8594 | 91.2131 | 594.8594
3225 | 88.8123 | 595.589 | 88.8123 | 595.589
3226 | 85.7917 | 599.8829 | 85.7917 | 599.8829
3227 | 80.2062 | 594.3294 | 80.2062 | 594.3294
3228 | 75.1169 | 593.0023 | 75.1169 | 593.0023
3229 | 71.3161 | 615.0157 | 71.3161 | 615.0157
3230 | 69.5055 | 641.7398 | 69.5055 | 641.7398
3231 | 68.6192 | 653.9991 | 68.6192 | 653.9991
3232 | 68.6948 | 660.2007 | 68.6948 | 660.2007
3233 | 69.6164 | 677.7219 | 69.6164 | 677.7219
3234 | 72.9449 | 699.1165 | 72.9449 | 699.1165
3235 | 77.7633 | 703.2011 | 77.7633 | 703.2011
3236 | 82.152 | 700.4349 | 82.152 | 700.4349
3237 | 86.2194 | 695.7671 | 86.2194 | 695.7671
3238 | 89.7416 | 690.7844 | 89.7416 | 690.7844
3239 | 94.2107 | 683.5088 | 94.2107 | 683.5088
3240 | 94.0633 | 666.0683 | 94.0633 | 666.0683
3241 | 89.0365 | 650.5028 | 89.0365 | 650.5028
3242 | 90.4331 | 638.499 | 90.4331 | 638.499
3243 | 93.7092 | 632.244 | 93.7092 | 632.244
3244 | 99.5661 | 628.7514 | 99.5661 | 628.7514
3245 | 100.3848 | 627.8614 | 100.3848 | 627.8614
3246 | 97.9261 | 630.1177 | 97.9261 | 630.1177
3247 | 94.5292 | 645.2406 | 94.5292 | 645.2406
3248 | 90.1388 | 676.6337 | 90.1388 | 676.6337
3249 | 87.7725 | 680.9126 | 87.7725 | 680.9126
3250 | 84.1162 | 681.622 | 84.1162 | 681.622
3251 | 79.2784 | 674.0304 | 79.2784 | 674.0304
3252 | 74.6046 | 663.3205 | 74.6046 | 663.3205
3253 | 71.8988 | 659.2589 | 71.8988 | 659.2589
3254 | 69.8076 | 658.678 | 69.8076 | 658.678
3255 | 68.6733 | 654.8073 | 68.6733 | 654.8073
3256 | 69.1207 | 648.6743 | 69.1207 | 648.6743
3257 | 69.9102 | 648.9762 | 69.9102 | 648.9762
3258 | 72.722 | 650.6213 | 72.722 | 650.6213
3259 | 75.9471 | 638.857 | 75.9471 | 638.857
3260 | 79.8717 | 620.9799 | 79.8717 | 620.9799
3261 | 83.6425 | 603.6613 | 83.6425 | 603.6613
3262 | 87.2721 | 589.2606 | 87.2721 | 589.2606
3263 | 91.9 | 572.3562 | 91.9 | 572.3562
3264 | 90.479 | 544.6544 | 90.479 | 544.6544
3265 | 87.7067 | 521.5335 | 87.7067 | 521.5335
3266 | 87.6499 | 504.0476 | 87.6499 | 504.0476
3267 | 91.2049 | 492.3105 | 91.2049 | 492.3105
3268 | 96.2495 | 485.374 | 96.2495 | 485.374
3269 | 98.0897 | 484.5543 | 98.0897 | 484.5543
3270 | 95.3308 | 485.4753 | 95.3308 | 485.4753
3271 | 91.9237 | 488.6852 | 91.9237 | 488.6852
3272 | 88.6648 | 489.7512 | 88.6648 | 489.7512
3273 | 85.592 | 479.7977 | 85.592 | 479.7977
3274 | 82.5881 | 464.3421 | 82.5881 | 464.3421
3275 | 78.1761 | 434.1193 | 78.1761 | 434.1193
3276 | 74.2839 | 410.4774 | 74.2839 | 410.4774
3277 | 71.4556 | 398.9657 | 71.4556 | 398.9657
3278 | 69.3409 | 391.9189 | 69.3409 | 391.9189
3279 | 68.8446 | 391.1757 | 68.8446 | 391.1757
3280 | 68.8883 | 394.9526 | 68.8883 | 394.9526
3281 | 70.0357 | 407.7298 | 70.0357 | 407.7298
3282 | 72.1585 | 436.9258 | 72.1585 | 436.9258
3283 | 74.8545 | 467.8936 | 74.8545 | 467.8936
3284 | 77.7609 | 503.7479 | 77.7609 | 503.7479
3285 | 80.5228 | 537.5249 | 80.5228 | 537.5249
3286 | 81.9284 | 547.5476 | 81.9284 | 547.5476
3287 | 90.9684 | 552.431 | 90.9684 | 552.431
3288 | 90.9623 | 599.2291 | 90.9623 | 599.2291
3289 | 89.0088 | 658.8665 | 89.0088 | 658.8665
3290 | 88.6263 | 682.7422 | 88.6263 | 682.7422
3291 | 91.7399 | 688.7164 | 91.7399 | 688.7164
3292 | 97.6731 | 688.8434 | 97.6731 | 688.8434
3293 | 99.2288 | 681.1359 | 99.2288 | 681.1359
3294 | 95.5996 | 674.0797 | 95.5996 | 674.0797
3295 | 92.4705 | 671.6319 | 92.4705 | 671.6319
3296 | 88.5746 | 679.8316 | 88.5746 | 679.8316
3297 | 85.4874 | 692.3335 | 85.4874 | 692.3335
3298 | 81.4672 | 701.7229 | 81.4672 | 701.7229
3299 | 76.1799 | 703.3384 | 76.1799 | 703.3384
3300 | 72.3106 | 700.0785 | 72.3106 | 700.0785
3301 | 69.2343 | 699.4959 | 69.2343 | 699.4959
3302 | 67.0963 | 695.5766 | 67.0963 | 695.5766
3303 | 66.9611 | 690.6165 | 66.9611 | 690.6165
3304 | 67.2475 | 687.33 | 67.2475 | 687.33
3305 | 67.9982 | 689.4241 | 67.9982 | 689.4241
3306 | 70.3124 | 696.9729 | 70.3124 | 696.9729
3307 | 74.6111 | 697.5433 | 74.6111 | 697.5433
3308 | 78.5916 | 696.991 | 78.5916 | 696.991
3309 | 82.6159 | 694.8183 | 82.6159 | 694.8183
3310 | 86.313 | 693.7012 | 86.313 | 693.7012
3311 | 91.599 | 689.9748 | 91.599 | 689.9748
3312 | 91.5997 | 673.5885 | 91.5997 | 673.5885
3313 | 88.416 | 653.7007 | 88.416 | 653.7007
3314 | 88.3816 | 633.9657 | 88.3816 | 633.9657
3315 | 92.4257 | 617.2737 | 92.4257 | 617.2737
3316 | 97.7606 | 605.7337 | 97.7606 | 605.7337
3317 | 98.8838 | 600.0644 | 98.8838 | 600.0644
3318 | 96.1842 | 599.8257 | 96.1842 | 599.8257
3319 | 92.1361 | 611.575 | 92.1361 | 611.575
3320 | 90.1432 | 639.5594 | 90.1432 | 639.5594
3321 | 87.0875 | 656.946 | 87.0875 | 656.946
3322 | 82.4745 | 674.3829 | 82.4745 | 674.3829
3323 | 77.1204 | 682.3589 | 77.1204 | 682.3589
3324 | 73.0233 | 685.7056 | 73.0233 | 685.7056
3325 | 70.7569 | 686.2124 | 70.7569 | 686.2124
3326 | 69.4482 | 686.5804 | 69.4482 | 686.5804
3327 | 68.7551 | 685.6264 | 68.7551 | 685.6264
3328 | 69.5708 | 683.8158 | 69.5708 | 683.8158
3329 | 70.861 | 686.4019 | 70.861 | 686.4019
3330 | 73.7287 | 692.7559 | 73.7287 | 692.7559
3331 | 78.6039 | 691.9558 | 78.6039 | 691.9558
3332 | 84.8076 | 692.1766 | 84.8076 | 692.1766
3333 | 88.8035 | 691.9719 | 88.8035 | 691.9719
3334 | 91.9824 | 692.1549 | 91.9824 | 692.1549
3335 | 97.9831 | 690.9237 | 97.9831 | 690.9237
3336 | 95.9826 | 676.2944 | 95.9826 | 676.2944
3337 | 92.6527 | 658.9017 | 92.6527 | 658.9017
3338 | 93.7182 | 639.5532 | 93.7182 | 639.5532
3339 | 97.319 | 620.8581 | 97.319 | 620.8581
3340 | 102.2296 | 603.6604 | 102.2296 | 603.6604
3341 | 103.9372 | 592.1576 | 103.9372 | 592.1576
3342 | 100.0773 | 586.5422 | 100.0773 | 586.5422
3343 | 95.9191 | 587.9599 | 95.9191 | 587.9599
3344 | 92.7292 | 591.275 | 92.7292 | 591.275
3345 | 89.3101 | 597.5569 | 89.3101 | 597.5569
3346 | 84.9619 | 602.5536 | 84.9619 | 602.5536
3347 | 79.1431 | 594.2943 | 79.1431 | 594.2943
3348 | 75.1775 | 580.738 | 75.1775 | 580.738
3349 | 72.755 | 576.4303 | 72.755 | 576.4303
3350 | 70.6616 | 577.7472 | 70.6616 | 577.7472
3351 | 70.1269 | 577.2852 | 70.1269 | 577.2852
3352 | 70.308 | 583.2057 | 70.308 | 583.2057
3353 | 71.3981 | 599.497 | 71.3981 | 599.497
3354 | 75.0905 | 609.6463 | 75.0905 | 609.6463
3355 | 79.1123 | 611.2709 | 79.1123 | 611.2709
3356 | 84.7221 | 606.1854 | 84.7221 | 606.1854
3357 | 88.4173 | 611.0761 | 88.4173 | 611.0761
3358 | 93.0255 | 597.6243 | 93.0255 | 597.6243
3359 | 98.2557 | 578.3654 | 98.2557 | 578.3654
3360 | 95.9264 | 562.0143 | 95.9264 | 562.0143
3361 | 92.0688 | 535.1684 | 92.0688 | 535.1684
3362 | 91.9751 | 515.1523 | 91.9751 | 515.1523
3363 | 96.0631 | 504.4695 | 96.0631 | 504.4695
3364 | 101.4448 | 493.2106 | 101.4448 | 493.2106
3365 | 102.5624 | 476.0852 | 102.5624 | 476.0852
3366 | 99.7072 | 468.3613 | 99.7072 | 468.3613
3367 | 96.1652 | 472.6607 | 96.1652 | 472.6607
3368 | 92.6416 | 479.1736 | 92.6416 | 479.1736
3369 | 88.1129 | 473.6479 | 88.1129 | 473.6479
3370 | 83.7383 | 476.8525 | 83.7383 | 476.8525
3371 | 78.0583 | 488.5886 | 78.0583 | 488.5886
3372 | 74.4148 | 497.6986 | 74.4148 | 497.6986
3373 | 71.6333 | 504.5308 | 71.6333 | 504.5308
3374 | 70.1671 | 512.9111 | 70.1671 | 512.9111
3375 | 69.399 | 517.65 | 69.399 | 517.65
3376 | 69.0075 | 522.1298 | 69.0075 | 522.1298
3377 | 69.7654 | 531.0062 | 69.7654 | 531.0062
3378 | 73.2928 | 547.6566 | 73.2928 | 547.6566
3379 | 78.2018 | 554.1308 | 78.2018 | 554.1308
3380 | 83.9717 | 559.0957 | 83.9717 | 559.0957
3381 | 87.9218 | 565.9896 | 87.9218 | 565.9896
3382 | 91.0512 | 580.3347 | 91.0512 | 580.3347
3383 | 98.0174 | 592.6329 | 98.0174 | 592.6329
3384 | 96.8657 | 577.9685 | 96.8657 | 577.9685
3385 | 93.029 | 558.7132 | 93.029 | 558.7132
3386 | 93.5696 | 541.5084 | 93.5696 | 541.5084
3387 | 98.7361 | 527.2412 | 98.7361 | 527.2412
3388 | 102.8253 | 520.1641 | 102.8253 | 520.1641
3389 | 103.9846 | 522.5423 | 103.9846 | 522.5423
3390 | 101.4513 | 530.5267 | 101.4513 | 530.5267
3391 | 96.6052 | 540.8 | 96.6052 | 540.8
3392 | 91.7991 | 553.4276 | 91.7991 | 553.4276
3393 | 88.9465 | 559.4986 | 88.9465 | 559.4986
3394 | 85.5395 | 562.7032 | 85.5395 | 562.7032
3395 | 79.4502 | 560.3476 | 79.4502 | 560.3476
3396 | 75.4848 | 558.4231 | 75.4848 | 558.4231
3397 | 71.3858 | 558.0513 | 71.3858 | 558.0513
3398 | 69.4505 | 557.7868 | 69.4505 | 557.7868
3399 | 69.0299 | 556.9734 | 69.0299 | 556.9734
3400 | 69.5628 | 557.693 | 69.5628 | 557.693
3401 | 70.5628 | 563.6878 | 70.5628 | 563.6878
3402 | 73.3899 | 570.0066 | 73.3899 | 570.0066
3403 | 77.411 | 567.0278 | 77.411 | 567.0278
3404 | 82.6439 | 565.2455 | 82.6439 | 565.2455
3405 | 85.8832 | 566.3761 | 85.8832 | 566.3761
3406 | 88.7791 | 577.0665 | 88.7791 | 577.0665
3407 | 95.1027 | 581.9147 | 95.1027 | 581.9147
3408 | 94.2563 | 581.6584 | 94.2563 | 581.6584
3409 | 91.6042 | 580.255 | 91.6042 | 580.255
3410 | 92.7801 | 578.8639 | 92.7801 | 578.8639
3411 | 96.8837 | 578.6532 | 96.8837 | 578.6532
3412 | 101.2608 | 578.2179 | 101.2608 | 578.2179
3413 | 102.2162 | 581.6503 | 102.2162 | 581.6503
3414 | 98.927 | 583.5201 | 98.927 | 583.5201
3415 | 94.7185 | 585.3595 | 94.7185 | 585.3595
3416 | 90.8455 | 588.5339 | 90.8455 | 588.5339
3417 | 88.8137 | 577.5965 | 88.8137 | 577.5965
3418 | 85.8899 | 566.6039 | 85.8899 | 566.6039
3419 | 80.9376 | 554.8304 | 80.9376 | 554.8304
3420 | 75.8568 | 550.7623 | 75.8568 | 550.7623
3421 | 72.5736 | 550.8825 | 72.5736 | 550.8825
3422 | 70.7481 | 549.9854 | 70.7481 | 549.9854
3423 | 70.2592 | 551.5616 | 70.2592 | 551.5616
3424 | 69.7954 | 553.7571 | 69.7954 | 553.7571
3425 | 70.8061 | 561.1576 | 70.8061 | 561.1576
3426 | 73.3963 | 574.4696 | 73.3963 | 574.4696
3427 | 76.5492 | 579.2922 | 76.5492 | 579.2922
3428 | 80.6599 | 582.1837 | 80.6599 | 582.1837
3429 | 83.9346 | 581.6275 | 83.9346 | 581.6275
3430 | 87.1797 | 581.5295 | 87.1797 | 581.5295
3431 | 92.2633 | 581.3876 | 92.2633 | 581.3876
3432 | 91.766 | 565.177 | 91.766 | 565.177
3433 | 89.35 | 543.1104 | 89.35 | 543.1104
3434 | 89.7195 | 527.1004 | 89.7195 | 527.1004
3435 | 93.5586 | 516.6284 | 93.5586 | 516.6284
3436 | 97.8791 | 511.941 | 97.8791 | 511.941
3437 | 99.0207 | 513.0541 | 99.0207 | 513.0541
3438 | 96.5139 | 519.0354 | 96.5139 | 519.0354
3439 | 92.2114 | 542.9788 | 92.2114 | 542.9788
3440 | 89.009 | 574.8287 | 89.009 | 574.8287
3441 | 86.4637 | 587.0496 | 86.4637 | 587.0496
3442 | 83.7257 | 593.9088 | 83.7257 | 593.9088
3443 | 79.2737 | 595.8405 | 79.2737 | 595.8405
3444 | 75.8413 | 600.3118 | 75.8413 | 600.3118
3445 | 72.2858 | 603.2082 | 72.2858 | 603.2082
3446 | 70.6622 | 602.4868 | 70.6622 | 602.4868
3447 | 69.6143 | 595.9102 | 69.6143 | 595.9102
3448 | 69.751 | 585.7359 | 69.751 | 585.7359
3449 | 71.4045 | 579.5014 | 71.4045 | 579.5014
3450 | 73.2821 | 579.1786 | 73.2821 | 579.1786
3451 | 75.5097 | 567.6955 | 75.5097 | 567.6955
3452 | 79.1293 | 556.179 | 79.1293 | 556.179
3453 | 82.5565 | 547.8565 | 82.5565 | 547.8565
3454 | 85.7042 | 546.9502 | 85.7042 | 546.9502
3455 | 89.9161 | 547.8977 | 89.9161 | 547.8977
3456 | 90.0657 | 536.1501 | 90.0657 | 536.1501
3457 | 87.6975 | 497.5319 | 87.6975 | 497.5319
3458 | 89.2956 | 476.8481 | 89.2956 | 476.8481
3459 | 93.3736 | 484.1225 | 93.3736 | 484.1225
3460 | 98.405 | 500.1686 | 98.405 | 500.1686
3461 | 99.9634 | 515.4086 | 99.9634 | 515.4086
3462 | 97.7365 | 530.1753 | 97.7365 | 530.1753
3463 | 94.0734 | 548.8123 | 94.0734 | 548.8123
3464 | 91.2088 | 565.1297 | 91.2088 | 565.1297
3465 | 88.4227 | 569.5491 | 88.4227 | 569.5491
3466 | 86.03 | 571.9102 | 86.03 | 571.9102
3467 | 80.3811 | 569.0627 | 80.3811 | 569.0627
3468 | 75.9943 | 567.5248 | 75.9943 | 567.5248
3469 | 72.0638 | 568.1018 | 72.0638 | 568.1018
3470 | 70.6489 | 566.5019 | 70.6489 | 566.5019
3471 | 69.6869 | 565.5479 | 69.6869 | 565.5479
3472 | 69.8972 | 563.7022 | 69.8972 | 563.7022
3473 | 70.2537 | 562.6335 | 70.2537 | 562.6335
3474 | 73.0633 | 561.5024 | 73.0633 | 561.5024
3475 | 77.2019 | 555.2202 | 77.2019 | 555.2202
3476 | 81.6459 | 553.4028 | 81.6459 | 553.4028
3477 | 83.9849 | 557.2745 | 83.9849 | 557.2745
3478 | 88.7319 | 565.2238 | 88.7319 | 565.2238
3479 | 93.7704 | 563.0789 | 93.7704 | 563.0789
3480 | 92.615 | 547.6414 | 92.615 | 547.6414
3481 | 89.3828 | 534.0439 | 89.3828 | 534.0439
3482 | 90.32 | 525.2379 | 90.32 | 525.2379
3483 | 95.1976 | 519.1938 | 95.1976 | 519.1938
3484 | 100.183 | 514.8929 | 100.183 | 514.8929
3485 | 102.1617 | 514.8111 | 102.1617 | 514.8111
3486 | 99.3484 | 519.5625 | 99.3484 | 519.5625
3487 | 94.4087 | 538.4104 | 94.4087 | 538.4104
3488 | 91.195 | 569.3818 | 91.195 | 569.3818
3489 | 89.0042 | 578.7562 | 89.0042 | 578.7562
3490 | 84.783 | 589.235 | 84.783 | 589.235
3491 | 79.6159 | 595.1377 | 79.6159 | 595.1377
3492 | 74.8712 | 595.0054 | 74.8712 | 595.0054
3493 | 71.3833 | 597.9018 | 71.3833 | 597.9018
3494 | 69.6654 | 595.3179 | 69.6654 | 595.3179
3495 | 68.8284 | 589.6901 | 68.8284 | 589.6901
3496 | 68.8244 | 584.5762 | 68.8244 | 584.5762
3497 | 70.3498 | 580.626 | 70.3498 | 580.626
3498 | 73.942 | 580.0571 | 73.942 | 580.0571
3499 | 79.8586 | 576.1997 | 79.8586 | 576.1997
3500 | 85.5501 | 574.2769 | 85.5501 | 574.2769
3501 | 89.4859 | 575.1264 | 89.4859 | 575.1264
3502 | 93.5488 | 576.0474 | 93.5488 | 576.0474
3503 | 99.0464 | 570.2126 | 99.0464 | 570.2126
3504 | 98.2983 | 555.4779 | 98.2983 | 555.4779
3505 | 93.3624 | 536.2227 | 93.3624 | 536.2227
3506 | 94.6475 | 516.2768 | 94.6475 | 516.2768
3507 | 100.0471 | 499.4442 | 100.0471 | 499.4442
3508 | 104.4799 | 488.3962 | 104.4799 | 488.3962
3509 | 106.1508 | 483.0081 | 106.1508 | 483.0081
3510 | 103.4752 | 476.0222 | 103.4752 | 476.0222
3511 | 98.7525 | 463.9104 | 98.7525 | 463.9104
3512 | 95.3575 | 451.5523 | 95.3575 | 451.5523
3513 | 92.7066 | 444.2697 | 92.7066 | 444.2697
3514 | 88.2228 | 445.2602 | 88.2228 | 445.2602
3515 | 81.6344 | 445.2592 | 81.6344 | 445.2592
3516 | 76.967 | 448.8167 | 76.967 | 448.8167
3517 | 73.3161 | 462.2556 | 73.3161 | 462.2556
3518 | 71.5778 | 476.4342 | 71.5778 | 476.4342
3519 | 70.2292 | 482.4382 | 70.2292 | 482.4382
3520 | 70.1861 | 485.3366 | 70.1861 | 485.3366
3521 | 71.0737 | 495.1618 | 71.0737 | 495.1618
3522 | 74.1334 | 511.5312 | 74.1334 | 511.5312
3523 | 80.3238 | 521.2384 | 80.3238 | 521.2384
3524 | 85.6591 | 532.4233 | 85.6591 | 532.4233
3525 | 89.2775 | 541.2148 | 89.2775 | 541.2148
3526 | 91.7808 | 549.375 | 91.7808 | 549.375
3527 | 97.3096 | 552.8175 | 97.3096 | 552.8175
3528 | 97.1953 | 541.7376 | 97.1953 | 541.7376
3529 | 92.6103 | 530.4243 | 92.6103 | 530.4243
3530 | 94.348 | 520.2127 | 94.348 | 520.2127
3531 | 98.9808 | 511.0409 | 98.9808 | 511.0409
3532 | 103.8709 | 508.0052 | 103.8709 | 508.0052
3533 | 105.3135 | 509.9616 | 105.3135 | 509.9616
3534 | 103.0231 | 515.451 | 103.0231 | 515.451
3535 | 98.1321 | 523.9321 | 98.1321 | 523.9321
3536 | 94.4904 | 532.0264 | 94.4904 | 532.0264
3537 | 91.1347 | 536.7621 | 91.1347 | 536.7621
3538 | 87.7216 | 544.1836 | 87.7216 | 544.1836
3539 | 82.0502 | 553.1084 | 82.0502 | 553.1084
3540 | 77.5258 | 557.6851 | 77.5258 | 557.6851
3541 | 73.7741 | 563.8145 | 73.7741 | 563.8145
3542 | 71.9609 | 566.1153 | 71.9609 | 566.1153
3543 | 71.2923 | 561.8229 | 71.2923 | 561.8229
3544 | 71.3789 | 555.4439 | 71.3789 | 555.4439
3545 | 72.7902 | 555.4646 | 72.7902 | 555.4646
3546 | 75.6528 | 558.9371 | 75.6528 | 558.9371
3547 | 81.1621 | 552.0223 | 81.1621 | 552.0223
3548 | 87.8143 | 547.1476 | 87.8143 | 547.1476
3549 | 91.7626 | 547.224 | 91.7626 | 547.224
3550 | 93.9632 | 552.5026 | 93.9632 | 552.5026
3551 | 99.4131 | 558.1591 | 99.4131 | 558.1591
3552 | 98.1362 | 551.1555 | 98.1362 | 551.1555
3553 | 94.104 | 541.0722 | 94.104 | 541.0722
3554 | 94.9218 | 532.0202 | 94.9218 | 532.0202
3555 | 99.3638 | 521.8645 | 99.3638 | 521.8645
3556 | 103.092 | 515.42 | 103.092 | 515.42
3557 | 104.6396 | 515.7951 | 104.6396 | 515.7951
3558 | 102.9843 | 520.687 | 102.9843 | 520.687
3559 | 97.5776 | 532.0498 | 97.5776 | 532.0498
3560 | 94.1333 | 554.7278 | 94.1333 | 554.7278
3561 | 90.8935 | 563.3642 | 90.8935 | 563.3642
3562 | 87.8501 | 566.0065 | 87.8501 | 566.0065
3563 | 82.5344 | 563.3346 | 82.5344 | 563.3346
3564 | 77.9991 | 563.0969 | 77.9991 | 563.0969
3565 | 74.453 | 567.3638 | 74.453 | 567.3638
3566 | 72.6514 | 570.5432 | 72.6514 | 570.5432
3567 | 71.5423 | 578.234 | 71.5423 | 578.234
3568 | 71.1341 | 585.8062 | 71.1341 | 585.8062
3569 | 72.06 | 597.7399 | 72.06 | 597.7399
3570 | 74.5114 | 614.8121 | 74.5114 | 614.8121
3571 | 79.2678 | 620.1617 | 79.2678 | 620.1617
3572 | 84.4588 | 624.6698 | 84.4588 | 624.6698
3573 | 87.4732 | 626.9249 | 87.4732 | 626.9249
3574 | 90.9966 | 628.5488 | 90.9966 | 628.5488
3575 | 96.9474 | 622.5734 | 96.9474 | 622.5734
3576 | 96.0379 | 597.5423 | 96.0379 | 597.5423
3577 | 92.9256 | 576.2137 | 92.9256 | 576.2137
3578 | 94.4549 | 557.2518 | 94.4549 | 557.2518
3579 | 99.3169 | 536.7997 | 99.3169 | 536.7997
3580 | 103.2028 | 520.5155 | 103.2028 | 520.5155
3581 | 103.559 | 515.1626 | 103.559 | 515.1626
3582 | 101.0843 | 520.4762 | 101.0843 | 520.4762
3583 | 97.6249 | 529.4493 | 97.6249 | 529.4493
3584 | 93.7442 | 538.0004 | 93.7442 | 538.0004
3585 | 90.1807 | 544.5635 | 90.1807 | 544.5635
3586 | 87.0789 | 547.276 | 87.0789 | 547.276
3587 | 82.6844 | 548.4698 | 82.6844 | 548.4698
3588 | 78.8831 | 550.0243 | 78.8831 | 550.0243
3589 | 75.4474 | 551.8313 | 75.4474 | 551.8313
3590 | 73.5012 | 557.4002 | 73.5012 | 557.4002
3591 | 72.5171 | 559.117 | 72.5171 | 559.117
3592 | 72.2613 | 558.7472 | 72.2613 | 558.7472
3593 | 73.4854 | 559.7519 | 73.4854 | 559.7519
3594 | 75.835 | 563.892 | 75.835 | 563.892
3595 | 79.1577 | 557.645 | 79.1577 | 557.645
3596 | 83.1611 | 554.8085 | 83.1611 | 554.8085
3597 | 85.3956 | 550.0002 | 85.3956 | 550.0002
3598 | 89.2715 | 550.6752 | 89.2715 | 550.6752
3599 | 94.1654 | 552.7121 | 94.1654 | 552.7121
3600 | 94.6613 | 554.986 | 94.6613 | 554.986
3601 | 91.4631 | 565.355 | 91.4631 | 565.355
3602 | 92.7216 | 575.2091 | 92.7216 | 575.2091
3603 | 97.1533 | 576.8961 | 97.1533 | 576.8961
3604 | 101.015 | 559.4172 | 101.015 | 559.4172
3605 | 101.7265 | 536.5989 | 101.7265 | 536.5989
3606 | 99.4742 | 528.629 | 99.4742 | 528.629
3607 | 95.1911 | 530.9604 | 95.1911 | 530.9604
3608 | 92.8005 | 536.6299 | 92.8005 | 536.6299
3609 | 89.3892 | 542.1036 | 89.3892 | 542.1036
3610 | 86.2123 | 545.6244 | 86.2123 | 545.6244
3611 | 81.9629 | 548.2941 | 81.9629 | 548.2941
3612 | 78.0048 | 548.3023 | 78.0048 | 548.3023
3613 | 74.7008 | 548.5631 | 74.7008 | 548.5631
3614 | 73.098 | 549.0365 | 73.098 | 549.0365
3615 | 71.7393 | 551.4913 | 71.7393 | 551.4913
3616 | 70.8473 | 558.0444 | 70.8473 | 558.0444
3617 | 71.6744 | 559.5762 | 71.6744 | 559.5762
3618 | 73.7448 | 562.3458 | 73.7448 | 562.3458
3619 | 77.0667 | 555.3959 | 77.0667 | 555.3959
3620 | 80.6281 | 553.8948 | 80.6281 | 553.8948
3621 | 83.4106 | 552.1789 | 83.4106 | 552.1789
3622 | 86.9628 | 551.4132 | 86.9628 | 551.4132
3623 | 92.7772 | 551.5173 | 92.7772 | 551.5173
3624 | 92.8787 | 547.1846 | 92.8787 | 547.1846
3625 | 90.1304 | 536.7498 | 90.1304 | 536.7498
3626 | 91.3855 | 522.4617 | 91.3855 | 522.4617
3627 | 95.6503 | 508.7216 | 95.6503 | 508.7216
3628 | 100.433 | 499.0792 | 100.433 | 499.0792
3629 | 102.0545 | 498.892 | 102.0545 | 498.892
3630 | 98.5889 | 507.1927 | 98.5889 | 507.1927
3631 | 94.503 | 519.68 | 94.503 | 519.68
3632 | 92.4223 | 529.3556 | 92.4223 | 529.3556
3633 | 89.4367 | 532.264 | 89.4367 | 532.264
3634 | 86.2857 | 534.7305 | 86.2857 | 534.7305
3635 | 81.1737 | 531.7424 | 81.1737 | 531.7424
3636 | 77.4664 | 445.7625 | 77.4664 | 445.7625
3637 | 74.8655 | 451.0091 | 74.8655 | 451.0091
3638 | 72.6705 | 459.5433 | 72.6705 | 459.5433
3639 | 72.167 | 464.1172 | 72.167 | 464.1172
3640 | 71.8152 | 470.3089 | 71.8152 | 470.3089
3641 | 73.3442 | 484.2505 | 73.3442 | 484.2505
3642 | 75.3373 | 502.6949 | 75.3373 | 502.6949
3643 | 79.7239 | 513.6121 | 79.7239 | 513.6121
3644 | 84.6172 | 530.3106 | 84.6172 | 530.3106
3645 | 88.3207 | 549.3041 | 88.3207 | 549.3041
3646 | 91.5476 | 566.6402 | 91.5476 | 566.6402
3647 | 97.4994 | 576.8814 | 97.4994 | 576.8814
3648 | 96.0296 | 575.7539 | 96.0296 | 575.7539
3649 | 93.3305 | 569.4512 | 93.3305 | 569.4512
3650 | 95.1267 | 557.1051 | 95.1267 | 557.1051
3651 | 99.6602 | 548.8428 | 99.6602 | 548.8428
3652 | 103.3003 | 545.2668 | 103.3003 | 545.2668
3653 | 105.216 | 547.5951 | 105.216 | 547.5951
3654 | 102.3936 | 554.1913 | 102.3936 | 554.1913
3655 | 98.0823 | 572.9678 | 98.0823 | 572.9678
3656 | 95.189 | 601.857 | 95.189 | 601.857
3657 | 92.1108 | 617.0906 | 92.1108 | 617.0906
3658 | 87.8997 | 628.057 | 87.8997 | 628.057
3659 | 82.7192 | 632.8524 | 82.7192 | 632.8524
3660 | 77.8026 | 634.8366 | 77.8026 | 634.8366
3661 | 74.3068 | 638.2777 | 74.3068 | 638.2777
3662 | 72.5771 | 639.9451 | 72.5771 | 639.9451
3663 | 72.0616 | 641.2335 | 72.0616 | 641.2335
3664 | 71.8348 | 639.5817 | 71.8348 | 639.5817
3665 | 73.5326 | 638.8426 | 73.5326 | 638.8426
3666 | 76.3874 | 646.7499 | 76.3874 | 646.7499
3667 | 81.7435 | 645.5023 | 81.7435 | 645.5023
3668 | 87.8968 | 643.2578 | 87.8968 | 643.2578
3669 | 91.4756 | 640.4077 | 91.4756 | 640.4077
3670 | 95.0952 | 641.0504 | 95.0952 | 641.0504
3671 | 100.6834 | 640.2218 | 100.6834 | 640.2218
3672 | 99.53 | 627.6398 | 99.53 | 627.6398
3673 | 94.9273 | 612.6352 | 94.9273 | 612.6352
3674 | 96.9031 | 594.7838 | 96.9031 | 594.7838
3675 | 101.753 | 579.4179 | 101.753 | 579.4179
3676 | 104.9736 | 565.2161 | 104.9736 | 565.2161
3677 | 106.8433 | 558.5761 | 106.8433 | 558.5761
3678 | 105.0446 | 557.7431 | 105.0446 | 557.7431
3679 | 99.8438 | 568.0841 | 99.8438 | 568.0841
3680 | 96.4223 | 583.1509 | 96.4223 | 583.1509
3681 | 93.1256 | 584.414 | 93.1256 | 584.414
3682 | 88.6587 | 587.3297 | 88.6587 | 587.3297
3683 | 83.1132 | 583.4528 | 83.1132 | 583.4528
3684 | 78.2913 | 580.2869 | 78.2913 | 580.2869
3685 | 74.9566 | 584.1424 | 74.9566 | 584.1424
3686 | 73.2321 | 590.1607 | 73.2321 | 590.1607
3687 | 72.5241 | 595.2969 | 72.5241 | 595.2969
3688 | 72.504 | 602.347 | 72.504 | 602.347
3689 | 74.0418 | 613.0032 | 74.0418 | 613.0032
3690 | 77.0239 | 625.5871 | 77.0239 | 625.5871
3691 | 82.3105 | 627.2697 | 82.3105 | 627.2697
3692 | 88.4704 | 628.0739 | 88.4704 | 628.0739
3693 | 92.8899 | 621.5536 | 92.8899 | 621.5536
3694 | 95.5832 | 614.7079 | 95.5832 | 614.7079
3695 | 101.3342 | 604.0231 | 101.3342 | 604.0231
3696 | 100.4987 | 590.1091 | 100.4987 | 590.1091
3697 | 96.3498 | 574.5717 | 96.3498 | 574.5717
3698 | 98.4475 | 558.9994 | 98.4475 | 558.9994
3699 | 102.5841 | 551.3883 | 102.5841 | 551.3883
3700 | 104.7923 | 539.6727 | 104.7923 | 539.6727
3701 | 106.4707 | 525.1892 | 106.4707 | 525.1892
3702 | 104.9466 | 512.0433 | 104.9466 | 512.0433
3703 | 100.3241 | 498.1729 | 100.3241 | 498.1729
3704 | 96.7567 | 492.8464 | 96.7567 | 492.8464
3705 | 93.7316 | 487.154 | 93.7316 | 487.154
3706 | 88.7821 | 479.0591 | 88.7821 | 479.0591
3707 | 83.3956 | 467.1314 | 83.3956 | 467.1314
3708 | 78.6375 | 460.0289 | 78.6375 | 460.0289
3709 | 74.9726 | 454.6497 | 74.9726 | 454.6497
3710 | 73.1063 | 445.2474 | 73.1063 | 445.2474
3711 | 74.748 | 434.1045 | 74.748 | 434.1045
3712 | 74.736 | 420.5837 | 74.736 | 420.5837
3713 | 76.2243 | 409.7811 | 76.2243 | 409.7811
3714 | 79.3011 | 416.5341 | 79.3011 | 416.5341
3715 | 84.4221 | 420.9694 | 84.4221 | 420.9694
3716 | 90.5806 | 428.2852 | 90.5806 | 428.2852
3717 | 92.735 | 427.8918 | 92.735 | 427.8918
3718 | 95.5743 | 425.989 | 95.5743 | 425.989
3719 | 100.6175 | 419.0631 | 100.6175 | 419.0631
3720 | 99.2854 | 411.7792 | 99.2854 | 411.7792
3721 | 96.566 | 403.8782 | 96.566 | 403.8782
3722 | 97.4219 | 402.8091 | 97.4219 | 402.8091
3723 | 102.322 | 401.236 | 102.322 | 401.236
3724 | 105.0371 | 407.6346 | 105.0371 | 407.6346
3725 | 105.4615 | 429.3498 | 105.4615 | 429.3498
3726 | 104.1816 | 448.3773 | 104.1816 | 448.3773
3727 | 99.6076 | 457.9487 | 99.6076 | 457.9487
3728 | 95.0513 | 466.1783 | 95.0513 | 466.1783
3729 | 92.0904 | 473.006 | 92.0904 | 473.006
3730 | 88.6221 | 479.0591 | 88.6221 | 479.0591
3731 | 83.6379 | 480.7466 | 83.6379 | 480.7466
3732 | 79.4189 | 482.7308 | 79.4189 | 482.7308
3733 | 75.8565 | 487.1191 | 75.8565 | 487.1191
3734 | 74.0577 | 490.0296 | 74.0577 | 490.0296
3735 | 73.0528 | 490.2821 | 73.0528 | 490.2821
3736 | 72.8572 | 495.8226 | 72.8572 | 495.8226
3737 | 74.1732 | 509.3795 | 74.1732 | 509.3795
3738 | 76.5334 | 518.0268 | 76.5334 | 518.0268
3739 | 80.8681 | 504.1111 | 80.8681 | 504.1111
3740 | 86.3155 | 496.1837 | 86.3155 | 496.1837
3741 | 89.7107 | 500.526 | 89.7107 | 500.526
3742 | 93.249 | 501.5831 | 93.249 | 501.5831
3743 | 98.7508 | 525.2323 | 98.7508 | 525.2323
3744 | 97.9639 | 521.1154 | 97.9639 | 521.1154
3745 | 94.8696 | 516.6774 | 94.8696 | 516.6774
3746 | 96.4527 | 506.9064 | 96.4527 | 506.9064
3747 | 101.8747 | 498.6441 | 101.8747 | 498.6441
3748 | 104.321 | 489.7108 | 104.321 | 489.7108
3749 | 105.7121 | 483.4259 | 105.7121 | 483.4259
3750 | 103.1453 | 481.5866 | 103.1453 | 481.5866
3751 | 97.9555 | 504.2997 | 97.9555 | 504.2997
3752 | 94.4269 | 528.9268 | 94.4269 | 528.9268
3753 | 91.527 | 532.1434 | 91.527 | 532.1434
3754 | 88.017 | 520.1119 | 88.017 | 520.1119
3755 | 83.3865 | 507.0003 | 83.3865 | 507.0003
3756 | 79.0828 | 500.0162 | 79.0828 | 500.0162
3757 | 76.1293 | 502.7766 | 76.1293 | 502.7766
3758 | 73.9571 | 506.5751 | 73.9571 | 506.5751
3759 | 73.0981 | 508.0115 | 73.0981 | 508.0115
3760 | 72.6674 | 509.2011 | 72.6674 | 509.2011
3761 | 73.851 | 513.0793 | 73.851 | 513.0793
3762 | 75.4785 | 527.0839 | 75.4785 | 527.0839
3763 | 79.081 | 534.035 | 79.081 | 534.035
3764 | 82.7999 | 541.3508 | 82.7999 | 541.3508
3765 | 86.2028 | 548.7121 | 86.2028 | 548.7121
3766 | 89.8833 | 554.0905 | 89.8833 | 554.0905
3767 | 94.624 | 555.4226 | 94.624 | 555.4226
3768 | 93.4811 | 542.2486 | 93.4811 | 542.2486
3769 | 91.8745 | 523.2186 | 91.8745 | 523.2186
3770 | 93.3345 | 507.4984 | 93.3345 | 507.4984
3771 | 97.4416 | 503.0542 | 97.4416 | 503.0542
3772 | 101.6418 | 501.2837 | 101.6418 | 501.2837
3773 | 102.5274 | 506.6902 | 102.5274 | 506.6902
3774 | 98.7546 | 512.2801 | 98.7546 | 512.2801
3775 | 96.1857 | 516.7014 | 96.1857 | 516.7014
3776 | 92.698 | 522.5631 | 92.698 | 522.5631
3777 | 90.0179 | 527.1709 | 90.0179 | 527.1709
3778 | 87.0198 | 531.8625 | 87.0198 | 531.8625
3779 | 82.6935 | 531.9813 | 82.6935 | 531.9813
3780 | 78.26 | 531.8344 | 78.26 | 531.8344
3781 | 74.9326 | 533.0261 | 74.9326 | 533.0261
3782 | 73.0684 | 534.0719 | 73.0684 | 534.0719
3783 | 72.5854 | 534.8868 | 72.5854 | 534.8868
3784 | 72.2823 | 539.1842 | 72.2823 | 539.1842
3785 | 73.2422 | 544.1871 | 73.2422 | 544.1871
3786 | 75.0907 | 560.1156 | 75.0907 | 560.1156
3787 | 79.0848 | 563.6333 | 79.0848 | 563.6333
3788 | 83.4609 | 567.3973 | 83.4609 | 567.3973
3789 | 86.2476 | 565.7607 | 86.2476 | 565.7607
3790 | 89.6106 | 565.1603 | 89.6106 | 565.1603
3791 | 94.8494 | 562.8222 | 94.8494 | 562.8222
3792 | 94.5463 | 556.0414 | 94.5463 | 556.0414
3793 | 92.4839 | 552.0474 | 92.4839 | 552.0474
3794 | 93.6571 | 548.0777 | 93.6571 | 548.0777
3795 | 98.8722 | 548.5173 | 98.8722 | 548.5173
3796 | 102.7525 | 549.4698 | 102.7525 | 549.4698
3797 | 103.6869 | 551.946 | 103.6869 | 551.946
3798 | 100.8118 | 556.1744 | 100.8118 | 556.1744
3799 | 96.282 | 565.8346 | 96.282 | 565.8346
3800 | 93.9431 | 581.9374 | 93.9431 | 581.9374
3801 | 91.6958 | 590.2153 | 91.6958 | 590.2153
3802 | 87.9313 | 600.3826 | 87.9313 | 600.3826
3803 | 83.2383 | 603.6388 | 83.2383 | 603.6388
3804 | 78.8688 | 607.9317 | 78.8688 | 607.9317
3805 | 75.1454 | 617.4701 | 75.1454 | 617.4701
3806 | 73.4335 | 628.2834 | 73.4335 | 628.2834
3807 | 72.4711 | 643.335 | 72.4711 | 643.335
3808 | 72.3942 | 655.2688 | 72.3942 | 655.2688
3809 | 73.6786 | 662.8468 | 73.6786 | 662.8468
3810 | 76.0305 | 667.4391 | 76.0305 | 667.4391
3811 | 80.5119 | 659.2063 | 80.5119 | 659.2063
3812 | 85.8655 | 655.4227 | 85.8655 | 655.4227
3813 | 89.2853 | 643.7819 | 89.2853 | 643.7819
3814 | 92.967 | 638.4753 | 92.967 | 638.4753
3815 | 97.8503 | 635.1605 | 97.8503 | 635.1605
3816 | 97.2036 | 628.9125 | 97.2036 | 628.9125
3817 | 93.9675 | 622.8762 | 93.9675 | 622.8762
3818 | 95.4716 | 617.0713 | 95.4716 | 617.0713
3819 | 100.4179 | 614.6695 | 100.4179 | 614.6695
3820 | 103.9398 | 613.2542 | 103.9398 | 613.2542
3821 | 104.6485 | 618.779 | 104.6485 | 618.779
3822 | 102.3624 | 624.1617 | 102.3624 | 624.1617
3823 | 97.9476 | 631.6613 | 97.9476 | 631.6613
3824 | 95.2373 | 641.9332 | 95.2373 | 641.9332
3825 | 91.828 | 644.4394 | 91.828 | 644.4394
3826 | 87.611 | 645.0761 | 87.611 | 645.0761
3827 | 82.6992 | 643.0046 | 82.6992 | 643.0046
3828 | 77.9144 | 641.9402 | 77.9144 | 641.9402
3829 | 74.6501 | 647.4532 | 74.6501 | 647.4532
3830 | 73.0749 | 650.9853 | 73.0749 | 650.9853
3831 | 72.1452 | 648.5443 | 72.1452 | 648.5443
3832 | 72.3611 | 632.3893 | 72.3611 | 632.3893
3833 | 73.5278 | 607.3795 | 73.5278 | 607.3795
3834 | 75.8565 | 594.6272 | 75.8565 | 594.6272
3835 | 80.6774 | 579.7348 | 80.6774 | 579.7348
3836 | 87.3285 | 570.2091 | 87.3285 | 570.2091
3837 | 90.896 | 559.2787 | 90.896 | 559.2787
3838 | 94.063 | 545.3886 | 94.063 | 545.3886
3839 | 99.1069 | 529.2577 | 99.1069 | 529.2577
3840 | 98.2052 | 504.0668 | 98.2052 | 504.0668
3841 | 94.6726 | 478.4364 | 94.6726 | 478.4364
3842 | 96.6236 | 457.122 | 96.6236 | 457.122
3843 | 101.4289 | 448.9485 | 101.4289 | 448.9485
3844 | 104.3252 | 448.7467 | 104.3252 | 448.7467
3845 | 106.1474 | 453.1172 | 106.1474 | 453.1172
3846 | 103.984 | 454.741 | 103.984 | 454.741
3847 | 99.509 | 452.6506 | 99.509 | 452.6506
3848 | 96.7426 | 448.7745 | 96.7426 | 448.7745
3849 | 93.25 | 442.2237 | 93.25 | 442.2237
3850 | 88.6796 | 437.4734 | 88.6796 | 437.4734
3851 | 82.8739 | 431.3174 | 82.8739 | 431.3174
3852 | 78.3723 | 426.0204 | 78.3723 | 426.0204
3853 | 74.6845 | 423.2755 | 74.6845 | 423.2755
3854 | 72.4792 | 419.1416 | 72.4792 | 419.1416
3855 | 71.7933 | 417.3518 | 71.7933 | 417.3518
3856 | 71.6279 | 418.5414 | 71.6279 | 418.5414
3857 | 72.8299 | 422.8932 | 72.8299 | 422.8932
3858 | 76.1244 | 430.6821 | 76.1244 | 430.6821
3859 | 81.6566 | 426.8891 | 81.6566 | 426.8891
3860 | 88.098 | 419.1985 | 88.098 | 419.1985
3861 | 91.9292 | 409.748 | 91.9292 | 409.748
3862 | 94.3957 | 396.5386 | 94.3957 | 396.5386
3863 | 99.6369 | 372.801 | 99.6369 | 372.801
3864 | 98.6985 | 350.2147 | 98.6985 | 350.2147
3865 | 95.3732 | 340.2714 | 95.3732 | 340.2714
3866 | 96.0147 | 324.0184 | 96.0147 | 324.0184
3867 | 100.0478 | 310.7243 | 100.0478 | 310.7243
3868 | 103.5155 | 308.7466 | 103.5155 | 308.7466
3869 | 104.8149 | 322.3519 | 104.8149 | 322.3519
3870 | 102.6524 | 341.0834 | 102.6524 | 341.0834
3871 | 98.2085 | 355.5682 | 98.2085 | 355.5682
3872 | 95.4051 | 367.2016 | 95.4051 | 367.2016
3873 | 92.2107 | 372.4013 | 92.2107 | 372.4013
3874 | 87.5765 | 381.3254 | 87.5765 | 381.3254
3875 | 81.7057 | 357.2032 | 81.7057 | 357.2032
3876 | 77.1098 | 338.883 | 77.1098 | 338.883
3877 | 73.649 | 341.8801 | 73.649 | 341.8801
3878 | 71.6695 | 345.7378 | 71.6695 | 345.7378
3879 | 70.4674 | 351.3476 | 70.4674 | 351.3476
3880 | 70.6031 | 360.3807 | 70.6031 | 360.3807
3881 | 71.8432 | 358.3097 | 71.8432 | 358.3097
3882 | 74.5165 | 377.7603 | 74.5165 | 377.7603
3883 | 79.6531 | 387.5233 | 79.6531 | 387.5233
3884 | 86.0574 | 401.0547 | 86.0574 | 401.0547
3885 | 89.4994 | 407.7353 | 89.4994 | 407.7353
3886 | 92.3791 | 415.7775 | 92.3791 | 415.7775
3887 | 97.7077 | 424.7756 | 97.7077 | 424.7756
3888 | 97.0325 | 447.2972 | 97.0325 | 447.2972
3889 | 93.6892 | 474.115 | 93.6892 | 474.115
3890 | 95.5345 | 496.7246 | 95.5345 | 496.7246
3891 | 99.8272 | 512.3481 | 99.8272 | 512.3481
3892 | 102.9526 | 522.3281 | 102.9526 | 522.3281
3893 | 103.1319 | 535.1934 | 103.1319 | 535.1934
3894 | 100.7205 | 553.2442 | 100.7205 | 553.2442
3895 | 96.318 | 574.4773 | 96.318 | 574.4773
3896 | 93.8623 | 590.1657 | 93.8623 | 590.1657
3897 | 90.7954 | 602.3506 | 90.7954 | 602.3506
3898 | 86.5365 | 615.093 | 86.5365 | 615.093
3899 | 81.6018 | 616.2181 | 81.6018 | 616.2181
3900 | 77.0112 | 618.1727 | 77.0112 | 618.1727
3901 | 73.6296 | 621.4363 | 73.6296 | 621.4363
3902 | 71.4012 | 623.1037 | 71.4012 | 623.1037
3903 | 70.3741 | 631.0813 | 70.3741 | 631.0813
3904 | 70.3169 | 639.1081 | 70.3169 | 639.1081
3905 | 71.4433 | 647.9588 | 71.4433 | 647.9588
3906 | 74.885 | 661.5491 | 74.885 | 661.5491
3907 | 79.5938 | 663.6164 | 79.5938 | 663.6164
3908 | 84.7452 | 663.8878 | 84.7452 | 663.8878
3909 | 87.9067 | 663.4056 | 87.9067 | 663.4056
3910 | 90.3761 | 662.0652 | 90.3761 | 662.0652
3911 | 95.7367 | 658.1288 | 95.7367 | 658.1288
3912 | 95.7074 | 645.2212 | 95.7074 | 645.2212
3913 | 92.7802 | 631.1637 | 92.7802 | 631.1637
3914 | 94.1228 | 620.6527 | 94.1228 | 620.6527
3915 | 98.9859 | 612.6568 | 98.9859 | 612.6568
3916 | 102.4018 | 599.8757 | 102.4018 | 599.8757
3917 | 103.0412 | 587.2272 | 103.0412 | 587.2272
3918 | 99.8887 | 592.6987 | 99.8887 | 592.6987
3919 | 95.5465 | 642.2279 | 95.5465 | 642.2279
3920 | 92.3407 | 683.1636 | 92.3407 | 683.1636
3921 | 89.1791 | 699.6699 | 89.1791 | 699.6699
3922 | 86.0883 | 708.5941 | 86.0883 | 708.5941
3923 | 81.8765 | 710.6664 | 81.8765 | 710.6664
3924 | 77.626 | 713.2721 | 77.626 | 713.2721
3925 | 74.4424 | 727.2207 | 74.4424 | 727.2207
3926 | 72.1945 | 740.5202 | 72.1945 | 740.5202
3927 | 70.9486 | 746.2188 | 70.9486 | 746.2188
3928 | 70.4408 | 751.5817 | 70.4408 | 751.5817
3929 | 71.8018 | 759.6629 | 71.8018 | 759.6629
3930 | 74.3012 | 769.2277 | 74.3012 | 769.2277
3931 | 78.1435 | 764.5467 | 78.1435 | 764.5467
3932 | 82.0427 | 755.9682 | 82.0427 | 755.9682
3933 | 84.0745 | 746.6953 | 84.0745 | 746.6953
3934 | 87.4745 | 743.7861 | 87.4745 | 743.7861
3935 | 92.083 | 742.3064 | 92.083 | 742.3064
3936 | 92.2644 | 731.6779 | 92.2644 | 731.6779
3937 | 90.2882 | 716.2885 | 90.2882 | 716.2885
3938 | 91.8826 | 703.0249 | 91.8826 | 703.0249
3939 | 96.9235 | 694.8218 | 96.9235 | 694.8218
3940 | 100.6177 | 689.5882 | 100.6177 | 689.5882
3941 | 99.2554 | 690.5254 | 99.2554 | 690.5254
3942 | 95.4966 | 691.3795 | 95.4966 | 691.3795
3943 | 92.0812 | 697.7247 | 92.0812 | 697.7247
3944 | 89.8599 | 707.2567 | 89.8599 | 707.2567
3945 | 88.4419 | 709.5261 | 88.4419 | 709.5261
3946 | 84.8201 | 708.742 | 84.8201 | 708.742
3947 | 81.1217 | 704.0955 | 81.1217 | 704.0955
3948 | 77.0005 | 698.1178 | 77.0005 | 698.1178
3949 | 73.6251 | 692.6202 | 73.6251 | 692.6202
3950 | 71.8861 | 682.5963 | 71.8861 | 682.5963
3951 | 70.8199 | 668.8192 | 70.8199 | 668.8192
3952 | 70.8447 | 652.5458 | 70.8447 | 652.5458
3953 | 71.4608 | 638.073 | 71.4608 | 638.073
3954 | 73.3782 | 634.0226 | 73.3782 | 634.0226
3955 | 77.7104 | 621.2612 | 77.7104 | 621.2612
3956 | 81.5409 | 613.2747 | 81.5409 | 613.2747
3957 | 84.5192 | 606.34 | 84.5192 | 606.34
3958 | 87.8478 | 608.9658 | 87.8478 | 608.9658
3959 | 93.5448 | 605.2958 | 93.5448 | 605.2958
3960 | 93.0523 | 579.7497 | 93.0523 | 579.7497
3961 | 90.8478 | 546.9269 | 90.8478 | 546.9269
3962 | 92.8 | 522.7119 | 92.8 | 522.7119
3963 | 98.3491 | 512.6145 | 98.3491 | 512.6145
3964 | 100.8187 | 511.5247 | 100.8187 | 511.5247
3965 | 102.039 | 516.2209 | 102.039 | 516.2209
3966 | 99.0173 | 521.278 | 99.0173 | 521.278
3967 | 95.2503 | 523.509 | 95.2503 | 523.509
3968 | 92.2117 | 521.2312 | 92.2117 | 521.2312
3969 | 89.6523 | 518.7354 | 89.6523 | 518.7354
3970 | 86.3397 | 519.8456 | 86.3397 | 519.8456
3971 | 81.8789 | 514.9919 | 81.8789 | 514.9919
3972 | 77.823 | 508.7181 | 77.823 | 508.7181
3973 | 74.3446 | 503.3094 | 74.3446 | 503.3094
3974 | 72.2868 | 494.5878 | 72.2868 | 494.5878
3975 | 71.1316 | 479.6563 | 71.1316 | 479.6563
3976 | 70.9986 | 463.8565 | 70.9986 | 463.8565
3977 | 71.998 | 447.4598 | 71.998 | 447.4598
3978 | 74.3694 | 435.1811 | 74.3694 | 435.1811
3979 | 78.7688 | 415.7897 | 78.7688 | 415.7897
3980 | 83.789 | 398.5981 | 83.789 | 398.5981
3981 | 86.8918 | 380.6528 | 86.8918 | 380.6528
3982 | 89.8982 | 372.3272 | 89.8982 | 372.3272
3983 | 95.3919 | 370.6403 | 95.3919 | 370.6403
3984 | 94.6796 | 373.923 | 94.6796 | 373.923
3985 | 91.6923 | 354.449 | 91.6923 | 354.449
3986 | 92.3088 | 349.0585 | 92.3088 | 349.0585
3987 | 97.9246 | 354.8554 | 97.9246 | 354.8554
3988 | 101.8078 | 361.8756 | 101.8078 | 361.8756
3989 | 103.03 | 343.3075 | 103.03 | 343.3075
3990 | 99.98 | 316.0728 | 99.98 | 316.0728
3991 | 95.8102 | 314.1305 | 95.8102 | 314.1305
3992 | 92.9777 | 354.4743 | 92.9777 | 354.4743
3993 | 90.9101 | 392.9425 | 90.9101 | 392.9425
3994 | 86.7892 | 416.3402 | 86.7892 | 416.3402
3995 | 82.3534 | 424.5986 | 82.3534 | 424.5986
3996 | 77.5561 | 429.7794 | 77.5561 | 429.7794
3997 | 74.6469 | 433.191 | 74.6469 | 433.191
3998 | 72.2485 | 432.4017 | 72.2485 | 432.4017
3999 | 71.4303 | 437.0347 | 71.4303 | 437.0347
4000 | 71.3356 | 444.8839 | 71.3356 | 444.8839
4001 | 72.3928 | 460.6015 | 72.3928 | 460.6015
4002 | 75.3185 | 486.7118 | 75.3185 | 486.7118
4003 | 80.4641 | 507.0709 | 80.4641 | 507.0709
4004 | 86.9663 | 527.4396 | 86.9663 | 527.4396
4005 | 90.5253 | 547.3802 | 90.5253 | 547.3802
4006 | 92.2583 | 568.7417 | 92.2583 | 568.7417
4007 | 97.5023 | 588.0104 | 97.5023 | 588.0104
4008 | 96.5287 | 605.0563 | 96.5287 | 605.0563
4009 | 93.1349 | 617.8741 | 93.1349 | 617.8741
4010 | 93.5459 | 624.0269 | 93.5459 | 624.0269
4011 | 99.1394 | 630.0014 | 99.1394 | 630.0014
4012 | 102.0322 | 635.6009 | 102.0322 | 635.6009
4013 | 102.4706 | 643.7304 | 102.4706 | 643.7304
4014 | 100.0674 | 649.3203 | 100.0674 | 649.3203
4015 | 94.9162 | 650.0123 | 94.9162 | 650.0123
4016 | 92.8934 | 647.0833 | 92.8934 | 647.0833
4017 | 91.7432 | 643.0483 | 91.7432 | 643.0483
4018 | 87.8663 | 639.9259 | 87.8663 | 639.9259
4019 | 82.6335 | 636.4634 | 82.6335 | 636.4634
4020 | 78.1013 | 635.9317 | 78.1013 | 635.9317
4021 | 74.6855 | 641.06 | 74.6855 | 641.06
4022 | 72.7154 | 646.8415 | 72.7154 | 646.8415
4023 | 71.8739 | 653.2801 | 71.8739 | 653.2801
4024 | 71.8276 | 653.0193 | 71.8276 | 653.0193
4025 | 73.0398 | 652.8426 | 73.0398 | 652.8426
4026 | 76.0653 | 659.8028 | 76.0653 | 659.8028
4027 | 80.7665 | 657.312 | 80.7665 | 657.312
4028 | 87.0944 | 653.854 | 87.0944 | 653.854
4029 | 89.9296 | 650.8855 | 89.9296 | 650.8855
4030 | 93.0545 | 650.581 | 93.0545 | 650.581
4031 | 98.6232 | 647.9766 | 98.6232 | 647.9766
4032 | 97.8393 | 640.1599 | 97.8393 | 640.1599
4033 | 93.355 | 631.6669 | 93.355 | 631.6669
4034 | 95.4264 | 622.1919 | 95.4264 | 622.1919
4035 | 100.6897 | 616.0902 | 100.6897 | 616.0902
4036 | 104.5183 | 610.8567 | 104.5183 | 610.8567
4037 | 104.228 | 613.5993 | 104.228 | 613.5993
4038 | 100.9797 | 622.297 | 100.9797 | 622.297
4039 | 97.0937 | 630.8029 | 97.0937 | 630.8029
4040 | 94.935 | 636.9903 | 94.935 | 636.9903
4041 | 92.8343 | 643.3739 | 92.8343 | 643.3739
4042 | 88.7852 | 647.3551 | 88.7852 | 647.3551
4043 | 83.0772 | 649.1611 | 83.0772 | 649.1611
4044 | 78.7063 | 646.8239 | 78.7063 | 646.8239
4045 | 75.0369 | 650.2946 | 75.0369 | 650.2946
4046 | 72.7637 | 649.1206 | 72.7637 | 649.1206
4047 | 71.4376 | 648.3371 | 71.4376 | 648.3371
4048 | 71.3351 | 648.8164 | 71.3351 | 648.8164
4049 | 72.716 | 652.221 | 72.716 | 652.221
4050 | 75.5599 | 677.5617 | 75.5599 | 677.5617
4051 | 80.2313 | 695.9082 | 80.2313 | 695.9082
4052 | 87.1083 | 700.4122 | 87.1083 | 700.4122
4053 | 90.003 | 701.4395 | 90.003 | 701.4395
4054 | 91.8027 | 702.5557 | 91.8027 | 702.5557
4055 | 97.0723 | 704.5094 | 97.0723 | 704.5094
4056 | 97.2109 | 690.8322 | 97.2109 | 690.8322
4057 | 92.8135 | 667.4513 | 92.8135 | 667.4513
4058 | 93.512 | 649.8071 | 93.512 | 649.8071
4059 | 98.1877 | 641.1896 | 98.1877 | 641.1896
4060 | 101.2417 | 632.3155 | 101.2417 | 632.3155
4061 | 101.1423 | 627.7769 | 101.1423 | 627.7769
4062 | 98.8424 | 627.7431 | 98.8424 | 627.7431
4063 | 94.5398 | 637.4626 | 94.5398 | 637.4626
4064 | 91.6611 | 651.227 | 91.6611 | 651.227
4065 | 89.6808 | 656.9003 | 89.6808 | 656.9003
4066 | 86.4184 | 661.9767 | 86.4184 | 661.9767
4067 | 81.9425 | 663.8714 | 81.9425 | 663.8714
4068 | 77.072 | 666.7732 | 77.072 | 666.7732
4069 | 73.7843 | 670.2439 | 73.7843 | 670.2439
4070 | 71.4052 | 670.4906 | 71.4052 | 670.4906
4071 | 70.3705 | 668.9376 | 70.3705 | 668.9376
4072 | 69.8645 | 667.9665 | 69.8645 | 667.9665
4073 | 70.7193 | 668.2041 | 70.7193 | 668.2041
4074 | 73.4615 | 677.3842 | 73.4615 | 677.3842
4075 | 77.3113 | 677.498 | 77.3113 | 677.498
4076 | 83.2262 | 676.2599 | 83.2262 | 676.2599
4077 | 85.8363 | 673.3802 | 85.8363 | 673.3802
4078 | 88.7757 | 675.3252 | 88.7757 | 675.3252
4079 | 93.0011 | 675.8286 | 93.0011 | 675.8286
4080 | 93.0855 | 667.0647 | 93.0855 | 667.0647
4081 | 90.0965 | 650.0475 | 90.0965 | 650.0475
4082 | 91.7005 | 635.9551 | 91.7005 | 635.9551
4083 | 96.6878 | 632.0733 | 96.6878 | 632.0733
4084 | 100.0522 | 630.3028 | 100.0522 | 630.3028
4085 | 100.4993 | 631.6839 | 100.4993 | 631.6839
4086 | 96.7823 | 634.314 | 96.7823 | 634.314
4087 | 92.9693 | 642.1687 | 92.9693 | 642.1687
4088 | 90.053 | 652.6478 | 90.053 | 652.6478
4089 | 88.3105 | 658.913 | 88.3105 | 658.913
4090 | 85.7376 | 662.0063 | 85.7376 | 662.0063
4091 | 81.4493 | 662.5987 | 81.4493 | 662.5987
4092 | 77.3662 | 663.6357 | 77.3662 | 663.6357
4093 | 73.9813 | 665.745 | 73.9813 | 665.745
4094 | 71.7336 | 667.0276 | 71.7336 | 667.0276
4095 | 70.9521 | 670.8023 | 70.9521 | 670.8023
4096 | 70.4809 | 672.7022 | 70.4809 | 672.7022
4097 | 71.6449 | 676.462 | 71.6449 | 676.462
4098 | 73.5585 | 681.3207 | 73.5585 | 681.3207
4099 | 76.7831 | 672.8215 | 76.7831 | 672.8215
4100 | 80.1278 | 661.1944 | 80.1278 | 661.1944
4101 | 82.1116 | 650.2344 | 82.1116 | 650.2344
4102 | 85.1091 | 641.2871 | 85.1091 | 641.2871
4103 | 89.4477 | 632.5854 | 89.4477 | 632.5854
4104 | 90.5773 | 624.3248 | 90.5773 | 624.3248
4105 | 88.9959 | 615.003 | 88.9959 | 615.003
4106 | 90.4574 | 603.0713 | 90.4574 | 603.0713
4107 | 95.0652 | 594.8386 | 95.0652 | 594.8386
4108 | 98.0253 | 590.8778 | 98.0253 | 590.8778
4109 | 96.9304 | 592.4365 | 96.9304 | 592.4365
4110 | 95.1387 | 595.1258 | 95.1387 | 595.1258
4111 | 91.9866 | 605.7924 | 91.9866 | 605.7924
4112 | 90.5553 | 614.7323 | 90.5553 | 614.7323
4113 | 87.744 | 606.5536 | 87.744 | 606.5536
4114 | 85.2716 | 585.317 | 85.2716 | 585.317
4115 | 81.3397 | 569.1568 | 81.3397 | 569.1568
4116 | 77.7619 | 560.0712 | 77.7619 | 560.0712
4117 | 74.5216 | 565.1403 | 74.5216 | 565.1403
4118 | 72.7646 | 572.2242 | 72.7646 | 572.2242
4119 | 71.6096 | 580.4682 | 71.6096 | 580.4682
4120 | 70.9202 | 590.7149 | 70.9202 | 590.7149
4121 | 71.2714 | 602.9694 | 71.2714 | 602.9694
4122 | 72.9665 | 622.7161 | 72.9665 | 622.7161
4123 | 75.7301 | 632.479 | 75.7301 | 632.479
4124 | 79.2763 | 638.8181 | 79.2763 | 638.8181
4125 | 81.6856 | 640.8517 | 81.6856 | 640.8517
4126 | 84.8735 | 642.7967 | 84.8735 | 642.7967
4127 | 89.3447 | 642.8856 | 89.3447 | 642.8856
4128 | 89.905 | 631.0732 | 89.905 | 631.0732
4129 | 88.144 | 601.0622 | 88.144 | 601.0622
4130 | 89.1208 | 566.2806 | 89.1208 | 566.2806
4131 | 93.7109 | 548.8428 | 93.7109 | 548.8428
4132 | 96.9138 | 539.0808 | 96.9138 | 539.0808
4133 | 97.8449 | 538.4492 | 97.8449 | 538.4492
4134 | 94.9947 | 546.4957 | 94.9947 | 546.4957
4135 | 92.1845 | 568.4097 | 92.1845 | 568.4097
4136 | 90.186 | 594.8422 | 90.186 | 594.8422
4137 | 88.4838 | 608.4479 | 88.4838 | 608.4479
4138 | 86.0605 | 620.5686 | 86.0605 | 620.5686
4139 | 82.1575 | 630.4845 | 82.1575 | 630.4845
4140 | 78.4497 | 639.5427 | 78.4497 | 639.5427
4141 | 75.351 | 649.1699 | 75.351 | 649.1699
4142 | 73.1811 | 657.1713 | 73.1811 | 657.1713
4143 | 72.4467 | 665.9185 | 72.4467 | 665.9185
4144 | 71.598 | 673.5606 | 71.598 | 673.5606
4145 | 71.885 | 682.8257 | 71.885 | 682.8257
4146 | 73.3526 | 697.5702 | 73.3526 | 697.5702
4147 | 76.0423 | 700.6735 | 76.0423 | 700.6735
4148 | 80.0588 | 697.9259 | 80.0588 | 697.9259
4149 | 82.9401 | 698.7164 | 82.9401 | 698.7164
4150 | 86.0605 | 708.6529 | 86.0605 | 708.6529
4151 | 91.8586 | 718.687 | 91.8586 | 718.687
4152 | 91.1039 | 716.4051 | 91.1039 | 716.4051
4153 | 88.6349 | 701.4301 | 88.6349 | 701.4301
4154 | 90.1629 | 678.0439 | 90.1629 | 678.0439
4155 | 95.5592 | 665.105 | 95.5592 | 665.105
4156 | 98.73 | 656.9709 | 98.73 | 656.9709
4157 | 99.4744 | 654.889 | 99.4744 | 654.889
4158 | 96.9058 | 661.278 | 96.9058 | 661.278
4159 | 93.1793 | 684.8199 | 93.1793 | 684.8199
4160 | 90.3226 | 713.7979 | 90.3226 | 713.7979
4161 | 88.4933 | 724.5621 | 88.4933 | 724.5621
4162 | 86.2711 | 731.5919 | 86.2711 | 731.5919
4163 | 83.1099 | 732.4803 | 83.1099 | 732.4803
4164 | 79.0913 | 730.4095 | 79.0913 | 730.4095
4165 | 76.1985 | 729.2926 | 76.1985 | 729.2926
4166 | 73.9751 | 725.0699 | 73.9751 | 725.0699
4167 | 72.5099 | 714.4894 | 72.5099 | 714.4894
4168 | 71.8007 | 698.0384 | 71.8007 | 698.0384
4169 | 72.337 | 684.128 | 72.337 | 684.128
4170 | 74.9112 | 682.1791 | 74.9112 | 682.1791
4171 | 78.2141 | 673.1471 | 78.2141 | 673.1471
4172 | 82.4313 | 661.668 | 82.4313 | 661.668
4173 | 85.6461 | 649.3168 | 85.6461 | 649.3168
4174 | 88.532 | 639.3041 | 88.532 | 639.3041
4175 | 93.3486 | 633.651 | 93.3486 | 633.651
4176 | 94.7553 | 628.5277 | 94.7553 | 628.5277
4177 | 91.7146 | 617.1341 | 91.7146 | 617.1341
4178 | 92.1502 | 600.9107 | 92.1502 | 600.9107
4179 | 97.0466 | 586.6695 | 97.0466 | 586.6695
4180 | 100.405 | 574.8651 | 100.405 | 574.8651
4181 | 100.2564 | 570.9778 | 100.2564 | 570.9778
4182 | 98.8334 | 574.6142 | 98.8334 | 574.6142
4183 | 94.7021 | 590.5492 | 94.7021 | 590.5492
4184 | 91.0401 | 610.7365 | 91.0401 | 610.7365
4185 | 88.7364 | 619.1625 | 88.7364 | 619.1625
4186 | 87.1786 | 620.3319 | 87.1786 | 620.3319
4187 | 83.6074 | 613.8799 | 83.6074 | 613.8799
4188 | 80.2658 | 603.6399 | 80.2658 | 603.6399
4189 | 76.9206 | 589.0853 | 76.9206 | 589.0853
4190 | 74.1972 | 571.7506 | 74.1972 | 571.7506
4191 | 72.5638 | 557.0263 | 72.5638 | 557.0263
4192 | 71.7144 | 547.1461 | 71.7144 | 547.1461
4193 | 72.4191 | 541.5529 | 72.4191 | 541.5529
4194 | 74.9836 | 542.3862 | 74.9836 | 542.3862
4195 | 77.6692 | 542.1745 | 77.6692 | 542.1745
4196 | 81.6527 | 542.5643 | 81.6527 | 542.5643
4197 | 85.0928 | 541.2829 | 85.0928 | 541.2829
4198 | 87.814 | 545.0038 | 87.814 | 545.0038
4199 | 91.7655 | 549.8285 | 91.7655 | 549.8285
4200 | 93.0147 | 551.4833 | 93.0147 | 551.4833
4201 | 90.5458 | 550.7155 | 90.5458 | 550.7155
4202 | 91.1303 | 544.5851 | 91.1303 | 544.5851
4203 | 95.926 | 542.8936 | 95.926 | 542.8936
4204 | 99.191 | 541.0639 | 99.191 | 541.0639
4205 | 98.9102 | 540.5211 | 98.9102 | 540.5211
4206 | 96.5871 | 541.1976 | 96.5871 | 541.1976
4207 | 93.2631 | 545.1454 | 93.2631 | 545.1454
4208 | 89.8974 | 553.7598 | 89.8974 | 553.7598
4209 | 87.7206 | 567.691 | 87.7206 | 567.691
4210 | 84.8068 | 578.687 | 84.8068 | 578.687
4211 | 82.7104 | 588.5141 | 82.7104 | 588.5141
4212 | 80.1654 | 601.5977 | 80.1654 | 601.5977
4213 | 77.9825 | 608.6498 | 77.9825 | 608.6498
4214 | 75.6953 | 606.8542 | 75.6953 | 606.8542
4215 | 73.5101 | 602.1934 | 73.5101 | 602.1934
4216 | 72.3926 | 595.421 | 72.3926 | 595.421
4217 | 72.4205 | 594.0899 | 72.4205 | 594.0899
4218 | 74.285 | 608.5977 | 74.285 | 608.5977
4219 | 76.7809 | 618.3902 | 76.7809 | 618.3902
4220 | 79.1733 | 625.9132 | 79.1733 | 625.9132
4221 | 80.6748 | 633.3633 | 80.6748 | 633.3633
4222 | 83.1613 | 642.0271 | 83.1613 | 642.0271
4223 | 86.5153 | 650.1076 | 86.5153 | 650.1076
4224 | 86.9361 | 648.5658 | 86.9361 | 648.5658
4225 | 85.5873 | 627.9375 | 85.5873 | 627.9375
4226 | 86.9601 | 599.9043 | 86.9601 | 599.9043
4227 | 90.6216 | 586.6991 | 90.6216 | 586.6991
4228 | 93.4431 | 580.3408 | 93.4431 | 580.3408
4229 | 92.9699 | 581.278 | 92.9699 | 581.278
4230 | 90.4774 | 589.6797 | 90.4774 | 589.6797
4231 | 88.3618 | 610.8537 | 88.3618 | 610.8537
4232 | 85.9917 | 642.3772 | 85.9917 | 642.3772
4233 | 84.4802 | 665.1879 | 84.4802 | 665.1879
4234 | 82.3094 | 683.2875 | 82.3094 | 683.2875
4235 | 80.7623 | 695.3936 | 80.7623 | 695.3936
4236 | 78.8917 | 705.399 | 78.8917 | 705.399
4237 | 76.9468 | 717.246 | 76.9468 | 717.246
4238 | 74.8227 | 725.7211 | 74.8227 | 725.7211
4239 | 72.83 | 731.5676 | 72.83 | 731.5676
4240 | 72.0074 | 736.5458 | 72.0074 | 736.5458
4241 | 72.1684 | 744.0054 | 72.1684 | 744.0054
4242 | 73.6653 | 758.2172 | 73.6653 | 758.2172
4243 | 75.6436 | 763.2148 | 75.6436 | 763.2148
4244 | 78.1858 | 767.3044 | 78.1858 | 767.3044
4245 | 80.4284 | 766.615 | 80.4284 | 766.615
4246 | 83.8474 | 764.0018 | 83.8474 | 764.0018
4247 | 88.7687 | 752.0443 | 88.7687 | 752.0443
4248 | 90.8248 | 728.6588 | 90.8248 | 728.6588
4249 | 89.9857 | 703.7388 | 89.9857 | 703.7388
4250 | 91.6546 | 675.972 | 91.6546 | 675.972
4251 | 96.0028 | 653.6505 | 96.0028 | 653.6505
4252 | 99.3893 | 638.3831 | 99.3893 | 638.3831
4253 | 100.2584 | 635.8869 | 100.2584 | 635.8869
4254 | 96.5292 | 637.9842 | 96.5292 | 637.9842
4255 | 92.4345 | 640.1856 | 92.4345 | 640.1856
4256 | 89.0955 | 643.0283 | 89.0955 | 643.0283
4257 | 86.4227 | 638.3126 | 86.4227 | 638.3126
4258 | 84.6087 | 630.7505 | 84.6087 | 630.7505
4259 | 82.7473 | 621.1906 | 82.7473 | 621.1906
4260 | 80.7953 | 615.8344 | 80.7953 | 615.8344
4261 | 78.7376 | 617.5293 | 78.7376 | 617.5293
4262 | 76.4018 | 619.7295 | 76.4018 | 619.7295
4263 | 73.87 | 628.0623 | 73.87 | 628.0623
4264 | 72.481 | 640.884 | 72.481 | 640.884
4265 | 72.433 | 656.0392 | 72.433 | 656.0392
4266 | 73.7375 | 678.4497 | 73.7375 | 678.4497
4267 | 76.0907 | 692.6228 | 76.0907 | 692.6228
4268 | 78.3662 | 706.6574 | 78.3662 | 706.6574
4269 | 80.7108 | 718.3993 | 80.7108 | 718.3993
4270 | 84.1077 | 730.2005 | 84.1077 | 730.2005
4271 | 89.4486 | 738.1626 | 89.4486 | 738.1626
4272 | 91.1188 | 731.0859 | 91.1188 | 731.0859
4273 | 90.4013 | 699.2399 | 90.4013 | 699.2399
4274 | 91.289 | 657.1475 | 91.289 | 657.1475
4275 | 96.1023 | 633.5828 | 96.1023 | 633.5828
4276 | 99.3112 | 621.6305 | 99.3112 | 621.6305
4277 | 99.0863 | 619.0158 | 99.0863 | 619.0158
4278 | 96.5132 | 625.1089 | 96.5132 | 625.1089
4279 | 92.6522 | 644.2406 | 92.6522 | 644.2406
4280 | 89.6457 | 665.9966 | 89.6457 | 665.9966
4281 | 86.518 | 677.0568 | 86.518 | 677.0568
4282 | 84.3084 | 680.6532 | 84.3084 | 680.6532
4283 | 82.0824 | 671.1822 | 82.0824 | 671.1822
4284 | 80.4823 | 660.4983 | 80.4823 | 660.4983
4285 | 77.9754 | 658.523 | 77.9754 | 658.523
4286 | 75.4865 | 660.8711 | 75.4865 | 660.8711
4287 | 73.8685 | 653.8424 | 73.8685 | 653.8424
4288 | 72.6449 | 630.5542 | 72.6449 | 630.5542
4289 | 72.4895 | 607.3795 | 72.4895 | 607.3795
4290 | 73.6147 | 599.659 | 73.6147 | 599.659
4291 | 76.0267 | 593.1132 | 76.0267 | 593.1132
4292 | 78.1602 | 585.6595 | 78.1602 | 585.6595
4293 | 79.6805 | 576.0314 | 79.6805 | 576.0314
4294 | 83.0096 | 567.7945 | 83.0096 | 567.7945
4295 | 87.6955 | 559.9216 | 87.6955 | 559.9216
4296 | 90.1251 | 553.5848 | 90.1251 | 553.5848
4297 | 89.4315 | 546.8973 | 89.4315 | 546.8973
4298 | 91.1437 | 538.547 | 91.1437 | 538.547
4299 | 95.8275 | 532.2086 | 95.8275 | 532.2086
4300 | 98.4195 | 527.0935 | 98.4195 | 527.0935
4301 | 100.021 | 530.1025 | 100.021 | 530.1025
4302 | 96.9749 | 537.3795 | 96.9749 | 537.3795
4303 | 92.9297 | 546.8621 | 92.9297 | 546.8621
4304 | 90.0911 | 563.4088 | 90.0911 | 563.4088
4305 | 87.9024 | 586.7227 | 87.9024 | 586.7227
4306 | 85.8131 | 600.6194 | 85.8131 | 600.6194
4307 | 83.5898 | 606.3915 | 83.5898 | 606.3915
4308 | 81.4024 | 607.4285 | 81.4024 | 607.4285
4309 | 78.9323 | 612.6456 | 78.9323 | 612.6456
4310 | 76.8288 | 613.3658 | 76.8288 | 613.3658
4311 | 75.182 | 604.8572 | 75.182 | 604.8572
4312 | 74.314 | 594.0003 | 74.314 | 594.0003
4313 | 74.4823 | 591.6036 | 74.4823 | 591.6036
4314 | 75.5441 | 599.9845 | 75.5441 | 599.9845
4315 | 77.9541 | 601.0752 | 77.9541 | 601.0752
4316 | 80.7579 | 601.0802 | 80.7579 | 601.0802
4317 | 82.5313 | 598.1117 | 82.5313 | 598.1117
4318 | 86.2813 | 597.156 | 86.2813 | 597.156
4319 | 90.8094 | 598.1034 | 90.8094 | 598.1034
4320 | 92.9577 | 596.9463 | 92.9577 | 596.9463
4321 | 92.269 | 590.4364 | 92.269 | 590.4364
4322 | 92.7152 | 577.1432 | 92.7152 | 577.1432
4323 | 96.8442 | 567.549 | 96.8442 | 567.549
4324 | 100.9342 | 564.2394 | 100.9342 | 564.2394
4325 | 101.5353 | 568.9059 | 101.5353 | 568.9059
4326 | 98.8885 | 580.889 | 98.8885 | 580.889
4327 | 94.9831 | 603.8981 | 94.9831 | 603.8981
4328 | 91.0961 | 631.2186 | 91.0961 | 631.2186
4329 | 87.873 | 645.7122 | 87.873 | 645.7122
4330 | 86.4305 | 652.2093 | 86.4305 | 652.2093
4331 | 83.7226 | 653.3048 | 83.7226 | 653.3048
4332 | 81.6331 | 658.1009 | 81.6331 | 658.1009
4333 | 79.397 | 661.7492 | 79.397 | 661.7492
4334 | 77.2385 | 653.8859 | 77.2385 | 653.8859
4335 | 75.8112 | 644.4598 | 75.8112 | 644.4598
4336 | 74.4483 | 640.44 | 74.4483 | 640.44
4337 | 74.869 | 640.4705 | 74.869 | 640.4705
4338 | 76.4444 | 648.6738 | 76.4444 | 648.6738
4339 | 78.9535 | 647.6037 | 78.9535 | 647.6037
4340 | 82.1959 | 645.0337 | 82.1959 | 645.0337
4341 | 84.4212 | 639.7862 | 84.4212 | 639.7862
4342 | 87.2363 | 635.3083 | 87.2363 | 635.3083
4343 | 91.9283 | 628.6489 | 91.9283 | 628.6489
4344 | 93.7124 | 618.5827 | 93.7124 | 618.5827
4345 | 92.6748 | 603.0749 | 92.6748 | 603.0749
4346 | 94.1052 | 582.5005 | 94.1052 | 582.5005
4347 | 97.6586 | 569.1177 | 97.6586 | 569.1177
4348 | 101.5901 | 565.5417 | 101.5901 | 565.5417
4349 | 102.6847 | 573.612 | 102.6847 | 573.612
4350 | 100.0952 | 585.9503 | 100.0952 | 585.9503
4351 | 95.4928 | 606.5619 | 95.4928 | 606.5619
4352 | 91.6926 | 635.1256 | 91.6926 | 635.1256
4353 | 88.1322 | 655.3612 | 88.1322 | 655.3612
4354 | 85.9697 | 670.0866 | 85.9697 | 670.0866
4355 | 83.6664 | 678.2858 | 83.6664 | 678.2858
4356 | 78.6731 | 686.6928 | 78.6731 | 686.6928
4357 | 77.0505 | 700.7598 | 77.0505 | 700.7598
4358 | 75.367 | 715.2728 | 75.367 | 715.2728
4359 | 73.7493 | 728.3414 | 73.7493 | 728.3414
4360 | 72.4623 | 738.5289 | 72.4623 | 738.5289
4361 | 72.607 | 753.7728 | 72.607 | 753.7728
4362 | 74.289 | 771.7732 | 74.289 | 771.7732
4363 | 76.3349 | 779.7602 | 76.3349 | 779.7602
4364 | 79.2626 | 786.9872 | 79.2626 | 786.9872
4365 | 81.3489 | 789.7904 | 81.3489 | 789.7904
4366 | 84.5965 | 794.2217 | 84.5965 | 794.2217
4367 | 89.4909 | 795.8794 | 89.4909 | 795.8794
4368 | 90.9516 | 779.42 | 90.9516 | 779.42
4369 | 89.4886 | 738.724 | 89.4886 | 738.724
4370 | 91.2104 | 695.8917 | 91.2104 | 695.8917
4371 | 94.7309 | 660.6949 | 94.7309 | 660.6949
4372 | 97.7054 | 639.1823 | 97.7054 | 639.1823
4373 | 98.6057 | 631.1215 | 98.6057 | 631.1215
4374 | 95.1988 | 633.0412 | 95.1988 | 633.0412
4375 | 90.7218 | 650.6634 | 90.7218 | 650.6634
4376 | 87.7046 | 680.707 | 87.7046 | 680.707
4377 | 84.4006 | 700.4099 | 84.4006 | 700.4099
4378 | 81.7081 | 706.0782 | 81.7081 | 706.0782
4379 | 79.6978 | 699.2118 | 79.6978 | 699.2118
4380 | 78.5918 | 680.5016 | 78.5918 | 680.5016
4381 | 78.5217 | 683.3133 | 78.5217 | 683.3133
4382 | 76.9355 | 680.5864 | 76.9355 | 680.5864
4383 | 74.2157 | 678.4103 | 74.2157 | 678.4103
4384 | 72.8265 | 677.792 | 72.8265 | 677.792
4385 | 72.6124 | 681.4185 | 72.6124 | 681.4185
4386 | 73.1711 | 692.9525 | 73.1711 | 692.9525
4387 | 73.9132 | 690.2012 | 73.9132 | 690.2012
4388 | 74.4585 | 685.972 | 74.4585 | 685.972
4389 | 74.4261 | 675.8111 | 74.4261 | 675.8111
4390 | 75.3208 | 666.5171 | 75.3208 | 666.5171
4391 | 79.1038 | 659.2072 | 79.1038 | 659.2072
4392 | 81.0021 | 651.2123 | 81.0021 | 651.2123
4393 | 80.6593 | 623.0636 | 80.6593 | 623.0636
4394 | 82.7842 | 587.0122 | 82.7842 | 587.0122
4395 | 88.0675 | 560.9963 | 88.0675 | 560.9963
4396 | 91.2921 | 549.4299 | 91.2921 | 549.4299
4397 | 92.0918 | 546.5889 | 92.0918 | 546.5889
4398 | 90.1911 | 545.8129 | 90.1911 | 545.8129
4399 | 88.0749 | 541.5307 | 88.0749 | 541.5307
4400 | 86.377 | 535.2038 | 86.377 | 535.2038
4401 | 83.7967 | 528.7183 | 83.7967 | 528.7183
4402 | 81.8323 | 524.6992 | 81.8323 | 524.6992
4403 | 80.7996 | 519.3149 | 80.7996 | 519.3149
4404 | 79.3535 | 515.2024 | 79.3535 | 515.2024
4405 | 77.7442 | 511.3445 | 77.7442 | 511.3445
4406 | 76.0975 | 505.1818 | 76.0975 | 505.1818
4407 | 74.0257 | 499.1404 | 74.0257 | 499.1404
4408 | 72.5464 | 494.7073 | 72.5464 | 494.7073
4409 | 72.613 | 500.4053 | 72.613 | 500.4053
4410 | 73.4104 | 522.7521 | 73.4104 | 522.7521
4411 | 75.0941 | 539.5548 | 75.0941 | 539.5548
4412 | 77.1577 | 554.2479 | 77.1577 | 554.2479
4413 | 78.7674 | 565.6117 | 78.7674 | 565.6117
4414 | 80.9992 | 576.0232 | 80.9992 | 576.0232
4415 | 85.6181 | 579.425 | 85.6181 | 579.425
4416 | 87.7392 | 573.729 | 87.7392 | 573.729
4417 | 87.8871 | 560.1827 | 87.8871 | 560.1827
4418 | 90.1145 | 550.2285 | 90.1145 | 550.2285
4419 | 94.1932 | 549.9814 | 94.1932 | 549.9814
4420 | 97.9394 | 556.0489 | 97.9394 | 556.0489
4421 | 98.8273 | 575.5409 | 98.8273 | 575.5409
4422 | 96.375 | 603.2622 | 96.375 | 603.2622
4423 | 92.4296 | 630.3573 | 92.4296 | 630.3573
4424 | 90.0035 | 656.4182 | 90.0035 | 656.4182
4425 | 87.8307 | 669.7393 | 87.8307 | 669.7393
4426 | 85.3212 | 673.5772 | 85.3212 | 673.5772
4427 | 83.0909 | 672.9676 | 83.0909 | 672.9676
4428 | 81.2823 | 673.1752 | 81.2823 | 673.1752
4429 | 79.0229 | 675.4311 | 79.0229 | 675.4311
4430 | 76.9619 | 680.6875 | 76.9619 | 680.6875
4431 | 74.8057 | 694.8821 | 74.8057 | 694.8821
4432 | 73.4251 | 714.121 | 73.4251 | 714.121
4433 | 73.0927 | 733.3855 | 73.0927 | 733.3855
4434 | 74.0747 | 756.2629 | 74.0747 | 756.2629
4435 | 75.7555 | 765.0318 | 75.7555 | 765.0318
4436 | 77.6935 | 769.19 | 77.6935 | 769.19
4437 | 79.3143 | 771.3325 | 79.3143 | 771.3325
4438 | 82.0759 | 774.8724 | 82.0759 | 774.8724
4439 | 86.5069 | 778.4005 | 86.5069 | 778.4005
4440 | 88.5329 | 769.2434 | 88.5329 | 769.2434
4441 | 87.7338 | 740.1853 | 87.7338 | 740.1853
4442 | 90.2544 | 705.9276 | 90.2544 | 705.9276
4443 | 94.5928 | 685.1917 | 94.5928 | 685.1917
4444 | 98.5206 | 676.5054 | 98.5206 | 676.5054
4445 | 99.0573 | 672.7802 | 99.0573 | 672.7802
4446 | 97.3531 | 675.6169 | 97.3531 | 675.6169
4447 | 94.019 | 685.6086 | 94.019 | 685.6086
4448 | 91.16 | 696.0819 | 91.16 | 696.0819
4449 | 88.2534 | 697.226 | 88.2534 | 697.226
4450 | 85.0956 | 704.5755 | 85.0956 | 704.5755
4451 | 83.6853 | 709.8271 | 83.6853 | 709.8271
4452 | 80.9588 | 710.1357 | 80.9588 | 710.1357
4453 | 78.6135 | 712.3663 | 78.6135 | 712.3663
4454 | 76.0886 | 716.6374 | 76.0886 | 716.6374
4455 | 74.2453 | 720.2972 | 74.2453 | 720.2972
4456 | 72.9077 | 723.7211 | 72.9077 | 723.7211
4457 | 73.0778 | 729.116 | 73.0778 | 729.116
4458 | 73.6583 | 740.5742 | 73.6583 | 740.5742
4459 | 75.2073 | 740.4756 | 75.2073 | 740.4756
4460 | 76.7828 | 740.0106 | 76.7828 | 740.0106
4461 | 78.2939 | 736.3678 | 78.2939 | 736.3678
4462 | 81.0811 | 731.5959 | 81.0811 | 731.5959
4463 | 85.931 | 723.1745 | 85.931 | 723.1745
4464 | 87.6421 | 706.9436 | 87.6421 | 706.9436
4465 | 86.9792 | 675.056 | 86.9792 | 675.056
4466 | 87.9676 | 639.0803 | 87.9676 | 639.0803
4467 | 92.526 | 610.4117 | 92.526 | 610.4117
4468 | 96.5567 | 589.22 | 96.5567 | 589.22
4469 | 98.3995 | 578.0925 | 98.3995 | 578.0925
4470 | 96.4178 | 572.5922 | 96.4178 | 572.5922
4471 | 93.0226 | 572.807 | 93.0226 | 572.807
4472 | 91.0593 | 571.4317 | 91.0593 | 571.4317
4473 | 89.57 | 557.8977 | 89.57 | 557.8977
4474 | 87.0781 | 541.6005 | 87.0781 | 541.6005
4475 | 84.1998 | 522.9276 | 84.1998 | 522.9276
4476 | 81.003 | 509.1897 | 81.003 | 509.1897
4477 | 77.6677 | 499.9759 | 77.6677 | 499.9759
4478 | 75.4824 | 491.3121 | 75.4824 | 491.3121
4479 | 73.706 | 483.9065 | 73.706 | 483.9065
4480 | 72.2527 | 477.806 | 72.2527 | 477.806
4481 | 72.4994 | 475.9755 | 72.4994 | 475.9755
4482 | 73.1263 | 485.2611 | 73.1263 | 485.2611
4483 | 75.2991 | 483.3687 | 75.2991 | 483.3687
4484 | 77.5496 | 479.0132 | 77.5496 | 479.0132
4485 | 79.5459 | 472.1366 | 79.5459 | 472.1366
4486 | 82.4369 | 466.5311 | 82.4369 | 466.5311
4487 | 87.1906 | 459.6001 | 87.1906 | 459.6001
4488 | 88.3909 | 452.742 | 88.3909 | 452.742
4489 | 87.8991 | 447.3811 | 87.8991 | 447.3811
4490 | 88.6235 | 443.9449 | 88.6235 | 443.9449
4491 | 93.2117 | 443.1672 | 93.2117 | 443.1672
4492 | 97.1408 | 443.7021 | 97.1408 | 443.7021
4493 | 98.3407 | 446.8991 | 98.3407 | 446.8991
4494 | 96.5869 | 449.1041 | 96.5869 | 449.1041
4495 | 93.4493 | 449.2684 | 93.4493 | 449.2684
4496 | 91.9102 | 449.9647 | 91.9102 | 449.9647
4497 | 90.5751 | 448.0014 | 90.5751 | 448.0014
4498 | 87.4585 | 445.7507 | 87.4585 | 445.7507
4499 | 84.2598 | 441.1748 | 84.2598 | 441.1748
4500 | 80.9232 | 437.2392 | 80.9232 | 437.2392
4501 | 77.8211 | 437.1203 | 77.8211 | 437.1203
4502 | 75.4066 | 438.0566 | 75.4066 | 438.0566
4503 | 73.8248 | 438.4574 | 73.8248 | 438.4574
4504 | 72.6976 | 439.0517 | 72.6976 | 439.0517
4505 | 72.7068 | 443.9161 | 72.7068 | 443.9161
4506 | 74.0711 | 452.6964 | 74.0711 | 452.6964
4507 | 76.9418 | 451.9915 | 76.9418 | 451.9915
4508 | 80.8608 | 446.7769 | 80.8608 | 446.7769
4509 | 82.2059 | 446.4689 | 82.2059 | 446.4689
4510 | 85.1608 | 446.5981 | 85.1608 | 446.5981
4511 | 91.1705 | 445.8315 | 91.1705 | 445.8315
4512 | 91.1759 | 437.3818 | 91.1759 | 437.3818
4513 | 89.1281 | 432.3746 | 89.1281 | 432.3746
4514 | 91.1658 | 430.8584 | 91.1658 | 430.8584
4515 | 95.8003 | 434.426 | 95.8003 | 434.426
4516 | 100.0293 | 435.2135 | 100.0293 | 435.2135
4517 | 100.4742 | 440.7095 | 100.4742 | 440.7095
4518 | 98.0177 | 441.323 | 98.0177 | 441.323
4519 | 94.6534 | 435.4997 | 94.6534 | 435.4997
4520 | 92.8573 | 430.436 | 92.8573 | 430.436
4521 | 90.5446 | 428.0937 | 90.5446 | 428.0937
4522 | 87.6992 | 429.9105 | 87.6992 | 429.9105
4523 | 84.3181 | 431.4989 | 84.3181 | 431.4989
4524 | 80.4524 | 438.1234 | 80.4524 | 438.1234
4525 | 76.9018 | 438.1813 | 76.9018 | 438.1813
4526 | 75.2433 | 435.025 | 75.2433 | 435.025
4527 | 73.6431 | 437.0426 | 73.6431 | 437.0426
4528 | 72.4411 | 447.9192 | 72.4411 | 447.9192
4529 | 72.9031 | 471.3776 | 72.9031 | 471.3776
4530 | 74.483 | 501.0002 | 74.483 | 501.0002
4531 | 77.8508 | 516.565 | 77.8508 | 516.565
4532 | 83.1884 | 527.9234 | 83.1884 | 527.9234
4533 | 86.2872 | 535.1186 | 86.2872 | 535.1186
4534 | 89.5919 | 543.3069 | 89.5919 | 543.3069
4535 | 95.3708 | 550.6751 | 95.3708 | 550.6751
4536 | 95.1996 | 556.4993 | 95.1996 | 556.4993
4537 | 92.4583 | 554.8016 | 92.4583 | 554.8016
4538 | 93.8631 | 549.0916 | 93.8631 | 549.0916
4539 | 97.9971 | 547.354 | 97.9971 | 547.354
4540 | 102.3311 | 552.2342 | 102.3311 | 552.2342
4541 | 103.3374 | 565.6376 | 103.3374 | 565.6376
4542 | 101.2061 | 580.6766 | 101.2061 | 580.6766
4543 | 96.6072 | 592.0325 | 96.6072 | 592.0325
4544 | 94.3558 | 604.628 | 94.3558 | 604.628
4545 | 92.2195 | 617.368 | 92.2195 | 617.368
4546 | 89.6664 | 628.1786 | 89.6664 | 628.1786
4547 | 84.6105 | 634.6176 | 84.6105 | 634.6176
4548 | 80.2465 | 641.141 | 80.2465 | 641.141
4549 | 77.0427 | 648.3233 | 77.0427 | 648.3233
4550 | 75.1393 | 655.7018 | 75.1393 | 655.7018
4551 | 73.5229 | 664.4143 | 73.5229 | 664.4143
4552 | 72.2595 | 673.2699 | 72.2595 | 673.2699
4553 | 72.8729 | 685.7385 | 72.8729 | 685.7385
4554 | 74.7142 | 707.1253 | 74.7142 | 707.1253
4555 | 78.5315 | 719.4058 | 78.5315 | 719.4058
4556 | 84.1912 | 730.941 | 84.1912 | 730.941
4557 | 86.4684 | 739.9805 | 86.4684 | 739.9805
4558 | 89.541 | 748.4215 | 89.541 | 748.4215
4559 | 95.6304 | 753.9455 | 95.6304 | 753.9455
4560 | 94.5441 | 752.14 | 94.5441 | 752.14
4561 | 91.7484 | 732.0505 | 91.7484 | 732.0505
4562 | 93.293 | 706.4834 | 93.293 | 706.4834
4563 | 97.5261 | 689.6887 | 97.5261 | 689.6887
4564 | 101.5321 | 677.4907 | 101.5321 | 677.4907
4565 | 102.4299 | 671.4665 | 102.4299 | 671.4665
4566 | 101.178 | 672.4842 | 101.178 | 672.4842
4567 | 96.278 | 688.2613 | 96.278 | 688.2613
4568 | 94.0438 | 718.4654 | 94.0438 | 718.4654
4569 | 92.2229 | 738.5824 | 92.2229 | 738.5824
4570 | 89.2561 | 748.7614 | 89.2561 | 748.7614
4571 | 84.7225 | 753.2299 | 84.7225 | 753.2299
4572 | 80.3908 | 756.2669 | 80.3908 | 756.2669
4573 | 77.0827 | 758.5733 | 77.0827 | 758.5733
4574 | 74.8263 | 760.5454 | 74.8263 | 760.5454
4575 | 73.4794 | 761.1484 | 73.4794 | 761.1484
4576 | 72.5049 | 763.1322 | 72.5049 | 763.1322
4577 | 73.3361 | 771.9629 | 73.3361 | 771.9629
4578 | 75.1101 | 790.6971 | 75.1101 | 790.6971
4579 | 79.0606 | 800.047 | 79.0606 | 800.047
4580 | 84.659 | 808.1211 | 84.659 | 808.1211
4581 | 87.8416 | 810.1373 | 87.8416 | 810.1373
4582 | 90.2944 | 805.7444 | 90.2944 | 805.7444
4583 | 96.6622 | 795.8324 | 96.6622 | 795.8324
4584 | 96.0673 | 775.054 | 96.0673 | 775.054
4585 | 93.1267 | 732.8842 | 93.1267 | 732.8842
4586 | 94.1767 | 690.34 | 94.1767 | 690.34
4587 | 98.3711 | 663.5662 | 98.3711 | 663.5662
4588 | 102.7863 | 646.5934 | 102.7863 | 646.5934
4589 | 103.6176 | 633.8239 | 103.6176 | 633.8239
4590 | 101.5082 | 626.252 | 101.5082 | 626.252
4591 | 97.2313 | 621.7172 | 97.2313 | 621.7172
4592 | 94.5676 | 618.7755 | 94.5676 | 618.7755
4593 | 91.814 | 611.1532 | 91.814 | 611.1532
4594 | 88.8402 | 604.2541 | 88.8402 | 604.2541
4595 | 84.3805 | 595.6107 | 84.3805 | 595.6107
4596 | 80.4022 | 589.6792 | 80.4022 | 589.6792
4597 | 77.063 | 585.6445 | 77.063 | 585.6445
4598 | 74.9878 | 579.6586 | 74.9878 | 579.6586
4599 | 73.5547 | 574.7793 | 73.5547 | 574.7793
4600 | 72.4378 | 566.0515 | 72.4378 | 566.0515
4601 | 72.8703 | 558.2841 | 72.8703 | 558.2841
4602 | 74.3062 | 557.919 | 74.3062 | 557.919
4603 | 77.8388 | 536.5485 | 77.8388 | 536.5485
4604 | 82.4457 | 510.062 | 82.4457 | 510.062
4605 | 85.7772 | 491.6148 | 85.7772 | 491.6148
4606 | 88.781 | 481.0323 | 88.781 | 481.0323
4607 | 94.2297 | 471.5751 | 94.2297 | 471.5751
4608 | 94.8159 | 462.519 | 94.8159 | 462.519
4609 | 92.8162 | 454.0001 | 92.8162 | 454.0001
4610 | 93.9598 | 447.9365 | 93.9598 | 447.9365
4611 | 98.0387 | 444.7588 | 98.0387 | 444.7588
4612 | 102.7008 | 442.0347 | 102.7008 | 442.0347
4613 | 104.1103 | 441.8464 | 104.1103 | 441.8464
4614 | 102.1843 | 441.6009 | 102.1843 | 441.6009
4615 | 98.1103 | 437.925 | 98.1103 | 437.925
4616 | 95.4659 | 436.0445 | 95.4659 | 436.0445
4617 | 92.8048 | 435.9254 | 92.8048 | 435.9254
4618 | 89.6497 | 436.7064 | 89.6497 | 436.7064
4619 | 85.6945 | 433.9747 | 85.6945 | 433.9747
4620 | 82.2604 | 432.0601 | 82.2604 | 432.0601
4621 | 78.7578 | 433.7602 | 78.7578 | 433.7602
4622 | 76.2051 | 436.7429 | 76.2051 | 436.7429
4623 | 74.4671 | 441.4385 | 74.4671 | 441.4385
4624 | 73.4533 | 446.1761 | 73.4533 | 446.1761
4625 | 73.8951 | 452.531 | 73.8951 | 452.531
4626 | 74.9348 | 464.4187 | 74.9348 | 464.4187
4627 | 77.5419 | 465.6843 | 77.5419 | 465.6843
4628 | 81.4337 | 469.6151 | 81.4337 | 469.6151
4629 | 83.8916 | 471.7324 | 83.8916 | 471.7324
4630 | 86.5832 | 475.0701 | 86.5832 | 475.0701
4631 | 91.9009 | 479.811 | 91.9009 | 479.811
4632 | 91.8783 | 481.9214 | 91.8783 | 481.9214
4633 | 90.4387 | 477.571 | 90.4387 | 477.571
4634 | 91.8017 | 470.1684 | 91.8017 | 470.1684
4635 | 95.7383 | 462.6201 | 95.7383 | 462.6201
4636 | 99.8638 | 459.3149 | 99.8638 | 459.3149
4637 | 101.1882 | 460.895 | 101.1882 | 460.895
4638 | 98.8779 | 461.3569 | 98.8779 | 461.3569
4639 | 95.1084 | 462.0012 | 95.1084 | 462.0012
4640 | 92.8402 | 466.2091 | 92.8402 | 466.2091
4641 | 90.63 | 471.5723 | 90.63 | 471.5723
4642 | 87.9441 | 483.545 | 87.9441 | 483.545
4643 | 83.9536 | 495.4661 | 83.9536 | 495.4661
4644 | 80.4315 | 503.0001 | 80.4315 | 503.0001
4645 | 77.1426 | 510.4097 | 77.1426 | 510.4097
4646 | 75.1764 | 513.5692 | 75.1764 | 513.5692
4647 | 73.7491 | 512.0753 | 73.7491 | 512.0753
4648 | 72.6291 | 508.1475 | 72.6291 | 508.1475
4649 | 72.687 | 510.3086 | 72.687 | 510.3086
4650 | 73.6135 | 520.2763 | 73.6135 | 520.2763
4651 | 76.4666 | 518.2324 | 76.4666 | 518.2324
4652 | 79.6872 | 516.8074 | 79.6872 | 516.8074
4653 | 81.8115 | 519.3289 | 81.8115 | 519.3289
4654 | 85.8772 | 529.6393 | 85.8772 | 529.6393
4655 | 91.0756 | 543.0203 | 91.0756 | 543.0203
4656 | 91.3081 | 556.9288 | 91.3081 | 556.9288
4657 | 89.6803 | 565.2102 | 89.6803 | 565.2102
4658 | 91.1372 | 569.6814 | 91.1372 | 569.6814
4659 | 94.8682 | 572.4912 | 94.8682 | 572.4912
4660 | 99.0838 | 573.4808 | 99.0838 | 573.4808
4661 | 101.0477 | 578.042 | 101.0477 | 578.042
4662 | 98.6189 | 584.1124 | 98.6189 | 584.1124
4663 | 94.1683 | 591.4009 | 94.1683 | 591.4009
4664 | 92.4896 | 602.0511 | 92.4896 | 602.0511
4665 | 90.3651 | 605.2668 | 90.3651 | 605.2668
4666 | 86.7114 | 605.4162 | 86.7114 | 605.4162
4667 | 82.468 | 603.4424 | 82.468 | 603.4424
4668 | 78.8451 | 602.8163 | 78.8451 | 602.8163
4669 | 75.3989 | 604.1879 | 75.3989 | 604.1879
4670 | 73.2351 | 602.5221 | 73.2351 | 602.5221
4671 | 71.8886 | 600.4976 | 71.8886 | 600.4976
4672 | 70.8877 | 596.4182 | 70.8877 | 596.4182
4673 | 71.0126 | 594.2341 | 71.0126 | 594.2341
4674 | 72.608 | 596.85 | 72.608 | 596.85
4675 | 75.8833 | 588.5661 | 75.8833 | 588.5661
4676 | 80.1315 | 580.042 | 80.1315 | 580.042
4677 | 81.7084 | 568.4412 | 81.7084 | 568.4412
4678 | 84.3912 | 556.7976 | 84.3912 | 556.7976
4679 | 89.9964 | 548.3762 | 89.9964 | 548.3762
4680 | 90.6334 | 542.8317 | 90.6334 | 542.8317
4681 | 88.0445 | 537.774 | 88.0445 | 537.774
4682 | 88.8139 | 537.2936 | 88.8139 | 537.2936
4683 | 93.0474 | 540.9118 | 93.0474 | 540.9118
4684 | 96.9817 | 545.6909 | 96.9817 | 545.6909
4685 | 99.2005 | 553.8395 | 99.2005 | 553.8395
4686 | 96.8487 | 562.0321 | 96.8487 | 562.0321
4687 | 92.5774 | 573.2365 | 92.5774 | 573.2365
4688 | 90.8747 | 590.2783 | 90.8747 | 590.2783
4689 | 88.8301 | 602.791 | 88.8301 | 602.791
4690 | 85.8556 | 611.3784 | 85.8556 | 611.3784
4691 | 81.8952 | 615.0889 | 81.8952 | 615.0889
4692 | 77.8665 | 619.3386 | 77.8665 | 619.3386
4693 | 74.2582 | 626.0156 | 74.2582 | 626.0156
4694 | 72.1682 | 632.1815 | 72.1682 | 632.1815
4695 | 70.3803 | 637.1297 | 70.3803 | 637.1297
4696 | 69.7005 | 641.3368 | 69.7005 | 641.3368
4697 | 70.1648 | 649.5612 | 70.1648 | 649.5612
4698 | 72.2224 | 667.0321 | 72.2224 | 667.0321
4699 | 76.9446 | 673.1483 | 76.9446 | 673.1483
4700 | 83.4104 | 677.8371 | 83.4104 | 677.8371
4701 | 86.3163 | 680.9902 | 86.3163 | 680.9902
4702 | 88.8201 | 682.8121 | 88.8201 | 682.8121
4703 | 94.8604 | 679.0138 | 94.8604 | 679.0138
4704 | 94.264 | 666.0672 | 94.264 | 666.0672
4705 | 90.8347 | 636.3775 | 90.8347 | 636.3775
4706 | 92.7947 | 600.8313 | 92.7947 | 600.8313
4707 | 95.6343 | 582.7482 | 95.6343 | 582.7482
4708 | 100.8306 | 575.8555 | 100.8306 | 575.8555
4709 | 103.1433 | 576.3493 | 103.1433 | 576.3493
4710 | 101.7764 | 578.706 | 101.7764 | 578.706
4711 | 96.2779 | 588.0662 | 96.2779 | 588.0662
4712 | 94.3923 | 606.5227 | 94.3923 | 606.5227
4713 | 92.8626 | 612.0122 | 92.8626 | 612.0122
4714 | 87.897 | 612.8184 | 87.897 | 612.8184
4715 | 83.3544 | 606.9288 | 83.3544 | 606.9288
4716 | 79.0566 | 600.1889 | 79.0566 | 600.1889
4717 | 75.4175 | 596.811 | 75.4175 | 596.811
4718 | 73.655 | 593.3262 | 73.655 | 593.3262
4719 | 72.5871 | 589.6848 | 72.5871 | 589.6848
4720 | 71.3887 | 589.7234 | 71.3887 | 589.7234
4721 | 72.1158 | 598.1499 | 72.1158 | 598.1499
4722 | 74.6507 | 604.8838 | 74.6507 | 604.8838
4723 | 79.0133 | 591.6987 | 79.0133 | 591.6987
4724 | 86.6203 | 581.4568 | 86.6203 | 581.4568
4725 | 88.4481 | 571.5233 | 88.4481 | 571.5233
4726 | 90.9266 | 569.0252 | 90.9266 | 569.0252
4727 | 96.9843 | 569.8502 | 96.9843 | 569.8502
4728 | 96.5498 | 572.3143 | 96.5498 | 572.3143
4729 | 93.0404 | 573.7492 | 93.0404 | 573.7492
4730 | 94.0269 | 575.3657 | 94.0269 | 575.3657
4731 | 97.4743 | 575.0681 | 97.4743 | 575.0681
4732 | 103.1714 | 572.1923 | 103.1714 | 572.1923
4733 | 105.7783 | 575.0356 | 105.7783 | 575.0356
4734 | 104.2243 | 579.3629 | 104.2243 | 579.3629
4735 | 99.1328 | 583.8219 | 99.1328 | 583.8219
4736 | 96.3156 | 590.0257 | 96.3156 | 590.0257
4737 | 93.9818 | 591.7256 | 93.9818 | 591.7256
4738 | 90.3003 | 588.4391 | 90.3003 | 588.4391
4739 | 85.7389 | 582.7011 | 85.7389 | 582.7011
4740 | 80.5633 | 580.5591 | 80.5633 | 580.5591
4741 | 76.9543 | 580.6423 | 76.9543 | 580.6423
4742 | 75.5937 | 583.145 | 75.5937 | 583.145
4743 | 74.3206 | 589.3564 | 74.3206 | 589.3564
4744 | 73.933 | 597.0498 | 73.933 | 597.0498
4745 | 74.5304 | 609.2153 | 74.5304 | 609.2153
4746 | 76.9987 | 632.32 | 76.9987 | 632.32
4747 | 81.4813 | 647.8343 | 81.4813 | 647.8343
4748 | 87.4165 | 665.559 | 87.4165 | 665.559
4749 | 90.0273 | 680.4091 | 90.0273 | 680.4091
4750 | 92.6727 | 690.2143 | 92.6727 | 690.2143
4751 | 97.3491 | 697.5825 | 97.3491 | 697.5825
4752 | 96.1012 | 691.2802 | 96.1012 | 691.2802
4753 | 93.3274 | 668.7906 | 93.3274 | 668.7906
4754 | 94.8606 | 649.7415 | 94.8606 | 649.7415
4755 | 97.8899 | 634.8668 | 97.8899 | 634.8668
4756 | 103.0238 | 619.1825 | 103.0238 | 619.1825
4757 | 105.2499 | 609.1919 | 105.2499 | 609.1919
4758 | 102.7819 | 602.4285 | 102.7819 | 602.4285
4759 | 97.7821 | 600.8748 | 97.7821 | 600.8748
4760 | 95.773 | 600.409 | 95.773 | 600.409
4761 | 94.2715 | 594.454 | 94.2715 | 594.454
4762 | 89.8196 | 586.4433 | 89.8196 | 586.4433
4763 | 85.1421 | 571.9641 | 85.1421 | 571.9641
4764 | 80.7802 | 558.2262 | 80.7802 | 558.2262
4765 | 77.7049 | 550.6798 | 77.7049 | 550.6798
4766 | 75.9062 | 544.3402 | 75.9062 | 544.3402
4767 | 74.624 | 536.6567 | 74.624 | 536.6567
4768 | 73.7945 | 524.4677 | 73.7945 | 524.4677
4769 | 74.3275 | 516.3214 | 74.3275 | 516.3214
4770 | 76.3386 | 515.7036 | 76.3386 | 515.7036
4771 | 80.1139 | 502.9985 | 80.1139 | 502.9985
4772 | 84.9191 | 493.2113 | 84.9191 | 493.2113
4773 | 87.762 | 484.0863 | 87.762 | 484.0863
4774 | 90.8013 | 475.1965 | 90.8013 | 475.1965
4775 | 96.3925 | 466.0171 | 96.3925 | 466.0171
4776 | 96.6148 | 471.1339 | 96.6148 | 471.1339
4777 | 94.0874 | 506.902 | 94.0874 | 506.902
4778 | 95.3823 | 547.1716 | 95.3823 | 547.1716
4779 | 98.5878 | 571.7838 | 98.5878 | 571.7838
4780 | 103.801 | 591.7968 | 103.801 | 591.7968
4781 | 106.4377 | 610.1772 | 106.4377 | 610.1772
4782 | 104.1935 | 626.3025 | 104.1935 | 626.3025
4783 | 100.2949 | 641.6501 | 100.2949 | 641.6501
4784 | 97.0817 | 653.4118 | 97.0817 | 653.4118
4785 | 95.0155 | 658.8508 | 95.0155 | 658.8508
4786 | 92.0578 | 665.316 | 92.0578 | 665.316
4787 | 86.6279 | 665.717 | 86.6279 | 665.717
4788 | 82.1469 | 665.4951 | 82.1469 | 665.4951
4789 | 78.9844 | 669.7973 | 78.9844 | 669.7973
4790 | 76.9138 | 673.4116 | 76.9138 | 673.4116
4791 | 75.5393 | 677.6272 | 75.5393 | 677.6272
4792 | 74.7019 | 684.209 | 74.7019 | 684.209
4793 | 75.2558 | 701.1746 | 75.2558 | 701.1746
4794 | 76.9387 | 725.9466 | 76.9387 | 725.9466
4795 | 79.8871 | 736.7619 | 79.8871 | 736.7619
4796 | 83.4224 | 743.4212 | 83.4224 | 743.4212
4797 | 85.7782 | 746.4985 | 85.7782 | 746.4985
4798 | 88.5949 | 743.7224 | 88.5949 | 743.7224
4799 | 94.3975 | 731.562 | 94.3975 | 731.562
4800 | 95.2213 | 705.9583 | 95.2213 | 705.9583
4801 | 93.0127 | 663.5863 | 93.0127 | 663.5863
4802 | 92.7234 | 630.9202 | 92.7234 | 630.9202
4803 | 95.472 | 616.576 | 95.472 | 616.576
4804 | 101.11 | 607.6371 | 101.11 | 607.6371
4805 | 103.4083 | 603.6845 | 103.4083 | 603.6845
4806 | 101.5526 | 600.3568 | 101.5526 | 600.3568
4807 | 97.7176 | 600.3442 | 97.7176 | 600.3442
4808 | 94.7365 | 609.0238 | 94.7365 | 609.0238
4809 | 92.8801 | 609.2585 | 92.8801 | 609.2585
4810 | 90.0004 | 601.854 | 90.0004 | 601.854
4811 | 85.7473 | 590.457 | 85.7473 | 590.457
4812 | 81.8609 | 579.5486 | 81.8609 | 579.5486
4813 | 78.4092 | 569.5769 | 78.4092 | 569.5769
4814 | 76.5434 | 558.5131 | 76.5434 | 558.5131
4815 | 75.2672 | 545.8274 | 75.2672 | 545.8274
4816 | 74.2941 | 532.451 | 74.2941 | 532.451
4817 | 74.5333 | 525.6436 | 74.5333 | 525.6436
4818 | 75.8725 | 526.2638 | 75.8725 | 526.2638
4819 | 78.531 | 513.7608 | 78.531 | 513.7608
4820 | 81.8097 | 501.9525 | 81.8097 | 501.9525
4821 | 84.094 | 489.5937 | 84.094 | 489.5937
4822 | 87.5515 | 479.9713 | 87.5515 | 479.9713
4823 | 92.7667 | 471.1708 | 92.7667 | 471.1708
4824 | 93.1081 | 463.2769 | 93.1081 | 463.2769
4825 | 90.2014 | 459.0023 | 90.2014 | 459.0023
4826 | 92.061 | 468.4 | 92.061 | 468.4
4827 | 95.1914 | 504.6081 | 95.1914 | 504.6081
4828 | 100.7224 | 549.8341 | 100.7224 | 549.8341
4829 | 102.8019 | 589.7138 | 102.8019 | 589.7138
4830 | 100.1229 | 629.1067 | 100.1229 | 629.1067
4831 | 96.2535 | 664.8925 | 96.2535 | 664.8925
4832 | 94.0664 | 695.0966 | 94.0664 | 695.0966
4833 | 92.2349 | 714.2284 | 92.2349 | 714.2284
4834 | 89.1967 | 724.0284 | 89.1967 | 724.0284
4835 | 84.9461 | 726.8295 | 84.9461 | 726.8295
4836 | 80.5224 | 730.3718 | 80.5224 | 730.3718
4837 | 77.087 | 737.0741 | 77.087 | 737.0741
4838 | 75.3575 | 739.7536 | 75.3575 | 739.7536
4839 | 73.8931 | 740.2554 | 73.8931 | 740.2554
4840 | 73.295 | 739.8645 | 73.295 | 739.8645
4841 | 73.8669 | 741.1415 | 73.8669 | 741.1415
4842 | 75.3436 | 750.5281 | 75.3436 | 750.5281
4843 | 79.4759 | 751.1368 | 79.4759 | 751.1368
4844 | 83.8857 | 758.7814 | 83.8857 | 758.7814
4845 | 85.6801 | 767.5935 | 85.6801 | 767.5935
4846 | 88.2197 | 776.4892 | 88.2197 | 776.4892
4847 | 94.1965 | 782.8974 | 94.1965 | 782.8974
4848 | 93.6699 | 768.9908 | 93.6699 | 768.9908
4849 | 90.0268 | 737.1537 | 90.0268 | 737.1537
4850 | 90.9249 | 715.1235 | 90.9249 | 715.1235
4851 | 94.4378 | 702.4973 | 94.4378 | 702.4973
4852 | 99.9575 | 692.4214 | 99.9575 | 692.4214
4853 | 102.0847 | 688.2668 | 102.0847 | 688.2668
4854 | 100.7697 | 683.3223 | 100.7697 | 683.3223
4855 | 96.6792 | 673.4821 | 96.6792 | 673.4821
4856 | 94.4934 | 659.8288 | 94.4934 | 659.8288
4857 | 92.2983 | 637.2252 | 92.2983 | 637.2252
4858 | 89.2032 | 605.1383 | 89.2032 | 605.1383
4859 | 84.7962 | 561.8587 | 84.7962 | 561.8587
4860 | 80.3133 | 516.794 | 80.3133 | 516.794
4861 | 77.1483 | 482.6451 | 77.1483 | 482.6451
4862 | 75.2361 | 458.899 | 75.2361 | 458.899
4863 | 73.4233 | 444.748 | 73.4233 | 444.748
4864 | 73.0911 | 432.2559 | 73.0911 | 432.2559
4865 | 73.6388 | 425.0948 | 73.6388 | 425.0948
4866 | 76.016 | 425.3107 | 76.016 | 425.3107
4867 | 81.0994 | 414.3235 | 81.0994 | 414.3235
4868 | 87.1592 | 399.6099 | 87.1592 | 399.6099
4869 | 90.0057 | 385.028 | 90.0057 | 385.028
4870 | 92.3127 | 375.5571 | 92.3127 | 375.5571
4871 | 97.4532 | 371.3294 | 97.4532 | 371.3294
4872 | 96.3279 | 367.1997 | 96.3279 | 367.1997
4873 | 93.0474 | 362.8241 | 93.0474 | 362.8241
4874 | 94.2579 | 354.4615 | 94.2579 | 354.4615
4875 | 97.0077 | 344.0584 | 97.0077 | 344.0584
4876 | 103.1591 | 334.311 | 103.1591 | 334.311
4877 | 105.4663 | 342.0049 | 105.4663 | 342.0049
4878 | 103.4245 | 355.4775 | 103.4245 | 355.4775
4879 | 99.4362 | 372.7704 | 99.4362 | 372.7704
4880 | 96.9705 | 398.8566 | 96.9705 | 398.8566
4881 | 95.0499 | 413.1125 | 95.0499 | 413.1125
4882 | 91.1723 | 427.0052 | 91.1723 | 427.0052
4883 | 85.1674 | 432.8126 | 85.1674 | 432.8126
4884 | 80.7944 | 438.5276 | 80.7944 | 438.5276
4885 | 77.4226 | 447.4278 | 77.4226 | 447.4278
4886 | 75.5037 | 459.2779 | 75.5037 | 459.2779
4887 | 73.8181 | 469.6326 | 73.8181 | 469.6326
4888 | 73.2487 | 479.5997 | 73.2487 | 479.5997
4889 | 73.6684 | 495.1 | 73.6684 | 495.1
4890 | 75.5211 | 521.4384 | 75.5211 | 521.4384
4891 | 80.6636 | 528.7673 | 80.6636 | 528.7673
4892 | 86.3719 | 533.3803 | 86.3719 | 533.3803
4893 | 89.11 | 536.2554 | 89.11 | 536.2554
4894 | 91.2036 | 536.5868 | 91.2036 | 536.5868
4895 | 96.5598 | 532.8138 | 96.5598 | 532.8138
4896 | 96.0454 | 526.0315 | 96.0454 | 526.0315
4897 | 92.2339 | 514.0768 | 92.2339 | 514.0768
4898 | 93.4693 | 500.3078 | 93.4693 | 500.3078
4899 | 96.2461 | 492.2542 | 96.2461 | 492.2542
4900 | 102.3129 | 489.9343 | 102.3129 | 489.9343
4901 | 105.2957 | 501.2156 | 105.2957 | 501.2156
4902 | 103.7844 | 524.8947 | 103.7844 | 524.8947
4903 | 99.2907 | 545.4466 | 99.2907 | 545.4466
4904 | 96.4021 | 561.7052 | 96.4021 | 561.7052
4905 | 93.323 | 571.7169 | 93.323 | 571.7169
4906 | 89.8567 | 577.8537 | 89.8567 | 577.8537
4907 | 84.5263 | 579.2905 | 84.5263 | 579.2905
4908 | 80.4246 | 581.317 | 80.4246 | 581.317
4909 | 76.8014 | 586.0235 | 76.8014 | 586.0235
4910 | 75.3895 | 589.2588 | 75.3895 | 589.2588
4911 | 74.0641 | 589.1038 | 74.0641 | 589.1038
4912 | 73.157 | 589.6981 | 73.157 | 589.6981
4913 | 74.0192 | 599.4636 | 74.0192 | 599.4636
4914 | 76.1422 | 619.9409 | 76.1422 | 619.9409
4915 | 80.5768 | 629.7456 | 80.5768 | 629.7456
4916 | 86.1707 | 635.1923 | 86.1707 | 635.1923
4917 | 89.0189 | 631.9284 | 89.0189 | 631.9284
4918 | 91.176 | 627.7376 | 91.176 | 627.7376
4919 | 96.4668 | 621.0846 | 96.4668 | 621.0846
4920 | 96.4885 | 601.2915 | 96.4885 | 601.2915
4921 | 92.7856 | 569.3786 | 92.7856 | 569.3786
4922 | 93.8215 | 529.8156 | 93.8215 | 529.8156
4923 | 96.8017 | 504.4312 | 96.8017 | 504.4312
4924 | 101.8945 | 492.0817 | 101.8945 | 492.0817
4925 | 104.3012 | 489.847 | 104.3012 | 489.847
4926 | 102.2794 | 494.0732 | 102.2794 | 494.0732
4927 | 97.593 | 508.1829 | 97.593 | 508.1829
4928 | 95.0299 | 535.1028 | 95.0299 | 535.1028
4929 | 92.7229 | 550.7987 | 92.7229 | 550.7987
4930 | 88.6488 | 569.1125 | 88.6488 | 569.1125
4931 | 84.5225 | 581.4884 | 84.5225 | 581.4884
4932 | 80.7273 | 589.2245 | 80.7273 | 589.2245
4933 | 77.5327 | 591.8593 | 77.5327 | 591.8593
4934 | 75.3347 | 589.4609 | 75.3347 | 589.4609
4935 | 73.8895 | 589.2553 | 73.8895 | 589.2553
4936 | 73.124 | 585.0496 | 73.124 | 585.0496
4937 | 73.629 | 581.0718 | 73.629 | 581.0718
4938 | 75.0989 | 589.1194 | 75.0989 | 589.1194
4939 | 78.7981 | 587.6818 | 78.7981 | 587.6818
4940 | 83.4945 | 576.7072 | 83.4945 | 576.7072
4941 | 86.5802 | 563.7169 | 86.5802 | 563.7169
4942 | 89.1765 | 553.185 | 89.1765 | 553.185
4943 | 94.1886 | 541.5803 | 94.1886 | 541.5803
4944 | 93.9945 | 529.6695 | 93.9945 | 529.6695
4945 | 91.385 | 515.2894 | 91.385 | 515.2894
4946 | 91.9714 | 501.6973 | 91.9714 | 501.6973
4947 | 94.9793 | 493.4669 | 94.9793 | 493.4669
4948 | 99.9191 | 487.1048 | 99.9191 | 487.1048
4949 | 102.0501 | 485.0217 | 102.0501 | 485.0217
4950 | 101.499 | 482.9573 | 101.499 | 482.9573
4951 | 96.4983 | 479.1804 | 96.4983 | 479.1804
4952 | 93.631 | 478.1588 | 93.631 | 478.1588
4953 | 91.1412 | 473.6691 | 91.1412 | 473.6691
4954 | 88.0363 | 467.0984 | 88.0363 | 467.0984
4955 | 83.8258 | 454.4382 | 83.8258 | 454.4382
4956 | 79.4822 | 432.5654 | 79.4822 | 432.5654
4957 | 75.9918 | 426.838 | 75.9918 | 426.838
4958 | 73.8899 | 422.1153 | 73.8899 | 422.1153
4959 | 72.541 | 416.9076 | 72.541 | 416.9076
4960 | 71.7113 | 407.9018 | 71.7113 | 407.9018
4961 | 72.442 | 402.6608 | 72.442 | 402.6608
4962 | 73.72 | 400.5272 | 73.72 | 400.5272
4963 | 77.2254 | 386.9631 | 77.2254 | 386.9631
4964 | 80.1223 | 371.82 | 80.1223 | 371.82
4965 | 82.9798 | 359.5371 | 82.9798 | 359.5371
4966 | 85.9473 | 357.4684 | 85.9473 | 357.4684
4967 | 90.5846 | 361.325 | 90.5846 | 361.325
4968 | 91.0235 | 365.4566 | 91.0235 | 365.4566
4969 | 88.9506 | 374.319 | 88.9506 | 374.319
4970 | 90.5108 | 384.803 | 90.5108 | 384.803
4971 | 92.8705 | 396.9097 | 92.8705 | 396.9097
4972 | 97.6744 | 409.4953 | 97.6744 | 409.4953
4973 | 100.4499 | 423.7577 | 100.4499 | 423.7577
4974 | 98.7222 | 435.5629 | 98.7222 | 435.5629
4975 | 95.3436 | 444.0893 | 95.3436 | 444.0893
4976 | 92.9502 | 449.7626 | 92.9502 | 449.7626
4977 | 90.938 | 450.452 | 90.938 | 450.452
4978 | 88.1033 | 447.9739 | 88.1033 | 447.9739
4979 | 83.6193 | 445.7981 | 83.6193 | 445.7981
4980 | 79.2433 | 451.4373 | 79.2433 | 451.4373
4981 | 76.4925 | 461.929 | 76.4925 | 461.929
4982 | 74.6651 | 473.5266 | 74.6651 | 473.5266
4983 | 72.9567 | 485.2454 | 72.9567 | 485.2454
4984 | 72.5539 | 496.6526 | 72.5539 | 496.6526
4985 | 72.7059 | 510.9655 | 72.7059 | 510.9655
4986 | 73.9051 | 529.068 | 73.9051 | 529.068
4987 | 77.4552 | 536.4474 | 77.4552 | 536.4474
4988 | 80.0829 | 543.8899 | 80.0829 | 543.8899
4989 | 82.6611 | 550.7062 | 82.6611 | 550.7062
4990 | 86.3329 | 559.9303 | 86.3329 | 559.9303
4991 | 91.3587 | 565.9091 | 91.3587 | 565.9091
4992 | 91.1306 | 556.8277 | 91.1306 | 556.8277
4993 | 89.911 | 532.1402 | 89.911 | 532.1402
4994 | 90.611 | 499.0951 | 90.611 | 499.0951
4995 | 93.116 | 477.8793 | 93.116 | 477.8793
4996 | 98.081 | 470.5067 | 98.081 | 470.5067
4997 | 101.7657 | 471.0257 | 101.7657 | 471.0257
4998 | 99.8669 | 474.6961 | 99.8669 | 474.6961
4999 | 95.0436 | 484.7131 | 95.0436 | 484.7131
5000 | 92.4323 | 504.4581 | 92.4323 | 504.4581
5001 | 91.3643 | 528.6678 | 91.3643 | 528.6678
5002 | 88.5312 | 553.5755 | 88.5312 | 553.5755
5003 | 84.3015 | 571.8883 | 84.3015 | 571.8883
5004 | 79.9079 | 586.2687 | 79.9079 | 586.2687
5005 | 76.48 | 599.59 | 76.48 | 599.59
5006 | 74.3093 | 610.5054 | 74.3093 | 610.5054
5007 | 73.1979 | 617.7021 | 73.1979 | 617.7021
5008 | 72.5133 | 619.9891 | 72.5133 | 619.9891
5009 | 72.9644 | 622.8071 | 72.9644 | 622.8071
5010 | 74.5198 | 634.0632 | 74.5198 | 634.0632
5011 | 77.6686 | 636.8699 | 77.6686 | 636.8699
5012 | 81.3868 | 639.6387 | 81.3868 | 639.6387
5013 | 83.9464 | 639.7096 | 83.9464 | 639.7096
5014 | 86.5771 | 641.4557 | 86.5771 | 641.4557
5015 | 91.1309 | 638.2385 | 91.1309 | 638.2385
5016 | 90.8468 | 618.4202 | 90.8468 | 618.4202
5017 | 88.5269 | 588.8821 | 88.5269 | 588.8821
5018 | 88.9078 | 552.5527 | 88.9078 | 552.5527
5019 | 91.2357 | 527.2947 | 91.2357 | 527.2947
5020 | 96.8635 | 511.9641 | 96.8635 | 511.9641
5021 | 100.809 | 506.6978 | 100.809 | 506.6978
5022 | 99.2331 | 507.3871 | 99.2331 | 507.3871
5023 | 94.4926 | 511.8966 | 94.4926 | 511.8966
5024 | 92.6058 | 524.4668 | 92.6058 | 524.4668
5025 | 90.8486 | 525.8636 | 90.8486 | 525.8636
5026 | 87.8188 | 525.7098 | 87.8188 | 525.7098
5027 | 83.9144 | 523.5086 | 83.9144 | 523.5086
5028 | 79.3894 | 523.9941 | 79.3894 | 523.9941
5029 | 76.2134 | 526.7552 | 76.2134 | 526.7552
5030 | 74.7098 | 531.9106 | 74.7098 | 531.9106
5031 | 72.9324 | 533.3724 | 72.9324 | 533.3724
5032 | 72.1004 | 532.6278 | 72.1004 | 532.6278
5033 | 73.0917 | 533.8542 | 73.0917 | 533.8542
5034 | 75.0219 | 541.8261 | 75.0219 | 541.8261
5035 | 79.3708 | 538.7717 | 79.3708 | 538.7717
5036 | 84.5693 | 533.8098 | 84.5693 | 533.8098
5037 | 87.1605 | 525.5942 | 87.1605 | 525.5942
5038 | 89.48 | 517.0834 | 89.48 | 517.0834
5039 | 95.1109 | 507.904 | 95.1109 | 507.904
5040 | 94.4881 | 496.4479 | 94.4881 | 496.4479
5041 | 91.2511 | 483.9121 | 91.2511 | 483.9121
5042 | 91.4306 | 474.2864 | 91.4306 | 474.2864
5043 | 94.8509 | 466.1317 | 94.8509 | 466.1317
5044 | 100.1682 | 462.2455 | 100.1682 | 462.2455
5045 | 104.1715 | 463.093 | 104.1715 | 463.093
5046 | 103.3275 | 462.1654 | 103.3275 | 462.1654
5047 | 97.4947 | 458.1864 | 97.4947 | 458.1864
5048 | 95.2564 | 454.0574 | 95.2564 | 454.0574
5049 | 92.7684 | 450.3509 | 92.7684 | 450.3509
5050 | 89.5933 | 452.0666 | 89.5933 | 452.0666
5051 | 84.2543 | 465.251 | 84.2543 | 465.251
5052 | 80.06 | 499.6401 | 80.06 | 499.6401
5053 | 76.1685 | 541.206 | 76.1685 | 541.206
5054 | 74.5471 | 577.1323 | 74.5471 | 577.1323
5055 | 73.3538 | 603.125 | 73.3538 | 603.125
5056 | 72.6446 | 622.1618 | 72.6446 | 622.1618
5057 | 73.2977 | 641.3 | 73.2977 | 641.3
5058 | 75.6637 | 664.6573 | 75.6637 | 664.6573
5059 | 79.7574 | 671.4557 | 79.7574 | 671.4557
5060 | 85.6165 | 671.9002 | 85.6165 | 671.9002
5061 | 88.0571 | 670.3795 | 88.0571 | 670.3795
5062 | 90.3874 | 670.534 | 90.3874 | 670.534
5063 | 95.7081 | 667.5947 | 95.7081 | 667.5947
5064 | 94.6356 | 658.3366 | 94.6356 | 658.3366
5065 | 91.1758 | 643.1481 | 91.1758 | 643.1481
5066 | 91.7248 | 624.099 | 91.7248 | 624.099
5067 | 94.2063 | 602.8832 | 94.2063 | 602.8832
5068 | 99.4298 | 581.6156 | 99.4298 | 581.6156
5069 | 103.7082 | 566.0671 | 103.7082 | 566.0671
5070 | 101.6052 | 557.3583 | 101.6052 | 557.3583
5071 | 96.9634 | 562.3731 | 96.9634 | 562.3731
5072 | 94.6497 | 588.2067 | 94.6497 | 588.2067
5073 | 92.0123 | 609.41 | 92.0123 | 609.41
5074 | 88.507 | 626.2839 | 88.507 | 626.2839
5075 | 83.5413 | 640.5293 | 83.5413 | 640.5293
5076 | 78.8372 | 650.9433 | 78.8372 | 650.9433
5077 | 75.716 | 654.9929 | 75.716 | 654.9929
5078 | 73.6332 | 654.9187 | 73.6332 | 654.9187
5079 | 72.6062 | 651.7826 | 72.6062 | 651.7826
5080 | 71.6643 | 650.7601 | 71.6643 | 650.7601
5081 | 72.3871 | 658.3529 | 72.3871 | 658.3529
5082 | 74.4178 | 674.687 | 74.4178 | 674.687
5083 | 78.818 | 676.9631 | 78.818 | 676.9631
5084 | 84.3103 | 674.856 | 84.3103 | 674.856
5085 | 87.1008 | 668.9395 | 87.1008 | 668.9395
5086 | 89.6777 | 663.7129 | 89.6777 | 663.7129
5087 | 95.2858 | 656.5293 | 95.2858 | 656.5293
5088 | 94.6412 | 637.1152 | 94.6412 | 637.1152
5089 | 91.7177 | 611.9224 | 91.7177 | 611.9224
5090 | 92.3986 | 590.0438 | 92.3986 | 590.0438
5091 | 95.0292 | 573.4765 | 95.0292 | 573.4765
5092 | 99.5134 | 560.9501 | 99.5134 | 560.9501
5093 | 102.7063 | 554.3448 | 102.7063 | 554.3448
5094 | 101.6284 | 549.1982 | 101.6284 | 549.1982
5095 | 97.2641 | 542.4655 | 97.2641 | 542.4655
5096 | 94.8959 | 541.4692 | 94.8959 | 541.4692
5097 | 91.9192 | 539.228 | 91.9192 | 539.228
5098 | 88.9408 | 533.4657 | 88.9408 | 533.4657
5099 | 84.171 | 524.0897 | 84.171 | 524.0897
5100 | 80.1738 | 515.0508 | 80.1738 | 515.0508
5101 | 76.569 | 508.6918 | 76.569 | 508.6918
5102 | 74.9962 | 502.3017 | 74.9962 | 502.3017
5103 | 73.3239 | 494.3656 | 73.3239 | 494.3656
5104 | 72.3547 | 484.0461 | 72.3547 | 484.0461
5105 | 72.8804 | 473.8534 | 72.8804 | 473.8534
5106 | 74.88 | 475.282 | 74.88 | 475.282
5107 | 78.0842 | 470.4591 | 78.0842 | 470.4591
5108 | 82.2697 | 464.7393 | 82.2697 | 464.7393
5109 | 85.8242 | 461.1975 | 85.8242 | 461.1975
5110 | 88.1809 | 465.0658 | 88.1809 | 465.0658
5111 | 93.2187 | 478.3709 | 93.2187 | 478.3709
5112 | 93.8241 | 491.8247 | 93.8241 | 491.8247
5113 | 91.0261 | 487.2975 | 91.0261 | 487.2975
5114 | 91.9082 | 470.6484 | 91.9082 | 470.6484
5115 | 93.7629 | 460.7759 | 93.7629 | 460.7759
5116 | 98.3556 | 454.338 | 98.3556 | 454.338
5117 | 102.0461 | 460.6424 | 102.0461 | 460.6424
5118 | 101.1629 | 510.4692 | 101.1629 | 510.4692
5119 | 97.4928 | 583.4935 | 97.4928 | 583.4935
5120 | 95.0261 | 621.3524 | 95.0261 | 621.3524
5121 | 92.922 | 636.6694 | 92.922 | 636.6694
5122 | 89.8423 | 646.5957 | 89.8423 | 646.5957
5123 | 85.0944 | 655.7379 | 85.0944 | 655.7379
5124 | 80.6829 | 512.5556 | 80.6829 | 512.5556
5125 | 77.2702 | 517.3811 | 77.2702 | 517.3811
5126 | 75.597 | 516.6187 | 75.597 | 516.6187
5127 | 74.0678 | 513.6362 | 74.0678 | 513.6362
5128 | 73.1535 | 509.4407 | 73.1535 | 509.4407
5129 | 73.5293 | 509.7142 | 73.5293 | 509.7142
5130 | 75.0822 | 519.1525 | 75.0822 | 519.1525
5131 | 77.4258 | 520.7945 | 77.4258 | 520.7945
5132 | 80.7551 | 525.4795 | 80.7551 | 525.4795
5133 | 83.576 | 533.1004 | 83.576 | 533.1004
5134 | 86.8549 | 540.9664 | 86.8549 | 540.9664
5135 | 92.0703 | 542.8684 | 92.0703 | 542.8684
5136 | 92.8187 | 541.6322 | 92.8187 | 541.6322
5137 | 90.7811 | 539.7678 | 90.7811 | 539.7678
5138 | 90.5939 | 540.695 | 90.5939 | 540.695
5139 | 93.1516 | 543.3322 | 93.1516 | 543.3322
5140 | 97.7704 | 543.4135 | 97.7704 | 543.4135
5141 | 101.4542 | 543.4171 | 101.4542 | 543.4171
5142 | 100.1413 | 541.4246 | 100.1413 | 541.4246
5143 | 96.6137 | 535.4855 | 96.6137 | 535.4855
5144 | 94.4374 | 530.8073 | 94.4374 | 530.8073
5145 | 92.228 | 525.0383 | 92.228 | 525.0383
5146 | 89.8294 | 519.7028 | 89.8294 | 519.7028
5147 | 85.8467 | 512.6256 | 85.8467 | 512.6256
5148 | 81.7646 | 507.2798 | 81.7646 | 507.2798
5149 | 78.3434 | 505.2778 | 78.3434 | 505.2778
5150 | 76.3447 | 505.2525 | 76.3447 | 505.2525
5151 | 74.795 | 505.6837 | 74.795 | 505.6837
5152 | 74.3352 | 503.3503 | 74.3352 | 503.3503
5153 | 74.2153 | 504.1086 | 74.2153 | 504.1086
5154 | 75.4792 | 513.1785 | 75.4792 | 513.1785
5155 | 78.2224 | 512.7838 | 78.2224 | 512.7838
5156 | 81.6847 | 512.1736 | 81.6847 | 512.1736
5157 | 84.2949 | 511.4346 | 84.2949 | 511.4346
5158 | 87.0847 | 513.2297 | 87.0847 | 513.2297
5159 | 92.307 | 514.6467 | 92.307 | 514.6467
5160 | 92.3021 | 514.1863 | 92.3021 | 514.1863
5161 | 91.1158 | 512.322 | 91.1158 | 512.322
5162 | 91.0975 | 511.5617 | 91.0975 | 511.5617
5163 | 92.5664 | 511.8714 | 92.5664 | 511.8714
5164 | 97.3916 | 512.5733 | 97.3916 | 512.5733
5165 | 102.1797 | 516.2234 | 102.1797 | 516.2234
5166 | 100.4946 | 519.5843 | 100.4946 | 519.5843
5167 | 97.0467 | 520.5115 | 97.0467 | 520.5115
5168 | 94.0931 | 521.2643 | 94.0931 | 521.2643
5169 | 92.3556 | 517.5513 | 92.3556 | 517.5513
5170 | 89.489 | 511.9636 | 89.489 | 511.9636
5171 | 85.0904 | 503.2571 | 85.0904 | 503.2571
5172 | 81.3036 | 496.0687 | 81.3036 | 496.0687
5173 | 78.1625 | 491.7973 | 78.1625 | 491.7973
5174 | 76.0077 | 488.3971 | 76.0077 | 488.3971
5175 | 74.5901 | 486.2291 | 74.5901 | 486.2291
5176 | 74.0347 | 486.8634 | 74.0347 | 486.8634
5177 | 74.3396 | 495.3609 | 74.3396 | 495.3609
5178 | 75.966 | 514.478 | 75.966 | 514.478
5179 | 78.9656 | 524.6544 | 78.9656 | 524.6544
5180 | 82.9807 | 536.1087 | 82.9807 | 536.1087
5181 | 86.443 | 544.6218 | 86.443 | 544.6218
5182 | 89.4339 | 549.9663 | 89.4339 | 549.9663
5183 | 94.2428 | 548.6291 | 94.2428 | 548.6291
5184 | 94.0757 | 528.6366 | 94.0757 | 528.6366
5185 | 90.6939 | 502.3911 | 90.6939 | 502.3911
5186 | 90.893 | 492.1071 | 90.893 | 492.1071
5187 | 92.9649 | 488.46 | 92.9649 | 488.46
5188 | 97.7566 | 488.5024 | 97.7566 | 488.5024
5189 | 102.939 | 494.7711 | 102.939 | 494.7711
5190 | 101.7478 | 504.8431 | 101.7478 | 504.8431
5191 | 97.8468 | 516.5546 | 97.8468 | 516.5546
5192 | 95.6174 | 532.2814 | 95.6174 | 532.2814
5193 | 93.3522 | 546.1028 | 93.3522 | 546.1028
5194 | 90.189 | 557.3511 | 90.189 | 557.3511
5195 | 84.9862 | 560.0496 | 84.9862 | 560.0496
5196 | 80.5427 | 557.1478 | 80.5427 | 557.1478
5197 | 77.4972 | 560.8677 | 77.4972 | 560.8677
5198 | 75.5515 | 570.366 | 75.5515 | 570.366
5199 | 74.3699 | 580.476 | 74.3699 | 580.476
5200 | 73.6325 | 589.0433 | 73.6325 | 589.0433
5201 | 74.5741 | 597.0365 | 74.5741 | 597.0365
5202 | 77.0247 | 610.6451 | 77.0247 | 610.6451
5203 | 81.2358 | 610.9875 | 81.2358 | 610.9875
5204 | 86.6135 | 608.2631 | 86.6135 | 608.2631
5205 | 89.7954 | 597.5738 | 89.7954 | 597.5738
5206 | 92.3551 | 579.9143 | 92.3551 | 579.9143
5207 | 98.0268 | 557.4544 | 98.0268 | 557.4544
5208 | 96.9094 | 528.5784 | 96.9094 | 528.5784
5209 | 93.2567 | 497.8329 | 93.2567 | 497.8329
5210 | 93.4284 | 474.2237 | 93.4284 | 474.2237
5211 | 95.9344 | 462.0033 | 95.9344 | 462.0033
5212 | 100.6399 | 455.3929 | 100.6399 | 455.3929
5213 | 105.7176 | 452.1185 | 105.7176 | 452.1185
5214 | 104.8766 | 446.7704 | 104.8766 | 446.7704
5215 | 100.0362 | 436.3702 | 100.0362 | 436.3702
5216 | 97.1008 | 424.3019 | 97.1008 | 424.3019
5217 | 94.3024 | 406.8952 | 94.3024 | 406.8952
5218 | 90.7758 | 389.8055 | 90.7758 | 389.8055
5219 | 85.7639 | 375.9007 | 85.7639 | 375.9007
5220 | 81.4551 | 368.2274 | 81.4551 | 368.2274
5221 | 77.6891 | 367.6413 | 77.6891 | 367.6413
5222 | 75.8718 | 376.7129 | 75.8718 | 376.7129
5223 | 74.8426 | 397.7042 | 74.8426 | 397.7042
5224 | 74.0997 | 421.2844 | 74.0997 | 421.2844
5225 | 74.5505 | 442.7386 | 74.5505 | 442.7386
5226 | 76.7686 | 467.1509 | 76.7686 | 467.1509
5227 | 81.2236 | 480.3144 | 81.2236 | 480.3144
5228 | 86.3766 | 489.6933 | 86.3766 | 489.6933
5229 | 89.661 | 492.9887 | 89.661 | 492.9887
5230 | 91.8628 | 493.6393 | 91.8628 | 493.6393
5231 | 98.3318 | 490.4594 | 98.3318 | 490.4594
5232 | 97.2329 | 476.0725 | 97.2329 | 476.0725
5233 | 93.8979 | 454.5791 | 93.8979 | 454.5791
5234 | 93.9772 | 436.0711 | 93.9772 | 436.0711
5235 | 95.9151 | 422.5124 | 95.9151 | 422.5124
5236 | 100.5583 | 417.3566 | 100.5583 | 417.3566
5237 | 105.2708 | 417.2633 | 105.2708 | 417.2633
5238 | 104.1176 | 419.053 | 104.1176 | 419.053
5239 | 99.4723 | 417.3229 | 99.4723 | 417.3229
5240 | 96.7145 | 414.0413 | 96.7145 | 414.0413
5241 | 94.2114 | 405.6732 | 94.2114 | 405.6732
5242 | 91.0745 | 395.4886 | 91.0745 | 395.4886
5243 | 85.9764 | 380.8468 | 85.9764 | 380.8468
5244 | 81.2032 | 365.4731 | 81.2032 | 365.4731
5245 | 78.3679 | 349.6803 | 78.3679 | 349.6803
5246 | 76.1229 | 339.4137 | 76.1229 | 339.4137
5247 | 75.1823 | 337.2846 | 75.1823 | 337.2846
5248 | 74.2787 | 336.5805 | 74.2787 | 336.5805
5249 | 74.9062 | 341.4121 | 74.9062 | 341.4121
5250 | 77.635 | 354.4388 | 77.635 | 354.4388
5251 | 81.1831 | 358.1368 | 81.1831 | 358.1368
5252 | 86.5923 | 357.449 | 86.5923 | 357.449
5253 | 89.8691 | 353.9945 | 89.8691 | 353.9945
5254 | 92.4771 | 357.3218 | 92.4771 | 357.3218
5255 | 97.6707 | 368.0491 | 97.6707 | 368.0491
5256 | 96.9319 | 368.6362 | 96.9319 | 368.6362
5257 | 93.6927 | 362.6598 | 93.6927 | 362.6598
5258 | 94.073 | 354.4319 | 94.073 | 354.4319
5259 | 95.944 | 349.3688 | 95.944 | 349.3688
5260 | 100.645 | 348.3444 | 100.645 | 348.3444
5261 | 105.04 | 353.8178 | 105.04 | 353.8178
5262 | 105.1801 | 362.2411 | 105.1801 | 362.2411
5263 | 99.7222 | 373.6424 | 99.7222 | 373.6424
5264 | 95.9712 | 399.5134 | 95.9712 | 399.5134
5265 | 93.6236 | 425.8842 | 93.6236 | 425.8842
5266 | 90.5238 | 445.8609 | 90.5238 | 445.8609
5267 | 85.6611 | 458.3546 | 85.6611 | 458.3546
5268 | 81.3149 | 467.1487 | 81.3149 | 467.1487
5269 | 78.1538 | 477.0755 | 78.1538 | 477.0755
5270 | 76.0354 | 489.0759 | 76.0354 | 489.0759
5271 | 75.0518 | 502.6772 | 75.0518 | 502.6772
5272 | 74.4352 | 511.5743 | 74.4352 | 511.5743
5273 | 74.796 | 520.6343 | 74.796 | 520.6343
5274 | 76.4771 | 534.7278 | 76.4771 | 534.7278
5275 | 79.7295 | 535.4776 | 79.7295 | 535.4776
5276 | 83.7999 | 531.9579 | 83.7999 | 531.9579
5277 | 87.3443 | 526.0207 | 87.3443 | 526.0207
5278 | 90.8484 | 518.6994 | 90.8484 | 518.6994
5279 | 95.7108 | 508.1295 | 95.7108 | 508.1295
5280 | 95.725 | 491.5508 | 95.725 | 491.5508
5281 | 92.4581 | 476.7297 | 92.4581 | 476.7297
5282 | 93.0065 | 469.3552 | 93.0065 | 469.3552
5283 | 94.0967 | 464.4279 | 94.0967 | 464.4279
5284 | 99.4928 | 459.3691 | 99.4928 | 459.3691
5285 | 104.3526 | 457.9568 | 104.3526 | 457.9568
5286 | 103.0206 | 455.4794 | 103.0206 | 455.4794
5287 | 98.669 | 452.5467 | 98.669 | 452.5467
5288 | 96.0348 | 453.571 | 96.0348 | 453.571
5289 | 94.0678 | 456.9184 | 94.0678 | 456.9184
5290 | 91.0079 | 460.2724 | 91.0079 | 460.2724
5291 | 86.3417 | 460.4688 | 86.3417 | 460.4688
5292 | 81.8279 | 464.0259 | 81.8279 | 464.0259
5293 | 78.5883 | 473.6229 | 78.5883 | 473.6229
5294 | 76.4039 | 483.5868 | 76.4039 | 483.5868
5295 | 74.9034 | 491.3304 | 74.9034 | 491.3304
5296 | 74.2214 | 490.5681 | 74.2214 | 490.5681
5297 | 74.2656 | 494.1583 | 74.2656 | 494.1583
5298 | 76.0486 | 508.1354 | 76.0486 | 508.1354
5299 | 78.3224 | 504.4434 | 78.3224 | 504.4434
5300 | 81.0211 | 505.8892 | 81.0211 | 505.8892
5301 | 85.4249 | 504.8205 | 85.4249 | 504.8205
5302 | 87.904 | 502.1931 | 87.904 | 502.1931
5303 | 93.5078 | 489.6448 | 93.5078 | 489.6448
5304 | 92.6672 | 461.5059 | 92.6672 | 461.5059
5305 | 90.151 | 429.8487 | 90.151 | 429.8487
5306 | 90.6139 | 404.8042 | 90.6139 | 404.8042
5307 | 92.4885 | 392.0407 | 92.4885 | 392.0407
5308 | 95.7064 | 384.6932 | 95.7064 | 384.6932
5309 | 101.0743 | 382.6408 | 101.0743 | 382.6408
5310 | 100.4317 | 380.7647 | 100.4317 | 380.7647
5311 | 96.9063 | 377.0755 | 96.9063 | 377.0755
5312 | 94.4495 | 373.7163 | 94.4495 | 373.7163
5313 | 92.3582 | 365.6198 | 92.3582 | 365.6198
5314 | 89.6281 | 357.8985 | 89.6281 | 357.8985
5315 | 85.3036 | 346.2631 | 85.3036 | 346.2631
5316 | 80.8903 | 334.6911 | 80.8903 | 334.6911
5317 | 77.8374 | 326.3853 | 77.8374 | 326.3853
5318 | 76.0528 | 325.8169 | 76.0528 | 325.8169
5319 | 74.4522 | 330.3795 | 74.4522 | 330.3795
5320 | 73.7339 | 339.3348 | 73.7339 | 339.3348
5321 | 73.8892 | 347.1146 | 73.8892 | 347.1146
5322 | 75.137 | 359.6564 | 75.137 | 359.6564
5323 | 77.2731 | 361.182 | 77.2731 | 361.182
5324 | 79.6936 | 364.7808 | 79.6936 | 364.7808
5325 | 83.7521 | 371.1603 | 83.7521 | 371.1603
5326 | 86.7141 | 375.0307 | 86.7141 | 375.0307
5327 | 92.2403 | 378.2322 | 92.2403 | 378.2322
5328 | 92.2765 | 386.6748 | 92.2765 | 386.6748
5329 | 90.2197 | 405.9331 | 90.2197 | 405.9331
5330 | 90.1728 | 427.5755 | 90.1728 | 427.5755
5331 | 91.0266 | 454.4388 | 91.0266 | 454.4388
5332 | 94.3751 | 482.6447 | 94.3751 | 482.6447
5333 | 99.4809 | 512.2666 | 99.4809 | 512.2666
5334 | 98.9606 | 531.2609 | 98.9606 | 531.2609
5335 | 95.0769 | 547.8604 | 95.0769 | 547.8604
5336 | 92.3648 | 569.6581 | 92.3648 | 569.6581
5337 | 89.7054 | 577.4278 | 89.7054 | 577.4278
5338 | 86.9312 | 570.5406 | 86.9312 | 570.5406
5339 | 82.6231 | 556.1316 | 82.6231 | 556.1316
5340 | 78.2318 | 539.3807 | 78.2318 | 539.3807
5341 | 75.2063 | 525.8379 | 75.2063 | 525.8379
5342 | 73.4636 | 524.0087 | 73.4636 | 524.0087
5343 | 72.1219 | 534.9916 | 72.1219 | 534.9916
5344 | 71.5724 | 545.0912 | 71.5724 | 545.0912
5345 | 72.0304 | 554.5198 | 72.0304 | 554.5198
5346 | 73.683 | 564.9667 | 73.683 | 564.9667
5347 | 76.4888 | 561.6044 | 76.4888 | 561.6044
5348 | 79.9664 | 559.5395 | 79.9664 | 559.5395
5349 | 84.2065 | 556.3372 | 84.2065 | 556.3372
5350 | 86.8915 | 553.8262 | 86.8915 | 553.8262
5351 | 92.292 | 552.1786 | 92.292 | 552.1786
5352 | 91.3333 | 549.0804 | 91.3333 | 549.0804
5353 | 88.5813 | 546.2656 | 88.5813 | 546.2656
5354 | 89.1632 | 544.9622 | 89.1632 | 544.9622
5355 | 90.5155 | 544.4572 | 90.5155 | 544.4572
5356 | 94.613 | 545.0622 | 94.613 | 545.0622
5357 | 100.2474 | 546.2102 | 100.2474 | 546.2102
5358 | 100.5676 | 546.4288 | 100.5676 | 546.4288
5359 | 96.5341 | 548.7332 | 96.5341 | 548.7332
5360 | 94.1309 | 552.7251 | 94.1309 | 552.7251
5361 | 91.9336 | 551.7665 | 91.9336 | 551.7665
5362 | 89.3081 | 551.2218 | 89.3081 | 551.2218
5363 | 83.8355 | 548.373 | 83.8355 | 548.373
5364 | 79.2634 | 546.2276 | 79.2634 | 546.2276
5365 | 75.8173 | 545.1372 | 75.8173 | 545.1372
5366 | 74.5978 | 545.5193 | 74.5978 | 545.5193
5367 | 72.9599 | 549.3255 | 72.9599 | 549.3255
5368 | 72.36 | 548.4662 | 72.36 | 548.4662
5369 | 73.3702 | 553.259 | 73.3702 | 553.259
5370 | 75.8575 | 565.6456 | 75.8575 | 565.6456
5371 | 79.7913 | 566.7057 | 79.7913 | 566.7057
5372 | 84.9748 | 566.0373 | 84.9748 | 566.0373
5373 | 88.0319 | 564.0569 | 88.0319 | 564.0569
5374 | 90.185 | 562.7097 | 90.185 | 562.7097
5375 | 95.8821 | 561.9156 | 95.8821 | 561.9156
5376 | 95.1138 | 561.3389 | 95.1138 | 561.3389
5377 | 91.4661 | 558.2913 | 91.4661 | 558.2913
5378 | 91.4587 | 557.7638 | 91.4587 | 557.7638
5379 | 93.8482 | 559.7609 | 93.8482 | 559.7609
5380 | 97.6975 | 559.4349 | 97.6975 | 559.4349
5381 | 104.1278 | 557.6928 | 104.1278 | 557.6928
5382 | 104.0904 | 552.8296 | 104.0904 | 552.8296
5383 | 99.8313 | 544.0199 | 99.8313 | 544.0199
5384 | 97.62 | 539.458 | 97.62 | 539.458
5385 | 94.4426 | 537.4132 | 94.4426 | 537.4132
5386 | 90.9625 | 536.5 | 90.9625 | 536.5
5387 | 85.6908 | 531.3042 | 85.6908 | 531.3042
5388 | 80.8663 | 523.8249 | 80.8663 | 523.8249
5389 | 77.2342 | 517.0513 | 77.2342 | 517.0513
5390 | 75.4435 | 511.7503 | 75.4435 | 511.7503
5391 | 74.2198 | 509.0392 | 74.2198 | 509.0392
5392 | 73.6409 | 508.8007 | 73.6409 | 508.8007
5393 | 73.9027 | 515.5525 | 73.9027 | 515.5525
5394 | 76.7026 | 529.4326 | 76.7026 | 529.4326
5395 | 80.6721 | 532.4905 | 80.6721 | 532.4905
5396 | 86.5332 | 535.0613 | 86.5332 | 535.0613
5397 | 89.803 | 536.6887 | 89.803 | 536.6887
5398 | 91.5116 | 539.5699 | 91.5116 | 539.5699
5399 | 96.8496 | 538.252 | 96.8496 | 538.252
5400 | 95.3429 | 527.4341 | 95.3429 | 527.4341
5401 | 91.7399 | 516.1043 | 91.7399 | 516.1043
5402 | 91.435 | 506.6738 | 91.435 | 506.6738
5403 | 93.0177 | 498.2745 | 93.0177 | 498.2745
5404 | 96.704 | 490.7718 | 96.704 | 490.7718
5405 | 102.9388 | 488.7582 | 102.9388 | 488.7582
5406 | 103.7596 | 490.9747 | 103.7596 | 490.9747
5407 | 99.1235 | 496.557 | 99.1235 | 496.557
5408 | 95.7705 | 508.773 | 95.7705 | 508.773
5409 | 93.6782 | 525.4262 | 93.6782 | 525.4262
5410 | 90.181 | 539.8556 | 90.181 | 539.8556
5411 | 85.0472 | 548.4506 | 85.0472 | 548.4506
5412 | 80.1265 | 556.6435 | 80.1265 | 556.6435
5413 | 76.9023 | 564.553 | 76.9023 | 564.553
5414 | 74.5355 | 569.4156 | 74.5355 | 569.4156
5415 | 73.1795 | 573.6291 | 73.1795 | 573.6291
5416 | 72.4781 | 578.4917 | 72.4781 | 578.4917
5417 | 73.3049 | 584.4289 | 73.3049 | 584.4289
5418 | 75.7446 | 596.9125 | 75.7446 | 596.9125
5419 | 78.7971 | 599.6407 | 78.7971 | 599.6407
5420 | 84.4697 | 598.7201 | 84.4697 | 598.7201
5421 | 88.0805 | 597.1859 | 88.0805 | 597.1859
5422 | 90.4691 | 596.6533 | 90.4691 | 596.6533
5423 | 95.9516 | 589.0511 | 95.9516 | 589.0511
5424 | 94.3078 | 570.0284 | 94.3078 | 570.0284
5425 | 90.6365 | 549.8345 | 90.6365 | 549.8345
5426 | 90.9591 | 534.6627 | 90.9591 | 534.6627
5427 | 92.9726 | 526.7483 | 92.9726 | 526.7483
5428 | 95.7524 | 515.1724 | 95.7524 | 515.1724
5429 | 101.4175 | 514.4583 | 101.4175 | 514.4583
5430 | 102.6924 | 507.1512 | 102.6924 | 507.1512
5431 | 97.7509 | 499.1755 | 97.7509 | 499.1755
5432 | 94.8933 | 497.5425 | 94.8933 | 497.5425
5433 | 92.6629 | 493.3059 | 92.6629 | 493.3059
5434 | 89.4022 | 486.3799 | 89.4022 | 486.3799
5435 | 84.2064 | 475.1324 | 84.2064 | 475.1324
5436 | 79.8242 | 465.694 | 79.8242 | 465.694
5437 | 76.6351 | 459.7351 | 76.6351 | 459.7351
5438 | 75.0637 | 454.3953 | 75.0637 | 454.3953
5439 | 73.5383 | 447.2037 | 73.5383 | 447.2037
5440 | 72.4828 | 432.3015 | 72.4828 | 432.3015
5441 | 72.9709 | 416.8639 | 72.9709 | 416.8639
5442 | 74.5055 | 415.5373 | 74.5055 | 415.5373
5443 | 76.7419 | 406.0264 | 76.7419 | 406.0264
5444 | 81.3379 | 396.9205 | 81.3379 | 396.9205
5445 | 84.9415 | 386.5028 | 84.9415 | 386.5028
5446 | 87.8713 | 378.716 | 87.8713 | 378.716
5447 | 92.9258 | 374.1784 | 92.9258 | 374.1784
5448 | 92.7832 | 375.9098 | 92.7832 | 375.9098
5449 | 90.0109 | 396.8944 | 90.0109 | 396.8944
5450 | 90.7292 | 420.0885 | 90.7292 | 420.0885
5451 | 91.2509 | 426.5662 | 91.2509 | 426.5662
5452 | 93.9054 | 423.6993 | 93.9054 | 423.6993
5453 | 99.2358 | 421.4529 | 99.2358 | 421.4529
5454 | 100.2985 | 417.5789 | 100.2985 | 417.5789
5455 | 96.2273 | 412.0471 | 96.2273 | 412.0471
5456 | 93.0912 | 409.2698 | 93.0912 | 409.2698
5457 | 90.6104 | 404.9943 | 90.6104 | 404.9943
5458 | 88.2239 | 400.7644 | 88.2239 | 400.7644
5459 | 83.9196 | 393.0083 | 83.9196 | 393.0083
5460 | 79.7456 | 388.2056 | 79.7456 | 388.2056
5461 | 76.4024 | 395.1065 | 76.4024 | 395.1065
5462 | 74.3559 | 415.8353 | 74.3559 | 415.8353
5463 | 72.9458 | 434.8482 | 72.9458 | 434.8482
5464 | 72.371 | 442.0966 | 72.371 | 442.0966
5465 | 72.5325 | 452.0489 | 72.5325 | 452.0489
5466 | 74.222 | 472.8147 | 74.222 | 472.8147
5467 | 75.371 | 484.1936 | 75.371 | 484.1936
5468 | 78.6785 | 490.12 | 78.6785 | 490.12
5469 | 82.115 | 493.8616 | 82.115 | 493.8616
5470 | 84.9254 | 500.8742 | 84.9254 | 500.8742
5471 | 90.464 | 502.7179 | 90.464 | 502.7179
5472 | 90.9697 | 485.1888 | 90.9697 | 485.1888
5473 | 88.2016 | 453.1826 | 88.2016 | 453.1826
5474 | 88.3893 | 432.0755 | 88.3893 | 432.0755
5475 | 89.4538 | 418.5943 | 89.4538 | 418.5943
5476 | 92.3768 | 410.5097 | 92.3768 | 410.5097
5477 | 98.4132 | 408.3797 | 98.4132 | 408.3797
5478 | 98.2012 | 406.9497 | 98.2012 | 406.9497
5479 | 94.4104 | 404.2692 | 94.4104 | 404.2692
5480 | 92.3645 | 406.0694 | 92.3645 | 406.0694
5481 | 90.267 | 419.2507 | 90.267 | 419.2507
5482 | 87.442 | 438.2769 | 87.442 | 438.2769
5483 | 82.9289 | 441.7319 | 82.9289 | 441.7319
5484 | 78.9777 | 442.4766 | 78.9777 | 442.4766
5485 | 76.1261 | 445.343 | 76.1261 | 445.343
5486 | 74.0855 | 444.4255 | 74.0855 | 444.4255
5487 | 72.91 | 435.5077 | 72.91 | 435.5077
5488 | 72.0396 | 427.1227 | 72.0396 | 427.1227
5489 | 72.4951 | 425.9414 | 72.4951 | 425.9414
5490 | 73.6764 | 433.0522 | 73.6764 | 433.0522
5491 | 75.1546 | 427.5369 | 75.1546 | 427.5369
5492 | 78.0882 | 424.3276 | 78.0882 | 424.3276
5493 | 81.6339 | 420.0779 | 81.6339 | 420.0779
5494 | 84.8487 | 414.5023 | 84.8487 | 414.5023
5495 | 89.3321 | 404.65 | 89.3321 | 404.65
5496 | 89.7097 | 394.3945 | 89.7097 | 394.3945
5497 | 87.3701 | 384.3643 | 87.3701 | 384.3643
5498 | 87.3797 | 376.214 | 87.3797 | 376.214
5499 | 88.6158 | 369.5992 | 88.6158 | 369.5992
5500 | 91.7503 | 361.0491 | 91.7503 | 361.0491
5501 | 98.1351 | 356.5139 | 98.1351 | 356.5139
5502 | 98.4927 | 355.3554 | 98.4927 | 355.3554
5503 | 94.5136 | 352.5585 | 94.5136 | 352.5585
5504 | 91.6821 | 349.6842 | 91.6821 | 349.6842
5505 | 90.5117 | 344.8075 | 90.5117 | 344.8075
5506 | 87.1689 | 339.4138 | 87.1689 | 339.4138
5507 | 83.0304 | 330.1835 | 83.0304 | 330.1835
5508 | 78.699 | 322.5296 | 78.699 | 322.5296
5509 | 75.8924 | 319.519 | 75.8924 | 319.519
5510 | 73.908 | 323.3923 | 73.908 | 323.3923
5511 | 72.7194 | 327.8192 | 72.7194 | 327.8192
5512 | 71.9428 | 332.8176 | 71.9428 | 332.8176
5513 | 72.426 | 341.2375 | 72.426 | 341.2375
5514 | 74.3218 | 358.8611 | 74.3218 | 358.8611
5515 | 76.3275 | 374.3327 | 76.3275 | 374.3327
5516 | 80.7935 | 396.3387 | 80.7935 | 396.3387
5517 | 83.9751 | 414.4141 | 83.9751 | 414.4141
5518 | 86.2272 | 426.7026 | 86.2272 | 426.7026
5519 | 91.0999 | 426.9946 | 91.0999 | 426.9946
5520 | 90.9307 | 408.1077 | 90.9307 | 408.1077
5521 | 88.4915 | 383.9182 | 88.4915 | 383.9182
5522 | 88.351 | 375.923 | 88.351 | 375.923
5523 | 89.7604 | 379.0064 | 89.7604 | 379.0064
5524 | 92.6782 | 386.1867 | 92.6782 | 386.1867
5525 | 99.0862 | 398.6428 | 99.0862 | 398.6428
5526 | 100.0178 | 412.6328 | 100.0178 | 412.6328
5527 | 95.3609 | 426.4198 | 95.3609 | 426.4198
5528 | 93.2967 | 442.1466 | 93.2967 | 442.1466
5529 | 90.6279 | 455.9097 | 90.6279 | 455.9097
5530 | 87.9116 | 467.9921 | 87.9116 | 467.9921
5531 | 82.7808 | 477.0915 | 82.7808 | 477.0915
5532 | 77.8566 | 486.7972 | 77.8566 | 486.7972
5533 | 74.7725 | 492.127 | 74.7725 | 492.127
5534 | 73.3604 | 494.119 | 73.3604 | 494.119
5535 | 72.3226 | 497.7894 | 72.3226 | 497.7894
5536 | 71.4084 | 499.7232 | 71.4084 | 499.7232
5537 | 72.2026 | 505.8543 | 72.2026 | 505.8543
5538 | 74.5071 | 519.5599 | 74.5071 | 519.5599
5539 | 77.7982 | 522.4626 | 77.7982 | 522.4626
5540 | 83.5586 | 524.9558 | 83.5586 | 524.9558
5541 | 86.6471 | 525.7104 | 86.6471 | 525.7104
5542 | 89.3515 | 526.9817 | 89.3515 | 526.9817
5543 | 94.4159 | 521.8815 | 94.4159 | 521.8815
5544 | 93.0274 | 504.9537 | 93.0274 | 504.9537
5545 | 89.7748 | 489.1046 | 89.7748 | 489.1046
5546 | 90.4566 | 481.5943 | 90.4566 | 481.5943
5547 | 91.7812 | 477.8308 | 91.7812 | 477.8308
5548 | 94.401 | 476.147 | 94.401 | 476.147
5549 | 100.9153 | 479.06 | 100.9153 | 479.06
5550 | 102.7647 | 482.6149 | 102.7647 | 482.6149
5551 | 97.8283 | 485.4429 | 97.8283 | 485.4429
5552 | 94.811 | 490.812 | 94.811 | 490.812
5553 | 92.3867 | 503.6829 | 92.3867 | 503.6829
5554 | 88.6945 | 523.8342 | 88.6945 | 523.8342
5555 | 83.5975 | 534.5434 | 83.5975 | 534.5434
5556 | 78.6756 | 539.0316 | 78.6756 | 539.0316
5557 | 75.2658 | 545.0403 | 75.2658 | 545.0403
5558 | 73.7315 | 550.2714 | 73.7315 | 550.2714
5559 | 72.5602 | 555.5517 | 72.5602 | 555.5517
5560 | 71.8164 | 556.9424 | 71.8164 | 556.9424
5561 | 72.6868 | 557.274 | 72.6868 | 557.274
5562 | 74.9861 | 566.5766 | 74.9861 | 566.5766
5563 | 78.5741 | 567.2488 | 78.5741 | 567.2488
5564 | 83.9682 | 566.7356 | 83.9682 | 566.7356
5565 | 87.2901 | 564.697 | 87.2901 | 564.697
5566 | 89.6557 | 565.561 | 89.6557 | 565.561
5567 | 95.0247 | 558.754 | 95.0247 | 558.754
5568 | 94.293 | 536.1818 | 94.293 | 536.1818
5569 | 90.4121 | 509.4901 | 90.4121 | 509.4901
5570 | 90.5914 | 489.1007 | 90.5914 | 489.1007
5571 | 91.8718 | 474.8825 | 91.8718 | 474.8825
5572 | 94.6016 | 469.5328 | 94.6016 | 469.5328
5573 | 101.1217 | 477.3531 | 101.1217 | 477.3531
5574 | 102.2716 | 491.5566 | 102.2716 | 491.5566
5575 | 97.4832 | 504.4319 | 97.4832 | 504.4319
5576 | 94.1386 | 518.6264 | 94.1386 | 518.6264
5577 | 91.6377 | 530.6633 | 91.6377 | 530.6633
5578 | 88.3218 | 540.3987 | 88.3218 | 540.3987
5579 | 83.0896 | 547.4032 | 83.0896 | 547.4032
5580 | 79.026 | 551.1543 | 79.026 | 551.1543
5581 | 75.6196 | 554.9518 | 75.6196 | 554.9518
5582 | 74.365 | 559.989 | 74.365 | 559.989
5583 | 72.5881 | 567.849 | 72.5881 | 567.849
5584 | 71.744 | 578.1232 | 71.744 | 578.1232
5585 | 72.6832 | 594.6508 | 72.6832 | 594.6508
5586 | 74.7767 | 617.395 | 74.7767 | 617.395
5587 | 77.7424 | 629.0067 | 77.7424 | 629.0067
5588 | 83.4691 | 634.9913 | 83.4691 | 634.9913
5589 | 86.3464 | 638.1122 | 86.3464 | 638.1122
5590 | 88.707 | 642.8166 | 88.707 | 642.8166
5591 | 94.9576 | 649.4901 | 94.9576 | 649.4901
5592 | 94.6334 | 655.8573 | 94.6334 | 655.8573
5593 | 90.8277 | 661.829 | 90.8277 | 661.829
5594 | 90.0834 | 670.9221 | 90.0834 | 670.9221
5595 | 91.6809 | 679.3006 | 91.6809 | 679.3006
5596 | 94.0926 | 683.9982 | 94.0926 | 683.9982
5597 | 99.7014 | 686.6397 | 99.7014 | 686.6397
5598 | 101.3486 | 686.2765 | 101.3486 | 686.2765
5599 | 97.5023 | 683.1305 | 97.5023 | 683.1305
5600 | 93.8756 | 681.1871 | 93.8756 | 681.1871
5601 | 91.5715 | 677.5712 | 91.5715 | 677.5712
5602 | 88.0986 | 671.3822 | 88.0986 | 671.3822
5603 | 83.2355 | 662.2296 | 83.2355 | 662.2296
5604 | 79.2753 | 655.2351 | 79.2753 | 655.2351
5605 | 76.1845 | 651.1771 | 76.1845 | 651.1771
5606 | 74.26 | 650.085 | 74.26 | 650.085
5607 | 72.8031 | 650.9429 | 72.8031 | 650.9429
5608 | 72.2362 | 649.3854 | 72.2362 | 649.3854
5609 | 72.4273 | 651.4821 | 72.4273 | 651.4821
5610 | 74.5051 | 661.1726 | 74.5051 | 661.1726
5611 | 76.5715 | 659.4978 | 76.5715 | 659.4978
5612 | 81.2871 | 656.1721 | 81.2871 | 656.1721
5613 | 84.8659 | 651.9224 | 84.8659 | 651.9224
5614 | 87.6154 | 650.5364 | 87.6154 | 650.5364
5615 | 92.5394 | 642.1777 | 92.5394 | 642.1777
5616 | 92.0661 | 618.5387 | 92.0661 | 618.5387
5617 | 89.933 | 592.8556 | 89.933 | 592.8556
5618 | 90.3539 | 572.2528 | 90.3539 | 572.2528
5619 | 91.594 | 553.6511 | 91.594 | 553.6511
5620 | 93.3768 | 539.0881 | 93.3768 | 539.0881
5621 | 98.7237 | 532.3418 | 98.7237 | 532.3418
5622 | 100.3169 | 532.1531 | 100.3169 | 532.1531
5623 | 96.2109 | 534.3217 | 96.2109 | 534.3217
5624 | 92.2944 | 540.8158 | 92.2944 | 540.8158
5625 | 89.5766 | 552.232 | 89.5766 | 552.232
5626 | 87.0941 | 562.5687 | 87.0941 | 562.5687
5627 | 83.1346 | 565.6164 | 83.1346 | 565.6164
5628 | 78.9402 | 566.5938 | 78.9402 | 566.5938
5629 | 75.9555 | 568.3935 | 75.9555 | 568.3935
5630 | 74.1582 | 570.1527 | 74.1582 | 570.1527
5631 | 72.8005 | 571.6506 | 72.8005 | 571.6506
5632 | 71.8158 | 571.9746 | 71.8158 | 571.9746
5633 | 72.0584 | 577.6014 | 72.0584 | 577.6014
5634 | 73.3024 | 594.4879 | 73.3024 | 594.4879
5635 | 74.5806 | 606.7203 | 74.5806 | 606.7203
5636 | 78.207 | 618.8341 | 78.207 | 618.8341
5637 | 81.4472 | 623.0024 | 81.4472 | 623.0024
5638 | 83.6465 | 626.4073 | 83.6465 | 626.4073
5639 | 89.0437 | 616.4581 | 89.0437 | 616.4581
5640 | 88.2632 | 583.6641 | 88.2632 | 583.6641
5641 | 86.2124 | 548.1083 | 86.2124 | 548.1083
5642 | 86.1445 | 527.971 | 86.1445 | 527.971
5643 | 87.0848 | 514.4317 | 87.0848 | 514.4317
5644 | 89.2086 | 501.401 | 89.2086 | 501.401
5645 | 94.1407 | 493.3551 | 94.1407 | 493.3551
5646 | 95.4536 | 486.3002 | 95.4536 | 486.3002
5647 | 92.0565 | 481.2727 | 92.0565 | 481.2727
5648 | 90.2383 | 486.1375 | 90.2383 | 486.1375
5649 | 87.7278 | 499.5903 | 87.7278 | 499.5903
5650 | 85.0635 | 513.2632 | 85.0635 | 513.2632
5651 | 80.7086 | 522.8086 | 80.7086 | 522.8086
5652 | 76.8953 | 531.4088 | 76.8953 | 531.4088
5653 | 74.0301 | 534.9348 | 74.0301 | 534.9348
5654 | 72.3259 | 532.2522 | 72.3259 | 532.2522
5655 | 71.1286 | 528.4162 | 71.1286 | 528.4162
5656 | 69.7296 | 528.5461 | 69.7296 | 528.5461
5657 | 70.2666 | 546.9746 | 70.2666 | 546.9746
5658 | 71.2753 | 580.1734 | 71.2753 | 580.1734
5659 | 72.5347 | 597.7204 | 72.5347 | 597.7204
5660 | 75.9415 | 609.4075 | 75.9415 | 609.4075
5661 | 78.604 | 614.8366 | 78.604 | 614.8366
5662 | 82.1534 | 622.2371 | 82.1534 | 622.2371
5663 | 86.5917 | 620.7641 | 86.5917 | 620.7641
5664 | 85.5935 | 605.388 | 85.5935 | 605.388
5665 | 83.8053 | 589.054 | 83.8053 | 589.054
5666 | 83.8644 | 574.8907 | 83.8644 | 574.8907
5667 | 85.2643 | 562.2243 | 85.2643 | 562.2243
5668 | 87.8023 | 551.9867 | 87.8023 | 551.9867
5669 | 93.8205 | 548.5959 | 93.8205 | 548.5959
5670 | 95.1756 | 548.7758 | 95.1756 | 548.7758
5671 | 91.967 | 549.9358 | 91.967 | 549.9358
5672 | 89.1571 | 556.5462 | 89.1571 | 556.5462
5673 | 86.8964 | 565.3827 | 86.8964 | 565.3827
5674 | 84.0662 | 572.1893 | 84.0662 | 572.1893
5675 | 79.9809 | 573.6271 | 79.9809 | 573.6271
5676 | 76.4687 | 572.4515 | 76.4687 | 572.4515
5677 | 73.3737 | 569.6154 | 73.3737 | 569.6154
5678 | 71.6248 | 565.3618 | 71.6248 | 565.3618
5679 | 70.5133 | 561.2154 | 70.5133 | 561.2154
5680 | 69.6934 | 558.1256 | 69.6934 | 558.1256
5681 | 70.1553 | 564.8774 | 70.1553 | 564.8774
5682 | 71.6865 | 587.4471 | 71.6865 | 587.4471
5683 | 73.3407 | 601.7937 | 73.3407 | 601.7937
5684 | 77.9959 | 614.373 | 77.9959 | 614.373
5685 | 80.5737 | 622.5951 | 80.5737 | 622.5951
5686 | 83.5139 | 625.5151 | 83.5139 | 625.5151
5687 | 89.0166 | 615.9344 | 89.0166 | 615.9344
5688 | 88.2685 | 593.9441 | 88.2685 | 593.9441
5689 | 85.1037 | 573.8084 | 85.1037 | 573.8084
5690 | 85.3862 | 558.559 | 85.3862 | 558.559
5691 | 86.9381 | 546.5132 | 86.9381 | 546.5132
5692 | 89.1811 | 537.6916 | 89.1811 | 537.6916
5693 | 95.491 | 534.0487 | 95.491 | 534.0487
5694 | 97.6993 | 531.2027 | 97.6993 | 531.2027
5695 | 94.1575 | 528.1343 | 94.1575 | 528.1343
5696 | 91.0485 | 536.7037 | 91.0485 | 536.7037
5697 | 88.3973 | 564.7038 | 88.3973 | 564.7038
5698 | 85.2229 | 584.312 | 85.2229 | 584.312
5699 | 80.0663 | 590.4049 | 80.0663 | 590.4049
5700 | 76.176 | 588.7832 | 76.176 | 588.7832
5701 | 73.0827 | 581.6218 | 73.0827 | 581.6218
5702 | 71.459 | 576.4177 | 71.459 | 576.4177
5703 | 70.8911 | 577.5471 | 70.8911 | 577.5471
5704 | 69.6306 | 588.6942 | 69.6306 | 588.6942
5705 | 70.6609 | 600.4115 | 70.6609 | 600.4115
5706 | 73.1258 | 590.182 | 73.1258 | 590.182
5707 | 75.4459 | 566.8997 | 75.4459 | 566.8997
5708 | 81.5901 | 549.4922 | 81.5901 | 549.4922
5709 | 84.5428 | 535.0012 | 84.5428 | 535.0012
5710 | 87.535 | 520.6972 | 87.535 | 520.6972
5711 | 92.6383 | 506.5778 | 92.6383 | 506.5778
5712 | 91.3638 | 497.0206 | 91.3638 | 497.0206
5713 | 88.0391 | 485.749 | 88.0391 | 485.749
5714 | 87.9616 | 470.5966 | 87.9616 | 470.5966
5715 | 89.7581 | 455.9711 | 89.7581 | 455.9711
5716 | 91.1996 | 440.5741 | 91.1996 | 440.5741
5717 | 98.117 | 428.998 | 98.117 | 428.998
5718 | 100.8427 | 417.7923 | 100.8427 | 417.7923
5719 | 96.5204 | 401.7283 | 96.5204 | 401.7283
5720 | 93.2541 | 385.7614 | 93.2541 | 385.7614
5721 | 91.0141 | 375.1822 | 91.0141 | 375.1822
5722 | 87.3931 | 372.8531 | 87.3931 | 372.8531
5723 | 82.2385 | 377.1227 | 82.2385 | 377.1227
5724 | 77.2924 | 385.0634 | 77.2924 | 385.0634
5725 | 74.3984 | 391.1885 | 74.3984 | 391.1885
5726 | 72.977 | 393.2968 | 72.977 | 393.2968
5727 | 71.6929 | 392.1957 | 71.6929 | 392.1957
5728 | 70.6264 | 388.6791 | 70.6264 | 388.6791
5729 | 71.3077 | 389.903 | 71.3077 | 389.903
5730 | 73.4124 | 400.7184 | 73.4124 | 400.7184
5731 | 76.1169 | 410.1966 | 76.1169 | 410.1966
5732 | 83.0529 | 423.1638 | 83.0529 | 423.1638
5733 | 85.8645 | 427.3903 | 85.8645 | 427.3903
5734 | 87.9652 | 420.8449 | 87.9652 | 420.8449
5735 | 93.6756 | 413.262 | 93.6756 | 413.262
5736 | 93.0338 | 413.3641 | 93.0338 | 413.3641
5737 | 88.8508 | 417.2605 | 88.8508 | 417.2605
5738 | 88.0924 | 427.1876 | 88.0924 | 427.1876
5739 | 89.2281 | 437.6803 | 89.2281 | 437.6803
5740 | 91.4763 | 443.6775 | 91.4763 | 443.6775
5741 | 96.9693 | 451.8469 | 96.9693 | 451.8469
5742 | 99.8851 | 458.1173 | 99.8851 | 458.1173
5743 | 95.7384 | 465.0186 | 95.7384 | 465.0186
5744 | 92.8238 | 478.7475 | 92.8238 | 478.7475
5745 | 90.3779 | 492.8986 | 90.3779 | 492.8986
5746 | 87.3189 | 504.5736 | 87.3189 | 504.5736
5747 | 81.9489 | 509.464 | 81.9489 | 509.464
5748 | 77.4609 | 512.284 | 77.4609 | 512.284
5749 | 74.5822 | 515.9263 | 74.5822 | 515.9263
5750 | 72.7054 | 518.6554 | 72.7054 | 518.6554
5751 | 71.5426 | 522.4809 | 71.5426 | 522.4809
5752 | 70.9756 | 525.8501 | 70.9756 | 525.8501
5753 | 71.7659 | 533.242 | 71.7659 | 533.242
5754 | 73.6549 | 547.9561 | 73.6549 | 547.9561
5755 | 75.7898 | 550.1606 | 75.7898 | 550.1606
5756 | 81.7819 | 547.1064 | 81.7819 | 547.1064
5757 | 85.0875 | 536.6305 | 85.0875 | 536.6305
5758 | 87.276 | 519.9214 | 87.276 | 519.9214
5759 | 93.836 | 493.9702 | 93.836 | 493.9702
5760 | 92.7306 | 458.0533 | 92.7306 | 458.0533
5761 | 88.8666 | 426.8035 | 88.8666 | 426.8035
5762 | 89.5337 | 421.1941 | 89.5337 | 421.1941
5763 | 90.2261 | 425.7516 | 90.2261 | 425.7516
5764 | 91.8501 | 433.7854 | 91.8501 | 433.7854
5765 | 97.2581 | 447.9483 | 97.2581 | 447.9483
5766 | 101.3264 | 457.2638 | 101.3264 | 457.2638
5767 | 96.5159 | 466.5897 | 96.5159 | 466.5897
5768 | 93.4272 | 476.7302 | 93.4272 | 476.7302
5769 | 91.0902 | 481.4353 | 91.0902 | 481.4353
5770 | 87.6019 | 481.3562 | 87.6019 | 481.3562
5771 | 83.2325 | 476.4126 | 83.2325 | 476.4126
5772 | 78.6632 | 472.6379 | 78.6632 | 472.6379
5773 | 75.5063 | 472.3622 | 75.5063 | 472.3622
5774 | 73.9773 | 473.6752 | 73.9773 | 473.6752
5775 | 72.5496 | 477.3262 | 72.5496 | 477.3262
5776 | 72.7469 | 481.6264 | 72.7469 | 481.6264
5777 | 73.615 | 489.8717 | 73.615 | 489.8717
5778 | 75.0838 | 506.0018 | 75.0838 | 506.0018
5779 | 76.4185 | 512.5899 | 76.4185 | 512.5899
5780 | 81.1907 | 517.43 | 81.1907 | 517.43
5781 | 84.3587 | 517.8936 | 84.3587 | 517.8936
5782 | 87.3953 | 517.3805 | 87.3953 | 517.3805
5783 | 92.7954 | 511.9312 | 92.7954 | 511.9312
5784 | 93.0767 | 504.8761 | 93.0767 | 504.8761
5785 | 90.1087 | 497.6972 | 90.1087 | 497.6972
5786 | 90.2027 | 493.0382 | 90.2027 | 493.0382
5787 | 91.2339 | 492.4944 | 91.2339 | 492.4944
5788 | 93.078 | 494.6317 | 93.078 | 494.6317
5789 | 97.7465 | 500.9391 | 97.7465 | 500.9391
5790 | 100.3972 | 507.9659 | 100.3972 | 507.9659
5791 | 96.5124 | 511.9771 | 96.5124 | 511.9771
5792 | 93.3196 | 515.3096 | 93.3196 | 515.3096
5793 | 91.0441 | 516.6785 | 91.0441 | 516.6785
5794 | 88.1554 | 516.4636 | 88.1554 | 516.4636
5795 | 84.0159 | 512.548 | 84.0159 | 512.548
5796 | 79.1981 | 423.4305 | 79.1981 | 423.4305
5797 | 76.3871 | 421.9903 | 76.3871 | 421.9903
5798 | 75.0853 | 421.4306 | 75.0853 | 421.4306
5799 | 74.0544 | 420.117 | 74.0544 | 420.117
5800 | 73.6327 | 420.292 | 73.6327 | 420.292
5801 | 74.204 | 428.8513 | 74.204 | 428.8513
5802 | 75.1832 | 435.215 | 75.1832 | 435.215
5803 | 75.5369 | 440.3166 | 75.5369 | 440.3166
5804 | 78.7509 | 443.3259 | 78.7509 | 443.3259
5805 | 82.8117 | 447.7512 | 82.8117 | 447.7512
5806 | 85.1065 | 451.1644 | 85.1065 | 451.1644
5807 | 90.2553 | 445.3271 | 90.2553 | 445.3271
5808 | 89.9751 | 436.3651 | 89.9751 | 436.3651
5809 | 88.0295 | 428.4658 | 88.0295 | 428.4658
5810 | 87.9171 | 420.6861 | 87.9171 | 420.6861
5811 | 87.7293 | 414.8171 | 87.7293 | 414.8171
5812 | 88.9749 | 412.4333 | 88.9749 | 412.4333
5813 | 92.9905 | 413.7873 | 92.9905 | 413.7873
5814 | 97.068 | 416.5494 | 97.068 | 416.5494
5815 | 93.7747 | 418.8258 | 93.7747 | 418.8258
5816 | 91.0408 | 421.1028 | 91.0408 | 421.1028
5817 | 89.036 | 422.1856 | 89.036 | 422.1856
5818 | 86.8297 | 416.5395 | 86.8297 | 416.5395
5819 | 81.9397 | 411.7652 | 81.9397 | 411.7652
5820 | 78.6197 | 407.6356 | 78.6197 | 407.6356
5821 | 75.5537 | 403.7517 | 75.5537 | 403.7517
5822 | 73.7938 | 402.8035 | 73.7938 | 402.8035
5823 | 72.6407 | 403.0112 | 72.6407 | 403.0112
5824 | 71.8917 | 404.5456 | 71.8917 | 404.5456
5825 | 72.2252 | 411.438 | 72.2252 | 411.438
5826 | 73.039 | 412.5744 | 73.039 | 412.5744
5827 | 74.5451 | 410.2803 | 74.5451 | 410.2803
5828 | 79.062 | 406.0718 | 79.062 | 406.0718
5829 | 82.3801 | 402.1141 | 82.3801 | 402.1141
5830 | 85.094 | 397.3385 | 85.094 | 397.3385
5831 | 89.7165 | 385.7237 | 89.7165 | 385.7237
5832 | 89.4527 | 370.0618 | 89.4527 | 370.0618
5833 | 86.6791 | 361.5314 | 86.6791 | 361.5314
5834 | 86.9005 | 358.5419 | 86.9005 | 358.5419
5835 | 87.5182 | 359.292 | 87.5182 | 359.292
5836 | 89.6338 | 362.1516 | 89.6338 | 362.1516
5837 | 94.9878 | 366.2406 | 94.9878 | 366.2406
5838 | 97.6093 | 369.1645 | 97.6093 | 369.1645
5839 | 94.3937 | 373.1563 | 94.3937 | 373.1563
5840 | 91.512 | 382.1171 | 91.512 | 382.1171
5841 | 89.4415 | 401.9726 | 89.4415 | 401.9726
5842 | 86.2585 | 418.9023 | 86.2585 | 418.9023
5843 | 82.2299 | 433.4347 | 82.2299 | 433.4347
5844 | 78.2835 | 443.5303 | 78.2835 | 443.5303
5845 | 75.5351 | 447.3982 | 75.5351 | 447.3982
5846 | 73.9511 | 448.8938 | 73.9511 | 448.8938
5847 | 72.7116 | 451.8526 | 72.7116 | 451.8526
5848 | 72.3177 | 455.5556 | 72.3177 | 455.5556
5849 | 72.9448 | 465.9112 | 72.9448 | 465.9112
5850 | 73.6984 | 469.1353 | 73.6984 | 469.1353
5851 | 76.2754 | 467.8608 | 76.2754 | 467.8608
5852 | 81.3171 | 461.4189 | 81.3171 | 461.4189
5853 | 84.2218 | 454.6292 | 84.2218 | 454.6292
5854 | 86.25 | 446.6978 | 86.25 | 446.6978
5855 | 91.9382 | 436.3777 | 91.9382 | 436.3777
5856 | 90.7512 | 423.8553 | 90.7512 | 423.8553
5857 | 87.3671 | 411.9426 | 87.3671 | 411.9426
5858 | 86.9118 | 398.3854 | 86.9118 | 398.3854
5859 | 87.8534 | 386.8361 | 87.8534 | 386.8361
5860 | 89.6069 | 376.9108 | 89.6069 | 376.9108
5861 | 93.9431 | 367.4058 | 93.9431 | 367.4058
5862 | 98.6894 | 358.4187 | 98.6894 | 358.4187
5863 | 94.8633 | 353.4126 | 94.8633 | 353.4126
5864 | 91.639 | 353.0841 | 91.639 | 353.0841
5865 | 89.1956 | 358.0024 | 89.1956 | 358.0024
5866 | 86.6447 | 360.8525 | 86.6447 | 360.8525
5867 | 81.4856 | 363.215 | 81.4856 | 363.215
5868 | 77.7381 | 368.0996 | 77.7381 | 368.0996
5869 | 74.7415 | 375.4631 | 74.7415 | 375.4631
5870 | 73.0571 | 386.9115 | 73.0571 | 386.9115
5871 | 71.9119 | 405.3902 | 71.9119 | 405.3902
5872 | 71.3345 | 424.4673 | 71.3345 | 424.4673
5873 | 72.3567 | 446.2646 | 72.3567 | 446.2646
5874 | 73.6652 | 463.2608 | 73.6652 | 463.2608
5875 | 76.6588 | 470.2073 | 76.6588 | 470.2073
5876 | 82.9278 | 471.4526 | 82.9278 | 471.4526
5877 | 86.2644 | 473.0458 | 86.2644 | 473.0458
5878 | 88.5059 | 474.7759 | 88.5059 | 474.7759
5879 | 94.3077 | 462.3196 | 94.3077 | 462.3196
5880 | 93.2428 | 435.1028 | 93.2428 | 435.1028
5881 | 89.1807 | 413.0592 | 89.1807 | 413.0592
5882 | 89.456 | 395.084 | 89.456 | 395.084
5883 | 89.9308 | 383.4214 | 89.9308 | 383.4214
5884 | 91.7833 | 378.254 | 91.7833 | 378.254
5885 | 96.1424 | 374.3808 | 96.1424 | 374.3808
5886 | 99.9833 | 368.3068 | 99.9833 | 368.3068
5887 | 95.3445 | 364.4173 | 95.3445 | 364.4173
5888 | 92.6793 | 363.6195 | 92.6793 | 363.6195
5889 | 90.5199 | 363.618 | 90.5199 | 363.618
5890 | 86.7279 | 360.5289 | 86.7279 | 360.5289
5891 | 81.7018 | 355.4632 | 81.7018 | 355.4632
5892 | 77.2905 | 346.7375 | 77.2905 | 346.7375
5893 | 74.0337 | 336.4288 | 74.0337 | 336.4288
5894 | 72.4672 | 321.6601 | 72.4672 | 321.6601
5895 | 71.3401 | 301.9137 | 71.3401 | 301.9137
5896 | 71.1861 | 288.2033 | 71.1861 | 288.2033
5897 | 72.1583 | 289.4477 | 72.1583 | 289.4477
5898 | 73.26 | 297.187 | 73.26 | 297.187
5899 | 76.807 | 305.9623 | 76.807 | 305.9623
5900 | 82.5447 | 311.9007 | 82.5447 | 311.9007
5901 | 85.9171 | 332.4609 | 85.9171 | 332.4609
5902 | 88.9195 | 350.5038 | 88.9195 | 350.5038
5903 | 94.9976 | 355.3637 | 94.9976 | 355.3637
5904 | 93.4818 | 355.9175 | 93.4818 | 355.9175
5905 | 89.542 | 356.1908 | 89.542 | 356.1908
5906 | 89.6496 | 356.0335 | 89.6496 | 356.0335
5907 | 90.4478 | 356.0391 | 90.4478 | 356.0391
5908 | 92.2435 | 355.0471 | 92.2435 | 355.0471
5909 | 96.5677 | 353.2291 | 96.5677 | 353.2291
5910 | 101.121 | 349.5826 | 101.121 | 349.5826
5911 | 97.3759 | 347.2953 | 97.3759 | 347.2953
5912 | 93.8539 | 346.9991 | 93.8539 | 346.9991
5913 | 91.3892 | 350.1211 | 91.3892 | 350.1211
5914 | 87.1929 | 352.3077 | 87.1929 | 352.3077
5915 | 82.2224 | 356.1267 | 82.2224 | 356.1267
5916 | 77.5672 | 368.666 | 77.5672 | 368.666
5917 | 74.4008 | 388.1347 | 74.4008 | 388.1347
5918 | 72.5219 | 404.4057 | 72.5219 | 404.4057
5919 | 71.4444 | 415.1326 | 71.4444 | 415.1326
5920 | 71.0596 | 426.2313 | 71.0596 | 426.2313
5921 | 71.7174 | 445.86 | 71.7174 | 445.86
5922 | 72.7031 | 460.8818 | 72.7031 | 460.8818
5923 | 76.2159 | 468.055 | 76.2159 | 468.055
5924 | 82.1591 | 470.1094 | 82.1591 | 470.1094
5925 | 86.0144 | 472.7869 | 86.0144 | 472.7869
5926 | 88.6308 | 474.3552 | 88.6308 | 474.3552
5927 | 94.354 | 458.7269 | 94.354 | 458.7269
5928 | 92.7305 | 438.5013 | 92.7305 | 438.5013
5929 | 88.4276 | 424.2743 | 88.4276 | 424.2743
5930 | 88.6904 | 407.6746 | 88.6904 | 407.6746
5931 | 88.5455 | 391.157 | 88.5455 | 391.157
5932 | 89.7664 | 388.223 | 89.7664 | 388.223
5933 | 94.1269 | 389.4151 | 94.1269 | 389.4151
5934 | 98.6995 | 390.2353 | 98.6995 | 390.2353
5935 | 95.4013 | 389.7443 | 95.4013 | 389.7443
5936 | 92.0761 | 390.9532 | 92.0761 | 390.9532
5937 | 89.218 | 405.9213 | 89.218 | 405.9213
5938 | 85.8782 | 419.1127 | 85.8782 | 419.1127
5939 | 81.2186 | 424.2426 | 81.2186 | 424.2426
5940 | 76.7547 | 425.3402 | 76.7547 | 425.3402
5941 | 74.0658 | 430.3895 | 74.0658 | 430.3895
5942 | 72.7226 | 434.5877 | 72.7226 | 434.5877
5943 | 71.4861 | 436.7374 | 71.4861 | 436.7374
5944 | 70.9393 | 442.5765 | 70.9393 | 442.5765
5945 | 71.684 | 456.1041 | 71.684 | 456.1041
5946 | 72.1896 | 464.2803 | 72.1896 | 464.2803
5947 | 74.2916 | 464.0091 | 74.2916 | 464.0091
5948 | 79.3957 | 457.017 | 79.3957 | 457.017
5949 | 82.9067 | 448.9974 | 82.9067 | 448.9974
5950 | 85.9577 | 447.6364 | 85.9577 | 447.6364
5951 | 90.3128 | 448.4019 | 90.3128 | 448.4019
5952 | 89.3036 | 450.8168 | 89.3036 | 450.8168
5953 | 86.7297 | 454.5372 | 86.7297 | 454.5372
5954 | 86.4938 | 457.1634 | 86.4938 | 457.1634
5955 | 87.72 | 460.5352 | 87.72 | 460.5352
5956 | 88.9046 | 463.767 | 88.9046 | 463.767
5957 | 93.2022 | 468.8917 | 93.2022 | 468.8917
5958 | 97.3859 | 469.7604 | 97.3859 | 469.7604
5959 | 93.4697 | 468.9781 | 93.4697 | 468.9781
5960 | 90.4907 | 468.0993 | 90.4907 | 468.0993
5961 | 88.0988 | 470.493 | 88.0988 | 470.493
5962 | 84.8926 | 469.1193 | 84.8926 | 469.1193
5963 | 81.124 | 465.5263 | 81.124 | 465.5263
5964 | 76.7672 | 459.9564 | 76.7672 | 459.9564
5965 | 74.0182 | 457.3996 | 74.0182 | 457.3996
5966 | 73.1413 | 456.3867 | 73.1413 | 456.3867
5967 | 71.2755 | 456.6753 | 71.2755 | 456.6753
5968 | 70.5496 | 459.3749 | 70.5496 | 459.3749
5969 | 70.7522 | 469.6658 | 70.7522 | 469.6658
5970 | 70.876 | 473.78 | 70.876 | 473.78
5971 | 72.4256 | 473.6544 | 72.4256 | 473.6544
5972 | 75.8706 | 472.2294 | 75.8706 | 472.2294
5973 | 79.6999 | 470.327 | 79.6999 | 470.327
5974 | 83.0751 | 468.7719 | 83.0751 | 468.7719
5975 | 87.5231 | 463.9056 | 87.5231 | 463.9056
5976 | 87.4019 | 458.2612 | 87.4019 | 458.2612
5977 | 85.6223 | 452.7409 | 85.6223 | 452.7409
5978 | 85.3837 | 452.6806 | 85.3837 | 452.6806
5979 | 85.7753 | 454.4178 | 85.7753 | 454.4178
5980 | 87.3067 | 455.7077 | 87.3067 | 455.7077
5981 | 89.8239 | 454.181 | 89.8239 | 454.181
5982 | 93.145 | 447.929 | 93.145 | 447.929
5983 | 91.9452 | 444.525 | 91.9452 | 444.525
5984 | 89.9101 | 443.4197 | 89.9101 | 443.4197
5985 | 87.8404 | 442.6576 | 87.8404 | 442.6576
5986 | 84.523 | 440.9117 | 84.523 | 440.9117
5987 | 80.8523 | 438.7105 | 80.8523 | 438.7105
5988 | 76.9926 | 432.6551 | 76.9926 | 432.6551
5989 | 73.7386 | 420.8251 | 73.7386 | 420.8251
5990 | 72.5336 | 407.1892 | 72.5336 | 407.1892
5991 | 71.1942 | 396.3599 | 71.1942 | 396.3599
5992 | 70.698 | 392.5051 | 70.698 | 392.5051
5993 | 70.7185 | 400.5142 | 70.7185 | 400.5142
5994 | 71.3794 | 405.3405 | 71.3794 | 405.3405
5995 | 72.9142 | 401.072 | 72.9142 | 401.072
5996 | 76.4738 | 388.3672 | 76.4738 | 388.3672
5997 | 79.8126 | 375.6219 | 79.8126 | 375.6219
5998 | 83.2511 | 363.0945 | 83.2511 | 363.0945
5999 | 87.4359 | 353.1142 | 87.4359 | 353.1142
6000 | 86.7949 | 346.3531 | 86.7949 | 346.3531
6001 | 85.3787 | 341.7553 | 85.3787 | 341.7553
6002 | 85.5257 | 339.0733 | 85.5257 | 339.0733
6003 | 86.0973 | 338.0432 | 86.0973 | 338.0432
6004 | 87.3916 | 341.4369 | 87.3916 | 341.4369
6005 | 89.3809 | 350.4456 | 89.3809 | 350.4456
6006 | 91.0699 | 360.9757 | 91.0699 | 360.9757
6007 | 91.7029 | 370.6317 | 91.7029 | 370.6317
6008 | 89.4492 | 377.7637 | 89.4492 | 377.7637
6009 | 87.4389 | 388.6537 | 87.4389 | 388.6537
6010 | 84.378 | 398.6893 | 84.378 | 398.6893
6011 | 79.8629 | 411.8946 | 79.8629 | 411.8946
6012 | 76.7821 | 431.4899 | 76.7821 | 431.4899
6013 | 73.7016 | 449.0813 | 73.7016 | 449.0813
6014 | 72.1587 | 459.8338 | 72.1587 | 459.8338
6015 | 70.6724 | 464.3138 | 70.6724 | 464.3138
6016 | 70.5651 | 470.7032 | 70.5651 | 470.7032
6017 | 70.5461 | 484.9752 | 70.5461 | 484.9752
6018 | 72.4554 | 494.7212 | 72.4554 | 494.7212
6019 | 74.7714 | 501.3603 | 74.7714 | 501.3603
6020 | 79.2038 | 504.0297 | 79.2038 | 504.0297
6021 | 81.6055 | 506.0923 | 81.6055 | 506.0923
6022 | 84.4105 | 501.1063 | 84.4105 | 501.1063
6023 | 89.0702 | 476.2373 | 89.0702 | 476.2373
6024 | 89.4072 | 435.4588 | 89.4072 | 435.4588
6025 | 86.4406 | 398.7855 | 86.4406 | 398.7855
6026 | 86.0316 | 367.7502 | 86.0316 | 367.7502
6027 | 86.7875 | 344.3709 | 86.7875 | 344.3709
6028 | 88.2599 | 329.4288 | 88.2599 | 329.4288
6029 | 90.7247 | 321.8981 | 90.7247 | 321.8981
6030 | 92.9029 | 316.6494 | 92.9029 | 316.6494
6031 | 93.7329 | 313.9414 | 93.7329 | 313.9414
6032 | 91.1451 | 314.5677 | 91.1451 | 314.5677
6033 | 88.8357 | 330.9761 | 88.8357 | 330.9761
6034 | 84.6431 | 338.8917 | 84.6431 | 338.8917
6035 | 79.8438 | 344.1025 | 79.8438 | 344.1025
6036 | 75.8912 | 355.0881 | 75.8912 | 355.0881
6037 | 72.7769 | 369.5724 | 72.7769 | 369.5724
6038 | 71.0601 | 373.4469 | 71.0601 | 373.4469
6039 | 70.5873 | 371.2918 | 70.5873 | 371.2918
6040 | 70.156 | 372.7776 | 70.156 | 372.7776
6041 | 71.1783 | 378.9094 | 71.1783 | 378.9094
6042 | 73.4427 | 382.3763 | 73.4427 | 382.3763
6043 | 76.6562 | 384.4031 | 76.6562 | 384.4031
6044 | 82.7172 | 375.5337 | 82.7172 | 375.5337
6045 | 86.3523 | 363.6786 | 86.3523 | 363.6786
6046 | 89.6724 | 351.2482 | 89.6724 | 351.2482
6047 | 94.0667 | 338.4521 | 94.0667 | 338.4521
6048 | 93.3445 | 328.4543 | 93.3445 | 328.4543
6049 | 89.6246 | 319.0662 | 89.6246 | 319.0662
6050 | 88.7912 | 310.6391 | 88.7912 | 310.6391
6051 | 89.5302 | 304.5274 | 89.5302 | 304.5274
6052 | 90.6158 | 301.8847 | 90.6158 | 301.8847
6053 | 92.8778 | 301.2157 | 92.8778 | 301.2157
6054 | 94.4668 | 296.2584 | 94.4668 | 296.2584
6055 | 95.1442 | 293.6798 | 95.1442 | 293.6798
6056 | 93.446 | 290.8266 | 93.446 | 290.8266
6057 | 90.9465 | 286.0025 | 90.9465 | 286.0025
6058 | 86.0217 | 278.6248 | 86.0217 | 278.6248
6059 | 81.3506 | 275.1128 | 81.3506 | 275.1128
6060 | 76.9616 | 277.1652 | 76.9616 | 277.1652
6061 | 73.7977 | 282.522 | 73.7977 | 282.522
6062 | 71.9872 | 286.7364 | 71.9872 | 286.7364
6063 | 71.1707 | 290.116 | 71.1707 | 290.116
6064 | 70.8241 | 296.9261 | 70.8241 | 296.9261
6065 | 71.5052 | 312.8003 | 71.5052 | 312.8003
6066 | 74.0665 | 323.3393 | 74.0665 | 323.3393
6067 | 77.4795 | 327.0007 | 77.4795 | 327.0007
6068 | 83.4874 | 328.0517 | 83.4874 | 328.0517
6069 | 87.4472 | 329.6611 | 87.4472 | 329.6611
6070 | 89.7231 | 329.6434 | 89.7231 | 329.6434
6071 | 94.2257 | 325.4083 | 94.2257 | 325.4083
6072 | 93.2064 | 320.4112 | 93.2064 | 320.4112
6073 | 88.3966 | 315.9752 | 88.3966 | 315.9752
6074 | 87.9528 | 313.2608 | 87.9528 | 313.2608
6075 | 89.028 | 313.137 | 89.028 | 313.137
6076 | 89.3302 | 315.058 | 89.3302 | 315.058
6077 | 91.4013 | 317.1402 | 91.4013 | 317.1402
6078 | 93.6524 | 316.5523 | 93.6524 | 316.5523
6079 | 94.2466 | 315.6892 | 94.2466 | 315.6892
6080 | 92.6913 | 314.6971 | 92.6913 | 314.6971
6081 | 90.3135 | 317.6896 | 90.3135 | 317.6896
6082 | 86.0392 | 323.0805 | 86.0392 | 323.0805
6083 | 80.4662 | 324.472 | 80.4662 | 324.472
6084 | 76.349 | 324.4368 | 76.349 | 324.4368
6085 | 73.4307 | 326.298 | 73.4307 | 326.298
6086 | 72.2752 | 328.4895 | 72.2752 | 328.4895
6087 | 70.7488 | 332.1119 | 70.7488 | 332.1119
6088 | 70.669 | 343.0164 | 70.669 | 343.0164
6089 | 71.5911 | 364.9755 | 71.5911 | 364.9755
6090 | 73.3618 | 381.3405 | 73.3618 | 381.3405
6091 | 77.1436 | 391.0868 | 77.1436 | 391.0868
6092 | 83.0564 | 394.4197 | 83.0564 | 394.4197
6093 | 86.4315 | 397.6799 | 86.4315 | 397.6799
6094 | 89.8765 | 396.853 | 89.8765 | 396.853
6095 | 93.3768 | 381.1114 | 93.3768 | 381.1114
6096 | 92.7872 | 354.6552 | 92.7872 | 354.6552
6097 | 88.5291 | 332.9677 | 88.5291 | 332.9677
6098 | 87.652 | 316.6108 | 87.652 | 316.6108
6099 | 88.4409 | 312.4734 | 88.4409 | 312.4734
6100 | 89.1399 | 312.0478 | 89.1399 | 312.0478
6101 | 91.1987 | 312.269 | 91.1987 | 312.269
6102 | 92.4819 | 310.4836 | 92.4819 | 310.4836
6103 | 93.5187 | 308.876 | 93.5187 | 308.876
6104 | 91.3357 | 308.3047 | 91.3357 | 308.3047
6105 | 88.7404 | 321.5089 | 88.7404 | 321.5089
6106 | 85.0009 | 344.2484 | 85.0009 | 344.2484
6107 | 80.7939 | 360.8685 | 80.7939 | 360.8685
6108 | 76.7815 | 376.5473 | 76.7815 | 376.5473
6109 | 73.7574 | 390.2709 | 73.7574 | 390.2709
6110 | 72.0057 | 399.5345 | 72.0057 | 399.5345
6111 | 70.8968 | 407.1542 | 70.8968 | 407.1542
6112 | 70.8761 | 417.9778 | 70.8761 | 417.9778
6113 | 71.3478 | 434.3374 | 71.3478 | 434.3374
6114 | 73.186 | 443.3876 | 73.186 | 443.3876
6115 | 75.2797 | 446.3692 | 75.2797 | 446.3692
6116 | 80.3812 | 445.3812 | 80.3812 | 445.3812
6117 | 84.8625 | 443.6407 | 84.8625 | 443.6407
6118 | 87.7629 | 436.5994 | 87.7629 | 436.5994
6119 | 91.638 | 416.6016 | 91.638 | 416.6016
6120 | 90.6212 | 392.2006 | 90.6212 | 392.2006
6121 | 87.9763 | 366.2407 | 87.9763 | 366.2407
6122 | 87.0359 | 339.6559 | 87.0359 | 339.6559
6123 | 86.5646 | 328.9319 | 86.5646 | 328.9319
6124 | 87.8112 | 324.0074 | 87.8112 | 324.0074
6125 | 88.3107 | 321.7039 | 88.3107 | 321.7039
6126 | 89.9105 | 318.1221 | 89.9105 | 318.1221
6127 | 91.4985 | 315.1228 | 91.4985 | 315.1228
6128 | 90.8171 | 312.2211 | 90.8171 | 312.2211
6129 | 87.685 | 319.3241 | 87.685 | 319.3241
6130 | 83.6486 | 330.6058 | 83.6486 | 330.6058
6131 | 79.655 | 337.2245 | 79.655 | 337.2245
6132 | 75.7425 | 340.9277 | 75.7425 | 340.9277
6133 | 73.0666 | 344.6985 | 73.0666 | 344.6985
6134 | 71.5631 | 348.0066 | 71.5631 | 348.0066
6135 | 70.7019 | 352.7133 | 70.7019 | 352.7133
6136 | 70.7095 | 360.4782 | 70.7095 | 360.4782
6137 | 70.7543 | 374.637 | 70.7543 | 374.637
6138 | 71.9497 | 380.8065 | 71.9497 | 380.8065
6139 | 73.2502 | 381.2635 | 73.2502 | 381.2635
6140 | 76.9844 | 381.0846 | 76.9844 | 381.0846
6141 | 80.2471 | 382.3866 | 80.2471 | 382.3866
6142 | 83.1114 | 376.7371 | 83.1114 | 376.7371
6143 | 86.972 | 357.597 | 86.972 | 357.597
6144 | 85.1478 | 336.5946 | 85.1478 | 336.5946
6145 | 82.8474 | 323.112 | 82.8474 | 323.112
6146 | 82.2944 | 314.1509 | 82.2944 | 314.1509
6147 | 82.3386 | 308.4276 | 82.3386 | 308.4276
6148 | 83.0579 | 305.3317 | 83.0579 | 305.3317
6149 | 85.9806 | 304.2259 | 85.9806 | 304.2259
6150 | 86.8202 | 302.7641 | 86.8202 | 302.7641
6151 | 88.8283 | 302.4997 | 88.8283 | 302.4997
6152 | 88.4412 | 302.3007 | 88.4412 | 302.3007
6153 | 85.6921 | 304.6134 | 85.6921 | 304.6134
6154 | 82.3528 | 308.4184 | 82.3528 | 308.4184
6155 | 78.2619 | 308.7256 | 78.2619 | 308.7256
6156 | 74.591 | 307.1692 | 74.591 | 307.1692
6157 | 71.9422 | 305.729 | 71.9422 | 305.729
6158 | 70.2361 | 303.0492 | 70.2361 | 303.0492
6159 | 69.1692 | 295.1652 | 69.1692 | 295.1652
6160 | 69.0832 | 291.796 | 69.0832 | 291.796
6161 | 69.4263 | 297.944 | 69.4263 | 297.944
6162 | 70.2461 | 298.9671 | 70.2461 | 298.9671
6163 | 72.3012 | 297.3042 | 72.3012 | 297.3042
6164 | 75.8953 | 293.8239 | 75.8953 | 293.8239
6165 | 78.6673 | 290.3355 | 78.6673 | 290.3355
6166 | 82.0521 | 287.3401 | 82.0521 | 287.3401
6167 | 85.9998 | 274.3821 | 85.9998 | 274.3821
6168 | 85.7818 | 271.8772 | 85.7818 | 271.8772
6169 | 83.9213 | 264.7548 | 83.9213 | 264.7548
6170 | 83.6052 | 259.5482 | 83.6052 | 259.5482
6171 | 84.438 | 258.5181 | 84.438 | 258.5181
6172 | 85.2896 | 259.5813 | 85.2896 | 259.5813
6173 | 87.0957 | 254.9475 | 87.0957 | 254.9475
6174 | 88.3188 | 253.599 | 88.3188 | 253.599
6175 | 89.5328 | 251.9105 | 89.5328 | 251.9105
6176 | 88.941 | 257.9744 | 88.941 | 257.9744
6177 | 86.6826 | 260.0768 | 86.6826 | 260.0768
6178 | 82.6752 | 265.8723 | 82.6752 | 265.8723
6179 | 78.5267 | 268.7203 | 78.5267 | 268.7203
6180 | 74.6852 | 272.4073 | 74.6852 | 272.4073
6181 | 71.8115 | 278.1039 | 71.8115 | 278.1039
6182 | 70.2118 | 280.9104 | 70.2118 | 280.9104
6183 | 69.3733 | 282.2347 | 69.3733 | 282.2347
6184 | 69.3378 | 291.0678 | 69.3378 | 291.0678
6185 | 69.8054 | 306.4564 | 69.8054 | 306.4564
6186 | 71.5586 | 314.9078 | 71.5586 | 314.9078
6187 | 74.1562 | 321.1585 | 74.1562 | 321.1585
6188 | 79.625 | 330.2688 | 79.625 | 330.2688
6189 | 83.0739 | 346.2977 | 83.0739 | 346.2977
6190 | 86.3899 | 358.5146 | 86.3899 | 358.5146
6191 | 90.906 | 360.2996 | 90.906 | 360.2996
6192 | 89.4913 | 360.0605 | 89.4913 | 360.0605
6193 | 86.2599 | 360.6413 | 86.2599 | 360.6413
6194 | 85.6222 | 362.7334 | 85.6222 | 362.7334
6195 | 86.3206 | 365.7168 | 86.3206 | 365.7168
6196 | 87.0682 | 367.3303 | 87.0682 | 367.3303
6197 | 88.8888 | 369.7038 | 88.8888 | 369.7038
6198 | 90.5894 | 370.3783 | 90.5894 | 370.3783
6199 | 91.3815 | 372.1368 | 91.3815 | 372.1368
6200 | 90.7248 | 374.7051 | 90.7248 | 374.7051
6201 | 88.5979 | 378.8142 | 88.5979 | 378.8142
6202 | 83.954 | 379.9813 | 83.954 | 379.9813
6203 | 79.1 | 380.6122 | 79.1 | 380.6122
6204 | 75.1079 | 384.3639 | 75.1079 | 384.3639
6205 | 71.9095 | 388.6202 | 71.9095 | 388.6202
6206 | 70.589 | 390.8926 | 70.589 | 390.8926
6207 | 69.5486 | 388.9317 | 69.5486 | 388.9317
6208 | 69.6073 | 389.3818 | 69.6073 | 389.3818
6209 | 70.4111 | 399.3328 | 70.4111 | 399.3328
6210 | 72.8119 | 404.5637 | 72.8119 | 404.5637
6211 | 76.4765 | 407.0113 | 76.4765 | 407.0113
6212 | 82.9254 | 406.6544 | 82.9254 | 406.6544
6213 | 86.1278 | 406.3056 | 86.1278 | 406.3056
6214 | 88.8318 | 402.1935 | 88.8318 | 402.1935
6215 | 93.3215 | 387.0507 | 93.3215 | 387.0507
6216 | 91.2916 | 372.376 | 91.2916 | 372.376
6217 | 87.3191 | 365.8199 | 87.3191 | 365.8199
6218 | 86.8209 | 361.5196 | 86.8209 | 361.5196
6219 | 86.8967 | 359.0816 | 86.8967 | 359.0816
6220 | 87.4921 | 361.132 | 87.4921 | 361.132
6221 | 89.6169 | 364.3471 | 89.6169 | 364.3471
6222 | 91.4091 | 365.5394 | 91.4091 | 365.5394
6223 | 91.5489 | 367.0067 | 91.5489 | 367.0067
6224 | 90.707 | 368.1184 | 90.707 | 368.1184
6225 | 88.3776 | 372.9073 | 88.3776 | 372.9073
6226 | 84.0185 | 376.5019 | 84.0185 | 376.5019
6227 | 78.46 | 376.453 | 78.46 | 376.453
6228 | 74.2639 | 378.7806 | 74.2639 | 378.7806
6229 | 71.6774 | 382.5514 | 71.6774 | 382.5514
6230 | 69.98 | 385.6815 | 69.98 | 385.6815
6231 | 69.1795 | 389.1744 | 69.1795 | 389.1744
6232 | 69.0694 | 395.3211 | 69.0694 | 395.3211
6233 | 69.9287 | 407.9585 | 69.9287 | 407.9585
6234 | 72.0712 | 415.6169 | 72.0712 | 415.6169
6235 | 75.6945 | 421.3497 | 75.6945 | 421.3497
6236 | 81.8344 | 424.2943 | 81.8344 | 424.2943
6237 | 84.9251 | 424.9489 | 84.9251 | 424.9489
6238 | 87.0615 | 421.3061 | 87.0615 | 421.3061
6239 | 91.783 | 408.0406 | 91.783 | 408.0406
6240 | 89.6003 | 393.1231 | 89.6003 | 393.1231
6241 | 86.1315 | 384.9649 | 86.1315 | 384.9649
6242 | 85.2437 | 378.6093 | 85.2437 | 378.6093
6243 | 85.9628 | 374.0674 | 85.9628 | 374.0674
6244 | 86.1777 | 371.7159 | 86.1777 | 371.7159
6245 | 88.0064 | 371.1603 | 88.0064 | 371.1603
6246 | 89.5094 | 369.1483 | 89.5094 | 369.1483
6247 | 90.0336 | 367.7026 | 90.0336 | 367.7026
6248 | 89.9598 | 367.1798 | 89.9598 | 367.1798
6249 | 87.3494 | 371.2889 | 87.3494 | 371.2889
6250 | 83.5607 | 374.8512 | 83.5607 | 374.8512
6251 | 78.584 | 374.592 | 78.584 | 374.592
6252 | 73.9589 | 375.4792 | 73.9589 | 375.4792
6253 | 70.6693 | 377.5184 | 70.6693 | 377.5184
6254 | 69.0297 | 379.014 | 69.0297 | 379.014
6255 | 68.3485 | 380.5811 | 68.3485 | 380.5811
6256 | 68.6143 | 385.9671 | 68.6143 | 385.9671
6257 | 69.2853 | 397.9896 | 69.2853 | 397.9896
6258 | 71.0992 | 406.6351 | 71.0992 | 406.6351
6259 | 74.4549 | 416.2682 | 74.4549 | 416.2682
6260 | 80.8217 | 424.5532 | 80.8217 | 424.5532
6261 | 83.7471 | 432.2637 | 83.7471 | 432.2637
6262 | 86.8049 | 431.9871 | 86.8049 | 431.9871
6263 | 91.6582 | 416.6825 | 91.6582 | 416.6825
6264 | 90.0258 | 394.9033 | 90.0258 | 394.9033
6265 | 86.5386 | 384.0262 | 86.5386 | 384.0262
6266 | 86.3085 | 379.4508 | 86.3085 | 379.4508
6267 | 86.1953 | 378.2427 | 86.1953 | 378.2427
6268 | 86.717 | 371.8778 | 86.717 | 371.8778
6269 | 88.2096 | 367.341 | 88.2096 | 367.341
6270 | 88.9493 | 365.7984 | 88.9493 | 365.7984
6271 | 88.8529 | 366.246 | 88.8529 | 366.246
6272 | 88.4424 | 366.7105 | 88.4424 | 366.7105
6273 | 85.7679 | 372.8102 | 85.7679 | 372.8102
6274 | 82.2894 | 381.276 | 82.2894 | 381.276
6275 | 77.824 | 385.9527 | 77.824 | 385.9527
6276 | 73.0995 | 387.0827 | 73.0995 | 387.0827
6277 | 70.4633 | 384.5582 | 70.4633 | 384.5582
6278 | 68.6223 | 380.0173 | 68.6223 | 380.0173
6279 | 67.7069 | 374.0106 | 67.7069 | 374.0106
6280 | 67.3587 | 365.2038 | 67.3587 | 365.2038
6281 | 67.9315 | 364.0045 | 67.9315 | 364.0045
6282 | 69.6677 | 363.9434 | 69.6677 | 363.9434
6283 | 72.2811 | 365.4524 | 72.2811 | 365.4524
6284 | 77.6089 | 366.7462 | 77.6089 | 366.7462
6285 | 81.7481 | 368.2261 | 81.7481 | 368.2261
6286 | 84.9628 | 365.5543 | 84.9628 | 365.5543
6287 | 89.4761 | 351.334 | 89.4761 | 351.334
6288 | 88.5219 | 328.9884 | 88.5219 | 328.9884
6289 | 84.8602 | 314.7938 | 84.8602 | 314.7938
6290 | 84.152 | 309.2635 | 84.152 | 309.2635
6291 | 84.4595 | 306.8255 | 84.4595 | 306.8255
6292 | 85.1328 | 306.8206 | 85.1328 | 306.8206
6293 | 86.6765 | 308.4497 | 86.6765 | 308.4497
6294 | 87.3149 | 309.286 | 87.3149 | 309.286
6295 | 87.6683 | 310.5105 | 87.6683 | 310.5105
6296 | 87.3968 | 312.6418 | 87.3968 | 312.6418
6297 | 85.0937 | 321.2499 | 85.0937 | 321.2499
6298 | 81.5487 | 334.3118 | 81.5487 | 334.3118
6299 | 77.6788 | 335.2016 | 77.6788 | 335.2016
6300 | 73.3779 | 332.2372 | 73.3779 | 332.2372
6301 | 70.2377 | 330.5704 | 70.2377 | 330.5704
6302 | 68.773 | 329.1854 | 68.773 | 329.1854
6303 | 67.8305 | 327.8233 | 67.8305 | 327.8233
6304 | 67.4452 | 329.034 | 67.4452 | 329.034
6305 | 67.9168 | 337.6418 | 67.9168 | 337.6418
6306 | 68.6092 | 341.4485 | 68.6092 | 341.4485
6307 | 69.8918 | 341.9865 | 69.8918 | 341.9865
6308 | 74.1908 | 341.5972 | 74.1908 | 341.5972
6309 | 78.3848 | 340.86 | 78.3848 | 340.86
6310 | 82.2322 | 333.4789 | 82.2322 | 333.4789
6311 | 86.4264 | 317.6564 | 86.4264 | 317.6564
6312 | 86.0121 | 300.975 | 86.0121 | 300.975
6313 | 83.7446 | 289.7095 | 83.7446 | 289.7095
6314 | 82.391 | 283.9527 | 82.391 | 283.9527
6315 | 82.4447 | 285.3501 | 82.4447 | 285.3501
6316 | 83.0542 | 288.679 | 83.0542 | 288.679
6317 | 85.06 | 291.2144 | 85.06 | 291.2144
6318 | 85.254 | 291.2254 | 85.254 | 291.2254
6319 | 86.1313 | 292.4013 | 86.1313 | 292.4013
6320 | 87.2345 | 294.3546 | 87.2345 | 294.3546
6321 | 84.6825 | 300.5676 | 84.6825 | 300.5676
6322 | 81.1343 | 305.6672 | 81.1343 | 305.6672
6323 | 77.1694 | 304.0001 | 77.1694 | 304.0001
6324 | 73.1847 | 291.2771 | 73.1847 | 291.2771
6325 | 70.5013 | 277.6994 | 70.5013 | 277.6994
6326 | 69.2654 | 274.2752 | 69.2654 | 274.2752
6327 | 68.0638 | 274.6123 | 68.0638 | 274.6123
6328 | 67.7716 | 272.9262 | 67.7716 | 272.9262
6329 | 68.017 | 283.6217 | 68.017 | 283.6217
6330 | 69.2384 | 289.4351 | 69.2384 | 289.4351
6331 | 70.9234 | 291.203 | 70.9234 | 291.203
6332 | 75.45 | 290.2959 | 75.45 | 290.2959
6333 | 79.4083 | 289.6558 | 79.4083 | 289.6558
6334 | 82.0277 | 289.9942 | 82.0277 | 289.9942
6335 | 86.3471 | 290.7273 | 86.3471 | 290.7273
6336 | 85.9025 | 290.3263 | 85.9025 | 290.3263
6337 | 82.8618 | 290.017 | 82.8618 | 290.017
6338 | 82.2587 | 290.1671 | 82.2587 | 290.1671
6339 | 82.7432 | 291.1599 | 82.7432 | 291.1599
6340 | 82.9908 | 293.5179 | 82.9908 | 293.5179
6341 | 84.7196 | 295.5678 | 84.7196 | 295.5678
6342 | 85.7728 | 296.1613 | 85.7728 | 296.1613
6343 | 86.5753 | 297.6285 | 86.5753 | 297.6285
6344 | 87.5749 | 298.2872 | 87.5749 | 298.2872
6345 | 85.1174 | 297.9459 | 85.1174 | 297.9459
6346 | 80.729 | 297.9316 | 80.729 | 297.9316
6347 | 76.8187 | 294.9374 | 76.8187 | 294.9374
6348 | 72.5973 | 291.4227 | 72.5973 | 291.4227
6349 | 70.0291 | 292.8794 | 70.0291 | 292.8794
6350 | 68.3505 | 293.2583 | 68.3505 | 293.2583
6351 | 67.6767 | 295.3432 | 67.6767 | 295.3432
6352 | 67.2833 | 303.7232 | 67.2833 | 303.7232
6353 | 67.4803 | 317.9952 | 67.4803 | 317.9952
6354 | 68.9028 | 325.2004 | 68.9028 | 325.2004
6355 | 71.3663 | 328.6999 | 71.3663 | 328.6999
6356 | 76.9048 | 329.0065 | 76.9048 | 329.0065
6357 | 80.2235 | 326.7805 | 80.2235 | 326.7805
6358 | 83.1115 | 319.3994 | 83.1115 | 319.3994
6359 | 88.1401 | 308.8689 | 88.1401 | 308.8689
6360 | 87.2832 | 301.1206 | 87.2832 | 301.1206
6361 | 83.2405 | 297.2995 | 83.2405 | 297.2995
6362 | 83.1784 | 295.2002 | 83.1784 | 295.2002
6363 | 83.9178 | 294.3643 | 83.9178 | 294.3643
6364 | 84.0886 | 295.3142 | 84.0886 | 295.3142
6365 | 86.1896 | 296.7168 | 86.1896 | 296.7168
6366 | 86.7085 | 295.7082 | 86.7085 | 295.7082
6367 | 86.5941 | 295.9293 | 86.5941 | 295.9293
6368 | 86.6296 | 298.2548 | 86.6296 | 298.2548
6369 | 85.2629 | 302.8332 | 85.2629 | 302.8332
6370 | 81.3476 | 308.1756 | 81.3476 | 308.1756
6371 | 77.0625 | 311.9461 | 77.0625 | 311.9461
6372 | 72.6969 | 319.9702 | 72.6969 | 319.9702
6373 | 69.6157 | 327.6898 | 69.6157 | 327.6898
6374 | 68.1458 | 335.2865 | 68.1458 | 335.2865
6375 | 67.5983 | 346.952 | 67.5983 | 346.952
6376 | 67.4097 | 364.1357 | 67.4097 | 364.1357
6377 | 68.0471 | 382.5668 | 68.0471 | 382.5668
6378 | 69.9733 | 388.8011 | 69.9733 | 388.8011
6379 | 73.7185 | 386.782 | 73.7185 | 386.782
6380 | 79.2797 | 380.9228 | 79.2797 | 380.9228
6381 | 82.9356 | 377.7258 | 82.9356 | 377.7258
6382 | 86.4809 | 369.8753 | 86.4809 | 369.8753
6383 | 90.4123 | 359.6523 | 90.4123 | 359.6523
6384 | 89.7085 | 350.8198 | 89.7085 | 350.8198
6385 | 85.4645 | 347.9373 | 85.4645 | 347.9373
6386 | 85.0854 | 346.9708 | 85.0854 | 346.9708
6387 | 85.1192 | 344.5974 | 85.1192 | 344.5974
6388 | 86.0894 | 342.4726 | 86.0894 | 342.4726
6389 | 87.9955 | 339.4571 | 87.9955 | 339.4571
6390 | 88.126 | 334.4673 | 88.126 | 334.4673
6391 | 88.2222 | 330.6103 | 88.2222 | 330.6103
6392 | 89.3152 | 330.0066 | 89.3152 | 330.0066
6393 | 86.6001 | 337.0611 | 86.6001 | 337.0611
6394 | 81.6475 | 348.6826 | 81.6475 | 348.6826
6395 | 76.6467 | 363.4254 | 76.6467 | 363.4254
6396 | 72.4822 | 385.2216 | 72.4822 | 385.2216
6397 | 69.7082 | 405.8393 | 69.7082 | 405.8393
6398 | 68.2677 | 418.2587 | 68.2677 | 418.2587
6399 | 67.3003 | 424.5189 | 67.3003 | 424.5189
6400 | 67.4732 | 431.3776 | 67.4732 | 431.3776
6401 | 67.9013 | 443.0279 | 67.9013 | 443.0279
6402 | 69.6825 | 446.9803 | 69.6825 | 446.9803
6403 | 73.2066 | 446.3854 | 73.2066 | 446.3854
6404 | 79.01 | 444.2322 | 79.01 | 444.2322
6405 | 82.8083 | 441.0837 | 82.8083 | 441.0837
6406 | 85.9771 | 428.3458 | 85.9771 | 428.3458
6407 | 90.2332 | 411.3582 | 90.2332 | 411.3582
6408 | 89.1005 | 388.7374 | 89.1005 | 388.7374
6409 | 85.0166 | 377.4072 | 85.0166 | 377.4072
6410 | 84.626 | 369.1582 | 84.626 | 369.1582
6411 | 85.2418 | 364.2926 | 85.2418 | 364.2926
6412 | 86.1061 | 361.1806 | 86.1061 | 361.1806
6413 | 87.6221 | 359.4274 | 87.6221 | 359.4274
6414 | 87.5895 | 355.6352 | 87.5895 | 355.6352
6415 | 87.1716 | 352.7977 | 87.1716 | 352.7977
6416 | 87.6645 | 353.5049 | 87.6645 | 353.5049
6417 | 86.4924 | 361.9673 | 86.4924 | 361.9673
6418 | 82.0179 | 378.1364 | 82.0179 | 378.1364
6419 | 76.8386 | 393.0572 | 76.8386 | 393.0572
6420 | 72.6018 | 407.2633 | 72.6018 | 407.2633
6421 | 69.5407 | 419.9836 | 69.5407 | 419.9836
6422 | 68.1242 | 430.7684 | 68.1242 | 430.7684
6423 | 67.4983 | 439.5695 | 67.4983 | 439.5695
6424 | 67.2834 | 449.0499 | 67.2834 | 449.0499
6425 | 67.9697 | 461.5417 | 67.9697 | 461.5417
6426 | 69.4673 | 464.9762 | 69.4673 | 464.9762
6427 | 73.2899 | 465.2714 | 73.2899 | 465.2714
6428 | 79.6704 | 465.1249 | 79.6704 | 465.1249
6429 | 83.5045 | 466.6858 | 83.5045 | 466.6858
6430 | 86.3553 | 462.0882 | 86.3553 | 462.0882
6431 | 90.3819 | 447.8517 | 90.3819 | 447.8517
6432 | 89.0428 | 431.9794 | 89.0428 | 431.9794
6433 | 84.8466 | 417.9628 | 84.8466 | 417.9628
6434 | 83.4525 | 400.9747 | 83.4525 | 400.9747
6435 | 84.4109 | 387.1921 | 84.4109 | 387.1921
6436 | 84.9432 | 378.7395 | 84.9432 | 378.7395
6437 | 86.9578 | 372.9405 | 86.9578 | 372.9405
6438 | 86.2603 | 368.3068 | 86.2603 | 368.3068
6439 | 85.755 | 366.7639 | 85.755 | 366.7639
6440 | 86.6147 | 368.9276 | 86.6147 | 368.9276
6441 | 84.9372 | 381.9052 | 84.9372 | 381.9052
6442 | 81.5054 | 400.0972 | 81.5054 | 400.0972
6443 | 76.661 | 411.0855 | 76.661 | 411.0855
6444 | 72.4375 | 420.6146 | 72.4375 | 420.6146
6445 | 69.6078 | 427.7031 | 69.6078 | 427.7031
6446 | 67.9799 | 432.4353 | 67.9799 | 432.4353
6447 | 67.0396 | 436.2842 | 67.0396 | 436.2842
6448 | 66.8265 | 442.6574 | 66.8265 | 442.6574
6449 | 67.0292 | 454.7771 | 67.0292 | 454.7771
6450 | 67.9435 | 459.3768 | 67.9435 | 459.3768
6451 | 70.7533 | 459.9147 | 70.7533 | 459.9147
6452 | 75.6879 | 457.3407 | 75.6879 | 457.3407
6453 | 79.8266 | 452.1693 | 79.8266 | 452.1693
6454 | 83.3744 | 436.5508 | 83.3744 | 436.5508
6455 | 88.0866 | 413.5429 | 88.0866 | 413.5429
6456 | 87.5687 | 386.3261 | 87.5687 | 386.3261
6457 | 83.8106 | 368.7006 | 83.8106 | 368.7006
6458 | 82.6969 | 356.341 | 82.6969 | 356.341
6459 | 81.6709 | 349.5334 | 81.6709 | 349.5334
6460 | 82.4802 | 346.9392 | 82.4802 | 346.9392
6461 | 83.932 | 346.7234 | 83.932 | 346.7234
6462 | 84.6877 | 345.1484 | 84.6877 | 345.1484
6463 | 84.1727 | 343.7835 | 84.1727 | 343.7835
6464 | 85.4944 | 344.5878 | 85.4944 | 344.5878
6465 | 82.7389 | 351.3834 | 82.7389 | 351.3834
6466 | 79.191 | 360.4803 | 79.191 | 360.4803
6467 | 75.6484 | 363.6682 | 75.6484 | 363.6682
6468 | 72.0902 | 363.8919 | 72.0902 | 363.8919
6469 | 69.5625 | 363.0343 | 69.5625 | 363.0343
6470 | 67.7946 | 361.1799 | 67.7946 | 361.1799
6471 | 66.5202 | 358.4584 | 66.5202 | 358.4584
6472 | 66.3818 | 355.4614 | 66.3818 | 355.4614
6473 | 66.3544 | 355.5406 | 66.3544 | 355.5406
6474 | 66.3314 | 349.7182 | 66.3314 | 349.7182
6475 | 67.3999 | 342.5367 | 67.3999 | 342.5367
6476 | 70.875 | 335.3181 | 70.875 | 335.3181
6477 | 74.3201 | 330.3408 | 74.3201 | 330.3408
6478 | 77.3103 | 324.4971 | 77.3103 | 324.4971
6479 | 80.8191 | 317.5593 | 80.8191 | 317.5593
6480 | 80.8206 | 310.8792 | 80.8206 | 310.8792
6481 | 78.8845 | 305.5045 | 78.8845 | 305.5045
6482 | 77.8918 | 302.4341 | 77.8918 | 302.4341
6483 | 77.7145 | 301.3555 | 77.7145 | 301.3555
6484 | 78.5952 | 302.5644 | 78.5952 | 302.5644
6485 | 79.725 | 304.3391 | 79.725 | 304.3391
6486 | 79.9941 | 302.5052 | 79.9941 | 302.5052
6487 | 80.8336 | 300.7034 | 80.8336 | 300.7034
6488 | 82.9389 | 298.7241 | 82.9389 | 298.7241
6489 | 81.3854 | 297.5898 | 81.3854 | 297.5898
6490 | 78.9089 | 295.9086 | 78.9089 | 295.9086
6491 | 74.6441 | 293.6103 | 74.6441 | 293.6103
6492 | 70.641 | 293.1058 | 70.641 | 293.1058
6493 | 68.1085 | 292.1349 | 68.1085 | 292.1349
6494 | 66.7026 | 292.5786 | 66.7026 | 292.5786
6495 | 65.9044 | 293.3365 | 65.9044 | 293.3365
6496 | 65.5939 | 296.2302 | 65.5939 | 296.2302
6497 | 65.7635 | 307.5083 | 65.7635 | 307.5083
6498 | 65.9033 | 313.1438 | 65.9033 | 313.1438
6499 | 67.9087 | 312.1443 | 67.9087 | 312.1443
6500 | 71.9562 | 308.308 | 71.9562 | 308.308
6501 | 76.0639 | 305.7259 | 76.0639 | 305.7259
6502 | 79.4306 | 303.0865 | 79.4306 | 303.0865
6503 | 84.6161 | 300.405 | 84.6161 | 300.405
6504 | 84.1927 | 298.3209 | 84.1927 | 298.3209
6505 | 81.4179 | 297.0082 | 81.4179 | 297.0082
6506 | 79.8483 | 294.213 | 79.8483 | 294.213
6507 | 80.1994 | 291.516 | 80.1994 | 291.516
6508 | 79.9667 | 290.2812 | 79.9667 | 290.2812
6509 | 82.3232 | 289.4504 | 82.3232 | 289.4504
6510 | 82.5351 | 287.665 | 82.5351 | 287.665
6511 | 82.7724 | 285.7499 | 82.7724 | 285.7499
6512 | 84.3831 | 286.6999 | 84.3831 | 286.6999
6513 | 82.5136 | 291.958 | 82.5136 | 291.958
6514 | 78.4955 | 295.1318 | 78.4955 | 295.1318
6515 | 74.1433 | 296.1188 | 74.1433 | 296.1188
6516 | 70.1679 | 294.7403 | 70.1679 | 294.7403
6517 | 67.3888 | 293.9475 | 67.3888 | 293.9475
6518 | 65.9827 | 292.4006 | 65.9827 | 292.4006
6519 | 65.3132 | 291.2165 | 65.3132 | 291.2165
6520 | 65.0461 | 292.5728 | 65.0461 | 292.5728
6521 | 65.1386 | 300.1287 | 65.1386 | 300.1287
6522 | 65.8128 | 303.0292 | 65.8128 | 303.0292
6523 | 68.4758 | 303.0007 | 68.4758 | 303.0007
6524 | 74.2401 | 302.1583 | 74.2401 | 302.1583
6525 | 78.593 | 301.3079 | 78.593 | 301.3079
6526 | 81.6183 | 300.2221 | 81.6183 | 300.2221
6527 | 86.1133 | 297.6052 | 86.1133 | 297.6052
6528 | 85.4283 | 295.0357 | 85.4283 | 295.0357
6529 | 82.4714 | 290.5025 | 82.4714 | 290.5025
6530 | 81.2725 | 282.7875 | 81.2725 | 282.7875
6531 | 82.417 | 275.5268 | 82.417 | 275.5268
6532 | 83.5937 | 271.8645 | 83.5937 | 271.8645
6533 | 85.0227 | 271.7458 | 85.0227 | 271.7458
6534 | 84.6502 | 271.6435 | 84.6502 | 271.6435
6535 | 84.0507 | 273.5477 | 84.0507 | 273.5477
6536 | 86.0507 | 276.9413 | 86.0507 | 276.9413
6537 | 84.4179 | 284.4975 | 84.4179 | 284.4975
6538 | 80.5553 | 284.8554 | 80.5553 | 284.8554
6539 | 75.6813 | 280.7122 | 75.6813 | 280.7122
6540 | 71.0379 | 160.9255 | 71.0379 | 160.9255
6541 | 68.0776 | 162.4484 | 68.0776 | 162.4484
6542 | 66.1092 | 161.1306 | 66.1092 | 161.1306
6543 | 65.2359 | 156.0391 | 65.2359 | 156.0391
6544 | 64.8039 | 157.8409 | 64.8039 | 157.8409
6545 | 65.168 | 167.5666 | 65.168 | 167.5666
6546 | 66.0375 | 167.6821 | 66.0375 | 167.6821
6547 | 69.8437 | 166.9146 | 69.8437 | 166.9146
6548 | 74.9931 | 165.2711 | 74.9931 | 165.2711
6549 | 79.1643 | 164.9677 | 79.1643 | 164.9677
6550 | 83.1679 | 165.1329 | 83.1679 | 165.1329
6551 | 88.7874 | 166.3465 | 88.7874 | 166.3465
6552 | 87.8335 | 164.9596 | 87.8335 | 164.9596
6553 | 83.5484 | 162.5377 | 83.5484 | 162.5377
6554 | 83.1753 | 161.8744 | 83.1753 | 161.8744
6555 | 84.2835 | 159.9775 | 84.2835 | 159.9775
6556 | 84.3031 | 159.7156 | 84.3031 | 159.7156
6557 | 86.4171 | 158.4405 | 86.4171 | 158.4405
6558 | 85.7649 | 155.3047 | 85.7649 | 155.3047
6559 | 85.3075 | 155.7007 | 85.3075 | 155.7007
6560 | 87.8017 | 160.3789 | 87.8017 | 160.3789
6561 | 85.1398 | 165.8905 | 85.1398 | 165.8905
6562 | 81.2581 | 168.1368 | 81.2581 | 168.1368
6563 | 76.6122 | 171.1372 | 76.6122 | 171.1372
6564 | 72.1357 | 175.0877 | 72.1357 | 175.0877
6565 | 69.1218 | 177.9619 | 69.1218 | 177.9619
6566 | 67.3124 | 179.7396 | 67.3124 | 179.7396
6567 | 66.2569 | 180.9575 | 66.2569 | 180.9575
6568 | 65.8722 | 186.8043 | 65.8722 | 186.8043
6569 | 66.4094 | 200.1734 | 66.4094 | 200.1734
6570 | 66.8894 | 203.0555 | 66.8894 | 203.0555
6571 | 70.9485 | 203.8129 | 70.9485 | 203.8129
6572 | 77.7924 | 202.982 | 77.7924 | 202.982
6573 | 81.3907 | 203.9022 | 81.3907 | 203.9022
6574 | 84.9288 | 203.2913 | 84.9288 | 203.2913
6575 | 89.5901 | 200.2042 | 89.5901 | 200.2042
6576 | 88.5137 | 193.3113 | 88.5137 | 193.3113
6577 | 84.2283 | 187.2918 | 84.2283 | 187.2918
6578 | 83.1995 | 184.6744 | 83.1995 | 184.6744
6579 | 84.2747 | 181.9193 | 84.2747 | 181.9193
6580 | 84.5085 | 181.146 | 84.5085 | 181.146
6581 | 85.9755 | 180.6105 | 85.9755 | 180.6105
6582 | 85.7956 | 177.5021 | 85.7956 | 177.5021
6583 | 84.9923 | 175.5606 | 84.9923 | 175.5606
6584 | 85.6751 | 173.7832 | 85.6751 | 173.7832
6585 | 84.3512 | 173.3961 | 84.3512 | 173.3961
6586 | 80.2682 | 175.0581 | 80.2682 | 175.0581
6587 | 75.0636 | 178.369 | 75.0636 | 178.369
6588 | 70.8357 | 183.1594 | 70.8357 | 183.1594
6589 | 67.672 | 186.1341 | 67.672 | 186.1341
6590 | 66.0778 | 188.5875 | 66.0778 | 188.5875
6591 | 64.6408 | 188.9654 | 64.6408 | 188.9654
6592 | 64.2075 | 193.4334 | 64.2075 | 193.4334
6593 | 64.3902 | 207.0125 | 64.3902 | 207.0125
6594 | 64.7415 | 209.0454 | 64.7415 | 209.0454
6595 | 68.6345 | 207.3648 | 68.6345 | 207.3648
6596 | 74.7653 | 205.1369 | 74.7653 | 205.1369
6597 | 78.038 | 204.7514 | 78.038 | 204.7514
6598 | 81.8645 | 200.5064 | 81.8645 | 200.5064
6599 | 87.245 | 193.1916 | 87.245 | 193.1916
6600 | 87.5764 | 184.4908 | 87.5764 | 184.4908
6601 | 83.5099 | 179.7678 | 83.5099 | 179.7678
6602 | 82.4934 | 177.5431 | 82.4934 | 177.5431
6603 | 82.4185 | 175.1806 | 82.4185 | 175.1806
6604 | 83.0454 | 175.4939 | 83.0454 | 175.4939
6605 | 84.4818 | 175.3967 | 84.4818 | 175.3967
6606 | 83.7667 | 173.3475 | 83.7667 | 173.3475
6607 | 82.545 | 172.7847 | 82.545 | 172.7847
6608 | 83.355 | 172.1397 | 83.355 | 172.1397
6609 | 82.6391 | 172.483 | 82.6391 | 172.483
6610 | 79.6998 | 170.7666 | 79.6998 | 170.7666
6611 | 74.5013 | 168.818 | 74.5013 | 168.818
6612 | 70.8145 | 165.1988 | 70.8145 | 165.1988
6613 | 67.8086 | 156.8511 | 67.8086 | 156.8511
6614 | 66.0617 | 148.749 | 66.0617 | 148.749
6615 | 65.27 | 142.5983 | 65.27 | 142.5983
6616 | 65.0014 | 145.8793 | 65.0014 | 145.8793
6617 | 65.0014 | 165.1834 | 65.0014 | 165.1834
6618 | 65.309 | 174.4116 | 65.309 | 174.4116
6619 | 68.903 | 179.3327 | 68.903 | 179.3327
6620 | 74.9164 | 178.5932 | 74.9164 | 178.5932
6621 | 79.614 | 176.1988 | 79.614 | 176.1988
6622 | 82.6896 | 172.5838 | 82.6896 | 172.5838
6623 | 87.6511 | 170.4006 | 87.6511 | 170.4006
6624 | 86.5505 | 167.8998 | 86.5505 | 167.8998
6625 | 82.8909 | 166.601 | 82.8909 | 166.601
6626 | 82.7651 | 167.91 | 82.7651 | 167.91
6627 | 82.8321 | 169.0537 | 82.8321 | 169.0537
6628 | 83.5176 | 173.6951 | 83.5176 | 173.6951
6629 | 84.5624 | 177.9077 | 84.5624 | 177.9077
6630 | 84.0354 | 179.9584 | 84.0354 | 179.9584
6631 | 83.6655 | 182.6279 | 83.6655 | 182.6279
6632 | 85.5439 | 183.389 | 85.5439 | 183.389
6633 | 84.7171 | 184.4811 | 84.7171 | 184.4811
6634 | 81.4146 | 181.9794 | 81.4146 | 181.9794
6635 | 76.457 | 179.7386 | 76.457 | 179.7386
6636 | 72.1715 | 180.8858 | 72.1715 | 180.8858
6637 | 68.9998 | 183.7327 | 68.9998 | 183.7327
6638 | 67.1072 | 187.647 | 67.1072 | 187.647
6639 | 66.1576 | 190.9925 | 66.1576 | 190.9925
6640 | 65.9311 | 198.3276 | 65.9311 | 198.3276
6641 | 65.967 | 212.1349 | 65.967 | 212.1349
6642 | 65.8483 | 214.7432 | 65.8483 | 214.7432
6643 | 68.4174 | 214.5509 | 68.4174 | 214.5509
6644 | 73.0466 | 211.5104 | 73.0466 | 211.5104
6645 | 76.4988 | 207.6733 | 76.4988 | 207.6733
6646 | 79.3823 | 202.643 | 79.3823 | 202.643
6647 | 84.219 | 200.8707 | 84.219 | 200.8707
6648 | 83.6553 | 199.6209 | 83.6553 | 199.6209
6649 | 79.9023 | 198.2672 | 79.9023 | 198.2672
6650 | 79.4746 | 198.1153 | 79.4746 | 198.1153
6651 | 80.0875 | 198.3094 | 80.0875 | 198.3094
6652 | 79.9479 | 200.0745 | 79.9479 | 200.0745
6653 | 80.5596 | 200.7535 | 80.5596 | 200.7535
6654 | 81.4099 | 199.1517 | 81.4099 | 199.1517
6655 | 80.7971 | 199.2555 | 80.7971 | 199.2555
6656 | 82.9614 | 200.2631 | 82.9614 | 200.2631
6657 | 83.0351 | 204.2041 | 83.0351 | 204.2041
6658 | 79.6026 | 207.1718 | 79.6026 | 207.1718
6659 | 75.5927 | 209.1861 | 75.5927 | 209.1861
6660 | 72.275 | 211.4564 | 72.275 | 211.4564
6661 | 69.2516 | 212.8879 | 69.2516 | 212.8879
6662 | 67.6365 | 214.0173 | 67.6365 | 214.0173
6663 | 66.6581 | 214.9887 | 66.6581 | 214.9887
6664 | 66.1601 | 220.3607 | 66.1601 | 220.3607
6665 | 65.9016 | 233.264 | 65.9016 | 233.264
6666 | 65.1496 | 235.9088 | 65.1496 | 235.9088
6667 | 67.5556 | 236.4927 | 67.5556 | 236.4927
6668 | 70.9356 | 233.5982 | 70.9356 | 233.5982
6669 | 75.1168 | 229.3503 | 75.1168 | 229.3503
6670 | 78.7023 | 218.0287 | 78.7023 | 218.0287
6671 | 83.2076 | 203.0713 | 83.2076 | 203.0713
6672 | 82.2812 | 188.0062 | 82.2812 | 188.0062
6673 | 79.3767 | 179.7313 | 79.3767 | 179.7313
6674 | 79.1129 | 176.8948 | 79.1129 | 176.8948
6675 | 79.5275 | 176.9886 | 79.5275 | 176.9886
6676 | 80.4145 | 180.7625 | 80.4145 | 180.7625
6677 | 81.2507 | 183.0028 | 81.2507 | 183.0028
6678 | 81.1122 | 182.1954 | 81.1122 | 182.1954
6679 | 80.2906 | 183.1119 | 80.2906 | 183.1119
6680 | 83.4758 | 182.4577 | 83.4758 | 182.4577
6681 | 82.1957 | 181.8514 | 82.1957 | 181.8514
6682 | 79.4478 | 177.6513 | 79.4478 | 177.6513
6683 | 75.0236 | 173.4474 | 75.0236 | 173.4474
6684 | 71.0947 | 171.344 | 71.0947 | 171.344
6685 | 68.1126 | 170.3649 | 68.1126 | 170.3649
6686 | 66.4454 | 170.8916 | 66.4454 | 170.8916
6687 | 65.6438 | 172.0822 | 65.6438 | 172.0822
6688 | 65.3274 | 179.6091 | 65.3274 | 179.6091
6689 | 65.1492 | 194.5761 | 65.1492 | 194.5761
6690 | 64.2961 | 199.5401 | 64.2961 | 199.5401
6691 | 67.9853 | 203.6485 | 67.9853 | 203.6485
6692 | 73.4616 | 205.8309 | 73.4616 | 205.8309
6693 | 77.2114 | 207.0889 | 77.2114 | 207.0889
6694 | 80.9813 | 200.7073 | 80.9813 | 200.7073
6695 | 86.1776 | 189.5301 | 86.1776 | 189.5301
6696 | 86.279 | 179.3409 | 86.279 | 179.3409
6697 | 81.9816 | 172.5087 | 81.9816 | 172.5087
6698 | 81.111 | 169.3344 | 81.111 | 169.3344
6699 | 81.6809 | 168.6428 | 81.6809 | 168.6428
6700 | 81.9703 | 173.4121 | 81.9703 | 173.4121
6701 | 83.9102 | 177.9625 | 83.9102 | 177.9625
6702 | 84.2473 | 178.397 | 84.2473 | 178.397
6703 | 81.9922 | 177.8433 | 81.9922 | 177.8433
6704 | 84.1656 | 176.066 | 84.1656 | 176.066
6705 | 83.6566 | 177.1216 | 83.6566 | 177.1216
6706 | 80.0147 | 180.3358 | 80.0147 | 180.3358
6707 | 75.0275 | 184.2859 | 75.0275 | 184.2859
6708 | 70.31 | 191.8521 | 70.31 | 191.8521
6709 | 67.7575 | 197.0457 | 67.7575 | 197.0457
6710 | 66.4091 | 199.2707 | 66.4091 | 199.2707
6711 | 65.3798 | 202.0684 | 65.3798 | 202.0684
6712 | 65.1242 | 213.2385 | 65.1242 | 213.2385
6713 | 65.2713 | 232.8166 | 65.2713 | 232.8166
6714 | 65.1657 | 238.8216 | 65.1657 | 238.8216
6715 | 69.6323 | 241.5786 | 69.6323 | 241.5786
6716 | 77.1183 | 242.0809 | 77.1183 | 242.0809
6717 | 81.7914 | 242.6906 | 81.7914 | 242.6906
6718 | 84.6863 | 237.3955 | 84.6863 | 237.3955
6719 | 89.9585 | 229.3503 | 89.9585 | 229.3503
6720 | 88.6062 | 220.2295 | 88.6062 | 220.2295
6721 | 83.7808 | 212.0093 | 83.7808 | 212.0093
6722 | 83.3887 | 205.6483 | 83.3887 | 205.6483
6723 | 83.7809 | 200.793 | 83.7809 | 200.793
6724 | 84.4547 | 198.9332 | 84.4547 | 198.9332
6725 | 86.8249 | 196.8454 | 86.8249 | 196.8454
6726 | 87.4713 | 193.3809 | 87.4713 | 193.3809
6727 | 83.5544 | 191.9507 | 83.5544 | 191.9507
6728 | 86.1303 | 192.5017 | 86.1303 | 192.5017
6729 | 85.3491 | 197.0089 | 85.3491 | 197.0089
6730 | 81.0754 | 203.3094 | 81.0754 | 203.3094
6731 | 75.7467 | 211.067 | 75.7467 | 211.067
6732 | 71.0814 | 219.2634 | 71.0814 | 219.2634
6733 | 67.6726 | 226.5113 | 67.6726 | 226.5113
6734 | 66.1822 | 232.471 | 66.1822 | 232.471
6735 | 65.4076 | 236.4739 | 65.4076 | 236.4739
6736 | 65.2243 | 243.2795 | 65.2243 | 243.2795
6737 | 64.9713 | 255.781 | 64.9713 | 255.781
6738 | 65.4624 | 257.6223 | 65.4624 | 257.6223
6739 | 69.8064 | 257.6309 | 69.8064 | 257.6309
6740 | 76.8299 | 254.709 | 76.8299 | 254.709
6741 | 82.3434 | 250.8081 | 82.3434 | 250.8081
6742 | 84.8387 | 241.1484 | 84.8387 | 241.1484
6743 | 90.2822 | 229.7338 | 90.2822 | 229.7338
6744 | 88.2859 | 218.0198 | 88.2859 | 218.0198
6745 | 83.2402 | 206.339 | 83.2402 | 206.339
6746 | 82.8316 | 197.2478 | 82.8316 | 197.2478
6747 | 83.0807 | 190.8403 | 83.0807 | 190.8403
6748 | 83.2076 | 188.6151 | 83.2076 | 188.6151
6749 | 84.5935 | 186.7283 | 84.5935 | 186.7283
6750 | 84.4099 | 183.3459 | 84.4099 | 183.3459
6751 | 81.9372 | 181.8427 | 81.9372 | 181.8427
6752 | 84.0175 | 181.9281 | 84.0175 | 181.9281
6753 | 83.5596 | 187.4031 | 83.5596 | 187.4031
6754 | 79.7966 | 193.5849 | 79.7966 | 193.5849
6755 | 74.5216 | 199.1328 | 74.5216 | 199.1328
6756 | 69.6329 | 204.526 | 69.6329 | 204.526
6757 | 66.6868 | 208.3224 | 66.6868 | 208.3224
6758 | 65.0718 | 210.6023 | 65.0718 | 210.6023
6759 | 64.4457 | 211.0076 | 64.4457 | 211.0076
6760 | 64.1626 | 215.987 | 64.1626 | 215.987
6761 | 63.8163 | 228.589 | 63.8163 | 228.589
6762 | 63.9562 | 231.1972 | 63.9562 | 231.1972
6763 | 68.6151 | 231.9454 | 68.6151 | 231.9454
6764 | 75.1828 | 230.5119 | 75.1828 | 230.5119
6765 | 79.7677 | 228.0354 | 79.7677 | 228.0354
6766 | 83.0893 | 218.6862 | 83.0893 | 218.6862
6767 | 87.8741 | 206.2215 | 87.8741 | 206.2215
6768 | 87.0733 | 192.9005 | 87.0733 | 192.9005
6769 | 82.3214 | 182.6258 | 82.3214 | 182.6258
6770 | 81.2249 | 177.4336 | 81.2249 | 177.4336
6771 | 81.2137 | 175.1715 | 81.2137 | 175.1715
6772 | 82.168 | 176.4527 | 82.168 | 176.4527
6773 | 83.8514 | 177.3508 | 83.8514 | 177.3508
6774 | 83.2364 | 176.1416 | 83.2364 | 176.1416
6775 | 81.0556 | 175.241 | 81.0556 | 175.241
6776 | 82.7599 | 173.208 | 82.7599 | 173.208
6777 | 83.0598 | 171.6521 | 83.0598 | 171.6521
6778 | 80.0347 | 168.2921 | 80.0347 | 168.2921
6779 | 74.949 | 165.1838 | 74.949 | 165.1838
6780 | 70.0304 | 166.0023 | 70.0304 | 166.0023
6781 | 67.0604 | 170.228 | 67.0604 | 170.228
6782 | 65.3143 | 174.9732 | 65.3143 | 174.9732
6783 | 64.5305 | 177.9626 | 64.5305 | 177.9626
6784 | 64.1098 | 184.9051 | 64.1098 | 184.9051
6785 | 63.5091 | 197.4249 | 63.5091 | 197.4249
6786 | 63.324 | 199.2479 | 63.324 | 199.2479
6787 | 67.3425 | 199.8409 | 67.3425 | 199.8409
6788 | 73.0609 | 199.6857 | 73.0609 | 199.6857
6789 | 77.3179 | 199.7567 | 77.3179 | 199.7567
6790 | 80.5651 | 193.3112 | 80.5651 | 193.3112
6791 | 85.1347 | 183.2114 | 85.1347 | 183.2114
6792 | 85.624 | 170.9678 | 85.624 | 170.9678
6793 | 80.8945 | 163.7977 | 80.8945 | 163.7977
6794 | 80.0555 | 161.1348 | 80.0555 | 161.1348
6795 | 81.0244 | 159.7858 | 81.0244 | 159.7858
6796 | 81.3277 | 160.9939 | 81.3277 | 160.9939
6797 | 82.6134 | 161.7094 | 82.6134 | 161.7094
6798 | 81.9787 | 161.1303 | 81.9787 | 161.1303
6799 | 80.359 | 161.6997 | 80.359 | 161.6997
6800 | 81.378 | 161.3742 | 81.378 | 161.3742
6801 | 82.1165 | 162.0554 | 82.1165 | 162.0554
6802 | 79.6713 | 163.3522 | 79.6713 | 163.3522
6803 | 75.2259 | 168.124 | 75.2259 | 168.124
6804 | 70.5147 | 173.5628 | 70.5147 | 173.5628
6805 | 67.6721 | 178.2815 | 67.6721 | 178.2815
6806 | 65.7703 | 181.9949 | 65.7703 | 181.9949
6807 | 64.7519 | 183.6512 | 64.7519 | 183.6512
6808 | 64.4904 | 189.0597 | 64.4904 | 189.0597
6809 | 63.9415 | 201.9265 | 63.9415 | 201.9265
6810 | 62.8252 | 204.8543 | 62.8252 | 204.8543
6811 | 65.8512 | 206.7074 | 65.8512 | 206.7074
6812 | 71.1388 | 207.1458 | 71.1388 | 207.1458
6813 | 75.4889 | 207.6733 | 75.4889 | 207.6733
6814 | 78.1395 | 202.0952 | 78.1395 | 202.0952
6815 | 82.6054 | 191.3836 | 82.6054 | 191.3836
6816 | 81.9935 | 178.0261 | 81.9935 | 178.0261
6817 | 79.0334 | 168.7467 | 79.0334 | 168.7467
6818 | 78.7563 | 164.1845 | 78.7563 | 164.1845
6819 | 79.2364 | 161.6668 | 79.2364 | 161.6668
6820 | 79.2553 | 162.464 | 79.2553 | 162.464
6821 | 80.4541 | 163.2343 | 80.4541 | 163.2343
6822 | 80.3309 | 162.0981 | 80.3309 | 162.0981
6823 | 78.5833 | 162.0741 | 78.5833 | 162.0741
6824 | 80.331 | 162.3604 | 80.331 | 162.3604
6825 | 80.8018 | 164.6395 | 80.8018 | 164.6395
6826 | 78.235 | 169.753 | 78.235 | 169.753
6827 | 73.9481 | 176.5428 | 73.9481 | 176.5428
6828 | 69.4536 | 183.9082 | 69.4536 | 183.9082
6829 | 66.3831 | 191.0649 | 66.3831 | 191.0649
6830 | 64.7908 | 197.3441 | 64.7908 | 197.3441
6831 | 63.4151 | 201.6027 | 63.4151 | 201.6027
6832 | 63.415 | 209.5679 | 63.415 | 209.5679
6833 | 62.1569 | 222.0603 | 62.1569 | 222.0603
6834 | 61.3275 | 221.9658 | 61.3275 | 221.9658
6835 | 64.1817 | 220.2578 | 64.1817 | 220.2578
6836 | 69.486 | 218.2216 | 69.486 | 218.2216
6837 | 72.9366 | 214.1015 | 72.9366 | 214.1015
6838 | 75.7403 | 205.1175 | 75.7403 | 205.1175
6839 | 81.5412 | 194.9173 | 81.5412 | 194.9173
6840 | 80.9959 | 186.5818 | 80.9959 | 186.5818
6841 | 78.1038 | 179.2382 | 78.1038 | 179.2382
6842 | 77.8237 | 173.2333 | 77.8237 | 173.2333
6843 | 77.5653 | 170.049 | 77.5653 | 170.049
6844 | 78.6271 | 170.8828 | 78.6271 | 170.8828
6845 | 79.4353 | 172.6483 | 79.4353 | 172.6483
6846 | 78.8478 | 172.7997 | 78.8478 | 172.7997
6847 | 77.1929 | 173.6613 | 77.1929 | 173.6613
6848 | 78.9806 | 173.4636 | 78.9806 | 173.4636
6849 | 79.134 | 173.1861 | 79.134 | 173.1861
6850 | 76.1533 | 170.1091 | 76.1533 | 170.1091
6851 | 71.5568 | 166.243 | 71.5568 | 166.243
6852 | 67.2868 | 164.5596 | 67.2868 | 164.5596
6853 | 64.5845 | 163.7906 | 64.5845 | 163.7906
6854 | 62.8491 | 163.806 | 62.8491 | 163.806
6855 | 62.4165 | 163.2708 | 62.4165 | 163.2708
6856 | 62.5095 | 167.7936 | 62.5095 | 167.7936
6857 | 61.5466 | 179.1082 | 61.5466 | 179.1082
6858 | 61.0482 | 179.3606 | 61.0482 | 179.3606
6859 | 64.2817 | 178.374 | 64.2817 | 178.374
6860 | 69.9083 | 176.2648 | 69.9083 | 176.2648
6861 | 74.2139 | 173.77 | 74.2139 | 173.77
6862 | 77.3422 | 168.1462 | 77.3422 | 168.1462
6863 | 82.7086 | 163.9633 | 82.7086 | 163.9633
6864 | 81.8424 | 159.3076 | 81.8424 | 159.3076
6865 | 78.3735 | 154.8311 | 78.3735 | 154.8311
6866 | 77.9482 | 152.1316 | 77.9482 | 152.1316
6867 | 77.9743 | 151.6775 | 77.9743 | 151.6775
6868 | 79.8025 | 154.6387 | 79.8025 | 154.6387
6869 | 80.4467 | 156.6599 | 80.4467 | 156.6599
6870 | 79.9541 | 155.8526 | 79.9541 | 155.8526
6871 | 78.3373 | 155.6459 | 78.3373 | 155.6459
6872 | 80.8264 | 155.4117 | 80.8264 | 155.4117
6873 | 81.4996 | 157.4717 | 81.4996 | 157.4717
6874 | 78.949 | 158.8415 | 78.949 | 158.8415
6875 | 73.1442 | 162.061 | 73.1442 | 162.061
6876 | 68.4672 | 166.7054 | 68.4672 | 166.7054
6877 | 65.4215 | 168.6666 | 65.4215 | 168.6666
6878 | 63.9823 | 170.6086 | 63.9823 | 170.6086
6879 | 63.3512 | 173.1962 | 63.3512 | 173.1962
6880 | 63.0742 | 180.1661 | 63.0742 | 180.1661
6881 | 62.0963 | 192.9599 | 62.0963 | 192.9599
6882 | 62.418 | 193.7145 | 62.418 | 193.7145
6883 | 67.2499 | 192.5726 | 67.2499 | 192.5726
6884 | 74.3079 | 189.7969 | 74.3079 | 189.7969
6885 | 78.6804 | 186.9095 | 78.6804 | 186.9095
6886 | 81.5058 | 181.8335 | 81.5058 | 181.8335
6887 | 87.747 | 176.8197 | 87.747 | 176.8197
6888 | 86.7353 | 169.9178 | 86.7353 | 169.9178
6889 | 81.9862 | 166.1261 | 81.9862 | 166.1261
6890 | 81.3502 | 164.9333 | 81.3502 | 164.9333
6891 | 82.0653 | 165.3192 | 82.0653 | 165.3192
6892 | 82.2993 | 169.9971 | 82.2993 | 169.9971
6893 | 84.5052 | 172.9496 | 84.5052 | 172.9496
6894 | 84.0918 | 172.681 | 84.0918 | 172.681
6895 | 81.1576 | 172.0543 | 81.1576 | 172.0543
6896 | 82.286 | 171.1535 | 82.286 | 171.1535
6897 | 82.9063 | 170.1364 | 82.9063 | 170.1364
6898 | 79.1564 | 165.5528 | 79.1564 | 165.5528
6899 | 74.0824 | 160.7918 | 74.0824 | 160.7918
6900 | 69.5532 | 158.7158 | 69.5532 | 158.7158
6901 | 66.2091 | 158.1477 | 66.2091 | 158.1477
6902 | 64.321 | 158.7109 | 64.321 | 158.7109
6903 | 63.5461 | 159.308 | 63.5461 | 159.308
6904 | 63.2904 | 161.2559 | 63.2904 | 161.2559
6905 | 62.4649 | 168.1145 | 62.4649 | 168.1145
6906 | 62.6838 | 166.0568 | 62.6838 | 166.0568
6907 | 67.4967 | 165.0519 | 67.4967 | 165.0519
6908 | 74.4996 | 164.9789 | 74.4996 | 164.9789
6909 | 78.8404 | 163.3424 | 78.8404 | 163.3424
6910 | 81.7131 | 161.4714 | 81.7131 | 161.4714
6911 | 86.9265 | 162.0458 | 86.9265 | 162.0458
6912 | 86.6899 | 161.9464 | 86.6899 | 161.9464
6913 | 82.1287 | 162.492 | 82.1287 | 162.492
6914 | 81.7493 | 164.1206 | 81.7493 | 164.1206
6915 | 81.7194 | 166.1136 | 81.7194 | 166.1136
6916 | 82.6499 | 170.7002 | 82.6499 | 170.7002
6917 | 84.3129 | 174.1823 | 84.3129 | 174.1823
6918 | 84.4205 | 174.3519 | 84.4205 | 174.3519
6919 | 80.4516 | 174.127 | 80.4516 | 174.127
6920 | 81.0561 | 172.4684 | 81.0561 | 172.4684
6921 | 82.4703 | 171.5243 | 82.4703 | 171.5243
6922 | 79.5155 | 169.5978 | 79.5155 | 169.5978
6923 | 74.553 | 167.6218 | 74.553 | 167.6218
6924 | 70.033 | 168.1846 | 70.033 | 168.1846
6925 | 66.5897 | 169.1322 | 66.5897 | 169.1322
6926 | 64.9419 | 170.2616 | 64.9419 | 170.2616
6927 | 64.1308 | 170.0643 | 64.1308 | 170.0643
6928 | 63.8488 | 172.907 | 63.8488 | 172.907
6929 | 62.8491 | 182.6053 | 62.8491 | 182.6053
6930 | 63.0888 | 181.1046 | 63.0888 | 181.1046
6931 | 67.8188 | 178.2096 | 67.8188 | 178.2096
6932 | 74.9444 | 174.3199 | 74.9444 | 174.3199
6933 | 79.0672 | 171.962 | 79.0672 | 171.962
6934 | 82.0861 | 168.3288 | 82.0861 | 168.3288
6935 | 87.727 | 165.1777 | 87.727 | 165.1777
6936 | 87.0301 | 160.6589 | 87.0301 | 160.6589
6937 | 81.9954 | 157.4335 | 81.9954 | 157.4335
6938 | 80.8895 | 156.2953 | 80.8895 | 156.2953
6939 | 82.367 | 155.7134 | 82.367 | 155.7134
6940 | 82.5328 | 158.3003 | 82.5328 | 158.3003
6941 | 83.8873 | 160.6319 | 83.8873 | 160.6319
6942 | 84.1466 | 160.902 | 84.1466 | 160.902
6943 | 80.3387 | 161.9828 | 80.3387 | 161.9828
6944 | 82.1167 | 162.2051 | 82.1167 | 162.2051
6945 | 82.6654 | 162.8042 | 82.6654 | 162.8042
6946 | 79.7434 | 161.1425 | 79.7434 | 161.1425
6947 | 75.2636 | 160.1801 | 75.2636 | 160.1801
6948 | 70.4348 | 161.5829 | 70.4348 | 161.5829
6949 | 67.1737 | 165.699 | 67.1737 | 165.699
6950 | 65.3642 | 172.1791 | 65.3642 | 172.1791
6951 | 64.2652 | 174.8306 | 64.2652 | 174.8306
6952 | 64.0003 | 181.5449 | 64.0003 | 181.5449
6953 | 62.0979 | 196.3657 | 62.0979 | 196.3657
6954 | 62.2145 | 201.7954 | 62.2145 | 201.7954
6955 | 65.3669 | 205.9861 | 65.3669 | 205.9861
6956 | 70.4677 | 208.6341 | 70.4677 | 208.6341
6957 | 74.374 | 208.7234 | 74.374 | 208.7234
6958 | 76.8056 | 199.6572 | 76.8056 | 199.6572
6959 | 82.1446 | 186.0238 | 82.1446 | 186.0238
6960 | 82.4985 | 172.9401 | 82.4985 | 172.9401
6961 | 78.5749 | 164.7291 | 78.5749 | 164.7291
6962 | 77.6887 | 159.8382 | 77.6887 | 159.8382
6963 | 78.0545 | 155.8869 | 78.0545 | 155.8869
6964 | 78.4886 | 155.5245 | 78.4886 | 155.5245
6965 | 80.7467 | 155.3816 | 80.7467 | 155.3816
6966 | 79.4651 | 153.2411 | 79.4651 | 153.2411
6967 | 77.7084 | 151.9935 | 77.7084 | 151.9935
6968 | 78.4341 | 150.5631 | 78.4341 | 150.5631
6969 | 79.9084 | 152.7236 | 79.9084 | 152.7236
6970 | 77.5492 | 156.7048 | 77.5492 | 156.7048
6971 | 72.8814 | 160.1253 | 72.8814 | 160.1253
6972 | 68.8654 | 162.5326 | 68.8654 | 162.5326
6973 | 65.9606 | 163.1971 | 65.9606 | 163.1971
6974 | 64.4011 | 164.5913 | 64.4011 | 164.5913
6975 | 63.4659 | 166.7771 | 63.4659 | 166.7771
6976 | 63.3569 | 170.7886 | 63.3569 | 170.7886
6977 | 61.417 | 184.9885 | 61.417 | 184.9885
6978 | 61.4858 | 188.7746 | 61.4858 | 188.7746
6979 | 64.7446 | 190.6917 | 64.7446 | 190.6917
6980 | 69.3593 | 191.5226 | 69.3593 | 191.5226
6981 | 73.5025 | 190.6532 | 73.5025 | 190.6532
6982 | 76.5467 | 185.0659 | 76.5467 | 185.0659
6983 | 82.6944 | 178.8833 | 82.6944 | 178.8833
6984 | 82.8563 | 173.2049 | 82.8563 | 173.2049
6985 | 79.3543 | 172.5452 | 79.3543 | 172.5452
6986 | 77.7345 | 174.1282 | 77.7345 | 174.1282
6987 | 78.4161 | 174.5597 | 78.4161 | 174.5597
6988 | 79.2756 | 176.2883 | 79.2756 | 176.2883
6989 | 80.5365 | 176.7572 | 80.5365 | 176.7572
6990 | 79.1801 | 174.7628 | 79.1801 | 174.7628
6991 | 77.4074 | 172.8395 | 77.4074 | 172.8395
6992 | 78.8351 | 167.6381 | 78.8351 | 167.6381
6993 | 80.1523 | 161.9641 | 80.1523 | 161.9641
6994 | 77.8209 | 155.8283 | 77.8209 | 155.8283
6995 | 73.8362 | 150.2547 | 73.8362 | 150.2547
6996 | 69.6768 | 147.0555 | 69.6768 | 147.0555
6997 | 66.5066 | 145.7843 | 66.5066 | 145.7843
6998 | 64.729 | 146.4115 | 64.729 | 146.4115
6999 | 64.0804 | 147.9125 | 64.0804 | 147.9125
7000 | 63.463 | 152.9832 | 63.463 | 152.9832
7001 | 61.6468 | 165.293 | 61.6468 | 165.293
7002 | 61.8069 | 166.9607 | 61.8069 | 166.9607
7003 | 65.0002 | 166.2206 | 65.0002 | 166.2206
7004 | 70.0663 | 165.6272 | 70.0663 | 165.6272
7005 | 73.862 | 163.7259 | 73.862 | 163.7259
7006 | 77.1653 | 159.1248 | 77.1653 | 159.1248
7007 | 81.5808 | 154.5766 | 81.5808 | 154.5766
7008 | 81.1696 | 150.2862 | 81.1696 | 150.2862
7009 | 79.4884 | 146.4854 | 79.4884 | 146.4854
7010 | 77.8873 | 144.6899 | 77.8873 | 144.6899
7011 | 78.3583 | 143.3135 | 78.3583 | 143.3135
7012 | 79.2629 | 145.6995 | 79.2629 | 145.6995
7013 | 80.52 | 149.5926 | 80.52 | 149.5926
7014 | 80.0417 | 148.4108 | 80.0417 | 148.4108
7015 | 77.4451 | 148.0215 | 77.4451 | 148.0215
7016 | 78.7591 | 146.7464 | 78.7591 | 146.7464
7017 | 79.8768 | 147.8568 | 79.8768 | 147.8568
7018 | 77.6501 | 147.4917 | 77.6501 | 147.4917
7019 | 72.8916 | 146.2462 | 72.8916 | 146.2462
7020 | 69.0124 | 146.6629 | 69.0124 | 146.6629
7021 | 65.6279 | 146.8618 | 65.6279 | 146.8618
7022 | 64.1055 | 145.8636 | 64.1055 | 145.8636
7023 | 63.408 | 145.0362 | 63.408 | 145.0362
7024 | 62.9801 | 149.4404 | 62.9801 | 149.4404
7025 | 61.4532 | 161.458 | 61.4532 | 161.458
7026 | 61.5624 | 163.0892 | 61.5624 | 163.0892
7027 | 65.0713 | 163.4448 | 65.0713 | 163.4448
7028 | 70.6971 | 162.3035 | 70.6971 | 162.3035
7029 | 74.0857 | 161.2514 | 74.0857 | 161.2514
7030 | 77.7086 | 158.2573 | 77.7086 | 158.2573
7031 | 82.6571 | 155.7272 | 82.6571 | 155.7272
7032 | 81.7946 | 151.1536 | 81.7946 | 151.1536
7033 | 79.0185 | 147.6633 | 79.0185 | 147.6633
7034 | 77.6836 | 147.5844 | 77.6836 | 147.5844
7035 | 77.8107 | 148.993 | 77.8107 | 148.993
7036 | 78.5367 | 153.1504 | 78.5367 | 153.1504
7037 | 80.3493 | 156.0756 | 80.3493 | 156.0756
7038 | 79.773 | 156.3 | 79.773 | 156.3
7039 | 77.2713 | 157.956 | 77.2713 | 157.956
7040 | 77.8199 | 157.5757 | 77.8199 | 157.5757
7041 | 80.4888 | 156.7321 | 80.4888 | 156.7321
7042 | 77.8178 | 152.4315 | 77.8178 | 152.4315
7043 | 72.603 | 149.1042 | 72.603 | 149.1042
7044 | 68.1284 | 146.2977 | 68.1284 | 146.2977
7045 | 65.3224 | 145.1543 | 65.3224 | 145.1543
7046 | 63.7762 | 144.22 | 63.7762 | 144.22
7047 | 63.1502 | 144.1049 | 63.1502 | 144.1049
7048 | 62.5733 | 150.6913 | 62.5733 | 150.6913
7049 | 61.5324 | 158.4813 | 61.5324 | 158.4813
7050 | 61.8828 | 157.7841 | 61.8828 | 157.7841
7051 | 66.9759 | 156.9435 | 66.9759 | 156.9435
7052 | 73.3805 | 159.9934 | 73.3805 | 159.9934
7053 | 79.0783 | 160.8588 | 79.0783 | 160.8588
7054 | 81.8208 | 158.2117 | 81.8208 | 158.2117
7055 | 88.1295 | 155.8641 | 88.1295 | 155.8641
7056 | 86.9378 | 152.0758 | 86.9378 | 152.0758
7057 | 82.0377 | 148.6677 | 82.0377 | 148.6677
7058 | 81.0347 | 146.0778 | 81.0347 | 146.0778
7059 | 81.4171 | 143.6331 | 81.4171 | 143.6331
7060 | 82.2392 | 144.8503 | 82.2392 | 144.8503
7061 | 84.0598 | 146.2324 | 84.0598 | 146.2324
7062 | 84.1282 | 143.5622 | 84.1282 | 143.5622
7063 | 80.5095 | 141.502 | 80.5095 | 141.502
7064 | 79.9958 | 139.6242 | 79.9958 | 139.6242
7065 | 81.0846 | 139.785 | 81.0846 | 139.785
7066 | 79.117 | 141.3831 | 79.117 | 141.3831
7067 | 72.2754 | 141.1054 | 72.2754 | 141.1054
7068 | 67.9777 | 141.3213 | 67.9777 | 141.3213
7069 | 64.2795 | 142.9902 | 64.2795 | 142.9902
7070 | 62.4932 | 143.0878 | 62.4932 | 143.0878
7071 | 61.7097 | 141.1556 | 61.7097 | 141.1556
7072 | 61.3912 | 145.6967 | 61.3912 | 145.6967
7073 | 59.7662 | 158.0521 | 59.7662 | 158.0521
7074 | 60.5213 | 160.6695 | 60.5213 | 160.6695
7075 | 65.3509 | 161.8469 | 65.3509 | 161.8469
7076 | 73.0058 | 161.71 | 73.0058 | 161.71
7077 | 77.1045 | 161.9362 | 77.1045 | 161.9362
7078 | 79.9643 | 158.5769 | 79.9643 | 158.5769
7079 | 85.4502 | 153.6362 | 85.4502 | 153.6362
7080 | 84.835 | 145.3919 | 84.835 | 145.3919
7081 | 79.7527 | 136.8705 | 79.7527 | 136.8705
7082 | 78.9284 | 131.6052 | 78.9284 | 131.6052
7083 | 79.6629 | 128.4939 | 79.6629 | 128.4939
7084 | 80.5272 | 133.254 | 80.5272 | 133.254
7085 | 82.1409 | 137.9506 | 82.1409 | 137.9506
7086 | 81.5389 | 139.5446 | 81.5389 | 139.5446
7087 | 78.4754 | 142.1503 | 78.4754 | 142.1503
7088 | 78.7128 | 143.8884 | 78.7128 | 143.8884
7089 | 80.7493 | 146.3228 | 80.7493 | 146.3228
7090 | 78.2763 | 145.839 | 78.2763 | 145.839
7091 | 72.688 | 145.3513 | 72.688 | 145.3513
7092 | 67.7869 | 148.6352 | 67.7869 | 148.6352
7093 | 63.8653 | 153.6004 | 63.8653 | 153.6004
7094 | 62.1491 | 157.4508 | 62.1491 | 157.4508
7095 | 61.5832 | 159.5454 | 61.5832 | 159.5454
7096 | 61.2413 | 164.6434 | 61.2413 | 164.6434
7097 | 59.9534 | 177.3459 | 59.9534 | 177.3459
7098 | 61.1782 | 179.5524 | 61.1782 | 179.5524
7099 | 66.3803 | 180.3828 | 66.3803 | 180.3828
7100 | 73.0827 | 179.6615 | 73.0827 | 179.6615
7101 | 77.0734 | 179.6503 | 77.0734 | 179.6503
7102 | 80.9207 | 177.6698 | 80.9207 | 177.6698
7103 | 86.0228 | 176.418 | 86.0228 | 176.418
7104 | 85.2762 | 172.7301 | 85.2762 | 172.7301
7105 | 79.8545 | 167.6328 | 79.8545 | 167.6328
7106 | 79.322 | 165.2072 | 79.322 | 165.2072
7107 | 79.5464 | 165.3831 | 79.5464 | 165.3831
7108 | 78.9662 | 168.5087 | 78.9662 | 168.5087
7109 | 81.1911 | 170.7125 | 81.1911 | 170.7125
7110 | 80.1381 | 169.9143 | 80.1381 | 169.9143
7111 | 76.8153 | 168.8949 | 76.8153 | 168.8949
7112 | 76.5603 | 166.6702 | 76.5603 | 166.6702
7113 | 78.9885 | 165.6804 | 78.9885 | 165.6804
7114 | 76.799 | 164.0918 | 76.799 | 164.0918
7115 | 71.3231 | 164.0699 | 71.3231 | 164.0699
7116 | 66.9874 | 166.3858 | 66.9874 | 166.3858
7117 | 63.8903 | 168.9405 | 63.8903 | 168.9405
7118 | 62.2635 | 171.1382 | 62.2635 | 171.1382
7119 | 61.6036 | 173.1049 | 61.6036 | 173.1049
7120 | 60.737 | 179.9835 | 60.737 | 179.9835
7121 | 58.9395 | 193.0877 | 58.9395 | 193.0877
7122 | 59.9946 | 194.6276 | 59.9946 | 194.6276
7123 | 64.1913 | 194.7002 | 64.1913 | 194.7002
7124 | 69.9377 | 193.1662 | 69.9377 | 193.1662
7125 | 73.5987 | 191.548 | 73.5987 | 191.548
7126 | 77.2316 | 187.7595 | 77.2316 | 187.7595
7127 | 82.5475 | 184.4806 | 82.5475 | 184.4806
7128 | 82.6491 | 179.7975 | 82.6491 | 179.7975
7129 | 79.0815 | 175.1202 | 79.0815 | 175.1202
7130 | 77.3426 | 172.3385 | 77.3426 | 172.3385
7131 | 77.4682 | 170.9986 | 77.4682 | 170.9986
7132 | 77.6819 | 173.2933 | 77.6819 | 173.2933
7133 | 79.3146 | 175.7711 | 79.3146 | 175.7711
7134 | 79.0007 | 174.6532 | 79.0007 | 174.6532
7135 | 76.0631 | 173.9444 | 76.0631 | 173.9444
7136 | 76.1896 | 171.884 | 76.1896 | 171.884
7137 | 78.1492 | 169.9903 | 78.1492 | 169.9903
7138 | 75.5102 | 166.0732 | 75.5102 | 166.0732
7139 | 70.803 | 162.7733 | 70.803 | 162.7733
7140 | 66.6065 | 161.2816 | 66.6065 | 161.2816
7141 | 63.2623 | 161.1518 | 63.2623 | 161.1518
7142 | 61.7224 | 162.8746 | 61.7224 | 162.8746
7143 | 60.9672 | 165.727 | 60.9672 | 165.727
7144 | 60.104 | 173.9753 | 60.104 | 173.9753
7145 | 58.3114 | 189.6727 | 58.3114 | 189.6727
7146 | 59.0671 | 194.2532 | 59.0671 | 194.2532
7147 | 62.1208 | 197.6129 | 62.1208 | 197.6129
7148 | 67.1032 | 198.9918 | 67.1032 | 198.9918
7149 | 70.512 | 197.2092 | 70.512 | 197.2092
7150 | 73.3528 | 186.4994 | 73.3528 | 186.4994
7151 | 79.4867 | 176.3267 | 79.4867 | 176.3267
7152 | 79.4057 | 168.0277 | 79.4057 | 168.0277
7153 | 76.5181 | 161.8528 | 76.5181 | 161.8528
7154 | 75.4383 | 157.9663 | 75.4383 | 157.9663
7155 | 75.335 | 155.2203 | 75.335 | 155.2203
7156 | 75.8809 | 155.424 | 75.8809 | 155.424
7157 | 76.7773 | 155.0255 | 76.7773 | 155.0255
7158 | 75.6892 | 152.4924 | 75.6892 | 152.4924
7159 | 73.4848 | 151.2721 | 73.4848 | 151.2721
7160 | 73.8094 | 150.1796 | 73.8094 | 150.1796
7161 | 75.9724 | 151.9109 | 75.9724 | 151.9109
7162 | 74.7946 | 156.5861 | 74.7946 | 156.5861
7163 | 70.2619 | 162.682 | 70.2619 | 162.682
7164 | 66.0298 | 166.9337 | 66.0298 | 166.9337
7165 | 62.9187 | 169.6253 | 62.9187 | 169.6253
7166 | 61.1896 | 171.6495 | 61.1896 | 171.6495
7167 | 60.1015 | 172.8127 | 60.1015 | 172.8127
7168 | 59.6439 | 177.646 | 59.6439 | 177.646
7169 | 57.8722 | 189.2801 | 57.8722 | 189.2801
7170 | 58.228 | 190.5369 | 58.228 | 190.5369
7171 | 61.6815 | 190.3447 | 61.6815 | 190.3447
7172 | 66.8041 | 188.5642 | 66.8041 | 188.5642
7173 | 70.9214 | 185.6676 | 70.9214 | 185.6676
7174 | 73.5864 | 179.0851 | 73.5864 | 179.0851
7175 | 78.7961 | 173.5234 | 78.7961 | 173.5234
7176 | 78.9576 | 165.4892 | 78.9576 | 165.4892
7177 | 75.7312 | 157.2326 | 75.7312 | 157.2326
7178 | 75.3448 | 151.4833 | 75.3448 | 151.4833
7179 | 75.2322 | 148.2716 | 75.2322 | 148.2716
7180 | 75.4925 | 148.9684 | 75.4925 | 148.9684
7181 | 76.6391 | 150.3504 | 76.6391 | 150.3504
7182 | 76.3236 | 150.3009 | 76.3236 | 150.3009
7183 | 73.2583 | 152.2948 | 73.2583 | 152.2948
7184 | 73.4786 | 153.6677 | 73.4786 | 153.6677
7185 | 76.0733 | 155.7277 | 76.0733 | 155.7277
7186 | 74.3681 | 156.9149 | 74.3681 | 156.9149
7187 | 69.471 | 158.0982 | 69.471 | 158.0982
7188 | 65.0549 | 159.9485 | 65.0549 | 159.9485
7189 | 62.4082 | 162.0375 | 62.4082 | 162.0375
7190 | 60.6071 | 164.2717 | 60.6071 | 164.2717
7191 | 60.0275 | 164.9326 | 60.0275 | 164.9326
7192 | 59.2731 | 169.2272 | 59.2731 | 169.2272
7193 | 57.6241 | 180.1308 | 57.6241 | 180.1308
7194 | 58.4552 | 180.575 | 58.4552 | 180.575
7195 | 62.6919 | 179.3601 | 62.6919 | 179.3601
7196 | 68.0058 | 175.7443 | 68.0058 | 175.7443
7197 | 72.2829 | 171.9346 | 72.2829 | 171.9346
7198 | 75.3334 | 166.9226 | 75.3334 | 166.9226
7199 | 81.4519 | 162.1006 | 81.4519 | 162.1006
7200 | 80.6462 | 159.061 | 80.6462 | 159.061
7201 | 76.7526 | 157.9448 | 76.7526 | 157.9448
7202 | 76.0319 | 158.0759 | 76.0319 | 158.0759
7203 | 76.3623 | 157.7861 | 76.3623 | 157.7861
7204 | 76.0268 | 160.1082 | 76.0268 | 160.1082
7205 | 77.5273 | 162.3942 | 77.5273 | 162.3942
7206 | 77.0223 | 162.2899 | 77.0223 | 162.2899
7207 | 74.805 | 162.485 | 74.805 | 162.485
7208 | 74.1099 | 162.0408 | 74.1099 | 162.0408
7209 | 76.2835 | 162.7311 | 76.2835 | 162.7311
7210 | 75.3219 | 161.4256 | 75.3219 | 161.4256
7211 | 69.436 | 160.0431 | 69.436 | 160.0431
7212 | 64.7692 | 160.405 | 64.7692 | 160.405
7213 | 61.6537 | 161.2796 | 61.6537 | 161.2796
7214 | 60.1974 | 162.4455 | 60.1974 | 162.4455
7215 | 59.4148 | 162.5677 | 59.4148 | 162.5677
7216 | 58.8533 | 167.4193 | 58.8533 | 167.4193
7217 | 57.5038 | 179.4825 | 57.5038 | 179.4825
7218 | 58.6483 | 181.3877 | 58.6483 | 181.3877
7219 | 64.1179 | 181.3963 | 64.1179 | 181.3963
7220 | 71.449 | 179.908 | 71.449 | 179.908
7221 | 76.1925 | 178.0159 | 76.1925 | 178.0159
7222 | 79.1508 | 173.9991 | 79.1508 | 173.9991
7223 | 85.4785 | 171.5968 | 85.4785 | 171.5968
7224 | 84.3823 | 168.9408 | 84.3823 | 168.9408
7225 | 80.2127 | 166.537 | 80.2127 | 166.537
7226 | 79.3429 | 165.8007 | 79.3429 | 165.8007
7227 | 79.2094 | 164.3969 | 79.2094 | 164.3969
7228 | 79.8083 | 165.3768 | 79.8083 | 165.3768
7229 | 81.1283 | 165.5079 | 81.1283 | 165.5079
7230 | 80.1825 | 164.4265 | 80.1825 | 164.4265
7231 | 75.6472 | 166.9318 | 75.6472 | 166.9318
7232 | 74.8349 | 169.0625 | 74.8349 | 169.0625
7233 | 77.0114 | 171.9808 | 77.0114 | 171.9808
7234 | 75.2202 | 172.5562 | 75.2202 | 172.5562
7235 | 69.7193 | 172.1782 | 69.7193 | 172.1782
7236 | 64.7168 | 172.6314 | 64.7168 | 172.6314
7237 | 61.2894 | 173.1225 | 61.2894 | 173.1225
7238 | 59.8218 | 173.8318 | 59.8218 | 173.8318
7239 | 59.1399 | 174.301 | 59.1399 | 174.301
7240 | 58.3214 | 179.0156 | 58.3214 | 179.0156
7241 | 56.8431 | 191.5994 | 56.8431 | 191.5994
7242 | 58.4093 | 195.5681 | 58.4093 | 195.5681
7243 | 62.4652 | 198.9095 | 62.4652 | 198.9095
7244 | 69.6535 | 199.1379 | 69.6535 | 199.1379
7245 | 73.8871 | 196.4696 | 73.8871 | 196.4696
7246 | 77.7836 | 190.7545 | 77.7836 | 190.7545
7247 | 83.15 | 186.5077 | 83.15 | 186.5077
7248 | 83.5196 | 182.3176 | 83.5196 | 182.3176
7249 | 78.1935 | 179.4117 | 78.1935 | 179.4117
7250 | 77.1691 | 179.5428 | 77.1691 | 179.5428
7251 | 77.3929 | 180.0018 | 77.3929 | 180.0018
7252 | 77.7565 | 182.0317 | 77.7565 | 182.0317
7253 | 79.4002 | 183.505 | 79.4002 | 183.505
7254 | 78.6483 | 182.1224 | 78.6483 | 182.1224
7255 | 75.9972 | 181.4683 | 75.9972 | 181.4683
7256 | 74.4467 | 179.9923 | 74.4467 | 179.9923
7257 | 76.5322 | 180.1348 | 76.5322 | 180.1348
7258 | 75.4483 | 179.4958 | 75.4483 | 179.4958
7259 | 70.1567 | 179.0082 | 70.1567 | 179.0082
7260 | 64.7887 | 57.3094 | 64.7887 | 57.3094
7261 | 61.5049 | 56.9326 | 61.5049 | 56.9326
7262 | 59.8612 | 56.8602 | 59.8612 | 56.8602
7263 | 59.4591 | 56.8427 | 59.4591 | 56.8427
7264 | 58.4396 | 60.8274 | 58.4396 | 60.8274
7265 | 56.4992 | 72.1029 | 56.4992 | 72.1029
7266 | 58.4516 | 73.1432 | 58.4516 | 73.1432
7267 | 63.4695 | 73.2238 | 63.4695 | 73.2238
7268 | 70.41 | 71.4817 | 70.41 | 71.4817
7269 | 74.8864 | 69.5832 | 74.8864 | 69.5832
7270 | 78.3269 | 65.6459 | 78.3269 | 65.6459
7271 | 84.6558 | 62.5843 | 84.6558 | 62.5843
7272 | 84.4796 | 59.1632 | 84.4796 | 59.1632
7273 | 79.5963 | 56.2572 | 79.5963 | 56.2572
7274 | 78.7048 | 56.0695 | 78.7048 | 56.0695
7275 | 78.6223 | 56.095 | 78.6223 | 56.095
7276 | 78.3288 | 58.6955 | 78.3288 | 58.6955
7277 | 78.885 | 60.8818 | 78.885 | 60.8818
7278 | 78.4545 | 60.3776 | 78.4545 | 60.3776
7279 | 75.0849 | 59.4626 | 75.0849 | 59.4626
7280 | 73.4253 | 57.3799 | 73.4253 | 57.3799
7281 | 75.1982 | 56.5997 | 75.1982 | 56.5997
7282 | 74.2552 | 54.2316 | 74.2552 | 54.2316
7283 | 70.3994 | 52.7042 | 70.3994 | 52.7042
7284 | 65.7549 | 53.0864 | 65.7549 | 53.0864
7285 | 62.3016 | 53.7024 | 62.3016 | 53.7024
7286 | 60.1588 | 54.3911 | 60.1588 | 54.3911
7287 | 59.2391 | 55.2005 | 59.2391 | 55.2005
7288 | 58.1881 | 59.8918 | 58.1881 | 59.8918
7289 | 56.9151 | 71.505 | 56.9151 | 71.505
7290 | 58.0721 | 72.6854 | 58.0721 | 72.6854
7291 | 62.2119 | 72.6344 | 62.2119 | 72.6344
7292 | 67.9603 | 70.3887 | 67.9603 | 70.3887
7293 | 72.4761 | 67.4689 | 72.4761 | 67.4689
7294 | 75.2862 | 62.513 | 75.2862 | 62.513
7295 | 80.6426 | 58.8219 | 80.6426 | 58.8219
7296 | 80.8872 | 55.2121 | 80.8872 | 55.2121
7297 | 77.1672 | 52.1629 | 77.1672 | 52.1629
7298 | 75.8964 | 51.4145 | 75.8964 | 51.4145
7299 | 75.5939 | 51.068 | 75.5939 | 51.068
7300 | 75.2809 | 53.3338 | 75.2809 | 53.3338
7301 | 76.5708 | 54.8248 | 76.5708 | 54.8248
7302 | 75.5656 | 53.3679 | 75.5656 | 53.3679
7303 | 72.8902 | 52.4358 | 72.8902 | 52.4358
7304 | 71.8095 | 50.788 | 71.8095 | 50.788
7305 | 74.0054 | 50.3654 | 74.0054 | 50.3654
7306 | 73.1558 | 48.3863 | 73.1558 | 48.3863
7307 | 69.5265 | 47.3969 | 69.5265 | 47.3969
7308 | 65.2181 | 48.1825 | 65.2181 | 48.1825
7309 | 61.6751 | 49.0617 | 61.6751 | 49.0617
7310 | 60.174 | 50.0222 | 60.174 | 50.0222
7311 | 59.0943 | 51.1749 | 59.0943 | 51.1749
7312 | 57.7446 | 56.1895 | 57.7446 | 56.1895
7313 | 56.3084 | 68.3606 | 56.3084 | 68.3606
7314 | 56.8082 | 70.1819 | 56.8082 | 70.1819
7315 | 59.8595 | 70.6917 | 59.8595 | 70.6917
7316 | 64.6167 | 68.8266 | 64.6167 | 68.8266
7317 | 68.3787 | 65.8323 | 68.3787 | 65.8323
7318 | 71.7834 | 60.9365 | 71.7834 | 60.9365
7319 | 76.995 | 56.8649 | 76.995 | 56.8649
7320 | 77.5238 | 52.3967 | 77.5238 | 52.3967
7321 | 74.5998 | 48.4836 | 74.5998 | 48.4836
7322 | 73.2666 | 46.997 | 73.2666 | 46.997
7323 | 72.3992 | 46.1212 | 72.3992 | 46.1212
7324 | 72.9276 | 48.0808 | 72.9276 | 48.0808
7325 | 74.1926 | 49.7321 | 74.1926 | 49.7321
7326 | 73.5149 | 48.6871 | 73.5149 | 48.6871
7327 | 71.4836 | 47.8866 | 71.4836 | 47.8866
7328 | 70.8735 | 46.3103 | 70.8735 | 46.3103
7329 | 73.2795 | 46.1824 | 73.2795 | 46.1824
7330 | 72.3088 | 45.2105 | 72.3088 | 45.2105
7331 | 68.2582 | 45.5515 | 68.2582 | 45.5515
7332 | 64.5314 | 46.9208 | 64.5314 | 46.9208
7333 | 61.5374 | 48.4952 | 61.5374 | 48.4952
7334 | 59.707 | 50.0422 | 59.707 | 50.0422
7335 | 58.9722 | 51.7729 | 58.9722 | 51.7729
7336 | 57.8552 | 57.2424 | 57.8552 | 57.2424
7337 | 56.2036 | 69.4335 | 56.2036 | 69.4335
7338 | 56.761 | 71.2205 | 56.761 | 71.2205
7339 | 60.0122 | 71.7217 | 60.0122 | 71.7217
7340 | 65.1601 | 69.622 | 65.1601 | 69.622
7341 | 69.0682 | 66.2701 | 69.0682 | 66.2701
7342 | 72.4247 | 60.7248 | 72.4247 | 60.7248
7343 | 78.062 | 55.3256 | 78.062 | 55.3256
7344 | 77.7501 | 48.9548 | 77.7501 | 48.9548
7345 | 74.3477 | 47.0416 | 74.3477 | 47.0416
7346 | 73.6867 | 47.8095 | 73.6867 | 47.8095
7347 | 73.313 | 48.4902 | 73.313 | 48.4902
7348 | 74.3567 | 51.6543 | 74.3567 | 51.6543
7349 | 75.5646 | 54.4329 | 75.5646 | 54.4329
7350 | 73.6905 | 54.1604 | 73.6905 | 54.1604
7351 | 71.4208 | 53.955 | 71.4208 | 53.955
7352 | 70.5754 | 52.6448 | 70.5754 | 52.6448
7353 | 72.9651 | 52.2079 | 72.9651 | 52.2079
7354 | 72.5751 | 49.8999 | 72.5751 | 49.8999
7355 | 68.2045 | 48.6586 | 68.2045 | 48.6586
7356 | 64.166 | 49.0552 | 64.166 | 49.0552
7357 | 60.9427 | 49.9716 | 60.9427 | 49.9716
7358 | 59.2488 | 51.0636 | 59.2488 | 51.0636
7359 | 58.3253 | 52.4195 | 58.3253 | 52.4195
7360 | 57.177 | 57.643 | 57.177 | 57.643
7361 | 55.7285 | 69.6996 | 55.7285 | 69.6996
7362 | 57.0588 | 70.7999 | 57.0588 | 70.7999
7363 | 61.1943 | 70.3627 | 61.1943 | 70.3627
7364 | 67.8689 | 68.0169 | 67.8689 | 68.0169
7365 | 71.4052 | 65.7665 | 71.4052 | 65.7665
7366 | 75.6265 | 62.4014 | 75.6265 | 62.4014
7367 | 82.1804 | 60.118 | 82.1804 | 60.118
7368 | 81.4581 | 57.0432 | 81.4581 | 57.0432
7369 | 77.0375 | 54.057 | 77.0375 | 54.057
7370 | 76.1561 | 52.3215 | 76.1561 | 52.3215
7371 | 76.018 | 50.1554 | 76.018 | 50.1554
7372 | 77.0201 | 50.9877 | 77.0201 | 50.9877
7373 | 77.7405 | 51.8951 | 77.7405 | 51.8951
7374 | 76.8786 | 50.235 | 76.8786 | 50.235
7375 | 73.9959 | 49.0282 | 73.9959 | 49.0282
7376 | 72.8981 | 47.3575 | 72.8981 | 47.3575
7377 | 75.0796 | 47.1409 | 75.0796 | 47.1409
7378 | 74.3105 | 45.3736 | 74.3105 | 45.3736
7379 | 68.8222 | 44.5873 | 68.8222 | 44.5873
7380 | 64.9713 | 44.5947 | 64.9713 | 44.5947
7381 | 61.3859 | 45.3738 | 61.3859 | 45.3738
7382 | 59.6134 | 46.2312 | 59.6134 | 46.2312
7383 | 58.9457 | 47.5413 | 58.9457 | 47.5413
7384 | 57.8075 | 52.9193 | 57.8075 | 52.9193
7385 | 56.252 | 65.4165 | 56.252 | 65.4165
7386 | 58.096 | 67.3723 | 58.096 | 67.3723
7387 | 62.7536 | 67.9222 | 62.7536 | 67.9222
7388 | 70.626 | 66.1457 | 70.626 | 66.1457
7389 | 75.5047 | 63.7294 | 75.5047 | 63.7294
7390 | 77.8475 | 58.7735 | 77.8475 | 58.7735
7391 | 84.1499 | 53.4173 | 84.1499 | 53.4173
7392 | 82.9078 | 47.0665 | 82.9078 | 47.0665
7393 | 78.42 | 41.8916 | 78.42 | 41.8916
7394 | 77.4753 | 40.9486 | 77.4753 | 40.9486
7395 | 77.9722 | 41.2087 | 77.9722 | 41.2087
7396 | 78.3177 | 44.4301 | 78.3177 | 44.4301
7397 | 80.0518 | 46.9025 | 80.0518 | 46.9025
7398 | 78.6992 | 45.4255 | 78.6992 | 45.4255
7399 | 74.7186 | 44.1014 | 74.7186 | 44.1014
7400 | 73.8938 | 42.465 | 73.8938 | 42.465
7401 | 75.3996 | 42.6976 | 75.3996 | 42.6976
7402 | 74.1407 | 42.1835 | 74.1407 | 42.1835
7403 | 68.8643 | 41.586 | 68.8643 | 41.586
7404 | 65.0351 | 41.4275 | 65.0351 | 41.4275
7405 | 62.2621 | 42.6586 | 62.2621 | 42.6586
7406 | 60.5214 | 44.4087 | 60.5214 | 44.4087
7407 | 59.1781 | 46.7116 | 59.1781 | 46.7116
7408 | 57.947 | 53.0652 | 57.947 | 53.0652
7409 | 56.504 | 66.0918 | 56.504 | 66.0918
7410 | 58.5972 | 68.3079 | 58.5972 | 68.3079
7411 | 63.191 | 69.0123 | 63.191 | 69.0123
7412 | 70.9505 | 67.4017 | 70.9505 | 67.4017
7413 | 75.9281 | 63.4862 | 75.9281 | 63.4862
7414 | 79.5655 | 57.3001 | 79.5655 | 57.3001
7415 | 85.2359 | 51.8008 | 85.2359 | 51.8008
7416 | 84.5431 | 45.4185 | 84.5431 | 45.4185
7417 | 79.1357 | 40.2379 | 79.1357 | 40.2379
7418 | 78.6226 | 37.7413 | 78.6226 | 37.7413
7419 | 78.1765 | 36.4421 | 78.1765 | 36.4421
7420 | 78.1914 | 38.1242 | 78.1914 | 38.1242
7421 | 79.5743 | 39.2805 | 79.5743 | 39.2805
7422 | 78.7242 | 37.669 | 78.7242 | 37.669
7423 | 74.8267 | 36.3421 | 74.8267 | 36.3421
7424 | 73.3576 | 34.1821 | 73.3576 | 34.1821
7425 | 74.9855 | 33.0014 | 74.9855 | 33.0014
7426 | 74.2356 | 31.709 | 74.2356 | 31.709
7427 | 69.4942 | 31.5664 | 69.4942 | 31.5664
7428 | 64.5655 | 32.8928 | 64.5655 | 32.8928
7429 | 61.6259 | 35.2855 | 61.6259 | 35.2855
7430 | 60.3527 | 37.2417 | 60.3527 | 37.2417
7431 | 59.2715 | 39.1754 | 59.2715 | 39.1754
7432 | 58.0361 | 45.077 | 58.0361 | 45.077
7433 | 56.9486 | 57.8375 | 56.9486 | 57.8375
7434 | 58.9139 | 60.2053 | 58.9139 | 60.2053
7435 | 63.3735 | 61.1242 | 63.3735 | 61.1242
7436 | 70.7895 | 59.6081 | 70.7895 | 59.6081
7437 | 75.8211 | 58.3076 | 75.8211 | 58.3076
7438 | 79.5133 | 55.881 | 79.5133 | 55.881
7439 | 84.2978 | 54.3071 | 84.2978 | 54.3071
7440 | 82.8346 | 51.9046 | 82.8346 | 51.9046
7441 | 77.554 | 49.8054 | 77.554 | 49.8054
7442 | 77.1936 | 50.0898 | 77.1936 | 50.0898
7443 | 77.9474 | 50.9536 | 77.9474 | 50.9536
7444 | 78.1129 | 54.3209 | 78.1129 | 54.3209
7445 | 78.3056 | 56.9392 | 78.3056 | 56.9392
7446 | 78.5491 | 56.5151 | 78.5491 | 56.5151
7447 | 74.4586 | 55.8004 | 74.4586 | 55.8004
7448 | 73.0044 | 53.6433 | 73.0044 | 53.6433
7449 | 74.4548 | 52.1278 | 74.4548 | 52.1278
7450 | 73.6918 | 48.4607 | 73.6918 | 48.4607
7451 | 69.6123 | 45.5801 | 69.6123 | 45.5801
7452 | 65.227 | 45.1097 | 65.227 | 45.1097
7453 | 62.179 | 45.1907 | 62.179 | 45.1907
7454 | 60.5127 | 45.4702 | 60.5127 | 45.4702
7455 | 59.4269 | 45.8447 | 59.4269 | 45.8447
7456 | 57.773 | 50.2127 | 57.773 | 50.2127
7457 | 56.7874 | 61.7229 | 56.7874 | 61.7229
7458 | 57.7276 | 62.9863 | 57.7276 | 62.9863
7459 | 61.5901 | 63.2729 | 61.5901 | 63.2729
7460 | 67.5998 | 61.9485 | 67.5998 | 61.9485
7461 | 72.4505 | 60.711 | 72.4505 | 60.711
7462 | 76.3162 | 57.4403 | 76.3162 | 57.4403
7463 | 81.7322 | 54.7477 | 81.7322 | 54.7477
7464 | 80.9965 | 51.0205 | 80.9965 | 51.0205
7465 | 76.6683 | 46.9443 | 76.6683 | 46.9443
7466 | 76.0553 | 45.5349 | 76.0553 | 45.5349
7467 | 76.2381 | 45.2629 | 76.2381 | 45.2629
7468 | 76.4879 | 47.8405 | 76.4879 | 47.8405
7469 | 77.2691 | 49.9839 | 77.2691 | 49.9839
7470 | 76.0877 | 49.3023 | 76.0877 | 49.3023
7471 | 73.0864 | 49.0082 | 73.0864 | 49.0082
7472 | 71.2767 | 47.9555 | 71.2767 | 47.9555
7473 | 72.8144 | 47.7704 | 72.8144 | 47.7704
7474 | 73.6311 | 45.3936 | 73.6311 | 45.3936
7475 | 70.1188 | 44.181 | 70.1188 | 44.181
7476 | 65.96 | 45.187 | 65.96 | 45.187
7477 | 62.4288 | 46.7414 | 62.4288 | 46.7414
7478 | 60.6237 | 48.3313 | 60.6237 | 48.3313
7479 | 59.3255 | 49.9646 | 59.3255 | 49.9646
7480 | 57.4678 | 55.4628 | 57.4678 | 55.4628
7481 | 56.1164 | 67.9629 | 56.1164 | 67.9629
7482 | 57.0781 | 69.996 | 57.0781 | 69.996
7483 | 60.1754 | 70.7032 | 60.1754 | 70.7032
7484 | 65.0601 | 68.9725 | 65.0601 | 68.9725
7485 | 69.2486 | 65.5376 | 69.2486 | 65.5376
7486 | 72.7129 | 60.0381 | 72.7129 | 60.0381
7487 | 77.9 | 55.2513 | 77.9 | 55.2513
7488 | 77.8577 | 50.3854 | 77.8577 | 50.3854
7489 | 75.0854 | 45.7884 | 75.0854 | 45.7884
7490 | 74.4134 | 42.8684 | 74.4134 | 42.8684
7491 | 74.511 | 41.1629 | 74.511 | 41.1629
7492 | 75.1204 | 43.4315 | 75.1204 | 43.4315
7493 | 75.9039 | 45.2917 | 75.9039 | 45.2917
7494 | 75.0621 | 44.0522 | 75.0621 | 44.0522
7495 | 72.6133 | 42.997 | 72.6133 | 42.997
7496 | 71.5777 | 41.1775 | 71.5777 | 41.1775
7497 | 72.7851 | 40.8665 | 72.7851 | 40.8665
7498 | 73.337 | 39.6571 | 73.337 | 39.6571
7499 | 69.9914 | 39.1426 | 69.9914 | 39.1426
7500 | 65.6594 | 39.5048 | 65.6594 | 39.5048
7501 | 62.6052 | 39.8175 | 62.6052 | 39.8175
7502 | 61.0033 | 40.4032 | 61.0033 | 40.4032
7503 | 60.3202 | 42.4743 | 60.3202 | 42.4743
7504 | 57.7101 | 48.7621 | 57.7101 | 48.7621
7505 | 56.5941 | 61.6113 | 56.5941 | 61.6113
7506 | 57.6707 | 63.9133 | 57.6707 | 63.9133
7507 | 60.5678 | 64.6863 | 60.5678 | 64.6863
7508 | 65.5948 | 63.0586 | 65.5948 | 63.0586
7509 | 69.4864 | 61.3519 | 69.4864 | 61.3519
7510 | 73.0206 | 57.7979 | 73.0206 | 57.7979
7511 | 78.6028 | 55.7205 | 78.6028 | 55.7205
7512 | 78.5464 | 53.2093 | 78.5464 | 53.2093
7513 | 75.2147 | 51.0357 | 75.2147 | 51.0357
7514 | 74.4207 | 51.5089 | 74.4207 | 51.5089
7515 | 73.5642 | 52.5701 | 73.5642 | 52.5701
7516 | 73.8191 | 55.6713 | 73.8191 | 55.6713
7517 | 74.9342 | 57.9062 | 74.9342 | 57.9062
7518 | 73.4369 | 57.4106 | 73.4369 | 57.4106
7519 | 70.2137 | 56.8648 | 70.2137 | 56.8648
7520 | 69.6209 | 55.1511 | 69.6209 | 55.1511
7521 | 71.1507 | 54.4854 | 71.1507 | 54.4854
7522 | 72.0006 | 51.5478 | 72.0006 | 51.5478
7523 | 68.9827 | 49.4769 | 68.9827 | 49.4769
7524 | 64.6751 | 50.1481 | 64.6751 | 50.1481
7525 | 61.6419 | 50.5237 | 61.6419 | 50.5237
7526 | 59.8868 | 50.6574 | 59.8868 | 50.6574
7527 | 58.4584 | 51.1549 | 58.4584 | 51.1549
7528 | 56.5319 | 55.6803 | 56.5319 | 55.6803
7529 | 55.4069 | 67.3306 | 55.4069 | 67.3306
7530 | 56.9774 | 68.6484 | 56.9774 | 68.6484
7531 | 61.147 | 68.7347 | 61.147 | 68.7347
7532 | 66.6839 | 66.5062 | 66.6839 | 66.5062
7533 | 70.9874 | 64.4218 | 70.9874 | 64.4218
7534 | 74.5088 | 60.473 | 74.5088 | 60.473
7535 | 79.9427 | 57.7604 | 79.9427 | 57.7604
7536 | 78.8512 | 54.2336 | 78.8512 | 54.2336
7537 | 74.6546 | 50.3462 | 74.6546 | 50.3462
7538 | 75.0668 | 48.7565 | 75.0668 | 48.7565
7539 | 75.2165 | 47.5003 | 75.2165 | 47.5003
7540 | 74.7573 | 48.4785 | 74.7573 | 48.4785
7541 | 75.8505 | 50.227 | 75.8505 | 50.227
7542 | 74.9447 | 49.5169 | 74.9447 | 49.5169
7543 | 71.51 | 48.9653 | 71.51 | 48.9653
7544 | 70.4383 | 47.1858 | 70.4383 | 47.1858
7545 | 71.3897 | 46.1939 | 71.3897 | 46.1939
7546 | 72.2457 | 43.4681 | 72.2457 | 43.4681
7547 | 68.613 | 43.5716 | 68.613 | 43.5716
7548 | 63.9615 | 45.0382 | 63.9615 | 45.0382
7549 | 60.801 | 46.6355 | 60.801 | 46.6355
7550 | 58.9869 | 48.2455 | 58.9869 | 48.2455
7551 | 58.2595 | 49.9074 | 58.2595 | 49.9074
7552 | 55.7944 | 55.2196 | 55.7944 | 55.2196
7553 | 55.3445 | 67.4307 | 55.3445 | 67.4307
7554 | 56.867 | 69.5096 | 56.867 | 69.5096
7555 | 61.9983 | 70.2311 | 61.9983 | 70.2311
7556 | 69.2757 | 68.1771 | 69.2757 | 68.1771
7557 | 74.5548 | 63.9984 | 74.5548 | 63.9984
7558 | 78.5088 | 58.2929 | 78.5088 | 58.2929
7559 | 84.1363 | 53.9352 | 84.1363 | 53.9352
7560 | 82.6973 | 50.6143 | 82.6973 | 50.6143
7561 | 77.7482 | 47.2991 | 77.7482 | 47.2991
7562 | 76.9542 | 46.9054 | 76.9542 | 46.9054
7563 | 77.6579 | 47.0825 | 77.6579 | 47.0825
7564 | 77.843 | 49.5572 | 77.843 | 49.5572
7565 | 79.1385 | 51.609 | 79.1385 | 51.609
7566 | 77.5923 | 50.8644 | 77.5923 | 50.8644
7567 | 73.4644 | 50.2757 | 73.4644 | 50.2757
7568 | 71.9107 | 48.7108 | 71.9107 | 48.7108
7569 | 73.2729 | 48.1108 | 73.2729 | 48.1108
7570 | 73.2034 | 45.3307 | 73.2034 | 45.3307
7571 | 69.2266 | 42.9765 | 69.2266 | 42.9765
7572 | 64.2251 | 42.3287 | 64.2251 | 42.3287
7573 | 61.0879 | 42.6328 | 61.0879 | 42.6328
7574 | 59.7524 | 43.5361 | 59.7524 | 43.5361
7575 | 58.2943 | 45.0064 | 58.2943 | 45.0064
7576 | 56.3683 | 50.7992 | 56.3683 | 50.7992
7577 | 55.2897 | 63.7027 | 55.2897 | 63.7027
7578 | 57.5026 | 66.2079 | 57.5026 | 66.2079
7579 | 62.1628 | 67.5016 | 62.1628 | 67.5016
7580 | 69.3185 | 66.1057 | 69.3185 | 66.1057
7581 | 74.3176 | 61.6551 | 74.3176 | 61.6551
7582 | 77.9618 | 56.0154 | 77.9618 | 56.0154
7583 | 83.1073 | 50.642 | 83.1073 | 50.642
7584 | 82.5255 | 46.7775 | 82.5255 | 46.7775
7585 | 76.9057 | 44.2949 | 76.9057 | 44.2949
7586 | 76.6735 | 44.1416 | 76.6735 | 44.1416
7587 | 77.0803 | 44.3244 | 77.0803 | 44.3244
7588 | 77.3855 | 47.1739 | 77.3855 | 47.1739
7589 | 78.9209 | 49.9037 | 78.9209 | 49.9037
7590 | 78.202 | 50.0547 | 78.202 | 50.0547
7591 | 74.1682 | 50.0954 | 74.1682 | 50.0954
7592 | 72.2871 | 48.3589 | 72.2871 | 48.3589
7593 | 73.5802 | 47.593 | 73.5802 | 47.593
7594 | 73.6814 | 45.8171 | 73.6814 | 45.8171
7595 | 69.4924 | 44.4214 | 69.4924 | 44.4214
7596 | 65.4823 | 44.8093 | 65.4823 | 44.8093
7597 | 61.6314 | 46.2807 | 61.6314 | 46.2807
7598 | 60.4155 | 47.3757 | 60.4155 | 47.3757
7599 | 59.1376 | 48.2652 | 59.1376 | 48.2652
7600 | 57.126 | 53.028 | 57.126 | 53.028
7601 | 56.0576 | 65.0932 | 56.0576 | 65.0932
7602 | 57.9643 | 67.0004 | 57.9643 | 67.0004
7603 | 62.555 | 67.2813 | 62.555 | 67.2813
7604 | 69.1399 | 66.1085 | 69.1399 | 66.1085
7605 | 74.8998 | 65.1714 | 74.8998 | 65.1714
7606 | 78.4698 | 62.3528 | 78.4698 | 62.3528
7607 | 83.7675 | 60.8848 | 83.7675 | 60.8848
7608 | 82.5151 | 59.1489 | 82.5151 | 59.1489
7609 | 77.5972 | 57.6677 | 77.5972 | 57.6677
7610 | 76.156 | 57.6774 | 76.156 | 57.6774
7611 | 76.8235 | 56.4641 | 76.8235 | 56.4641
7612 | 76.8543 | 57.0132 | 76.8543 | 57.0132
7613 | 77.2673 | 57.7975 | 77.2673 | 57.7975
7614 | 76.3417 | 56.6267 | 76.3417 | 56.6267
7615 | 72.8897 | 55.6087 | 72.8897 | 55.6087
7616 | 70.6933 | 53.9981 | 70.6933 | 53.9981
7617 | 71.3885 | 54.7343 | 71.3885 | 54.7343
7618 | 72.2925 | 52.7266 | 72.2925 | 52.7266
7619 | 68.9028 | 49.4454 | 68.9028 | 49.4454
7620 | 64.9918 | 48.6947 | 64.9918 | 48.6947
7621 | 61.7466 | 48.1548 | 61.7466 | 48.1548
7622 | 59.4629 | 47.8707 | 59.4629 | 47.8707
7623 | 58.889 | 48.0677 | 58.889 | 48.0677
7624 | 56.4325 | 52.3957 | 56.4325 | 52.3957
7625 | 55.7174 | 63.863 | 55.7174 | 63.863
7626 | 57.3374 | 64.8489 | 57.3374 | 64.8489
7627 | 61.0519 | 64.6233 | 61.0519 | 64.6233
7628 | 66.6693 | 62.2718 | 66.6693 | 62.2718
7629 | 71.2969 | 60.3734 | 71.2969 | 60.3734
7630 | 74.9026 | 57.2829 | 74.9026 | 57.2829
7631 | 79.6222 | 55.6146 | 79.6222 | 55.6146
7632 | 79.5996 | 53.7729 | 79.5996 | 53.7729
7633 | 75.6592 | 52.3976 | 75.6592 | 52.3976
7634 | 74.2187 | 53.0568 | 74.2187 | 53.0568
7635 | 74.0811 | 53.8405 | 74.0811 | 53.8405
7636 | 74.3109 | 56.9045 | 74.3109 | 56.9045
7637 | 74.6333 | 59.1823 | 74.6333 | 59.1823
7638 | 73.4509 | 58.4521 | 73.4509 | 58.4521
7639 | 70.6749 | 57.54 | 70.6749 | 57.54
7640 | 68.9652 | 55.3857 | 68.9652 | 55.3857
7641 | 70.3412 | 53.9961 | 70.3412 | 53.9961
7642 | 71.0186 | 50.1659 | 71.0186 | 50.1659
7643 | 67.6399 | 46.7388 | 67.6399 | 46.7388
7644 | 63.8581 | 45.8049 | 63.8581 | 45.8049
7645 | 60.3063 | 45.4625 | 60.3063 | 45.4625
7646 | 58.3729 | 45.3243 | 58.3729 | 45.3243
7647 | 57.2802 | 45.6043 | 57.2802 | 45.6043
7648 | 55.0339 | 50.0611 | 55.0339 | 50.0611
7649 | 54.1289 | 61.6656 | 54.1289 | 61.6656
7650 | 55.1302 | 62.9519 | 55.1302 | 62.9519
7651 | 58.2263 | 63.0497 | 58.2263 | 63.0497
7652 | 62.6123 | 61.1016 | 62.6123 | 61.1016
7653 | 66.8347 | 59.6495 | 66.8347 | 59.6495
7654 | 70.5005 | 56.7679 | 70.5005 | 56.7679
7655 | 75.4692 | 55.1196 | 75.4692 | 55.1196
7656 | 75.7019 | 53.1091 | 75.7019 | 53.1091
7657 | 72.4693 | 51.0071 | 72.4693 | 51.0071
7658 | 72.1144 | 50.6248 | 72.1144 | 50.6248
7659 | 71.7659 | 50.8735 | 71.7659 | 50.8735
7660 | 72.452 | 53.5684 | 72.452 | 53.5684
7661 | 72.4865 | 55.7146 | 72.4865 | 55.7146
7662 | 71.1331 | 54.8528 | 71.1331 | 54.8528
7663 | 69.4218 | 53.9493 | 69.4218 | 53.9493
7664 | 68.274 | 52.0898 | 68.274 | 52.0898
7665 | 68.7644 | 51.5127 | 68.7644 | 51.5127
7666 | 69.7564 | 48.8927 | 69.7564 | 48.8927
7667 | 67.1403 | 47.1394 | 67.1403 | 47.1394
7668 | 63.7798 | 47.4301 | 63.7798 | 47.4301
7669 | 60.7723 | 47.84 | 60.7723 | 47.84
7670 | 58.6176 | 48.4658 | 58.6176 | 48.4658
7671 | 57.5894 | 49.3009 | 57.5894 | 49.3009
7672 | 55.297 | 53.9178 | 55.297 | 53.9178
7673 | 54.0611 | 65.531 | 54.0611 | 65.531
7674 | 54.9885 | 66.7687 | 54.9885 | 66.7687
7675 | 57.0546 | 66.7606 | 57.0546 | 66.7606
7676 | 60.8967 | 64.5235 | 60.8967 | 64.5235
7677 | 64.9687 | 62.688 | 64.9687 | 62.688
7678 | 69.3454 | 59.5746 | 69.3454 | 59.5746
7679 | 74.2683 | 57.3856 | 74.2683 | 57.3856
7680 | 74.6987 | 54.4853 | 74.6987 | 54.4853
7681 | 72.4383 | 51.997 | 72.4383 | 51.997
7682 | 71.685 | 51.7178 | 71.685 | 51.7178
7683 | 70.9488 | 51.0022 | 70.9488 | 51.0022
7684 | 71.3183 | 52.5041 | 71.3183 | 52.5041
7685 | 72.6645 | 53.1911 | 72.6645 | 53.1911
7686 | 71.1035 | 50.833 | 71.1035 | 50.833
7687 | 68.9723 | 48.5132 | 68.9723 | 48.5132
7688 | 67.8399 | 45.8611 | 67.8399 | 45.8611
7689 | 69.0959 | 44.6975 | 69.0959 | 44.6975
7690 | 70.0287 | 41.6227 | 70.0287 | 41.6227
7691 | 67.1969 | 39.1712 | 67.1969 | 39.1712
7692 | 63.0358 | 39.0327 | 63.0358 | 39.0327
7693 | 59.9443 | 39.0593 | 59.9443 | 39.0593
7694 | 58.2195 | 39.6421 | 58.2195 | 39.6421
7695 | 56.744 | 41.8448 | 56.744 | 41.8448
7696 | 54.573 | 48.5247 | 54.573 | 48.5247
7697 | 54.0682 | 61.6685 | 54.0682 | 61.6685
7698 | 55.1219 | 63.8303 | 55.1219 | 63.8303
7699 | 58.0954 | 64.3601 | 58.0954 | 64.3601
7700 | 63.3015 | 62.4892 | 63.3015 | 62.4892
7701 | 66.8131 | 59.721 | 66.8131 | 59.721
7702 | 71.0689 | 54.7566 | 71.0689 | 54.7566
7703 | 76.4872 | 50.8881 | 76.4872 | 50.8881
7704 | 76.4555 | 46.7918 | 76.4555 | 46.7918
7705 | 72.9065 | 43.119 | 72.9065 | 43.119
7706 | 71.6844 | 41.3348 | 71.6844 | 41.3348
7707 | 73.0383 | 40.07 | 73.0383 | 40.07
7708 | 73.2274 | 42.0697 | 73.2274 | 42.0697
7709 | 74.0494 | 43.9069 | 74.0494 | 43.9069
7710 | 72.5675 | 43.4199 | 72.5675 | 43.4199
7711 | 70.056 | 43.1515 | 70.056 | 43.1515
7712 | 68.902 | 42.1732 | 68.902 | 42.1732
7713 | 69.3372 | 42.5288 | 69.3372 | 42.5288
7714 | 70.8011 | 41.0476 | 70.8011 | 41.0476
7715 | 67.5693 | 40.4645 | 67.5693 | 40.4645
7716 | 63.3725 | 41.7336 | 63.3725 | 41.7336
7717 | 59.9254 | 43.1621 | 59.9254 | 43.1621
7718 | 58.3022 | 44.7578 | 58.3022 | 44.7578
7719 | 56.5302 | 46.3654 | 56.5302 | 46.3654
7720 | 54.4699 | 51.8378 | 54.4699 | 51.8378
7721 | 53.9641 | 64.3093 | 53.9641 | 64.3093
7722 | 55.0622 | 66.4597 | 55.0622 | 66.4597
7723 | 59.4192 | 67.2212 | 59.4192 | 67.2212
7724 | 66.1441 | 65.4304 | 66.1441 | 65.4304
7725 | 70.478 | 62.05 | 70.478 | 62.05
7726 | 74.6958 | 56.3445 | 74.6958 | 56.3445
7727 | 80.772 | 51.0254 | 80.772 | 51.0254
7728 | 80.1184 | 45.9879 | 80.1184 | 45.9879
7729 | 75.636 | 42.1234 | 75.636 | 42.1234
7730 | 74.7111 | 40.9429 | 74.7111 | 40.9429
7731 | 75.2141 | 40.9541 | 75.2141 | 40.9541
7732 | 75.8782 | 44.3528 | 75.8782 | 44.3528
7733 | 76.4988 | 47.3888 | 76.4988 | 47.3888
7734 | 75.6983 | 46.8045 | 75.6983 | 46.8045
7735 | 71.9039 | 45.4232 | 71.9039 | 45.4232
7736 | 70.7718 | 42.8742 | 70.7718 | 42.8742
7737 | 71.1474 | 41.908 | 71.1474 | 41.908
7738 | 71.4553 | 39.6056 | 71.4553 | 39.6056
7739 | 67.5626 | 39.1083 | 67.5626 | 39.1083
7740 | 63.2542 | 39.233 | 63.2542 | 39.233
7741 | 59.6862 | 39.683 | 59.6862 | 39.683
7742 | 58.1359 | 40.2744 | 58.1359 | 40.2744
7743 | 56.7316 | 41.4815 | 56.7316 | 41.4815
7744 | 54.795 | 47.3859 | 54.795 | 47.3859
7745 | 53.9555 | 59.7916 | 53.9555 | 59.7916
7746 | 55.7395 | 61.8189 | 55.7395 | 61.8189
7747 | 60.2762 | 62.7007 | 60.2762 | 62.7007
7748 | 68.3225 | 60.7983 | 68.3225 | 60.7983
7749 | 73.5128 | 58.6538 | 73.5128 | 58.6538
7750 | 77.5054 | 53.7494 | 77.5054 | 53.7494
7751 | 83.7653 | 49.2973 | 83.7653 | 49.2973
7752 | 82.8105 | 45.0609 | 82.8105 | 45.0609
7753 | 77.7236 | 41.5454 | 77.7236 | 41.5454
7754 | 75.9793 | 40.4851 | 75.9793 | 40.4851
7755 | 76.2322 | 39.967 | 76.2322 | 39.967
7756 | 76.8661 | 41.9924 | 76.8661 | 41.9924
7757 | 77.1252 | 43.6665 | 77.1252 | 43.6665
7758 | 75.8398 | 42.5215 | 75.8398 | 42.5215
7759 | 71.9504 | 40.9885 | 71.9504 | 40.9885
7760 | 69.4933 | 39.1976 | 69.4933 | 39.1976
7761 | 70.5081 | 39.6649 | 70.5081 | 39.6649
7762 | 71.1895 | 37.8031 | 71.1895 | 37.8031
7763 | 67.4317 | 35.4232 | 67.4317 | 35.4232
7764 | 62.92 | 35.9513 | 62.92 | 35.9513
7765 | 59.5551 | 38.3727 | 59.5551 | 38.3727
7766 | 57.906 | 41.539 | 57.906 | 41.539
7767 | 56.5168 | 44.7918 | 56.5168 | 44.7918
7768 | 54.584 | 49.9838 | 54.584 | 49.9838
7769 | 53.8694 | 61.7887 | 53.8694 | 61.7887
7770 | 55.3261 | 63.5413 | 55.3261 | 63.5413
7771 | 59.8283 | 64.0797 | 59.8283 | 64.0797
7772 | 67.2568 | 62.1717 | 67.2568 | 62.1717
7773 | 73.3645 | 60.6108 | 73.3645 | 60.6108
7774 | 77.4325 | 57.5747 | 77.4325 | 57.5747
7775 | 82.9571 | 55.6976 | 82.9571 | 55.6976
7776 | 82.404 | 53.5669 | 82.404 | 53.5669
7777 | 77.4053 | 51.0757 | 77.4053 | 51.0757
7778 | 76.7567 | 49.5233 | 76.7567 | 49.5233
7779 | 76.4192 | 47.3171 | 76.4192 | 47.3171
7780 | 75.7229 | 47.7089 | 75.7229 | 47.7089
7781 | 76.6044 | 48.7278 | 76.6044 | 48.7278
7782 | 75.938 | 47.6343 | 75.938 | 47.6343
7783 | 71.6847 | 46.7765 | 71.6847 | 46.7765
7784 | 69.1405 | 44.7711 | 69.1405 | 44.7711
7785 | 69.1054 | 43.8106 | 69.1054 | 43.8106
7786 | 69.7312 | 40.5526 | 69.7312 | 40.5526
7787 | 67.0741 | 38.2471 | 67.0741 | 38.2471
7788 | 62.9463 | 38.2345 | 62.9463 | 38.2345
7789 | 59.4404 | 38.7503 | 59.4404 | 38.7503
7790 | 57.7265 | 39.6307 | 57.7265 | 39.6307
7791 | 56.2294 | 40.7777 | 56.2294 | 40.7777
7792 | 53.9231 | 45.9325 | 53.9231 | 45.9325
7793 | 53.2558 | 58.2523 | 53.2558 | 58.2523
7794 | 54.6002 | 60.3369 | 54.6002 | 60.3369
7795 | 58.1843 | 61.2301 | 58.1843 | 61.2301
7796 | 64.611 | 59.6081 | 64.611 | 59.6081
7797 | 69.4273 | 57.0259 | 69.4273 | 57.0259
7798 | 73.7425 | 52.8368 | 73.7425 | 52.8368
7799 | 79.1241 | 49.6921 | 79.1241 | 49.6921
7800 | 78.8241 | 45.5644 | 78.8241 | 45.5644
7801 | 75.5372 | 41.7857 | 75.5372 | 41.7857
7802 | 74.6414 | 40.3134 | 74.6414 | 40.3134
7803 | 74.5347 | 39.5092 | 74.5347 | 39.5092
7804 | 74.7446 | 42.0096 | 74.7446 | 42.0096
7805 | 75.1464 | 44.1415 | 75.1464 | 44.1415
7806 | 73.8229 | 43.7517 | 73.8229 | 43.7517
7807 | 70.751 | 43.7094 | 70.751 | 43.7094
7808 | 68.7153 | 42.5966 | 68.7153 | 42.5966
7809 | 68.7902 | 42.3228 | 68.7902 | 42.3228
7810 | 69.613 | 39.8173 | 69.613 | 39.8173
7811 | 67.0001 | 38.2442 | 67.0001 | 38.2442
7812 | 63.3159 | 38.5063 | 63.3159 | 38.5063
7813 | 60.1572 | 39.0107 | 60.1572 | 39.0107
7814 | 58.1236 | 39.8481 | 58.1236 | 39.8481
7815 | 56.449 | 41.0209 | 56.449 | 41.0209
7816 | 54.2849 | 46.3388 | 54.2849 | 46.3388
7817 | 53.5219 | 58.8846 | 53.5219 | 58.8846
7818 | 54.3462 | 61.0264 | 54.3462 | 61.0264
7819 | 57.1399 | 61.8938 | 57.1399 | 61.8938
7820 | 61.9498 | 60.0201 | 61.9498 | 60.0201
7821 | 66.8161 | 56.6596 | 66.8161 | 56.6596
7822 | 71.0483 | 52.2731 | 71.0483 | 52.2731
7823 | 76.2631 | 48.6765 | 76.2631 | 48.6765
7824 | 76.7559 | 44.5487 | 76.7559 | 44.5487
7825 | 73.352 | 40.1749 | 73.352 | 40.1749
7826 | 73.055 | 38.3078 | 73.055 | 38.3078
7827 | 72.9055 | 38.3819 | 72.9055 | 38.3819
7828 | 73.4649 | 41.2886 | 73.4649 | 41.2886
7829 | 73.5851 | 42.8511 | 73.5851 | 42.8511
7830 | 72.2162 | 41.3341 | 72.2162 | 41.3341
7831 | 69.1323 | 40.196 | 69.1323 | 40.196
7832 | 67.971 | 38.1591 | 67.971 | 38.1591
7833 | 68.3779 | 37.2415 | 68.3779 | 37.2415
7834 | 69.2663 | 34.1638 | 69.2663 | 34.1638
7835 | 66.6385 | 33.2116 | 66.6385 | 33.2116
7836 | 62.785 | 33.4507 | 62.785 | 33.4507
7837 | 59.5499 | 34.4358 | 59.5499 | 34.4358
7838 | 57.6227 | 36.1173 | 57.6227 | 36.1173
7839 | 55.9713 | 37.9766 | 55.9713 | 37.9766
7840 | 54.2213 | 43.7066 | 54.2213 | 43.7066
7841 | 53.4159 | 56.5013 | 53.4159 | 56.5013
7842 | 54.3786 | 59.0294 | 54.3786 | 59.0294
7843 | 57.3515 | 60.489 | 57.3515 | 60.489
7844 | 62.453 | 58.9787 | 62.453 | 58.9787
7845 | 66.7014 | 55.3435 | 66.7014 | 55.3435
7846 | 70.6049 | 49.5408 | 70.6049 | 49.5408
7847 | 76.0932 | 43.0859 | 76.0932 | 43.0859
7848 | 76.1184 | 35.1701 | 76.1184 | 35.1701
7849 | 73.0891 | 30.3156 | 73.0891 | 30.3156
7850 | 72.057 | 28.9806 | 72.057 | 28.9806
7851 | 72.2328 | 29.4153 | 72.2328 | 29.4153
7852 | 73.2717 | 32.6452 | 73.2717 | 32.6452
7853 | 73.9101 | 34.903 | 73.9101 | 34.903
7854 | 72.4481 | 33.9382 | 72.4481 | 33.9382
7855 | 70.5335 | 33.1634 | 70.5335 | 33.1634
7856 | 68.5449 | 31.8875 | 68.5449 | 31.8875
7857 | 68.6861 | 31.5994 | 68.6861 | 31.5994
7858 | 69.8466 | 30.3585 | 69.8466 | 30.3585
7859 | 66.813 | 29.9842 | 66.813 | 29.9842
7860 | 62.8725 | 30.0603 | 62.8725 | 30.0603
7861 | 59.4331 | 30.4245 | 59.4331 | 30.4245
7862 | 57.67 | 32.6153 | 57.67 | 32.6153
7863 | 56.059 | 35.2958 | 56.059 | 35.2958
7864 | 54.2303 | 41.8526 | 54.2303 | 41.8526
7865 | 54.1923 | 55.1938 | 54.1923 | 55.1938
7866 | 55.247 | 57.7762 | 55.247 | 57.7762
7867 | 58.9982 | 58.575 | 58.9982 | 58.575
7868 | 65.4663 | 56.1147 | 65.4663 | 56.1147
7869 | 69.7804 | 52.1849 | 69.7804 | 52.1849
7870 | 74.0024 | 46.8628 | 74.0024 | 46.8628
7871 | 79.943 | 42.3448 | 79.943 | 42.3448
7872 | 79.0627 | 37.3102 | 79.0627 | 37.3102
7873 | 74.7422 | 33.3856 | 74.7422 | 33.3856
7874 | 73.3844 | 31.2237 | 73.3844 | 31.2237
7875 | 74.1448 | 29.4496 | 74.1448 | 29.4496
7876 | 74.5465 | 30.5738 | 74.5465 | 30.5738
7877 | 75.9831 | 32.3337 | 75.9831 | 32.3337
7878 | 74.1596 | 33.18 | 74.1596 | 33.18
7879 | 70.9591 | 34.4223 | 70.9591 | 34.4223
7880 | 68.8131 | 34.1163 | 68.8131 | 34.1163
7881 | 69.5214 | 34.6722 | 69.5214 | 34.6722
7882 | 70.6556 | 32.676 | 70.6556 | 32.676
7883 | 67.7726 | 30.9627 | 67.7726 | 30.9627
7884 | 62.8873 | 30.5381 | 62.8873 | 30.5381
7885 | 59.4808 | 30.1928 | 59.4808 | 30.1928
7886 | 57.5819 | 30.109 | 57.5819 | 30.109
7887 | 55.9159 | 30.6436 | 55.9159 | 30.6436
7888 | 53.8972 | 36.2191 | 53.8972 | 36.2191
7889 | 53.8444 | 48.9881 | 53.8444 | 48.9881
7890 | 55.122 | 51.4417 | 55.122 | 51.4417
7891 | 59.8532 | 52.498 | 59.8532 | 52.498
7892 | 67.2248 | 51.0706 | 67.2248 | 51.0706
7893 | 72.3223 | 49.7158 | 72.3223 | 49.7158
7894 | 76.4564 | 47.0602 | 76.4564 | 47.0602
7895 | 82.5609 | 45.1716 | 82.5609 | 45.1716
7896 | 81.1752 | 42.463 | 81.1752 | 42.463
7897 | 76.0921 | 39.9289 | 76.0921 | 39.9289
7898 | 75.0245 | 38.9315 | 75.0245 | 38.9315
7899 | 75.7321 | 37.7782 | 75.7321 | 37.7782
7900 | 75.9403 | 38.622 | 75.9403 | 38.622
7901 | 77.0318 | 39.2805 | 77.0318 | 39.2805
7902 | 75.1927 | 38.1726 | 75.1927 | 38.1726
7903 | 71.2711 | 37.6925 | 71.2711 | 37.6925
7904 | 69.1265 | 36.5254 | 69.1265 | 36.5254
7905 | 69.5502 | 37.0927 | 69.5502 | 37.0927
7906 | 70.2356 | 36.2267 | 70.2356 | 36.2267
7907 | 67.3547 | 35.7608 | 67.3547 | 35.7608
7908 | 62.5518 | 36.7124 | 62.5518 | 36.7124
7909 | 59.0457 | 37.4085 | 59.0457 | 37.4085
7910 | 57.3918 | 37.997 | 57.3918 | 37.997
7911 | 55.5509 | 38.9065 | 55.5509 | 38.9065
7912 | 53.8649 | 43.8267 | 53.8649 | 43.8267
7913 | 53.3459 | 55.9263 | 53.3459 | 55.9263
7914 | 54.8796 | 57.6932 | 54.8796 | 57.6932
7915 | 59.6161 | 58.3489 | 59.6161 | 58.3489
7916 | 67.3856 | 56.8357 | 67.3856 | 56.8357
7917 | 72.8695 | 55.6897 | 72.8695 | 55.6897
7918 | 77.1213 | 53.6007 | 77.1213 | 53.6007
7919 | 83.3413 | 52.9738 | 83.3413 | 52.9738
7920 | 81.5726 | 51.4469 | 81.5726 | 51.4469
7921 | 76.5539 | 49.4764 | 76.5539 | 49.4764
7922 | 76.5453 | 49.4689 | 76.5453 | 49.4689
7923 | 76.7809 | 48.6991 | 76.7809 | 48.6991
7924 | 76.9237 | 49.4713 | 76.9237 | 49.4713
7925 | 77.9214 | 48.8881 | 77.9214 | 48.8881
7926 | 76.4803 | 46.5127 | 76.4803 | 46.5127
7927 | 72.6414 | 44.8997 | 72.6414 | 44.8997
7928 | 70.3925 | 42.3963 | 70.3925 | 42.3963
7929 | 70.582 | 41.0353 | 70.582 | 41.0353
7930 | 71.5814 | 37.826 | 71.5814 | 37.826
7931 | 67.831 | 36.1242 | 67.831 | 36.1242
7932 | 63.5193 | 36.6323 | 63.5193 | 36.6323
7933 | 60.0033 | 38.1781 | 60.0033 | 38.1781
7934 | 57.8405 | 40.0112 | 57.8405 | 40.0112
7935 | 56.3396 | 42.3255 | 56.3396 | 42.3255
7936 | 54.2233 | 48.6362 | 54.2233 | 48.6362
7937 | 54.0528 | 61.7429 | 54.0528 | 61.7429
7938 | 55.5818 | 64.0964 | 55.5818 | 64.0964
7939 | 59.9686 | 65.2499 | 59.9686 | 65.2499
7940 | 67.6668 | 63.2961 | 67.6668 | 63.2961
7941 | 73.0089 | 59.4549 | 73.0089 | 59.4549
7942 | 76.2727 | 53.389 | 76.2727 | 53.389
7943 | 82.5566 | 47.7237 | 82.5566 | 47.7237
7944 | 81.648 | 42.6518 | 81.648 | 42.6518
7945 | 76.447 | 39.5255 | 76.447 | 39.5255
7946 | 75.4483 | 39.2605 | 75.4483 | 39.2605
7947 | 75.8288 | 39.5865 | 75.8288 | 39.5865
7948 | 75.5416 | 42.5532 | 75.5416 | 42.5532
7949 | 76.3719 | 45.0027 | 76.3719 | 45.0027
7950 | 74.8303 | 44.3526 | 74.8303 | 44.3526
7951 | 71.2546 | 43.3404 | 71.2546 | 43.3404
7952 | 68.9508 | 41.3234 | 68.9508 | 41.3234
7953 | 69.5249 | 40.7692 | 69.5249 | 40.7692
7954 | 70.28 | 39.2566 | 70.28 | 39.2566
7955 | 67.8682 | 39.7063 | 67.8682 | 39.7063
7956 | 63.4669 | 41.0698 | 63.4669 | 41.0698
7957 | 59.8737 | 40.8818 | 59.8737 | 40.8818
7958 | 57.638 | 41.3817 | 57.638 | 41.3817
7959 | 55.7942 | 42.171 | 55.7942 | 42.171
7960 | 53.5722 | 46.7794 | 53.5722 | 46.7794
7961 | 53.1189 | 58.5127 | 53.1189 | 58.5127
7962 | 54.2795 | 60.5343 | 54.2795 | 60.5343
7963 | 57.7781 | 61.3531 | 57.7781 | 61.3531
7964 | 64.2791 | 59.8799 | 64.2791 | 59.8799
7965 | 69.6067 | 58.0301 | 69.6067 | 58.0301
7966 | 73.8844 | 53.4347 | 73.8844 | 53.4347
7967 | 79.7018 | 48.1758 | 79.7018 | 48.1758
7968 | 78.2308 | 41.2413 | 78.2308 | 41.2413
7969 | 74.4318 | 35.6401 | 74.4318 | 35.6401
7970 | 73.7399 | 34.5741 | 73.7399 | 34.5741
7971 | 74.0387 | 34.7569 | 74.0387 | 34.7569
7972 | 74.1308 | 37.7065 | 74.1308 | 37.7065
7973 | 74.8815 | 40.0873 | 74.8815 | 40.0873
7974 | 73.6864 | 39.0166 | 73.6864 | 39.0166
7975 | 70.8698 | 37.5237 | 70.8698 | 37.5237
7976 | 68.7105 | 35.7443 | 68.7105 | 35.7443
7977 | 67.7962 | 35.316 | 67.7962 | 35.316
7978 | 68.776 | 34.1295 | 68.776 | 34.1295
7979 | 66.8824 | 33.9097 | 66.8824 | 33.9097
7980 | 62.8647 | 34.5236 | 62.8647 | 34.5236
7981 | 59.4171 | 34.9794 | 59.4171 | 34.9794
7982 | 57.3707 | 35.5422 | 57.3707 | 35.5422
7983 | 55.62 | 35.3072 | 55.62 | 35.3072
7984 | 53.2758 | 40.0873 | 53.2758 | 40.0873
7985 | 52.8219 | 53.1739 | 52.8219 | 53.1739
7986 | 53.7475 | 55.8049 | 53.7475 | 55.8049
7987 | 56.241 | 56.761 | 56.241 | 56.761
7988 | 61.1477 | 55.7885 | 61.1477 | 55.7885
7989 | 65.6673 | 54.6168 | 65.6673 | 54.6168
7990 | 70.0031 | 51.7123 | 70.0031 | 51.7123
7991 | 76.1783 | 49.3316 | 76.1783 | 49.3316
7992 | 76.3308 | 45.739 | 76.3308 | 45.739
7993 | 73.3469 | 42.6069 | 73.3469 | 42.6069
7994 | 72.5708 | 43.2089 | 72.5708 | 43.2089
7995 | 72.4251 | 44.765 | 72.4251 | 44.765
7996 | 73.0125 | 47.5973 | 73.0125 | 47.5973
7997 | 73.4963 | 47.9124 | 73.4963 | 47.9124
7998 | 71.48 | 47.1135 | 71.48 | 47.1135
7999 | 69.1768 | 47.2057 | 69.1768 | 47.2057
8000 | 67.6124 | 45.9928 | 67.6124 | 45.9928
8001 | 67.5769 | 45.3184 | 67.5769 | 45.3184
8002 | 68.3302 | 42.3294 | 68.3302 | 42.3294
8003 | 66.1913 | 39.9981 | 66.1913 | 39.9981
8004 | 62.6998 | 8.5649 | 62.6998 | 8.5649
8005 | 58.7433 | 6.9965 | 58.7433 | 6.9965
8006 | 56.7673 | 7.9601 | 56.7673 | 7.9601
8007 | 55.0651 | 8.8034 | 55.0651 | 8.8034
8008 | 52.8189 | 11.6952 | 52.8189 | 11.6952
8009 | 52.2334 | 23.4393 | 52.2334 | 23.4393
8010 | 53.0182 | 25.0852 | 53.0182 | 25.0852
8011 | 55.7645 | 24.6502 | 55.7645 | 24.6502
8012 | 60.6804 | 22.594 | 60.6804 | 22.594
8013 | 65.3 | 21.4029 | 65.3 | 21.4029
8014 | 69.3925 | 19.4714 | 69.3925 | 19.4714
8015 | 74.9766 | 18.2627 | 74.9766 | 18.2627
8016 | 74.9583 | 17.1664 | 74.9583 | 17.1664
8017 | 72.1101 | 16.0611 | 72.1101 | 16.0611
8018 | 71.6596 | 16.1927 | 71.6596 | 16.1927
8019 | 71.33 | 16.9401 | 71.33 | 16.9401
8020 | 72.0572 | 20.1536 | 72.0572 | 20.1536
8021 | 72.6959 | 21.9977 | 72.6959 | 21.9977
8022 | 71.0339 | 20.6401 | 71.0339 | 20.6401
8023 | 68.5764 | 19.4946 | 68.5764 | 19.4946
8024 | 66.6466 | 17.1436 | 66.6466 | 17.1436
8025 | 66.899 | 15.3084 | 66.899 | 15.3084
8026 | 67.6659 | 10.9797 | 67.6659 | 10.9797
8027 | 66.0645 | 8.563 | 66.0645 | 8.563
8028 | 62.1012 | 8.5122 | 62.1012 | 8.5122
8029 | 59.0059 | 7.031 | 59.0059 | 7.031
8030 | 57.0178 | 7.9814 | 57.0178 | 7.9814
8031 | 55.2357 | 8.7613 | 55.2357 | 8.7613
8032 | 52.9184 | 11.6682 | 52.9184 | 11.6682
8033 | 52.4835 | 23.4641 | 52.4835 | 23.4641
8034 | 53.6596 | 25.1666 | 53.6596 | 25.1666
8035 | 56.7166 | 24.7789 | 56.7166 | 24.7789
8036 | 63.0305 | 22.7479 | 63.0305 | 22.7479
8037 | 67.2166 | 21.4073 | 67.2166 | 21.4073
8038 | 71.6057 | 19.0717 | 71.6057 | 19.0717
8039 | 77.4422 | 17.2315 | 77.4422 | 17.2315
8040 | 77.6398 | 15.6407 | 77.6398 | 15.6407
8041 | 73.4632 | 14.1764 | 73.4632 | 14.1764
8042 | 72.0413 | 14.0448 | 72.0413 | 14.0448
8043 | 72.3393 | 14.8254 | 72.3393 | 14.8254
8044 | 72.2095 | 18.2507 | 72.2095 | 18.2507
8045 | 72.9877 | 20.4606 | 72.9877 | 20.4606
8046 | 71.6014 | 19.5389 | 71.6014 | 19.5389
8047 | 68.2734 | 18.7415 | 68.2734 | 18.7415
8048 | 66.8747 | 16.6324 | 66.8747 | 16.6324
8049 | 67.0163 | 14.9635 | 67.0163 | 14.9635
8050 | 68.0596 | 10.6795 | 68.0596 | 10.6795
8051 | 66.391 | 7.9554 | 66.391 | 7.9554
8052 | 62.0568 | 7.7963 | 62.0568 | 7.7963
8053 | 58.3845 | 6.2766 | 58.3845 | 6.2766
8054 | 56.1673 | 7.2964 | 56.1673 | 7.2964
8055 | 54.1613 | 8.1882 | 54.1613 | 8.1882
8056 | 52.1777 | 11.1163 | 52.1777 | 11.1163
8057 | 52.2757 | 22.875 | 52.2757 | 22.875
8058 | 53.4008 | 24.5466 | 53.4008 | 24.5466
8059 | 57.6922 | 24.0758 | 57.6922 | 24.0758
8060 | 65.279 | 22.0434 | 65.279 | 22.0434
8061 | 71.4388 | 20.8727 | 71.4388 | 20.8727
8062 | 75.0152 | 18.8404 | 75.0152 | 18.8404
8063 | 81.0752 | 17.4835 | 81.0752 | 17.4835
8064 | 80.6429 | 16.2408 | 80.6429 | 16.2408
8065 | 75.0449 | 14.9626 | 75.0449 | 14.9626
8066 | 73.9184 | 15.0243 | 73.9184 | 15.0243
8067 | 75.0208 | 15.9208 | 75.0208 | 15.9208
8068 | 74.8235 | 19.3381 | 74.8235 | 19.3381
8069 | 75.8305 | 21.3229 | 75.8305 | 21.3229
8070 | 74.6458 | 20.1196 | 74.6458 | 20.1196
8071 | 70.9653 | 19.0939 | 70.9653 | 19.0939
8072 | 69.3313 | 16.8637 | 69.3313 | 16.8637
8073 | 68.806 | 15.1324 | 68.806 | 15.1324
8074 | 69.1004 | 10.8524 | 69.1004 | 10.8524
8075 | 65.8437 | 8.176 | 65.8437 | 8.176
8076 | 61.3058 | 8.0121 | 61.3058 | 8.0121
8077 | 57.9602 | 6.5627 | 57.9602 | 6.5627
8078 | 56.1532 | 7.5984 | 56.1532 | 7.5984
8079 | 54.4763 | 8.5044 | 54.4763 | 8.5044
8080 | 52.609 | 11.4564 | 52.609 | 11.4564
8081 | 52.6391 | 23.2156 | 52.6391 | 23.2156
8082 | 53.7263 | 24.8376 | 53.7263 | 24.8376
8083 | 58.234 | 24.3504 | 58.234 | 24.3504
8084 | 66.3276 | 22.1912 | 66.3276 | 22.1912
8085 | 71.9875 | 20.7276 | 71.9875 | 20.7276
8086 | 75.9952 | 18.5525 | 75.9952 | 18.5525
8087 | 82.6714 | 17.0196 | 82.6714 | 17.0196
8088 | 81.3427 | 15.7318 | 81.3427 | 15.7318
8089 | 76.7178 | 14.5452 | 76.7178 | 14.5452
8090 | 75.8384 | 14.6613 | 75.8384 | 14.6613
8091 | 76.4468 | 15.5281 | 76.4468 | 15.5281
8092 | 76.8721 | 19.0233 | 76.8721 | 19.0233
8093 | 77.6043 | 21.2088 | 77.6043 | 21.2088
8094 | 76.2053 | 20.0886 | 76.2053 | 20.0886
8095 | 71.9833 | 19.0369 | 71.9833 | 19.0369
8096 | 69.5381 | 16.7987 | 69.5381 | 16.7987
8097 | 69.0232 | 15.1267 | 69.0232 | 15.1267
8098 | 69.4597 | 10.8785 | 69.4597 | 10.8785
8099 | 66.5065 | 8.1902 | 66.5065 | 8.1902
8100 | 62.2188 | 8.0165 | 62.2188 | 8.0165
8101 | 58.7586 | 6.4959 | 58.7586 | 6.4959
8102 | 56.6363 | 7.4803 | 56.6363 | 7.4803
8103 | 54.4976 | 8.3483 | 54.4976 | 8.3483
8104 | 52.6998 | 11.3021 | 52.6998 | 11.3021
8105 | 52.8391 | 23.1351 | 52.8391 | 23.1351
8106 | 54.4897 | 24.8774 | 54.4897 | 24.8774
8107 | 58.8775 | 24.5702 | 58.8775 | 24.5702
8108 | 66.6314 | 22.5953 | 66.6314 | 22.5953
8109 | 71.7471 | 21.3927 | 71.7471 | 21.3927
8110 | 75.9001 | 19.3693 | 75.9001 | 19.3693
8111 | 81.5421 | 17.9399 | 81.5421 | 17.9399
8112 | 80.7568 | 16.6269 | 80.7568 | 16.6269
8113 | 76.138 | 15.3775 | 76.138 | 15.3775
8114 | 74.6917 | 15.4586 | 74.6917 | 15.4586
8115 | 75.5582 | 16.2852 | 75.5582 | 16.2852
8116 | 75.78 | 19.6623 | 75.78 | 19.6623
8117 | 76.245 | 21.6922 | 76.245 | 21.6922
8118 | 75.0857 | 20.5605 | 75.0857 | 20.5605
8119 | 71.1282 | 19.6273 | 71.1282 | 19.6273
8120 | 68.571 | 17.5177 | 68.571 | 17.5177
8121 | 68.3366 | 15.8714 | 68.3366 | 15.8714
8122 | 69.5976 | 11.5728 | 69.5976 | 11.5728
8123 | 67.0483 | 8.7638 | 67.0483 | 8.7638
8124 | 62.8863 | 8.3818 | 62.8863 | 8.3818
8125 | 59.366 | 6.6175 | 59.366 | 6.6175
8126 | 56.7894 | 7.4525 | 56.7894 | 7.4525
8127 | 54.6859 | 8.2422 | 54.6859 | 8.2422
8128 | 52.5363 | 11.146 | 52.5363 | 11.146
8129 | 52.5987 | 22.9246 | 52.5987 | 22.9246
8130 | 53.835 | 24.616 | 53.835 | 24.616
8131 | 57.2508 | 24.246 | 57.2508 | 24.246
8132 | 63.0508 | 22.2106 | 63.0508 | 22.2106
8133 | 69.1223 | 20.9408 | 69.1223 | 20.9408
8134 | 73.1165 | 18.7842 | 73.1165 | 18.7842
8135 | 78.6288 | 17.3429 | 78.6288 | 17.3429
8136 | 77.9346 | 16.067 | 77.9346 | 16.067
8137 | 74.2451 | 14.811 | 74.2451 | 14.811
8138 | 73.3663 | 15.008 | 73.3663 | 15.008
8139 | 73.2733 | 16.0296 | 73.2733 | 16.0296
8140 | 73.1243 | 19.3342 | 73.1243 | 19.3342
8141 | 73.3231 | 21.2645 | 73.3231 | 21.2645
8142 | 71.8555 | 20.1479 | 71.8555 | 20.1479
8143 | 68.8779 | 19.3089 | 68.8779 | 19.3089
8144 | 67.1254 | 17.225 | 67.1254 | 17.225
8145 | 66.3166 | 15.4871 | 66.3166 | 15.4871
8146 | 67.4048 | 10.978 | 67.4048 | 10.978
8147 | 65.8883 | 7.9704 | 65.8883 | 7.9704
8148 | 62.5754 | 7.5447 | 62.5754 | 7.5447
8149 | 58.7933 | 5.8136 | 58.7933 | 5.8136
8150 | 56.3152 | 6.7374 | 56.3152 | 6.7374
8151 | 53.6347 | 7.5828 | 53.6347 | 7.5828
8152 | 52.0117 | 10.6206 | 52.0117 | 10.6206
8153 | 51.8552 | 22.5381 | 51.8552 | 22.5381
8154 | 52.5528 | 24.2888 | 52.5528 | 24.2888
8155 | 54.9856 | 23.9462 | 54.9856 | 23.9462
8156 | 59.7789 | 21.9391 | 59.7789 | 21.9391
8157 | 64.6854 | 20.6414 | 64.6854 | 20.6414
8158 | 69.4199 | 18.3977 | 69.4199 | 18.3977
8159 | 74.5131 | 16.4938 | 74.5131 | 16.4938
8160 | 75.1402 | 14.6046 | 75.1402 | 14.6046
8161 | 71.6812 | 12.8572 | 71.6812 | 12.8572
8162 | 71.2007 | 12.6063 | 71.2007 | 12.6063
8163 | 71.1375 | 13.256 | 71.1375 | 13.256
8164 | 71.1472 | 16.515 | 71.1472 | 16.515
8165 | 70.9253 | 18.5029 | 70.9253 | 18.5029
8166 | 69.3994 | 17.3995 | 69.3994 | 17.3995
8167 | 67.163 | 16.51 | 67.163 | 16.51
8168 | 65.2242 | 14.4155 | 65.2242 | 14.4155
8169 | 64.6544 | 12.7798 | 64.6544 | 12.7798
8170 | 65.8236 | 8.6249 | 65.8236 | 8.6249
8171 | 64.9072 | 6.251 | 64.9072 | 6.251
8172 | 61.6369 | 6.1326 | 61.6369 | 6.1326
8173 | 58.2077 | 4.6616 | 58.2077 | 4.6616
8174 | 56.0152 | 5.8185 | 56.0152 | 5.8185
8175 | 53.8158 | 6.8651 | 53.8158 | 6.8651
8176 | 52.0914 | 9.9754 | 52.0914 | 9.9754
8177 | 51.9114 | 21.9092 | 51.9114 | 21.9092
8178 | 52.7007 | 23.7192 | 52.7007 | 23.7192
8179 | 55.4208 | 23.3554 | 55.4208 | 23.3554
8180 | 60.2368 | 21.2337 | 60.2368 | 21.2337
8181 | 64.5983 | 19.6314 | 64.5983 | 19.6314
8182 | 68.0198 | 17.2917 | 68.0198 | 17.2917
8183 | 73.9358 | 15.3463 | 73.9358 | 15.3463
8184 | 74.5512 | 13.886 | 74.5512 | 13.886
8185 | 71.2801 | 12.9351 | 71.2801 | 12.9351
8186 | 69.2563 | 13.2479 | 69.2563 | 13.2479
8187 | 68.8036 | 14.2886 | 68.8036 | 14.2886
8188 | 68.4772 | 17.8554 | 68.4772 | 17.8554
8189 | 68.5005 | 20.1095 | 68.5005 | 20.1095
8190 | 66.8878 | 19.129 | 66.8878 | 19.129
8191 | 65.0525 | 18.1272 | 65.0525 | 18.1272
8192 | 64.2332 | 15.839 | 64.2332 | 15.839
8193 | 64.5999 | 14.0242 | 64.5999 | 14.0242
8194 | 65.2412 | 9.5876 | 65.2412 | 9.5876
8195 | 63.277 | 6.8206 | 63.277 | 6.8206
8196 | 59.8241 | 6.6894 | 59.8241 | 6.6894
8197 | 56.4307 | 5.3019 | 56.4307 | 5.3019
8198 | 54.3416 | 6.4822 | 54.3416 | 6.4822
8199 | 52.1341 | 7.5289 | 52.1341 | 7.5289
8200 | 50.3712 | 10.6157 | 50.3712 | 10.6157
8201 | 50.3686 | 22.5142 | 50.3686 | 22.5142
8202 | 51.6695 | 24.2485 | 51.6695 | 24.2485
8203 | 55.0966 | 23.7746 | 55.0966 | 23.7746
8204 | 61.182 | 21.6574 | 61.182 | 21.6574
8205 | 66.0919 | 20.3088 | 66.0919 | 20.3088
8206 | 69.7865 | 18.0922 | 69.7865 | 18.0922
8207 | 76.279 | 16.5279 | 76.279 | 16.5279
8208 | 75.8586 | 15.1923 | 75.8586 | 15.1923
8209 | 71.4804 | 13.9566 | 71.4804 | 13.9566
8210 | 69.9394 | 14.0156 | 69.9394 | 14.0156
8211 | 70.7666 | 14.7547 | 70.7666 | 14.7547
8212 | 71.044 | 17.9929 | 71.044 | 17.9929
8213 | 72.6733 | 19.9445 | 72.6733 | 19.9445
8214 | 71.0995 | 18.8013 | 71.0995 | 18.8013
8215 | 67.8754 | 17.8623 | 67.8754 | 17.8623
8216 | 66.0847 | 15.7086 | 66.0847 | 15.7086
8217 | 65.3672 | 14.0645 | 65.3672 | 14.0645
8218 | 66.3353 | 9.8503 | 66.3353 | 9.8503
8219 | 64.5582 | 7.2841 | 64.5582 | 7.2841
8220 | 60.439 | 7.1913 | 60.439 | 7.1913
8221 | 56.6829 | 5.7623 | 56.6829 | 5.7623
8222 | 54.1364 | 6.9015 | 54.1364 | 6.9015
8223 | 52.0858 | 7.8756 | 52.0858 | 7.8756
8224 | 50.1017 | 10.9226 | 50.1017 | 10.9226
8225 | 50.6179 | 22.8145 | 50.6179 | 22.8145
8226 | 52.0967 | 24.6182 | 52.0967 | 24.6182
8227 | 56.4012 | 24.3451 | 56.4012 | 24.3451
8228 | 63.7765 | 22.2827 | 63.7765 | 22.2827
8229 | 69.792 | 20.8523 | 69.792 | 20.8523
8230 | 73.2049 | 18.5339 | 73.2049 | 18.5339
8231 | 78.8003 | 16.925 | 78.8003 | 16.925
8232 | 78.6664 | 15.5651 | 78.6664 | 15.5651
8233 | 74.0603 | 14.1768 | 74.0603 | 14.1768
8234 | 73.0035 | 14.1094 | 73.0035 | 14.1094
8235 | 73.1632 | 14.7622 | 73.1632 | 14.7622
8236 | 72.94 | 17.9469 | 72.94 | 17.9469
8237 | 73.5454 | 19.8079 | 73.5454 | 19.8079
8238 | 71.999 | 18.5355 | 71.999 | 18.5355
8239 | 67.8633 | 17.417 | 67.8633 | 17.417
8240 | 65.2281 | 15.1156 | 65.2281 | 15.1156
8241 | 64.5354 | 13.2733 | 64.5354 | 13.2733
8242 | 65.6289 | 8.9323 | 65.6289 | 8.9323
8243 | 63.9578 | 6.4553 | 63.9578 | 6.4553
8244 | 60.6441 | 6.3538 | 60.6441 | 6.3538
8245 | 57.1183 | 4.9747 | 57.1183 | 4.9747
8246 | 54.7282 | 6.2479 | 54.7282 | 6.2479
8247 | 52.298 | 7.4687 | 52.298 | 7.4687
8248 | 50.3159 | 10.7051 | 50.3159 | 10.7051
8249 | 50.7677 | 22.6968 | 50.7677 | 22.6968
8250 | 52.6083 | 24.4975 | 52.6083 | 24.4975
8251 | 57.0167 | 24.1916 | 57.0167 | 24.1916
8252 | 64.7999 | 22.0527 | 64.7999 | 22.0527
8253 | 69.927 | 20.4933 | 69.927 | 20.4933
8254 | 73.993 | 18.1302 | 73.993 | 18.1302
8255 | 79.7669 | 16.2948 | 79.7669 | 16.2948
8256 | 79.8081 | 14.7709 | 79.8081 | 14.7709
8257 | 74.3262 | 13.452 | 74.3262 | 13.452
8258 | 73.6933 | 13.4721 | 73.6933 | 13.4721
8259 | 74.2646 | 14.2815 | 74.2646 | 14.2815
8260 | 73.8222 | 17.6347 | 73.8222 | 17.6347
8261 | 74.5149 | 19.6602 | 74.5149 | 19.6602
8262 | 73.2567 | 18.5948 | 73.2567 | 18.5948
8263 | 69.1554 | 17.7757 | 69.1554 | 17.7757
8264 | 67.06 | 15.7546 | 67.06 | 15.7546
8265 | 66.8105 | 14.2352 | 66.8105 | 14.2352
8266 | 67.554 | 10.1811 | 67.554 | 10.1811
8267 | 65.1612 | 7.7409 | 65.1612 | 7.7409
8268 | 61.0141 | 7.6773 | 61.0141 | 7.6773
8269 | 57.3098 | 6.2058 | 57.3098 | 6.2058
8270 | 54.8099 | 7.2915 | 54.8099 | 7.2915
8271 | 52.606 | 8.2099 | 52.606 | 8.2099
8272 | 50.969 | 11.088 | 50.969 | 11.088
8273 | 51.2032 | 22.8419 | 51.2032 | 22.8419
8274 | 52.4837 | 24.4904 | 52.4837 | 24.4904
8275 | 56.5821 | 24.0386 | 56.5821 | 24.0386
8276 | 64.1534 | 21.9537 | 64.1534 | 21.9537
8277 | 70.2301 | 20.7126 | 70.2301 | 20.7126
8278 | 73.5952 | 18.6874 | 73.5952 | 18.6874
8279 | 79.9827 | 17.2744 | 79.9827 | 17.2744
8280 | 80.6043 | 15.8773 | 80.6043 | 15.8773
8281 | 75.2369 | 14.4992 | 75.2369 | 14.4992
8282 | 74.1504 | 14.3323 | 74.1504 | 14.3323
8283 | 73.89 | 14.9116 | 73.89 | 14.9116
8284 | 74.4617 | 18.2052 | 74.4617 | 18.2052
8285 | 75.1968 | 20.3186 | 75.1968 | 20.3186
8286 | 73.082 | 19.4204 | 73.082 | 19.4204
8287 | 69.1844 | 18.5274 | 69.1844 | 18.5274
8288 | 66.6666 | 15.9774 | 66.6666 | 15.9774
8289 | 65.7932 | 14.022 | 65.7932 | 14.022
8290 | 67.128 | 9.7689 | 67.128 | 9.7689
8291 | 65.7359 | 7.2359 | 65.7359 | 7.2359
8292 | 61.7237 | 7.0653 | 61.7237 | 7.0653
8293 | 58.0214 | 5.4978 | 58.0214 | 5.4978
8294 | 55.2893 | 6.476 | 55.2893 | 6.476
8295 | 53.1205 | 7.2684 | 53.1205 | 7.2684
8296 | 51.4228 | 10.0864 | 51.4228 | 10.0864
8297 | 51.3608 | 21.8097 | 51.3608 | 21.8097
8298 | 52.7366 | 23.4724 | 52.7366 | 23.4724
8299 | 55.8441 | 23.0949 | 55.8441 | 23.0949
8300 | 62.0768 | 20.9998 | 62.0768 | 20.9998
8301 | 67.6241 | 19.5292 | 67.6241 | 19.5292
8302 | 71.8475 | 17.2745 | 71.8475 | 17.2745
8303 | 77.0944 | 15.7235 | 77.0944 | 15.7235
8304 | 76.7888 | 14.3158 | 76.7888 | 14.3158
8305 | 73.4018 | 12.9978 | 73.4018 | 12.9978
8306 | 72.7543 | 13.0281 | 72.7543 | 13.0281
8307 | 73.0854 | 13.7619 | 73.0854 | 13.7619
8308 | 72.3921 | 17.0019 | 72.3921 | 17.0019
8309 | 73.3193 | 18.9075 | 73.3193 | 18.9075
8310 | 71.9894 | 17.7161 | 71.9894 | 17.7161
8311 | 68.4082 | 16.7851 | 68.4082 | 16.7851
8312 | 66.445 | 14.7286 | 66.445 | 14.7286
8313 | 66.0097 | 13.123 | 66.0097 | 13.123
8314 | 66.8466 | 8.9044 | 66.8466 | 8.9044
8315 | 65.231 | 6.3943 | 65.231 | 6.3943
8316 | 61.8778 | 6.3352 | 61.8778 | 6.3352
8317 | 58.3056 | 4.8858 | 58.3056 | 4.8858
8318 | 55.7028 | 5.9436 | 55.7028 | 5.9436
8319 | 53.2462 | 6.9053 | 53.2462 | 6.9053
8320 | 51.6819 | 9.9444 | 51.6819 | 9.9444
8321 | 51.4218 | 21.8854 | 51.4218 | 21.8854
8322 | 52.4758 | 23.7271 | 52.4758 | 23.7271
8323 | 55.0607 | 23.4766 | 55.0607 | 23.4766
8324 | 59.3764 | 21.5371 | 59.3764 | 21.5371
8325 | 63.3365 | 20.3725 | 63.3365 | 20.3725
8326 | 67.7735 | 18.3765 | 67.7735 | 18.3765
8327 | 73.5229 | 17.0006 | 73.5229 | 17.0006
8328 | 74.0651 | 15.6743 | 74.0651 | 15.6743
8329 | 71.3055 | 14.2975 | 71.3055 | 14.2975
8330 | 70.674 | 14.2553 | 70.674 | 14.2553
8331 | 70.5421 | 15.07 | 70.5421 | 15.07
8332 | 71.4939 | 18.4117 | 71.4939 | 18.4117
8333 | 71.2159 | 20.3717 | 71.2159 | 20.3717
8334 | 69.3738 | 19.2343 | 69.3738 | 19.2343
8335 | 66.9867 | 18.3223 | 66.9867 | 18.3223
8336 | 65.1463 | 16.1658 | 65.1463 | 16.1658
8337 | 64.9003 | 14.4089 | 64.9003 | 14.4089
8338 | 65.3337 | 9.9967 | 65.3337 | 9.9967
8339 | 64.5334 | 7.2385 | 64.5334 | 7.2385
8340 | 61.4935 | 6.995 | 61.4935 | 6.995
8341 | 57.6057 | 5.4279 | 57.6057 | 5.4279
8342 | 55.4822 | 6.4517 | 55.4822 | 6.4517
8343 | 53.1868 | 7.4161 | 53.1868 | 7.4161
8344 | 51.2216 | 10.4742 | 51.2216 | 10.4742
8345 | 51.2385 | 22.3691 | 51.2385 | 22.3691
8346 | 51.8754 | 24.1313 | 51.8754 | 24.1313
8347 | 54.4461 | 23.7813 | 54.4461 | 23.7813
8348 | 59.6297 | 21.7719 | 59.6297 | 21.7719
8349 | 63.9062 | 20.5578 | 63.9062 | 20.5578
8350 | 68.1384 | 18.5751 | 68.1384 | 18.5751
8351 | 73.6609 | 17.3283 | 73.6609 | 17.3283
8352 | 74.2492 | 16.2284 | 74.2492 | 16.2284
8353 | 71.1383 | 15.1678 | 71.1383 | 15.1678
8354 | 70.4843 | 15.3498 | 70.4843 | 15.3498
8355 | 70.3546 | 16.1768 | 70.3546 | 16.1768
8356 | 71.0798 | 19.5186 | 71.0798 | 19.5186
8357 | 71.0478 | 21.5069 | 71.0478 | 21.5069
8358 | 69.7406 | 20.3478 | 69.7406 | 20.3478
8359 | 66.8592 | 19.3522 | 66.8592 | 19.3522
8360 | 65.4336 | 17.1091 | 65.4336 | 17.1091
8361 | 65.2168 | 15.3111 | 65.2168 | 15.3111
8362 | 65.3874 | 10.9086 | 65.3874 | 10.9086
8363 | 64.2379 | 8.0372 | 64.2379 | 8.0372
8364 | 61.7422 | 7.7025 | 61.7422 | 7.7025
8365 | 57.8092 | 6.0939 | 57.8092 | 6.0939
8366 | 55.5771 | 7.0593 | 55.5771 | 7.0593
8367 | 53.806 | 7.9308 | 53.806 | 7.9308
8368 | 51.2698 | 10.8727 | 51.2698 | 10.8727
8369 | 51.2242 | 22.6858 | 51.2242 | 22.6858
8370 | 52.7456 | 24.4055 | 52.7456 | 24.4055
8371 | 55.5639 | 24.0559 | 55.5639 | 24.0559
8372 | 61.8326 | 22.0187 | 61.8326 | 22.0187
8373 | 66.4685 | 20.7683 | 66.4685 | 20.7683
8374 | 70.4336 | 18.6679 | 70.4336 | 18.6679
8375 | 75.4747 | 17.2005 | 75.4747 | 17.2005
8376 | 76.5959 | 15.841 | 76.5959 | 15.841
8377 | 72.5847 | 14.5014 | 72.5847 | 14.5014
8378 | 71.8828 | 14.4831 | 71.8828 | 14.4831
8379 | 72.3427 | 15.2584 | 72.3427 | 15.2584
8380 | 72.5653 | 18.6562 | 72.5653 | 18.6562
8381 | 73.9006 | 20.7427 | 73.9006 | 20.7427
8382 | 72.0175 | 19.6252 | 72.0175 | 19.6252
8383 | 68.9841 | 18.6442 | 68.9841 | 18.6442
8384 | 67.2989 | 16.4206 | 67.2989 | 16.4206
8385 | 66.2797 | 14.6871 | 66.2797 | 14.6871
8386 | 66.5511 | 10.3177 | 66.5511 | 10.3177
8387 | 65.4233 | 7.4831 | 65.4233 | 7.4831
8388 | 61.8453 | 7.1758 | 61.8453 | 7.1758
8389 | 57.5899 | 5.5986 | 57.5899 | 5.5986
8390 | 55.2648 | 6.564 | 55.2648 | 6.564
8391 | 53.1512 | 7.4356 | 53.1512 | 7.4356
8392 | 51.3108 | 10.3831 | 51.3108 | 10.3831
8393 | 51.6458 | 22.1971 | 51.6458 | 22.1971
8394 | 53.2314 | 23.8961 | 53.2314 | 23.8961
8395 | 57.2623 | 23.473 | 57.2623 | 23.473
8396 | 64.7148 | 21.3921 | 64.7148 | 21.3921
8397 | 69.5964 | 20.0922 | 69.5964 | 20.0922
8398 | 73.2533 | 17.9887 | 73.2533 | 17.9887
8399 | 78.8504 | 16.5871 | 78.8504 | 16.5871
8400 | 78.8311 | 15.2604 | 78.8311 | 15.2604
8401 | 74.1852 | 13.9097 | 74.1852 | 13.9097
8402 | 73.1863 | 13.8564 | 73.1863 | 13.8564
8403 | 74.0459 | 14.5101 | 74.0459 | 14.5101
8404 | 74.0522 | 17.6276 | 74.0522 | 17.6276
8405 | 74.5269 | 19.298 | 74.5269 | 19.298
8406 | 73.147 | 17.9094 | 73.147 | 17.9094
8407 | 69.7312 | 16.8846 | 69.7312 | 16.8846
8408 | 66.7457 | 14.676 | 66.7457 | 14.676
8409 | 66.2173 | 12.9341 | 66.2173 | 12.9341
8410 | 66.5349 | 8.6541 | 66.5349 | 8.6541
8411 | 64.3625 | 6.2192 | 64.3625 | 6.2192
8412 | 61.1827 | 6.2613 | 61.1827 | 6.2613
8413 | 56.9425 | 4.8615 | 56.9425 | 4.8615
8414 | 54.9467 | 5.8958 | 54.9467 | 5.8958
8415 | 52.8092 | 6.7811 | 52.8092 | 6.7811
8416 | 51.1225 | 9.691 | 51.1225 | 9.691
8417 | 51.6223 | 21.4104 | 51.6223 | 21.4104
8418 | 53.3449 | 22.9851 | 53.3449 | 22.9851
8419 | 57.5508 | 22.5483 | 57.5508 | 22.5483
8420 | 64.3394 | 20.3714 | 64.3394 | 20.3714
8421 | 69.8164 | 18.945 | 69.8164 | 18.945
8422 | 73.2915 | 16.6868 | 73.2915 | 16.6868
8423 | 78.2245 | 15.0663 | 78.2245 | 15.0663
8424 | 78.2273 | 13.6971 | 78.2273 | 13.6971
8425 | 74.3005 | 12.43 | 74.3005 | 12.43
8426 | 73.2133 | 12.5028 | 73.2133 | 12.5028
8427 | 73.5672 | 13.3586 | 73.5672 | 13.3586
8428 | 74.4276 | 16.7507 | 74.4276 | 16.7507
8429 | 74.7163 | 18.6921 | 74.7163 | 18.6921
8430 | 72.9727 | 17.5326 | 72.9727 | 17.5326
8431 | 68.9085 | 16.5379 | 68.9085 | 16.5379
8432 | 67.2619 | 14.3456 | 67.2619 | 14.3456
8433 | 66.909 | 12.61 | 66.909 | 12.61
8434 | 67.4446 | 8.322 | 67.4446 | 8.322
8435 | 64.6919 | 5.8849 | 64.6919 | 5.8849
8436 | 61.1473 | 5.8505 | 61.1473 | 5.8505
8437 | 57.328 | 4.4201 | 57.328 | 4.4201
8438 | 55.1773 | 5.5633 | 55.1773 | 5.5633
8439 | 52.9789 | 6.6152 | 52.9789 | 6.6152
8440 | 51.214 | 9.7366 | 51.214 | 9.7366
8441 | 51.7168 | 21.6894 | 51.7168 | 21.6894
8442 | 53.4335 | 23.4945 | 53.4335 | 23.4945
8443 | 57.1522 | 23.1728 | 57.1522 | 23.1728
8444 | 64.1013 | 21.056 | 64.1013 | 21.056
8445 | 69.4842 | 19.5535 | 69.4842 | 19.5535
8446 | 72.8412 | 17.2263 | 72.8412 | 17.2263
8447 | 77.8532 | 15.264 | 77.8532 | 15.264
8448 | 77.7429 | 13.6887 | 77.7429 | 13.6887
8449 | 73.4879 | 12.3327 | 73.4879 | 12.3327
8450 | 72.6819 | 12.3255 | 72.6819 | 12.3255
8451 | 73.5521 | 13.0601 | 73.5521 | 13.0601
8452 | 73.3406 | 16.3965 | 73.3406 | 16.3965
8453 | 73.3233 | 18.4547 | 73.3233 | 18.4547
8454 | 72.044 | 17.3389 | 72.044 | 17.3389
8455 | 68.3629 | 16.4614 | 68.3629 | 16.4614
8456 | 66.1148 | 14.3735 | 66.1148 | 14.3735
8457 | 66.1637 | 12.7749 | 66.1637 | 12.7749
8458 | 66.9829 | 8.6713 | 66.9829 | 8.6713
8459 | 64.8916 | 6.2904 | 64.8916 | 6.2904
8460 | 61.1113 | 6.2242 | 61.1113 | 6.2242
8461 | 56.7772 | 4.7155 | 56.7772 | 4.7155
8462 | 54.491 | 5.7247 | 54.491 | 5.7247
8463 | 52.7236 | 6.5653 | 52.7236 | 6.5653
8464 | 51.1884 | 9.4823 | 51.1884 | 9.4823
8465 | 51.1896 | 21.2309 | 51.1896 | 21.2309
8466 | 52.5902 | 22.9338 | 52.5902 | 22.9338
8467 | 55.402 | 22.6187 | 55.402 | 22.6187
8468 | 61.686 | 20.5394 | 61.686 | 20.5394
8469 | 66.8932 | 18.9517 | 66.8932 | 18.9517
8470 | 70.9539 | 16.6934 | 70.9539 | 16.6934
8471 | 76.4614 | 14.8567 | 76.4614 | 14.8567
8472 | 76.6311 | 13.3619 | 76.6311 | 13.3619
8473 | 73.2395 | 12.1802 | 73.2395 | 12.1802
8474 | 72.8665 | 12.2348 | 72.8665 | 12.2348
8475 | 73.2745 | 12.9575 | 73.2745 | 12.9575
8476 | 72.6385 | 16.2439 | 72.6385 | 16.2439
8477 | 72.3944 | 18.2384 | 72.3944 | 18.2384
8478 | 71.855 | 17.1302 | 71.855 | 17.1302
8479 | 69.1144 | 16.2765 | 69.1144 | 16.2765
8480 | 66.4218 | 14.2355 | 66.4218 | 14.2355
8481 | 65.6442 | 12.6405 | 65.6442 | 12.6405
8482 | 66.2028 | 8.4352 | 66.2028 | 8.4352
8483 | 64.4927 | 5.9724 | 64.4927 | 5.9724
8484 | 61.6323 | 5.9217 | 61.6323 | 5.9217
8485 | 57.4312 | 4.4736 | 57.4312 | 4.4736
8486 | 54.9715 | 5.5726 | 54.9715 | 5.5726
8487 | 52.43 | 6.5874 | 52.43 | 6.5874
8488 | 50.8023 | 9.5893 | 50.8023 | 9.5893
8489 | 50.6176 | 21.3856 | 50.6176 | 21.3856
8490 | 51.7257 | 23.1094 | 51.7257 | 23.1094
8491 | 54.2249 | 22.7067 | 54.2249 | 22.7067
8492 | 58.8753 | 20.5563 | 58.8753 | 20.5563
8493 | 63.1106 | 19.2453 | 63.1106 | 19.2453
8494 | 67.1638 | 17.1851 | 67.1638 | 17.1851
8495 | 72.7597 | 15.8296 | 72.7597 | 15.8296
8496 | 73.4369 | 14.4255 | 73.4369 | 14.4255
8497 | 69.675 | 13.1226 | 69.675 | 13.1226
8498 | 68.2656 | 13.2873 | 68.2656 | 13.2873
8499 | 68.3513 | 14.209 | 68.3513 | 14.209
8500 | 68.8698 | 17.655 | 68.8698 | 17.655
8501 | 69.5121 | 19.8061 | 69.5121 | 19.8061
8502 | 68.0269 | 18.8283 | 68.0269 | 18.8283
8503 | 65.33 | 18.0003 | 65.33 | 18.0003
8504 | 62.9803 | 15.8762 | 62.9803 | 15.8762
8505 | 62.7924 | 14.1432 | 62.7924 | 14.1432
8506 | 63.9604 | 9.6938 | 63.9604 | 9.6938
8507 | 63.1862 | 6.737 | 63.1862 | 6.737
8508 | 60.1523 | 6.3449 | 60.1523 | 6.3449
8509 | 56.4747 | 4.7845 | 56.4747 | 4.7845
8510 | 54.3516 | 5.8384 | 54.3516 | 5.8384
8511 | 52.0477 | 6.7634 | 52.0477 | 6.7634
8512 | 50.0783 | 9.7393 | 50.0783 | 9.7393
8513 | 50.2251 | 21.5749 | 50.2251 | 21.5749
8514 | 51.2563 | 23.2805 | 51.2563 | 23.2805
8515 | 53.7072 | 22.8968 | 53.7072 | 22.8968
8516 | 58.1147 | 20.8446 | 58.1147 | 20.8446
8517 | 61.9926 | 19.477 | 61.9926 | 19.477
8518 | 65.9506 | 17.2165 | 65.9506 | 17.2165
8519 | 71.5863 | 15.8402 | 71.5863 | 15.8402
8520 | 72.5997 | 14.6108 | 72.5997 | 14.6108
8521 | 69.4375 | 13.3331 | 69.4375 | 13.3331
8522 | 68.2569 | 13.3549 | 68.2569 | 13.3549
8523 | 68.4782 | 14.0812 | 68.4782 | 14.0812
8524 | 69.2853 | 17.4388 | 69.2853 | 17.4388
8525 | 69.0509 | 19.5266 | 69.0509 | 19.5266
8526 | 67.9062 | 18.5086 | 67.9062 | 18.5086
8527 | 65.6707 | 17.7089 | 65.6707 | 17.7089
8528 | 64.3267 | 15.6869 | 64.3267 | 15.6869
8529 | 64.4506 | 14.0622 | 64.4506 | 14.0622
8530 | 64.6324 | 9.7402 | 64.6324 | 9.7402
8531 | 63.4306 | 6.9493 | 63.4306 | 6.9493
8532 | 60.1311 | 6.7018 | 60.1311 | 6.7018
8533 | 56.4787 | 5.1816 | 56.4787 | 5.1816
8534 | 54.1417 | 6.1988 | 54.1417 | 6.1988
8535 | 52.1895 | 7.0831 | 52.1895 | 7.0831
8536 | 50.2409 | 10.005 | 50.2409 | 10.005
8537 | 50.2966 | 21.7828 | 50.2966 | 21.7828
8538 | 51.4379 | 23.4574 | 51.4379 | 23.4574
8539 | 53.9835 | 23.0321 | 53.9835 | 23.0321
8540 | 59.3056 | 21.0002 | 59.3056 | 21.0002
8541 | 64.0818 | 19.8516 | 64.0818 | 19.8516
8542 | 67.9601 | 17.9188 | 67.9601 | 17.9188
8543 | 73.7007 | 16.6287 | 73.7007 | 16.6287
8544 | 73.7701 | 15.5306 | 73.7701 | 15.5306
8545 | 70.6246 | 14.4819 | 70.6246 | 14.4819
8546 | 69.9176 | 14.6617 | 69.9176 | 14.6617
8547 | 69.5782 | 15.4313 | 69.5782 | 15.4313
8548 | 69.6791 | 18.7035 | 69.6791 | 18.7035
8549 | 70.3598 | 20.6981 | 70.3598 | 20.6981
8550 | 68.9818 | 19.5885 | 68.9818 | 19.5885
8551 | 66.3676 | 18.6526 | 66.3676 | 18.6526
8552 | 64.2339 | 16.436 | 64.2339 | 16.436
8553 | 64.0672 | 14.6256 | 64.0672 | 14.6256
8554 | 64.7272 | 10.2036 | 64.7272 | 10.2036
8555 | 63.4188 | 7.3597 | 63.4188 | 7.3597
8556 | 60.7438 | 7.0763 | 60.7438 | 7.0763
8557 | 56.8035 | 5.4478 | 56.8035 | 5.4478
8558 | 54.4808 | 6.3792 | 54.4808 | 6.3792
8559 | 52.1234 | 7.2401 | 52.1234 | 7.2401
8560 | 50.7281 | 10.1735 | 50.7281 | 10.1735
8561 | 50.9935 | 21.9605 | 50.9935 | 21.9605
8562 | 51.7964 | 23.6834 | 51.7964 | 23.6834
8563 | 54.6603 | 23.3315 | 54.6603 | 23.3315
8564 | 58.9924 | 21.3089 | 58.9924 | 21.3089
8565 | 63.9781 | 19.9935 | 63.9781 | 19.9935
8566 | 67.6667 | 17.8852 | 67.6667 | 17.8852
8567 | 73.0165 | 16.4783 | 73.0165 | 16.4783
8568 | 72.8941 | 15.2113 | 72.8941 | 15.2113
8569 | 70.0276 | 14.0269 | 70.0276 | 14.0269
8570 | 69.2892 | 14.151 | 69.2892 | 14.151
8571 | 68.9153 | 14.9523 | 68.9153 | 14.9523
8572 | 69.0919 | 18.2989 | 69.0919 | 18.2989
8573 | 68.8669 | 20.3376 | 68.8669 | 20.3376
8574 | 67.485 | 19.2343 | 67.485 | 19.2343
8575 | 65.0811 | 18.3227 | 65.0811 | 18.3227
8576 | 64.1728 | 16.184 | 64.1728 | 16.184
8577 | 64.2532 | 14.5005 | 64.2532 | 14.5005
8578 | 64.9199 | 10.1789 | 64.9199 | 10.1789
8579 | 63.5698 | 7.4539 | 63.5698 | 7.4539
8580 | 60.4315 | 7.3545 | 60.4315 | 7.3545
8581 | 56.3741 | 5.8383 | 56.3741 | 5.8383
8582 | 54.2568 | 6.8431 | 54.2568 | 6.8431
8583 | 52.0744 | 7.7478 | 52.0744 | 7.7478
8584 | 50.4904 | 10.7068 | 50.4904 | 10.7068
8585 | 50.7178 | 22.5655 | 50.7178 | 22.5655
8586 | 51.8544 | 24.318 | 51.8544 | 24.318
8587 | 54.8942 | 23.9515 | 54.8942 | 23.9515
8588 | 61.3117 | 21.8785 | 61.3117 | 21.8785
8589 | 65.9531 | 20.5782 | 65.9531 | 20.5782
8590 | 69.7444 | 18.2686 | 69.7444 | 18.2686
8591 | 75.2001 | 16.5447 | 75.2001 | 16.5447
8592 | 76.1841 | 15.0645 | 76.1841 | 15.0645
8593 | 71.4703 | 13.7492 | 71.4703 | 13.7492
8594 | 70.7283 | 13.7667 | 70.7283 | 13.7667
8595 | 71.868 | 14.5309 | 71.868 | 14.5309
8596 | 71.7342 | 17.801 | 71.7342 | 17.801
8597 | 71.1912 | 19.784 | 71.1912 | 19.784
8598 | 70.2809 | 18.6399 | 70.2809 | 18.6399
8599 | 66.5326 | 17.708 | 66.5326 | 17.708
8600 | 64.0704 | 15.533 | 64.0704 | 15.533
8601 | 63.4325 | 13.7805 | 63.4325 | 13.7805
8602 | 64.2921 | 9.4359 | 64.2921 | 9.4359
8603 | 63.282 | 6.6353 | 63.282 | 6.6353
8604 | 60.0362 | 6.2865 | 60.0362 | 6.2865
8605 | 56.0747 | 4.6019 | 56.0747 | 4.6019
8606 | 53.6292 | 5.5235 | 53.6292 | 5.5235
8607 | 51.0186 | 6.4348 | 51.0186 | 6.4348
8608 | 49.4445 | 9.397 | 49.4445 | 9.397
8609 | 49.9358 | 21.3419 | 49.9358 | 21.3419
8610 | 51.1484 | 23.288 | 51.1484 | 23.288
8611 | 54.5969 | 23.0719 | 54.5969 | 23.0719
8612 | 60.8702 | 20.9657 | 60.8702 | 20.9657
8613 | 65.3866 | 19.439 | 65.3866 | 19.439
8614 | 68.6033 | 17.075 | 68.6033 | 17.075
8615 | 74.8557 | 15.4037 | 74.8557 | 15.4037
8616 | 75.2183 | 14.0443 | 75.2183 | 14.0443
8617 | 71.1495 | 12.7988 | 71.1495 | 12.7988
8618 | 69.9315 | 12.8778 | 69.9315 | 12.8778
8619 | 70.5285 | 13.7168 | 70.5285 | 13.7168
8620 | 70.5451 | 17.1425 | 70.5451 | 17.1425
8621 | 70.3849 | 19.2047 | 70.3849 | 19.2047
8622 | 69.9453 | 18.1269 | 69.9453 | 18.1269
8623 | 66.2849 | 17.184 | 66.2849 | 17.184
8624 | 64.4384 | 15.0147 | 64.4384 | 15.0147
8625 | 63.8676 | 13.2914 | 63.8676 | 13.2914
8626 | 64.7176 | 9.0437 | 64.7176 | 9.0437
8627 | 63.2649 | 6.546 | 63.2649 | 6.546
8628 | 60.0941 | 6.4537 | 60.0941 | 6.4537
8629 | 55.782 | 4.9158 | 55.782 | 4.9158
8630 | 53.3539 | 5.8804 | 53.3539 | 5.8804
8631 | 50.8409 | 6.7174 | 50.8409 | 6.7174
8632 | 49.0792 | 9.6393 | 49.0792 | 9.6393
8633 | 48.9108 | 21.4197 | 48.9108 | 21.4197
8634 | 50.4034 | 23.0908 | 50.4034 | 23.0908
8635 | 53.3249 | 22.6899 | 53.3249 | 22.6899
8636 | 58.9308 | 20.604 | 58.9308 | 20.604
8637 | 64.1165 | 19.0755 | 64.1165 | 19.0755
8638 | 68.2355 | 16.662 | 68.2355 | 16.662
8639 | 73.9949 | 14.7656 | 73.9949 | 14.7656
8640 | 75.0141 | 13.2049 | 75.0141 | 13.2049
8641 | 71.2198 | 11.8609 | 71.2198 | 11.8609
8642 | 69.9192 | 11.9093 | 69.9192 | 11.9093
8643 | 69.842 | 12.7558 | 69.842 | 12.7558
8644 | 69.7551 | 16.1731 | 69.7551 | 16.1731
8645 | 70.4288 | 18.2663 | 70.4288 | 18.2663
8646 | 69.168 | 17.223 | 69.168 | 17.223
8647 | 66.3031 | 16.361 | 66.3031 | 16.361
8648 | 64.2596 | 14.2616 | 64.2596 | 14.2616
8649 | 63.3169 | 12.5821 | 63.3169 | 12.5821
8650 | 64.4451 | 8.3193 | 64.4451 | 8.3193
8651 | 63.543 | 5.7876 | 63.543 | 5.7876
8652 | 59.9358 | 5.6104 | 59.9358 | 5.6104
8653 | 56.2121 | 4.0495 | 56.2121 | 4.0495
8654 | 53.8524 | 4.9986 | 53.8524 | 4.9986
8655 | 51.3561 | 5.8329 | 51.3561 | 5.8329
8656 | 49.3485 | 8.7328 | 49.3485 | 8.7328
8657 | 49.3046 | 20.5105 | 49.3046 | 20.5105
8658 | 50.3628 | 22.2103 | 50.3628 | 22.2103
8659 | 52.7921 | 21.8421 | 52.7921 | 21.8421
8660 | 57.6166 | 19.7448 | 57.6166 | 19.7448
8661 | 62.4059 | 18.295 | 62.4059 | 18.295
8662 | 65.9157 | 16.1552 | 65.9157 | 16.1552
8663 | 71.0995 | 14.6396 | 71.0995 | 14.6396
8664 | 72.1188 | 13.2169 | 72.1188 | 13.2169
8665 | 69.7543 | 11.9316 | 69.7543 | 11.9316
8666 | 68.2118 | 12.1225 | 68.2118 | 12.1225
8667 | 67.5818 | 12.9942 | 67.5818 | 12.9942
8668 | 67.5598 | 16.2868 | 67.5598 | 16.2868
8669 | 67.8771 | 18.1946 | 67.8771 | 18.1946
8670 | 66.7747 | 16.9957 | 66.7747 | 16.9957
8671 | 64.0312 | 16.009 | 64.0312 | 16.009
8672 | 62.1879 | 13.8517 | 62.1879 | 13.8517
8673 | 62.3642 | 12.1496 | 62.3642 | 12.1496
8674 | 64.0938 | 7.9974 | 64.0938 | 7.9974
8675 | 62.9813 | 5.5506 | 62.9813 | 5.5506
8676 | 59.6145 | 5.376 | 59.6145 | 5.376
8677 | 55.9226 | 3.7572 | 55.9226 | 3.7572
8678 | 53.7336 | 4.6183 | 53.7336 | 4.6183
8679 | 51.4613 | 5.4084 | 51.4613 | 5.4084
8680 | 49.1871 | 8.2998 | 49.1871 | 8.2998
8681 | 49.0088 | 20.0351 | 49.0088 | 20.0351
8682 | 49.9019 | 21.681 | 49.9019 | 21.681
8683 | 52.4052 | 21.319 | 52.4052 | 21.319
8684 | 56.7259 | 19.2756 | 56.7259 | 19.2756
8685 | 60.9099 | 17.7709 | 60.9099 | 17.7709
8686 | 64.9711 | 15.5967 | 64.9711 | 15.5967
8687 | 70.2723 | 13.9351 | 70.2723 | 13.9351
8688 | 71.2872 | 12.6243 | 71.2872 | 12.6243
8689 | 68.626 | 11.4793 | 68.626 | 11.4793
8690 | 67.7071 | 11.6683 | 67.7071 | 11.6683
8691 | 68.2802 | 12.586 | 68.2802 | 12.586
8692 | 68.5722 | 15.941 | 68.5722 | 15.941
8693 | 68.7935 | 17.9032 | 68.7935 | 17.9032
8694 | 67.4598 | 16.6928 | 67.4598 | 16.6928
8695 | 64.7993 | 15.7534 | 64.7993 | 15.7534
8696 | 63.5658 | 13.6496 | 63.5658 | 13.6496
8697 | 63.3687 | 12.0165 | 63.3687 | 12.0165
8698 | 63.63 | 7.8678 | 63.63 | 7.8678
8699 | 62.6515 | 5.4152 | 62.6515 | 5.4152
8700 | 59.5528 | 5.2946 | 59.5528 | 5.2946
8701 | 55.5935 | 3.7696 | 55.5935 | 3.7696
8702 | 53.2137 | 4.8204 | 53.2137 | 4.8204
8703 | 51.0069 | 5.8029 | 51.0069 | 5.8029
8704 | 49.0047 | 8.8278 | 49.0047 | 8.8278
8705 | 48.9257 | 20.6551 | 48.9257 | 20.6551
8706 | 50.0266 | 22.3231 | 50.0266 | 22.3231
8707 | 52.8357 | 21.9566 | 52.8357 | 21.9566
8708 | 57.959 | 19.9354 | 57.959 | 19.9354
8709 | 62.3642 | 18.5528 | 62.3642 | 18.5528
8710 | 66.5262 | 16.3171 | 66.5262 | 16.3171
8711 | 72.5453 | 14.7294 | 72.5453 | 14.7294
8712 | 73.6623 | 13.2682 | 73.6623 | 13.2682
8713 | 70.3807 | 12.0064 | 70.3807 | 12.0064
8714 | 69.2591 | 12.0588 | 69.2591 | 12.0588
8715 | 69.6447 | 12.8319 | 69.6447 | 12.8319
8716 | 69.7341 | 16.205 | 69.7341 | 16.205
8717 | 69.2724 | 18.2459 | 69.2724 | 18.2459
8718 | 68.6039 | 17.2036 | 68.6039 | 17.2036
8719 | 66.4611 | 16.3964 | 66.4611 | 16.3964
8720 | 64.7519 | 14.3319 | 64.7519 | 14.3319
8721 | 64.6487 | 12.7028 | 64.6487 | 12.7028
8722 | 64.7712 | 8.3852 | 64.7712 | 8.3852
8723 | 63.4027 | 5.5736 | 63.4027 | 5.5736
8724 | 60.1231 | 6.7261 | 60.1231 | 6.7261
8725 | 57.177 | 5.6719 | 57.177 | 5.6719
8726 | 54.8201 | 5.8677 | 54.8201 | 5.8677
8727 | 52.5141 | 6.9831 | 52.5141 | 6.9831
8728 | 50.4305 | 10.2252 | 50.4305 | 10.2252
8729 | 50.2279 | 21.7093 | 50.2279 | 21.7093
8730 | 51.183 | 23.0297 | 51.183 | 23.0297
8731 | 53.4398 | 23.0631 | 53.4398 | 23.0631
8732 | 57.7837 | 21.3204 | 57.7837 | 21.3204
8733 | 61.1428 | 20.4027 | 61.1428 | 20.4027
8734 | 64.3755 | 17.4878 | 64.3755 | 17.4878
8735 | 70.3605 | 16.3844 | 70.3605 | 16.3844
8736 | 70.5381 | 15.1934 | 70.5381 | 15.1934
8737 | 66.9073 | 13.6877 | 66.9073 | 13.6877
8738 | 65.8298 | 14.2107 | 65.8298 | 14.2107
8739 | 65.1446 | 14.822 | 65.1446 | 14.822
8740 | 65.4648 | 17.5485 | 65.4648 | 17.5485
8741 | 66.4271 | 19.6756 | 66.4271 | 19.6756
8742 | 65.0231 | 18.5228 | 65.0231 | 18.5228
8743 | 63.7836 | 17.3655 | 63.7836 | 17.3655
8744 | 62.4127 | 14.8814 | 62.4127 | 14.8814
8745 | 62.6823 | 13.7273 | 62.6823 | 13.7273
8746 | 64.0746 | 9.4009 | 64.0746 | 9.4009
8747 | 62.5732 | 6.6386 | 62.5732 | 6.6386
8748 | 59.9559 | 6.5037 | 59.9559 | 6.5037
8749 | 56.6459 | 5.6926 | 56.6459 | 5.6926
8750 | 53.8418 | 6.1664 | 53.8418 | 6.1664
8751 | 52.012 | 7.5287 | 52.012 | 7.5287
8752 | 50.1781 | 10.9181 | 50.1781 | 10.9181
8753 | 50.1415 | 22.4973 | 50.1415 | 22.4973
8754 | 51.1824 | 23.7691 | 51.1824 | 23.7691
8755 | 54.0209 | 23.7864 | 54.0209 | 23.7864
8756 | 59.7434 | 22.1 | 59.7434 | 22.1
8757 | 65.0902 | 21.1176 | 65.0902 | 21.1176
8758 | 69.722 | 18.0197 | 69.722 | 18.0197
8759 | 76.4239 | 16.6184 | 76.4239 | 16.6184