## Summary Scalars
Parameter | Value
Total Cost ($) | 12597300.2812
Capital Cost (CAPEX) | 226685.309
Operating Cost (OPEX) | 12370614.9723
Annual Fuel Consumption Genset (L) | 1230263.1579
Annual Fuel Consumption Diesel Furnace (L) | 4536609.1796

## Generator Summary
Size | Built | Capacity (kW) | Capital Cost ($) | Operating Cost ($)
100 kW | 3 | 300 | 19157.1635 | 44700
500 kW | 1 | 500 | 31928.6058 | 74500
1000 kW | 0 | 0 | 0 | 0
2000 kW | 0 | 0 | 0 | 0
Total | 4 | 800 | 51085.7693 | 119200

## Diesel Furnace Summary
Size | Built | Capacity (MW) | Capital Cost ($) | Operating Cost ($)
17.58 kW | 778 | 13677.24 | 175599.5397 | 218835.84
Total | 778 | 13677.24 | 175599.5397 | 218835.84

## Time Series
Time | Electric Load (kW) | Thermal Load (kW) | Diesel Generation (kW) | Thermal Generation (kW)
0 | 550.6142 | 242.8277 | 550.6142 | 242.8277
1 | 522.7146 | 218.578 | 522.7146 | 218.578
2 | 520.2638 | 227.6859 | 520.2638 | 227.6859
3 | 523.857 | 229.6583 | 523.857 | 229.6583
4 | 518.2989 | 284.6769 | 518.2989 | 284.6769
5 | 528.4928 | 334.2685 | 528.4928 | 334.2685
6 | 523.894 | 318.495 | 523.894 | 318.495
7 | 492.621 | 291.903 | 492.621 | 291.903
8 | 471.2948 | 260.9314 | 471.2948 | 260.9314
9 | 466.0985 | 230.4276 | 466.0985 | 230.4276
10 | 470.9012 | 147.3317 | 470.9012 | 147.3317
11 | 456.1911 | 91.9982 | 456.1911 | 91.9982
12 | 430.7465 | 69.2251 | 430.7465 | 69.2251
13 | 404.367 | 60.8626 | 404.367 | 60.8626
14 | 385.7074 | 65.5945 | 385.7074 | 65.5945
15 | 371.1963 | 76.125 | 371.1963 | 76.125
16 | 356.3294 | 137.2141 | 356.3294 | 137.2141
17 | 355.3838 | 333.0092 | 355.3838 | 333.0092
18 | 365.4578 | 391.9386 | 365.4578 | 391.9386
19 | 387.4933 | 389.4179 | 387.4933 | 389.4179
20 | 430.7105 | 351.1581 | 430.7105 | 351.1581
21 | 470.2055 | 328.7795 | 470.2055 | 328.7795
22 | 501.6706 | 288.9823 | 501.6706 | 288.9823
23 | 546.4987 | 268.0063 | 546.4987 | 268.0063
24 | 554.859 | 242.5841 | 554.859 | 242.5841
25 | 527.1131 | 220.9554 | 527.1131 | 220.9554
26 | 516.6867 | 233.2349 | 516.6867 | 233.2349
27 | 517.6478 | 235.217 | 517.6478 | 235.217
28 | 517.5645 | 287.0398 | 517.5645 | 287.0398
29 | 519.7858 | 332.4074 | 519.7858 | 332.4074
30 | 513.4103 | 312.6878 | 513.4103 | 312.6878
31 | 488.4259 | 281.8671 | 488.4259 | 281.8671
32 | 468.4412 | 247.5388 | 468.4412 | 247.5388
33 | 462.0875 | 214.8134 | 462.0875 | 214.8134
34 | 466.8629 | 130.4314 | 466.8629 | 130.4314
35 | 456.0695 | 74.6059 | 456.0695 | 74.6059
36 | 426.5059 | 53.4258 | 426.5059 | 53.4258
37 | 399.726 | 50.0862 | 399.726 | 50.0862
38 | 386.3671 | 60.2063 | 386.3671 | 60.2063
39 | 372.665 | 76.315 | 372.665 | 76.315
40 | 358.5582 | 142.2467 | 358.5582 | 142.2467
41 | 357.0306 | 341.3302 | 357.0306 | 341.3302
42 | 363.765 | 402.3399 | 363.765 | 402.3399
43 | 381.8539 | 400.9348 | 381.8539 | 400.9348
44 | 421.9819 | 362.3974 | 421.9819 | 362.3974
45 | 462.8937 | 338.4452 | 462.8937 | 338.4452
46 | 491.9159 | 296.251 | 491.9159 | 296.251
47 | 533.8515 | 272.7076 | 533.8515 | 272.7076
48 | 537.2932 | 244.9664 | 537.2932 | 244.9664
49 | 516.7586 | 218.3247 | 516.7586 | 218.3247
50 | 509.2785 | 223.0918 | 509.2785 | 223.0918
51 | 512.6669 | 219.179 | 512.6669 | 219.179
52 | 510.5739 | 268.7802 | 510.5739 | 268.7802
53 | 517.7843 | 314.4499 | 517.7843 | 314.4499
54 | 509.8245 | 295.4513 | 509.8245 | 295.4513
55 | 483.3791 | 265.566 | 483.3791 | 265.566
56 | 461.9245 | 231.798 | 461.9245 | 231.798
57 | 454.9098 | 198.8339 | 454.9098 | 198.8339
58 | 463.6422 | 114.5249 | 463.6422 | 114.5249
59 | 451.8751 | 59.3474 | 451.8751 | 59.3474
60 | 424.262 | 40.1501 | 424.262 | 40.1501
61 | 401.5682 | 33.7071 | 401.5682 | 33.7071
62 | 385.5403 | 38.0396 | 385.5403 | 38.0396
63 | 370.7971 | 48.989 | 370.7971 | 48.989
64 | 358.4374 | 111.1158 | 358.4374 | 111.1158
65 | 354.5482 | 307.8999 | 354.5482 | 307.8999
66 | 361.146 | 367.7745 | 361.146 | 367.7745
67 | 376.3815 | 366.3109 | 376.3815 | 366.3109
68 | 410.2337 | 328.6065 | 410.2337 | 328.6065
69 | 442.0679 | 306.379 | 442.0679 | 306.379
70 | 473.493 | 267.4343 | 473.493 | 267.4343
71 | 509.3909 | 247.3937 | 509.3909 | 247.3937
72 | 521.4332 | 220.1836 | 521.4332 | 220.1836
73 | 502.5237 | 198.0726 | 502.5237 | 198.0726
74 | 494.744 | 210.9659 | 494.744 | 210.9659
75 | 497.4054 | 216.3095 | 497.4054 | 216.3095
76 | 493.7863 | 273.6569 | 493.7863 | 273.6569
77 | 495.3056 | 323.8525 | 495.3056 | 323.8525
78 | 480.6934 | 308.5662 | 480.6934 | 308.5662
79 | 466.4142 | 281.0681 | 466.4142 | 281.0681
80 | 453.9813 | 248.1673 | 453.9813 | 248.1673
81 | 452.4078 | 215.3103 | 452.4078 | 215.3103
82 | 455.4601 | 129.9198 | 455.4601 | 129.9198
83 | 449.4791 | 73.2077 | 449.4791 | 73.2077
84 | 422.6691 | 51.6037 | 422.6691 | 51.6037
85 | 396.2143 | 44.5469 | 396.2143 | 44.5469
86 | 382.9431 | 48.626 | 382.9431 | 48.626
87 | 371.8304 | 58.0945 | 371.8304 | 58.0945
88 | 356.2441 | 119.4222 | 356.2441 | 119.4222
89 | 352.9823 | 315.646 | 352.9823 | 315.646
90 | 358.8031 | 375.6229 | 358.8031 | 375.6229
91 | 377.4179 | 374.7878 | 377.4179 | 374.7878
92 | 406.7987 | 334.0581 | 406.7987 | 334.0581
93 | 443.6729 | 306.3595 | 443.6729 | 306.3595
94 | 470.6106 | 265.1445 | 470.6106 | 265.1445
95 | 504.6834 | 243.3452 | 504.6834 | 243.3452
96 | 518.4891 | 216.2082 | 518.4891 | 216.2082
97 | 493.7668 | 193.1813 | 493.7668 | 193.1813
98 | 487.9312 | 207.9795 | 487.9312 | 207.9795
99 | 487.0502 | 217.849 | 487.0502 | 217.849
100 | 494.5745 | 281.1108 | 494.5745 | 281.1108
101 | 504.8579 | 338.9697 | 504.8579 | 338.9697
102 | 492.0386 | 329.1691 | 492.0386 | 329.1691
103 | 477.4101 | 305.6902 | 477.4101 | 305.6902
104 | 464.3229 | 276.2825 | 464.3229 | 276.2825
105 | 456.2274 | 246.5873 | 456.2274 | 246.5873
106 | 457.2913 | 163.6425 | 457.2913 | 163.6425
107 | 443.7509 | 107.3396 | 443.7509 | 107.3396
108 | 420.3596 | 84.1523 | 420.3596 | 84.1523
109 | 398.7308 | 76.506 | 398.7308 | 76.506
110 | 382.9622 | 83.1087 | 382.9622 | 83.1087
111 | 369.1658 | 95.471 | 369.1658 | 95.471
112 | 356.2991 | 157.7488 | 356.2991 | 157.7488
113 | 352.7314 | 354.1869 | 352.7314 | 354.1869
114 | 362.0895 | 414.0177 | 362.0895 | 414.0177
115 | 381.1886 | 412.4274 | 381.1886 | 412.4274
116 | 417.5909 | 374.6548 | 417.5909 | 374.6548
117 | 448.3771 | 351.8135 | 448.3771 | 351.8135
118 | 478.3583 | 311.7482 | 478.3583 | 311.7482
119 | 517.3626 | 291.9853 | 517.3626 | 291.9853
120 | 521.7273 | 267.8639 | 521.7273 | 267.8639
121 | 495.4655 | 247.0294 | 495.4655 | 247.0294
122 | 492.1154 | 260.7314 | 492.1154 | 260.7314
123 | 496.8175 | 266.7912 | 496.8175 | 266.7912
124 | 496.1363 | 325.9704 | 496.1363 | 325.9704
125 | 498.3087 | 379.1719 | 498.3087 | 379.1719
126 | 489.7087 | 365.6784 | 489.7087 | 365.6784
127 | 469.6181 | 338.9501 | 469.6181 | 338.9501
128 | 455.9172 | 306.9213 | 455.9172 | 306.9213
129 | 451.4935 | 274.5954 | 451.4935 | 274.5954
130 | 454.996 | 189.0149 | 454.996 | 189.0149
131 | 445.3536 | 130.9337 | 445.3536 | 130.9337
132 | 420.8664 | 104.5116 | 420.8664 | 104.5116
133 | 397.127 | 92.9483 | 397.127 | 92.9483
134 | 381.5665 | 95.8533 | 381.5665 | 95.8533
135 | 367.6966 | 105.882 | 367.6966 | 105.882
136 | 352.8302 | 167.239 | 352.8302 | 167.239
137 | 353.5073 | 362.7223 | 353.5073 | 362.7223
138 | 364.0498 | 420.6336 | 364.0498 | 420.6336
139 | 386.3416 | 416.6318 | 386.3416 | 416.6318
140 | 431.2872 | 375.6633 | 431.2872 | 375.6633
141 | 467.0407 | 349.6163 | 467.0407 | 349.6163
142 | 497.1978 | 306.0628 | 497.1978 | 306.0628
143 | 536.2146 | 281.355 | 536.2146 | 281.355
144 | 542.1668 | 251.1 | 542.1668 | 251.1
145 | 511.7462 | 224.3706 | 511.7462 | 224.3706
146 | 503.309 | 232.5626 | 503.309 | 232.5626
147 | 512.1332 | 234.9442 | 512.1332 | 234.9442
148 | 508.1881 | 292.8957 | 508.1881 | 292.8957
149 | 508.5013 | 346.4675 | 508.5013 | 346.4675
150 | 498.4503 | 333.656 | 498.4503 | 333.656
151 | 478.0102 | 308.1651 | 478.0102 | 308.1651
152 | 458.1918 | 277.062 | 458.1918 | 277.062
153 | 455.0873 | 245.3353 | 455.0873 | 245.3353
154 | 459.0063 | 160.9191 | 459.0063 | 160.9191
155 | 446.3798 | 104.9816 | 446.3798 | 104.9816
156 | 421.4802 | 81.9941 | 421.4802 | 81.9941
157 | 395.2538 | 74.0019 | 395.2538 | 74.0019
158 | 378.3117 | 79.2648 | 378.3117 | 79.2648
159 | 361.6372 | 90.794 | 361.6372 | 90.794
160 | 347.4851 | 153.4275 | 347.4851 | 153.4275
161 | 347.3733 | 350.1482 | 347.3733 | 350.1482
162 | 359.9108 | 410.1446 | 359.9108 | 410.1446
163 | 379.9477 | 408.7248 | 379.9477 | 408.7248
164 | 422.4515 | 370.4212 | 422.4515 | 370.4212
165 | 460.5145 | 345.7481 | 460.5145 | 345.7481
166 | 486.2961 | 303.1446 | 486.2961 | 303.1446
167 | 522.8007 | 279.7815 | 522.8007 | 279.7815
168 | 526.7768 | 250.1013 | 526.7768 | 250.1013
169 | 500.8999 | 223.4303 | 500.8999 | 223.4303
170 | 494.2111 | 232.1193 | 494.2111 | 232.1193
171 | 500.8709 | 233.1221 | 500.8709 | 233.1221
172 | 497.4649 | 286.1921 | 497.4649 | 286.1921
173 | 498.6724 | 334.5851 | 498.6724 | 334.5851
174 | 489.4901 | 319.0503 | 489.4901 | 319.0503
175 | 467.2142 | 292.5607 | 467.2142 | 292.5607
176 | 449.3699 | 261.9009 | 449.3699 | 261.9009
177 | 444.9878 | 231.6358 | 444.9878 | 231.6358
178 | 453.441 | 149.6653 | 453.441 | 149.6653
179 | 441.1981 | 96.8554 | 441.1981 | 96.8554
180 | 416.2355 | 76.8982 | 416.2355 | 76.8982
181 | 392.608 | 70.2798 | 392.608 | 70.2798
182 | 374.7257 | 74.4953 | 374.7257 | 74.4953
183 | 360.0655 | 86.0732 | 360.0655 | 86.0732
184 | 347.2504 | 148.8333 | 347.2504 | 148.8333
185 | 348.9221 | 345.9438 | 348.9221 | 345.9438
186 | 358.6096 | 405.7404 | 358.6096 | 405.7404
187 | 382.7844 | 402.9517 | 382.7844 | 402.9517
188 | 426.7845 | 361.2427 | 426.7845 | 361.2427
189 | 463.8716 | 333.9339 | 463.8716 | 333.9339
190 | 496.603 | 290.9554 | 496.603 | 290.9554
191 | 534.2154 | 265.0783 | 534.2154 | 265.0783
192 | 538.4336 | 236.4944 | 538.4336 | 236.4944
193 | 516.8539 | 211.4457 | 516.8539 | 211.4457
194 | 500.5221 | 220.3685 | 500.5221 | 220.3685
195 | 507.1899 | 223.1788 | 507.1899 | 223.1788
196 | 510.247 | 277.6177 | 510.247 | 277.6177
197 | 515.9045 | 326.7172 | 515.9045 | 326.7172
198 | 506.0242 | 310.7975 | 506.0242 | 310.7975
199 | 481.2424 | 283.2263 | 481.2424 | 283.2263
200 | 469.5131 | 250.2719 | 469.5131 | 250.2719
201 | 461.0173 | 216.8644 | 461.0173 | 216.8644
202 | 463.8955 | 130.636 | 463.8955 | 130.636
203 | 444.549 | 73.5097 | 444.549 | 73.5097
204 | 420.6059 | 51.7304 | 420.6059 | 51.7304
205 | 395.2737 | 45.5115 | 395.2737 | 45.5115
206 | 380.5279 | 51.0181 | 380.5279 | 51.0181
207 | 367.6608 | 62.8298 | 367.6608 | 62.8298
208 | 356.877 | 125.2928 | 356.877 | 125.2928
209 | 354.4035 | 322.6225 | 354.4035 | 322.6225
210 | 361.9594 | 383.3009 | 361.9594 | 383.3009
211 | 383.6829 | 381.2137 | 383.6829 | 381.2137
212 | 419.348 | 340.2501 | 419.348 | 340.2501
213 | 452.9912 | 314.5685 | 452.9912 | 314.5685
214 | 481.9632 | 272.4815 | 481.9632 | 272.4815
215 | 527.0475 | 249.2109 | 527.0475 | 249.2109
216 | 535.3322 | 220.7097 | 535.3322 | 220.7097
217 | 514.3206 | 197.4538 | 514.3206 | 197.4538
218 | 511.7382 | 209.4459 | 511.7382 | 209.4459
219 | 509.6207 | 212.8603 | 509.6207 | 212.8603
220 | 511.8555 | 267.7084 | 511.8555 | 267.7084
221 | 512.4537 | 317.0758 | 512.4537 | 317.0758
222 | 506.0194 | 301.4924 | 506.0194 | 301.4924
223 | 484.8113 | 273.2148 | 484.8113 | 273.2148
224 | 465.6982 | 240.3724 | 465.6982 | 240.3724
225 | 460.6995 | 211.3593 | 460.6995 | 211.3593
226 | 464.8694 | 130.105 | 464.8694 | 130.105
227 | 448.17 | 74.8446 | 448.17 | 74.8446
228 | 424.1967 | 50.4491 | 424.1967 | 50.4491
229 | 399.4432 | 40.1331 | 399.4432 | 40.1331
230 | 382.0399 | 43.3158 | 382.0399 | 43.3158
231 | 369.7234 | 52.9547 | 369.7234 | 52.9547
232 | 354.7719 | 113.2935 | 354.7719 | 113.2935
233 | 354.8072 | 310.4527 | 354.8072 | 310.4527
234 | 360.7171 | 372.0081 | 360.7171 | 372.0081
235 | 374.9829 | 375.7037 | 374.9829 | 375.7037
236 | 407.2772 | 343.8991 | 407.2772 | 343.8991
237 | 437.816 | 326.558 | 437.816 | 326.558
238 | 465.8208 | 290.4048 | 465.8208 | 290.4048
239 | 508.4461 | 272.5907 | 508.4461 | 272.5907
240 | 512.7992 | 248.1623 | 512.7992 | 248.1623
241 | 495.5556 | 226.5629 | 495.5556 | 226.5629
242 | 490.5351 | 239.5049 | 490.5351 | 239.5049
243 | 487.9507 | 245.8814 | 487.9507 | 245.8814
244 | 494.4414 | 304.2762 | 494.4414 | 304.2762
245 | 499.0672 | 356.4303 | 499.0672 | 356.4303
246 | 488.6942 | 341.5776 | 488.6942 | 341.5776
247 | 470.579 | 312.4231 | 470.579 | 312.4231
248 | 455.0524 | 277.0668 | 455.0524 | 277.0668
249 | 449.8064 | 242.4414 | 449.8064 | 242.4414
250 | 455.0438 | 156.8025 | 455.0438 | 156.8025
251 | 438.9292 | 101.3813 | 438.9292 | 101.3813
252 | 417.7931 | 80.3036 | 417.7931 | 80.3036
253 | 395.804 | 72.6085 | 395.804 | 72.6085
254 | 380.4206 | 76.2102 | 380.4206 | 76.2102
255 | 369.312 | 86.8722 | 369.312 | 86.8722
256 | 353.8814 | 146.7141 | 353.8814 | 146.7141
257 | 354.5828 | 341.3935 | 354.5828 | 341.3935
258 | 357.9671 | 399.8504 | 357.9671 | 399.8504
259 | 373.5692 | 396.711 | 373.5692 | 396.711
260 | 400.1609 | 354.622 | 400.1609 | 354.622
261 | 429.8228 | 325.1939 | 429.8228 | 325.1939
262 | 459.8322 | 280.442 | 459.8322 | 280.442
263 | 495.0214 | 255.8804 | 495.0214 | 255.8804
264 | 505.6471 | 227.4572 | 505.6471 | 227.4572
265 | 489.4611 | 203.8554 | 489.4611 | 203.8554
266 | 486.629 | 214.118 | 486.629 | 214.118
267 | 484.3603 | 215.8857 | 484.3603 | 215.8857
268 | 485.1076 | 269.7546 | 485.1076 | 269.7546
269 | 488.6452 | 318.5764 | 488.6452 | 318.5764
270 | 476.0941 | 301.0782 | 476.0941 | 301.0782
271 | 460.6631 | 271.3586 | 460.6631 | 271.3586
272 | 449.3791 | 237.1473 | 449.3791 | 237.1473
273 | 450.9411 | 204.6849 | 450.9411 | 204.6849
274 | 456.9166 | 122.1249 | 456.9166 | 122.1249
275 | 444.3782 | 68.862 | 444.3782 | 68.862
276 | 419.5763 | 47.9012 | 419.5763 | 47.9012
277 | 394.4458 | 41.4826 | 394.4458 | 41.4826
278 | 380.7857 | 49.1814 | 380.7857 | 49.1814
279 | 369.4627 | 63.8627 | 369.4627 | 63.8627
280 | 358.0065 | 128.5471 | 358.0065 | 128.5471
281 | 353.4392 | 326.0522 | 353.4392 | 326.0522
282 | 359.4731 | 385.3276 | 359.4731 | 385.3276
283 | 374.541 | 382.5145 | 374.541 | 382.5145
284 | 407.8213 | 342.7445 | 407.8213 | 342.7445
285 | 439.3239 | 318.1688 | 439.3239 | 318.1688
286 | 465.8333 | 276.4617 | 465.8333 | 276.4617
287 | 504.2752 | 253.5614 | 504.2752 | 253.5614
288 | 514.424 | 225.1236 | 514.424 | 225.1236
289 | 494.173 | 200.4549 | 494.173 | 200.4549
290 | 487.3416 | 211 | 487.3416 | 211
291 | 488.6419 | 213.8151 | 488.6419 | 213.8151
292 | 489.7006 | 269.8374 | 489.7006 | 269.8374
293 | 498.389 | 322.9464 | 498.389 | 322.9464
294 | 491.6911 | 312.9801 | 491.6911 | 312.9801
295 | 471.733 | 292.2197 | 471.733 | 292.2197
296 | 460.1636 | 265.7984 | 460.1636 | 265.7984
297 | 456.6216 | 238.0958 | 456.6216 | 238.0958
298 | 453.9308 | 156.3202 | 453.9308 | 156.3202
299 | 440.6966 | 100.9575 | 440.6966 | 100.9575
300 | 415.5381 | 77.0882 | 415.5381 | 77.0882
301 | 390.6306 | 67.8585 | 390.6306 | 67.8585
302 | 376.7444 | 72.4053 | 376.7444 | 72.4053
303 | 363.995 | 84.5191 | 363.995 | 84.5191
304 | 348.603 | 147.4692 | 348.603 | 147.4692
305 | 348.2285 | 343.9415 | 348.2285 | 343.9415
306 | 358.4463 | 402.9928 | 358.4463 | 402.9928
307 | 377.8868 | 400.3843 | 377.8868 | 400.3843
308 | 420.4156 | 361.5107 | 420.4156 | 361.5107
309 | 458.6065 | 338.0555 | 458.6065 | 338.0555
310 | 482.807 | 297.3326 | 482.807 | 297.3326
311 | 525.7575 | 276.454 | 525.7575 | 276.454
312 | 522.7344 | 250.4813 | 522.7344 | 250.4813
313 | 498.119 | 225.9831 | 498.119 | 225.9831
314 | 492.076 | 232.2459 | 492.076 | 232.2459
315 | 494.9869 | 228.2113 | 494.9869 | 228.2113
316 | 492.8402 | 277.5592 | 492.8402 | 277.5592
317 | 498.5341 | 324.8415 | 498.5341 | 324.8415
318 | 489.7721 | 309.3067 | 489.7721 | 309.3067
319 | 466.3099 | 286.4028 | 466.3099 | 286.4028
320 | 450.4439 | 261.6524 | 450.4439 | 261.6524
321 | 446.3242 | 237.0142 | 446.3242 | 237.0142
322 | 453.6693 | 158.3907 | 453.6693 | 158.3907
323 | 439.0134 | 105.8049 | 439.0134 | 105.8049
324 | 407.8297 | 84.1133 | 407.8297 | 84.1133
325 | 381.6902 | 76.7642 | 381.6902 | 76.7642
326 | 369.6007 | 82.49 | 369.6007 | 82.49
327 | 355.6626 | 94.3845 | 355.6626 | 94.3845
328 | 341.1299 | 157.1739 | 341.1299 | 157.1739
329 | 340.8374 | 353.9238 | 340.8374 | 353.9238
330 | 353.0832 | 413.2869 | 353.0832 | 413.2869
331 | 371.1008 | 411.2484 | 371.1008 | 411.2484
332 | 412.96 | 372.9789 | 412.96 | 372.9789
333 | 451.9266 | 349.626 | 451.9266 | 349.626
334 | 482.1667 | 308.7716 | 482.1667 | 308.7716
335 | 515.9668 | 286.5094 | 515.9668 | 286.5094
336 | 523.3251 | 259.0021 | 523.3251 | 259.0021
337 | 496.7712 | 234.0947 | 496.7712 | 234.0947
338 | 492.1445 | 242.1016 | 492.1445 | 242.1016
339 | 492.4786 | 240.6491 | 492.4786 | 240.6491
340 | 491.3684 | 291.0639 | 491.3684 | 291.0639
341 | 495.398 | 336.8408 | 495.398 | 336.8408
342 | 487.6118 | 317.7057 | 487.6118 | 317.7057
343 | 465.3468 | 285.9789 | 465.3468 | 285.9789
344 | 449.9448 | 250.8809 | 449.9448 | 250.8809
345 | 447.7239 | 216.8303 | 447.7239 | 216.8303
346 | 454.8657 | 133.4129 | 454.8657 | 133.4129
347 | 435.5338 | 79.0733 | 435.5338 | 79.0733
348 | 407.0963 | 55.0286 | 407.0963 | 55.0286
349 | 384.0638 | 43.4508 | 384.0638 | 43.4508
350 | 368.4336 | 46.9891 | 368.4336 | 46.9891
351 | 356.3385 | 58.1286 | 356.3385 | 58.1286
352 | 344.3802 | 119.4417 | 344.3802 | 119.4417
353 | 344.2217 | 313.5219 | 344.2217 | 313.5219
354 | 355.3602 | 368.4711 | 355.3602 | 368.4711
355 | 375.4796 | 361.6729 | 375.4796 | 361.6729
356 | 415.0876 | 321.1332 | 415.0876 | 321.1332
357 | 452.35 | 297.5513 | 452.35 | 297.5513
358 | 485.5842 | 257.3204 | 485.5842 | 257.3204
359 | 520.4879 | 239.3601 | 520.4879 | 239.3601
360 | 521.6555 | 222.8874 | 521.6555 | 222.8874
361 | 501.4645 | 212.8926 | 501.4645 | 212.8926
362 | 491.8176 | 234.7403 | 491.8176 | 234.7403
363 | 492.6511 | 245.9837 | 492.6511 | 245.9837
364 | 492.6359 | 308.9824 | 492.6359 | 308.9824
365 | 500.1979 | 365.7842 | 500.1979 | 365.7842
366 | 489.9075 | 355.0286 | 489.9075 | 355.0286
367 | 468.3492 | 329.8544 | 468.3492 | 329.8544
368 | 452.6183 | 298.4931 | 452.6183 | 298.4931
369 | 447.2342 | 266.9417 | 447.2342 | 266.9417
370 | 456.022 | 182.3064 | 456.022 | 182.3064
371 | 440.8237 | 124.6929 | 440.8237 | 124.6929
372 | 413.9204 | 98.4559 | 413.9204 | 98.4559
373 | 388.3326 | 86.4396 | 388.3326 | 86.4396
374 | 370.328 | 88.2777 | 370.328 | 88.2777
375 | 359.4522 | 97.0251 | 359.4522 | 97.0251
376 | 345.6646 | 157.3882 | 345.6646 | 157.3882
377 | 343.5594 | 352.5061 | 343.5594 | 352.5061
378 | 351.7889 | 410.8217 | 351.7889 | 410.8217
379 | 369.0034 | 408.3059 | 369.0034 | 408.3059
380 | 406.7809 | 369.9389 | 406.7809 | 369.9389
381 | 443.0376 | 346.7516 | 443.0376 | 346.7516
382 | 472.8182 | 305.9703 | 472.8182 | 305.9703
383 | 511.0287 | 283.8689 | 511.0287 | 283.8689
384 | 516.0888 | 254.6857 | 516.0888 | 254.6857
385 | 491.2627 | 227.6834 | 491.2627 | 227.6834
386 | 485.1035 | 233.1667 | 485.1035 | 233.1667
387 | 486.1829 | 231.2221 | 486.1829 | 231.2221
388 | 489.5665 | 283.2495 | 489.5665 | 283.2495
389 | 485.7554 | 332.1736 | 485.7554 | 332.1736
390 | 481.0672 | 315.7765 | 481.0672 | 315.7765
391 | 463.68 | 286.5879 | 463.68 | 286.5879
392 | 439.8959 | 251.6458 | 439.8959 | 251.6458
393 | 435.6303 | 216.4552 | 435.6303 | 216.4552
394 | 445.4986 | 129.0332 | 445.4986 | 129.0332
395 | 435.3668 | 73.6705 | 435.3668 | 73.6705
396 | 411.9495 | 53.5281 | 411.9495 | 53.5281
397 | 386.8366 | 46.4713 | 386.8366 | 46.4713
398 | 373.2439 | 51.895 | 373.2439 | 51.895
399 | 361.6175 | 65.0027 | 361.6175 | 65.0027
400 | 347.731 | 129.9356 | 347.731 | 129.9356
401 | 345.4029 | 328.1422 | 345.4029 | 328.1422
402 | 351.0083 | 388.0801 | 351.0083 | 388.0801
403 | 361.985 | 385.7396 | 361.985 | 385.7396
404 | 395.9226 | 347.2558 | 395.9226 | 347.2558
405 | 427.5612 | 319.4306 | 427.5612 | 319.4306
406 | 457.0065 | 274.0453 | 457.0065 | 274.0453
407 | 498.6525 | 247.2037 | 498.6525 | 247.2037
408 | 508.2118 | 216.2325 | 508.2118 | 216.2325
409 | 488.4636 | 185.9028 | 488.4636 | 185.9028
410 | 482.9724 | 192.1169 | 482.9724 | 192.1169
411 | 480.7274 | 196.8174 | 480.7274 | 196.8174
412 | 484.4337 | 253.7945 | 484.4337 | 253.7945
413 | 487.2908 | 305.4907 | 487.2908 | 305.4907
414 | 474.279 | 291.3346 | 474.279 | 291.3346
415 | 455.4039 | 264.4553 | 455.4039 | 264.4553
416 | 440.883 | 231.798 | 440.883 | 231.798
417 | 439.3052 | 198.7511 | 439.3052 | 198.7511
418 | 449.4283 | 112.6688 | 449.4283 | 112.6688
419 | 433.3222 | 54.0079 | 433.3222 | 54.0079
420 | 407.3374 | 33.6852 | 407.3374 | 33.6852
421 | 386.4861 | 26.0389 | 386.4861 | 26.0389
422 | 372.2522 | 32.0716 | 372.2522 | 32.0716
423 | 361.1 | 46.3144 | 361.1 | 46.3144
424 | 346.8503 | 111.5397 | 346.8503 | 111.5397
425 | 345.7641 | 310.3504 | 345.7641 | 310.3504
426 | 348.6122 | 372.2565 | 348.6122 | 372.2565
427 | 362.569 | 372.6832 | 362.569 | 372.6832
428 | 391.3088 | 336.0506 | 391.3088 | 336.0506
429 | 419.7205 | 311.7136 | 419.7205 | 311.7136
430 | 449.0351 | 267.4684 | 449.0351 | 267.4684
431 | 488.0356 | 241.8642 | 488.0356 | 241.8642
432 | 496.6465 | 212.5787 | 496.6465 | 212.5787
433 | 479.9603 | 187.8759 | 479.9603 | 187.8759
434 | 473.3642 | 198.1871 | 473.3642 | 198.1871
435 | 476.1655 | 202.1472 | 476.1655 | 202.1472
436 | 479.338 | 258.983 | 479.338 | 258.983
437 | 481.1962 | 311.2735 | 481.1962 | 311.2735
438 | 475.807 | 298.1503 | 475.807 | 298.1503
439 | 460.012 | 272.7714 | 460.012 | 272.7714
440 | 447.3362 | 242.0775 | 447.3362 | 242.0775
441 | 447.7031 | 210.7698 | 447.7031 | 210.7698
442 | 451.5388 | 125.7544 | 451.5388 | 125.7544
443 | 432.2011 | 68.8084 | 432.2011 | 68.8084
444 | 405.6506 | 45.0268 | 405.6506 | 45.0268
445 | 382.8851 | 36.1674 | 382.8851 | 36.1674
446 | 368.5015 | 41.1186 | 368.5015 | 41.1186
447 | 358.189 | 54.2311 | 358.189 | 54.2311
448 | 347.7957 | 118.2822 | 347.7957 | 118.2822
449 | 341.9097 | 315.495 | 341.9097 | 315.495
450 | 347.5997 | 375.5986 | 347.5997 | 375.5986
451 | 364.0907 | 374.2665 | 364.0907 | 374.2665
452 | 397.4864 | 336.1773 | 397.4864 | 336.1773
453 | 431.9297 | 312.4298 | 431.9297 | 312.4298
454 | 460.5517 | 271.1076 | 460.5517 | 271.1076
455 | 500.4483 | 249.8539 | 500.4483 | 249.8539
456 | 503.737 | 224.9189 | 503.737 | 224.9189
457 | 487.4371 | 204.06 | 487.4371 | 204.06
458 | 478.289 | 216.9436 | 478.289 | 216.9436
459 | 482.9646 | 221.8049 | 482.9646 | 221.8049
460 | 482.0512 | 279.8392 | 482.0512 | 279.8392
461 | 487.8854 | 334.5754 | 487.8854 | 334.5754
462 | 482.5244 | 325.525 | 482.5244 | 325.525
463 | 466.8984 | 304.0387 | 466.8984 | 304.0387
464 | 449.1202 | 275.7904 | 449.1202 | 275.7904
465 | 449.0837 | 244.6386 | 449.0837 | 244.6386
466 | 452.0863 | 159.0727 | 452.0863 | 159.0727
467 | 434.3104 | 101.0793 | 434.3104 | 101.0793
468 | 414.1825 | 75.7484 | 414.1825 | 75.7484
469 | 390.0182 | 64.4141 | 390.0182 | 64.4141
470 | 376.0636 | 66.3399 | 376.0636 | 66.3399
471 | 365.9121 | 76.1689 | 365.9121 | 76.1689
472 | 357.1171 | 137.8231 | 357.1171 | 137.8231
473 | 352.8582 | 333.9299 | 352.8582 | 333.9299
474 | 361.2686 | 392.8594 | 361.2686 | 392.8594
475 | 382.97 | 390.1827 | 382.97 | 390.1827
476 | 428.3897 | 350.7391 | 428.3897 | 350.7391
477 | 469.1524 | 325.7054 | 469.1524 | 325.7054
478 | 497.571 | 283.9546 | 497.571 | 283.9546
479 | 539.1054 | 262.6035 | 539.1054 | 262.6035
480 | 543.4488 | 237.3664 | 543.4488 | 237.3664
481 | 514.2356 | 215.5039 | 514.2356 | 215.5039
482 | 513.1345 | 227.6177 | 513.1345 | 227.6177
483 | 519.5082 | 230.9493 | 519.5082 | 230.9493
484 | 513.1334 | 287.7559 | 513.1334 | 287.7559
485 | 515.6293 | 339.8028 | 515.6293 | 339.8028
486 | 510.3257 | 326.3873 | 510.3257 | 326.3873
487 | 482.9076 | 300.4872 | 482.9076 | 300.4872
488 | 464.0569 | 269.1063 | 464.0569 | 269.1063
489 | 461.2259 | 237.0288 | 461.2259 | 237.0288
490 | 464.602 | 151.9648 | 464.602 | 151.9648
491 | 443.3912 | 94.9652 | 443.3912 | 94.9652
492 | 413.733 | 70.7451 | 413.733 | 70.7451
493 | 389.9933 | 60.4241 | 389.9933 | 60.4241
494 | 376.6559 | 63.5971 | 376.6559 | 63.5971
495 | 367.9526 | 75.0142 | 367.9526 | 75.0142
496 | 357.0311 | 138.5197 | 357.0311 | 138.5197
497 | 353.4966 | 336.0297 | 353.4966 | 336.0297
498 | 360.754 | 395.992 | 360.754 | 395.992
499 | 380.201 | 394.1533 | 380.201 | 394.1533
500 | 422.9716 | 355.494 | 422.9716 | 355.494
501 | 461.7953 | 330.9719 | 461.7953 | 330.9719
502 | 494.7195 | 289.7082 | 494.7195 | 289.7082
503 | 529.6031 | 267.9186 | 529.6031 | 267.9186
504 | 537.9369 | 241.1421 | 537.9369 | 241.1421
505 | 510.7814 | 217.2724 | 510.7814 | 217.2724
506 | 505.4097 | 227.3888 | 505.4097 | 227.3888
507 | 506.9038 | 229.3075 | 506.9038 | 229.3075
508 | 505.1982 | 282.1631 | 505.1982 | 282.1631
509 | 503.6351 | 329.8643 | 503.6351 | 329.8643
510 | 499.1072 | 313.9447 | 499.1072 | 313.9447
511 | 477.0408 | 286.6269 | 477.0408 | 286.6269
512 | 462.0958 | 254.8709 | 462.0958 | 254.8709
513 | 461.9113 | 222.9201 | 461.9113 | 222.9201
514 | 461.8791 | 139.0252 | 461.8791 | 139.0252
515 | 442.4531 | 83.4482 | 442.4531 | 83.4482
516 | 412.9118 | 60.563 | 412.9118 | 60.563
517 | 389.7318 | 52.0495 | 389.7318 | 52.0495
518 | 377.2903 | 56.9471 | 377.2903 | 56.9471
519 | 366.8687 | 69.4263 | 366.8687 | 69.4263
520 | 358.9074 | 133.4384 | 358.9074 | 133.4384
521 | 356.346 | 331.2992 | 356.346 | 331.2992
522 | 363.9791 | 391.812 | 363.9791 | 391.812
523 | 385.2249 | 390.2802 | 385.2249 | 390.2802
524 | 426.8577 | 351.5625 | 426.8577 | 351.5625
525 | 464.5808 | 326.4752 | 464.5808 | 326.4752
526 | 496.6147 | 285.7377 | 496.6147 | 285.7377
527 | 532.7171 | 265.205 | 532.7171 | 265.205
528 | 528.9517 | 240.3723 | 528.9517 | 240.3723
529 | 503.6544 | 219.3624 | 503.6544 | 219.3624
530 | 494.5871 | 232.3824 | 494.5871 | 232.3824
531 | 504.5136 | 236.6639 | 504.5136 | 236.6639
532 | 504.1188 | 293.4998 | 504.1188 | 293.4998
533 | 504.3855 | 345.7708 | 504.3855 | 345.7708
534 | 489.5643 | 333.0081 | 489.5643 | 333.0081
535 | 470.9728 | 307.7218 | 470.9728 | 307.7218
536 | 457.5527 | 276.3507 | 457.5527 | 276.3507
537 | 457.1218 | 244.1222 | 457.1218 | 244.1222
538 | 458.3581 | 158.7756 | 458.3581 | 158.7756
539 | 439.7741 | 101.4203 | 439.7741 | 101.4203
540 | 412.1141 | 77.2441 | 412.1141 | 77.2441
541 | 387.9991 | 67.2836 | 387.9991 | 67.2836
542 | 373.8228 | 71.3774 | 373.8228 | 71.3774
543 | 365.6192 | 82.9699 | 365.6192 | 82.9699
544 | 355.6586 | 144.2831 | 355.6586 | 144.2831
545 | 349.4549 | 339.7566 | 349.4549 | 339.7566
546 | 355.7816 | 398.4571 | 355.7816 | 398.4571
547 | 374.2358 | 395.2689 | 374.2358 | 395.2689
548 | 413.1616 | 355.343 | 413.1616 | 355.343
549 | 447.713 | 330.7819 | 447.713 | 330.7819
550 | 484.3002 | 289.5474 | 484.3002 | 289.5474
551 | 515.4034 | 268.2499 | 515.4034 | 268.2499
552 | 519.8985 | 242.7449 | 519.8985 | 242.7449
553 | 497.412 | 221.1211 | 497.412 | 221.1211
554 | 491.9927 | 233.5467 | 491.9927 | 233.5467
555 | 496.0204 | 238.7101 | 496.0204 | 238.7101
556 | 493.6999 | 297.8211 | 493.6999 | 297.8211
557 | 495.8917 | 350.7888 | 495.8917 | 350.7888
558 | 483.9782 | 337.7824 | 483.9782 | 337.7824
559 | 470.0585 | 311.3026 | 470.0585 | 311.3026
560 | 451.0517 | 278.6989 | 451.0517 | 278.6989
561 | 450.6824 | 245.0722 | 450.6824 | 245.0722
562 | 454.1997 | 158.9656 | 454.1997 | 158.9656
563 | 439.2786 | 101.4837 | 439.2786 | 101.4837
564 | 413.1789 | 78.4571 | 413.1789 | 78.4571
565 | 390.5681 | 67.7416 | 390.5681 | 67.7416
566 | 377.973 | 70.8658 | 377.973 | 70.8658
567 | 368.1688 | 82.3122 | 368.1688 | 82.3122
568 | 355.8326 | 145.0187 | 355.8326 | 145.0187
569 | 352.0545 | 340.843 | 352.0545 | 340.843
570 | 355.8666 | 400.0697 | 355.8666 | 400.0697
571 | 369.662 | 397.583 | 369.662 | 397.583
572 | 402.8405 | 357.3015 | 402.8405 | 357.3015
573 | 431.0217 | 329.7929 | 431.0217 | 329.7929
574 | 458.8023 | 286.7266 | 458.8023 | 286.7266
575 | 495.7274 | 263.6899 | 495.7274 | 263.6899
576 | 502.5541 | 235.8513 | 502.5541 | 235.8513
577 | 483.2699 | 211.6503 | 483.2699 | 211.6503
578 | 475.6639 | 221.8154 | 475.6639 | 221.8154
579 | 480.0118 | 223.8803 | 480.0118 | 223.8803
580 | 482.8896 | 278.0561 | 482.8896 | 278.0561
581 | 482.4408 | 328.0374 | 482.4408 | 328.0374
582 | 470.0207 | 313.2626 | 470.0207 | 313.2626
583 | 450.3948 | 286.3492 | 450.3948 | 286.3492
584 | 437.2833 | 255.2947 | 437.2833 | 255.2947
585 | 443.361 | 224.1868 | 443.361 | 224.1868
586 | 450.6599 | 140.1993 | 450.6599 | 140.1993
587 | 430.6167 | 85.6113 | 430.6167 | 85.6113
588 | 405.0996 | 65.0597 | 405.0996 | 65.0597
589 | 384.0651 | 58.2757 | 384.0651 | 58.2757
590 | 372.6324 | 65.1463 | 372.6324 | 65.1463
591 | 362.8916 | 78.5122 | 362.8916 | 78.5122
592 | 349.9371 | 142.8215 | 349.9371 | 142.8215
593 | 345.9832 | 341.1402 | 345.9832 | 341.1402
594 | 350.8698 | 403.1243 | 350.8698 | 403.1243
595 | 366.8801 | 403.3902 | 366.8801 | 403.3902
596 | 394.0413 | 367.2692 | 394.0413 | 367.2692
597 | 420.9273 | 345.3047 | 420.9273 | 345.3047
598 | 452.2959 | 306.2431 | 452.2959 | 306.2431
599 | 487.209 | 287.5471 | 487.209 | 287.5471
600 | 488.5857 | 263.2601 | 488.5857 | 263.2601
601 | 473.3329 | 241.1247 | 473.3329 | 241.1247
602 | 464.6676 | 254.3298 | 464.6676 | 254.3298
603 | 470.5952 | 259.3909 | 470.5952 | 259.3909
604 | 474.0394 | 316.3778 | 474.0394 | 316.3778
605 | 475.8503 | 368.2639 | 475.8503 | 368.2639
606 | 465.0358 | 353.8545 | 465.0358 | 353.8545
607 | 448.6892 | 326.8631 | 448.6892 | 326.8631
608 | 438.3316 | 294.1036 | 438.3316 | 294.1036
609 | 440.6474 | 260.9689 | 440.6474 | 260.9689
610 | 444.6561 | 174.7892 | 444.6561 | 174.7892
611 | 428.7888 | 116.9565 | 428.7888 | 116.9565
612 | 404.1538 | 93.0531 | 404.1538 | 93.0531
613 | 380.1343 | 82.2109 | 380.1343 | 82.2109
614 | 367.2535 | 84.5507 | 367.2535 | 84.5507
615 | 358.8003 | 94.4138 | 358.8003 | 94.4138
616 | 348.416 | 155.9267 | 348.416 | 155.9267
617 | 343.244 | 351.9069 | 343.244 | 351.9069
618 | 349.3944 | 410.9874 | 349.3944 | 410.9874
619 | 367.1569 | 408.2279 | 367.1569 | 408.2279
620 | 401.0569 | 368.7551 | 401.0569 | 368.7551
621 | 433.2677 | 342.8445 | 433.2677 | 342.8445
622 | 462.4488 | 299.3495 | 462.4488 | 299.3495
623 | 496.9284 | 276.4394 | 496.9284 | 276.4394
624 | 500.8368 | 249.7311 | 500.8368 | 249.7311
625 | 478.1233 | 226.1049 | 478.1233 | 226.1049
626 | 473.7001 | 236.5672 | 473.7001 | 236.5672
627 | 476.9958 | 239.1973 | 476.9958 | 239.1973
628 | 477.5892 | 294.0649 | 477.5892 | 294.0649
629 | 484.1821 | 344.1144 | 484.1821 | 344.1144
630 | 475.6329 | 329.4322 | 475.6329 | 329.4322
631 | 455.0031 | 303.2251 | 455.0031 | 303.2251
632 | 445.4965 | 271.9807 | 445.4965 | 271.9807
633 | 448.0081 | 241.1407 | 448.0081 | 241.1407
634 | 454.5735 | 157.8499 | 454.5735 | 157.8499
635 | 433.913 | 102.4434 | 433.913 | 102.4434
636 | 402.2738 | 78.6861 | 402.2738 | 78.6861
637 | 380.4451 | 68.8572 | 380.4451 | 68.8572
638 | 367.6812 | 72.9753 | 367.6812 | 72.9753
639 | 360.2954 | 84.2609 | 360.2954 | 84.2609
640 | 350.9629 | 146.7092 | 350.9629 | 146.7092
641 | 346.7807 | 343.3228 | 346.7807 | 343.3228
642 | 352.9923 | 402.7686 | 352.9923 | 402.7686
643 | 375.0234 | 400.6425 | 375.0234 | 400.6425
644 | 418.2121 | 362.4558 | 418.2121 | 362.4558
645 | 461.6722 | 338.8885 | 461.6722 | 338.8885
646 | 493.3151 | 298.1754 | 493.3151 | 298.1754
647 | 536.6353 | 277.6232 | 536.6353 | 277.6232
648 | 536.9994 | 252.5129 | 536.9994 | 252.5129
649 | 514.9037 | 230.5042 | 514.9037 | 230.5042
650 | 506.8956 | 241.1029 | 506.8956 | 241.1029
651 | 509.0617 | 241.7842 | 509.0617 | 241.7842
652 | 509.4241 | 293.4364 | 509.4241 | 293.4364
653 | 508.702 | 340.6603 | 508.702 | 340.6603
654 | 497.8914 | 323.8004 | 497.8914 | 323.8004
655 | 475.872 | 295.8735 | 475.872 | 295.8735
656 | 465.457 | 263.8496 | 465.457 | 263.8496
657 | 467.9386 | 232.464 | 467.9386 | 232.464
658 | 464.9808 | 149.2853 | 464.9808 | 149.2853
659 | 438.6774 | 96.0272 | 438.6774 | 96.0272
660 | 395.1076 | 77.9553 | 395.1076 | 77.9553
661 | 372.1525 | 71.6926 | 372.1525 | 71.6926
662 | 357.9707 | 78.0761 | 357.9707 | 78.0761
663 | 351.3237 | 91.3981 | 351.3237 | 91.3981
664 | 344.0981 | 155.347 | 344.0981 | 155.347
665 | 337.1436 | 352.891 | 337.1436 | 352.891
666 | 343.5827 | 413.1164 | 343.5827 | 413.1164
667 | 364.4524 | 411.6138 | 364.4524 | 411.6138
668 | 404.6043 | 372.8376 | 404.6043 | 372.8376
669 | 446.0961 | 342.5619 | 446.0961 | 342.5619
670 | 477.7488 | 295.9782 | 477.7488 | 295.9782
671 | 512.7226 | 268.664 | 512.7226 | 268.664
672 | 513.7521 | 236.9036 | 513.7521 | 236.9036
673 | 489.3778 | 208.8295 | 489.3778 | 208.8295
674 | 486.009 | 214.8244 | 486.009 | 214.8244
675 | 487.893 | 213.3621 | 487.893 | 213.3621
676 | 488.3313 | 265.5015 | 488.3313 | 265.5015
677 | 488.3788 | 313.9628 | 488.3788 | 313.9628
678 | 478.3937 | 297.707 | 478.3937 | 297.707
679 | 457.122 | 269.7509 | 457.122 | 269.7509
680 | 442.06 | 237.3567 | 442.06 | 237.3567
681 | 446.9807 | 207.6226 | 446.9807 | 207.6226
682 | 448.3573 | 128.546 | 448.3573 | 128.546
683 | 426.8218 | 77.7969 | 426.8218 | 77.7969
684 | 397.3351 | 56.8312 | 397.3351 | 56.8312
685 | 375.0661 | 49.448 | 375.0661 | 49.448
686 | 360.5742 | 56.2553 | 360.5742 | 56.2553
687 | 354.2376 | 69.665 | 354.2376 | 69.665
688 | 342.6031 | 133.2777 | 342.6031 | 133.2777
689 | 336.0958 | 330.6366 | 336.0958 | 330.6366
690 | 346.6785 | 390.9058 | 346.6785 | 390.9058
691 | 367.1257 | 389.413 | 367.1257 | 389.413
692 | 405.2952 | 351.7135 | 405.2952 | 351.7135
693 | 442.3877 | 328.9257 | 442.3877 | 328.9257
694 | 467.7449 | 288.5974 | 467.7449 | 288.5974
695 | 501.8577 | 267.8455 | 501.8577 | 267.8455
696 | 504.2629 | 242.8228 | 504.2629 | 242.8228
697 | 481.0608 | 220.4585 | 481.0608 | 220.4585
698 | 475.616 | 231.8611 | 475.616 | 231.8611
699 | 479.0196 | 235.5239 | 479.0196 | 235.5239
700 | 476.4819 | 290.4792 | 476.4819 | 290.4792
701 | 476.3926 | 340.2559 | 476.3926 | 340.2559
702 | 470.2992 | 324.7942 | 470.2992 | 324.7942
703 | 447.5297 | 297.4082 | 447.5297 | 297.4082
704 | 431.5297 | 265.8812 | 431.5297 | 265.8812
705 | 437.4809 | 235.1142 | 437.4809 | 235.1142
706 | 440.8184 | 152.0135 | 440.8184 | 152.0135
707 | 420.2469 | 96.7044 | 420.2469 | 96.7044
708 | 402.5834 | 225.2076 | 402.5834 | 225.2076
709 | 379.5041 | 225.2754 | 379.5041 | 225.2754
710 | 366.2212 | 235.7365 | 366.2212 | 235.7365
711 | 357.0628 | 253.8005 | 357.0628 | 253.8005
712 | 349.3979 | 322.5259 | 349.3979 | 322.5259
713 | 342.8549 | 513.4716 | 342.8549 | 513.4716
714 | 352.2641 | 571.1062 | 352.2641 | 571.1062
715 | 371.5507 | 570.3199 | 371.5507 | 570.3199
716 | 408.7756 | 529.3573 | 408.7756 | 529.3573
717 | 442.4874 | 499.2737 | 442.4874 | 499.2737
718 | 474.2148 | 453.1884 | 474.2148 | 453.1884
719 | 505.1171 | 414.5963 | 505.1171 | 414.5963
720 | 513.7282 | 376.3389 | 513.7282 | 376.3389
721 | 490.7959 | 340.5976 | 490.7959 | 340.5976
722 | 488.619 | 343.3781 | 488.619 | 343.3781
723 | 489.3479 | 339.9858 | 489.3479 | 339.9858
724 | 489.4109 | 388.0166 | 489.4109 | 388.0166
725 | 497.0973 | 436.1286 | 497.0973 | 436.1286
726 | 491.3171 | 420.477 | 491.3171 | 420.477
727 | 462.1847 | 390.1716 | 462.1847 | 390.1716
728 | 443.9923 | 359.9179 | 443.9923 | 359.9179
729 | 451.6832 | 328.7294 | 451.6832 | 328.7294
730 | 452.3811 | 254.5378 | 452.3811 | 254.5378
731 | 429.8156 | 210.4669 | 429.8156 | 210.4669
732 | 403.0022 | 203.2731 | 403.0022 | 203.2731
733 | 378.2442 | 204.3936 | 378.2442 | 204.3936
734 | 365.2194 | 211.4603 | 365.2194 | 211.4603
735 | 361.624 | 225.8936 | 361.624 | 225.8936
736 | 351.002 | 293.7597 | 351.002 | 293.7597
737 | 345.529 | 486.424 | 345.529 | 486.424
738 | 349.3646 | 549.0642 | 349.3646 | 549.0642
739 | 364.0276 | 552.2739 | 364.0276 | 552.2739
740 | 394.8482 | 513.2662 | 394.8482 | 513.2662
741 | 431.5988 | 481.7218 | 431.5988 | 481.7218
742 | 466.0603 | 439.4391 | 466.0603 | 439.4391
743 | 496.4773 | 408.1513 | 496.4773 | 408.1513
744 | 508.2223 | 376.1241 | 508.2223 | 376.1241
745 | 484.2377 | 342.7674 | 484.2377 | 342.7674
746 | 478.6781 | 347.8682 | 478.6781 | 347.8682
747 | 476.8025 | 345.2492 | 476.8025 | 345.2492
748 | 478.2281 | 388.1885 | 478.2281 | 388.1885
749 | 485.2713 | 427.9864 | 485.2713 | 427.9864
750 | 473.7616 | 407.8448 | 473.7616 | 407.8448
751 | 454.2341 | 380.2248 | 454.2341 | 380.2248
752 | 446.3151 | 359.4668 | 446.3151 | 359.4668
753 | 451.3558 | 335.2389 | 451.3558 | 335.2389
754 | 448.2582 | 265.6232 | 448.2582 | 265.6232
755 | 426.8539 | 223.0991 | 426.8539 | 223.0991
756 | 400.6864 | 215.1319 | 400.6864 | 215.1319
757 | 378.3951 | 216.4242 | 378.3951 | 216.4242
758 | 363.7698 | 224.4363 | 363.7698 | 224.4363
759 | 359.4267 | 240.9534 | 359.4267 | 240.9534
760 | 352.9801 | 312.751 | 352.9801 | 312.751
761 | 344.0012 | 508.423 | 344.0012 | 508.423
762 | 348.1062 | 572.8678 | 348.1062 | 572.8678
763 | 364.3687 | 578.2902 | 364.3687 | 578.2902
764 | 393.6965 | 543.4074 | 393.6965 | 543.4074
765 | 422.436 | 513.109 | 422.436 | 513.109
766 | 450.4122 | 463.0708 | 450.4122 | 463.0708
767 | 483.8465 | 422.008 | 483.8465 | 422.008
768 | 490.8733 | 381.2371 | 490.8733 | 381.2371
769 | 476.377 | 340.7694 | 476.377 | 340.7694
770 | 467.9145 | 338.7807 | 467.9145 | 338.7807
771 | 467.3345 | 332.3162 | 467.3345 | 332.3162
772 | 469.5596 | 377.7691 | 469.5596 | 377.7691
773 | 478.6529 | 426.5471 | 478.6529 | 426.5471
774 | 473.1362 | 419.1665 | 473.1362 | 419.1665
775 | 455.9218 | 401.1066 | 455.9218 | 401.1066
776 | 448.7243 | 384.0652 | 448.7243 | 384.0652
777 | 459.0495 | 361.556 | 459.0495 | 361.556
778 | 453.2047 | 290.6514 | 453.2047 | 290.6514
779 | 429.0506 | 248.514 | 429.0506 | 248.514
780 | 401.244 | 245.1012 | 401.244 | 245.1012
781 | 379.863 | 247.6181 | 379.863 | 247.6181
782 | 367.2153 | 255.845 | 367.2153 | 255.845
783 | 361.9122 | 271.0301 | 361.9122 | 271.0301
784 | 353.0565 | 338.9607 | 353.0565 | 338.9607
785 | 346.5722 | 530.3361 | 346.5722 | 530.3361
786 | 349.9902 | 591.6013 | 349.9902 | 591.6013
787 | 366.1896 | 593.1352 | 366.1896 | 593.1352
788 | 401.5973 | 552.0007 | 401.5973 | 552.0007
789 | 434.7612 | 514.398 | 434.7612 | 514.398
790 | 461.5312 | 463.8657 | 461.5312 | 463.8657
791 | 496.5203 | 421.0413 | 496.5203 | 421.0413
792 | 507.5391 | 376.3389 | 507.5391 | 376.3389
793 | 482.9562 | 329.3618 | 482.9562 | 329.3618
794 | 479.9662 | 318.9301 | 479.9662 | 318.9301
795 | 480.7281 | 305.0108 | 480.7281 | 305.0108
796 | 482.0081 | 346.7041 | 482.0081 | 346.7041
797 | 490.5853 | 392.4529 | 490.5853 | 392.4529
798 | 481.2731 | 380.8187 | 481.2731 | 380.8187
799 | 458.7196 | 356.0774 | 458.7196 | 356.0774
800 | 449.1485 | 332.2903 | 449.1485 | 332.2903
801 | 457.9835 | 304.668 | 457.9835 | 304.668
802 | 451.8526 | 233.1404 | 451.8526 | 233.1404
803 | 429.1754 | 196.116 | 429.1754 | 196.116
804 | 398.1956 | 196.8281 | 398.1956 | 196.8281
805 | 378.436 | 203.1475 | 378.436 | 203.1475
806 | 365.4052 | 214.8332 | 365.4052 | 214.8332
807 | 360.2004 | 233.8424 | 360.2004 | 233.8424
808 | 353.8497 | 304.4369 | 353.8497 | 304.4369
809 | 349.0103 | 499.6148 | 349.0103 | 499.6148
810 | 352.7714 | 565.1123 | 352.7714 | 565.1123
811 | 375.3491 | 571.8452 | 375.3491 | 571.8452
812 | 419.536 | 536.9839 | 419.536 | 536.9839
813 | 456.2746 | 500.9064 | 456.2746 | 500.9064
814 | 490.1659 | 441.7593 | 490.1659 | 441.7593
815 | 528.2835 | 384.9063 | 528.2835 | 384.9063
816 | 533.1674 | 330.7297 | 533.1674 | 330.7297
817 | 501.9952 | 280.6375 | 501.9952 | 280.6375
818 | 496.0896 | 276.7582 | 496.0896 | 276.7582
819 | 502.2556 | 274.6119 | 502.2556 | 274.6119
820 | 502.6311 | 326.8749 | 502.6311 | 326.8749
821 | 504.5799 | 375.0514 | 504.5799 | 375.0514
822 | 498.7577 | 362.8801 | 498.7577 | 362.8801
823 | 464.4662 | 341.4043 | 464.4662 | 341.4043
824 | 454.5467 | 320.9041 | 454.5467 | 320.9041
825 | 467.0734 | 293.3892 | 467.0734 | 293.3892
826 | 459.1122 | 220.2503 | 459.1122 | 220.2503
827 | 433.8604 | 186.5989 | 433.8604 | 186.5989
828 | 398.9773 | 193.8419 | 398.9773 | 193.8419
829 | 377.9868 | 201.7296 | 377.9868 | 201.7296
830 | 366.767 | 216.3156 | 366.767 | 216.3156
831 | 361.6703 | 238.8266 | 361.6703 | 238.8266
832 | 355.7004 | 311.5909 | 355.7004 | 311.5909
833 | 349.1867 | 505.3724 | 349.1867 | 505.3724
834 | 354.6136 | 566.5732 | 354.6136 | 566.5732
835 | 376.4516 | 567.3767 | 376.4516 | 567.3767
836 | 421.5023 | 524.4376 | 421.5023 | 524.4376
837 | 461.8117 | 483.1826 | 461.8117 | 483.1826
838 | 494.2603 | 428.3107 | 494.2603 | 428.3107
839 | 524.1106 | 380.7385 | 524.1106 | 380.7385
840 | 526.6975 | 321.8571 | 526.6975 | 321.8571
841 | 500.1038 | 271.0774 | 500.1038 | 271.0774
842 | 494.5988 | 268.2723 | 494.5988 | 268.2723
843 | 496.6851 | 266.0615 | 496.6851 | 266.0615
844 | 494.5156 | 319.7854 | 494.5156 | 319.7854
845 | 496.5719 | 376.1256 | 496.5719 | 376.1256
846 | 489.7573 | 371.2371 | 489.7573 | 371.2371
847 | 467.7999 | 354.2299 | 467.7999 | 354.2299
848 | 451.2079 | 336.5011 | 451.2079 | 336.5011
849 | 464.373 | 312.6169 | 464.373 | 312.6169
850 | 460.1462 | 241.4115 | 460.1462 | 241.4115
851 | 433.2399 | 200.1549 | 433.2399 | 200.1549
852 | 401.3181 | 196.1621 | 401.3181 | 196.1621
853 | 379.0854 | 196.6595 | 379.0854 | 196.6595
854 | 365.6466 | 203.3826 | 365.6466 | 203.3826
855 | 360.7725 | 219.1048 | 360.7725 | 219.1048
856 | 354.2112 | 289.2911 | 354.2112 | 289.2911
857 | 349.2931 | 484.598 | 349.2931 | 484.598
858 | 354.6856 | 545.8417 | 354.6856 | 545.8417
859 | 375.1571 | 544.7977 | 375.1571 | 544.7977
860 | 420.9411 | 504.7588 | 420.9411 | 504.7588
861 | 448.6279 | 469.5622 | 448.6279 | 469.5622
862 | 481.5059 | 414.6473 | 481.5059 | 414.6473
863 | 508.6145 | 370.2116 | 508.6145 | 370.2116
864 | 514.8225 | 326.8627 | 514.8225 | 326.8627
865 | 496.3826 | 284.1393 | 496.3826 | 284.1393
866 | 484.6178 | 286.1249 | 484.6178 | 286.1249
867 | 487.1977 | 290.4022 | 487.1977 | 290.4022
868 | 488.2942 | 342.8801 | 488.2942 | 342.8801
869 | 488.4562 | 393.6345 | 488.4562 | 393.6345
870 | 483.6145 | 379.3793 | 483.6145 | 379.3793
871 | 458.9826 | 349.9547 | 458.9826 | 349.9547
872 | 448.7991 | 324.6637 | 448.7991 | 324.6637
873 | 457.4057 | 299.1253 | 457.4057 | 299.1253
874 | 455.1974 | 230.2831 | 455.1974 | 230.2831
875 | 428.5778 | 192.3994 | 428.5778 | 192.3994
876 | 398.1857 | 187.9769 | 398.1857 | 187.9769
877 | 376.8171 | 194.3608 | 376.8171 | 194.3608
878 | 363.7985 | 207.0562 | 363.7985 | 207.0562
879 | 357.7612 | 226.667 | 357.7612 | 226.667
880 | 351.4509 | 297.82 | 351.4509 | 297.82
881 | 341.9924 | 490.7207 | 341.9924 | 490.7207
882 | 347.4836 | 552.9742 | 347.4836 | 552.9742
883 | 368.4355 | 558.9767 | 368.4355 | 558.9767
884 | 408.0216 | 521.0002 | 408.0216 | 521.0002
885 | 442.0209 | 476.9095 | 442.0209 | 476.9095
886 | 474.5587 | 418.7291 | 474.5587 | 418.7291
887 | 504.8061 | 363.4873 | 504.8061 | 363.4873
888 | 514.5248 | 309.5256 | 514.5248 | 309.5256
889 | 485.8901 | 260.572 | 485.8901 | 260.572
890 | 483.4715 | 257.0365 | 483.4715 | 257.0365
891 | 481.1513 | 245.1582 | 481.1513 | 245.1582
892 | 485.4101 | 284.0156 | 485.4101 | 284.0156
893 | 487.4129 | 329.6141 | 487.4129 | 329.6141
894 | 481.9129 | 314.564 | 481.9129 | 314.564
895 | 459.7113 | 288.7485 | 459.7113 | 288.7485
896 | 450.0798 | 261.4811 | 450.0798 | 261.4811
897 | 461.5171 | 227.4782 | 461.5171 | 227.4782
898 | 453.0785 | 151.7828 | 453.0785 | 151.7828
899 | 427.7202 | 120.5805 | 427.7202 | 120.5805
900 | 398.9718 | 123.5268 | 398.9718 | 123.5268
901 | 378.889 | 120.5225 | 378.889 | 120.5225
902 | 366.0974 | 124.5601 | 366.0974 | 124.5601
903 | 360.9583 | 143.4833 | 360.9583 | 143.4833
904 | 353.2529 | 219.4272 | 353.2529 | 219.4272
905 | 344.7882 | 416.1949 | 344.7882 | 416.1949
906 | 350.0247 | 482.4013 | 350.0247 | 482.4013
907 | 366.765 | 490.724 | 366.765 | 490.724
908 | 399.0933 | 458.3977 | 399.0933 | 458.3977
909 | 425.929 | 434.6517 | 425.929 | 434.6517
910 | 458.4622 | 391.6815 | 458.4622 | 391.6815
911 | 485.265 | 349.6305 | 485.265 | 349.6305
912 | 494.1972 | 310.9005 | 494.1972 | 310.9005
913 | 477.8849 | 284.0748 | 477.8849 | 284.0748
914 | 474.0558 | 302.7531 | 474.0558 | 302.7531
915 | 474.8177 | 317.2349 | 474.8177 | 317.2349
916 | 480.4419 | 376.1148 | 480.4419 | 376.1148
917 | 480.0029 | 425.3225 | 480.0029 | 425.3225
918 | 474.8429 | 403.8059 | 474.8429 | 403.8059
919 | 456.7035 | 375.6058 | 456.7035 | 375.6058
920 | 445.0444 | 353.0647 | 445.0444 | 353.0647
921 | 455.7459 | 330.0828 | 455.7459 | 330.0828
922 | 451.5413 | 259.9086 | 451.5413 | 259.9086
923 | 426.8433 | 213.0019 | 426.8433 | 213.0019
924 | 397.5227 | 200.6091 | 397.5227 | 200.6091
925 | 379.0691 | 199.4953 | 379.0691 | 199.4953
926 | 363.918 | 204.8864 | 363.918 | 204.8864
927 | 358.4023 | 218.0307 | 358.4023 | 218.0307
928 | 353.6016 | 285.4456 | 353.6016 | 285.4456
929 | 344.0004 | 478.69 | 344.0004 | 478.69
930 | 345.6108 | 540.6213 | 345.6108 | 540.6213
931 | 363.0491 | 544.325 | 363.0491 | 544.325
932 | 389.1626 | 507.8739 | 389.1626 | 507.8739
933 | 421.7537 | 477.8118 | 421.7537 | 477.8118
934 | 449.9901 | 421.6723 | 449.9901 | 421.6723
935 | 479.6078 | 374.1001 | 479.6078 | 374.1001
936 | 488.0014 | 332.1691 | 488.0014 | 332.1691
937 | 472.8883 | 297.7382 | 472.8883 | 297.7382
938 | 470.1828 | 303.0538 | 470.1828 | 303.0538
939 | 467.9418 | 303.7648 | 467.9418 | 303.7648
940 | 473.1077 | 353.8581 | 473.1077 | 353.8581
941 | 478.5393 | 401.6263 | 478.5393 | 401.6263
942 | 473.0829 | 387.0274 | 473.0829 | 387.0274
943 | 453.7005 | 360.1808 | 453.7005 | 360.1808
944 | 449.2501 | 334.0519 | 449.2501 | 334.0519
945 | 460.555 | 307.1601 | 460.555 | 307.1601
946 | 452.4978 | 239.2631 | 452.4978 | 239.2631
947 | 425.3917 | 198.4577 | 425.3917 | 198.4577
948 | 397.8432 | 192.9825 | 397.8432 | 192.9825
949 | 377.2417 | 196.5736 | 377.2417 | 196.5736
950 | 367.3207 | 205.4235 | 367.3207 | 205.4235
951 | 361.238 | 221.425 | 361.238 | 221.425
952 | 356.4131 | 290.6231 | 356.4131 | 290.6231
953 | 350.5794 | 482.0844 | 350.5794 | 482.0844
954 | 352.1237 | 540.4709 | 352.1237 | 540.4709
955 | 369.9208 | 540.7158 | 369.9208 | 540.7158
956 | 402.6325 | 502.1378 | 402.6325 | 502.1378
957 | 438.5902 | 473.6225 | 438.5902 | 473.6225
958 | 467.7997 | 422.016 | 467.7997 | 422.016
959 | 499.3415 | 371.071 | 499.3415 | 371.071
960 | 504.5132 | 320.697 | 504.5132 | 320.697
961 | 486.7328 | 273.4835 | 486.7328 | 273.4835
962 | 483.0609 | 268.2937 | 483.0609 | 268.2937
963 | 485.1175 | 255.3628 | 485.1175 | 255.3628
964 | 491.3562 | 293.2535 | 491.3562 | 293.2535
965 | 496.7045 | 336.5962 | 496.7045 | 336.5962
966 | 487.0802 | 319.2044 | 487.0802 | 319.2044
967 | 464.5652 | 293.7112 | 464.5652 | 293.7112
968 | 456.6926 | 274.1133 | 456.6926 | 274.1133
969 | 464.3487 | 255.4281 | 464.3487 | 255.4281
970 | 459.0906 | 194.7066 | 459.0906 | 194.7066
971 | 431.4802 | 162.9672 | 431.4802 | 162.9672
972 | 399.901 | 165.8061 | 399.901 | 165.8061
973 | 378.6052 | 179.6877 | 378.6052 | 179.6877
974 | 365.0806 | 199.6015 | 365.0806 | 199.6015
975 | 358.6895 | 223.0148 | 358.6895 | 223.0148
976 | 355.8643 | 293.8241 | 355.8643 | 293.8241
977 | 348.1937 | 487.0041 | 348.1937 | 487.0041
978 | 352.6348 | 546.9374 | 352.6348 | 546.9374
979 | 374.3394 | 545.5281 | 374.3394 | 545.5281
980 | 420.0531 | 504.1358 | 420.0531 | 504.1358
981 | 456.946 | 476.6302 | 456.946 | 476.6302
982 | 487.7267 | 434.326 | 487.7267 | 434.326
983 | 519.5482 | 401.3625 | 519.5482 | 401.3625
984 | 530.2245 | 366.2847 | 530.2245 | 366.2847
985 | 500.5938 | 326.9771 | 500.5938 | 326.9771
986 | 493.6668 | 321.6799 | 493.6668 | 321.6799
987 | 498.6229 | 305.9346 | 498.6229 | 305.9346
988 | 495.9364 | 343.6535 | 495.9364 | 343.6535
989 | 498.3815 | 390.4765 | 498.3815 | 390.4765
990 | 490.5953 | 383.1389 | 490.5953 | 383.1389
991 | 463.5664 | 367.4421 | 463.5664 | 367.4421
992 | 451.6008 | 350.5297 | 451.6008 | 350.5297
993 | 469.0616 | 330.6414 | 469.0616 | 330.6414
994 | 460.7012 | 267.4278 | 460.7012 | 267.4278
995 | 430.2995 | 236.3759 | 430.2995 | 236.3759
996 | 398.9234 | 243.2966 | 398.9234 | 243.2966
997 | 377.5573 | 251.6355 | 377.5573 | 251.6355
998 | 363.4062 | 267.6823 | 363.4062 | 267.6823
999 | 357.618 | 290.0644 | 357.618 | 290.0644
1000 | 355.5265 | 363.6666 | 355.5265 | 363.6666
1001 | 349.4393 | 559.9187 | 349.4393 | 559.9187
1002 | 354.7065 | 623.053 | 354.7065 | 623.053
1003 | 379.9234 | 624.3721 | 379.9234 | 624.3721
1004 | 423.3732 | 585.88 | 423.3732 | 585.88
1005 | 461.1187 | 545.6993 | 461.1187 | 545.6993
1006 | 486.1637 | 487.8841 | 486.1637 | 487.8841
1007 | 518.4962 | 443.8566 | 518.4962 | 443.8566
1008 | 527.5284 | 402.3553 | 527.5284 | 402.3553
1009 | 501.4887 | 365.3249 | 501.4887 | 365.3249
1010 | 499.1584 | 371.7362 | 499.1584 | 371.7362
1011 | 500.0511 | 376.7653 | 500.0511 | 376.7653
1012 | 506.2678 | 436.9128 | 506.2678 | 436.9128
1013 | 507.4575 | 497.0555 | 507.4575 | 497.0555
1014 | 500.7488 | 498.1179 | 500.7488 | 498.1179
1015 | 477.569 | 488.2217 | 477.569 | 488.2217
1016 | 469.788 | 476.6801 | 469.788 | 476.6801
1017 | 475.802 | 457.5437 | 475.802 | 457.5437
1018 | 460.9645 | 386.5746 | 460.9645 | 386.5746
1019 | 431.6468 | 337.6485 | 431.6468 | 337.6485
1020 | 402.3001 | 319.5411 | 402.3001 | 319.5411
1021 | 381.3525 | 314.8396 | 381.3525 | 314.8396
1022 | 368.031 | 318.7913 | 368.031 | 318.7913
1023 | 360.5868 | 331.7636 | 360.5868 | 331.7636
1024 | 358.7228 | 398.7489 | 358.7228 | 398.7489
1025 | 359.1562 | 589.3724 | 359.1562 | 589.3724
1026 | 360.9276 | 648.6397 | 360.9276 | 648.6397
1027 | 380.4476 | 649.2069 | 380.4476 | 649.2069
1028 | 422.2285 | 609.6836 | 422.2285 | 609.6836
1029 | 463.2633 | 584.842 | 463.2633 | 584.842
1030 | 501.436 | 546.8989 | 501.436 | 546.8989
1031 | 537.0473 | 521.7339 | 537.0473 | 521.7339
1032 | 538.1334 | 494.0678 | 538.1334 | 494.0678
1033 | 513.7994 | 455.8129 | 513.7994 | 455.8129
1034 | 509.4602 | 451.6329 | 509.4602 | 451.6329
1035 | 512.4577 | 445.7914 | 512.4577 | 445.7914
1036 | 509.6793 | 487.9358 | 509.6793 | 487.9358
1037 | 509.1466 | 528.6146 | 509.1466 | 528.6146
1038 | 499.4088 | 504.3052 | 499.4088 | 504.3052
1039 | 472.2851 | 468.7148 | 472.2851 | 468.7148
1040 | 461.4639 | 435.3246 | 461.4639 | 435.3246
1041 | 473.5894 | 399.1519 | 473.5894 | 399.1519
1042 | 460.4496 | 320.191 | 460.4496 | 320.191
1043 | 431.1286 | 273.8858 | 431.1286 | 273.8858
1044 | 403.4123 | 264.5866 | 403.4123 | 264.5866
1045 | 380.8897 | 266.2442 | 380.8897 | 266.2442
1046 | 369.1112 | 274.1059 | 369.1112 | 274.1059
1047 | 361.7977 | 291.203 | 361.7977 | 291.203
1048 | 358.7547 | 363.5806 | 358.7547 | 363.5806
1049 | 352.9187 | 561.4655 | 352.9187 | 561.4655
1050 | 355.4845 | 628.5742 | 355.4845 | 628.5742
1051 | 375.8959 | 635.6294 | 375.8959 | 635.6294
1052 | 413.4058 | 601.6059 | 413.4058 | 601.6059
1053 | 452.0092 | 560.9954 | 452.0092 | 560.9954
1054 | 483.108 | 486.5521 | 483.108 | 486.5521
1055 | 510.6533 | 435.5211 | 510.6533 | 435.5211
1056 | 518.4334 | 375.8233 | 518.4334 | 375.8233
1057 | 497.3695 | 328.8247 | 497.3695 | 328.8247
1058 | 488.9133 | 325.9336 | 488.9133 | 325.9336
1059 | 490.2667 | 317.2564 | 490.2667 | 317.2564
1060 | 493.6401 | 357.3813 | 493.6401 | 357.3813
1061 | 494.5618 | 398.1245 | 494.5618 | 398.1245
1062 | 489.9983 | 381.055 | 489.9983 | 381.055
1063 | 471.1156 | 356.9153 | 471.1156 | 356.9153
1064 | 462.4157 | 336.544 | 462.4157 | 336.544
1065 | 472.1283 | 314.1422 | 472.1283 | 314.1422
1066 | 466.384 | 244.7844 | 466.384 | 244.7844
1067 | 432.5112 | 203.5707 | 432.5112 | 203.5707
1068 | 406.7065 | 187.0316 | 406.7065 | 187.0316
1069 | 385.192 | 178.0979 | 385.192 | 178.0979
1070 | 370.7039 | 178.0966 | 370.7039 | 178.0966
1071 | 363.4482 | 186.8368 | 363.4482 | 186.8368
1072 | 360.069 | 246.7111 | 360.069 | 246.7111
1073 | 353.4862 | 432.2645 | 353.4862 | 432.2645
1074 | 354.7064 | 487.8581 | 354.7064 | 487.8581
1075 | 372.4201 | 491.304 | 372.4201 | 491.304
1076 | 405.7127 | 458.5695 | 405.7127 | 458.5695
1077 | 439.3494 | 442.0634 | 439.3494 | 442.0634
1078 | 469.4398 | 408.8253 | 469.4398 | 408.8253
1079 | 496.0855 | 389.9119 | 496.0855 | 389.9119
1080 | 503.4772 | 368.0248 | 503.4772 | 368.0248
1081 | 486.8917 | 337.8262 | 486.8917 | 337.8262
1082 | 482.5957 | 345.7628 | 482.5957 | 345.7628
1083 | 479.5506 | 345.2492 | 479.5506 | 345.2492
1084 | 486.3257 | 395.5358 | 486.3257 | 395.5358
1085 | 491.4365 | 447.3 | 491.4365 | 447.3
1086 | 481.6109 | 438.2867 | 481.6109 | 438.2867
1087 | 467.6994 | 415.5434 | 467.6994 | 415.5434
1088 | 464.2172 | 387.567 | 464.2172 | 387.567
1089 | 472.8438 | 354.7672 | 472.8438 | 354.7672
1090 | 455.8783 | 279.6304 | 455.8783 | 279.6304
1091 | 426.0919 | 246.5805 | 426.0919 | 246.5805
1092 | 399.6958 | 241.449 | 399.6958 | 241.449
1093 | 378.2742 | 242.0109 | 378.2742 | 242.0109
1094 | 366.9685 | 258.0363 | 366.9685 | 258.0363
1095 | 361.1947 | 280.934 | 361.1947 | 280.934
1096 | 360.0837 | 351.3351 | 360.0837 | 351.3351
1097 | 356.7286 | 540.3688 | 356.7286 | 540.3688
1098 | 355.9901 | 603.5675 | 355.9901 | 603.5675
1099 | 373.9763 | 611.0094 | 373.9763 | 611.0094
1100 | 409.2422 | 578.7475 | 409.2422 | 578.7475
1101 | 439.2999 | 557.2573 | 439.2999 | 557.2573
1102 | 472.3648 | 515.3828 | 472.3648 | 515.3828
1103 | 506.2692 | 477.2848 | 506.2692 | 477.2848
1104 | 515.0549 | 439.4356 | 515.0549 | 439.4356
1105 | 495.6349 | 403.995 | 495.6349 | 403.995
1106 | 489.161 | 403.8753 | 489.161 | 403.8753
1107 | 490.3966 | 395.7996 | 490.3966 | 395.7996
1108 | 499.1702 | 438.3092 | 499.1702 | 438.3092
1109 | 507.737 | 484.5522 | 507.737 | 484.5522
1110 | 496.9031 | 470.0821 | 496.9031 | 470.0821
1111 | 480.304 | 443.7511 | 480.304 | 443.7511
1112 | 476.9038 | 417.386 | 476.9038 | 417.386
1113 | 480.446 | 384.844 | 480.446 | 384.844
1114 | 462.1037 | 308.8048 | 462.1037 | 308.8048
1115 | 434.3638 | 271.5871 | 434.3638 | 271.5871
1116 | 406.0615 | 261.2352 | 406.0615 | 261.2352
1117 | 382.5814 | 258.0375 | 382.5814 | 258.0375
1118 | 370.2057 | 264.1805 | 370.2057 | 264.1805
1119 | 365.8104 | 276.1217 | 365.8104 | 276.1217
1120 | 363.7416 | 337.9939 | 363.7416 | 337.9939
1121 | 360.3951 | 520.4322 | 360.3951 | 520.4322
1122 | 362.7243 | 580.6877 | 362.7243 | 580.6877
1123 | 384.0911 | 589.8698 | 384.0911 | 589.8698
1124 | 422.6628 | 567.7051 | 422.6628 | 567.7051
1125 | 459.0204 | 541.9397 | 459.0204 | 541.9397
1126 | 488.4507 | 481.6754 | 488.4507 | 481.6754
1127 | 525.8349 | 437.4976 | 525.8349 | 437.4976
1128 | 525.0309 | 393.633 | 525.0309 | 393.633
1129 | 502.5743 | 350.9311 | 502.5743 | 350.9311
1130 | 496.2442 | 346.085 | 496.2442 | 346.085
1131 | 498.1963 | 341.7689 | 498.1963 | 341.7689
1132 | 498.0104 | 389.0263 | 498.0104 | 389.0263
1133 | 510.5694 | 429.9414 | 510.5694 | 429.9414
1134 | 501.3278 | 413.2371 | 501.3278 | 413.2371
1135 | 479.1654 | 389.0329 | 479.1654 | 389.0329
1136 | 475.7905 | 365.0739 | 475.7905 | 365.0739
1137 | 483.3056 | 333.7565 | 483.3056 | 333.7565
1138 | 463.5304 | 257.7818 | 463.5304 | 257.7818
1139 | 430.3036 | 220.2418 | 430.3036 | 220.2418
1140 | 402.4096 | 211.5227 | 402.4096 | 211.5227
1141 | 380.9949 | 217.3695 | 380.9949 | 217.3695
1142 | 368.6025 | 230.5161 | 368.6025 | 230.5161
1143 | 361.8348 | 251.4803 | 361.8348 | 251.4803
1144 | 362.3071 | 320.0338 | 362.3071 | 320.0338
1145 | 358.3766 | 515.8992 | 358.3766 | 515.8992
1146 | 361.9773 | 572.1159 | 361.9773 | 572.1159
1147 | 391.6084 | 573.7143 | 391.6084 | 573.7143
1148 | 437.4645 | 540.013 | 437.4645 | 540.013
1149 | 476.7374 | 514.6128 | 476.7374 | 514.6128
1150 | 506.0415 | 457.614 | 506.0415 | 457.614
1151 | 541.5853 | 403.7257 | 541.5853 | 403.7257
1152 | 545.1219 | 348.5824 | 545.1219 | 348.5824
1153 | 511.9347 | 296.5137 | 511.9347 | 296.5137
1154 | 504.8457 | 291.0232 | 504.8457 | 291.0232
1155 | 509.4619 | 287.2441 | 509.4619 | 287.2441
1156 | 506.689 | 336.4565 | 506.689 | 336.4565
1157 | 514.4359 | 384.2893 | 514.4359 | 384.2893
1158 | 511.6748 | 371.2156 | 511.6748 | 371.2156
1159 | 484.6172 | 347.5485 | 484.6172 | 347.5485
1160 | 477.1291 | 325.5445 | 477.1291 | 325.5445
1161 | 489.5897 | 303.9376 | 489.5897 | 303.9376
1162 | 468.9709 | 248.0498 | 468.9709 | 248.0498
1163 | 436.1564 | 223.4644 | 436.1564 | 223.4644
1164 | 406.5003 | 218.7196 | 406.5003 | 218.7196
1165 | 383.7207 | 226.3925 | 383.7207 | 226.3925
1166 | 370.4966 | 248.1754 | 370.4966 | 248.1754
1167 | 365.5716 | 278.9145 | 365.5716 | 278.9145
1168 | 365.2063 | 362.8287 | 365.2063 | 362.8287
1169 | 361.078 | 565.9985 | 361.078 | 565.9985
1170 | 362.003 | 629.498 | 362.003 | 629.498
1171 | 393.2704 | 631.0964 | 393.2704 | 631.0964
1172 | 443.9428 | 592.5184 | 443.9428 | 592.5184
1173 | 477.8341 | 568.1279 | 477.8341 | 568.1279
1174 | 507.634 | 525.3296 | 507.634 | 525.3296
1175 | 553.1287 | 489.6592 | 553.1287 | 489.6592
1176 | 552.322 | 452.3041 | 552.322 | 452.3041
1177 | 518.4091 | 413.7485 | 518.4091 | 413.7485
1178 | 509.1741 | 413.0487 | 509.1741 | 413.0487
1179 | 514.8874 | 405.2308 | 514.8874 | 405.2308
1180 | 516.4079 | 445.012 | 516.4079 | 445.012
1181 | 528.4564 | 486.1634 | 528.4564 | 486.1634
1182 | 523.8835 | 469.9747 | 523.8835 | 469.9747
1183 | 500.0914 | 446.2861 | 500.0914 | 446.2861
1184 | 497.1735 | 426.5379 | 497.1735 | 426.5379
1185 | 494.1669 | 404.179 | 494.1669 | 404.179
1186 | 471.5164 | 335.4012 | 471.5164 | 335.4012
1187 | 440.1925 | 291.5667 | 440.1925 | 291.5667
1188 | 407.8861 | 278.1641 | 407.8861 | 278.1641
1189 | 388.6914 | 276.2769 | 388.6914 | 276.2769
1190 | 375.9651 | 283.1933 | 375.9651 | 283.1933
1191 | 367.8717 | 298.0992 | 367.8717 | 298.0992
1192 | 367.2952 | 367.2543 | 367.2952 | 367.2543
1193 | 369.6065 | 559.5749 | 369.6065 | 559.5749
1194 | 369.7866 | 619.5727 | 369.7866 | 619.5727
1195 | 401.7491 | 619.259 | 401.7491 | 619.259
1196 | 451.0513 | 579.2417 | 451.0513 | 579.2417
1197 | 488.067 | 549.7811 | 488.067 | 549.7811
1198 | 516.8374 | 496.2841 | 516.8374 | 496.2841
1199 | 554.7871 | 450.7098 | 554.7871 | 450.7098
1200 | 554.5517 | 406.1793 | 554.5517 | 406.1793
1201 | 519.8765 | 364.1434 | 519.8765 | 364.1434
1202 | 513.8555 | 361.1449 | 513.8555 | 361.1449
1203 | 521.3104 | 351.8016 | 521.3104 | 351.8016
1204 | 522.1306 | 393.0437 | 522.1306 | 393.0437
1205 | 530.7828 | 436.0642 | 530.7828 | 436.0642
1206 | 521.5259 | 420.7348 | 521.5259 | 420.7348
1207 | 495.6162 | 395.392 | 495.6162 | 395.392
1208 | 489.2918 | 370.2729 | 489.2918 | 370.2729
1209 | 492.9934 | 341.0394 | 492.9934 | 341.0394
1210 | 473.3529 | 270.6718 | 473.3529 | 270.6718
1211 | 443.7535 | 229.0715 | 443.7535 | 229.0715
1212 | 412.0076 | 215.5616 | 412.0076 | 215.5616
1213 | 389.0648 | 213.1158 | 389.0648 | 213.1158
1214 | 376.1217 | 223.9207 | 376.1217 | 223.9207
1215 | 370.6596 | 247.914 | 370.6596 | 247.914
1216 | 371.1769 | 328.7131 | 371.1769 | 328.7131
1217 | 372.229 | 532.9141 | 372.229 | 532.9141
1218 | 371.3483 | 603.1164 | 371.3483 | 603.1164
1219 | 395.5579 | 612.234 | 395.5579 | 612.234
1220 | 438.4997 | 580.9818 | 438.4997 | 580.9818
1221 | 473.3261 | 555.066 | 473.3261 | 555.066
1222 | 497.1146 | 483.6733 | 497.1146 | 483.6733
1223 | 538.6715 | 434.318 | 538.6715 | 434.318
1224 | 543.1097 | 380.6785 | 543.1097 | 380.6785
1225 | 515.9963 | 331.4671 | 515.9963 | 331.4671
1226 | 510.4939 | 329.5428 | 510.4939 | 329.5428
1227 | 513.6549 | 327.2032 | 513.6549 | 327.2032
1228 | 518.0352 | 376.7593 | 518.0352 | 376.7593
1229 | 521.3845 | 427.5997 | 521.3845 | 427.5997
1230 | 516.7479 | 420.4126 | 516.7479 | 420.4126
1231 | 492.4279 | 405.4248 | 492.4279 | 405.4248
1232 | 487.6687 | 390.854 | 487.6687 | 390.854
1233 | 489.8391 | 376.5944 | 489.8391 | 376.5944
1234 | 470.2465 | 327.0227 | 470.2465 | 327.0227
1235 | 437.2964 | 310.9017 | 437.2964 | 310.9017
1236 | 411.6057 | 309.7662 | 411.6057 | 309.7662
1237 | 391.575 | 309.2969 | 391.575 | 309.2969
1238 | 379.5274 | 313.1626 | 379.5274 | 313.1626
1239 | 373.2449 | 328.9708 | 373.2449 | 328.9708
1240 | 373.2041 | 399.8875 | 373.2041 | 399.8875
1241 | 371.064 | 594.3995 | 371.064 | 594.3995
1242 | 366.5057 | 658.9087 | 366.5057 | 658.9087
1243 | 385.8166 | 666.9521 | 385.8166 | 666.9521
1244 | 423.209 | 636.6238 | 423.209 | 636.6238
1245 | 458.8514 | 616.4225 | 458.8514 | 616.4225
1246 | 485.6987 | 574.6769 | 485.6987 | 574.6769
1247 | 524.5514 | 535.0536 | 524.5514 | 535.0536
1248 | 518.4082 | 486.8279 | 518.4082 | 486.8279
1249 | 497.052 | 430.8492 | 497.052 | 430.8492
1250 | 494.0009 | 403.596 | 494.0009 | 403.596
1251 | 489.717 | 384.7142 | 489.717 | 384.7142
1252 | 495.8732 | 422.5189 | 495.8732 | 422.5189
1253 | 503.3152 | 467.8596 | 503.3152 | 467.8596
1254 | 493.0996 | 458.5671 | 493.0996 | 458.5671
1255 | 478.2934 | 440.7219 | 478.2934 | 440.7219
1256 | 483.98 | 427.3757 | 483.98 | 427.3757
1257 | 481.5466 | 414.7918 | 481.5466 | 414.7918
1258 | 462.3732 | 360.3649 | 462.3732 | 360.3649
1259 | 432.7139 | 331.4398 | 432.7139 | 331.4398
1260 | 405.738 | 325.5994 | 405.738 | 325.5994
1261 | 384.8742 | 321.1342 | 384.8742 | 321.1342
1262 | 374.7009 | 324.6562 | 374.7009 | 324.6562
1263 | 368.5202 | 339.7125 | 368.5202 | 339.7125
1264 | 370.1708 | 409.018 | 370.1708 | 409.018
1265 | 368.5932 | 601.7468 | 368.5932 | 601.7468
1266 | 364.5709 | 661.1 | 364.5709 | 661.1
1267 | 379.7532 | 661.7317 | 379.7532 | 661.7317
1268 | 419.2357 | 621.1557 | 419.2357 | 621.1557
1269 | 453.4175 | 591.6307 | 453.4175 | 591.6307
1270 | 481.8629 | 544.0846 | 481.8629 | 544.0846
1271 | 524.0484 | 500.9809 | 524.0484 | 500.9809
1272 | 522.2998 | 447.1481 | 522.2998 | 447.1481
1273 | 500.6286 | 385.0037 | 500.6286 | 385.0037
1274 | 490.1716 | 356.9127 | 490.1716 | 356.9127
1275 | 490.9789 | 328.2773 | 490.9789 | 328.2773
1276 | 495.2169 | 369.6269 | 495.2169 | 369.6269
1277 | 502.6572 | 417.9537 | 502.6572 | 417.9537
1278 | 492.5908 | 408.5323 | 492.5908 | 408.5323
1279 | 474.5478 | 391.9762 | 474.5478 | 391.9762
1280 | 478.187 | 378.587 | 478.187 | 378.587
1281 | 484.3471 | 357.8608 | 484.3471 | 357.8608
1282 | 462.8322 | 296.6667 | 462.8322 | 296.6667
1283 | 426.6512 | 271.8879 | 426.6512 | 271.8879
1284 | 399.5356 | 252.2767 | 399.5356 | 252.2767
1285 | 378.6021 | 239.1751 | 378.6021 | 239.1751
1286 | 367.5441 | 235.9729 | 367.5441 | 235.9729
1287 | 362.0522 | 243.2092 | 362.0522 | 243.2092
1288 | 363.8475 | 304.931 | 363.8475 | 304.931
1289 | 363.7546 | 491.3008 | 363.7546 | 491.3008
1290 | 363.2145 | 548.7635 | 363.2145 | 548.7635
1291 | 385.942 | 548.4713 | 385.942 | 548.4713
1292 | 428.6147 | 511.2897 | 428.6147 | 511.2897
1293 | 465.7696 | 491.153 | 465.7696 | 491.153
1294 | 495.5767 | 460.3639 | 495.5767 | 460.3639
1295 | 536.085 | 441.3431 | 536.085 | 441.3431
1296 | 537.4835 | 419.7998 | 537.4835 | 419.7998
1297 | 507.3345 | 386.0564 | 507.3345 | 386.0564
1298 | 496.7678 | 381.4252 | 496.7678 | 381.4252
1299 | 499.767 | 372.2968 | 499.767 | 372.2968
1300 | 500.5592 | 409.7363 | 500.5592 | 409.7363
1301 | 515.5409 | 446.1614 | 515.5409 | 446.1614
1302 | 507.6628 | 419.231 | 507.6628 | 419.231
1303 | 491.7784 | 381.256 | 491.7784 | 381.256
1304 | 493.5831 | 347.6509 | 493.5831 | 347.6509
1305 | 489.8586 | 310.8337 | 489.8586 | 310.8337
1306 | 465.0776 | 239.3705 | 465.0776 | 239.3705
1307 | 430.0609 | 202.7544 | 430.0609 | 202.7544
1308 | 399.682 | 181.4245 | 399.682 | 181.4245
1309 | 379.3423 | 166.0887 | 379.3423 | 166.0887
1310 | 367.9578 | 163.8102 | 367.9578 | 163.8102
1311 | 363.5036 | 171.3473 | 363.5036 | 171.3473
1312 | 365.5521 | 233.4988 | 365.5521 | 233.4988
1313 | 365.32 | 421.7591 | 365.32 | 421.7591
1314 | 369.0701 | 483.9481 | 369.0701 | 483.9481
1315 | 399.9833 | 488.9194 | 399.9833 | 488.9194
1316 | 456.6601 | 450.9644 | 456.6601 | 450.9644
1317 | 493.8199 | 425.242 | 493.8199 | 425.242
1318 | 525.6255 | 377.7388 | 525.6255 | 377.7388
1319 | 574.1114 | 335.5375 | 574.1114 | 335.5375
1320 | 563.8522 | 287.9348 | 563.8522 | 287.9348
1321 | 523.9107 | 243.6646 | 523.9107 | 243.6646
1322 | 522.1473 | 235.1879 | 522.1473 | 235.1879
1323 | 523.3013 | 220.2804 | 523.3013 | 220.2804
1324 | 521.6351 | 261.1788 | 521.6351 | 261.1788
1325 | 534.759 | 307.2284 | 534.759 | 307.2284
1326 | 525.2058 | 294.563 | 525.2058 | 294.563
1327 | 499.614 | 271.4329 | 499.614 | 271.4329
1328 | 510.3711 | 252.587 | 510.3711 | 252.587
1329 | 504.8012 | 232.8276 | 504.8012 | 232.8276
1330 | 475.6106 | 165.8759 | 475.6106 | 165.8759
1331 | 435.8106 | 121.805 | 435.8106 | 121.805
1332 | 403.6588 | 108.1017 | 403.6588 | 108.1017
1333 | 381.6907 | 108.857 | 381.6907 | 108.857
1334 | 371.5148 | 121.9176 | 371.5148 | 121.9176
1335 | 365.4058 | 148.6608 | 365.4058 | 148.6608
1336 | 367.854 | 233.0047 | 367.854 | 233.0047
1337 | 368.6293 | 440.9223 | 368.6293 | 440.9223
1338 | 371.9251 | 517.2903 | 371.9251 | 517.2903
1339 | 401.7297 | 533.0033 | 401.7297 | 533.0033
1340 | 459.7694 | 500.9348 | 459.7694 | 500.9348
1341 | 494.8784 | 483.1397 | 494.8784 | 483.1397
1342 | 524.8743 | 445.8626 | 524.8743 | 445.8626
1343 | 565.6564 | 416.9809 | 565.6564 | 416.9809
1344 | 556.3781 | 387.2954 | 556.3781 | 387.2954
1345 | 522.0436 | 355.6145 | 522.0436 | 355.6145
1346 | 514.1838 | 358.9536 | 514.1838 | 358.9536
1347 | 515.4797 | 354.4226 | 515.4797 | 354.4226
1348 | 518.8855 | 400.3911 | 518.8855 | 400.3911
1349 | 526.0987 | 444.9583 | 526.0987 | 444.9583
1350 | 520.3805 | 429.8867 | 520.3805 | 429.8867
1351 | 496.7535 | 401.9874 | 496.7535 | 401.9874
1352 | 502.8284 | 374.9563 | 502.8284 | 374.9563
1353 | 504.2818 | 346.7969 | 504.2818 | 346.7969
1354 | 475.1375 | 281.6069 | 475.1375 | 281.6069
1355 | 438.5802 | 258.0096 | 438.5802 | 258.0096
1356 | 410.8039 | 249.2475 | 410.8039 | 249.2475
1357 | 389.2026 | 245.2549 | 389.2026 | 245.2549
1358 | 376.797 | 247.1227 | 376.797 | 247.1227
1359 | 372.8597 | 254.3161 | 372.8597 | 254.3161
1360 | 373.125 | 313.0947 | 373.125 | 313.0947
1361 | 376.3489 | 501.1187 | 376.3489 | 501.1187
1362 | 377.7588 | 560.4719 | 377.7588 | 560.4719
1363 | 409.7508 | 557.8166 | 409.7508 | 557.8166
1364 | 465.6089 | 513.61 | 465.6089 | 513.61
1365 | 492.9903 | 481.6358 | 492.9903 | 481.6358
1366 | 516.2672 | 420.8774 | 516.2672 | 420.8774
1367 | 556.6472 | 373.1548 | 556.6472 | 373.1548
1368 | 545.5724 | 317.6678 | 545.5724 | 317.6678
1369 | 514.9118 | 255.3086 | 514.9118 | 255.3086
1370 | 512.5257 | 238.3459 | 512.5257 | 238.3459
1371 | 517.6558 | 223.7822 | 517.6558 | 223.7822
1372 | 516.8427 | 268.8913 | 516.8427 | 268.8913
1373 | 524.0413 | 320.0969 | 524.0413 | 320.0969
1374 | 515.9636 | 314.3277 | 515.9636 | 314.3277
1375 | 499.0962 | 298.8028 | 499.0962 | 298.8028
1376 | 508.2961 | 282.9215 | 508.2961 | 282.9215
1377 | 503.7698 | 262.9688 | 503.7698 | 262.9688
1378 | 478.249 | 198.1225 | 478.249 | 198.1225
1379 | 441.2711 | 157.5963 | 441.2711 | 157.5963
1380 | 412.0571 | 147.803 | 412.0571 | 147.803
1381 | 390.2231 | 148.4508 | 390.2231 | 148.4508
1382 | 378.644 | 153.9493 | 378.644 | 153.9493
1383 | 374.3582 | 157.6839 | 374.3582 | 157.6839
1384 | 375.3711 | 223.7239 | 375.3711 | 223.7239
1385 | 378.2502 | 417.6987 | 378.2502 | 417.6987
1386 | 378.2139 | 474.0443 | 378.2139 | 474.0443
1387 | 401.1803 | 470.6156 | 401.1803 | 470.6156
1388 | 449.3252 | 428.4284 | 449.3252 | 428.4284
1389 | 481.8071 | 396.089 | 481.8071 | 396.089
1390 | 507.6593 | 355.482 | 507.6593 | 355.482
1391 | 549.6499 | 324.8602 | 549.6499 | 324.8602
1392 | 542.7102 | 287.5696 | 542.7102 | 287.5696
1393 | 516.6466 | 250.9045 | 516.6466 | 250.9045
1394 | 516.2231 | 255.7904 | 516.2231 | 255.7904
1395 | 519.4305 | 255.019 | 519.4305 | 255.019
1396 | 526.9178 | 306.4013 | 526.9178 | 306.4013
1397 | 536.5034 | 357.7143 | 536.5034 | 357.7143
1398 | 529.074 | 345.2422 | 529.074 | 345.2422
1399 | 502.3542 | 320.8447 | 502.3542 | 320.8447
1400 | 501.6346 | 303.4381 | 501.6346 | 303.4381
1401 | 495.8488 | 279.2961 | 495.8488 | 279.2961
1402 | 474.0363 | 204.7393 | 474.0363 | 204.7393
1403 | 440.8989 | 156.2858 | 440.8989 | 156.2858
1404 | 413.151 | 138.9089 | 413.151 | 138.9089
1405 | 393.3964 | 135.8186 | 393.3964 | 135.8186
1406 | 381.9321 | 141.2527 | 381.9321 | 141.2527
1407 | 375.5936 | 153.9672 | 375.5936 | 153.9672
1408 | 375.4594 | 219.1264 | 375.4594 | 219.1264
1409 | 381.9537 | 408.8691 | 381.9537 | 408.8691
1410 | 377.6527 | 472.1323 | 377.6527 | 472.1323
1411 | 394.5001 | 484.6442 | 394.5001 | 484.6442
1412 | 430.9104 | 463.0596 | 430.9104 | 463.0596
1413 | 466.8548 | 445.9949 | 466.8548 | 445.9949
1414 | 497.4641 | 404.5286 | 497.4641 | 404.5286
1415 | 535.6387 | 367.8699 | 535.6387 | 367.8699
1416 | 526.4594 | 328.0658 | 526.4594 | 328.0658
1417 | 502.2362 | 284.7408 | 502.2362 | 284.7408
1418 | 493.4188 | 283.1602 | 493.4188 | 283.1602
1419 | 497.4276 | 284.2794 | 497.4276 | 284.2794
1420 | 500.2578 | 332.7614 | 500.2578 | 332.7614
1421 | 510.1049 | 366.3077 | 510.1049 | 366.3077
1422 | 499.8797 | 342.4494 | 499.8797 | 342.4494
1423 | 486.3353 | 311.4994 | 486.3353 | 311.4994
1424 | 492.836 | 285.5855 | 492.836 | 285.5855
1425 | 490.6572 | 261.7442 | 490.6572 | 261.7442
1426 | 469.8278 | 205.878 | 469.8278 | 205.878
1427 | 439.8783 | 179.3805 | 439.8783 | 179.3805
1428 | 413.1341 | 167.0951 | 413.1341 | 167.0951
1429 | 395.3867 | 163.6826 | 395.3867 | 163.6826
1430 | 384.5936 | 166.7105 | 384.5936 | 166.7105
1431 | 378.0164 | 178.9954 | 378.0164 | 178.9954
1432 | 379.1658 | 247.3985 | 379.1658 | 247.3985
1433 | 381.1624 | 437.8286 | 381.1624 | 437.8286
1434 | 375.4657 | 496.7307 | 375.4657 | 496.7307
1435 | 392.1377 | 500.7353 | 392.1377 | 500.7353
1436 | 426.0478 | 463.2744 | 426.0478 | 463.2744
1437 | 458.6628 | 439.464 | 458.6628 | 439.464
1438 | 493.5346 | 394.7107 | 493.5346 | 394.7107
1439 | 533.155 | 369.2019 | 533.155 | 369.2019
1440 | 525.3773 | 358.2499 | 525.3773 | 358.2499
1441 | 499.6015 | 347.1285 | 499.6015 | 347.1285
1442 | 496.8537 | 369.7168 | 496.8537 | 369.7168
1443 | 499.4685 | 380.5894 | 499.4685 | 380.5894
1444 | 499.6865 | 436.7194 | 499.6865 | 436.7194
1445 | 508.1773 | 492.1573 | 508.1773 | 492.1573
1446 | 500.6916 | 487.3763 | 500.6916 | 487.3763
1447 | 490.0552 | 468.5429 | 490.0552 | 468.5429
1448 | 500.2249 | 446.7108 | 500.2249 | 446.7108
1449 | 496.5263 | 418.1002 | 496.5263 | 418.1002
1450 | 470.2847 | 339.2682 | 470.2847 | 339.2682
1451 | 441.5383 | 286.4106 | 441.5383 | 286.4106
1452 | 415.0554 | 926.1637 | 415.0554 | 926.1637
1453 | 395.1276 | 947.2903 | 395.1276 | 947.2903
1454 | 381.2943 | 985.0048 | 381.2943 | 985.0048
1455 | 376.3833 | 1038.1609 | 376.3833 | 1038.1609
1456 | 377.9433 | 1130.308 | 377.9433 | 1130.308
1457 | 379.6886 | 1346.6154 | 379.6886 | 1346.6154
1458 | 377.1859 | 1435.0435 | 377.1859 | 1435.0435
1459 | 394.9522 | 1455.9883 | 394.9522 | 1455.9883
1460 | 429.1345 | 1439.1823 | 429.1345 | 1439.1823
1461 | 463.1134 | 1435.4085 | 463.1134 | 1435.4085
1462 | 495.0779 | 1401.333 | 495.0779 | 1401.333
1463 | 534.5462 | 1363.1062 | 534.5462 | 1363.1062
1464 | 527.3609 | 1322.0065 | 527.3609 | 1322.0065
1465 | 502.5864 | 1270.7675 | 502.5864 | 1270.7675
1466 | 493.9711 | 1244.4024 | 493.9711 | 1244.4024
1467 | 495.1655 | 1207.8861 | 495.1655 | 1207.8861
1468 | 500.9729 | 1229.7161 | 500.9729 | 1229.7161
1469 | 511.3849 | 1247.4785 | 511.3849 | 1247.4785
1470 | 504.6862 | 1216.0521 | 504.6862 | 1216.0521
1471 | 499.3808 | 1172.6295 | 499.3808 | 1172.6295
1472 | 504.8598 | 1137.6048 | 504.8598 | 1137.6048
1473 | 496.7958 | 1105.8485 | 496.7958 | 1105.8485
1474 | 470.9165 | 1068.9554 | 470.9165 | 1068.9554
1475 | 439.5374 | 1069.9903 | 439.5374 | 1069.9903
1476 | 413.5952 | 1063.8232 | 413.5952 | 1063.8232
1477 | 392.9474 | 1063.8762 | 392.9474 | 1063.8762
1478 | 382.2624 | 1051.4307 | 382.2624 | 1051.4307
1479 | 375.8042 | 1070.1319 | 375.8042 | 1070.1319
1480 | 377.8233 | 1150.2599 | 377.8233 | 1150.2599
1481 | 382.9268 | 1379.1472 | 382.9268 | 1379.1472
1482 | 381.6531 | 1467.0946 | 381.6531 | 1467.0946
1483 | 409.546 | 1503.0233 | 409.546 | 1503.0233
1484 | 459.0176 | 1482.291 | 459.0176 | 1482.291
1485 | 494.7884 | 1458.8859 | 494.7884 | 1458.8859
1486 | 525.0648 | 1346.4455 | 525.0648 | 1346.4455
1487 | 571.2035 | 1226.8891 | 571.2035 | 1226.8891
1488 | 562.8279 | 1102.2161 | 562.8279 | 1102.2161
1489 | 523.462 | 976.6186 | 523.462 | 976.6186
1490 | 517.2208 | 914.9972 | 517.2208 | 914.9972
1491 | 522.2482 | 888.7373 | 522.2482 | 888.7373
1492 | 527.969 | 942.1376 | 527.969 | 942.1376
1493 | 536.0678 | 1021.358 | 536.0678 | 1021.358
1494 | 525.8393 | 1077.9119 | 525.8393 | 1077.9119
1495 | 511.8834 | 1141.0592 | 511.8834 | 1141.0592
1496 | 517.5707 | 1190.8898 | 517.5707 | 1190.8898
1497 | 508.1551 | 1225.1587 | 508.1551 | 1225.1587
1498 | 480.8651 | 1209.82 | 480.8651 | 1209.82
1499 | 442.6471 | 1208.4511 | 442.6471 | 1208.4511
1500 | 414.35 | 1226.8832 | 414.35 | 1226.8832
1501 | 392.4996 | 1253.0578 | 392.4996 | 1253.0578
1502 | 382.4787 | 1269.1378 | 382.4787 | 1269.1378
1503 | 377.1355 | 1287.6787 | 377.1355 | 1287.6787
1504 | 379.7128 | 1339.9222 | 379.7128 | 1339.9222
1505 | 383.7673 | 1522.8163 | 383.7673 | 1522.8163
1506 | 387.6097 | 1582.7991 | 387.6097 | 1582.7991
1507 | 418.8218 | 1585.0741 | 418.8218 | 1585.0741
1508 | 478.8008 | 1546.1528 | 478.8008 | 1546.1528
1509 | 512.7216 | 1524.5907 | 512.7216 | 1524.5907
1510 | 540.7874 | 1435.9482 | 540.7874 | 1435.9482
1511 | 585.7356 | 1365.0293 | 585.7356 | 1365.0293
1512 | 568.8779 | 1318.8815 | 568.8779 | 1318.8815
1513 | 532.7482 | 1268.9246 | 532.7482 | 1268.9246
1514 | 530.4246 | 1245.444 | 530.4246 | 1245.444
1515 | 533.5484 | 1226.636 | 533.5484 | 1226.636
1516 | 539.1474 | 1272.6646 | 539.1474 | 1272.6646
1517 | 548.5274 | 1309.0166 | 548.5274 | 1309.0166
1518 | 543.4321 | 1274.305 | 543.4321 | 1274.305
1519 | 531.7185 | 1249.472 | 531.7185 | 1249.472
1520 | 531.9138 | 1225.5851 | 531.9138 | 1225.5851
1521 | 518.8093 | 1198.2358 | 518.8093 | 1198.2358
1522 | 486.818 | 1179.4515 | 486.818 | 1179.4515
1523 | 447.9488 | 1215.4222 | 447.9488 | 1215.4222
1524 | 415.2024 | 1206.691 | 415.2024 | 1206.691
1525 | 393.6586 | 1178.2185 | 393.6586 | 1178.2185
1526 | 382.7546 | 1162.648 | 382.7546 | 1162.648
1527 | 376.6947 | 1163.8012 | 376.6947 | 1163.8012
1528 | 379.6848 | 1202.9038 | 379.6848 | 1202.9038
1529 | 387.7482 | 1371.5351 | 387.7482 | 1371.5351
1530 | 394.1942 | 1422.0628 | 394.1942 | 1422.0628
1531 | 426.4502 | 1421.8539 | 426.4502 | 1421.8539
1532 | 490.7881 | 1400.2402 | 490.7881 | 1400.2402
1533 | 532.6379 | 1399.7516 | 532.6379 | 1399.7516
1534 | 556.7115 | 1353.1762 | 556.7115 | 1353.1762
1535 | 604.765 | 1302.129 | 604.765 | 1302.129
1536 | 587.9167 | 1249.6511 | 587.9167 | 1249.6511
1537 | 551.203 | 1174.8546 | 551.203 | 1174.8546
1538 | 544.1489 | 1121.8069 | 544.1489 | 1121.8069
1539 | 550.6606 | 1069.5055 | 550.6606 | 1069.5055
1540 | 555.1218 | 1087.249 | 555.1218 | 1087.249
1541 | 558.4614 | 1123.3606 | 558.4614 | 1123.3606
1542 | 551.9197 | 1100.7483 | 551.9197 | 1100.7483
1543 | 536.0793 | 1084.5691 | 536.0793 | 1084.5691
1544 | 537.4685 | 1067.8937 | 537.4685 | 1067.8937
1545 | 520.9711 | 1050.0795 | 520.9711 | 1050.0795
1546 | 496.4473 | 989.3084 | 496.4473 | 989.3084
1547 | 458.2817 | 969.43 | 458.2817 | 969.43
1548 | 429.8811 | 985.8589 | 429.8811 | 985.8589
1549 | 408.4554 | 999.9343 | 408.4554 | 999.9343
1550 | 395.3826 | 1019.7001 | 395.3826 | 1019.7001
1551 | 389.7226 | 1055.3884 | 389.7226 | 1055.3884
1552 | 391.9242 | 1127.1831 | 391.9242 | 1127.1831
1553 | 397.594 | 1319.3719 | 397.594 | 1319.3719
1554 | 399.7384 | 1383.2008 | 399.7384 | 1383.2008
1555 | 424.8142 | 1391.5656 | 424.8142 | 1391.5656
1556 | 473.2854 | 1358.2532 | 473.2854 | 1358.2532
1557 | 511.2765 | 1343.6622 | 511.2765 | 1343.6622
1558 | 535.2773 | 1290.4362 | 535.2773 | 1290.4362
1559 | 577.5535 | 1246.28 | 577.5535 | 1246.28
1560 | 572.0758 | 1215.4366 | 572.0758 | 1215.4366
1561 | 539.8195 | 1183.6687 | 539.8195 | 1183.6687
1562 | 534.1523 | 1182.3034 | 534.1523 | 1182.3034
1563 | 537.6336 | 1174.2325 | 537.6336 | 1174.2325
1564 | 539.0817 | 1227.7129 | 539.0817 | 1227.7129
1565 | 543.8785 | 1292.8308 | 543.8785 | 1292.8308
1566 | 539.7039 | 1303.8721 | 539.7039 | 1303.8721
1567 | 526.6814 | 1310.4493 | 526.6814 | 1310.4493
1568 | 530.2696 | 1322.0589 | 530.2696 | 1322.0589
1569 | 514.4407 | 1329.8856 | 514.4407 | 1329.8856
1570 | 491.3849 | 1289.2266 | 491.3849 | 1289.2266
1571 | 460.2807 | 1257.7297 | 460.2807 | 1257.7297
1572 | 432.0395 | 1257.6522 | 432.0395 | 1257.6522
1573 | 410.0629 | 1269.0834 | 410.0629 | 1269.0834
1574 | 398.5827 | 1280.8364 | 398.5827 | 1280.8364
1575 | 390.2922 | 1300.9799 | 390.2922 | 1300.9799
1576 | 391.6416 | 1366.124 | 391.6416 | 1366.124
1577 | 396.7325 | 1551.502 | 396.7325 | 1551.502
1578 | 392.4845 | 1597.9432 | 392.4845 | 1597.9432
1579 | 412.7717 | 1580.9876 | 412.7717 | 1580.9876
1580 | 452.7141 | 1530.3677 | 452.7141 | 1530.3677
1581 | 489.2395 | 1505.5203 | 489.2395 | 1505.5203
1582 | 512.8558 | 1466.0762 | 512.8558 | 1466.0762
1583 | 546.9415 | 1435.6219 | 546.9415 | 1435.6219
1584 | 537.8389 | 1404.6182 | 537.8389 | 1404.6182
1585 | 518.4817 | 1366.6805 | 518.4817 | 1366.6805
1586 | 508.0842 | 1353.2159 | 508.0842 | 1353.2159
1587 | 509.3471 | 1319.9849 | 509.3471 | 1319.9849
1588 | 512.298 | 1336.6867 | 512.298 | 1336.6867
1589 | 521.9892 | 1376.2438 | 521.9892 | 1376.2438
1590 | 513.6756 | 1362.9263 | 513.6756 | 1362.9263
1591 | 507.6329 | 1351.7952 | 507.6329 | 1351.7952
1592 | 520.0502 | 1339.7671 | 520.0502 | 1339.7671
1593 | 511.4201 | 1326.6004 | 511.4201 | 1326.6004
1594 | 484.5504 | 1288.1849 | 484.5504 | 1288.1849
1595 | 452.5342 | 1252.6015 | 452.5342 | 1252.6015
1596 | 426.0703 | 1238.2613 | 426.0703 | 1238.2613
1597 | 408.4297 | 1244.2438 | 408.4297 | 1244.2438
1598 | 396.2989 | 1255.8366 | 396.2989 | 1255.8366
1599 | 392.3856 | 1268.7686 | 392.3856 | 1268.7686
1600 | 392.8714 | 1314.7621 | 392.8714 | 1314.7621
1601 | 398.2108 | 1486.1178 | 398.2108 | 1486.1178
1602 | 394.0436 | 1532.7192 | 394.0436 | 1532.7192
1603 | 409.4903 | 1522.4142 | 409.4903 | 1522.4142
1604 | 440.6687 | 1476.4417 | 440.6687 | 1476.4417
1605 | 472.8936 | 1450.3122 | 472.8936 | 1450.3122
1606 | 501.9754 | 1379.8587 | 501.9754 | 1379.8587
1607 | 541.2667 | 1299.2444 | 541.2667 | 1299.2444
1608 | 533.878 | 1234.9076 | 533.878 | 1234.9076
1609 | 511.8183 | 1167.0021 | 511.8183 | 1167.0021
1610 | 505.1227 | 1127.7364 | 505.1227 | 1127.7364
1611 | 508.1841 | 1110.2104 | 508.1841 | 1110.2104
1612 | 515.5337 | 1145.1814 | 515.5337 | 1145.1814
1613 | 526.9599 | 1184.8987 | 526.9599 | 1184.8987
1614 | 514.5979 | 1178.6325 | 514.5979 | 1178.6325
1615 | 510.2342 | 1180.2417 | 510.2342 | 1180.2417
1616 | 523.4502 | 1188.0052 | 523.4502 | 1188.0052
1617 | 510.6023 | 1196.3928 | 510.6023 | 1196.3928
1618 | 487.7106 | 1195.397 | 487.7106 | 1195.397
1619 | 452.5901 | 1219.9094 | 452.5901 | 1219.9094
1620 | 422.0338 | 1225.8415 | 422.0338 | 1225.8415
1621 | 405.5002 | 1246.6476 | 405.5002 | 1246.6476
1622 | 393.6672 | 1263.5288 | 393.6672 | 1263.5288
1623 | 389.4564 | 1290.8037 | 389.4564 | 1290.8037
1624 | 391.5194 | 1373.015 | 391.5194 | 1373.015
1625 | 398.3993 | 1582.0307 | 398.3993 | 1582.0307
1626 | 398.5398 | 1662.6864 | 398.5398 | 1662.6864
1627 | 427.2383 | 1678.0223 | 427.2383 | 1678.0223
1628 | 472.0303 | 1653.524 | 472.0303 | 1653.524
1629 | 498.7955 | 1634.7663 | 498.7955 | 1634.7663
1630 | 528.0101 | 1550.4507 | 528.0101 | 1550.4507
1631 | 569.7152 | 1422.2405 | 569.7152 | 1422.2405
1632 | 560.7363 | 1300.2919 | 560.7363 | 1300.2919
1633 | 524.6873 | 1206.3448 | 524.6873 | 1206.3448
1634 | 520.2861 | 1162.9124 | 520.2861 | 1162.9124
1635 | 520.8294 | 1154.6813 | 520.8294 | 1154.6813
1636 | 528.4307 | 1203.0336 | 528.4307 | 1203.0336
1637 | 540.997 | 1254.1291 | 540.997 | 1254.1291
1638 | 532.9853 | 1254.1929 | 532.9853 | 1254.1929
1639 | 529.6571 | 1260.6899 | 529.6571 | 1260.6899
1640 | 533.7886 | 1270.2964 | 533.7886 | 1270.2964
1641 | 515.4926 | 1283.3314 | 515.4926 | 1283.3314
1642 | 491.3752 | 1284.8195 | 491.3752 | 1284.8195
1643 | 452.549 | 1296.0307 | 452.549 | 1296.0307
1644 | 420.746 | 1282.2515 | 420.746 | 1282.2515
1645 | 402.8791 | 1284.6282 | 402.8791 | 1284.6282
1646 | 391.1405 | 1301.4293 | 391.1405 | 1301.4293
1647 | 386.9742 | 1337.1176 | 386.9742 | 1337.1176
1648 | 391.1038 | 1426.7006 | 391.1038 | 1426.7006
1649 | 402.2426 | 1635.7964 | 402.2426 | 1635.7964
1650 | 405.9538 | 1711.5644 | 405.9538 | 1711.5644
1651 | 438.8565 | 1719.0477 | 438.8565 | 1719.0477
1652 | 499.2502 | 1684.2129 | 499.2502 | 1684.2129
1653 | 533.9653 | 1658.7245 | 533.9653 | 1658.7245
1654 | 564.583 | 1602.3735 | 564.583 | 1602.3735
1655 | 606.8331 | 1548.9225 | 606.8331 | 1548.9225
1656 | 590.2091 | 1494.6818 | 590.2091 | 1494.6818
1657 | 546.5524 | 1434.8692 | 546.5524 | 1434.8692
1658 | 541.3696 | 1396.6451 | 541.3696 | 1396.6451
1659 | 547.1522 | 1345.9463 | 547.1522 | 1345.9463
1660 | 547.525 | 1350.6289 | 547.525 | 1350.6289
1661 | 560.0777 | 1358.2952 | 560.0777 | 1358.2952
1662 | 554.8558 | 1317.4137 | 554.8558 | 1317.4137
1663 | 545.9779 | 1288.975 | 545.9779 | 1288.975
1664 | 546.7471 | 1282.8764 | 546.7471 | 1282.8764
1665 | 529.1542 | 1283.0109 | 529.1542 | 1283.0109
1666 | 501.1401 | 1268.5536 | 501.1401 | 1268.5536
1667 | 459.8826 | 1262.2969 | 459.8826 | 1262.2969
1668 | 427.0188 | 1241.0658 | 427.0188 | 1241.0658
1669 | 408.5137 | 1227.2567 | 408.5137 | 1227.2567
1670 | 397.2517 | 1216.0131 | 397.2517 | 1216.0131
1671 | 394.4104 | 1217.1663 | 394.4104 | 1217.1663
1672 | 396.2588 | 1271.413 | 396.2588 | 1271.413
1673 | 405.2304 | 1456.2301 | 405.2304 | 1456.2301
1674 | 407.844 | 1514.5302 | 407.844 | 1514.5302
1675 | 440.2104 | 1518.3277 | 440.2104 | 1518.3277
1676 | 499.534 | 1487.4192 | 499.534 | 1487.4192
1677 | 534.6733 | 1470.9051 | 534.6733 | 1470.9051
1678 | 555.9309 | 1435.7879 | 555.9309 | 1435.7879
1679 | 603.3995 | 1406.1348 | 603.3995 | 1406.1348
1680 | 582.4716 | 1377.0543 | 582.4716 | 1377.0543
1681 | 546.974 | 1326.3762 | 546.974 | 1326.3762
1682 | 549.6298 | 1296.0046 | 549.6298 | 1296.0046
1683 | 557.3859 | 1263.3345 | 557.3859 | 1263.3345
1684 | 558.2154 | 1304.7157 | 558.2154 | 1304.7157
1685 | 564.2075 | 1365.5067 | 564.2075 | 1365.5067
1686 | 558.5126 | 1360.843 | 558.5126 | 1360.843
1687 | 551.6722 | 1364.5355 | 551.6722 | 1364.5355
1688 | 554.6024 | 1367.5715 | 554.6024 | 1367.5715
1689 | 533.6955 | 1368.0265 | 533.6955 | 1368.0265
1690 | 503.228 | 1355.4922 | 503.228 | 1355.4922
1691 | 463.6405 | 1358.1297 | 463.6405 | 1358.1297
1692 | 432.1006 | 1335.296 | 432.1006 | 1335.296
1693 | 412.2024 | 1323.7305 | 412.2024 | 1323.7305
1694 | 401.1126 | 1331.8778 | 401.1126 | 1331.8778
1695 | 398.0172 | 1336.8772 | 398.0172 | 1336.8772
1696 | 401.2797 | 1384.313 | 401.2797 | 1384.313
1697 | 411.3382 | 1560.1558 | 411.3382 | 1560.1558
1698 | 418.2332 | 1609.0008 | 418.2332 | 1609.0008
1699 | 450.2268 | 1610.4746 | 450.2268 | 1610.4746
1700 | 506.4329 | 1580.127 | 506.4329 | 1580.127
1701 | 545.0561 | 1559.927 | 545.0561 | 1559.927
1702 | 568.8251 | 1488.1113 | 568.8251 | 1488.1113
1703 | 607.1766 | 1421.6796 | 607.1766 | 1421.6796
1704 | 588.9439 | 1361.2691 | 588.9439 | 1361.2691
1705 | 553.8216 | 1280.5431 | 553.8216 | 1280.5431
1706 | 547.6688 | 1235.2678 | 547.6688 | 1235.2678
1707 | 550.6581 | 1211.0111 | 550.6581 | 1211.0111
1708 | 550.1092 | 1251.4308 | 550.1092 | 1251.4308
1709 | 558.6932 | 1289.3853 | 558.6932 | 1289.3853
1710 | 553.5732 | 1258.6 | 553.5732 | 1258.6
1711 | 555.2189 | 1224.8728 | 555.2189 | 1224.8728
1712 | 552.6427 | 1206.5147 | 552.6427 | 1206.5147
1713 | 531.5907 | 1192.3063 | 531.5907 | 1192.3063
1714 | 506.5421 | 1158.8587 | 506.5421 | 1158.8587
1715 | 470.2801 | 1120.9516 | 470.2801 | 1120.9516
1716 | 439.4074 | 1095.8743 | 439.4074 | 1095.8743
1717 | 418.0873 | 1090.3985 | 418.0873 | 1090.3985
1718 | 405.244 | 1098.9464 | 405.244 | 1098.9464
1719 | 401.4084 | 1131.7501 | 401.4084 | 1131.7501
1720 | 405.2687 | 1212.6794 | 405.2687 | 1212.6794
1721 | 414.8967 | 1405.9099 | 414.8967 | 1405.9099
1722 | 418.0265 | 1474.867 | 418.0265 | 1474.867
1723 | 447.6695 | 1484.2734 | 447.6695 | 1484.2734
1724 | 494.4704 | 1459.2943 | 494.4704 | 1459.2943
1725 | 526.3576 | 1459.5269 | 526.3576 | 1459.5269
1726 | 549.5595 | 1442.5988 | 549.5595 | 1442.5988
1727 | 596.1748 | 1420.8783 | 596.1748 | 1420.8783
1728 | 581.3876 | 1389.9548 | 581.3876 | 1389.9548
1729 | 549.9795 | 1350.2543 | 549.9795 | 1350.2543
1730 | 543.439 | 1337.5909 | 543.439 | 1337.5909
1731 | 542.5551 | 1320.706 | 542.5551 | 1320.706
1732 | 543.5228 | 1353.0327 | 543.5228 | 1353.0327
1733 | 558.2165 | 1376.3239 | 558.2165 | 1376.3239
1734 | 552.221 | 1356.9968 | 552.221 | 1356.9968
1735 | 555.0762 | 1351.2343 | 555.0762 | 1351.2343
1736 | 550.3487 | 1345.1357 | 550.3487 | 1345.1357
1737 | 529.2752 | 1329.0042 | 529.2752 | 1329.0042
1738 | 505.4256 | 1272.6401 | 505.4256 | 1272.6401
1739 | 471.1005 | 1259.7329 | 471.1005 | 1259.7329
1740 | 443.3855 | 1259.5753 | 443.3855 | 1259.5753
1741 | 423.227 | 1254.5001 | 423.227 | 1254.5001
1742 | 410.5918 | 1255.7565 | 410.5918 | 1255.7565
1743 | 406.2059 | 1257.3103 | 406.2059 | 1257.3103
1744 | 407.5714 | 1298.6565 | 407.5714 | 1298.6565
1745 | 417.2104 | 1459.3551 | 417.2104 | 1459.3551
1746 | 417.2114 | 1508.9213 | 417.2114 | 1508.9213
1747 | 429.3997 | 1501.2605 | 429.3997 | 1501.2605
1748 | 469.8806 | 1484.4545 | 469.8806 | 1484.4545
1749 | 505.3152 | 1472.0269 | 505.3152 | 1472.0269
1750 | 528.7527 | 1435.4674 | 528.7527 | 1435.4674
1751 | 573.8885 | 1376.8882 | 573.8885 | 1376.8882
1752 | 569.2541 | 1320.5642 | 569.2541 | 1320.5642
1753 | 541.5782 | 1268.1233 | 541.5782 | 1268.1233
1754 | 533.9561 | 1246.4857 | 533.9561 | 1246.4857
1755 | 534.5468 | 1205.8028 | 534.5468 | 1205.8028
1756 | 537.9053 | 1212.6489 | 537.9053 | 1212.6489
1757 | 549.8734 | 1209.8986 | 549.8734 | 1209.8986
1758 | 542.8319 | 1163.5684 | 542.8319 | 1163.5684
1759 | 543.6119 | 1137.9342 | 543.6119 | 1137.9342
1760 | 540.4637 | 1136.0824 | 540.4637 | 1136.0824
1761 | 524.4419 | 1130.4477 | 524.4419 | 1130.4477
1762 | 498.4151 | 1071.4393 | 498.4151 | 1071.4393
1763 | 466.8847 | 1014.9426 | 466.8847 | 1014.9426
1764 | 435.332 | 989.7852 | 435.332 | 989.7852
1765 | 416.7778 | 982.3062 | 416.7778 | 982.3062
1766 | 405.5054 | 991.0945 | 405.5054 | 991.0945
1767 | 402.2458 | 1022.2956 | 402.2458 | 1022.2956
1768 | 402.1714 | 1099.8595 | 402.1714 | 1099.8595
1769 | 409.1576 | 1294.9329 | 409.1576 | 1294.9329
1770 | 412.4826 | 1356.2779 | 412.4826 | 1356.2779
1771 | 431.6314 | 1362.7196 | 431.6314 | 1362.7196
1772 | 467.2527 | 1334.3752 | 467.2527 | 1334.3752
1773 | 500.9403 | 1321.1463 | 500.9403 | 1321.1463
1774 | 533.5285 | 1292.9201 | 533.5285 | 1292.9201
1775 | 572.3065 | 1255.8953 | 572.3065 | 1255.8953
1776 | 567.0928 | 1205.4206 | 567.0928 | 1205.4206
1777 | 541.6722 | 1138.7971 | 541.6722 | 1138.7971
1778 | 538.0596 | 1086.3904 | 538.0596 | 1086.3904
1779 | 544.3429 | 1032.0858 | 544.3429 | 1032.0858
1780 | 552.2112 | 1048.2268 | 552.2112 | 1048.2268
1781 | 556.8073 | 1082.816 | 556.8073 | 1082.816
1782 | 551.5771 | 1069.819 | 551.5771 | 1069.819
1783 | 551.8637 | 1056.284 | 551.8637 | 1056.284
1784 | 543.4929 | 1057.3168 | 543.4929 | 1057.3168
1785 | 524.5878 | 1059.134 | 524.5878 | 1059.134
1786 | 497.9504 | 1040.4299 | 497.9504 | 1040.4299
1787 | 462.3538 | 1030.0867 | 462.3538 | 1030.0867
1788 | 434.7359 | 1039.3041 | 434.7359 | 1039.3041
1789 | 416.9343 | 1044.7257 | 416.9343 | 1044.7257
1790 | 403.3698 | 1060.0845 | 403.3698 | 1060.0845
1791 | 397.7301 | 1103.9458 | 397.7301 | 1103.9458
1792 | 401.8851 | 1196.2532 | 401.8851 | 1196.2532
1793 | 409.7221 | 1403.9868 | 409.7221 | 1403.9868
1794 | 416.5466 | 1479.7548 | 416.5466 | 1479.7548
1795 | 440.6852 | 1501.5009 | 440.6852 | 1501.5009
1796 | 486.1515 | 1486.8583 | 486.1515 | 1486.8583
1797 | 514.5121 | 1480.1999 | 514.5121 | 1480.1999
1798 | 544.1228 | 1420.2431 | 544.1228 | 1420.2431
1799 | 588.0879 | 1300.2861 | 588.0879 | 1300.2861
1800 | 575.8476 | 1185.1483 | 575.8476 | 1185.1483
1801 | 552.2057 | 1051.538 | 552.2057 | 1051.538
1802 | 543.6904 | 964.6764 | 543.6904 | 964.6764
1803 | 551.3636 | 895.7084 | 551.3636 | 895.7084
1804 | 550.6335 | 912.9711 | 550.6335 | 912.9711
1805 | 560.9328 | 960.2205 | 560.9328 | 960.2205
1806 | 561.3631 | 962.4478 | 561.3631 | 962.4478
1807 | 563.4441 | 972.1499 | 563.4441 | 972.1499
1808 | 556.9233 | 985.8429 | 556.9233 | 985.8429
1809 | 536.7801 | 1013.7015 | 536.7801 | 1013.7015
1810 | 509.3704 | 1022.962 | 509.3704 | 1022.962
1811 | 468.5082 | 1034.3335 | 468.5082 | 1034.3335
1812 | 438.4075 | 1057.0124 | 438.4075 | 1057.0124
1813 | 418.5231 | 1092.5619 | 418.5231 | 1092.5619
1814 | 405.2018 | 1119.2188 | 405.2018 | 1119.2188
1815 | 402.9823 | 1166.9262 | 402.9823 | 1166.9262
1816 | 406.1422 | 1250.099 | 406.1422 | 1250.099
1817 | 416.1552 | 1467.2877 | 416.1552 | 1467.2877
1818 | 423.4937 | 1540.8922 | 423.4937 | 1540.8922
1819 | 461.0615 | 1541.8853 | 461.0615 | 1541.8853
1820 | 518.3769 | 1508.5729 | 518.3769 | 1508.5729
1821 | 554.1122 | 1486.4499 | 554.1122 | 1486.4499
1822 | 580.3563 | 1440.2751 | 580.3563 | 1440.2751
1823 | 624.5412 | 1397.481 | 624.5412 | 1397.481
1824 | 609.5516 | 1352.5352 | 609.5516 | 1352.5352
1825 | 572.3912 | 1297.4501 | 572.3912 | 1297.4501
1826 | 566.8085 | 1263.2324 | 566.8085 | 1263.2324
1827 | 574.781 | 1209.4086 | 574.781 | 1209.4086
1828 | 577.5526 | 1212.8893 | 577.5526 | 1212.8893
1829 | 591.4431 | 1205.2512 | 591.4431 | 1205.2512
1830 | 587.5614 | 1180.5555 | 587.5614 | 1180.5555
1831 | 582.2712 | 1162.6136 | 582.2712 | 1162.6136
1832 | 575.7811 | 1163.3258 | 575.7811 | 1163.3258
1833 | 549.9863 | 1178.6846 | 549.9863 | 1178.6846
1834 | 513.3976 | 1228.3295 | 513.3976 | 1228.3295
1835 | 471.6501 | 1249.797 | 471.6501 | 1249.797
1836 | 442.6015 | 1266.0657 | 442.6015 | 1266.0657
1837 | 420.9926 | 1266.1187 | 420.9926 | 1266.1187
1838 | 409.064 | 1255.6763 | 409.064 | 1255.6763
1839 | 402.0394 | 1251.2206 | 402.0394 | 1251.2206
1840 | 406.992 | 1317.4063 | 406.992 | 1317.4063
1841 | 417.4064 | 1530.6688 | 417.4064 | 1530.6688
1842 | 426.3117 | 1611.0842 | 426.3117 | 1611.0842
1843 | 460.7615 | 1654.9455 | 460.7615 | 1654.9455
1844 | 518.8531 | 1650.9599 | 518.8531 | 1650.9599
1845 | 552.0484 | 1631.401 | 552.0484 | 1631.401
1846 | 577.4935 | 1579.2166 | 577.4935 | 1579.2166
1847 | 619.4979 | 1484.1793 | 619.4979 | 1484.1793
1848 | 608.2315 | 1397.1663 | 608.2315 | 1397.1663
1849 | 569.9058 | 1273.4919 | 569.9058 | 1273.4919
1850 | 564.9855 | 1151.8548 | 564.9855 | 1151.8548
1851 | 568.797 | 1037.2941 | 568.797 | 1037.2941
1852 | 571.1926 | 1009.7655 | 571.1926 | 1009.7655
1853 | 582.4316 | 994.9158 | 582.4316 | 994.9158
1854 | 584.7107 | 966.7747 | 584.7107 | 966.7747
1855 | 586.724 | 966.8615 | 586.724 | 966.8615
1856 | 574.9847 | 990.2499 | 574.9847 | 990.2499
1857 | 551.1303 | 1025.0797 | 551.1303 | 1025.0797
1858 | 519.6875 | 1022.2409 | 519.6875 | 1022.2409
1859 | 481.1384 | 970.4717 | 481.1384 | 970.4717
1860 | 447.1932 | 980.9711 | 447.1932 | 980.9711
1861 | 427.2289 | 1009.3893 | 427.2289 | 1009.3893
1862 | 416.609 | 1049.1871 | 416.609 | 1049.1871
1863 | 412.4139 | 1090.2439 | 412.4139 | 1090.2439
1864 | 414.3896 | 1168.3687 | 414.3896 | 1168.3687
1865 | 422.8446 | 1351.9038 | 422.8446 | 1351.9038
1866 | 433.4603 | 1412.768 | 433.4603 | 1412.768
1867 | 468.0507 | 1421.0526 | 468.0507 | 1421.0526
1868 | 524.1795 | 1368.6699 | 524.1795 | 1368.6699
1869 | 556.0658 | 1333.8065 | 556.0658 | 1333.8065
1870 | 583.293 | 1291.9586 | 583.293 | 1291.9586
1871 | 620.3166 | 1235.3025 | 620.3166 | 1235.3025
1872 | 609.3248 | 1163.674 | 609.3248 | 1163.674
1873 | 571.1424 | 1078.2206 | 571.1424 | 1078.2206
1874 | 567.8205 | 1027.2562 | 567.8205 | 1027.2562
1875 | 575.665 | 994.3457 | 575.665 | 994.3457
1876 | 573.3946 | 1010.8071 | 573.3946 | 1010.8071
1877 | 584.2075 | 1041.8707 | 584.2075 | 1041.8707
1878 | 580.9483 | 1013.3289 | 580.9483 | 1013.3289
1879 | 581.5063 | 970.8678 | 581.5063 | 970.8678
1880 | 566.8529 | 914.9298 | 566.8529 | 914.9298
1881 | 544.5709 | 877.1638 | 544.5709 | 877.1638
1882 | 512.5127 | 798.1236 | 512.5127 | 798.1236
1883 | 479.8181 | 729.7679 | 479.8181 | 729.7679
1884 | 446.0434 | 721.838 | 446.0434 | 721.838
1885 | 425.6676 | 757.4677 | 425.6676 | 757.4677
1886 | 413.1519 | 807.8423 | 413.1519 | 807.8423
1887 | 409.351 | 866.1266 | 409.351 | 866.1266
1888 | 411.8869 | 962.4404 | 411.8869 | 962.4404
1889 | 422.4973 | 1183.7958 | 422.4973 | 1183.7958
1890 | 432.4401 | 1259.8041 | 432.4401 | 1259.8041
1891 | 461.8799 | 1253.185 | 461.8799 | 1253.185
1892 | 510.2868 | 1243.1898 | 510.2868 | 1243.1898
1893 | 543.6802 | 1247.9095 | 543.6802 | 1247.9095
1894 | 568.4563 | 1210.3084 | 568.4563 | 1210.3084
1895 | 619.0047 | 1147.2421 | 619.0047 | 1147.2421
1896 | 605.557 | 1035.6299 | 605.557 | 1035.6299
1897 | 570.6529 | 901.619 | 570.6529 | 901.619
1898 | 562.4019 | 790.9594 | 562.4019 | 790.9594
1899 | 561.0467 | 668.7866 | 561.0467 | 668.7866
1900 | 568.8691 | 634.8477 | 568.8691 | 634.8477
1901 | 584.3942 | 625.6871 | 584.3942 | 625.6871
1902 | 581.8274 | 560.9276 | 581.8274 | 560.9276
1903 | 586.4286 | 527.2806 | 586.4286 | 527.2806
1904 | 571.5688 | 525.1884 | 571.5688 | 525.1884
1905 | 546.2402 | 526.044 | 546.2402 | 526.044
1906 | 515.5589 | 454.696 | 515.5589 | 454.696
1907 | 482.3072 | 362.943 | 482.3072 | 362.943
1908 | 452.136 | 309.5005 | 452.136 | 309.5005
1909 | 433.8591 | 298.0151 | 433.8591 | 298.0151
1910 | 420.5655 | 333.3258 | 420.5655 | 333.3258
1911 | 415.1388 | 410.5202 | 415.1388 | 410.5202
1912 | 416.9933 | 631.032 | 416.9933 | 631.032
1913 | 426.1939 | 1054.1491 | 426.1939 | 1054.1491
1914 | 433.0122 | 1263.0893 | 433.0122 | 1263.0893
1915 | 450.3793 | 1329.8672 | 450.3793 | 1329.8672
1916 | 488.3416 | 1336.6188 | 488.3416 | 1336.6188
1917 | 520.3477 | 1352.1557 | 520.3477 | 1352.1557
1918 | 545.1952 | 1328.9776 | 545.1952 | 1328.9776
1919 | 587.593 | 1298.1226 | 587.593 | 1298.1226
1920 | 581.0079 | 1260.869 | 581.0079 | 1260.869
1921 | 551.075 | 1202.0179 | 551.075 | 1202.0179
1922 | 544.4122 | 1159.5471 | 544.4122 | 1159.5471
1923 | 550.2325 | 1133.2071 | 550.2325 | 1133.2071
1924 | 559.7596 | 1169.2998 | 559.7596 | 1169.2998
1925 | 568.0028 | 1194.0333 | 568.0028 | 1194.0333
1926 | 568.1845 | 1177.7511 | 568.1845 | 1177.7511
1927 | 570.0598 | 1156.8444 | 570.0598 | 1156.8444
1928 | 553.7304 | 1149.3035 | 553.7304 | 1149.3035
1929 | 531.9243 | 1149.3578 | 531.9243 | 1149.3578
1930 | 510.3681 | 1107.2564 | 510.3681 | 1107.2564
1931 | 478.9248 | 1065.0224 | 478.9248 | 1065.0224
1932 | 449.6351 | 1055.8906 | 449.6351 | 1055.8906
1933 | 432.6144 | 1068.0429 | 432.6144 | 1068.0429
1934 | 420.5019 | 1091.4946 | 420.5019 | 1091.4946
1935 | 417.242 | 1128.7053 | 417.242 | 1128.7053
1936 | 419.5094 | 1216.4454 | 419.5094 | 1216.4454
1937 | 426.1588 | 1434.3552 | 426.1588 | 1434.3552
1938 | 434.1667 | 1523.5846 | 434.1667 | 1523.5846
1939 | 449.4409 | 1530.5873 | 449.4409 | 1530.5873
1940 | 485.365 | 1500.8806 | 485.365 | 1500.8806
1941 | 518.8575 | 1499.7511 | 518.8575 | 1499.7511
1942 | 544.2193 | 1477.9351 | 544.2193 | 1477.9351
1943 | 589.8662 | 1430.8142 | 589.8662 | 1430.8142
1944 | 575.7499 | 1373.6088 | 575.7499 | 1373.6088
1945 | 552.5548 | 1308.9885 | 552.5548 | 1308.9885
1946 | 545.5995 | 1276.9342 | 545.5995 | 1276.9342
1947 | 547.5999 | 1246.9885 | 547.5999 | 1246.9885
1948 | 559.7272 | 1281.1582 | 559.7272 | 1281.1582
1949 | 577.6301 | 1323.68 | 577.6301 | 1323.68
1950 | 570.5393 | 1318.3753 | 570.5393 | 1318.3753
1951 | 574.8545 | 1308.4461 | 574.8545 | 1308.4461
1952 | 561.6298 | 1299.6231 | 561.6298 | 1299.6231
1953 | 540.1414 | 1288.8602 | 540.1414 | 1288.8602
1954 | 512.0125 | 1241.7108 | 512.0125 | 1241.7108
1955 | 478.7696 | 1186.3358 | 478.7696 | 1186.3358
1956 | 454.0816 | 1166.8675 | 454.0816 | 1166.8675
1957 | 435.1601 | 1138.6354 | 435.1601 | 1138.6354
1958 | 421.824 | 1122.504 | 421.824 | 1122.504
1959 | 418.3199 | 1140.1635 | 418.3199 | 1140.1635
1960 | 419.793 | 1202.7435 | 419.793 | 1202.7435
1961 | 427.241 | 1388.9228 | 427.241 | 1388.9228
1962 | 437.099 | 1445.7005 | 437.099 | 1445.7005
1963 | 463.0668 | 1443.4083 | 463.0668 | 1443.4083
1964 | 506.4546 | 1402.0831 | 506.4546 | 1402.0831
1965 | 539.0074 | 1378.2774 | 539.0074 | 1378.2774
1966 | 566.7262 | 1341.2372 | 566.7262 | 1341.2372
1967 | 609.16 | 1299.9656 | 609.16 | 1299.9656
1968 | 592.5536 | 1243.4813 | 592.5536 | 1243.4813
1969 | 560.8979 | 1171.0886 | 560.8979 | 1171.0886
1970 | 553.8106 | 1107.1435 | 553.8106 | 1107.1435
1971 | 557.8228 | 1032.5666 | 557.8228 | 1032.5666
1972 | 565.5077 | 1009.8456 | 565.5077 | 1009.8456
1973 | 580.9924 | 983.8582 | 580.9924 | 983.8582
1974 | 579.6597 | 965.092 | 579.6597 | 965.092
1975 | 586.1548 | 1009.8099 | 586.1548 | 1009.8099
1976 | 568.7727 | 1095.2974 | 568.7727 | 1095.2974
1977 | 546.1018 | 1168.5084 | 546.1018 | 1168.5084
1978 | 513.2719 | 1158.2978 | 513.2719 | 1158.2978
1979 | 480.1395 | 1141.5444 | 480.1395 | 1141.5444
1980 | 448.2959 | 1156.4509 | 448.2959 | 1156.4509
1981 | 430.4342 | 1187.5133 | 430.4342 | 1187.5133
1982 | 420.1438 | 1211.6061 | 420.1438 | 1211.6061
1983 | 413.8724 | 1244.1694 | 413.8724 | 1244.1694
1984 | 416.8177 | 1325.0986 | 416.8177 | 1325.0986
1985 | 429.4014 | 1530.4284 | 429.4014 | 1530.4284
1986 | 440.3363 | 1596.1003 | 440.3363 | 1596.1003
1987 | 473.9698 | 1597.4939 | 473.9698 | 1597.4939
1988 | 529.8522 | 1566.1848 | 529.8522 | 1566.1848
1989 | 564.34 | 1565.6962 | 564.34 | 1565.6962
1990 | 590.8935 | 1553.8962 | 590.8935 | 1553.8962
1991 | 631.6752 | 1524.0028 | 631.6752 | 1524.0028
1992 | 611.7686 | 1476.9736 | 611.7686 | 1476.9736
1993 | 577.4245 | 1420.6064 | 577.4245 | 1420.6064
1994 | 569.4897 | 1390.4753 | 569.4897 | 1390.4753
1995 | 577.1372 | 1364.9365 | 577.1372 | 1364.9365
1996 | 579.3003 | 1404.9555 | 579.3003 | 1404.9555
1997 | 593.7545 | 1464.144 | 593.7545 | 1464.144
1998 | 600.6381 | 1478.5506 | 600.6381 | 1478.5506
1999 | 598.0546 | 1481.6021 | 598.0546 | 1481.6021
2000 | 578.8951 | 1475.9843 | 578.8951 | 1475.9843
2001 | 552.6935 | 1470.1092 | 552.6935 | 1470.1092
2002 | 521.4546 | 1422.9598 | 521.4546 | 1422.9598
2003 | 482.283 | 1372.3123 | 482.283 | 1372.3123
2004 | 449.4679 | 1367.0266 | 449.4679 | 1367.0266
2005 | 429.5216 | 1364.6758 | 429.5216 | 1364.6758
2006 | 419.0643 | 1369.1372 | 419.0643 | 1369.1372
2007 | 414.9749 | 1388.3192 | 414.9749 | 1388.3192
2008 | 418.2874 | 1451.7806 | 418.2874 | 1451.7806
2009 | 428.1277 | 1645.3316 | 428.1277 | 1645.3316
2010 | 441.4267 | 1702.9907 | 441.4267 | 1702.9907
2011 | 473.398 | 1707.6696 | 473.398 | 1707.6696
2012 | 530.7582 | 1680.4469 | 530.7582 | 1680.4469
2013 | 566.3886 | 1668.3399 | 566.3886 | 1668.3399
2014 | 593.3871 | 1609.9055 | 593.3871 | 1609.9055
2015 | 639.2543 | 1527.3681 | 639.2543 | 1527.3681
2016 | 617.9232 | 1470.323 | 617.9232 | 1470.323
2017 | 583.0087 | 1419.725 | 583.0087 | 1419.725
2018 | 574.2804 | 1388.0714 | 574.2804 | 1388.0714
2019 | 582.998 | 1348.5103 | 582.998 | 1348.5103
2020 | 583.3403 | 1359.9237 | 583.3403 | 1359.9237
2021 | 592.6062 | 1348.76 | 592.6062 | 1348.76
2022 | 594.5942 | 1265.7313 | 594.5942 | 1265.7313
2023 | 597.5637 | 1207.2447 | 597.5637 | 1207.2447
2024 | 573.3203 | 1175.986 | 573.3203 | 1175.986
2025 | 548.0373 | 1212.6587 | 548.0373 | 1212.6587
2026 | 516.3473 | 1222.3199 | 516.3473 | 1222.3199
2027 | 478.1024 | 1177.7622 | 478.1024 | 1177.7622
2028 | 446.1649 | 1153.3259 | 446.1649 | 1153.3259
2029 | 425.6872 | 1164.4365 | 425.6872 | 1164.4365
2030 | 413.1472 | 1194.7792 | 413.1472 | 1194.7792
2031 | 409.8606 | 1224.5381 | 409.8606 | 1224.5381
2032 | 411.0265 | 1295.852 | 411.0265 | 1295.852
2033 | 422.4936 | 1501.2619 | 422.4936 | 1501.2619
2034 | 437.0703 | 1576.3087 | 437.0703 | 1576.3087
2035 | 462.285 | 1589.0805 | 462.285 | 1589.0805
2036 | 519.2886 | 1562.4989 | 519.2886 | 1562.4989
2037 | 554.9906 | 1551.1931 | 554.9906 | 1551.1931
2038 | 582.3173 | 1514.3932 | 582.3173 | 1514.3932
2039 | 625.2264 | 1413.4265 | 625.2264 | 1413.4265
2040 | 610.1043 | 1275.5324 | 610.1043 | 1275.5324
2041 | 569.2682 | 1099.7749 | 569.2682 | 1099.7749
2042 | 562.8955 | 945.2053 | 562.8955 | 945.2053
2043 | 571.7488 | 842.8241 | 571.7488 | 842.8241
2044 | 574.9525 | 835.6478 | 574.9525 | 835.6478
2045 | 583.3572 | 847.7212 | 583.3572 | 847.7212
2046 | 590.1355 | 819.1794 | 590.1355 | 819.1794
2047 | 590.4935 | 801.7983 | 590.4935 | 801.7983
2048 | 569.3783 | 812.5265 | 569.3783 | 812.5265
2049 | 550.1379 | 890.1445 | 550.1379 | 890.1445
2050 | 521.2957 | 950.1259 | 521.2957 | 950.1259
2051 | 482.908 | 912.9399 | 482.908 | 912.9399
2052 | 451.8502 | 912.8625 | 451.8502 | 912.8625
2053 | 429.0887 | 940.3993 | 429.0887 | 940.3993
2054 | 417.4118 | 973.0657 | 417.4118 | 973.0657
2055 | 413.3089 | 1014.6033 | 413.3089 | 1014.6033
2056 | 413.5424 | 1104.9877 | 413.5424 | 1104.9877
2057 | 423.6791 | 1323.0578 | 423.6791 | 1323.0578
2058 | 435.5703 | 1406.1174 | 435.5703 | 1406.1174
2059 | 458.6086 | 1424.418 | 458.6086 | 1424.418
2060 | 508.2943 | 1404.1665 | 508.2943 | 1404.1665
2061 | 542.7406 | 1410.5689 | 542.7406 | 1410.5689
2062 | 568.239 | 1400.4516 | 568.239 | 1400.4516
2063 | 605.7494 | 1338.4269 | 605.7494 | 1338.4269
2064 | 597.8636 | 1215.5167 | 597.8636 | 1215.5167
2065 | 569.3299 | 1050.256 | 569.3299 | 1050.256
2066 | 564.763 | 942.3207 | 564.763 | 942.3207
2067 | 570.8494 | 856.1253 | 570.8494 | 856.1253
2068 | 577.0037 | 864.0932 | 577.0037 | 864.0932
2069 | 586.1089 | 921.1983 | 586.1089 | 921.1983
2070 | 591.7386 | 955.076 | 591.7386 | 955.076
2071 | 588.8383 | 982.4864 | 588.8383 | 982.4864
2072 | 564.6859 | 986.4037 | 564.6859 | 986.4037
2073 | 543.9078 | 973.4774 | 543.9078 | 973.4774
2074 | 518.7871 | 929.6132 | 518.7871 | 929.6132
2075 | 480.7925 | 902.0426 | 480.7925 | 902.0426
2076 | 448.2789 | 903.8081 | 448.2789 | 903.8081
2077 | 428.5737 | 926.6975 | 428.5737 | 926.6975
2078 | 416.5721 | 949.1877 | 416.5721 | 949.1877
2079 | 411.3804 | 981.9112 | 411.3804 | 981.9112
2080 | 411.7783 | 1066.0456 | 411.7783 | 1066.0456
2081 | 421.7793 | 1277.3048 | 421.7793 | 1277.3048
2082 | 433.087 | 1353.7138 | 433.087 | 1353.7138
2083 | 447.4537 | 1363.9215 | 447.4537 | 1363.9215
2084 | 485.6422 | 1311.5388 | 485.6422 | 1311.5388
2085 | 523.4356 | 1269.6242 | 523.4356 | 1269.6242
2086 | 550.2486 | 1225.0519 | 550.2486 | 1225.0519
2087 | 587.7765 | 1218.2353 | 587.7765 | 1218.2353
2088 | 580.2306 | 1175.2124 | 580.2306 | 1175.2124
2089 | 557.5738 | 1129.4222 | 557.5738 | 1129.4222
2090 | 546.3588 | 1134.1466 | 546.3588 | 1134.1466
2091 | 550.7884 | 1156.364 | 550.7884 | 1156.364
2092 | 556.4252 | 1236.6872 | 556.4252 | 1236.6872
2093 | 569.0521 | 1315.0262 | 569.0521 | 1315.0262
2094 | 565.404 | 1314.8496 | 565.404 | 1314.8496
2095 | 567.6478 | 1299.0711 | 567.6478 | 1299.0711
2096 | 550.3421 | 1285.6809 | 550.3421 | 1285.6809
2097 | 531.8466 | 1264.1008 | 531.8466 | 1264.1008
2098 | 505.8657 | 1199.0027 | 505.8657 | 1199.0027
2099 | 474.586 | 1147.7944 | 474.586 | 1147.7944
2100 | 445.0856 | 1135.2972 | 445.0856 | 1135.2972
2101 | 427.7165 | 1135.5104 | 427.7165 | 1135.5104
2102 | 414.8641 | 1139.4911 | 414.8641 | 1139.4911
2103 | 411.6139 | 1169.1698 | 411.6139 | 1169.1698
2104 | 412.2434 | 1247.6952 | 412.2434 | 1247.6952
2105 | 422.676 | 1446.5347 | 422.676 | 1446.5347
2106 | 431.8245 | 1509.9629 | 431.8245 | 1509.9629
2107 | 447.3836 | 1524.6578 | 447.3836 | 1524.6578
2108 | 481.8505 | 1508.4928 | 481.8505 | 1508.4928
2109 | 515.809 | 1497.5075 | 515.809 | 1497.5075
2110 | 541.2333 | 1457.9032 | 541.2333 | 1457.9032
2111 | 586.687 | 1401.1669 | 586.687 | 1401.1669
2112 | 576.9929 | 1307.3431 | 576.9929 | 1307.3431
2113 | 551.1309 | 1223.8928 | 551.1309 | 1223.8928
2114 | 545.8718 | 1166.6784 | 545.8718 | 1166.6784
2115 | 548.5032 | 1086.9734 | 548.5032 | 1086.9734
2116 | 562.7389 | 1074.108 | 562.7389 | 1074.108
2117 | 576.6878 | 1100.364 | 576.6878 | 1100.364
2118 | 574.8181 | 1095.2195 | 574.8181 | 1095.2195
2119 | 577.4786 | 1108.1267 | 577.4786 | 1108.1267
2120 | 554.7947 | 1144.8163 | 554.7947 | 1144.8163
2121 | 534.3211 | 1214.5818 | 534.3211 | 1214.5818
2122 | 507.3201 | 1225.0442 | 507.3201 | 1225.0442
2123 | 476.27 | 1213.7395 | 476.27 | 1213.7395
2124 | 443.9893 | 1203.566 | 443.9893 | 1203.566
2125 | 423.6335 | 1194.4043 | 423.6335 | 1194.4043
2126 | 413.0096 | 1194.8594 | 413.0096 | 1194.8594
2127 | 408.3613 | 1213.1599 | 408.3613 | 1213.1599
2128 | 409.2817 | 1292.6469 | 409.2817 | 1292.6469
2129 | 419.4393 | 1502.2234 | 419.4393 | 1502.2234
2130 | 428.1182 | 1585.6837 | 428.1182 | 1585.6837
2131 | 455.1762 | 1609.5131 | 455.1762 | 1609.5131
2132 | 494.2061 | 1587.3385 | 494.2061 | 1587.3385
2133 | 527.1141 | 1572.3468 | 527.1141 | 1572.3468
2134 | 564.3053 | 1536.6688 | 564.3053 | 1536.6688
2135 | 600.898 | 1500.8458 | 600.898 | 1500.8458
2136 | 593.3188 | 1455.5795 | 593.3188 | 1455.5795
2137 | 560.2569 | 1403.0585 | 560.2569 | 1403.0585
2138 | 554.6881 | 1379.8984 | 554.6881 | 1379.8984
2139 | 561.638 | 1365.1769 | 561.638 | 1365.1769
2140 | 572.4182 | 1406.1574 | 572.4182 | 1406.1574
2141 | 595.8004 | 1455.0895 | 595.8004 | 1455.0895
2142 | 596.1411 | 1452.429 | 596.1411 | 1452.429
2143 | 587.0822 | 1447.3876 | 587.0822 | 1447.3876
2144 | 563.3899 | 1444.8947 | 563.3899 | 1444.8947
2145 | 545.4552 | 1429.1639 | 545.4552 | 1429.1639
2146 | 511.673 | 1361.2614 | 511.673 | 1361.2614
2147 | 477.1257 | 1295.7903 | 477.1257 | 1295.7903
2148 | 445.9011 | 1267.1875 | 445.9011 | 1267.1875
2149 | 425.4429 | 1255.6219 | 425.4429 | 1255.6219
2150 | 412.4513 | 1256.4776 | 412.4513 | 1256.4776
2151 | 412.6055 | 1279.7461 | 412.6055 | 1279.7461
2152 | 412.3588 | 1356.2683 | 412.3588 | 1356.2683
2153 | 421.4663 | 1560.3962 | 421.4663 | 1560.3962
2154 | 440.6525 | 1635.6032 | 440.6525 | 1635.6032
2155 | 476.5429 | 1651.4199 | 476.5429 | 1651.4199
2156 | 531.523 | 1631.0081 | 531.523 | 1631.0081
2157 | 565.3735 | 1626.1927 | 565.3735 | 1626.1927
2158 | 589.3347 | 1601.1716 | 589.3347 | 1601.1716
2159 | 637.267 | 1573.682 | 637.267 | 1573.682
2160 | 616.7347 | 1536.4284 | 616.7347 | 1536.4284
2161 | 579.3662 | 1492.6413 | 579.3662 | 1492.6413
2162 | 570.9869 | 1476.853 | 570.9869 | 1476.853
2163 | 576.2646 | 1466.6988 | 576.2646 | 1466.6988
2164 | 582.2688 | 1521.1408 | 582.2688 | 1521.1408
2165 | 595.9963 | 1569.9126 | 595.9963 | 1569.9126
2166 | 608.988 | 1550.906 | 608.988 | 1550.906
2167 | 599.0899 | 1530.4801 | 599.0899 | 1530.4801
2168 | 578.4074 | 1523.9007 | 578.4074 | 1523.9007
2169 | 554.0627 | 1515.6218 | 554.0627 | 1515.6218
2170 | 523.5438 | 1457.4147 | 523.5438 | 1457.4147
2171 | 481.4066 | 1400.0365 | 481.4066 | 1400.0365
2172 | 451.8451 | 3939.0753 | 451.8451 | 3939.0753
2173 | 428.8145 | 3963.3775 | 428.8145 | 3963.3775
2174 | 416.3175 | 3954.8539 | 416.3175 | 3954.8539
2175 | 413.3805 | 3934.2597 | 413.3805 | 3934.2597
2176 | 413.9324 | 4007.9432 | 413.9324 | 4007.9432
2177 | 425.8741 | 4279.1997 | 425.8741 | 4279.1997
2178 | 444.5077 | 4494.2185 | 444.5077 | 4494.2185
2179 | 475.2846 | 4564.4757 | 475.2846 | 4564.4757
2180 | 527.5166 | 4524.4529 | 527.5166 | 4524.4529
2181 | 566.0211 | 4464.5125 | 566.0211 | 4464.5125
2182 | 588.0306 | 4438.4708 | 588.0306 | 4438.4708
2183 | 638.2966 | 4403.9444 | 638.2966 | 4403.9444
2184 | 620.3597 | 4278.9573 | 620.3597 | 4278.9573
2185 | 571.9513 | 4080.7602 | 571.9513 | 4080.7602
2186 | 573.4569 | 3941.3523 | 573.4569 | 3941.3523
2187 | 585.0921 | 3853.1132 | 585.0921 | 3853.1132
2188 | 587.3943 | 3842.5268 | 587.3943 | 3842.5268
2189 | 605.9586 | 3838.7835 | 605.9586 | 3838.7835
2190 | 621.4089 | 3816.2656 | 621.4089 | 3816.2656
2191 | 611.536 | 3819.9363 | 611.536 | 3819.9363
2192 | 579.3734 | 3869.1212 | 579.3734 | 3869.1212
2193 | 560.8168 | 3967.8573 | 560.8168 | 3967.8573
2194 | 527.133 | 4027.9232 | 527.133 | 4027.9232
2195 | 492.2971 | 4012.7242 | 492.2971 | 4012.7242
2196 | 460.5153 | 4007.6401 | 460.5153 | 4007.6401
2197 | 437.1699 | 3998.0062 | 437.1699 | 3998.0062
2198 | 423.0958 | 3972.1683 | 423.0958 | 3972.1683
2199 | 417.9444 | 3965.6564 | 417.9444 | 3965.6564
2200 | 417.7605 | 4016.7158 | 417.7605 | 4016.7158
2201 | 429.1797 | 4207.8645 | 429.1797 | 4207.8645
2202 | 446.4575 | 4273.0566 | 446.4575 | 4273.0566
2203 | 477.1778 | 4283.2907 | 477.1778 | 4283.2907
2204 | 530.0216 | 4255.5034 | 530.0216 | 4255.5034
2205 | 563.9047 | 4240.5803 | 563.9047 | 4240.5803
2206 | 588.4421 | 4207.6128 | 588.4421 | 4207.6128
2207 | 636.4244 | 4078.8964 | 636.4244 | 4078.8964
2208 | 620.3846 | 3904.0439 | 620.3846 | 3904.0439
2209 | 580.9983 | 3783.646 | 580.9983 | 3783.646
2210 | 580.1698 | 3733.3492 | 580.1698 | 3733.3492
2211 | 588.0993 | 3756.3837 | 588.0993 | 3756.3837
2212 | 591.3666 | 3846.9131 | 591.3666 | 3846.9131
2213 | 618.1528 | 3906.6558 | 618.1528 | 3906.6558
2214 | 632.135 | 3939.7746 | 632.135 | 3939.7746
2215 | 612.0478 | 3999.0821 | 612.0478 | 3999.0821
2216 | 582.0686 | 4079.4328 | 582.0686 | 4079.4328
2217 | 549.6148 | 4139.8465 | 549.6148 | 4139.8465
2218 | 511.201 | 4119.5738 | 511.201 | 4119.5738
2219 | 474.2283 | 4075.9793 | 474.2283 | 4075.9793
2220 | 444.4041 | 4072.2804 | 444.4041 | 4072.2804
2221 | 425.1303 | 4082.5002 | 425.1303 | 4082.5002
2222 | 413.2634 | 4088.2899 | 413.2634 | 4088.2899
2223 | 410.6938 | 4126.1027 | 410.6938 | 4126.1027
2224 | 411.0313 | 4193.7839 | 411.0313 | 4193.7839
2225 | 421.9188 | 4393.2435 | 421.9188 | 4393.2435
2226 | 436.2499 | 4462.1292 | 436.2499 | 4462.1292
2227 | 460.2158 | 4461.7439 | 460.2158 | 4461.7439
2228 | 503.6829 | 4427.9543 | 503.6829 | 4427.9543
2229 | 536.3126 | 4426.421 | 536.3126 | 4426.421
2230 | 558.9117 | 4414.4615 | 558.9117 | 4414.4615
2231 | 607.9356 | 4375.3181 | 607.9356 | 4375.3181
2232 | 594.6492 | 4293.5014 | 594.6492 | 4293.5014
2233 | 558.4704 | 4221.8144 | 558.4704 | 4221.8144
2234 | 560.6314 | 4191.8332 | 560.6314 | 4191.8332
2235 | 578.4287 | 4170.0812 | 578.4287 | 4170.0812
2236 | 581.0708 | 4176.3475 | 581.0708 | 4176.3475
2237 | 602.9797 | 4191.5345 | 602.9797 | 4191.5345
2238 | 614.2295 | 4171.0943 | 614.2295 | 4171.0943
2239 | 599.9251 | 4166.4541 | 599.9251 | 4166.4541
2240 | 572.0986 | 4186.0892 | 572.0986 | 4186.0892
2241 | 547.736 | 4226.4182 | 547.736 | 4226.4182
2242 | 519.6808 | 4221.613 | 519.6808 | 4221.613
2243 | 484.394 | 4163.9362 | 484.394 | 4163.9362
2244 | 458.1501 | 4139.2292 | 458.1501 | 4139.2292
2245 | 435.8455 | 4139.2913 | 435.8455 | 4139.2913
2246 | 422.238 | 4122.9186 | 422.238 | 4122.9186
2247 | 417.3969 | 4128.873 | 417.3969 | 4128.873
2248 | 417.7338 | 4169.5438 | 417.7338 | 4169.5438
2249 | 427.236 | 4316.3678 | 427.236 | 4316.3678
2250 | 443.0151 | 4308.6087 | 443.0151 | 4308.6087
2251 | 463.4377 | 4268.7467 | 463.4377 | 4268.7467
2252 | 500.3147 | 4219.4895 | 500.3147 | 4219.4895
2253 | 531.7666 | 4201.7962 | 531.7666 | 4201.7962
2254 | 558.985 | 4170.6755 | 558.985 | 4170.6755
2255 | 603.0096 | 4105.2142 | 603.0096 | 4105.2142
2256 | 601.2878 | 4020.3964 | 601.2878 | 4020.3964
2257 | 569.3104 | 3944.3231 | 569.3104 | 3944.3231
2258 | 563.8762 | 3904.1841 | 563.8762 | 3904.1841
2259 | 560.8201 | 3869.9659 | 560.8201 | 3869.9659
2260 | 573.5678 | 3900.0105 | 573.5678 | 3900.0105
2261 | 590.14 | 3942.4388 | 590.14 | 3942.4388
2262 | 604.77 | 3962.6295 | 604.77 | 3962.6295
2263 | 591.2026 | 3996.0809 | 591.2026 | 3996.0809
2264 | 564.8075 | 4050.3447 | 564.8075 | 4050.3447
2265 | 536.8888 | 4106.6029 | 536.8888 | 4106.6029
2266 | 512.7926 | 4090.024 | 512.7926 | 4090.024
2267 | 480.7773 | 4060.2809 | 480.7773 | 4060.2809
2268 | 452.6378 | 4039.7294 | 452.6378 | 4039.7294
2269 | 435.3535 | 4009.0874 | 435.3535 | 4009.0874
2270 | 421.9536 | 3980.0175 | 421.9536 | 3980.0175
2271 | 417.3359 | 3979.7388 | 417.3359 | 3979.7388
2272 | 416.0571 | 4043.7262 | 416.0571 | 4043.7262
2273 | 424.692 | 4239.9538 | 424.692 | 4239.9538
2274 | 437.6635 | 4300.9904 | 437.6635 | 4300.9904
2275 | 459.5147 | 4312.3788 | 459.5147 | 4312.3788
2276 | 496.237 | 4284.8224 | 496.237 | 4284.8224
2277 | 525.9557 | 4264.8204 | 525.9557 | 4264.8204
2278 | 547.8402 | 4211.3065 | 547.8402 | 4211.3065
2279 | 591.9214 | 4143.0749 | 591.9214 | 4143.0749
2280 | 586.9018 | 4027.553 | 586.9018 | 4027.553
2281 | 554.7409 | 3906.2315 | 554.7409 | 3906.2315
2282 | 550.9425 | 3812.5335 | 550.9425 | 3812.5335
2283 | 557.6484 | 3769.3118 | 557.6484 | 3769.3118
2284 | 570.0443 | 3819.6719 | 570.0443 | 3819.6719
2285 | 591.0863 | 3909.4261 | 591.0863 | 3909.4261
2286 | 604.7268 | 3924.9997 | 604.7268 | 3924.9997
2287 | 589.6874 | 3907.4315 | 589.6874 | 3907.4315
2288 | 566.6047 | 3867.9669 | 566.6047 | 3867.9669
2289 | 540.4985 | 3793.3287 | 540.4985 | 3793.3287
2290 | 515.0408 | 3643.0829 | 515.0408 | 3643.0829
2291 | 482.3552 | 3536.4642 | 482.3552 | 3536.4642
2292 | 454.8894 | 3492.8268 | 454.8894 | 3492.8268
2293 | 434.3471 | 3491.7346 | 434.3471 | 3491.7346
2294 | 422.201 | 3483.2111 | 422.201 | 3483.2111
2295 | 418.1466 | 3492.1667 | 418.1466 | 3492.1667
2296 | 419.1696 | 3548.5358 | 419.1696 | 3548.5358
2297 | 424.8238 | 3720.2925 | 424.8238 | 3720.2925
2298 | 440.6988 | 3775.5576 | 440.6988 | 3775.5576
2299 | 463.657 | 3790.4089 | 463.657 | 3790.4089
2300 | 499.0869 | 3791.9406 | 499.0869 | 3791.9406
2301 | 529.903 | 3823.1891 | 529.903 | 3823.1891
2302 | 557.1387 | 3822.7725 | 557.1387 | 3822.7725
2303 | 600.0312 | 3825.1835 | 600.0312 | 3825.1835
2304 | 591.4031 | 3783.0744 | 591.4031 | 3783.0744
2305 | 567.437 | 3709.3097 | 567.437 | 3709.3097
2306 | 562.3207 | 3656.4735 | 562.3207 | 3656.4735
2307 | 565.1987 | 3616.4838 | 565.1987 | 3616.4838
2308 | 570.5843 | 3656.2244 | 570.5843 | 3656.2244
2309 | 593.6823 | 3712.2733 | 593.6823 | 3712.2733
2310 | 611.4198 | 3705.6846 | 611.4198 | 3705.6846
2311 | 598.4641 | 3683.4992 | 598.4641 | 3683.4992
2312 | 567.5171 | 3653.0381 | 567.5171 | 3653.0381
2313 | 544.9643 | 3657.5842 | 544.9643 | 3657.5842
2314 | 516.3367 | 3604.9914 | 516.3367 | 3604.9914
2315 | 478.0265 | 3550.7774 | 478.0265 | 3550.7774
2316 | 447.3099 | 3545.4624 | 447.3099 | 3545.4624
2317 | 427.585 | 3532.8274 | 427.585 | 3532.8274
2318 | 414.6417 | 3490.5985 | 414.6417 | 3490.5985
2319 | 411.3682 | 3519.1771 | 411.3682 | 3519.1771
2320 | 413.8321 | 3614.3304 | 413.8321 | 3614.3304
2321 | 424.6311 | 3906.1332 | 424.6311 | 3906.1332
2322 | 446.7295 | 4136.8503 | 446.7295 | 4136.8503
2323 | 476.358 | 4231.8094 | 476.358 | 4231.8094
2324 | 526.1146 | 4186.4769 | 526.1146 | 4186.4769
2325 | 563.3571 | 4173.4006 | 563.3571 | 4173.4006
2326 | 591.7831 | 4078.1015 | 591.7831 | 4078.1015
2327 | 638.812 | 3877.3574 | 638.812 | 3877.3574
2328 | 626.4299 | 3658.1802 | 626.4299 | 3658.1802
2329 | 592.5099 | 3398.8057 | 592.5099 | 3398.8057
2330 | 584.7917 | 3151.3563 | 584.7917 | 3151.3563
2331 | 591.9968 | 2954.1522 | 591.9968 | 2954.1522
2332 | 597.3149 | 2891.8536 | 597.3149 | 2891.8536
2333 | 620.4464 | 2886.9561 | 620.4464 | 2886.9561
2334 | 634.741 | 2900.6828 | 634.741 | 2900.6828
2335 | 611.3415 | 2953.0646 | 611.3415 | 2953.0646
2336 | 582.4809 | 3040.3411 | 582.4809 | 3040.3411
2337 | 562.4583 | 3168.627 | 562.4583 | 3168.627
2338 | 529.6213 | 3226.846 | 529.6213 | 3226.846
2339 | 490.5316 | 3228.2688 | 490.5316 | 3228.2688
2340 | 456.3121 | 3248.1174 | 456.3121 | 3248.1174
2341 | 438.4777 | 3289.9648 | 438.4777 | 3289.9648
2342 | 425.5723 | 3343.7729 | 425.5723 | 3343.7729
2343 | 421.4728 | 3414.3676 | 421.4728 | 3414.3676
2344 | 422.0259 | 3529.6055 | 422.0259 | 3529.6055
2345 | 432.5208 | 3760.6926 | 432.5208 | 3760.6926
2346 | 452.2899 | 3851.7407 | 452.2899 | 3851.7407
2347 | 484.34 | 3876.9807 | 484.34 | 3876.9807
2348 | 533.0575 | 3859.582 | 533.0575 | 3859.582
2349 | 570.6992 | 3860.3572 | 570.6992 | 3860.3572
2350 | 594.4842 | 3843.7806 | 594.4842 | 3843.7806
2351 | 638.3789 | 3825.6452 | 638.3789 | 3825.6452
2352 | 626.0743 | 3799.927 | 626.0743 | 3799.927
2353 | 594.8482 | 3796.8049 | 594.8482 | 3796.8049
2354 | 582.9103 | 3809.9941 | 582.9103 | 3809.9941
2355 | 590.4602 | 3803.9405 | 590.4602 | 3803.9405
2356 | 595.4602 | 3852.9154 | 595.4602 | 3852.9154
2357 | 619.7885 | 3910.1186 | 619.7885 | 3910.1186
2358 | 633.4208 | 3923.8454 | 633.4208 | 3923.8454
2359 | 617.1965 | 3937.2121 | 617.1965 | 3937.2121
2360 | 592.7609 | 3946.6895 | 592.7609 | 3946.6895
2361 | 569.0187 | 3923.3017 | 569.0187 | 3923.3017
2362 | 537.2906 | 3819.4584 | 537.2906 | 3819.4584
2363 | 500.4676 | 3737.7723 | 500.4676 | 3737.7723
2364 | 465.1414 | 3691.1338 | 465.1414 | 3691.1338
2365 | 446.6547 | 3659.3375 | 446.6547 | 3659.3375
2366 | 432.7327 | 3636.7316 | 432.7327 | 3636.7316
2367 | 429.3034 | 3646.8416 | 429.3034 | 3646.8416
2368 | 430.0536 | 3710.829 | 430.0536 | 3710.829
2369 | 439.2877 | 3864.3479 | 439.2877 | 3864.3479
2370 | 457.6543 | 3887.9854 | 457.6543 | 3887.9854
2371 | 488.2849 | 3895.4493 | 488.2849 | 3895.4493
2372 | 539.6904 | 3899.9821 | 539.6904 | 3899.9821
2373 | 571.0507 | 3932.6157 | 571.0507 | 3932.6157
2374 | 598.332 | 3927.1203 | 598.332 | 3927.1203
2375 | 635.415 | 3894.6717 | 635.415 | 3894.6717
2376 | 626.6886 | 3798.5419 | 626.6886 | 3798.5419
2377 | 597.7738 | 3774.1808 | 597.7738 | 3774.1808
2378 | 594.416 | 3767.2853 | 594.416 | 3767.2853
2379 | 597.3918 | 3702.1321 | 597.3918 | 3702.1321
2380 | 604.7919 | 3610.2837 | 604.7919 | 3610.2837
2381 | 621.7306 | 3534.9744 | 621.7306 | 3534.9744
2382 | 634.9169 | 3448.9705 | 634.9169 | 3448.9705
2383 | 615.1758 | 3368.3781 | 615.1758 | 3368.3781
2384 | 586.1148 | 3392.6303 | 586.1148 | 3392.6303
2385 | 561.3944 | 3668.8962 | 561.3944 | 3668.8962
2386 | 533.9875 | 3664.5527 | 533.9875 | 3664.5527
2387 | 499.8924 | 3625.8062 | 499.8924 | 3625.8062
2388 | 472.5577 | 3623.9542 | 472.5577 | 3623.9542
2389 | 452.8178 | 3658.645 | 452.8178 | 3658.645
2390 | 439.5561 | 3691.6758 | 439.5561 | 3691.6758
2391 | 433.8079 | 3714.0212 | 433.8079 | 3714.0212
2392 | 434.1047 | 3752.1526 | 434.1047 | 3752.1526
2393 | 444.893 | 3910.9812 | 444.893 | 3910.9812
2394 | 461.3053 | 3957.9354 | 461.3053 | 3957.9354
2395 | 476.4411 | 3906.7613 | 476.4411 | 3906.7613
2396 | 515.7201 | 3788.016 | 515.7201 | 3788.016
2397 | 550.7279 | 3649.353 | 550.7279 | 3649.353
2398 | 579.4056 | 3483.873 | 579.4056 | 3483.873
2399 | 618.1618 | 3340.6126 | 618.1618 | 3340.6126
2400 | 611.6069 | 3164.375 | 611.6069 | 3164.375
2401 | 585.4427 | 3018.1209 | 585.4427 | 3018.1209
2402 | 581.2765 | 2867.8626 | 581.2765 | 2867.8626
2403 | 582.8024 | 2625.4105 | 582.8024 | 2625.4105
2404 | 588.8772 | 2457.8406 | 588.8772 | 2457.8406
2405 | 602.1967 | 2333.8203 | 602.1967 | 2333.8203
2406 | 623.9837 | 2223.1146 | 623.9837 | 2223.1146
2407 | 607.7969 | 2179.9212 | 607.7969 | 2179.9212
2408 | 579.1462 | 2251.9611 | 579.1462 | 2251.9611
2409 | 555.8295 | 2371.9361 | 555.8295 | 2371.9361
2410 | 533.3513 | 2317.7273 | 533.3513 | 2317.7273
2411 | 501.647 | 2260.743 | 501.647 | 2260.743
2412 | 472.5796 | 2311.7574 | 472.5796 | 2311.7574
2413 | 449.7462 | 2349.2185 | 449.7462 | 2349.2185
2414 | 440.6456 | 2405.3352 | 440.6456 | 2405.3352
2415 | 434.6338 | 2545.4181 | 434.6338 | 2545.4181
2416 | 435.1106 | 2770.0827 | 435.1106 | 2770.0827
2417 | 443.1136 | 3101.824 | 443.1136 | 3101.824
2418 | 455.8648 | 3204.8767 | 455.8648 | 3204.8767
2419 | 471.0065 | 3245.5841 | 471.0065 | 3245.5841
2420 | 498.6632 | 3273.2027 | 498.6632 | 3273.2027
2421 | 531.6234 | 3306.0672 | 531.6234 | 3306.0672
2422 | 561.4569 | 3312.5764 | 561.4569 | 3312.5764
2423 | 601.6564 | 3310.3702 | 601.6564 | 3310.3702
2424 | 595.8147 | 3289.5 | 595.8147 | 3289.5
2425 | 571.8935 | 3252.9035 | 571.8935 | 3252.9035
2426 | 566.3382 | 3217.8433 | 566.3382 | 3217.8433
2427 | 569.797 | 3156.153 | 569.797 | 3156.153
2428 | 573.146 | 3155.0317 | 573.146 | 3155.0317
2429 | 591.0402 | 3165.3708 | 591.0402 | 3165.3708
2430 | 608.7369 | 3132.9259 | 608.7369 | 3132.9259
2431 | 598.76 | 3109.3554 | 598.76 | 3109.3554
2432 | 570.6299 | 3129.914 | 570.6299 | 3129.914
2433 | 546.3878 | 3192.6362 | 546.3878 | 3192.6362
2434 | 523.8761 | 3192.4482 | 523.8761 | 3192.4482
2435 | 495.413 | 3182.7897 | 495.413 | 3182.7897
2436 | 469.1433 | 3173.3194 | 469.1433 | 3173.3194
2437 | 450.9758 | 3145.9094 | 450.9758 | 3145.9094
2438 | 438.0006 | 3144.3116 | 438.0006 | 3144.3116
2439 | 433.1515 | 3165.0409 | 433.1515 | 3165.0409
2440 | 433.6652 | 3253.9611 | 433.6652 | 3253.9611
2441 | 440.6788 | 3479.5076 | 440.6788 | 3479.5076
2442 | 453.1963 | 3591.1021 | 453.1963 | 3591.1021
2443 | 463.6311 | 3643.1215 | 463.6311 | 3643.1215
2444 | 485.1012 | 3616.9502 | 485.1012 | 3616.9502
2445 | 514.98 | 3577.787 | 514.98 | 3577.787
2446 | 544.2912 | 3535.8161 | 544.2912 | 3535.8161
2447 | 587.3549 | 3525.0681 | 587.3549 | 3525.0681
2448 | 582.4552 | 3419.473 | 582.4552 | 3419.473
2449 | 564.8791 | 3276.9127 | 564.8791 | 3276.9127
2450 | 559.3813 | 3167.0546 | 559.3813 | 3167.0546
2451 | 560.3387 | 3009.0964 | 560.3387 | 3009.0964
2452 | 573.0548 | 2848.9141 | 573.0548 | 2848.9141
2453 | 590.8435 | 2706.1943 | 590.8435 | 2706.1943
2454 | 601.1198 | 2545.3924 | 601.1198 | 2545.3924
2455 | 586.5946 | 2503.5841 | 586.5946 | 2503.5841
2456 | 571.48 | 2723.1422 | 571.48 | 2723.1422
2457 | 547.2316 | 3137.2303 | 547.2316 | 3137.2303
2458 | 521.9937 | 3212.5328 | 521.9937 | 3212.5328
2459 | 491.7315 | 3292.909 | 491.7315 | 3292.909
2460 | 463.8235 | 3430.4952 | 463.8235 | 3430.4952
2461 | 445.7297 | 3597.9293 | 445.7297 | 3597.9293
2462 | 432.2447 | 3757.7012 | 432.2447 | 3757.7012
2463 | 425.6414 | 3877.4687 | 425.6414 | 3877.4687
2464 | 427.1265 | 4025.0267 | 427.1265 | 4025.0267
2465 | 434.0981 | 4312.6741 | 434.0981 | 4312.6741
2466 | 451.4164 | 4474.8264 | 451.4164 | 4474.8264
2467 | 470.9627 | 4570.7089 | 470.9627 | 4570.7089
2468 | 498.9662 | 4642.6522 | 498.9662 | 4642.6522
2469 | 528.9977 | 4726.7672 | 528.9977 | 4726.7672
2470 | 554.1036 | 4756.1314 | 554.1036 | 4756.1314
2471 | 597.4916 | 4704.7524 | 597.4916 | 4704.7524
2472 | 586.1499 | 4420.4733 | 586.1499 | 4420.4733
2473 | 566.2361 | 4219.0441 | 566.2361 | 4219.0441
2474 | 563.5102 | 4055.8578 | 563.5102 | 4055.8578
2475 | 572.4037 | 3889.3579 | 572.4037 | 3889.3579
2476 | 582.3891 | 3813.9004 | 582.3891 | 3813.9004
2477 | 601.8332 | 3778.5296 | 601.8332 | 3778.5296
2478 | 613.0297 | 3735.927 | 613.0297 | 3735.927
2479 | 593.4022 | 3737.0583 | 593.4022 | 3737.0583
2480 | 570.7979 | 3870.5064 | 570.7979 | 3870.5064
2481 | 550.9067 | 4251.5818 | 550.9067 | 4251.5818
2482 | 524.2395 | 4336.8112 | 524.2395 | 4336.8112
2483 | 490.2899 | 4339.3882 | 490.2899 | 4339.3882
2484 | 461.0853 | 4358.3134 | 461.0853 | 4358.3134
2485 | 444.4612 | 4378.2293 | 444.4612 | 4378.2293
2486 | 431.79 | 4387.9435 | 431.79 | 4387.9435
2487 | 425.1693 | 4404.5175 | 425.1693 | 4404.5175
2488 | 427.7248 | 4480.7404 | 427.7248 | 4480.7404
2489 | 437.3208 | 4689.6652 | 437.3208 | 4689.6652
2490 | 456.8191 | 4763.1681 | 456.8191 | 4763.1681
2491 | 484.0394 | 4767.8616 | 484.0394 | 4767.8616
2492 | 528.5848 | 4720.4514 | 528.5848 | 4720.4514
2493 | 557.4916 | 4673.439 | 557.4916 | 4673.439
2494 | 593.9255 | 4587.1433 | 593.9255 | 4587.1433
2495 | 640.2013 | 4457.0418 | 640.2013 | 4457.0418
2496 | 627.0293 | 4204.3902 | 627.0293 | 4204.3902
2497 | 601.5645 | 3959.3289 | 601.5645 | 3959.3289
2498 | 593.6558 | 3765.4385 | 593.6558 | 3765.4385
2499 | 602.2939 | 3645.341 | 602.2939 | 3645.341
2500 | 611.0392 | 3604.7431 | 611.0392 | 3604.7431
2501 | 631.6534 | 3573.5277 | 631.6534 | 3573.5277
2502 | 634.3544 | 3509.4553 | 634.3544 | 3509.4553
2503 | 614.5948 | 3490.0402 | 614.5948 | 3490.0402
2504 | 588.4264 | 3567.8516 | 588.4264 | 3567.8516
2505 | 566.9317 | 3695.9066 | 566.9317 | 3695.9066
2506 | 537.2336 | 3684.4065 | 537.2336 | 3684.4065
2507 | 497.2452 | 3658.1263 | 497.2452 | 3658.1263
2508 | 465.7801 | 3648.1942 | 465.7801 | 3648.1942
2509 | 442.8799 | 3664.1856 | 442.8799 | 3664.1856
2510 | 430.0935 | 3694.677 | 430.0935 | 3694.677
2511 | 426.0126 | 3721.1778 | 426.0126 | 3721.1778
2512 | 431.1596 | 3784.011 | 431.1596 | 3784.011
2513 | 439.7274 | 3993.6283 | 439.7274 | 3993.6283
2514 | 458.1802 | 4054.6649 | 458.1802 | 4054.6649
2515 | 496.2914 | 4066.9768 | 496.2914 | 4066.9768
2516 | 547.0023 | 4041.2672 | 547.0023 | 4041.2672
2517 | 584.0809 | 4089.1375 | 584.0809 | 4089.1375
2518 | 611.2102 | 4128.4285 | 611.2102 | 4128.4285
2519 | 659.2465 | 4121.6051 | 659.2465 | 4121.6051
2520 | 647.1328 | 3983.2282 | 647.1328 | 3983.2282
2521 | 612.4376 | 3776.9511 | 612.4376 | 3776.9511
2522 | 613.2166 | 3547.7394 | 613.2166 | 3547.7394
2523 | 614.0951 | 3329.7582 | 614.0951 | 3329.7582
2524 | 615.5429 | 3200.5108 | 615.5429 | 3200.5108
2525 | 646.5279 | 3152.4427 | 646.5279 | 3152.4427
2526 | 663.8635 | 3111.2253 | 663.8635 | 3111.2253
2527 | 642.1717 | 3136.8275 | 642.1717 | 3136.8275
2528 | 609.1967 | 3263.5807 | 609.1967 | 3263.5807
2529 | 583.7431 | 3400.6392 | 583.7431 | 3400.6392
2530 | 552.69 | 3415.6878 | 552.69 | 3415.6878
2531 | 515.5983 | 3434.4249 | 515.5983 | 3434.4249
2532 | 479.4822 | 3478.5136 | 479.4822 | 3478.5136
2533 | 456.5303 | 3524.5165 | 456.5303 | 3524.5165
2534 | 444.8418 | 3553.6228 | 444.8418 | 3553.6228
2535 | 438.7216 | 3625.6026 | 438.7216 | 3625.6026
2536 | 440.3568 | 3756.308 | 440.3568 | 3756.308
2537 | 449.4081 | 4034.2593 | 449.4081 | 4034.2593
2538 | 469.3065 | 4159.2436 | 469.3065 | 4159.2436
2539 | 505.1523 | 4212.879 | 505.1523 | 4212.879
2540 | 551.5442 | 4192.71 | 551.5442 | 4192.71
2541 | 587.7158 | 4188.1755 | 587.7158 | 4188.1755
2542 | 614.6195 | 4224.6963 | 614.6195 | 4224.6963
2543 | 667.19 | 4289.208 | 667.19 | 4289.208
2544 | 646.5858 | 4136.7488 | 646.5858 | 4136.7488
2545 | 614.7889 | 3878.0669 | 614.7889 | 3878.0669
2546 | 606.5983 | 3614.6882 | 606.5983 | 3614.6882
2547 | 609.9205 | 3419.7928 | 609.9205 | 3419.7928
2548 | 614.9917 | 3390.276 | 614.9917 | 3390.276
2549 | 645.7353 | 3421.1614 | 645.7353 | 3421.1614
2550 | 662.8643 | 3416.8812 | 662.8643 | 3416.8812
2551 | 635.0877 | 3458.1818 | 635.0877 | 3458.1818
2552 | 609.7366 | 3619.7946 | 609.7366 | 3619.7946
2553 | 582.8344 | 3828.6499 | 582.8344 | 3828.6499
2554 | 553.0858 | 3885.253 | 553.0858 | 3885.253
2555 | 514.2229 | 3927.5376 | 514.2229 | 3927.5376
2556 | 481.7306 | 3990.0949 | 481.7306 | 3990.0949
2557 | 459.5916 | 4058.0293 | 459.5916 | 4058.0293
2558 | 447.084 | 4076.5161 | 447.084 | 4076.5161
2559 | 439.9331 | 4108.3267 | 439.9331 | 4108.3267
2560 | 442.4047 | 4160.7712 | 442.4047 | 4160.7712
2561 | 447.633 | 4320.0615 | 447.633 | 4320.0615
2562 | 470.1888 | 4339.3128 | 470.1888 | 4339.3128
2563 | 500.3465 | 4331.3092 | 500.3465 | 4331.3092
2564 | 536.4351 | 4295.4418 | 536.4351 | 4295.4418
2565 | 575.2803 | 4267.5907 | 575.2803 | 4267.5907
2566 | 601.8615 | 4227.2357 | 601.8615 | 4227.2357
2567 | 645.8174 | 4196.4031 | 645.8174 | 4196.4031
2568 | 633.3256 | 4124.975 | 633.3256 | 4124.975
2569 | 597.4238 | 4023.9691 | 597.4238 | 4023.9691
2570 | 592.9585 | 3931.1945 | 592.9585 | 3931.1945
2571 | 590.772 | 3853.1132 | 590.772 | 3853.1132
2572 | 607.552 | 3871.6149 | 607.552 | 3871.6149
2573 | 639.5102 | 3895.3437 | 639.5102 | 3895.3437
2574 | 656.3616 | 3877.6738 | 656.3616 | 3877.6738
2575 | 629.0835 | 3867.493 | 629.0835 | 3867.493
2576 | 597.0981 | 3921.9877 | 597.0981 | 3921.9877
2577 | 574.7703 | 4085.364 | 574.7703 | 4085.364
2578 | 546.6586 | 4060.2433 | 546.6586 | 4060.2433
2579 | 515.5073 | 4051.2775 | 515.5073 | 4051.2775
2580 | 481.7663 | 4074.3581 | 481.7663 | 4074.3581
2581 | 462.5073 | 4103.7392 | 462.5073 | 4103.7392
2582 | 446.5324 | 4134.2306 | 446.5324 | 4134.2306
2583 | 440.4331 | 4161.424 | 440.4331 | 4161.424
2584 | 440.0313 | 4251.7293 | 440.0313 | 4251.7293
2585 | 449.3875 | 4467.1181 | 449.3875 | 4467.1181
2586 | 463.9479 | 4534.8495 | 463.9479 | 4534.8495
2587 | 487.6626 | 4564.2449 | 487.6626 | 4564.2449
2588 | 517.8421 | 4556.3113 | 517.8421 | 4556.3113
2589 | 548.3478 | 4536.7711 | 548.3478 | 4536.7711
2590 | 573.7635 | 4509.3442 | 573.7635 | 4509.3442
2591 | 613.5322 | 4494.2099 | 613.5322 | 4494.2099
2592 | 604.4894 | 4306.6603 | 604.4894 | 4306.6603
2593 | 581.1574 | 4061.1373 | 581.1574 | 4061.1373
2594 | 576.9044 | 3905.3384 | 576.9044 | 3905.3384
2595 | 577.3917 | 3786.1644 | 577.3917 | 3786.1644
2596 | 587.8591 | 3776.2706 | 587.8591 | 3776.2706
2597 | 613.2282 | 3818.468 | 613.2282 | 3818.468
2598 | 629.304 | 3843.7377 | 629.304 | 3843.7377
2599 | 610.9628 | 3886.1925 | 610.9628 | 3886.1925
2600 | 587.6565 | 3954.5387 | 587.6565 | 3954.5387
2601 | 565.5299 | 4013.798 | 565.5299 | 4013.798
2602 | 540.5399 | 3997.6808 | 540.5399 | 3997.6808
2603 | 505.755 | 4009.4922 | 505.755 | 4009.4922
2604 | 480.1824 | 4032.1111 | 480.1824 | 4032.1111
2605 | 457.6824 | 4044.6395 | 457.6824 | 4044.6395
2606 | 445.5816 | 4046.0428 | 445.5816 | 4046.0428
2607 | 441.1085 | 4057.7688 | 441.1085 | 4057.7688
2608 | 443.7471 | 4129.3745 | 443.7471 | 4129.3745
2609 | 448.9804 | 4332.7587 | 448.9804 | 4332.7587
2610 | 462.2892 | 4402.337 | 462.2892 | 4402.337
2611 | 488.8633 | 4417.1883 | 488.8633 | 4417.1883
2612 | 517.1683 | 4399.5588 | 517.1683 | 4399.5588
2613 | 544.4763 | 4403.3352 | 544.4763 | 4403.3352
2614 | 572.4674 | 4390.4523 | 572.4674 | 4390.4523
2615 | 615.123 | 4387.7844 | 615.123 | 4387.7844
2616 | 606.3224 | 4308.0454 | 606.3224 | 4308.0454
2617 | 586.4353 | 4140.7833 | 586.4353 | 4140.7833
2618 | 579.2657 | 3996.5273 | 579.2657 | 3996.5273
2619 | 580.2037 | 3923.5249 | 580.2037 | 3923.5249
2620 | 598.9754 | 3973.6541 | 598.9754 | 3973.6541
2621 | 635.0414 | 4057.6369 | 635.0414 | 4057.6369
2622 | 642.6718 | 4126.3078 | 642.6718 | 4126.3078
2623 | 614.6691 | 4226.7081 | 614.6691 | 4226.7081
2624 | 591.1485 | 4360.1561 | 591.1485 | 4360.1561
2625 | 568.1661 | 4466.5105 | 568.1661 | 4466.5105
2626 | 541.5349 | 4443.9293 | 541.5349 | 4443.9293
2627 | 504.9471 | 4421.8045 | 504.9471 | 4421.8045
2628 | 476.9076 | 4431.7262 | 476.9076 | 4431.7262
2629 | 454.1908 | 4451.873 | 454.1908 | 4451.873
2630 | 441.5169 | 4471.0524 | 441.5169 | 4471.0524
2631 | 435.75 | 4532.6436 | 435.75 | 4532.6436
2632 | 436.9361 | 4628.0278 | 436.9361 | 4628.0278
2633 | 441.9061 | 4833.2588 | 441.9061 | 4833.2588
2634 | 459.7827 | 4827.3466 | 459.7827 | 4827.3466
2635 | 494.9877 | 4783.0982 | 494.9877 | 4783.0982
2636 | 527.8353 | 4725.992 | 527.8353 | 4725.992
2637 | 551.4303 | 4692.3694 | 551.4303 | 4692.3694
2638 | 577.9677 | 4663.5573 | 577.9677 | 4663.5573
2639 | 628.4892 | 4627.415 | 628.4892 | 4627.415
2640 | 614.0254 | 4417.0104 | 614.0254 | 4417.0104
2641 | 589.2425 | 4206.8086 | 589.2425 | 4206.8086
2642 | 582.5625 | 4079.1745 | 582.5625 | 4079.1745
2643 | 586.2865 | 3955.1525 | 586.2865 | 3955.1525
2644 | 602.8964 | 3892.1613 | 602.8964 | 3892.1613
2645 | 633.6747 | 3865.3322 | 633.6747 | 3865.3322
2646 | 651.6418 | 3833.5799 | 651.6418 | 3833.5799
2647 | 620.9101 | 3868.8782 | 620.9101 | 3868.8782
2648 | 594.8044 | 4115.4467 | 594.8044 | 4115.4467
2649 | 575.5588 | 4335.1523 | 575.5588 | 4335.1523
2650 | 547.0102 | 4339.8123 | 547.0102 | 4339.8123
2651 | 511.2179 | 4312.8396 | 511.2179 | 4312.8396
2652 | 473.461 | 4300.368 | 473.461 | 4300.368
2653 | 453.4695 | 4294.197 | 453.4695 | 4294.197
2654 | 441.6447 | 4284.2883 | 441.6447 | 4284.2883
2655 | 435.9524 | 4357.1916 | 435.9524 | 4357.1916
2656 | 437.8497 | 4528.528 | 437.8497 | 4528.528
2657 | 446.7328 | 4820.3308 | 446.7328 | 4820.3308
2658 | 469.3765 | 4945.7767 | 469.3765 | 4945.7767
2659 | 510.9468 | 4977.7115 | 510.9468 | 4977.7115
2660 | 554.0821 | 4965.8534 | 554.0821 | 4965.8534
2661 | 583.4855 | 4963.3966 | 583.4855 | 4963.3966
2662 | 607.5476 | 4920.7331 | 607.5476 | 4920.7331
2663 | 652.5699 | 4883.2056 | 652.5699 | 4883.2056
2664 | 640.8404 | 4661.7198 | 640.8404 | 4661.7198
2665 | 608.4693 | 4403.9614 | 608.4693 | 4403.9614
2666 | 595.1001 | 4190.9097 | 595.1001 | 4190.9097
2667 | 610.5284 | 4022.1013 | 610.5284 | 4022.1013
2668 | 621.7999 | 3965.3433 | 621.7999 | 3965.3433
2669 | 656.1089 | 3966.6788 | 656.1089 | 3966.6788
2670 | 662.6062 | 3966.5541 | 662.6062 | 3966.5541
2671 | 628.9026 | 4029.5553 | 628.9026 | 4029.5553
2672 | 600.1669 | 4197.1704 | 600.1669 | 4197.1704
2673 | 574.8654 | 4271.2047 | 574.8654 | 4271.2047
2674 | 544.4653 | 4206.1456 | 544.4653 | 4206.1456
2675 | 506.9086 | 4159.5499 | 506.9086 | 4159.5499
2676 | 474.2076 | 4152.6189 | 474.2076 | 4152.6189
2677 | 452.7845 | 4195.8515 | 452.7845 | 4195.8515
2678 | 442.9541 | 4192.8685 | 442.9541 | 4192.8685
2679 | 436.7283 | 4216.8299 | 436.7283 | 4216.8299
2680 | 436.9498 | 4346.6119 | 436.9498 | 4346.6119
2681 | 448.3246 | 4585.7791 | 448.3246 | 4585.7791
2682 | 465.9832 | 4670.3631 | 465.9832 | 4670.3631
2683 | 507.639 | 4679.6739 | 507.639 | 4679.6739
2684 | 555.7399 | 4616.7961 | 555.7399 | 4616.7961
2685 | 586.2117 | 4576.2478 | 586.2117 | 4576.2478
2686 | 616.3841 | 4571.2141 | 616.3841 | 4571.2141
2687 | 655.5242 | 4584.2445 | 655.5242 | 4584.2445
2688 | 638.7783 | 4510.277 | 638.7783 | 4510.277
2689 | 610.043 | 4340.0137 | 610.043 | 4340.0137
2690 | 605.4713 | 4210.3018 | 605.4713 | 4210.3018
2691 | 608.4472 | 4080.0466 | 608.4472 | 4080.0466
2692 | 615.7956 | 3985.8896 | 615.7956 | 3985.8896
2693 | 646.946 | 3910.8112 | 646.946 | 3910.8112
2694 | 663.4102 | 3843.5068 | 663.4102 | 3843.5068
2695 | 629.0485 | 3870.7251 | 629.0485 | 3870.7251
2696 | 599.9389 | 4109.6752 | 599.9389 | 4109.6752
2697 | 571.8667 | 4288.2882 | 571.8667 | 4288.2882
2698 | 539.8755 | 4310.0317 | 539.8755 | 4310.0317
2699 | 504.4614 | 4266.668 | 504.4614 | 4266.668
2700 | 470.3667 | 4233.4192 | 470.3667 | 4233.4192
2701 | 451.7429 | 4269.726 | 451.7429 | 4269.726
2702 | 437.2956 | 4353.5457 | 437.2956 | 4353.5457
2703 | 433.5183 | 4423.6787 | 433.5183 | 4423.6787
2704 | 438.46 | 4518.8319 | 438.46 | 4518.8319
2705 | 444.5054 | 4727.295 | 444.5054 | 4727.295
2706 | 465.4716 | 4798.4893 | 465.4716 | 4798.4893
2707 | 508.5699 | 4777.0959 | 508.5699 | 4777.0959
2708 | 554.5708 | 4690.6707 | 554.5708 | 4690.6707
2709 | 592.0518 | 4613.8776 | 592.0518 | 4613.8776
2710 | 620.344 | 4521.3488 | 620.344 | 4521.3488
2711 | 660.2412 | 4422.8748 | 660.2412 | 4422.8748
2712 | 646.4518 | 4268.107 | 646.4518 | 4268.107
2713 | 610.4886 | 4062.9841 | 610.4886 | 4062.9841
2714 | 603.1874 | 3898.6435 | 603.1874 | 3898.6435
2715 | 614.2428 | 3810.6354 | 614.2428 | 3810.6354
2716 | 623.4566 | 3825.4433 | 623.4566 | 3825.4433
2717 | 652.2007 | 3754.7512 | 652.2007 | 3754.7512
2718 | 666.0531 | 3655.5884 | 666.0531 | 3655.5884
2719 | 639.555 | 3643.3299 | 639.555 | 3643.3299
2720 | 609.3287 | 3729.683 | 609.3287 | 3729.683
2721 | 582.441 | 3830.7277 | 582.441 | 3830.7277
2722 | 553.4747 | 3803.7601 | 553.4747 | 3803.7601
2723 | 520.3096 | 3780.9428 | 520.3096 | 3780.9428
2724 | 488.305 | 3786.4782 | 488.305 | 3786.4782
2725 | 468.2336 | 3826.4787 | 468.2336 | 3826.4787
2726 | 459.3559 | 3872.2068 | 459.3559 | 3872.2068
2727 | 449.8967 | 3916.4837 | 449.8967 | 3916.4837
2728 | 454.3108 | 3983.4723 | 454.3108 | 3983.4723
2729 | 460.7323 | 4180.8542 | 460.7323 | 4180.8542
2730 | 482.3746 | 4246.0462 | 482.3746 | 4246.0462
2731 | 513.0985 | 4242.6597 | 513.0985 | 4242.6597
2732 | 546.2111 | 4195.7112 | 546.2111 | 4195.7112
2733 | 582.6194 | 4191.6384 | 582.6194 | 4191.6384
2734 | 606.7477 | 4160.5178 | 606.7477 | 4160.5178
2735 | 641.1055 | 4141.2281 | 641.1055 | 4141.2281
2736 | 637.8684 | 4114.1247 | 637.8684 | 4114.1247
2737 | 603.0363 | 4007.5782 | 603.0363 | 4007.5782
2738 | 597.3729 | 3921.7293 | 597.3729 | 3921.7293
2739 | 608.5919 | 3884.2791 | 608.5919 | 3884.2791
2740 | 616.8451 | 3934.1774 | 616.8451 | 3934.1774
2741 | 644.4935 | 4012.8504 | 644.4935 | 4012.8504
2742 | 649.3882 | 4031.6561 | 649.3882 | 4031.6561
2743 | 620.3436 | 4008.3164 | 620.3436 | 4008.3164
2744 | 599.4077 | 4005.0966 | 599.4077 | 4005.0966
2745 | 575.2131 | 3987.2494 | 575.2131 | 3987.2494
2746 | 550.8328 | 3892.1787 | 550.8328 | 3892.1787
2747 | 520.2948 | 3826.1909 | 520.2948 | 3826.1909
2748 | 489.019 | 3801.9457 | 489.019 | 3801.9457
2749 | 467.8606 | 3802.7003 | 467.8606 | 3802.7003
2750 | 456.5281 | 3831.1141 | 456.5281 | 3831.1141
2751 | 450.7498 | 3878.3921 | 450.7498 | 3878.3921
2752 | 451.0935 | 3988.5512 | 451.0935 | 3988.5512
2753 | 459.9044 | 4229.7961 | 459.9044 | 4229.7961
2754 | 478.6456 | 4375.0958 | 478.6456 | 4375.0958
2755 | 502.5594 | 4420.8821 | 502.5594 | 4420.8821
2756 | 527.4065 | 4364.4684 | 527.4065 | 4364.4684
2757 | 557.1594 | 4311.6846 | 557.1594 | 4311.6846
2758 | 586.0049 | 4258.6324 | 586.0049 | 4258.6324
2759 | 617.3656 | 4222.7209 | 617.3656 | 4222.7209
2760 | 612.148 | 4202.5433 | 612.148 | 4202.5433
2761 | 586.8302 | 4165.7159 | 586.8302 | 4165.7159
2762 | 589.5059 | 4129.9632 | 589.5059 | 4129.9632
2763 | 590.6976 | 4091.5895 | 590.6976 | 4091.5895
2764 | 608.6546 | 4133.177 | 608.6546 | 4133.177
2765 | 643.191 | 4200.3071 | 643.191 | 4200.3071
2766 | 640.7659 | 4232.7334 | 640.7659 | 4232.7334
2767 | 612.0301 | 4283.9608 | 612.0301 | 4283.9608
2768 | 590.4558 | 4354.8464 | 590.4558 | 4354.8464
2769 | 569.1926 | 4428.1881 | 569.1926 | 4428.1881
2770 | 547.4872 | 4439.7738 | 547.4872 | 4439.7738
2771 | 520.0326 | 4439.3497 | 520.0326 | 4439.3497
2772 | 490.6055 | 4432.4188 | 490.6055 | 4432.4188
2773 | 467.7111 | 4403.6237 | 467.7111 | 4403.6237
2774 | 456.3599 | 4452.122 | 456.3599 | 4452.122
2775 | 450.0506 | 4504.479 | 450.0506 | 4504.479
2776 | 451.9573 | 4601.0174 | 451.9573 | 4601.0174
2777 | 458.6918 | 4808.3262 | 458.6918 | 4808.3262
2778 | 477.0623 | 4838.4278 | 477.0623 | 4838.4278
2779 | 502.8013 | 4841.2745 | 502.8013 | 4841.2745
2780 | 528.7917 | 4840.4975 | 528.7917 | 4840.4975
2781 | 550.8057 | 4846.1208 | 550.8057 | 4846.1208
2782 | 573.1626 | 4811.0756 | 573.1626 | 4811.0756
2783 | 609.1086 | 4768.0075 | 609.1086 | 4768.0075
2784 | 604.5309 | 4661.9507 | 604.5309 | 4661.9507
2785 | 583.8947 | 4486.6085 | 583.8947 | 4486.6085
2786 | 582.0938 | 4345.1229 | 582.0938 | 4345.1229
2787 | 589.994 | 4241.4164 | 589.994 | 4241.4164
2788 | 603.7312 | 4220.6722 | 603.7312 | 4220.6722
2789 | 637.887 | 4229.8569 | 637.887 | 4229.8569
2790 | 647.8448 | 4225.3459 | 647.8448 | 4225.3459
2791 | 615.1155 | 4298.9666 | 615.1155 | 4298.9666
2792 | 596.1283 | 4576.4701 | 596.1283 | 4576.4701
2793 | 575.0616 | 4766.3951 | 575.0616 | 4766.3951
2794 | 549.8143 | 4722.5749 | 549.8143 | 4722.5749
2795 | 516.7305 | 4691.6775 | 516.7305 | 4691.6775
2796 | 485.8328 | 4691.9032 | 485.8328 | 4691.9032
2797 | 467.5516 | 4692.427 | 467.5516 | 4692.427
2798 | 458.2782 | 4674.2074 | 458.2782 | 4674.2074
2799 | 452.8781 | 4671.851 | 452.8781 | 4671.851
2800 | 454.3505 | 4741.1482 | 454.3505 | 4741.1482
2801 | 463.4602 | 4947.9952 | 463.4602 | 4947.9952
2802 | 479.5696 | 5021.0364 | 479.5696 | 5021.0364
2803 | 508.3711 | 5038.8889 | 508.3711 | 5038.8889
2804 | 545.4742 | 5001.8673 | 545.4742 | 5001.8673
2805 | 571.2407 | 5003.1042 | 571.2407 | 5003.1042
2806 | 589.5697 | 5015.6157 | 589.5697 | 5015.6157
2807 | 623.3167 | 5044.1136 | 623.3167 | 5044.1136
2808 | 612.8607 | 4999.2342 | 612.8607 | 4999.2342
2809 | 584.0744 | 4812.8108 | 584.0744 | 4812.8108
2810 | 581.7159 | 4589.6015 | 581.7159 | 4589.6015
2811 | 590.8539 | 4374.6214 | 590.8539 | 4374.6214
2812 | 611.0138 | 4252.2997 | 611.0138 | 4252.2997
2813 | 644.8905 | 4200.3071 | 644.8905 | 4200.3071
2814 | 651.497 | 4180.0977 | 651.497 | 4180.0977
2815 | 619.587 | 4275.4191 | 619.587 | 4275.4191
2816 | 600.3282 | 4598.8633 | 600.3282 | 4598.8633
2817 | 576.3471 | 4803.5632 | 576.3471 | 4803.5632
2818 | 546.4249 | 4769.9008 | 546.4249 | 4769.9008
2819 | 508.1154 | 4757.472 | 508.1154 | 4757.472
2820 | 477.4923 | 4778.2441 | 477.4923 | 4778.2441
2821 | 461.1402 | 4836.0207 | 461.1402 | 4836.0207
2822 | 452.2212 | 4914.9923 | 452.2212 | 4914.9923
2823 | 447.1368 | 5011.2122 | 447.1368 | 5011.2122
2824 | 453.996 | 5147.4582 | 453.996 | 5147.4582
2825 | 462.8431 | 5396.3214 | 462.8431 | 5396.3214
2826 | 488.8796 | 5502.1445 | 488.8796 | 5502.1445
2827 | 531.9795 | 5479.3659 | 531.9795 | 5479.3659
2828 | 578.4306 | 5405.6379 | 578.4306 | 5405.6379
2829 | 611.9204 | 5391.1765 | 611.9204 | 5391.1765
2830 | 631.9142 | 5384.0651 | 631.9142 | 5384.0651
2831 | 667.3947 | 5370.7777 | 667.3947 | 5370.7777
2832 | 647.9117 | 5291.9621 | 647.9117 | 5291.9621
2833 | 610.2042 | 5060.9832 | 610.2042 | 5060.9832
2834 | 610.0524 | 4818.8435 | 610.0524 | 4818.8435
2835 | 621.7847 | 4628.5652 | 621.7847 | 4628.5652
2836 | 636.184 | 4540.1796 | 636.184 | 4540.1796
2837 | 669.4313 | 4490.4956 | 669.4313 | 4490.4956
2838 | 675.498 | 4429.4244 | 675.498 | 4429.4244
2839 | 647.7792 | 4399.8515 | 647.7792 | 4399.8515
2840 | 618.2186 | 4403.7883 | 618.2186 | 4403.7883
2841 | 590.7292 | 4398.1766 | 590.7292 | 4398.1766
2842 | 561.7097 | 4319.9585 | 561.7097 | 4319.9585
2843 | 522.8895 | 4269.4383 | 522.8895 | 4269.4383
2844 | 484.8538 | 4243.8078 | 484.8538 | 4243.8078
2845 | 466.8356 | 4221.7076 | 466.8356 | 4221.7076
2846 | 455.9998 | 4188.7131 | 455.9998 | 4188.7131
2847 | 453.2534 | 4164.656 | 453.2534 | 4164.656
2848 | 458.0672 | 4208.0971 | 458.0672 | 4208.0971
2849 | 468.6668 | 4388.3955 | 468.6668 | 4388.3955
2850 | 491.6398 | 4435.5806 | 491.6398 | 4435.5806
2851 | 537.5383 | 4470.7474 | 537.5383 | 4470.7474
2852 | 582.5965 | 4483.5911 | 582.5965 | 4483.5911
2853 | 610.4875 | 4508.1447 | 610.4875 | 4508.1447
2854 | 635.7149 | 4535.8928 | 635.7149 | 4535.8928
2855 | 671.5769 | 4599.2503 | 671.5769 | 4599.2503
2856 | 651.4767 | 4599.3882 | 651.4767 | 4599.3882
2857 | 623.5404 | 4463.5227 | 623.5404 | 4463.5227
2858 | 622.5457 | 4315.8039 | 622.5457 | 4315.8039
2859 | 631.0905 | 4185.087 | 631.0905 | 4185.087
2860 | 646.2916 | 4135.4856 | 646.2916 | 4135.4856
2861 | 678.315 | 4142.1309 | 678.315 | 4142.1309
2862 | 690.4014 | 4151.4713 | 690.4014 | 4151.4713
2863 | 659.2855 | 4203.8531 | 659.2855 | 4203.8531
2864 | 628.1136 | 4313.0611 | 628.1136 | 4313.0611
2865 | 600.4345 | 4344.8484 | 600.4345 | 4344.8484
2866 | 574.214 | 4278.4041 | 574.214 | 4278.4041
2867 | 533.2139 | 4241.7353 | 533.2139 | 4241.7353
2868 | 498.0707 | 4226.7243 | 498.0707 | 4226.7243
2869 | 481.1407 | 4207.8561 | 481.1407 | 4207.8561
2870 | 467.0464 | 4191.7142 | 467.0464 | 4191.7142
2871 | 463.63 | 4195.8218 | 463.63 | 4195.8218
2872 | 469.9935 | 4267.8893 | 469.9935 | 4267.8893
2873 | 474.6127 | 4480.9695 | 474.6127 | 4480.9695
2874 | 503.4966 | 4551.4713 | 503.4966 | 4551.4713
2875 | 547.127 | 4576.4804 | 547.127 | 4576.4804
2876 | 600.2408 | 4558.1582 | 600.2408 | 4558.1582
2877 | 617.9083 | 4534.4625 | 617.9083 | 4534.4625
2878 | 643.3253 | 4535.2003 | 643.3253 | 4535.2003
2879 | 676.6953 | 4531.6089 | 676.6953 | 4531.6089
2880 | 657.9787 | 4501.0427 | 657.9787 | 4501.0427
2881 | 625.9517 | 4461.9067 | 625.9517 | 4461.9067
2882 | 624.3513 | 4471.6331 | 624.3513 | 4471.6331
2883 | 631.245 | 4512.9053 | 631.245 | 4512.9053
2884 | 648.5979 | 4618.6714 | 648.5979 | 4618.6714
2885 | 685.2091 | 4716.9673 | 685.2091 | 4716.9673
2886 | 694.0618 | 4749.1627 | 694.0618 | 4749.1627
2887 | 660.8183 | 4759.99 | 660.8183 | 4759.99
2888 | 637.2147 | 4764.3885 | 637.2147 | 4764.3885
2889 | 615.1485 | 4733.8441 | 615.1485 | 4733.8441
2890 | 580.9707 | 4627.2305 | 580.9707 | 4627.2305
2891 | 543.5947 | 4543.9284 | 543.5947 | 4543.9284
2892 | 503.1624 | 4518.9906 | 503.1624 | 4518.9906
2893 | 480.1097 | 4541.215 | 480.1097 | 4541.215
2894 | 467.4713 | 4606.1043 | 467.4713 | 4606.1043
2895 | 464.0007 | 4726.5643 | 464.0007 | 4726.5643
2896 | 466.0097 | 4897.9007 | 466.0097 | 4897.9007
2897 | 475.7918 | 5181.8544 | 475.7918 | 5181.8544
2898 | 496.3318 | 5354.1645 | 496.3318 | 5354.1645
2899 | 530.4754 | 5474.9796 | 530.4754 | 5474.9796
2900 | 567.9997 | 5537.2269 | 567.9997 | 5537.2269
2901 | 597.8595 | 5604.0275 | 597.8595 | 5604.0275
2902 | 618.4197 | 5678.6399 | 618.4197 | 5678.6399
2903 | 655.2495 | 5756.3105 | 655.2495 | 5756.3105
2904 | 637.0851 | 5722.7431 | 637.0851 | 5722.7431
2905 | 602.7925 | 5515.3117 | 602.7925 | 5515.3117
2906 | 596.3968 | 5284.0223 | 596.3968 | 5284.0223
2907 | 602.7115 | 5065.3485 | 602.7115 | 5065.3485
2908 | 609.9736 | 4970.7298 | 609.9736 | 4970.7298
2909 | 631.6993 | 4928.4332 | 631.6993 | 4928.4332
2910 | 623.0224 | 4889.0626 | 623.0224 | 4889.0626
2911 | 607.5961 | 4903.1219 | 607.5961 | 4903.1219
2912 | 583.8596 | 4982.3184 | 583.8596 | 4982.3184
2913 | 570.1622 | 5051.2738 | 570.1622 | 5051.2738
2914 | 550.8291 | 5021.7668 | 550.8291 | 5021.7668
2915 | 526.4853 | 4998.0261 | 526.4853 | 4998.0261
2916 | 509.8334 | 7006.015 | 509.8334 | 7006.015
2917 | 489.6458 | 7022.9354 | 489.6458 | 7022.9354
2918 | 473.8202 | 7062.921 | 473.8202 | 7062.921
2919 | 476.7888 | 7210.0611 | 476.7888 | 7210.0611
2920 | 475.5171 | 7421.4405 | 475.5171 | 7421.4405
2921 | 481.0717 | 7573.5811 | 481.0717 | 7573.5811
2922 | 499.0734 | 7737.6241 | 499.0734 | 7737.6241
2923 | 525.5686 | 7783.5933 | 525.5686 | 7783.5933
2924 | 563.5746 | 7793.0356 | 563.5746 | 7793.0356
2925 | 582.6442 | 7796.2825 | 582.6442 | 7796.2825
2926 | 608.4143 | 7783.0135 | 608.4143 | 7783.0135
2927 | 644.1266 | 7753.8442 | 644.1266 | 7753.8442
2928 | 640.9515 | 7610.1948 | 640.9515 | 7610.1948
2929 | 619.5034 | 7353.7216 | 619.5034 | 7353.7216
2930 | 616.8305 | 6996.5097 | 616.8305 | 6996.5097
2931 | 623.1718 | 6736.3135 | 623.1718 | 6736.3135
2932 | 653.1286 | 6587.9583 | 653.1286 | 6587.9583
2933 | 681.05 | 6566.2597 | 681.05 | 6566.2597
2934 | 661.8794 | 6629.9397 | 661.8794 | 6629.9397
2935 | 645.2391 | 6723.7534 | 645.2391 | 6723.7534
2936 | 621.9749 | 6928.0339 | 621.9749 | 6928.0339
2937 | 593.6246 | 7171.17 | 593.6246 | 7171.17
2938 | 567.7194 | 7282.5189 | 567.7194 | 7282.5189
2939 | 536.5155 | 7236.1372 | 536.5155 | 7236.1372
2940 | 507.6749 | 7150.4907 | 507.6749 | 7150.4907
2941 | 486.467 | 7109.8139 | 486.467 | 7109.8139
2942 | 474.7686 | 7073.2177 | 474.7686 | 7073.2177
2943 | 471.2928 | 7041.7743 | 471.2928 | 7041.7743
2944 | 473.7134 | 7048.1847 | 473.7134 | 7048.1847
2945 | 487.0969 | 7144.3369 | 487.0969 | 7144.3369
2946 | 505.2518 | 7328.6515 | 505.2518 | 7328.6515
2947 | 525.3945 | 7434.4705 | 525.3945 | 7434.4705
2948 | 552.7451 | 7418.4927 | 552.7451 | 7418.4927
2949 | 577.4309 | 7295.2831 | 577.4309 | 7295.2831
2950 | 612.2881 | 7213.7984 | 612.2881 | 7213.7984
2951 | 636.6511 | 7182.3767 | 636.6511 | 7182.3767
2952 | 625.715 | 7116.918 | 625.715 | 7116.918
2953 | 608.5731 | 7023.905 | 608.5731 | 7023.905
2954 | 605.1687 | 6823.3963 | 605.1687 | 6823.3963
2955 | 623.6226 | 6729.5562 | 623.6226 | 6729.5562
2956 | 652.5556 | 6721.172 | 652.5556 | 6721.172
2957 | 690.4248 | 6805.3364 | 690.4248 | 6805.3364
2958 | 667.061 | 6929.5097 | 667.061 | 6929.5097
2959 | 636.5531 | 7077.0593 | 636.5531 | 7077.0593
2960 | 612.6968 | 7253.6674 | 612.6968 | 7253.6674
2961 | 596.9556 | 7349.4319 | 596.9556 | 7349.4319
2962 | 566.5899 | 7395.4609 | 566.5899 | 7395.4609
2963 | 532.3901 | 7385.1178 | 532.3901 | 7385.1178
2964 | 501.8051 | 7370.9047 | 501.8051 | 7370.9047
2965 | 479.6307 | 7425.7942 | 479.6307 | 7425.7942
2966 | 472.0319 | 7527.5601 | 472.0319 | 7527.5601
2967 | 468.803 | 7645.7408 | 468.803 | 7645.7408
2968 | 469.1122 | 7825.2647 | 469.1122 | 7825.2647
2969 | 483.2812 | 8117.3762 | 483.2812 | 8117.3762
2970 | 498.5236 | 8438.7658 | 498.5236 | 8438.7658
2971 | 527.8359 | 8523.9913 | 527.8359 | 8523.9913
2972 | 565.2831 | 8519.2756 | 565.2831 | 8519.2756
2973 | 588.1304 | 8497.7459 | 588.1304 | 8497.7459
2974 | 608.2477 | 8467.1013 | 608.2477 | 8467.1013
2975 | 626.878 | 8387.4137 | 626.878 | 8387.4137
2976 | 631.9496 | 8276.2633 | 631.9496 | 8276.2633
2977 | 604.5622 | 8120.8266 | 604.5622 | 8120.8266
2978 | 605.9641 | 7860.1464 | 605.9641 | 7860.1464
2979 | 618.8475 | 7613.7863 | 618.8475 | 7613.7863
2980 | 664.3575 | 7372.439 | 664.3575 | 7372.439
2981 | 690.5485 | 7228.7887 | 690.5485 | 7228.7887
2982 | 668.1204 | 7199.7983 | 668.1204 | 7199.7983
2983 | 641.8941 | 7236.3366 | 641.8941 | 7236.3366
2984 | 616.6876 | 7354.0603 | 616.6876 | 7354.0603
2985 | 592.3582 | 7426.979 | 592.3582 | 7426.979
2986 | 573.0427 | 7440.509 | 573.0427 | 7440.509
2987 | 537.008 | 7426.6264 | 537.008 | 7426.6264
2988 | 501.3649 | 7444.9123 | 501.3649 | 7444.9123
2989 | 481.8133 | 7510.0986 | 481.8133 | 7510.0986
2990 | 472.7564 | 7597.0629 | 472.7564 | 7597.0629
2991 | 469.6899 | 7686.6058 | 469.6899 | 7686.6058
2992 | 474.7482 | 7832.3437 | 474.7482 | 7832.3437
2993 | 490.1113 | 8105.4706 | 490.1113 | 8105.4706
2994 | 512.2007 | 8410.4498 | 512.2007 | 8410.4498
2995 | 539.0886 | 8504.6849 | 539.0886 | 8504.6849
2996 | 585.4718 | 8493.212 | 585.4718 | 8493.212
2997 | 616.974 | 8414.0852 | 616.974 | 8414.0852
2998 | 636.6904 | 8359.6294 | 636.6904 | 8359.6294
2999 | 678.5136 | 8298.9263 | 678.5136 | 8298.9263
3000 | 669.4957 | 8194.5332 | 669.4957 | 8194.5332
3001 | 631.0385 | 8002.0926 | 631.0385 | 8002.0926
3002 | 630.6058 | 7604.0157 | 630.6058 | 7604.0157
3003 | 652.3128 | 7313.2511 | 652.3128 | 7313.2511
3004 | 685.7726 | 7151.3815 | 685.7726 | 7151.3815
3005 | 714.1727 | 7128.074 | 714.1727 | 7128.074
3006 | 701.4463 | 7162.7945 | 701.4463 | 7162.7945
3007 | 665.0496 | 7201.5852 | 665.0496 | 7201.5852
3008 | 639.6685 | 7241.1183 | 639.6685 | 7241.1183
3009 | 617.3523 | 7243.247 | 617.3523 | 7243.247
3010 | 586.6955 | 7255.8118 | 586.6955 | 7255.8118
3011 | 546.3837 | 7223.2664 | 546.3837 | 7223.2664
3012 | 516.7633 | 7212.271 | 516.7633 | 7212.271
3013 | 489.7641 | 7304.4861 | 489.7641 | 7304.4861
3014 | 481.5987 | 7487.3385 | 481.5987 | 7487.3385
3015 | 478.4058 | 7612.5982 | 478.4058 | 7612.5982
3016 | 479.376 | 7703.313 | 479.376 | 7703.313
3017 | 493.2559 | 7844.5133 | 493.2559 | 7844.5133
3018 | 514.0897 | 8061.0052 | 514.0897 | 8061.0052
3019 | 544.9333 | 8199.3231 | 544.9333 | 8199.3231
3020 | 588.9075 | 8245.7692 | 588.9075 | 8245.7692
3021 | 614.2796 | 8193.6712 | 614.2796 | 8193.6712
3022 | 638.1236 | 8193.9167 | 638.1236 | 8193.9167
3023 | 677.2376 | 8186.3061 | 677.2376 | 8186.3061
3024 | 672.1373 | 8087.383 | 672.1373 | 8087.383
3025 | 641.4684 | 7858.5822 | 641.4684 | 7858.5822
3026 | 638.6159 | 7474.9851 | 638.6159 | 7474.9851
3027 | 655.1192 | 7213.5017 | 655.1192 | 7213.5017
3028 | 696.6363 | 7084.1311 | 696.6363 | 7084.1311
3029 | 711.022 | 7060.8236 | 711.022 | 7060.8236
3030 | 704.7238 | 7109.7021 | 704.7238 | 7109.7021
3031 | 672.5044 | 7327.3981 | 672.5044 | 7327.3981
3032 | 638.8691 | 7687.0946 | 638.8691 | 7687.0946
3033 | 616.1401 | 7904.489 | 616.1401 | 7904.489
3034 | 594.1554 | 8044.4755 | 594.1554 | 8044.4755
3035 | 550.9265 | 8147.0745 | 550.9265 | 8147.0745
3036 | 512.8201 | 8272.1887 | 512.8201 | 8272.1887
3037 | 491.0847 | 8396.2593 | 491.0847 | 8396.2593
3038 | 482.2745 | 8457.4818 | 482.2745 | 8457.4818
3039 | 476.4743 | 8523.5354 | 476.4743 | 8523.5354
3040 | 483.3345 | 8587.2213 | 483.3345 | 8587.2213
3041 | 493.8168 | 8630.6029 | 493.8168 | 8630.6029
3042 | 510.5201 | 8683.6344 | 510.5201 | 8683.6344
3043 | 537.441 | 8566.1434 | 537.441 | 8566.1434
3044 | 579.4727 | 8409.5512 | 579.4727 | 8409.5512
3045 | 610.6129 | 8299.2125 | 610.6129 | 8299.2125
3046 | 634.1168 | 8174.6103 | 634.1168 | 8174.6103
3047 | 669.9926 | 8008.366 | 669.9926 | 8008.366
3048 | 662.5145 | 7782.3429 | 662.5145 | 7782.3429
3049 | 634.9455 | 7591.833 | 634.9455 | 7591.833
3050 | 638.9115 | 7341.1278 | 638.9115 | 7341.1278
3051 | 656.0473 | 7090.2629 | 656.0473 | 7090.2629
3052 | 697.6791 | 6807.0852 | 697.6791 | 6807.0852
3053 | 714.7648 | 6643.8068 | 714.7648 | 6643.8068
3054 | 701.2708 | 6599.3713 | 701.2708 | 6599.3713
3055 | 676.6429 | 6737.5896 | 676.6429 | 6737.5896
3056 | 647.5622 | 6981.4481 | 647.5622 | 6981.4481
3057 | 618.5191 | 7025.729 | 618.5191 | 7025.729
3058 | 592.8164 | 6950.7717 | 592.8164 | 6950.7717
3059 | 550.3848 | 6831.3478 | 550.3848 | 6831.3478
3060 | 519.3787 | 6793.3235 | 519.3787 | 6793.3235
3061 | 495.949 | 6931.8739 | 495.949 | 6931.8739
3062 | 485.218 | 7060.025 | 485.218 | 7060.025
3063 | 481.9883 | 7145.3849 | 481.9883 | 7145.3849
3064 | 485.5905 | 7139.568 | 485.5905 | 7139.568
3065 | 495.6952 | 7079.0172 | 495.6952 | 7079.0172
3066 | 513.6585 | 7067.0507 | 513.6585 | 7067.0507
3067 | 539.9256 | 6940.8718 | 539.9256 | 6940.8718
3068 | 582.4662 | 6796.8288 | 582.4662 | 6796.8288
3069 | 607.0518 | 6680.0546 | 607.0518 | 6680.0546
3070 | 621.5416 | 6652.3059 | 621.5416 | 6652.3059
3071 | 657.2683 | 6639.5469 | 657.2683 | 6639.5469
3072 | 653.784 | 6617.5274 | 653.784 | 6617.5274
3073 | 626.2209 | 6678.9652 | 626.2209 | 6678.9652
3074 | 628.0984 | 6695.3309 | 628.0984 | 6695.3309
3075 | 641.0146 | 6735.9917 | 641.0146 | 6735.9917
3076 | 684.0069 | 6786.17 | 684.0069 | 6786.17
3077 | 701.3081 | 6877.4134 | 701.3081 | 6877.4134
3078 | 686.3132 | 6964.2611 | 686.3132 | 6964.2611
3079 | 659.3169 | 7018.8186 | 659.3169 | 7018.8186
3080 | 631.8574 | 7055.1339 | 631.8574 | 7055.1339
3081 | 610.7766 | 7048.5748 | 610.7766 | 7048.5748
3082 | 581.4024 | 7057.6001 | 581.4024 | 7057.6001
3083 | 544.2105 | 7021.8369 | 544.2105 | 7021.8369
3084 | 518.9246 | 7014.0593 | 518.9246 | 7014.0593
3085 | 497.1594 | 7061.8698 | 497.1594 | 7061.8698
3086 | 486.4893 | 7135.6415 | 486.4893 | 7135.6415
3087 | 484.5813 | 7241.2731 | 484.5813 | 7241.2731
3088 | 478.5972 | 7380.5754 | 478.5972 | 7380.5754
3089 | 488.4465 | 7590.635 | 488.4465 | 7590.635
3090 | 507.2988 | 7880.1692 | 507.2988 | 7880.1692
3091 | 529.6573 | 8026.8531 | 529.6573 | 8026.8531
3092 | 559.0022 | 8108.3724 | 559.0022 | 8108.3724
3093 | 583.3871 | 8125.1337 | 583.3871 | 8125.1337
3094 | 607.8362 | 8150.7992 | 607.8362 | 8150.7992
3095 | 638.2723 | 8197.2463 | 638.2723 | 8197.2463
3096 | 637.1679 | 8194.855 | 637.1679 | 8194.855
3097 | 607.8584 | 8141.42 | 607.8584 | 8141.42
3098 | 608.7107 | 8043.2348 | 608.7107 | 8043.2348
3099 | 620.0545 | 8008.9226 | 620.0545 | 8008.9226
3100 | 668.1899 | 8017.5923 | 668.1899 | 8017.5923
3101 | 682.9252 | 8093.7125 | 682.9252 | 8093.7125
3102 | 661.9943 | 8186.9956 | 661.9943 | 8186.9956
3103 | 634.3117 | 8276.3045 | 634.3117 | 8276.3045
3104 | 617.4298 | 8445.8335 | 617.4298 | 8445.8335
3105 | 596.5531 | 8557.0431 | 596.5531 | 8557.0431
3106 | 572.5233 | 8550.3015 | 572.5233 | 8550.3015
3107 | 539.0786 | 8422.8333 | 539.0786 | 8422.8333
3108 | 509.7056 | 8318.8457 | 509.7056 | 8318.8457
3109 | 489.2732 | 8271.0899 | 489.2732 | 8271.0899
3110 | 480.2576 | 8252.5129 | 480.2576 | 8252.5129
3111 | 476.4162 | 8287.0328 | 476.4162 | 8287.0328
3112 | 475.784 | 8363.9114 | 475.784 | 8363.9114
3113 | 484.3375 | 8522.8092 | 484.3375 | 8522.8092
3114 | 502.4722 | 8768.2605 | 502.4722 | 8768.2605
3115 | 519.9758 | 8942.6169 | 519.9758 | 8942.6169
3116 | 548.8003 | 9161.2112 | 548.8003 | 9161.2112
3117 | 574.1659 | 9361.0608 | 574.1659 | 9361.0608
3118 | 594.4967 | 9494.8418 | 594.4967 | 9494.8418
3119 | 622.4815 | 9484.657 | 622.4815 | 9484.657
3120 | 622.4625 | 9331.0327 | 622.4625 | 9331.0327
3121 | 603.9673 | 9094.5094 | 603.9673 | 9094.5094
3122 | 603.8211 | 8764.97 | 603.8211 | 8764.97
3123 | 627.0912 | 8611.9238 | 627.0912 | 8611.9238
3124 | 667.8752 | 8543.3682 | 667.8752 | 8543.3682
3125 | 686.8278 | 8587.6328 | 686.8278 | 8587.6328
3126 | 668.5592 | 8678.02 | 668.5592 | 8678.02
3127 | 641.8762 | 8772.799 | 641.8762 | 8772.799
3128 | 617.3494 | 8861.885 | 617.3494 | 8861.885
3129 | 598.7039 | 8908.4184 | 598.7039 | 8908.4184
3130 | 568.7053 | 8932.5669 | 568.7053 | 8932.5669
3131 | 536.8772 | 8900.0215 | 536.8772 | 8900.0215
3132 | 508.6484 | 8884.1995 | 508.6484 | 8884.1995
3133 | 484.8961 | 8985.7461 | 484.8961 | 8985.7461
3134 | 477.9296 | 9118.402 | 477.9296 | 9118.402
3135 | 475.2273 | 9186.708 | 475.2273 | 9186.708
3136 | 477.8819 | 9243.9585 | 477.8819 | 9243.9585
3137 | 487.2687 | 9381.2975 | 487.2687 | 9381.2975
3138 | 500.4019 | 9550.4888 | 500.4019 | 9550.4888
3139 | 523.5119 | 9534.3561 | 523.5119 | 9534.3561
3140 | 547.171 | 9469.469 | 547.171 | 9469.469
3141 | 579.8412 | 9405.4654 | 579.8412 | 9405.4654
3142 | 600.6974 | 9382.2215 | 600.6974 | 9382.2215
3143 | 633.7699 | 9373.0021 | 633.7699 | 9373.0021
3144 | 629.6248 | 9374.1502 | 629.6248 | 9374.1502
3145 | 615.0831 | 9411.7768 | 615.0831 | 9411.7768
3146 | 610.7972 | 9311.661 | 610.7972 | 9311.661
3147 | 627.1052 | 9207.5242 | 627.1052 | 9207.5242
3148 | 675.3385 | 9141.221 | 675.3385 | 9141.221
3149 | 690.9492 | 9147.8383 | 690.9492 | 9147.8383
3150 | 664.185 | 9142.3373 | 664.185 | 9142.3373
3151 | 642.5015 | 9129.0009 | 642.5015 | 9129.0009
3152 | 616.9214 | 9138.9309 | 616.9214 | 9138.9309
3153 | 601.3576 | 9127.867 | 601.3576 | 9127.867
3154 | 573.1119 | 9162.634 | 573.1119 | 9162.634
3155 | 537.4909 | 9160.0135 | 537.4909 | 9160.0135
3156 | 511.5018 | 9181.1953 | 511.5018 | 9181.1953
3157 | 492.111 | 9251.2081 | 492.111 | 9251.2081
3158 | 475.1343 | 9348.1474 | 475.1343 | 9348.1474
3159 | 474.6844 | 9441.5516 | 474.6844 | 9441.5516
3160 | 477.0057 | 9533.2317 | 477.0057 | 9533.2317
3161 | 488.802 | 9690.8424 | 488.802 | 9690.8424
3162 | 507.7728 | 9936.6155 | 507.7728 | 9936.6155
3163 | 531.4086 | 10048.8699 | 531.4086 | 10048.8699
3164 | 555.9778 | 10077.9403 | 555.9778 | 10077.9403
3165 | 587.9173 | 10068.638 | 587.9173 | 10068.638
3166 | 619.1878 | 10075.3189 | 619.1878 | 10075.3189
3167 | 649.9921 | 10057.4116 | 649.9921 | 10057.4116
3168 | 651.9348 | 9990.9876 | 651.9348 | 9990.9876
3169 | 618.1617 | 9902.1577 | 618.1617 | 9902.1577
3170 | 616.1735 | 9658.2097 | 616.1735 | 9658.2097
3171 | 642.165 | 9422.1463 | 642.165 | 9422.1463
3172 | 682.546 | 9153.4483 | 682.546 | 9153.4483
3173 | 701.2799 | 8922.276 | 701.2799 | 8922.276
3174 | 677.5444 | 8679.3071 | 677.5444 | 8679.3071
3175 | 655.6073 | 8401.1521 | 655.6073 | 8401.1521
3176 | 628.7239 | 8157.8474 | 628.7239 | 8157.8474
3177 | 610.9358 | 7956.6161 | 610.9358 | 7956.6161
3178 | 583.8944 | 7834.0365 | 583.8944 | 7834.0365
3179 | 548.7779 | 7724.9093 | 548.7779 | 7724.9093
3180 | 516.2723 | 7657.9255 | 516.2723 | 7657.9255
3181 | 497.2026 | 7655.8614 | 497.2026 | 7655.8614
3182 | 479.0797 | 7685.2285 | 479.0797 | 7685.2285
3183 | 480.415 | 7734.5499 | 480.415 | 7734.5499
3184 | 484.9033 | 7826.23 | 484.9033 | 7826.23
3185 | 494.4566 | 8019.8792 | 494.4566 | 8019.8792
3186 | 512.1758 | 8324.8584 | 512.1758 | 8324.8584
3187 | 545.6393 | 8502.7543 | 545.6393 | 8502.7543
3188 | 584.3215 | 8612.9113 | 584.3215 | 8612.9113
3189 | 618.5796 | 8641.8999 | 618.5796 | 8641.8999
3190 | 637.0144 | 8656.6252 | 637.0144 | 8656.6252
3191 | 665.361 | 8653.5193 | 665.361 | 8653.5193
3192 | 644.851 | 8605.7581 | 644.851 | 8605.7581
3193 | 638.1701 | 8619.5735 | 638.1701 | 8619.5735
3194 | 641.0564 | 8568.6889 | 641.0564 | 8568.6889
3195 | 662.8476 | 8552.7177 | 662.8476 | 8552.7177
3196 | 703.8419 | 8571.6841 | 703.8419 | 8571.6841
3197 | 720.0064 | 8659.3881 | 720.0064 | 8659.3881
3198 | 712.0855 | 8735.939 | 712.0855 | 8735.939
3199 | 679.9859 | 8774.7297 | 679.9859 | 8774.7297
3200 | 660.2435 | 8798.8177 | 660.2435 | 8798.8177
3201 | 629.7829 | 8737.5573 | 629.7829 | 8737.5573
3202 | 604.4465 | 8661.3129 | 604.4465 | 8661.3129
3203 | 555.6654 | 8551.5422 | 555.6654 | 8551.5422
3204 | 524.8538 | 8437.2579 | 524.8538 | 8437.2579
3205 | 498.3089 | 8377.5965 | 498.3089 | 8377.5965
3206 | 489.0224 | 8334.8866 | 489.0224 | 8334.8866
3207 | 481.7206 | 8362.0058 | 481.7206 | 8362.0058
3208 | 485.2946 | 8463.9826 | 485.2946 | 8463.9826
3209 | 494.4338 | 8656.3447 | 494.4338 | 8656.3447
3210 | 517.3134 | 8891.1775 | 517.3134 | 8891.1775
3211 | 546.6238 | 8952.5919 | 546.6238 | 8952.5919
3212 | 590.271 | 8944.6585 | 590.271 | 8944.6585
3213 | 620.0036 | 8855.8784 | 620.0036 | 8855.8784
3214 | 642.3034 | 8720.9796 | 642.3034 | 8720.9796
3215 | 679.303 | 8654.4847 | 679.303 | 8654.4847
3216 | 677.8427 | 8644.3708 | 677.8427 | 8644.3708
3217 | 637.8756 | 8589.6487 | 637.8756 | 8589.6487
3218 | 639.528 | 8287.46 | 639.528 | 8287.46
3219 | 659.2459 | 8075.2077 | 659.2459 | 8075.2077
3220 | 693.5124 | 8013.4093 | 693.5124 | 8013.4093
3221 | 716.3267 | 8058.6393 | 716.3267 | 8058.6393
3222 | 700.4386 | 8131.6507 | 700.4386 | 8131.6507
3223 | 676.3429 | 8185.5647 | 676.3429 | 8185.5647
3224 | 646.0927 | 8220.2712 | 646.0927 | 8220.2712
3225 | 629.087 | 8189.2574 | 629.087 | 8189.2574
3226 | 607.6913 | 8153.8781 | 607.6913 | 8153.8781
3227 | 568.1273 | 8075.3192 | 568.1273 | 8075.3192
3228 | 532.078 | 8008.0137 | 532.078 | 8008.0137
3229 | 505.156 | 7981.4949 | 505.156 | 7981.4949
3230 | 492.3309 | 7977.7194 | 492.3309 | 7977.7194
3231 | 486.0529 | 8007.4127 | 486.0529 | 8007.4127
3232 | 486.5884 | 8085.5784 | 486.5884 | 8085.5784
3233 | 493.1165 | 8255.4165 | 493.1165 | 8255.4165
3234 | 516.6934 | 8523.7136 | 516.6934 | 8523.7136
3235 | 550.8235 | 8685.5209 | 550.8235 | 8685.5209
3236 | 581.9104 | 8797.6086 | 581.9104 | 8797.6086
3237 | 610.7206 | 8782.5144 | 610.7206 | 8782.5144
3238 | 635.6696 | 8726.7715 | 635.6696 | 8726.7715
3239 | 667.3257 | 8691.1667 | 667.3257 | 8691.1667
3240 | 666.2815 | 8618.9508 | 666.2815 | 8618.9508
3241 | 630.6752 | 8626.6525 | 630.6752 | 8626.6525
3242 | 640.5681 | 8610.1975 | 640.5681 | 8610.1975
3243 | 663.7735 | 8654.7195 | 663.7735 | 8654.7195
3244 | 705.2598 | 8701.3583 | 705.2598 | 8701.3583
3245 | 711.0593 | 8763.6423 | 711.0593 | 8763.6423
3246 | 693.6429 | 8812.5208 | 693.6429 | 8812.5208
3247 | 669.5815 | 8843.5889 | 669.5815 | 8843.5889
3248 | 638.4832 | 8884.0873 | 638.4832 | 8884.0873
3249 | 621.7222 | 8874.3105 | 621.7222 | 8874.3105
3250 | 595.823 | 8873.039 | 595.823 | 8873.039
3251 | 561.5554 | 8868.8096 | 561.5554 | 8868.8096
3252 | 528.4495 | 8879.0511 | 528.4495 | 8879.0511
3253 | 509.2833 | 8940.0544 | 509.2833 | 8940.0544
3254 | 494.4708 | 9045.3597 | 494.4708 | 9045.3597
3255 | 486.4356 | 9145.5212 | 486.4356 | 9145.5212
3256 | 489.6051 | 9250.3939 | 489.6051 | 9250.3939
3257 | 495.1976 | 9407.0393 | 495.1976 | 9407.0393
3258 | 515.1144 | 9671.4752 | 515.1144 | 9671.4752
3259 | 537.9586 | 9936.8931 | 537.9586 | 9936.8931
3260 | 565.7582 | 10183.8034 | 565.7582 | 10183.8034
3261 | 592.4676 | 10294.8439 | 592.4676 | 10294.8439
3262 | 618.1771 | 10234.2744 | 618.1771 | 10234.2744
3263 | 650.9586 | 10045.506 | 650.9586 | 10045.506
3264 | 640.8932 | 9868.3924 | 640.8932 | 9868.3924
3265 | 621.256 | 9764.7609 | 621.256 | 9764.7609
3266 | 620.8536 | 9558.4603 | 620.8536 | 9558.4603
3267 | 646.035 | 9311.1349 | 646.035 | 9311.1349
3268 | 681.7676 | 9096.1729 | 681.7676 | 9096.1729
3269 | 694.8017 | 8994.6747 | 694.8017 | 8994.6747
3270 | 675.2595 | 8971.4763 | 675.2595 | 8971.4763
3271 | 651.1263 | 8999.9702 | 651.1263 | 8999.9702
3272 | 628.042 | 9101.9271 | 628.042 | 9101.9271
3273 | 606.2765 | 9158.1136 | 606.2765 | 9158.1136
3274 | 584.9993 | 9211.8652 | 584.9993 | 9211.8652
3275 | 553.7477 | 9214.393 | 553.7477 | 9214.393
3276 | 526.1773 | 9202.754 | 526.1773 | 9202.754
3277 | 506.144 | 9231.9018 | 506.144 | 9231.9018
3278 | 491.1644 | 9288.2977 | 491.1644 | 9288.2977
3279 | 487.6493 | 9352.0989 | 487.6493 | 9352.0989
3280 | 487.9588 | 9329.5499 | 487.9588 | 9329.5499
3281 | 496.0865 | 9281.8699 | 496.0865 | 9281.8699
3282 | 511.123 | 9486.4562 | 511.123 | 9486.4562
3283 | 530.2194 | 9790.4868 | 530.2194 | 9790.4868
3284 | 550.8064 | 10026.135 | 550.8064 | 10026.135
3285 | 570.37 | 10033.2431 | 570.37 | 10033.2431
3286 | 580.3265 | 9854.905 | 580.3265 | 9854.905
3287 | 644.3596 | 9507.5029 | 644.3596 | 9507.5029
3288 | 644.3164 | 8967.7519 | 644.3164 | 8967.7519
3289 | 630.479 | 8355.0768 | 630.479 | 8355.0768
3290 | 627.7698 | 7732.0811 | 627.7698 | 7732.0811
3291 | 649.8245 | 7385.0063 | 649.8245 | 7385.0063
3292 | 691.8515 | 7243.0866 | 691.8515 | 7243.0866
3293 | 702.8707 | 7262.8965 | 702.8707 | 7262.8965
3294 | 677.1636 | 7348.4571 | 677.1636 | 7348.4571
3295 | 654.9994 | 7454.1764 | 654.9994 | 7454.1764
3296 | 627.4034 | 7566.7518 | 627.4034 | 7566.7518
3297 | 605.5359 | 7613.2851 | 605.5359 | 7613.2851
3298 | 577.0596 | 7652.2352 | 577.0596 | 7652.2352
3299 | 539.6078 | 7644.788 | 539.6078 | 7644.788
3300 | 512.1998 | 7637.9756 | 512.1998 | 7637.9756
3301 | 490.4096 | 7624.6495 | 490.4096 | 7624.6495
3302 | 475.2652 | 7612.8297 | 475.2652 | 7612.8297
3303 | 474.308 | 7643.1666 | 474.308 | 7643.1666
3304 | 476.3362 | 7709.4267 | 476.3362 | 7709.4267
3305 | 481.6541 | 7857.0625 | 481.6541 | 7857.0625
3306 | 498.046 | 8145.6313 | 498.046 | 8145.6313
3307 | 528.4951 | 8398.5001 | 528.4951 | 8398.5001
3308 | 556.6905 | 8684.3447 | 556.6905 | 8684.3447
3309 | 585.1957 | 8879.6896 | 585.1957 | 8879.6896
3310 | 611.3836 | 9019.2625 | 611.3836 | 9019.2625
3311 | 648.8261 | 9134.8906 | 648.8261 | 9134.8906
3312 | 648.8311 | 9331.6763 | 648.8311 | 9331.6763
3313 | 626.2802 | 9715.5298 | 626.2802 | 9715.5298
3314 | 626.0362 | 9962.928 | 626.0362 | 9962.928
3315 | 654.6819 | 10084.3536 | 654.6819 | 10084.3536
3316 | 692.4709 | 10028.6688 | 692.4709 | 10028.6688
3317 | 700.4269 | 9959.9914 | 700.4269 | 9959.9914
3318 | 681.305 | 9879.1958 | 681.305 | 9879.1958
3319 | 652.631 | 9816.9499 | 652.631 | 9816.9499
3320 | 638.5146 | 9866.7797 | 638.5146 | 9866.7797
3321 | 616.8697 | 9788.7872 | 616.8697 | 9788.7872
3322 | 584.1947 | 9634.3521 | 584.1947 | 9634.3521
3323 | 546.2694 | 9474.0632 | 546.2694 | 9474.0632
3324 | 517.2482 | 9360.7442 | 517.2482 | 9360.7442
3325 | 501.1946 | 9314.5973 | 501.1946 | 9314.5973
3326 | 491.9248 | 9263.1995 | 491.9248 | 9263.1995
3327 | 487.0154 | 9220.4941 | 487.0154 | 9220.4941
3328 | 492.7928 | 9225.9392 | 492.7928 | 9225.9392
3329 | 501.9323 | 9257.0935 | 501.9323 | 9257.0935
3330 | 522.2451 | 9336.5103 | 522.2451 | 9336.5103
3331 | 556.7778 | 9291.0963 | 556.7778 | 9291.0963
3332 | 600.7204 | 9211.4077 | 600.7204 | 9211.4077
3333 | 629.0248 | 9075.0053 | 629.0248 | 9075.0053
3334 | 651.5418 | 8958.1257 | 651.5418 | 8958.1257
3335 | 694.0473 | 8797.3515 | 694.0473 | 8797.3515
3336 | 679.877 | 8614.446 | 679.877 | 8614.446
3337 | 656.2898 | 8527.2249 | 656.2898 | 8527.2249
3338 | 663.8371 | 8339.9088 | 663.8371 | 8339.9088
3339 | 689.3431 | 8165.6257 | 689.3431 | 8165.6257
3340 | 724.1263 | 8033.3592 | 724.1263 | 8033.3592
3341 | 736.2219 | 7954.7069 | 736.2219 | 7954.7069
3342 | 708.8809 | 7950.8147 | 708.8809 | 7950.8147
3343 | 679.4267 | 8009.5553 | 679.4267 | 8009.5553
3344 | 656.8321 | 8107.3291 | 656.8321 | 8107.3291
3345 | 632.6131 | 8113.9627 | 632.6131 | 8113.9627
3346 | 601.8134 | 8145.8338 | 601.8134 | 8145.8338
3347 | 560.5971 | 8171.2074 | 560.5971 | 8171.2074
3348 | 532.5076 | 8189.1715 | 532.5076 | 8189.1715
3349 | 515.3476 | 8212.5274 | 515.3476 | 8212.5274
3350 | 500.5199 | 8209.7172 | 500.5199 | 8209.7172
3351 | 496.7324 | 8228.4703 | 496.7324 | 8228.4703
3352 | 498.0147 | 8306.3142 | 498.0147 | 8306.3142
3353 | 505.7368 | 8482.9095 | 505.7368 | 8482.9095
3354 | 531.891 | 8752.8155 | 531.891 | 8752.8155
3355 | 560.3785 | 8856.0602 | 560.3785 | 8856.0602
3356 | 600.1147 | 8886.4177 | 600.1147 | 8886.4177
3357 | 626.2893 | 8859.4179 | 626.2893 | 8859.4179
3358 | 658.9308 | 8836.4958 | 658.9308 | 8836.4958
3359 | 695.9777 | 8807.6482 | 695.9777 | 8807.6482
3360 | 679.4789 | 8739.2936 | 679.4789 | 8739.2936
3361 | 652.1538 | 8667.8394 | 652.1538 | 8667.8394
3362 | 651.4906 | 8396.8625 | 651.4906 | 8396.8625
3363 | 680.4472 | 8181.7143 | 680.4472 | 8181.7143
3364 | 718.5671 | 8078.0855 | 718.5671 | 8078.0855
3365 | 726.484 | 8065.3965 | 726.484 | 8065.3965
3366 | 706.2593 | 8156.1054 | 706.2593 | 8156.1054
3367 | 681.1704 | 8285.6359 | 681.1704 | 8285.6359
3368 | 656.2114 | 8380.192 | 656.2114 | 8380.192
3369 | 624.1329 | 8369.1281 | 624.1329 | 8369.1281
3370 | 593.1462 | 8318.6255 | 593.1462 | 8318.6255
3371 | 552.913 | 8213.6813 | 552.913 | 8213.6813
3372 | 527.105 | 8121.5993 | 527.105 | 8121.5993
3373 | 507.4025 | 8154.9301 | 507.4025 | 8154.9301
3374 | 497.0171 | 8276.9676 | 497.0171 | 8276.9676
3375 | 491.5762 | 8491.0364 | 491.5762 | 8491.0364
3376 | 488.8034 | 8785.433 | 488.8034 | 8785.433
3377 | 494.1718 | 9142.5425 | 494.1718 | 9142.5425
3378 | 519.1575 | 9616.7739 | 519.1575 | 9616.7739
3379 | 553.9292 | 9914.6909 | 553.9292 | 9914.6909
3380 | 594.7997 | 10084.3757 | 594.7997 | 10084.3757
3381 | 622.7791 | 10169.0309 | 622.7791 | 10169.0309
3382 | 644.9457 | 10263.5557 | 644.9457 | 10263.5557
3383 | 694.29 | 10371.1395 | 694.29 | 10371.1395
3384 | 686.1322 | 10442.434 | 686.1322 | 10442.434
3385 | 658.9552 | 10436.6214 | 658.9552 | 10436.6214
3386 | 662.7849 | 10041.7622 | 662.7849 | 10041.7622
3387 | 699.3808 | 9559.5431 | 699.3808 | 9559.5431
3388 | 728.3462 | 9220.377 | 728.3462 | 9220.377
3389 | 736.5578 | 9102.1467 | 736.5578 | 9102.1467
3390 | 718.6137 | 9125.6052 | 718.6137 | 9125.6052
3391 | 684.2868 | 9251.2743 | 684.2868 | 9251.2743
3392 | 650.2434 | 9378.0077 | 650.2434 | 9378.0077
3393 | 630.0376 | 9320.2868 | 630.0376 | 9320.2868
3394 | 605.9045 | 9213.7958 | 605.9045 | 9213.7958
3395 | 562.7726 | 9138.7765 | 562.7726 | 9138.7765
3396 | 534.6838 | 9075.3322 | 534.6838 | 9075.3322
3397 | 505.6494 | 8938.1238 | 505.6494 | 8938.1238
3398 | 491.9412 | 8759.3042 | 491.9412 | 8759.3042
3399 | 488.9621 | 8632.2944 | 488.9621 | 8632.2944
3400 | 492.7366 | 8583.0383 | 492.7366 | 8583.0383
3401 | 499.8198 | 8621.9151 | 499.8198 | 8621.9151
3402 | 519.8451 | 8707.4456 | 519.8451 | 8707.4456
3403 | 548.328 | 8638.5422 | 548.328 | 8638.5422
3404 | 585.3944 | 8537.6166 | 585.3944 | 8537.6166
3405 | 608.3395 | 8412.1545 | 608.3395 | 8412.1545
3406 | 628.8519 | 8320.6949 | 628.8519 | 8320.6949
3407 | 673.6439 | 8262.8878 | 673.6439 | 8262.8878
3408 | 667.6488 | 8189.7066 | 667.6488 | 8189.7066
3409 | 648.863 | 8179.3891 | 648.863 | 8179.3891
3410 | 657.1926 | 8076.0556 | 657.1926 | 8076.0556
3411 | 686.2594 | 8029.8378 | 686.2594 | 8029.8378
3412 | 717.2638 | 8027.5673 | 717.2638 | 8027.5673
3413 | 724.0316 | 8119.4542 | 724.0316 | 8119.4542
3414 | 700.7331 | 8294.7893 | 700.7331 | 8294.7893
3415 | 670.9229 | 8536.94 | 670.9229 | 8536.94
3416 | 643.4889 | 8710.0085 | 643.4889 | 8710.0085
3417 | 629.0973 | 8687.0391 | 629.0973 | 8687.0391
3418 | 608.3867 | 8620.4478 | 608.3867 | 8620.4478
3419 | 573.3081 | 8483.3264 | 573.3081 | 8483.3264
3420 | 537.3188 | 8347.8052 | 537.3188 | 8347.8052
3421 | 514.0628 | 8267.8722 | 514.0628 | 8267.8722
3422 | 501.1322 | 8225.1623 | 501.1322 | 8225.1623
3423 | 497.6691 | 8211.0946 | 497.6691 | 8211.0946
3424 | 494.3839 | 8231.0195 | 494.3839 | 8231.0195
3425 | 501.5436 | 8331.3547 | 501.5436 | 8331.3547
3426 | 519.8906 | 8518.887 | 519.8906 | 8518.887
3427 | 542.2238 | 8580.6232 | 542.2238 | 8580.6232
3428 | 571.3408 | 8581.6994 | 571.3408 | 8581.6994
3429 | 594.5367 | 8524.7748 | 594.5367 | 8524.7748
3430 | 617.523 | 8453.5869 | 617.523 | 8453.5869
3431 | 653.5316 | 8340.435 | 653.5316 | 8340.435
3432 | 650.0095 | 8171.6874 | 650.0095 | 8171.6874
3433 | 632.8959 | 8068.0559 | 632.8959 | 8068.0559
3434 | 635.513 | 7900.6897 | 635.513 | 7900.6897
3435 | 662.7064 | 7776.6031 | 662.7064 | 7776.6031
3436 | 693.3105 | 7691.3153 | 693.3105 | 7691.3153
3437 | 701.3969 | 7685.0617 | 701.3969 | 7685.0617
3438 | 683.6404 | 7705.9461 | 683.6404 | 7705.9461
3439 | 653.1644 | 7712.5595 | 653.1644 | 7712.5595
3440 | 630.4802 | 7767.2159 | 630.4802 | 7767.2159
3441 | 612.4511 | 7831.7684 | 612.4511 | 7831.7684
3442 | 593.0568 | 7915.1231 | 593.0568 | 7915.1231
3443 | 561.5218 | 7926.3387 | 561.5218 | 7926.3387
3444 | 537.209 | 7928.2142 | 537.209 | 7928.2142
3445 | 512.0244 | 7975.703 | 512.0244 | 7975.703
3446 | 500.5238 | 8028.2377 | 500.5238 | 8028.2377
3447 | 493.1015 | 8060.8269 | 493.1015 | 8060.8269
3448 | 494.0699 | 8075.9252 | 494.0699 | 8075.9252
3449 | 505.7821 | 8176.2605 | 505.7821 | 8176.2605
3450 | 519.0819 | 8373.1242 | 519.0819 | 8373.1242
3451 | 534.8605 | 8411.0492 | 534.8605 | 8411.0492
3452 | 560.4994 | 8420.1697 | 560.4994 | 8420.1697
3453 | 584.7754 | 8431.4609 | 584.7754 | 8431.4609
3454 | 607.0717 | 8475.1456 | 607.0717 | 8475.1456
3455 | 636.9058 | 8529.9588 | 636.9058 | 8529.9588
3456 | 637.9653 | 8587.4171 | 637.9653 | 8587.4171
3457 | 621.1903 | 8729.2979 | 621.1903 | 8729.2979
3458 | 632.5102 | 8698.3631 | 632.5102 | 8698.3631
3459 | 661.3961 | 8600.6618 | 661.3961 | 8600.6618
3460 | 697.0352 | 8497.6765 | 697.0352 | 8497.6765
3461 | 708.0742 | 8467.6118 | 708.0742 | 8467.6118
3462 | 692.2999 | 8541.9103 | 692.2999 | 8541.9103
3463 | 666.3534 | 8752.2056 | 666.3534 | 8752.2056
3464 | 646.062 | 8999.6035 | 646.062 | 8999.6035
3465 | 626.3271 | 9118.2138 | 626.3271 | 9118.2138
3466 | 609.3789 | 9219.9095 | 609.3789 | 9219.9095
3467 | 569.366 | 9251.075 | 569.366 | 9251.075
3468 | 538.2929 | 9272.5786 | 538.2929 | 9272.5786
3469 | 510.4521 | 9363.8284 | 510.4521 | 9363.8284
3470 | 500.4299 | 9482.0046 | 500.4299 | 9482.0046
3471 | 493.6155 | 9593.1063 | 493.6155 | 9593.1063
3472 | 495.1054 | 9678.351 | 495.1054 | 9678.351
3473 | 497.6304 | 9712.4012 | 497.6304 | 9712.4012
3474 | 517.5318 | 9705.9048 | 517.5318 | 9705.9048
3475 | 546.8466 | 9563.3156 | 546.8466 | 9563.3156
3476 | 578.3252 | 9440.1877 | 578.3252 | 9440.1877
3477 | 594.8932 | 9261.6332 | 594.8932 | 9261.6332
3478 | 628.5174 | 9073.3202 | 628.5174 | 9073.3202
3479 | 664.2072 | 8836.6077 | 664.2072 | 8836.6077
3480 | 656.0228 | 8520.4885 | 656.0228 | 8520.4885
3481 | 633.128 | 8282.678 | 633.128 | 8282.678
3482 | 639.7668 | 7978.2368 | 639.7668 | 7978.2368
3483 | 674.3164 | 7769.5241 | 674.3164 | 7769.5241
3484 | 709.6295 | 7711.2652 | 709.6295 | 7711.2652
3485 | 723.6455 | 7891.6395 | 723.6455 | 7891.6395
3486 | 703.7178 | 8197.9358 | 703.7178 | 8197.9358
3487 | 668.7286 | 8495.7531 | 668.7286 | 8495.7531
3488 | 645.9646 | 8743.1511 | 645.9646 | 8743.1511
3489 | 630.4467 | 8834.4107 | 630.4467 | 8834.4107
3490 | 600.5464 | 8837.0005 | 600.5464 | 8837.0005
3491 | 563.9462 | 8907.1005 | 563.9462 | 8907.1005
3492 | 530.3378 | 8985.236 | 530.3378 | 8985.236
3493 | 505.6314 | 9117.3509 | 505.6314 | 9117.3509
3494 | 493.4632 | 9247.4327 | 493.4632 | 9247.4327
3495 | 487.5347 | 9352.4207 | 487.5347 | 9352.4207
3496 | 487.506 | 9419.0026 | 487.506 | 9419.0026
3497 | 498.3112 | 9525.4515 | 498.3112 | 9525.4515
3498 | 523.7556 | 9766.7198 | 523.7556 | 9766.7198
3499 | 565.6651 | 9892.4886 | 565.6651 | 9892.4886
3500 | 605.9795 | 9884.2334 | 605.9795 | 9884.2334
3501 | 633.8587 | 9729.8118 | 633.8587 | 9729.8118
3502 | 662.6374 | 9501.9208 | 662.6374 | 9501.9208
3503 | 701.5785 | 9275.1833 | 701.5785 | 9275.1833
3504 | 696.2797 | 9126.3856 | 696.2797 | 9126.3856
3505 | 661.3171 | 9035.625 | 661.3171 | 9035.625
3506 | 670.4197 | 8637.5482 | 670.4197 | 8637.5482
3507 | 708.667 | 8200.3771 | 708.667 | 8200.3771
3508 | 740.0662 | 7906.2591 | 740.0662 | 7906.2591
3509 | 751.9012 | 7771.2967 | 751.9012 | 7771.2967
3510 | 732.9495 | 7647.7053 | 732.9495 | 7647.7053
3511 | 699.4969 | 7600.5828 | 699.4969 | 7600.5828
3512 | 675.4489 | 7574.4743 | 675.4489 | 7574.4743
3513 | 656.6717 | 7417.6476 | 656.6717 | 7417.6476
3514 | 624.9117 | 7248.0892 | 624.9117 | 7248.0892
3515 | 578.2436 | 7081.043 | 578.2436 | 7081.043
3516 | 545.1826 | 6942.3041 | 545.1826 | 6942.3041
3517 | 519.3226 | 6791.2594 | 519.3226 | 6791.2594
3518 | 507.0095 | 6605.3608 | 507.0095 | 6605.3608
3519 | 497.4567 | 6446.4956 | 497.4567 | 6446.4956
3520 | 497.1513 | 6375.6807 | 497.1513 | 6375.6807
3521 | 503.4387 | 6408.1221 | 503.4387 | 6408.1221
3522 | 525.1115 | 6549.641 | 525.1115 | 6549.641
3523 | 568.9603 | 6586.9224 | 568.9603 | 6586.9224
3524 | 606.752 | 6579.9543 | 606.752 | 6579.9543
3525 | 632.3824 | 6528.8216 | 632.3824 | 6528.8216
3526 | 650.1139 | 6466.6433 | 650.1139 | 6466.6433
3527 | 689.2764 | 6365.397 | 689.2764 | 6365.397
3528 | 688.4665 | 6177.9866 | 688.4665 | 6177.9866
3529 | 655.9895 | 5999.0604 | 655.9895 | 5999.0604
3530 | 668.2986 | 5847.1393 | 668.2986 | 5847.1393
3531 | 701.1141 | 5814.436 | 701.1141 | 5814.436
3532 | 735.7521 | 5800.9034 | 735.7521 | 5800.9034
3533 | 745.9708 | 5834.2278 | 745.9708 | 5834.2278
3534 | 729.7468 | 5867.3395 | 729.7468 | 5867.3395
3535 | 695.1026 | 5879.4231 | 695.1026 | 5879.4231
3536 | 669.3068 | 5886.7789 | 669.3068 | 5886.7789
3537 | 645.5376 | 5857.374 | 645.5376 | 5857.374
3538 | 621.3617 | 5832.6132 | 621.3617 | 5832.6132
3539 | 581.1888 | 5767.5688 | 581.1888 | 5767.5688
3540 | 549.1411 | 5718.926 | 549.1411 | 5718.926
3541 | 522.5668 | 5721.6885 | 522.5668 | 5721.6885
3542 | 509.723 | 5747.8378 | 509.723 | 5747.8378
3543 | 504.9869 | 5789.1149 | 504.9869 | 5789.1149
3544 | 505.6004 | 5883.691 | 505.6004 | 5883.691
3545 | 515.5971 | 6091.82 | 515.5971 | 6091.82
3546 | 535.8743 | 6413.5313 | 535.8743 | 6413.5313
3547 | 574.8985 | 6668.3308 | 574.8985 | 6668.3308
3548 | 622.018 | 6865.3663 | 622.018 | 6865.3663
3549 | 649.9849 | 6984.4511 | 649.9849 | 6984.4511
3550 | 665.5728 | 7135.286 | 665.5728 | 7135.286
3551 | 704.176 | 7282.1261 | 704.176 | 7282.1261
3552 | 695.1317 | 7341.8368 | 695.1317 | 7341.8368
3553 | 666.5702 | 7454.1145 | 666.5702 | 7454.1145
3554 | 672.3629 | 7473.3762 | 672.3629 | 7473.3762
3555 | 703.827 | 7524.3337 | 703.827 | 7524.3337
3556 | 730.2348 | 7615.377 | 730.2348 | 7615.377
3557 | 741.1973 | 7754.8863 | 741.1973 | 7754.8863
3558 | 729.4725 | 7914.7762 | 729.4725 | 7914.7762
3559 | 691.1749 | 8092.5725 | 691.1749 | 8092.5725
3560 | 666.7775 | 8259.5274 | 666.7775 | 8259.5274
3561 | 643.8288 | 8279.3536 | 643.8288 | 8279.3536
3562 | 622.2713 | 8250.088 | 622.2713 | 8250.088
3563 | 584.6189 | 8172.4945 | 584.6189 | 8172.4945
3564 | 552.4933 | 8125.1388 | 552.4933 | 8125.1388
3565 | 527.3757 | 8132.7279 | 527.3757 | 8132.7279
3566 | 514.6142 | 8128.3088 | 514.6142 | 8128.3088
3567 | 506.7578 | 8094.2913 | 506.7578 | 8094.2913
3568 | 503.8668 | 8064.3414 | 503.8668 | 8064.3414
3569 | 510.4252 | 8151.1623 | 510.4252 | 8151.1623
3570 | 527.7889 | 8376.0202 | 527.7889 | 8376.0202
3571 | 561.4804 | 8465.1069 | 561.4804 | 8465.1069
3572 | 598.2502 | 8444.9462 | 598.2502 | 8444.9462
3573 | 619.6017 | 8347.8001 | 619.6017 | 8347.8001
3574 | 644.5594 | 8266.6372 | 644.5594 | 8266.6372
3575 | 686.7109 | 8193.7068 | 686.7109 | 8193.7068
3576 | 680.2686 | 8104.7587 | 680.2686 | 8104.7587
3577 | 658.2231 | 8064.8382 | 658.2231 | 8064.8382
3578 | 669.0552 | 7939.6242 | 669.0552 | 7939.6242
3579 | 703.4945 | 7840.314 | 703.4945 | 7840.314
3580 | 731.0198 | 7793.9606 | 731.0198 | 7793.9606
3581 | 733.543 | 7861.0711 | 733.543 | 7861.0711
3582 | 716.0139 | 7974.6259 | 716.0139 | 7974.6259
3583 | 691.5094 | 8083.8847 | 691.5094 | 8083.8847
3584 | 664.0211 | 8174.5795 | 664.0211 | 8174.5795
3585 | 638.7798 | 8135.8432 | 638.7798 | 8135.8432
3586 | 616.8091 | 8005.5411 | 616.8091 | 8005.5411
3587 | 585.6813 | 7853.2964 | 585.6813 | 7853.2964
3588 | 558.7555 | 7752.5265 | 558.7555 | 7752.5265
3589 | 534.4194 | 7716.9981 | 534.4194 | 7716.9981
3590 | 520.6338 | 7652.4077 | 520.6338 | 7652.4077
3591 | 513.6627 | 7673.4132 | 513.6627 | 7673.4132
3592 | 511.8508 | 7861.6249 | 511.8508 | 7861.6249
3593 | 520.5219 | 8093.8868 | 520.5219 | 8093.8868
3594 | 537.1645 | 8317.1359 | 537.1645 | 8317.1359
3595 | 560.7007 | 8416.8411 | 560.7007 | 8416.8411
3596 | 589.0581 | 8543.0867 | 589.0581 | 8543.0867
3597 | 604.8855 | 8641.8999 | 604.8855 | 8641.8999
3598 | 632.3399 | 8729.9892 | 632.3399 | 8729.9892
3599 | 667.005 | 8768.7138 | 667.005 | 8768.7138
3600 | 670.5173 | 8786.2723 | 670.5173 | 8786.2723
3601 | 647.8634 | 8863.7987 | 647.8634 | 8863.7987
3602 | 656.778 | 8803.5826 | 656.778 | 8803.5826
3603 | 688.1691 | 8721.6482 | 688.1691 | 8721.6482
3604 | 715.5226 | 8705.5414 | 715.5226 | 8705.5414
3605 | 720.5624 | 8791.6364 | 720.5624 | 8791.6364
3606 | 704.6092 | 8899.3993 | 704.6092 | 8899.3993
3607 | 674.2702 | 8994.8219 | 674.2702 | 8994.8219
3608 | 657.3371 | 9049.8 | 657.3371 | 9049.8
3609 | 633.1738 | 8999.1581 | 633.1738 | 8999.1581
3610 | 610.6702 | 8947.3684 | 610.6702 | 8947.3684
3611 | 580.5705 | 8855.9387 | 580.5705 | 8855.9387
3612 | 552.534 | 8756.4559 | 552.534 | 8756.4559
3613 | 529.1309 | 8661.0779 | 529.1309 | 8661.0779
3614 | 517.7777 | 8604.5317 | 517.7777 | 8604.5317
3615 | 508.1535 | 8642.9129 | 508.1535 | 8642.9129
3616 | 501.8352 | 8710.4601 | 501.8352 | 8710.4601
3617 | 507.6938 | 8819.4832 | 507.6938 | 8819.4832
3618 | 522.3593 | 8958.4279 | 522.3593 | 8958.4279
3619 | 545.8894 | 8967.3934 | 545.8894 | 8967.3934
3620 | 571.1154 | 8971.3656 | 571.1154 | 8971.3656
3621 | 590.8249 | 8916.0498 | 590.8249 | 8916.0498
3622 | 615.9866 | 8822.0161 | 615.9866 | 8822.0161
3623 | 657.172 | 8689.2361 | 657.172 | 8689.2361
3624 | 657.8905 | 8561.6753 | 657.8905 | 8561.6753
3625 | 638.4238 | 8560.6892 | 638.4238 | 8560.6892
3626 | 647.314 | 8464.4347 | 647.314 | 8464.4347
3627 | 677.523 | 8391.5098 | 677.523 | 8391.5098
3628 | 711.4005 | 8388.9175 | 711.4005 | 8388.9175
3629 | 722.8858 | 8497.8584 | 722.8858 | 8497.8584
3630 | 698.3384 | 8643.9121 | 698.3384 | 8643.9121
3631 | 669.3966 | 8754.1362 | 669.3966 | 8754.1362
3632 | 654.658 | 8885.6962 | 654.658 | 8885.6962
3633 | 633.5103 | 8884.2854 | 633.5103 | 8884.2854
3634 | 611.1905 | 8807.0757 | 611.1905 | 8807.0757
3635 | 574.9803 | 8706.6364 | 574.9803 | 8706.6364
3636 | 548.7206 | 7511.7439 | 548.7206 | 7511.7439
3637 | 530.2975 | 7475.8695 | 530.2975 | 7475.8695
3638 | 514.7495 | 7359.943 | 514.7495 | 7359.943
3639 | 511.1828 | 7282.0988 | 511.1828 | 7282.0988
3640 | 508.6908 | 7287.3334 | 508.6908 | 7287.3334
3641 | 519.5215 | 7333.6824 | 519.5215 | 7333.6824
3642 | 533.6391 | 7493.4546 | 533.6391 | 7493.4546
3643 | 564.7107 | 7510.7416 | 564.7107 | 7510.7416
3644 | 599.3715 | 7509.7507 | 599.3715 | 7509.7507
3645 | 625.6053 | 7383.4004 | 625.6053 | 7383.4004
3646 | 648.4621 | 7232.8505 | 648.4621 | 7232.8505
3647 | 690.6207 | 7063.33 | 690.6207 | 7063.33
3648 | 680.21 | 6957.9752 | 680.21 | 6957.9752
3649 | 661.0912 | 6925.0284 | 661.0912 | 6925.0284
3650 | 673.8139 | 6904.401 | 673.8139 | 6904.401
3651 | 705.9263 | 6959.3849 | 705.9263 | 6959.3849
3652 | 731.7106 | 7031.6356 | 731.7106 | 7031.6356
3653 | 745.2798 | 7158.7635 | 745.2798 | 7158.7635
3654 | 725.2883 | 7287.269 | 725.2883 | 7287.269
3655 | 694.7497 | 7376.7086 | 694.7497 | 7376.7086
3656 | 674.2551 | 7443.3938 | 674.2551 | 7443.3938
3657 | 652.4515 | 7448.7389 | 652.4515 | 7448.7389
3658 | 622.623 | 7433.2883 | 622.623 | 7433.2883
3659 | 585.9279 | 7349.2388 | 585.9279 | 7349.2388
3660 | 551.102 | 7252.4893 | 551.102 | 7252.4893
3661 | 526.3401 | 7231.9638 | 526.3401 | 7231.9638
3662 | 514.0876 | 7205.8972 | 514.0876 | 7205.8972
3663 | 510.4366 | 7238.8432 | 510.4366 | 7238.8432
3664 | 508.8296 | 7301.0078 | 508.8296 | 7301.0078
3665 | 520.8557 | 7406.2401 | 520.8557 | 7406.2401
3666 | 541.0774 | 7615.1284 | 541.0774 | 7615.1284
3667 | 579.0162 | 7624.6015 | 579.0162 | 7624.6015
3668 | 622.6022 | 7631.7036 | 622.6022 | 7631.7036
3669 | 647.952 | 7523.7718 | 647.952 | 7523.7718
3670 | 673.5909 | 7397.5008 | 673.5909 | 7397.5008
3671 | 713.1741 | 7231.0501 | 713.1741 | 7231.0501
3672 | 705.0042 | 7052.3003 | 705.0042 | 7052.3003
3673 | 672.4017 | 6886.796 | 672.4017 | 6886.796
3674 | 686.3969 | 6741.9832 | 686.3969 | 6741.9832
3675 | 720.7504 | 6681.4328 | 720.7504 | 6681.4328
3676 | 743.5628 | 6732.4743 | 743.5628 | 6732.4743
3677 | 756.8066 | 7017.5549 | 756.8066 | 7017.5549
3678 | 744.0662 | 7373.5011 | 744.0662 | 7373.5011
3679 | 707.2271 | 7644.6142 | 707.2271 | 7644.6142
3680 | 682.9915 | 7835.4849 | 682.9915 | 7835.4849
3681 | 659.6399 | 7927.8993 | 659.6399 | 7927.8993
3682 | 627.9993 | 8005.3785 | 627.9993 | 8005.3785
3683 | 588.7183 | 8037.1424 | 588.7183 | 8037.1424
3684 | 554.5635 | 8096.3921 | 554.5635 | 8096.3921
3685 | 530.9423 | 8253.9122 | 530.9423 | 8253.9122
3686 | 518.7271 | 8443.0074 | 518.7271 | 8443.0074
3687 | 513.7124 | 8781.2542 | 513.7124 | 8781.2542
3688 | 513.5698 | 9149.5568 | 513.5698 | 9149.5568
3689 | 524.4627 | 9523.8111 | 524.4627 | 9523.8111
3690 | 545.5863 | 9977.4424 | 545.5863 | 9977.4424
3691 | 583.0328 | 10197.0539 | 583.0328 | 10197.0539
3692 | 626.6651 | 10336.9925 | 626.6651 | 10336.9925
3693 | 657.9704 | 10252.2234 | 657.9704 | 10252.2234
3694 | 677.0475 | 10065.9528 | 677.0475 | 10065.9528
3695 | 717.7843 | 9849.5488 | 717.7843 | 9849.5488
3696 | 711.8659 | 9718.5197 | 711.8659 | 9718.5197
3697 | 682.4774 | 9601.5733 | 682.4774 | 9601.5733
3698 | 697.3368 | 9371.3656 | 697.3368 | 9371.3656
3699 | 726.6376 | 9143.0951 | 726.6376 | 9143.0951
3700 | 742.2787 | 8975.9051 | 742.2787 | 8975.9051
3701 | 754.1673 | 8940.057 | 754.1673 | 8940.057
3702 | 743.3718 | 8991.2606 | 743.3718 | 8991.2606
3703 | 710.6287 | 9087.1188 | 710.6287 | 9087.1188
3704 | 685.3598 | 9163.0133 | 685.3598 | 9163.0133
3705 | 663.9323 | 9127.6143 | 663.9323 | 9127.6143
3706 | 628.8734 | 9076.7221 | 628.8734 | 9076.7221
3707 | 590.7186 | 8981.7889 | 590.7186 | 8981.7889
3708 | 557.0158 | 8879.179 | 557.0158 | 8879.179
3709 | 531.0561 | 8818.1885 | 531.0561 | 8818.1885
3710 | 517.8363 | 8765.6104 | 517.8363 | 8765.6104
3711 | 529.4652 | 8821.9981 | 529.4652 | 8821.9981
3712 | 529.3797 | 8927.9765 | 529.3797 | 8927.9765
3713 | 539.9221 | 9067.2552 | 539.9221 | 9067.2552
3714 | 561.7165 | 9260.2366 | 561.7165 | 9260.2366
3715 | 597.9896 | 9294.2677 | 597.9896 | 9294.2677
3716 | 641.6129 | 9297.1837 | 641.6129 | 9297.1837
3717 | 656.8727 | 9087.671 | 656.8727 | 9087.671
3718 | 676.9846 | 8867.6331 | 676.9846 | 8867.6331
3719 | 712.7073 | 8697.2754 | 712.7073 | 8697.2754
3720 | 703.2717 | 8615.9205 | 703.2717 | 8615.9205
3721 | 684.0091 | 8558.1366 | 684.0091 | 8558.1366
3722 | 690.0716 | 8399.6494 | 690.0716 | 8399.6494
3723 | 724.7808 | 8286.6342 | 724.7808 | 8286.6342
3724 | 744.013 | 8224.0948 | 744.013 | 8224.0948
3725 | 747.0191 | 8227.3164 | 747.0191 | 8227.3164
3726 | 737.9527 | 8293.0315 | 737.9527 | 8293.0315
3727 | 705.5539 | 8436.0522 | 705.5539 | 8436.0522
3728 | 673.2804 | 8612.4113 | 673.2804 | 8612.4113
3729 | 652.3072 | 8657.105 | 652.3072 | 8657.105
3730 | 627.7397 | 8641.6545 | 627.7397 | 8641.6545
3731 | 592.4351 | 8567.3723 | 592.4351 | 8567.3723
3732 | 562.5505 | 8513.3203 | 562.5505 | 8513.3203
3733 | 537.3166 | 8556.4224 | 537.3166 | 8556.4224
3734 | 524.5756 | 8592.0299 | 524.5756 | 8592.0299
3735 | 517.4571 | 8639.2083 | 517.4571 | 8639.2083
3736 | 516.0717 | 8689.9311 | 516.0717 | 8689.9311
3737 | 525.3936 | 8797.117 | 525.3936 | 8797.117
3738 | 542.1113 | 9032.2377 | 542.1113 | 9032.2377
3739 | 572.8154 | 9091.664 | 572.8154 | 9091.664
3740 | 611.4011 | 9169.9285 | 611.4011 | 9169.9285
3741 | 635.451 | 9172.7869 | 635.451 | 9172.7869
3742 | 660.5136 | 9237.3987 | 660.5136 | 9237.3987
3743 | 699.485 | 9341.3652 | 699.485 | 9341.3652
3744 | 693.911 | 9453.9629 | 693.911 | 9453.9629
3745 | 671.9929 | 9497.7599 | 671.9929 | 9497.7599
3746 | 683.2067 | 9332.575 | 683.2067 | 9332.575
3747 | 721.6125 | 9143.0951 | 721.6125 | 9143.0951
3748 | 738.9407 | 9061.0209 | 738.9407 | 9061.0209
3749 | 748.7937 | 9043.5914 | 748.7937 | 9043.5914
3750 | 730.6122 | 9064.6556 | 730.6122 | 9064.6556
3751 | 693.8516 | 9099.6768 | 693.8516 | 9099.6768
3752 | 668.8571 | 9130.6413 | 668.8571 | 9130.6413
3753 | 648.3165 | 9096.3587 | 648.3165 | 9096.3587
3754 | 623.454 | 9044.6292 | 623.454 | 9044.6292
3755 | 590.6542 | 8933.5101 | 590.6542 | 8933.5101
3756 | 560.1702 | 8847.0861 | 560.1702 | 8847.0861
3757 | 539.2495 | 8854.4674 | 539.2495 | 8854.4674
3758 | 523.8627 | 8872.7727 | 523.8627 | 8872.7727
3759 | 517.7785 | 8910.4628 | 517.7785 | 8910.4628
3760 | 514.7276 | 8954.2089 | 514.7276 | 8954.2089
3761 | 523.1112 | 9034.8833 | 523.1112 | 9034.8833
3762 | 534.6392 | 9198.2834 | 534.6392 | 9198.2834
3763 | 560.1574 | 9190.4543 | 560.1574 | 9190.4543
3764 | 586.4993 | 9184.4401 | 586.4993 | 9184.4401
3765 | 610.6033 | 9077.3455 | 610.6033 | 9077.3455
3766 | 636.6733 | 8945.7723 | 636.6733 | 8945.7723
3767 | 670.2536 | 8738.2984 | 670.2536 | 8738.2984
3768 | 662.1575 | 8545.8743 | 662.1575 | 8545.8743
3769 | 650.778 | 8335.7191 | 650.778 | 8335.7191
3770 | 661.1196 | 8159.6506 | 661.1196 | 8159.6506
3771 | 690.2113 | 8027.6587 | 690.2113 | 8027.6587
3772 | 719.9624 | 7771.7249 | 719.9624 | 7771.7249
3773 | 726.236 | 7520.1571 | 726.236 | 7520.1571
3774 | 699.5114 | 7407.8265 | 699.5114 | 7407.8265
3775 | 681.3154 | 7369.1737 | 681.3154 | 7369.1737
3776 | 656.6107 | 7403.208 | 656.6107 | 7403.208
3777 | 637.627 | 7415.2507 | 637.627 | 7415.2507
3778 | 616.3904 | 7410.6838 | 616.3904 | 7410.6838
3779 | 585.7455 | 7329.1459 | 585.7455 | 7329.1459
3780 | 554.3417 | 7244.9545 | 554.3417 | 7244.9545
3781 | 530.7729 | 7239.4986 | 530.7729 | 7239.4986
3782 | 517.5678 | 7236.3157 | 517.5678 | 7236.3157
3783 | 514.1467 | 7291.5871 | 514.1467 | 7291.5871
3784 | 511.9997 | 7337.5657 | 511.9997 | 7337.5657
3785 | 518.7986 | 7407.0773 | 518.7986 | 7407.0773
3786 | 531.8922 | 7612.0587 | 531.8922 | 7612.0587
3787 | 560.1841 | 7637.9968 | 560.1841 | 7637.9968
3788 | 591.1812 | 7681.6568 | 591.1812 | 7681.6568
3789 | 610.9202 | 7665.2594 | 610.9202 | 7665.2594
3790 | 634.7419 | 7691.6389 | 634.7419 | 7691.6389
3791 | 671.8503 | 7760.7219 | 671.8503 | 7760.7219
3792 | 669.7032 | 7882.5288 | 669.7032 | 7882.5288
3793 | 655.0942 | 8008.0928 | 655.0942 | 8008.0928
3794 | 663.4048 | 8110.2555 | 663.4048 | 8110.2555
3795 | 700.345 | 8279.9366 | 700.345 | 8279.9366
3796 | 727.8301 | 8508.7446 | 727.8301 | 8508.7446
3797 | 734.4491 | 8842.3831 | 734.4491 | 8842.3831
3798 | 714.0834 | 9206.9804 | 714.0834 | 9206.9804
3799 | 681.9978 | 9592.5116 | 681.9978 | 9592.5116
3800 | 665.4301 | 10030.6369 | 665.4301 | 10030.6369
3801 | 649.512 | 10416.9103 | 649.512 | 10416.9103
3802 | 622.8466 | 10687.7839 | 622.8466 | 10687.7839
3803 | 589.6043 | 10786.2451 | 589.6043 | 10786.2451
3804 | 558.6537 | 10868.6575 | 558.6537 | 10868.6575
3805 | 532.2801 | 11043.4799 | 532.2801 | 11043.4799
3806 | 520.154 | 11181.7846 | 520.154 | 11181.7846
3807 | 513.3366 | 11378.5437 | 513.3366 | 11378.5437
3808 | 512.7923 | 11628.2422 | 512.7923 | 11628.2422
3809 | 521.8902 | 11902.8691 | 521.8902 | 11902.8691
3810 | 538.5494 | 12192.9663 | 538.5494 | 12192.9663
3811 | 570.2923 | 12237.602 | 570.2923 | 12237.602
3812 | 608.2136 | 12159.3091 | 608.2136 | 12159.3091
3813 | 632.4378 | 11967.0987 | 632.4378 | 11967.0987
3814 | 658.5161 | 11877.3857 | 658.5161 | 11877.3857
3815 | 693.1064 | 11723.2139 | 693.1064 | 11723.2139
3816 | 688.5255 | 11509.0225 | 688.5255 | 11509.0225
3817 | 665.6028 | 11315.0533 | 665.6028 | 11315.0533
3818 | 676.2569 | 11083.1711 | 676.2569 | 11083.1711
3819 | 711.2937 | 10889.226 | 711.2937 | 10889.226
3820 | 736.2405 | 10744.9196 | 736.2405 | 10744.9196
3821 | 741.2603 | 10660.2346 | 741.2603 | 10660.2346
3822 | 725.0673 | 10604.5549 | 725.0673 | 10604.5549
3823 | 693.7954 | 10500.6002 | 693.7954 | 10500.6002
3824 | 674.5978 | 10296.0309 | 674.5978 | 10296.0309
3825 | 650.4484 | 9965.0986 | 650.4484 | 9965.0986
3826 | 620.5778 | 9656.0681 | 620.5778 | 9656.0681
3827 | 585.7861 | 9359.9266 | 585.7861 | 9359.9266
3828 | 551.8939 | 9122.2476 | 551.8939 | 9122.2476
3829 | 528.7713 | 8978.0947 | 528.7713 | 8978.0947
3830 | 517.6141 | 8794.0754 | 517.6141 | 8794.0754
3831 | 511.0282 | 8642.2781 | 511.0282 | 8642.2781
3832 | 512.5577 | 8612.0711 | 512.5577 | 8612.0711
3833 | 520.8218 | 8827.8145 | 520.8218 | 8827.8145
3834 | 537.3166 | 9301.5387 | 537.3166 | 9301.5387
3835 | 571.4649 | 9544.0339 | 571.4649 | 9544.0339
3836 | 618.5766 | 9710.2049 | 618.5766 | 9710.2049
3837 | 643.8467 | 9716.6912 | 643.8467 | 9716.6912
3838 | 666.2793 | 9695.629 | 666.2793 | 9695.629
3839 | 702.0069 | 9677.9217 | 702.0069 | 9677.9217
3840 | 695.6199 | 9728.5662 | 695.6199 | 9728.5662
3841 | 670.5976 | 9737.2006 | 670.5976 | 9737.2006
3842 | 684.4169 | 9582.0622 | 684.4169 | 9582.0622
3843 | 718.4549 | 9481.8841 | 718.4549 | 9481.8841
3844 | 738.9702 | 9413.2052 | 738.9702 | 9413.2052
3845 | 751.8774 | 9423.9616 | 751.8774 | 9423.9616
3846 | 736.553 | 9479.3512 | 736.553 | 9479.3512
3847 | 704.8552 | 9556.2327 | 704.8552 | 9556.2327
3848 | 685.2599 | 9622.918 | 685.2599 | 9622.918
3849 | 660.5207 | 9629.3793 | 660.5207 | 9629.3793
3850 | 628.1473 | 9665.2773 | 628.1473 | 9665.2773
3851 | 587.0234 | 9733.3201 | 587.0234 | 9733.3201
3852 | 555.137 | 9834.151 | 555.137 | 9834.151
3853 | 529.0154 | 9971.02 | 529.0154 | 9971.02
3854 | 513.3945 | 10090.6272 | 513.3945 | 10090.6272
3855 | 508.5359 | 10287.9444 | 508.5359 | 10287.9444
3856 | 507.3643 | 10523.9686 | 507.3643 | 10523.9686
3857 | 515.8786 | 10834.5953 | 515.8786 | 10834.5953
3858 | 539.2146 | 11263.9477 | 539.2146 | 11263.9477
3859 | 578.4012 | 11464.0244 | 578.4012 | 11464.0244
3860 | 624.0273 | 11593.9166 | 624.0273 | 11593.9166
3861 | 651.1654 | 11571.3797 | 651.1654 | 11571.3797
3862 | 668.6359 | 11559.5268 | 668.6359 | 11559.5268
3863 | 705.7612 | 11431.5875 | 705.7612 | 11431.5875
3864 | 699.1143 | 11135.629 | 699.1143 | 11135.629
3865 | 675.5601 | 10782.8698 | 675.5601 | 10782.8698
3866 | 680.1043 | 10373.5001 | 680.1043 | 10373.5001
3867 | 708.6722 | 10046.7185 | 708.6722 | 10046.7185
3868 | 733.2351 | 9863.0635 | 733.2351 | 9863.0635
3869 | 742.4389 | 9790.9366 | 742.4389 | 9790.9366
3870 | 727.1212 | 9733.3034 | 727.1212 | 9733.3034
3871 | 695.6434 | 9622.651 | 695.6434 | 9622.651
3872 | 675.7859 | 9470.5466 | 675.7859 | 9470.5466
3873 | 653.1592 | 9246.7766 | 653.1592 | 9246.7766
3874 | 620.3332 | 9003.8852 | 620.3332 | 9003.8852
3875 | 578.7487 | 8694.9066 | 578.7487 | 8694.9066
3876 | 546.1945 | 8401.693 | 546.1945 | 8401.693
3877 | 521.6803 | 8199.2148 | 521.6803 | 8199.2148
3878 | 507.659 | 8014.0793 | 507.659 | 8014.0793
3879 | 499.1441 | 7894.9329 | 499.1441 | 7894.9329
3880 | 500.105 | 7816.168 | 500.105 | 7816.168
3881 | 508.8895 | 7804.1917 | 508.8895 | 7804.1917
3882 | 527.8253 | 7925.1734 | 527.8253 | 7925.1734
3883 | 564.2096 | 7892.5072 | 564.2096 | 7892.5072
3884 | 609.5731 | 7870.5861 | 609.5731 | 7870.5861
3885 | 633.9538 | 7762.9334 | 633.9538 | 7762.9334
3886 | 654.3518 | 7701.4063 | 654.3518 | 7701.4063
3887 | 692.0962 | 7717.1872 | 692.0962 | 7717.1872
3888 | 687.3136 | 7887.2729 | 687.3136 | 7887.2729
3889 | 663.6316 | 8163.5339 | 663.6316 | 8163.5339
3890 | 676.7028 | 8440.6725 | 676.7028 | 8440.6725
3891 | 707.1096 | 8730.9111 | 707.1096 | 8730.9111
3892 | 729.2474 | 8993.4864 | 729.2474 | 8993.4864
3893 | 730.5179 | 9293.9158 | 730.5179 | 9293.9158
3894 | 713.4368 | 9569.7693 | 713.4368 | 9569.7693
3895 | 682.2528 | 9788.6967 | 682.2528 | 9788.6967
3896 | 664.8581 | 9996.8696 | 664.8581 | 9996.8696
3897 | 643.1342 | 10145.3768 | 643.1342 | 10145.3768
3898 | 612.9665 | 10285.3673 | 612.9665 | 10285.3673
3899 | 578.0127 | 10389.4099 | 578.0127 | 10389.4099
3900 | 545.4959 | 10514.5198 | 545.4959 | 10514.5198
3901 | 521.543 | 10677.6212 | 521.543 | 10677.6212
3902 | 505.7586 | 10772.1122 | 505.7586 | 10772.1122
3903 | 498.4832 | 10875.6624 | 498.4832 | 10875.6624
3904 | 498.078 | 10930.2922 | 498.078 | 10930.2922
3905 | 506.0564 | 11014.5944 | 506.0564 | 11014.5944
3906 | 530.4352 | 11204.7852 | 530.4352 | 11204.7852
3907 | 563.7892 | 11306.6299 | 563.7892 | 11306.6299
3908 | 600.2786 | 11423.4058 | 600.2786 | 11423.4058
3909 | 622.6722 | 11251.5673 | 622.6722 | 11251.5673
3910 | 640.1643 | 11051.3433 | 640.1643 | 11051.3433
3911 | 678.1351 | 10858.1019 | 678.1351 | 10858.1019
3912 | 677.9272 | 10793.2121 | 677.9272 | 10793.2121
3913 | 657.1931 | 10771.428 | 657.1931 | 10771.428
3914 | 666.7029 | 10712.0101 | 666.7029 | 10712.0101
3915 | 701.1501 | 10685.227 | 701.1501 | 10685.227
3916 | 725.3458 | 10626.5946 | 725.3458 | 10626.5946
3917 | 729.875 | 10600.514 | 729.875 | 10600.514
3918 | 707.5453 | 10624.3688 | 707.5453 | 10624.3688
3919 | 676.788 | 10678.0876 | 676.788 | 10678.0876
3920 | 654.0802 | 10808.4005 | 654.0802 | 10808.4005
3921 | 631.6854 | 10944.6286 | 631.6854 | 10944.6286
3922 | 609.792 | 11137.6421 | 609.792 | 11137.6421
3923 | 579.9582 | 11293.3124 | 579.9582 | 11293.3124
3924 | 549.8508 | 11482.8871 | 549.8508 | 11482.8871
3925 | 527.3005 | 11751.1973 | 527.3005 | 11751.1973
3926 | 511.3776 | 11969.8737 | 511.3776 | 11969.8737
3927 | 502.5525 | 12241.1441 | 502.5525 | 12241.1441
3928 | 498.9556 | 12476.052 | 498.9556 | 12476.052
3929 | 508.5962 | 12638.4934 | 508.5962 | 12638.4934
3930 | 526.3002 | 12830.6376 | 526.3002 | 12830.6376
3931 | 553.5165 | 12794.0644 | 553.5165 | 12794.0644
3932 | 581.1361 | 12704.8878 | 581.1361 | 12704.8878
3933 | 595.5274 | 12431.7476 | 595.5274 | 12431.7476
3934 | 619.611 | 12067.1522 | 619.611 | 12067.1522
3935 | 652.2547 | 11702.2838 | 652.2547 | 11702.2838
3936 | 653.5398 | 11407.7207 | 653.5398 | 11407.7207
3937 | 639.5414 | 11223.5188 | 639.5414 | 11223.5188
3938 | 650.835 | 11126.1476 | 650.835 | 11126.1476
3939 | 686.5413 | 11194.8059 | 686.5413 | 11194.8059
3940 | 712.7089 | 11332.6376 | 712.7089 | 11332.6376
3941 | 703.0594 | 11563.579 | 703.0594 | 11563.579
3942 | 676.4345 | 11795.0607 | 676.4345 | 11795.0607
3943 | 652.2416 | 11984.4068 | 652.2416 | 11984.4068
3944 | 636.5073 | 12153.2311 | 636.5073 | 12153.2311
3945 | 626.4634 | 12269.0872 | 626.4634 | 12269.0872
3946 | 600.8093 | 12397.0778 | 600.8093 | 12397.0778
3947 | 574.6121 | 12488.8414 | 574.6121 | 12488.8414
3948 | 545.42 | 12563.4399 | 545.42 | 12563.4399
3949 | 521.5111 | 12659.0068 | 521.5111 | 12659.0068
3950 | 509.1929 | 12686.8004 | 509.1929 | 12686.8004
3951 | 501.6408 | 12740.9556 | 501.6408 | 12740.9556
3952 | 501.8164 | 12801.1667 | 501.8164 | 12801.1667
3953 | 506.1804 | 12939.05 | 506.1804 | 12939.05
3954 | 519.7626 | 13214.6357 | 519.7626 | 13214.6357
3955 | 550.449 | 13319.8292 | 550.449 | 13319.8292
3956 | 577.5812 | 13438.5586 | 577.5812 | 13438.5586
3957 | 598.6776 | 13480.7656 | 598.6776 | 13480.7656
3958 | 622.2552 | 13536.1682 | 622.2552 | 13536.1682
3959 | 662.6091 | 13591.2978 | 662.6091 | 13591.2978
3960 | 659.1203 | 13646.4073 | 659.1203 | 13646.4073
3961 | 643.505 | 13673.4602 | 643.505 | 13673.4602
3962 | 657.3331 | 13632.1817 | 657.3331 | 13632.1817
3963 | 696.6395 | 13557.678 | 696.6395 | 13557.678
3964 | 714.1326 | 13414.4878 | 714.1326 | 13414.4878
3965 | 722.7764 | 13325.6168 | 722.7764 | 13325.6168
3966 | 701.3728 | 13316.5416 | 701.3728 | 13316.5416
3967 | 674.6896 | 13359.9349 | 674.6896 | 13359.9349
3968 | 653.166 | 13408.4807 | 653.166 | 13408.4807
3969 | 635.0373 | 13388.9887 | 635.0373 | 13388.9887
3970 | 611.573 | 13386.0962 | 611.573 | 13386.0962
3971 | 579.9752 | 13239.5353 | 579.9752 | 13239.5353
3972 | 551.246 | 13010.5074 | 551.246 | 13010.5074
3973 | 526.6079 | 12807.1921 | 526.6079 | 12807.1921
3974 | 512.0318 | 12538.336 | 512.0318 | 12538.336
3975 | 503.8486 | 12242.5394 | 503.8486 | 12242.5394
3976 | 502.907 | 11832.2412 | 502.907 | 11832.2412
3977 | 509.986 | 11455.8015 | 509.986 | 11455.8015
3978 | 526.783 | 11394.8307 | 526.783 | 11394.8307
3979 | 557.9454 | 11290.723 | 557.9454 | 11290.723
3980 | 593.5051 | 11168.0582 | 593.5051 | 11168.0582
3981 | 615.4835 | 10904.4063 | 615.4835 | 10904.4063
3982 | 636.7789 | 10576.927 | 636.7789 | 10576.927
3983 | 675.6929 | 10241.0817 | 675.6929 | 10241.0817
3984 | 670.6475 | 9809.2169 | 670.6475 | 9809.2169
3985 | 649.4869 | 9523.1551 | 649.4869 | 9523.1551
3986 | 653.8539 | 9131.6458 | 653.8539 | 9131.6458
3987 | 693.6329 | 8743.4692 | 693.6329 | 8743.4692
3988 | 721.1385 | 8366.1406 | 721.1385 | 8366.1406
3989 | 729.7961 | 8080.8055 | 729.7961 | 8080.8055
3990 | 708.1915 | 7851.2662 | 708.1915 | 7851.2662
3991 | 678.6558 | 7630.3818 | 678.6558 | 7630.3818
3992 | 658.5919 | 7459.8589 | 658.5919 | 7459.8589
3993 | 643.9467 | 7265.9491 | 643.9467 | 7265.9491
3994 | 614.7567 | 7069.9413 | 614.7567 | 7069.9413
3995 | 583.3367 | 6823.474 | 583.3367 | 6823.474
3996 | 549.3556 | 6606.1669 | 549.3556 | 6606.1669
3997 | 528.7488 | 6465.642 | 528.7488 | 6465.642
3998 | 511.7605 | 6327.1108 | 511.7605 | 6327.1108
3999 | 505.9647 | 6219.6854 | 505.9647 | 6219.6854
4000 | 505.2938 | 6114.688 | 505.2938 | 6114.688
4001 | 512.7821 | 6083.456 | 512.7821 | 6083.456
4002 | 533.5059 | 6205.554 | 533.5059 | 6205.554
4003 | 569.954 | 6189.6318 | 569.954 | 6189.6318
4004 | 616.0115 | 6205.106 | 616.0115 | 6205.106
4005 | 641.221 | 6184.8016 | 641.221 | 6184.8016
4006 | 653.4965 | 6259.1809 | 653.4965 | 6259.1809
4007 | 690.641 | 6379.6124 | 690.641 | 6379.6124
4008 | 683.7451 | 6480.2101 | 683.7451 | 6480.2101
4009 | 659.7055 | 6485.7748 | 659.7055 | 6485.7748
4010 | 662.6166 | 6343.7526 | 662.6166 | 6343.7526
4011 | 702.2372 | 6167.3888 | 702.2372 | 6167.3888
4012 | 722.7279 | 6076.9426 | 722.7279 | 6076.9426
4013 | 725.8335 | 6106.6757 | 725.8335 | 6106.6757
4014 | 708.8111 | 6145.6002 | 708.8111 | 6145.6002
4015 | 672.3233 | 6120.9008 | 672.3233 | 6120.9008
4016 | 657.9948 | 6071.4936 | 657.9948 | 6071.4936
4017 | 649.8479 | 5947.63 | 649.8479 | 5947.63
4018 | 622.3864 | 5815.8079 | 622.3864 | 5815.8079
4019 | 585.3205 | 5649.4332 | 585.3205 | 5649.4332
4020 | 553.2175 | 5493.8003 | 553.2175 | 5493.8003
4021 | 529.0225 | 5410.4844 | 529.0225 | 5410.4844
4022 | 515.0672 | 5325.8135 | 515.0672 | 5325.8135
4023 | 509.1069 | 5292.3411 | 509.1069 | 5292.3411
4024 | 508.7788 | 5306.2269 | 508.7788 | 5306.2269
4025 | 517.3653 | 5386.9013 | 517.3653 | 5386.9013
4026 | 538.7961 | 5576.8129 | 538.7961 | 5576.8129
4027 | 572.0959 | 5632.8904 | 572.0959 | 5632.8904
4028 | 616.919 | 5728.4571 | 616.919 | 5728.4571
4029 | 637.0012 | 5667.1298 | 637.0012 | 5667.1298
4030 | 659.136 | 5557.3239 | 659.136 | 5557.3239
4031 | 698.581 | 5467.896 | 698.581 | 5467.896
4032 | 693.0287 | 5420.5874 | 693.0287 | 5420.5874
4033 | 661.2643 | 5361.1291 | 661.2643 | 5361.1291
4034 | 675.9372 | 5233.3395 | 675.9372 | 5233.3395
4035 | 713.2185 | 5143.766 | 713.2185 | 5143.766
4036 | 740.3379 | 5118.0636 | 740.3379 | 5118.0636
4037 | 738.2816 | 5182.9593 | 738.2816 | 5182.9593
4038 | 715.2731 | 5272.9533 | 715.2731 | 5272.9533
4039 | 687.7474 | 5338.6721 | 687.7474 | 5338.6721
4040 | 672.4561 | 5381.3575 | 672.4561 | 5381.3575
4041 | 657.5762 | 5374.7026 | 657.5762 | 5374.7026
4042 | 628.8948 | 5364.5543 | 628.8948 | 5364.5543
4043 | 588.4636 | 5319.8535 | 588.4636 | 5319.8535
4044 | 557.5032 | 5347.2894 | 557.5032 | 5347.2894
4045 | 531.5115 | 5535.7861 | 531.5115 | 5535.7861
4046 | 515.4096 | 5646.184 | 515.4096 | 5646.184
4047 | 506.0166 | 5886.1987 | 506.0166 | 5886.1987
4048 | 505.2902 | 6227.4317 | 505.2902 | 6227.4317
4049 | 515.0715 | 6574.8954 | 515.0715 | 6574.8954
4050 | 535.216 | 6966.5735 | 535.216 | 6966.5735
4051 | 568.3049 | 7114.7436 | 568.3049 | 7114.7436
4052 | 617.0171 | 7249.6589 | 617.0171 | 7249.6589
4053 | 637.5212 | 7271.4939 | 637.5212 | 7271.4939
4054 | 650.269 | 7248.1993 | 650.269 | 7248.1993
4055 | 687.5957 | 7201.1897 | 687.5957 | 7201.1897
4056 | 688.5774 | 7181.788 | 688.5774 | 7181.788
4057 | 657.4291 | 7163.6319 | 657.4291 | 7163.6319
4058 | 662.3769 | 7047.5631 | 662.3769 | 7047.5631
4059 | 695.4965 | 6855.8506 | 695.4965 | 6855.8506
4060 | 717.1287 | 6647.9165 | 717.1287 | 6647.9165
4061 | 716.4249 | 6599.5105 | 716.4249 | 6599.5105
4062 | 700.1338 | 6621.6909 | 700.1338 | 6621.6909
4063 | 669.657 | 6513.271 | 669.657 | 6513.271
4064 | 649.2658 | 6362.562 | 649.2658 | 6362.562
4065 | 635.2388 | 6184.001 | 635.2388 | 6184.001
4066 | 612.1302 | 6024.8302 | 612.1302 | 6024.8302
4067 | 580.4258 | 5884.6879 | 580.4258 | 5884.6879
4068 | 545.9264 | 5801.3337 | 545.9264 | 5801.3337
4069 | 522.6388 | 5827.6916 | 522.6388 | 5827.6916
4070 | 505.7871 | 5878.3689 | 505.7871 | 5878.3689
4071 | 498.4576 | 6006.4771 | 498.4576 | 6006.4771
4072 | 494.8737 | 6192.8272 | 494.8737 | 6192.8272
4073 | 500.9285 | 6485.3144 | 500.9285 | 6485.3144
4074 | 520.3521 | 6909.9226 | 520.3521 | 6909.9226
4075 | 547.6218 | 7117.8133 | 547.6218 | 7117.8133
4076 | 589.5188 | 7287.8913 | 589.5188 | 7287.8913
4077 | 608.007 | 7343.4936 | 608.007 | 7343.4936
4078 | 628.8277 | 7405.0357 | 628.8277 | 7405.0357
4079 | 658.7579 | 7459.328 | 658.7579 | 7459.328
4080 | 659.3557 | 7530.0654 | 659.3557 | 7530.0654
4081 | 638.1835 | 7587.2577 | 638.1835 | 7587.2577
4082 | 649.5452 | 7501.8864 | 649.5452 | 7501.8864
4083 | 684.8716 | 7372.9643 | 684.8716 | 7372.9643
4084 | 708.7031 | 7287.8204 | 708.7031 | 7287.8204
4085 | 711.8698 | 7353.2742 | 711.8698 | 7353.2742
4086 | 685.5414 | 7504.1051 | 685.5414 | 7504.1051
4087 | 658.5322 | 7637.3585 | 658.5322 | 7637.3585
4088 | 637.8753 | 7747.2993 | 637.8753 | 7747.2993
4089 | 625.5327 | 7714.1329 | 625.5327 | 7714.1329
4090 | 607.3079 | 7659.8919 | 607.3079 | 7659.8919
4091 | 576.9326 | 7571.3772 | 576.9326 | 7571.3772
4092 | 548.0107 | 7468.4883 | 548.0107 | 7468.4883
4093 | 524.034 | 7395.7769 | 524.034 | 7395.7769
4094 | 508.1131 | 7253.897 | 508.1131 | 7253.897
4095 | 502.5774 | 7075.5882 | 502.5774 | 7075.5882
4096 | 499.2395 | 6859.5216 | 499.2395 | 6859.5216
4097 | 507.4846 | 6731.7318 | 507.4846 | 6731.7318
4098 | 521.0392 | 6788.2488 | 521.0392 | 6788.2488
4099 | 543.8806 | 6699.2107 | 543.8806 | 6699.2107
4100 | 567.5716 | 6600.5459 | 567.5716 | 6600.5459
4101 | 581.624 | 6445.1724 | 581.624 | 6445.1724
4102 | 602.8562 | 6410.4359 | 602.8562 | 6410.4359
4103 | 633.5882 | 6441.2865 | 633.5882 | 6441.2865
4104 | 641.5893 | 6513.6983 | 641.5893 | 6513.6983
4105 | 630.3879 | 6602.9835 | 630.3879 | 6602.9835
4106 | 640.7401 | 6686.1695 | 640.7401 | 6686.1695
4107 | 673.3787 | 6811.7578 | 673.3787 | 6811.7578
4108 | 694.3458 | 6944.8453 | 694.3458 | 6944.8453
4109 | 686.5902 | 7149.8333 | 686.5902 | 7149.8333
4110 | 673.8989 | 7355.3617 | 673.8989 | 7355.3617
4111 | 651.5714 | 7520.1497 | 651.5714 | 7520.1497
4112 | 641.4332 | 7666.0904 | 641.4332 | 7666.0904
4113 | 621.5202 | 7743.9933 | 621.5202 | 7743.9933
4114 | 604.0069 | 7779.8913 | 604.0069 | 7779.8913
4115 | 576.1559 | 7725.9811 | 576.1559 | 7725.9811
4116 | 550.8133 | 7704.022 | 550.8133 | 7704.022
4117 | 527.8611 | 7745.1705 | 527.8611 | 7745.1705
4118 | 515.4158 | 7756.7782 | 515.4158 | 7756.7782
4119 | 507.2344 | 7828.2356 | 507.2344 | 7828.2356
4120 | 502.3512 | 7951.7952 | 502.3512 | 7951.7952
4121 | 504.8388 | 8108.3762 | 504.8388 | 8108.3762
4122 | 516.8458 | 8374.7526 | 516.8458 | 8374.7526
4123 | 536.4213 | 8468.2253 | 536.4213 | 8468.2253
4124 | 561.5408 | 8563.2339 | 561.5408 | 8563.2339
4125 | 578.6063 | 8501.6274 | 578.6063 | 8501.6274
4126 | 601.1869 | 8425.5888 | 601.1869 | 8425.5888
4127 | 632.8581 | 8378.8584 | 632.8581 | 8378.8584
4128 | 636.8273 | 8375.9217 | 636.8273 | 8375.9217
4129 | 624.3535 | 8389.8584 | 624.3535 | 8389.8584
4130 | 631.2722 | 8408.0215 | 631.2722 | 8408.0215
4131 | 663.7853 | 8552.0282 | 663.7853 | 8552.0282
4132 | 686.4725 | 8772.4642 | 686.4725 | 8772.4642
4133 | 693.0681 | 9081.5447 | 693.0681 | 9081.5447
4134 | 672.8791 | 9454.235 | 672.8791 | 9454.235
4135 | 652.9734 | 9870.4637 | 652.9734 | 9870.4637
4136 | 638.8175 | 10333.7052 | 638.8175 | 10333.7052
4137 | 626.7605 | 10769.6528 | 626.7605 | 10769.6528
4138 | 609.5955 | 11159.9676 | 609.5955 | 11159.9676
4139 | 581.9491 | 11397.684 | 581.9491 | 11397.684
4140 | 555.6851 | 11588.654 | 555.6851 | 11588.654
4141 | 533.736 | 11813.7086 | 533.736 | 11813.7086
4142 | 518.3663 | 11980.7574 | 518.3663 | 11980.7574
4143 | 513.1642 | 12125.0516 | 513.1642 | 12125.0516
4144 | 507.1528 | 12188.0534 | 507.1528 | 12188.0534
4145 | 509.1853 | 12215.9838 | 509.1853 | 12215.9838
4146 | 519.5807 | 12354.2679 | 519.5807 | 12354.2679
4147 | 538.6328 | 12350.6247 | 538.6328 | 12350.6247
4148 | 567.0834 | 12375.8662 | 567.0834 | 12375.8662
4149 | 587.4925 | 12297.2366 | 587.4925 | 12297.2366
4150 | 609.5955 | 12258.8722 | 609.5955 | 12258.8722
4151 | 650.6652 | 12269.3508 | 650.6652 | 12269.3508
4152 | 645.3191 | 12289.5768 | 645.3191 | 12289.5768
4153 | 627.8307 | 12295.1415 | 627.8307 | 12295.1415
4154 | 638.654 | 12182.7005 | 638.654 | 12182.7005
4155 | 676.8779 | 11982.0578 | 676.8779 | 11982.0578
4156 | 699.3373 | 11765.1936 | 699.3373 | 11765.1936
4157 | 704.61 | 11688.6016 | 704.61 | 11688.6016
4158 | 686.416 | 11734.5029 | 686.416 | 11734.5029
4159 | 660.02 | 11847.3842 | 660.02 | 11847.3842
4160 | 639.7853 | 11905.6974 | 639.7853 | 11905.6974
4161 | 626.8273 | 11823.9731 | 626.8273 | 11823.9731
4162 | 611.0869 | 11730.3834 | 611.0869 | 11730.3834
4163 | 588.6948 | 11620.1015 | 588.6948 | 11620.1015
4164 | 560.2302 | 11542.6077 | 560.2302 | 11542.6077
4165 | 539.7392 | 11505.338 | 539.7392 | 11505.338
4166 | 523.9901 | 11417.5974 | 523.9901 | 11417.5974
4167 | 513.6115 | 11351.195 | 513.6115 | 11351.195
4168 | 508.5886 | 11284.43 | 508.5886 | 11284.43
4169 | 512.3869 | 11250.6863 | 512.3869 | 11250.6863
4170 | 530.6209 | 11318.6451 | 530.6209 | 11318.6451
4171 | 554.0167 | 11219.8396 | 554.0167 | 11219.8396
4172 | 583.8882 | 11154.942 | 583.8882 | 11154.942
4173 | 606.6601 | 11008.2197 | 606.6601 | 11008.2197
4174 | 627.1014 | 10864.6465 | 627.1014 | 10864.6465
4175 | 661.219 | 10715.7771 | 661.219 | 10715.7771
4176 | 671.1831 | 10596.7479 | 671.1831 | 10596.7479
4177 | 649.645 | 10473.9411 | 649.645 | 10473.9411
4178 | 652.7305 | 10272.1983 | 652.7305 | 10272.1983
4179 | 687.4135 | 10093.323 | 687.4135 | 10093.323
4180 | 711.2022 | 9937.2957 | 711.2022 | 9937.2957
4181 | 710.1498 | 9860.7037 | 710.1498 | 9860.7037
4182 | 700.0697 | 9809.21 | 700.0697 | 9809.21
4183 | 670.8062 | 9759.6736 | 670.8062 | 9759.6736
4184 | 644.8671 | 9722.5454 | 644.8671 | 9722.5454
4185 | 628.5493 | 9693.0069 | 628.5493 | 9693.0069
4186 | 617.5153 | 9654.3937 | 617.5153 | 9654.3937
4187 | 592.2193 | 9502.5305 | 592.2193 | 9502.5305
4188 | 568.5496 | 9342.7116 | 568.5496 | 9342.7116
4189 | 544.8543 | 9275.3025 | 544.8543 | 9275.3025
4190 | 525.5638 | 9232.4919 | 525.5638 | 9232.4919
4191 | 513.9936 | 9205.4381 | 513.9936 | 9205.4381
4192 | 507.9772 | 9208.4402 | 507.9772 | 9208.4402
4193 | 512.9687 | 9320.3702 | 512.9687 | 9320.3702
4194 | 531.1335 | 9552.9793 | 531.1335 | 9552.9793
4195 | 550.1567 | 9621.894 | 550.1567 | 9621.894
4196 | 578.3736 | 9704.6236 | 578.3736 | 9704.6236
4197 | 602.7404 | 9719.2028 | 602.7404 | 9719.2028
4198 | 622.016 | 9759.8148 | 622.016 | 9759.8148
4199 | 650.0059 | 9819.4094 | 650.0059 | 9819.4094
4200 | 658.854 | 9921.6815 | 658.854 | 9921.6815
4201 | 641.3658 | 10039.4317 | 641.3658 | 10039.4317
4202 | 645.5061 | 10128.4781 | 645.5061 | 10128.4781
4203 | 679.4758 | 10248.7641 | 679.4758 | 10248.7641
4204 | 702.6032 | 10363.4331 | 702.6032 | 10363.4331
4205 | 700.6141 | 10524.6074 | 700.6141 | 10524.6074
4206 | 684.1583 | 10711.4381 | 684.1583 | 10711.4381
4207 | 660.6135 | 10890.1796 | 660.6135 | 10890.1796
4208 | 636.7731 | 11002.0739 | 636.7731 | 11002.0739
4209 | 621.354 | 10972.8145 | 621.354 | 10972.8145
4210 | 600.7151 | 10912.434 | 600.7151 | 10912.434
4211 | 585.8655 | 10764.7568 | 585.8655 | 10764.7568
4212 | 567.8381 | 10581.4962 | 567.8381 | 10581.4962
4213 | 552.3757 | 10425.9015 | 552.3757 | 10425.9015
4214 | 536.175 | 10244.6729 | 536.175 | 10244.6729
4215 | 520.6969 | 10095.6663 | 520.6969 | 10095.6663
4216 | 512.7811 | 9972.8085 | 512.7811 | 9972.8085
4217 | 512.9782 | 9902.5069 | 512.9782 | 9902.5069
4218 | 526.1851 | 9984.4191 | 526.1851 | 9984.4191
4219 | 543.8646 | 9919.66 | 543.8646 | 9919.66
4220 | 560.8106 | 9893.5529 | 560.8106 | 9893.5529
4221 | 571.4468 | 9835.8534 | 571.4468 | 9835.8534
4222 | 589.0594 | 9833.7679 | 589.0594 | 9833.7679
4223 | 612.8169 | 9838.6651 | 612.8169 | 9838.6651
4224 | 615.7974 | 9858.333 | 615.7974 | 9858.333
4225 | 606.2435 | 9881.4789 | 606.2435 | 9881.4789
4226 | 615.9676 | 9846.34 | 615.9676 | 9846.34
4227 | 641.9031 | 9810.9058 | 641.9031 | 9810.9058
4228 | 661.8888 | 9787.9941 | 661.8888 | 9787.9941
4229 | 658.5367 | 9857.3548 | 658.5367 | 9857.3548
4230 | 640.8813 | 9981.6743 | 640.8813 | 9981.6743
4231 | 625.8964 | 10102.6486 | 625.8964 | 10102.6486
4232 | 609.1081 | 10177.985 | 609.1081 | 10177.985
4233 | 598.4015 | 10169.3767 | 598.4015 | 10169.3767
4234 | 583.0253 | 10130.4843 | 583.0253 | 10130.4843
4235 | 572.0662 | 9987.8304 | 572.0662 | 9987.8304
4236 | 558.816 | 9826.058 | 558.816 | 9826.058
4237 | 545.0401 | 9712.0446 | 545.0401 | 9712.0446
4238 | 529.9944 | 9580.2111 | 529.9944 | 9580.2111
4239 | 515.8794 | 9504.3204 | 515.8794 | 9504.3204
4240 | 510.0525 | 9508.7178 | 510.0525 | 9508.7178
4241 | 511.1929 | 9684.5545 | 511.1929 | 9684.5545
4242 | 521.7957 | 10062.0001 | 521.7957 | 10062.0001
4243 | 535.8085 | 10295.286 | 535.8085 | 10295.286
4244 | 553.8159 | 10537.3636 | 553.8159 | 10537.3636
4245 | 569.7014 | 10681.9888 | 569.7014 | 10681.9888
4246 | 593.919 | 10769.7633 | 593.919 | 10769.7633
4247 | 628.7781 | 10776.0558 | 628.7781 | 10776.0558
4248 | 643.3427 | 10766.4215 | 643.3427 | 10766.4215
4249 | 637.3985 | 10701.1028 | 637.3985 | 10701.1028
4250 | 649.2201 | 10523.3599 | 649.2201 | 10523.3599
4251 | 680.0201 | 10367.6472 | 680.0201 | 10367.6472
4252 | 704.0074 | 10218.5966 | 704.0074 | 10218.5966
4253 | 710.1634 | 10104.8885 | 710.1634 | 10104.8885
4254 | 683.7486 | 9998.4184 | 683.7486 | 9998.4184
4255 | 654.7442 | 9907.8589 | 654.7442 | 9907.8589
4256 | 631.0931 | 9813.5217 | 631.0931 | 9813.5217
4257 | 612.1607 | 9671.2396 | 612.1607 | 9671.2396
4258 | 599.3117 | 9477.1852 | 599.3117 | 9477.1852
4259 | 586.1269 | 9222.6249 | 586.1269 | 9222.6249
4260 | 572.3002 | 9088.2012 | 572.3002 | 9088.2012
4261 | 557.7247 | 9069.071 | 557.7247 | 9069.071
4262 | 541.1794 | 9042.1672 | 541.1794 | 9042.1672
4263 | 523.2458 | 9091.8573 | 523.2458 | 9091.8573
4264 | 513.4073 | 9189.7426 | 513.4073 | 9189.7426
4265 | 513.0671 | 9372.2769 | 513.0671 | 9372.2769
4266 | 522.3069 | 9684.9787 | 522.3069 | 9684.9787
4267 | 538.9761 | 9821.707 | 538.9761 | 9821.707
4268 | 555.0943 | 9971.413 | 555.0943 | 9971.413
4269 | 571.7018 | 10001.8991 | 571.7018 | 10001.8991
4270 | 595.7631 | 10028.8367 | 595.7631 | 10028.8367
4271 | 633.594 | 10037.3618 | 633.594 | 10037.3618
4272 | 645.4246 | 10064.5645 | 645.4246 | 10064.5645
4273 | 640.3424 | 10103.3383 | 640.3424 | 10103.3383
4274 | 646.6301 | 10053.6878 | 646.6301 | 10053.6878
4275 | 680.7248 | 9939.8354 | 680.7248 | 9939.8354
4276 | 703.4546 | 9826.7846 | 703.4546 | 9826.7846
4277 | 701.8613 | 9865.7269 | 701.8613 | 9865.7269
4278 | 683.6348 | 9992.558 | 683.6348 | 9992.558
4279 | 656.2866 | 10184.9738 | 656.2866 | 10184.9738
4280 | 634.9906 | 10327.0075 | 634.9906 | 10327.0075
4281 | 612.8361 | 10350.213 | 612.8361 | 10350.213
4282 | 597.1846 | 10380.2505 | 597.1846 | 10380.2505
4283 | 581.4173 | 10440.7584 | 581.4173 | 10440.7584
4284 | 570.0832 | 10604.6588 | 570.0832 | 10604.6588
4285 | 552.3257 | 10852.5971 | 552.3257 | 10852.5971
4286 | 534.6962 | 11020.483 | 534.6962 | 11020.483
4287 | 523.2349 | 11111.7543 | 523.2349 | 11111.7543
4288 | 514.5678 | 11132.8958 | 514.5678 | 11132.8958
4289 | 513.4673 | 11186.7796 | 513.4673 | 11186.7796
4290 | 521.4371 | 11387.2959 | 521.4371 | 11387.2959
4291 | 538.5225 | 11479.9313 | 538.5225 | 11479.9313
4292 | 553.6351 | 11633.8234 | 553.6351 | 11633.8234
4293 | 564.4033 | 11677.1466 | 564.4033 | 11677.1466
4294 | 587.9848 | 11693.2006 | 587.9848 | 11693.2006
4295 | 621.1763 | 11675.4933 | 621.1763 | 11675.4933
4296 | 638.3862 | 11626.5103 | 638.3862 | 11626.5103
4297 | 633.4733 | 11518.7732 | 633.4733 | 11518.7732
4298 | 645.6011 | 11267.6353 | 645.6011 | 11267.6353
4299 | 678.7784 | 10958.9931 | 678.7784 | 10958.9931
4300 | 697.1378 | 10684.9199 | 697.1378 | 10684.9199
4301 | 708.4819 | 10582.6536 | 708.4819 | 10582.6536
4302 | 686.9056 | 10587.5318 | 686.9056 | 10587.5318
4303 | 658.2517 | 10586.8323 | 658.2517 | 10586.8323
4304 | 638.1455 | 10539.6576 | 638.1455 | 10539.6576
4305 | 622.6422 | 10423.3289 | 622.6422 | 10423.3289
4306 | 607.8427 | 10255.2279 | 607.8427 | 10255.2279
4307 | 592.0948 | 10002.342 | 592.0948 | 10002.342
4308 | 576.6 | 9810.9883 | 576.6 | 9810.9883
4309 | 559.1036 | 9729.9049 | 559.1036 | 9729.9049
4310 | 544.2039 | 9621.7923 | 544.2039 | 9621.7923
4311 | 532.539 | 9505.4366 | 532.539 | 9505.4366
4312 | 526.3911 | 9375.3231 | 526.3911 | 9375.3231
4313 | 527.583 | 9330.1376 | 527.583 | 9330.1376
4314 | 535.1039 | 9512.7935 | 535.1039 | 9512.7935
4315 | 552.1749 | 9607.9406 | 552.1749 | 9607.9406
4316 | 572.0351 | 9716.0654 | 572.0351 | 9716.0654
4317 | 584.5966 | 9692.9704 | 584.5966 | 9692.9704
4318 | 611.1589 | 9695.35 | 611.1589 | 9695.35
4319 | 643.2335 | 9662.5729 | 643.2335 | 9662.5729
4320 | 658.4505 | 9615.8225 | 658.4505 | 9615.8225
4321 | 653.5719 | 9637.5732 | 653.5719 | 9637.5732
4322 | 656.7329 | 9625.0387 | 656.7329 | 9625.0387
4323 | 685.9801 | 9566.7209 | 685.9801 | 9566.7209
4324 | 714.9506 | 9553.5766 | 714.9506 | 9553.5766
4325 | 719.2084 | 9718.9369 | 719.2084 | 9718.9369
4326 | 700.4602 | 9974.6976 | 700.4602 | 9974.6976
4327 | 672.7966 | 10251.113 | 672.7966 | 10251.113
4328 | 645.2644 | 10542.4483 | 645.2644 | 10542.4483
4329 | 622.4339 | 10709.9321 | 622.4339 | 10709.9321
4330 | 612.2162 | 10797.1787 | 612.2162 | 10797.1787
4331 | 593.0354 | 10826.431 | 593.0354 | 10826.431
4332 | 578.2343 | 10891.5411 | 578.2343 | 10891.5411
4333 | 562.3956 | 11047.9449 | 562.3956 | 11047.9449
4334 | 547.1057 | 11168.3893 | 547.1057 | 11168.3893
4335 | 536.996 | 11315.1951 | 536.996 | 11315.1951
4336 | 527.3425 | 11534.7543 | 527.3425 | 11534.7543
4337 | 530.3218 | 11786.2185 | 530.3218 | 11786.2185
4338 | 541.4812 | 12079.9436 | 541.4812 | 12079.9436
4339 | 559.2543 | 12190.7185 | 559.2543 | 12190.7185
4340 | 582.2207 | 12341.2617 | 582.2207 | 12341.2617
4341 | 597.9832 | 12380.1199 | 597.9832 | 12380.1199
4342 | 617.9241 | 12316.6394 | 617.9241 | 12316.6394
4343 | 651.1588 | 12220.7929 | 651.1588 | 12220.7929
4344 | 663.7964 | 12092.8336 | 663.7964 | 12092.8336
4345 | 656.4467 | 11927.3293 | 656.4467 | 11927.3293
4346 | 666.5784 | 11752.098 | 666.5784 | 11752.098
4347 | 691.7483 | 11611.1759 | 691.7483 | 11611.1759
4348 | 719.5966 | 11499.2414 | 719.5966 | 11499.2414
4349 | 727.3502 | 11482.091 | 727.3502 | 11482.091
4350 | 709.0075 | 11534.6899 | 709.0075 | 11534.6899
4351 | 676.407 | 11629.4318 | 676.407 | 11629.4318
4352 | 649.4891 | 11691.0938 | 649.4891 | 11691.0938
4353 | 624.2695 | 11583.4162 | 624.2695 | 11583.4162
4354 | 608.952 | 11385.7339 | 608.952 | 11385.7339
4355 | 592.6373 | 11155.7317 | 592.6373 | 11155.7317
4356 | 557.2675 | 10952.6571 | 557.2675 | 10952.6571
4357 | 545.7747 | 10821.6205 | 545.7747 | 10821.6205
4358 | 533.8498 | 10705.6939 | 533.8498 | 10705.6939
4359 | 522.391 | 10689.5238 | 522.391 | 10689.5238
4360 | 513.2749 | 10822.8509 | 513.2749 | 10822.8509
4361 | 514.2997 | 11067.0593 | 514.2997 | 11067.0593
4362 | 526.2138 | 11414.6446 | 526.2138 | 11414.6446
4363 | 540.7055 | 11629.2329 | 540.7055 | 11629.2329
4364 | 561.4431 | 11783.1249 | 561.4431 | 11783.1249
4365 | 576.2217 | 11672.1234 | 576.2217 | 11672.1234
4366 | 599.2255 | 11504.2713 | 599.2255 | 11504.2713
4367 | 633.894 | 11332.7973 | 633.894 | 11332.7973
4368 | 644.2403 | 11172.1869 | 644.2403 | 11172.1869
4369 | 633.8775 | 11001.3804 | 633.8775 | 11001.3804
4370 | 646.0733 | 10763.3587 | 646.0733 | 10763.3587
4371 | 671.0107 | 10553.7858 | 671.0107 | 10553.7858
4372 | 692.0802 | 10375.9912 | 692.0802 | 10375.9912
4373 | 698.4572 | 10302.1899 | 698.4572 | 10302.1899
4374 | 674.3246 | 10325.2075 | 674.3246 | 10325.2075
4375 | 642.6128 | 10393.717 | 642.6128 | 10393.717
4376 | 621.241 | 10353.7981 | 621.241 | 10353.7981
4377 | 597.8376 | 10088.7259 | 597.8376 | 10088.7259
4378 | 578.7659 | 9733.37 | 578.7659 | 9733.37
4379 | 564.5262 | 9368.8568 | 564.5262 | 9368.8568
4380 | 556.6916 | 10239.6394 | 556.6916 | 10239.6394
4381 | 556.1952 | 10217.9151 | 556.1952 | 10217.9151
4382 | 544.9595 | 10234.0387 | 544.9595 | 10234.0387
4383 | 525.6942 | 10297.3238 | 525.6942 | 10297.3238
4384 | 515.8544 | 10376.0805 | 515.8544 | 10376.0805
4385 | 514.3377 | 10471.6519 | 514.3377 | 10471.6519
4386 | 518.2956 | 10659.4864 | 518.2956 | 10659.4864
4387 | 523.5518 | 10644.159 | 523.5518 | 10644.159
4388 | 527.4147 | 10541.2277 | 527.4147 | 10541.2277
4389 | 527.1849 | 10380.7407 | 527.1849 | 10380.7407
4390 | 533.5221 | 10288.2769 | 533.5221 | 10288.2769
4391 | 560.3187 | 10259.1848 | 560.3187 | 10259.1848
4392 | 573.7646 | 10283.4936 | 573.7646 | 10283.4936
4393 | 571.3367 | 10342.3705 | 571.3367 | 10342.3705
4394 | 586.3884 | 10314.304 | 586.3884 | 10314.304
4395 | 623.8113 | 10233.705 | 623.8113 | 10233.705
4396 | 646.6524 | 10096.7573 | 646.6524 | 10096.7573
4397 | 652.3168 | 10013.5541 | 652.3168 | 10013.5541
4398 | 638.8535 | 10046.6912 | 638.8535 | 10046.6912
4399 | 623.8642 | 10148.2153 | 623.8642 | 10148.2153
4400 | 611.8373 | 10272.0971 | 611.8373 | 10272.0971
4401 | 593.5597 | 10322.0996 | 593.5597 | 10322.0996
4402 | 579.6455 | 10299.58 | 579.6455 | 10299.58
4403 | 572.3308 | 10198.0981 | 572.3308 | 10198.0981
4404 | 562.087 | 10107.6799 | 562.087 | 10107.6799
4405 | 550.6878 | 10049.5038 | 550.6878 | 10049.5038
4406 | 539.0239 | 10022.0482 | 539.0239 | 10022.0482
4407 | 524.3488 | 10056.009 | 524.3488 | 10056.009
4408 | 513.8703 | 10162.6645 | 513.8703 | 10162.6645
4409 | 514.342 | 10372.275 | 514.342 | 10372.275
4410 | 519.9904 | 10749.6994 | 519.9904 | 10749.6994
4411 | 531.9168 | 10980.9815 | 531.9168 | 10980.9815
4412 | 546.5338 | 11138.3037 | 546.5338 | 11138.3037
4413 | 557.9356 | 11187.3635 | 557.9356 | 11187.3635
4414 | 573.7446 | 11192.8512 | 573.7446 | 11192.8512
4415 | 606.4617 | 11124.6599 | 606.4617 | 11124.6599
4416 | 621.486 | 11019.8602 | 621.486 | 11019.8602
4417 | 622.5339 | 10875.0959 | 622.5339 | 10875.0959
4418 | 638.3112 | 10656.6249 | 638.3112 | 10656.6249
4419 | 667.2019 | 10466.0596 | 667.2019 | 10466.0596
4420 | 693.7375 | 10293.0674 | 693.7375 | 10293.0674
4421 | 700.0264 | 10214.3443 | 700.0264 | 10214.3443
4422 | 682.6559 | 10194.7383 | 682.6559 | 10194.7383
4423 | 654.7099 | 10189.9617 | 654.7099 | 10189.9617
4424 | 637.5251 | 10176.1821 | 637.5251 | 10176.1821
4425 | 622.1343 | 10114.1819 | 622.1343 | 10114.1819
4426 | 604.3587 | 10031.9955 | 604.3587 | 10031.9955
4427 | 588.5608 | 9903.4293 | 588.5608 | 9903.4293
4428 | 575.7498 | 9806.6983 | 575.7498 | 9806.6983
4429 | 559.7457 | 9818.1674 | 559.7457 | 9818.1674
4430 | 545.1468 | 9913.5074 | 545.1468 | 9913.5074
4431 | 529.874 | 10075.7622 | 529.874 | 10075.7622
4432 | 520.0943 | 10283.8311 | 520.0943 | 10283.8311
4433 | 517.7401 | 10528.8751 | 517.7401 | 10528.8751
4434 | 524.696 | 10895.7102 | 524.696 | 10895.7102
4435 | 536.6017 | 11090.1332 | 536.6017 | 11090.1332
4436 | 550.3288 | 11214.8728 | 550.3288 | 11214.8728
4437 | 561.8098 | 11274.3183 | 561.8098 | 11274.3183
4438 | 581.3712 | 11338.6583 | 581.3712 | 11338.6583
4439 | 612.7573 | 11377.3786 | 612.7573 | 11377.3786
4440 | 627.1081 | 11411.8695 | 627.1081 | 11411.8695
4441 | 621.4477 | 11419.8361 | 621.4477 | 11419.8361
4442 | 639.3022 | 11266.123 | 639.3022 | 11266.123
4443 | 670.0325 | 11011.2071 | 670.0325 | 11011.2071
4444 | 697.8541 | 10760.0167 | 697.8541 | 10760.0167
4445 | 701.6562 | 10686.5883 | 701.6562 | 10686.5883
4446 | 689.5847 | 10726.4455 | 689.5847 | 10726.4455
4447 | 665.9681 | 10813.3075 | 665.9681 | 10813.3075
4448 | 645.7165 | 10849.2163 | 645.7165 | 10849.2163
4449 | 625.1285 | 10769.092 | 625.1285 | 10769.092
4450 | 602.7606 | 10659.2104 | 602.7606 | 10659.2104
4451 | 592.7707 | 10534.3097 | 592.7707 | 10534.3097
4452 | 573.4583 | 10444.5025 | 573.4583 | 10444.5025
4453 | 556.8457 | 10351.911 | 556.8457 | 10351.911
4454 | 538.9611 | 10259.6975 | 538.9611 | 10259.6975
4455 | 525.9045 | 10207.9253 | 525.9045 | 10207.9253
4456 | 516.4294 | 10188.7306 | 516.4294 | 10188.7306
4457 | 517.6346 | 10234.6136 | 517.6346 | 10234.6136
4458 | 521.7461 | 10434.8701 | 521.7461 | 10434.8701
4459 | 532.7183 | 10483.0788 | 532.7183 | 10483.0788
4460 | 543.8783 | 10476.2661 | 543.8783 | 10476.2661
4461 | 554.5819 | 10440.4076 | 554.5819 | 10440.4076
4462 | 574.3248 | 10452.2081 | 574.3248 | 10452.2081
4463 | 608.6778 | 10416.3958 | 608.6778 | 10416.3958
4464 | 620.7979 | 10240.118 | 620.7979 | 10240.118
4465 | 616.1029 | 9952.6013 | 616.1029 | 9952.6013
4466 | 623.1038 | 9647.99 | 623.1038 | 9647.99
4467 | 655.3926 | 9394.9069 | 655.3926 | 9394.9069
4468 | 683.9434 | 9142.291 | 683.9434 | 9142.291
4469 | 696.9963 | 8974.1694 | 696.9963 | 8974.1694
4470 | 682.9593 | 8814.051 | 682.9593 | 8814.051
4471 | 658.9099 | 8581.8072 | 658.9099 | 8581.8072
4472 | 645.0033 | 8295.1484 | 645.0033 | 8295.1484
4473 | 634.4538 | 8028.6924 | 634.4538 | 8028.6924
4474 | 616.8033 | 7823.5067 | 616.8033 | 7823.5067
4475 | 596.4151 | 7636.4955 | 596.4151 | 7636.4955
4476 | 573.7714 | 7526.1205 | 573.7714 | 7526.1205
4477 | 550.146 | 7488.3085 | 550.146 | 7488.3085
4478 | 534.6666 | 7502.3956 | 534.6666 | 7502.3956
4479 | 522.0839 | 7506.4212 | 522.0839 | 7506.4212
4480 | 511.7899 | 7546.8933 | 511.7899 | 7546.8933
4481 | 513.5373 | 7675.251 | 513.5373 | 7675.251
4482 | 517.9776 | 7964.0915 | 517.9776 | 7964.0915
4483 | 533.3686 | 8087.4437 | 533.3686 | 8087.4437
4484 | 549.3094 | 8113.8246 | 549.3094 | 8113.8246
4485 | 563.4503 | 8050.2708 | 563.4503 | 8050.2708
4486 | 583.9279 | 7984.2804 | 583.9279 | 7984.2804
4487 | 617.5999 | 7903.8707 | 617.5999 | 7903.8707
4488 | 626.1019 | 7831.2463 | 626.1019 | 7831.2463
4489 | 622.6189 | 7748.9999 | 622.6189 | 7748.9999
4490 | 627.7499 | 7610.5598 | 627.7499 | 7610.5598
4491 | 660.2495 | 7505.3203 | 660.2495 | 7505.3203
4492 | 688.0807 | 7438.0178 | 688.0807 | 7438.0178
4493 | 696.5797 | 7466.41 | 696.5797 | 7466.41
4494 | 684.1569 | 7535.7952 | 684.1569 | 7535.7952
4495 | 661.9323 | 7591.2964 | 661.9323 | 7591.2964
4496 | 651.0304 | 7640.4419 | 651.0304 | 7640.4419
4497 | 641.5739 | 7680.466 | 641.5739 | 7680.466
4498 | 619.4977 | 7721.2788 | 619.4977 | 7721.2788
4499 | 596.8405 | 7736.8906 | 596.8405 | 7736.8906
4500 | 573.2063 | 7774.97 | 573.2063 | 7774.97
4501 | 551.2331 | 7816.9854 | 551.2331 | 7816.9854
4502 | 534.1298 | 7873.4299 | 534.1298 | 7873.4299
4503 | 522.9253 | 7947.3044 | 522.9253 | 7947.3044
4504 | 514.9416 | 8061.6983 | 514.9416 | 8061.6983
4505 | 515.0067 | 8284.9528 | 515.0067 | 8284.9528
4506 | 524.67 | 8679.8903 | 524.67 | 8679.8903
4507 | 545.0048 | 8962.49 | 545.0048 | 8962.49
4508 | 572.7637 | 9217.1526 | 572.7637 | 9217.1526
4509 | 582.2915 | 9422.8125 | 582.2915 | 9422.8125
4510 | 603.2226 | 9630.7195 | 603.2226 | 9630.7195
4511 | 645.7911 | 9829.0946 | 645.7911 | 9829.0946
4512 | 645.8294 | 10047.4735 | 645.8294 | 10047.4735
4513 | 631.3241 | 10258.4704 | 631.3241 | 10258.4704
4514 | 645.7581 | 10362.7706 | 645.7581 | 10362.7706
4515 | 678.5857 | 10435.1062 | 678.5857 | 10435.1062
4516 | 708.5406 | 10486.3229 | 708.5406 | 10486.3229
4517 | 711.692 | 10588.0259 | 711.692 | 10588.0259
4518 | 694.2923 | 10695.492 | 694.2923 | 10695.492
4519 | 670.4614 | 10823.0822 | 670.4614 | 10823.0822
4520 | 657.7394 | 10964.8845 | 657.7394 | 10964.8845
4521 | 641.3578 | 11022.4217 | 641.3578 | 11022.4217
4522 | 621.2025 | 11067.1037 | 621.2025 | 11067.1037
4523 | 597.253 | 11094.5267 | 597.253 | 11094.5267
4524 | 569.8711 | 11118.7585 | 569.8711 | 11118.7585
4525 | 544.7208 | 11129.0058 | 544.7208 | 11129.0058
4526 | 532.9737 | 11127.8199 | 532.9737 | 11127.8199
4527 | 521.6384 | 11126.3471 | 521.6384 | 11126.3471
4528 | 513.1243 | 11100.8395 | 513.1243 | 11100.8395
4529 | 516.3969 | 11086.852 | 516.3969 | 11086.852
4530 | 527.5881 | 11215.6305 | 527.5881 | 11215.6305
4531 | 551.4431 | 11232.682 | 551.4431 | 11232.682
4532 | 589.2509 | 11183.7157 | 589.2509 | 11183.7157
4533 | 611.2011 | 11048.8875 | 611.2011 | 11048.8875
4534 | 634.6091 | 10878.0219 | 634.6091 | 10878.0219
4535 | 675.5429 | 10661.3762 | 675.5429 | 10661.3762
4536 | 674.3302 | 10487.7457 | 674.3302 | 10487.7457
4537 | 654.9133 | 10384.5243 | 654.9133 | 10384.5243
4538 | 664.8639 | 10248.3243 | 664.8639 | 10248.3243
4539 | 694.146 | 10107.8548 | 694.146 | 10107.8548
4540 | 724.845 | 9920.2004 | 724.845 | 9920.2004
4541 | 731.9729 | 9807.8765 | 731.9729 | 9807.8765
4542 | 716.8763 | 9749.5787 | 716.8763 | 9749.5787
4543 | 684.3011 | 9747.2458 | 684.3011 | 9747.2458
4544 | 668.3535 | 9733.0589 | 668.3535 | 9733.0589
4545 | 653.2213 | 9637.0506 | 653.2213 | 9637.0506
4546 | 635.1372 | 9499.881 | 635.1372 | 9499.881
4547 | 599.3242 | 9314.0917 | 599.3242 | 9314.0917
4548 | 568.4125 | 9177.2433 | 568.4125 | 9177.2433
4549 | 545.7191 | 9106.0341 | 545.7191 | 9106.0341
4550 | 532.2368 | 9073.4875 | 532.2368 | 9073.4875
4551 | 520.7871 | 9078.9385 | 520.7871 | 9078.9385
4552 | 511.8383 | 9102.3048 | 511.8383 | 9102.3048
4553 | 516.1833 | 9149.6133 | 516.1833 | 9149.6133
4554 | 529.2257 | 9323.6001 | 529.2257 | 9323.6001
4555 | 556.265 | 9356.7393 | 556.265 | 9356.7393
4556 | 596.3542 | 9380.2692 | 596.3542 | 9380.2692
4557 | 612.4845 | 9443.7876 | 612.4845 | 9443.7876
4558 | 634.2486 | 9570.2381 | 634.2486 | 9570.2381
4559 | 677.382 | 9652.7413 | 677.382 | 9652.7413
4560 | 669.6873 | 9655.8714 | 669.6873 | 9655.8714
4561 | 649.8847 | 9590.3236 | 649.8847 | 9590.3236
4562 | 660.8256 | 9360.8559 | 660.8256 | 9360.8559
4563 | 690.8099 | 9056.8625 | 690.8099 | 9056.8625
4564 | 719.1857 | 8758.631 | 719.1857 | 8758.631
4565 | 725.5454 | 8544.4865 | 725.5454 | 8544.4865
4566 | 716.6775 | 8362.7821 | 716.6775 | 8362.7821
4567 | 681.969 | 8198.3508 | 681.969 | 8198.3508
4568 | 666.1435 | 8058.9246 | 666.1435 | 8058.9246
4569 | 653.2458 | 7937.0539 | 653.2458 | 7937.0539
4570 | 632.2304 | 7834.2996 | 632.2304 | 7834.2996
4571 | 600.1174 | 7678.6492 | 600.1174 | 7678.6492
4572 | 569.4351 | 7515.5311 | 569.4351 | 7515.5311
4573 | 546.0027 | 7364.4946 | 546.0027 | 7364.4946
4574 | 530.0195 | 7262.5063 | 530.0195 | 7262.5063
4575 | 520.4791 | 7178.9661 | 520.4791 | 7178.9661
4576 | 513.5761 | 7090.5334 | 513.5761 | 7090.5334
4577 | 519.4639 | 7060.2546 | 519.4639 | 7060.2546
4578 | 532.0295 | 7178.0364 | 532.0295 | 7178.0364
4579 | 560.0126 | 7146.2141 | 560.0126 | 7146.2141
4580 | 599.668 | 7067.9234 | 599.668 | 7067.9234
4581 | 622.2116 | 6970.5652 | 622.2116 | 6970.5652
4582 | 639.5856 | 6906.6112 | 639.5856 | 6906.6112
4583 | 684.6908 | 6831.9034 | 684.6908 | 6831.9034
4584 | 680.4765 | 6784.7342 | 680.4765 | 6784.7342
4585 | 659.6478 | 6739.3468 | 659.6478 | 6739.3468
4586 | 667.0849 | 6631.2493 | 667.0849 | 6631.2493
4587 | 696.7952 | 6550.854 | 696.7952 | 6550.854
4588 | 728.0694 | 6499.2319 | 728.0694 | 6499.2319
4589 | 733.9577 | 6558.9848 | 733.9577 | 6558.9848
4590 | 719.0161 | 6651.9924 | 719.0161 | 6651.9924
4591 | 688.7219 | 6759.6257 | 688.7219 | 6759.6257
4592 | 669.8536 | 6868.4381 | 669.8536 | 6868.4381
4593 | 650.3491 | 6913.7569 | 650.3491 | 6913.7569
4594 | 629.2845 | 6922.3944 | 629.2845 | 6922.3944
4595 | 597.6953 | 6837.611 | 597.6953 | 6837.611
4596 | 569.5157 | 6767.1497 | 569.5157 | 6767.1497
4597 | 545.8627 | 6774.1388 | 545.8627 | 6774.1388
4598 | 531.1637 | 6816.7357 | 531.1637 | 6816.7357
4599 | 521.0128 | 6859.8604 | 521.0128 | 6859.8604
4600 | 513.101 | 6904.4054 | 513.101 | 6904.4054
4601 | 516.1644 | 7015.4535 | 516.1644 | 7015.4535
4602 | 526.3353 | 7282.3007 | 526.3353 | 7282.3007
4603 | 551.3584 | 7389.1581 | 551.3584 | 7389.1581
4604 | 583.9903 | 7398.8403 | 583.9903 | 7398.8403
4605 | 607.5886 | 7287.6345 | 607.5886 | 7287.6345
4606 | 628.8655 | 7133.0602 | 628.8655 | 7133.0602
4607 | 667.4602 | 7074.2364 | 667.4602 | 7074.2364
4608 | 671.6123 | 7109.7455 | 671.6123 | 7109.7455
4609 | 657.448 | 7155.1821 | 657.448 | 7155.1821
4610 | 665.5488 | 7119.5809 | 665.5488 | 7119.5809
4611 | 694.4406 | 7068.9172 | 694.4406 | 7068.9172
4612 | 727.4642 | 7018.3133 | 727.4642 | 7018.3133
4613 | 737.4481 | 7109.0197 | 737.4481 | 7109.0197
4614 | 723.8056 | 7327.4702 | 723.8056 | 7327.4702
4615 | 694.9482 | 7555.4555 | 694.9482 | 7555.4555
4616 | 676.2168 | 7712.3272 | 676.2168 | 7712.3272
4617 | 657.3675 | 7710.6049 | 657.3675 | 7710.6049
4618 | 635.0185 | 7617.2181 | 635.0185 | 7617.2181
4619 | 607.0026 | 7465.6405 | 607.0026 | 7465.6405
4620 | 582.6775 | 7319.6283 | 582.6775 | 7319.6283
4621 | 557.8679 | 7192.2142 | 557.8679 | 7192.2142
4622 | 539.7863 | 7082.8948 | 539.7863 | 7082.8948
4623 | 527.4753 | 6945.186 | 527.4753 | 6945.186
4624 | 520.2945 | 6783.6461 | 520.2945 | 6783.6461
4625 | 523.4237 | 6671.2999 | 523.4237 | 6671.2999
4626 | 530.7881 | 6684.8174 | 530.7881 | 6684.8174
4627 | 549.2552 | 6484.5839 | 549.2552 | 6484.5839
4628 | 576.8219 | 6243.1765 | 576.8219 | 6243.1765
4629 | 594.2324 | 6018.7462 | 594.2324 | 6018.7462
4630 | 613.2976 | 5868.2447 | 613.2976 | 5868.2447
4631 | 650.9644 | 5769.5073 | 650.9644 | 5769.5073
4632 | 650.8045 | 5745.7568 | 650.8045 | 5745.7568
4633 | 640.6072 | 5763.0909 | 640.6072 | 5763.0909
4634 | 650.262 | 5750.9084 | 650.262 | 5750.9084
4635 | 678.146 | 5789.4395 | 678.146 | 5789.4395
4636 | 707.3688 | 5842.8963 | 707.3688 | 5842.8963
4637 | 716.7494 | 5973.5164 | 716.7494 | 5973.5164
4638 | 700.3848 | 6124.358 | 700.3848 | 6124.358
4639 | 673.6847 | 6258.0575 | 673.6847 | 6258.0575
4640 | 657.6178 | 6391.7141 | 657.6178 | 6391.7141
4641 | 641.9625 | 6506.0672 | 641.9625 | 6506.0672
4642 | 622.9372 | 6613.0634 | 622.9372 | 6613.0634
4643 | 594.6713 | 6666.1452 | 594.6713 | 6666.1452
4644 | 569.7234 | 6735.5853 | 569.7234 | 6735.5853
4645 | 546.4268 | 6832.5838 | 546.4268 | 6832.5838
4646 | 532.4997 | 6945.437 | 532.4997 | 6945.437
4647 | 522.3895 | 7047.0066 | 522.3895 | 7047.0066
4648 | 514.4561 | 7140.4255 | 514.4561 | 7140.4255
4649 | 514.8661 | 7285.2781 | 514.8661 | 7285.2781
4650 | 521.429 | 7559.4564 | 521.429 | 7559.4564
4651 | 541.6381 | 7656.539 | 541.6381 | 7656.539
4652 | 564.4512 | 7673.3487 | 564.4512 | 7673.3487
4653 | 579.4979 | 7638.3047 | 579.4979 | 7638.3047
4654 | 608.2968 | 7627.0938 | 608.2968 | 7627.0938
4655 | 645.1186 | 7599.2235 | 645.1186 | 7599.2235
4656 | 646.766 | 7568.9564 | 646.766 | 7568.9564
4657 | 635.2354 | 7510.536 | 635.2354 | 7510.536
4658 | 645.5554 | 7350.1027 | 645.5554 | 7350.1027
4659 | 671.9828 | 7203.3204 | 671.9828 | 7203.3204
4660 | 701.8438 | 7084.4967 | 701.8438 | 7084.4967
4661 | 715.7548 | 7066.6623 | 715.7548 | 7066.6623
4662 | 698.5508 | 7078.4171 | 698.5508 | 7078.4171
4663 | 667.0253 | 7103.1684 | 667.0253 | 7103.1684
4664 | 655.1346 | 7137.4481 | 655.1346 | 7137.4481
4665 | 640.0859 | 7144.8896 | 640.0859 | 7144.8896
4666 | 614.2058 | 7140.2904 | 614.2058 | 7140.2904
4667 | 584.1486 | 7091.7553 | 584.1486 | 7091.7553
4668 | 558.4861 | 7089.921 | 558.4861 | 7089.921
4669 | 534.0753 | 7131.3254 | 534.0753 | 7131.3254
4670 | 518.7487 | 7201.2103 | 518.7487 | 7201.2103
4671 | 509.2107 | 7300.5399 | 509.2107 | 7300.5399
4672 | 502.1209 | 7413.5084 | 502.1209 | 7413.5084
4673 | 503.0059 | 7588.9071 | 503.0059 | 7588.9071
4674 | 514.3067 | 7941.8946 | 514.3067 | 7941.8946
4675 | 537.5069 | 8172.3621 | 537.5069 | 8172.3621
4676 | 567.5984 | 8348.2156 | 567.5984 | 8348.2156
4677 | 578.7678 | 8456.3314 | 578.7678 | 8456.3314
4678 | 597.771 | 8570.5634 | 597.771 | 8570.5634
4679 | 637.4743 | 8665.6924 | 637.4743 | 8665.6924
4680 | 641.9864 | 8800.1711 | 641.9864 | 8800.1711
4681 | 623.6486 | 8977.1599 | 623.6486 | 8977.1599
4682 | 629.0984 | 9082.2748 | 629.0984 | 9082.2748
4683 | 659.0855 | 9162.9596 | 659.0855 | 9162.9596
4684 | 686.9538 | 9220.082 | 686.9538 | 9220.082
4685 | 702.6703 | 9315.4721 | 702.6703 | 9315.4721
4686 | 686.0117 | 9413.7743 | 686.0117 | 9413.7743
4687 | 655.7563 | 9499.8217 | 655.7563 | 9499.8217
4688 | 643.6958 | 9541.2289 | 643.6958 | 9541.2289
4689 | 629.213 | 9430.7621 | 629.213 | 9430.7621
4690 | 608.1439 | 9213.5615 | 608.1439 | 9213.5615
4691 | 580.0907 | 8922.6933 | 580.0907 | 8922.6933
4692 | 551.5542 | 8593.6076 | 551.5542 | 8593.6076
4693 | 525.9954 | 8300.2259 | 525.9954 | 8300.2259
4694 | 511.1913 | 8085.4204 | 511.1913 | 8085.4204
4695 | 498.5275 | 7934.6786 | 498.5275 | 7934.6786
4696 | 493.712 | 7829.751 | 493.712 | 7829.751
4697 | 497.0009 | 7802.3231 | 497.0009 | 7802.3231
4698 | 511.5753 | 7929.2688 | 511.5753 | 7929.2688
4699 | 545.0244 | 7911.4977 | 545.0244 | 7911.4977
4700 | 590.8235 | 7848.8874 | 590.8235 | 7848.8874
4701 | 611.407 | 7758.8603 | 611.407 | 7758.8603
4702 | 629.1425 | 7682.4842 | 629.1425 | 7682.4842
4703 | 671.9275 | 7612.0529 | 671.9275 | 7612.0529
4704 | 667.7035 | 7592.3752 | 667.7035 | 7592.3752
4705 | 643.4122 | 7583.0323 | 643.4122 | 7583.0323
4706 | 657.2955 | 7532.9725 | 657.2955 | 7532.9725
4707 | 677.4097 | 7511.6331 | 677.4097 | 7511.6331
4708 | 714.2166 | 7501.9612 | 714.2166 | 7501.9612
4709 | 730.5986 | 7577.8017 | 730.5986 | 7577.8017
4710 | 720.9162 | 7655.3326 | 720.9162 | 7655.3326
4711 | 681.9682 | 7706.9646 | 681.9682 | 7706.9646
4712 | 668.612 | 7826.3663 | 668.612 | 7826.3663
4713 | 657.7764 | 7957.0107 | 657.7764 | 7957.0107
4714 | 622.6038 | 8078.8727 | 622.6038 | 8078.8727
4715 | 590.427 | 8108.7394 | 590.427 | 8108.7394
4716 | 559.9845 | 8099.9814 | 559.9845 | 8099.9814
4717 | 534.2073 | 8071.3332 | 534.2073 | 8071.3332
4718 | 521.7231 | 8036.1392 | 521.7231 | 8036.1392
4719 | 514.1585 | 8005.1385 | 514.1585 | 8005.1385
4720 | 505.6699 | 8006.3079 | 505.6699 | 8006.3079
4721 | 510.8202 | 8085.3844 | 510.8202 | 8085.3844
4722 | 528.7754 | 8369.1338 | 528.7754 | 8369.1338
4723 | 559.6775 | 8510.4065 | 559.6775 | 8510.4065
4724 | 613.5607 | 8552.6714 | 613.5607 | 8552.6714
4725 | 626.5075 | 8525.1621 | 626.5075 | 8525.1621
4726 | 644.0634 | 8503.5655 | 644.0634 | 8503.5655
4727 | 686.972 | 8451.8692 | 686.972 | 8451.8692
4728 | 683.8943 | 8405.7181 | 683.8943 | 8405.7181
4729 | 659.0362 | 8372.7529 | 659.0362 | 8372.7529
4730 | 666.0242 | 8324.1186 | 666.0242 | 8324.1186
4731 | 690.443 | 8353.6895 | 690.443 | 8353.6895
4732 | 730.7974 | 8398.5934 | 730.7974 | 8398.5934
4733 | 749.2627 | 8495.2053 | 749.2627 | 8495.2053
4734 | 738.2553 | 8569.4779 | 738.2553 | 8569.4779
4735 | 702.1907 | 8562.2576 | 702.1907 | 8562.2576
4736 | 682.2352 | 8517.9318 | 682.2352 | 8517.9318
4737 | 665.7041 | 8483.0159 | 665.7041 | 8483.0159
4738 | 639.6271 | 8471.6966 | 639.6271 | 8471.6966
4739 | 607.3174 | 8444.7474 | 607.3174 | 8444.7474
4740 | 570.657 | 8479.7722 | 570.657 | 8479.7722
4741 | 545.0932 | 8550.0937 | 545.0932 | 8550.0937
4742 | 535.4554 | 8636.0662 | 535.4554 | 8636.0662
4743 | 526.4376 | 8737.0249 | 526.4376 | 8737.0249
4744 | 523.6922 | 8855.288 | 523.6922 | 8855.288
4745 | 527.9233 | 9007.4717 | 527.9233 | 9007.4717
4746 | 545.4071 | 9300.385 | 545.4071 | 9300.385
4747 | 577.1591 | 9443.6941 | 577.1591 | 9443.6941
4748 | 619.2001 | 9522.4108 | 619.2001 | 9522.4108
4749 | 637.6932 | 9546.0154 | 637.6932 | 9546.0154
4750 | 656.4319 | 9560.4633 | 656.4319 | 9560.4633
4751 | 689.5563 | 9546.237 | 689.5563 | 9546.237
4752 | 680.7166 | 9541.0178 | 680.7166 | 9541.0178
4753 | 661.0694 | 9522.3074 | 661.0694 | 9522.3074
4754 | 671.9289 | 9403.6206 | 671.9289 | 9403.6206
4755 | 693.3865 | 9266.8166 | 693.3865 | 9266.8166
4756 | 729.7518 | 9100.9519 | 729.7518 | 9100.9519
4757 | 745.5201 | 8984.9624 | 745.5201 | 8984.9624
4758 | 728.0382 | 8882.6781 | 728.0382 | 8882.6781
4759 | 692.623 | 8776.2845 | 692.623 | 8776.2845
4760 | 678.392 | 8693.2669 | 678.392 | 8693.2669
4761 | 667.7567 | 8584.4293 | 667.7567 | 8584.4293
4762 | 636.2219 | 8462.7364 | 636.2219 | 8462.7364
4763 | 603.0898 | 8297.1075 | 603.0898 | 8297.1075
4764 | 572.1933 | 8170.2376 | 572.1933 | 8170.2376
4765 | 550.4099 | 8092.7155 | 550.4099 | 8092.7155
4766 | 537.6686 | 8048.5613 | 537.6686 | 8048.5613
4767 | 528.5868 | 8020.4116 | 528.5868 | 8020.4116
4768 | 522.7108 | 8017.5082 | 522.7108 | 8017.5082
4769 | 526.4867 | 8124.6871 | 526.4867 | 8124.6871
4770 | 540.7317 | 8422.0805 | 540.7317 | 8422.0805
4771 | 567.4737 | 8526.2905 | 567.4737 | 8526.2905
4772 | 601.5102 | 8510.9249 | 601.5102 | 8510.9249
4773 | 621.6476 | 8429.6544 | 621.6476 | 8429.6544
4774 | 643.1755 | 8369.9769 | 643.1755 | 8369.9769
4775 | 682.7803 | 8308.913 | 682.7803 | 8308.913
4776 | 684.355 | 8299.0101 | 684.355 | 8299.0101
4777 | 666.4526 | 8340.5775 | 666.4526 | 8340.5775
4778 | 675.6246 | 8442.8414 | 675.6246 | 8442.8414
4779 | 698.3301 | 8669.1297 | 698.3301 | 8669.1297
4780 | 735.2568 | 8928.4678 | 735.2568 | 8928.4678
4781 | 753.9334 | 9243.3831 | 753.9334 | 9243.3831
4782 | 738.0371 | 9517.0204 | 738.0371 | 9517.0204
4783 | 710.4224 | 9691.0408 | 710.4224 | 9691.0408
4784 | 687.6622 | 9824.901 | 687.6622 | 9824.901
4785 | 673.0265 | 9920.5192 | 673.0265 | 9920.5192
4786 | 652.076 | 9996.9692 | 652.076 | 9996.9692
4787 | 613.6144 | 10043.9417 | 613.6144 | 10043.9417
4788 | 581.8736 | 10124.7858 | 581.8736 | 10124.7858
4789 | 559.4731 | 10242.963 | 559.4731 | 10242.963
4790 | 544.806 | 10361.1108 | 544.806 | 10361.1108
4791 | 535.0704 | 10475.5099 | 535.0704 | 10475.5099
4792 | 529.1382 | 10591.9402 | 529.1382 | 10591.9402
4793 | 533.0618 | 10761.2297 | 533.0618 | 10761.2297
4794 | 544.9824 | 11065.1396 | 544.9824 | 11065.1396
4795 | 565.8667 | 11222.5 | 565.8667 | 11222.5
4796 | 590.909 | 11338.6866 | 590.909 | 11338.6866
4797 | 607.5954 | 11423.7909 | 607.5954 | 11423.7909
4798 | 627.5475 | 11511.9569 | 627.5475 | 11511.9569
4799 | 668.6491 | 11577.7616 | 668.6491 | 11577.7616
4800 | 674.484 | 11649.7224 | 674.484 | 11649.7224
4801 | 658.84 | 11690.068 | 658.84 | 11690.068
4802 | 656.7911 | 11636.3427 | 656.7911 | 11636.3427
4803 | 676.26 | 11553.5036 | 676.26 | 11553.5036
4804 | 716.1956 | 11422.4615 | 716.1956 | 11422.4615
4805 | 732.4752 | 11361.2516 | 732.4752 | 11361.2516
4806 | 719.3309 | 11363.8424 | 719.3309 | 11363.8424
4807 | 692.1661 | 11479.0105 | 692.1661 | 11479.0105
4808 | 671.0504 | 11690.6617 | 671.0504 | 11690.6617
4809 | 657.901 | 11791.9818 | 657.901 | 11791.9818
4810 | 637.5031 | 11818.3361 | 637.5031 | 11818.3361
4811 | 607.377 | 11774.4846 | 607.377 | 11774.4846
4812 | 579.8478 | 11754.73 | 579.8478 | 11754.73
4813 | 555.3988 | 11778.0103 | 555.3988 | 11778.0103
4814 | 542.1822 | 11830.382 | 542.1822 | 11830.382
4815 | 533.1428 | 11904.2565 | 533.1428 | 11904.2565
4816 | 526.2498 | 11977.7185 | 526.2498 | 11977.7185
4817 | 527.9442 | 12080.0101 | 527.9442 | 12080.0101
4818 | 537.43 | 12311.6274 | 537.43 | 12311.6274
4819 | 556.2613 | 12396.2879 | 556.2613 | 12396.2879
4820 | 579.4852 | 12459.935 | 579.4852 | 12459.935
4821 | 595.6658 | 12514.9005 | 595.6658 | 12514.9005
4822 | 620.1568 | 12589.2189 | 620.1568 | 12589.2189
4823 | 657.0975 | 12625.4955 | 657.0975 | 12625.4955
4824 | 659.5156 | 12613.5562 | 659.5156 | 12613.5562
4825 | 638.9268 | 12540.27 | 638.9268 | 12540.27
4826 | 652.0984 | 12366.3964 | 652.0984 | 12366.3964
4827 | 674.2727 | 12176.4421 | 674.2727 | 12176.4421
4828 | 713.45 | 11958.6488 | 713.45 | 11958.6488
4829 | 728.1805 | 11804.1712 | 728.1805 | 11804.1712
4830 | 709.2039 | 11673.1734 | 709.2039 | 11673.1734
4831 | 681.7954 | 11544.9903 | 681.7954 | 11544.9903
4832 | 666.3037 | 11435.7029 | 666.3037 | 11435.7029
4833 | 653.3306 | 11269.4385 | 653.3306 | 11269.4385
4834 | 631.8101 | 11033.7065 | 631.8101 | 11033.7065
4835 | 601.7014 | 10730.4162 | 601.7014 | 10730.4162
4836 | 570.3671 | 10477.0851 | 570.3671 | 10477.0851
4837 | 546.0332 | 10304.0553 | 546.0332 | 10304.0553
4838 | 533.782 | 10198.1978 | 533.782 | 10198.1978
4839 | 523.4093 | 10136.2436 | 523.4093 | 10136.2436
4840 | 519.1727 | 10112.5688 | 519.1727 | 10112.5688
4841 | 523.224 | 10153.5644 | 523.224 | 10153.5644
4842 | 533.684 | 10333.4568 | 533.684 | 10333.4568
4843 | 562.9543 | 10352.5448 | 562.9543 | 10352.5448
4844 | 594.1901 | 10299.9129 | 594.1901 | 10299.9129
4845 | 606.901 | 10173.6376 | 606.901 | 10173.6376
4846 | 624.8895 | 10078.9338 | 624.8895 | 10078.9338
4847 | 667.2251 | 9981.0109 | 667.2251 | 9981.0109
4848 | 663.4954 | 9880.895 | 663.4954 | 9880.895
4849 | 637.6901 | 9796.2048 | 637.6901 | 9796.2048
4850 | 644.0515 | 9714.7843 | 644.0515 | 9714.7843
4851 | 668.9341 | 9734.9877 | 668.9341 | 9734.9877
4852 | 708.0322 | 9810.2342 | 708.0322 | 9810.2342
4853 | 723.0997 | 9984.637 | 723.0997 | 9984.637
4854 | 713.7853 | 10184.3526 | 713.7853 | 10184.3526
4855 | 684.811 | 10357.1512 | 684.811 | 10357.1512
4856 | 669.328 | 10533.5724 | 669.328 | 10533.5724
4857 | 653.78 | 10622.0631 | 653.78 | 10622.0631
4858 | 631.8561 | 10638.0317 | 631.8561 | 10638.0317
4859 | 600.6398 | 10591.3293 | 600.6398 | 10591.3293
4860 | 568.8862 | 10564.0399 | 568.8862 | 10564.0399
4861 | 546.467 | 10569.6034 | 546.467 | 10569.6034
4862 | 532.9227 | 10597.9455 | 532.9227 | 10597.9455
4863 | 520.0815 | 10679.9656 | 520.0815 | 10679.9656
4864 | 517.7285 | 10811.2618 | 517.7285 | 10811.2618
4865 | 521.6085 | 11010.6902 | 521.6085 | 11010.6902
4866 | 538.4465 | 11337.0006 | 538.4465 | 11337.0006
4867 | 574.4539 | 11480.1061 | 574.4539 | 11480.1061
4868 | 617.3779 | 11547.2152 | 617.3779 | 11547.2152
4869 | 637.5401 | 11530.7026 | 637.5401 | 11530.7026
4870 | 653.8815 | 11518.8807 | 653.8815 | 11518.8807
4871 | 690.2936 | 11524.6112 | 690.2936 | 11524.6112
4872 | 682.3225 | 11572.746 | 682.3225 | 11572.746
4873 | 659.0855 | 11567.476 | 659.0855 | 11567.476
4874 | 667.6604 | 11379.5511 | 667.6604 | 11379.5511
4875 | 687.1376 | 11219.3284 | 687.1376 | 11219.3284
4876 | 730.7106 | 11090.73 | 730.7106 | 11090.73
4877 | 747.053 | 11043.7749 | 747.053 | 11043.7749
4878 | 732.5905 | 11029.8709 | 732.5905 | 11029.8709
4879 | 704.34 | 11078.2447 | 704.34 | 11078.2447
4880 | 686.8745 | 11165.0638 | 686.8745 | 11165.0638
4881 | 673.27 | 11152.5484 | 673.27 | 11152.5484
4882 | 645.8038 | 11111.4975 | 645.8038 | 11111.4975
4883 | 603.2688 | 11059.2967 | 603.2688 | 11059.2967
4884 | 572.2933 | 11024.269 | 572.2933 | 11024.269
4885 | 548.4103 | 10984.2169 | 548.4103 | 10984.2169
4886 | 534.8176 | 10944.7465 | 534.8176 | 10944.7465
4887 | 522.878 | 10955.0849 | 522.878 | 10955.0849
4888 | 518.8451 | 11000.6481 | 518.8451 | 11000.6481
4889 | 521.8179 | 11083.7974 | 521.8179 | 11083.7974
4890 | 534.9412 | 11293.2178 | 534.9412 | 11293.2178
4891 | 571.3675 | 11319.2296 | 571.3675 | 11319.2296
4892 | 611.8009 | 11254.9901 | 611.8009 | 11254.9901
4893 | 631.1959 | 11115.6818 | 631.1959 | 11115.6818
4894 | 646.0258 | 10996.9483 | 646.0258 | 10996.9483
4895 | 683.9654 | 10851.577 | 683.9654 | 10851.577
4896 | 680.3214 | 10672.8556 | 680.3214 | 10672.8556
4897 | 653.3238 | 10467.8135 | 653.3238 | 10467.8135
4898 | 662.0745 | 10178.4753 | 662.0745 | 10178.4753
4899 | 681.7432 | 9920.9122 | 681.7432 | 9920.9122
4900 | 724.7165 | 9655.0596 | 724.7165 | 9655.0596
4901 | 745.8445 | 9525.8334 | 745.8445 | 9525.8334
4902 | 735.1393 | 9445.3387 | 735.1393 | 9445.3387
4903 | 703.3091 | 9348.7199 | 703.3091 | 9348.7199
4904 | 682.8481 | 9260.4076 | 682.8481 | 9260.4076
4905 | 661.0382 | 9178.8579 | 661.0382 | 9178.8579
4906 | 636.4851 | 9091.5804 | 636.4851 | 9091.5804
4907 | 598.728 | 8950.9994 | 598.728 | 8950.9994
4908 | 569.6741 | 8838.588 | 569.6741 | 8838.588
4909 | 544.0101 | 8761.6769 | 544.0101 | 8761.6769
4910 | 534.0092 | 8725.261 | 534.0092 | 8725.261
4911 | 524.6204 | 8717.679 | 524.6204 | 8717.679
4912 | 518.1957 | 8750.8201 | 518.1957 | 8750.8201
4913 | 524.3028 | 8864.312 | 524.3028 | 8864.312
4914 | 539.3403 | 9118.1261 | 539.3403 | 9118.1261
4915 | 570.7527 | 9194.8446 | 570.7527 | 9194.8446
4916 | 610.3759 | 9188.8465 | 610.3759 | 9188.8465
4917 | 630.5502 | 9092.0992 | 630.5502 | 9092.0992
4918 | 645.83 | 8983.7514 | 645.83 | 8983.7514
4919 | 683.3065 | 8871.1664 | 683.3065 | 8871.1664
4920 | 683.4603 | 8819.517 | 683.4603 | 8819.517
4921 | 657.2312 | 8799.3812 | 657.2312 | 8799.3812
4922 | 664.5691 | 8703.0949 | 664.5691 | 8703.0949
4923 | 685.6785 | 8629.827 | 685.6785 | 8629.827
4924 | 721.7525 | 8524.24 | 721.7525 | 8524.24
4925 | 738.8001 | 8474.2303 | 738.8001 | 8474.2303
4926 | 724.4794 | 8431.8165 | 724.4794 | 8431.8165
4927 | 691.2838 | 8401.992 | 691.2838 | 8401.992
4928 | 673.1282 | 8479.8509 | 673.1282 | 8479.8509
4929 | 656.787 | 8494.4198 | 656.787 | 8494.4198
4930 | 627.9289 | 8373.3379 | 627.9289 | 8373.3379
4931 | 598.7014 | 8178.3847 | 598.7014 | 8178.3847
4932 | 571.8187 | 8096.5195 | 571.8187 | 8096.5195
4933 | 549.1897 | 8101.8794 | 549.1897 | 8101.8794
4934 | 533.6207 | 8102.3226 | 533.6207 | 8102.3226
4935 | 523.3838 | 8069.4891 | 523.3838 | 8069.4891
4936 | 517.9617 | 8071.6767 | 517.9617 | 8071.6767
4937 | 521.5391 | 8161.3425 | 521.5391 | 8161.3425
4938 | 531.9508 | 8343.6787 | 531.9508 | 8343.6787
4939 | 558.153 | 8369.4868 | 558.153 | 8369.4868
4940 | 591.4194 | 8359.6195 | 591.4194 | 8359.6195
4941 | 613.2761 | 8283.8473 | 613.2761 | 8283.8473
4942 | 631.667 | 8227.8353 | 631.667 | 8227.8353
4943 | 667.1691 | 8163.1059 | 667.1691 | 8163.1059
4944 | 665.7941 | 8040.1822 | 665.7941 | 8040.1822
4945 | 647.3104 | 7801.9466 | 647.3104 | 7801.9466
4946 | 651.4638 | 7446.425 | 651.4638 | 7446.425
4947 | 672.7699 | 7178.8834 | 672.7699 | 7178.8834
4948 | 707.7603 | 7021.3679 | 707.7603 | 7021.3679
4949 | 722.855 | 6954.0487 | 722.855 | 6954.0487
4950 | 718.9516 | 6906.9512 | 718.9516 | 6906.9512
4951 | 683.5295 | 6856.9662 | 683.5295 | 6856.9662
4952 | 663.2193 | 6833.8191 | 663.2193 | 6833.8191
4953 | 645.5832 | 6798.6996 | 645.5832 | 6798.6996
4954 | 623.5907 | 6762.536 | 623.5907 | 6762.536
4955 | 593.7663 | 6674.2908 | 593.7663 | 6674.2908
4956 | 562.9986 | 6610.1424 | 562.9986 | 6610.1424
4957 | 538.2749 | 6636.2737 | 538.2749 | 6636.2737
4958 | 523.3866 | 6714.3042 | 523.3866 | 6714.3042
4959 | 513.8318 | 6745.2104 | 513.8318 | 6745.2104
4960 | 507.9549 | 6763.6893 | 507.9549 | 6763.6893
4961 | 513.1308 | 6869.6464 | 513.1308 | 6869.6464
4962 | 522.1834 | 7161.7451 | 522.1834 | 7161.7451
4963 | 547.0132 | 7348.4298 | 547.0132 | 7348.4298
4964 | 567.5327 | 7457.2854 | 567.5327 | 7457.2854
4965 | 587.7735 | 7466.8388 | 587.7735 | 7466.8388
4966 | 608.7932 | 7469.4755 | 608.7932 | 7469.4755
4967 | 641.6412 | 7436.1069 | 641.6412 | 7436.1069
4968 | 644.7496 | 7364.5007 | 644.7496 | 7364.5007
4969 | 630.0664 | 7244.5806 | 630.0664 | 7244.5806
4970 | 641.1179 | 7040.3645 | 641.1179 | 7040.3645
4971 | 657.833 | 6846.3373 | 657.833 | 6846.3373
4972 | 691.8604 | 6735.863 | 691.8604 | 6735.863
4973 | 711.5198 | 6713.5485 | 711.5198 | 6713.5485
4974 | 699.2825 | 6710.641 | 699.2825 | 6710.641
4975 | 675.3507 | 6670.2273 | 675.3507 | 6670.2273
4976 | 658.3972 | 6610.2211 | 658.3972 | 6610.2211
4977 | 644.144 | 6490.9977 | 644.144 | 6490.9977
4978 | 624.0654 | 6316.9691 | 624.0654 | 6316.9691
4979 | 592.3037 | 6099.6153 | 592.3037 | 6099.6153
4980 | 561.3068 | 5949.9376 | 561.3068 | 5949.9376
4981 | 541.8222 | 5913.1438 | 541.8222 | 5913.1438
4982 | 528.8779 | 6012.9639 | 528.8779 | 6012.9639
4983 | 516.7763 | 6241.1984 | 516.7763 | 6241.1984
4984 | 513.9237 | 6539.073 | 513.9237 | 6539.073
4985 | 515.0003 | 6895.3052 | 515.0003 | 6895.3052
4986 | 523.4942 | 7421.9986 | 523.4942 | 7421.9986
4987 | 548.6413 | 7819.6556 | 548.6413 | 7819.6556
4988 | 567.2538 | 8130.1159 | 567.2538 | 8130.1159
4989 | 585.5159 | 8330.4811 | 585.5159 | 8330.4811
4990 | 611.5247 | 8537.3699 | 611.5247 | 8537.3699
4991 | 647.1244 | 8734.3195 | 647.1244 | 8734.3195
4992 | 645.5086 | 8916.6539 | 645.5086 | 8916.6539
4993 | 636.8699 | 9075.7223 | 636.8699 | 9075.7223
4994 | 641.8282 | 9216.2707 | 641.8282 | 9216.2707
4995 | 659.5716 | 9393.8887 | 659.5716 | 9393.8887
4996 | 694.7404 | 9534.3003 | 694.7404 | 9534.3003
4997 | 720.8404 | 9696.0775 | 720.8404 | 9696.0775
4998 | 707.3907 | 9810.8747 | 707.3907 | 9810.8747
4999 | 673.2252 | 9821.1675 | 673.2252 | 9821.1675
5000 | 654.7286 | 9781.9328 | 654.7286 | 9781.9328
5001 | 647.1636 | 9724.82 | 647.1636 | 9724.82
5002 | 627.0961 | 9674.6052 | 627.0961 | 9674.6052
5003 | 597.1356 | 9587.1745 | 597.1356 | 9587.1745
5004 | 566.0144 | 9517.5278 | 566.0144 | 9517.5278
5005 | 541.7331 | 9479.9194 | 541.7331 | 9479.9194
5006 | 526.3574 | 9473.4388 | 526.3574 | 9473.4388
5007 | 518.4851 | 9500.6794 | 518.4851 | 9500.6794
5008 | 513.6361 | 9556.4247 | 513.6361 | 9556.4247
5009 | 516.8315 | 9669.3056 | 516.8315 | 9669.3056
5010 | 527.8487 | 9921.8979 | 527.8487 | 9921.8979
5011 | 550.1528 | 10017.7587 | 550.1528 | 10017.7587
5012 | 576.49 | 10054.9325 | 576.49 | 10054.9325
5013 | 594.6201 | 10022.7395 | 594.6201 | 10022.7395
5014 | 613.2548 | 9990.9608 | 613.2548 | 9990.9608
5015 | 645.5105 | 9936.0062 | 645.5105 | 9936.0062
5016 | 643.4983 | 9884.1532 | 643.4983 | 9884.1532
5017 | 627.0657 | 9820.4381 | 627.0657 | 9820.4381
5018 | 629.7634 | 9744.7196 | 629.7634 | 9744.7196
5019 | 646.2526 | 9735.395 | 646.2526 | 9735.395
5020 | 686.1164 | 9727.1486 | 686.1164 | 9727.1486
5021 | 714.0638 | 9767.1482 | 714.0638 | 9767.1482
5022 | 702.9013 | 9781.3467 | 702.9013 | 9781.3467
5023 | 669.3226 | 9737.8783 | 669.3226 | 9737.8783
5024 | 655.9579 | 9717.9894 | 655.9579 | 9717.9894
5025 | 643.5111 | 9749.8678 | 643.5111 | 9749.8678
5026 | 622.05 | 9840.1655 | 622.05 | 9840.1655
5027 | 594.3934 | 9967.7799 | 594.3934 | 9967.7799
5028 | 562.3418 | 10171.0124 | 562.3418 | 10171.0124
5029 | 539.8451 | 10430.7201 | 539.8451 | 10430.7201
5030 | 529.1945 | 10661.4816 | 529.1945 | 10661.4816
5031 | 516.6046 | 10826.7909 | 516.6046 | 10826.7909
5032 | 510.7114 | 10983.1349 | 510.7114 | 10983.1349
5033 | 517.7329 | 11197.6328 | 517.7329 | 11197.6328
5034 | 531.4052 | 11529.8489 | 531.4052 | 11529.8489
5035 | 562.2096 | 11688.4311 | 562.2096 | 11688.4311
5036 | 599.0323 | 11760.4275 | 599.0323 | 11760.4275
5037 | 617.3867 | 11737.602 | 617.3867 | 11737.602
5038 | 633.8169 | 11697.6777 | 633.8169 | 11697.6777
5039 | 673.7025 | 11633.152 | 673.7025 | 11633.152
5040 | 669.291 | 11545.6618 | 669.291 | 11545.6618
5041 | 646.3621 | 11257.1268 | 646.3621 | 11257.1268
5042 | 647.6332 | 10741.9505 | 647.6332 | 10741.9505
5043 | 671.8603 | 10257.9383 | 671.8603 | 10257.9383
5044 | 709.5247 | 9912.6657 | 709.5247 | 9912.6657
5045 | 737.8814 | 9781.8104 | 737.8814 | 9781.8104
5046 | 731.9034 | 9703.7594 | 731.9034 | 9703.7594
5047 | 690.5875 | 9564.7833 | 690.5875 | 9564.7833
5048 | 674.733 | 9419.6551 | 674.733 | 9419.6551
5049 | 657.1093 | 9232.0083 | 657.1093 | 9232.0083
5050 | 634.6191 | 8995.4618 | 634.6191 | 8995.4618
5051 | 596.801 | 8710.7028 | 596.801 | 8710.7028
5052 | 567.0913 | 8480.7904 | 567.0913 | 8480.7904
5053 | 539.5268 | 8314.6844 | 539.5268 | 8314.6844
5054 | 528.0421 | 8190.9065 | 528.0421 | 8190.9065
5055 | 519.5891 | 8122.2322 | 519.5891 | 8122.2322
5056 | 514.5658 | 8069.8439 | 514.5658 | 8069.8439
5057 | 519.1918 | 8022.052 | 519.1918 | 8022.052
5058 | 535.9514 | 8087.498 | 535.9514 | 8087.498
5059 | 564.9484 | 8031.4424 | 564.9484 | 8031.4424
5060 | 606.4502 | 7976.7741 | 606.4502 | 7976.7741
5061 | 623.7375 | 7901.4091 | 623.7375 | 7901.4091
5062 | 640.2438 | 7897.9366 | 640.2438 | 7897.9366
5063 | 677.932 | 7912.4236 | 677.932 | 7912.4236
5064 | 670.3358 | 7942.2307 | 670.3358 | 7942.2307
5065 | 645.8287 | 7974.0234 | 645.8287 | 7974.0234
5066 | 649.7176 | 8011.9366 | 649.7176 | 8011.9366
5067 | 667.2946 | 8131.7206 | 667.2946 | 8131.7206
5068 | 704.2941 | 8286.3871 | 704.2941 | 8286.3871
5069 | 734.5996 | 8515.9767 | 734.5996 | 8515.9767
5070 | 719.7034 | 8727.5035 | 719.7034 | 8727.5035
5071 | 686.8241 | 8896.4328 | 686.8241 | 8896.4328
5072 | 670.4352 | 9090.1636 | 670.4352 | 9090.1636
5073 | 651.7541 | 9288.6205 | 651.7541 | 9288.6205
5074 | 626.9244 | 9492.3463 | 626.9244 | 9492.3463
5075 | 591.7511 | 9683.9041 | 591.7511 | 9683.9041
5076 | 558.4301 | 9953.3199 | 558.4301 | 9953.3199
5077 | 536.3213 | 10221.5806 | 536.3213 | 10221.5806
5078 | 521.5682 | 10431.7743 | 521.5682 | 10431.7743
5079 | 514.2941 | 10616.0223 | 514.2941 | 10616.0223
5080 | 507.6218 | 10756.8896 | 507.6218 | 10756.8896
5081 | 512.7421 | 10888.3018 | 512.7421 | 10888.3018
5082 | 527.1261 | 11132.3412 | 527.1261 | 11132.3412
5083 | 558.2943 | 11225.1473 | 558.2943 | 11225.1473
5084 | 597.1983 | 11258.6556 | 597.1983 | 11258.6556
5085 | 616.9643 | 11176.3669 | 616.9643 | 11176.3669
5086 | 635.2169 | 11007.5377 | 635.2169 | 11007.5377
5087 | 674.9414 | 10741.8144 | 674.9414 | 10741.8144
5088 | 670.3754 | 10410.3621 | 670.3754 | 10410.3621
5089 | 649.667 | 9940.5864 | 649.667 | 9940.5864
5090 | 654.4899 | 9175.7461 | 654.4899 | 9175.7461
5091 | 673.1232 | 8468.1358 | 673.1232 | 8468.1358
5092 | 704.8867 | 7994.3656 | 704.8867 | 7994.3656
5093 | 727.5027 | 7711.594 | 727.5027 | 7711.594
5094 | 719.8675 | 7504.8417 | 719.8675 | 7504.8417
5095 | 688.9543 | 7356.9054 | 688.9543 | 7356.9054
5096 | 672.1793 | 7304.0266 | 672.1793 | 7304.0266
5097 | 651.0946 | 7231.4371 | 651.0946 | 7231.4371
5098 | 629.997 | 7126.4428 | 629.997 | 7126.4428
5099 | 596.2112 | 6963.6649 | 596.2112 | 6963.6649
5100 | 567.8978 | 6806.0452 | 567.8978 | 6806.0452
5101 | 542.364 | 6678.4274 | 542.364 | 6678.4274
5102 | 531.2228 | 6574.4027 | 531.2228 | 6574.4027
5103 | 519.3777 | 6505.321 | 519.3777 | 6505.321
5104 | 512.5127 | 6474.5188 | 512.5127 | 6474.5188
5105 | 516.236 | 6493.9284 | 516.236 | 6493.9284
5106 | 530.3997 | 6629.6307 | 530.3997 | 6629.6307
5107 | 553.0966 | 6571.335 | 553.0966 | 6571.335
5108 | 582.7434 | 6446.4104 | 582.7434 | 6446.4104
5109 | 607.9215 | 6261.6902 | 607.9215 | 6261.6902
5110 | 624.6146 | 6076.977 | 624.6146 | 6076.977
5111 | 660.2993 | 5825.5086 | 660.2993 | 5825.5086
5112 | 664.5877 | 5462.4919 | 664.5877 | 5462.4919
5113 | 644.7685 | 5002.2874 | 644.7685 | 5002.2874
5114 | 651.0167 | 4559.4037 | 651.0167 | 4559.4037
5115 | 664.154 | 4355.8055 | 664.154 | 4355.8055
5116 | 696.6856 | 4335.5442 | 696.6856 | 4335.5442
5117 | 722.8267 | 4512.3907 | 722.8267 | 4512.3907
5118 | 716.5709 | 4905.9727 | 716.5709 | 4905.9727
5119 | 690.5743 | 5505.8069 | 690.5743 | 5505.8069
5120 | 673.1013 | 6143.4755 | 673.1013 | 6143.4755
5121 | 658.1975 | 6597.7057 | 658.1975 | 6597.7057
5122 | 636.3828 | 6847.0471 | 636.3828 | 6847.0471
5123 | 602.7522 | 6967.9414 | 602.7522 | 6967.9414
5124 | 571.5041 | 6598.4567 | 571.5041 | 6598.4567
5125 | 547.3302 | 6667.0964 | 547.3302 | 6667.0964
5126 | 535.4785 | 6722.433 | 535.4785 | 6722.433
5127 | 524.6469 | 6798.0668 | 524.6469 | 6798.0668
5128 | 518.1709 | 7080.4437 | 518.1709 | 7080.4437
5129 | 520.8324 | 7431.3261 | 520.8324 | 7431.3261
5130 | 531.8324 | 7888.8413 | 531.8324 | 7888.8413
5131 | 548.4329 | 8177.5819 | 548.4329 | 8177.5819
5132 | 572.0152 | 8440.1447 | 572.0152 | 8440.1447
5133 | 591.9966 | 8723.2932 | 591.9966 | 8723.2932
5134 | 615.2224 | 9070.2028 | 615.2224 | 9070.2028
5135 | 652.1643 | 9399.2436 | 652.1643 | 9399.2436
5136 | 657.4658 | 9658.9971 | 657.4658 | 9658.9971
5137 | 643.0328 | 9657.8608 | 643.0328 | 9657.8608
5138 | 641.7071 | 9316.6357 | 641.7071 | 9316.6357
5139 | 659.8238 | 9090.5244 | 659.8238 | 9090.5244
5140 | 692.5406 | 8987.4624 | 692.5406 | 8987.4624
5141 | 718.6341 | 8968.8725 | 718.6341 | 8968.8725
5142 | 709.3341 | 8994.3001 | 709.3341 | 8994.3001
5143 | 684.3468 | 8985.0151 | 684.3468 | 8985.0151
5144 | 668.9315 | 8979.3073 | 668.9315 | 8979.3073
5145 | 653.2818 | 8888.5119 | 653.2818 | 8888.5119
5146 | 636.2914 | 8736.1914 | 636.2914 | 8736.1914
5147 | 608.0806 | 8540.7002 | 608.0806 | 8540.7002
5148 | 579.1657 | 8370.8189 | 579.1657 | 8370.8189
5149 | 554.9326 | 8247.9546 | 554.9326 | 8247.9546
5150 | 540.7749 | 8197.47 | 540.7749 | 8197.47
5151 | 529.7979 | 8273.4838 | 529.7979 | 8273.4838
5152 | 526.5412 | 8436.3606 | 526.5412 | 8436.3606
5153 | 525.6918 | 8590.6095 | 525.6918 | 8590.6095
5154 | 534.6445 | 8805.1348 | 534.6445 | 8805.1348
5155 | 554.0754 | 8851.6457 | 554.0754 | 8851.6457
5156 | 578.6001 | 8817.8332 | 578.6001 | 8817.8332
5157 | 597.0887 | 8734.1223 | 597.0887 | 8734.1223
5158 | 616.8503 | 8636.6589 | 616.8503 | 8636.6589
5159 | 653.8416 | 8518.2871 | 653.8416 | 8518.2871
5160 | 653.8066 | 8361.9753 | 653.8066 | 8361.9753
5161 | 645.4035 | 8106.8302 | 645.4035 | 8106.8302
5162 | 645.2741 | 7792.9628 | 645.2741 | 7792.9628
5163 | 655.6786 | 7536.0741 | 655.6786 | 7536.0741
5164 | 689.8569 | 7295.2735 | 689.8569 | 7295.2735
5165 | 723.7726 | 7176.372 | 723.7726 | 7176.372
5166 | 711.8367 | 7127.1358 | 711.8367 | 7127.1358
5167 | 687.4143 | 7088.9733 | 687.4143 | 7088.9733
5168 | 666.4929 | 7121.6422 | 666.4929 | 7121.6422
5169 | 654.1857 | 7152.0567 | 654.1857 | 7152.0567
5170 | 633.8803 | 7152.2935 | 633.8803 | 7152.2935
5171 | 602.7236 | 7146.0265 | 602.7236 | 7146.0265
5172 | 575.9007 | 7233.3837 | 575.9007 | 7233.3837
5173 | 553.6509 | 7444.7016 | 553.6509 | 7444.7016
5174 | 538.388 | 7727.8291 | 538.388 | 7727.8291
5175 | 528.3466 | 8018.3351 | 528.3466 | 8018.3351
5176 | 524.4127 | 8293.4926 | 524.4127 | 8293.4926
5177 | 526.572 | 8407.4647 | 526.572 | 8407.4647
5178 | 538.0925 | 8419.467 | 538.0925 | 8419.467
5179 | 559.3396 | 8456.6686 | 559.3396 | 8456.6686
5180 | 587.78 | 8697.7632 | 587.78 | 8697.7632
5181 | 612.3046 | 8788.8378 | 612.3046 | 8788.8378
5182 | 633.49 | 8431.286 | 633.49 | 8431.286
5183 | 667.5531 | 7919.0771 | 667.5531 | 7919.0771
5184 | 666.3697 | 7435.9925 | 666.3697 | 7435.9925
5185 | 642.4148 | 7010.4316 | 642.4148 | 7010.4316
5186 | 643.8253 | 6717.8425 | 643.8253 | 6717.8425
5187 | 658.5012 | 6579.1239 | 658.5012 | 6579.1239
5188 | 692.4427 | 6580.3631 | 692.4427 | 6580.3631
5189 | 729.1514 | 6805.5229 | 729.1514 | 6805.5229
5190 | 720.7136 | 7087.2391 | 720.7136 | 7087.2391
5191 | 693.0818 | 7286.9367 | 693.0818 | 7286.9367
5192 | 677.2898 | 7417.8275 | 677.2898 | 7417.8275
5193 | 661.2449 | 7474.8398 | 661.2449 | 7474.8398
5194 | 638.8388 | 7488.7554 | 638.8388 | 7488.7554
5195 | 601.9853 | 7459.5004 | 601.9853 | 7459.5004
5196 | 570.5105 | 7464.5945 | 570.5105 | 7464.5945
5197 | 548.9382 | 7500.5569 | 548.9382 | 7500.5569
5198 | 535.1565 | 7595.0302 | 535.1565 | 7595.0302
5199 | 526.7869 | 7723.8596 | 526.7869 | 7723.8596
5200 | 521.5636 | 7860.1387 | 521.5636 | 7860.1387
5201 | 528.2334 | 8061.6936 | 528.2334 | 8061.6936
5202 | 545.5913 | 8373.8708 | 545.5913 | 8373.8708
5203 | 575.4202 | 8494.8554 | 575.4202 | 8494.8554
5204 | 613.5125 | 8538.9364 | 613.5125 | 8538.9364
5205 | 636.051 | 8523.0499 | 636.051 | 8523.0499
5206 | 654.1819 | 8543.5667 | 654.1819 | 8543.5667
5207 | 694.3566 | 8592.001 | 694.3566 | 8592.001
5208 | 686.4418 | 8635.5525 | 686.4418 | 8635.5525
5209 | 660.5685 | 8559.7524 | 660.5685 | 8559.7524
5210 | 661.7842 | 8313.7094 | 661.7842 | 8313.7094
5211 | 679.5355 | 8096.5273 | 679.5355 | 8096.5273
5212 | 712.8662 | 8007.3341 | 712.8662 | 8007.3341
5213 | 748.8329 | 8049.5392 | 748.8329 | 8049.5392
5214 | 742.8757 | 8128.1623 | 742.8757 | 8128.1623
5215 | 708.59 | 8170.933 | 708.59 | 8170.933
5216 | 687.797 | 8229.0599 | 687.797 | 8229.0599
5217 | 667.9751 | 8294.0515 | 667.9751 | 8294.0515
5218 | 642.995 | 8325.6357 | 642.995 | 8325.6357
5219 | 607.4941 | 8285.7415 | 607.4941 | 8285.7415
5220 | 576.974 | 8259.2982 | 576.974 | 8259.2982
5221 | 550.2978 | 8248.7145 | 550.2978 | 8248.7145
5222 | 537.4251 | 8262.8245 | 537.4251 | 8262.8245
5223 | 530.1347 | 8296.8518 | 530.1347 | 8296.8518
5224 | 524.8728 | 8352.0077 | 524.8728 | 8352.0077
5225 | 528.0657 | 8484.5983 | 528.0657 | 8484.5983
5226 | 543.7773 | 8765.2382 | 543.7773 | 8765.2382
5227 | 575.3339 | 8911.6807 | 575.3339 | 8911.6807
5228 | 611.8343 | 9005.9175 | 611.8343 | 9005.9175
5229 | 635.0988 | 9055.3855 | 635.0988 | 9055.3855
5230 | 650.695 | 9097.3705 | 650.695 | 9097.3705
5231 | 696.5169 | 9105.3381 | 696.5169 | 9105.3381
5232 | 688.7332 | 9108.4231 | 688.7332 | 9108.4231
5233 | 665.11 | 8976.0077 | 665.11 | 8976.0077
5234 | 665.6718 | 8747.2532 | 665.6718 | 8747.2532
5235 | 679.3989 | 8619.7437 | 679.3989 | 8619.7437
5236 | 712.2882 | 8485.9042 | 712.2882 | 8485.9042
5237 | 745.6679 | 8396.4502 | 745.6679 | 8396.4502
5238 | 737.4994 | 8337.1449 | 737.4994 | 8337.1449
5239 | 704.5956 | 8261.1755 | 704.5956 | 8261.1755
5240 | 685.0611 | 8268.9565 | 685.0611 | 8268.9565
5241 | 667.331 | 8328.8186 | 667.331 | 8328.8186
5242 | 645.1109 | 8358.1229 | 645.1109 | 8358.1229
5243 | 608.9995 | 8336.2773 | 608.9995 | 8336.2773
5244 | 575.1893 | 8344.7911 | 575.1893 | 8344.7911
5245 | 555.1061 | 8377.7138 | 555.1061 | 8377.7138
5246 | 539.2038 | 8431.5305 | 539.2038 | 8431.5305
5247 | 532.5411 | 8477.9068 | 532.5411 | 8477.9068
5248 | 526.1405 | 8516.7239 | 526.1405 | 8516.7239
5249 | 530.5855 | 8612.2677 | 530.5855 | 8612.2677
5250 | 549.9146 | 8880.7485 | 549.9146 | 8880.7485
5251 | 575.047 | 9048.6593 | 575.047 | 9048.6593
5252 | 613.3624 | 9200.8412 | 613.3624 | 9200.8412
5253 | 636.5727 | 9309.3944 | 636.5727 | 9309.3944
5254 | 655.0462 | 9420.3436 | 655.0462 | 9420.3436
5255 | 691.8338 | 9510.5744 | 691.8338 | 9510.5744
5256 | 686.6008 | 9587.1831 | 686.6008 | 9587.1831
5257 | 663.6563 | 9553.1796 | 663.6563 | 9553.1796
5258 | 666.3502 | 9463.8735 | 666.3502 | 9463.8735
5259 | 679.6036 | 9394.1191 | 679.6036 | 9394.1191
5260 | 712.9022 | 9326.0142 | 712.9022 | 9326.0142
5261 | 744.0333 | 9347.8909 | 744.0333 | 9347.8909
5262 | 745.026 | 9365.5291 | 745.026 | 9365.5291
5263 | 706.3659 | 9334.966 | 706.3659 | 9334.966
5264 | 679.7958 | 9355.8559 | 679.7958 | 9355.8559
5265 | 663.1673 | 9427.8769 | 663.1673 | 9427.8769
5266 | 641.2099 | 9448.0621 | 641.2099 | 9448.0621
5267 | 606.7663 | 9372.4509 | 606.7663 | 9372.4509
5268 | 575.9809 | 9298.8915 | 575.9809 | 9298.8915
5269 | 553.5895 | 9267.7896 | 553.5895 | 9267.7896
5270 | 538.5844 | 9287.2191 | 538.5844 | 9287.2191
5271 | 531.6173 | 9316.8768 | 531.6173 | 9316.8768
5272 | 527.2494 | 9351.7043 | 527.2494 | 9351.7043
5273 | 529.8047 | 9445.5382 | 529.8047 | 9445.5382
5274 | 541.7131 | 9665.9531 | 541.7131 | 9665.9531
5275 | 564.7505 | 9736.7819 | 564.7505 | 9736.7819
5276 | 593.5824 | 9752.5552 | 593.5824 | 9752.5552
5277 | 618.6889 | 9741.9883 | 618.6889 | 9741.9883
5278 | 643.5098 | 9748.2562 | 643.5098 | 9748.2562
5279 | 677.9512 | 9743.115 | 677.9512 | 9743.115
5280 | 678.0523 | 9747.3398 | 678.0523 | 9747.3398
5281 | 654.9117 | 9666.9801 | 654.9117 | 9666.9801
5282 | 658.7958 | 9555.2559 | 658.7958 | 9555.2559
5283 | 666.5181 | 9445.9848 | 666.5181 | 9445.9848
5284 | 704.741 | 9273.0086 | 704.741 | 9273.0086
5285 | 739.164 | 9220.7915 | 739.164 | 9220.7915
5286 | 729.7294 | 9213.3518 | 729.7294 | 9213.3518
5287 | 698.9052 | 9182.7887 | 698.9052 | 9182.7887
5288 | 680.2465 | 9243.3853 | 680.2465 | 9243.3853
5289 | 666.3135 | 9344.2839 | 666.3135 | 9344.2839
5290 | 644.6394 | 9350.4102 | 644.6394 | 9350.4102
5291 | 611.5869 | 9283.3483 | 611.5869 | 9283.3483
5292 | 579.6146 | 9261.2746 | 579.6146 | 9261.2746
5293 | 556.6669 | 9302.7467 | 556.6669 | 9302.7467
5294 | 541.1942 | 9379.9314 | 541.1942 | 9379.9314
5295 | 530.5656 | 9460.5048 | 530.5656 | 9460.5048
5296 | 525.7351 | 9508.6312 | 525.7351 | 9508.6312
5297 | 526.0483 | 9589.5462 | 526.0483 | 9589.5462
5298 | 538.6776 | 9821.5501 | 538.6776 | 9821.5501
5299 | 554.7835 | 9911.3773 | 554.7835 | 9911.3773
5300 | 573.8996 | 9954.1284 | 573.8996 | 9954.1284
5301 | 605.0931 | 9939.5718 | 605.0931 | 9939.5718
5302 | 622.6531 | 9942.99 | 622.6531 | 9942.99
5303 | 662.3466 | 9978.8853 | 662.3466 | 9978.8853
5304 | 656.3929 | 9977.7906 | 656.3929 | 9977.7906
5305 | 638.5693 | 9725.1152 | 638.5693 | 9725.1152
5306 | 641.8482 | 9217.654 | 641.8482 | 9217.654
5307 | 655.1267 | 8705.4265 | 655.1267 | 8705.4265
5308 | 677.9201 | 8355.3851 | 677.9201 | 8355.3851
5309 | 715.9429 | 8126.6727 | 715.9429 | 8126.6727
5310 | 711.3909 | 7941.9778 | 711.3909 | 7941.9778
5311 | 686.4195 | 7787.165 | 686.4195 | 7787.165
5312 | 669.017 | 7728.4516 | 669.017 | 7728.4516
5313 | 654.2041 | 7718.3995 | 654.2041 | 7718.3995
5314 | 634.866 | 7710.4669 | 634.866 | 7710.4669
5315 | 604.234 | 7633.3359 | 604.234 | 7633.3359
5316 | 572.9733 | 7532.4188 | 572.9733 | 7532.4188
5317 | 551.3485 | 7425.8932 | 551.3485 | 7425.8932
5318 | 538.7073 | 7315.7535 | 538.7073 | 7315.7535
5319 | 527.3699 | 7204.4429 | 527.3699 | 7204.4429
5320 | 522.2819 | 7100.0121 | 522.2819 | 7100.0121
5321 | 523.3819 | 7063.8968 | 523.3819 | 7063.8968
5322 | 532.2201 | 7169.5612 | 532.2201 | 7169.5612
5323 | 547.3511 | 7127.3495 | 547.3511 | 7127.3495
5324 | 564.4961 | 7031.7921 | 564.4961 | 7031.7921
5325 | 593.244 | 6905.3348 | 593.244 | 6905.3348
5326 | 614.2251 | 6808.2514 | 614.2251 | 6808.2514
5327 | 653.3688 | 6699.7587 | 653.3688 | 6699.7587
5328 | 653.6253 | 6539.2673 | 653.6253 | 6539.2673
5329 | 639.0565 | 6199.3892 | 639.0565 | 6199.3892
5330 | 638.7239 | 5752.533 | 638.7239 | 5752.533
5331 | 644.7716 | 5375.5742 | 644.7716 | 5375.5742
5332 | 668.4904 | 5121.0948 | 668.4904 | 5121.0948
5333 | 704.6567 | 5015.1122 | 704.6567 | 5015.1122
5334 | 700.9709 | 5007.1026 | 700.9709 | 5007.1026
5335 | 673.4614 | 5050.2533 | 673.4614 | 5050.2533
5336 | 654.2506 | 5177.9143 | 654.2506 | 5177.9143
5337 | 635.4132 | 5290.9719 | 635.4132 | 5290.9719
5338 | 615.7627 | 5362.6427 | 615.7627 | 5362.6427
5339 | 585.2467 | 5383.3535 | 585.2467 | 5383.3535
5340 | 554.1419 | 5435.5637 | 554.1419 | 5435.5637
5341 | 532.7114 | 5532.891 | 532.7114 | 5532.891
5342 | 520.3673 | 5668.2109 | 520.3673 | 5668.2109
5343 | 510.8634 | 5810.3392 | 510.8634 | 5810.3392
5344 | 506.9712 | 5941.1087 | 506.9712 | 5941.1087
5345 | 510.2153 | 6096.4975 | 510.2153 | 6096.4975
5346 | 521.9211 | 6360.6087 | 521.9211 | 6360.6087
5347 | 541.7955 | 6464.6847 | 541.7955 | 6464.6847
5348 | 566.429 | 6502.1163 | 566.429 | 6502.1163
5349 | 596.4625 | 6535.2457 | 596.4625 | 6535.2457
5350 | 615.4812 | 6630.0462 | 615.4812 | 6630.0462
5351 | 653.7347 | 6725.7866 | 653.7347 | 6725.7866
5352 | 646.944 | 6829.7531 | 646.944 | 6829.7531
5353 | 627.4508 | 6914.8696 | 627.4508 | 6914.8696
5354 | 631.5728 | 6979.8306 | 631.5728 | 6979.8306
5355 | 641.1518 | 7036.2257 | 641.1518 | 7036.2257
5356 | 670.1752 | 7019.6065 | 670.1752 | 7019.6065
5357 | 710.0859 | 7049.4626 | 710.0859 | 7049.4626
5358 | 712.3537 | 7040.123 | 712.3537 | 7040.123
5359 | 683.7829 | 6904.4986 | 683.7829 | 6904.4986
5360 | 666.7602 | 6680.499 | 666.7602 | 6680.499
5361 | 651.1966 | 6343.1042 | 651.1966 | 6343.1042
5362 | 632.5993 | 5943.9943 | 632.5993 | 5943.9943
5363 | 593.8347 | 5583.0269 | 593.8347 | 5583.0269
5364 | 561.449 | 5425.1145 | 561.449 | 5425.1145
5365 | 537.0391 | 5411.1112 | 537.0391 | 5411.1112
5366 | 528.4012 | 5476.5169 | 528.4012 | 5476.5169
5367 | 516.7993 | 5577.4186 | 516.7993 | 5577.4186
5368 | 512.5499 | 5692.7994 | 512.5499 | 5692.7994
5369 | 519.7055 | 5900.8138 | 519.7055 | 5900.8138
5370 | 537.3241 | 6267.8964 | 537.3241 | 6267.8964
5371 | 565.1882 | 6460.1251 | 565.1882 | 6460.1251
5372 | 601.9052 | 6598.2483 | 601.9052 | 6598.2483
5373 | 623.559 | 6698.6321 | 623.559 | 6698.6321
5374 | 638.8103 | 6808.2514 | 638.8103 | 6808.2514
5375 | 679.1652 | 6868.0847 | 679.1652 | 6868.0847
5376 | 673.7225 | 6874.2094 | 673.7225 | 6874.2094
5377 | 647.8851 | 6834.8863 | 647.8851 | 6834.8863
5378 | 647.8322 | 6820.0539 | 647.8322 | 6820.0539
5379 | 664.758 | 6880.4387 | 664.758 | 6880.4387
5380 | 692.024 | 6959.9515 | 692.024 | 6959.9515
5381 | 737.5716 | 7087.2694 | 737.5716 | 7087.2694
5382 | 737.3073 | 7240.1763 | 737.3073 | 7240.1763
5383 | 707.1381 | 7370.9097 | 707.1381 | 7370.9097
5384 | 691.4748 | 7533.7178 | 691.4748 | 7533.7178
5385 | 668.9683 | 7659.8844 | 668.9683 | 7659.8844
5386 | 644.3177 | 7747.1339 | 644.3177 | 7747.1339
5387 | 606.9764 | 7783.8033 | 606.9764 | 7783.8033
5388 | 572.803 | 7860.9014 | 572.803 | 7860.9014
5389 | 547.0756 | 7975.8973 | 547.0756 | 7975.8973
5390 | 534.3911 | 8134.0153 | 534.3911 | 8134.0153
5391 | 525.7235 | 8343.588 | 525.7235 | 8343.588
5392 | 521.623 | 8586.8281 | 521.623 | 8586.8281
5393 | 523.4777 | 8882.9951 | 523.4777 | 8882.9951
5394 | 543.3098 | 9287.6946 | 543.3098 | 9287.6946
5395 | 571.4277 | 9511.6507 | 571.4277 | 9511.6507
5396 | 612.9436 | 9657.5632 | 612.9436 | 9657.5632
5397 | 636.1049 | 9736.0988 | 636.1049 | 9736.0988
5398 | 648.2075 | 9798.602 | 648.2075 | 9798.602
5399 | 686.0183 | 9825.7581 | 686.0183 | 9825.7581
5400 | 675.3454 | 9790.2762 | 675.3454 | 9790.2762
5401 | 649.8243 | 9559.2591 | 649.8243 | 9559.2591
5402 | 647.6648 | 9291.7478 | 647.6648 | 9291.7478
5403 | 658.8751 | 9039.0387 | 658.8751 | 9039.0387
5404 | 684.9867 | 8778.0999 | 684.9867 | 8778.0999
5405 | 729.15 | 8635.4503 | 729.15 | 8635.4503
5406 | 734.9639 | 8529.0289 | 734.9639 | 8529.0289
5407 | 702.1245 | 8416.2026 | 702.1245 | 8416.2026
5408 | 678.3745 | 8387.5067 | 678.3745 | 8387.5067
5409 | 663.5539 | 8428.1803 | 663.5539 | 8428.1803
5410 | 638.7818 | 8368.952 | 638.7818 | 8368.952
5411 | 602.4177 | 8167.5713 | 602.4177 | 8167.5713
5412 | 567.5628 | 7995.9802 | 567.5628 | 7995.9802
5413 | 544.7248 | 7915.1024 | 544.7248 | 7915.1024
5414 | 527.9597 | 7920.2831 | 527.9597 | 7920.2831
5415 | 518.3549 | 8043.9829 | 518.3549 | 8043.9829
5416 | 513.3868 | 8194.1308 | 513.3868 | 8194.1308
5417 | 519.243 | 8366.0482 | 519.243 | 8366.0482
5418 | 536.5244 | 8669.2962 | 536.5244 | 8669.2962
5419 | 558.1459 | 8815.3587 | 558.1459 | 8815.3587
5420 | 598.3272 | 8914.1551 | 598.3272 | 8914.1551
5421 | 623.9036 | 8945.1947 | 623.9036 | 8945.1947
5422 | 640.8225 | 8948.4229 | 640.8225 | 8948.4229
5423 | 679.6571 | 8922.0034 | 679.6571 | 8922.0034
5424 | 668.0134 | 8854.7942 | 668.0134 | 8854.7942
5425 | 642.0086 | 8604.7787 | 642.0086 | 8604.7787
5426 | 644.2934 | 8319.4089 | 644.2934 | 8319.4089
5427 | 658.5558 | 8122.9351 | 658.5558 | 8122.9351
5428 | 678.2464 | 7929.6306 | 678.2464 | 7929.6306
5429 | 718.3737 | 7821.7482 | 718.3737 | 7821.7482
5430 | 727.4042 | 7786.9507 | 727.4042 | 7786.9507
5431 | 692.4021 | 7829.7215 | 692.4021 | 7829.7215
5432 | 672.161 | 8124.7586 | 672.161 | 8124.7586
5433 | 656.3622 | 8455.348 | 656.3622 | 8455.348
5434 | 633.2657 | 8633.79 | 633.2657 | 8633.79
5435 | 596.4619 | 8660.9602 | 596.4619 | 8660.9602
5436 | 565.4215 | 8646.1059 | 565.4215 | 8646.1059
5437 | 542.8318 | 8609.3045 | 542.8318 | 8609.3045
5438 | 531.7012 | 8567.1791 | 531.7012 | 8567.1791
5439 | 520.8961 | 8564.9195 | 520.8961 | 8564.9195
5440 | 513.4197 | 8621.2152 | 513.4197 | 8621.2152
5441 | 516.8771 | 8753.4259 | 516.8771 | 8753.4259
5442 | 527.7476 | 9002.5284 | 527.7476 | 9002.5284
5443 | 543.5883 | 9095.2054 | 543.5883 | 9095.2054
5444 | 576.1432 | 9121.0479 | 576.1432 | 9121.0479
5445 | 601.6691 | 9098.322 | 601.6691 | 9098.322
5446 | 622.4215 | 9084.0716 | 622.4215 | 9084.0716
5447 | 658.2241 | 9059.742 | 658.2241 | 9059.742
5448 | 657.2145 | 9001.462 | 657.2145 | 9001.462
5449 | 637.577 | 8825.7302 | 637.577 | 8825.7302
5450 | 642.6648 | 8516.4225 | 642.6648 | 8516.4225
5451 | 646.3603 | 8264.6633 | 646.3603 | 8264.6633
5452 | 665.1629 | 8059.5798 | 665.1629 | 8059.5798
5453 | 702.9205 | 8009.2625 | 702.9205 | 8009.2625
5454 | 710.4476 | 8049.3189 | 710.4476 | 8049.3189
5455 | 681.6101 | 8090.1898 | 681.6101 | 8090.1898
5456 | 659.3963 | 8214.0511 | 659.3963 | 8214.0511
5457 | 641.8237 | 8352.1866 | 641.8237 | 8352.1866
5458 | 624.9196 | 8430.6969 | 624.9196 | 8430.6969
5459 | 594.4306 | 8445.1382 | 594.4306 | 8445.1382
5460 | 564.8648 | 8474.3603 | 564.8648 | 8474.3603
5461 | 541.1839 | 8510.3227 | 541.1839 | 8510.3227
5462 | 526.6875 | 8553.1203 | 526.6875 | 8553.1203
5463 | 516.6995 | 8620.7748 | 516.6995 | 8620.7748
5464 | 512.6279 | 8715.2574 | 512.6279 | 8715.2574
5465 | 513.7722 | 8908.8329 | 513.7722 | 8908.8329
5466 | 525.7392 | 9249.8878 | 525.7392 | 9249.8878
5467 | 533.8781 | 9361.5632 | 533.8781 | 9361.5632
5468 | 557.3063 | 9369.7372 | 557.3063 | 9369.7372
5469 | 581.6478 | 9317.5637 | 581.6478 | 9317.5637
5470 | 601.5547 | 9306.3531 | 601.5547 | 9306.3531
5471 | 640.7869 | 9329.1395 | 640.7869 | 9329.1395
5472 | 644.3687 | 9277.129 | 644.3687 | 9277.129
5473 | 624.7615 | 8966.6985 | 624.7615 | 8966.6985
5474 | 626.0909 | 8586.9066 | 626.0909 | 8586.9066
5475 | 633.6313 | 8294.1108 | 633.6313 | 8294.1108
5476 | 654.3358 | 8006.7642 | 654.3358 | 8006.7642
5477 | 697.0937 | 7808.4493 | 697.0937 | 7808.4493
5478 | 695.5915 | 7666.5008 | 695.5915 | 7666.5008
5479 | 668.7405 | 7623.5887 | 668.7405 | 7623.5887
5480 | 654.2488 | 7826.6734 | 654.2488 | 7826.6734
5481 | 639.391 | 8057.5212 | 639.391 | 8057.5212
5482 | 619.3811 | 8135.8415 | 619.3811 | 8135.8415
5483 | 587.4133 | 8013.8742 | 587.4133 | 8013.8742
5484 | 559.4251 | 7783.5779 | 559.4251 | 7783.5779
5485 | 539.2262 | 7526.9647 | 539.2262 | 7526.9647
5486 | 524.7722 | 7305.8743 | 524.7722 | 7305.8743
5487 | 516.4457 | 7132.4389 | 516.4457 | 7132.4389
5488 | 510.2802 | 6990.5812 | 510.2802 | 6990.5812
5489 | 513.5066 | 6918.1789 | 513.5066 | 6918.1789
5490 | 521.8747 | 7021.5636 | 521.8747 | 7021.5636
5491 | 532.3448 | 6991.3208 | 532.3448 | 6991.3208
5492 | 553.125 | 6891.2038 | 553.125 | 6891.2038
5493 | 578.2401 | 6743.0884 | 578.2401 | 6743.0884
5494 | 601.0117 | 6603.8284 | 601.0117 | 6603.8284
5495 | 632.7694 | 6467.4081 | 632.7694 | 6467.4081
5496 | 635.4438 | 6347.3833 | 635.4438 | 6347.3833
5497 | 618.8715 | 6195.5896 | 618.8715 | 6195.5896
5498 | 618.9393 | 6040.169 | 618.9393 | 6040.169
5499 | 627.6956 | 5932.7978 | 627.6956 | 5932.7978
5500 | 649.8981 | 5837.715 | 649.8981 | 5837.715
5501 | 695.1236 | 5836.7937 | 695.1236 | 5836.7937
5502 | 697.6565 | 5867.1608 | 697.6565 | 5867.1608
5503 | 669.471 | 5883.1438 | 669.471 | 5883.1438
5504 | 649.4151 | 5935.9511 | 649.4151 | 5935.9511
5505 | 641.1244 | 6010.2519 | 641.1244 | 6010.2519
5506 | 617.4466 | 6046.0157 | 617.4466 | 6046.0157
5507 | 588.132 | 5986.5532 | 588.132 | 5986.5532
5508 | 557.4515 | 5933.8921 | 557.4515 | 5933.8921
5509 | 537.5712 | 5910.7695 | 537.5712 | 5910.7695
5510 | 523.515 | 5899.9916 | 523.515 | 5899.9916
5511 | 515.0954 | 5875.6937 | 515.0954 | 5875.6937
5512 | 509.5945 | 5841.177 | 509.5945 | 5841.177
5513 | 513.0176 | 5851.9878 | 513.0176 | 5851.9878
5514 | 526.4464 | 5973.231 | 526.4464 | 5973.231
5515 | 540.6532 | 5903.8515 | 540.6532 | 5903.8515
5516 | 572.2876 | 5739.5199 | 572.2876 | 5739.5199
5517 | 594.8237 | 5543.3384 | 594.8237 | 5543.3384
5518 | 610.7759 | 5400.8487 | 610.7759 | 5400.8487
5519 | 645.2913 | 5308.1248 | 645.2913 | 5308.1248
5520 | 644.0926 | 5284.9919 | 644.0926 | 5284.9919
5521 | 626.8149 | 5297.1545 | 626.8149 | 5297.1545
5522 | 625.8198 | 5339.1274 | 625.8198 | 5339.1274
5523 | 635.8027 | 5405.2117 | 635.8027 | 5405.2117
5524 | 656.4705 | 5454.517 | 656.4705 | 5454.517
5525 | 701.8605 | 5615.6521 | 701.8605 | 5615.6521
5526 | 708.4597 | 5810.3556 | 708.4597 | 5810.3556
5527 | 675.4732 | 5941.6589 | 675.4732 | 5941.6589
5528 | 660.8516 | 6036.0727 | 660.8516 | 6036.0727
5529 | 641.9477 | 6086.4356 | 641.9477 | 6086.4356
5530 | 622.7072 | 6105.6708 | 622.7072 | 6105.6708
5531 | 586.3639 | 6077.1757 | 586.3639 | 6077.1757
5532 | 551.4841 | 6076.3802 | 551.4841 | 6076.3802
5533 | 529.6388 | 6116.3324 | 529.6388 | 6116.3324
5534 | 519.636 | 6191.0473 | 519.636 | 6191.0473
5535 | 512.285 | 6291.949 | 512.285 | 6291.949
5536 | 505.8097 | 6414.1693 | 505.8097 | 6414.1693
5537 | 511.4349 | 6608.8847 | 511.4349 | 6608.8847
5538 | 527.7587 | 6959.0588 | 527.7587 | 6959.0588
5539 | 551.0708 | 7187.1945 | 551.0708 | 7187.1945
5540 | 591.8733 | 7379.2731 | 591.8733 | 7379.2731
5541 | 613.7503 | 7526.583 | 613.7503 | 7526.583
5542 | 632.9063 | 7689.0179 | 632.9063 | 7689.0179
5543 | 668.7789 | 7844.7933 | 668.7789 | 7844.7933
5544 | 658.9438 | 7983.9068 | 658.9438 | 7983.9068
5545 | 635.9051 | 8052.1147 | 635.9051 | 8052.1147
5546 | 640.7341 | 8071.4796 | 640.7341 | 8071.4796
5547 | 650.1167 | 8134.1442 | 650.1167 | 8134.1442
5548 | 668.674 | 8202.4479 | 668.674 | 8202.4479
5549 | 714.8166 | 8336.7952 | 714.8166 | 8336.7952
5550 | 727.9164 | 8476.7832 | 727.9164 | 8476.7832
5551 | 692.9502 | 8567.8099 | 692.9502 | 8567.8099
5552 | 671.5779 | 8653.4845 | 671.5779 | 8653.4845
5553 | 654.4055 | 8770.7217 | 654.4055 | 8770.7217
5554 | 628.2527 | 8892.3584 | 628.2527 | 8892.3584
5555 | 592.1489 | 8906.6097 | 592.1489 | 8906.6097
5556 | 557.2858 | 8897.455 | 557.2858 | 8897.455
5557 | 533.1324 | 8890.1011 | 533.1324 | 8890.1011
5558 | 522.2645 | 8895.6618 | 522.2645 | 8895.6618
5559 | 513.9679 | 8899.8616 | 513.9679 | 8899.8616
5560 | 508.6993 | 8881.3035 | 508.6993 | 8881.3035
5561 | 514.8651 | 8899.3337 | 514.8651 | 8899.3337
5562 | 531.1514 | 9026.0864 | 531.1514 | 9026.0864
5563 | 556.5665 | 8968.296 | 556.5665 | 8968.296
5564 | 594.7744 | 8791.0454 | 594.7744 | 8791.0454
5565 | 618.3046 | 8577.9554 | 618.3046 | 8577.9554
5566 | 635.061 | 8440.5953 | 635.061 | 8440.5953
5567 | 673.0919 | 8378.4588 | 673.0919 | 8378.4588
5568 | 667.9091 | 8387.8132 | 667.9091 | 8387.8132
5569 | 640.419 | 8426.1936 | 640.419 | 8426.1936
5570 | 641.6887 | 8449.928 | 641.6887 | 8449.928
5571 | 650.7588 | 8440.7786 | 650.7588 | 8440.7786
5572 | 670.0947 | 8363.7444 | 670.0947 | 8363.7444
5573 | 716.279 | 8340.025 | 716.279 | 8340.025
5574 | 724.4239 | 8304.2776 | 724.4239 | 8304.2776
5575 | 690.5059 | 8198.6707 | 690.5059 | 8198.6707
5576 | 666.8148 | 8108.6099 | 666.8148 | 8108.6099
5577 | 649.1004 | 8056.3813 | 649.1004 | 8056.3813
5578 | 625.6125 | 8028.6904 | 625.6125 | 8028.6904
5579 | 588.5515 | 7970.7478 | 588.5515 | 7970.7478
5580 | 559.7676 | 7926.256 | 559.7676 | 7926.256
5581 | 535.6389 | 7939.8003 | 535.6389 | 7939.8003
5582 | 526.7518 | 8007.2958 | 526.7518 | 8007.2958
5583 | 514.1656 | 8060.1316 | 514.1656 | 8060.1316
5584 | 508.1865 | 8092.2993 | 508.1865 | 8092.2993
5585 | 514.8392 | 8182.5235 | 514.8392 | 8182.5235
5586 | 529.6679 | 8406.9281 | 529.6679 | 8406.9281
5587 | 550.6755 | 8478.1368 | 550.6755 | 8478.1368
5588 | 591.2396 | 8482.5111 | 591.2396 | 8482.5111
5589 | 611.6204 | 8458.2653 | 611.6204 | 8458.2653
5590 | 628.3412 | 8467.383 | 628.3412 | 8467.383
5591 | 672.6162 | 8489.5995 | 672.6162 | 8489.5995
5592 | 670.3201 | 8510.7329 | 670.3201 | 8510.7329
5593 | 643.3629 | 8485.8486 | 643.3629 | 8485.8486
5594 | 638.0908 | 8452.2078 | 638.0908 | 8452.2078
5595 | 649.4065 | 8467.3764 | 649.4065 | 8467.3764
5596 | 666.4892 | 8499.2031 | 666.4892 | 8499.2031
5597 | 706.2184 | 8605.2428 | 706.2184 | 8605.2428
5598 | 717.8856 | 8699.2547 | 717.8856 | 8699.2547
5599 | 690.6411 | 8727.5866 | 690.6411 | 8727.5866
5600 | 664.9519 | 8740.8772 | 664.9519 | 8740.8772
5601 | 648.6312 | 8756.8529 | 648.6312 | 8756.8529
5602 | 624.0321 | 8773.4283 | 624.0321 | 8773.4283
5603 | 589.585 | 8722.895 | 589.585 | 8722.895
5604 | 561.5333 | 8642.1163 | 561.5333 | 8642.1163
5605 | 539.6399 | 8564.8482 | 539.6399 | 8564.8482
5606 | 526.0086 | 8528.4224 | 526.0086 | 8528.4224
5607 | 515.6889 | 8519.8932 | 515.6889 | 8519.8932
5608 | 511.6733 | 8547.6914 | 511.6733 | 8547.6914
5609 | 513.0264 | 8650.8345 | 513.0264 | 8650.8345
5610 | 527.7448 | 8868.7795 | 527.7448 | 8868.7795
5611 | 542.3815 | 8922.5098 | 542.3815 | 8922.5098
5612 | 575.7839 | 8890.0272 | 575.7839 | 8890.0272
5613 | 601.1335 | 8846.9729 | 601.1335 | 8846.9729
5614 | 620.6089 | 8864.2599 | 620.6089 | 8864.2599
5615 | 655.4876 | 8855.319 | 655.4876 | 8855.319
5616 | 652.1352 | 8771.2012 | 652.1352 | 8771.2012
5617 | 637.0253 | 8586.5402 | 637.0253 | 8586.5402
5618 | 640.007 | 8444.9884 | 640.007 | 8444.9884
5619 | 648.7909 | 8393.4726 | 648.7909 | 8393.4726
5620 | 661.4188 | 8365.6442 | 661.4188 | 8365.6442
5621 | 699.2929 | 8417.9185 | 699.2929 | 8417.9185
5622 | 710.5779 | 8477.7331 | 710.5779 | 8477.7331
5623 | 681.4936 | 8489.1565 | 681.4936 | 8489.1565
5624 | 653.7521 | 8473.1895 | 653.7521 | 8473.1895
5625 | 634.5009 | 8462.7574 | 634.5009 | 8462.7574
5626 | 616.9163 | 8457.1047 | 616.9163 | 8457.1047
5627 | 588.87 | 8339.697 | 588.87 | 8339.697
5628 | 559.1597 | 8286.4659 | 559.1597 | 8286.4659
5629 | 538.0184 | 8326.988 | 538.0184 | 8326.988
5630 | 525.287 | 8379.4748 | 525.287 | 8379.4748
5631 | 515.6701 | 8447.6993 | 515.6701 | 8447.6993
5632 | 508.6953 | 8533.2526 | 508.6953 | 8533.2526
5633 | 510.4135 | 8678.3822 | 510.4135 | 8678.3822
5634 | 519.2253 | 8934.704 | 519.2253 | 8934.704
5635 | 528.2796 | 9036.6903 | 528.2796 | 9036.6903
5636 | 553.9666 | 9082.2911 | 553.9666 | 9082.2911
5637 | 576.9176 | 9068.8744 | 576.9176 | 9068.8744
5638 | 592.4957 | 9041.3252 | 592.4957 | 9041.3252
5639 | 630.7264 | 8986.0281 | 630.7264 | 8986.0281
5640 | 625.1974 | 8937.0574 | 625.1974 | 8937.0574
5641 | 610.6709 | 8863.7271 | 610.6709 | 8863.7271
5642 | 610.1902 | 8779.9305 | 610.1902 | 8779.9305
5643 | 616.8508 | 8758.2421 | 616.8508 | 8758.2421
5644 | 631.8946 | 8742.0029 | 631.8946 | 8742.0029
5645 | 666.83 | 8776.9885 | 666.83 | 8776.9885
5646 | 676.13 | 8791.397 | 676.13 | 8791.397
5647 | 652.0667 | 8730.6264 | 652.0667 | 8730.6264
5648 | 639.1878 | 8632.3962 | 639.1878 | 8632.3962
5649 | 621.4053 | 8553.5698 | 621.4053 | 8553.5698
5650 | 602.5329 | 8439.6261 | 602.5329 | 8439.6261
5651 | 571.6862 | 8242.8051 | 571.6862 | 8242.8051
5652 | 544.6749 | 8049.5557 | 544.6749 | 8049.5557
5653 | 524.3798 | 7861.9068 | 524.3798 | 7861.9068
5654 | 512.3084 | 7710.9205 | 512.3084 | 7710.9205
5655 | 503.8275 | 7599.8 | 503.8275 | 7599.8
5656 | 493.9179 | 7579.3421 | 493.9179 | 7579.3421
5657 | 497.7216 | 7635.1791 | 497.7216 | 7635.1791
5658 | 504.8666 | 7851.9843 | 504.8666 | 7851.9843
5659 | 513.7874 | 7969.3593 | 513.7874 | 7969.3593
5660 | 537.9187 | 8066.4458 | 537.9187 | 8066.4458
5661 | 556.7785 | 8151.8209 | 556.7785 | 8151.8209
5662 | 581.9197 | 8283.4784 | 581.9197 | 8283.4784
5663 | 613.3582 | 8419.3054 | 613.3582 | 8419.3054
5664 | 606.2874 | 8522.3219 | 606.2874 | 8522.3219
5665 | 593.6207 | 8543.0338 | 593.6207 | 8543.0338
5666 | 594.0398 | 8513.7627 | 594.0398 | 8513.7627
5667 | 603.9553 | 8468.8963 | 603.9553 | 8468.8963
5668 | 621.9329 | 8383.5028 | 621.9329 | 8383.5028
5669 | 664.5617 | 8376.6919 | 664.5617 | 8376.6919
5670 | 674.1608 | 8377.0415 | 674.1608 | 8377.0415
5671 | 651.4326 | 8310.9514 | 651.4326 | 8310.9514
5672 | 631.5297 | 8239.129 | 631.5297 | 8239.129
5673 | 615.5161 | 8189.3702 | 615.5161 | 8189.3702
5674 | 595.4692 | 8171.9385 | 595.4692 | 8171.9385
5675 | 566.5313 | 8096.7072 | 566.5313 | 8096.7072
5676 | 541.6531 | 8028.6574 | 541.6531 | 8028.6574
5677 | 519.7304 | 8020.3536 | 519.7304 | 8020.3536
5678 | 507.3425 | 8042.6329 | 507.3425 | 8042.6329
5679 | 499.469 | 8058.9917 | 499.469 | 8058.9917
5680 | 493.6613 | 8062.6618 | 493.6613 | 8062.6618
5681 | 496.9335 | 8108.0497 | 496.9335 | 8108.0497
5682 | 507.7793 | 8288.3779 | 507.7793 | 8288.3779
5683 | 519.4967 | 8320.64 | 519.4967 | 8320.64
5684 | 552.4713 | 8307.9157 | 552.4713 | 8307.9157
5685 | 570.7305 | 8282.15 | 570.7305 | 8282.15
5686 | 591.5568 | 8276.069 | 591.5568 | 8276.069
5687 | 630.534 | 8197.4039 | 630.534 | 8197.4039
5688 | 625.235 | 8101.1271 | 625.235 | 8101.1271
5689 | 602.818 | 7990.1799 | 602.818 | 7990.1799
5690 | 604.8187 | 7806.8317 | 604.8187 | 7806.8317
5691 | 615.8116 | 7643.6051 | 615.8116 | 7643.6051
5692 | 631.6994 | 7433.772 | 631.6994 | 7433.772
5693 | 676.3943 | 7324.5596 | 676.3943 | 7324.5596
5694 | 692.0365 | 7258.9848 | 692.0365 | 7258.9848
5695 | 666.9491 | 7159.2674 | 666.9491 | 7159.2674
5696 | 644.9271 | 7136.461 | 644.9271 | 7136.461
5697 | 626.1476 | 7288.0854 | 626.1476 | 7288.0854
5698 | 603.6623 | 7443.5392 | 603.6623 | 7443.5392
5699 | 567.1361 | 7551.6427 | 567.1361 | 7551.6427
5700 | 539.5803 | 7661.798 | 539.5803 | 7661.798
5701 | 517.6688 | 7754.7557 | 517.6688 | 7754.7557
5702 | 506.168 | 7837.45 | 506.168 | 7837.45
5703 | 502.1454 | 7916.6935 | 502.1454 | 7916.6935
5704 | 493.217 | 8022.5751 | 493.217 | 8022.5751
5705 | 500.515 | 8173.5942 | 500.515 | 8173.5942
5706 | 517.9743 | 8389.6395 | 517.9743 | 8389.6395
5707 | 534.4082 | 8405.5629 | 534.4082 | 8405.5629
5708 | 577.9301 | 8424.186 | 577.9301 | 8424.186
5709 | 598.8449 | 8401.2701 | 598.8449 | 8401.2701
5710 | 620.0399 | 8234.6524 | 620.0399 | 8234.6524
5711 | 656.1879 | 7967.713 | 656.1879 | 7967.713
5712 | 647.1601 | 7601.8487 | 647.1601 | 7601.8487
5713 | 623.6106 | 7198.3259 | 623.6106 | 7198.3259
5714 | 623.0616 | 6812.6446 | 623.0616 | 6812.6446
5715 | 635.7865 | 6434.5459 | 635.7865 | 6434.5459
5716 | 645.9971 | 6095.3336 | 645.9971 | 6095.3336
5717 | 694.9957 | 5933.4956 | 694.9957 | 5933.4956
5718 | 714.3023 | 5869.2507 | 714.3023 | 5869.2507
5719 | 683.6859 | 5836.2177 | 683.6859 | 5836.2177
5720 | 660.5496 | 5886.3652 | 660.5496 | 5886.3652
5721 | 644.6835 | 6023.7408 | 644.6835 | 6023.7408
5722 | 619.0343 | 6157.1565 | 619.0343 | 6157.1565
5723 | 582.5225 | 6208.8347 | 582.5225 | 6208.8347
5724 | 547.488 | 6253.4455 | 547.488 | 6253.4455
5725 | 526.9888 | 6291.6877 | 526.9888 | 6291.6877
5726 | 516.9202 | 6322.8963 | 516.9202 | 6322.8963
5727 | 507.8246 | 6339.2551 | 507.8246 | 6339.2551
5728 | 500.2706 | 6361.3537 | 500.2706 | 6361.3537
5729 | 505.0965 | 6451.9578 | 505.0965 | 6451.9578
5730 | 520.0048 | 6674.0826 | 520.0048 | 6674.0826
5731 | 539.1616 | 6733.1324 | 539.1616 | 6733.1324
5732 | 588.2913 | 6722.8779 | 588.2913 | 6722.8779
5733 | 608.2069 | 6671.8443 | 608.2069 | 6671.8443
5734 | 623.0871 | 6623.0168 | 623.0871 | 6623.0168
5735 | 663.5352 | 6551.1911 | 663.5352 | 6551.1911
5736 | 658.9891 | 6419.0073 | 658.9891 | 6419.0073
5737 | 629.3595 | 6173.3614 | 629.3595 | 6173.3614
5738 | 623.9881 | 5961.8955 | 623.9881 | 5961.8955
5739 | 632.0326 | 5809.3081 | 632.0326 | 5809.3081
5740 | 647.9571 | 5596.2452 | 647.9571 | 5596.2452
5741 | 686.8662 | 5545.738 | 686.8662 | 5545.738
5742 | 707.5195 | 5583.1345 | 707.5195 | 5583.1345
5743 | 678.1468 | 5622.4855 | 678.1468 | 5622.4855
5744 | 657.5022 | 5795.9328 | 657.5022 | 5795.9328
5745 | 640.1766 | 6172.6884 | 640.1766 | 6172.6884
5746 | 618.5086 | 6545.1041 | 618.5086 | 6545.1041
5747 | 580.4713 | 6704.8833 | 580.4713 | 6704.8833
5748 | 548.6811 | 6795.4703 | 548.6811 | 6795.4703
5749 | 528.2908 | 6912.746 | 528.2908 | 6912.746
5750 | 514.9968 | 7059.6549 | 514.9968 | 7059.6549
5751 | 506.7598 | 7212.6123 | 506.7598 | 7212.6123
5752 | 502.744 | 7336.9223 | 502.744 | 7336.9223
5753 | 508.3421 | 7464.7634 | 508.3421 | 7464.7634
5754 | 521.7221 | 7720.3253 | 521.7221 | 7720.3253
5755 | 536.8447 | 7857.2686 | 536.8447 | 7857.2686
5756 | 579.2886 | 7944.856 | 579.2886 | 7944.856
5757 | 602.7033 | 7959.5569 | 602.7033 | 7959.5569
5758 | 618.2051 | 7923.0784 | 618.2051 | 7923.0784
5759 | 664.6719 | 7783.2384 | 664.6719 | 7783.2384
5760 | 656.842 | 7463.3502 | 656.842 | 7463.3502
5761 | 629.4718 | 7094.9746 | 629.4718 | 7094.9746
5762 | 634.1971 | 6872.1096 | 634.1971 | 6872.1096
5763 | 639.1015 | 6726.1716 | 639.1015 | 6726.1716
5764 | 650.6046 | 6608.8607 | 650.6046 | 6608.8607
5765 | 688.9116 | 6615.1588 | 688.9116 | 6615.1588
5766 | 717.7283 | 6681.053 | 717.7283 | 6681.053
5767 | 683.6541 | 6704.2553 | 683.6541 | 6704.2553
5768 | 661.7759 | 6716.406 | 661.7759 | 6716.406
5769 | 645.2226 | 6723.6424 | 645.2226 | 6723.6424
5770 | 620.5137 | 6732.4285 | 620.5137 | 6732.4285
5771 | 589.5632 | 6697.094 | 589.5632 | 6697.094
5772 | 557.1974 | 6690.219 | 557.1974 | 6690.219
5773 | 534.8359 | 6712.3127 | 534.8359 | 6712.3127
5774 | 524.006 | 6757.58 | 524.006 | 6757.58
5775 | 513.8932 | 6813.8355 | 513.8932 | 6813.8355
5776 | 515.2904 | 6880.2004 | 515.2904 | 6880.2004
5777 | 521.4394 | 7011.8411 | 521.4394 | 7011.8411
5778 | 531.8432 | 7280.8919 | 531.8432 | 7280.8919
5779 | 541.2979 | 7399.7868 | 541.2979 | 7399.7868
5780 | 575.1008 | 7470.6555 | 575.1008 | 7470.6555
5781 | 597.5406 | 7468.2579 | 597.5406 | 7468.2579
5782 | 619.0498 | 7430.6395 | 619.0498 | 7430.6395
5783 | 657.3009 | 7362.0435 | 657.3009 | 7362.0435
5784 | 659.2934 | 7276.9758 | 659.2934 | 7276.9758
5785 | 638.2702 | 7153.8697 | 638.2702 | 7153.8697
5786 | 638.9361 | 6949.6231 | 638.9361 | 6949.6231
5787 | 646.2401 | 6740.8004 | 646.2401 | 6740.8004
5788 | 659.3022 | 6566.3043 | 659.3022 | 6566.3043
5789 | 692.3712 | 6485.3996 | 692.3712 | 6485.3996
5790 | 711.1468 | 6472.4504 | 711.1468 | 6472.4504
5791 | 683.6293 | 6450.4365 | 683.6293 | 6450.4365
5792 | 661.014 | 6429.5299 | 661.014 | 6429.5299
5793 | 644.8957 | 6421.3776 | 644.8957 | 6421.3776
5794 | 624.4344 | 6425.6041 | 624.4344 | 6425.6041
5795 | 595.1125 | 6367.0915 | 595.1125 | 6367.0915
5796 | 560.9864 | 5118.103 | 560.9864 | 5118.103
5797 | 541.0752 | 5131.9451 | 541.0752 | 5131.9451
5798 | 531.8543 | 5163.43 | 531.8543 | 5163.43
5799 | 524.5522 | 5201.7217 | 524.5522 | 5201.7217
5800 | 521.5649 | 5299.4093 | 521.5649 | 5299.4093
5801 | 525.6119 | 5513.8158 | 525.6119 | 5513.8158
5802 | 532.5475 | 5639.4591 | 532.5475 | 5639.4591
5803 | 535.0533 | 5671.0297 | 535.0533 | 5671.0297
5804 | 557.8189 | 5646.0942 | 557.8189 | 5646.0942
5805 | 586.583 | 5606.7847 | 586.583 | 5606.7847
5806 | 602.8378 | 5556.4323 | 602.8378 | 5556.4323
5807 | 639.3086 | 5526.5586 | 639.3086 | 5526.5586
5808 | 637.324 | 5506.0627 | 637.324 | 5506.0627
5809 | 623.5422 | 5458.9476 | 623.5422 | 5458.9476
5810 | 622.7461 | 5418.9454 | 622.7461 | 5418.9454
5811 | 621.4158 | 5419.9562 | 621.4158 | 5419.9562
5812 | 630.2389 | 5500.6088 | 630.2389 | 5500.6088
5813 | 658.6824 | 5606.421 | 658.6824 | 5606.421
5814 | 687.5647 | 5650.3171 | 687.5647 | 5650.3171
5815 | 664.2373 | 5663.0635 | 664.2373 | 5663.0635
5816 | 644.8726 | 5661.789 | 644.8726 | 5661.789
5817 | 630.6714 | 5647.8883 | 630.6714 | 5647.8883
5818 | 615.0434 | 5570.2829 | 615.0434 | 5570.2829
5819 | 580.4061 | 5491.9075 | 580.4061 | 5491.9075
5820 | 556.8893 | 5457.9074 | 556.8893 | 5457.9074
5821 | 535.1723 | 5467.4385 | 535.1723 | 5467.4385
5822 | 522.7063 | 5511.3947 | 522.7063 | 5511.3947
5823 | 514.5382 | 5573.8591 | 514.5382 | 5573.8591
5824 | 509.2328 | 5695.5655 | 509.2328 | 5695.5655
5825 | 511.5948 | 5945.3843 | 511.5948 | 5945.3843
5826 | 517.3593 | 6135.2317 | 517.3593 | 6135.2317
5827 | 528.0278 | 6260.568 | 528.0278 | 6260.568
5828 | 560.0225 | 6345.4107 | 560.0225 | 6345.4107
5829 | 583.526 | 6430.5063 | 583.526 | 6430.5063
5830 | 602.7488 | 6523.035 | 602.7488 | 6523.035
5831 | 635.4917 | 6624.8028 | 635.4917 | 6624.8028
5832 | 633.6231 | 6621.5512 | 633.6231 | 6621.5512
5833 | 613.977 | 6533.4809 | 613.977 | 6533.4809
5834 | 615.545 | 6432.046 | 615.545 | 6432.046
5835 | 619.9208 | 6343.1403 | 619.9208 | 6343.1403
5836 | 634.9064 | 6342.1905 | 634.9064 | 6342.1905
5837 | 672.8301 | 6352.2354 | 672.8301 | 6352.2354
5838 | 691.3995 | 6328.3862 | 691.3995 | 6328.3862
5839 | 668.6222 | 6296.9442 | 668.6222 | 6296.9442
5840 | 648.2098 | 6260.2574 | 648.2098 | 6260.2574
5841 | 633.5437 | 6204.7857 | 633.5437 | 6204.7857
5842 | 610.9975 | 6123.793 | 610.9975 | 6123.793
5843 | 582.4621 | 6093.1473 | 582.4621 | 6093.1473
5844 | 554.5082 | 6113.0355 | 554.5082 | 6113.0355
5845 | 535.0402 | 6155.8234 | 535.0402 | 6155.8234
5846 | 523.8203 | 6229.9571 | 523.8203 | 6229.9571
5847 | 515.0402 | 6323.8306 | 515.0402 | 6323.8306
5848 | 512.2501 | 6435.8372 | 512.2501 | 6435.8372
5849 | 516.6922 | 6621.9138 | 516.6922 | 6621.9138
5850 | 522.0301 | 6727.5414 | 522.0301 | 6727.5414
5851 | 540.2843 | 6754.647 | 540.2843 | 6754.647
5852 | 575.996 | 6716.0084 | 575.996 | 6716.0084
5853 | 596.5709 | 6646.9835 | 596.5709 | 6646.9835
5854 | 610.9373 | 6553.6744 | 610.9373 | 6553.6744
5855 | 651.2289 | 6468.5266 | 651.2289 | 6468.5266
5856 | 642.8213 | 6329.9383 | 642.8213 | 6329.9383
5857 | 618.8504 | 6149.796 | 618.8504 | 6149.796
5858 | 615.6253 | 6018.6455 | 615.6253 | 6018.6455
5859 | 622.295 | 5940.9794 | 622.295 | 5940.9794
5860 | 634.7158 | 5922.3235 | 634.7158 | 5922.3235
5861 | 665.43 | 5942.5302 | 665.43 | 5942.5302
5862 | 699.0499 | 5923.2999 | 699.0499 | 5923.2999
5863 | 671.9482 | 5886.1612 | 671.9482 | 5886.1612
5864 | 649.1098 | 5864.871 | 649.1098 | 5864.871
5865 | 631.802 | 5929.0314 | 631.802 | 5929.0314
5866 | 613.7336 | 5989.5341 | 613.7336 | 5989.5341
5867 | 577.1899 | 5957.8106 | 577.1899 | 5957.8106
5868 | 550.6452 | 5928.4295 | 550.6452 | 5928.4295
5869 | 529.4191 | 5932.5717 | 529.4191 | 5932.5717
5870 | 517.488 | 5946.6584 | 517.488 | 5946.6584
5871 | 509.376 | 5978.0215 | 509.376 | 5978.0215
5872 | 505.2862 | 6052.4602 | 505.2862 | 6052.4602
5873 | 512.5266 | 6212.2086 | 512.5266 | 6212.2086
5874 | 521.795 | 6291.6618 | 521.795 | 6291.6618
5875 | 542.9998 | 6317.8436 | 542.9998 | 6317.8436
5876 | 587.4049 | 6323.0855 | 587.4049 | 6323.0855
5877 | 611.0394 | 6330.428 | 611.0394 | 6330.428
5878 | 626.9169 | 6321.4926 | 626.9169 | 6321.4926
5879 | 668.0127 | 6299.9331 | 668.0127 | 6299.9331
5880 | 660.4701 | 6161.0369 | 660.4701 | 6161.0369
5881 | 631.6967 | 5974.4279 | 631.6967 | 5974.4279
5882 | 633.6464 | 5827.8808 | 633.6464 | 5827.8808
5883 | 637.0098 | 5610.7209 | 637.0098 | 5610.7209
5884 | 650.1318 | 5458.5759 | 650.1318 | 5458.5759
5885 | 681.0084 | 5373.9313 | 681.0084 | 5373.9313
5886 | 708.2153 | 5267.402 | 708.2153 | 5267.402
5887 | 675.3568 | 5164.0576 | 675.3568 | 5164.0576
5888 | 656.4785 | 5129.5263 | 656.4785 | 5129.5263
5889 | 641.1823 | 5202.9247 | 641.1823 | 5202.9247
5890 | 614.3229 | 5253.4195 | 614.3229 | 5253.4195
5891 | 578.7213 | 5295.754 | 578.7213 | 5295.754
5892 | 547.4747 | 5373.6876 | 547.4747 | 5373.6876
5893 | 524.4054 | 5456.3529 | 524.4054 | 5456.3529
5894 | 513.3094 | 5538.0309 | 513.3094 | 5538.0309
5895 | 505.326 | 5632.5204 | 505.326 | 5632.5204
5896 | 504.2349 | 5764.6965 | 504.2349 | 5764.6965
5897 | 511.1214 | 6024.2153 | 511.1214 | 6024.2153
5898 | 518.9247 | 6211.5992 | 518.9247 | 6211.5992
5899 | 544.0499 | 6311.377 | 544.0499 | 6311.377
5900 | 584.6917 | 6364.1946 | 584.6917 | 6364.1946
5901 | 608.5798 | 6389.0893 | 608.5798 | 6389.0893
5902 | 629.8461 | 6402.3251 | 629.8461 | 6402.3251
5903 | 672.9 | 6422.0287 | 672.9 | 6422.0287
5904 | 662.1631 | 6366.8903 | 662.1631 | 6366.8903
5905 | 634.2556 | 6236.3252 | 634.2556 | 6236.3252
5906 | 635.0183 | 6113.4889 | 635.0183 | 6113.4889
5907 | 640.672 | 5966.3839 | 640.672 | 5966.3839
5908 | 653.3912 | 5905.2332 | 653.3912 | 5905.2332
5909 | 684.0213 | 5874.9388 | 684.0213 | 5874.9388
5910 | 716.2737 | 5865.4085 | 716.2737 | 5865.4085
5911 | 689.7459 | 5855.8298 | 689.7459 | 5855.8298
5912 | 664.7987 | 5848.0887 | 664.7987 | 5848.0887
5913 | 647.3403 | 5855.4353 | 647.3403 | 5855.4353
5914 | 617.6161 | 5825.7136 | 617.6161 | 5825.7136
5915 | 582.4088 | 5766.2761 | 582.4088 | 5766.2761
5916 | 549.4344 | 5719.0348 | 549.4344 | 5719.0348
5917 | 527.0054 | 5703.4694 | 527.0054 | 5703.4694
5918 | 513.6966 | 5716.1703 | 513.6966 | 5716.1703
5919 | 506.0644 | 5741.0668 | 506.0644 | 5741.0668
5920 | 503.339 | 5821.8181 | 503.339 | 5821.8181
5921 | 507.9982 | 6028.0644 | 507.9982 | 6028.0644
5922 | 514.9805 | 6158.7886 | 514.9805 | 6158.7886
5923 | 539.8629 | 6210.9908 | 539.8629 | 6210.9908
5924 | 581.9605 | 6205.1471 | 581.9605 | 6205.1471
5925 | 609.269 | 6205.869 | 609.269 | 6205.869
5926 | 627.8015 | 6202.7844 | 627.8015 | 6202.7844
5927 | 668.341 | 6175.0662 | 668.341 | 6175.0662
5928 | 656.8412 | 6107.7644 | 656.8412 | 6107.7644
5929 | 626.3621 | 6035.3987 | 626.3621 | 6035.3987
5930 | 628.2236 | 6022.4947 | 628.2236 | 6022.4947
5931 | 627.1976 | 6035.3609 | 627.1976 | 6035.3609
5932 | 635.845 | 6119.0929 | 635.845 | 6119.0929
5933 | 666.7321 | 6234.6049 | 666.7321 | 6234.6049
5934 | 699.1215 | 6298.6707 | 699.1215 | 6298.6707
5935 | 675.7592 | 6331.7407 | 675.7592 | 6331.7407
5936 | 652.2057 | 6354.639 | 652.2057 | 6354.639
5937 | 631.9609 | 6345.8191 | 631.9609 | 6345.8191
5938 | 608.3038 | 6263.1329 | 608.3038 | 6263.1329
5939 | 575.2986 | 6171.2084 | 575.2986 | 6171.2084
5940 | 543.679 | 6101.642 | 543.679 | 6101.642
5941 | 524.6328 | 6055.2832 | 524.6328 | 6055.2832
5942 | 515.1184 | 6032.2639 | 515.1184 | 6032.2639
5943 | 506.3596 | 6044.3812 | 506.3596 | 6044.3812
5944 | 502.4866 | 6134.5244 | 502.4866 | 6134.5244
5945 | 507.7616 | 6348.1611 | 507.7616 | 6348.1611
5946 | 511.3433 | 6478.8853 | 511.3433 | 6478.8853
5947 | 526.2319 | 6524.159 | 526.2319 | 6524.159
5948 | 562.3861 | 6513.5423 | 562.3861 | 6513.5423
5949 | 587.2556 | 6503.3326 | 587.2556 | 6503.3326
5950 | 608.8667 | 6491.6258 | 608.8667 | 6491.6258
5951 | 639.7157 | 6480.9979 | 639.7157 | 6480.9979
5952 | 632.5674 | 6450.9561 | 632.5674 | 6450.9561
5953 | 614.3353 | 6394.6029 | 614.3353 | 6394.6029
5954 | 612.6645 | 6357.5261 | 612.6645 | 6357.5261
5955 | 621.3499 | 6330.515 | 621.3499 | 6330.515
5956 | 629.7411 | 6356.9713 | 629.7411 | 6356.9713
5957 | 660.1824 | 6396.1159 | 660.1824 | 6396.1159
5958 | 689.8166 | 6375.0381 | 689.8166 | 6375.0381
5959 | 662.0771 | 6322.1948 | 662.0771 | 6322.1948
5960 | 640.9756 | 6269.0335 | 640.9756 | 6269.0335
5961 | 624.0331 | 6237.4266 | 624.0331 | 6237.4266
5962 | 601.3227 | 6189.8447 | 601.3227 | 6189.8447
5963 | 574.6284 | 6162.4323 | 574.6284 | 6162.4323
5964 | 543.7676 | 6180.011 | 543.7676 | 6180.011
5965 | 524.2955 | 6225.1084 | 524.2955 | 6225.1084
5966 | 518.0843 | 6278.4566 | 518.0843 | 6278.4566
5967 | 504.868 | 6341.5368 | 504.868 | 6341.5368
5968 | 499.7266 | 6458.1623 | 499.7266 | 6458.1623
5969 | 501.1611 | 6691.8147 | 501.1611 | 6691.8147
5970 | 502.0381 | 6841.0149 | 502.0381 | 6841.0149
5971 | 513.0146 | 6893.9869 | 513.0146 | 6893.9869
5972 | 537.4166 | 6884.6019 | 537.4166 | 6884.6019
5973 | 564.5412 | 6883.0144 | 564.5412 | 6883.0144
5974 | 588.4488 | 6876.5424 | 588.4488 | 6876.5424
5975 | 619.9556 | 6869.1479 | 619.9556 | 6869.1479
5976 | 619.0969 | 6847.5742 | 619.0969 | 6847.5742
5977 | 606.491 | 6797.8416 | 606.491 | 6797.8416
5978 | 604.801 | 6749.3712 | 604.801 | 6749.3712
5979 | 607.5749 | 6676.0162 | 607.5749 | 6676.0162
5980 | 618.4228 | 6626.413 | 618.4228 | 6626.413
5981 | 636.2526 | 6595.3488 | 636.2526 | 6595.3488
5982 | 659.7769 | 6530.5444 | 659.7769 | 6530.5444
5983 | 651.2785 | 6444.1364 | 651.2785 | 6444.1364
5984 | 636.8633 | 6353.5612 | 636.8633 | 6353.5612
5985 | 622.2029 | 6276.5341 | 622.2029 | 6276.5341
5986 | 598.7048 | 6145.3484 | 598.7048 | 6145.3484
5987 | 572.7037 | 6007.2339 | 572.7037 | 6007.2339
5988 | 545.3639 | 5911.3392 | 545.3639 | 5911.3392
5989 | 522.3153 | 5851.5853 | 522.3153 | 5851.5853
5990 | 513.7794 | 5814.863 | 513.7794 | 5814.863
5991 | 504.2925 | 5802.9614 | 504.2925 | 5802.9614
5992 | 500.7778 | 5852.4575 | 500.7778 | 5852.4575
5993 | 500.9225 | 6023.7534 | 500.9225 | 6023.7534
5994 | 505.6038 | 6126.1477 | 505.6038 | 6126.1477
5995 | 516.4758 | 6176.6562 | 516.4758 | 6176.6562
5996 | 541.6896 | 6194.5234 | 541.6896 | 6194.5234
5997 | 565.3395 | 6216.9546 | 565.3395 | 6216.9546
5998 | 589.6956 | 6231.2682 | 589.6956 | 6231.2682
5999 | 619.3376 | 6256.9764 | 619.3376 | 6256.9764
6000 | 614.7971 | 6249.1058 | 614.7971 | 6249.1058
6001 | 604.7659 | 6219.5429 | 604.7659 | 6219.5429
6002 | 605.8073 | 6215.4149 | 605.8073 | 6215.4149
6003 | 609.8557 | 6226.1256 | 609.8557 | 6226.1256
6004 | 619.0238 | 6268.7484 | 619.0238 | 6268.7484
6005 | 633.1146 | 6295.2678 | 633.1146 | 6295.2678
6006 | 645.0786 | 6281.7343 | 645.0786 | 6281.7343
6007 | 649.5622 | 6256.605 | 649.5622 | 6256.605
6008 | 633.5982 | 6229.1561 | 633.5982 | 6229.1561
6009 | 619.3588 | 6208.6349 | 619.3588 | 6208.6349
6010 | 597.6778 | 6195.2336 | 597.6778 | 6195.2336
6011 | 565.6953 | 6190.9161 | 565.6953 | 6190.9161
6012 | 543.8733 | 6170.927 | 543.8733 | 6170.927
6013 | 522.0529 | 6174.1454 | 522.0529 | 6174.1454
6014 | 511.1243 | 6212.4049 | 511.1243 | 6212.4049
6015 | 500.5962 | 6306.8943 | 500.5962 | 6306.8943
6016 | 499.8358 | 6462.0115 | 499.8358 | 6462.0115
6017 | 499.7012 | 6722.9159 | 499.7012 | 6722.9159
6018 | 513.2255 | 6919.5379 | 513.2255 | 6919.5379
6019 | 529.631 | 7031.1712 | 529.631 | 7031.1712
6020 | 561.027 | 7078.5999 | 561.027 | 7078.5999
6021 | 578.0389 | 7144.4497 | 578.0389 | 7144.4497
6022 | 597.9075 | 7213.5754 | 597.9075 | 7213.5754
6023 | 630.9142 | 7212.4935 | 630.9142 | 7212.4935
6024 | 633.3008 | 7063.2815 | 633.3008 | 7063.2815
6025 | 612.2875 | 6840.0285 | 612.2875 | 6840.0285
6026 | 609.3902 | 6563.6874 | 609.3902 | 6563.6874
6027 | 614.7448 | 6229.3589 | 614.7448 | 6229.3589
6028 | 625.1741 | 5921.8616 | 625.1741 | 5921.8616
6029 | 642.633 | 5700.3406 | 642.633 | 5700.3406
6030 | 658.0621 | 5551.0086 | 658.0621 | 5551.0086
6031 | 663.9412 | 5422.2597 | 663.9412 | 5422.2597
6032 | 645.6113 | 5322.7544 | 645.6113 | 5322.7544
6033 | 629.2527 | 5259.2765 | 629.2527 | 5259.2765
6034 | 599.5549 | 5151.6476 | 599.5549 | 5151.6476
6035 | 565.5606 | 5030.1615 | 565.5606 | 5030.1615
6036 | 537.5628 | 4941.0413 | 537.5628 | 4941.0413
6037 | 515.5034 | 4883.7509 | 515.5034 | 4883.7509
6038 | 503.3421 | 4851.1857 | 503.3421 | 4851.1857
6039 | 499.9933 | 4853.1411 | 499.9933 | 4853.1411
6040 | 496.9384 | 4920.1894 | 496.9384 | 4920.1894
6041 | 504.1797 | 5110.1152 | 504.1797 | 5110.1152
6042 | 520.2191 | 5221.7475 | 520.2191 | 5221.7475
6043 | 542.9813 | 5247.4674 | 542.9813 | 5247.4674
6044 | 585.9137 | 5220.0684 | 585.9137 | 5220.0684
6045 | 611.6623 | 5176.7559 | 611.6623 | 5176.7559
6046 | 635.1793 | 5121.4765 | 635.1793 | 5121.4765
6047 | 666.3055 | 5064.3507 | 666.3055 | 5064.3507
6048 | 661.1901 | 4963.4842 | 661.1901 | 4963.4842
6049 | 634.8407 | 4816.7527 | 634.8407 | 4816.7527
6050 | 628.9375 | 4705.6178 | 628.9375 | 4705.6178
6051 | 634.1722 | 4567.7508 | 634.1722 | 4567.7508
6052 | 641.862 | 4472.4195 | 641.862 | 4472.4195
6053 | 657.8842 | 4446.8981 | 657.8842 | 4446.8981
6054 | 669.1401 | 4425.8202 | 669.1401 | 4425.8202
6055 | 673.9378 | 4434.4096 | 673.9378 | 4434.4096
6056 | 661.9092 | 4513.9676 | 661.9092 | 4513.9676
6057 | 644.2041 | 4701.9172 | 644.2041 | 4701.9172
6058 | 609.3203 | 4892.2138 | 609.3203 | 4892.2138
6059 | 576.2335 | 5028.3139 | 576.2335 | 5028.3139
6060 | 545.1449 | 5161.0597 | 545.1449 | 5161.0597
6061 | 522.7334 | 5310.3925 | 522.7334 | 5310.3925
6062 | 509.9091 | 5441.0319 | 509.9091 | 5441.0319
6063 | 504.1258 | 5543.0657 | 504.1258 | 5543.0657
6064 | 501.671 | 5689.4068 | 501.671 | 5689.4068
6065 | 506.4949 | 5943.8447 | 506.4949 | 5943.8447
6066 | 524.638 | 6103.6685 | 524.638 | 6103.6685
6067 | 548.8128 | 6185.7402 | 548.8128 | 6185.7402
6068 | 591.3693 | 6232.8611 | 591.3693 | 6232.8611
6069 | 619.4174 | 6275.154 | 619.4174 | 6275.154
6070 | 635.5383 | 6326.7275 | 635.5383 | 6326.7275
6071 | 667.4318 | 6341.5041 | 667.4318 | 6341.5041
6072 | 660.2122 | 6213.8475 | 660.2122 | 6213.8475
6073 | 626.1424 | 6027.0845 | 626.1424 | 6027.0845
6074 | 622.9989 | 5904.5562 | 622.9989 | 5904.5562
6075 | 630.6147 | 5802.8713 | 630.6147 | 5802.8713
6076 | 632.7557 | 5834.2545 | 632.7557 | 5834.2545
6077 | 647.426 | 5927.1335 | 647.426 | 5927.1335
6078 | 663.3714 | 5995.8182 | 663.3714 | 5995.8182
6079 | 667.5799 | 6053.369 | 667.5799 | 6053.369
6080 | 656.563 | 6114.7589 | 656.563 | 6114.7589
6081 | 639.7209 | 6164.7544 | 639.7209 | 6164.7544
6082 | 609.4442 | 6182.3004 | 609.4442 | 6182.3004
6083 | 569.9692 | 6135.0262 | 569.9692 | 6135.0262
6084 | 540.8052 | 6115.6529 | 540.8052 | 6115.6529
6085 | 520.1344 | 6121.6428 | 520.1344 | 6121.6428
6086 | 511.9491 | 6134.4977 | 511.9491 | 6134.4977
6087 | 501.1374 | 6162.1657 | 501.1374 | 6162.1657
6088 | 500.5721 | 6258.6215 | 500.5721 | 6258.6215
6089 | 507.1034 | 6490.5803 | 507.1034 | 6490.5803
6090 | 519.6461 | 6644.8613 | 519.6461 | 6644.8613
6091 | 546.4335 | 6718.4649 | 546.4335 | 6718.4649
6092 | 588.3165 | 6733.4067 | 588.3165 | 6733.4067
6093 | 612.2231 | 6735.0524 | 612.2231 | 6735.0524
6094 | 636.6249 | 6725.1932 | 636.6249 | 6725.1932
6095 | 661.4191 | 6688.545 | 661.4191 | 6688.545
6096 | 657.243 | 6468.3543 | 657.243 | 6468.3543
6097 | 627.0811 | 6092.0585 | 627.0811 | 6092.0585
6098 | 620.8682 | 5802.3223 | 620.8682 | 5802.3223
6099 | 626.4563 | 5526.963 | 626.4563 | 5526.963
6100 | 631.4073 | 5371.7387 | 631.4073 | 5371.7387
6101 | 645.9907 | 5276.4704 | 645.9907 | 5276.4704
6102 | 655.0801 | 5178.4093 | 655.0801 | 5178.4093
6103 | 662.4243 | 5093.079 | 662.4243 | 5093.079
6104 | 646.9615 | 5067.0158 | 646.9615 | 5067.0158
6105 | 628.578 | 5201.8469 | 628.578 | 5201.8469
6106 | 602.0899 | 5441.1049 | 602.0899 | 5441.1049
6107 | 572.29 | 5661.1169 | 572.29 | 5661.1169
6108 | 543.8691 | 5785.7024 | 543.8691 | 5785.7024
6109 | 522.4485 | 5813.2476 | 522.4485 | 5813.2476
6110 | 510.0403 | 5769.5968 | 510.0403 | 5769.5968
6111 | 502.1855 | 5714.4306 | 502.1855 | 5714.4306
6112 | 502.0393 | 5755.9204 | 502.0393 | 5755.9204
6113 | 505.3799 | 5962.1667 | 505.3799 | 5962.1667
6114 | 518.4007 | 6122.9144 | 518.4007 | 6122.9144
6115 | 533.2311 | 6215.3018 | 533.2311 | 6215.3018
6116 | 569.3668 | 6271.5067 | 569.3668 | 6271.5067
6117 | 601.1095 | 6289.165 | 601.1095 | 6289.165
6118 | 621.6538 | 6240.8141 | 621.6538 | 6240.8141
6119 | 649.1028 | 6241.4258 | 649.1028 | 6241.4258
6120 | 641.9 | 6191.5223 | 641.9 | 6191.5223
6121 | 623.1654 | 6013.2275 | 623.1654 | 6013.2275
6122 | 616.5046 | 5776.9178 | 616.5046 | 5776.9178
6123 | 613.1658 | 5536.6629 | 613.1658 | 5536.6629
6124 | 621.9959 | 5326.6265 | 621.9959 | 5326.6265
6125 | 625.5339 | 5212.8822 | 625.5339 | 5212.8822
6126 | 636.866 | 5059.2391 | 636.866 | 5059.2391
6127 | 648.1145 | 4963.1311 | 648.1145 | 4963.1311
6128 | 643.2876 | 4957.0836 | 643.2876 | 4957.0836
6129 | 621.1019 | 5058.042 | 621.1019 | 5058.042
6130 | 592.5109 | 5194.2963 | 592.5109 | 5194.2963
6131 | 564.2226 | 5378.4341 | 564.2226 | 5378.4341
6132 | 536.5091 | 5591.3965 | 536.5091 | 5591.3965
6133 | 517.5551 | 5692.3838 | 517.5551 | 5692.3838
6134 | 506.9053 | 5688.3024 | 506.9053 | 5688.3024
6135 | 500.8048 | 5619.7411 | 500.8048 | 5619.7411
6136 | 500.8592 | 5511.5753 | 500.8592 | 5511.5753
6137 | 501.1765 | 5550.1519 | 501.1765 | 5550.1519
6138 | 509.6436 | 5579.4121 | 509.6436 | 5579.4121
6139 | 518.8557 | 5520.4503 | 518.8557 | 5520.4503
6140 | 545.3058 | 5393.2809 | 545.3058 | 5393.2809
6141 | 568.4167 | 5216.0174 | 568.4167 | 5216.0174
6142 | 588.7057 | 4990.2969 | 588.7057 | 4990.2969
6143 | 616.0513 | 4762.73 | 616.0513 | 4762.73
6144 | 603.1302 | 4514.8254 | 603.1302 | 4514.8254
6145 | 586.8354 | 4246.6141 | 586.8354 | 4246.6141
6146 | 582.919 | 4024.0075 | 582.919 | 4024.0075
6147 | 583.2318 | 3858.7343 | 583.2318 | 3858.7343
6148 | 588.3269 | 3768.7918 | 588.3269 | 3768.7918
6149 | 609.0289 | 3728.1817 | 609.0289 | 3728.1817
6150 | 614.9763 | 3697.7119 | 614.9763 | 3697.7119
6151 | 629.2005 | 3681.6666 | 629.2005 | 3681.6666
6152 | 626.4583 | 3679.1604 | 626.4583 | 3679.1604
6153 | 606.9854 | 3696.8228 | 606.9854 | 3696.8228
6154 | 583.3321 | 3681.42 | 583.3321 | 3681.42
6155 | 554.3553 | 3693.423 | 554.3553 | 3693.423
6156 | 528.3528 | 3724.0889 | 528.3528 | 3724.0889
6157 | 509.5908 | 3735.1596 | 509.5908 | 3735.1596
6158 | 497.5054 | 3741.8559 | 497.5054 | 3741.8559
6159 | 489.9488 | 3700.7007 | 489.9488 | 3700.7007
6160 | 489.3395 | 3640.7265 | 489.3395 | 3640.7265
6161 | 491.7697 | 3661.289 | 491.7697 | 3661.289
6162 | 497.5766 | 3659.2939 | 497.5766 | 3659.2939
6163 | 512.1332 | 3657.9157 | 512.1332 | 3657.9157
6164 | 537.592 | 3672.2416 | 537.592 | 3672.2416
6165 | 557.2264 | 3699.5998 | 557.2264 | 3699.5998
6166 | 581.2025 | 3724.845 | 581.2025 | 3724.845
6167 | 609.1651 | 3719.452 | 609.1651 | 3719.452
6168 | 607.6208 | 3631.8266 | 607.6208 | 3631.8266
6169 | 594.4428 | 3545.9119 | 594.4428 | 3545.9119
6170 | 592.2032 | 3510.6826 | 592.2032 | 3510.6826
6171 | 598.1028 | 3522.3172 | 598.1028 | 3522.3172
6172 | 604.1346 | 3608.6665 | 604.1346 | 3608.6665
6173 | 616.928 | 3741.5768 | 616.928 | 3741.5768
6174 | 625.5913 | 3804.7188 | 625.5913 | 3804.7188
6175 | 634.1909 | 3833.3238 | 634.1909 | 3833.3238
6176 | 629.9989 | 3854.8363 | 629.9989 | 3854.8363
6177 | 614.0015 | 3909.6047 | 614.0015 | 3909.6047
6178 | 585.616 | 3947.6283 | 585.616 | 3947.6283
6179 | 556.2308 | 3967.0217 | 556.2308 | 3967.0217
6180 | 529.0205 | 3995.3781 | 529.0205 | 3995.3781
6181 | 508.6646 | 4044.1707 | 508.6646 | 4044.1707
6182 | 497.3336 | 4108.7584 | 497.3336 | 4108.7584
6183 | 491.3943 | 4148.8977 | 491.3943 | 4148.8977
6184 | 491.1427 | 4195.0065 | 491.1427 | 4195.0065
6185 | 494.4547 | 4367.9959 | 494.4547 | 4367.9959
6186 | 506.8734 | 4446.9873 | 506.8734 | 4446.9873
6187 | 525.2733 | 4358.9259 | 525.2733 | 4358.9259
6188 | 564.0107 | 4193.5727 | 564.0107 | 4193.5727
6189 | 588.4403 | 4160.8839 | 588.4403 | 4160.8839
6190 | 611.9282 | 4261.5728 | 611.9282 | 4261.5728
6191 | 643.9174 | 4405.2195 | 643.9174 | 4405.2195
6192 | 633.8969 | 4488.6511 | 633.8969 | 4488.6511
6193 | 611.0074 | 4514.824 | 611.0074 | 4514.824
6194 | 606.4905 | 4553.1909 | 606.4905 | 4553.1909
6195 | 611.4374 | 4571.446 | 611.4374 | 4571.446
6196 | 616.7332 | 4615.3005 | 616.7332 | 4615.3005
6197 | 629.6291 | 4715.5699 | 629.6291 | 4715.5699
6198 | 641.675 | 4814.1242 | 641.675 | 4814.1242
6199 | 647.2856 | 4919.0966 | 647.2856 | 4919.0966
6200 | 642.6339 | 5046.5382 | 642.6339 | 5046.5382
6201 | 627.5683 | 5205.85 | 627.5683 | 5205.85
6202 | 594.6742 | 5332.2505 | 594.6742 | 5332.2505
6203 | 560.2919 | 5446.7953 | 560.2919 | 5446.7953
6204 | 532.0143 | 5577.2315 | 532.0143 | 5577.2315
6205 | 509.3589 | 5678.6807 | 509.3589 | 5678.6807
6206 | 500.0057 | 5700.7737 | 500.0057 | 5700.7737
6207 | 492.6356 | 5683.6373 | 492.6356 | 5683.6373
6208 | 493.0514 | 5694.0258 | 493.0514 | 5694.0258
6209 | 498.7454 | 5828.9855 | 498.7454 | 5828.9855
6210 | 515.7508 | 5901.6643 | 515.7508 | 5901.6643
6211 | 541.7084 | 5961.4108 | 541.7084 | 5961.4108
6212 | 587.3883 | 6031.1648 | 587.3883 | 6031.1648
6213 | 610.0722 | 6100.8637 | 610.0722 | 6100.8637
6214 | 629.2255 | 6157.5182 | 629.2255 | 6157.5182
6215 | 661.0275 | 6175.99 | 661.0275 | 6175.99
6216 | 646.649 | 6141.4831 | 646.649 | 6141.4831
6217 | 618.5099 | 6090.9807 | 618.5099 | 6090.9807
6218 | 614.9811 | 6079.4623 | 614.9811 | 6079.4623
6219 | 615.5182 | 6057.5321 | 615.5182 | 6057.5321
6220 | 619.7358 | 6091.9947 | 619.7358 | 6091.9947
6221 | 634.7866 | 6145.4582 | 634.7866 | 6145.4582
6222 | 647.4814 | 6163.18 | 647.4814 | 6163.18
6223 | 648.4715 | 6160.6837 | 648.4715 | 6160.6837
6224 | 642.5077 | 6175.7297 | 642.5077 | 6175.7297
6225 | 626.0082 | 6249.8979 | 626.0082 | 6249.8979
6226 | 595.1312 | 6422.6423 | 595.1312 | 6422.6423
6227 | 555.7581 | 6573.2153 | 555.7581 | 6573.2153
6228 | 526.036 | 6654.8442 | 526.036 | 6654.8442
6229 | 507.7146 | 6680.0799 | 507.7146 | 6680.0799
6230 | 495.6917 | 6682.773 | 495.6917 | 6682.773
6231 | 490.0212 | 6728.301 | 490.0212 | 6728.301
6232 | 489.2415 | 6817.3665 | 489.2415 | 6817.3665
6233 | 495.3284 | 7010.5257 | 495.3284 | 7010.5257
6234 | 510.504 | 7148.9482 | 510.504 | 7148.9482
6235 | 536.1692 | 7221.7819 | 536.1692 | 7221.7819
6236 | 579.6603 | 7231.6428 | 579.6603 | 7231.6428
6237 | 601.5529 | 7221.4331 | 601.5529 | 7221.4331
6238 | 616.6858 | 7183.8599 | 616.6858 | 7183.8599
6239 | 650.1299 | 7032.8144 | 650.1299 | 7032.8144
6240 | 634.6687 | 6798.7668 | 634.6687 | 6798.7668
6241 | 610.098 | 6519.3159 | 610.098 | 6519.3159
6242 | 603.8092 | 6290.2427 | 603.8092 | 6290.2427
6243 | 608.9033 | 6124.5076 | 608.9033 | 6124.5076
6244 | 610.4257 | 6003.3099 | 610.4257 | 6003.3099
6245 | 623.3789 | 5899.8814 | 623.3789 | 5899.8814
6246 | 634.0247 | 5747.47 | 634.0247 | 5747.47
6247 | 637.7381 | 5610.8688 | 637.7381 | 5610.8688
6248 | 637.2156 | 5520.7555 | 637.2156 | 5520.7555
6249 | 618.7251 | 5468.5171 | 618.7251 | 5468.5171
6250 | 591.888 | 5382.9055 | 591.888 | 5382.9055
6251 | 556.6364 | 5288.9795 | 556.6364 | 5288.9795
6252 | 523.8757 | 5220.1829 | 523.8757 | 5220.1829
6253 | 500.574 | 5166.1257 | 500.574 | 5166.1257
6254 | 488.9601 | 5089.68 | 488.9601 | 5089.68
6255 | 484.1356 | 5053.1438 | 484.1356 | 5053.1438
6256 | 486.0177 | 5119.8842 | 486.0177 | 5119.8842
6257 | 490.7706 | 5304.2672 | 490.7706 | 5304.2672
6258 | 503.6195 | 5433.1438 | 503.6195 | 5433.1438
6259 | 527.3892 | 5503.2061 | 527.3892 | 5503.2061
6260 | 572.487 | 5547.7095 | 572.487 | 5547.7095
6261 | 593.2089 | 5593.8515 | 593.2089 | 5593.8515
6262 | 614.8678 | 5695.1563 | 614.8678 | 5695.1563
6263 | 649.2454 | 5833.5681 | 649.2454 | 5833.5681
6264 | 637.6829 | 5970.1182 | 637.6829 | 5970.1182
6265 | 612.9819 | 6077.2777 | 612.9819 | 6077.2777
6266 | 611.3519 | 6165.6836 | 611.3519 | 6165.6836
6267 | 610.5499 | 6248.7587 | 610.5499 | 6248.7587
6268 | 614.2454 | 6357.8951 | 614.2454 | 6357.8951
6269 | 624.8181 | 6455.3931 | 624.8181 | 6455.3931
6270 | 630.0578 | 6505.9098 | 630.0578 | 6505.9098
6271 | 629.3745 | 6548.8337 | 629.3745 | 6548.8337
6272 | 626.4668 | 6589.1302 | 626.4668 | 6589.1302
6273 | 607.5229 | 6616.9544 | 607.5229 | 6616.9544
6274 | 582.8833 | 6587.6946 | 582.8833 | 6587.6946
6275 | 551.2535 | 6569.5201 | 551.2535 | 6569.5201
6276 | 517.7883 | 6541.8326 | 517.7883 | 6541.8326
6277 | 499.115 | 6490.085 | 499.115 | 6490.085
6278 | 486.0745 | 6427.9582 | 486.0745 | 6427.9582
6279 | 479.5902 | 6387.5728 | 479.5902 | 6387.5728
6280 | 477.1245 | 6396.8836 | 477.1245 | 6396.8836
6281 | 481.1811 | 6548.3178 | 481.1811 | 6548.3178
6282 | 493.4798 | 6644.0915 | 493.4798 | 6644.0915
6283 | 511.9913 | 6651.3354 | 511.9913 | 6651.3354
6284 | 549.7295 | 6639.795 | 549.7295 | 6639.795
6285 | 579.0493 | 6652.0644 | 579.0493 | 6652.0644
6286 | 601.8199 | 6666.224 | 601.8199 | 6666.224
6287 | 633.7891 | 6544.4322 | 633.7891 | 6544.4322
6288 | 627.0304 | 6285.134 | 627.0304 | 6285.134
6289 | 601.0932 | 5975.5057 | 601.0932 | 5975.5057
6290 | 596.0764 | 5665.9079 | 596.0764 | 5665.9079
6291 | 598.255 | 5369.3012 | 598.255 | 5369.3012
6292 | 603.0241 | 5124.7762 | 603.0241 | 5124.7762
6293 | 613.9589 | 4950.0611 | 613.9589 | 4950.0611
6294 | 618.4805 | 4759.9279 | 618.4805 | 4759.9279
6295 | 620.9835 | 4554.8115 | 620.9835 | 4554.8115
6296 | 619.0604 | 4362.7723 | 619.0604 | 4362.7723
6297 | 602.7473 | 4200.6017 | 602.7473 | 4200.6017
6298 | 577.6369 | 4015.3736 | 577.6369 | 4015.3736
6299 | 550.2247 | 3831.2232 | 550.2247 | 3831.2232
6300 | 519.76 | 3706.6906 | 519.76 | 3706.6906
6301 | 497.517 | 3684.3506 | 497.517 | 3684.3506
6302 | 487.1422 | 3725.9973 | 487.1422 | 3725.9973
6303 | 480.466 | 3877.1465 | 480.466 | 3877.1465
6304 | 477.7367 | 4219.0252 | 477.7367 | 4219.0252
6305 | 481.0772 | 4717.1923 | 481.0772 | 4717.1923
6306 | 485.9818 | 5086.2569 | 485.9818 | 5086.2569
6307 | 495.0672 | 5293.6574 | 495.0672 | 5293.6574
6308 | 525.5182 | 5394.0507 | 525.5182 | 5394.0507
6309 | 555.2257 | 5439.577 | 555.2257 | 5439.577
6310 | 582.4784 | 5433.259 | 582.4784 | 5433.259
6311 | 612.1872 | 5381.676 | 612.1872 | 5381.676
6312 | 609.2524 | 5306.522 | 609.2524 | 5306.522
6313 | 593.1907 | 5271.1083 | 593.1907 | 5271.1083
6314 | 583.6032 | 5354.8952 | 583.6032 | 5354.8952
6315 | 583.983 | 5490.4729 | 583.983 | 5490.4729
6316 | 588.3004 | 5629.7868 | 588.3004 | 5629.7868
6317 | 602.5087 | 5748.5322 | 602.5087 | 5748.5322
6318 | 603.8824 | 5801.5123 | 603.8824 | 5801.5123
6319 | 610.0969 | 5817.954 | 610.0969 | 5817.954
6320 | 617.9111 | 5834.6936 | 617.9111 | 5834.6936
6321 | 599.8343 | 5856.3591 | 599.8343 | 5856.3591
6322 | 574.7012 | 5895.1525 | 574.7012 | 5895.1525
6323 | 546.6169 | 6006.618 | 546.6169 | 6006.618
6324 | 518.3914 | 6130.2798 | 518.3914 | 6130.2798
6325 | 499.3844 | 6271.6063 | 499.3844 | 6271.6063
6326 | 490.6299 | 6402.0918 | 490.6299 | 6402.0918
6327 | 482.1185 | 6464.5562 | 482.1185 | 6464.5562
6328 | 480.0485 | 6545.1535 | 480.0485 | 6545.1535
6329 | 481.7869 | 6782.9629 | 481.7869 | 6782.9629
6330 | 490.4384 | 6973.8881 | 490.4384 | 6973.8881
6331 | 502.3742 | 7075.2056 | 502.3742 | 7075.2056
6332 | 534.4372 | 7089.3776 | 534.4372 | 7089.3776
6333 | 562.4754 | 7045.4492 | 562.4754 | 7045.4492
6334 | 581.0295 | 6979.2382 | 581.0295 | 6979.2382
6335 | 611.6253 | 6854.0591 | 611.6253 | 6854.0591
6336 | 608.4757 | 6636.4859 | 608.4757 | 6636.4859
6337 | 586.938 | 6324.3942 | 586.938 | 6324.3942
6338 | 582.6657 | 5972.3015 | 582.6657 | 5972.3015
6339 | 586.0975 | 5693.7089 | 586.0975 | 5693.7089
6340 | 587.8515 | 5525.7054 | 587.8515 | 5525.7054
6341 | 600.097 | 5414.2706 | 600.097 | 5414.2706
6342 | 607.5575 | 5283.7225 | 607.5575 | 5283.7225
6343 | 613.2417 | 5171.14 | 613.2417 | 5171.14
6344 | 620.322 | 5103.198 | 620.322 | 5103.198
6345 | 602.9149 | 5092.3766 | 602.9149 | 5092.3766
6346 | 571.8301 | 5097.9132 | 571.8301 | 5097.9132
6347 | 544.1323 | 5105.6052 | 544.1323 | 5105.6052
6348 | 514.2307 | 5105.4777 | 514.2307 | 5105.4777
6349 | 496.0394 | 5084.3694 | 496.0394 | 5084.3694
6350 | 484.1493 | 5043.49 | 484.1493 | 5043.49
6351 | 479.3767 | 5018.5013 | 479.3767 | 5018.5013
6352 | 476.5898 | 5041.0532 | 476.5898 | 5041.0532
6353 | 477.9857 | 5190.6398 | 477.9857 | 5190.6398
6354 | 488.0619 | 5298.7309 | 488.0619 | 5298.7309
6355 | 505.511 | 5419.2942 | 505.511 | 5419.2942
6356 | 544.7422 | 5592.3598 | 544.7422 | 5592.3598
6357 | 568.25 | 5773.0687 | 568.25 | 5773.0687
6358 | 588.7061 | 5895.005 | 588.7061 | 5895.005
6359 | 624.3254 | 5947.1955 | 624.3254 | 5947.1955
6360 | 618.2559 | 5950.2565 | 618.2559 | 5950.2565
6361 | 589.6203 | 5931.7792 | 589.6203 | 5931.7792
6362 | 589.1803 | 5934.5797 | 589.1803 | 5934.5797
6363 | 594.4175 | 5965.4601 | 594.4175 | 5965.4601
6364 | 595.6272 | 6046.2666 | 595.6272 | 6046.2666
6365 | 610.5093 | 6139.9154 | 610.5093 | 6139.9154
6366 | 614.1849 | 6187.9686 | 614.1849 | 6187.9686
6367 | 613.3752 | 6219.8069 | 613.3752 | 6219.8069
6368 | 613.6263 | 6259.9495 | 613.6263 | 6259.9495
6369 | 603.9455 | 6297.6276 | 603.9455 | 6297.6276
6370 | 576.2119 | 6277.9137 | 576.2119 | 6277.9137
6371 | 545.8591 | 6271.9026 | 545.8591 | 6271.9026
6372 | 514.9366 | 6302.4145 | 514.9366 | 6302.4145
6373 | 493.1109 | 6349.9753 | 493.1109 | 6349.9753
6374 | 482.6992 | 6432.1153 | 482.6992 | 6432.1153
6375 | 478.8214 | 6550.0077 | 478.8214 | 6550.0077
6376 | 477.4852 | 6738.0737 | 477.4852 | 6738.0737
6377 | 482.0004 | 7045.6301 | 482.0004 | 7045.6301
6378 | 495.6439 | 7269.5041 | 495.6439 | 7269.5041
6379 | 522.1727 | 7395.1483 | 522.1727 | 7395.1483
6380 | 561.5643 | 7410.0901 | 561.5643 | 7410.0901
6381 | 587.4607 | 7397.263 | 587.4607 | 7397.263
6382 | 612.5728 | 7348.6042 | 612.5728 | 7348.6042
6383 | 640.4204 | 7227.7362 | 640.4204 | 7227.7362
6384 | 635.4349 | 7054.5054 | 635.4349 | 7054.5054
6385 | 605.3734 | 6842.9538 | 605.3734 | 6842.9538
6386 | 602.6882 | 6666.8451 | 602.6882 | 6666.8451
6387 | 602.928 | 6523.7432 | 602.928 | 6523.7432
6388 | 609.7996 | 6439.1895 | 609.7996 | 6439.1895
6389 | 623.3012 | 6388.7255 | 623.3012 | 6388.7255
6390 | 624.2259 | 6303.2897 | 624.2259 | 6303.2897
6391 | 624.9073 | 6217.1895 | 624.9073 | 6217.1895
6392 | 632.6493 | 6144.7824 | 632.6493 | 6144.7824
6393 | 613.4174 | 6109.4803 | 613.4174 | 6109.4803
6394 | 578.3365 | 6077.2951 | 578.3365 | 6077.2951
6395 | 542.9138 | 6046.4954 | 542.9138 | 6046.4954
6396 | 513.4153 | 6048.0616 | 513.4153 | 6048.0616
6397 | 493.7665 | 6085.7686 | 493.7665 | 6085.7686
6398 | 483.5629 | 6134.0358 | 483.5629 | 6134.0358
6399 | 476.7108 | 6176.7925 | 476.7108 | 6176.7925
6400 | 477.9351 | 6257.6977 | 477.9351 | 6257.6977
6401 | 480.9678 | 6463.4821 | 480.9678 | 6463.4821
6402 | 493.5845 | 6611.2966 | 493.5845 | 6611.2966
6403 | 518.547 | 6700.2968 | 518.547 | 6700.2968
6404 | 559.6539 | 6777.5951 | 559.6539 | 6777.5951
6405 | 586.5589 | 6905.8014 | 586.5589 | 6905.8014
6406 | 609.0044 | 7060.8405 | 609.0044 | 7060.8405
6407 | 639.1516 | 7028.5033 | 639.1516 | 7028.5033
6408 | 631.1284 | 6800.4604 | 631.1284 | 6800.4604
6409 | 602.2007 | 6554.1124 | 602.2007 | 6554.1124
6410 | 599.434 | 6265.762 | 599.434 | 6265.762
6411 | 603.7959 | 6078.1637 | 603.7959 | 6078.1637
6412 | 609.9184 | 6016.5511 | 609.9184 | 6016.5511
6413 | 620.6566 | 6028.9055 | 620.6566 | 6028.9055
6414 | 620.4254 | 6054.4795 | 620.4254 | 6054.4795
6415 | 617.4656 | 6088.1655 | 617.4656 | 6088.1655
6416 | 620.9568 | 6136.4682 | 620.9568 | 6136.4682
6417 | 612.6547 | 6223.1077 | 612.6547 | 6223.1077
6418 | 580.9603 | 6375.8364 | 580.9603 | 6375.8364
6419 | 544.2736 | 6443.1135 | 544.2736 | 6443.1135
6420 | 514.263 | 6307.9573 | 514.263 | 6307.9573
6421 | 492.58 | 6120.1031 | 492.58 | 6120.1031
6422 | 482.5464 | 5989.923 | 482.5464 | 5989.923
6423 | 478.1129 | 5843.6086 | 478.1129 | 5843.6086
6424 | 476.5906 | 5837.0608 | 476.5906 | 5837.0608
6425 | 481.4523 | 6066.5561 | 481.4523 | 6066.5561
6426 | 492.0601 | 6244.2401 | 492.0601 | 6244.2401
6427 | 519.137 | 6373.7335 | 519.137 | 6373.7335
6428 | 564.3319 | 6487.214 | 564.3319 | 6487.214
6429 | 591.49 | 6596.1745 | 591.49 | 6596.1745
6430 | 611.683 | 6658.3717 | 611.683 | 6658.3717
6431 | 640.2053 | 6584.0016 | 640.2053 | 6584.0016
6432 | 630.7201 | 6330.0923 | 630.7201 | 6330.0923
6433 | 600.9965 | 5978.585 | 600.9965 | 5978.585
6434 | 591.1217 | 5614.0211 | 591.1217 | 5614.0211
6435 | 597.9108 | 5286.4671 | 597.9108 | 5286.4671
6436 | 601.6812 | 5099.9876 | 601.6812 | 5099.9876
6437 | 615.9509 | 4997.0209 | 615.9509 | 4997.0209
6438 | 611.0106 | 4866.6268 | 611.0106 | 4866.6268
6439 | 607.4314 | 4742.1889 | 607.4314 | 4742.1889
6440 | 613.5211 | 4633.2917 | 613.5211 | 4633.2917
6441 | 601.6386 | 4568.89 | 601.6386 | 4568.89
6442 | 577.3296 | 4491.2846 | 577.3296 | 4491.2846
6443 | 543.0157 | 4421.6853 | 543.0157 | 4421.6853
6444 | 513.0991 | 4344.4205 | 513.0991 | 4344.4205
6445 | 493.055 | 4329.4709 | 493.055 | 4329.4709
6446 | 481.5243 | 4322.9261 | 481.5243 | 4322.9261
6447 | 474.8635 | 4289.7771 | 474.8635 | 4289.7771
6448 | 473.3542 | 4295.7006 | 473.3542 | 4295.7006
6449 | 474.7901 | 4395.0941 | 474.7901 | 4395.0941
6450 | 481.2665 | 4384.3229 | 481.2665 | 4384.3229
6451 | 501.1695 | 4333.8293 | 501.1695 | 4333.8293
6452 | 536.1224 | 4271.4798 | 536.1224 | 4271.4798
6453 | 565.4385 | 4209.5373 | 565.4385 | 4209.5373
6454 | 590.5686 | 4134.5503 | 590.5686 | 4134.5503
6455 | 623.9465 | 3982.427 | 623.9465 | 3982.427
6456 | 620.2786 | 3779.7886 | 620.2786 | 3779.7886
6457 | 593.6585 | 3579.7845 | 593.6585 | 3579.7845
6458 | 585.7697 | 3413.5297 | 585.7697 | 3413.5297
6459 | 578.5025 | 3291.8291 | 578.5025 | 3291.8291
6460 | 584.2347 | 3216.0516 | 584.2347 | 3216.0516
6461 | 594.5184 | 3163.432 | 594.5184 | 3163.432
6462 | 599.8712 | 3112.4847 | 599.8712 | 3112.4847
6463 | 596.2234 | 3078.7332 | 596.2234 | 3078.7332
6464 | 605.5855 | 3069.7604 | 605.5855 | 3069.7604
6465 | 586.0672 | 3102.8195 | 586.0672 | 3102.8195
6466 | 560.9362 | 3110.0497 | 560.9362 | 3110.0497
6467 | 535.8429 | 3095.5705 | 535.8429 | 3095.5705
6468 | 510.6386 | 3076.0432 | 510.6386 | 3076.0432
6469 | 492.7347 | 3030.7622 | 492.7347 | 3030.7622
6470 | 480.2116 | 3069.7914 | 480.2116 | 3069.7914
6471 | 471.1846 | 3526.1025 | 471.1846 | 3526.1025
6472 | 470.2044 | 4231.9584 | 470.2044 | 4231.9584
6473 | 470.0101 | 4840.0577 | 470.0101 | 4840.0577
6474 | 469.8471 | 5212.8175 | 469.8471 | 5212.8175
6475 | 477.4156 | 5445.1606 | 477.4156 | 5445.1606
6476 | 502.031 | 5567.1093 | 502.031 | 5567.1093
6477 | 526.4339 | 5664.2143 | 526.4339 | 5664.2143
6478 | 547.615 | 5743.8098 | 547.615 | 5743.8098
6479 | 572.4689 | 5802.1589 | 572.4689 | 5802.1589
6480 | 572.4793 | 5855.2591 | 572.4793 | 5855.2591
6481 | 558.7649 | 5901.4477 | 558.7649 | 5901.4477
6482 | 551.7339 | 5937.813 | 551.7339 | 5937.813
6483 | 550.4781 | 5943.7508 | 550.4781 | 5943.7508
6484 | 556.7162 | 5966.05 | 556.7162 | 5966.05
6485 | 564.719 | 5986.4107 | 564.719 | 5986.4107
6486 | 566.625 | 5950.0901 | 566.625 | 5950.0901
6487 | 572.571 | 5909.8721 | 572.571 | 5909.8721
6488 | 587.4841 | 5891.9692 | 587.4841 | 5891.9692
6489 | 576.4799 | 5848.5068 | 576.4799 | 5848.5068
6490 | 558.9379 | 5733.6415 | 558.9379 | 5733.6415
6491 | 528.729 | 5635.0965 | 528.729 | 5635.0965
6492 | 500.3736 | 5588.3171 | 500.3736 | 5588.3171
6493 | 482.4354 | 5594.153 | 482.4354 | 5594.153
6494 | 472.4765 | 5605.7762 | 472.4765 | 5605.7762
6495 | 466.8229 | 5641.7584 | 466.8229 | 5641.7584
6496 | 464.6231 | 5769.6234 | 464.6231 | 5769.6234
6497 | 465.8246 | 6018.3645 | 465.8246 | 6018.3645
6498 | 466.8152 | 6186.1947 | 466.8152 | 6186.1947
6499 | 481.0197 | 6281.8154 | 481.0197 | 6281.8154
6500 | 509.6897 | 6332.3235 | 509.6897 | 6332.3235
6501 | 538.786 | 6384.6243 | 538.786 | 6384.6243
6502 | 562.6334 | 6377.5365 | 562.6334 | 6377.5365
6503 | 599.364 | 6201.7024 | 599.364 | 6201.7024
6504 | 596.3647 | 6010.3035 | 596.3647 | 6010.3035
6505 | 576.7101 | 5792.2854 | 576.7101 | 5792.2854
6506 | 565.5918 | 5704.8614 | 565.5918 | 5704.8614
6507 | 568.0793 | 5659.9902 | 568.0793 | 5659.9902
6508 | 566.4309 | 5631.9424 | 566.4309 | 5631.9424
6509 | 583.1224 | 5602.5718 | 583.1224 | 5602.5718
6510 | 584.6238 | 5540.5388 | 584.6238 | 5540.5388
6511 | 586.3046 | 5479.2273 | 586.3046 | 5479.2273
6512 | 597.7134 | 5434.6882 | 597.7134 | 5434.6882
6513 | 584.4711 | 5407.5463 | 584.4711 | 5407.5463
6514 | 556.0096 | 5364.1216 | 556.0096 | 5364.1216
6515 | 525.1816 | 5327.4711 | 525.1816 | 5327.4711
6516 | 497.0225 | 5305.6343 | 497.0225 | 5305.6343
6517 | 477.3374 | 5304.8497 | 477.3374 | 5304.8497
6518 | 467.3773 | 5328.7902 | 467.3773 | 5328.7902
6519 | 462.6351 | 5372.6246 | 462.6351 | 5372.6246
6520 | 460.7435 | 5480.4741 | 460.7435 | 5480.4741
6521 | 461.3983 | 5728.7533 | 461.3983 | 5728.7533
6522 | 466.1742 | 5888.8851 | 466.1742 | 5888.8851
6523 | 485.0371 | 5959.4093 | 485.0371 | 5959.4093
6524 | 525.8671 | 5966.8067 | 525.8671 | 5966.8067
6525 | 556.7003 | 5972.3016 | 556.7003 | 5972.3016
6526 | 578.1295 | 5950.7409 | 578.1295 | 5950.7409
6527 | 609.9694 | 5830.7967 | 609.9694 | 5830.7967
6528 | 605.1169 | 5644.9407 | 605.1169 | 5644.9407
6529 | 584.1722 | 5417.6845 | 584.1722 | 5417.6845
6530 | 575.6801 | 5256.6645 | 575.6801 | 5256.6645
6531 | 583.7869 | 5122.0307 | 583.7869 | 5122.0307
6532 | 592.1218 | 5081.5116 | 592.1218 | 5081.5116
6533 | 602.2439 | 5086.3216 | 602.2439 | 5086.3216
6534 | 599.6053 | 5061.8565 | 599.6053 | 5061.8565
6535 | 595.3592 | 5027.3352 | 595.3592 | 5027.3352
6536 | 609.526 | 4997.7308 | 609.526 | 4997.7308
6537 | 597.9599 | 4993.9919 | 597.9599 | 4993.9919
6538 | 570.6 | 5036.7884 | 570.6 | 5036.7884
6539 | 536.0755 | 5074.5039 | 536.0755 | 5074.5039
6540 | 503.1854 | 3172.7888 | 503.1854 | 3172.7888
6541 | 482.2162 | 3229.1296 | 482.2162 | 3229.1296
6542 | 468.2737 | 3301.7889 | 468.2737 | 3301.7889
6543 | 462.0878 | 3342.1836 | 462.0878 | 3342.1836
6544 | 459.0278 | 3406.3464 | 459.0278 | 3406.3464
6545 | 461.6063 | 3605.9907 | 461.6063 | 3605.9907
6546 | 467.7658 | 3663.8329 | 467.7658 | 3663.8329
6547 | 494.7261 | 3667.5603 | 494.7261 | 3667.5603
6548 | 531.2011 | 3618.2259 | 531.2011 | 3618.2259
6549 | 560.747 | 3571.8463 | 560.747 | 3571.8463
6550 | 589.1062 | 3515.822 | 589.1062 | 3515.822
6551 | 628.9108 | 3433.8701 | 628.9108 | 3433.8701
6552 | 622.1541 | 3354.9815 | 622.1541 | 3354.9815
6553 | 591.8014 | 3250.5975 | 591.8014 | 3250.5975
6554 | 589.1586 | 3195.8122 | 589.1586 | 3195.8122
6555 | 597.0079 | 3126.2335 | 597.0079 | 3126.2335
6556 | 597.1473 | 3137.2354 | 597.1473 | 3137.2354
6557 | 612.1215 | 3156.6072 | 612.1215 | 3156.6072
6558 | 607.5012 | 3127.3183 | 607.5012 | 3127.3183
6559 | 604.2614 | 3101.844 | 604.2614 | 3101.844
6560 | 621.9289 | 3092.9053 | 621.9289 | 3092.9053
6561 | 603.0734 | 3101.1676 | 603.0734 | 3101.1676
6562 | 575.5785 | 3085.3456 | 575.5785 | 3085.3456
6563 | 542.6699 | 3086.4675 | 542.6699 | 3086.4675
6564 | 510.9612 | 3110.7382 | 510.9612 | 3110.7382
6565 | 489.6126 | 3152.49 | 489.6126 | 3152.49
6566 | 476.7961 | 3197.4869 | 476.7961 | 3197.4869
6567 | 469.3195 | 3232.9555 | 469.3195 | 3232.9555
6568 | 466.5951 | 3317.1071 | 466.5951 | 3317.1071
6569 | 470.4 | 3536.456 | 470.4 | 3536.456
6570 | 473.8002 | 3601.1191 | 473.8002 | 3601.1191
6571 | 502.5517 | 3596.6994 | 502.5517 | 3596.6994
6572 | 551.0298 | 3548.5018 | 551.0298 | 3548.5018
6573 | 576.5171 | 3516.7112 | 576.5171 | 3516.7112
6574 | 601.5793 | 3474.9917 | 601.5793 | 3474.9917
6575 | 634.5966 | 3437.1858 | 634.5966 | 3437.1858
6576 | 626.9721 | 3390.7909 | 626.9721 | 3390.7909
6577 | 596.6169 | 3346.4681 | 596.6169 | 3346.4681
6578 | 589.3295 | 3333.0815 | 589.3295 | 3333.0815
6579 | 596.946 | 3293.1545 | 596.946 | 3293.1545
6580 | 598.6019 | 3309.8405 | 598.6019 | 3309.8405
6581 | 608.9934 | 3303.4447 | 608.9934 | 3303.4447
6582 | 607.7186 | 3227.1678 | 607.7186 | 3227.1678
6583 | 602.0285 | 3152.8108 | 602.0285 | 3152.8108
6584 | 606.8655 | 3107.6838 | 606.8655 | 3107.6838
6585 | 597.4878 | 3070.6633 | 597.4878 | 3070.6633
6586 | 568.5663 | 2995.8222 | 568.5663 | 2995.8222
6587 | 531.7004 | 2958.1979 | 531.7004 | 2958.1979
6588 | 501.7531 | 2944.4803 | 501.7531 | 2944.4803
6589 | 479.3432 | 2938.7704 | 479.3432 | 2938.7704
6590 | 468.0509 | 2893.0123 | 468.0509 | 2893.0123
6591 | 457.8727 | 2793.8641 | 457.8727 | 2793.8641
6592 | 454.8029 | 2758.5564 | 454.8029 | 2758.5564
6593 | 456.0972 | 2917.4651 | 456.0972 | 2917.4651
6594 | 458.5857 | 2993.4963 | 458.5857 | 2993.4963
6595 | 486.161 | 3010.0127 | 486.161 | 3010.0127
6596 | 529.5873 | 2901.2802 | 529.5873 | 2901.2802
6597 | 552.7691 | 2751.167 | 552.7691 | 2751.167
6598 | 579.8736 | 2640.4813 | 579.8736 | 2640.4813
6599 | 617.9855 | 2547.1613 | 617.9855 | 2547.1613
6600 | 620.3331 | 2430.095 | 620.3331 | 2430.095
6601 | 591.5287 | 2312.9219 | 591.5287 | 2312.9219
6602 | 584.3281 | 2220.1484 | 584.3281 | 2220.1484
6603 | 583.7978 | 2086.8138 | 583.7978 | 2086.8138
6604 | 588.2384 | 2048.5541 | 588.2384 | 2048.5541
6605 | 598.413 | 2035.4322 | 598.413 | 2035.4322
6606 | 593.3475 | 1985.4913 | 593.3475 | 1985.4913
6607 | 584.6937 | 1937.0914 | 584.6937 | 1937.0914
6608 | 590.4309 | 1897.7431 | 590.4309 | 1897.7431
6609 | 585.3604 | 1865.6488 | 585.3604 | 1865.6488
6610 | 564.5401 | 1798.5759 | 564.5401 | 1798.5759
6611 | 527.7178 | 1741.8154 | 527.7178 | 1741.8154
6612 | 501.6027 | 1725.161 | 501.6027 | 1725.161
6613 | 480.3107 | 1725.0404 | 480.3107 | 1725.0404
6614 | 467.9374 | 1728.9229 | 467.9374 | 1728.9229
6615 | 462.3294 | 1751.4129 | 462.3294 | 1751.4129
6616 | 460.4266 | 1848.5431 | 460.4266 | 1848.5431
6617 | 460.4267 | 2088.2598 | 460.4267 | 2088.2598
6618 | 462.6052 | 2196.5004 | 462.6052 | 2196.5004
6619 | 488.0627 | 2269.6677 | 488.0627 | 2269.6677
6620 | 530.658 | 2319.6144 | 530.658 | 2319.6144
6621 | 563.9323 | 2351.2955 | 563.9323 | 2351.2955
6622 | 585.718 | 2331.2701 | 585.718 | 2331.2701
6623 | 620.8621 | 2306.3479 | 620.8621 | 2306.3479
6624 | 613.0661 | 2275.1105 | 613.0661 | 2275.1105
6625 | 587.1438 | 2238.2716 | 587.1438 | 2238.2716
6626 | 586.2531 | 2221.7588 | 586.2531 | 2221.7588
6627 | 586.7277 | 2202.768 | 586.7277 | 2202.768
6628 | 591.5827 | 2258.3896 | 591.5827 | 2258.3896
6629 | 598.9836 | 2317.5496 | 598.9836 | 2317.5496
6630 | 595.2504 | 2350.5008 | 595.2504 | 2350.5008
6631 | 592.6307 | 2402.1398 | 592.6307 | 2402.1398
6632 | 605.9358 | 2474.4828 | 605.9358 | 2474.4828
6633 | 600.0793 | 2540.1537 | 600.0793 | 2540.1537
6634 | 576.6869 | 2541.8576 | 576.6869 | 2541.8576
6635 | 541.5702 | 2543.8321 | 541.5702 | 2543.8321
6636 | 511.2145 | 2566.208 | 511.2145 | 2566.208
6637 | 488.7487 | 2599.1496 | 488.7487 | 2599.1496
6638 | 475.3425 | 2625.8629 | 475.3425 | 2625.8629
6639 | 468.6166 | 2665.405 | 468.6166 | 2665.405
6640 | 467.012 | 2773.3349 | 467.012 | 2773.3349
6641 | 467.2663 | 3023.9459 | 467.2663 | 3023.9459
6642 | 466.4253 | 3142.9863 | 466.4253 | 3142.9863
6643 | 484.6233 | 3214.6378 | 484.6233 | 3214.6378
6644 | 517.4135 | 3254.5427 | 517.4135 | 3254.5427
6645 | 541.8663 | 3301.3812 | 541.8663 | 3301.3812
6646 | 562.2916 | 3324.3649 | 562.2916 | 3324.3649
6647 | 596.5509 | 3349.8412 | 596.5509 | 3349.8412
6648 | 592.5583 | 3364.5496 | 592.5583 | 3364.5496
6649 | 565.975 | 3364.657 | 565.975 | 3364.657
6650 | 562.9449 | 3388.1219 | 562.9449 | 3388.1219
6651 | 567.2864 | 3398.3091 | 567.2864 | 3398.3091
6652 | 566.2978 | 3458.0989 | 566.2978 | 3458.0989
6653 | 570.6305 | 3493.8597 | 570.6305 | 3493.8597
6654 | 576.6535 | 3463.8129 | 576.6535 | 3463.8129
6655 | 572.3131 | 3420.8128 | 572.3131 | 3420.8128
6656 | 587.6436 | 3379.5699 | 587.6436 | 3379.5699
6657 | 588.165 | 3337.0548 | 588.165 | 3337.0548
6658 | 563.8516 | 3259.5612 | 563.8516 | 3259.5612
6659 | 535.4483 | 3215.4003 | 535.4483 | 3215.4003
6660 | 511.9481 | 3214.9454 | 511.9481 | 3214.9454
6661 | 490.5322 | 3250.8237 | 490.5322 | 3250.8237
6662 | 479.0922 | 3298.0943 | 479.0922 | 3298.0943
6663 | 472.1613 | 3356.6779 | 472.1613 | 3356.6779
6664 | 468.6337 | 3484.786 | 468.6337 | 3484.786
6665 | 466.8031 | 3764.0067 | 466.8031 | 3764.0067
6666 | 461.4762 | 3896.4045 | 461.4762 | 3896.4045
6667 | 478.5186 | 3960.951 | 478.5186 | 3960.951
6668 | 502.4603 | 3977.6461 | 502.4603 | 3977.6461
6669 | 532.0776 | 4002.5064 | 532.0776 | 4002.5064
6670 | 557.4745 | 4002.6592 | 557.4745 | 4002.6592
6671 | 589.3872 | 3973.2846 | 589.3872 | 3973.2846
6672 | 582.8251 | 3896.6696 | 582.8251 | 3896.6696
6673 | 562.2516 | 3800.2432 | 562.2516 | 3800.2432
6674 | 560.3833 | 3712.68 | 560.3833 | 3712.68
6675 | 563.3199 | 3632.8701 | 563.3199 | 3632.8701
6676 | 569.6026 | 3625.8726 | 569.6026 | 3625.8726
6677 | 575.5258 | 3619.0979 | 575.5258 | 3619.0979
6678 | 574.5447 | 3567.9254 | 574.5447 | 3567.9254
6679 | 568.7251 | 3525.399 | 568.7251 | 3525.399
6680 | 591.2872 | 3483.3035 | 591.2872 | 3483.3035
6681 | 582.2193 | 3440.5042 | 582.2193 | 3440.5042
6682 | 562.7555 | 3377.5048 | 562.7555 | 3377.5048
6683 | 531.417 | 3366.9744 | 531.417 | 3366.9744
6684 | 503.5877 | 3395.6976 | 503.5877 | 3395.6976
6685 | 482.4643 | 3416.4184 | 482.4643 | 3416.4184
6686 | 470.6553 | 3425.2271 | 470.6553 | 3425.2271
6687 | 464.9767 | 3439.0963 | 464.9767 | 3439.0963
6688 | 462.7356 | 3515.4798 | 462.7356 | 3515.4798
6689 | 461.4733 | 3733.4077 | 461.4733 | 3733.4077
6690 | 455.4309 | 3814.365 | 455.4309 | 3814.365
6691 | 481.5627 | 3835.9023 | 481.5627 | 3835.9023
6692 | 520.3529 | 3819.9143 | 520.3529 | 3819.9143
6693 | 546.9143 | 3825.0699 | 546.9143 | 3825.0699
6694 | 573.6176 | 3805.3287 | 573.6176 | 3805.3287
6695 | 610.4246 | 3763.0702 | 610.4246 | 3763.0702
6696 | 611.143 | 3713.4544 | 611.143 | 3713.4544
6697 | 580.703 | 3675.2893 | 580.703 | 3675.2893
6698 | 574.5363 | 3671.4708 | 574.5363 | 3671.4708
6699 | 578.5728 | 3645.1855 | 578.5728 | 3645.1855
6700 | 580.6229 | 3670.208 | 580.6229 | 3670.208
6701 | 594.3642 | 3680.5801 | 594.3642 | 3680.5801
6702 | 596.7519 | 3638.7863 | 596.7519 | 3638.7863
6703 | 580.7781 | 3590.0074 | 580.7781 | 3590.0074
6704 | 596.1728 | 3547.0593 | 596.1728 | 3547.0593
6705 | 592.5675 | 3500.2812 | 592.5675 | 3500.2812
6706 | 566.7709 | 3421.2719 | 566.7709 | 3421.2719
6707 | 531.4445 | 3417.657 | 531.4445 | 3417.657
6708 | 498.0295 | 3467.6006 | 498.0295 | 3467.6006
6709 | 479.9487 | 3523.1835 | 479.9487 | 3523.1835
6710 | 470.3979 | 3580.1169 | 470.3979 | 3580.1169
6711 | 463.1067 | 3648.3634 | 463.1067 | 3648.3634
6712 | 461.2967 | 3795.7972 | 461.2967 | 3795.7972
6713 | 462.3381 | 4110.5431 | 462.3381 | 4110.5431
6714 | 461.5907 | 4276.4767 | 461.5907 | 4276.4767
6715 | 493.2287 | 4352.3913 | 493.2287 | 4352.3913
6716 | 546.2546 | 4362.6445 | 546.2546 | 4362.6445
6717 | 579.3557 | 4385.7047 | 579.3557 | 4385.7047
6718 | 599.861 | 4327.3121 | 599.861 | 4327.3121
6719 | 637.2059 | 4127.1323 | 637.2059 | 4127.1323
6720 | 627.6269 | 3917.89 | 627.6269 | 3917.89
6721 | 593.4471 | 3712.6144 | 593.4471 | 3712.6144
6722 | 590.6703 | 3548.8852 | 590.6703 | 3548.8852
6723 | 593.4483 | 3406.3615 | 593.4483 | 3406.3615
6724 | 598.2207 | 3352.376 | 598.2207 | 3352.376
6725 | 615.0098 | 3324.8545 | 615.0098 | 3324.8545
6726 | 619.5884 | 3264.3034 | 619.5884 | 3264.3034
6727 | 591.8438 | 3218.3666 | 591.8438 | 3218.3666
6728 | 610.0899 | 3202.7018 | 610.0899 | 3202.7018
6729 | 604.5559 | 3209.0694 | 604.5559 | 3209.0694
6730 | 574.2844 | 3304.465 | 574.2844 | 3304.465
6731 | 536.5389 | 3512.8646 | 536.5389 | 3512.8646
6732 | 503.4931 | 3668.4363 | 503.4931 | 3668.4363
6733 | 479.3476 | 3749.7868 | 479.3476 | 3749.7868
6734 | 468.7903 | 3785.7841 | 468.7903 | 3785.7841
6735 | 463.3039 | 3810.9266 | 463.3039 | 3810.9266
6736 | 462.0058 | 3892.9942 | 462.0058 | 3892.9942
6737 | 460.2135 | 4098.2277 | 460.2135 | 4098.2277
6738 | 463.6922 | 4121.1132 | 463.6922 | 4121.1132
6739 | 494.4619 | 4055.7796 | 494.4619 | 4055.7796
6740 | 544.212 | 3935.2054 | 544.212 | 3935.2054
6741 | 583.2656 | 3823.9331 | 583.2656 | 3823.9331
6742 | 600.9404 | 3670.8066 | 600.9404 | 3670.8066
6743 | 639.4989 | 3510.0361 | 639.4989 | 3510.0361
6744 | 625.3581 | 3338.0242 | 625.3581 | 3338.0242
6745 | 589.6184 | 3135.3064 | 589.6184 | 3135.3064
6746 | 586.7241 | 2946.5675 | 586.7241 | 2946.5675
6747 | 588.488 | 2796.1808 | 588.488 | 2796.1808
6748 | 589.3872 | 2764.742 | 589.3872 | 2764.742
6749 | 599.2041 | 2734.2838 | 599.2041 | 2734.2838
6750 | 597.9032 | 2678.1851 | 597.9032 | 2678.1851
6751 | 580.3883 | 2653.3739 | 580.3883 | 2653.3739
6752 | 595.1237 | 2658.4559 | 595.1237 | 2658.4559
6753 | 591.8806 | 2682.6334 | 591.8806 | 2682.6334
6754 | 565.2256 | 2688.9792 | 565.2256 | 2688.9792
6755 | 527.8611 | 2737.5628 | 527.8611 | 2737.5628
6756 | 493.2328 | 2791.4851 | 493.2328 | 2791.4851
6757 | 472.3649 | 2833.5211 | 472.3649 | 2833.5211
6758 | 460.925 | 2872.0762 | 460.925 | 2872.0762
6759 | 456.4903 | 2921.9443 | 456.4903 | 2921.9443
6760 | 454.4849 | 3054.3155 | 454.4849 | 3054.3155
6761 | 452.0319 | 3339.0307 | 452.0319 | 3339.0307
6762 | 453.0232 | 3472.4706 | 453.0232 | 3472.4706
6763 | 486.0239 | 3557.9533 | 486.0239 | 3557.9533
6764 | 532.5451 | 3600.037 | 532.5451 | 3600.037
6765 | 565.0213 | 3636.6443 | 565.0213 | 3636.6443
6766 | 588.5492 | 3604.114 | 588.5492 | 3604.114
6767 | 622.4418 | 3500.468 | 622.4418 | 3500.468
6768 | 616.7691 | 3360.6656 | 616.7691 | 3360.6656
6769 | 583.11 | 3213.746 | 583.11 | 3213.746
6770 | 575.3431 | 3120.783 | 575.3431 | 3120.783
6771 | 575.2638 | 3021.4579 | 575.2638 | 3021.4579
6772 | 582.0235 | 2993.7137 | 582.0235 | 2993.7137
6773 | 593.9474 | 3002.9489 | 593.9474 | 3002.9489
6774 | 589.5913 | 2972.4285 | 589.5913 | 2972.4285
6775 | 574.1435 | 2950.1751 | 574.1435 | 2950.1751
6776 | 586.2159 | 2941.4259 | 586.2159 | 2941.4259
6777 | 588.3399 | 2941.0674 | 588.3399 | 2941.0674
6778 | 566.9124 | 2934.6241 | 566.9124 | 2934.6241
6779 | 530.8888 | 3027.6378 | 530.8888 | 3027.6378
6780 | 496.0483 | 3138.5899 | 496.0483 | 3138.5899
6781 | 475.0111 | 3242.5818 | 475.0111 | 3242.5818
6782 | 462.643 | 3326.7039 | 462.643 | 3326.7039
6783 | 457.0913 | 3378.6561 | 457.0913 | 3378.6561
6784 | 454.1108 | 3459.1132 | 454.1108 | 3459.1132
6785 | 449.8562 | 3684.9987 | 449.8562 | 3684.9987
6786 | 448.5451 | 3779.7871 | 448.5451 | 3779.7871
6787 | 477.0096 | 3806.1559 | 477.0096 | 3806.1559
6788 | 517.515 | 3777.3788 | 517.515 | 3777.3788
6789 | 547.6684 | 3743.4093 | 547.6684 | 3743.4093
6790 | 570.6698 | 3636.8919 | 570.6698 | 3636.8919
6791 | 603.0372 | 3424.4914 | 603.0372 | 3424.4914
6792 | 606.5031 | 3212.0282 | 606.5031 | 3212.0282
6793 | 573.0026 | 3046.1618 | 573.0026 | 3046.1618
6794 | 567.0595 | 2928.7575 | 567.0595 | 2928.7575
6795 | 573.9231 | 2830.6639 | 573.9231 | 2830.6639
6796 | 576.0712 | 2823.4769 | 576.0712 | 2823.4769
6797 | 585.1785 | 2833.4701 | 585.1785 | 2833.4701
6798 | 580.6826 | 2812.8019 | 580.6826 | 2812.8019
6799 | 569.2096 | 2791.4012 | 569.2096 | 2791.4012
6800 | 576.4274 | 2785.0203 | 576.4274 | 2785.0203
6801 | 581.6587 | 2777.6515 | 581.6587 | 2777.6515
6802 | 564.3385 | 2729.7148 | 564.3385 | 2729.7148
6803 | 532.8498 | 2732.0682 | 532.8498 | 2732.0682
6804 | 499.4791 | 2776.233 | 499.4791 | 2776.233
6805 | 479.3443 | 2833.1422 | 479.3443 | 2833.1422
6806 | 465.8728 | 2870.371 | 465.8728 | 2870.371
6807 | 458.6591 | 2897.3135 | 458.6591 | 2897.3135
6808 | 456.8071 | 2975.8758 | 456.8071 | 2975.8758
6809 | 452.9187 | 3180.7304 | 452.9187 | 3180.7304
6810 | 445.0118 | 3232.9834 | 445.0118 | 3232.9834
6811 | 466.4458 | 3217.6693 | 466.4458 | 3217.6693
6812 | 503.8998 | 3164.735 | 503.8998 | 3164.735
6813 | 534.7133 | 3123.6605 | 534.7133 | 3123.6605
6814 | 553.488 | 3027.6585 | 553.488 | 3027.6585
6815 | 585.1219 | 2898.7186 | 585.1219 | 2898.7186
6816 | 580.7875 | 2781.2734 | 580.7875 | 2781.2734
6817 | 559.8203 | 2676.1314 | 559.8203 | 2676.1314
6818 | 557.8574 | 2636.8825 | 557.8574 | 2636.8825
6819 | 561.2577 | 2637.5016 | 561.2577 | 2637.5016
6820 | 561.3914 | 2720.7855 | 561.3914 | 2720.7855
6821 | 569.8835 | 2784.1138 | 569.8835 | 2784.1138
6822 | 569.0103 | 2781.6345 | 569.0103 | 2781.6345
6823 | 556.6316 | 2768.665 | 556.6316 | 2768.665
6824 | 569.0113 | 2762.9473 | 569.0113 | 2762.9473
6825 | 572.3461 | 2755.768 | 572.3461 | 2755.768
6826 | 554.1647 | 2730.4727 | 554.1647 | 2730.4727
6827 | 523.7989 | 2814.2972 | 523.7989 | 2814.2972
6828 | 491.9628 | 2935.0069 | 491.9628 | 2935.0069
6829 | 470.2136 | 3026.4939 | 470.2136 | 3026.4939
6830 | 458.9349 | 3064.3859 | 458.9349 | 3064.3859
6831 | 449.1902 | 3048.9823 | 449.1902 | 3048.9823
6832 | 449.1896 | 3101.0192 | 449.1896 | 3101.0192
6833 | 440.2781 | 3331.5467 | 440.2781 | 3331.5467
6834 | 434.4032 | 3439.7874 | 434.4032 | 3439.7874
6835 | 454.6206 | 3514.4704 | 454.6206 | 3514.4704
6836 | 492.1925 | 3560.1541 | 492.1925 | 3560.1541
6837 | 516.6342 | 3612.3924 | 516.6342 | 3612.3924
6838 | 536.4937 | 3599.0931 | 536.4937 | 3599.0931
6839 | 577.5836 | 3523.3935 | 577.5836 | 3523.3935
6840 | 573.7213 | 3393.5382 | 573.7213 | 3393.5382
6841 | 553.2353 | 3191.8625 | 553.2353 | 3191.8625
6842 | 551.2514 | 3017.902 | 551.2514 | 3017.902
6843 | 549.4209 | 2861.4524 | 549.4209 | 2861.4524
6844 | 556.9421 | 2788.7096 | 556.9421 | 2788.7096
6845 | 562.6666 | 2661.244 | 562.6666 | 2661.244
6846 | 558.5056 | 2548.7787 | 558.5056 | 2548.7787
6847 | 546.783 | 2494.1264 | 546.783 | 2494.1264
6848 | 559.4461 | 2471.3566 | 559.4461 | 2471.3566
6849 | 560.5327 | 2471.8506 | 560.5327 | 2471.8506
6850 | 539.4192 | 2493.4486 | 539.4192 | 2493.4486
6851 | 506.8607 | 2598.304 | 506.8607 | 2598.304
6852 | 476.6147 | 2700.7301 | 476.6147 | 2700.7301
6853 | 457.4734 | 2777.9123 | 457.4734 | 2777.9123
6854 | 445.1814 | 2835.7931 | 445.1814 | 2835.7931
6855 | 442.117 | 2884.6191 | 442.117 | 2884.6191
6856 | 442.7753 | 2977.6758 | 442.7753 | 2977.6758
6857 | 435.9548 | 3198.6351 | 435.9548 | 3198.6351
6858 | 432.4249 | 3276.0873 | 432.4249 | 3276.0873
6859 | 455.3289 | 3292.888 | 455.3289 | 3292.888
6860 | 495.1835 | 3265.9108 | 495.1835 | 3265.9108
6861 | 525.6819 | 3235.7306 | 525.6819 | 3235.7306
6862 | 547.8408 | 3147.4021 | 547.8408 | 3147.4021
6863 | 585.8529 | 2991.463 | 585.8529 | 2991.463
6864 | 579.717 | 2838.1137 | 579.717 | 2838.1137
6865 | 555.1455 | 2665.237 | 555.1455 | 2665.237
6866 | 552.1328 | 2583.7368 | 552.1328 | 2583.7368
6867 | 552.3178 | 2516.2423 | 552.3178 | 2516.2423
6868 | 565.268 | 2533.023 | 565.268 | 2533.023
6869 | 569.8309 | 2587.8253 | 569.8309 | 2587.8253
6870 | 566.3418 | 2597.2824 | 566.3418 | 2597.2824
6871 | 554.889 | 2598.6178 | 554.889 | 2598.6178
6872 | 572.5203 | 2610.5206 | 572.5203 | 2610.5206
6873 | 577.2885 | 2616.8882 | 577.2885 | 2616.8882
6874 | 559.2218 | 2576.3407 | 559.2218 | 2576.3407
6875 | 518.105 | 2602.7565 | 518.105 | 2602.7565
6876 | 484.9759 | 2674.6783 | 484.9759 | 2674.6783
6877 | 463.4023 | 2733.1032 | 463.4023 | 2733.1032
6878 | 453.2079 | 2775.8266 | 453.2079 | 2775.8266
6879 | 448.7377 | 2830.0524 | 448.7377 | 2830.0524
6880 | 446.7756 | 2948.403 | 446.7756 | 2948.403
6881 | 439.849 | 3186.6039 | 439.849 | 3186.6039
6882 | 442.1278 | 3263.6772 | 442.1278 | 3263.6772
6883 | 476.3533 | 3276.4043 | 476.3533 | 3276.4043
6884 | 526.3475 | 3254.069 | 526.3475 | 3254.069
6885 | 557.3199 | 3239.6147 | 557.3199 | 3239.6147
6886 | 577.3328 | 3164.4542 | 577.3328 | 3164.4542
6887 | 621.541 | 3044.2298 | 621.541 | 3044.2298
6888 | 614.3748 | 2924.7951 | 614.3748 | 2924.7951
6889 | 580.7353 | 2752.7711 | 580.7353 | 2752.7711
6890 | 576.2307 | 2587.6209 | 576.2307 | 2587.6209
6891 | 581.2959 | 2491.1378 | 581.2959 | 2491.1378
6892 | 582.9533 | 2471.9196 | 582.9533 | 2471.9196
6893 | 598.5783 | 2493.944 | 598.5783 | 2493.944
6894 | 595.6502 | 2465.034 | 595.6502 | 2465.034
6895 | 574.8662 | 2427.4337 | 574.8662 | 2427.4337
6896 | 582.8589 | 2396.0431 | 582.8589 | 2396.0431
6897 | 587.2527 | 2361.2962 | 587.2527 | 2361.2962
6898 | 560.691 | 2315.1595 | 560.691 | 2315.1595
6899 | 524.7503 | 2325.2811 | 524.7503 | 2325.2811
6900 | 492.6687 | 2377.8772 | 492.6687 | 2377.8772
6901 | 468.9809 | 2441.323 | 468.9809 | 2441.323
6902 | 455.6071 | 2497.1196 | 455.6071 | 2497.1196
6903 | 450.1181 | 2551.4402 | 450.1181 | 2551.4402
6904 | 448.3072 | 2716.1156 | 448.3072 | 2716.1156
6905 | 442.4596 | 3049.0504 | 442.4596 | 3049.0504
6906 | 444.0104 | 3208.6368 | 444.0104 | 3208.6368
6907 | 478.1019 | 3267.2151 | 478.1019 | 3267.2151
6908 | 527.7055 | 3268.4686 | 527.7055 | 3268.4686
6909 | 558.453 | 3278.5503 | 558.453 | 3278.5503
6910 | 578.8008 | 3214.7579 | 578.8008 | 3214.7579
6911 | 615.7296 | 2999.5154 | 615.7296 | 2999.5154
6912 | 614.0533 | 2806.1884 | 614.0533 | 2806.1884
6913 | 581.7451 | 2622.0384 | 581.7451 | 2622.0384
6914 | 579.0572 | 2488.7188 | 579.0572 | 2488.7188
6915 | 578.8454 | 2346.3845 | 578.8454 | 2346.3845
6916 | 585.437 | 2354.8286 | 585.437 | 2354.8286
6917 | 597.2166 | 2377.4214 | 597.2166 | 2377.4214
6918 | 597.9784 | 2347.564 | 597.9784 | 2347.564
6919 | 569.8654 | 2310.4374 | 569.8654 | 2310.4374
6920 | 574.1475 | 2284.8256 | 574.1475 | 2284.8256
6921 | 584.1648 | 2269.2149 | 584.1648 | 2269.2149
6922 | 563.2346 | 2268.361 | 563.2346 | 2268.361
6923 | 528.0834 | 2296.6715 | 528.0834 | 2296.6715
6924 | 496.0668 | 2336.9521 | 496.0668 | 2336.9521
6925 | 471.6773 | 2393.8613 | 471.6773 | 2393.8613
6926 | 460.0053 | 2457.0472 | 460.0053 | 2457.0472
6927 | 454.2602 | 2525.9568 | 454.2602 | 2525.9568
6928 | 452.2621 | 2672.7275 | 452.2621 | 2672.7275
6929 | 445.1812 | 2956.0218 | 445.1812 | 2956.0218
6930 | 446.8788 | 3066.2518 | 446.8788 | 3066.2518
6931 | 480.3829 | 3091.2943 | 480.3829 | 3091.2943
6932 | 530.8565 | 3051.0544 | 530.8565 | 3051.0544
6933 | 560.059 | 3026.1794 | 560.059 | 3026.1794
6934 | 581.4435 | 2972.7129 | 581.4435 | 2972.7129
6935 | 621.3998 | 2872.7615 | 621.3998 | 2872.7615
6936 | 616.463 | 2758.7267 | 616.463 | 2758.7267
6937 | 580.8011 | 2638.4274 | 580.8011 | 2638.4274
6938 | 572.9676 | 2591.5998 | 572.9676 | 2591.5998
6939 | 583.4332 | 2548.2623 | 583.4332 | 2548.2623
6940 | 584.6074 | 2586.1687 | 584.6074 | 2586.1687
6941 | 594.2017 | 2620.5084 | 594.2017 | 2620.5084
6942 | 596.0386 | 2601.4507 | 596.0386 | 2601.4507
6943 | 569.0659 | 2575.6922 | 569.0659 | 2575.6922
6944 | 581.6597 | 2559.0801 | 581.6597 | 2559.0801
6945 | 585.5464 | 2526.1331 | 585.5464 | 2526.1331
6946 | 564.849 | 2446.0817 | 564.849 | 2446.0817
6947 | 533.117 | 2429.3936 | 533.117 | 2429.3936
6948 | 498.9133 | 2456.3168 | 498.9133 | 2456.3168
6949 | 475.8139 | 2542.1198 | 475.8139 | 2542.1198
6950 | 462.9966 | 2670.7667 | 462.9966 | 2670.7667
6951 | 455.2117 | 2798.3166 | 455.2117 | 2798.3166
6952 | 453.3355 | 2934.0982 | 453.3355 | 2934.0982
6953 | 439.8604 | 3139.3317 | 439.8604 | 3139.3317
6954 | 440.6861 | 3139.0074 | 440.6861 | 3139.0074
6955 | 463.0157 | 3031.4226 | 463.0157 | 3031.4226
6956 | 499.1464 | 2909.9957 | 499.1464 | 2909.9957
6957 | 526.8161 | 2851.6796 | 526.8161 | 2851.6796
6958 | 544.0394 | 2739.3835 | 544.0394 | 2739.3835
6959 | 581.8575 | 2550.9507 | 581.8575 | 2550.9507
6960 | 584.3642 | 2341.8978 | 584.3642 | 2341.8978
6961 | 556.572 | 2133.3065 | 556.572 | 2133.3065
6962 | 550.2947 | 1992.2187 | 550.2947 | 1992.2187
6963 | 552.8861 | 1919.3244 | 552.8861 | 1919.3244
6964 | 555.9606 | 1939.5155 | 555.9606 | 1939.5155
6965 | 571.9561 | 1965.3292 | 571.9561 | 1965.3292
6966 | 562.8776 | 1939.7348 | 562.8776 | 1939.7348
6967 | 550.4345 | 1904.6924 | 550.4345 | 1904.6924
6968 | 555.5747 | 1877.9438 | 555.5747 | 1877.9438
6969 | 566.0181 | 1834.4813 | 566.0181 | 1834.4813
6970 | 549.3068 | 1743.725 | 549.3068 | 1743.725
6971 | 516.2434 | 1693.2169 | 516.2434 | 1693.2169
6972 | 487.7968 | 1691.7199 | 487.7968 | 1691.7199
6973 | 467.2212 | 1776.0072 | 467.2212 | 1776.0072
6974 | 456.1742 | 1876.6129 | 456.1742 | 1876.6129
6975 | 449.5501 | 1978.3952 | 449.5501 | 1978.3952
6976 | 448.7777 | 2109.0612 | 448.7777 | 2109.0612
6977 | 435.0369 | 2335.4204 | 435.0369 | 2335.4204
6978 | 435.5247 | 2402.3571 | 435.5247 | 2402.3571
6979 | 458.6076 | 2431.5679 | 458.6076 | 2431.5679
6980 | 491.2952 | 2425.9058 | 491.2952 | 2425.9058
6981 | 520.643 | 2437.5033 | 520.643 | 2437.5033
6982 | 542.2059 | 2400.9942 | 542.2059 | 2400.9942
6983 | 585.7521 | 2353.3359 | 585.7521 | 2353.3359
6984 | 586.8991 | 2300.8781 | 586.8991 | 2300.8781
6985 | 562.0931 | 2253.0501 | 562.0931 | 2253.0501
6986 | 550.6196 | 2256.3367 | 550.6196 | 2256.3367
6987 | 555.4473 | 2249.8507 | 555.4473 | 2249.8507
6988 | 561.5351 | 2297.7988 | 561.5351 | 2297.7988
6989 | 570.4671 | 2339.3384 | 570.4671 | 2339.3384
6990 | 560.8593 | 2325.2068 | 560.8593 | 2325.2068
6991 | 548.3023 | 2299.922 | 548.3023 | 2299.922
6992 | 558.4151 | 2280.8468 | 558.4151 | 2280.8468
6993 | 567.7453 | 2252.0681 | 567.7453 | 2252.0681
6994 | 551.2315 | 2186.6057 | 551.2315 | 2186.6057
6995 | 523.0066 | 2174.1806 | 523.0066 | 2174.1806
6996 | 493.5437 | 2193.9988 | 493.5437 | 2193.9988
6997 | 471.0887 | 2217.088 | 471.0887 | 2217.088
6998 | 458.4974 | 2222.202 | 458.4974 | 2222.202
6999 | 453.9031 | 2210.4931 | 453.9031 | 2210.4931
7000 | 449.5293 | 2302.3182 | 449.5293 | 2302.3182
7001 | 436.6649 | 2562.7816 | 436.6649 | 2562.7816
7002 | 437.7992 | 2681.6324 | 437.7992 | 2681.6324
7003 | 460.418 | 2733.3899 | 460.418 | 2733.3899
7004 | 496.3032 | 2731.4224 | 496.3032 | 2731.4224
7005 | 523.1892 | 2726.0626 | 523.1892 | 2726.0626
7006 | 546.5874 | 2687.3746 | 546.5874 | 2687.3746
7007 | 577.8637 | 2650.3265 | 577.8637 | 2650.3265
7008 | 574.9512 | 2610.6577 | 574.9512 | 2610.6577
7009 | 563.0431 | 2582.0607 | 563.0431 | 2582.0607
7010 | 551.7017 | 2586.3894 | 551.7017 | 2586.3894
7011 | 555.0379 | 2570.5248 | 555.0379 | 2570.5248
7012 | 561.4456 | 2599.0525 | 561.4456 | 2599.0525
7013 | 570.3502 | 2609.4246 | 570.3502 | 2609.4246
7014 | 566.9618 | 2552.5681 | 566.9618 | 2552.5681
7015 | 548.5697 | 2485.4108 | 548.5697 | 2485.4108
7016 | 557.877 | 2424.1791 | 557.877 | 2424.1791
7017 | 565.794 | 2355.7069 | 565.794 | 2355.7069
7018 | 550.0217 | 2285.792 | 550.0217 | 2285.792
7019 | 516.3153 | 2310.2184 | 516.3153 | 2310.2184
7020 | 488.8379 | 2333.7312 | 488.8379 | 2333.7312
7021 | 464.8645 | 2273.1704 | 464.8645 | 2273.1704
7022 | 454.0803 | 2151.72 | 454.0803 | 2151.72
7023 | 449.1398 | 2066.4977 | 449.1398 | 2066.4977
7024 | 446.109 | 2064.3468 | 446.109 | 2064.3468
7025 | 435.2932 | 2162.7206 | 435.2932 | 2162.7206
7026 | 436.0668 | 2131.7025 | 436.0668 | 2131.7025
7027 | 460.9216 | 2081.0527 | 460.9216 | 2081.0527
7028 | 500.7712 | 1999.9824 | 500.7712 | 1999.9824
7029 | 524.7738 | 1937.6875 | 524.7738 | 1937.6875
7030 | 550.4359 | 1867.169 | 550.4359 | 1867.169
7031 | 585.4877 | 1832.3945 | 585.4877 | 1832.3945
7032 | 579.3784 | 1802.1991 | 579.3784 | 1802.1991
7033 | 559.7146 | 1778.623 | 559.7146 | 1778.623
7034 | 550.2586 | 1798.1091 | 550.2586 | 1798.1091
7035 | 551.1592 | 1806.8753 | 551.1592 | 1806.8753
7036 | 556.302 | 1880.7805 | 556.302 | 1880.7805
7037 | 569.1406 | 1948.0876 | 569.1406 | 1948.0876
7038 | 565.0591 | 1958.2079 | 565.0591 | 1958.2079
7039 | 547.3381 | 1954.3329 | 547.3381 | 1954.3329
7040 | 551.2244 | 1931.2789 | 551.2244 | 1931.2789
7041 | 570.1291 | 1902.7844 | 570.1291 | 1902.7844
7042 | 551.2091 | 1829.2696 | 551.2091 | 1829.2696
7043 | 514.2716 | 1798.0873 | 514.2716 | 1798.0873
7044 | 482.5761 | 1852.578 | 482.5761 | 1852.578
7045 | 462.7003 | 1937.1495 | 462.7003 | 1937.1495
7046 | 451.7477 | 2031.0291 | 451.7477 | 2031.0291
7047 | 447.3138 | 2150.3371 | 447.3138 | 2150.3371
7048 | 443.2272 | 2330.17 | 443.2272 | 2330.17
7049 | 435.8548 | 2621.6113 | 435.8548 | 2621.6113
7050 | 438.3368 | 2734.4939 | 438.3368 | 2734.4939
7051 | 474.4124 | 2764.4626 | 474.4124 | 2764.4626
7052 | 519.7789 | 2756.6216 | 519.7789 | 2756.6216
7053 | 560.1381 | 2791.9973 | 560.1381 | 2791.9973
7054 | 579.5639 | 2853.443 | 579.5639 | 2853.443
7055 | 624.2507 | 2949.9696 | 624.2507 | 2949.9696
7056 | 615.8093 | 3030.9918 | 615.8093 | 3030.9918
7057 | 581.1007 | 3077.8029 | 581.1007 | 3077.8029
7058 | 573.9961 | 3124.3829 | 573.9961 | 3124.3829
7059 | 576.7043 | 3135.9911 | 576.7043 | 3135.9911
7060 | 582.528 | 3204.1175 | 582.528 | 3204.1175
7061 | 595.4238 | 3255.6041 | 595.4238 | 3255.6041
7062 | 595.9084 | 3240.3358 | 595.9084 | 3240.3358
7063 | 570.2754 | 3210.03 | 570.2754 | 3210.03
7064 | 566.6372 | 3180.2499 | 566.6372 | 3180.2499
7065 | 574.3493 | 3145.6925 | 574.3493 | 3145.6925
7066 | 560.4122 | 3061.5675 | 560.4122 | 3061.5675
7067 | 511.9507 | 3003.2912 | 511.9507 | 3003.2912
7068 | 481.5087 | 2980.8581 | 481.5087 | 2980.8581
7069 | 455.313 | 2975.3377 | 455.313 | 2975.3377
7070 | 442.6598 | 2976.1887 | 442.6598 | 2976.1887
7071 | 437.1104 | 2991.1947 | 437.1104 | 2991.1947
7072 | 434.8544 | 3066.9151 | 434.8544 | 3066.9151
7073 | 423.3442 | 3292.1374 | 423.3442 | 3292.1374
7074 | 428.6925 | 3384.3681 | 428.6925 | 3384.3681
7075 | 462.9023 | 3420.3997 | 462.9023 | 3420.3997
7076 | 517.1247 | 3425.9162 | 517.1247 | 3425.9162
7077 | 546.1572 | 3431.4508 | 546.1572 | 3431.4508
7078 | 566.4139 | 3373.7213 | 566.4139 | 3373.7213
7079 | 605.2722 | 3292.243 | 605.2722 | 3292.243
7080 | 600.9144 | 3214.207 | 600.9144 | 3214.207
7081 | 564.915 | 3139.7589 | 564.915 | 3139.7589
7082 | 559.0759 | 3102.5941 | 559.0759 | 3102.5941
7083 | 564.2789 | 3078.4877 | 564.2789 | 3078.4877
7084 | 570.4013 | 3134.2039 | 570.4013 | 3134.2039
7085 | 581.8311 | 3174.0383 | 581.8311 | 3174.0383
7086 | 577.5675 | 3162.1803 | 577.5675 | 3162.1803
7087 | 555.8673 | 3144.7584 | 555.8673 | 3144.7584
7088 | 557.5492 | 3130.9883 | 557.5492 | 3130.9883
7089 | 571.974 | 3093.4941 | 571.974 | 3093.4941
7090 | 554.4568 | 2999.0431 | 554.4568 | 2999.0431
7091 | 514.8735 | 2967.8608 | 514.8735 | 2967.8608
7092 | 480.1573 | 2985.7842 | 480.1573 | 2985.7842
7093 | 452.379 | 3032.9358 | 452.379 | 3032.9358
7094 | 440.2228 | 3088.3535 | 440.2228 | 3088.3535
7095 | 436.2146 | 3152.0528 | 436.2146 | 3152.0528
7096 | 433.7925 | 3257.4248 | 433.7925 | 3257.4248
7097 | 424.6697 | 3467.0161 | 424.6697 | 3467.0161
7098 | 433.3458 | 3528.0793 | 433.3458 | 3528.0793
7099 | 470.1938 | 3533.5119 | 470.1938 | 3533.5119
7100 | 517.669 | 3490.5247 | 517.669 | 3490.5247
7101 | 545.9368 | 3457.692 | 545.9368 | 3457.692
7102 | 573.1883 | 3363.1111 | 573.1883 | 3363.1111
7103 | 609.328 | 3196.6565 | 609.328 | 3196.6565
7104 | 604.0397 | 3025.1183 | 604.0397 | 3025.1183
7105 | 565.6363 | 2903.9663 | 565.6363 | 2903.9663
7106 | 561.8645 | 2851.8336 | 561.8645 | 2851.8336
7107 | 563.4537 | 2799.686 | 563.4537 | 2799.686
7108 | 559.3441 | 2823.7611 | 559.3441 | 2823.7611
7109 | 575.1035 | 2844.4592 | 575.1035 | 2844.4592
7110 | 567.6448 | 2807.6863 | 567.6448 | 2807.6863
7111 | 544.1081 | 2766.8651 | 544.1081 | 2766.8651
7112 | 542.302 | 2741.6322 | 542.302 | 2741.6322
7113 | 559.5018 | 2708.401 | 559.5018 | 2708.401
7114 | 543.993 | 2636.5914 | 543.993 | 2636.5914
7115 | 505.2053 | 2642.5447 | 505.2053 | 2642.5447
7116 | 474.494 | 2769.2227 | 474.494 | 2769.2227
7117 | 452.5563 | 2956.6751 | 452.5563 | 2956.6751
7118 | 441.0331 | 3085.9852 | 441.0331 | 3085.9852
7119 | 436.3587 | 3083.5602 | 436.3587 | 3083.5602
7120 | 430.2201 | 3040.3896 | 430.2201 | 3040.3896
7121 | 417.4884 | 3123.0375 | 417.4884 | 3123.0375
7122 | 424.9617 | 3115.324 | 424.9617 | 3115.324
7123 | 454.6887 | 3095.0837 | 454.6887 | 3095.0837
7124 | 495.3918 | 3039.2127 | 495.3918 | 3039.2127
7125 | 521.3244 | 2976.5388 | 521.3244 | 2976.5388
7126 | 547.0574 | 2854.6745 | 547.0574 | 2854.6745
7127 | 584.7112 | 2688.22 | 584.7112 | 2688.22
7128 | 585.4314 | 2462.1151 | 585.4314 | 2462.1151
7129 | 560.1603 | 2202.4622 | 560.1603 | 2202.4622
7130 | 547.8434 | 2011.8286 | 547.8434 | 2011.8286
7131 | 548.7329 | 1916.0087 | 548.7329 | 1916.0087
7132 | 550.2466 | 1932.3157 | 550.2466 | 1932.3157
7133 | 561.8117 | 1960.1188 | 561.8117 | 1960.1188
7134 | 559.5885 | 1942.9558 | 559.5885 | 1942.9558
7135 | 538.78 | 1912.8395 | 538.78 | 1912.8395
7136 | 539.6766 | 1877.9438 | 539.6766 | 1877.9438
7137 | 553.5568 | 1826.6184 | 553.5568 | 1826.6184
7138 | 534.8642 | 1729.9886 | 534.8642 | 1729.9886
7139 | 501.5213 | 1662.4284 | 501.5213 | 1662.4284
7140 | 471.7964 | 1653.5422 | 471.7964 | 1653.5422
7141 | 448.1082 | 1674.4525 | 448.1082 | 1674.4525
7142 | 437.2007 | 1701.2606 | 437.2007 | 1701.2606
7143 | 431.851 | 1744.0237 | 431.851 | 1744.0237
7144 | 425.7367 | 1869.7635 | 425.7367 | 1869.7635
7145 | 413.0389 | 2130.7005 | 413.0389 | 2130.7005
7146 | 418.3916 | 2227.1942 | 418.3916 | 2227.1942
7147 | 440.0224 | 2248.7316 | 440.0224 | 2248.7316
7148 | 475.3141 | 2223.649 | 475.3141 | 2223.649
7149 | 499.46 | 2198.2056 | 499.46 | 2198.2056
7150 | 519.5821 | 2125.7924 | 519.5821 | 2125.7924
7151 | 563.0309 | 2034.5565 | 563.0309 | 2034.5565
7152 | 562.4569 | 1931.2266 | 562.4569 | 1931.2266
7153 | 542.0033 | 1856.4942 | 542.0033 | 1856.4942
7154 | 534.3546 | 1840.2657 | 534.3546 | 1840.2657
7155 | 533.6229 | 1835.9586 | 533.6229 | 1835.9586
7156 | 537.4898 | 1901.1482 | 537.4898 | 1901.1482
7157 | 543.8394 | 1954.9085 | 543.8394 | 1954.9085
7158 | 536.1319 | 1946.8399 | 536.1319 | 1946.8399
7159 | 520.5175 | 1922.6918 | 520.5175 | 1922.6918
7160 | 522.8168 | 1893.859 | 522.8168 | 1893.859
7161 | 538.1375 | 1851.7229 | 538.1375 | 1851.7229
7162 | 529.795 | 1764.0927 | 529.795 | 1764.0927
7163 | 497.6882 | 1711.1216 | 497.6882 | 1711.1216
7164 | 467.7109 | 1748.8445 | 467.7109 | 1748.8445
7165 | 445.6744 | 1808.5957 | 445.6744 | 1808.5957
7166 | 433.4261 | 1896.2229 | 433.4261 | 1896.2229
7167 | 425.7191 | 1982.4687 | 425.7191 | 1982.4687
7168 | 422.4779 | 2105.556 | 422.4779 | 2105.556
7169 | 409.9278 | 2339.8729 | 409.9278 | 2339.8729
7170 | 412.448 | 2419.5986 | 412.448 | 2419.5986
7171 | 436.9103 | 2445.2095 | 436.9103 | 2445.2095
7172 | 473.1954 | 2439.5475 | 473.1954 | 2439.5475
7173 | 502.36 | 2445.6504 | 502.36 | 2445.6504
7174 | 521.2367 | 2313.1759 | 521.2367 | 2313.1759
7175 | 558.1392 | 2100.6807 | 558.1392 | 2100.6807
7176 | 559.2827 | 1986.5512 | 559.2827 | 1986.5512
7177 | 536.4291 | 1908.8821 | 536.4291 | 1908.8821
7178 | 533.6924 | 1874.0856 | 533.6924 | 1874.0856
7179 | 532.8948 | 1836.9059 | 532.8948 | 1836.9059
7180 | 534.7387 | 1880.4963 | 534.7387 | 1880.4963
7181 | 542.8605 | 1928.1935 | 542.8605 | 1928.1935
7182 | 540.6252 | 1914.062 | 540.6252 | 1914.062
7183 | 518.9127 | 1882.1457 | 518.9127 | 1882.1457
7184 | 520.4738 | 1847.5342 | 520.4738 | 1847.5342
7185 | 538.8526 | 1795.5457 | 538.8526 | 1795.5457
7186 | 526.7738 | 1689.4425 | 526.7738 | 1689.4425
7187 | 492.0864 | 1609.0933 | 492.0864 | 1609.0933
7188 | 460.8059 | 1569.3238 | 460.8059 | 1569.3238
7189 | 442.0584 | 1561.0561 | 442.0584 | 1561.0561
7190 | 429.3006 | 1563.7071 | 429.3006 | 1563.7071
7191 | 425.1947 | 1566.3977 | 425.1947 | 1566.3977
7192 | 419.8508 | 1633.0236 | 419.8508 | 1633.0236
7193 | 408.1709 | 1839.015 | 408.1709 | 1839.015
7194 | 414.058 | 1895.3416 | 414.058 | 1895.3416
7195 | 444.0673 | 1888.2693 | 444.0673 | 1888.2693
7196 | 481.7074 | 1839.2191 | 481.7074 | 1839.2191
7197 | 512.004 | 1818.8913 | 512.004 | 1818.8913
7198 | 533.6113 | 1789.8662 | 533.6113 | 1789.8662
7199 | 576.9509 | 1767.407 | 576.9509 | 1767.407
7200 | 571.2436 | 1741.7589 | 571.2436 | 1741.7589
7201 | 543.6644 | 1715.7197 | 543.6644 | 1715.7197
7202 | 538.559 | 1698.7333 | 538.559 | 1698.7333
7203 | 540.8999 | 1727.6778 | 540.8999 | 1727.6778
7204 | 538.5234 | 1806.6986 | 538.5234 | 1806.6986
7205 | 549.1515 | 1866.2376 | 549.1515 | 1866.2376
7206 | 545.5745 | 1861.6742 | 545.5745 | 1861.6742
7207 | 529.8684 | 1848.9889 | 529.8684 | 1848.9889
7208 | 524.9455 | 1827.7348 | 524.9455 | 1827.7348
7209 | 540.3411 | 1798.3878 | 540.3411 | 1798.3878
7210 | 533.5298 | 1719.7573 | 533.5298 | 1719.7573
7211 | 491.8383 | 1667.7335 | 491.8383 | 1667.7335
7212 | 458.7817 | 1651.6475 | 458.7817 | 1651.6475
7213 | 436.7136 | 1655.6005 | 436.7136 | 1655.6005
7214 | 426.398 | 1653.2305 | 426.398 | 1653.2305
7215 | 420.8545 | 1672.9733 | 420.8545 | 1672.9733
7216 | 416.8776 | 1781.7558 | 416.8776 | 1781.7558
7217 | 407.3185 | 2028.7669 | 407.3185 | 2028.7669
7218 | 415.4255 | 2125.2606 | 415.4255 | 2125.2606
7219 | 454.1681 | 2166.692 | 454.1681 | 2166.692
7220 | 506.0973 | 2181.1135 | 506.0973 | 2181.1135
7221 | 539.6969 | 2220.2786 | 539.6969 | 2220.2786
7222 | 560.6517 | 2242.4097 | 560.6517 | 2242.4097
7223 | 605.4729 | 2263.0545 | 605.4729 | 2263.0545
7224 | 597.7079 | 2276.342 | 597.7079 | 2276.342
7225 | 568.1735 | 2273.5126 | 568.1735 | 2273.5126
7226 | 562.0125 | 2284.3779 | 562.0125 | 2284.3779
7227 | 561.0664 | 2274.7657 | 561.0664 | 2274.7657
7228 | 565.3086 | 2321.6718 | 565.3086 | 2321.6718
7229 | 574.6587 | 2353.9274 | 574.6587 | 2353.9274
7230 | 567.9591 | 2326.3436 | 567.9591 | 2326.3436
7231 | 535.8341 | 2286.5645 | 535.8341 | 2286.5645
7232 | 530.0809 | 2248.0689 | 530.0809 | 2248.0689
7233 | 545.4971 | 2192.2911 | 545.4971 | 2192.2911
7234 | 532.8095 | 2100.1137 | 532.8095 | 2100.1137
7235 | 493.8452 | 2068.9313 | 493.8452 | 2068.9313
7236 | 458.4105 | 2114.3276 | 458.4105 | 2114.3276
7237 | 434.1333 | 2152.669 | 434.1333 | 2152.669
7238 | 423.7374 | 2155.0357 | 423.7374 | 2155.0357
7239 | 418.9075 | 2150.2424 | 418.9075 | 2150.2424
7240 | 413.1102 | 2215.0683 | 413.1102 | 2215.0683
7241 | 402.6389 | 2435.1751 | 402.6389 | 2435.1751
7242 | 413.7322 | 2507.7011 | 413.7322 | 2507.7011
7243 | 442.4621 | 2494.8501 | 442.4621 | 2494.8501
7244 | 493.3793 | 2438.3159 | 493.3793 | 2438.3159
7245 | 523.3671 | 2396.673 | 523.3671 | 2396.673
7246 | 550.9668 | 2336.7646 | 550.9668 | 2336.7646
7247 | 588.979 | 2301.0428 | 588.979 | 2301.0428
7248 | 591.5969 | 2263.5529 | 591.5969 | 2263.5529
7249 | 553.8709 | 2218.7565 | 553.8709 | 2218.7565
7250 | 546.6142 | 2206.9804 | 546.6142 | 2206.9804
7251 | 548.1998 | 2192.5368 | 548.1998 | 2192.5368
7252 | 550.7755 | 2243.99 | 550.7755 | 2243.99
7253 | 562.4183 | 2283.4454 | 562.4183 | 2283.4454
7254 | 557.0922 | 2266.1877 | 557.0922 | 2266.1877
7255 | 538.3136 | 2237.1134 | 538.3136 | 2237.1134
7256 | 527.3308 | 2212.7332 | 527.3308 | 2212.7332
7257 | 542.1028 | 2193.5226 | 542.1028 | 2193.5226
7258 | 534.4252 | 2140.3756 | 534.4252 | 2140.3756
7259 | 496.9436 | 2115.4456 | 496.9436 | 2115.4456
7260 | 458.9196 | 895.8701 | 458.9196 | 895.8701
7261 | 435.6594 | 899.163 | 435.6594 | 899.163
7262 | 424.017 | 910.9259 | 424.017 | 910.9259
7263 | 421.1686 | 925.102 | 421.1686 | 925.102
7264 | 413.947 | 996.8284 | 413.947 | 996.8284
7265 | 400.203 | 1212.8524 | 400.203 | 1212.8524
7266 | 414.0325 | 1277.8247 | 414.0325 | 1277.8247
7267 | 449.5757 | 1285.0963 | 449.5757 | 1285.0963
7268 | 498.7375 | 1251.5804 | 498.7375 | 1251.5804
7269 | 530.4452 | 1229.8805 | 530.4452 | 1229.8805
7270 | 554.8157 | 1184.401 | 554.8157 | 1184.401
7271 | 599.6455 | 1144.4567 | 599.6455 | 1144.4567
7272 | 598.3969 | 1107.4973 | 598.3969 | 1107.4973
7273 | 563.8071 | 1070.1762 | 563.8071 | 1070.1762
7274 | 557.4926 | 1073.2484 | 557.4926 | 1073.2484
7275 | 556.9079 | 1058.498 | 556.9079 | 1058.498
7276 | 554.8292 | 1105.0786 | 554.8292 | 1105.0786
7277 | 558.7684 | 1152.6679 | 558.7684 | 1152.6679
7278 | 555.7193 | 1136.6004 | 555.7193 | 1136.6004
7279 | 531.8515 | 1106.7768 | 531.8515 | 1106.7768
7280 | 520.0959 | 1073.8311 | 520.0959 | 1073.8311
7281 | 532.6539 | 1037.0987 | 532.6539 | 1037.0987
7282 | 525.9743 | 953.6664 | 525.9743 | 953.6664
7283 | 498.6626 | 905.5625 | 498.6626 | 905.5625
7284 | 465.7637 | 895.5557 | 465.7637 | 895.5557
7285 | 441.303 | 899.2023 | 441.303 | 899.2023
7286 | 426.1251 | 908.4109 | 426.1251 | 908.4109
7287 | 419.6106 | 924.9055 | 419.6106 | 924.9055
7288 | 412.166 | 1000.7581 | 412.166 | 1000.7581
7289 | 403.1487 | 1220.2009 | 403.1487 | 1220.2009
7290 | 411.3438 | 1290.5569 | 411.3438 | 1290.5569
7291 | 440.6675 | 1301.7976 | 440.6675 | 1301.7976
7292 | 481.3852 | 1270.0108 | 481.3852 | 1270.0108
7293 | 513.3723 | 1250.9044 | 513.3723 | 1250.9044
7294 | 533.2772 | 1211.0052 | 533.2772 | 1211.0052
7295 | 571.2185 | 1177.5056 | 571.2185 | 1177.5056
7296 | 572.9513 | 1141.7643 | 572.9513 | 1141.7643
7297 | 546.6008 | 1099.0596 | 546.6008 | 1099.0596
7298 | 537.5995 | 1100.6385 | 537.5995 | 1100.6385
7299 | 535.4567 | 1087.8922 | 535.4567 | 1087.8922
7300 | 533.2395 | 1139.1099 | 533.2395 | 1139.1099
7301 | 542.3768 | 1191.0612 | 542.3768 | 1191.0612
7302 | 535.2562 | 1178.8448 | 535.2562 | 1178.8448
7303 | 516.3055 | 1154.1691 | 516.3055 | 1154.1691
7304 | 508.6506 | 1130.7333 | 508.6506 | 1130.7333
7305 | 524.2051 | 1106.3794 | 524.2051 | 1106.3794
7306 | 518.187 | 1028.9596 | 518.187 | 1028.9596
7307 | 492.4797 | 980.227 | 492.4797 | 980.227
7308 | 461.9612 | 972.8531 | 461.9612 | 972.8531
7309 | 436.8651 | 988.2101 | 436.8651 | 988.2101
7310 | 426.2324 | 1008.8543 | 426.2324 | 1008.8543
7311 | 418.5848 | 1029.7108 | 418.5848 | 1029.7108
7312 | 409.0241 | 1105.0132 | 409.0241 | 1105.0132
7313 | 398.8513 | 1319.1903 | 398.8513 | 1319.1903
7314 | 402.3913 | 1380.2722 | 402.3913 | 1380.2722
7315 | 424.0047 | 1381.6099 | 424.0047 | 1381.6099
7316 | 457.7015 | 1339.4094 | 457.7015 | 1339.4094
7317 | 484.3493 | 1304.5449 | 484.3493 | 1304.5449
7318 | 508.4658 | 1249.5556 | 508.4658 | 1249.5556
7319 | 545.3815 | 1203.7167 | 545.3815 | 1203.7167
7320 | 549.1266 | 1152.1781 | 549.1266 | 1152.1781
7321 | 528.4156 | 1085.227 | 528.4156 | 1085.227
7322 | 518.9715 | 1061.6951 | 518.9715 | 1061.6951
7323 | 512.8273 | 1039.1245 | 512.8273 | 1039.1245
7324 | 516.5703 | 1084.0154 | 516.5703 | 1084.0154
7325 | 525.5307 | 1127.007 | 525.5307 | 1127.007
7326 | 520.7308 | 1106.9311 | 520.7308 | 1106.9311
7327 | 506.3424 | 1074.7497 | 506.3424 | 1074.7497
7328 | 502.0207 | 1042.0398 | 502.0207 | 1042.0398
7329 | 519.063 | 1001.8492 | 519.063 | 1001.8492
7330 | 512.1872 | 910.7932 | 512.1872 | 910.7932
7331 | 483.4958 | 851.2933 | 483.4958 | 851.2933
7332 | 457.0978 | 849.028 | 457.0978 | 849.028
7333 | 435.8901 | 862.1451 | 435.8901 | 862.1451
7334 | 422.9245 | 878.5452 | 422.9245 | 878.5452
7335 | 417.7197 | 900.3841 | 417.7197 | 900.3841
7336 | 409.8079 | 977.5335 | 409.8079 | 977.5335
7337 | 398.1088 | 1194.3434 | 398.1088 | 1194.3434
7338 | 402.0571 | 1260.0231 | 402.0571 | 1260.0231
7339 | 425.0868 | 1266.3516 | 425.0868 | 1266.3516
7340 | 461.551 | 1230.7923 | 461.551 | 1230.7923
7341 | 489.2327 | 1202.962 | 489.2327 | 1202.962
7342 | 513.0081 | 1139.7596 | 513.0081 | 1139.7596
7343 | 552.9392 | 1077.4945 | 552.9392 | 1077.4945
7344 | 550.7299 | 1022.7335 | 550.7299 | 1022.7335
7345 | 526.6292 | 981.5613 | 526.6292 | 981.5613
7346 | 521.9476 | 991.5105 | 521.9476 | 991.5105
7347 | 519.3007 | 990.514 | 519.3007 | 990.514
7348 | 526.6934 | 1049.7483 | 526.6934 | 1049.7483
7349 | 535.249 | 1105.0792 | 535.249 | 1105.0792
7350 | 521.9742 | 1093.02 | 521.9742 | 1093.02
7351 | 505.8974 | 1064.4932 | 505.8974 | 1064.4932
7352 | 499.9094 | 1032.7657 | 499.9094 | 1032.7657
7353 | 516.8358 | 993.754 | 516.8358 | 993.754
7354 | 514.0735 | 911.3434 | 514.0735 | 911.3434
7355 | 483.1153 | 859.0741 | 483.1153 | 859.0741
7356 | 454.5089 | 844.0765 | 454.5089 | 844.0765
7357 | 431.6773 | 849.7272 | 431.6773 | 849.7272
7358 | 419.679 | 861.2544 | 419.679 | 861.2544
7359 | 413.1379 | 877.356 | 413.1379 | 877.356
7360 | 405.0037 | 951.4795 | 405.0037 | 951.4795
7361 | 394.7432 | 1166.6783 | 394.7432 | 1166.6783
7362 | 404.1662 | 1230.9826 | 404.1662 | 1230.9826
7363 | 433.4594 | 1237.3504 | 433.4594 | 1237.3504
7364 | 480.7383 | 1201.2802 | 480.7383 | 1201.2802
7365 | 505.7869 | 1174.0786 | 505.7869 | 1174.0786
7366 | 535.6877 | 1108.7935 | 535.6877 | 1108.7935
7367 | 582.1109 | 1051.8728 | 582.1109 | 1051.8728
7368 | 576.9951 | 1010.1584 | 576.9951 | 1010.1584
7369 | 545.6825 | 968.3182 | 545.6825 | 968.3182
7370 | 539.4393 | 975.2415 | 539.4393 | 975.2415
7371 | 538.4612 | 968.2326 | 538.4612 | 968.2326
7372 | 545.5591 | 1020.3934 | 545.5591 | 1020.3934
7373 | 550.6618 | 1068.9652 | 550.6618 | 1068.9652
7374 | 544.5567 | 1051.3258 | 544.5567 | 1051.3258
7375 | 524.1376 | 1017.6904 | 524.1376 | 1017.6904
7376 | 516.3615 | 981.0114 | 516.3615 | 981.0114
7377 | 531.8136 | 937.8343 | 531.8136 | 937.8343
7378 | 526.3658 | 841.7876 | 526.3658 | 841.7876
7379 | 487.4907 | 771.8346 | 487.4907 | 771.8346
7380 | 460.2136 | 762.4565 | 460.2136 | 762.4565
7381 | 434.8171 | 775.0235 | 434.8171 | 775.0235
7382 | 422.2619 | 789.9302 | 422.2619 | 789.9302
7383 | 417.5323 | 814.4807 | 417.5323 | 814.4807
7384 | 409.4701 | 911.3179 | 409.4701 | 911.3179
7385 | 398.4515 | 1168.9182 | 398.4515 | 1168.9182
7386 | 411.5136 | 1273.7378 | 411.5136 | 1273.7378
7387 | 444.505 | 1289.1439 | 444.505 | 1289.1439
7388 | 500.2678 | 1243.0923 | 500.2678 | 1243.0923
7389 | 534.8246 | 1181.9773 | 534.8246 | 1181.9773
7390 | 551.4197 | 1082.4251 | 551.4197 | 1082.4251
7391 | 596.0617 | 988.801 | 596.0617 | 988.801
7392 | 587.2636 | 918.2425 | 587.2636 | 918.2425
7393 | 555.4751 | 861.8231 | 555.4751 | 861.8231
7394 | 548.7831 | 855.6212 | 548.7831 | 855.6212
7395 | 552.3033 | 847.2762 | 552.3033 | 847.2762
7396 | 554.7506 | 907.8073 | 554.7506 | 907.8073
7397 | 567.0334 | 962.1557 | 567.0334 | 962.1557
7398 | 557.4526 | 948.6818 | 557.4526 | 948.6818
7399 | 529.2567 | 921.4518 | 529.2567 | 921.4518
7400 | 523.4146 | 889.8029 | 523.4146 | 889.8029
7401 | 534.0804 | 847.2152 | 534.0804 | 847.2152
7402 | 525.1635 | 753.2905 | 525.1635 | 753.2905
7403 | 487.7887 | 687.228 | 487.7887 | 687.228
7404 | 460.6649 | 656.3151 | 460.6649 | 656.3151
7405 | 441.0233 | 651.3949 | 441.0233 | 651.3949
7406 | 428.6935 | 658.8745 | 428.6935 | 658.8745
7407 | 419.1785 | 677.2946 | 419.1785 | 677.2946
7408 | 410.4581 | 758.3344 | 410.4581 | 758.3344
7409 | 400.2364 | 980.2136 | 400.2364 | 980.2136
7410 | 415.0632 | 1053.4776 | 415.0632 | 1053.4776
7411 | 447.6027 | 1066.2902 | 447.6027 | 1066.2902
7412 | 502.566 | 1034.2283 | 502.566 | 1034.2283
7413 | 537.8244 | 1010.8385 | 537.8244 | 1010.8385
7414 | 563.5891 | 961.5866 | 563.5891 | 961.5866
7415 | 603.7544 | 919.7953 | 603.7544 | 919.7953
7416 | 598.8468 | 886.8442 | 598.8468 | 886.8442
7417 | 560.5446 | 851.1736 | 560.5446 | 851.1736
7418 | 556.9099 | 863.0483 | 556.9099 | 863.0483
7419 | 553.7501 | 862.4449 | 553.7501 | 862.4449
7420 | 553.8558 | 921.522 | 553.8558 | 921.522
7421 | 563.6514 | 976.1062 | 563.6514 | 976.1062
7422 | 557.6299 | 962.6322 | 557.6299 | 962.6322
7423 | 530.0223 | 931.5904 | 530.0223 | 931.5904
7424 | 519.6165 | 898.684 | 519.6165 | 898.684
7425 | 531.1472 | 864.5059 | 531.1472 | 864.5059
7426 | 525.8354 | 779.6982 | 525.8354 | 779.6982
7427 | 492.2505 | 718.1548 | 492.2505 | 718.1548
7428 | 457.3391 | 689.6783 | 457.3391 | 689.6783
7429 | 436.517 | 686.6836 | 436.517 | 686.6836
7430 | 427.4986 | 695.8923 | 427.4986 | 695.8923
7431 | 419.84 | 708.0642 | 419.84 | 708.0642
7432 | 411.0888 | 777.1577 | 411.0888 | 777.1577
7433 | 403.3863 | 987.6015 | 403.3863 | 987.6015
7434 | 417.3065 | 1046.247 | 417.3065 | 1046.247
7435 | 448.8957 | 1047.3097 | 448.8957 | 1047.3097
7436 | 501.4253 | 1003.9302 | 501.4253 | 1003.9302
7437 | 537.0662 | 972.7597 | 537.0662 | 972.7597
7438 | 563.2195 | 925.7084 | 563.2195 | 925.7084
7439 | 597.1092 | 890.1653 | 597.1092 | 890.1653
7440 | 586.7451 | 862.5586 | 586.7451 | 862.5586
7441 | 549.3405 | 830.1104 | 549.3405 | 830.1104
7442 | 546.7883 | 841.4349 | 546.7883 | 841.4349
7443 | 552.1276 | 839.5347 | 552.1276 | 839.5347
7444 | 553.2998 | 898.376 | 553.2998 | 898.376
7445 | 554.6645 | 950.4059 | 554.6645 | 950.4059
7446 | 556.3896 | 931.7447 | 556.3896 | 931.7447
7447 | 527.4154 | 895.7908 | 527.4154 | 895.7908
7448 | 517.1145 | 859.7013 | 517.1145 | 859.7013
7449 | 527.388 | 824.0692 | 527.388 | 824.0692
7450 | 521.9834 | 744.1343 | 521.9834 | 744.1343
7451 | 493.0872 | 692.4545 | 493.0872 | 692.4545
7452 | 462.0247 | 672.977 | 462.0247 | 672.977
7453 | 440.4346 | 671.515 | 440.4346 | 671.515
7454 | 428.6318 | 680.8022 | 428.6318 | 680.8022
7455 | 420.9407 | 699.9297 | 420.9407 | 699.9297
7456 | 409.2253 | 791.1081 | 409.2253 | 791.1081
7457 | 402.2437 | 1033.1468 | 402.2437 | 1033.1468
7458 | 408.9042 | 1118.082 | 408.9042 | 1118.082
7459 | 436.2629 | 1136.1997 | 436.2629 | 1136.1997
7460 | 478.8321 | 1105.0416 | 478.8321 | 1105.0416
7461 | 513.1907 | 1077.2506 | 513.1907 | 1077.2506
7462 | 540.573 | 1028.5488 | 540.573 | 1028.5488
7463 | 578.9366 | 992.8879 | 578.9366 | 992.8879
7464 | 573.7249 | 966.6565 | 573.7249 | 966.6565
7465 | 543.0672 | 937.3914 | 543.0672 | 937.3914
7466 | 538.7252 | 951.6239 | 538.7252 | 951.6239
7467 | 540.0202 | 953.2604 | 540.0202 | 953.2604
7468 | 541.7891 | 1013.6343 | 541.7891 | 1013.6343
7469 | 547.3225 | 1066.0179 | 547.3225 | 1066.0179
7470 | 538.9544 | 1052.2296 | 538.9544 | 1052.2296
7471 | 517.6952 | 1021.6201 | 517.6952 | 1021.6201
7472 | 504.877 | 987.8884 | 504.877 | 987.8884
7473 | 515.7688 | 944.947 | 515.7688 | 944.947
7474 | 521.5536 | 849.254 | 521.5536 | 849.254
7475 | 496.6748 | 783.8595 | 496.6748 | 783.8595
7476 | 467.2165 | 763.5568 | 467.2165 | 763.5568
7477 | 442.2041 | 779.9749 | 442.2041 | 779.9749
7478 | 429.418 | 792.6417 | 429.418 | 792.6417
7479 | 420.2224 | 801.7091 | 420.2224 | 801.7091
7480 | 407.0636 | 872.2566 | 407.0636 | 872.2566
7481 | 397.4908 | 1090.049 | 397.4908 | 1090.049
7482 | 404.3031 | 1156.3181 | 404.3031 | 1156.3181
7483 | 426.2422 | 1161.4284 | 426.2422 | 1161.4284
7484 | 460.8423 | 1123.4327 | 460.8423 | 1123.4327
7485 | 490.5108 | 1100.711 | 490.5108 | 1100.711
7486 | 515.0494 | 1043.7568 | 515.0494 | 1043.7568
7487 | 551.7914 | 980.9023 | 551.7914 | 980.9023
7488 | 551.4923 | 944.8466 | 551.4923 | 944.8466
7489 | 531.8549 | 905.9537 | 531.8549 | 905.9537
7490 | 527.0952 | 910.9515 | 527.0952 | 910.9515
7491 | 527.786 | 901.2311 | 527.786 | 901.2311
7492 | 532.103 | 950.4839 | 532.103 | 950.4839
7493 | 537.6524 | 996.187 | 537.6524 | 996.187
7494 | 531.6898 | 975.0894 | 531.6898 | 975.0894
7495 | 514.3439 | 936.7384 | 514.3439 | 936.7384
7496 | 507.0091 | 897.23 | 507.0091 | 897.23
7497 | 515.5613 | 852.9526 | 515.5613 | 852.9526
7498 | 519.4707 | 760.7963 | 519.4707 | 760.7963
7499 | 495.7724 | 699.7244 | 495.7724 | 699.7244
7500 | 465.0871 | 671.5623 | 465.0871 | 671.5623
7501 | 443.4534 | 660.8262 | 443.4534 | 660.8262
7502 | 432.1067 | 657.7741 | 432.1067 | 657.7741
7503 | 427.2677 | 667.1559 | 427.2677 | 667.1559
7504 | 408.7801 | 742.5762 | 408.7801 | 742.5762
7505 | 400.8747 | 963.7089 | 400.8747 | 963.7089
7506 | 408.5006 | 1033.4754 | 408.5006 | 1033.4754
7507 | 429.022 | 1042.3189 | 429.022 | 1042.3189
7508 | 464.6298 | 1005.7772 | 464.6298 | 1005.7772
7509 | 492.195 | 979.4009 | 492.195 | 979.4009
7510 | 517.2289 | 932.7818 | 517.2289 | 932.7818
7511 | 556.77 | 887.7682 | 556.77 | 887.7682
7512 | 556.3706 | 852.0269 | 556.3706 | 852.0269
7513 | 532.7711 | 814.195 | 532.7711 | 814.195
7514 | 527.1468 | 817.896 | 527.1468 | 817.896
7515 | 521.0795 | 808.7257 | 521.0795 | 808.7257
7516 | 522.8852 | 861.1616 | 522.8852 | 861.1616
7517 | 530.7839 | 910.0478 | 530.7839 | 910.0478
7518 | 520.1783 | 894.8841 | 520.1783 | 894.8841
7519 | 497.347 | 864.5889 | 497.347 | 864.5889
7520 | 493.1482 | 834.9442 | 493.1482 | 834.9442
7521 | 503.984 | 803.9884 | 503.984 | 803.9884
7522 | 510.0045 | 724.8394 | 510.0045 | 724.8394
7523 | 488.6271 | 678.2682 | 488.6271 | 678.2682
7524 | 458.1152 | 671.7981 | 458.1152 | 671.7981
7525 | 436.6299 | 693.0105 | 436.6299 | 693.0105
7526 | 424.1985 | 718.1738 | 424.1985 | 718.1738
7527 | 414.0806 | 742.5277 | 414.0806 | 742.5277
7528 | 400.4345 | 819.5199 | 400.4345 | 819.5199
7529 | 392.4655 | 1034.5615 | 392.4655 | 1034.5615
7530 | 403.5902 | 1098.8658 | 403.5902 | 1098.8658
7531 | 433.1248 | 1102.9543 | 433.1248 | 1102.9543
7532 | 472.3445 | 1061.6969 | 472.3445 | 1061.6969
7533 | 502.8272 | 1027.2647 | 502.8272 | 1027.2647
7534 | 527.7704 | 967.2847 | 527.7704 | 967.2847
7535 | 566.2609 | 912.2503 | 566.2609 | 912.2503
7536 | 558.5294 | 863.934 | 558.5294 | 863.934
7537 | 528.8035 | 819.3037 | 528.8035 | 819.3037
7538 | 531.7234 | 824.4586 | 531.7234 | 824.4586
7539 | 532.7836 | 818.1177 | 532.7836 | 818.1177
7540 | 529.5309 | 870.9466 | 529.5309 | 870.9466
7541 | 537.2746 | 921.8369 | 537.2746 | 921.8369
7542 | 530.8582 | 909.5026 | 530.8582 | 909.5026
7543 | 506.5292 | 881.8796 | 506.5292 | 881.8796
7544 | 498.9378 | 852.7065 | 498.9378 | 852.7065
7545 | 505.6773 | 825.6804 | 505.6773 | 825.6804
7546 | 511.7402 | 752.1116 | 511.7402 | 752.1116
7547 | 486.0088 | 709.3522 | 486.0088 | 709.3522
7548 | 453.0603 | 695.1013 | 453.0603 | 695.1013
7549 | 430.6737 | 697.7654 | 430.6737 | 697.7654
7550 | 417.8241 | 712.515 | 417.8241 | 712.515
7551 | 412.6717 | 738.205 | 412.6717 | 738.205
7552 | 395.21 | 822.0349 | 395.21 | 822.0349
7553 | 392.0236 | 1047.6867 | 392.0236 | 1047.6867
7554 | 402.8077 | 1119.9683 | 402.8077 | 1119.9683
7555 | 439.155 | 1128.6939 | 439.155 | 1128.6939
7556 | 490.7026 | 1088.9298 | 490.7026 | 1088.9298
7557 | 528.0967 | 1049.5855 | 528.0967 | 1049.5855
7558 | 556.1041 | 988.0335 | 556.1041 | 988.0335
7559 | 595.9655 | 926.24 | 595.9655 | 926.24
7560 | 585.7725 | 865.7023 | 585.7725 | 865.7023
7561 | 550.7161 | 801.62 | 550.7161 | 801.62
7562 | 545.0926 | 780.6816 | 545.0926 | 780.6816
7563 | 550.0768 | 745.8897 | 550.0768 | 745.8897
7564 | 551.3877 | 772.9004 | 551.3877 | 772.9004
7565 | 560.5647 | 798.7584 | 560.5647 | 798.7584
7566 | 549.6124 | 766.304 | 549.6124 | 766.304
7567 | 520.3731 | 731.3325 | 520.3731 | 731.3325
7568 | 509.3675 | 696.8149 | 509.3675 | 696.8149
7569 | 519.0161 | 657.0566 | 519.0161 | 657.0566
7570 | 518.5243 | 576.1 | 518.5243 | 576.1
7571 | 490.3552 | 535.7377 | 490.3552 | 535.7377
7572 | 454.9276 | 522.2334 | 454.9276 | 522.2334
7573 | 432.7057 | 532.9534 | 432.7057 | 532.9534
7574 | 423.2459 | 574.1892 | 423.2459 | 574.1892
7575 | 412.9176 | 625.0294 | 412.9176 | 625.0294
7576 | 399.2753 | 725.2069 | 399.2753 | 725.2069
7577 | 391.6355 | 957.2642 | 391.6355 | 957.2642
7578 | 407.3097 | 1033.3182 | 407.3097 | 1033.3182
7579 | 440.3201 | 1050.2962 | 440.3201 | 1050.2962
7580 | 491.0063 | 1018.2344 | 491.0063 | 1018.2344
7581 | 526.416 | 994.2552 | 526.416 | 994.2552
7582 | 552.2296 | 954.1201 | 552.2296 | 954.1201
7583 | 588.6766 | 916.1014 | 588.6766 | 916.1014
7584 | 584.5557 | 872.8937 | 584.5557 | 872.8937
7585 | 544.7484 | 820.3254 | 544.7484 | 820.3254
7586 | 543.1038 | 808.7791 | 543.1038 | 808.7791
7587 | 545.9857 | 783.5363 | 545.9857 | 783.5363
7588 | 548.1473 | 823.24 | 548.1473 | 823.24
7589 | 559.0228 | 863.3628 | 559.0228 | 863.3628
7590 | 553.9309 | 840.6541 | 553.9309 | 840.6541
7591 | 525.3578 | 809.966 | 525.3578 | 809.966
7592 | 512.0334 | 776.3915 | 512.0334 | 776.3915
7593 | 521.1932 | 737.6549 | 521.1932 | 737.6549
7594 | 521.9102 | 650.568 | 521.9102 | 650.568
7595 | 492.2375 | 599.006 | 492.2375 | 599.006
7596 | 463.8328 | 595.6797 | 463.8328 | 595.6797
7597 | 436.5557 | 616.7348 | 436.5557 | 616.7348
7598 | 427.9433 | 632.2703 | 427.9433 | 632.2703
7599 | 418.8913 | 642.7917 | 418.8913 | 642.7917
7600 | 404.6426 | 706.6194 | 404.6426 | 706.6194
7601 | 397.0745 | 911.8367 | 397.0745 | 911.8367
7602 | 410.5804 | 964.6269 | 410.5804 | 964.6269
7603 | 443.0982 | 958.5769 | 443.0982 | 958.5769
7604 | 489.7411 | 907.2594 | 489.7411 | 907.2594
7605 | 530.5405 | 862.5314 | 530.5405 | 862.5314
7606 | 555.8275 | 809.2711 | 555.8275 | 809.2711
7607 | 593.3534 | 761.4281 | 593.3534 | 761.4281
7608 | 584.4816 | 708.0031 | 584.4816 | 708.0031
7609 | 549.6469 | 625.569 | 549.6469 | 625.569
7610 | 539.4385 | 584.1569 | 539.4385 | 584.1569
7611 | 544.1662 | 549.758 | 544.1662 | 549.758
7612 | 544.3847 | 588.9901 | 544.3847 | 588.9901
7613 | 547.3099 | 629.5059 | 547.3099 | 629.5059
7614 | 540.7535 | 602.9068 | 540.7535 | 602.9068
7615 | 516.3018 | 560.233 | 516.3018 | 560.233
7616 | 500.7443 | 522.611 | 500.7443 | 522.611
7617 | 505.6685 | 495.3491 | 505.6685 | 495.3491
7618 | 512.072 | 423.588 | 512.072 | 423.588
7619 | 488.0616 | 397.9228 | 488.0616 | 397.9228
7620 | 460.3585 | 400.3339 | 460.3585 | 400.3339
7621 | 437.3719 | 415.298 | 437.3719 | 415.298
7622 | 421.1955 | 440.2255 | 421.1955 | 440.2255
7623 | 417.1304 | 474.7181 | 417.1304 | 474.7181
7624 | 399.7302 | 573.5595 | 399.7302 | 573.5595
7625 | 394.6648 | 818.8205 | 394.6648 | 818.8205
7626 | 406.1398 | 913.5407 | 406.1398 | 913.5407
7627 | 432.4512 | 942.858 | 432.4512 | 942.858
7628 | 472.2406 | 910.0102 | 472.2406 | 910.0102
7629 | 505.0195 | 850.7815 | 505.0195 | 850.7815
7630 | 530.5601 | 757.8312 | 530.5601 | 757.8312
7631 | 563.9905 | 690.1824 | 563.9905 | 690.1824
7632 | 563.8307 | 629.7626 | 563.8307 | 629.7626
7633 | 535.9191 | 550.3544 | 535.9191 | 550.3544
7634 | 525.716 | 513.5401 | 525.716 | 513.5401
7635 | 524.741 | 470.5743 | 524.741 | 470.5743
7636 | 526.3687 | 491.6512 | 526.3687 | 491.6512
7637 | 528.6522 | 522.8536 | 528.6522 | 522.8536
7638 | 520.2769 | 499.0839 | 520.2769 | 499.0839
7639 | 500.614 | 466.8239 | 500.614 | 466.8239
7640 | 488.5035 | 440.6372 | 488.5035 | 440.6372
7641 | 498.2505 | 431.0984 | 498.2505 | 431.0984
7642 | 503.0482 | 385.2734 | 503.0482 | 385.2734
7643 | 479.1158 | 385.3085 | 479.1158 | 385.3085
7644 | 452.3283 | 415.8562 | 452.3283 | 415.8562
7645 | 427.1697 | 444.2992 | 427.1697 | 444.2992
7646 | 413.4745 | 471.0344 | 413.4745 | 471.0344
7647 | 405.7345 | 503.0906 | 405.7345 | 503.0906
7648 | 389.8238 | 593.4831 | 389.8238 | 593.4831
7649 | 383.4129 | 825.3831 | 383.4129 | 825.3831
7650 | 390.5059 | 905.2883 | 390.5059 | 905.2883
7651 | 412.4364 | 922.2663 | 412.4364 | 922.2663
7652 | 443.5036 | 883.6419 | 443.5036 | 883.6419
7653 | 473.4127 | 827.8713 | 473.4127 | 827.8713
7654 | 499.3783 | 755.0804 | 499.3783 | 755.0804
7655 | 534.5734 | 685.1524 | 534.5734 | 685.1524
7656 | 536.2221 | 613.5329 | 536.2221 | 613.5329
7657 | 513.324 | 533.6925 | 513.324 | 533.6925
7658 | 510.8105 | 507.5669 | 510.8105 | 507.5669
7659 | 508.342 | 483.228 | 508.342 | 483.228
7660 | 513.2017 | 521.9492 | 513.2017 | 521.9492
7661 | 513.4459 | 561.2076 | 513.4459 | 561.2076
7662 | 503.8593 | 539.5992 | 503.8593 | 539.5992
7663 | 491.7378 | 507.2606 | 491.7378 | 507.2606
7664 | 483.6074 | 477.9695 | 483.6074 | 477.9695
7665 | 487.0814 | 451.0613 | 487.0814 | 451.0613
7666 | 494.108 | 385.627 | 494.108 | 385.627
7667 | 475.5773 | 365.3849 | 475.5773 | 365.3849
7668 | 451.7735 | 398.5655 | 451.7735 | 398.5655
7669 | 430.4701 | 431.6063 | 430.4701 | 431.6063
7670 | 415.2081 | 467.7335 | 415.2081 | 467.7335
7671 | 407.925 | 506.7452 | 407.925 | 506.7452
7672 | 391.6868 | 599.3384 | 391.6868 | 599.3384
7673 | 382.9325 | 834.3036 | 382.9325 | 834.3036
7674 | 389.5019 | 921.7145 | 389.5019 | 921.7145
7675 | 404.1367 | 949.4992 | 404.1367 | 949.4992
7676 | 431.3517 | 919.4415 | 431.3517 | 919.4415
7677 | 460.1946 | 857.6192 | 460.1946 | 857.6192
7678 | 491.1967 | 779.6018 | 491.1967 | 779.6018
7679 | 526.067 | 706.6872 | 526.067 | 706.6872
7680 | 529.1158 | 641.316 | 529.1158 | 641.316
7681 | 513.1043 | 573.186 | 513.1043 | 573.186
7682 | 507.7686 | 560.225 | 507.7686 | 560.225
7683 | 502.5543 | 552.3123 | 502.5543 | 552.3123
7684 | 505.1711 | 611.2715 | 505.1711 | 611.2715
7685 | 514.7066 | 672.7327 | 514.7066 | 672.7327
7686 | 503.6497 | 663.5814 | 503.6497 | 663.5814
7687 | 488.5541 | 643.1499 | 488.5541 | 643.1499
7688 | 480.5327 | 621.5217 | 480.5327 | 621.5217
7689 | 489.4294 | 590.1337 | 489.4294 | 590.1337
7690 | 496.0368 | 509.0985 | 496.0368 | 509.0985
7691 | 475.9779 | 476.8314 | 475.9779 | 476.8314
7692 | 446.5039 | 503.0565 | 446.5039 | 503.0565
7693 | 424.6054 | 528.7487 | 424.6054 | 528.7487
7694 | 412.3883 | 558.6669 | 412.3883 | 558.6669
7695 | 401.9367 | 597.6001 | 401.9367 | 597.6001
7696 | 386.5588 | 692.3939 | 386.5588 | 692.3939
7697 | 382.983 | 921.3466 | 382.983 | 921.3466
7698 | 390.447 | 1000.348 | 390.447 | 1000.348
7699 | 411.5087 | 1026.0106 | 411.5087 | 1026.0106
7700 | 448.3855 | 997.1318 | 448.3855 | 997.1318
7701 | 473.2592 | 965.1753 | 473.2592 | 965.1753
7702 | 503.4044 | 931.1313 | 503.4044 | 931.1313
7703 | 541.7841 | 905.4912 | 541.7841 | 905.4912
7704 | 541.5601 | 873.1295 | 541.5601 | 873.1295
7705 | 516.4208 | 824.7267 | 516.4208 | 824.7267
7706 | 507.7648 | 807.4429 | 507.7648 | 807.4429
7707 | 517.3547 | 758.0718 | 517.3547 | 758.0718
7708 | 518.6943 | 779.0307 | 518.6943 | 779.0307
7709 | 524.5165 | 812.591 | 524.5165 | 812.591
7710 | 514.0196 | 785.4024 | 514.0196 | 785.4024
7711 | 496.2298 | 745.5974 | 496.2298 | 745.5974
7712 | 488.056 | 712.2194 | 488.056 | 712.2194
7713 | 491.1386 | 687.7476 | 491.1386 | 687.7476
7714 | 501.5079 | 618.6587 | 501.5079 | 618.6587
7715 | 478.6161 | 590.1642 | 478.6161 | 590.1642
7716 | 448.8887 | 618.1969 | 448.8887 | 618.1969
7717 | 424.4718 | 653.1632 | 424.4718 | 653.1632
7718 | 412.974 | 666.7732 | 412.974 | 666.7732
7719 | 400.4222 | 676.7051 | 400.4222 | 676.7051
7720 | 385.8287 | 748.2743 | 385.8287 | 748.2743
7721 | 382.246 | 968.6996 | 382.246 | 968.6996
7722 | 390.024 | 1040.8633 | 390.024 | 1040.8633
7723 | 420.8862 | 1052.8899 | 420.8862 | 1052.8899
7724 | 468.5206 | 1013.7545 | 468.5206 | 1013.7545
7725 | 499.219 | 972.9169 | 499.219 | 972.9169
7726 | 529.0954 | 918.6742 | 529.0954 | 918.6742
7727 | 572.1348 | 872.01 | 572.1348 | 872.01
7728 | 567.5056 | 824.126 | 567.5056 | 824.126
7729 | 535.7547 | 761.3798 | 535.7547 | 761.3798
7730 | 529.2034 | 729.3203 | 529.2034 | 729.3203
7731 | 532.7666 | 664.9377 | 532.7666 | 664.9377
7732 | 537.4708 | 687.9008 | 537.4708 | 687.9008
7733 | 541.8662 | 725.3515 | 541.8662 | 725.3515
7734 | 536.1963 | 703.2715 | 536.1963 | 703.2715
7735 | 509.319 | 670.147 | 509.319 | 670.147
7736 | 501.3004 | 642.0348 | 501.3004 | 642.0348
7737 | 503.9611 | 616.5413 | 503.9611 | 616.5413
7738 | 506.1415 | 538.3748 | 506.1415 | 538.3748
7739 | 478.5684 | 499.0735 | 478.5684 | 499.0735
7740 | 448.0508 | 506.3967 | 448.0508 | 506.3967
7741 | 422.7771 | 525.7228 | 422.7771 | 525.7228
7742 | 411.7963 | 557.0164 | 411.7963 | 557.0164
7743 | 401.849 | 595.3601 | 401.849 | 595.3601
7744 | 388.131 | 687.4424 | 388.131 | 687.4424
7745 | 382.1845 | 917.3383 | 382.1845 | 917.3383
7746 | 394.8214 | 992.4493 | 394.8214 | 992.4493
7747 | 426.9564 | 1004.0043 | 426.9564 | 1004.0043
7748 | 483.951 | 956.7737 | 483.951 | 956.7737
7749 | 520.7156 | 907.4086 | 520.7156 | 907.4086
7750 | 548.9964 | 846.957 | 548.9964 | 846.957
7751 | 593.3372 | 789.1325 | 593.3372 | 789.1325
7752 | 586.5747 | 734.0571 | 586.5747 | 734.0571
7753 | 550.5425 | 679.7597 | 550.5425 | 679.7597
7754 | 538.1865 | 671.5143 | 538.1865 | 671.5143
7755 | 539.9782 | 650.948 | 539.9782 | 650.948
7756 | 544.4679 | 692.5379 | 544.4679 | 692.5379
7757 | 546.3036 | 738.0051 | 546.3036 | 738.0051
7758 | 537.1989 | 716.0431 | 537.1989 | 716.0431
7759 | 509.6488 | 684.2153 | 509.6488 | 684.2153
7760 | 492.2444 | 650.8373 | 492.2444 | 650.8373
7761 | 499.4322 | 622.9467 | 499.4322 | 622.9467
7762 | 504.2592 | 556.2943 | 504.2592 | 556.2943
7763 | 477.6409 | 525.0489 | 477.6409 | 525.0489
7764 | 445.6834 | 528.4031 | 445.6834 | 528.4031
7765 | 421.8484 | 544.3496 | 421.8484 | 544.3496
7766 | 410.1674 | 563.972 | 410.1674 | 563.972
7767 | 400.3273 | 586.7148 | 400.3273 | 586.7148
7768 | 386.6365 | 665.3968 | 386.6365 | 665.3968
7769 | 381.5751 | 884.8789 | 381.5751 | 884.8789
7770 | 391.8932 | 951.3445 | 391.8932 | 951.3445
7771 | 423.7839 | 957.1622 | 423.7839 | 957.1622
7772 | 476.4027 | 915.4332 | 476.4027 | 915.4332
7773 | 519.6649 | 882.8479 | 519.6649 | 882.8479
7774 | 548.4799 | 834.7356 | 548.4799 | 834.7356
7775 | 587.6125 | 792.237 | 587.6125 | 792.237
7776 | 583.6952 | 748.8721 | 583.6952 | 748.8721
7777 | 548.2875 | 692.3348 | 548.2875 | 692.3348
7778 | 543.6931 | 678.1948 | 543.6931 | 678.1948
7779 | 541.3024 | 649.3368 | 541.3024 | 649.3368
7780 | 536.3708 | 683.8139 | 536.3708 | 683.8139
7781 | 542.6145 | 716.8633 | 542.6145 | 716.8633
7782 | 537.8945 | 691.2859 | 537.8945 | 691.2859
7783 | 507.7665 | 651.9524 | 507.7665 | 651.9524
7784 | 489.7454 | 615.8236 | 489.7454 | 615.8236
7785 | 489.4969 | 571.1139 | 489.4969 | 571.1139
7786 | 493.9294 | 480.0186 | 493.9294 | 480.0186
7787 | 475.1082 | 432.7793 | 475.1082 | 432.7793
7788 | 445.8699 | 435.8584 | 445.8699 | 435.8584
7789 | 421.0364 | 445.9497 | 421.0364 | 445.9497
7790 | 408.8958 | 456.4552 | 408.8958 | 456.4552
7791 | 398.2918 | 482.6168 | 398.2918 | 482.6168
7792 | 381.9551 | 570.5336 | 381.9551 | 570.5336
7793 | 377.2286 | 800.5081 | 377.2286 | 800.5081
7794 | 386.7516 | 877.9769 | 386.7516 | 877.9769
7795 | 412.1385 | 895.2693 | 412.1385 | 895.2693
7796 | 457.6614 | 860.378 | 457.6614 | 860.378
7797 | 491.7764 | 818.6365 | 491.7764 | 818.6365
7798 | 522.3425 | 752.7619 | 522.3425 | 752.7619
7799 | 560.4624 | 675.171 | 560.4624 | 675.171
7800 | 558.3371 | 588.0291 | 558.3371 | 588.0291
7801 | 535.0551 | 503.0014 | 535.0551 | 503.0014
7802 | 528.7098 | 475.9721 | 528.7098 | 475.9721
7803 | 527.9538 | 453.3622 | 527.9538 | 453.3622
7804 | 529.4411 | 508.1167 | 529.4411 | 508.1167
7805 | 532.2868 | 565.6088 | 532.2868 | 565.6088
7806 | 522.9124 | 562.4701 | 522.9124 | 562.4701
7807 | 501.1526 | 540.388 | 501.1526 | 540.388
7808 | 486.7331 | 523.672 | 486.7331 | 523.672
7809 | 487.2637 | 508.0028 | 487.2637 | 508.0028
7810 | 493.0922 | 448.0308 | 493.0922 | 448.0308
7811 | 474.5842 | 423.4659 | 474.5842 | 423.4659
7812 | 448.4879 | 436.33 | 448.4879 | 436.33
7813 | 426.1135 | 460.0967 | 426.1135 | 460.0967
7814 | 411.7088 | 485.7708 | 411.7088 | 485.7708
7815 | 399.8468 | 507.2168 | 399.8468 | 507.2168
7816 | 384.5177 | 583.8553 | 384.5177 | 583.8553
7817 | 379.1133 | 800.233 | 379.1133 | 800.233
7818 | 384.9521 | 866.6986 | 384.9521 | 866.6986
7819 | 404.7407 | 880.2578 | 404.7407 | 880.2578
7820 | 438.8109 | 844.2662 | 438.8109 | 844.2662
7821 | 473.2808 | 820.2084 | 473.2808 | 820.2084
7822 | 503.259 | 795.1241 | 503.259 | 795.1241
7823 | 540.1969 | 785.0456 | 540.1969 | 785.0456
7824 | 543.6874 | 781.3315 | 543.6874 | 781.3315
7825 | 519.5766 | 778.7884 | 519.5766 | 778.7884
7826 | 517.4727 | 810.3116 | 517.4727 | 810.3116
7827 | 516.4139 | 809.5903 | 516.4139 | 809.5903
7828 | 520.3762 | 872.2041 | 520.3762 | 872.2041
7829 | 521.2275 | 924.7056 | 521.2275 | 924.7056
7830 | 511.5311 | 912.6464 | 511.5311 | 912.6464
7831 | 489.6871 | 889.1496 | 489.6871 | 889.1496
7832 | 481.461 | 870.2722 | 481.461 | 870.2722
7833 | 484.3434 | 854.4458 | 484.3434 | 854.4458
7834 | 490.6361 | 792.6269 | 490.6361 | 792.6269
7835 | 472.0226 | 765.5863 | 472.0226 | 765.5863
7836 | 444.7271 | 782.891 | 444.7271 | 782.891
7837 | 421.8115 | 809.2119 | 421.8115 | 809.2119
7838 | 408.161 | 826.2014 | 408.161 | 826.2014
7839 | 396.463 | 843.8749 | 396.463 | 843.8749
7840 | 384.0672 | 917.3304 | 384.0672 | 917.3304
7841 | 378.3626 | 1132.4505 | 378.3626 | 1132.4505
7842 | 385.1819 | 1192.2749 | 385.1819 | 1192.2749
7843 | 406.2396 | 1189.0935 | 406.2396 | 1189.0935
7844 | 442.3754 | 1139.9374 | 442.3754 | 1139.9374
7845 | 472.4684 | 1102.2043 | 472.4684 | 1102.2043
7846 | 500.1183 | 1050.9482 | 500.1183 | 1050.9482
7847 | 538.9933 | 1012.8508 | 538.9933 | 1012.8508
7848 | 539.172 | 975.4198 | 539.172 | 975.4198
7849 | 517.7143 | 921.3975 | 517.7143 | 921.3975
7850 | 510.4039 | 899.5553 | 510.4039 | 899.5553
7851 | 511.6487 | 878.4388 | 511.6487 | 878.4388
7852 | 519.0077 | 920.5002 | 519.0077 | 920.5002
7853 | 523.5299 | 960.4266 | 523.5299 | 960.4266
7854 | 513.1737 | 940.8224 | 513.1737 | 940.8224
7855 | 499.6123 | 911.6668 | 499.6123 | 911.6668
7856 | 485.5266 | 882.8473 | 485.5266 | 882.8473
7857 | 486.5267 | 845.2896 | 486.5267 | 845.2896
7858 | 494.7464 | 753.3691 | 494.7464 | 753.3691
7859 | 473.259 | 698.3883 | 473.259 | 698.3883
7860 | 445.347 | 712.7064 | 445.347 | 712.7064
7861 | 420.9844 | 741.8567 | 420.9844 | 741.8567
7862 | 408.4955 | 757.7459 | 408.4955 | 757.7459
7863 | 397.0845 | 775.498 | 397.0845 | 775.498
7864 | 384.1316 | 850.3681 | 384.1316 | 850.3681
7865 | 383.8623 | 1064.388 | 383.8623 | 1064.388
7866 | 391.3332 | 1125.4699 | 391.3332 | 1125.4699
7867 | 417.9038 | 1125.7859 | 417.9038 | 1125.7859
7868 | 463.7198 | 1058.1602 | 463.7198 | 1058.1602
7869 | 494.2778 | 981.5622 | 494.2778 | 981.5622
7870 | 524.1837 | 894.8208 | 524.1837 | 894.8208
7871 | 566.2629 | 792.3942 | 566.2629 | 792.3942
7872 | 560.0275 | 709.0249 | 560.0275 | 709.0249
7873 | 529.4239 | 636.9652 | 529.4239 | 636.9652
7874 | 519.8064 | 608.0496 | 519.8064 | 608.0496
7875 | 525.1922 | 567.481 | 525.1922 | 567.481
7876 | 528.0375 | 595.9849 | 528.0375 | 595.9849
7877 | 538.2138 | 627.934 | 538.2138 | 627.934
7878 | 525.2972 | 600.0381 | 525.2972 | 600.0381
7879 | 502.6268 | 569.2713 | 502.6268 | 569.2713
7880 | 487.4264 | 547.5646 | 487.4264 | 547.5646
7881 | 492.4435 | 530.2056 | 492.4435 | 530.2056
7882 | 500.4768 | 467.6793 | 500.4768 | 467.6793
7883 | 480.0557 | 442.1321 | 480.0557 | 442.1321
7884 | 445.4515 | 455.8214 | 445.4515 | 455.8214
7885 | 421.3222 | 483.3605 | 421.3222 | 483.3605
7886 | 407.8716 | 510.528 | 407.8716 | 510.528
7887 | 396.071 | 537.8292 | 396.071 | 537.8292
7888 | 381.7716 | 623.7419 | 381.7716 | 623.7419
7889 | 381.3975 | 849.4723 | 381.3975 | 849.4723
7890 | 390.4479 | 917.1561 | 390.4479 | 917.1561
7891 | 423.9605 | 919.3977 | 423.9605 | 919.3977
7892 | 476.1756 | 874.3285 | 476.1756 | 874.3285
7893 | 512.2829 | 847.009 | 512.2829 | 847.009
7894 | 541.5659 | 813.5545 | 541.5659 | 813.5545
7895 | 584.8063 | 790.4686 | 584.8063 | 790.4686
7896 | 574.9909 | 771.2714 | 574.9909 | 771.2714
7897 | 538.9859 | 746.2111 | 538.9859 | 746.2111
7898 | 531.4237 | 765.0807 | 531.4237 | 765.0807
7899 | 536.4358 | 761.4514 | 536.4358 | 761.4514
7900 | 537.9103 | 808.7786 | 537.9103 | 808.7786
7901 | 545.6419 | 849.0587 | 545.6419 | 849.0587
7902 | 532.6149 | 825.0139 | 532.6149 | 825.0139
7903 | 504.8368 | 783.0475 | 504.8368 | 783.0475
7904 | 489.6459 | 735.8369 | 489.6459 | 735.8369
7905 | 492.6472 | 691.5594 | 492.6472 | 691.5594
7906 | 497.5024 | 605.8479 | 497.5024 | 605.8479
7907 | 477.0961 | 553.7751 | 477.0961 | 553.7751
7908 | 443.0754 | 546.5976 | 443.0754 | 546.5976
7909 | 418.2401 | 553.3879 | 418.2401 | 553.3879
7910 | 406.5254 | 564.6008 | 406.5254 | 564.6008
7911 | 393.4853 | 577.7943 | 393.4853 | 577.7943
7912 | 381.5428 | 645.5517 | 381.5428 | 645.5517
7913 | 377.8666 | 858.825 | 377.8666 | 858.825
7914 | 388.7303 | 927.7663 | 388.7303 | 927.7663
7915 | 422.2806 | 943.0545 | 422.2806 | 943.0545
7916 | 477.315 | 907.4559 | 477.315 | 907.4559
7917 | 516.159 | 860.4879 | 516.159 | 860.4879
7918 | 546.2761 | 803.9267 | 546.2761 | 803.9267
7919 | 590.3341 | 758.4415 | 590.3341 | 758.4415
7920 | 577.8061 | 730.7954 | 577.8061 | 730.7954
7921 | 542.2565 | 704.9884 | 542.2565 | 704.9884
7922 | 542.1961 | 723.5437 | 542.1961 | 723.5437
7923 | 543.8648 | 723.4904 | 543.8648 | 723.4904
7924 | 544.8759 | 774.4723 | 544.8759 | 774.4723
7925 | 551.943 | 816.1277 | 551.943 | 816.1277
7926 | 541.7354 | 789.2535 | 541.7354 | 789.2535
7927 | 514.5435 | 745.4795 | 514.5435 | 745.4795
7928 | 498.6137 | 705.7747 | 498.6137 | 705.7747
7929 | 499.9555 | 666.1342 | 499.9555 | 666.1342
7930 | 507.0348 | 582.6233 | 507.0348 | 582.6233
7931 | 480.4696 | 542.9291 | 480.4696 | 542.9291
7932 | 449.9282 | 540.5852 | 449.9282 | 540.5852
7933 | 425.0234 | 548.5151 | 425.0234 | 548.5151
7934 | 409.7037 | 553.9905 | 409.7037 | 553.9905
7935 | 399.0719 | 566.7912 | 399.0719 | 566.7912
7936 | 384.082 | 642.1329 | 384.082 | 642.1329
7937 | 382.874 | 863.4227 | 382.874 | 863.4227
7938 | 393.7041 | 934.7612 | 393.7041 | 934.7612
7939 | 424.7778 | 945.1373 | 424.7778 | 945.1373
7940 | 479.3067 | 905.9233 | 479.3067 | 905.9233
7941 | 517.1464 | 870.9016 | 517.1464 | 870.9016
7942 | 540.2651 | 805.4593 | 540.2651 | 805.4593
7943 | 584.7758 | 730.1083 | 584.7758 | 730.1083
7944 | 578.3398 | 655.07 | 578.3398 | 655.07
7945 | 541.4999 | 586.8614 | 541.4999 | 586.8614
7946 | 534.4254 | 581.0525 | 534.4254 | 581.0525
7947 | 537.121 | 570.5068 | 537.121 | 570.5068
7948 | 535.0864 | 625.6542 | 535.0864 | 625.6542
7949 | 540.9675 | 684.7969 | 540.9675 | 684.7969
7950 | 530.048 | 674.7418 | 530.048 | 674.7418
7951 | 504.7198 | 652.5812 | 504.7198 | 652.5812
7952 | 488.4012 | 640.3057 | 488.4012 | 640.3057
7953 | 492.468 | 635.0109 | 492.468 | 635.0109
7954 | 497.8169 | 576.4144 | 497.8169 | 576.4144
7955 | 480.7331 | 542.6933 | 480.7331 | 542.6933
7956 | 449.5571 | 548.6804 | 449.5571 | 548.6804
7957 | 424.1056 | 574.5298 | 424.1056 | 574.5298
7958 | 408.269 | 602.4046 | 408.269 | 602.4046
7959 | 395.2088 | 632.1815 | 395.2088 | 632.1815
7960 | 379.47 | 714.7539 | 379.47 | 714.7539
7961 | 376.259 | 935.3364 | 376.259 | 935.3364
7962 | 384.4796 | 1002.0378 | 384.4796 | 1002.0378
7963 | 409.2618 | 1005.4583 | 409.2618 | 1005.4583
7964 | 455.3101 | 957.4025 | 455.3101 | 957.4025
7965 | 493.0477 | 914.0498 | 493.0477 | 914.0498
7966 | 523.3478 | 846.7212 | 523.3478 | 846.7212
7967 | 564.5545 | 787.0105 | 564.5545 | 787.0105
7968 | 554.1349 | 736.9258 | 554.1349 | 736.9258
7969 | 527.2251 | 685.8901 | 527.2251 | 685.8901
7970 | 522.324 | 678.8629 | 522.324 | 678.8629
7971 | 524.4411 | 659.5147 | 524.4411 | 659.5147
7972 | 525.0932 | 703.1874 | 525.0932 | 703.1874
7973 | 530.4107 | 748.8118 | 530.4107 | 748.8118
7974 | 521.9454 | 736.7919 | 521.9454 | 736.7919
7975 | 501.9943 | 716.6747 | 501.9943 | 716.6747
7976 | 486.6995 | 699.7622 | 486.6995 | 699.7622
7977 | 480.2228 | 684.1716 | 480.2228 | 684.1716
7978 | 487.1632 | 618.9338 | 487.1632 | 618.9338
7979 | 473.7505 | 582.8156 | 473.7505 | 582.8156
7980 | 445.2916 | 583.1832 | 445.2916 | 583.1832
7981 | 420.8709 | 600.7409 | 420.8709 | 600.7409
7982 | 406.3756 | 622.9176 | 406.3756 | 622.9176
7983 | 393.975 | 650.4547 | 393.975 | 650.4547
7984 | 377.3705 | 737.8213 | 377.3705 | 737.8213
7985 | 374.1554 | 967.6386 | 374.1554 | 967.6386
7986 | 380.7115 | 1045.5003 | 380.7115 | 1045.5003
7987 | 398.3737 | 1056.2301 | 398.3737 | 1056.2301
7988 | 433.1293 | 995.2456 | 433.1293 | 995.2456
7989 | 465.1431 | 934.7201 | 465.1431 | 934.7201
7990 | 495.8551 | 852.6551 | 495.8551 | 852.6551
7991 | 539.5962 | 777.3827 | 539.5962 | 777.3827
7992 | 540.6766 | 715.9804 | 540.6766 | 715.9804
7993 | 519.5405 | 656.9674 | 519.5405 | 656.9674
7994 | 514.0435 | 645.3425 | 514.0435 | 645.3425
7995 | 513.0114 | 624.5796 | 513.0114 | 624.5796
7996 | 517.1717 | 667.5056 | 517.1717 | 667.5056
7997 | 520.5988 | 711.4796 | 520.5988 | 711.4796
7998 | 506.3169 | 696.3159 | 506.3169 | 696.3159
7999 | 490.0026 | 673.6444 | 490.0026 | 673.6444
8000 | 478.9213 | 656.614 | 478.9213 | 656.614
8001 | 478.6697 | 645.8176 | 478.6697 | 645.8176
8002 | 484.0056 | 592.9191 | 484.0056 | 592.9191
8003 | 468.8551 | 575.1527 | 468.8551 | 575.1527
8004 | 444.1235 | 114.2173 | 444.1235 | 114.2173
8005 | 416.0982 | 110.7375 | 416.0982 | 110.7375
8006 | 402.1019 | 117.8789 | 402.1019 | 117.8789
8007 | 390.0447 | 131.6481 | 390.0447 | 131.6481
8008 | 374.1335 | 196.8681 | 374.1335 | 196.8681
8009 | 369.9866 | 399.8458 | 369.9866 | 399.8458
8010 | 375.5459 | 462.5653 | 375.5459 | 462.5653
8011 | 394.9986 | 457.969 | 394.9986 | 457.969
8012 | 429.8193 | 416.6773 | 429.8193 | 416.6773
8013 | 462.5414 | 382.0648 | 462.5414 | 382.0648
8014 | 491.5301 | 343.1107 | 491.5301 | 343.1107
8015 | 531.0839 | 315.4905 | 531.0839 | 315.4905
8016 | 530.9547 | 288.2938 | 530.9547 | 288.2938
8017 | 510.7802 | 263.7674 | 510.7802 | 263.7674
8018 | 507.5891 | 276.7783 | 507.5891 | 276.7783
8019 | 505.2539 | 277.5946 | 505.2539 | 277.5946
8020 | 510.4051 | 339.6819 | 510.4051 | 339.6819
8021 | 514.9296 | 387.9252 | 514.9296 | 387.9252
8022 | 503.1567 | 373.7487 | 503.1567 | 373.7487
8023 | 485.7497 | 346.1255 | 485.7497 | 346.1255
8024 | 472.0802 | 315.4871 | 472.0802 | 315.4871
8025 | 473.868 | 277.0784 | 473.868 | 277.0784
8026 | 479.3003 | 191.9506 | 479.3003 | 191.9506
8027 | 467.9572 | 133.7338 | 467.9572 | 133.7338
8028 | 439.8837 | 112.1179 | 439.8837 | 112.1179
8029 | 417.9585 | 107.2306 | 417.9585 | 107.2306
8030 | 403.8758 | 113.0366 | 403.8758 | 113.0366
8031 | 391.2529 | 126.7456 | 391.2529 | 126.7456
8032 | 374.8389 | 192.5431 | 374.8389 | 192.5431
8033 | 371.7582 | 396.5374 | 371.7582 | 396.5374
8034 | 380.0887 | 458.6013 | 380.0887 | 458.6013
8035 | 401.7426 | 454.017 | 401.7426 | 454.017
8036 | 446.466 | 413.1464 | 446.466 | 413.1464
8037 | 476.1177 | 379.5925 | 476.1177 | 379.5925
8038 | 507.2074 | 339.6338 | 507.2074 | 339.6338
8039 | 548.5488 | 308.7173 | 548.5488 | 308.7173
8040 | 549.9488 | 278.2784 | 549.9488 | 278.2784
8041 | 520.3642 | 251.8993 | 520.3642 | 251.8993
8042 | 510.2923 | 262.5883 | 510.2923 | 262.5883
8043 | 512.4034 | 262.5625 | 512.4034 | 262.5625
8044 | 511.4839 | 325.4137 | 511.4839 | 325.4137
8045 | 516.9962 | 374.7999 | 516.9962 | 374.7999
8046 | 507.1765 | 360.7918 | 507.1765 | 360.7918
8047 | 483.6031 | 333.6077 | 483.6031 | 333.6077
8048 | 473.6958 | 304.8582 | 473.6958 | 304.8582
8049 | 474.6991 | 267.5442 | 474.6991 | 267.5442
8050 | 482.089 | 180.3111 | 482.089 | 180.3111
8051 | 470.2699 | 120.2596 | 470.2699 | 120.2596
8052 | 439.5689 | 99.0468 | 439.5689 | 99.0468
8053 | 413.5565 | 93.2271 | 413.5565 | 93.2271
8054 | 397.8521 | 98.7684 | 397.8521 | 98.7684
8055 | 383.6427 | 113.0308 | 383.6427 | 113.0308
8056 | 369.5923 | 179.4659 | 369.5923 | 179.4659
8057 | 370.2862 | 383.6708 | 370.2862 | 383.6708
8058 | 378.2559 | 449.4701 | 378.2559 | 449.4701
8059 | 408.6527 | 447.0333 | 408.6527 | 447.0333
8060 | 462.3927 | 406.8725 | 462.3927 | 406.8725
8061 | 506.025 | 372.8073 | 506.025 | 372.8073
8062 | 531.3576 | 332.1388 | 531.3576 | 332.1388
8063 | 574.2824 | 301.2283 | 574.2824 | 301.2283
8064 | 571.2203 | 272.4255 | 571.2203 | 272.4255
8065 | 531.5683 | 248.5127 | 531.5683 | 248.5127
8066 | 523.5883 | 259.34 | 523.5883 | 259.34
8067 | 531.3976 | 256.06 | 531.3976 | 256.06
8068 | 530.0001 | 316.1262 | 530.0001 | 316.1262
8069 | 537.133 | 365.4823 | 537.133 | 365.4823
8070 | 528.7413 | 354.2171 | 528.7413 | 354.2171
8071 | 502.6709 | 330.0768 | 502.6709 | 330.0768
8072 | 491.0967 | 303.5408 | 491.0967 | 303.5408
8073 | 487.3761 | 269.3668 | 487.3761 | 269.3668
8074 | 489.4612 | 187.4933 | 489.4612 | 187.4933
8075 | 466.393 | 130.8465 | 466.393 | 130.8465
8076 | 434.2491 | 108.1058 | 434.2491 | 108.1058
8077 | 410.5514 | 101.486 | 410.5514 | 101.486
8078 | 397.7517 | 107.6349 | 397.7517 | 107.6349
8079 | 385.8741 | 121.6687 | 385.8741 | 121.6687
8080 | 372.6472 | 187.9835 | 372.6472 | 187.9835
8081 | 372.8601 | 392.4711 | 372.8601 | 392.4711
8082 | 380.561 | 456.2674 | 380.561 | 456.2674
8083 | 412.4909 | 452.2064 | 412.4909 | 452.2064
8084 | 469.8208 | 412.8637 | 469.8208 | 412.8637
8085 | 509.9116 | 381.1986 | 509.9116 | 381.1986
8086 | 538.2995 | 343.7062 | 538.2995 | 343.7062
8087 | 585.5891 | 316.3326 | 585.5891 | 316.3326
8088 | 576.1772 | 288.2096 | 576.1772 | 288.2096
8089 | 543.4177 | 262.6967 | 543.4177 | 262.6967
8090 | 537.1887 | 276.8204 | 537.1887 | 276.8204
8091 | 541.4982 | 282.1061 | 541.4982 | 282.1061
8092 | 544.5109 | 351.0207 | 544.5109 | 351.0207
8093 | 549.6969 | 404.401 | 549.6969 | 404.401
8094 | 539.7874 | 390.7297 | 539.7874 | 390.7297
8095 | 509.8816 | 358.0417 | 509.8816 | 358.0417
8096 | 492.5617 | 325.2198 | 492.5617 | 325.2198
8097 | 488.9143 | 288.754 | 488.9143 | 288.754
8098 | 492.0061 | 204.4202 | 492.0061 | 204.4202
8099 | 471.0879 | 145.0545 | 471.0879 | 145.0545
8100 | 440.7168 | 120.413 | 440.7168 | 120.413
8101 | 416.2064 | 111.5796 | 416.2064 | 111.5796
8102 | 401.1736 | 114.2757 | 401.1736 | 114.2757
8103 | 386.0246 | 124.8448 | 386.0246 | 124.8448
8104 | 373.2902 | 188.3866 | 373.2902 | 188.3866
8105 | 374.2771 | 393.1207 | 374.2771 | 393.1207
8106 | 385.9687 | 457.0794 | 385.9687 | 457.0794
8107 | 417.0493 | 453.2411 | 417.0493 | 453.2411
8108 | 471.9723 | 412.0997 | 471.9723 | 412.0997
8109 | 508.2086 | 377.1564 | 508.2086 | 377.1564
8110 | 537.626 | 336.1931 | 537.626 | 336.1931
8111 | 577.5902 | 304.8976 | 577.5902 | 304.8976
8112 | 572.0273 | 274.7174 | 572.0273 | 274.7174
8113 | 539.311 | 247.9051 | 539.311 | 247.9051
8114 | 529.0661 | 260.9702 | 529.0661 | 260.9702
8115 | 535.2042 | 263.6453 | 535.2042 | 263.6453
8116 | 536.7748 | 329.8831 | 536.7748 | 329.8831
8117 | 540.0688 | 381.946 | 540.0688 | 381.946
8118 | 531.8573 | 372.0704 | 531.8573 | 372.0704
8119 | 503.8247 | 347.7496 | 503.8247 | 347.7496
8120 | 485.7109 | 319.77 | 485.7109 | 319.77
8121 | 484.0513 | 283.5448 | 484.0513 | 283.5448
8122 | 492.9833 | 197.7012 | 492.9833 | 197.7012
8123 | 474.9256 | 137.7099 | 474.9256 | 137.7099
8124 | 445.4448 | 114.915 | 445.4448 | 114.915
8125 | 420.5095 | 108.7465 | 420.5095 | 108.7465
8126 | 402.2579 | 112.5975 | 402.2579 | 112.5975
8127 | 387.3585 | 124.2974 | 387.3585 | 124.2974
8128 | 372.1323 | 188.6211 | 372.1323 | 188.6211
8129 | 372.5739 | 391.8575 | 372.5739 | 391.8575
8130 | 381.3312 | 454.6673 | 381.3312 | 454.6673
8131 | 405.5265 | 449.8424 | 405.5265 | 449.8424
8132 | 446.6097 | 409.4831 | 446.6097 | 409.4831
8133 | 489.616 | 375.1172 | 489.616 | 375.1172
8134 | 517.9087 | 335.8081 | 517.9087 | 335.8081
8135 | 556.9543 | 304.9277 | 556.9543 | 304.9277
8136 | 552.0368 | 272.191 | 552.0368 | 272.191
8137 | 525.9027 | 241.6673 | 525.9027 | 241.6673
8138 | 519.6777 | 251.1352 | 519.6777 | 251.1352
8139 | 519.0194 | 252.0539 | 519.0194 | 252.0539
8140 | 517.9639 | 316.2405 | 517.9639 | 316.2405
8141 | 519.3718 | 367.353 | 519.3718 | 367.353
8142 | 508.9762 | 355.9074 | 508.9762 | 355.9074
8143 | 487.8848 | 331.34 | 487.8848 | 331.34
8144 | 475.4716 | 303.2581 | 475.4716 | 303.2581
8145 | 469.7423 | 266.4795 | 469.7423 | 266.4795
8146 | 477.4505 | 181.0028 | 477.4505 | 181.0028
8147 | 466.7085 | 121.7394 | 466.7085 | 121.7394
8148 | 443.2427 | 98.5355 | 443.2427 | 98.5355
8149 | 416.4529 | 90.9172 | 416.4529 | 90.9172
8150 | 398.8992 | 94.7562 | 398.8992 | 94.7562
8151 | 379.9123 | 107.172 | 379.9123 | 107.172
8152 | 368.4163 | 173.1258 | 368.4163 | 173.1258
8153 | 367.3073 | 378.5157 | 367.3073 | 378.5157
8154 | 372.2491 | 444.1226 | 372.2491 | 444.1226
8155 | 389.4814 | 442.185 | 389.4814 | 442.185
8156 | 423.4341 | 404.5145 | 423.4341 | 404.5145
8157 | 458.1884 | 376.0315 | 458.1884 | 376.0315
8158 | 491.7244 | 342.5392 | 491.7244 | 342.5392
8159 | 527.8009 | 318.45 | 527.8009 | 318.45
8160 | 532.2432 | 293.9361 | 532.2432 | 293.9361
8161 | 507.7415 | 270.7932 | 507.7415 | 270.7932
8162 | 504.338 | 284.7605 | 504.338 | 284.7605
8163 | 503.8908 | 286.3709 | 503.8908 | 286.3709
8164 | 503.9594 | 349.0417 | 503.9594 | 349.0417
8165 | 502.3876 | 398.091 | 502.3876 | 398.091
8166 | 491.5792 | 385.0634 | 491.5792 | 385.0634
8167 | 475.7378 | 358.944 | 475.7378 | 358.944
8168 | 462.0047 | 330.1523 | 462.0047 | 330.1523
8169 | 457.9684 | 293.5121 | 457.9684 | 293.5121
8170 | 466.2504 | 207.885 | 466.2504 | 207.885
8171 | 459.7596 | 147.0756 | 459.7596 | 147.0756
8172 | 436.595 | 120.6656 | 436.595 | 120.6656
8173 | 412.3042 | 110.5149 | 412.3042 | 110.5149
8174 | 396.7741 | 113.0787 | 396.7741 | 113.0787
8175 | 381.1952 | 124.4478 | 381.1952 | 124.4478
8176 | 368.9809 | 189.7039 | 368.9809 | 189.7039
8177 | 367.7055 | 394.4681 | 367.7055 | 394.4681
8178 | 373.2966 | 459.4615 | 373.2966 | 459.4615
8179 | 392.5639 | 456.7961 | 392.5639 | 456.7961
8180 | 426.677 | 419.1256 | 426.677 | 419.1256
8181 | 457.5711 | 389.5418 | 457.5711 | 389.5418
8182 | 481.8067 | 354.702 | 481.8067 | 354.702
8183 | 523.7116 | 329.8128 | 523.7116 | 329.8128
8184 | 528.0712 | 304.2823 | 528.0712 | 304.2823
8185 | 504.9008 | 281.2176 | 504.9008 | 281.2176
8186 | 490.5655 | 295.0887 | 490.5655 | 295.0887
8187 | 487.3589 | 297.1201 | 487.3589 | 297.1201
8188 | 485.0468 | 361.3188 | 485.0468 | 361.3188
8189 | 485.2122 | 410.8794 | 485.2122 | 410.8794
8190 | 473.7884 | 397.142 | 473.7884 | 397.142
8191 | 460.7885 | 370.5173 | 460.7885 | 370.5173
8192 | 454.9853 | 341.8039 | 454.9853 | 341.8039
8193 | 457.5828 | 304.8448 | 457.5828 | 304.8448
8194 | 462.1254 | 218.7185 | 462.1254 | 218.7185
8195 | 448.212 | 156.8986 | 448.212 | 156.8986
8196 | 423.7543 | 129.5862 | 423.7543 | 129.5862
8197 | 399.7175 | 119.3514 | 399.7175 | 119.3514
8198 | 384.9194 | 122.0294 | 384.9194 | 122.0294
8199 | 369.283 | 133.2601 | 369.283 | 133.2601
8200 | 356.7959 | 197.2951 | 356.7959 | 197.2951
8201 | 356.7773 | 400.3691 | 356.7773 | 400.3691
8202 | 365.9921 | 463.7503 | 365.9921 | 463.7503
8203 | 390.2676 | 459.8759 | 390.2676 | 459.8759
8204 | 433.3722 | 419.6248 | 433.3722 | 419.6248
8205 | 468.1509 | 388.0139 | 468.1509 | 388.0139
8206 | 494.3213 | 350.7741 | 494.3213 | 350.7741
8207 | 540.3096 | 322.6426 | 540.3096 | 322.6426
8208 | 537.3316 | 293.1421 | 537.3316 | 293.1421
8209 | 506.3192 | 265.5719 | 506.3192 | 265.5719
8210 | 495.4043 | 273.9932 | 495.4043 | 273.9932
8211 | 501.2634 | 272.4576 | 501.2634 | 272.4576
8212 | 503.2283 | 332.3433 | 503.2283 | 332.3433
8213 | 514.7695 | 376.9052 | 514.7695 | 376.9052
8214 | 503.6213 | 356.4187 | 503.6213 | 356.4187
8215 | 480.7844 | 323.075 | 480.7844 | 323.075
8216 | 468.1002 | 290.4877 | 468.1002 | 290.4877
8217 | 463.0175 | 252.2354 | 463.0175 | 252.2354
8218 | 469.8748 | 165.8925 | 469.8748 | 165.8925
8219 | 457.2873 | 107.4171 | 457.2873 | 107.4171
8220 | 428.1099 | 89.1697 | 428.1099 | 89.1697
8221 | 401.504 | 84.7035 | 401.504 | 84.7035
8222 | 383.4661 | 92.4343 | 383.4661 | 92.4343
8223 | 368.9411 | 105.4877 | 368.9411 | 105.4877
8224 | 354.8871 | 171.0025 | 354.8871 | 171.0025
8225 | 358.5436 | 376.7652 | 358.5436 | 376.7652
8226 | 369.0185 | 443.4729 | 369.0185 | 443.4729
8227 | 399.5086 | 442.167 | 399.5086 | 442.167
8228 | 451.7501 | 401.4046 | 451.7501 | 401.4046
8229 | 494.3598 | 366.8582 | 494.3598 | 366.8582
8230 | 518.5345 | 325.0047 | 518.5345 | 325.0047
8231 | 558.1685 | 292.849 | 558.1685 | 292.849
8232 | 557.2201 | 260.7018 | 557.2201 | 260.7018
8233 | 524.594 | 230.3586 | 524.594 | 230.3586
8234 | 517.1082 | 236.831 | 517.1082 | 236.831
8235 | 518.2391 | 233.6291 | 518.2391 | 233.6291
8236 | 516.6582 | 294.6036 | 516.6582 | 294.6036
8237 | 520.9464 | 342.101 | 520.9464 | 342.101
8238 | 509.9929 | 326.547 | 509.9929 | 326.547
8239 | 480.6981 | 298.1298 | 480.6981 | 298.1298
8240 | 462.0325 | 268.0869 | 462.0325 | 268.0869
8241 | 457.126 | 230.5384 | 457.126 | 230.5384
8242 | 464.8715 | 145.0978 | 464.8715 | 145.0978
8243 | 453.0347 | 87.1457 | 453.0347 | 87.1457
8244 | 429.5625 | 68.2006 | 429.5625 | 68.2006
8245 | 404.5881 | 64.4501 | 404.5881 | 64.4501
8246 | 387.6578 | 69.438 | 387.6578 | 69.438
8247 | 370.4442 | 83.0147 | 370.4442 | 83.0147
8248 | 356.4045 | 149.7085 | 356.4045 | 149.7085
8249 | 359.6044 | 355.1645 | 359.6044 | 355.1645
8250 | 372.6425 | 420.7413 | 372.6425 | 420.7413
8251 | 403.8682 | 418.5451 | 403.8682 | 418.5451
8252 | 458.999 | 378.3602 | 458.999 | 378.3602
8253 | 495.3163 | 344.4755 | 495.3163 | 344.4755
8254 | 524.1168 | 302.9528 | 524.1168 | 302.9528
8255 | 565.0158 | 269.2512 | 565.0158 | 269.2512
8256 | 565.3072 | 237.1521 | 565.3072 | 237.1521
8257 | 526.4771 | 208.7218 | 526.4771 | 208.7218
8258 | 521.9942 | 217.1551 | 521.9942 | 217.1551
8259 | 526.041 | 214.2841 | 526.041 | 214.2841
8260 | 522.9072 | 274.1036 | 522.9072 | 274.1036
8261 | 527.8137 | 320.5844 | 527.8137 | 320.5844
8262 | 518.9013 | 305.0123 | 518.9013 | 305.0123
8263 | 489.851 | 276.9561 | 489.851 | 276.9561
8264 | 475.0081 | 246.9794 | 475.0081 | 246.9794
8265 | 473.241 | 210.7542 | 473.241 | 210.7542
8266 | 478.5078 | 128.0325 | 478.5078 | 128.0325
8267 | 461.5586 | 73.1482 | 461.5586 | 73.1482
8268 | 432.1831 | 54.8647 | 432.1831 | 54.8647
8269 | 405.9444 | 53.2918 | 405.9444 | 53.2918
8270 | 388.2366 | 64.4213 | 388.2366 | 64.4213
8271 | 372.6259 | 81.932 | 372.6259 | 81.932
8272 | 361.0305 | 150.713 | 361.0305 | 150.713
8273 | 362.6894 | 358.1661 | 362.6894 | 358.1661
8274 | 371.7593 | 425.4091 | 371.7593 | 425.4091
8275 | 400.7901 | 424.7949 | 400.7901 | 424.7949
8276 | 454.4201 | 389.1816 | 454.4201 | 389.1816
8277 | 497.4632 | 361.1498 | 497.4632 | 361.1498
8278 | 521.2995 | 325.3717 | 521.2995 | 325.3717
8279 | 566.5438 | 298.7019 | 566.5438 | 298.7019
8280 | 570.9473 | 272.1729 | 570.9473 | 272.1729
8281 | 532.9279 | 246.0464 | 532.9279 | 246.0464
8282 | 525.2319 | 256.2362 | 525.2319 | 256.2362
8283 | 523.3875 | 254.881 | 523.3875 | 254.881
8284 | 527.4373 | 313.8705 | 527.4373 | 313.8705
8285 | 532.6441 | 358.7753 | 532.6441 | 358.7753
8286 | 517.6639 | 342.8062 | 517.6639 | 342.8062
8287 | 490.0562 | 315.4116 | 490.0562 | 315.4116
8288 | 472.2216 | 287.3478 | 472.2216 | 287.3478
8289 | 466.035 | 253.7813 | 466.035 | 253.7813
8290 | 475.4903 | 172.1965 | 475.4903 | 172.1965
8291 | 465.629 | 115.9647 | 465.629 | 115.9647
8292 | 437.2098 | 94.0782 | 437.2098 | 94.0782
8293 | 410.9846 | 88.5051 | 410.9846 | 88.5051
8294 | 391.6324 | 95.2134 | 391.6324 | 95.2134
8295 | 376.2699 | 109.4277 | 376.2699 | 109.4277
8296 | 364.2448 | 176.1034 | 364.2448 | 176.1034
8297 | 363.8054 | 381.5474 | 363.8054 | 381.5474
8298 | 373.551 | 446.4324 | 373.551 | 446.4324
8299 | 395.5625 | 442.3775 | 395.5625 | 442.3775
8300 | 439.7109 | 403.1009 | 439.7109 | 403.1009
8301 | 479.0041 | 374.2871 | 479.0041 | 374.2871
8302 | 508.9195 | 341.3362 | 508.9195 | 341.3362
8303 | 546.085 | 316.8018 | 546.085 | 316.8018
8304 | 543.9204 | 290.5014 | 543.9204 | 290.5014
8305 | 519.9296 | 265.0606 | 519.9296 | 265.0606
8306 | 515.3431 | 275.9 | 515.3431 | 275.9
8307 | 517.688 | 275.5194 | 517.688 | 275.5194
8308 | 512.7773 | 336.7946 | 512.7773 | 336.7946
8309 | 519.3453 | 384.1657 | 519.3453 | 384.1657
8310 | 509.9251 | 369.4417 | 509.9251 | 369.4417
8311 | 484.5583 | 341.584 | 484.5583 | 341.584
8312 | 470.6518 | 311.5592 | 470.6518 | 311.5592
8313 | 467.5689 | 272.8076 | 467.5689 | 272.8076
8314 | 473.4964 | 184.5338 | 473.4964 | 184.5338
8315 | 462.0532 | 122.9064 | 462.0532 | 122.9064
8316 | 438.3012 | 99.9551 | 438.3012 | 99.9551
8317 | 412.9981 | 90.5022 | 412.9981 | 90.5022
8318 | 394.5617 | 92.3441 | 394.5617 | 92.3441
8319 | 377.1607 | 103.1478 | 377.1607 | 103.1478
8320 | 366.0801 | 167.7001 | 366.0801 | 167.7001
8321 | 364.2376 | 370.5695 | 364.2376 | 370.5695
8322 | 371.7036 | 433.6801 | 371.7036 | 433.6801
8323 | 390.0131 | 428.0552 | 390.0131 | 428.0552
8324 | 420.5827 | 384.7664 | 420.5827 | 384.7664
8325 | 448.6334 | 350.6411 | 448.6334 | 350.6411
8326 | 480.0626 | 313.0645 | 480.0626 | 313.0645
8327 | 520.7872 | 284.0307 | 520.7872 | 284.0307
8328 | 524.6276 | 253.7843 | 524.6276 | 253.7843
8329 | 505.0808 | 227.2187 | 505.0808 | 227.2187
8330 | 500.6073 | 235.5016 | 500.6073 | 235.5016
8331 | 499.6734 | 232.9614 | 499.6734 | 232.9614
8332 | 506.4148 | 293.2682 | 506.4148 | 293.2682
8333 | 504.4459 | 339.9716 | 504.4459 | 339.9716
8334 | 491.3979 | 324.61 | 491.3979 | 324.61
8335 | 474.4888 | 295.7838 | 474.4888 | 295.7838
8336 | 461.4531 | 264.556 | 461.4531 | 264.556
8337 | 459.7104 | 228.5233 | 459.7104 | 228.5233
8338 | 462.7803 | 149.6212 | 462.7803 | 149.6212
8339 | 457.1113 | 94.7068 | 457.1113 | 94.7068
8340 | 435.5792 | 73.5241 | 435.5792 | 73.5241
8341 | 408.0407 | 69.0097 | 408.0407 | 69.0097
8342 | 392.999 | 76.1691 | 392.999 | 76.1691
8343 | 376.7395 | 91.5925 | 376.7395 | 91.5925
8344 | 362.82 | 158.9539 | 362.82 | 158.9539
8345 | 362.9396 | 364.5603 | 362.9396 | 364.5603
8346 | 367.4508 | 429.4453 | 367.4508 | 429.4453
8347 | 385.6596 | 426.7619 | 385.6596 | 426.7619
8348 | 422.3771 | 386.8898 | 422.3771 | 386.8898
8349 | 452.6686 | 355.4593 | 452.6686 | 355.4593
8350 | 482.6473 | 317.2511 | 482.6473 | 317.2511
8351 | 521.7651 | 285.9375 | 521.7651 | 285.9375
8352 | 525.9317 | 253.6279 | 525.9317 | 253.6279
8353 | 503.8965 | 224.5359 | 503.8965 | 224.5359
8354 | 499.2637 | 233.4504 | 499.2637 | 233.4504
8355 | 498.3452 | 231.2591 | 498.3452 | 231.2591
8356 | 503.4816 | 291.8727 | 503.4816 | 291.8727
8357 | 503.2549 | 339.2257 | 503.2549 | 339.2257
8358 | 493.996 | 323.3589 | 493.996 | 323.3589
8359 | 473.5857 | 296.6801 | 473.5857 | 296.6801
8360 | 463.4877 | 270.6253 | 463.4877 | 270.6253
8361 | 461.9526 | 237.2213 | 461.9526 | 237.2213
8362 | 463.1609 | 155.9794 | 463.1609 | 155.9794
8363 | 455.0186 | 99.0198 | 455.0186 | 99.0198
8364 | 437.3405 | 76.6761 | 437.3405 | 76.6761
8365 | 409.4821 | 70.5255 | 409.4821 | 70.5255
8366 | 393.6708 | 75.7961 | 393.6708 | 75.7961
8367 | 381.126 | 88.1638 | 381.126 | 88.1638
8368 | 363.1612 | 153.2214 | 363.1612 | 153.2214
8369 | 362.8383 | 357.5345 | 362.8383 | 357.5345
8370 | 373.6144 | 421.7639 | 373.6144 | 421.7639
8371 | 393.5779 | 417.8473 | 393.5779 | 417.8473
8372 | 437.981 | 376.5315 | 437.981 | 376.5315
8373 | 470.8183 | 342.1957 | 470.8183 | 342.1957
8374 | 498.9046 | 300.3783 | 498.9046 | 300.3783
8375 | 534.6127 | 267.579 | 534.6127 | 267.579
8376 | 542.5546 | 235.8287 | 542.5546 | 235.8287
8377 | 514.1414 | 208.3669 | 514.1414 | 208.3669
8378 | 509.1696 | 218.1656 | 509.1696 | 218.1656
8379 | 512.4276 | 216.8285 | 512.4276 | 216.8285
8380 | 514.0045 | 278.4767 | 514.0045 | 278.4767
8381 | 523.4623 | 327.0328 | 523.4623 | 327.0328
8382 | 510.1243 | 313.2833 | 510.1243 | 313.2833
8383 | 488.6373 | 288.1384 | 488.6373 | 288.1384
8384 | 476.7004 | 260.7122 | 476.7004 | 260.7122
8385 | 469.4814 | 225.4434 | 469.4814 | 225.4434
8386 | 471.4038 | 141.9698 | 471.4038 | 141.9698
8387 | 463.4149 | 85.6599 | 463.4149 | 85.6599
8388 | 438.071 | 66.5343 | 438.071 | 66.5343
8389 | 407.9288 | 63.8486 | 407.9288 | 63.8486
8390 | 391.4588 | 71.3388 | 391.4588 | 71.3388
8391 | 376.4877 | 85.8299 | 376.4877 | 85.8299
8392 | 363.4513 | 152.4274 | 363.4513 | 152.4274
8393 | 365.8246 | 357.8112 | 365.8246 | 357.8112
8394 | 377.056 | 423.5985 | 377.056 | 423.5985
8395 | 405.6078 | 421.2219 | 405.6078 | 421.2219
8396 | 458.3967 | 381.4761 | 458.3967 | 381.4761
8397 | 492.9744 | 348.3854 | 492.9744 | 348.3854
8398 | 518.8776 | 308.0056 | 518.8776 | 308.0056
8399 | 558.5234 | 277.7447 | 558.5234 | 277.7447
8400 | 558.3871 | 248.2021 | 558.3871 | 248.2021
8401 | 525.4785 | 220.9147 | 525.4785 | 220.9147
8402 | 518.4031 | 231.2969 | 518.4031 | 231.2969
8403 | 524.4916 | 231.3794 | 524.4916 | 231.3794
8404 | 524.5368 | 294.4051 | 524.5368 | 294.4051
8405 | 527.899 | 344.868 | 527.899 | 344.868
8406 | 518.1248 | 331.5998 | 518.1248 | 331.5998
8407 | 493.9294 | 305.3481 | 493.9294 | 305.3481
8408 | 472.7819 | 276.1895 | 472.7819 | 276.1895
8409 | 469.0395 | 240.7763 | 469.0395 | 240.7763
8410 | 471.2886 | 156.4365 | 471.2886 | 156.4365
8411 | 455.9011 | 98.7431 | 455.9011 | 98.7431
8412 | 433.3776 | 78.1979 | 433.3776 | 78.1979
8413 | 403.3424 | 75.2054 | 403.3424 | 75.2054
8414 | 389.2058 | 83.4175 | 389.2058 | 83.4175
8415 | 374.0651 | 97.8483 | 374.0651 | 97.8483
8416 | 362.1175 | 163.7962 | 362.1175 | 163.7962
8417 | 365.6577 | 367.58 | 365.6577 | 367.58
8418 | 377.8594 | 431.4604 | 377.8594 | 431.4604
8419 | 407.6514 | 427.971 | 407.6514 | 427.971
8420 | 455.7372 | 387.371 | 455.7372 | 387.371
8421 | 494.5331 | 353.6548 | 494.5331 | 353.6548
8422 | 519.1482 | 312.0539 | 519.1482 | 312.0539
8423 | 554.0904 | 279.9884 | 554.0904 | 279.9884
8424 | 554.1101 | 247.9555 | 554.1101 | 247.9555
8425 | 526.2955 | 218.6229 | 526.2955 | 218.6229
8426 | 518.5942 | 227.6457 | 518.5942 | 227.6457
8427 | 521.1012 | 227.259 | 521.1012 | 227.259
8428 | 527.1956 | 290.6215 | 527.1956 | 290.6215
8429 | 529.2405 | 341.5115 | 529.2405 | 341.5115
8430 | 516.8898 | 328.141 | 516.8898 | 328.141
8431 | 488.102 | 300.7043 | 488.102 | 300.7043
8432 | 476.4382 | 270.4629 | 476.4382 | 270.4629
8433 | 473.9389 | 233.2813 | 473.9389 | 233.2813
8434 | 477.7324 | 148.0693 | 477.7324 | 148.0693
8435 | 458.2342 | 88.9803 | 458.2342 | 88.9803
8436 | 433.127 | 67.178 | 433.127 | 67.178
8437 | 406.0736 | 61.659 | 406.0736 | 61.659
8438 | 390.8394 | 66.4725 | 390.8394 | 66.4725
8439 | 375.2669 | 79.5138 | 375.2669 | 79.5138
8440 | 362.7662 | 146.5444 | 362.7662 | 146.5444
8441 | 366.327 | 352.9148 | 366.327 | 352.9148
8442 | 378.4876 | 419.7728 | 378.4876 | 419.7728
8443 | 404.8278 | 419.0203 | 404.8278 | 419.0203
8444 | 454.051 | 377.7226 | 454.051 | 377.7226
8445 | 492.1794 | 344.9086 | 492.1794 | 344.9086
8446 | 515.9582 | 306.9048 | 515.9582 | 306.9048
8447 | 551.46 | 277.0951 | 551.46 | 277.0951
8448 | 550.6788 | 246.1269 | 550.6788 | 246.1269
8449 | 520.5396 | 218.5928 | 520.5396 | 218.5928
8450 | 514.8303 | 228.7044 | 514.8303 | 228.7044
8451 | 520.9941 | 229.3463 | 520.9941 | 229.3463
8452 | 519.4957 | 294.7781 | 519.4957 | 294.7781
8453 | 519.3732 | 346.9553 | 519.3732 | 346.9553
8454 | 510.3117 | 336.0932 | 510.3117 | 336.0932
8455 | 484.2376 | 311.5799 | 484.2376 | 311.5799
8456 | 468.3131 | 284.1176 | 468.3131 | 284.1176
8457 | 468.6594 | 247.754 | 468.6594 | 247.754
8458 | 474.4622 | 162.4157 | 474.4622 | 162.4157
8459 | 459.6488 | 103.7658 | 459.6488 | 103.7658
8460 | 432.8715 | 82.4327 | 432.8715 | 82.4327
8461 | 402.1719 | 76.8115 | 402.1719 | 76.8115
8462 | 385.9776 | 80.7708 | 385.9776 | 80.7708
8463 | 373.4591 | 92.603 | 373.4591 | 92.603
8464 | 362.5844 | 157.4802 | 362.5844 | 157.4802
8465 | 362.593 | 361.2459 | 362.593 | 361.2459
8466 | 372.5137 | 425.2347 | 372.5137 | 425.2347
8467 | 392.4306 | 422.0159 | 392.4306 | 422.0159
8468 | 436.9424 | 383.8341 | 436.9424 | 383.8341
8469 | 473.8268 | 354.6593 | 473.8268 | 354.6593
8470 | 502.59 | 320.0722 | 502.59 | 320.0722
8471 | 541.6016 | 294.8942 | 541.6016 | 294.8942
8472 | 542.8035 | 269.1593 | 542.8035 | 269.1593
8473 | 518.7796 | 244.3742 | 518.7796 | 244.3742
8474 | 516.1379 | 255.7008 | 516.1379 | 255.7008
8475 | 519.0276 | 255.4104 | 519.0276 | 255.4104
8476 | 514.5224 | 319.585 | 514.5224 | 319.585
8477 | 512.7934 | 371.0765 | 512.7934 | 371.0765
8478 | 508.9732 | 359.8354 | 508.9732 | 359.8354
8479 | 489.5604 | 335.0875 | 489.5604 | 335.0875
8480 | 470.4877 | 307.2402 | 470.4877 | 307.2402
8481 | 464.9801 | 270.8767 | 464.9801 | 270.8767
8482 | 468.9362 | 185.3278 | 468.9362 | 185.3278
8483 | 456.8236 | 124.5966 | 456.8236 | 124.5966
8484 | 436.5621 | 99.3536 | 436.5621 | 99.3536
8485 | 406.8046 | 92.4632 | 406.8046 | 92.4632
8486 | 389.3813 | 97.6195 | 389.3813 | 97.6195
8487 | 371.3793 | 110.318 | 371.3793 | 110.318
8488 | 359.8497 | 175.5861 | 359.8497 | 175.5861
8489 | 358.5413 | 379.3699 | 358.5413 | 379.3699
8490 | 366.3902 | 442.7451 | 366.3902 | 442.7451
8491 | 384.093 | 438.3653 | 384.093 | 438.3653
8492 | 417.0337 | 398.4331 | 417.0337 | 398.4331
8493 | 447.0338 | 367.7004 | 447.0338 | 367.7004
8494 | 475.7435 | 330.0515 | 475.7435 | 330.0515
8495 | 515.3812 | 302.6719 | 515.3812 | 302.6719
8496 | 520.1784 | 274.4768 | 520.1784 | 274.4768
8497 | 493.5312 | 249.3187 | 493.5312 | 249.3187
8498 | 483.5478 | 260.4469 | 483.5478 | 260.4469
8499 | 484.1552 | 260.8301 | 484.1552 | 260.8301
8500 | 487.828 | 324.6017 | 487.828 | 324.6017
8501 | 492.3777 | 374.5473 | 492.3777 | 374.5473
8502 | 481.8575 | 361.67 | 481.8575 | 361.67
8503 | 462.7544 | 334.5882 | 462.7544 | 334.5882
8504 | 446.1105 | 304.3228 | 446.1105 | 304.3228
8505 | 444.7797 | 266.66 | 444.7797 | 266.66
8506 | 453.0529 | 180.8825 | 453.0529 | 180.8825
8507 | 447.5687 | 120.7288 | 447.5687 | 120.7288
8508 | 426.0789 | 96.2918 | 426.0789 | 96.2918
8509 | 400.0292 | 90.6285 | 400.0292 | 90.6285
8510 | 384.9903 | 93.1261 | 384.9903 | 93.1261
8511 | 368.6711 | 101.6199 | 368.6711 | 101.6199
8512 | 354.7216 | 163.6217 | 354.7216 | 163.6217
8513 | 355.7612 | 369.8116 | 355.7612 | 369.8116
8514 | 363.0654 | 438.781 | 363.0654 | 438.781
8515 | 380.4263 | 439.3699 | 380.4263 | 439.3699
8516 | 411.6457 | 398.4812 | 411.6457 | 398.4812
8517 | 439.1144 | 366.9785 | 439.1144 | 366.9785
8518 | 467.1504 | 330.4185 | 467.1504 | 330.4185
8519 | 507.0693 | 304.1457 | 507.0693 | 304.1457
8520 | 514.2479 | 277.7731 | 514.2479 | 277.7731
8521 | 491.8491 | 254.0648 | 491.8491 | 254.0648
8522 | 483.4867 | 268.393 | 483.4867 | 268.393
8523 | 485.0537 | 272.9087 | 485.0537 | 272.9087
8524 | 490.7706 | 340.873 | 490.7706 | 340.873
8525 | 489.1105 | 393.5314 | 489.1105 | 393.5314
8526 | 481.0024 | 381.4362 | 481.0024 | 381.4362
8527 | 465.1677 | 355.4311 | 465.1677 | 355.4311
8528 | 455.6474 | 326.8078 | 455.6474 | 326.8078
8529 | 456.5253 | 290.4563 | 456.5253 | 290.4563
8530 | 457.8128 | 205.4428 | 457.8128 | 205.4428
8531 | 449.3004 | 145.4936 | 449.3004 | 145.4936
8532 | 425.9287 | 119.7212 | 425.9287 | 119.7212
8533 | 400.0575 | 110.16 | 400.0575 | 110.16
8534 | 383.5036 | 113.981 | 383.5036 | 113.981
8535 | 369.6754 | 126.2644 | 369.6754 | 126.2644
8536 | 355.8733 | 191.0032 | 355.8733 | 191.0032
8537 | 356.2673 | 393.9809 | 356.2673 | 393.9809
8538 | 364.3519 | 457.0493 | 364.3519 | 457.0493
8539 | 382.3829 | 452.7659 | 382.3829 | 452.7659
8540 | 420.0812 | 413.2306 | 420.0812 | 413.2306
8541 | 453.9131 | 382.0708 | 453.9131 | 382.0708
8542 | 481.3843 | 345.3604 | 481.3843 | 345.3604
8543 | 522.0464 | 317.301 | 522.0464 | 317.301
8544 | 522.538 | 287.8487 | 522.538 | 287.8487
8545 | 500.2579 | 258.2995 | 500.2579 | 258.2995
8546 | 495.2499 | 265.62 | 495.2499 | 265.62
8547 | 492.8453 | 264.1024 | 492.8453 | 264.1024
8548 | 493.5603 | 326.5085 | 493.5603 | 326.5085
8549 | 498.382 | 375.5518 | 498.382 | 375.5518
8550 | 488.6212 | 362.1573 | 488.6212 | 362.1573
8551 | 470.1041 | 336.7417 | 470.1041 | 336.7417
8552 | 454.9898 | 309.8689 | 454.9898 | 309.8689
8553 | 453.8094 | 275.2076 | 453.8094 | 275.2076
8554 | 458.4843 | 191.7581 | 458.4843 | 191.7581
8555 | 449.2167 | 134.0225 | 449.2167 | 134.0225
8556 | 430.2687 | 112.16 | 430.2687 | 112.16
8557 | 402.3579 | 106.1719 | 402.3579 | 106.1719
8558 | 385.9055 | 110.4621 | 385.9055 | 110.4621
8559 | 369.2072 | 122.2883 | 369.2072 | 122.2883
8560 | 359.3242 | 187.4843 | 359.3242 | 187.4843
8561 | 361.2037 | 392.4711 | 361.2037 | 392.4711
8562 | 366.8911 | 457.7712 | 366.8911 | 457.7712
8563 | 387.1769 | 455.2441 | 387.1769 | 455.2441
8564 | 417.8625 | 417.0924 | 417.8625 | 417.0924
8565 | 453.1782 | 385.4875 | 453.1782 | 385.4875
8566 | 479.3056 | 346.7078 | 479.3056 | 346.7078
8567 | 517.2003 | 318.3357 | 517.2003 | 318.3357
8568 | 516.3331 | 290.6518 | 516.3331 | 290.6518
8569 | 496.0292 | 265.6321 | 496.0292 | 265.6321
8570 | 490.7983 | 277.1813 | 490.7983 | 277.1813
8571 | 488.15 | 275.6998 | 488.15 | 275.6998
8572 | 489.4012 | 334.9179 | 489.4012 | 334.9179
8573 | 487.8075 | 377.8135 | 487.8075 | 377.8135
8574 | 478.0186 | 362.7708 | 478.0186 | 362.7708
8575 | 460.9911 | 337.1567 | 460.9911 | 337.1567
8576 | 454.5571 | 309.6463 | 454.5571 | 309.6463
8577 | 455.1271 | 274.5941 | 455.1271 | 274.5941
8578 | 459.8493 | 191.5596 | 459.8493 | 191.5596
8579 | 450.2864 | 134.6181 | 450.2864 | 134.6181
8580 | 428.0566 | 112.7796 | 428.0566 | 112.7796
8581 | 399.3168 | 106.3283 | 399.3168 | 106.3283
8582 | 384.3188 | 110.1132 | 384.3188 | 110.1132
8583 | 368.8604 | 122.5771 | 368.8604 | 122.5771
8584 | 357.6401 | 188.7114 | 357.6401 | 188.7114
8585 | 359.2508 | 394.0892 | 359.2508 | 394.0892
8586 | 367.3019 | 459.3472 | 367.3019 | 459.3472
8587 | 388.8341 | 457.0788 | 388.8341 | 457.0788
8588 | 434.2911 | 419.5526 | 434.2911 | 419.5526
8589 | 467.1677 | 389.2169 | 467.1677 | 389.2169
8590 | 494.023 | 351.935 | 494.023 | 351.935
8591 | 532.6673 | 322.805 | 532.6673 | 322.805
8592 | 539.6373 | 290.2066 | 539.6373 | 290.2066
8593 | 506.2482 | 255.5806 | 506.2482 | 255.5806
8594 | 500.9923 | 257.2708 | 500.9923 | 257.2708
8595 | 509.0649 | 250.1049 | 509.0649 | 250.1049
8596 | 508.1169 | 310.905 | 508.1169 | 310.905
8597 | 504.2709 | 359.6174 | 504.2709 | 359.6174
8598 | 497.8228 | 347.3718 | 497.8228 | 347.3718
8599 | 471.2728 | 322.7743 | 471.2728 | 322.7743
8600 | 453.8317 | 294.56 | 453.8317 | 294.56
8601 | 449.3134 | 257.8897 | 449.3134 | 257.8897
8602 | 455.4022 | 172.2446 | 455.4022 | 172.2446
8603 | 448.2472 | 112.4819 | 448.2472 | 112.4819
8604 | 425.2566 | 90.3668 | 425.2566 | 90.3668
8605 | 397.1955 | 86.3637 | 397.1955 | 86.3637
8606 | 379.8738 | 91.0328 | 379.8738 | 91.0328
8607 | 361.3818 | 103.0275 | 361.3818 | 103.0275
8608 | 350.2319 | 167.3512 | 350.2319 | 167.3512
8609 | 353.7118 | 371.4658 | 353.7118 | 371.4658
8610 | 362.301 | 436.4411 | 362.301 | 436.4411
8611 | 386.7282 | 433.8599 | 386.7282 | 433.8599
8612 | 431.1642 | 392.1231 | 431.1642 | 392.1231
8613 | 463.1548 | 355.7721 | 463.1548 | 355.7721
8614 | 485.94 | 315.4706 | 485.94 | 315.4706
8615 | 530.2278 | 285.5525 | 530.2278 | 285.5525
8616 | 532.7963 | 255.4746 | 532.7963 | 255.4746
8617 | 503.9759 | 227.1645 | 503.9759 | 227.1645
8618 | 495.3481 | 234.9783 | 495.3481 | 234.9783
8619 | 499.5771 | 231.1148 | 499.5771 | 231.1148
8620 | 499.6944 | 290.2065 | 499.6944 | 290.2065
8621 | 498.56 | 336.5008 | 498.56 | 336.5008
8622 | 495.4456 | 321.1272 | 495.4456 | 321.1272
8623 | 469.5178 | 292.9205 | 469.5178 | 292.9205
8624 | 456.4384 | 262.8897 | 456.4384 | 262.8897
8625 | 452.3952 | 226.2014 | 452.3952 | 226.2014
8626 | 458.4162 | 142.3127 | 458.4162 | 142.3127
8627 | 448.1262 | 85.1967 | 448.1262 | 85.1967
8628 | 425.6662 | 65.4095 | 425.6662 | 65.4095
8629 | 395.1223 | 63.0365 | 395.1223 | 63.0365
8630 | 377.9232 | 71.0742 | 377.9232 | 71.0742
8631 | 360.1234 | 85.8419 | 360.1234 | 85.8419
8632 | 347.644 | 152.7341 | 347.644 | 152.7341
8633 | 346.4516 | 358.533 | 346.4516 | 358.533
8634 | 357.0237 | 424.1098 | 357.0237 | 424.1098
8635 | 377.7183 | 421.4384 | 377.7183 | 421.4384
8636 | 417.4265 | 380.9106 | 417.4265 | 380.9106
8637 | 454.1583 | 347.1282 | 454.1583 | 347.1282
8638 | 483.3351 | 305.8281 | 483.3351 | 305.8281
8639 | 524.1304 | 274.3822 | 524.1304 | 274.3822
8640 | 531.3496 | 243.7508 | 531.3496 | 243.7508
8641 | 504.4738 | 216.2168 | 504.4738 | 216.2168
8642 | 495.2608 | 225.2215 | 495.2608 | 225.2215
8643 | 494.7141 | 222.7295 | 494.7141 | 222.7295
8644 | 494.0989 | 282.8137 | 494.0989 | 282.8137
8645 | 498.871 | 330.3291 | 498.871 | 330.3291
8646 | 489.9398 | 315.5631 | 489.9398 | 315.5631
8647 | 469.647 | 287.4166 | 469.647 | 287.4166
8648 | 455.1724 | 257.0309 | 455.1724 | 257.0309
8649 | 448.4946 | 219.9635 | 448.4946 | 219.9635
8650 | 456.4858 | 135.4373 | 456.4858 | 135.4373
8651 | 450.0959 | 77.8461 | 450.0959 | 77.8461
8652 | 424.5456 | 57.2889 | 424.5456 | 57.2889
8653 | 398.1691 | 54.6092 | 398.1691 | 54.6092
8654 | 381.4545 | 63.3085 | 381.4545 | 63.3085
8655 | 363.7721 | 79.5379 | 363.7721 | 79.5379
8656 | 349.552 | 147.4106 | 349.552 | 147.4106
8657 | 349.2407 | 353.005 | 349.2407 | 353.005
8658 | 356.7362 | 418.2329 | 356.7362 | 418.2329
8659 | 373.9444 | 415.0562 | 373.9444 | 415.0562
8660 | 408.1178 | 374.9495 | 408.1178 | 374.9495
8661 | 442.0418 | 341.4618 | 442.0418 | 341.4618
8662 | 466.9028 | 300.3843 | 466.9028 | 300.3843
8663 | 503.6216 | 266.6706 | 503.6216 | 266.6706
8664 | 510.8417 | 232.767 | 510.8417 | 232.767
8665 | 494.0927 | 200.529 | 494.0927 | 200.529
8666 | 483.1668 | 206.2554 | 483.1668 | 206.2554
8667 | 478.7048 | 203.1679 | 478.7048 | 203.1679
8668 | 478.5488 | 264.4912 | 478.5488 | 264.4912
8669 | 480.7959 | 312.7646 | 480.7959 | 312.7646
8670 | 472.9873 | 298.9911 | 472.9873 | 298.9911
8671 | 453.5546 | 271.801 | 453.5546 | 271.801
8672 | 440.4974 | 242.7446 | 440.4974 | 242.7446
8673 | 441.7466 | 206.8744 | 441.7466 | 206.8744
8674 | 453.9974 | 123.5391 | 453.9974 | 123.5391
8675 | 446.1177 | 67.0607 | 446.1177 | 67.0607
8676 | 422.2697 | 49.2525 | 422.2697 | 49.2525
8677 | 396.1186 | 47.848 | 396.1186 | 47.848
8678 | 380.6129 | 53.263 | 380.6129 | 53.263
8679 | 364.5178 | 65.1675 | 364.5178 | 65.1675
8680 | 348.4085 | 131.6868 | 348.4085 | 131.6868
8681 | 347.1455 | 338.8752 | 347.1455 | 338.8752
8682 | 353.472 | 405.7934 | 353.472 | 405.7934
8683 | 371.2036 | 404.6619 | 371.2036 | 404.6619
8684 | 401.8085 | 364.5371 | 401.8085 | 364.5371
8685 | 431.4453 | 329.4494 | 431.4453 | 329.4494
8686 | 460.2118 | 288.3959 | 460.2118 | 288.3959
8687 | 497.7624 | 252.6371 | 497.7624 | 252.6371
8688 | 504.9511 | 219.9184 | 504.9511 | 219.9184
8689 | 486.1012 | 194.2551 | 486.1012 | 194.2551
8690 | 479.5922 | 206.0509 | 479.5922 | 206.0509
8691 | 483.6514 | 206.9034 | 483.6514 | 206.9034
8692 | 485.72 | 270.0915 | 485.72 | 270.0915
8693 | 487.2871 | 320.1032 | 487.2871 | 320.1032
8694 | 477.84 | 307.8636 | 477.84 | 307.8636
8695 | 458.9951 | 282.6585 | 458.9951 | 282.6585
8696 | 450.2574 | 255.3045 | 450.2574 | 255.3045
8697 | 448.8616 | 220.9561 | 448.8616 | 220.9561
8698 | 450.7126 | 139.7923 | 450.7126 | 139.7923
8699 | 443.7816 | 86.1892 | 443.7816 | 86.1892
8700 | 421.8322 | 66.408 | 421.8322 | 66.408
8701 | 393.7876 | 61.4966 | 393.7876 | 61.4966
8702 | 376.9302 | 65.7807 | 376.9302 | 65.7807
8703 | 361.2992 | 77.198 | 361.2992 | 77.198
8704 | 347.1166 | 144.0361 | 347.1166 | 144.0361
8705 | 346.5572 | 351.2305 | 346.5572 | 351.2305
8706 | 354.3553 | 417.6554 | 354.3553 | 417.6554
8707 | 374.2532 | 415.8202 | 374.2532 | 415.8202
8708 | 410.543 | 375.1661 | 410.543 | 375.1661
8709 | 441.7465 | 344.3913 | 441.7465 | 344.3913
8710 | 471.2273 | 309.9305 | 471.2273 | 309.9305
8711 | 513.8628 | 284.8006 | 513.8628 | 284.8006
8712 | 521.7747 | 257.8265 | 521.7747 | 257.8265
8713 | 498.5297 | 227.9706 | 498.5297 | 227.9706
8714 | 490.5853 | 234.3948 | 490.5853 | 234.3948
8715 | 493.3164 | 231.6742 | 493.3164 | 231.6742
8716 | 493.9501 | 295.4518 | 493.9501 | 295.4518
8717 | 490.6797 | 346.8831 | 490.6797 | 346.8831
8718 | 485.9444 | 336.2135 | 485.9444 | 336.2135
8719 | 470.7661 | 311.6039 | 470.7661 | 311.6039
8720 | 458.6596 | 281.3265 | 458.6596 | 281.3265
8721 | 457.9281 | 241.5643 | 457.9281 | 241.5643
8722 | 458.7957 | 155.823 | 458.7957 | 155.823
8723 | 449.1023 | 97.7265 | 449.1023 | 97.7265
8724 | 425.8721 | 68.8548 | 425.8721 | 68.8548
8725 | 405.0035 | 63.3716 | 405.0035 | 63.3716
8726 | 388.3093 | 67.8161 | 388.3093 | 67.8161
8727 | 371.9747 | 79.2771 | 371.9747 | 79.2771
8728 | 357.2158 | 141.5938 | 357.2158 | 141.5938
8729 | 355.7809 | 337.7446 | 355.7809 | 337.7446
8730 | 362.5463 | 397.1174 | 362.5463 | 397.1174
8731 | 378.532 | 394.8694 | 378.532 | 394.8694
8732 | 409.3011 | 353.1848 | 409.3011 | 353.1848
8733 | 433.0948 | 325.379 | 433.0948 | 325.379
8734 | 455.993 | 280.7294 | 455.993 | 280.7294
8735 | 498.3871 | 255.5588 | 498.3871 | 255.5588
8736 | 499.6446 | 226.2733 | 499.6446 | 226.2733
8737 | 473.9266 | 201.2003 | 473.9266 | 201.2003
8738 | 466.2943 | 211.0877 | 466.2943 | 211.0877
8739 | 461.4411 | 213.3328 | 461.4411 | 213.3328
8740 | 463.709 | 268.1761 | 463.709 | 268.1761
8741 | 470.5255 | 318.2451 | 470.5255 | 318.2451
8742 | 460.58 | 304.1377 | 460.58 | 304.1377
8743 | 451.8002 | 278.262 | 451.8002 | 278.262
8744 | 442.0903 | 247.7337 | 442.0903 | 247.7337
8745 | 443.9999 | 218.3844 | 443.9999 | 218.3844
8746 | 453.862 | 137.476 | 453.862 | 137.476
8747 | 443.2267 | 85.5334 | 443.2267 | 85.5334
8748 | 424.6873 | 66.6284 | 424.6873 | 66.6284
8749 | 401.2421 | 62.3875 | 401.2421 | 62.3875
8750 | 381.3797 | 69.8233 | 381.3797 | 69.8233
8751 | 368.4184 | 82.2002 | 368.4184 | 82.2002
8752 | 355.428 | 145.1113 | 355.428 | 145.1113
8753 | 355.1688 | 342.6846 | 355.1688 | 342.6846
8754 | 362.5421 | 403.0902 | 362.5421 | 403.0902
8755 | 382.6483 | 401.3343 | 382.6483 | 401.3343
8756 | 423.1825 | 361.9979 | 423.1825 | 361.9979
8757 | 461.0554 | 336.4332 | 461.0554 | 336.4332
8758 | 493.8639 | 292.8164 | 493.8639 | 292.8164
8759 | 541.3356 | 269.8283 | 541.3356 | 269.8283