## Summary Scalars
Parameter | Value
Total Cost ($) | 7333819.086
Capital Cost (CAPEX) | 123763.2137
Operating Cost (OPEX) | 7210055.8723
Annual Fuel Consumption Genset (L) | 1267105.2632
Annual Fuel Consumption Diesel Furnace (L) | 2087931.2632

## Generator Summary
Size | Built | Capacity (kW) | Capital Cost ($) | Operating Cost ($)
100 kW | 3 | 300 | 19157.1635 | 44700
500 kW | 1 | 500 | 31928.6058 | 74500
1000 kW | 0 | 0 | 0 | 0
2000 kW | 0 | 0 | 0 | 0
Total | 4 | 800 | 51085.7693 | 119200

## Diesel Furnace Summary
Size | Built | Capacity (MW) | Capital Cost ($) | Operating Cost ($)
17.58 kW | 322 | 5660.76 | 72677.4445 | 90572.16
Total | 322 | 5660.76 | 72677.4445 | 90572.16

## Time Series
Time | Electric Load (kW) | Thermal Load (kW) | Diesel Generation (kW) | Thermal Generation (kW)
0 | 567.1032 | 141.2026 | 567.1032 | 141.2026
1 | 538.3681 | 132.0256 | 538.3681 | 132.0256
2 | 535.8439 | 134.7664 | 535.8439 | 134.7664
3 | 539.5447 | 122.7329 | 539.5447 | 122.7329
4 | 533.8201 | 148.1737 | 533.8201 | 148.1737
5 | 544.3194 | 177.321 | 544.3194 | 177.321
6 | 539.5828 | 167.9186 | 539.5828 | 167.9186
7 | 507.3733 | 155.0117 | 507.3733 | 155.0117
8 | 485.4085 | 145.8333 | 485.4085 | 145.8333
9 | 480.0565 | 127.2016 | 480.0565 | 127.2016
10 | 485.0031 | 83.2697 | 485.0031 | 83.2697
11 | 469.8524 | 59.6547 | 469.8524 | 59.6547
12 | 443.6459 | 44.2709 | 443.6459 | 44.2709
13 | 416.4764 | 38.8309 | 416.4764 | 38.8309
14 | 397.258 | 42.1902 | 397.258 | 42.1902
15 | 382.3124 | 48.4914 | 382.3124 | 48.4914
16 | 367.0002 | 75.6165 | 367.0002 | 75.6165
17 | 366.0263 | 163.4288 | 366.0263 | 163.4288
18 | 376.402 | 202.6756 | 376.402 | 202.6756
19 | 399.0974 | 209.2431 | 399.0974 | 209.2431
20 | 443.6088 | 189.9278 | 443.6088 | 189.9278
21 | 484.2865 | 178.5358 | 484.2865 | 178.5358
22 | 516.6939 | 159.722 | 516.6939 | 159.722
23 | 562.8644 | 153.5652 | 562.8644 | 153.5652
24 | 571.4751 | 140.0288 | 571.4751 | 140.0288
25 | 542.8983 | 130.3742 | 542.8983 | 130.3742
26 | 532.1596 | 132.6221 | 532.1596 | 132.6221
27 | 533.1495 | 120.3668 | 533.1495 | 120.3668
28 | 533.0638 | 146.1373 | 533.0638 | 146.1373
29 | 535.3515 | 175.4417 | 535.3515 | 175.4417
30 | 528.7852 | 166.0855 | 528.7852 | 166.0855
31 | 503.0525 | 152.6287 | 503.0525 | 152.6287
32 | 482.4694 | 142.8048 | 482.4694 | 142.8048
33 | 475.9254 | 123.7156 | 475.9254 | 123.7156
34 | 480.8438 | 79.7838 | 480.8438 | 79.7838
35 | 469.7272 | 56.4414 | 469.7272 | 56.4414
36 | 439.2783 | 41.0791 | 439.2783 | 41.0791
37 | 411.6964 | 35.0676 | 411.6964 | 35.0676
38 | 397.9374 | 37.6105 | 397.9374 | 37.6105
39 | 383.825 | 43.5466 | 383.825 | 43.5466
40 | 369.2957 | 70.2296 | 369.2957 | 70.2296
41 | 367.7224 | 157.6106 | 367.7224 | 157.6106
42 | 374.6585 | 196.9791 | 374.6585 | 196.9791
43 | 393.2891 | 203.6236 | 393.2891 | 203.6236
44 | 434.6188 | 184.3823 | 434.6188 | 184.3823
45 | 476.7557 | 172.924 | 476.7557 | 172.924
46 | 506.6471 | 154.104 | 506.6471 | 154.104
47 | 549.8384 | 148.109 | 549.8384 | 148.109
48 | 553.3832 | 134.4216 | 553.3832 | 134.4216
49 | 532.2337 | 124.4451 | 532.2337 | 124.4451
50 | 524.5296 | 126.8701 | 524.5296 | 126.8701
51 | 528.0195 | 115.5746 | 528.0195 | 115.5746
52 | 525.8638 | 142.4695 | 525.8638 | 142.4695
53 | 533.2902 | 172.7613 | 533.2902 | 172.7613
54 | 525.092 | 164.086 | 525.092 | 164.086
55 | 497.8547 | 151.4287 | 497.8547 | 151.4287
56 | 475.7575 | 142.0792 | 475.7575 | 142.0792
57 | 468.5328 | 123.0086 | 468.5328 | 123.0086
58 | 477.5267 | 78.5129 | 477.5267 | 78.5129
59 | 465.4071 | 54.3957 | 465.4071 | 54.3957
60 | 436.9672 | 38.3556 | 436.9672 | 38.3556
61 | 413.5937 | 31.8065 | 413.5937 | 31.8065
62 | 397.0859 | 33.935 | 397.0859 | 33.935
63 | 381.9012 | 39.8835 | 381.9012 | 39.8835
64 | 369.1713 | 66.8299 | 369.1713 | 66.8299
65 | 365.1657 | 154.6422 | 365.1657 | 154.6422
66 | 371.9611 | 194.2418 | 371.9611 | 194.2418
67 | 387.6529 | 201.2051 | 387.6529 | 201.2051
68 | 422.5188 | 181.9869 | 422.5188 | 181.9869
69 | 455.3062 | 170.1882 | 455.3062 | 170.1882
70 | 487.6724 | 151.0139 | 487.6724 | 151.0139
71 | 524.6453 | 144.2071 | 524.6453 | 144.2071
72 | 537.0483 | 129.2473 | 537.0483 | 129.2473
73 | 517.5725 | 118.1818 | 517.5725 | 118.1818
74 | 509.5599 | 119.8365 | 509.5599 | 119.8365
75 | 512.301 | 107.7323 | 512.301 | 107.7323
76 | 508.5734 | 133.9972 | 508.5734 | 133.9972
77 | 510.1383 | 163.7329 | 510.1383 | 163.7329
78 | 495.0885 | 155.0945 | 495.0885 | 155.0945
79 | 480.3817 | 142.83 | 480.3817 | 142.83
80 | 467.5765 | 134.3863 | 467.5765 | 134.3863
81 | 465.9558 | 116.7206 | 465.9558 | 116.7206
82 | 469.0996 | 74.0888 | 469.0996 | 74.0888
83 | 462.9394 | 51.6122 | 462.9394 | 51.6122
84 | 435.3265 | 36.8506 | 435.3265 | 36.8506
85 | 408.0796 | 31.4291 | 408.0796 | 31.4291
86 | 394.4109 | 34.4942 | 394.4109 | 34.4942
87 | 382.9654 | 41.1374 | 382.9654 | 41.1374
88 | 366.9123 | 68.549 | 366.9123 | 68.549
89 | 363.5528 | 156.728 | 363.5528 | 156.728
90 | 369.548 | 196.7866 | 369.548 | 196.7866
91 | 388.7202 | 203.9872 | 388.7202 | 203.9872
92 | 418.9809 | 185.3589 | 418.9809 | 185.3589
93 | 456.9594 | 174.4984 | 456.9594 | 174.4984
94 | 484.7038 | 156.1744 | 484.7038 | 156.1744
95 | 519.7969 | 150.3487 | 519.7969 | 150.3487
96 | 534.016 | 137.1051 | 534.016 | 137.1051
97 | 508.5534 | 127.9434 | 508.5534 | 127.9434
98 | 502.543 | 130.655 | 502.543 | 130.655
99 | 501.6357 | 118.7078 | 501.6357 | 118.7078
100 | 509.3853 | 145.0266 | 509.3853 | 145.0266
101 | 519.9766 | 174.5929 | 519.9766 | 174.5929
102 | 506.7734 | 165.5417 | 506.7734 | 165.5417
103 | 491.7068 | 152.7535 | 491.7068 | 152.7535
104 | 478.2277 | 143.5688 | 478.2277 | 143.5688
105 | 469.8899 | 124.5197 | 469.8899 | 124.5197
106 | 470.9856 | 79.8777 | 470.9856 | 79.8777
107 | 457.0397 | 55.5726 | 457.0397 | 55.5726
108 | 432.9479 | 39.4663 | 432.9479 | 39.4663
109 | 410.6714 | 33.1297 | 410.6714 | 33.1297
110 | 394.4305 | 35.688 | 394.4305 | 35.688
111 | 380.2211 | 41.8475 | 380.2211 | 41.8475
112 | 366.969 | 68.8633 | 366.969 | 68.8633
113 | 363.2945 | 156.7156 | 363.2945 | 156.7156
114 | 372.9329 | 196.3938 | 372.9329 | 196.3938
115 | 392.6039 | 203.3155 | 392.6039 | 203.3155
116 | 430.0963 | 184.2776 | 430.0963 | 184.2776
117 | 461.8045 | 172.9533 | 461.8045 | 172.9533
118 | 492.6834 | 154.0794 | 492.6834 | 154.0794
119 | 532.8558 | 147.6792 | 532.8558 | 147.6792
120 | 537.3512 | 133.4203 | 537.3512 | 133.4203
121 | 510.303 | 123.1835 | 510.303 | 123.1835
122 | 506.8526 | 125.6085 | 506.8526 | 125.6085
123 | 511.6954 | 114.1897 | 511.6954 | 114.1897
124 | 510.9939 | 141.0431 | 510.9939 | 141.0431
125 | 513.2313 | 170.976 | 513.2313 | 170.976
126 | 504.3738 | 161.857 | 504.3738 | 161.857
127 | 483.6815 | 148.9409 | 483.6815 | 148.9409
128 | 469.5703 | 139.7578 | 469.5703 | 139.7578
129 | 465.0142 | 121.0076 | 465.0142 | 121.0076
130 | 468.6215 | 77.1234 | 468.6215 | 77.1234
131 | 458.6904 | 53.6702 | 458.6904 | 53.6702
132 | 433.4699 | 38.3525 | 433.4699 | 38.3525
133 | 409.0196 | 32.6861 | 409.0196 | 32.6861
134 | 392.9931 | 35.5586 | 392.9931 | 35.5586
135 | 378.7079 | 41.9939 | 378.7079 | 41.9939
136 | 363.3962 | 69.3454 | 363.3962 | 69.3454
137 | 364.0936 | 157.2918 | 364.0936 | 157.2918
138 | 374.9518 | 197.0885 | 374.9518 | 197.0885
139 | 397.9111 | 204.1535 | 397.9111 | 204.1535
140 | 444.2028 | 185.6408 | 444.2028 | 185.6408
141 | 481.0269 | 175.0375 | 481.0269 | 175.0375
142 | 512.0871 | 157.1957 | 512.0871 | 157.1957
143 | 552.2723 | 152.1279 | 552.2723 | 152.1279
144 | 558.4029 | 139.5097 | 558.4029 | 139.5097
145 | 527.0713 | 130.7593 | 527.0713 | 130.7593
146 | 518.3813 | 133.8221 | 518.3813 | 133.8221
147 | 527.4698 | 122.1799 | 527.4698 | 122.1799
148 | 523.4066 | 148.4464 | 523.4066 | 148.4464
149 | 523.7292 | 178.2037 | 523.7292 | 178.2037
150 | 513.3772 | 169.1971 | 513.3772 | 169.1971
151 | 492.325 | 156.2687 | 492.325 | 156.2687
152 | 471.913 | 146.6651 | 471.913 | 146.6651
153 | 468.7156 | 127.046 | 468.7156 | 127.046
154 | 472.7519 | 81.7832 | 472.7519 | 81.7832
155 | 459.7473 | 57.016 | 459.7473 | 57.016
156 | 434.102 | 40.7664 | 434.102 | 40.7664
157 | 407.0903 | 34.8612 | 407.0903 | 34.8612
158 | 389.6408 | 37.7583 | 389.6408 | 37.7583
159 | 372.467 | 43.961 | 372.467 | 43.961
160 | 357.8911 | 70.8874 | 357.8911 | 70.8874
161 | 357.7759 | 158.4317 | 357.7759 | 158.4317
162 | 370.6889 | 197.9157 | 370.6889 | 197.9157
163 | 391.3258 | 204.7358 | 391.3258 | 204.7358
164 | 435.1024 | 185.4144 | 435.1024 | 185.4144
165 | 474.3054 | 173.6265 | 474.3054 | 173.6265
166 | 500.859 | 154.483 | 500.859 | 154.483
167 | 538.4567 | 147.6931 | 538.4567 | 147.6931
168 | 542.5519 | 133.0445 | 542.5519 | 133.0445
169 | 515.9001 | 122.4287 | 515.9001 | 122.4287
170 | 509.011 | 124.4517 | 509.011 | 124.4517
171 | 515.8703 | 112.0655 | 515.8703 | 112.0655
172 | 512.3622 | 137.7358 | 512.3622 | 137.7358
173 | 513.6059 | 166.7429 | 513.6059 | 166.7429
174 | 504.1486 | 156.9353 | 504.1486 | 156.9353
175 | 481.2056 | 143.4616 | 481.2056 | 143.4616
176 | 462.827 | 133.6516 | 462.827 | 133.6516
177 | 458.3137 | 114.1003 | 458.3137 | 114.1003
178 | 467.02 | 69.7848 | 467.02 | 69.7848
179 | 454.4105 | 46.216 | 454.4105 | 46.216
180 | 428.7003 | 31.2234 | 428.7003 | 31.2234
181 | 404.3652 | 26.4597 | 404.3652 | 26.4597
182 | 385.9474 | 29.9361 | 385.9474 | 29.9361
183 | 370.8482 | 36.6548 | 370.8482 | 36.6548
184 | 357.6493 | 64.2312 | 357.6493 | 64.2312
185 | 359.3711 | 152.3501 | 359.3711 | 152.3501
186 | 369.3487 | 192.1483 | 369.3487 | 192.1483
187 | 394.2475 | 199.2596 | 394.2475 | 199.2596
188 | 439.5652 | 180.1877 | 439.5652 | 180.1877
189 | 477.7629 | 168.597 | 477.7629 | 168.597
190 | 511.4745 | 149.6599 | 511.4745 | 149.6599
191 | 550.2133 | 143.2073 | 550.2133 | 143.2073
192 | 554.5579 | 129.4014 | 554.5579 | 129.4014
193 | 532.3319 | 119.7407 | 532.3319 | 119.7407
194 | 515.511 | 121.7991 | 515.511 | 121.7991
195 | 522.3784 | 109.0339 | 522.3784 | 109.0339
196 | 525.5271 | 134.276 | 525.5271 | 134.276
197 | 531.3541 | 162.9996 | 531.3541 | 162.9996
198 | 521.1778 | 153.2737 | 521.1778 | 153.2737
199 | 495.654 | 140.0557 | 495.654 | 140.0557
200 | 483.5734 | 130.5707 | 483.5734 | 130.5707
201 | 474.8231 | 111.5093 | 474.8231 | 111.5093
202 | 477.7875 | 67.5866 | 477.7875 | 67.5866
203 | 457.8617 | 44.5816 | 457.8617 | 44.5816
204 | 433.2016 | 29.5397 | 433.2016 | 29.5397
205 | 407.1108 | 23.8964 | 407.1108 | 23.8964
206 | 391.9234 | 26.8737 | 391.9234 | 26.8737
207 | 378.6709 | 33.5292 | 378.6709 | 33.5292
208 | 367.5642 | 61.0903 | 367.5642 | 61.0903
209 | 365.0166 | 149.3847 | 365.0166 | 149.3847
210 | 372.7989 | 189.3201 | 372.7989 | 189.3201
211 | 395.1729 | 196.3451 | 395.1729 | 196.3451
212 | 431.906 | 177.5675 | 431.906 | 177.5675
213 | 466.5567 | 166.4127 | 466.5567 | 166.4127
214 | 496.3964 | 147.95 | 496.3964 | 147.95
215 | 542.8307 | 142.3539 | 542.8307 | 142.3539
216 | 551.3635 | 129.5138 | 551.3635 | 129.5138
217 | 529.7227 | 120.9422 | 529.7227 | 120.9422
218 | 527.063 | 124.5133 | 527.063 | 124.5133
219 | 524.8821 | 113.4303 | 524.8821 | 113.4303
220 | 527.1838 | 139.4765 | 527.1838 | 139.4765
221 | 527.7999 | 167.9121 | 527.7999 | 167.9121
222 | 521.1729 | 157.3482 | 521.1729 | 157.3482
223 | 499.3297 | 143.6018 | 499.3297 | 143.6018
224 | 479.6443 | 134.317 | 479.6443 | 134.317
225 | 474.4959 | 115.3804 | 474.4959 | 115.3804
226 | 478.7906 | 73.716 | 478.7906 | 73.716
227 | 461.5912 | 51.4997 | 461.5912 | 51.4997
228 | 436.9 | 36.4116 | 436.9 | 36.4116
229 | 411.4051 | 30.8853 | 411.4051 | 30.8853
230 | 393.4807 | 34.1137 | 393.4807 | 34.1137
231 | 380.7954 | 40.8555 | 380.7954 | 40.8555
232 | 365.396 | 68.4889 | 365.396 | 68.4889
233 | 365.4324 | 156.5878 | 365.4324 | 156.5878
234 | 371.5193 | 196.2967 | 371.5193 | 196.2967
235 | 386.2123 | 202.9381 | 386.2123 | 202.9381
236 | 419.4737 | 183.475 | 419.4737 | 183.475
237 | 450.927 | 171.6624 | 450.927 | 171.6624
238 | 479.7705 | 152.3248 | 479.7705 | 152.3248
239 | 523.6723 | 145.2006 | 523.6723 | 145.2006
240 | 528.1557 | 130.1731 | 528.1557 | 130.1731
241 | 510.3958 | 119.599 | 510.3958 | 119.599
242 | 505.2249 | 121.5865 | 505.2249 | 121.5865
243 | 502.5631 | 109.5777 | 502.5631 | 109.5777
244 | 509.2483 | 135.7379 | 509.2483 | 135.7379
245 | 514.0125 | 165.3103 | 514.0125 | 165.3103
246 | 503.3289 | 156.4347 | 503.3289 | 156.4347
247 | 484.6713 | 144.1456 | 484.6713 | 144.1456
248 | 468.6796 | 135.5956 | 468.6796 | 135.5956
249 | 463.2765 | 117.3768 | 463.2765 | 117.3768
250 | 468.6708 | 73.6575 | 468.6708 | 73.6575
251 | 452.0736 | 50.4784 | 452.0736 | 50.4784
252 | 430.3045 | 35.4658 | 430.3045 | 35.4658
253 | 407.6569 | 29.8825 | 407.6569 | 29.8825
254 | 391.8129 | 32.7874 | 391.8129 | 32.7874
255 | 380.3716 | 39.4368 | 380.3716 | 39.4368
256 | 364.4789 | 66.8129 | 364.4789 | 66.8129
257 | 365.2014 | 154.7547 | 365.2014 | 154.7547
258 | 368.687 | 194.4051 | 368.687 | 194.4051
259 | 384.7563 | 201.2329 | 384.7563 | 201.2329
260 | 412.1443 | 182.2365 | 412.1443 | 182.2365
261 | 442.6945 | 170.5056 | 442.6945 | 170.5056
262 | 473.6026 | 151.2065 | 473.6026 | 151.2065
263 | 509.8455 | 144.3796 | 509.8455 | 144.3796
264 | 520.7894 | 130.2933 | 520.7894 | 130.2933
265 | 504.1188 | 120.4339 | 504.1188 | 120.4339
266 | 501.2018 | 122.7403 | 501.2018 | 122.7403
267 | 498.8652 | 110.4927 | 498.8652 | 110.4927
268 | 499.6348 | 136.3479 | 499.6348 | 136.3479
269 | 503.2784 | 165.6153 | 503.2784 | 165.6153
270 | 490.3514 | 156.105 | 490.3514 | 156.105
271 | 474.4583 | 142.8162 | 474.4583 | 142.8162
272 | 462.8365 | 132.9753 | 462.8365 | 132.9753
273 | 464.4453 | 113.8307 | 464.4453 | 113.8307
274 | 470.5996 | 69.925 | 470.5996 | 69.925
275 | 457.6858 | 46.6474 | 457.6858 | 46.6474
276 | 432.1412 | 31.3097 | 432.1412 | 31.3097
277 | 406.2581 | 25.5169 | 406.2581 | 25.5169
278 | 392.1889 | 28.1877 | 392.1889 | 28.1877
279 | 380.5268 | 34.6661 | 380.5268 | 34.6661
280 | 368.7276 | 62.09 | 368.7276 | 62.09
281 | 364.0235 | 150.2551 | 364.0235 | 150.2551
282 | 370.238 | 190.3661 | 370.238 | 190.3661
283 | 385.7572 | 197.6806 | 385.7572 | 197.6806
284 | 420.0341 | 178.4178 | 420.0341 | 178.4178
285 | 452.4801 | 166.1215 | 452.4801 | 166.1215
286 | 479.7834 | 146.4142 | 479.7834 | 146.4142
287 | 519.3764 | 139.7229 | 519.3764 | 139.7229
288 | 529.8292 | 125.1575 | 529.8292 | 125.1575
289 | 508.9717 | 115.8434 | 508.9717 | 115.8434
290 | 501.9358 | 118.9416 | 501.9358 | 118.9416
291 | 503.275 | 107.8709 | 503.275 | 107.8709
292 | 504.3654 | 135.077 | 504.3654 | 135.077
293 | 513.314 | 165.717 | 513.314 | 165.717
294 | 506.4155 | 157.5916 | 506.4155 | 157.5916
295 | 485.8598 | 145.8447 | 485.8598 | 145.8447
296 | 473.9439 | 137.6397 | 473.9439 | 137.6397
297 | 470.2959 | 119.4409 | 470.2959 | 119.4409
298 | 467.5244 | 75.6754 | 467.5244 | 75.6754
299 | 453.8939 | 52.3685 | 453.8939 | 52.3685
300 | 427.982 | 37.1525 | 427.982 | 37.1525
301 | 402.3286 | 31.178 | 402.3286 | 31.178
302 | 388.0266 | 33.8472 | 388.0266 | 33.8472
303 | 374.8954 | 40.1993 | 374.8954 | 40.1993
304 | 359.0424 | 67.3922 | 359.0424 | 67.3922
305 | 358.6567 | 155.263 | 358.6567 | 155.263
306 | 369.1805 | 195.0659 | 369.1805 | 195.0659
307 | 389.2032 | 202.3189 | 389.2032 | 202.3189
308 | 433.0056 | 184.1112 | 433.0056 | 184.1112
309 | 472.3402 | 173.7559 | 472.3402 | 173.7559
310 | 497.2654 | 155.8925 | 497.2654 | 155.8925
311 | 541.5021 | 150.703 | 541.5021 | 150.703
312 | 538.3885 | 137.8583 | 538.3885 | 137.8583
313 | 513.0359 | 128.6705 | 513.0359 | 128.6705
314 | 506.8119 | 131.3405 | 506.8119 | 131.3405
315 | 509.81 | 119.4857 | 509.81 | 119.4857
316 | 507.5991 | 146.0187 | 507.5991 | 146.0187
317 | 513.4634 | 175.4232 | 513.4634 | 175.4232
318 | 504.439 | 165.8898 | 504.439 | 165.8898
319 | 480.2742 | 152.5871 | 480.2742 | 152.5871
320 | 463.9331 | 142.8602 | 463.9331 | 142.8602
321 | 459.69 | 123.3382 | 459.69 | 123.3382
322 | 467.2551 | 78.1663 | 467.2551 | 78.1663
323 | 452.1604 | 53.4884 | 452.1604 | 53.4884
324 | 420.0428 | 37.3898 | 420.0428 | 37.3898
325 | 393.1205 | 32.1931 | 393.1205 | 32.1931
326 | 380.6689 | 35.0842 | 380.6689 | 35.0842
327 | 366.3135 | 41.407 | 366.3135 | 41.407
328 | 351.3456 | 68.7308 | 351.3456 | 68.7308
329 | 351.0442 | 156.7464 | 351.0442 | 156.7464
330 | 363.6568 | 196.5185 | 363.6568 | 196.5185
331 | 382.2139 | 203.3309 | 382.2139 | 203.3309
332 | 425.3268 | 184.0465 | 425.3268 | 184.0465
333 | 465.4602 | 171.8796 | 465.4602 | 171.8796
334 | 496.606 | 152.1046 | 496.606 | 152.1046
335 | 531.4182 | 144.9264 | 531.4182 | 144.9264
336 | 538.9969 | 129.8851 | 538.9969 | 129.8851
337 | 511.6477 | 118.9212 | 511.6477 | 118.9212
338 | 506.8825 | 120.8332 | 506.8825 | 120.8332
339 | 507.2267 | 109.0801 | 507.2267 | 109.0801
340 | 506.0832 | 136.1923 | 506.0832 | 136.1923
341 | 510.2335 | 167.168 | 510.2335 | 167.168
342 | 502.2141 | 159.5048 | 502.2141 | 159.5048
343 | 479.2823 | 147.972 | 479.2823 | 147.972
344 | 463.4191 | 139.744 | 463.4191 | 139.744
345 | 461.1317 | 121.3172 | 461.1317 | 121.3172
346 | 468.4874 | 77.1712 | 468.4874 | 77.1712
347 | 448.5765 | 53.4114 | 448.5765 | 53.4114
348 | 419.2875 | 37.7441 | 419.2875 | 37.7441
349 | 395.5652 | 31.6093 | 395.5652 | 31.6093
350 | 379.4669 | 34.0136 | 379.4669 | 34.0136
351 | 367.0096 | 40.187 | 367.0096 | 40.187
352 | 354.6932 | 67.4168 | 354.6932 | 67.4168
353 | 354.5299 | 155.4602 | 354.5299 | 155.4602
354 | 366.002 | 195.3339 | 366.002 | 195.3339
355 | 386.7239 | 202.2834 | 386.7239 | 202.2834
356 | 427.518 | 183.2886 | 427.518 | 183.2886
357 | 465.8963 | 171.9027 | 465.8963 | 171.9027
358 | 500.1257 | 153.1028 | 500.1257 | 153.1028
359 | 536.0747 | 146.7072 | 536.0747 | 146.7072
360 | 537.2773 | 132.6085 | 537.2773 | 132.6085
361 | 516.4816 | 122.7769 | 516.4816 | 122.7769
362 | 506.5458 | 125.2219 | 506.5458 | 125.2219
363 | 507.4043 | 113.4041 | 507.4043 | 113.4041
364 | 507.3886 | 139.8246 | 507.3886 | 139.8246
365 | 515.1771 | 169.4201 | 515.1771 | 169.4201
366 | 504.5786 | 160.1394 | 504.5786 | 160.1394
367 | 482.3746 | 147.02 | 482.3746 | 147.02
368 | 466.1726 | 137.5535 | 466.1726 | 137.5535
369 | 460.6273 | 118.6384 | 460.6273 | 118.6384
370 | 469.6783 | 74.5833 | 469.6783 | 74.5833
371 | 454.0248 | 51.0545 | 454.0248 | 51.0545
372 | 426.3158 | 35.8324 | 426.3158 | 35.8324
373 | 399.9618 | 30.4386 | 399.9618 | 30.4386
374 | 381.418 | 32.9584 | 381.418 | 32.9584
375 | 370.2165 | 39.0085 | 370.2165 | 39.0085
376 | 356.0161 | 66.2045 | 356.0161 | 66.2045
377 | 353.8478 | 153.9413 | 353.8478 | 153.9413
378 | 362.3238 | 193.4269 | 362.3238 | 193.4269
379 | 380.0538 | 200.2008 | 380.0538 | 200.2008
380 | 418.9625 | 180.5697 | 418.9625 | 180.5697
381 | 456.305 | 168.3782 | 456.305 | 168.3782
382 | 486.9774 | 149.2748 | 486.9774 | 149.2748
383 | 526.3322 | 143.2366 | 526.3322 | 143.2366
384 | 531.5438 | 129.7788 | 531.5438 | 129.7788
385 | 505.9743 | 119.8377 | 505.9743 | 119.8377
386 | 499.6307 | 121.4478 | 499.6307 | 121.4478
387 | 500.7424 | 108.8306 | 500.7424 | 108.8306
388 | 504.2273 | 134.0711 | 504.2273 | 134.0711
389 | 500.3021 | 162.4235 | 500.3021 | 162.4235
390 | 495.4735 | 152.0969 | 495.4735 | 152.0969
391 | 477.5656 | 138.3397 | 477.5656 | 138.3397
392 | 453.0692 | 128.5142 | 453.0692 | 128.5142
393 | 448.6759 | 109.0323 | 448.6759 | 109.0323
394 | 458.8398 | 64.341 | 458.8398 | 64.341
395 | 448.4045 | 40.6859 | 448.4045 | 40.6859
396 | 424.286 | 26.1662 | 424.286 | 26.1662
397 | 398.421 | 21.5965 | 398.421 | 21.5965
398 | 384.4213 | 25.0621 | 384.4213 | 25.0621
399 | 372.4466 | 32.1028 | 372.4466 | 32.1028
400 | 358.1443 | 60.0582 | 358.1443 | 60.0582
401 | 355.7465 | 148.7177 | 355.7465 | 148.7177
402 | 361.5198 | 189.1383 | 361.5198 | 189.1383
403 | 372.8252 | 196.7302 | 372.8252 | 196.7302
404 | 407.7791 | 178.199 | 407.7791 | 178.199
405 | 440.3651 | 166.7516 | 440.3651 | 166.7516
406 | 470.6923 | 147.1737 | 470.6923 | 147.1737
407 | 513.5854 | 139.4826 | 513.5854 | 139.4826
408 | 523.431 | 123.9976 | 523.431 | 123.9976
409 | 503.0914 | 112.55 | 503.0914 | 112.55
410 | 497.4357 | 114.8887 | 497.4357 | 114.8887
411 | 495.1235 | 103.9859 | 495.1235 | 103.9859
412 | 498.9408 | 131.2367 | 498.9408 | 131.2367
413 | 501.8834 | 161.3237 | 501.8834 | 161.3237
414 | 488.482 | 152.7777 | 488.482 | 152.7777
415 | 469.0417 | 141.0016 | 469.0417 | 141.0016
416 | 454.0859 | 132.8213 | 454.0859 | 132.8213
417 | 452.4609 | 114.5701 | 452.4609 | 114.5701
418 | 462.8871 | 70.8077 | 462.8871 | 70.8077
419 | 446.2987 | 47.3991 | 446.2987 | 47.3991
420 | 419.5358 | 31.6809 | 419.5358 | 31.6809
421 | 398.06 | 25.4415 | 398.06 | 25.4415
422 | 383.3999 | 28.0521 | 383.3999 | 28.0521
423 | 371.9137 | 34.5582 | 371.9137 | 34.5582
424 | 357.2372 | 62.0931 | 357.2372 | 62.0931
425 | 356.1185 | 150.6833 | 356.1185 | 150.6833
426 | 359.0519 | 191.2164 | 359.0519 | 191.2164
427 | 373.4267 | 198.9869 | 373.4267 | 198.9869
428 | 403.0272 | 181.0704 | 403.0272 | 181.0704
429 | 432.2897 | 170.5071 | 432.2897 | 170.5071
430 | 462.4822 | 152.5559 | 462.4822 | 152.5559
431 | 502.6505 | 147.6746 | 502.6505 | 147.6746
432 | 511.5193 | 135.1995 | 511.5193 | 135.1995
433 | 494.3335 | 126.3614 | 494.3335 | 126.3614
434 | 487.5398 | 129.5335 | 487.5398 | 129.5335
435 | 490.425 | 117.9869 | 490.425 | 117.9869
436 | 493.6925 | 144.1994 | 493.6925 | 144.1994
437 | 495.6064 | 173.6502 | 495.6064 | 173.6502
438 | 490.0557 | 164.2354 | 490.0557 | 164.2354
439 | 473.7878 | 150.9219 | 473.7878 | 150.9219
440 | 460.7324 | 141.2644 | 460.7324 | 141.2644
441 | 461.1102 | 122.186 | 461.1102 | 122.186
442 | 465.0608 | 77.9922 | 465.0608 | 77.9922
443 | 445.1441 | 54.2879 | 445.1441 | 54.2879
444 | 417.7984 | 38.3587 | 417.7984 | 38.3587
445 | 394.3511 | 31.8311 | 394.3511 | 31.8311
446 | 379.5369 | 34.1383 | 379.5369 | 34.1383
447 | 368.9155 | 40.2686 | 368.9155 | 40.2686
448 | 358.211 | 67.312 | 358.211 | 67.312
449 | 352.1487 | 155.0412 | 352.1487 | 155.0412
450 | 358.0091 | 194.7979 | 358.0091 | 194.7979
451 | 374.9939 | 201.8706 | 374.9939 | 201.8706
452 | 409.3897 | 183.2516 | 409.3897 | 183.2516
453 | 444.8645 | 172.3156 | 444.8645 | 172.3156
454 | 474.3437 | 153.9531 | 474.3437 | 153.9531
455 | 515.4349 | 148.2399 | 515.4349 | 148.2399
456 | 518.8222 | 135.1734 | 518.8222 | 135.1734
457 | 502.0341 | 126.1057 | 502.0341 | 126.1057
458 | 492.6121 | 129.2932 | 492.6121 | 129.2932
459 | 497.4278 | 118.0593 | 497.4278 | 118.0593
460 | 496.487 | 144.9496 | 496.487 | 144.9496
461 | 502.4959 | 175.0427 | 502.4959 | 175.0427
462 | 496.9743 | 166.0393 | 496.9743 | 166.0393
463 | 480.8804 | 153.0138 | 480.8804 | 153.0138
464 | 462.5698 | 143.3116 | 462.5698 | 143.3116
465 | 462.5322 | 124.0052 | 462.5322 | 124.0052
466 | 465.6247 | 79.3648 | 465.6247 | 79.3648
467 | 447.3165 | 55.206 | 447.3165 | 55.206
468 | 426.5859 | 39.2075 | 426.5859 | 39.2075
469 | 401.6979 | 32.74 | 401.6979 | 32.74
470 | 387.3254 | 35.0241 | 387.3254 | 35.0241
471 | 376.8699 | 41.162 | 376.8699 | 41.162
472 | 367.8116 | 68.2332 | 367.8116 | 68.2332
473 | 363.4251 | 155.9731 | 363.4251 | 155.9731
474 | 372.0873 | 195.4633 | 372.0873 | 195.4633
475 | 394.4386 | 202.1941 | 394.4386 | 202.1941
476 | 441.2185 | 183.2331 | 441.2185 | 183.2331
477 | 483.2019 | 172.0522 | 483.2019 | 172.0522
478 | 512.4715 | 153.5572 | 512.4715 | 153.5572
479 | 555.2497 | 147.824 | 555.2497 | 147.824
480 | 559.7232 | 134.6727 | 559.7232 | 134.6727
481 | 529.6352 | 125.5065 | 529.6352 | 125.5065
482 | 528.5011 | 128.5199 | 528.5011 | 128.5199
483 | 535.0656 | 116.9933 | 535.0656 | 116.9933
484 | 528.5 | 143.6233 | 528.5 | 143.6233
485 | 531.0706 | 173.4499 | 531.0706 | 173.4499
486 | 525.6081 | 164.2046 | 525.6081 | 164.2046
487 | 497.369 | 150.9589 | 497.369 | 150.9589
488 | 477.9538 | 141.3229 | 477.9538 | 141.3229
489 | 475.038 | 122.1613 | 475.038 | 122.1613
490 | 478.5152 | 77.7504 | 478.5152 | 77.7504
491 | 456.6692 | 53.8812 | 456.6692 | 53.8812
492 | 426.1228 | 38.1785 | 426.1228 | 38.1785
493 | 401.6722 | 31.9498 | 401.6722 | 31.9498
494 | 387.9354 | 34.4649 | 387.9354 | 34.4649
495 | 378.9715 | 40.6445 | 378.9715 | 40.6445
496 | 367.723 | 67.6648 | 367.723 | 67.6648
497 | 364.0826 | 155.3585 | 364.0826 | 155.3585
498 | 371.5573 | 194.8903 | 371.5573 | 194.8903
499 | 391.5867 | 201.7119 | 391.5867 | 201.7119
500 | 435.6381 | 182.8434 | 435.6381 | 182.8434
501 | 475.6244 | 171.8396 | 475.6244 | 171.8396
502 | 509.5347 | 153.531 | 509.5347 | 153.531
503 | 545.4628 | 147.7685 | 545.4628 | 147.7685
504 | 554.0462 | 133.9687 | 554.0462 | 133.9687
505 | 526.0775 | 124.6084 | 526.0775 | 124.6084
506 | 520.5449 | 127.5325 | 520.5449 | 127.5325
507 | 522.0838 | 115.9597 | 522.0838 | 115.9597
508 | 520.3271 | 142.5542 | 520.3271 | 142.5542
509 | 518.7173 | 172.5903 | 518.7173 | 172.5903
510 | 514.0538 | 163.6177 | 514.0538 | 163.6177
511 | 491.3265 | 150.7186 | 491.3265 | 150.7186
512 | 475.934 | 141.3059 | 475.934 | 141.3059
513 | 475.7439 | 121.8656 | 475.7439 | 121.8656
514 | 475.7108 | 76.7691 | 475.7108 | 76.7691
515 | 455.703 | 52.2437 | 455.703 | 52.2437
516 | 425.2771 | 36.3469 | 425.2771 | 36.3469
517 | 401.4029 | 30.4324 | 401.4029 | 30.4324
518 | 388.5888 | 32.6056 | 388.5888 | 32.6056
519 | 377.8551 | 38.0951 | 377.8551 | 38.0951
520 | 369.6554 | 64.4099 | 369.6554 | 64.4099
521 | 367.0173 | 151.6985 | 367.0173 | 151.6985
522 | 374.879 | 191.2179 | 374.879 | 191.2179
523 | 396.7611 | 198.4093 | 396.7611 | 198.4093
524 | 439.6406 | 179.949 | 439.6406 | 179.949
525 | 478.4933 | 168.7895 | 478.4933 | 168.7895
526 | 511.4866 | 149.951 | 511.4866 | 149.951
527 | 548.6702 | 143.7603 | 548.6702 | 143.7603
528 | 544.7919 | 129.7711 | 544.7919 | 129.7711
529 | 518.7371 | 119.4126 | 518.7371 | 119.4126
530 | 509.3983 | 121.4971 | 509.3983 | 121.4971
531 | 519.6221 | 109.8103 | 519.6221 | 109.8103
532 | 519.2154 | 136.4773 | 519.2154 | 136.4773
533 | 519.4901 | 166.3701 | 519.4901 | 166.3701
534 | 504.225 | 157.3944 | 504.225 | 157.3944
535 | 485.0768 | 144.982 | 485.0768 | 144.982
536 | 471.2548 | 136.5198 | 471.2548 | 136.5198
537 | 470.811 | 118.6307 | 470.811 | 118.6307
538 | 472.0843 | 75.3412 | 472.0843 | 75.3412
539 | 452.9439 | 52.1606 | 452.9439 | 52.1606
540 | 424.4555 | 36.9446 | 424.4555 | 36.9446
541 | 399.6183 | 31.2042 | 399.6183 | 31.2042
542 | 385.0175 | 34.0752 | 385.0175 | 34.0752
543 | 376.5682 | 40.7061 | 376.5682 | 40.7061
544 | 366.3093 | 68.3087 | 366.3093 | 68.3087
545 | 359.9199 | 156.4692 | 359.9199 | 156.4692
546 | 366.436 | 196.3321 | 366.436 | 196.3321
547 | 385.4429 | 203.3787 | 385.4429 | 203.3787
548 | 425.5344 | 184.2868 | 425.5344 | 184.2868
549 | 461.1204 | 172.676 | 461.1204 | 172.676
550 | 498.8033 | 154.0085 | 498.8033 | 154.0085
551 | 530.8379 | 148.3061 | 530.8379 | 148.3061
552 | 535.4676 | 135.0624 | 535.4676 | 135.0624
553 | 512.3078 | 125.5419 | 512.3078 | 125.5419
554 | 506.7262 | 127.8406 | 506.7262 | 127.8406
555 | 510.8745 | 115.9689 | 510.8745 | 115.9689
556 | 508.4845 | 142.4064 | 508.4845 | 142.4064
557 | 510.7419 | 172.0265 | 510.7419 | 172.0265
558 | 498.4716 | 162.6303 | 498.4716 | 162.6303
559 | 484.1351 | 149.5925 | 484.1351 | 149.5925
560 | 464.5591 | 140.0674 | 464.5591 | 140.0674
561 | 464.1788 | 120.9459 | 464.1788 | 120.9459
562 | 467.8014 | 76.5596 | 467.8014 | 76.5596
563 | 452.4335 | 52.826 | 452.4335 | 52.826
564 | 425.5521 | 37.7394 | 425.5521 | 37.7394
565 | 402.2642 | 32.2332 | 402.2642 | 32.2332
566 | 389.292 | 34.6713 | 389.292 | 34.6713
567 | 379.1942 | 40.6352 | 379.1942 | 40.6352
568 | 366.4885 | 67.4399 | 366.4885 | 67.4399
569 | 362.5973 | 155.0643 | 362.5973 | 155.0643
570 | 366.5235 | 194.5776 | 366.5235 | 194.5776
571 | 380.7321 | 201.4408 | 380.7321 | 201.4408
572 | 414.9042 | 182.9204 | 414.9042 | 182.9204
573 | 443.9293 | 171.9274 | 443.9293 | 171.9274
574 | 472.5418 | 153.5556 | 472.5418 | 153.5556
575 | 510.5727 | 147.9025 | 510.5727 | 147.9025
576 | 517.6039 | 134.6357 | 517.6039 | 134.6357
577 | 497.7422 | 125.1676 | 497.7422 | 125.1676
578 | 489.9084 | 127.7559 | 489.9084 | 127.7559
579 | 494.3865 | 116.0352 | 494.3865 | 116.0352
580 | 497.3505 | 142.5019 | 497.3505 | 142.5019
581 | 496.8882 | 172.3547 | 496.8882 | 172.3547
582 | 484.0961 | 163.5006 | 484.0961 | 163.5006
583 | 463.8825 | 151.0821 | 463.8825 | 151.0821
584 | 450.3785 | 142.3319 | 450.3785 | 142.3319
585 | 456.6381 | 123.9051 | 456.6381 | 123.9051
586 | 464.1556 | 80.0564 | 464.1556 | 80.0564
587 | 443.5122 | 56.483 | 443.5122 | 56.483
588 | 417.2309 | 40.8049 | 417.2309 | 40.8049
589 | 395.5665 | 34.7287 | 395.5665 | 34.7287
590 | 383.7914 | 37.2777 | 383.7914 | 37.2777
591 | 373.759 | 43.3787 | 373.759 | 43.3787
592 | 360.4165 | 70.4098 | 360.4165 | 70.4098
593 | 356.3442 | 158.0589 | 356.3442 | 158.0589
594 | 361.3771 | 197.5398 | 361.3771 | 197.5398
595 | 377.8669 | 204.4293 | 377.8669 | 204.4293
596 | 405.8414 | 185.7209 | 405.8414 | 185.7209
597 | 433.5326 | 174.5307 | 433.5326 | 174.5307
598 | 465.8405 | 155.854 | 465.8405 | 155.854
599 | 501.7992 | 149.8651 | 501.7992 | 149.8651
600 | 503.2171 | 136.1407 | 503.2171 | 136.1407
601 | 487.5075 | 126.4153 | 487.5075 | 126.4153
602 | 478.5828 | 128.6031 | 478.5828 | 128.6031
603 | 484.6879 | 116.4049 | 484.6879 | 116.4049
604 | 488.2352 | 142.3463 | 488.2352 | 142.3463
605 | 490.1004 | 171.5906 | 490.1004 | 171.5906
606 | 478.962 | 162.0465 | 478.962 | 162.0465
607 | 462.1259 | 148.8131 | 462.1259 | 148.8131
608 | 451.4581 | 139.3943 | 451.4581 | 139.3943
609 | 453.8433 | 120.6656 | 453.8433 | 120.6656
610 | 457.972 | 76.9555 | 457.972 | 76.9555
611 | 441.6295 | 53.8119 | 441.6295 | 53.8119
612 | 416.2568 | 39.0088 | 416.2568 | 39.0088
613 | 391.518 | 33.923 | 391.518 | 33.923
614 | 378.2515 | 36.7509 | 378.2515 | 36.7509
615 | 369.5451 | 43.0768 | 369.5451 | 43.0768
616 | 358.8499 | 70.3621 | 358.8499 | 70.3621
617 | 353.523 | 158.2299 | 353.523 | 158.2299
618 | 359.8576 | 197.9342 | 359.8576 | 197.9342
619 | 378.152 | 204.9977 | 378.152 | 204.9977
620 | 413.0672 | 186.2724 | 413.0672 | 186.2724
621 | 446.2425 | 174.3397 | 446.2425 | 174.3397
622 | 476.2976 | 154.6909 | 476.2976 | 154.6909
623 | 511.8097 | 147.9103 | 511.8097 | 147.9103
624 | 515.8351 | 133.7438 | 515.8351 | 133.7438
625 | 492.4415 | 123.8844 | 492.4415 | 123.8844
626 | 487.8858 | 126.1662 | 487.8858 | 126.1662
627 | 491.2802 | 114.6041 | 491.2802 | 114.6041
628 | 491.8913 | 141.0816 | 491.8913 | 141.0816
629 | 498.6816 | 170.8589 | 498.6816 | 170.8589
630 | 489.8764 | 162.1466 | 489.8764 | 162.1466
631 | 468.6288 | 149.7204 | 468.6288 | 149.7204
632 | 458.8375 | 140.9131 | 458.8375 | 140.9131
633 | 461.4243 | 122.4633 | 461.4243 | 122.4633
634 | 468.1864 | 78.7224 | 468.1864 | 78.7224
635 | 446.9072 | 55.4355 | 446.9072 | 55.4355
636 | 414.3205 | 40.1903 | 414.3205 | 40.1903
637 | 391.8381 | 34.3497 | 391.8381 | 34.3497
638 | 378.6919 | 36.9866 | 378.6919 | 36.9866
639 | 371.085 | 43.5389 | 371.085 | 43.5389
640 | 361.473 | 71.1554 | 361.473 | 71.1554
641 | 357.1656 | 159.4591 | 357.1656 | 159.4591
642 | 363.5632 | 199.47 | 363.5632 | 199.47
643 | 386.2541 | 206.629 | 386.2541 | 206.629
644 | 430.7361 | 188.0193 | 430.7361 | 188.0193
645 | 475.4977 | 176.8984 | 475.4977 | 176.8984
646 | 508.0881 | 158.2278 | 508.0881 | 158.2278
647 | 552.7057 | 152.4098 | 552.7057 | 152.4098
648 | 553.0807 | 139.2139 | 553.0807 | 139.2139
649 | 530.3233 | 129.9475 | 530.3233 | 129.9475
650 | 522.0754 | 132.5466 | 522.0754 | 132.5466
651 | 524.3063 | 120.4608 | 524.3063 | 120.4608
652 | 524.6796 | 146.4762 | 524.6796 | 146.4762
653 | 523.9359 | 175.9377 | 523.9359 | 175.9377
654 | 512.8015 | 166.6416 | 512.8015 | 166.6416
655 | 490.1227 | 153.7055 | 490.1227 | 153.7055
656 | 479.3958 | 144.3868 | 479.3958 | 144.3868
657 | 481.9517 | 125.3731 | 481.9517 | 125.3731
658 | 478.9054 | 81.1008 | 478.9054 | 81.1008
659 | 451.8143 | 57.3117 | 451.8143 | 57.3117
660 | 406.9397 | 41.7014 | 406.9397 | 41.7014
661 | 383.2972 | 35.77 | 383.2972 | 35.77
662 | 368.6907 | 38.2913 | 368.6907 | 38.2913
663 | 361.8446 | 44.5109 | 361.8446 | 44.5109
664 | 354.4026 | 71.4481 | 354.4026 | 71.4481
665 | 347.2399 | 159.1726 | 347.2399 | 159.1726
666 | 353.8718 | 198.6998 | 353.8718 | 198.6998
667 | 375.3665 | 205.4737 | 375.3665 | 205.4737
668 | 416.7208 | 186.5759 | 416.7208 | 186.5759
669 | 459.4551 | 175.3872 | 459.4551 | 175.3872
670 | 492.0557 | 156.826 | 492.0557 | 156.826
671 | 528.0768 | 151.0774 | 528.0768 | 151.0774
672 | 529.1372 | 137.7335 | 529.1372 | 137.7335
673 | 504.0329 | 128.2931 | 504.0329 | 128.2931
674 | 500.5632 | 130.8891 | 500.5632 | 130.8891
675 | 502.5037 | 119.1222 | 502.5037 | 119.1222
676 | 502.9551 | 145.2469 | 502.9551 | 145.2469
677 | 503.0041 | 174.3942 | 503.0041 | 174.3942
678 | 492.72 | 164.5959 | 492.72 | 164.5959
679 | 470.8112 | 151.0297 | 470.8112 | 151.0297
680 | 455.2981 | 141.5124 | 455.2981 | 141.5124
681 | 460.3663 | 122.6743 | 460.3663 | 122.6743
682 | 461.7841 | 78.7393 | 461.7841 | 78.7393
683 | 439.6037 | 55.4863 | 439.6037 | 55.4863
684 | 409.2339 | 40.7186 | 409.2339 | 40.7186
685 | 386.298 | 35.2263 | 386.298 | 35.2263
686 | 371.3722 | 37.7922 | 371.3722 | 37.7922
687 | 364.8458 | 44.0118 | 364.8458 | 44.0118
688 | 352.8629 | 71.0969 | 352.8629 | 71.0969
689 | 346.1607 | 158.7906 | 346.1607 | 158.7906
690 | 357.0603 | 198.4672 | 357.0603 | 198.4672
691 | 378.1198 | 205.4013 | 378.1198 | 205.4013
692 | 417.4323 | 186.6252 | 417.4323 | 186.6252
693 | 455.6357 | 175.532 | 455.6357 | 175.532
694 | 481.7523 | 156.9384 | 481.7523 | 156.9384
695 | 516.8866 | 151.1621 | 516.8866 | 151.1621
696 | 519.3639 | 137.8907 | 519.3639 | 137.8907
697 | 495.4669 | 128.4056 | 495.4669 | 128.4056
698 | 489.859 | 130.8753 | 489.859 | 130.8753
699 | 493.3645 | 118.9527 | 493.3645 | 118.9527
700 | 490.7508 | 145.6474 | 490.7508 | 145.6474
701 | 490.6589 | 175.9731 | 490.6589 | 175.9731
702 | 484.383 | 167.3101 | 484.383 | 167.3101
703 | 460.9317 | 154.9085 | 460.9317 | 154.9085
704 | 444.4525 | 145.6992 | 444.4525 | 145.6992
705 | 450.5819 | 126.8027 | 450.5819 | 126.8027
706 | 454.0194 | 82.5966 | 454.0194 | 82.5966
707 | 432.8319 | 58.7259 | 432.8319 | 58.7259
708 | 414.6394 | 110.055 | 414.6394 | 110.055
709 | 390.869 | 106.5004 | 390.869 | 106.5004
710 | 377.1883 | 108.5502 | 377.1883 | 108.5502
711 | 367.7556 | 114.4748 | 367.7556 | 114.4748
712 | 359.8612 | 143.6477 | 359.8612 | 143.6477
713 | 353.1223 | 225.9343 | 353.1223 | 225.9343
714 | 362.8132 | 263.9918 | 362.8132 | 263.9918
715 | 382.6774 | 271.8033 | 382.6774 | 271.8033
716 | 421.017 | 250.1946 | 421.017 | 250.1946
717 | 455.7384 | 237.4192 | 455.7384 | 237.4192
718 | 488.4159 | 222.9111 | 488.4159 | 222.9111
719 | 520.2436 | 213.9803 | 520.2436 | 213.9803
720 | 529.1126 | 203.0923 | 529.1126 | 203.0923
721 | 505.4936 | 191.9673 | 505.4936 | 191.9673
722 | 503.2514 | 197.8441 | 503.2514 | 197.8441
723 | 504.0022 | 186.7641 | 504.0022 | 186.7641
724 | 504.067 | 210.8117 | 504.067 | 210.8117
725 | 511.9836 | 239.2927 | 511.9836 | 239.2927
726 | 506.0303 | 230.4372 | 506.0303 | 230.4372
727 | 476.0255 | 216.8679 | 476.0255 | 216.8679
728 | 457.2883 | 210.4957 | 457.2883 | 210.4957
729 | 465.2096 | 190.0875 | 465.2096 | 190.0875
730 | 465.9283 | 148.1094 | 465.9283 | 148.1094
731 | 442.6871 | 121.9148 | 442.6871 | 121.9148
732 | 415.0708 | 108.059 | 415.0708 | 108.059
733 | 389.5713 | 102.9013 | 389.5713 | 102.9013
734 | 376.1564 | 103.5939 | 376.1564 | 103.5939
735 | 372.4534 | 108.806 | 372.4534 | 108.806
736 | 361.5133 | 137.9297 | 361.5133 | 137.9297
737 | 355.8764 | 220.7752 | 355.8764 | 220.7752
738 | 359.8269 | 259.533 | 359.8269 | 259.533
739 | 374.9289 | 268.0139 | 374.9289 | 268.0139
740 | 406.6725 | 246.835 | 406.6725 | 246.835
741 | 444.5237 | 234.1027 | 444.5237 | 234.1027
742 | 480.0172 | 219.2752 | 480.0172 | 219.2752
743 | 511.3451 | 209.9881 | 511.3451 | 209.9881
744 | 523.4418 | 198.357 | 523.4418 | 198.357
745 | 498.7389 | 186.3107 | 498.7389 | 186.3107
746 | 493.0128 | 191.1926 | 493.0128 | 191.1926
747 | 491.081 | 180.0881 | 491.081 | 180.0881
748 | 492.5493 | 204.8174 | 492.5493 | 204.8174
749 | 499.8035 | 234.2565 | 499.8035 | 234.2565
750 | 487.9491 | 226.439 | 487.9491 | 226.439
751 | 467.8368 | 213.5514 | 467.8368 | 213.5514
752 | 459.6807 | 207.781 | 459.6807 | 207.781
753 | 464.8723 | 187.8089 | 464.8723 | 187.8089
754 | 461.682 | 145.9045 | 461.682 | 145.9045
755 | 439.6367 | 119.9494 | 439.6367 | 119.9494
756 | 412.6856 | 106.241 | 412.6856 | 106.241
757 | 389.7267 | 101.0527 | 389.7267 | 101.0527
758 | 374.6635 | 101.7575 | 374.6635 | 101.7575
759 | 370.1903 | 107.4241 | 370.1903 | 107.4241
760 | 363.5506 | 136.9286 | 363.5506 | 136.9286
761 | 354.3028 | 220.0566 | 354.3028 | 220.0566
762 | 358.5308 | 259.2443 | 358.5308 | 259.2443
763 | 375.2803 | 267.8542 | 375.2803 | 267.8542
764 | 405.4864 | 246.6385 | 405.4864 | 246.6385
765 | 435.0865 | 233.9246 | 435.0865 | 233.9246
766 | 463.9005 | 218.6242 | 463.9005 | 218.6242
767 | 498.336 | 208.5571 | 498.336 | 208.5571
768 | 505.5732 | 195.8389 | 505.5732 | 195.8389
769 | 490.6428 | 181.8396 | 490.6428 | 181.8396
770 | 481.9269 | 184.2832 | 481.9269 | 184.2832
771 | 481.3296 | 170.0648 | 481.3296 | 170.0648
772 | 483.6213 | 193.5535 | 483.6213 | 193.5535
773 | 492.9869 | 223.0356 | 492.9869 | 223.0356
774 | 487.305 | 215.6971 | 487.305 | 215.6971
775 | 469.5751 | 203.6509 | 469.5751 | 203.6509
776 | 462.1621 | 198.765 | 462.1621 | 198.765
777 | 472.7964 | 179.1368 | 472.7964 | 179.1368
778 | 466.7766 | 137.4658 | 466.7766 | 137.4658
779 | 441.8992 | 111.8116 | 441.8992 | 111.8116
780 | 413.2599 | 98.6069 | 413.2599 | 98.6069
781 | 391.2386 | 94.2169 | 391.2386 | 94.2169
782 | 378.2121 | 95.0937 | 378.2121 | 95.0937
783 | 372.7502 | 100.5638 | 372.7502 | 100.5638
784 | 363.6293 | 130.3939 | 363.6293 | 130.3939
785 | 356.9508 | 213.9026 | 356.9508 | 213.9026
786 | 360.4712 | 252.8692 | 360.4712 | 252.8692
787 | 377.1557 | 261.7371 | 377.1557 | 261.7371
788 | 413.6238 | 240.9636 | 413.6238 | 240.9636
789 | 447.7808 | 227.8075 | 447.7808 | 227.8075
790 | 475.3524 | 212.5808 | 475.3524 | 212.5808
791 | 511.3893 | 202.6918 | 511.3893 | 202.6918
792 | 522.7382 | 190.5509 | 522.7382 | 190.5509
793 | 497.4191 | 178.5845 | 497.4191 | 178.5845
794 | 494.3396 | 183.4233 | 494.3396 | 183.4233
795 | 495.1242 | 171.5081 | 495.1242 | 171.5081
796 | 496.4426 | 193.8176 | 496.4426 | 193.8176
797 | 505.2766 | 221.7765 | 505.2766 | 221.7765
798 | 495.6855 | 213.9037 | 495.6855 | 213.9037
799 | 472.4567 | 201.8514 | 472.4567 | 201.8514
800 | 462.5989 | 196.6277 | 462.5989 | 196.6277
801 | 471.6985 | 177.9331 | 471.6985 | 177.9331
802 | 465.384 | 137.558 | 465.384 | 137.558
803 | 442.0277 | 112.997 | 442.0277 | 112.997
804 | 410.1202 | 100.7872 | 410.1202 | 100.7872
805 | 389.7688 | 96.8824 | 389.7688 | 96.8824
806 | 376.3479 | 98.2567 | 376.3479 | 98.2567
807 | 370.9872 | 104.1874 | 370.9872 | 104.1874
808 | 364.4463 | 133.9192 | 364.4463 | 133.9192
809 | 359.462 | 217.3481 | 359.462 | 217.3481
810 | 363.3357 | 256.3086 | 363.3357 | 256.3086
811 | 386.5895 | 264.9062 | 386.5895 | 264.9062
812 | 432.0997 | 243.8133 | 432.0997 | 243.8133
813 | 469.9384 | 231.0564 | 469.9384 | 231.0564
814 | 504.8447 | 215.7438 | 504.8447 | 215.7438
815 | 544.1037 | 205.7504 | 544.1037 | 205.7504
816 | 549.1339 | 193.0322 | 549.1339 | 193.0322
817 | 517.0282 | 179.8374 | 517.0282 | 179.8374
818 | 510.9457 | 183.6137 | 510.9457 | 183.6137
819 | 517.2964 | 170.2921 | 517.2964 | 170.2921
820 | 517.6832 | 192.8656 | 517.6832 | 192.8656
821 | 519.6903 | 220.2042 | 519.6903 | 220.2042
822 | 513.6938 | 211.6436 | 513.6938 | 211.6436
823 | 478.3753 | 199.1798 | 478.3753 | 199.1798
824 | 468.1588 | 193.8823 | 468.1588 | 193.8823
825 | 481.0606 | 174.7946 | 481.0606 | 174.7946
826 | 472.861 | 134.1247 | 472.861 | 134.1247
827 | 446.853 | 109.5515 | 446.853 | 109.5515
828 | 410.9253 | 97.2434 | 410.9253 | 97.2434
829 | 389.3062 | 93.1237 | 389.3062 | 93.1237
830 | 377.7504 | 94.6208 | 377.7504 | 94.6208
831 | 372.5011 | 100.6866 | 372.5011 | 100.6866
832 | 366.3524 | 130.4553 | 366.3524 | 130.4553
833 | 359.6436 | 213.9702 | 359.6436 | 213.9702
834 | 365.233 | 253.3421 | 365.233 | 253.3421
835 | 387.725 | 262.296 | 387.725 | 262.296
836 | 434.1248 | 241.6944 | 434.1248 | 241.6944
837 | 475.6414 | 229.1955 | 475.6414 | 229.1955
838 | 509.0617 | 214.2513 | 509.0617 | 214.2513
839 | 539.8059 | 204.1965 | 539.8059 | 204.1965
840 | 542.4703 | 191.681 | 542.4703 | 191.681
841 | 515.0802 | 178.2897 | 515.0802 | 178.2897
842 | 509.4103 | 181.8081 | 509.4103 | 181.8081
843 | 511.5591 | 168.5355 | 511.5591 | 168.5355
844 | 509.3247 | 189.7641 | 509.3247 | 189.7641
845 | 511.4425 | 215.512 | 511.4425 | 215.512
846 | 504.4238 | 205.0228 | 504.4238 | 205.0228
847 | 481.8089 | 192.1045 | 481.8089 | 192.1045
848 | 464.72 | 187.3783 | 464.72 | 187.3783
849 | 478.2793 | 169.6295 | 478.2793 | 169.6295
850 | 473.926 | 130.4336 | 473.926 | 130.4336
851 | 446.2139 | 107.1808 | 446.2139 | 107.1808
852 | 413.3362 | 96.4388 | 413.3362 | 96.4388
853 | 390.4377 | 93.4676 | 390.4377 | 93.4676
854 | 376.5965 | 95.278 | 376.5965 | 95.278
855 | 371.5763 | 101.4175 | 371.5763 | 101.4175
856 | 364.8185 | 131.395 | 364.8185 | 131.395
857 | 359.7532 | 215.1371 | 359.7532 | 215.1371
858 | 365.3072 | 254.595 | 365.3072 | 254.595
859 | 386.3918 | 263.5796 | 386.3918 | 263.5796
860 | 433.5468 | 242.7139 | 433.5468 | 242.7139
861 | 462.0628 | 230.473 | 462.0628 | 230.473
862 | 495.9253 | 215.7683 | 495.9253 | 215.7683
863 | 523.8457 | 206.2663 | 523.8457 | 206.2663
864 | 530.2396 | 194.5308 | 530.2396 | 194.5308
865 | 511.2475 | 182.3186 | 511.2475 | 182.3186
866 | 499.1305 | 187.3172 | 499.1305 | 187.3172
867 | 501.7876 | 175.5002 | 501.7876 | 175.5002
868 | 502.9169 | 198.774 | 502.9169 | 198.774
869 | 503.0837 | 227.2242 | 503.0837 | 227.2242
870 | 498.0971 | 218.8417 | 498.0971 | 218.8417
871 | 472.7275 | 206.1137 | 472.7275 | 206.1137
872 | 462.239 | 200.6996 | 462.239 | 200.6996
873 | 471.1034 | 181.0838 | 471.1034 | 181.0838
874 | 468.829 | 139.812 | 468.829 | 139.812
875 | 441.4122 | 114.2253 | 441.4122 | 114.2253
876 | 410.11 | 101.0574 | 410.11 | 101.0574
877 | 388.1015 | 96.4832 | 388.1015 | 96.4832
878 | 374.693 | 97.4644 | 374.693 | 97.4644
879 | 368.475 | 103.2354 | 368.475 | 103.2354
880 | 361.9757 | 132.7646 | 361.9757 | 132.7646
881 | 352.2339 | 215.8557 | 352.2339 | 215.8557
882 | 357.8895 | 254.7486 | 357.8895 | 254.7486
883 | 379.4689 | 263.3032 | 379.4689 | 263.3032
884 | 420.2404 | 242.1243 | 420.2404 | 242.1243
885 | 455.2579 | 229.4903 | 455.2579 | 229.4903
886 | 488.7701 | 214.6751 | 488.7701 | 214.6751
887 | 519.9233 | 205.0932 | 519.9233 | 205.0932
888 | 529.9331 | 193.5174 | 529.9331 | 193.5174
889 | 500.4408 | 181.4158 | 500.4408 | 181.4158
890 | 497.9498 | 186.3591 | 497.9498 | 186.3591
891 | 495.5601 | 174.4254 | 495.5601 | 174.4254
892 | 499.9465 | 198.0124 | 499.9465 | 198.0124
893 | 502.0092 | 226.782 | 502.0092 | 226.782
894 | 496.3445 | 218.811 | 496.3445 | 218.811
895 | 473.4781 | 206.4331 | 473.4781 | 206.4331
896 | 463.5581 | 201.2094 | 463.5581 | 201.2094
897 | 475.338 | 181.7286 | 475.338 | 181.7286
898 | 466.6467 | 140.5183 | 466.6467 | 140.5183
899 | 440.5289 | 114.8149 | 440.5289 | 114.8149
900 | 410.9196 | 101.0451 | 410.9196 | 101.0451
901 | 390.2355 | 95.8506 | 390.2355 | 95.8506
902 | 377.0607 | 96.3343 | 377.0607 | 96.3343
903 | 371.7677 | 101.7246 | 371.7677 | 101.7246
904 | 363.8316 | 130.7378 | 363.8316 | 130.7378
905 | 355.1134 | 213.4727 | 355.1134 | 213.4727
906 | 360.5068 | 252.7832 | 360.5068 | 252.7832
907 | 377.7484 | 261.7432 | 377.7484 | 261.7432
908 | 411.0447 | 241.0004 | 411.0447 | 241.0004
909 | 438.6841 | 228.7042 | 438.6841 | 228.7042
910 | 472.1916 | 214.2083 | 472.1916 | 214.2083
911 | 499.797 | 205.2406 | 499.797 | 205.2406
912 | 508.9967 | 194.0333 | 508.9967 | 194.0333
913 | 492.1959 | 182.2756 | 492.1959 | 182.2756
914 | 488.2521 | 187.4216 | 488.2521 | 187.4216
915 | 489.0368 | 176.0469 | 489.0368 | 176.0469
916 | 494.8294 | 199.6092 | 494.8294 | 199.6092
917 | 494.3773 | 227.9551 | 494.3773 | 227.9551
918 | 489.0628 | 219.3453 | 489.0628 | 219.3453
919 | 470.3802 | 206.9736 | 470.3802 | 206.9736
920 | 458.372 | 201.6823 | 458.372 | 201.6823
921 | 469.3939 | 181.5075 | 469.3939 | 181.5075
922 | 465.0633 | 139.4619 | 465.0633 | 139.4619
923 | 439.6258 | 113.2058 | 439.6258 | 113.2058
924 | 409.4271 | 99.178 | 409.4271 | 99.178
925 | 390.4209 | 93.7194 | 390.4209 | 93.7194
926 | 374.8161 | 93.8715 | 374.8161 | 93.8715
927 | 369.1352 | 99.4706 | 369.1352 | 99.4706
928 | 364.1907 | 129.3682 | 364.1907 | 129.3682
929 | 354.302 | 212.7726 | 354.302 | 212.7726
930 | 355.9606 | 252.6174 | 355.9606 | 252.6174
931 | 373.9212 | 261.8046 | 373.9212 | 261.8046
932 | 400.8166 | 240.767 | 400.8166 | 240.767
933 | 434.3837 | 228.0224 | 434.3837 | 228.0224
934 | 463.4657 | 213.4959 | 463.4657 | 213.4959
935 | 493.9704 | 204.608 | 493.9704 | 204.608
936 | 502.6154 | 193.2349 | 502.6154 | 193.2349
937 | 487.0497 | 180.9674 | 487.0497 | 180.9674
938 | 484.2631 | 186.224 | 484.2631 | 186.224
939 | 481.955 | 175.7398 | 481.955 | 175.7398
940 | 487.2756 | 200.7209 | 487.2756 | 200.7209
941 | 492.8699 | 230.0126 | 492.8699 | 230.0126
942 | 487.2501 | 221.6177 | 487.2501 | 221.6177
943 | 467.2873 | 208.6871 | 467.2873 | 208.6871
944 | 462.7036 | 202.6466 | 462.7036 | 202.6466
945 | 474.3471 | 182.0664 | 474.3471 | 182.0664
946 | 466.0486 | 140.0576 | 466.0486 | 140.0576
947 | 438.1307 | 114.2253 | 438.1307 | 114.2253
948 | 409.7572 | 100.4002 | 409.7572 | 100.4002
949 | 388.5387 | 95.0338 | 388.5387 | 95.0338
950 | 378.3206 | 95.4868 | 378.3206 | 95.4868
951 | 372.0558 | 101.0736 | 372.0558 | 101.0736
952 | 367.0865 | 130.9712 | 367.0865 | 130.9712
953 | 361.078 | 214.7441 | 361.078 | 214.7441
954 | 362.6686 | 254.2818 | 362.6686 | 254.2818
955 | 380.9987 | 263.3585 | 380.9987 | 263.3585
956 | 414.6899 | 242.6034 | 414.6899 | 242.6034
957 | 451.7244 | 230.2949 | 451.7244 | 230.2949
958 | 481.8086 | 215.799 | 481.8086 | 215.799
959 | 514.2951 | 206.8682 | 514.2951 | 206.8682
960 | 519.6216 | 196.2566 | 519.6216 | 196.2566
961 | 501.3087 | 185.2359 | 501.3087 | 185.2359
962 | 497.5269 | 191.0698 | 497.5269 | 191.0698
963 | 499.6451 | 180.1434 | 499.6451 | 180.1434
964 | 506.0706 | 204.7376 | 506.0706 | 204.7376
965 | 511.5791 | 234.0538 | 511.5791 | 234.0538
966 | 501.6666 | 225.9722 | 501.6666 | 225.9722
967 | 478.4773 | 212.9925 | 478.4773 | 212.9925
968 | 470.3689 | 207.0686 | 470.3689 | 207.0686
969 | 478.2543 | 186.3841 | 478.2543 | 186.3841
970 | 472.8387 | 144.0989 | 472.8387 | 144.0989
971 | 444.4015 | 117.6401 | 444.4015 | 117.6401
972 | 411.8767 | 103.3298 | 411.8767 | 103.3298
973 | 389.9431 | 97.6686 | 389.9431 | 97.6686
974 | 376.0135 | 98.4839 | 376.0135 | 98.4839
975 | 369.431 | 104.4822 | 369.431 | 104.4822
976 | 366.5212 | 134.5948 | 366.5212 | 134.5948
977 | 358.6209 | 218.3738 | 358.6209 | 218.3738
978 | 363.195 | 257.4755 | 363.195 | 257.4755
979 | 385.5496 | 265.9318 | 385.5496 | 265.9318
980 | 432.6323 | 245.4777 | 432.6323 | 245.4777
981 | 470.6299 | 233.5377 | 470.6299 | 233.5377
982 | 502.3325 | 219.3674 | 502.3325 | 219.3674
983 | 535.1068 | 210.719 | 535.1068 | 210.719
984 | 546.1028 | 199.8249 | 546.1028 | 199.8249
985 | 515.5849 | 188.2761 | 515.5849 | 188.2761
986 | 508.4504 | 193.9687 | 508.4504 | 193.9687
987 | 513.5549 | 183.1712 | 513.5549 | 183.1712
988 | 510.788 | 207.6119 | 510.788 | 207.6119
989 | 513.3063 | 236.6825 | 513.3063 | 236.6825
990 | 505.2869 | 228.6746 | 505.2869 | 228.6746
991 | 477.4486 | 215.6887 | 477.4486 | 215.6887
992 | 465.1247 | 209.8508 | 465.1247 | 209.8508
993 | 483.1083 | 189.7559 | 483.1083 | 189.7559
994 | 474.4976 | 147.6181 | 474.4976 | 147.6181
995 | 443.1855 | 121.5401 | 443.1855 | 121.5401
996 | 410.8698 | 109.1522 | 410.8698 | 109.1522
997 | 388.8639 | 104.5596 | 388.8639 | 104.5596
998 | 374.289 | 105.246 | 374.289 | 105.246
999 | 368.3274 | 110.9433 | 368.3274 | 110.9433
1000 | 366.1733 | 140.5277 | 366.1733 | 140.5277
1001 | 359.9038 | 223.9198 | 359.9038 | 223.9198
1002 | 365.3287 | 263.347 | 365.3287 | 263.347
1003 | 391.3008 | 272.6386 | 391.3008 | 272.6386
1004 | 436.0517 | 252.1476 | 436.0517 | 252.1476
1005 | 474.9276 | 238.4572 | 474.9276 | 238.4572
1006 | 500.7226 | 221.6889 | 500.7226 | 221.6889
1007 | 534.0233 | 210.7313 | 534.0233 | 210.7313
1008 | 543.3261 | 197.5156 | 543.3261 | 197.5156
1009 | 516.5066 | 183.4241 | 516.5066 | 183.4241
1010 | 514.1065 | 185.9353 | 514.1065 | 185.9353
1011 | 515.0259 | 172.9637 | 515.0259 | 172.9637
1012 | 521.4287 | 197.6132 | 521.4287 | 197.6132
1013 | 522.654 | 227.9182 | 522.654 | 227.9182
1014 | 515.7445 | 221.1448 | 515.7445 | 221.1448
1015 | 491.8705 | 209.4241 | 491.8705 | 209.4241
1016 | 483.8565 | 204.6181 | 483.8565 | 204.6181
1017 | 490.0507 | 184.7504 | 490.0507 | 184.7504
1018 | 474.7688 | 142.1151 | 474.7688 | 142.1151
1019 | 444.5731 | 116.0617 | 444.5731 | 116.0617
1020 | 414.3476 | 103.7168 | 414.3476 | 103.7168
1021 | 392.7727 | 99.8366 | 392.7727 | 99.8366
1022 | 379.0523 | 101.131 | 379.0523 | 101.131
1023 | 371.3851 | 107.4732 | 371.3851 | 107.4732
1024 | 369.4653 | 137.6104 | 369.4653 | 137.6104
1025 | 369.9117 | 220.9718 | 369.9117 | 220.9718
1026 | 371.7361 | 260.098 | 371.7361 | 260.098
1027 | 391.8407 | 268.7755 | 391.8407 | 268.7755
1028 | 434.8728 | 247.9344 | 434.8728 | 247.9344
1029 | 477.1364 | 235.5399 | 477.1364 | 235.5399
1030 | 516.4522 | 221.0318 | 516.4522 | 221.0318
1031 | 553.13 | 212.3159 | 553.13 | 212.3159
1032 | 554.2487 | 201.1147 | 554.2487 | 201.1147
1033 | 529.1859 | 189.1728 | 529.1859 | 189.1728
1034 | 524.7168 | 194.8285 | 524.7168 | 194.8285
1035 | 527.804 | 184.7251 | 527.804 | 184.7251
1036 | 524.9425 | 210.0993 | 524.9425 | 210.0993
1037 | 524.3938 | 240.171 | 524.3938 | 240.171
1038 | 514.3643 | 233.0229 | 514.3643 | 233.0229
1039 | 486.4284 | 221.1118 | 486.4284 | 221.1118
1040 | 475.2832 | 215.6301 | 475.2832 | 215.6301
1041 | 487.7717 | 195.7747 | 487.7717 | 195.7747
1042 | 474.2385 | 153.7905 | 474.2385 | 153.7905
1043 | 444.0394 | 127.1844 | 444.0394 | 127.1844
1044 | 415.4931 | 113.0399 | 415.4931 | 113.0399
1045 | 392.296 | 107.1698 | 392.296 | 107.1698
1046 | 380.1648 | 106.9964 | 380.1648 | 106.9964
1047 | 372.6323 | 111.6312 | 372.6323 | 111.6312
1048 | 369.4981 | 140.6751 | 369.4981 | 140.6751
1049 | 363.4874 | 223.711 | 363.4874 | 223.711
1050 | 366.13 | 262.4503 | 366.13 | 262.4503
1051 | 387.1526 | 270.747 | 387.1526 | 270.747
1052 | 425.7858 | 249.2917 | 425.7858 | 249.2917
1053 | 465.5453 | 235.9207 | 465.5453 | 235.9207
1054 | 497.5754 | 219.5332 | 497.5754 | 219.5332
1055 | 525.9456 | 208.9625 | 525.9456 | 208.9625
1056 | 533.9587 | 196.447 | 533.9587 | 196.447
1057 | 512.264 | 182.4046 | 512.264 | 182.4046
1058 | 503.5546 | 183.8533 | 503.5546 | 183.8533
1059 | 504.9484 | 167.6757 | 504.9484 | 167.6757
1060 | 508.4229 | 187.6513 | 508.4229 | 187.6513
1061 | 509.3722 | 213.6019 | 509.3722 | 213.6019
1062 | 504.6721 | 203.5979 | 504.6721 | 203.5979
1063 | 485.2239 | 189.9242 | 485.2239 | 189.9242
1064 | 476.2634 | 184.8049 | 476.2634 | 184.8049
1065 | 486.2669 | 165.9874 | 486.2669 | 165.9874
1066 | 480.3506 | 126.3616 | 480.3506 | 126.3616
1067 | 445.4635 | 104.288 | 445.4635 | 104.288
1068 | 418.8859 | 94.842 | 418.8859 | 94.842
1069 | 396.7272 | 93.2035 | 396.7272 | 93.2035
1070 | 381.8052 | 97.3969 | 381.8052 | 97.3969
1071 | 374.3322 | 105.9931 | 374.3322 | 105.9931
1072 | 370.8518 | 138.6913 | 370.8518 | 138.6913
1073 | 364.0719 | 224.3927 | 364.0719 | 224.3927
1074 | 365.3286 | 264.9192 | 365.3286 | 264.9192
1075 | 383.5728 | 273.7748 | 383.5728 | 273.7748
1076 | 417.8623 | 253.1426 | 417.8623 | 253.1426
1077 | 452.5063 | 240.398 | 452.5063 | 240.398
1078 | 483.4979 | 225.417 | 483.4979 | 225.417
1079 | 510.9416 | 216.2343 | 510.9416 | 216.2343
1080 | 518.5546 | 204.9164 | 518.5546 | 204.9164
1081 | 501.4724 | 192.778 | 501.4724 | 192.778
1082 | 497.0478 | 197.3528 | 497.0478 | 197.3528
1083 | 493.9114 | 185.5051 | 493.9114 | 185.5051
1084 | 500.8895 | 209.0184 | 500.8895 | 209.0184
1085 | 506.1533 | 237.0633 | 506.1533 | 237.0633
1086 | 496.0335 | 227.6305 | 496.0335 | 227.6305
1087 | 481.7054 | 213.6435 | 481.7054 | 213.6435
1088 | 478.1189 | 206.6203 | 478.1189 | 206.6203
1089 | 487.0038 | 185.0636 | 487.0038 | 185.0636
1090 | 469.5303 | 141.9247 | 469.5303 | 141.9247
1091 | 438.8519 | 114.7412 | 438.8519 | 114.7412
1092 | 411.6653 | 100.044 | 411.6653 | 100.044
1093 | 389.6022 | 94.0388 | 389.6022 | 94.0388
1094 | 377.9579 | 94.8603 | 377.9579 | 94.8603
1095 | 372.0113 | 101.5772 | 372.0113 | 101.5772
1096 | 370.867 | 132.2671 | 370.867 | 132.2671
1097 | 367.4114 | 216.5129 | 367.4114 | 216.5129
1098 | 366.6508 | 256.0936 | 366.6508 | 256.0936
1099 | 385.1756 | 265.1518 | 385.1756 | 265.1518
1100 | 421.4976 | 244.4643 | 421.4976 | 244.4643
1101 | 452.4554 | 232.1497 | 452.4554 | 232.1497
1102 | 486.5105 | 216.9045 | 486.5105 | 216.9045
1103 | 521.4302 | 205.7135 | 521.4302 | 205.7135
1104 | 530.479 | 190.336 | 530.479 | 190.336
1105 | 510.4774 | 172.8051 | 510.4774 | 172.8051
1106 | 503.8097 | 172.9087 | 503.8097 | 172.9087
1107 | 505.0823 | 158.4508 | 505.0823 | 158.4508
1108 | 514.1186 | 179.5995 | 514.1186 | 179.5995
1109 | 522.9419 | 205.8142 | 522.9419 | 205.8142
1110 | 511.7836 | 195.1776 | 511.7836 | 195.1776
1111 | 494.6875 | 180.5089 | 494.6875 | 180.5089
1112 | 491.1854 | 174.1674 | 491.1854 | 174.1674
1113 | 494.8337 | 154.5024 | 494.8337 | 154.5024
1114 | 475.9421 | 115.2205 | 475.9421 | 115.2205
1115 | 447.3715 | 96.1933 | 447.3715 | 96.1933
1116 | 418.2216 | 91.6422 | 418.2216 | 91.6422
1117 | 394.0384 | 90.6302 | 394.0384 | 90.6302
1118 | 381.292 | 93.1898 | 381.292 | 93.1898
1119 | 376.7652 | 99.9005 | 376.7652 | 99.9005
1120 | 374.6344 | 131.1247 | 374.6344 | 131.1247
1121 | 371.1877 | 216.6418 | 371.1877 | 216.6418
1122 | 373.5866 | 257.6966 | 373.5866 | 257.6966
1123 | 395.5933 | 267.7928 | 395.5933 | 267.7928
1124 | 435.3201 | 247.8054 | 435.3201 | 247.8054
1125 | 472.7665 | 235.7917 | 472.7665 | 235.7917
1126 | 503.0781 | 218.268 | 503.0781 | 218.268
1127 | 541.5818 | 205.2652 | 541.5818 | 205.2652
1128 | 540.7537 | 190.4711 | 540.7537 | 190.4711
1129 | 517.6246 | 174.0887 | 517.6246 | 174.0887
1130 | 511.105 | 174.4871 | 511.105 | 174.4871
1131 | 513.1155 | 158.199 | 513.1155 | 158.199
1132 | 512.9241 | 179.3354 | 512.9241 | 179.3354
1133 | 525.8592 | 206.8644 | 525.8592 | 206.8644
1134 | 516.3408 | 198.6845 | 516.3408 | 198.6845
1135 | 493.5147 | 187.0744 | 493.5147 | 187.0744
1136 | 490.0387 | 184.2091 | 490.0387 | 184.2091
1137 | 497.779 | 167.228 | 497.779 | 167.228
1138 | 477.4115 | 128.6402 | 477.4115 | 128.6402
1139 | 443.1897 | 107.5923 | 443.1897 | 107.5923
1140 | 414.4603 | 101.6224 | 414.4603 | 101.6224
1141 | 392.4044 | 99.8673 | 392.4044 | 99.8673
1142 | 379.6409 | 102.8998 | 379.6409 | 102.8998
1143 | 372.6705 | 110.2309 | 372.6705 | 110.2309
1144 | 373.1569 | 140.3066 | 373.1569 | 140.3066
1145 | 369.1087 | 223.7355 | 369.1087 | 223.7355
1146 | 372.8173 | 263.1934 | 372.8173 | 263.1934
1147 | 403.3357 | 272.7307 | 403.3357 | 272.7307
1148 | 450.565 | 251.9142 | 450.565 | 251.9142
1149 | 491.014 | 239.4092 | 491.014 | 239.4092
1150 | 521.1957 | 224.551 | 521.1957 | 224.551
1151 | 557.8039 | 215.6938 | 557.8039 | 215.6938
1152 | 561.4464 | 203.9399 | 561.4464 | 203.9399
1153 | 527.2654 | 191.5865 | 527.2654 | 191.5865
1154 | 519.9641 | 196.0814 | 519.9641 | 196.0814
1155 | 524.7185 | 182.9624 | 524.7185 | 182.9624
1156 | 521.8626 | 203.7488 | 521.8626 | 203.7488
1157 | 529.8415 | 229.3615 | 529.8415 | 229.3615
1158 | 526.9977 | 219.3576 | 526.9977 | 219.3576
1159 | 499.1298 | 205.0512 | 499.1298 | 205.0512
1160 | 491.4175 | 197.9297 | 491.4175 | 197.9297
1161 | 504.2512 | 177.6812 | 504.2512 | 177.6812
1162 | 483.015 | 137.5887 | 483.015 | 137.5887
1163 | 449.2178 | 115.1589 | 449.2178 | 115.1589
1164 | 418.6736 | 106.7876 | 418.6736 | 106.7876
1165 | 395.2118 | 103.0487 | 395.2118 | 103.0487
1166 | 381.5917 | 103.9194 | 381.5917 | 103.9194
1167 | 376.5192 | 110.4827 | 376.5192 | 110.4827
1168 | 376.143 | 140.6689 | 376.143 | 140.6689
1169 | 371.891 | 224.4295 | 371.891 | 224.4295
1170 | 372.8438 | 263.7155 | 372.8438 | 263.7155
1171 | 405.0474 | 272.4851 | 405.0474 | 272.4851
1172 | 457.2374 | 252.4547 | 457.2374 | 252.4547
1173 | 492.1436 | 240.9753 | 492.1436 | 240.9753
1174 | 522.8358 | 226.6085 | 522.8358 | 226.6085
1175 | 569.693 | 216.8177 | 569.693 | 216.8177
1176 | 568.8621 | 204.1303 | 568.8621 | 204.1303
1177 | 533.9336 | 190.2906 | 533.9336 | 190.2906
1178 | 524.4221 | 193.9625 | 524.4221 | 193.9625
1179 | 530.3065 | 181.8508 | 530.3065 | 181.8508
1180 | 531.8725 | 205.4132 | 531.8725 | 205.4132
1181 | 544.2818 | 233.6914 | 544.2818 | 233.6914
1182 | 539.572 | 224.879 | 539.572 | 224.879
1183 | 515.0674 | 211.1438 | 515.0674 | 211.1438
1184 | 512.0622 | 204.5198 | 512.0622 | 204.5198
1185 | 508.9655 | 185.2785 | 508.9655 | 185.2785
1186 | 485.6367 | 145.1491 | 485.6367 | 145.1491
1187 | 453.3747 | 120.883 | 453.3747 | 120.883
1188 | 420.1008 | 108.2616 | 420.1008 | 108.2616
1189 | 400.3314 | 103.6383 | 400.3314 | 103.6383
1190 | 387.224 | 104.7424 | 387.224 | 104.7424
1191 | 378.8882 | 110.2984 | 378.8882 | 110.2984
1192 | 378.2945 | 139.8337 | 378.2945 | 139.8337
1193 | 380.6749 | 223.453 | 380.6749 | 223.453
1194 | 380.8604 | 263.089 | 380.8604 | 263.089
1195 | 413.78 | 272.5096 | 413.78 | 272.5096
1196 | 464.5587 | 252.3503 | 464.5587 | 252.3503
1197 | 502.683 | 240.226 | 502.683 | 240.226
1198 | 532.3149 | 224.6984 | 532.3149 | 224.6984
1199 | 571.401 | 214.3058 | 571.401 | 214.3058
1200 | 571.1586 | 200.4821 | 571.1586 | 200.4821
1201 | 535.445 | 184.4498 | 535.445 | 184.4498
1202 | 529.2437 | 185.0325 | 529.2437 | 185.0325
1203 | 536.9219 | 170.3473 | 536.9219 | 170.3473
1204 | 537.7666 | 190.6853 | 537.7666 | 190.6853
1205 | 546.6779 | 216.2613 | 546.6779 | 216.2613
1206 | 537.1438 | 205.8826 | 537.1438 | 205.8826
1207 | 510.4582 | 191.3184 | 510.4582 | 191.3184
1208 | 503.9443 | 184.7128 | 503.9443 | 184.7128
1209 | 507.7568 | 164.409 | 507.7568 | 164.409
1210 | 487.5282 | 123.7698 | 487.5282 | 123.7698
1211 | 457.0423 | 103.5265 | 457.0423 | 103.5265
1212 | 424.3458 | 95.8799 | 424.3458 | 95.8799
1213 | 400.7159 | 91.6804 | 400.7159 | 91.6804
1214 | 387.3853 | 92.4282 | 387.3853 | 92.4282
1215 | 381.7595 | 98.7029 | 381.7595 | 98.7029
1216 | 382.2924 | 129.6691 | 382.2924 | 129.6691
1217 | 383.3759 | 215.5609 | 383.3759 | 215.5609
1218 | 382.4689 | 256.806 | 382.4689 | 256.806
1219 | 407.4034 | 266.2758 | 407.4034 | 266.2758
1220 | 451.6312 | 246.0182 | 451.6312 | 246.0182
1221 | 487.5006 | 233.6114 | 487.5006 | 233.6114
1222 | 512.0014 | 215.9587 | 512.0014 | 215.9587
1223 | 554.8029 | 200.6097 | 554.8029 | 200.6097
1224 | 559.374 | 186.0675 | 559.374 | 186.0675
1225 | 531.4486 | 167.8672 | 531.4486 | 167.8672
1226 | 525.7814 | 166.3494 | 525.7814 | 166.3494
1227 | 529.0371 | 151.609 | 529.0371 | 151.609
1228 | 533.5486 | 173.3104 | 533.5486 | 173.3104
1229 | 536.9982 | 199.5988 | 536.9982 | 199.5988
1230 | 532.2228 | 189.4044 | 532.2228 | 189.4044
1231 | 507.1744 | 176.3571 | 507.1744 | 176.3571
1232 | 502.2727 | 172.0178 | 502.2727 | 172.0178
1233 | 504.508 | 155.2148 | 504.508 | 155.2148
1234 | 484.3287 | 119.4338 | 484.3287 | 119.4338
1235 | 450.3919 | 102.6605 | 450.3919 | 102.6605
1236 | 423.9318 | 98.6253 | 423.9318 | 98.6253
1237 | 403.3013 | 98.0248 | 403.3013 | 98.0248
1238 | 390.8929 | 101.26 | 390.8929 | 101.26
1239 | 384.4223 | 108.3699 | 384.4223 | 108.3699
1240 | 384.3802 | 138.9001 | 384.3802 | 138.9001
1241 | 382.1761 | 221.6289 | 382.1761 | 221.6289
1242 | 377.4813 | 260.5341 | 377.4813 | 260.5341
1243 | 397.3704 | 269.2115 | 397.3704 | 269.2115
1244 | 435.8826 | 249.4453 | 435.8826 | 249.4453
1245 | 472.5924 | 237.9597 | 472.5924 | 237.9597
1246 | 500.2437 | 217.5126 | 500.2437 | 217.5126
1247 | 540.2599 | 202.4523 | 540.2599 | 202.4523
1248 | 533.9327 | 184.8146 | 533.9327 | 184.8146
1249 | 511.937 | 165.8465 | 511.937 | 165.8465
1250 | 508.7945 | 164.2121 | 508.7945 | 164.2121
1251 | 504.3823 | 148.4828 | 504.3823 | 148.4828
1252 | 510.7229 | 171.1977 | 510.7229 | 171.1977
1253 | 518.3877 | 200.2068 | 518.3877 | 200.2068
1254 | 507.8662 | 192.0454 | 507.8662 | 192.0454
1255 | 492.6166 | 178.3041 | 492.6166 | 178.3041
1256 | 498.4735 | 170.5438 | 498.4735 | 170.5438
1257 | 495.9673 | 148.0536 | 495.9673 | 148.0536
1258 | 476.2197 | 106.9845 | 476.2197 | 106.9845
1259 | 445.6722 | 88.3012 | 445.6722 | 88.3012
1260 | 417.8884 | 82.5033 | 417.8884 | 82.5033
1261 | 396.3998 | 80.5762 | 396.3998 | 80.5762
1262 | 385.9219 | 82.8471 | 385.9219 | 82.8471
1263 | 379.5561 | 89.8219 | 379.5561 | 89.8219
1264 | 381.2562 | 121.2243 | 381.2562 | 121.2243
1265 | 379.6313 | 207.3494 | 379.6313 | 207.3494
1266 | 375.4886 | 250.001 | 375.4886 | 250.001
1267 | 391.1255 | 262.0503 | 391.1255 | 262.0503
1268 | 431.7904 | 242.5727 | 431.7904 | 242.5727
1269 | 466.9958 | 227.4451 | 466.9958 | 227.4451
1270 | 496.293 | 210.3268 | 496.293 | 210.3268
1271 | 539.7418 | 197.6003 | 539.7418 | 197.6003
1272 | 537.9408 | 180.3311 | 537.9408 | 180.3311
1273 | 515.6207 | 161.2648 | 515.6207 | 161.2648
1274 | 504.8505 | 160.1708 | 504.8505 | 160.1708
1275 | 505.682 | 145.8726 | 505.682 | 145.8726
1276 | 510.0469 | 170.5098 | 510.0469 | 170.5098
1277 | 517.71 | 200.8333 | 517.71 | 200.8333
1278 | 507.3422 | 193.3474 | 507.3422 | 193.3474
1279 | 488.7589 | 181.2214 | 488.7589 | 181.2214
1280 | 492.5071 | 175.8564 | 492.5071 | 175.8564
1281 | 498.8517 | 155.1719 | 498.8517 | 155.1719
1282 | 476.6924 | 113.1262 | 476.6924 | 113.1262
1283 | 439.4279 | 89.7445 | 439.4279 | 89.7445
1284 | 411.5003 | 79.9483 | 411.5003 | 79.9483
1285 | 389.9399 | 77.1491 | 389.9399 | 77.1491
1286 | 378.5507 | 80.3045 | 378.5507 | 80.3045
1287 | 372.8944 | 89.22 | 372.8944 | 89.22
1288 | 374.7435 | 120.9356 | 374.7435 | 120.9356
1289 | 374.6478 | 205.1138 | 374.6478 | 205.1138
1290 | 374.0915 | 244.3998 | 374.0915 | 244.3998
1291 | 397.4997 | 254.3424 | 397.4997 | 254.3424
1292 | 441.4502 | 235.0798 | 441.4502 | 235.0798
1293 | 479.7178 | 223.582 | 479.7178 | 223.582
1294 | 510.4175 | 208.5334 | 510.4175 | 208.5334
1295 | 552.1388 | 198.0241 | 552.1388 | 198.0241
1296 | 553.5792 | 185.7051 | 553.5792 | 185.7051
1297 | 522.5274 | 171.1161 | 522.5274 | 171.1161
1298 | 511.6443 | 173.9098 | 511.6443 | 173.9098
1299 | 514.7333 | 161.1041 | 514.7333 | 161.1041
1300 | 515.5492 | 182.3203 | 515.5492 | 182.3203
1301 | 530.9796 | 207.5769 | 530.9796 | 207.5769
1302 | 522.8655 | 195.5523 | 522.8655 | 195.5523
1303 | 506.5054 | 179.1086 | 506.5054 | 179.1086
1304 | 508.3642 | 171.0781 | 508.3642 | 171.0781
1305 | 504.5282 | 148.9933 | 504.5282 | 148.9933
1306 | 479.005 | 104.7489 | 479.005 | 104.7489
1307 | 442.9397 | 76.5152 | 442.9397 | 76.5152
1308 | 411.6511 | 62.1312 | 411.6511 | 62.1312
1309 | 390.7022 | 57.3052 | 390.7022 | 57.3052
1310 | 378.9768 | 60.3562 | 378.9768 | 60.3562
1311 | 374.3893 | 67.5214 | 374.3893 | 67.5214
1312 | 376.4991 | 97.4313 | 376.4991 | 97.4313
1313 | 376.2601 | 180.6268 | 376.2601 | 180.6268
1314 | 380.1225 | 220.3549 | 380.1225 | 220.3549
1315 | 411.9614 | 229.4992 | 411.9614 | 229.4992
1316 | 470.3355 | 208.695 | 470.3355 | 208.695
1317 | 508.6081 | 196.2083 | 508.6081 | 196.2083
1318 | 541.3661 | 180.9202 | 541.3661 | 180.9202
1319 | 591.304 | 169.2194 | 591.304 | 169.2194
1320 | 580.7376 | 154.2718 | 580.7376 | 154.2718
1321 | 539.6 | 138.995 | 539.6 | 138.995
1322 | 537.7838 | 142.4151 | 537.7838 | 142.4151
1323 | 538.9723 | 131.7221 | 538.9723 | 131.7221
1324 | 537.2563 | 157.7842 | 537.2563 | 157.7842
1325 | 550.7732 | 187.9357 | 550.7732 | 187.9357
1326 | 540.9338 | 181.3895 | 540.9338 | 181.3895
1327 | 514.5757 | 171.3086 | 514.5757 | 171.3086
1328 | 525.655 | 169.9665 | 525.655 | 169.9665
1329 | 519.9182 | 154.7604 | 519.9182 | 154.7604
1330 | 489.8534 | 116.8297 | 489.8534 | 116.8297
1331 | 448.8616 | 94.3999 | 448.8616 | 94.3999
1332 | 415.7469 | 83.486 | 415.7469 | 83.486
1333 | 393.121 | 80.0357 | 393.121 | 80.0357
1334 | 382.6403 | 81.6802 | 382.6403 | 81.6802
1335 | 376.3484 | 88.4462 | 376.3484 | 88.4462
1336 | 378.87 | 119.4493 | 378.87 | 119.4493
1337 | 379.6685 | 204.8682 | 379.6685 | 204.8682
1338 | 383.0629 | 246.8872 | 383.0629 | 246.8872
1339 | 413.7601 | 257.7019 | 413.7601 | 257.7019
1340 | 473.5379 | 238.1629 | 473.5379 | 238.1629
1341 | 509.6983 | 226.2843 | 509.6983 | 226.2843
1342 | 540.5925 | 211.2419 | 540.5925 | 211.2419
1343 | 582.5959 | 200.8616 | 582.5959 | 200.8616
1344 | 573.0397 | 186.3746 | 573.0397 | 186.3746
1345 | 537.677 | 170.3853 | 537.677 | 170.3853
1346 | 529.5818 | 172.5157 | 529.5818 | 172.5157
1347 | 530.9165 | 159.9126 | 530.9165 | 159.9126
1348 | 534.4243 | 183.7391 | 534.4243 | 183.7391
1349 | 541.8535 | 212.5148 | 541.8535 | 212.5148
1350 | 535.9641 | 204.9737 | 535.9641 | 204.9737
1351 | 511.6295 | 193.7013 | 511.6295 | 193.7013
1352 | 517.8864 | 190.6456 | 517.8864 | 190.6456
1353 | 519.3833 | 173.1364 | 519.3833 | 173.1364
1354 | 489.3662 | 133.3632 | 489.3662 | 133.3632
1355 | 451.7141 | 109.2321 | 451.7141 | 109.2321
1356 | 423.1061 | 97.139 | 423.1061 | 97.139
1357 | 400.8578 | 92.6139 | 400.8578 | 92.6139
1358 | 388.0808 | 93.5153 | 388.0808 | 93.5153
1359 | 384.0255 | 99.2802 | 384.0255 | 99.2802
1360 | 384.2988 | 129.3129 | 384.2988 | 129.3129
1361 | 387.6193 | 212.49 | 387.6193 | 212.49
1362 | 389.0714 | 251.6716 | 389.0714 | 251.6716
1363 | 422.0214 | 260.4534 | 422.0214 | 260.4534
1364 | 479.5522 | 239.5817 | 479.5522 | 239.5817
1365 | 507.7536 | 227.1319 | 507.7536 | 227.1319
1366 | 531.7276 | 211.1129 | 531.7276 | 211.1129
1367 | 573.3169 | 200.5729 | 573.3169 | 200.5729
1368 | 561.9104 | 188.3583 | 561.9104 | 188.3583
1369 | 530.3317 | 176.0909 | 530.3317 | 176.0909
1370 | 527.8741 | 180.2419 | 527.8741 | 180.2419
1371 | 533.1578 | 166.6562 | 533.1578 | 166.6562
1372 | 532.3204 | 189.3157 | 532.3204 | 189.3157
1373 | 539.7345 | 216.9737 | 539.7345 | 216.9737
1374 | 531.415 | 208.2104 | 531.415 | 208.2104
1375 | 514.0424 | 195.8264 | 514.0424 | 195.8264
1376 | 523.5178 | 191.3397 | 523.5178 | 191.3397
1377 | 518.856 | 174.205 | 518.856 | 174.205
1378 | 492.5709 | 136.305 | 492.5709 | 136.305
1379 | 454.4856 | 113.1075 | 454.4856 | 113.1075
1380 | 424.3968 | 100.345 | 424.3968 | 100.345
1381 | 401.9089 | 95.5558 | 401.9089 | 95.5558
1382 | 389.9831 | 95.8983 | 389.9831 | 95.8983
1383 | 385.5689 | 100.14 | 385.5689 | 100.14
1384 | 386.6122 | 127.2616 | 386.6122 | 127.2616
1385 | 389.5774 | 210.5738 | 389.5774 | 210.5738
1386 | 389.5401 | 251.2662 | 389.5401 | 251.2662
1387 | 413.1943 | 260.4596 | 413.1943 | 260.4596
1388 | 462.7809 | 236.8486 | 462.7809 | 236.8486
1389 | 496.2355 | 220.9042 | 496.2355 | 220.9042
1390 | 522.862 | 204.2342 | 522.862 | 204.2342
1391 | 566.11 | 192.8773 | 566.11 | 192.8773
1392 | 558.9625 | 180.0056 | 558.9625 | 180.0056
1393 | 532.1184 | 164.8086 | 532.1184 | 164.8086
1394 | 531.6822 | 164.8754 | 531.6822 | 164.8754
1395 | 534.9857 | 149.1707 | 534.9857 | 149.1707
1396 | 542.6971 | 169.4718 | 542.6971 | 169.4718
1397 | 552.5698 | 194.1081 | 552.5698 | 194.1081
1398 | 544.9179 | 180.5481 | 544.9179 | 180.5481
1399 | 517.3979 | 164.7247 | 517.3979 | 164.7247
1400 | 516.6568 | 159.2062 | 516.6568 | 159.2062
1401 | 510.6977 | 140.272 | 510.6977 | 140.272
1402 | 488.232 | 100.5787 | 488.232 | 100.5787
1403 | 454.1023 | 78.5727 | 454.1023 | 78.5727
1404 | 425.5234 | 68.6844 | 425.5234 | 68.6844
1405 | 405.1773 | 65.3877 | 405.1773 | 65.3877
1406 | 393.3697 | 67.9105 | 393.3697 | 67.9105
1407 | 386.8413 | 74.4001 | 386.8413 | 74.4001
1408 | 386.7031 | 104.2547 | 386.7031 | 104.2547
1409 | 393.3918 | 187.8126 | 393.3918 | 187.8126
1410 | 388.9621 | 228.3576 | 388.9621 | 228.3576
1411 | 406.314 | 239.5348 | 406.314 | 239.5348
1412 | 443.8147 | 221.4145 | 443.8147 | 221.4145
1413 | 480.8354 | 211.6118 | 480.8354 | 211.6118
1414 | 512.3614 | 197.3186 | 512.3614 | 197.3186
1415 | 551.6793 | 187.5954 | 551.6793 | 187.5954
1416 | 542.225 | 174.0481 | 542.225 | 174.0481
1417 | 517.2764 | 157.5061 | 517.2764 | 157.5061
1418 | 508.1949 | 157.2903 | 508.1949 | 157.2903
1419 | 512.3238 | 142.6543 | 512.3238 | 142.6543
1420 | 515.2388 | 165.8605 | 515.2388 | 165.8605
1421 | 525.3807 | 194.7591 | 525.3807 | 194.7591
1422 | 514.8494 | 186.5424 | 514.8494 | 186.5424
1423 | 500.8994 | 172.4817 | 500.8994 | 172.4817
1424 | 507.5947 | 165.4278 | 507.5947 | 165.4278
1425 | 505.3507 | 144.6204 | 505.3507 | 144.6204
1426 | 483.8975 | 103.3977 | 483.8975 | 103.3977
1427 | 453.0511 | 81.6558 | 453.0511 | 81.6558
1428 | 425.5061 | 71.7246 | 425.5061 | 71.7246
1429 | 407.2271 | 67.9979 | 407.2271 | 67.9979
1430 | 396.1108 | 70.2689 | 396.1108 | 70.2689
1431 | 389.3366 | 77.3297 | 389.3366 | 77.3297
1432 | 390.5205 | 108.1363 | 390.5205 | 108.1363
1433 | 392.5769 | 192.2285 | 392.5769 | 192.2285
1434 | 386.7096 | 232.7059 | 386.7096 | 232.7059
1435 | 403.8808 | 243.5883 | 403.8808 | 243.5883
1436 | 438.8064 | 225.2408 | 438.8064 | 225.2408
1437 | 472.3982 | 215.868 | 472.3982 | 215.868
1438 | 508.3142 | 201.409 | 508.3142 | 201.409
1439 | 549.1212 | 189.1739 | 549.1212 | 189.1739
1440 | 541.1105 | 175.516 | 541.1105 | 175.516
1441 | 514.5628 | 160.4418 | 514.5628 | 160.4418
1442 | 511.7327 | 162.6152 | 511.7327 | 162.6152
1443 | 514.4258 | 149.877 | 514.4258 | 149.877
1444 | 514.6504 | 173.5254 | 514.6504 | 173.5254
1445 | 523.3954 | 202.4915 | 523.3954 | 202.4915
1446 | 515.6855 | 196.1849 | 515.6855 | 196.1849
1447 | 504.7306 | 186.8472 | 504.7306 | 186.8472
1448 | 515.2049 | 184.7742 | 515.2049 | 184.7742
1449 | 511.3955 | 168.7512 | 511.3955 | 168.7512
1450 | 484.3681 | 129.8992 | 484.3681 | 129.8992
1451 | 454.7608 | 106.2841 | 454.7608 | 106.2841
1452 | 427.4849 | 427.8496 | 427.4849 | 427.8496
1453 | 406.9603 | 434.9611 | 406.9603 | 434.9611
1454 | 392.7127 | 444.5148 | 392.7127 | 444.5148
1455 | 387.6547 | 458.8119 | 387.6547 | 458.8119
1456 | 389.2614 | 491.3527 | 389.2614 | 491.3527
1457 | 391.059 | 579.971 | 391.059 | 579.971
1458 | 388.4813 | 624.6422 | 388.4813 | 624.6422
1459 | 406.7796 | 637.6474 | 406.7796 | 637.6474
1460 | 441.9856 | 622.9816 | 441.9856 | 622.9816
1461 | 476.9821 | 619.277 | 476.9821 | 619.277
1462 | 509.9037 | 607.7958 | 509.9037 | 607.7958
1463 | 550.554 | 591.7108 | 550.554 | 591.7108
1464 | 543.1535 | 571.9285 | 543.1535 | 571.9285
1465 | 517.6371 | 543.6792 | 517.6371 | 543.6792
1466 | 508.7638 | 525.9996 | 508.7638 | 525.9996
1467 | 509.994 | 496.6851 | 509.994 | 496.6851
1468 | 515.9753 | 514.1932 | 515.9753 | 514.1932
1469 | 526.6991 | 537.8641 | 526.6991 | 537.8641
1470 | 519.7998 | 528.8668 | 519.7998 | 528.8668
1471 | 514.3355 | 520.9485 | 514.3355 | 520.9485
1472 | 519.9786 | 520.5998 | 519.9786 | 520.5998
1473 | 511.6731 | 508.8021 | 511.6731 | 508.8021
1474 | 485.0188 | 479.2708 | 485.0188 | 479.2708
1475 | 452.7 | 475.7513 | 452.7 | 475.7513
1476 | 425.981 | 485.635 | 425.981 | 485.635
1477 | 404.7148 | 491.5979 | 404.7148 | 491.5979
1478 | 393.7098 | 502.6939 | 393.7098 | 502.6939
1479 | 387.0582 | 522.0444 | 387.0582 | 522.0444
1480 | 389.1378 | 558.9166 | 389.1378 | 558.9166
1481 | 394.3941 | 653.6055 | 394.3941 | 653.6055
1482 | 393.0823 | 701.4268 | 393.0823 | 701.4268
1483 | 421.8105 | 715.2524 | 421.8105 | 715.2524
1484 | 472.7636 | 699.7006 | 472.7636 | 699.7006
1485 | 509.6056 | 694.4865 | 509.6056 | 694.4865
1486 | 540.7886 | 669.847 | 540.7886 | 669.847
1487 | 588.3091 | 632.7282 | 588.3091 | 632.7282
1488 | 579.6826 | 604.1189 | 579.6826 | 604.1189
1489 | 539.1378 | 569.7991 | 539.1378 | 569.7991
1490 | 532.7098 | 550.5445 | 532.7098 | 550.5445
1491 | 537.8877 | 521.8534 | 537.8877 | 521.8534
1492 | 543.7798 | 535.3582 | 543.7798 | 535.3582
1493 | 552.1212 | 553.3523 | 552.1212 | 553.3523
1494 | 541.5863 | 541.7955 | 541.5863 | 541.7955
1495 | 527.2125 | 531.8427 | 527.2125 | 531.8427
1496 | 533.0701 | 530.0502 | 533.0701 | 530.0502
1497 | 523.3725 | 518.0884 | 523.3725 | 518.0884
1498 | 495.2653 | 490.526 | 495.2653 | 490.526
1499 | 455.9028 | 486.2846 | 455.9028 | 486.2846
1500 | 426.7584 | 488.8836 | 426.7584 | 488.8836
1501 | 404.2536 | 495.5356 | 404.2536 | 495.5356
1502 | 393.9326 | 502.4971 | 393.9326 | 502.4971
1503 | 388.4294 | 514.5628 | 388.4294 | 514.5628
1504 | 391.0839 | 547.5958 | 391.0839 | 547.5958
1505 | 395.2598 | 639.8236 | 395.2598 | 639.8236
1506 | 399.2172 | 690.0076 | 399.2172 | 690.0076
1507 | 431.3641 | 707.7708 | 431.3641 | 707.7708
1508 | 493.1393 | 697.1411 | 493.1393 | 697.1411
1509 | 528.0759 | 696.4553 | 528.0759 | 696.4553
1510 | 556.9821 | 674.08 | 556.9821 | 674.08
1511 | 603.2763 | 622.9825 | 603.2763 | 622.9825
1512 | 585.9138 | 583.7087 | 585.9138 | 583.7087
1513 | 548.7022 | 539.84 | 548.7022 | 539.84
1514 | 546.3089 | 521.4385 | 546.3089 | 521.4385
1515 | 549.5263 | 494.4209 | 549.5263 | 494.4209
1516 | 555.293 | 509.7633 | 555.293 | 509.7633
1517 | 564.9539 | 529.1684 | 564.9539 | 529.1684
1518 | 559.706 | 514.4615 | 559.706 | 514.4615
1519 | 547.6416 | 499.1928 | 547.6416 | 499.1928
1520 | 547.8427 | 492.1829 | 547.8427 | 492.1829
1521 | 534.3459 | 474.9709 | 534.3459 | 474.9709
1522 | 501.3965 | 447.5069 | 501.3965 | 447.5069
1523 | 461.3633 | 448.9095 | 461.3633 | 448.9095
1524 | 427.6363 | 463.7809 | 427.6363 | 463.7809
1525 | 405.4473 | 482.5413 | 405.4473 | 482.5413
1526 | 394.2167 | 493.7686 | 394.2167 | 493.7686
1527 | 387.9754 | 506.1624 | 387.9754 | 506.1624
1528 | 391.055 | 536.7344 | 391.055 | 536.7344
1529 | 399.3599 | 626.9606 | 399.3599 | 626.9606
1530 | 405.9989 | 667.9566 | 405.9989 | 667.9566
1531 | 439.2209 | 671.0848 | 439.2209 | 671.0848
1532 | 505.4855 | 645.1967 | 505.4855 | 645.1967
1533 | 548.5886 | 633.3541 | 548.5886 | 633.3541
1534 | 573.3831 | 614.4899 | 573.3831 | 614.4899
1535 | 622.8756 | 589.8404 | 622.8756 | 589.8404
1536 | 605.5227 | 568.6799 | 605.5227 | 568.6799
1537 | 567.7097 | 538.8556 | 567.7097 | 538.8556
1538 | 560.4443 | 513.071 | 560.4443 | 513.071
1539 | 567.151 | 478.539 | 567.151 | 478.539
1540 | 571.7458 | 486.2357 | 571.7458 | 486.2357
1541 | 575.1854 | 503.9673 | 575.1854 | 503.9673
1542 | 568.4478 | 493.4278 | 568.4478 | 493.4278
1543 | 552.133 | 478.0278 | 552.133 | 478.0278
1544 | 553.5638 | 470.3616 | 553.5638 | 470.3616
1545 | 536.5724 | 454.1013 | 536.5724 | 454.1013
1546 | 511.3142 | 434.1845 | 511.3142 | 434.1845
1547 | 472.0056 | 442.9373 | 472.0056 | 442.9373
1548 | 442.7546 | 449.0474 | 442.7546 | 449.0474
1549 | 420.6872 | 457.734 | 420.6872 | 457.734
1550 | 407.223 | 468.7643 | 407.223 | 468.7643
1551 | 401.3934 | 486.3756 | 401.3934 | 486.3756
1552 | 403.661 | 518.3914 | 403.661 | 518.3914
1553 | 409.5005 | 604.3846 | 409.5005 | 604.3846
1554 | 411.7092 | 648.7605 | 411.7092 | 648.7605
1555 | 437.5359 | 662.2251 | 437.5359 | 662.2251
1556 | 487.4587 | 646.8702 | 487.4587 | 646.8702
1557 | 526.5874 | 640.4091 | 526.5874 | 640.4091
1558 | 551.307 | 623.2512 | 551.307 | 623.2512
1559 | 594.8492 | 603.9176 | 594.8492 | 603.9176
1560 | 589.2075 | 590.9277 | 589.2075 | 590.9277
1561 | 555.9852 | 572.3914 | 555.9852 | 572.3914
1562 | 550.1483 | 563.6372 | 550.1483 | 563.6372
1563 | 553.7339 | 540.6557 | 553.7339 | 540.6557
1564 | 555.2254 | 558.5248 | 555.2254 | 558.5248
1565 | 560.1657 | 581.277 | 560.1657 | 581.277
1566 | 555.8662 | 571.6234 | 555.8662 | 571.6234
1567 | 542.4537 | 561.5065 | 542.4537 | 561.5065
1568 | 546.1493 | 558.3358 | 546.1493 | 558.3358
1569 | 529.8464 | 545.5209 | 529.8464 | 545.5209
1570 | 506.1001 | 520.1898 | 506.1001 | 520.1898
1571 | 474.0645 | 522.3143 | 474.0645 | 522.3143
1572 | 444.9776 | 531.4432 | 444.9776 | 531.4432
1573 | 422.3429 | 533.7967 | 422.3429 | 533.7967
1574 | 410.5189 | 531.3077 | 410.5189 | 531.3077
1575 | 401.9801 | 536.9419 | 401.9801 | 536.9419
1576 | 403.3699 | 567.1529 | 403.3699 | 567.1529
1577 | 408.6133 | 655.804 | 408.6133 | 655.804
1578 | 404.238 | 699.6549 | 404.238 | 699.6549
1579 | 425.1328 | 711.0194 | 425.1328 | 711.0194
1580 | 466.2713 | 694.1223 | 466.2713 | 694.1223
1581 | 503.8906 | 684.6751 | 503.8906 | 684.6751
1582 | 528.2141 | 664.3999 | 528.2141 | 664.3999
1583 | 563.3205 | 639.8488 | 563.3205 | 639.8488
1584 | 553.9453 | 615.2757 | 553.9453 | 615.2757
1585 | 534.0084 | 586.1404 | 534.0084 | 586.1404
1586 | 523.2996 | 567.0171 | 523.2996 | 567.0171
1587 | 524.6003 | 539.3432 | 524.6003 | 539.3432
1588 | 527.6396 | 556.5232 | 527.6396 | 556.5232
1589 | 537.6209 | 574.9767 | 537.6209 | 574.9767
1590 | 529.0584 | 560.4995 | 529.0584 | 560.4995
1591 | 522.8348 | 549.9888 | 522.8348 | 549.9888
1592 | 535.6239 | 545.1446 | 535.6239 | 545.1446
1593 | 526.7354 | 529.9015 | 526.7354 | 529.9015
1594 | 499.061 | 501.2562 | 499.061 | 501.2562
1595 | 466.086 | 504.7588 | 466.086 | 504.7588
1596 | 438.8297 | 505.8156 | 438.8297 | 505.8156
1597 | 420.6607 | 506.1673 | 420.6607 | 506.1673
1598 | 408.1666 | 510.5365 | 408.1666 | 510.5365
1599 | 404.1362 | 520.0755 | 404.1362 | 520.0755
1600 | 404.6365 | 546.4802 | 404.6365 | 546.4802
1601 | 410.1358 | 631.8827 | 410.1358 | 631.8827
1602 | 405.8438 | 672.8459 | 405.8438 | 672.8459
1603 | 421.7531 | 683.0291 | 421.7531 | 683.0291
1604 | 453.8652 | 664.36 | 453.8652 | 664.36
1605 | 487.0551 | 656.6192 | 487.0551 | 656.6192
1606 | 517.0079 | 637.1971 | 517.0079 | 637.1971
1607 | 557.4758 | 610.2835 | 557.4758 | 610.2835
1608 | 549.8658 | 586.6619 | 549.8658 | 586.6619
1609 | 527.1455 | 563.0722 | 527.1455 | 563.0722
1610 | 520.2494 | 554.0884 | 520.2494 | 554.0884
1611 | 523.4024 | 529.2693 | 523.4024 | 529.2693
1612 | 530.9721 | 538.5083 | 530.9721 | 538.5083
1613 | 542.7406 | 553.7789 | 542.7406 | 553.7789
1614 | 530.0084 | 537.9563 | 530.0084 | 537.9563
1615 | 525.514 | 520.3906 | 525.514 | 520.3906
1616 | 539.1257 | 511.2806 | 539.1257 | 511.2806
1617 | 525.8931 | 492.2967 | 525.8931 | 492.2967
1618 | 502.3158 | 465.7187 | 502.3158 | 465.7187
1619 | 466.1436 | 471.7152 | 466.1436 | 471.7152
1620 | 434.6722 | 478.1534 | 434.6722 | 478.1534
1621 | 417.6435 | 489.0713 | 417.6435 | 489.0713
1622 | 405.4561 | 499.1829 | 405.4561 | 499.1829
1623 | 401.1193 | 514.53 | 401.1193 | 514.53
1624 | 403.244 | 547.8583 | 403.244 | 547.8583
1625 | 410.33 | 639.1017 | 410.33 | 639.1017
1626 | 410.4747 | 687.8419 | 410.4747 | 687.8419
1627 | 440.0326 | 703.2753 | 440.0326 | 703.2753
1628 | 486.166 | 690.3158 | 486.166 | 690.3158
1629 | 513.7327 | 686.5127 | 513.7327 | 686.5127
1630 | 543.8222 | 676.4426 | 543.8222 | 676.4426
1631 | 586.7762 | 656.0589 | 586.7762 | 656.0589
1632 | 577.5284 | 627.7778 | 577.5284 | 627.7778
1633 | 540.3999 | 583.22 | 540.3999 | 583.22
1634 | 535.8669 | 550.6757 | 535.8669 | 550.6757
1635 | 536.4265 | 519.1626 | 536.4265 | 519.1626
1636 | 544.2554 | 532.9956 | 544.2554 | 532.9956
1637 | 557.198 | 555.879 | 557.198 | 555.879
1638 | 548.9463 | 544.1909 | 548.9463 | 544.1909
1639 | 545.5185 | 532.0724 | 545.5185 | 532.0724
1640 | 549.7737 | 528.2782 | 549.7737 | 528.2782
1641 | 530.9298 | 513.6257 | 530.9298 | 513.6257
1642 | 506.0901 | 490.6573 | 506.0901 | 490.6573
1643 | 466.1013 | 490.9441 | 466.1013 | 490.9441
1644 | 433.3458 | 488.8836 | 433.3458 | 488.8836
1645 | 414.9439 | 491.8605 | 414.9439 | 491.8605
1646 | 402.8538 | 496.1968 | 402.8538 | 496.1968
1647 | 398.5628 | 510.8548 | 398.5628 | 510.8548
1648 | 402.816 | 546.9724 | 402.816 | 546.9724
1649 | 414.2883 | 638.872 | 414.2883 | 638.872
1650 | 418.1107 | 683.6089 | 418.1107 | 683.6089
1651 | 451.9988 | 693.5624 | 451.9988 | 693.5624
1652 | 514.201 | 674.8933 | 514.201 | 674.8933
1653 | 549.9557 | 666.4962 | 549.9557 | 666.4962
1654 | 581.4903 | 652.7509 | 581.4903 | 652.7509
1655 | 625.0057 | 632.9579 | 625.0057 | 632.9579
1656 | 607.8838 | 616.8507 | 607.8838 | 616.8507
1657 | 562.9198 | 595.0986 | 562.9198 | 595.0986
1658 | 557.5818 | 579.4535 | 557.5818 | 579.4535
1659 | 563.5375 | 554.8642 | 563.5375 | 554.8642
1660 | 563.9215 | 576.5725 | 563.9215 | 576.5725
1661 | 576.8501 | 600.6044 | 576.8501 | 600.6044
1662 | 571.4719 | 586.8819 | 571.4719 | 586.8819
1663 | 562.3281 | 574.5336 | 562.3281 | 574.5336
1664 | 563.1203 | 572.6427 | 563.1203 | 572.6427
1665 | 545.0005 | 562.3544 | 545.0005 | 562.3544
1666 | 516.1475 | 541.1579 | 516.1475 | 541.1579
1667 | 473.6544 | 546.5638 | 473.6544 | 546.5638
1668 | 439.8065 | 555.7912 | 439.8065 | 555.7912
1669 | 420.7473 | 572.7796 | 420.7473 | 572.7796
1670 | 409.148 | 586.7961 | 409.148 | 586.7961
1671 | 406.2216 | 602.0447 | 406.2216 | 602.0447
1672 | 408.1254 | 636.1935 | 408.1254 | 636.1935
1673 | 417.3657 | 725.1399 | 417.3657 | 725.1399
1674 | 420.0575 | 763.6092 | 420.0575 | 763.6092
1675 | 453.3932 | 769.7235 | 453.3932 | 769.7235
1676 | 514.4934 | 748.5934 | 514.4934 | 748.5934
1677 | 550.6849 | 736.1602 | 550.6849 | 736.1602
1678 | 572.5791 | 712.7676 | 572.5791 | 712.7676
1679 | 621.4692 | 672.6628 | 621.4692 | 672.6628
1680 | 599.9146 | 633.7171 | 599.9146 | 633.7171
1681 | 563.3539 | 597.8222 | 563.3539 | 597.8222
1682 | 566.0893 | 576.5987 | 566.0893 | 576.5987
1683 | 574.0776 | 544.9544 | 574.0776 | 544.9544
1684 | 574.932 | 555.0466 | 574.932 | 555.0466
1685 | 581.1035 | 573.861 | 581.1035 | 573.861
1686 | 575.2381 | 556.7259 | 575.2381 | 556.7259
1687 | 568.1929 | 540.7681 | 568.1929 | 540.7681
1688 | 571.2108 | 530.2799 | 571.2108 | 530.2799
1689 | 549.6778 | 511.3944 | 549.6778 | 511.3944
1690 | 518.2979 | 486.8837 | 518.2979 | 486.8837
1691 | 477.5249 | 486.8096 | 477.5249 | 486.8096
1692 | 445.0405 | 480.7129 | 445.0405 | 480.7129
1693 | 424.5464 | 480.474 | 424.5464 | 480.474
1694 | 413.1246 | 487.2714 | 413.1246 | 487.2714
1695 | 409.9364 | 495.4651 | 409.9364 | 495.4651
1696 | 413.2966 | 524.5933 | 413.2966 | 524.5933
1697 | 423.6564 | 610.1598 | 423.6564 | 610.1598
1698 | 430.7578 | 652.9607 | 430.7578 | 652.9607
1699 | 463.7095 | 661.8641 | 463.7095 | 661.8641
1700 | 521.5988 | 640.1105 | 521.5988 | 640.1105
1701 | 561.3786 | 630.8603 | 561.3786 | 630.8603
1702 | 585.8594 | 618.526 | 585.8594 | 618.526
1703 | 625.3594 | 600.6034 | 625.3594 | 600.6034
1704 | 606.5808 | 578.3928 | 606.5808 | 578.3928
1705 | 570.4066 | 550.1764 | 570.4066 | 550.1764
1706 | 564.0696 | 530.3311 | 564.0696 | 530.3311
1707 | 567.1484 | 498.1617 | 567.1484 | 498.1617
1708 | 566.5831 | 512.5197 | 566.5831 | 512.5197
1709 | 575.4242 | 533.1061 | 575.4242 | 533.1061
1710 | 570.1508 | 524.1088 | 570.1508 | 524.1088
1711 | 571.8457 | 520.7188 | 571.8457 | 520.7188
1712 | 569.1925 | 528.6064 | 569.1925 | 528.6064
1713 | 547.51 | 519.926 | 547.51 | 519.926
1714 | 521.7113 | 487.4415 | 521.7113 | 487.4415
1715 | 484.3633 | 464.2664 | 484.3633 | 464.2664
1716 | 452.5661 | 455.2165 | 452.5661 | 455.2165
1717 | 430.6075 | 457.4715 | 430.6075 | 457.4715
1718 | 417.3797 | 465.122 | 417.3797 | 465.122
1719 | 413.4291 | 483.7833 | 413.4291 | 483.7833
1720 | 417.4051 | 523.3463 | 417.4051 | 523.3463
1721 | 427.3214 | 614.5241 | 427.3214 | 614.5241
1722 | 430.545 | 654.8967 | 430.545 | 654.8967
1723 | 461.0756 | 662.6517 | 461.0756 | 662.6517
1724 | 509.2781 | 644.7701 | 509.2781 | 644.7701
1725 | 542.1202 | 639.8513 | 542.1202 | 639.8513
1726 | 566.0169 | 633.0297 | 566.0169 | 633.0297
1727 | 614.0281 | 622.0637 | 614.0281 | 622.0637
1728 | 598.7981 | 605.3002 | 598.7981 | 605.3002
1729 | 566.4494 | 582.334 | 566.4494 | 582.334
1730 | 559.7131 | 566.853 | 559.7131 | 566.853
1731 | 558.8028 | 538.0634 | 558.8028 | 538.0634
1732 | 559.7994 | 550.0588 | 559.7994 | 550.0588
1733 | 574.9331 | 564.0168 | 574.9331 | 564.0168
1734 | 568.7581 | 544.5519 | 568.7581 | 544.5519
1735 | 571.6988 | 524.0002 | 571.6988 | 524.0002
1736 | 566.8298 | 509.443 | 566.8298 | 509.443
1737 | 545.1251 | 489.2122 | 545.1251 | 489.2122
1738 | 520.5613 | 474.7097 | 520.5613 | 474.7097
1739 | 485.2083 | 479.2624 | 485.2083 | 479.2624
1740 | 456.6633 | 464.2731 | 456.6633 | 464.2731
1741 | 435.9012 | 461.4748 | 435.9012 | 461.4748
1742 | 422.8876 | 468.994 | 422.8876 | 468.994
1743 | 418.3703 | 482.7989 | 418.3703 | 482.7989
1744 | 419.7767 | 510.877 | 419.7767 | 510.877
1745 | 429.7044 | 590.1762 | 429.7044 | 590.1762
1746 | 429.7054 | 620.4092 | 429.7054 | 620.4092
1747 | 442.2587 | 621.142 | 442.2587 | 621.142
1748 | 483.9519 | 596.5992 | 483.9519 | 596.5992
1749 | 520.4476 | 581.4425 | 520.4476 | 581.4425
1750 | 544.587 | 557.6233 | 544.587 | 557.6233
1751 | 591.0745 | 537.0099 | 591.0745 | 537.0099
1752 | 586.3012 | 523.2326 | 586.3012 | 523.2326
1753 | 557.7966 | 509.2902 | 557.7966 | 509.2902
1754 | 549.9462 | 506.0816 | 549.9462 | 506.0816
1755 | 550.5546 | 487.5628 | 550.5546 | 487.5628
1756 | 554.0136 | 507.171 | 554.0136 | 507.171
1757 | 566.3402 | 528.7747 | 566.3402 | 528.7747
1758 | 559.0878 | 514.7897 | 559.0878 | 514.7897
1759 | 559.8912 | 501.2601 | 559.8912 | 501.2601
1760 | 556.6487 | 496.9081 | 556.6487 | 496.9081
1761 | 540.1471 | 482.3212 | 540.1471 | 482.3212
1762 | 513.3409 | 452.3634 | 513.3409 | 452.3634
1763 | 480.8662 | 435.062 | 480.8662 | 435.062
1764 | 448.3687 | 430.4091 | 448.3687 | 430.4091
1765 | 429.2589 | 436.1424 | 429.2589 | 436.1424
1766 | 417.6489 | 443.1367 | 417.6489 | 443.1367
1767 | 414.2917 | 457.4337 | 414.2917 | 457.4337
1768 | 414.215 | 493.3216 | 414.215 | 493.3216
1769 | 421.4105 | 586.6323 | 421.4105 | 586.6323
1770 | 424.835 | 635.9302 | 424.835 | 635.9302
1771 | 444.5573 | 655.2357 | 444.5573 | 655.2357
1772 | 481.2453 | 645.9514 | 481.2453 | 645.9514
1773 | 515.9417 | 646.8079 | 515.9417 | 646.8079
1774 | 549.5059 | 638.0175 | 549.5059 | 638.0175
1775 | 589.4451 | 610.8085 | 589.4451 | 610.8085
1776 | 584.0752 | 589.7464 | 584.0752 | 589.7464
1777 | 557.8934 | 562.3503 | 557.8934 | 562.3503
1778 | 554.1726 | 552.6117 | 554.1726 | 552.6117
1779 | 560.6441 | 530.5162 | 560.6441 | 530.5162
1780 | 568.748 | 548.1884 | 568.748 | 548.1884
1781 | 573.4818 | 570.8093 | 573.4818 | 570.8093
1782 | 568.0949 | 561.3198 | 568.0949 | 561.3198
1783 | 568.3901 | 552.3842 | 568.3901 | 552.3842
1784 | 559.7687 | 553.4465 | 559.7687 | 553.4465
1785 | 540.2974 | 545.9475 | 540.2974 | 545.9475
1786 | 512.8623 | 535.6124 | 512.8623 | 535.6124
1787 | 476.1996 | 549.9436 | 476.1996 | 549.9436
1788 | 447.7547 | 549.2284 | 447.7547 | 549.2284
1789 | 429.42 | 553.0256 | 429.42 | 553.0256
1790 | 415.4494 | 559.9871 | 415.4494 | 559.9871
1791 | 409.6407 | 577.1718 | 409.6407 | 577.1718
1792 | 413.9202 | 612.633 | 413.9202 | 612.633
1793 | 421.9918 | 701.1857 | 421.9918 | 701.1857
1794 | 429.0207 | 742.674 | 429.0207 | 742.674
1795 | 453.8821 | 750.0023 | 453.8821 | 750.0023
1796 | 500.71 | 727.7894 | 500.71 | 727.7894
1797 | 529.9199 | 715.5859 | 529.9199 | 715.5859
1798 | 560.4174 | 698.3951 | 560.4174 | 698.3951
1799 | 605.6991 | 660.0294 | 605.6991 | 660.0294
1800 | 593.0922 | 618.9836 | 593.0922 | 618.9836
1801 | 568.7423 | 569.5038 | 568.7423 | 569.5038
1802 | 559.972 | 546.3443 | 559.972 | 546.3443
1803 | 567.875 | 524.0519 | 567.875 | 524.0519
1804 | 567.123 | 548.7135 | 567.123 | 548.7135
1805 | 577.7308 | 580.03 | 577.7308 | 580.03
1806 | 578.174 | 578.5471 | 578.174 | 578.5471
1807 | 580.3173 | 577.3228 | 580.3173 | 577.3228
1808 | 573.6012 | 585.6042 | 573.6012 | 585.6042
1809 | 552.8548 | 584.2413 | 552.8548 | 584.2413
1810 | 524.6243 | 579.419 | 524.6243 | 579.419
1811 | 482.5384 | 597.3269 | 482.5384 | 597.3269
1812 | 451.5363 | 600.1228 | 451.5363 | 600.1228
1813 | 431.0564 | 606.9717 | 431.0564 | 606.9717
1814 | 417.3362 | 608.6173 | 417.3362 | 608.6173
1815 | 415.0502 | 608.0497 | 415.0502 | 608.0497
1816 | 418.3047 | 630.4838 | 418.3047 | 630.4838
1817 | 428.6176 | 712.2768 | 428.6176 | 712.2768
1818 | 436.1759 | 751.9275 | 436.1759 | 751.9275
1819 | 474.8687 | 759.3215 | 474.8687 | 759.3215
1820 | 533.9005 | 736.8788 | 533.9005 | 736.8788
1821 | 570.7059 | 729.0396 | 570.7059 | 729.0396
1822 | 597.736 | 717.3287 | 597.736 | 717.3287
1823 | 643.2441 | 699.8655 | 643.2441 | 699.8655
1824 | 627.8056 | 676.9331 | 627.8056 | 676.9331
1825 | 589.5323 | 648.1916 | 589.5323 | 648.1916
1826 | 583.7825 | 624.1133 | 583.7825 | 624.1133
1827 | 591.9936 | 586.4312 | 591.9936 | 586.4312
1828 | 594.8483 | 588.7137 | 594.8483 | 588.7137
1829 | 609.1547 | 596.5026 | 609.1547 | 596.5026
1830 | 605.1568 | 572.4437 | 605.1568 | 572.4437
1831 | 599.7082 | 550.0872 | 599.7082 | 550.0872
1832 | 593.0237 | 540.846 | 593.0237 | 540.846
1833 | 566.4565 | 530.7546 | 566.4565 | 530.7546
1834 | 528.7721 | 531.2809 | 528.7721 | 531.2809
1835 | 485.7744 | 539.3447 | 485.7744 | 539.3447
1836 | 455.8559 | 537.5466 | 455.8559 | 537.5466
1837 | 433.5999 | 539.9985 | 433.5999 | 539.9985
1838 | 421.314 | 544.0723 | 421.314 | 544.0723
1839 | 414.0791 | 556.3349 | 414.0791 | 556.3349
1840 | 419.18 | 586.5788 | 419.18 | 586.5788
1841 | 429.9063 | 671.7188 | 429.9063 | 671.7188
1842 | 439.0783 | 711.271 | 439.0783 | 711.271
1843 | 474.5597 | 718.1072 | 474.5597 | 718.1072
1844 | 534.391 | 697.5349 | 534.391 | 697.5349
1845 | 568.5804 | 688.1206 | 568.5804 | 688.1206
1846 | 594.7874 | 675.0316 | 594.7874 | 675.0316
1847 | 638.0497 | 645.8866 | 638.0497 | 645.8866
1848 | 626.4459 | 609.402 | 626.4459 | 609.402
1849 | 586.9725 | 568.1256 | 586.9725 | 568.1256
1850 | 581.9049 | 519.9619 | 581.9049 | 519.9619
1851 | 585.8305 | 465.1181 | 585.8305 | 465.1181
1852 | 588.2979 | 455.7516 | 588.2979 | 455.7516
1853 | 599.8734 | 456.9121 | 599.8734 | 456.9121
1854 | 602.2208 | 429.9328 | 602.2208 | 429.9328
1855 | 604.2944 | 409.7748 | 604.2944 | 409.7748
1856 | 592.2035 | 408.6714 | 592.2035 | 408.6714
1857 | 567.6348 | 403.174 | 567.6348 | 403.174
1858 | 535.2504 | 389.7216 | 535.2504 | 389.7216
1859 | 495.5468 | 378.5564 | 495.5468 | 378.5564
1860 | 460.585 | 362.7796 | 460.585 | 362.7796
1861 | 440.0229 | 359.3578 | 440.0229 | 359.3578
1862 | 429.085 | 363.3988 | 429.085 | 363.3988
1863 | 424.7643 | 383.9305 | 424.7643 | 383.9305
1864 | 426.7992 | 426.7421 | 426.7992 | 426.7421
1865 | 435.5073 | 519.0027 | 435.5073 | 519.0027
1866 | 446.4409 | 565.8725 | 446.4409 | 565.8725
1867 | 482.0672 | 576.0885 | 482.0672 | 576.0885
1868 | 539.8769 | 556.9272 | 539.8769 | 556.9272
1869 | 572.7181 | 546.3972 | 572.7181 | 546.3972
1870 | 600.7606 | 531.1753 | 600.7606 | 531.1753
1871 | 638.8929 | 511.7104 | 638.8929 | 511.7104
1872 | 627.5719 | 487.006 | 627.5719 | 487.006
1873 | 588.2461 | 463.5148 | 588.2461 | 463.5148
1874 | 584.8247 | 447.7384 | 584.8247 | 447.7384
1875 | 592.9042 | 420.2942 | 592.9042 | 420.2942
1876 | 590.5658 | 430.4192 | 590.5658 | 430.4192
1877 | 601.7025 | 444.8694 | 601.7025 | 444.8694
1878 | 598.3457 | 423.3044 | 598.3457 | 423.3044
1879 | 598.9204 | 409.217 | 598.9204 | 409.217
1880 | 583.8282 | 415.989 | 583.8282 | 415.989
1881 | 560.8789 | 409.2118 | 560.8789 | 409.2118
1882 | 527.8606 | 373.1178 | 527.8606 | 373.1178
1883 | 494.187 | 348.9582 | 494.187 | 348.9582
1884 | 459.4009 | 330.261 | 459.4009 | 330.261
1885 | 438.4148 | 322.0155 | 438.4148 | 322.0155
1886 | 425.5244 | 320.5438 | 425.5244 | 320.5438
1887 | 421.6096 | 320.8621 | 421.6096 | 320.8621
1888 | 424.2215 | 344.3463 | 424.2215 | 344.3463
1889 | 435.1496 | 424.1376 | 435.1496 | 424.1376
1890 | 445.3901 | 455.0926 | 445.3901 | 455.0926
1891 | 475.7116 | 456.0879 | 475.7116 | 456.0879
1892 | 525.5681 | 435.1547 | 525.5681 | 435.1547
1893 | 559.9616 | 422.5902 | 559.9616 | 422.5902
1894 | 585.4796 | 404.8088 | 585.4796 | 404.8088
1895 | 637.5418 | 388.33 | 637.5418 | 388.33
1896 | 623.6913 | 371.8619 | 623.6913 | 371.8619
1897 | 587.742 | 355.8194 | 587.742 | 355.8194
1898 | 579.2439 | 348.8044 | 579.2439 | 348.8044
1899 | 577.8481 | 327.6933 | 577.8481 | 327.6933
1900 | 585.9048 | 343.0685 | 585.9048 | 343.0685
1901 | 601.8948 | 356.6984 | 601.8948 | 356.6984
1902 | 599.2511 | 335.5927 | 599.2511 | 335.5927
1903 | 603.9901 | 318.6505 | 603.9901 | 318.6505
1904 | 588.6853 | 316.169 | 588.6853 | 316.169
1905 | 562.5982 | 319.4657 | 562.5982 | 319.4657
1906 | 530.9981 | 320.7467 | 530.9981 | 320.7467
1907 | 496.7507 | 334.2904 | 496.7507 | 334.2904
1908 | 465.6759 | 367.833 | 465.6759 | 367.833
1909 | 446.8517 | 405.6582 | 446.8517 | 405.6582
1910 | 433.16 | 430.6345 | 433.16 | 430.6345
1911 | 427.5707 | 456.7775 | 427.5707 | 456.7775
1912 | 429.4808 | 496.7342 | 429.4808 | 496.7342
1913 | 438.9569 | 584.4993 | 438.9569 | 584.4993
1914 | 445.9794 | 621.2624 | 445.9794 | 621.2624
1915 | 463.8666 | 624.4562 | 463.8666 | 624.4562
1916 | 502.9657 | 603.1948 | 502.9657 | 603.1948
1917 | 535.9303 | 595.29 | 535.9303 | 595.29
1918 | 561.5219 | 584.1042 | 561.5219 | 584.1042
1919 | 605.1893 | 573.3022 | 605.1893 | 573.3022
1920 | 598.4071 | 558.7701 | 598.4071 | 558.7701
1921 | 567.5778 | 536.0992 | 567.5778 | 536.0992
1922 | 560.7155 | 521.7666 | 560.7155 | 521.7666
1923 | 566.71 | 497.8336 | 566.71 | 497.8336
1924 | 576.5224 | 520.0669 | 576.5224 | 520.0669
1925 | 585.0125 | 550.0053 | 585.0125 | 550.0053
1926 | 585.1997 | 549.6381 | 585.1997 | 549.6381
1927 | 587.1311 | 548.2825 | 587.1311 | 548.2825
1928 | 570.3127 | 552.9871 | 570.3127 | 552.9871
1929 | 547.8536 | 547.4897 | 547.8536 | 547.4897
1930 | 525.6519 | 525.9651 | 525.6519 | 525.9651
1931 | 493.2669 | 513.0607 | 493.2669 | 513.0607
1932 | 463.1001 | 509.3923 | 463.1001 | 509.3923
1933 | 445.5697 | 512.1067 | 445.5697 | 512.1067
1934 | 433.0945 | 515.5898 | 433.0945 | 515.5898
1935 | 429.7369 | 522.7335 | 429.7369 | 522.7335
1936 | 432.0723 | 549.9584 | 432.0723 | 549.9584
1937 | 438.9208 | 635.3281 | 438.9208 | 635.3281
1938 | 447.1685 | 678.9493 | 447.1685 | 678.9493
1939 | 462.9001 | 691.3638 | 462.9001 | 691.3638
1940 | 499.9 | 674.3683 | 499.9 | 674.3683
1941 | 534.3955 | 666.5947 | 534.3955 | 666.5947
1942 | 560.5167 | 652.0618 | 560.5167 | 652.0618
1943 | 607.5307 | 635.4189 | 607.5307 | 635.4189
1944 | 592.9916 | 618.6227 | 592.9916 | 618.6227
1945 | 569.1019 | 597.1659 | 569.1019 | 597.1659
1946 | 561.9383 | 580.8317 | 561.9383 | 580.8317
1947 | 563.9986 | 548.2358 | 563.9986 | 548.2358
1948 | 576.4891 | 557.3763 | 576.4891 | 557.3763
1949 | 594.9281 | 573.1063 | 594.9281 | 573.1063
1950 | 587.6249 | 557.6775 | 587.6249 | 557.6775
1951 | 592.0694 | 543.9838 | 592.0694 | 543.9838
1952 | 578.4487 | 541.1085 | 578.4487 | 541.1085
1953 | 556.3167 | 533.9376 | 556.3167 | 533.9376
1954 | 527.3455 | 530.0668 | 527.3455 | 530.0668
1955 | 493.107 | 520.2798 | 493.107 | 520.2798
1956 | 467.6797 | 523.3054 | 467.6797 | 523.3054
1957 | 448.1916 | 532.6482 | 448.1916 | 532.6482
1958 | 434.4561 | 541.4472 | 434.4561 | 541.4472
1959 | 430.8471 | 554.0051 | 430.8471 | 554.0051
1960 | 432.3643 | 580.7707 | 432.3643 | 580.7707
1961 | 440.0354 | 662.859 | 440.0354 | 662.859
1962 | 450.1886 | 700.8034 | 450.1886 | 700.8034
1963 | 476.9341 | 710.9866 | 476.9341 | 710.9866
1964 | 521.6211 | 697.0099 | 521.6211 | 697.0099
1965 | 555.1488 | 694.5521 | 555.1488 | 694.5521
1966 | 583.6977 | 687.3368 | 583.6977 | 687.3368
1967 | 627.4023 | 681.4897 | 627.4023 | 681.4897
1968 | 610.2985 | 673.6189 | 610.2985 | 673.6189
1969 | 577.6948 | 659.8405 | 577.6948 | 659.8405
1970 | 570.3953 | 655.8772 | 570.3953 | 655.8772
1971 | 574.5277 | 636.3084 | 574.5277 | 636.3084
1972 | 582.4427 | 658.0495 | 582.4427 | 658.0495
1973 | 598.3911 | 684.3784 | 598.3911 | 684.3784
1974 | 597.0185 | 678.6296 | 597.0185 | 678.6296
1975 | 603.7081 | 673.2379 | 603.7081 | 673.2379
1976 | 585.8054 | 671.4126 | 585.8054 | 671.4126
1977 | 562.4556 | 652.724 | 562.4556 | 652.724
1978 | 528.6426 | 611.3469 | 528.6426 | 611.3469
1979 | 494.518 | 580.5262 | 494.518 | 580.5262
1980 | 461.7208 | 562.4196 | 461.7208 | 562.4196
1981 | 443.3242 | 553.5835 | 443.3242 | 553.5835
1982 | 432.7256 | 550.3726 | 432.7256 | 550.3726
1983 | 426.2665 | 557.3522 | 426.2665 | 557.3522
1984 | 429.2999 | 586.71 | 429.2999 | 586.71
1985 | 442.2605 | 673.9173 | 442.2605 | 673.9173
1986 | 453.5228 | 717.4729 | 453.5228 | 717.4729
1987 | 488.1635 | 730.5437 | 488.1635 | 730.5437
1988 | 545.7195 | 714.5982 | 545.7195 | 714.5982
1989 | 581.24 | 705.7417 | 581.24 | 705.7417
1990 | 608.5887 | 691.3401 | 608.5887 | 691.3401
1991 | 650.5916 | 676.6661 | 650.5916 | 676.6661
1992 | 630.0889 | 657.5728 | 630.0889 | 657.5728
1993 | 594.7163 | 638.3474 | 594.7163 | 638.3474
1994 | 586.5439 | 632.0215 | 586.5439 | 632.0215
1995 | 594.4205 | 610.9432 | 594.4205 | 610.9432
1996 | 596.6483 | 625.5637 | 596.6483 | 625.5637
1997 | 611.5354 | 642.475 | 611.5354 | 642.475
1998 | 618.6251 | 624.7163 | 618.6251 | 624.7163
1999 | 615.9643 | 605.7069 | 615.9643 | 605.7069
2000 | 596.231 | 596.039 | 596.231 | 596.039
2001 | 569.2448 | 585.7836 | 569.2448 | 585.7836
2002 | 537.0704 | 587.1959 | 537.0704 | 587.1959
2003 | 496.7257 | 579.4761 | 496.7257 | 579.4761
2004 | 462.9279 | 579.45 | 462.9279 | 579.45
2005 | 442.3842 | 583.9364 | 442.3842 | 583.9364
2006 | 431.6138 | 587.0914 | 431.6138 | 587.0914
2007 | 427.402 | 595.0882 | 427.402 | 595.0882
2008 | 430.8136 | 623.8554 | 430.8136 | 623.8554
2009 | 440.9486 | 706.3703 | 440.9486 | 706.3703
2010 | 454.6459 | 737.8831 | 454.6459 | 737.8831
2011 | 487.5746 | 741.5035 | 487.5746 | 741.5035
2012 | 546.6525 | 720.3078 | 546.6525 | 720.3078
2013 | 583.35 | 708.2355 | 583.35 | 708.2355
2014 | 611.157 | 687.5337 | 611.157 | 687.5337
2015 | 658.3978 | 665.8703 | 658.3978 | 665.8703
2016 | 636.4279 | 635.5875 | 636.4279 | 635.5875
2017 | 600.4677 | 600.5129 | 600.4677 | 600.5129
2018 | 591.4781 | 575.8768 | 591.4781 | 575.8768
2019 | 600.4567 | 540.0323 | 600.4567 | 540.0323
2020 | 600.8093 | 549.0744 | 600.8093 | 549.0744
2021 | 610.3527 | 564.3122 | 610.3527 | 564.3122
2022 | 612.4003 | 546.5207 | 612.4003 | 546.5207
2023 | 615.4587 | 529.4145 | 615.4587 | 529.4145
2024 | 590.4893 | 520.4029 | 590.4893 | 520.4029
2025 | 564.4491 | 506.5379 | 564.4491 | 506.5379
2026 | 531.8101 | 486.3915 | 531.8101 | 486.3915
2027 | 492.4199 | 478.0483 | 492.4199 | 478.0483
2028 | 459.526 | 477.0377 | 459.526 | 477.0377
2029 | 438.435 | 475.6504 | 438.435 | 475.6504
2030 | 425.5195 | 476.41 | 425.5195 | 476.41
2031 | 422.1345 | 483.8161 | 422.1345 | 483.8161
2032 | 423.3353 | 511.9271 | 423.3353 | 511.9271
2033 | 435.1458 | 598.7406 | 435.1458 | 598.7406
2034 | 450.159 | 642.2305 | 450.159 | 642.2305
2035 | 476.1288 | 655.2357 | 476.1288 | 655.2357
2036 | 534.8395 | 641.0293 | 534.8395 | 641.0293
2037 | 571.6107 | 638.2106 | 571.6107 | 638.2106
2038 | 599.7557 | 629.978 | 599.7557 | 629.978
2039 | 643.9497 | 615.3368 | 643.9497 | 615.3368
2040 | 628.3748 | 584.1352 | 628.3748 | 584.1352
2041 | 586.3158 | 554.0812 | 586.3158 | 554.0812
2042 | 579.7522 | 529.7404 | 579.7522 | 529.7404
2043 | 588.8707 | 485.1018 | 588.8707 | 485.1018
2044 | 592.1703 | 482.659 | 592.1703 | 482.659
2045 | 600.8267 | 487.2322 | 600.8267 | 487.2322
2046 | 607.808 | 458.6778 | 607.808 | 458.6778
2047 | 608.1767 | 428.7741 | 608.1767 | 428.7741
2048 | 586.4293 | 412.6091 | 586.4293 | 412.6091
2049 | 566.6126 | 404.0928 | 566.6126 | 404.0928
2050 | 536.9067 | 396.4813 | 536.9067 | 396.4813
2051 | 497.3694 | 395.8165 | 497.3694 | 395.8165
2052 | 465.3816 | 399.8922 | 465.3816 | 399.8922
2053 | 441.9384 | 408.9068 | 441.9384 | 408.9068
2054 | 429.9118 | 421.5779 | 429.9118 | 421.5779
2055 | 425.6861 | 441.9784 | 425.6861 | 441.9784
2056 | 425.9266 | 481.6726 | 425.9266 | 481.6726
2057 | 436.3668 | 578.1006 | 436.3668 | 578.1006
2058 | 448.6141 | 631.3691 | 448.6141 | 631.3691
2059 | 472.3424 | 647.3604 | 472.3424 | 647.3604
2060 | 523.5159 | 633.154 | 523.5159 | 633.154
2061 | 558.9938 | 631.3853 | 558.9938 | 631.3853
2062 | 585.2558 | 623.6778 | 585.2558 | 623.6778
2063 | 623.8895 | 622.6871 | 623.8895 | 622.6871
2064 | 615.7675 | 611.5677 | 615.7675 | 611.5677
2065 | 586.3794 | 586.4358 | 586.3794 | 586.4358
2066 | 581.6757 | 560.1261 | 581.6757 | 560.1261
2067 | 587.9444 | 515.2249 | 587.9444 | 515.2249
2068 | 594.283 | 521.4451 | 594.283 | 521.4451
2069 | 603.6608 | 551.3178 | 603.6608 | 551.3178
2070 | 609.4591 | 553.346 | 609.4591 | 553.346
2071 | 606.472 | 549.2669 | 606.472 | 549.2669
2072 | 581.5963 | 544.8493 | 581.5963 | 544.8493
2073 | 560.196 | 517.3009 | 560.196 | 517.3009
2074 | 534.323 | 464.2749 | 534.323 | 464.2749
2075 | 495.1906 | 432.1416 | 495.1906 | 432.1416
2076 | 461.7033 | 424.6667 | 461.7033 | 424.6667
2077 | 441.4079 | 427.9389 | 441.4079 | 427.9389
2078 | 429.0469 | 430.7658 | 429.0469 | 430.7658
2079 | 423.6998 | 444.0128 | 423.6998 | 444.0128
2080 | 424.1097 | 487.1854 | 424.1097 | 487.1854
2081 | 434.4102 | 588.1745 | 434.4102 | 588.1745
2082 | 446.0565 | 647.1854 | 446.0565 | 647.1854
2083 | 460.8533 | 672.2989 | 460.8533 | 672.2989
2084 | 500.1855 | 666.6242 | 500.1855 | 666.6242
2085 | 539.1107 | 669.351 | 539.1107 | 669.351
2086 | 566.7266 | 663.8092 | 566.7266 | 663.8092
2087 | 605.3784 | 649.5617 | 605.3784 | 649.5617
2088 | 597.6065 | 623.6104 | 597.6065 | 623.6104
2089 | 574.2712 | 598.38 | 574.2712 | 598.38
2090 | 562.7204 | 581.5536 | 562.7204 | 581.5536
2091 | 567.2826 | 554.9954 | 567.2826 | 554.9954
2092 | 573.0882 | 570.5347 | 573.0882 | 570.5347
2093 | 586.0932 | 590.793 | 586.0932 | 590.793
2094 | 582.3359 | 574.5766 | 582.3359 | 574.5766
2095 | 584.6469 | 557.2079 | 584.6469 | 557.2079
2096 | 566.8229 | 550.7886 | 566.8229 | 550.7886
2097 | 547.7735 | 543.7489 | 547.7735 | 543.7489
2098 | 521.0146 | 540.4032 | 521.0146 | 540.4032
2099 | 488.7982 | 531.3053 | 488.7982 | 531.3053
2100 | 458.4144 | 528.8509 | 458.4144 | 528.8509
2101 | 440.5251 | 535.6342 | 440.5251 | 535.6342
2102 | 427.2878 | 541.2831 | 427.2878 | 541.2831
2103 | 423.9403 | 551.5113 | 423.9403 | 551.5113
2104 | 424.5887 | 581.7223 | 424.5887 | 581.7223
2105 | 435.3337 | 663.4169 | 435.3337 | 663.4169
2106 | 444.7561 | 697.0626 | 444.7561 | 697.0626
2107 | 460.7812 | 700.4533 | 460.7812 | 700.4533
2108 | 496.2803 | 678.995 | 496.2803 | 678.995
2109 | 531.2556 | 669.351 | 531.2556 | 669.351
2110 | 557.4413 | 652.7509 | 557.4413 | 652.7509
2111 | 604.2563 | 636.108 | 604.2563 | 636.108
2112 | 594.2718 | 615.21 | 594.2718 | 615.21
2113 | 567.6353 | 594.0158 | 567.6353 | 594.0158
2114 | 562.2188 | 581.0614 | 562.2188 | 581.0614
2115 | 564.929 | 556.4393 | 564.929 | 556.4393
2116 | 579.5909 | 579.2632 | 579.5909 | 579.2632
2117 | 593.9576 | 602.4748 | 593.9576 | 602.4748
2118 | 592.0319 | 582.2879 | 592.0319 | 582.2879
2119 | 594.7721 | 558.6517 | 594.7721 | 558.6517
2120 | 571.4089 | 547.7041 | 571.4089 | 547.7041
2121 | 550.3221 | 540.9597 | 550.3221 | 540.9597
2122 | 522.5125 | 531.0184 | 522.5125 | 531.0184
2123 | 490.5326 | 520.772 | 490.5326 | 520.772
2124 | 457.2852 | 522.0913 | 457.2852 | 522.0913
2125 | 436.3198 | 531.1716 | 436.3198 | 531.1716
2126 | 425.3778 | 539.5768 | 425.3778 | 539.5768
2127 | 420.5903 | 556.9584 | 420.5903 | 556.9584
2128 | 421.5382 | 593.5682 | 421.5382 | 593.5682
2129 | 432.0001 | 681.4973 | 432.0001 | 681.4973
2130 | 440.9388 | 718.5885 | 440.9388 | 718.5885
2131 | 468.8071 | 723.4887 | 468.8071 | 723.4887
2132 | 509.0058 | 703.0476 | 509.0058 | 703.0476
2133 | 542.8993 | 694.2568 | 542.8993 | 694.2568
2134 | 581.2042 | 682.6444 | 581.2042 | 682.6444
2135 | 618.8929 | 670.3986 | 618.8929 | 670.3986
2136 | 611.0867 | 644.8082 | 611.0867 | 644.8082
2137 | 577.0347 | 618.0028 | 577.0347 | 618.0028
2138 | 571.2991 | 601.1107 | 571.2991 | 601.1107
2139 | 578.4571 | 568.6132 | 578.4571 | 568.6132
2140 | 589.5602 | 578.1476 | 589.5602 | 578.1476
2141 | 613.6426 | 594.2057 | 613.6426 | 594.2057
2142 | 613.9934 | 576.2502 | 613.9934 | 576.2502
2143 | 604.6632 | 559.3408 | 604.6632 | 559.3408
2144 | 580.2615 | 554.9232 | 580.2615 | 554.9232
2145 | 561.7897 | 549.2289 | 561.7897 | 549.2289
2146 | 526.9959 | 528.9183 | 526.9959 | 528.9183
2147 | 491.414 | 509.1231 | 491.414 | 509.1231
2148 | 459.2543 | 502.8951 | 459.2543 | 502.8951
2149 | 438.1834 | 509.58 | 438.1834 | 509.58
2150 | 424.8028 | 519.6587 | 424.8028 | 519.6587
2151 | 424.9616 | 538.3857 | 424.9616 | 538.3857
2152 | 424.7075 | 576.8002 | 424.7075 | 576.8002
2153 | 434.0878 | 661.8418 | 434.0878 | 661.8418
2154 | 453.8485 | 692.8296 | 453.8485 | 692.8296
2155 | 490.8137 | 707.377 | 490.8137 | 707.377
2156 | 547.4403 | 688.4126 | 547.4403 | 688.4126
2157 | 582.3044 | 681.6234 | 582.3044 | 681.6234
2158 | 606.9832 | 670.6345 | 606.9832 | 670.6345
2159 | 656.3509 | 660.9154 | 656.3509 | 660.9154
2160 | 635.2037 | 643.4628 | 635.2037 | 643.4628
2161 | 596.7162 | 620.7263 | 596.7162 | 620.7263
2162 | 588.0859 | 607.8048 | 588.0859 | 607.8048
2163 | 593.5217 | 581.0497 | 593.5217 | 581.0497
2164 | 599.7057 | 595.7358 | 599.7057 | 595.7358
2165 | 613.8443 | 617.0442 | 613.8443 | 617.0442
2166 | 627.2251 | 608.0469 | 627.2251 | 608.0469
2167 | 617.0305 | 600.0957 | 617.0305 | 600.0957
2168 | 595.7286 | 601.3221 | 595.7286 | 601.3221
2169 | 570.6549 | 594.9715 | 570.6549 | 594.9715
2170 | 539.2221 | 579.7799 | 539.2221 | 579.7799
2171 | 495.8231 | 566.0224 | 495.8231 | 566.0224
2172 | 465.3763 | 1583.6002 | 465.3763 | 1583.6002
2173 | 441.656 | 1597.9899 | 441.656 | 1597.9899
2174 | 428.7848 | 1612.0819 | 428.7848 | 1612.0819
2175 | 425.7598 | 1616.3533 | 425.7598 | 1616.3533
2176 | 426.3282 | 1638.2108 | 426.3282 | 1638.2108
2177 | 438.6275 | 1728.6894 | 438.6275 | 1728.6894
2178 | 457.8191 | 1785.4538 | 457.8191 | 1785.4538
2179 | 489.5177 | 1799.2226 | 489.5177 | 1799.2226
2180 | 543.3139 | 1771.5599 | 543.3139 | 1771.5599
2181 | 582.9714 | 1747.477 | 582.9714 | 1747.477
2182 | 605.6401 | 1730.1909 | 605.6401 | 1730.1909
2183 | 657.4114 | 1719.0211 | 657.4114 | 1719.0211
2184 | 638.9373 | 1679.7367 | 638.9373 | 1679.7367
2185 | 589.0793 | 1640.5227 | 589.0793 | 1640.5227
2186 | 590.6299 | 1620.7594 | 590.6299 | 1620.7594
2187 | 602.6136 | 1589.6304 | 602.6136 | 1589.6304
2188 | 604.9847 | 1611.1651 | 604.9847 | 1611.1651
2189 | 624.1049 | 1652.1633 | 624.1049 | 1652.1633
2190 | 640.018 | 1670.1097 | 640.018 | 1670.1097
2191 | 629.8494 | 1684.1574 | 629.8494 | 1684.1574
2192 | 596.7236 | 1714.0937 | 596.7236 | 1714.0937
2193 | 577.6114 | 1721.3444 | 577.6114 | 1721.3444
2194 | 542.9188 | 1710.4003 | 542.9188 | 1710.4003
2195 | 507.0397 | 1700.5104 | 507.0397 | 1700.5104
2196 | 474.3061 | 1695.3521 | 474.3061 | 1695.3521
2197 | 450.2616 | 1699.9258 | 450.2616 | 1699.9258
2198 | 435.766 | 1700.7095 | 435.766 | 1700.7095
2199 | 430.4604 | 1708.2844 | 430.4604 | 1708.2844
2200 | 430.271 | 1740.9962 | 430.271 | 1740.9962
2201 | 442.0322 | 1829.6815 | 442.0322 | 1829.6815
2202 | 459.8274 | 1870.306 | 459.8274 | 1870.306
2203 | 491.4676 | 1877.6566 | 491.4676 | 1877.6566
2204 | 545.8939 | 1861.5089 | 545.8939 | 1861.5089
2205 | 580.7917 | 1854.1321 | 580.7917 | 1854.1321
2206 | 606.0639 | 1842.0372 | 606.0639 | 1842.0372
2207 | 655.4831 | 1828.5078 | 655.4831 | 1828.5078
2208 | 638.963 | 1795.736 | 638.963 | 1795.736
2209 | 598.3971 | 1754.1624 | 598.3971 | 1754.1624
2210 | 597.5439 | 1730.718 | 597.5439 | 1730.718
2211 | 605.7108 | 1704.8745 | 605.7108 | 1704.8745
2212 | 609.076 | 1722.0676 | 609.076 | 1722.0676
2213 | 636.6644 | 1747.5866 | 636.6644 | 1747.5866
2214 | 651.0652 | 1735.2354 | 651.0652 | 1735.2354
2215 | 630.3765 | 1716.1539 | 630.3765 | 1716.1539
2216 | 599.4995 | 1719.568 | 599.4995 | 1719.568
2217 | 566.0739 | 1722.5714 | 566.0739 | 1722.5714
2218 | 526.5097 | 1722.8591 | 526.5097 | 1722.8591
2219 | 488.4298 | 1707.1173 | 488.4298 | 1707.1173
2220 | 457.7124 | 1695.9184 | 457.7124 | 1695.9184
2221 | 437.8615 | 1689.921 | 437.8615 | 1689.921
2222 | 425.6392 | 1683.6258 | 425.6392 | 1683.6258
2223 | 422.9926 | 1691.1063 | 422.9926 | 1691.1063
2224 | 423.3403 | 1722.1192 | 423.3403 | 1722.1192
2225 | 434.5538 | 1807.1234 | 434.5538 | 1807.1234
2226 | 449.314 | 1847.9367 | 449.314 | 1847.9367
2227 | 473.9977 | 1855.3818 | 473.9977 | 1855.3818
2228 | 518.7664 | 1838.6677 | 518.7664 | 1838.6677
2229 | 552.3733 | 1834.2169 | 552.3733 | 1834.2169
2230 | 575.6491 | 1833.165 | 575.6491 | 1833.165
2231 | 626.1412 | 1827.3752 | 626.1412 | 1827.3752
2232 | 612.4569 | 1788.1852 | 612.4569 | 1788.1852
2233 | 575.1946 | 1746.4228 | 575.1946 | 1746.4228
2234 | 577.4204 | 1723.6392 | 577.4204 | 1723.6392
2235 | 595.7506 | 1687.1301 | 595.7506 | 1687.1301
2236 | 598.4718 | 1687.1451 | 598.4718 | 1687.1451
2237 | 621.0368 | 1700.2997 | 621.0368 | 1700.2997
2238 | 632.6236 | 1689.6474 | 632.6236 | 1689.6474
2239 | 617.8908 | 1683.0248 | 617.8908 | 1683.0248
2240 | 589.2309 | 1703.8057 | 589.2309 | 1703.8057
2241 | 564.1388 | 1727.7625 | 564.1388 | 1727.7625
2242 | 535.2434 | 1757.6872 | 535.2434 | 1757.6872
2243 | 498.8999 | 1766.108 | 498.8999 | 1766.108
2244 | 471.8701 | 1765.9522 | 471.8701 | 1765.9522
2245 | 448.8976 | 1760.6154 | 448.8976 | 1760.6154
2246 | 434.8825 | 1758.5676 | 434.8825 | 1758.5676
2247 | 429.8965 | 1766.9919 | 429.8965 | 1766.9919
2248 | 430.2435 | 1798.9486 | 430.2435 | 1798.9486
2249 | 440.0303 | 1884.8023 | 440.0303 | 1884.8023
2250 | 456.2819 | 1925.0493 | 456.2819 | 1925.0493
2251 | 477.3161 | 1938.8182 | 477.3161 | 1938.8182
2252 | 515.2974 | 1924.0862 | 515.2974 | 1924.0862
2253 | 547.6911 | 1911.6126 | 547.6911 | 1911.6126
2254 | 575.7247 | 1901.2166 | 575.7247 | 1901.2166
2255 | 621.0676 | 1888.0648 | 621.0676 | 1888.0648
2256 | 619.2943 | 1833.1125 | 619.2943 | 1833.1125
2257 | 586.3593 | 1785.7814 | 586.3593 | 1785.7814
2258 | 580.7623 | 1755.3525 | 580.7623 | 1755.3525
2259 | 577.6147 | 1711.104 | 577.6147 | 1711.104
2260 | 590.7442 | 1706.4941 | 590.7442 | 1706.4941
2261 | 607.8126 | 1706.0572 | 607.8126 | 1706.0572
2262 | 622.8808 | 1679.0763 | 622.8808 | 1679.0763
2263 | 608.907 | 1661.7881 | 608.907 | 1661.7881
2264 | 581.7215 | 1676.434 | 581.7215 | 1676.434
2265 | 552.9667 | 1688.404 | 552.9667 | 1688.404
2266 | 528.149 | 1676.1385 | 528.149 | 1676.1385
2267 | 495.1749 | 1654.2617 | 495.1749 | 1654.2617
2268 | 466.1928 | 1641.9302 | 466.1928 | 1641.9302
2269 | 448.3908 | 1631.9686 | 448.3908 | 1631.9686
2270 | 434.5896 | 1617.745 | 434.5896 | 1617.745
2271 | 429.8337 | 1613.6162 | 429.8337 | 1613.6162
2272 | 428.5165 | 1636.9838 | 428.5165 | 1636.9838
2273 | 437.41 | 1715.098 | 437.41 | 1715.098
2274 | 450.77 | 1755.345 | 450.77 | 1755.345
2275 | 473.2755 | 1765.0553 | 473.2755 | 1765.0553
2276 | 511.0976 | 1743.9051 | 511.0976 | 1743.9051
2277 | 541.7062 | 1728.3168 | 541.7062 | 1728.3168
2278 | 564.2461 | 1708.0104 | 564.2461 | 1708.0104
2279 | 609.6474 | 1683.0604 | 609.6474 | 1683.0604
2280 | 604.4775 | 1637.3578 | 604.4775 | 1637.3578
2281 | 571.3534 | 1587.8559 | 571.3534 | 1587.8559
2282 | 567.4413 | 1552.519 | 567.4413 | 1552.519
2283 | 574.348 | 1499.4926 | 574.348 | 1499.4926
2284 | 587.1151 | 1479.2148 | 587.1151 | 1479.2148
2285 | 608.7872 | 1484.913 | 608.7872 | 1484.913
2286 | 622.8363 | 1480.0182 | 622.8363 | 1480.0182
2287 | 607.3465 | 1478.0204 | 607.3465 | 1478.0204
2288 | 583.5725 | 1499.2732 | 583.5725 | 1499.2732
2289 | 556.6845 | 1496.3303 | 556.6845 | 1496.3303
2290 | 530.4644 | 1457.7315 | 530.4644 | 1457.7315
2291 | 496.8 | 1442.9335 | 496.8 | 1442.9335
2292 | 468.5117 | 1442.9664 | 468.5117 | 1442.9664
2293 | 447.3542 | 1436.5915 | 447.3542 | 1436.5915
2294 | 434.8444 | 1420.1971 | 434.8444 | 1420.1971
2295 | 430.6687 | 1452.5009 | 430.6687 | 1452.5009
2296 | 431.7223 | 1540.9942 | 431.7223 | 1540.9942
2297 | 437.5458 | 1644.4036 | 437.5458 | 1644.4036
2298 | 453.8962 | 1705.604 | 453.8962 | 1705.604
2299 | 477.5419 | 1738.533 | 477.5419 | 1738.533
2300 | 514.0328 | 1729.8417 | 514.0328 | 1729.8417
2301 | 545.7718 | 1707.0802 | 545.7718 | 1707.0802
2302 | 573.8231 | 1685.4523 | 573.8231 | 1685.4523
2303 | 618 | 1674.2826 | 618 | 1674.2826
2304 | 609.1136 | 1655.9517 | 609.1136 | 1655.9517
2305 | 584.4298 | 1619.758 | 584.4298 | 1619.758
2306 | 579.1603 | 1572.1511 | 579.1603 | 1572.1511
2307 | 582.1245 | 1495.7172 | 582.1245 | 1495.7172
2308 | 587.6714 | 1467.7942 | 587.6714 | 1467.7942
2309 | 611.461 | 1463.5819 | 611.461 | 1463.5819
2310 | 629.7297 | 1438.4888 | 629.7297 | 1438.4888
2311 | 616.386 | 1426.203 | 616.386 | 1426.203
2312 | 584.5123 | 1447.267 | 584.5123 | 1447.267
2313 | 561.2841 | 1479.1523 | 561.2841 | 1479.1523
2314 | 531.7992 | 1476.0422 | 531.7992 | 1476.0422
2315 | 492.3417 | 1454.1653 | 492.3417 | 1454.1653
2316 | 460.7053 | 1448.1576 | 460.7053 | 1448.1576
2317 | 440.3897 | 1465.5677 | 440.3897 | 1465.5677
2318 | 427.0588 | 1492.6848 | 427.0588 | 1492.6848
2319 | 423.6872 | 1525.8381 | 423.6872 | 1525.8381
2320 | 426.225 | 1581.0135 | 426.225 | 1581.0135
2321 | 437.3473 | 1683.9509 | 437.3473 | 1683.9509
2322 | 460.1075 | 1725.4249 | 460.1075 | 1725.4249
2323 | 490.6232 | 1729.4721 | 490.6232 | 1729.4721
2324 | 541.8699 | 1704.9241 | 541.8699 | 1704.9241
2325 | 580.2277 | 1687.8256 | 580.2277 | 1687.8256
2326 | 609.505 | 1670.4451 | 609.505 | 1670.4451
2327 | 657.9422 | 1657.9539 | 657.9422 | 1657.9539
2328 | 645.1893 | 1639.0568 | 645.1893 | 1639.0568
2329 | 610.2535 | 1613.3398 | 610.2535 | 1613.3398
2330 | 602.3042 | 1595.3698 | 602.3042 | 1595.3698
2331 | 609.7251 | 1570.3758 | 609.7251 | 1570.3758
2332 | 615.2024 | 1588.5127 | 615.2024 | 1588.5127
2333 | 639.0266 | 1615.4475 | 639.0266 | 1615.4475
2334 | 653.7493 | 1615.272 | 653.7493 | 1615.272
2335 | 629.6491 | 1614.0293 | 629.6491 | 1614.0293
2336 | 599.9242 | 1627.4482 | 599.9242 | 1627.4482
2337 | 579.302 | 1626.2042 | 579.302 | 1626.2042
2338 | 545.4816 | 1604.8778 | 545.4816 | 1604.8778
2339 | 505.2213 | 1587.7202 | 505.2213 | 1587.7202
2340 | 469.9771 | 1583.317 | 469.9771 | 1583.317
2341 | 451.6085 | 1590.3448 | 451.6085 | 1590.3448
2342 | 438.3167 | 1598.5849 | 438.3167 | 1598.5849
2343 | 434.0944 | 1610.0295 | 434.0944 | 1610.0295
2344 | 434.6641 | 1639.721 | 434.6641 | 1639.721
2345 | 445.4733 | 1720.8555 | 445.4733 | 1720.8555
2346 | 465.8344 | 1758.3653 | 465.8344 | 1758.3653
2347 | 498.8443 | 1768.8307 | 498.8443 | 1768.8307
2348 | 549.0207 | 1753.7212 | 549.0207 | 1753.7212
2349 | 587.7897 | 1750.0254 | 587.7897 | 1750.0254
2350 | 612.287 | 1745.2925 | 612.287 | 1745.2925
2351 | 657.4961 | 1739.9746 | 657.4961 | 1739.9746
2352 | 644.8231 | 1701.5397 | 644.8231 | 1701.5397
2353 | 612.6618 | 1670.254 | 612.6618 | 1670.254
2354 | 600.3664 | 1645.0164 | 600.3664 | 1645.0164
2355 | 608.1425 | 1601.9004 | 608.1425 | 1601.9004
2356 | 613.2921 | 1592.9488 | 613.2921 | 1592.9488
2357 | 638.349 | 1586.5657 | 638.349 | 1586.5657
2358 | 652.3895 | 1563.7377 | 652.3895 | 1563.7377
2359 | 635.6793 | 1543.618 | 635.6793 | 1543.618
2360 | 610.512 | 1548.1647 | 610.512 | 1548.1647
2361 | 586.0589 | 1570.3282 | 586.0589 | 1570.3282
2362 | 553.3806 | 1593.0797 | 553.3806 | 1593.0797
2363 | 515.4548 | 1597.1587 | 515.4548 | 1597.1587
2364 | 479.0707 | 1611.1606 | 479.0707 | 1611.1606
2365 | 460.0304 | 1630.8359 | 460.0304 | 1630.8359
2366 | 445.6916 | 1644.2672 | 445.6916 | 1644.2672
2367 | 442.1596 | 1669.209 | 442.1596 | 1669.209
2368 | 442.9322 | 1711.1705 | 442.9322 | 1711.1705
2369 | 452.4428 | 1793.9095 | 452.4428 | 1793.9095
2370 | 471.3595 | 1829.7204 | 471.3595 | 1829.7204
2371 | 502.9073 | 1843.0173 | 502.9073 | 1843.0173
2372 | 555.8523 | 1832.4383 | 555.8523 | 1832.4383
2373 | 588.1517 | 1825.5335 | 588.1517 | 1825.5335
2374 | 616.25 | 1822.5939 | 616.25 | 1822.5939
2375 | 654.4434 | 1820.7682 | 654.4434 | 1820.7682
2376 | 645.4557 | 1735.6127 | 645.4557 | 1735.6127
2377 | 615.6751 | 1637.5968 | 615.6751 | 1637.5968
2378 | 612.2167 | 1571.868 | 612.2167 | 1571.868
2379 | 615.2816 | 1516.2932 | 615.2816 | 1516.2932
2380 | 622.9034 | 1511.4001 | 622.9034 | 1511.4001
2381 | 640.3493 | 1481.7039 | 640.3493 | 1481.7039
2382 | 653.9305 | 1422.7264 | 653.9305 | 1422.7264
2383 | 633.5982 | 1385.4286 | 633.5982 | 1385.4286
2384 | 603.6669 | 1392.8069 | 603.6669 | 1392.8069
2385 | 578.2062 | 1423.4651 | 578.2062 | 1423.4651
2386 | 549.9785 | 1414.3143 | 549.9785 | 1414.3143
2387 | 514.8624 | 1391.7768 | 514.8624 | 1391.7768
2388 | 486.7092 | 1375.2923 | 486.7092 | 1375.2923
2389 | 466.3781 | 1360.5171 | 466.3781 | 1360.5171
2390 | 452.7193 | 1345.7273 | 452.7193 | 1345.7273
2391 | 446.799 | 1335.2746 | 446.799 | 1335.2746
2392 | 447.1046 | 1357.0377 | 447.1046 | 1357.0377
2393 | 458.216 | 1454.6896 | 458.216 | 1454.6896
2394 | 475.1198 | 1526.3668 | 475.1198 | 1526.3668
2395 | 490.7089 | 1566.4691 | 490.7089 | 1566.4691
2396 | 531.1642 | 1586.8484 | 531.1642 | 1586.8484
2397 | 567.2203 | 1599.7644 | 567.2203 | 1599.7644
2398 | 596.7568 | 1603.7149 | 596.7568 | 1603.7149
2399 | 636.6736 | 1614.7256 | 636.6736 | 1614.7256
2400 | 629.9224 | 1587.2394 | 629.9224 | 1587.2394
2401 | 602.9747 | 1545.5714 | 602.9747 | 1545.5714
2402 | 598.6837 | 1512.8773 | 598.6837 | 1512.8773
2403 | 600.2553 | 1492.225 | 600.2553 | 1492.225
2404 | 606.512 | 1498.8469 | 606.512 | 1498.8469
2405 | 620.2303 | 1498.7876 | 620.2303 | 1498.7876
2406 | 642.6699 | 1469.3527 | 642.6699 | 1469.3527
2407 | 625.9983 | 1448.9498 | 625.9983 | 1448.9498
2408 | 596.4896 | 1482.4727 | 596.4896 | 1482.4727
2409 | 572.4746 | 1512.2814 | 572.4746 | 1512.2814
2410 | 549.3233 | 1523.8954 | 549.3233 | 1523.8954
2411 | 516.6696 | 1542.7929 | 516.6696 | 1542.7929
2412 | 486.7317 | 1580.6743 | 486.7317 | 1580.6743
2413 | 463.2145 | 1619.6985 | 463.2145 | 1619.6985
2414 | 453.8414 | 1622.3699 | 453.8414 | 1622.3699
2415 | 447.6495 | 1621.167 | 447.6495 | 1621.167
2416 | 448.1407 | 1651.5191 | 448.1407 | 1651.5191
2417 | 456.3833 | 1741.9033 | 456.3833 | 1741.9033
2418 | 469.5164 | 1805.2747 | 469.5164 | 1805.2747
2419 | 485.1116 | 1824.7066 | 485.1116 | 1824.7066
2420 | 513.5964 | 1804.5947 | 513.5964 | 1804.5947
2421 | 547.5436 | 1787.4963 | 547.5436 | 1787.4963
2422 | 578.2706 | 1765.4909 | 578.2706 | 1765.4909
2423 | 619.6739 | 1754.6043 | 619.6739 | 1754.6043
2424 | 613.6573 | 1736.6509 | 613.6573 | 1736.6509
2425 | 589.0197 | 1680.2589 | 589.0197 | 1680.2589
2426 | 583.298 | 1639.9196 | 583.298 | 1639.9196
2427 | 586.8605 | 1592.2731 | 586.8605 | 1592.2731
2428 | 590.3097 | 1592.2881 | 590.3097 | 1592.2881
2429 | 608.7398 | 1608.8406 | 608.7398 | 1608.8406
2430 | 626.9665 | 1604.4177 | 626.9665 | 1604.4177
2431 | 616.6908 | 1607.2336 | 616.6908 | 1607.2336
2432 | 587.7183 | 1632.4506 | 587.7183 | 1632.4506
2433 | 562.7502 | 1665.7515 | 562.7502 | 1665.7515
2434 | 539.5643 | 1668.2102 | 539.5643 | 1668.2102
2435 | 510.2489 | 1662.0012 | 510.2489 | 1662.0012
2436 | 483.1925 | 1675.4369 | 483.1925 | 1675.4369
2437 | 464.481 | 1692.7526 | 464.481 | 1692.7526
2438 | 451.1172 | 1709.1098 | 451.1172 | 1709.1098
2439 | 446.1228 | 1726.6895 | 446.1228 | 1726.6895
2440 | 446.652 | 1753.455 | 446.652 | 1753.455
2441 | 453.8756 | 1820.8093 | 453.8756 | 1820.8093
2442 | 466.7679 | 1844.822 | 466.7679 | 1844.822
2443 | 477.5152 | 1854.2491 | 477.5152 | 1854.2491
2444 | 499.6283 | 1856.9784 | 499.6283 | 1856.9784
2445 | 530.4018 | 1856.2086 | 530.4018 | 1856.2086
2446 | 560.5908 | 1842.5091 | 560.5908 | 1842.5091
2447 | 604.9442 | 1829.7348 | 604.9442 | 1829.7348
2448 | 599.8977 | 1809.5162 | 599.8977 | 1809.5162
2449 | 581.7952 | 1783.3274 | 581.7952 | 1783.3274
2450 | 576.1328 | 1772.3419 | 576.1328 | 1772.3419
2451 | 577.1189 | 1758.7684 | 577.1189 | 1758.7684
2452 | 590.2158 | 1790.1192 | 590.2158 | 1790.1192
2453 | 608.5372 | 1835.6479 | 608.5372 | 1835.6479
2454 | 619.1212 | 1847.1761 | 619.1212 | 1847.1761
2455 | 604.1611 | 1862.1676 | 604.1611 | 1862.1676
2456 | 588.5939 | 1910.2258 | 588.5939 | 1910.2258
2457 | 563.6193 | 1945.5089 | 563.6193 | 1945.5089
2458 | 537.6256 | 1936.8301 | 537.6256 | 1936.8301
2459 | 506.4571 | 1904.2877 | 506.4571 | 1904.2877
2460 | 477.7134 | 1886.6707 | 477.7134 | 1886.6707
2461 | 459.0777 | 1885.6757 | 459.0777 | 1885.6757
2462 | 445.1889 | 1885.4211 | 445.1889 | 1885.4211
2463 | 438.3879 | 1903.3784 | 438.3879 | 1903.3784
2464 | 439.9175 | 1929.7663 | 439.9175 | 1929.7663
2465 | 447.0978 | 2012.2222 | 447.0978 | 2012.2222
2466 | 464.9347 | 2053.3187 | 464.9347 | 2053.3187
2467 | 485.0664 | 2060.3861 | 485.0664 | 2060.3861
2468 | 513.9085 | 2049.8071 | 513.9085 | 2049.8071
2469 | 544.8393 | 2038.9381 | 544.8393 | 2038.9381
2470 | 570.6971 | 2027.2207 | 570.6971 | 2027.2207
2471 | 615.3844 | 2017.2779 | 615.3844 | 2017.2779
2472 | 603.703 | 1981.4858 | 603.703 | 1981.4858
2473 | 583.1929 | 1915.5609 | 583.1929 | 1915.5609
2474 | 580.3854 | 1882.5836 | 580.3854 | 1882.5836
2475 | 589.5452 | 1859.7604 | 589.5452 | 1859.7604
2476 | 599.8297 | 1883.5605 | 599.8297 | 1883.5605
2477 | 619.856 | 1915.4033 | 619.856 | 1915.4033
2478 | 631.3878 | 1917.1155 | 631.3878 | 1917.1155
2479 | 611.1725 | 1917.8548 | 611.1725 | 1917.8548
2480 | 587.8914 | 1945.4315 | 587.8914 | 1945.4315
2481 | 567.4044 | 1979.2988 | 567.4044 | 1979.2988
2482 | 539.9386 | 1968.921 | 539.9386 | 1968.921
2483 | 504.9724 | 1955.0669 | 504.9724 | 1955.0669
2484 | 474.8932 | 1945.9445 | 474.8932 | 1945.9445
2485 | 457.7713 | 1936.8324 | 457.7713 | 1936.8324
2486 | 444.7206 | 1920.0604 | 444.7206 | 1920.0604
2487 | 437.9016 | 1912.2506 | 437.9016 | 1912.2506
2488 | 440.5336 | 1931.1821 | 440.5336 | 1931.1821
2489 | 450.4171 | 2006.0872 | 450.4171 | 2006.0872
2490 | 470.4993 | 2040.6711 | 470.4993 | 2040.6711
2491 | 498.5347 | 2044.8126 | 498.5347 | 2044.8126
2492 | 544.4141 | 2021.7748 | 544.4141 | 2021.7748
2493 | 574.1866 | 1997.5974 | 574.1866 | 1997.5974
2494 | 611.7115 | 1971.2503 | 611.7115 | 1971.2503
2495 | 659.3731 | 1949.7926 | 659.3731 | 1949.7926
2496 | 645.8066 | 1898.8045 | 645.8066 | 1898.8045
2497 | 619.5792 | 1805.2247 | 619.5792 | 1805.2247
2498 | 611.4337 | 1739.6846 | 611.4337 | 1739.6846
2499 | 620.3305 | 1698.4564 | 620.3305 | 1698.4564
2500 | 629.3377 | 1708.9481 | 629.3377 | 1708.9481
2501 | 650.5692 | 1729.5591 | 650.5692 | 1729.5591
2502 | 653.3512 | 1725.0418 | 653.3512 | 1725.0418
2503 | 632.9997 | 1727.6689 | 632.9997 | 1727.6689
2504 | 606.0477 | 1769.1202 | 606.0477 | 1769.1202
2505 | 583.9094 | 1840.3639 | 583.9094 | 1840.3639
2506 | 553.3219 | 1852.4498 | 553.3219 | 1852.4498
2507 | 512.136 | 1833.8765 | 512.136 | 1833.8765
2508 | 479.7286 | 1812.484 | 479.7286 | 1812.484
2509 | 456.1426 | 1790.8187 | 456.1426 | 1790.8187
2510 | 442.9733 | 1773.4804 | 442.9733 | 1773.4804
2511 | 438.7702 | 1756.0433 | 438.7702 | 1756.0433
2512 | 444.0713 | 1760.6283 | 444.0713 | 1760.6283
2513 | 452.8957 | 1838.3649 | 452.8957 | 1838.3649
2514 | 471.9011 | 1884.4638 | 471.9011 | 1884.4638
2515 | 511.1536 | 1888.1334 | 511.1536 | 1888.1334
2516 | 563.3831 | 1857.356 | 563.3831 | 1857.356
2517 | 601.5721 | 1831.1966 | 601.5721 | 1831.1966
2518 | 629.5138 | 1807.7754 | 629.5138 | 1807.7754
2519 | 678.9887 | 1798.0214 | 678.9887 | 1798.0214
2520 | 666.5122 | 1781.5782 | 666.5122 | 1781.5782
2521 | 630.778 | 1753.4073 | 630.778 | 1753.4073
2522 | 631.5803 | 1733.3608 | 631.5803 | 1733.3608
2523 | 632.4851 | 1700.4384 | 632.4851 | 1700.4384
2524 | 633.9763 | 1711.2133 | 633.9763 | 1711.2133
2525 | 665.8892 | 1732.2962 | 665.8892 | 1732.2962
2526 | 683.744 | 1727.0239 | 683.744 | 1727.0239
2527 | 661.4025 | 1719.4574 | 661.4025 | 1719.4574
2528 | 627.4401 | 1726.0806 | 627.4401 | 1726.0806
2529 | 601.2242 | 1724.2703 | 601.2242 | 1724.2703
2530 | 569.2412 | 1702.9439 | 569.2412 | 1702.9439
2531 | 531.0387 | 1696.0743 | 531.0387 | 1696.0743
2532 | 493.841 | 1704.6019 | 493.841 | 1704.6019
2533 | 470.2018 | 1720.9737 | 470.2018 | 1720.9737
2534 | 458.1633 | 1736.5758 | 458.1633 | 1736.5758
2535 | 451.8598 | 1757.931 | 451.8598 | 1757.931
2536 | 453.5439 | 1797.4385 | 453.5439 | 1797.4385
2537 | 462.8664 | 1884.1417 | 462.8664 | 1884.1417
2538 | 483.3606 | 1922.3122 | 483.3606 | 1922.3122
2539 | 520.2799 | 1927.1144 | 520.2799 | 1927.1144
2540 | 568.061 | 1903.2271 | 568.061 | 1903.2271
2541 | 605.3159 | 1879.9936 | 605.3159 | 1879.9936
2542 | 633.0252 | 1852.4195 | 633.0252 | 1852.4195
2543 | 687.17 | 1827.1864 | 687.17 | 1827.1864
2544 | 665.9488 | 1797.8125 | 665.9488 | 1797.8125
2545 | 633.1997 | 1750.0094 | 633.1997 | 1750.0094
2546 | 624.7638 | 1720.8076 | 624.7638 | 1720.8076
2547 | 628.1855 | 1702.9868 | 628.1855 | 1702.9868
2548 | 633.4086 | 1729.2409 | 633.4086 | 1729.2409
2549 | 665.0728 | 1762.877 | 665.0728 | 1762.877
2550 | 682.7148 | 1765.533 | 682.7148 | 1765.533
2551 | 654.1064 | 1762.9689 | 654.1064 | 1762.9689
2552 | 627.9961 | 1776.3878 | 627.9961 | 1776.3878
2553 | 600.2882 | 1778.8249 | 600.2882 | 1778.8249
2554 | 569.6488 | 1754.8557 | 569.6488 | 1754.8557
2555 | 529.6221 | 1729.9585 | 529.6221 | 1729.9585
2556 | 496.1568 | 1711.6807 | 496.1568 | 1711.6807
2557 | 473.3548 | 1704.3619 | 473.3548 | 1704.3619
2558 | 460.4726 | 1699.4825 | 460.4726 | 1699.4825
2559 | 453.1076 | 1710.9272 | 453.1076 | 1710.9272
2560 | 455.6532 | 1749.1133 | 455.6532 | 1749.1133
2561 | 461.0381 | 1841.0077 | 461.0381 | 1841.0077
2562 | 484.2694 | 1887.8616 | 484.2694 | 1887.8616
2563 | 515.3301 | 1899.0821 | 515.3301 | 1899.0821
2564 | 552.4995 | 1886.521 | 552.4995 | 1886.521
2565 | 592.508 | 1882.2589 | 592.508 | 1882.2589
2566 | 619.8851 | 1878.0923 | 619.8851 | 1878.0923
2567 | 665.1574 | 1875.3228 | 665.1574 | 1875.3228
2568 | 652.2915 | 1861.6168 | 652.2915 | 1861.6168
2569 | 615.3146 | 1821.0814 | 615.3146 | 1821.0814
2570 | 610.7156 | 1785.8389 | 610.7156 | 1785.8389
2571 | 608.4636 | 1771.0385 | 608.4636 | 1771.0385
2572 | 625.7461 | 1818.0572 | 625.7461 | 1818.0572
2573 | 658.6613 | 1878.8763 | 658.6613 | 1878.8763
2574 | 676.0174 | 1918.8144 | 676.0174 | 1918.8144
2575 | 647.9223 | 1954.7594 | 647.9223 | 1954.7594
2576 | 614.9791 | 1991.6802 | 614.9791 | 1991.6802
2577 | 591.9827 | 2004.8771 | 591.9827 | 2004.8771
2578 | 563.0291 | 1977.8876 | 563.0291 | 1977.8876
2579 | 530.945 | 1967.8089 | 530.945 | 1967.8089
2580 | 496.1936 | 1966.1429 | 496.1936 | 1966.1429
2581 | 476.3577 | 1970.9998 | 476.3577 | 1970.9998
2582 | 459.9045 | 1980.6557 | 459.9045 | 1980.6557
2583 | 453.6226 | 1997.1971 | 453.6226 | 1997.1971
2584 | 453.2087 | 2052.5613 | 453.2087 | 2052.5613
2585 | 462.8451 | 2166.6362 | 462.8451 | 2166.6362
2586 | 477.8415 | 2228.2142 | 477.8415 | 2228.2142
2587 | 502.2664 | 2242.9269 | 502.2664 | 2242.9269
2588 | 533.3497 | 2217.435 | 533.3497 | 2217.435
2589 | 564.769 | 2202.9794 | 564.769 | 2202.9794
2590 | 590.9457 | 2193.6216 | 590.9457 | 2193.6216
2591 | 631.9053 | 2193.1173 | 631.9053 | 2193.1173
2592 | 622.5918 | 2186.0183 | 622.5918 | 2186.0183
2593 | 598.561 | 2140.0086 | 598.561 | 2140.0086
2594 | 594.1806 | 2073.2415 | 594.1806 | 2073.2415
2595 | 594.6826 | 2015.4958 | 594.6826 | 2015.4958
2596 | 605.4634 | 2023.6279 | 605.4634 | 2023.6279
2597 | 631.5922 | 2039.9916 | 631.5922 | 2039.9916
2598 | 648.1495 | 2031.9821 | 648.1495 | 2031.9821
2599 | 629.259 | 2030.0787 | 629.259 | 2030.0787
2600 | 605.2547 | 2066.2444 | 605.2547 | 2066.2444
2601 | 582.4655 | 2099.1678 | 582.4655 | 2099.1678
2602 | 556.7272 | 2078.4077 | 556.7272 | 2078.4077
2603 | 520.9006 | 2054.7375 | 520.9006 | 2054.7375
2604 | 494.5622 | 2042.2173 | 494.5622 | 2042.2173
2605 | 471.3884 | 2046.319 | 471.3884 | 2046.319
2606 | 458.9252 | 2054.3704 | 458.9252 | 2054.3704
2607 | 454.3181 | 2074.7817 | 454.3181 | 2074.7817
2608 | 457.0358 | 2122.0287 | 457.0358 | 2122.0287
2609 | 462.4258 | 2216.5659 | 462.4258 | 2216.5659
2610 | 476.1331 | 2273.8022 | 476.1331 | 2273.8022
2611 | 503.5031 | 2303.4277 | 503.5031 | 2303.4277
2612 | 532.6557 | 2311.065 | 532.6557 | 2311.065
2613 | 560.7815 | 2322.0933 | 560.7815 | 2322.0933
2614 | 589.6108 | 2319.4369 | 589.6108 | 2319.4369
2615 | 633.5438 | 2317.7056 | 633.5438 | 2317.7056
2616 | 624.4796 | 2299.0916 | 624.4796 | 2299.0916
2617 | 603.997 | 2222.5011 | 603.997 | 2222.5011
2618 | 596.6127 | 2133.4592 | 596.6127 | 2133.4592
2619 | 597.5788 | 2047.8699 | 597.5788 | 2047.8699
2620 | 616.9127 | 2048.7344 | 616.9127 | 2048.7344
2621 | 654.0587 | 2068.6846 | 654.0587 | 2068.6846
2622 | 661.9176 | 2061.619 | 661.9176 | 2061.619
2623 | 633.0763 | 2061.3202 | 633.0763 | 2061.3202
2624 | 608.8514 | 2099.1848 | 608.8514 | 2099.1848
2625 | 585.1807 | 2143.34 | 585.1807 | 2143.34
2626 | 557.752 | 2152.0281 | 557.752 | 2152.0281
2627 | 520.0685 | 2155.7296 | 520.0685 | 2155.7296
2628 | 491.1894 | 2162.747 | 491.1894 | 2162.747
2629 | 467.7922 | 2175.3434 | 467.7922 | 2175.3434
2630 | 454.7388 | 2186.5095 | 454.7388 | 2186.5095
2631 | 448.7992 | 2205.8825 | 448.7992 | 2205.8825
2632 | 450.0208 | 2243.5967 | 450.0208 | 2243.5967
2633 | 455.1397 | 2325.4863 | 455.1397 | 2325.4863
2634 | 473.5516 | 2357.0498 | 473.5516 | 2357.0498
2635 | 509.8109 | 2354.3013 | 509.8109 | 2354.3013
2636 | 543.6421 | 2327.6768 | 543.6421 | 2327.6768
2637 | 567.9437 | 2303.2163 | 567.9437 | 2303.2163
2638 | 595.2758 | 2276.1141 | 595.2758 | 2276.1141
2639 | 647.3102 | 2257.2048 | 647.3102 | 2257.2048
2640 | 632.4133 | 2218.4867 | 632.4133 | 2218.4867
2641 | 606.8882 | 2115.4684 | 606.8882 | 2115.4684
2642 | 600.0083 | 2032.5615 | 600.0083 | 2032.5615
2643 | 603.8437 | 1959.5255 | 603.8437 | 1959.5255
2644 | 620.9511 | 1939.4364 | 620.9511 | 1939.4364
2645 | 652.6511 | 1930.5993 | 652.6511 | 1930.5993
2646 | 671.1562 | 1899.0879 | 671.1562 | 1899.0879
2647 | 639.5042 | 1874.7209 | 639.5042 | 1874.7209
2648 | 612.6168 | 1887.951 | 612.6168 | 1887.951
2649 | 592.7948 | 1900.2041 | 592.7948 | 1900.2041
2650 | 563.3912 | 1867.1739 | 563.3912 | 1867.1739
2651 | 526.5271 | 1835.1979 | 526.5271 | 1835.1979
2652 | 487.6395 | 1824.6597 | 487.6395 | 1824.6597
2653 | 467.0494 | 1834.3302 | 467.0494 | 1834.3302
2654 | 454.8705 | 1850.1211 | 454.8705 | 1850.1211
2655 | 449.0077 | 1873.8358 | 449.0077 | 1873.8358
2656 | 450.9618 | 1918.6289 | 450.9618 | 1918.6289
2657 | 460.1109 | 2018.0741 | 460.1109 | 2018.0741
2658 | 483.4326 | 2077.1037 | 483.4326 | 2077.1037
2659 | 526.2479 | 2102.8594 | 526.2479 | 2102.8594
2660 | 570.675 | 2093.885 | 570.675 | 2093.885
2661 | 600.9589 | 2092.9264 | 600.9589 | 2092.9264
2662 | 625.7416 | 2096.405 | 625.7416 | 2096.405
2663 | 672.1121 | 2102.7908 | 672.1121 | 2102.7908
2664 | 660.0314 | 2098.0514 | 660.0314 | 2098.0514
2665 | 626.6909 | 2047.0393 | 626.6909 | 2047.0393
2666 | 612.9212 | 1983.1037 | 612.9212 | 1983.1037
2667 | 628.8117 | 1914.5982 | 628.8117 | 1914.5982
2668 | 640.4207 | 1909.5164 | 640.4207 | 1909.5164
2669 | 675.7571 | 1911.5335 | 675.7571 | 1911.5335
2670 | 682.449 | 1884.8358 | 682.449 | 1884.8358
2671 | 647.736 | 1862.8283 | 647.736 | 1862.8283
2672 | 618.1398 | 1863.5052 | 618.1398 | 1863.5052
2673 | 592.0806 | 1841.6853 | 592.0806 | 1841.6853
2674 | 560.7702 | 1798.6504 | 560.7702 | 1798.6504
2675 | 522.0887 | 1793.7628 | 522.0887 | 1793.7628
2676 | 488.4085 | 1809.3693 | 488.4085 | 1809.3693
2677 | 466.3438 | 1834.5189 | 466.3438 | 1834.5189
2678 | 456.2191 | 1851.3481 | 456.2191 | 1851.3481
2679 | 449.8067 | 1877.0449 | 449.8067 | 1877.0449
2680 | 450.0349 | 1932.5979 | 450.0349 | 1932.5979
2681 | 461.7503 | 2047.0503 | 461.7503 | 2047.0503
2682 | 479.9378 | 2116.3679 | 479.9378 | 2116.3679
2683 | 522.841 | 2147.3148 | 522.841 | 2147.3148
2684 | 572.3824 | 2137.2077 | 572.3824 | 2137.2077
2685 | 603.7667 | 2119.9205 | 603.7667 | 2119.9205
2686 | 634.8426 | 2102.9175 | 634.8426 | 2102.9175
2687 | 675.1549 | 2102.3189 | 675.1549 | 2102.3189
2688 | 657.9075 | 2098.3345 | 657.9075 | 2098.3345
2689 | 628.3117 | 2026.1802 | 628.3117 | 2026.1802
2690 | 623.6031 | 1918.1668 | 623.6031 | 1918.1668
2691 | 626.6681 | 1810.1139 | 626.6681 | 1810.1139
2692 | 634.2366 | 1768.977 | 634.2366 | 1768.977
2693 | 666.3198 | 1744.7551 | 666.3198 | 1744.7551
2694 | 683.277 | 1714.1876 | 683.277 | 1714.1876
2695 | 647.8863 | 1700.3916 | 647.8863 | 1700.3916
2696 | 617.905 | 1742.7867 | 617.905 | 1742.7867
2697 | 588.9922 | 1784.1104 | 588.9922 | 1784.1104
2698 | 556.0429 | 1754.3838 | 556.0429 | 1754.3838
2699 | 519.5682 | 1711.9309 | 519.5682 | 1711.9309
2700 | 484.4526 | 1687.5182 | 484.4526 | 1687.5182
2701 | 465.271 | 1698.6044 | 465.271 | 1698.6044
2702 | 450.3911 | 1735.1601 | 450.3911 | 1735.1601
2703 | 446.5007 | 1783.4149 | 446.5007 | 1783.4149
2704 | 451.5904 | 1844.631 | 451.5904 | 1844.631
2705 | 457.8168 | 1943.8874 | 457.8168 | 1943.8874
2706 | 479.4109 | 1982.4355 | 479.4109 | 1982.4355
2707 | 523.7998 | 1976.1003 | 523.7998 | 1976.1003
2708 | 571.1783 | 1940.5092 | 571.1783 | 1940.5092
2709 | 609.7817 | 1902.7404 | 609.7817 | 1902.7404
2710 | 638.9211 | 1860.8198 | 638.9211 | 1860.8198
2711 | 680.0132 | 1828.9797 | 680.0132 | 1828.9797
2712 | 665.8108 | 1805.6464 | 665.8108 | 1805.6464
2713 | 628.7706 | 1782.3835 | 628.7706 | 1782.3835
2714 | 621.2508 | 1768.3777 | 621.2508 | 1768.3777
2715 | 632.6372 | 1752.3502 | 632.6372 | 1752.3502
2716 | 642.127 | 1786.4382 | 642.127 | 1786.4382
2717 | 671.7319 | 1788.0778 | 671.7319 | 1788.0778
2718 | 685.9991 | 1746.3729 | 685.9991 | 1746.3729
2719 | 658.7075 | 1714.3606 | 658.7075 | 1714.3606
2720 | 627.5759 | 1704.9383 | 627.5759 | 1704.9383
2721 | 599.8831 | 1684.0623 | 599.8831 | 1684.0623
2722 | 570.0493 | 1637.4406 | 570.0493 | 1637.4406
2723 | 535.891 | 1613.4873 | 535.891 | 1613.4873
2724 | 502.9281 | 1604.1761 | 502.9281 | 1604.1761
2725 | 482.2556 | 1602.0485 | 482.2556 | 1602.0485
2726 | 473.1121 | 1609.8167 | 473.1121 | 1609.8167
2727 | 463.3696 | 1616.9197 | 463.3696 | 1616.9197
2728 | 467.9158 | 1642.0806 | 467.9158 | 1642.0806
2729 | 474.5296 | 1728.8782 | 474.5296 | 1728.8782
2730 | 496.82 | 1777.7142 | 496.82 | 1777.7142
2731 | 528.4641 | 1783.2716 | 528.4641 | 1783.2716
2732 | 562.5682 | 1764.0091 | 562.5682 | 1764.0091
2733 | 600.0669 | 1748.9872 | 600.0669 | 1748.9872
2734 | 624.9176 | 1728.9639 | 624.9176 | 1728.9639
2735 | 660.3043 | 1712.9804 | 660.3043 | 1712.9804
2736 | 656.9703 | 1699.2744 | 656.9703 | 1699.2744
2737 | 621.0951 | 1677.8049 | 621.0951 | 1677.8049
2738 | 615.2621 | 1663.9878 | 615.2621 | 1663.9878
2739 | 626.8171 | 1639.8432 | 626.8171 | 1639.8432
2740 | 635.3175 | 1652.0339 | 635.3175 | 1652.0339
2741 | 663.7938 | 1670.0021 | 663.7938 | 1670.0021
2742 | 668.8351 | 1656.1407 | 668.8351 | 1656.1407
2743 | 638.9208 | 1640.2683 | 638.9208 | 1640.2683
2744 | 617.3578 | 1650.3837 | 617.3578 | 1650.3837
2745 | 592.4387 | 1646.2138 | 592.4387 | 1646.2138
2746 | 567.3283 | 1598.2708 | 567.3283 | 1598.2708
2747 | 535.8758 | 1571.8635 | 535.8758 | 1571.8635
2748 | 503.6634 | 1568.6874 | 503.6634 | 1568.6874
2749 | 481.8714 | 1579.6792 | 481.8714 | 1579.6792
2750 | 470.1995 | 1593.2993 | 470.1995 | 1593.2993
2751 | 464.2482 | 1613.4274 | 464.2482 | 1613.4274
2752 | 464.6022 | 1660.3913 | 464.6022 | 1660.3913
2753 | 473.6769 | 1728.8782 | 473.6769 | 1728.8782
2754 | 492.9794 | 1764.5947 | 492.9794 | 1764.5947
2755 | 517.6093 | 1801.9598 | 517.6093 | 1801.9598
2756 | 543.2005 | 1823.5661 | 543.2005 | 1823.5661
2757 | 573.8444 | 1858.6626 | 573.8444 | 1858.6626
2758 | 603.5537 | 1886.6813 | 603.5537 | 1886.6813
2759 | 635.8536 | 1909.3014 | 635.8536 | 1909.3014
2760 | 630.4797 | 1914.378 | 630.4797 | 1914.378
2761 | 604.4037 | 1879.317 | 604.4037 | 1879.317
2762 | 607.1595 | 1827.274 | 607.1595 | 1827.274
2763 | 608.3869 | 1774.2476 | 608.3869 | 1774.2476
2764 | 626.8817 | 1779.4537 | 626.8817 | 1779.4537
2765 | 662.4523 | 1795.5342 | 662.4523 | 1795.5342
2766 | 659.9546 | 1787.336 | 659.9546 | 1787.336
2767 | 630.3583 | 1791.8508 | 630.3583 | 1791.8508
2768 | 608.1379 | 1840.1921 | 608.1379 | 1840.1921
2769 | 586.238 | 1892.2757 | 586.238 | 1892.2757
2770 | 563.8825 | 1903.7009 | 563.8825 | 1903.7009
2771 | 535.6058 | 1902.4 | 535.6058 | 1902.4
2772 | 505.2975 | 1898.1857 | 505.2975 | 1898.1857
2773 | 481.7174 | 1903.7976 | 481.7174 | 1903.7976
2774 | 470.0263 | 1906.0914 | 470.0263 | 1906.0914
2775 | 463.5281 | 1913.5719 | 463.5281 | 1913.5719
2776 | 465.4918 | 1941.2813 | 465.4918 | 1941.2813
2777 | 472.4281 | 2027.0407 | 472.4281 | 2027.0407
2778 | 491.3486 | 2072.1013 | 491.3486 | 2072.1013
2779 | 517.8584 | 2088.3241 | 517.8584 | 2088.3241
2780 | 544.6271 | 2074.8192 | 544.6271 | 2074.8192
2781 | 567.3004 | 2063.1007 | 567.3004 | 2063.1007
2782 | 590.3269 | 2049.2124 | 590.3269 | 2049.2124
2783 | 627.3493 | 2036.0606 | 627.3493 | 2036.0606
2784 | 622.6345 | 2014.615 | 622.6345 | 2014.615
2785 | 601.3803 | 1956.8071 | 601.3803 | 1956.8071
2786 | 599.5254 | 1886.4534 | 599.5254 | 1886.4534
2787 | 607.6623 | 1807.0936 | 607.6623 | 1807.0936
2788 | 621.8108 | 1789.1754 | 621.8108 | 1789.1754
2789 | 656.9895 | 1795.9118 | 656.9895 | 1795.9118
2790 | 667.2455 | 1785.0707 | 667.2455 | 1785.0707
2791 | 633.5361 | 1785.7157 | 633.5361 | 1785.7157
2792 | 613.9803 | 1824.1466 | 613.9803 | 1824.1466
2793 | 592.2827 | 1854.1442 | 592.2827 | 1854.1442
2794 | 566.2793 | 1838.0089 | 566.2793 | 1838.0089
2795 | 532.2048 | 1833.027 | 532.2048 | 1833.027
2796 | 500.3818 | 1841.1771 | 500.3818 | 1841.1771
2797 | 481.5531 | 1862.5513 | 481.5531 | 1862.5513
2798 | 472.0021 | 1891.6505 | 472.0021 | 1891.6505
2799 | 466.4402 | 1925.7476 | 466.4402 | 1925.7476
2800 | 467.9568 | 1966.199 | 467.9568 | 1966.199
2801 | 477.3392 | 2046.6727 | 477.3392 | 2046.6727
2802 | 493.9311 | 2080.3128 | 493.9311 | 2080.3128
2803 | 523.595 | 2098.8009 | 523.595 | 2098.8009
2804 | 561.8092 | 2104.3617 | 561.8092 | 2104.3617
2805 | 588.3474 | 2131.0579 | 588.3474 | 2131.0579
2806 | 607.2253 | 2166.9106 | 607.2253 | 2166.9106
2807 | 641.9828 | 2191.324 | 641.9828 | 2191.324
2808 | 631.2138 | 2194.041 | 631.2138 | 2194.041
2809 | 601.5654 | 2143.0289 | 601.5654 | 2143.0289
2810 | 599.1362 | 2071.8257 | 599.1362 | 2071.8257
2811 | 608.548 | 2001.81 | 608.548 | 2001.81
2812 | 629.3116 | 1955.5763 | 629.3116 | 1955.5763
2813 | 664.2028 | 1941.2648 | 664.2028 | 1941.2648
2814 | 671.0071 | 1915.3222 | 671.0071 | 1915.3222
2815 | 638.1414 | 1910.6816 | 638.1414 | 1910.6816
2816 | 618.306 | 1954.9644 | 618.306 | 1954.9644
2817 | 593.6067 | 2006.0097 | 593.6067 | 2006.0097
2818 | 562.7885 | 2023.6644 | 562.7885 | 2023.6644
2819 | 523.3317 | 2025.7613 | 523.3317 | 2025.7613
2820 | 491.7915 | 2002.2924 | 491.7915 | 2002.2924
2821 | 474.9498 | 1955.5206 | 474.9498 | 1955.5206
2822 | 465.7637 | 1916.285 | 465.7637 | 1916.285
2823 | 460.527 | 1894.9781 | 460.527 | 1894.9781
2824 | 467.5916 | 1914.5703 | 467.5916 | 1914.5703
2825 | 476.7037 | 1975.6008 | 476.7037 | 1975.6008
2826 | 503.5198 | 1963.5585 | 503.5198 | 1963.5585
2827 | 547.9105 | 1930.3235 | 547.9105 | 1930.3235
2828 | 595.7526 | 1883.9726 | 595.7526 | 1883.9726
2829 | 630.2452 | 1858.8514 | 630.2452 | 1858.8514
2830 | 650.8378 | 1840.4326 | 650.8378 | 1840.4326
2831 | 687.3809 | 1822.8447 | 687.3809 | 1822.8447
2832 | 667.3144 | 1802.9093 | 667.3144 | 1802.9093
2833 | 628.4777 | 1780.4958 | 628.4777 | 1780.4958
2834 | 628.3214 | 1769.1328 | 628.3214 | 1769.1328
2835 | 640.405 | 1753.3885 | 640.405 | 1753.3885
2836 | 655.2355 | 1782.0965 | 655.2355 | 1782.0965
2837 | 689.4784 | 1816.5821 | 689.4784 | 1816.5821
2838 | 695.7268 | 1820.8427 | 695.7268 | 1820.8427
2839 | 667.1779 | 1814.9751 | 667.1779 | 1814.9751
2840 | 636.7321 | 1814.8969 | 636.7321 | 1814.8969
2841 | 608.4194 | 1805.3471 | 608.4194 | 1805.3471
2842 | 578.531 | 1775.7148 | 578.531 | 1775.7148
2843 | 538.5482 | 1750.2513 | 538.5482 | 1750.2513
2844 | 499.3734 | 1735.8433 | 499.3734 | 1735.8433
2845 | 480.8157 | 1734.1876 | 480.8157 | 1734.1876
2846 | 469.6554 | 1735.4432 | 469.6554 | 1735.4432
2847 | 466.8268 | 1744.3395 | 466.8268 | 1744.3395
2848 | 471.7848 | 1787.8112 | 471.7848 | 1787.8112
2849 | 482.7017 | 1900.659 | 482.7017 | 1900.659
2850 | 506.3627 | 1976.5836 | 506.3627 | 1976.5836
2851 | 553.6357 | 2012.4385 | 553.6357 | 2012.4385
2852 | 600.0433 | 2005.8237 | 600.0433 | 2005.8237
2853 | 628.7695 | 2004.3932 | 628.7695 | 2004.3932
2854 | 654.7524 | 2006.9279 | 654.7524 | 2006.9279
2855 | 691.6883 | 1996.4188 | 691.6883 | 1996.4188
2856 | 670.9862 | 1979.1262 | 670.9862 | 1979.1262
2857 | 642.2133 | 1949.8226 | 642.2133 | 1949.8226
2858 | 641.1888 | 1930.9088 | 641.1888 | 1930.9088
2859 | 649.9895 | 1907.8968 | 649.9895 | 1907.8968
2860 | 665.6458 | 1921.3145 | 665.6458 | 1921.3145
2861 | 698.6282 | 1941.7367 | 698.6282 | 1941.7367
2862 | 711.0765 | 1939.3903 | 711.0765 | 1939.3903
2863 | 679.0288 | 1970.9936 | 679.0288 | 1970.9936
2864 | 646.9235 | 2054.4462 | 646.9235 | 2054.4462
2865 | 618.4154 | 2112.0042 | 618.4154 | 2112.0042
2866 | 591.4097 | 2116.2561 | 591.4097 | 2116.2561
2867 | 549.1818 | 2123.4499 | 549.1818 | 2123.4499
2868 | 512.9862 | 2129.5235 | 512.9862 | 2129.5235
2869 | 495.5491 | 2120.5057 | 495.5491 | 2120.5057
2870 | 481.0328 | 2095.8998 | 481.0328 | 2095.8998
2871 | 477.5141 | 2089.7889 | 477.5141 | 2089.7889
2872 | 484.0682 | 2112.0239 | 484.0682 | 2112.0239
2873 | 488.8257 | 2179.7557 | 488.8257 | 2179.7557
2874 | 518.5746 | 2202.8246 | 518.5746 | 2202.8246
2875 | 563.5115 | 2193.2803 | 563.5115 | 2193.2803
2876 | 618.216 | 2157.5005 | 618.216 | 2157.5005
2877 | 636.4125 | 2131.9074 | 636.4125 | 2131.9074
2878 | 662.5906 | 2112.828 | 662.5906 | 2112.828
2879 | 696.96 | 2097.9772 | 696.96 | 2097.9772
2880 | 677.6829 | 2086.0645 | 677.6829 | 2086.0645
2881 | 644.6968 | 2064.3117 | 644.6968 | 2064.3117
2882 | 643.0485 | 2049.4564 | 643.0485 | 2049.4564
2883 | 650.1486 | 2021.0645 | 650.1486 | 2021.0645
2884 | 668.0212 | 2018.0592 | 668.0212 | 2018.0592
2885 | 705.7287 | 2026.6833 | 705.7287 | 2026.6833
2886 | 714.8465 | 2010.5567 | 714.8465 | 2010.5567
2887 | 680.6075 | 2003.3677 | 680.6075 | 2003.3677
2888 | 656.297 | 2024.7149 | 656.297 | 2024.7149
2889 | 633.5701 | 2050.182 | 633.5701 | 2050.182
2890 | 598.3688 | 2042.9189 | 598.3688 | 2042.9189
2891 | 559.8735 | 2039.0696 | 559.8735 | 2039.0696
2892 | 518.2303 | 2050.3344 | 518.2303 | 2050.3344
2893 | 494.4873 | 2075.484 | 494.4873 | 2075.484
2894 | 481.4705 | 2103.545 | 481.4705 | 2103.545
2895 | 477.8959 | 2134.0555 | 477.8959 | 2134.0555
2896 | 479.965 | 2176.7721 | 479.965 | 2176.7721
2897 | 490.0401 | 2277.8218 | 490.0401 | 2277.8218
2898 | 511.1952 | 2339.2111 | 511.1952 | 2339.2111
2899 | 546.3613 | 2365.2499 | 546.3613 | 2365.2499
2900 | 585.0093 | 2356.2755 | 585.0093 | 2356.2755
2901 | 615.7633 | 2344.9345 | 615.7633 | 2344.9345
2902 | 636.9392 | 2323.9674 | 636.9392 | 2323.9674
2903 | 674.8719 | 2297.7904 | 674.8719 | 2297.7904
2904 | 656.1635 | 2279.082 | 656.1635 | 2279.082
2905 | 620.844 | 2248.3626 | 620.844 | 2248.3626
2906 | 614.2568 | 2212.2707 | 614.2568 | 2212.2707
2907 | 620.7606 | 2161.9815 | 620.7606 | 2161.9815
2908 | 628.2402 | 2160.1087 | 628.2402 | 2160.1087
2909 | 650.6165 | 2170.7149 | 650.6165 | 2170.7149
2910 | 641.6797 | 2159.1188 | 641.6797 | 2159.1188
2911 | 625.7915 | 2155.9884 | 625.7915 | 2155.9884
2912 | 601.3441 | 2188.1899 | 601.3441 | 2188.1899
2913 | 587.2365 | 2207.0499 | 587.2365 | 2207.0499
2914 | 567.3245 | 2171.5658 | 567.3245 | 2171.5658
2915 | 542.2517 | 2137.2301 | 542.2517 | 2137.2301
2916 | 525.1012 | 3256.1131 | 525.1012 | 3256.1131
2917 | 504.309 | 3261.9416 | 504.309 | 3261.9416
2918 | 488.0094 | 3279.7224 | 488.0094 | 3279.7224
2919 | 491.0669 | 3292.6088 | 491.0669 | 3292.6088
2920 | 489.7571 | 3319.9931 | 489.7571 | 3319.9931
2921 | 495.4781 | 3390.1891 | 495.4781 | 3390.1891
2922 | 514.0189 | 3496.8578 | 514.0189 | 3496.8578
2923 | 541.3076 | 3567.2199 | 541.3076 | 3567.2199
2924 | 580.4517 | 3611.6613 | 580.4517 | 3611.6613
2925 | 600.0924 | 3613.3035 | 600.0924 | 3613.3035
2926 | 626.6342 | 3617.563 | 626.6342 | 3617.563
2927 | 663.416 | 3611.4183 | 663.416 | 3611.4183
2928 | 660.1458 | 3589.9302 | 660.1458 | 3589.9302
2929 | 638.0553 | 3603.7587 | 638.0553 | 3603.7587
2930 | 635.3024 | 3517.5296 | 635.3024 | 3517.5296
2931 | 641.8336 | 3426.3884 | 641.8336 | 3426.3884
2932 | 672.6875 | 3365.0112 | 672.6875 | 3365.0112
2933 | 701.4451 | 3364.3267 | 701.4451 | 3364.3267
2934 | 681.7003 | 3395.6327 | 681.7003 | 3395.6327
2935 | 664.5618 | 3435.9683 | 664.5618 | 3435.9683
2936 | 640.6009 | 3536.9924 | 640.6009 | 3536.9924
2937 | 611.4016 | 3657.4275 | 611.4016 | 3657.4275
2938 | 584.7206 | 3718.6591 | 584.7206 | 3718.6591
2939 | 552.5823 | 3708.6563 | 552.5823 | 3708.6563
2940 | 522.878 | 3656.5953 | 522.878 | 3656.5953
2941 | 501.035 | 3612.0569 | 501.035 | 3612.0569
2942 | 488.9862 | 3596.2116 | 488.9862 | 3596.2116
2943 | 485.4063 | 3603.0366 | 485.4063 | 3603.0366
2944 | 487.8995 | 3612.2369 | 487.8995 | 3612.2369
2945 | 501.6838 | 3646.2091 | 501.6838 | 3646.2091
2946 | 520.3824 | 3707.129 | 520.3824 | 3707.129
2947 | 541.1282 | 3701.2913 | 541.1282 | 3701.2913
2948 | 569.2979 | 3656.9771 | 569.2979 | 3656.9771
2949 | 594.723 | 3572.7501 | 594.723 | 3572.7501
2950 | 630.624 | 3496.1917 | 630.624 | 3496.1917
2951 | 655.7166 | 3437.0823 | 655.7166 | 3437.0823
2952 | 644.453 | 3358.8772 | 644.453 | 3358.8772
2953 | 626.7977 | 3338.5024 | 626.7977 | 3338.5024
2954 | 623.2914 | 3277.096 | 623.2914 | 3277.096
2955 | 642.2979 | 3231.5592 | 642.2979 | 3231.5592
2956 | 672.0974 | 3174.6558 | 672.0974 | 3174.6558
2957 | 711.1006 | 3159.3953 | 711.1006 | 3159.3953
2958 | 687.0371 | 3166.0229 | 687.0371 | 3166.0229
2959 | 655.6157 | 3178.6494 | 655.6157 | 3178.6494
2960 | 631.045 | 3226.8532 | 631.045 | 3226.8532
2961 | 614.8323 | 3287.8293 | 614.8323 | 3287.8293
2962 | 583.5573 | 3325.6815 | 583.5573 | 3325.6815
2963 | 548.3334 | 3326.3581 | 548.3334 | 3326.3581
2964 | 516.8325 | 3321.7777 | 516.8325 | 3321.7777
2965 | 493.9939 | 3328.9051 | 493.9939 | 3328.9051
2966 | 486.1676 | 3345.6757 | 486.1676 | 3345.6757
2967 | 482.842 | 3360.8711 | 482.842 | 3360.8711
2968 | 483.1604 | 3372.8135 | 483.1604 | 3372.8135
2969 | 497.7538 | 3420.2072 | 497.7538 | 3420.2072
2970 | 513.4527 | 3503.6407 | 513.4527 | 3503.6407
2971 | 543.6427 | 3549.1802 | 543.6427 | 3549.1802
2972 | 582.2114 | 3589.1477 | 582.2114 | 3589.1477
2973 | 605.7429 | 3619.3648 | 605.7429 | 3619.3648
2974 | 626.4626 | 3662.5902 | 626.4626 | 3662.5902
2975 | 645.6508 | 3685.0204 | 645.6508 | 3685.0204
2976 | 650.8743 | 3659.2028 | 650.8743 | 3659.2028
2977 | 622.6668 | 3680.5359 | 622.6668 | 3680.5359
2978 | 624.1107 | 3650.0135 | 624.1107 | 3650.0135
2979 | 637.3798 | 3603.7551 | 637.3798 | 3603.7551
2980 | 684.2527 | 3547.2847 | 684.2527 | 3547.2847
2981 | 711.2281 | 3522.7878 | 711.2281 | 3522.7878
2982 | 688.1283 | 3514.9836 | 688.1283 | 3514.9836
2983 | 661.1166 | 3476.8102 | 661.1166 | 3476.8102
2984 | 635.1553 | 3482.2959 | 635.1553 | 3482.2959
2985 | 610.0973 | 3481.7926 | 610.0973 | 3481.7926
2986 | 590.2033 | 3453.2585 | 590.2033 | 3453.2585
2987 | 553.0895 | 3392.4557 | 553.0895 | 3392.4557
2988 | 516.379 | 3325.8186 | 516.379 | 3325.8186
2989 | 496.2419 | 3268.2916 | 496.2419 | 3268.2916
2990 | 486.9138 | 3227.335 | 486.9138 | 3227.335
2991 | 483.7555 | 3187.2567 | 483.7555 | 3187.2567
2992 | 488.9652 | 3156.1923 | 488.9652 | 3156.1923
2993 | 504.7885 | 3160.435 | 504.7885 | 3160.435
2994 | 527.5393 | 3201.7277 | 527.5393 | 3201.7277
2995 | 555.2324 | 3202.8172 | 555.2324 | 3202.8172
2996 | 603.0047 | 3182.4598 | 603.0047 | 3182.4598
2997 | 635.4503 | 3148.5998 | 635.4503 | 3148.5998
2998 | 655.7571 | 3144.4889 | 655.7571 | 3144.4889
2999 | 698.8328 | 3156.5282 | 698.8328 | 3156.5282
3000 | 689.5448 | 3147.0185 | 689.5448 | 3147.0185
3001 | 649.9359 | 3198.947 | 649.9359 | 3198.947
3002 | 649.4902 | 3208.545 | 649.4902 | 3208.545
3003 | 671.8473 | 3207.0252 | 671.8473 | 3207.0252
3004 | 706.3091 | 3193.2729 | 706.3091 | 3193.2729
3005 | 735.5597 | 3214.8134 | 735.5597 | 3214.8134
3006 | 722.4522 | 3233.2751 | 722.4522 | 3233.2751
3007 | 684.9655 | 3247.2005 | 684.9655 | 3247.2005
3008 | 658.8244 | 3274.3338 | 658.8244 | 3274.3338
3009 | 635.8399 | 3319.002 | 635.8399 | 3319.002
3010 | 604.2649 | 3375.0382 | 604.2649 | 3375.0382
3011 | 562.746 | 3408.1864 | 562.746 | 3408.1864
3012 | 532.2385 | 3437.5207 | 532.2385 | 3437.5207
3013 | 504.4308 | 3476.1094 | 504.4308 | 3476.1094
3014 | 496.0209 | 3522.1765 | 496.0209 | 3522.1765
3015 | 492.7323 | 3544.4435 | 492.7323 | 3544.4435
3016 | 493.7316 | 3552.4893 | 493.7316 | 3552.4893
3017 | 508.0272 | 3604.5012 | 508.0272 | 3604.5012
3018 | 529.4849 | 3677.9768 | 529.4849 | 3677.9768
3019 | 561.2522 | 3688.8799 | 561.2522 | 3688.8799
3020 | 606.5432 | 3672.5634 | 606.5432 | 3672.5634
3021 | 632.6751 | 3652.7022 | 632.6751 | 3652.7022
3022 | 657.2332 | 3670.3834 | 657.2332 | 3670.3834
3023 | 697.5185 | 3696.1329 | 697.5185 | 3696.1329
3024 | 692.2655 | 3691.3857 | 692.2655 | 3691.3857
3025 | 660.6782 | 3726.8619 | 660.6782 | 3726.8619
3026 | 657.7403 | 3682.0521 | 657.7403 | 3682.0521
3027 | 674.7377 | 3619.0528 | 674.7377 | 3619.0528
3028 | 717.4982 | 3563.1597 | 717.4982 | 3563.1597
3029 | 732.3147 | 3556.2695 | 732.3147 | 3556.2695
3030 | 725.8278 | 3559.0006 | 725.8278 | 3559.0006
3031 | 692.6436 | 3592.4089 | 692.6436 | 3592.4089
3032 | 658.001 | 3665.5797 | 658.001 | 3665.5797
3033 | 634.5913 | 3705.0524 | 634.5913 | 3705.0524
3034 | 611.9483 | 3691.6717 | 611.9483 | 3691.6717
3035 | 567.4249 | 3639.961 | 567.4249 | 3639.961
3036 | 528.1772 | 3590.3533 | 528.1772 | 3590.3533
3037 | 505.791 | 3560.391 | 505.791 | 3560.391
3038 | 496.7169 | 3550.1742 | 496.7169 | 3550.1742
3039 | 490.7431 | 3555.123 | 490.7431 | 3555.123
3040 | 497.8087 | 3561.2927 | 497.8087 | 3561.2927
3041 | 508.6049 | 3609.5523 | 508.6049 | 3609.5523
3042 | 525.8084 | 3689.8109 | 525.8084 | 3689.8109
3043 | 553.5355 | 3716.156 | 553.5355 | 3716.156
3044 | 596.8259 | 3719.7554 | 596.8259 | 3719.7554
3045 | 628.8987 | 3704.2237 | 628.8987 | 3704.2237
3046 | 653.1064 | 3708.1947 | 653.1064 | 3708.1947
3047 | 690.0565 | 3713.1624 | 690.0565 | 3713.1624
3048 | 682.3545 | 3698.1686 | 682.3545 | 3698.1686
3049 | 653.96 | 3736.2426 | 653.96 | 3736.2426
3050 | 658.0447 | 3706.5861 | 658.0447 | 3706.5861
3051 | 675.6936 | 3665.2346 | 675.6936 | 3665.2346
3052 | 718.5722 | 3620.7425 | 718.5722 | 3620.7425
3053 | 736.1695 | 3630.016 | 736.1695 | 3630.016
3054 | 722.2714 | 3659.0129 | 722.2714 | 3659.0129
3055 | 696.906 | 3675.2474 | 696.906 | 3675.2474
3056 | 666.9545 | 3696.1751 | 666.9545 | 3696.1751
3057 | 637.0416 | 3694.2285 | 637.0416 | 3694.2285
3058 | 610.5692 | 3673.0547 | 610.5692 | 3673.0547
3059 | 566.867 | 3641.2598 | 566.867 | 3641.2598
3060 | 534.9323 | 3628.4533 | 534.9323 | 3628.4533
3061 | 510.801 | 3610.325 | 510.801 | 3610.325
3062 | 499.7486 | 3582.5014 | 499.7486 | 3582.5014
3063 | 496.4222 | 3575.9048 | 496.4222 | 3575.9048
3064 | 500.1323 | 3589.0017 | 500.1323 | 3589.0017
3065 | 510.5396 | 3639.1375 | 510.5396 | 3639.1375
3066 | 529.0408 | 3737.8687 | 529.0408 | 3737.8687
3067 | 556.0945 | 3781.3877 | 556.0945 | 3781.3877
3068 | 599.9091 | 3793.6462 | 599.9091 | 3793.6462
3069 | 625.2309 | 3763.6827 | 625.2309 | 3763.6827
3070 | 640.1546 | 3744.7071 | 640.1546 | 3744.7071
3071 | 676.9512 | 3720.234 | 676.9512 | 3720.234
3072 | 673.3626 | 3678.397 | 673.3626 | 3678.397
3073 | 644.974 | 3670.8666 | 644.974 | 3670.8666
3074 | 646.9078 | 3601.0897 | 646.9078 | 3601.0897
3075 | 660.2108 | 3544.1518 | 660.2108 | 3544.1518
3076 | 704.4906 | 3482.4859 | 704.4906 | 3482.4859
3077 | 722.3098 | 3467.2254 | 722.3098 | 3467.2254
3078 | 706.8659 | 3468.6576 | 706.8659 | 3468.6576
3079 | 679.0611 | 3462.6671 | 679.0611 | 3462.6671
3080 | 650.7794 | 3485.038 | 650.7794 | 3485.038
3081 | 629.0672 | 3518.0164 | 629.0672 | 3518.0164
3082 | 598.8134 | 3530.3243 | 598.8134 | 3530.3243
3083 | 560.5077 | 3513.8271 | 560.5077 | 3513.8271
3084 | 534.4646 | 3495.8251 | 534.4646 | 3495.8251
3085 | 512.0476 | 3476.5423 | 512.0476 | 3476.5423
3086 | 501.058 | 3459.3982 | 501.058 | 3459.3982
3087 | 499.0929 | 3441.1119 | 499.0929 | 3441.1119
3088 | 492.9296 | 3439.4884 | 492.9296 | 3439.4884
3089 | 503.0738 | 3479.2333 | 503.0738 | 3479.2333
3090 | 522.4906 | 3559.4918 | 522.4906 | 3559.4918
3091 | 545.5187 | 3615.8551 | 545.5187 | 3615.8551
3092 | 575.7424 | 3660.7294 | 575.7424 | 3660.7294
3093 | 600.8575 | 3675.5045 | 600.8575 | 3675.5045
3094 | 626.0388 | 3695.2061 | 626.0388 | 3695.2061
3095 | 657.3863 | 3720.234 | 657.3863 | 3720.234
3096 | 656.2488 | 3709.8583 | 656.2488 | 3709.8583
3097 | 626.0616 | 3730.4698 | 626.0616 | 3730.4698
3098 | 626.9395 | 3681.0418 | 626.9395 | 3681.0418
3099 | 638.623 | 3637.9585 | 638.623 | 3637.9585
3100 | 688.1999 | 3599.5278 | 688.1999 | 3599.5278
3101 | 703.3764 | 3619.1921 | 703.3764 | 3619.1921
3102 | 681.8187 | 3673.589 | 681.8187 | 3673.589
3103 | 653.3072 | 3733.6961 | 653.3072 | 3733.6961
3104 | 635.9196 | 3818.8453 | 635.9196 | 3818.8453
3105 | 614.4177 | 3857.5964 | 614.4177 | 3857.5964
3106 | 589.6684 | 3870.0486 | 589.6684 | 3870.0486
3107 | 555.2222 | 3851.6753 | 555.2222 | 3851.6753
3108 | 524.9696 | 3813.6131 | 524.9696 | 3813.6131
3109 | 503.9252 | 3787.4031 | 503.9252 | 3787.4031
3110 | 494.6397 | 3765.7852 | 494.6397 | 3765.7852
3111 | 490.6832 | 3723.975 | 490.6832 | 3723.975
3112 | 490.0321 | 3690.6015 | 490.0321 | 3690.6015
3113 | 498.8417 | 3681.4227 | 498.8417 | 3681.4227
3114 | 517.5195 | 3708.4279 | 517.5195 | 3708.4279
3115 | 535.5473 | 3676.9016 | 535.5473 | 3676.9016
3116 | 565.2349 | 3619.7431 | 565.2349 | 3619.7431
3117 | 591.3602 | 3570.5854 | 591.3602 | 3570.5854
3118 | 612.2998 | 3592.8847 | 612.2998 | 3592.8847
3119 | 641.1227 | 3662.6511 | 641.1227 | 3662.6511
3120 | 641.1031 | 3704.2299 | 641.1031 | 3704.2299
3121 | 622.0541 | 3798.1549 | 622.0541 | 3798.1549
3122 | 621.9035 | 3790.8678 | 621.9035 | 3790.8678
3123 | 645.8705 | 3736.0946 | 645.8705 | 3736.0946
3124 | 687.8758 | 3692.6128 | 687.8758 | 3692.6128
3125 | 707.3959 | 3707.5147 | 707.3959 | 3707.5147
3126 | 688.5803 | 3742.7173 | 688.5803 | 3742.7173
3127 | 661.0981 | 3781.4653 | 661.0981 | 3781.4653
3128 | 635.8369 | 3834.7203 | 635.8369 | 3834.7203
3129 | 616.633 | 3873.327 | 616.633 | 3873.327
3130 | 585.7361 | 3879.4293 | 585.7361 | 3879.4293
3131 | 552.9548 | 3847.4901 | 552.9548 | 3847.4901
3132 | 523.8807 | 3814.3347 | 523.8807 | 3814.3347
3133 | 499.417 | 3799.9588 | 499.417 | 3799.9588
3134 | 492.2419 | 3795.8033 | 492.2419 | 3795.8033
3135 | 489.4587 | 3790.3612 | 489.4587 | 3790.3612
3136 | 492.1928 | 3796.9638 | 492.1928 | 3796.9638
3137 | 501.8607 | 3848.2542 | 501.8607 | 3848.2542
3138 | 515.3872 | 3936.1615 | 515.3872 | 3936.1615
3139 | 539.1893 | 3977.6601 | 539.1893 | 3977.6601
3140 | 563.5569 | 4016.473 | 563.5569 | 4016.473
3141 | 597.2054 | 4015.8061 | 597.2054 | 4015.8061
3142 | 618.6862 | 3988.6044 | 618.6862 | 3988.6044
3143 | 652.7491 | 3962.6881 | 652.7491 | 3962.6881
3144 | 648.4798 | 3929.3659 | 648.4798 | 3929.3659
3145 | 633.5027 | 3947.091 | 633.5027 | 3947.091
3146 | 629.0884 | 3892.3233 | 629.0884 | 3892.3233
3147 | 645.8849 | 3822.6854 | 645.8849 | 3822.6854
3148 | 695.5625 | 3737.2071 | 695.5625 | 3737.2071
3149 | 711.6407 | 3713.1431 | 711.6407 | 3713.1431
3150 | 684.075 | 3723.6673 | 684.075 | 3723.6673
3151 | 661.7422 | 3738.7472 | 661.7422 | 3738.7472
3152 | 635.3961 | 3760.3965 | 635.3961 | 3760.3965
3153 | 619.3662 | 3744.3068 | 619.3662 | 3744.3068
3154 | 590.2746 | 3693.1149 | 590.2746 | 3693.1149
3155 | 553.5869 | 3609.0769 | 553.5869 | 3609.0769
3156 | 526.8195 | 3529.7398 | 526.8195 | 3529.7398
3157 | 506.848 | 3454.0287 | 506.848 | 3454.0287
3158 | 489.3629 | 3414.0824 | 489.3629 | 3414.0824
3159 | 488.8995 | 3389.3018 | 488.8995 | 3389.3018
3160 | 491.2903 | 3371.0817 | 491.2903 | 3371.0817
3161 | 503.4399 | 3400.1471 | 503.4399 | 3400.1471
3162 | 522.9789 | 3469.4374 | 522.9789 | 3469.4374
3163 | 547.3224 | 3490.0099 | 547.3224 | 3490.0099
3164 | 572.6274 | 3490.4342 | 572.6274 | 3490.4342
3165 | 605.5234 | 3475.4799 | 605.5234 | 3475.4799
3166 | 637.7304 | 3479.4508 | 637.7304 | 3479.4508
3167 | 669.4571 | 3488.6037 | 669.4571 | 3488.6037
3168 | 671.458 | 3472.3111 | 671.458 | 3472.3111
3169 | 636.6735 | 3515.5805 | 636.6735 | 3515.5805
3170 | 634.6257 | 3518.6842 | 634.6257 | 3518.6842
3171 | 661.3956 | 3537.8018 | 661.3956 | 3537.8018
3172 | 702.9859 | 3549.3051 | 702.9859 | 3549.3051
3173 | 722.2808 | 3585.2774 | 722.2808 | 3585.2774
3174 | 697.8345 | 3624.2323 | 697.8345 | 3624.2323
3175 | 675.2404 | 3640.3224 | 675.2404 | 3640.3224
3176 | 647.552 | 3654.4672 | 647.552 | 3654.4672
3177 | 629.2312 | 3653.3866 | 629.2312 | 3653.3866
3178 | 601.38 | 3653.2831 | 601.38 | 3653.2831
3179 | 565.2119 | 3628.9928 | 565.2119 | 3628.9928
3180 | 531.7329 | 3608.6817 | 531.7329 | 3608.6817
3181 | 512.0921 | 3609.6034 | 512.0921 | 3609.6034
3182 | 493.4264 | 3619.8798 | 493.4264 | 3619.8798
3183 | 494.8017 | 3633.4877 | 494.8017 | 3633.4877
3184 | 499.4244 | 3660.872 | 499.4244 | 3660.872
3185 | 509.2638 | 3730.2021 | 509.2638 | 3730.2021
3186 | 527.5137 | 3844.9526 | 527.5137 | 3844.9526
3187 | 561.9793 | 3931.0454 | 561.9793 | 3931.0454
3188 | 601.8199 | 4000.598 | 601.8199 | 4000.598
3189 | 637.1039 | 4028.939 | 637.1039 | 4028.939
3190 | 656.0907 | 4032.1884 | 656.0907 | 4032.1884
3191 | 685.2862 | 4027.3425 | 685.2862 | 4027.3425
3192 | 664.162 | 3994.5976 | 664.162 | 3994.5976
3193 | 657.2811 | 4016.7966 | 657.2811 | 4016.7966
3194 | 660.2538 | 3996.6651 | 660.2538 | 3996.6651
3195 | 682.6976 | 3981.1465 | 682.6976 | 3981.1465
3196 | 724.9195 | 3972.0123 | 724.9195 | 3972.0123
3197 | 741.5681 | 3997.1607 | 741.5681 | 3997.1607
3198 | 733.41 | 4021.5395 | 733.41 | 4021.5395
3199 | 700.3491 | 4045.8558 | 700.3491 | 4045.8558
3200 | 680.0155 | 4101.1311 | 680.0155 | 4101.1311
3201 | 648.6427 | 4150.5617 | 648.6427 | 4150.5617
3202 | 622.5475 | 4177.7344 | 622.5475 | 4177.7344
3203 | 572.3057 | 4188.6576 | 572.3057 | 4188.6576
3204 | 540.5714 | 4173.2534 | 540.5714 | 4173.2534
3205 | 513.2315 | 4150.3627 | 513.2315 | 4150.3627
3206 | 503.6669 | 4141.0117 | 503.6669 | 4141.0117
3207 | 496.1464 | 4141.631 | 496.1464 | 4141.631
3208 | 499.8275 | 4161.7995 | 499.8275 | 4161.7995
3209 | 509.2403 | 4233.2943 | 509.2403 | 4233.2943
3210 | 532.8052 | 4340.5403 | 532.8052 | 4340.5403
3211 | 562.9933 | 4403.1093 | 562.9933 | 4403.1093
3212 | 607.9476 | 4428.9336 | 607.9476 | 4428.9336
3213 | 638.5705 | 4394.2077 | 638.5705 | 4394.2077
3214 | 661.5381 | 4357.6253 | 661.5381 | 4357.6253
3215 | 699.6457 | 4320.7408 | 699.6457 | 4320.7408
3216 | 698.1418 | 4251.9164 | 698.1418 | 4251.9164
3217 | 656.9778 | 4237.0257 | 656.9778 | 4237.0257
3218 | 658.6796 | 4160.033 | 658.6796 | 4160.033
3219 | 678.988 | 4082.7463 | 678.988 | 4082.7463
3220 | 714.2807 | 4007.0815 | 714.2807 | 4007.0815
3221 | 737.7782 | 3980.1312 | 737.7782 | 3980.1312
3222 | 721.4143 | 3993.5418 | 721.4143 | 3993.5418
3223 | 696.597 | 4051.7728 | 696.597 | 4051.7728
3224 | 665.4409 | 4155.539 | 665.4409 | 4155.539
3225 | 647.926 | 4218.6798 | 647.926 | 4218.6798
3226 | 625.8896 | 4239.7911 | 625.8896 | 4239.7911
3227 | 585.1407 | 4236.2826 | 585.1407 | 4236.2826
3228 | 548.0119 | 4232.7123 | 548.0119 | 4232.7123
3229 | 520.2836 | 4251.2409 | 520.2836 | 4251.2409
3230 | 507.0745 | 4283.0205 | 507.0745 | 4283.0205
3231 | 500.6085 | 4328.2341 | 500.6085 | 4328.2341
3232 | 501.16 | 4373.5139 | 501.16 | 4373.5139
3233 | 507.8836 | 4470.6973 | 507.8836 | 4470.6973
3234 | 532.1665 | 4549.3683 | 532.1665 | 4549.3683
3235 | 567.3188 | 4537.7579 | 567.3188 | 4537.7579
3236 | 599.3365 | 4524.3277 | 599.3365 | 4524.3277
3237 | 629.0095 | 4475.4586 | 629.0095 | 4475.4586
3238 | 654.7057 | 4424.5888 | 654.7057 | 4424.5888
3239 | 687.3098 | 4367.2112 | 687.3098 | 4367.2112
3240 | 686.2344 | 4319.0242 | 686.2344 | 4319.0242
3241 | 649.5617 | 4356.6652 | 649.5617 | 4356.6652
3242 | 659.7509 | 4327.0088 | 659.7509 | 4327.0088
3243 | 683.6512 | 4258.2368 | 683.6512 | 4258.2368
3244 | 726.3798 | 4171.171 | 726.3798 | 4171.171
3245 | 732.3531 | 4143.9321 | 732.3531 | 4143.9321
3246 | 714.4151 | 4167.7335 | 714.4151 | 4167.7335
3247 | 689.6331 | 4249.6326 | 689.6331 | 4249.6326
3248 | 657.6036 | 4388.0351 | 657.6036 | 4388.0351
3249 | 640.3406 | 4466.185 | 640.3406 | 4466.185
3250 | 613.6658 | 4463.4839 | 613.6658 | 4463.4839
3251 | 578.3721 | 4404.8459 | 578.3721 | 4404.8459
3252 | 544.2747 | 4335.611 | 544.2747 | 4335.611
3253 | 524.5345 | 4269.7136 | 524.5345 | 4269.7136
3254 | 509.2785 | 4209.5627 | 509.2785 | 4209.5627
3255 | 501.0027 | 4161.1139 | 501.0027 | 4161.1139
3256 | 504.267 | 4133.3689 | 504.267 | 4133.3689
3257 | 510.027 | 4142.9513 | 510.027 | 4142.9513
3258 | 530.5403 | 4184.3883 | 530.5403 | 4184.3883
3259 | 554.0685 | 4191.1063 | 554.0685 | 4191.1063
3260 | 582.7007 | 4190.9534 | 582.7007 | 4190.9534
3261 | 610.2099 | 4175.999 | 610.2099 | 4175.999
3262 | 636.6894 | 4192.0926 | 636.6894 | 4192.0926
3263 | 670.4525 | 4216.6876 | 670.4525 | 4216.6876
3264 | 660.0857 | 4210.2085 | 660.0857 | 4210.2085
3265 | 639.8605 | 4261.9927 | 639.8605 | 4261.9927
3266 | 639.446 | 4237.5317 | 639.446 | 4237.5317
3267 | 665.3815 | 4171.3575 | 665.3815 | 4171.3575
3268 | 702.1842 | 4099.3007 | 702.1842 | 4099.3007
3269 | 715.6086 | 4086.0606 | 715.6086 | 4086.0606
3270 | 695.4812 | 4086.6269 | 695.4812 | 4086.6269
3271 | 670.6253 | 4083.667 | 670.6253 | 4083.667
3272 | 646.8497 | 4104.7391 | 646.8497 | 4104.7391
3273 | 624.4324 | 4099.7618 | 624.4324 | 4099.7618
3274 | 602.518 | 4078.7323 | 602.518 | 4078.7323
3275 | 570.3305 | 4022.5477 | 570.3305 | 4022.5477
3276 | 541.9345 | 3968.4663 | 541.9345 | 3968.4663
3277 | 521.3012 | 3937.6381 | 521.3012 | 3937.6381
3278 | 505.8731 | 3935.503 | 505.8731 | 3935.503
3279 | 502.2527 | 3935.4007 | 502.2527 | 3935.4007
3280 | 502.5715 | 3949.3635 | 502.5715 | 3949.3635
3281 | 510.9426 | 4004.6948 | 510.9426 | 4004.6948
3282 | 526.4293 | 4070.8101 | 526.4293 | 4070.8101
3283 | 546.0976 | 4068.869 | 546.0976 | 4068.869
3284 | 567.3012 | 4061.6445 | 567.3012 | 4061.6445
3285 | 587.4506 | 4047.8447 | 587.4506 | 4047.8447
3286 | 597.7052 | 4044.0225 | 597.7052 | 4044.0225
3287 | 663.6559 | 4019.1164 | 663.6559 | 4019.1164
3288 | 663.6114 | 3944.5193 | 663.6114 | 3944.5193
3289 | 649.3596 | 3931.2161 | 649.3596 | 3931.2161
3290 | 646.5693 | 3852.7801 | 646.5693 | 3852.7801
3291 | 669.2845 | 3746.7742 | 669.2845 | 3746.7742
3292 | 712.57 | 3646.4311 | 712.57 | 3646.4311
3293 | 723.9192 | 3633.4796 | 723.9192 | 3633.4796
3294 | 697.4423 | 3677.4856 | 697.4423 | 3677.4856
3295 | 674.6143 | 3759.3847 | 674.6143 | 3759.3847
3296 | 646.1919 | 3904.7144 | 646.1919 | 3904.7144
3297 | 623.6696 | 3987.3382 | 623.6696 | 3987.3382
3298 | 594.3406 | 4024.3245 | 594.3406 | 4024.3245
3299 | 555.7672 | 4003.3535 | 555.7672 | 4003.3535
3300 | 527.5384 | 3953.0242 | 527.5384 | 3953.0242
3301 | 505.0957 | 3935.1847 | 505.0957 | 3935.1847
3302 | 489.4977 | 3985.7257 | 489.4977 | 3985.7257
3303 | 488.5119 | 4075.5334 | 488.5119 | 4075.5334
3304 | 490.6008 | 4135.8223 | 490.6008 | 4135.8223
3305 | 496.078 | 4171.9592 | 496.078 | 4171.9592
3306 | 512.9607 | 4217.4371 | 512.9607 | 4217.4371
3307 | 544.3217 | 4217.9494 | 544.3217 | 4217.9494
3308 | 573.3615 | 4200.0454 | 573.3615 | 4200.0454
3309 | 602.7203 | 4144.1047 | 602.7203 | 4144.1047
3310 | 629.6924 | 4078.2258 | 629.6924 | 4078.2258
3311 | 668.2562 | 4020.1266 | 668.2562 | 4020.1266
3312 | 668.2614 | 3961.5488 | 668.2614 | 3961.5488
3313 | 645.0351 | 3990.5307 | 645.0351 | 3990.5307
3314 | 644.7838 | 3989.0162 | 644.7838 | 3989.0162
3315 | 674.2873 | 3960.6533 | 674.2873 | 3960.6533
3316 | 713.208 | 3925.109 | 713.208 | 3925.109
3317 | 721.4023 | 3954.2983 | 721.4023 | 3954.2983
3318 | 701.7077 | 3990.6555 | 701.7077 | 3990.6555
3319 | 672.175 | 4001.4058 | 672.175 | 4001.4058
3320 | 657.6359 | 4018.8699 | 657.6359 | 4018.8699
3321 | 635.3428 | 4017.9336 | 635.3428 | 4017.9336
3322 | 601.6893 | 4011.0472 | 601.6893 | 4011.0472
3323 | 562.6283 | 3980.1183 | 562.6283 | 3980.1183
3324 | 532.7379 | 3935.5618 | 532.7379 | 3935.5618
3325 | 516.2036 | 3902.7131 | 516.2036 | 3902.7131
3326 | 506.6563 | 3853.5304 | 506.6563 | 3853.5304
3327 | 501.5998 | 3785.7431 | 501.5998 | 3785.7431
3328 | 507.5503 | 3736.3503 | 507.5503 | 3736.3503
3329 | 516.9634 | 3814.6281 | 516.9634 | 3814.6281
3330 | 537.8845 | 3979.4569 | 537.8845 | 3979.4569
3331 | 573.4514 | 4081.7133 | 573.4514 | 4081.7133
3332 | 618.7099 | 4162.8114 | 618.7099 | 4162.8114
3333 | 647.8619 | 4194.4717 | 647.8619 | 4194.4717
3334 | 671.0532 | 4190.9381 | 671.0532 | 4190.9381
3335 | 714.8316 | 4194.607 | 714.8316 | 4194.607
3336 | 700.2369 | 4173.5518 | 700.2369 | 4173.5518
3337 | 675.9434 | 4215.9553 | 675.9434 | 4215.9553
3338 | 683.7167 | 4195.8238 | 683.7167 | 4195.8238
3339 | 709.9866 | 4108.7235 | 709.9866 | 4108.7235
3340 | 745.8114 | 3990.7736 | 745.8114 | 3990.7736
3341 | 758.2692 | 3952.2779 | 758.2692 | 3952.2779
3342 | 730.1094 | 3963.3794 | 730.1094 | 3963.3794
3343 | 699.7732 | 3999.3854 | 699.7732 | 3999.3854
3344 | 676.5019 | 4050.9085 | 676.5019 | 4050.9085
3345 | 651.5576 | 4070.7539 | 651.5576 | 4070.7539
3346 | 619.8356 | 4064.5892 | 619.8356 | 4064.5892
3347 | 577.385 | 4041.4534 | 577.385 | 4041.4534
3348 | 548.4543 | 4011.6173 | 548.4543 | 4011.6173
3349 | 530.7805 | 4011.6731 | 530.7805 | 4011.6731
3350 | 515.5088 | 4029.1653 | 515.5088 | 4029.1653
3351 | 511.6078 | 4051.4323 | 511.6078 | 4051.4323
3352 | 512.9285 | 4100.4644 | 512.9285 | 4100.4644
3353 | 520.8819 | 4174.4126 | 520.8819 | 4174.4126
3354 | 547.8193 | 4280.2154 | 547.8193 | 4280.2154
3355 | 577.1599 | 4325.6106 | 577.1599 | 4325.6106
3356 | 618.0861 | 4329.0656 | 618.0861 | 4329.0656
3357 | 645.0445 | 4270.3829 | 645.0445 | 4270.3829
3358 | 678.6635 | 4214.7505 | 678.6635 | 4214.7505
3359 | 716.8198 | 4167.0422 | 716.8198 | 4167.0422
3360 | 699.8269 | 4102.6917 | 699.8269 | 4102.6917
3361 | 671.6835 | 4120.7055 | 671.6835 | 4120.7055
3362 | 671.0005 | 4070.5559 | 671.0005 | 4070.5559
3363 | 700.8242 | 3996.2998 | 700.8242 | 3996.2998
3364 | 740.0857 | 3952.2407 | 740.0857 | 3952.2407
3365 | 748.2397 | 3974.9358 | 748.2397 | 3974.9358
3366 | 727.4093 | 4030.3429 | 727.4093 | 4030.3429
3367 | 701.5691 | 4103.2943 | 701.5691 | 4103.2943
3368 | 675.8626 | 4173.5787 | 675.8626 | 4173.5787
3369 | 642.8235 | 4145.3663 | 642.8235 | 4145.3663
3370 | 610.9088 | 4055.0642 | 610.9088 | 4055.0642
3371 | 569.4708 | 3950.5331 | 569.4708 | 3950.5331
3372 | 542.8899 | 3881.2982 | 542.8899 | 3881.2982
3373 | 522.5974 | 3869.6643 | 522.5974 | 3869.6643
3374 | 511.9011 | 3906.3508 | 511.9011 | 3906.3508
3375 | 506.2972 | 3970.037 | 506.2972 | 3970.037
3376 | 503.4413 | 4047.2111 | 503.4413 | 4047.2111
3377 | 508.9705 | 4152.7649 | 508.9705 | 4152.7649
3378 | 534.7044 | 4285.8438 | 534.7044 | 4285.8438
3379 | 570.5175 | 4347.1139 | 570.5175 | 4347.1139
3380 | 612.6118 | 4361.2485 | 612.6118 | 4361.2485
3381 | 641.4292 | 4342.8305 | 641.4292 | 4342.8305
3382 | 664.2596 | 4330.2049 | 664.2596 | 4330.2049
3383 | 715.0816 | 4309.917 | 715.0816 | 4309.917
3384 | 706.6794 | 4256.2459 | 706.6794 | 4256.2459
3385 | 678.6887 | 4262.7143 | 678.6887 | 4262.7143
3386 | 682.633 | 4217.9045 | 682.633 | 4217.9045
3387 | 720.3248 | 4143.7927 | 720.3248 | 4143.7927
3388 | 750.1576 | 4074.6223 | 750.1576 | 4074.6223
3389 | 758.6152 | 4057.197 | 758.6152 | 4057.197
3390 | 740.1337 | 4064.1133 | 740.1337 | 4064.1133
3391 | 704.7788 | 4083.0898 | 704.7788 | 4083.0898
3392 | 669.7159 | 4139.231 | 669.7159 | 4139.231
3393 | 648.905 | 4162.3958 | 648.905 | 4162.3958
3394 | 624.0492 | 4168.498 | 624.0492 | 4168.498
3395 | 579.6257 | 4139.4452 | 579.6257 | 4139.4452
3396 | 550.6957 | 4096.9092 | 550.6957 | 4096.9092
3397 | 520.7918 | 4062.906 | 520.7918 | 4062.906
3398 | 506.6732 | 4038.1131 | 506.6732 | 4038.1131
3399 | 503.6048 | 4001.6426 | 503.6048 | 4001.6426
3400 | 507.4924 | 3945.034 | 507.4924 | 3945.034
3401 | 514.7877 | 3920.5574 | 514.7877 | 3920.5574
3402 | 535.4127 | 3943.5217 | 535.4127 | 3943.5217
3403 | 564.7485 | 3930.4681 | 564.7485 | 3930.4681
3404 | 602.9249 | 3910.255 | 602.9249 | 3910.255
3405 | 626.5572 | 3858.0666 | 626.5572 | 3858.0666
3406 | 647.6838 | 3814.557 | 647.6838 | 3814.557
3407 | 693.8172 | 3784.0225 | 693.8172 | 3784.0225
3408 | 687.6425 | 3731.6503 | 687.6425 | 3731.6503
3409 | 668.2942 | 3732.4903 | 668.2942 | 3732.4903
3410 | 676.8732 | 3683.4952 | 676.8732 | 3683.4952
3411 | 706.8105 | 3644.8857 | 706.8105 | 3644.8857
3412 | 738.7434 | 3631.9993 | 738.7434 | 3631.9993
3413 | 745.7138 | 3682.5477 | 745.7138 | 3682.5477
3414 | 721.7176 | 3734.9241 | 721.7176 | 3734.9241
3415 | 691.0147 | 3757.6529 | 691.0147 | 3757.6529
3416 | 662.7592 | 3770.7874 | 662.7592 | 3770.7874
3417 | 647.9366 | 3735.6478 | 647.9366 | 3735.6478
3418 | 626.6058 | 3683.1569 | 626.6058 | 3683.1569
3419 | 590.4767 | 3617.1587 | 590.4767 | 3617.1587
3420 | 553.4096 | 3563.6545 | 553.4096 | 3563.6545
3421 | 529.4572 | 3532.2491 | 529.4572 | 3532.2491
3422 | 516.1393 | 3520.7334 | 516.1393 | 3520.7334
3423 | 512.5726 | 3524.0947 | 512.5726 | 3524.0947
3424 | 509.1889 | 3525.9348 | 509.1889 | 3525.9348
3425 | 516.563 | 3559.474 | 516.563 | 3559.474
3426 | 535.4595 | 3635.1144 | 535.4595 | 3635.1144
3427 | 558.4616 | 3669.5413 | 558.4616 | 3669.5413
3428 | 588.4505 | 3682.377 | 588.4505 | 3682.377
3429 | 612.341 | 3670.5977 | 612.341 | 3670.5977
3430 | 636.0157 | 3661.8686 | 636.0157 | 3661.8686
3431 | 673.1026 | 3645.0444 | 673.1026 | 3645.0444
3432 | 669.475 | 3598.012 | 669.475 | 3598.012
3433 | 651.8489 | 3613.2837 | 651.8489 | 3613.2837
3434 | 654.5444 | 3588.5341 | 654.5444 | 3588.5341
3435 | 682.5522 | 3557.5734 | 682.5522 | 3557.5734
3436 | 714.0728 | 3518.7097 | 714.0728 | 3518.7097
3437 | 722.4013 | 3529.715 | 722.4013 | 3529.715
3438 | 704.113 | 3562.4642 | 704.113 | 3562.4642
3439 | 672.7244 | 3600.0577 | 672.7244 | 3600.0577
3440 | 649.3609 | 3642.2002 | 649.3609 | 3642.2002
3441 | 630.7919 | 3654.974 | 630.7919 | 3654.974
3442 | 610.8168 | 3654.149 | 610.8168 | 3654.149
3443 | 578.3375 | 3637.6519 | 578.3375 | 3637.6519
3444 | 553.2965 | 3641.0089 | 553.2965 | 3641.0089
3445 | 527.3578 | 3684.0715 | 527.3578 | 3684.0715
3446 | 515.5127 | 3742.117 | 515.5127 | 3742.117
3447 | 507.8682 | 3779.3931 | 507.8682 | 3779.3931
3448 | 508.8656 | 3807.2104 | 508.8656 | 3807.2104
3449 | 520.9285 | 3870.6234 | 520.9285 | 3870.6234
3450 | 534.6266 | 3963.7262 | 534.6266 | 3963.7262
3451 | 550.8777 | 3978.8146 | 550.8777 | 3978.8146
3452 | 577.2844 | 3954.5606 | 577.2844 | 3954.5606
3453 | 602.2874 | 3905.2586 | 602.2874 | 3905.2586
3454 | 625.2514 | 3856.5535 | 625.2514 | 3856.5535
3455 | 655.9789 | 3797.877 | 655.9789 | 3797.877
3456 | 657.0702 | 3698.0243 | 657.0702 | 3698.0243
3457 | 639.7928 | 3652.1052 | 639.7928 | 3652.1052
3458 | 651.4517 | 3555.7739 | 651.4517 | 3555.7739
3459 | 681.2026 | 3495.0837 | 681.2026 | 3495.0837
3460 | 717.909 | 3465.3121 | 717.909 | 3465.3121
3461 | 729.2786 | 3490.4606 | 729.2786 | 3490.4606
3462 | 713.0318 | 3545.0018 | 713.0318 | 3545.0018
3463 | 686.3084 | 3620.9838 | 686.3084 | 3620.9838
3464 | 665.4093 | 3715.0807 | 665.4093 | 3715.0807
3465 | 645.0835 | 3768.9852 | 645.0835 | 3768.9852
3466 | 627.6277 | 3789.0863 | 627.6277 | 3789.0863
3467 | 586.4165 | 3758.8789 | 586.4165 | 3758.8789
3468 | 554.4129 | 3708.1168 | 554.4129 | 3708.1168
3469 | 525.7383 | 3662.4238 | 525.7383 | 3662.4238
3470 | 515.4161 | 3634.7445 | 515.4161 | 3634.7445
3471 | 508.3975 | 3611.6957 | 508.3975 | 3611.6957
3472 | 509.9321 | 3589.0017 | 509.9321 | 3589.0017
3473 | 512.5327 | 3606.3773 | 512.5327 | 3606.3773
3474 | 533.0301 | 3668.5961 | 533.0301 | 3668.5961
3475 | 563.2227 | 3672.8607 | 563.2227 | 3672.8607
3476 | 595.6441 | 3627.8249 | 595.6441 | 3627.8249
3477 | 612.7082 | 3542.8763 | 612.7082 | 3542.8763
3478 | 647.3393 | 3465.7406 | 647.3393 | 3465.7406
3479 | 684.0979 | 3399.8482 | 684.0979 | 3399.8482
3480 | 675.6684 | 3320.2 | 675.6684 | 3320.2
3481 | 652.088 | 3314.8343 | 652.088 | 3314.8343
3482 | 658.9256 | 3282.0028 | 658.9256 | 3282.0028
3483 | 694.5098 | 3244.2592 | 694.5098 | 3244.2592
3484 | 730.8804 | 3191.8297 | 730.8804 | 3191.8297
3485 | 745.3161 | 3177.0021 | 745.3161 | 3177.0021
3486 | 724.7918 | 3177.424 | 724.7918 | 3177.424
3487 | 688.7547 | 3190.6278 | 688.7547 | 3190.6278
3488 | 665.309 | 3263.51 | 665.309 | 3263.51
3489 | 649.3264 | 3339.3508 | 649.3264 | 3339.3508
3490 | 618.5307 | 3401.4484 | 618.5307 | 3401.4484
3491 | 580.8345 | 3449.1727 | 580.8345 | 3449.1727
3492 | 546.2196 | 3523.8228 | 546.2196 | 3523.8228
3493 | 520.7733 | 3633.8489 | 520.7733 | 3633.8489
3494 | 508.2407 | 3761.5999 | 508.2407 | 3761.5999
3495 | 502.1347 | 3862.2316 | 502.1347 | 3862.2316
3496 | 502.1051 | 3935.3647 | 502.1051 | 3935.3647
3497 | 513.2339 | 4014.2198 | 513.2339 | 4014.2198
3498 | 539.4403 | 4110.3532 | 539.4403 | 4110.3532
3499 | 582.6048 | 4133.6677 | 582.6048 | 4133.6677
3500 | 624.1265 | 4108.8365 | 624.1265 | 4108.8365
3501 | 652.8406 | 4057.8026 | 652.8406 | 4057.8026
3502 | 682.4811 | 4030.4566 | 682.4811 | 4030.4566
3503 | 722.5883 | 3997.7573 | 722.5883 | 3997.7573
3504 | 717.1308 | 3918.2534 | 717.1308 | 3918.2534
3505 | 681.1212 | 3897.3013 | 681.1212 | 3897.3013
3506 | 690.4964 | 3831.4211 | 690.4964 | 3831.4211
3507 | 729.8891 | 3761.0616 | 729.8891 | 3761.0616
3508 | 762.2286 | 3694.056 | 762.2286 | 3694.056
3509 | 774.418 | 3672.7341 | 774.418 | 3672.7341
3510 | 754.8988 | 3653.5288 | 754.8988 | 3653.5288
3511 | 720.4444 | 3620.2622 | 720.4444 | 3620.2622
3512 | 695.6763 | 3596.74 | 695.6763 | 3596.74
3513 | 676.3367 | 3551.0652 | 676.3367 | 3551.0652
3514 | 643.6256 | 3469.8551 | 643.6256 | 3469.8551
3515 | 595.56 | 3349.3047 | 595.56 | 3349.3047
3516 | 561.509 | 3242.6915 | 561.509 | 3242.6915
3517 | 534.8745 | 3174.7736 | 534.8745 | 3174.7736
3518 | 522.1927 | 3128.333 | 522.1927 | 3128.333
3519 | 512.3538 | 3088.1103 | 512.3538 | 3088.1103
3520 | 512.0393 | 3051.1289 | 512.0393 | 3051.1289
3521 | 518.5149 | 3051.1864 | 518.5149 | 3051.1864
3522 | 540.8368 | 3098.6847 | 540.8368 | 3098.6847
3523 | 585.9987 | 3106.5572 | 585.9987 | 3106.5572
3524 | 624.9221 | 3095.2918 | 624.9221 | 3095.2918
3525 | 651.32 | 3063.7409 | 651.32 | 3063.7409
3526 | 669.5826 | 3044.6209 | 669.5826 | 3044.6209
3527 | 709.9178 | 3029.9614 | 709.9178 | 3029.9614
3528 | 709.0836 | 2993.1756 | 709.0836 | 2993.1756
3529 | 675.6341 | 3021.7246 | 675.6341 | 3021.7246
3530 | 688.3119 | 3012.8499 | 688.3119 | 3012.8499
3531 | 722.1101 | 2998.6301 | 722.1101 | 2998.6301
3532 | 757.7853 | 2973.0437 | 757.7853 | 2973.0437
3533 | 768.31 | 2988.0899 | 768.31 | 2988.0899
3534 | 751.6002 | 3021.4164 | 751.6002 | 3021.4164
3535 | 715.9185 | 3047.3201 | 715.9185 | 3047.3201
3536 | 689.3503 | 3070.8456 | 689.3503 | 3070.8456
3537 | 664.8692 | 3068.3218 | 664.8692 | 3068.3218
3538 | 639.9693 | 3056.2399 | 639.9693 | 3056.2399
3539 | 598.5934 | 3015.9303 | 598.5934 | 3015.9303
3540 | 565.5859 | 2982.9193 | 565.5859 | 2982.9193
3541 | 538.2158 | 2980.2331 | 538.2158 | 2980.2331
3542 | 524.9875 | 3001.9105 | 524.9875 | 3001.9105
3543 | 520.1095 | 3049.866 | 520.1095 | 3049.866
3544 | 520.7414 | 3139.5958 | 520.7414 | 3139.5958
3545 | 531.0375 | 3307.495 | 531.0375 | 3307.495
3546 | 551.9219 | 3544.0498 | 551.9219 | 3544.0498
3547 | 592.1147 | 3735.206 | 592.1147 | 3735.206
3548 | 640.6452 | 3881.9687 | 640.6452 | 3881.9687
3549 | 669.4497 | 3949.1312 | 669.4497 | 3949.1312
3550 | 685.5044 | 3969.8431 | 685.5044 | 3969.8431
3551 | 725.2636 | 3933.8245 | 725.2636 | 3933.8245
3552 | 715.9485 | 3840.3217 | 715.9485 | 3840.3217
3553 | 686.5317 | 3798.4436 | 686.5317 | 3798.4436
3554 | 692.4978 | 3736.1713 | 692.4978 | 3736.1713
3555 | 724.9041 | 3681.9754 | 724.9041 | 3681.9754
3556 | 752.1028 | 3654.6572 | 752.1028 | 3654.6572
3557 | 763.3936 | 3699.8659 | 763.3936 | 3699.8659
3558 | 751.3176 | 3775.0445 | 751.3176 | 3775.0445
3559 | 711.8731 | 3848.1402 | 711.8731 | 3848.1402
3560 | 686.7452 | 3906.0133 | 686.7452 | 3906.0133
3561 | 663.1092 | 3909.2622 | 663.1092 | 3909.2622
3562 | 640.9062 | 3866.8736 | 640.9062 | 3866.8736
3563 | 602.1262 | 3794.0925 | 602.1262 | 3794.0925
3564 | 569.0386 | 3721.394 | 569.0386 | 3721.394
3565 | 543.1687 | 3673.2476 | 543.1687 | 3673.2476
3566 | 530.0251 | 3625.7968 | 530.0251 | 3625.7968
3567 | 521.9334 | 3588.1718 | 521.9334 | 3588.1718
3568 | 518.9559 | 3594.3415 | 518.9559 | 3594.3415
3569 | 525.7106 | 3639.5705 | 525.7106 | 3639.5705
3570 | 543.5943 | 3728.6324 | 543.5943 | 3728.6324
3571 | 578.2948 | 3779.0786 | 578.2948 | 3779.0786
3572 | 616.1657 | 3795.378 | 616.1657 | 3795.378
3573 | 638.1566 | 3771.3316 | 638.1566 | 3771.3316
3574 | 663.8618 | 3749.181 | 663.8618 | 3749.181
3575 | 707.2755 | 3726.0067 | 707.2755 | 3726.0067
3576 | 700.6403 | 3676.2323 | 700.6403 | 3676.2323
3577 | 677.9346 | 3702.9051 | 677.9346 | 3702.9051
3578 | 689.0911 | 3733.2849 | 689.0911 | 3733.2849
3579 | 724.5617 | 3794.9764 | 724.5617 | 3794.9764
3580 | 752.9113 | 3867.2375 | 752.9113 | 3867.2375
3581 | 755.5101 | 3975.2244 | 755.5101 | 3975.2244
3582 | 737.456 | 4061.5156 | 737.456 | 4061.5156
3583 | 712.2177 | 4146.4453 | 712.2177 | 4146.4453
3584 | 683.9062 | 4221.6366 | 683.9062 | 4221.6366
3585 | 657.909 | 4213.4844 | 657.909 | 4213.4844
3586 | 635.2804 | 4200.5366 | 635.2804 | 4200.5366
3587 | 603.2204 | 4190.6781 | 603.2204 | 4190.6781
3588 | 575.4883 | 4190.8602 | 575.4883 | 4190.8602
3589 | 550.4234 | 4194.6682 | 550.4234 | 4194.6682
3590 | 536.225 | 4192.9662 | 536.225 | 4192.9662
3591 | 529.0451 | 4224.1809 | 529.0451 | 4224.1809
3592 | 527.1789 | 4285.1913 | 527.1789 | 4285.1913
3593 | 536.1097 | 4379.4884 | 536.1097 | 4379.4884
3594 | 553.2507 | 4497.9911 | 553.2507 | 4497.9911
3595 | 577.4917 | 4546.8499 | 577.4917 | 4546.8499
3596 | 606.6984 | 4508.4528 | 606.6984 | 4508.4528
3597 | 622.9997 | 4370.9725 | 622.9997 | 4370.9725
3598 | 651.2762 | 4227.8835 | 651.2762 | 4227.8835
3599 | 686.9794 | 4122.881 | 686.9794 | 4122.881
3600 | 690.5969 | 4018.9873 | 690.5969 | 4018.9873
3601 | 667.2647 | 3985.0466 | 667.2647 | 3985.0466
3602 | 676.4462 | 3917.4346 | 676.4462 | 3917.4346
3603 | 708.7774 | 3866.991 | 708.7774 | 3866.991
3604 | 736.95 | 3837.075 | 736.95 | 3837.075
3605 | 742.1407 | 3843.6065 | 742.1407 | 3843.6065
3606 | 725.7098 | 3877.5102 | 725.7098 | 3877.5102
3607 | 694.4623 | 3908.1765 | 694.4623 | 3908.1765
3608 | 677.022 | 3912.219 | 677.022 | 3912.219
3609 | 652.1351 | 3866.3998 | 652.1351 | 3866.3998
3610 | 628.9577 | 3828.6294 | 628.9577 | 3828.6294
3611 | 597.9566 | 3797.7004 | 597.9566 | 3797.7004
3612 | 569.0805 | 3778.8325 | 569.0805 | 3778.8325
3613 | 544.9765 | 3778.744 | 544.9765 | 3778.744
3614 | 533.2834 | 3804.318 | 533.2834 | 3804.318
3615 | 523.3709 | 3847.7998 | 523.3709 | 3847.7998
3616 | 516.8635 | 3890.1932 | 516.8635 | 3890.1932
3617 | 522.8974 | 3968.9039 | 522.8974 | 3968.9039
3618 | 538.0022 | 4066.3363 | 538.0022 | 4066.3363
3619 | 562.2369 | 4112.1644 | 562.2369 | 4112.1644
3620 | 588.2183 | 4123.4126 | 588.2183 | 4123.4126
3621 | 608.5181 | 4076.7083 | 608.5181 | 4076.7083
3622 | 634.4333 | 4029.8793 | 634.4333 | 4029.8793
3623 | 676.852 | 3978.996 | 676.852 | 3978.996
3624 | 677.5921 | 3918.1091 | 677.5921 | 3918.1091
3625 | 657.5423 | 3902.6411 | 657.5423 | 3902.6411
3626 | 666.6988 | 3838.9256 | 666.6988 | 3838.9256
3627 | 697.8125 | 3783.1423 | 697.8125 | 3783.1423
3628 | 732.7045 | 3722.7753 | 732.7045 | 3722.7753
3629 | 744.5338 | 3693.3715 | 744.5338 | 3693.3715
3630 | 719.2512 | 3683.6913 | 719.2512 | 3683.6913
3631 | 689.4427 | 3673.8042 | 689.4427 | 3673.8042
3632 | 674.2627 | 3660.5285 | 674.2627 | 3660.5285
3633 | 652.4817 | 3625.1002 | 652.4817 | 3625.1002
3634 | 629.4935 | 3581.9901 | 629.4935 | 3581.9901
3635 | 592.199 | 3514.2601 | 592.199 | 3514.2601
3636 | 565.1529 | 3142.1062 | 565.1529 | 3142.1062
3637 | 546.178 | 3125.0579 | 546.178 | 3125.0579
3638 | 530.1645 | 3105.4094 | 530.1645 | 3105.4094
3639 | 526.491 | 3162.6801 | 526.491 | 3162.6801
3640 | 523.9243 | 3261.81 | 523.9243 | 3261.81
3641 | 535.0794 | 3366.8489 | 535.0794 | 3366.8489
3642 | 549.6197 | 3467.82 | 549.6197 | 3467.82
3643 | 581.6219 | 3488.679 | 581.6219 | 3488.679
3644 | 617.3206 | 3512.4055 | 617.3206 | 3512.4055
3645 | 644.34 | 3476.3417 | 644.34 | 3476.3417
3646 | 667.8813 | 3449.5814 | 667.8813 | 3449.5814
3647 | 711.3024 | 3436.1355 | 711.3024 | 3436.1355
3648 | 700.5799 | 3438.8576 | 700.5799 | 3438.8576
3649 | 680.8886 | 3434.2236 | 680.8886 | 3434.2236
3650 | 693.9923 | 3435.8452 | 693.9923 | 3435.8452
3651 | 727.0663 | 3488.3183 | 727.0663 | 3488.3183
3652 | 753.6228 | 3520.8648 | 753.6228 | 3520.8648
3653 | 767.5983 | 3583.7987 | 767.5983 | 3583.7987
3654 | 747.0081 | 3651.4623 | 747.0081 | 3651.4623
3655 | 715.5551 | 3689.5914 | 715.5551 | 3689.5914
3656 | 694.4467 | 3718.0957 | 694.4467 | 3718.0957
3657 | 671.9902 | 3737.2404 | 671.9902 | 3737.2404
3658 | 641.2684 | 3762.272 | 641.2684 | 3762.272
3659 | 603.4744 | 3759.6624 | 603.4744 | 3759.6624
3660 | 567.6056 | 3759.9204 | 567.6056 | 3759.9204
3661 | 542.1021 | 3780.9217 | 542.1021 | 3780.9217
3662 | 529.4827 | 3772.7796 | 529.4827 | 3772.7796
3663 | 525.7224 | 3773.1721 | 525.7224 | 3773.1721
3664 | 524.0673 | 3777.5051 | 524.0673 | 3777.5051
3665 | 536.4536 | 3814.2903 | 536.4536 | 3814.2903
3666 | 557.2808 | 3925.1987 | 557.2808 | 3925.1987
3667 | 596.3557 | 3984.1072 | 596.3557 | 3984.1072
3668 | 641.247 | 4049.1521 | 641.247 | 4049.1521
3669 | 667.3559 | 4011.5193 | 667.3559 | 4011.5193
3670 | 693.7626 | 3964.3613 | 693.7626 | 3964.3613
3671 | 734.5312 | 3935.7478 | 734.5312 | 3935.7478
3672 | 726.1166 | 3921.0796 | 726.1166 | 3921.0796
3673 | 692.5378 | 3887.0259 | 692.5378 | 3887.0259
3674 | 706.9521 | 3835.1689 | 706.9521 | 3835.1689
3675 | 742.3344 | 3799.6444 | 742.3344 | 3799.6444
3676 | 765.8299 | 3767.2059 | 765.8299 | 3767.2059
3677 | 779.4703 | 3804.6428 | 779.4703 | 3804.6428
3678 | 766.3484 | 3855.3084 | 766.3484 | 3855.3084
3679 | 728.4061 | 3906.6436 | 728.4061 | 3906.6436
3680 | 703.4447 | 3964.0446 | 703.4447 | 3964.0446
3681 | 679.3939 | 3986.1967 | 679.3939 | 3986.1967
3682 | 646.8057 | 3993.1842 | 646.8057 | 3993.1842
3683 | 606.3483 | 4006.5266 | 606.3483 | 4006.5266
3684 | 571.1707 | 4039.8655 | 571.1707 | 4039.8655
3685 | 546.8422 | 4098.524 | 546.8422 | 4098.524
3686 | 534.2612 | 4145.1679 | 534.2612 | 4145.1679
3687 | 529.0963 | 4209.2379 | 529.0963 | 4209.2379
3688 | 528.9494 | 4273.1948 | 528.9494 | 4273.1948
3689 | 540.1685 | 4352.8674 | 540.1685 | 4352.8674
3690 | 561.9247 | 4478.4203 | 561.9247 | 4478.4203
3691 | 600.4926 | 4532.8832 | 600.4926 | 4532.8832
3692 | 645.4315 | 4595.5745 | 645.4315 | 4595.5745
3693 | 677.6743 | 4572.4554 | 677.6743 | 4572.4554
3694 | 697.3227 | 4561.7779 | 697.3227 | 4561.7779
3695 | 739.2794 | 4571.9984 | 739.2794 | 4571.9984
3696 | 733.1838 | 4590.1496 | 733.1838 | 4590.1496
3697 | 702.9153 | 4617.8119 | 702.9153 | 4617.8119
3698 | 718.2196 | 4626.8865 | 718.2196 | 4626.8865
3699 | 748.3978 | 4623.1352 | 748.3978 | 4623.1352
3700 | 764.5074 | 4579.0596 | 764.5074 | 4579.0596
3701 | 776.752 | 4592.4377 | 776.752 | 4592.4377
3702 | 765.6332 | 4629.6356 | 765.6332 | 4629.6356
3703 | 731.9096 | 4665.1496 | 731.9096 | 4665.1496
3704 | 705.8839 | 4686.0701 | 705.8839 | 4686.0701
3705 | 683.8147 | 4648.7289 | 683.8147 | 4648.7289
3706 | 647.7059 | 4581.1865 | 647.7059 | 4581.1865
3707 | 608.4086 | 4484.5645 | 608.4086 | 4484.5645
3708 | 573.6965 | 4395.125 | 573.6965 | 4395.125
3709 | 546.9594 | 4368.4009 | 546.9594 | 4368.4009
3710 | 533.3437 | 4317.5022 | 533.3437 | 4317.5022
3711 | 545.3209 | 4298.8046 | 545.3209 | 4298.8046
3712 | 545.2328 | 4303.3991 | 545.2328 | 4303.3991
3713 | 556.0909 | 4311.2876 | 556.0909 | 4311.2876
3714 | 578.5379 | 4354.2037 | 578.5379 | 4354.2037
3715 | 615.8973 | 4311.2545 | 615.8973 | 4311.2545
3716 | 660.8269 | 4291.5706 | 660.8269 | 4291.5706
3717 | 676.5438 | 4182.6767 | 676.5438 | 4182.6767
3718 | 697.2579 | 4065.0421 | 697.2579 | 4065.0421
3719 | 734.0504 | 3953.9227 | 734.0504 | 3953.9227
3720 | 724.3322 | 3860.8018 | 724.3322 | 3860.8018
3721 | 704.4928 | 3784.1223 | 704.4928 | 3784.1223
3722 | 710.7369 | 3703.6301 | 710.7369 | 3703.6301
3723 | 746.4855 | 3646.008 | 746.4855 | 3646.008
3724 | 766.2936 | 3576.5661 | 766.2936 | 3576.5661
3725 | 769.3897 | 3577.261 | 769.3897 | 3577.261
3726 | 760.0518 | 3595.1072 | 760.0518 | 3595.1072
3727 | 726.6828 | 3588.7798 | 726.6828 | 3588.7798
3728 | 693.4428 | 3567.5974 | 693.4428 | 3567.5974
3729 | 671.8415 | 3507.2435 | 671.8415 | 3507.2435
3730 | 646.5383 | 3442.7084 | 646.5383 | 3442.7084
3731 | 610.1765 | 3373.9371 | 610.1765 | 3373.9371
3732 | 579.397 | 3329.4771 | 579.397 | 3329.4771
3733 | 553.4073 | 3328.9039 | 553.4073 | 3328.9039
3734 | 540.2848 | 3316.0547 | 540.2848 | 3316.0547
3735 | 532.9531 | 3328.6074 | 532.9531 | 3328.6074
3736 | 531.5263 | 3336.6015 | 531.5263 | 3336.6015
3737 | 541.1273 | 3354.6888 | 541.1273 | 3354.6888
3738 | 558.3456 | 3416.3028 | 558.3456 | 3416.3028
3739 | 589.9692 | 3430.6241 | 589.9692 | 3430.6241
3740 | 629.7105 | 3484.9471 | 629.7105 | 3484.9471
3741 | 654.4805 | 3478.3031 | 654.4805 | 3478.3031
3742 | 680.2936 | 3481.0932 | 680.2936 | 3481.0932
3743 | 720.4321 | 3498.3745 | 720.4321 | 3498.3745
3744 | 714.6912 | 3529.3396 | 714.6912 | 3529.3396
3745 | 692.1168 | 3569.5544 | 692.1168 | 3569.5544
3746 | 703.6664 | 3603.9952 | 703.6664 | 3603.9952
3747 | 743.2223 | 3645.6158 | 743.2223 | 3645.6158
3748 | 761.0694 | 3669.5324 | 761.0694 | 3669.5324
3749 | 771.2175 | 3759.6633 | 771.2175 | 3759.6633
3750 | 752.4915 | 3868.9068 | 752.4915 | 3868.9068
3751 | 714.63 | 3963.391 | 714.63 | 3963.391
3752 | 688.887 | 4047.9889 | 688.887 | 4047.9889
3753 | 667.7313 | 4103.2218 | 667.7313 | 4103.2218
3754 | 642.1243 | 4138.583 | 642.1243 | 4138.583
3755 | 608.3423 | 4126.9513 | 608.3423 | 4126.9513
3756 | 576.9453 | 4101.9738 | 576.9453 | 4101.9738
3757 | 555.3981 | 4098.001 | 555.3981 | 4098.001
3758 | 539.5505 | 4076.9142 | 539.5505 | 4076.9142
3759 | 533.2842 | 4076.13 | 533.2842 | 4076.13
3760 | 530.142 | 4090.2695 | 530.142 | 4090.2695
3761 | 538.7766 | 4143.5297 | 538.7766 | 4143.5297
3762 | 550.6498 | 4252.8691 | 550.6498 | 4252.8691
3763 | 576.9322 | 4284.0576 | 576.9322 | 4284.0576
3764 | 604.0629 | 4322.2979 | 604.0629 | 4322.2979
3765 | 628.8888 | 4292.6411 | 628.8888 | 4292.6411
3766 | 655.7394 | 4228.8773 | 655.7394 | 4228.8773
3767 | 690.3254 | 4162.4758 | 690.3254 | 4162.4758
3768 | 681.9868 | 4126.3639 | 681.9868 | 4126.3639
3769 | 670.2665 | 4109.5698 | 670.2665 | 4109.5698
3770 | 680.9179 | 4104.1306 | 680.9179 | 4104.1306
3771 | 710.8808 | 4110.5782 | 710.8808 | 4110.5782
3772 | 741.5228 | 4095.0071 | 741.5228 | 4095.0071
3773 | 747.9842 | 4138.0664 | 747.9842 | 4138.0664
3774 | 720.4594 | 4209.2604 | 720.4594 | 4209.2604
3775 | 701.7184 | 4284.0007 | 701.7184 | 4284.0007
3776 | 676.2739 | 4394.6187 | 676.2739 | 4394.6187
3777 | 656.7217 | 4488.1626 | 656.7217 | 4488.1626
3778 | 634.8492 | 4594.0004 | 634.8492 | 4594.0004
3779 | 603.2866 | 4688.4105 | 603.2866 | 4688.4105
3780 | 570.9423 | 4779.0198 | 570.9423 | 4779.0198
3781 | 546.6677 | 4869.5823 | 546.6677 | 4869.5823
3782 | 533.0672 | 4902.1048 | 533.0672 | 4902.1048
3783 | 529.5436 | 4933.3554 | 529.5436 | 4933.3554
3784 | 527.3323 | 4948.4103 | 527.3323 | 4948.4103
3785 | 534.3348 | 4969.5049 | 534.3348 | 4969.5049
3786 | 547.8205 | 5045.2404 | 547.8205 | 5045.2404
3787 | 576.9596 | 5049.8858 | 576.9596 | 5049.8858
3788 | 608.885 | 5070.4742 | 608.885 | 5070.4742
3789 | 629.2151 | 5030.2263 | 629.2151 | 5030.2263
3790 | 653.7502 | 5000.0664 | 653.7502 | 5000.0664
3791 | 691.9698 | 4971.3222 | 691.9698 | 4971.3222
3792 | 689.7585 | 4946.1936 | 689.7585 | 4946.1936
3793 | 674.7119 | 4921.5543 | 674.7119 | 4921.5543
3794 | 683.2715 | 4882.6419 | 683.2715 | 4882.6419
3795 | 721.3178 | 4814.6903 | 721.3178 | 4814.6903
3796 | 749.6261 | 4678.4329 | 749.6261 | 4678.4329
3797 | 756.4433 | 4582.7619 | 756.4433 | 4582.7619
3798 | 735.4677 | 4496.7892 | 735.4677 | 4496.7892
3799 | 702.4213 | 4444.044 | 702.4213 | 4444.044
3800 | 685.3574 | 4395.0109 | 685.3574 | 4395.0109
3801 | 668.9626 | 4312.5595 | 668.9626 | 4312.5595
3802 | 641.4987 | 4224.6194 | 641.4987 | 4224.6194
3803 | 607.2609 | 4116.2295 | 607.2609 | 4116.2295
3804 | 575.3835 | 4016.9835 | 575.3835 | 4016.9835
3805 | 548.22 | 3984.7677 | 548.22 | 3984.7677
3806 | 535.7308 | 3978.0639 | 535.7308 | 3978.0639
3807 | 528.7093 | 3995.193 | 528.7093 | 3995.193
3808 | 528.1487 | 4019.9237 | 528.1487 | 4019.9237
3809 | 537.519 | 4072.0071 | 537.519 | 4072.0071
3810 | 554.6771 | 4178.6006 | 554.6771 | 4178.6006
3811 | 587.3706 | 4214.7578 | 587.3706 | 4214.7578
3812 | 626.4275 | 4240.5764 | 626.4275 | 4240.5764
3813 | 651.3772 | 4202.9436 | 651.3772 | 4202.9436
3814 | 678.2363 | 4186.3822 | 678.2363 | 4186.3822
3815 | 713.8625 | 4167.9675 | 713.8625 | 4167.9675
3816 | 709.1444 | 4154.3453 | 709.1444 | 4154.3453
3817 | 685.5353 | 4145.0042 | 685.5353 | 4145.0042
3818 | 696.5084 | 4114.8525 | 696.5084 | 4114.8525
3819 | 732.5945 | 4105.0865 | 732.5945 | 4105.0865
3820 | 758.2883 | 4083.3699 | 758.2883 | 4083.3699
3821 | 763.4585 | 4094.5252 | 763.4585 | 4094.5252
3822 | 746.7806 | 4070.3992 | 746.7806 | 4070.3992
3823 | 714.5721 | 4028.1144 | 714.5721 | 4028.1144
3824 | 694.7996 | 4006.2783 | 694.7996 | 4006.2783
3825 | 669.927 | 3986.3274 | 669.927 | 3986.3274
3826 | 639.1619 | 3987.431 | 639.1619 | 3987.431
3827 | 603.3284 | 3971.2229 | 603.3284 | 3971.2229
3828 | 568.4212 | 3939.5769 | 568.4212 | 3939.5769
3829 | 544.6061 | 3930.8969 | 544.6061 | 3930.8969
3830 | 533.1148 | 3922.3626 | 533.1148 | 3922.3626
3831 | 526.3317 | 3986.4325 | 526.3317 | 3986.4325
3832 | 527.907 | 4069.8718 | 527.907 | 4069.8718
3833 | 536.4186 | 4175.4338 | 536.4186 | 4175.4338
3834 | 553.4073 | 4297.064 | 553.4073 | 4297.064
3835 | 588.5783 | 4341.1973 | 588.5783 | 4341.1973
3836 | 637.1008 | 4444.1609 | 637.1008 | 4444.1609
3837 | 663.1277 | 4492.1722 | 663.1277 | 4492.1722
3838 | 686.232 | 4500.7156 | 686.232 | 4500.7156
3839 | 723.0296 | 4494.9841 | 723.0296 | 4494.9841
3840 | 716.4513 | 4499.5368 | 716.4513 | 4499.5368
3841 | 690.6796 | 4501.8328 | 690.6796 | 4501.8328
3842 | 704.9128 | 4495.3476 | 704.9128 | 4495.3476
3843 | 739.9701 | 4514.8706 | 739.9701 | 4514.8706
3844 | 761.0998 | 4523.489 | 761.0998 | 4523.489
3845 | 774.3936 | 4579.3623 | 774.3936 | 4579.3623
3846 | 758.6102 | 4641.2727 | 758.6102 | 4641.2727
3847 | 725.9632 | 4683.5859 | 725.9632 | 4683.5859
3848 | 705.781 | 4709.3444 | 705.781 | 4709.3444
3849 | 680.301 | 4690.5703 | 680.301 | 4690.5703
3850 | 646.9581 | 4652.7091 | 646.9581 | 4652.7091
3851 | 604.6027 | 4602.3741 | 604.6027 | 4602.3741
3852 | 571.7615 | 4570.0743 | 571.7615 | 4570.0743
3853 | 544.8576 | 4574.0775 | 544.8576 | 4574.0775
3854 | 528.7689 | 4580.7107 | 528.7689 | 4580.7107
3855 | 523.7648 | 4657.5945 | 523.7648 | 4657.5945
3856 | 522.5581 | 4768.2308 | 522.5581 | 4768.2308
3857 | 531.3274 | 4889.4832 | 531.3274 | 4889.4832
3858 | 555.3622 | 5059.1003 | 555.3622 | 5059.1003
3859 | 595.7223 | 5162.7268 | 595.7223 | 5162.7268
3860 | 642.7147 | 5281.1195 | 642.7147 | 5281.1195
3861 | 670.6656 | 5322.593 | 670.6656 | 5322.593
3862 | 688.6592 | 5360.5561 | 688.6592 | 5360.5561
3863 | 726.8963 | 5390.9129 | 726.8963 | 5390.9129
3864 | 720.0503 | 5416.3862 | 720.0503 | 5416.3862
3865 | 695.7908 | 5425.4815 | 695.7908 | 5425.4815
3866 | 700.4711 | 5402.2597 | 700.4711 | 5402.2597
3867 | 729.8944 | 5376.411 | 729.8944 | 5376.411
3868 | 755.1929 | 5323.8364 | 755.1929 | 5323.8364
3869 | 764.6723 | 5330.9382 | 764.6723 | 5330.9382
3870 | 748.896 | 5361.0753 | 748.896 | 5361.0753
3871 | 716.4755 | 5370.7 | 716.4755 | 5370.7
3872 | 696.0234 | 5362.3315 | 696.0234 | 5362.3315
3873 | 672.719 | 5317.4066 | 672.719 | 5317.4066
3874 | 638.9101 | 5242.4112 | 638.9101 | 5242.4112
3875 | 596.0802 | 5132.1907 | 596.0802 | 5132.1907
3876 | 562.5511 | 5028.4991 | 562.5511 | 5028.4991
3877 | 537.3028 | 4963.3332 | 537.3028 | 4963.3332
3878 | 522.8617 | 4873.9926 | 522.8617 | 4873.9926
3879 | 514.0918 | 4795.0173 | 514.0918 | 4795.0173
3880 | 515.0814 | 4735.2807 | 515.0814 | 4735.2807
3881 | 524.129 | 4708.65 | 524.129 | 4708.65
3882 | 543.6318 | 4744.5054 | 543.6318 | 4744.5054
3883 | 581.1057 | 4716.593 | 581.1057 | 4716.593
3884 | 627.8277 | 4712.8611 | 627.8277 | 4712.8611
3885 | 652.9385 | 4628.1567 | 652.9385 | 4628.1567
3886 | 673.9474 | 4527.651 | 673.9474 | 4527.651
3887 | 712.8221 | 4438.8905 | 712.8221 | 4438.8905
3888 | 707.8963 | 4363.2908 | 707.8963 | 4363.2908
3889 | 683.5051 | 4297.7253 | 683.5051 | 4297.7253
3890 | 696.9677 | 4214.7488 | 696.9677 | 4214.7488
3891 | 728.2851 | 4186.1542 | 728.2851 | 4186.1542
3892 | 751.0858 | 4187.0581 | 751.0858 | 4187.0581
3893 | 752.3943 | 4243.3236 | 752.3943 | 4243.3236
3894 | 734.8017 | 4316.3482 | 734.8017 | 4316.3482
3895 | 702.6839 | 4366.1144 | 702.6839 | 4366.1144
3896 | 684.7683 | 4409.5247 | 684.7683 | 4409.5247
3897 | 662.3939 | 4429.5846 | 662.3939 | 4429.5846
3898 | 631.3227 | 4406.1064 | 631.3227 | 4406.1064
3899 | 595.3221 | 4321.7753 | 595.3221 | 4321.7753
3900 | 561.8316 | 4220.1757 | 561.8316 | 4220.1757
3901 | 537.1614 | 4141.8037 | 537.1614 | 4141.8037
3902 | 520.9043 | 4064.4925 | 520.9043 | 4064.4925
3903 | 513.4111 | 4038.342 | 513.4111 | 4038.342
3904 | 512.9937 | 4050.1279 | 512.9937 | 4050.1279
3905 | 521.211 | 4139.2148 | 521.211 | 4139.2148
3906 | 546.3199 | 4326.6145 | 546.3199 | 4326.6145
3907 | 580.6727 | 4462.4066 | 580.6727 | 4462.4066
3908 | 618.2549 | 4595.7052 | 618.2549 | 4595.7052
3909 | 641.3191 | 4650.7772 | 641.3191 | 4650.7772
3910 | 659.335 | 4706.7844 | 659.335 | 4706.7844
3911 | 698.4429 | 4748.2553 | 698.4429 | 4748.2553
3912 | 698.2288 | 4785.1043 | 698.2288 | 4785.1043
3913 | 676.8737 | 4824.0115 | 676.8737 | 4824.0115
3914 | 686.6683 | 4856.4911 | 686.6683 | 4856.4911
3915 | 722.1471 | 4890.7894 | 722.1471 | 4890.7894
3916 | 747.0674 | 4872.2109 | 747.0674 | 4872.2109
3917 | 751.7322 | 4901.541 | 751.7322 | 4901.541
3918 | 728.7338 | 4943.8382 | 728.7338 | 4943.8382
3919 | 697.0554 | 4975.4296 | 697.0554 | 4975.4296
3920 | 673.6677 | 4995.3041 | 673.6677 | 4995.3041
3921 | 650.6022 | 4972.2151 | 650.6022 | 4972.2151
3922 | 628.0531 | 4935.2692 | 628.0531 | 4935.2692
3923 | 597.3259 | 4861.7907 | 597.3259 | 4861.7907
3924 | 566.317 | 4767.6441 | 566.317 | 4767.6441
3925 | 543.0913 | 4709.8005 | 543.0913 | 4709.8005
3926 | 526.6916 | 4651.0565 | 526.6916 | 4651.0565
3927 | 517.6022 | 4626.3442 | 517.6022 | 4626.3442
3928 | 513.8976 | 4619.8246 | 513.8976 | 4619.8246
3929 | 523.8269 | 4641.9653 | 523.8269 | 4641.9653
3930 | 542.061 | 4718.616 | 542.061 | 4718.616
3931 | 570.0924 | 4729.4069 | 570.0924 | 4729.4069
3932 | 598.5391 | 4783.9915 | 598.5391 | 4783.9915
3933 | 613.3613 | 4788.9846 | 613.3613 | 4788.9846
3934 | 638.1662 | 4791.644 | 638.1662 | 4791.644
3935 | 671.7875 | 4793.3655 | 671.7875 | 4793.3655
3936 | 673.111 | 4802.2331 | 673.111 | 4802.2331
3937 | 658.6934 | 4824.4038 | 658.6934 | 4824.4038
3938 | 670.3252 | 4863.8133 | 670.3252 | 4863.8133
3939 | 707.1009 | 4936.2919 | 707.1009 | 4936.2919
3940 | 734.052 | 4971.9764 | 734.052 | 4971.9764
3941 | 724.1136 | 5035.5642 | 724.1136 | 5035.5642
3942 | 696.6914 | 5097.7361 | 696.6914 | 5097.7361
3943 | 671.774 | 5142.2722 | 671.774 | 5142.2722
3944 | 655.5685 | 5173.653 | 655.5685 | 5173.653
3945 | 645.2238 | 5181.2913 | 645.2238 | 5181.2913
3946 | 618.8015 | 5191.5477 | 618.8015 | 5191.5477
3947 | 591.8198 | 5180.0468 | 591.8198 | 5180.0468
3948 | 561.7534 | 5162.653 | 561.7534 | 5162.653
3949 | 537.1285 | 5166.7869 | 537.1285 | 5166.7869
3950 | 524.4415 | 5141.9083 | 524.4415 | 5141.9083
3951 | 516.6632 | 5135.2401 | 516.6632 | 5135.2401
3952 | 516.8441 | 5141.9267 | 516.8441 | 5141.9267
3953 | 521.3387 | 5186.4264 | 521.3387 | 5186.4264
3954 | 535.3276 | 5289.3587 | 535.3276 | 5289.3587
3955 | 566.933 | 5317.1477 | 566.933 | 5317.1477
3956 | 594.8778 | 5359.8336 | 594.8778 | 5359.8336
3957 | 616.6059 | 5349.7899 | 616.6059 | 5349.7899
3958 | 640.8896 | 5342.1198 | 640.8896 | 5342.1198
3959 | 682.4519 | 5342.2722 | 682.4519 | 5342.2722
3960 | 678.8587 | 5355.847 | 678.8587 | 5355.847
3961 | 662.7757 | 5375.9256 | 662.7757 | 5375.9256
3962 | 677.018 | 5370.7479 | 677.018 | 5370.7479
3963 | 717.5015 | 5354.052 | 717.5015 | 5354.052
3964 | 735.5184 | 5282.1257 | 735.5184 | 5282.1257
3965 | 744.421 | 5284.1282 | 744.421 | 5284.1282
3966 | 722.3765 | 5320.6723 | 722.3765 | 5320.6723
3967 | 694.8942 | 5384.9522 | 694.8942 | 5384.9522
3968 | 672.7261 | 5452.552 | 672.7261 | 5452.552
3969 | 654.0544 | 5484.7722 | 654.0544 | 5484.7722
3970 | 629.8875 | 5502.8738 | 629.8875 | 5502.8738
3971 | 597.3435 | 5498.3029 | 597.3435 | 5498.3029
3972 | 567.7539 | 5479.6015 | 567.7539 | 5479.6015
3973 | 542.3779 | 5486.2198 | 542.3779 | 5486.2198
3974 | 527.3654 | 5481.8696 | 527.3654 | 5481.8696
3975 | 518.9371 | 5505.4057 | 518.9371 | 5505.4057
3976 | 517.9673 | 5534.0589 | 517.9673 | 5534.0589
3977 | 525.2583 | 5575.9435 | 525.2583 | 5575.9435
3978 | 542.5584 | 5654.0326 | 542.5584 | 5654.0326
3979 | 574.654 | 5648.6099 | 574.654 | 5648.6099
3980 | 611.2785 | 5654.2924 | 611.2785 | 5654.2924
3981 | 633.9151 | 5605.2839 | 633.9151 | 5605.2839
3982 | 655.8482 | 5558.1259 | 655.8482 | 5558.1259
3983 | 695.9276 | 5483.4869 | 695.9276 | 5483.4869
3984 | 690.731 | 5388.5356 | 690.731 | 5388.5356
3985 | 668.9367 | 5265.5689 | 668.9367 | 5265.5689
3986 | 673.4346 | 5116.1692 | 673.4346 | 5116.1692
3987 | 714.4048 | 4970.9418 | 714.4048 | 4970.9418
3988 | 742.7341 | 4776.6294 | 742.7341 | 4776.6294
3989 | 751.651 | 4635.7174 | 751.651 | 4635.7174
3990 | 729.3994 | 4513.0027 | 729.3994 | 4513.0027
3991 | 698.9792 | 4374.4827 | 698.9792 | 4374.4827
3992 | 678.3144 | 4220.7154 | 678.3144 | 4220.7154
3993 | 663.2307 | 4042.944 | 663.2307 | 4042.944
3994 | 633.1665 | 3864.2604 | 633.1665 | 3864.2604
3995 | 600.8056 | 3680.4253 | 600.8056 | 3680.4253
3996 | 565.8069 | 3526.0009 | 565.8069 | 3526.0009
3997 | 544.583 | 3434.0304 | 544.583 | 3434.0304
3998 | 527.0859 | 3345.3436 | 527.0859 | 3345.3436
3999 | 521.1166 | 3296.7033 | 521.1166 | 3296.7033
4000 | 520.4256 | 3271.2243 | 520.4256 | 3271.2243
4001 | 528.1381 | 3276.3669 | 528.1381 | 3276.3669
4002 | 549.4825 | 3338.2424 | 549.4825 | 3338.2424
4003 | 587.0222 | 3335.5657 | 587.0222 | 3335.5657
4004 | 634.4589 | 3345.0399 | 634.4589 | 3345.0399
4005 | 660.4233 | 3286.2249 | 660.4233 | 3286.2249
4006 | 673.0665 | 3241.0283 | 673.0665 | 3241.0283
4007 | 711.3233 | 3201.1699 | 711.3233 | 3201.1699
4008 | 704.2208 | 3164.012 | 704.2208 | 3164.012
4009 | 679.4613 | 3126.9509 | 679.4613 | 3126.9509
4010 | 682.4597 | 3085.685 | 682.4597 | 3085.685
4011 | 723.2667 | 3083.6336 | 723.2667 | 3083.6336
4012 | 744.371 | 3074.8617 | 744.371 | 3074.8617
4013 | 747.5696 | 3117.0057 | 747.5696 | 3117.0057
4014 | 730.0375 | 3161.9181 | 730.0375 | 3161.9181
4015 | 692.457 | 3186.1872 | 692.457 | 3186.1872
4016 | 677.6995 | 3210.3766 | 677.6995 | 3210.3766
4017 | 669.3086 | 3218.5379 | 669.3086 | 3218.5379
4018 | 641.0247 | 3218.334 | 641.0247 | 3218.334
4019 | 602.8488 | 3187.2199 | 602.8488 | 3187.2199
4020 | 569.7844 | 3146.2903 | 569.7844 | 3146.2903
4021 | 544.8649 | 3125.1887 | 544.8649 | 3125.1887
4022 | 530.4917 | 3082.7889 | 530.4917 | 3082.7889
4023 | 524.3529 | 3058.5997 | 524.3529 | 3058.5997
4024 | 524.015 | 3032.9899 | 524.015 | 3032.9899
4025 | 532.8586 | 3022.442 | 532.8586 | 3022.442
4026 | 554.9312 | 3064.4429 | 554.9312 | 3064.4429
4027 | 589.2282 | 3038.361 | 589.2282 | 3038.361
4028 | 635.3936 | 3030.7065 | 635.3936 | 3030.7065
4029 | 656.0772 | 2949.9248 | 656.0772 | 2949.9248
4030 | 678.8748 | 2875.1776 | 678.8748 | 2875.1776
4031 | 719.5011 | 2807.3378 | 719.5011 | 2807.3378
4032 | 713.7825 | 2757.6275 | 713.7825 | 2757.6275
4033 | 681.0669 | 2725.0121 | 681.0669 | 2725.0121
4034 | 696.1792 | 2699.1752 | 696.1792 | 2699.1752
4035 | 734.5769 | 2717.6522 | 734.5769 | 2717.6522
4036 | 762.5084 | 2728.1012 | 762.5084 | 2728.1012
4037 | 760.3905 | 2788.2893 | 760.3905 | 2788.2893
4038 | 736.6931 | 2844.185 | 736.6931 | 2844.185
4039 | 708.343 | 2865.9698 | 708.343 | 2865.9698
4040 | 692.5938 | 2877.9991 | 692.5938 | 2877.9991
4041 | 677.2683 | 2845.8881 | 677.2683 | 2845.8881
4042 | 647.728 | 2795.7359 | 647.728 | 2795.7359
4043 | 606.086 | 2729.8412 | 606.086 | 2729.8412
4044 | 574.1985 | 2668.3832 | 574.1985 | 2668.3832
4045 | 547.4284 | 2638.521 | 547.4284 | 2638.521
4046 | 530.8443 | 2591.6756 | 530.8443 | 2591.6756
4047 | 521.17 | 2582.1309 | 521.17 | 2582.1309
4048 | 520.4219 | 2589.0789 | 520.4219 | 2589.0789
4049 | 530.4961 | 2615.6653 | 530.4961 | 2615.6653
4050 | 551.2439 | 2693.6235 | 551.2439 | 2693.6235
4051 | 585.3237 | 2714.3518 | 585.3237 | 2714.3518
4052 | 635.4947 | 2767.7595 | 635.4947 | 2767.7595
4053 | 656.6127 | 2768.4377 | 656.6127 | 2768.4377
4054 | 669.7423 | 2779.4654 | 669.7423 | 2779.4654
4055 | 708.1869 | 2797.0082 | 708.1869 | 2797.0082
4056 | 709.1979 | 2830.8499 | 709.1979 | 2830.8499
4057 | 677.1169 | 2872.2415 | 677.1169 | 2872.2415
4058 | 682.2128 | 2905.6363 | 682.2128 | 2905.6363
4059 | 716.3242 | 2941.8959 | 716.3242 | 2941.8959
4060 | 738.6042 | 2946.3302 | 738.6042 | 2946.3302
4061 | 737.8794 | 3003.9032 | 737.8794 | 3003.9032
4062 | 721.1004 | 3080.1966 | 721.1004 | 3080.1966
4063 | 689.7109 | 3148.1377 | 689.7109 | 3148.1377
4064 | 668.709 | 3185.9255 | 668.709 | 3185.9255
4065 | 654.262 | 3182.0575 | 654.262 | 3182.0575
4066 | 630.4614 | 3194.6674 | 630.4614 | 3194.6674
4067 | 597.8075 | 3191.1425 | 597.8075 | 3191.1425
4068 | 562.275 | 3198.3305 | 562.275 | 3198.3305
4069 | 538.29 | 3260.9117 | 538.29 | 3260.9117
4070 | 520.9337 | 3319.4543 | 520.9337 | 3319.4543
4071 | 513.3847 | 3378.4248 | 513.3847 | 3378.4248
4072 | 509.6934 | 3469.9709 | 509.6934 | 3469.9709
4073 | 515.9296 | 3585.4702 | 515.9296 | 3585.4702
4074 | 535.9349 | 3721.8757 | 535.9349 | 3721.8757
4075 | 564.0211 | 3775.6848 | 564.0211 | 3775.6848
4076 | 607.1729 | 3846.0906 | 607.1729 | 3846.0906
4077 | 626.2147 | 3862.4593 | 626.2147 | 3862.4593
4078 | 647.6589 | 3871.3949 | 647.6589 | 3871.3949
4079 | 678.4854 | 3868.6708 | 678.4854 | 3868.6708
4080 | 679.1011 | 3860.2788 | 679.1011 | 3860.2788
4081 | 657.2949 | 3853.5528 | 657.2949 | 3853.5528
4082 | 668.9968 | 3836.6072 | 668.9968 | 3836.6072
4083 | 705.3811 | 3822.5264 | 705.3811 | 3822.5264
4084 | 729.9262 | 3775.4435 | 729.9262 | 3775.4435
4085 | 733.1878 | 3782.9376 | 733.1878 | 3782.9376
4086 | 706.071 | 3815.1668 | 706.071 | 3815.1668
4087 | 678.2529 | 3837.3438 | 678.2529 | 3837.3438
4088 | 656.9775 | 3838.782 | 656.9775 | 3838.782
4089 | 644.2652 | 3786.7963 | 644.2652 | 3786.7963
4090 | 625.4946 | 3714.0237 | 625.4946 | 3714.0237
4091 | 594.2097 | 3625.5084 | 594.2097 | 3625.5084
4092 | 564.4218 | 3555.0284 | 564.4218 | 3555.0284
4093 | 539.727 | 3530.3964 | 539.727 | 3530.3964
4094 | 523.3293 | 3502.1181 | 523.3293 | 3502.1181
4095 | 517.6278 | 3507.4793 | 517.6278 | 3507.4793
4096 | 514.19 | 3542.5396 | 514.19 | 3542.5396
4097 | 522.682 | 3631.4957 | 522.682 | 3631.4957
4098 | 536.6425 | 3801.7666 | 536.6425 | 3801.7666
4099 | 560.1679 | 3918.73 | 560.1679 | 3918.73
4100 | 584.5684 | 4030.9772 | 584.5684 | 4030.9772
4101 | 599.0416 | 4032.7015 | 599.0416 | 4032.7015
4102 | 620.9097 | 4002.0185 | 620.9097 | 4002.0185
4103 | 652.562 | 3982.6886 | 652.562 | 3982.6886
4104 | 660.8027 | 3980.3113 | 660.8027 | 3980.3113
4105 | 649.2659 | 3983.9149 | 649.2659 | 3983.9149
4106 | 659.9281 | 3986.7132 | 659.9281 | 3986.7132
4107 | 693.544 | 4039.4478 | 693.544 | 4039.4478
4108 | 715.139 | 4099.1912 | 715.139 | 4099.1912
4109 | 707.1511 | 4220.4416 | 707.1511 | 4220.4416
4110 | 694.0798 | 4347.86 | 694.0798 | 4347.86
4111 | 671.0837 | 4436.591 | 671.0837 | 4436.591
4112 | 660.6419 | 4499.6144 | 660.6419 | 4499.6144
4113 | 640.1326 | 4520.1974 | 640.1326 | 4520.1974
4114 | 622.0948 | 4528.754 | 622.0948 | 4528.754
4115 | 593.4098 | 4509.1463 | 593.4098 | 4509.1463
4116 | 567.3082 | 4490.0527 | 567.3082 | 4490.0527
4117 | 543.6688 | 4507.0005 | 543.6688 | 4507.0005
4118 | 530.8507 | 4485.1292 | 530.8507 | 4485.1292
4119 | 522.4243 | 4479.2456 | 522.4243 | 4479.2456
4120 | 517.3949 | 4518.49 | 517.3949 | 4518.49
4121 | 519.9569 | 4616.4682 | 519.9569 | 4616.4682
4122 | 532.3235 | 4778.8938 | 532.3235 | 4778.8938
4123 | 552.4852 | 4883.3048 | 552.4852 | 4883.3048
4124 | 578.357 | 5004.3125 | 578.357 | 5004.3125
4125 | 595.9336 | 5041.4712 | 595.9336 | 5041.4712
4126 | 619.1904 | 5083.4877 | 619.1904 | 5083.4877
4127 | 651.81 | 5139.3415 | 651.81 | 5139.3415
4128 | 655.8981 | 5196.7189 | 655.8981 | 5196.7189
4129 | 643.0507 | 5243.8637 | 643.0507 | 5243.8637
4130 | 650.1766 | 5270.8516 | 650.1766 | 5270.8516
4131 | 683.6634 | 5283.7062 | 683.6634 | 5283.7062
4132 | 707.0299 | 5229.824 | 707.0299 | 5229.824
4133 | 713.8231 | 5223.3274 | 713.8231 | 5223.3274
4134 | 693.0295 | 5261.0483 | 693.0295 | 5261.0483
4135 | 672.5277 | 5314.6064 | 672.5277 | 5314.6064
4136 | 657.9479 | 5358.8012 | 657.9479 | 5358.8012
4137 | 645.5298 | 5374.2847 | 645.5298 | 5374.2847
4138 | 627.8508 | 5375.2576 | 627.8508 | 5375.2576
4139 | 599.3764 | 5351.335 | 599.3764 | 5351.335
4140 | 572.3259 | 5349.501 | 572.3259 | 5349.501
4141 | 549.7195 | 5356.1192 | 549.7195 | 5356.1192
4142 | 533.8895 | 5313.458 | 533.8895 | 5313.458
4143 | 528.5317 | 5269.3941 | 528.5317 | 5269.3941
4144 | 522.3403 | 5227.44 | 522.3403 | 5227.44
4145 | 524.4336 | 5216.2383 | 524.4336 | 5216.2383
4146 | 535.1404 | 5279.8137 | 535.1404 | 5279.8137
4147 | 554.763 | 5304.726 | 554.763 | 5304.726
4148 | 584.0655 | 5356.3032 | 584.0655 | 5356.3032
4149 | 605.0858 | 5332.5304 | 605.0858 | 5332.5304
4150 | 627.8508 | 5318.8455 | 627.8508 | 5318.8455
4151 | 670.1504 | 5325.2742 | 670.1504 | 5325.2742
4152 | 664.6442 | 5351.5321 | 664.6442 | 5351.5321
4153 | 646.632 | 5371.2184 | 646.632 | 5371.2184
4154 | 657.7795 | 5373.4937 | 657.7795 | 5373.4937
4155 | 697.1481 | 5377.5878 | 697.1481 | 5377.5878
4156 | 720.28 | 5323.5749 | 720.28 | 5323.5749
4157 | 725.7106 | 5293.0195 | 725.7106 | 5293.0195
4158 | 706.9718 | 5278.8309 | 706.9718 | 5278.8309
4159 | 679.7853 | 5253.5441 | 679.7853 | 5253.5441
4160 | 658.9447 | 5205.2956 | 658.9447 | 5205.2956
4161 | 645.5986 | 5115.7834 | 645.5986 | 5115.7834
4162 | 629.3868 | 5023.5284 | 629.3868 | 5023.5284
4163 | 606.3242 | 4929.5215 | 606.3242 | 4929.5215
4164 | 577.0072 | 4855.1188 | 577.0072 | 4855.1188
4165 | 555.9025 | 4826.5641 | 555.9025 | 4826.5641
4166 | 539.6818 | 4798.6781 | 539.6818 | 4798.6781
4167 | 528.9924 | 4802.4703 | 528.9924 | 4802.4703
4168 | 523.8191 | 4807.5878 | 523.8191 | 4807.5878
4169 | 527.7311 | 4812.7304 | 527.7311 | 4812.7304
4170 | 546.5112 | 4847.1475 | 546.5112 | 4847.1475
4171 | 570.6076 | 4795.4379 | 570.6076 | 4795.4379
4172 | 601.3737 | 4739.012 | 601.3737 | 4739.012
4173 | 624.8275 | 4613.3815 | 624.8275 | 4613.3815
4174 | 645.8809 | 4520.5902 | 645.8809 | 4520.5902
4175 | 681.0202 | 4445.8205 | 681.0202 | 4445.8205
4176 | 691.2827 | 4399.6405 | 691.2827 | 4399.6405
4177 | 669.0996 | 4369.5094 | 669.0996 | 4369.5094
4178 | 672.2776 | 4329.5511 | 672.2776 | 4329.5511
4179 | 707.9992 | 4290.1039 | 707.9992 | 4290.1039
4180 | 732.5002 | 4202.8794 | 732.5002 | 4202.8794
4181 | 731.4164 | 4152.5801 | 731.4164 | 4152.5801
4182 | 721.0344 | 4112.3714 | 721.0344 | 4112.3714
4183 | 690.8945 | 4056.7496 | 690.8945 | 4056.7496
4184 | 664.1786 | 3996.9947 | 664.1786 | 3996.9947
4185 | 647.3722 | 3925.0036 | 647.3722 | 3925.0036
4186 | 636.0078 | 3853.6693 | 636.0078 | 3853.6693
4187 | 609.9542 | 3772.7378 | 609.9542 | 3772.7378
4188 | 585.5757 | 3710.2338 | 585.5757 | 3710.2338
4189 | 561.1708 | 3692.1395 | 561.1708 | 3692.1395
4190 | 541.3026 | 3664.1227 | 541.3026 | 3664.1227
4191 | 529.3859 | 3659.6774 | 529.3859 | 3659.6774
4192 | 523.1893 | 3665.9717 | 523.1893 | 3665.9717
4193 | 528.3304 | 3699.488 | 528.3304 | 3699.488
4194 | 547.0391 | 3789.0834 | 547.0391 | 3789.0834
4195 | 566.632 | 3815.5648 | 566.632 | 3815.5648
4196 | 595.6939 | 3865.1807 | 595.6939 | 3865.1807
4197 | 620.7903 | 3839.185 | 620.7903 | 3839.185
4198 | 640.6432 | 3823.5389 | 640.6432 | 3823.5389
4199 | 669.4713 | 3827.7447 | 669.4713 | 3827.7447
4200 | 678.5844 | 3854.1334 | 678.5844 | 3854.1334
4201 | 660.5725 | 3877.4809 | 660.5725 | 3877.4809
4202 | 664.8368 | 3883.9403 | 664.8368 | 3883.9403
4203 | 699.8237 | 3916.0157 | 699.8237 | 3916.0157
4204 | 723.6437 | 3926.5955 | 723.6437 | 3926.5955
4205 | 721.595 | 3978.2846 | 721.595 | 3978.2846
4206 | 704.6465 | 4029.7346 | 704.6465 | 4029.7346
4207 | 680.3966 | 4057.2726 | 680.3966 | 4057.2726
4208 | 655.8422 | 4079.1084 | 655.8422 | 4079.1084
4209 | 639.9614 | 4076.0249 | 639.9614 | 4076.0249
4210 | 618.7045 | 4062.3532 | 618.7045 | 4062.3532
4211 | 603.4101 | 4014.7641 | 603.4101 | 4014.7641
4212 | 584.8429 | 3966.12 | 584.8429 | 3966.12
4213 | 568.9175 | 3945.0184 | 568.9175 | 3945.0184
4214 | 552.2316 | 3908.5026 | 552.2316 | 3908.5026
4215 | 536.2899 | 3890.8511 | 536.2899 | 3890.8511
4216 | 528.1371 | 3873.3481 | 528.1371 | 3873.3481
4217 | 528.3401 | 3880.1905 | 528.3401 | 3880.1905
4218 | 541.9425 | 3943.3735 | 541.9425 | 3943.3735
4219 | 560.1514 | 3949.9803 | 560.1514 | 3949.9803
4220 | 577.605 | 3985.7362 | 577.605 | 3985.7362
4221 | 588.5596 | 3974.1235 | 588.5596 | 3974.1235
4222 | 606.6997 | 3990.2506 | 606.6997 | 3990.2506
4223 | 631.1686 | 4011.7161 | 631.1686 | 4011.7161
4224 | 634.2384 | 4032.6131 | 634.2384 | 4032.6131
4225 | 624.3984 | 4061.0599 | 624.3984 | 4061.0599
4226 | 634.4136 | 4099.2927 | 634.4136 | 4099.2927
4227 | 661.1258 | 4144.5743 | 661.1258 | 4144.5743
4228 | 681.7101 | 4154.8926 | 681.7101 | 4154.8926
4229 | 678.2576 | 4220.8339 | 678.2576 | 4220.8339
4230 | 660.0735 | 4311.641 | 660.0735 | 4311.641
4231 | 644.6398 | 4407.5635 | 644.6398 | 4407.5635
4232 | 627.3488 | 4499.2221 | 627.3488 | 4499.2221
4233 | 616.3216 | 4543.4717 | 616.3216 | 4543.4717
4234 | 600.4848 | 4538.299 | 600.4848 | 4538.299
4235 | 589.1976 | 4479.2035 | 589.1976 | 4479.2035
4236 | 575.5506 | 4422.3219 | 575.5506 | 4422.3219
4237 | 561.3621 | 4428.1557 | 561.3621 | 4428.1557
4238 | 545.8658 | 4438.973 | 545.8658 | 4438.973
4239 | 531.3282 | 4471.5311 | 531.3282 | 4471.5311
4240 | 525.3268 | 4499.1383 | 525.3268 | 4499.1383
4241 | 526.5013 | 4530.8241 | 526.5013 | 4530.8241
4242 | 537.4216 | 4617.4122 | 537.4216 | 4617.4122
4243 | 551.8541 | 4639.1864 | 551.8541 | 4639.1864
4244 | 570.4007 | 4691.1559 | 570.4007 | 4691.1559
4245 | 586.762 | 4716.8082 | 586.762 | 4716.8082
4246 | 611.7048 | 4741.8266 | 611.7048 | 4741.8266
4247 | 647.6078 | 4748.5168 | 647.6078 | 4748.5168
4248 | 662.6085 | 4766.1449 | 662.6085 | 4766.1449
4249 | 656.4863 | 4782.9547 | 656.4863 | 4782.9547
4250 | 668.662 | 4769.1472 | 668.662 | 4769.1472
4251 | 700.3843 | 4741.9909 | 700.3843 | 4741.9909
4252 | 725.09 | 4666.0113 | 725.09 | 4666.0113
4253 | 731.4303 | 4637.9402 | 731.4303 | 4637.9402
4254 | 704.2245 | 4640.3574 | 704.2245 | 4640.3574
4255 | 674.3515 | 4637.8219 | 674.3515 | 4637.8219
4256 | 649.9922 | 4625.7923 | 649.9922 | 4625.7923
4257 | 630.4928 | 4583.221 | 630.4928 | 4583.221
4258 | 617.259 | 4526.6619 | 617.259 | 4526.6619
4259 | 603.6794 | 4454.2295 | 603.6794 | 4454.2295
4260 | 589.4386 | 4402.4473 | 589.4386 | 4402.4473
4261 | 574.4267 | 4397.4284 | 574.4267 | 4397.4284
4262 | 557.3859 | 4392.6859 | 557.3859 | 4392.6859
4263 | 538.9152 | 4427.5976 | 538.9152 | 4427.5976
4264 | 528.782 | 4473.3797 | 528.782 | 4473.3797
4265 | 528.4317 | 4530.0396 | 528.4317 | 4530.0396
4266 | 537.9482 | 4618.0659 | 537.9482 | 4618.0659
4267 | 555.1165 | 4631.3412 | 555.1165 | 4631.3412
4268 | 571.7174 | 4657.1598 | 571.7174 | 4657.1598
4269 | 588.8223 | 4591.9378 | 588.8223 | 4591.9378
4270 | 613.6041 | 4531.3121 | 613.6041 | 4531.3121
4271 | 652.5679 | 4487.9234 | 652.5679 | 4487.9234
4272 | 664.7528 | 4467.7635 | 664.7528 | 4467.7635
4273 | 659.5185 | 4465.6139 | 659.5185 | 4465.6139
4274 | 665.9945 | 4466.3201 | 665.9945 | 4466.3201
4275 | 701.1101 | 4493.0347 | 701.1101 | 4493.0347
4276 | 724.5207 | 4483.7397 | 724.5207 | 4483.7397
4277 | 722.8796 | 4510.0625 | 722.8796 | 4510.0625
4278 | 704.1073 | 4559.4205 | 704.1073 | 4559.4205
4279 | 675.9402 | 4633.6378 | 675.9402 | 4633.6378
4280 | 654.0064 | 4705.5525 | 654.0064 | 4705.5525
4281 | 631.1884 | 4742.0875 | 631.1884 | 4742.0875
4282 | 615.0682 | 4769.342 | 615.0682 | 4769.342
4283 | 598.8287 | 4772.4855 | 598.8287 | 4772.4855
4284 | 587.1552 | 4767.2519 | 587.1552 | 4767.2519
4285 | 568.8659 | 4777.7928 | 568.8659 | 4777.7928
4286 | 550.7084 | 4758.1443 | 550.7084 | 4758.1443
4287 | 538.904 | 4749.3841 | 538.904 | 4749.3841
4288 | 529.9773 | 4744.3027 | 529.9773 | 4744.3027
4289 | 528.8438 | 4765.5281 | 528.8438 | 4765.5281
4290 | 537.0524 | 4861.6613 | 537.0524 | 4861.6613
4291 | 554.6494 | 4908.0174 | 554.6494 | 4908.0174
4292 | 570.2145 | 4986.6607 | 570.2145 | 4986.6607
4293 | 581.3052 | 4982.2395 | 581.3052 | 4982.2395
4294 | 605.5929 | 4968.4239 | 605.5929 | 4968.4239
4295 | 639.7784 | 4954.1934 | 639.7784 | 4954.1934
4296 | 657.5037 | 4944.6246 | 657.5037 | 4944.6246
4297 | 652.4436 | 4922.9926 | 652.4436 | 4922.9926
4298 | 664.9346 | 4881.4652 | 664.9346 | 4881.4652
4299 | 699.1054 | 4837.5723 | 699.1054 | 4837.5723
4300 | 718.0147 | 4758.5853 | 718.0147 | 4758.5853
4301 | 729.6985 | 4750.3889 | 729.6985 | 4750.3889
4302 | 707.4761 | 4774.6421 | 707.4761 | 4774.6421
4303 | 677.9641 | 4784.659 | 677.9641 | 4784.659
4304 | 657.2557 | 4775.6368 | 657.2557 | 4775.6368
4305 | 641.2881 | 4730.1889 | 641.2881 | 4730.1889
4306 | 626.0455 | 4679.1215 | 626.0455 | 4679.1215
4307 | 609.8259 | 4613.619 | 609.8259 | 4613.619
4308 | 593.8672 | 4568.7668 | 593.8672 | 4568.7668
4309 | 575.8468 | 4566.7553 | 575.8468 | 4566.7553
4310 | 560.5009 | 4551.5524 | 560.5009 | 4551.5524
4311 | 548.4867 | 4563.0591 | 548.4867 | 4563.0591
4312 | 542.1547 | 4580.729 | 542.1547 | 4580.729
4313 | 543.3823 | 4612.284 | 543.3823 | 4612.284
4314 | 551.1284 | 4688.5425 | 551.1284 | 4688.5425
4315 | 568.7106 | 4683.7737 | 568.7106 | 4683.7737
4316 | 589.1656 | 4678.6035 | 589.1656 | 4678.6035
4317 | 602.1032 | 4602.0059 | 602.1032 | 4602.0059
4318 | 629.461 | 4532.8812 | 629.461 | 4532.8812
4319 | 662.4961 | 4477.2015 | 662.4961 | 4477.2015
4320 | 678.1688 | 4458.2184 | 678.1688 | 4458.2184
4321 | 673.1441 | 4471.4978 | 673.1441 | 4471.4978
4322 | 676.3997 | 4502.2776 | 676.3997 | 4502.2776
4323 | 706.5228 | 4549.6513 | 706.5228 | 4549.6513
4324 | 736.3609 | 4538.2643 | 736.3609 | 4538.2643
4325 | 740.7462 | 4572.563 | 740.7462 | 4572.563
4326 | 721.4366 | 4646.2414 | 721.4366 | 4646.2414
4327 | 692.9445 | 4722.943 | 692.9445 | 4722.943
4328 | 664.5878 | 4820.3548 | 664.5878 | 4820.3548
4329 | 641.0736 | 4860.0279 | 641.0736 | 4860.0279
4330 | 630.5499 | 4876.9528 | 630.5499 | 4876.9528
4331 | 610.7947 | 4850.6766 | 610.7947 | 4850.6766
4332 | 595.5504 | 4773.0051 | 595.5504 | 4773.0051
4333 | 579.2374 | 4680.5115 | 579.2374 | 4680.5115
4334 | 563.4897 | 4565.8047 | 563.4897 | 4565.8047
4335 | 553.0771 | 4511.5419 | 553.0771 | 4511.5419
4336 | 543.1345 | 4480.4405 | 543.1345 | 4480.4405
4337 | 546.2031 | 4469.108 | 546.2031 | 4469.108
4338 | 557.6966 | 4520.0002 | 557.6966 | 4520.0002
4339 | 576.002 | 4515.2313 | 576.002 | 4515.2313
4340 | 599.6562 | 4548.3721 | 599.6562 | 4548.3721
4341 | 615.8907 | 4536.4979 | 615.8907 | 4536.4979
4342 | 636.4288 | 4546.8719 | 636.4288 | 4546.8719
4343 | 670.6587 | 4559.7075 | 670.6587 | 4559.7075
4344 | 683.6748 | 4579.6892 | 683.6748 | 4579.6892
4345 | 676.105 | 4595.1914 | 676.105 | 4595.1914
4346 | 686.5401 | 4576.1538 | 686.5401 | 4576.1538
4347 | 712.4637 | 4557.235 | 712.4637 | 4557.235
4348 | 741.146 | 4497.4689 | 741.146 | 4497.4689
4349 | 749.1318 | 4473.1897 | 749.1318 | 4473.1897
4350 | 730.2398 | 4480.1834 | 730.2398 | 4480.1834
4351 | 696.6631 | 4500.7914 | 696.6631 | 4500.7914
4352 | 668.9391 | 4577.1517 | 668.9391 | 4577.1517
4353 | 642.9642 | 4647.0291 | 642.9642 | 4647.0291
4354 | 627.188 | 4668.6611 | 627.188 | 4668.6611
4355 | 610.3847 | 4641.2082 | 610.3847 | 4641.2082
4356 | 573.9557 | 4581.3192 | 573.9557 | 4581.3192
4357 | 562.1188 | 4510.9232 | 562.1188 | 4510.9232
4358 | 549.8368 | 4394.778 | 549.8368 | 4394.778
4359 | 538.0348 | 4311.4878 | 538.0348 | 4311.4878
4360 | 528.6457 | 4322.62 | 528.6457 | 4322.62
4361 | 529.7012 | 4440.0806 | 529.7012 | 4440.0806
4362 | 541.9721 | 4692.2036 | 541.9721 | 4692.2036
4363 | 556.8978 | 4876.5056 | 556.8978 | 4876.5056
4364 | 578.2564 | 5067.0746 | 578.2564 | 5067.0746
4365 | 593.4776 | 5175.1021 | 593.4776 | 5175.1021
4366 | 617.1702 | 5290.6026 | 617.1702 | 5290.6026
4367 | 652.877 | 5392.3512 | 652.877 | 5392.3512
4368 | 663.5331 | 5446.7212 | 663.5331 | 5446.7212
4369 | 652.86 | 5475.9527 | 652.86 | 5475.9527
4370 | 665.421 | 5489.0806 | 665.421 | 5489.0806
4371 | 691.1052 | 5488.8597 | 691.1052 | 5488.8597
4372 | 712.8056 | 5449.622 | 712.8056 | 5449.622
4373 | 719.3735 | 5475.0295 | 719.3735 | 5475.0295
4374 | 694.5183 | 5517.8498 | 694.5183 | 5517.8498
4375 | 661.8568 | 5532.5739 | 661.8568 | 5532.5739
4376 | 639.845 | 5519.106 | 639.845 | 5519.106
4377 | 615.7407 | 5462.5439 | 615.7407 | 5462.5439
4378 | 596.098 | 5392.7787 | 596.098 | 5392.7787
4379 | 581.4318 | 5297.8565 | 581.4318 | 5297.8565
4380 | 573.3625 | 4234.1308 | 573.3625 | 4234.1308
4381 | 572.8513 | 4258.314 | 572.8513 | 4258.314
4382 | 561.2791 | 4286.0039 | 561.2791 | 4286.0039
4383 | 541.4369 | 4303.4906 | 541.4369 | 4303.4906
4384 | 531.3024 | 4321.7973 | 531.3024 | 4321.7973
4385 | 529.7403 | 4378.6489 | 529.7403 | 4378.6489
4386 | 533.8167 | 4511.6051 | 533.8167 | 4511.6051
4387 | 539.2303 | 4580.1617 | 539.2303 | 4580.1617
4388 | 543.2089 | 4605.0462 | 543.2089 | 4605.0462
4389 | 542.9723 | 4585.4252 | 542.9723 | 4585.4252
4390 | 549.4992 | 4587.1565 | 549.4992 | 4587.1565
4391 | 577.0983 | 4600.5132 | 577.0983 | 4600.5132
4392 | 590.9468 | 4615.469 | 590.9468 | 4615.469
4393 | 588.4462 | 4620.5236 | 588.4462 | 4620.5236
4394 | 603.9487 | 4606.8549 | 603.9487 | 4606.8549
4395 | 642.4923 | 4585.0594 | 642.4923 | 4585.0594
4396 | 666.0174 | 4521.4762 | 666.0174 | 4521.4762
4397 | 671.8514 | 4530.0387 | 671.8514 | 4530.0387
4398 | 657.985 | 4592.4078 | 657.985 | 4592.4078
4399 | 642.5468 | 4658.6481 | 642.5468 | 4658.6481
4400 | 630.1597 | 4702.7526 | 630.1597 | 4702.7526
4401 | 611.3347 | 4714.1137 | 611.3347 | 4714.1137
4402 | 597.0038 | 4677.8037 | 597.0038 | 4677.8037
4403 | 589.4702 | 4606.3092 | 589.4702 | 4606.3092
4404 | 578.9195 | 4548.0477 | 578.9195 | 4548.0477
4405 | 567.179 | 4506.8048 | 567.179 | 4506.8048
4406 | 555.1658 | 4490.2655 | 555.1658 | 4490.2655
4407 | 540.0513 | 4480.9578 | 540.0513 | 4480.9578
4408 | 529.2589 | 4476.6911 | 529.2589 | 4476.6911
4409 | 529.7448 | 4497.9391 | 529.7448 | 4497.9391
4410 | 535.5623 | 4585.1062 | 535.5623 | 4585.1062
4411 | 547.8459 | 4619.0687 | 547.8459 | 4619.0687
4412 | 562.9005 | 4625.8761 | 562.9005 | 4625.8761
4413 | 574.6438 | 4595.0602 | 574.6438 | 4595.0602
4414 | 590.9263 | 4576.0533 | 590.9263 | 4576.0533
4415 | 624.6231 | 4552.5218 | 624.6231 | 4552.5218
4416 | 640.0973 | 4540.1326 | 640.0973 | 4540.1326
4417 | 641.1766 | 4532.9829 | 641.1766 | 4532.9829
4418 | 657.4264 | 4527.6645 | 657.4264 | 4527.6645
4419 | 687.1822 | 4538.5362 | 687.1822 | 4538.5362
4420 | 714.5125 | 4516.6128 | 714.5125 | 4516.6128
4421 | 720.9897 | 4535.3608 | 720.9897 | 4535.3608
4422 | 703.0991 | 4559.5571 | 703.0991 | 4559.5571
4423 | 674.3161 | 4567.1617 | 674.3161 | 4567.1617
4424 | 656.6168 | 4571.0746 | 656.6168 | 4571.0746
4425 | 640.7651 | 4568.3043 | 640.7651 | 4568.3043
4426 | 622.4572 | 4544.7492 | 622.4572 | 4544.7492
4427 | 606.1861 | 4507.39 | 606.1861 | 4507.39
4428 | 592.9915 | 4484.2733 | 592.9915 | 4484.2733
4429 | 576.5081 | 4474.4129 | 576.5081 | 4474.4129
4430 | 561.4721 | 4484.4845 | 561.4721 | 4484.4845
4431 | 545.7419 | 4498.209 | 545.7419 | 4498.209
4432 | 535.6693 | 4512.937 | 535.6693 | 4512.937
4433 | 533.2446 | 4549.2339 | 533.2446 | 4549.2339
4434 | 540.4088 | 4646.3113 | 540.4088 | 4646.3113
4435 | 552.671 | 4690.2758 | 552.671 | 4690.2758
4436 | 566.8092 | 4714.6096 | 566.8092 | 4714.6096
4437 | 578.634 | 4713.5246 | 578.634 | 4713.5246
4438 | 598.7813 | 4724.432 | 598.7813 | 4724.432
4439 | 631.1072 | 4726.502 | 631.1072 | 4726.502
4440 | 645.8878 | 4734.5757 | 645.8878 | 4734.5757
4441 | 640.0579 | 4746.6042 | 640.0579 | 4746.6042
4442 | 658.4471 | 4754.4077 | 658.4471 | 4754.4077
4443 | 690.0976 | 4753.9927 | 690.0976 | 4753.9927
4444 | 718.7524 | 4702.8891 | 718.7524 | 4702.8891
4445 | 722.6683 | 4708.3317 | 722.6683 | 4708.3317
4446 | 710.2354 | 4748.4027 | 710.2354 | 4748.4027
4447 | 685.9115 | 4784.2699 | 685.9115 | 4784.2699
4448 | 665.0535 | 4802.0388 | 665.0535 | 4802.0388
4449 | 643.8489 | 4779.8151 | 643.8489 | 4779.8151
4450 | 620.8112 | 4714.4166 | 620.8112 | 4714.4166
4451 | 610.5221 | 4628.1485 | 610.5221 | 4628.1485
4452 | 590.6314 | 4574.3833 | 590.6314 | 4574.3833
4453 | 573.5213 | 4554.8879 | 573.5213 | 4554.8879
4454 | 555.1012 | 4591.6622 | 555.1012 | 4591.6622
4455 | 541.6535 | 4654.3874 | 541.6535 | 4654.3874
4456 | 531.8947 | 4713.5281 | 531.8947 | 4713.5281
4457 | 533.136 | 4779.2806 | 533.136 | 4779.2806
4458 | 537.3706 | 4904.1617 | 537.3706 | 4904.1617
4459 | 548.6714 | 4963.5422 | 548.6714 | 4963.5422
4460 | 560.1656 | 4985.0314 | 560.1656 | 4985.0314
4461 | 571.1897 | 4961.8318 | 571.1897 | 4961.8318
4462 | 591.5238 | 4938.145 | 591.5238 | 4938.145
4463 | 626.9056 | 4911.5854 | 626.9056 | 4911.5854
4464 | 639.3887 | 4888.3684 | 639.3887 | 4888.3684
4465 | 634.5531 | 4854.9748 | 634.5531 | 4854.9748
4466 | 641.7636 | 4797.3522 | 641.7636 | 4797.3522
4467 | 675.0193 | 4728.6665 | 675.0193 | 4728.6665
4468 | 704.4251 | 4621.9552 | 704.4251 | 4621.9552
4469 | 717.869 | 4567.0186 | 717.869 | 4567.0186
4470 | 703.4115 | 4527.3487 | 703.4115 | 4527.3487
4471 | 678.642 | 4468.8849 | 678.642 | 4468.8849
4472 | 664.3189 | 4402.6918 | 664.3189 | 4402.6918
4473 | 653.4535 | 4338.6248 | 653.4535 | 4338.6248
4474 | 635.2744 | 4263.4995 | 635.2744 | 4263.4995
4475 | 614.2757 | 4180.076 | 614.2757 | 4180.076
4476 | 590.9538 | 4122.1815 | 590.9538 | 4122.1815
4477 | 566.6209 | 4082.3151 | 566.6209 | 4082.3151
4478 | 550.6781 | 4064.4911 | 550.6781 | 4064.4911
4479 | 537.7185 | 4039.1251 | 537.7185 | 4039.1251
4480 | 527.1163 | 4010.2663 | 527.1163 | 4010.2663
4481 | 528.916 | 4011.235 | 528.916 | 4011.235
4482 | 533.4892 | 4080.6003 | 533.4892 | 4080.6003
4483 | 549.3411 | 4094.834 | 549.3411 | 4094.834
4484 | 565.7593 | 4082.2797 | 565.7593 | 4082.2797
4485 | 580.3237 | 4045.7746 | 580.3237 | 4045.7746
4486 | 601.4145 | 4027.2265 | 601.4145 | 4027.2265
4487 | 636.0949 | 4005.989 | 636.0949 | 4005.989
4488 | 644.8514 | 3993.2328 | 644.8514 | 3993.2328
4489 | 641.2641 | 3992.0476 | 641.2641 | 3992.0476
4490 | 646.5488 | 4006.825 | 646.5488 | 4006.825
4491 | 680.0217 | 4044.5829 | 680.0217 | 4044.5829
4492 | 708.6864 | 4036.7908 | 708.6864 | 4036.7908
4493 | 717.4399 | 4063.9809 | 717.4399 | 4063.9809
4494 | 704.645 | 4107.5389 | 704.645 | 4107.5389
4495 | 681.7549 | 4147.3518 | 681.7549 | 4147.3518
4496 | 670.5265 | 4187.3271 | 670.5265 | 4187.3271
4497 | 660.7868 | 4231.1718 | 660.7868 | 4231.1718
4498 | 638.0495 | 4264.6007 | 638.0495 | 4264.6007
4499 | 614.7138 | 4281.8397 | 614.7138 | 4281.8397
4500 | 590.3718 | 4316.8999 | 590.3718 | 4316.8999
4501 | 567.7406 | 4366.5929 | 567.7406 | 4366.5929
4502 | 550.1251 | 4434.2909 | 550.1251 | 4434.2909
4503 | 538.5851 | 4498.1172 | 538.5851 | 4498.1172
4504 | 530.3623 | 4558.9096 | 530.3623 | 4558.9096
4505 | 530.4294 | 4639.8945 | 530.4294 | 4639.8945
4506 | 540.382 | 4777.5306 | 540.382 | 4777.5306
4507 | 561.3258 | 4845.3531 | 561.3258 | 4845.3531
4508 | 589.916 | 4870.2375 | 589.916 | 4870.2375
4509 | 599.7291 | 4854.7459 | 599.7291 | 4854.7459
4510 | 621.287 | 4846.6586 | 621.287 | 4846.6586
4511 | 665.1303 | 4838.4513 | 665.1303 | 4838.4513
4512 | 665.1698 | 4839.7346 | 665.1698 | 4839.7346
4513 | 650.23 | 4842.587 | 650.23 | 4842.587
4514 | 665.0963 | 4835.7086 | 665.0963 | 4835.7086
4515 | 698.907 | 4828.595 | 698.907 | 4828.595
4516 | 729.7589 | 4765.3788 | 729.7589 | 4765.3788
4517 | 733.0047 | 4764.6734 | 733.0047 | 4764.6734
4518 | 715.0839 | 4785.8415 | 715.0839 | 4785.8415
4519 | 690.5394 | 4804.9163 | 690.5394 | 4804.9163
4520 | 677.4364 | 4823.6028 | 677.4364 | 4823.6028
4521 | 660.5642 | 4823.2184 | 660.5642 | 4823.2184
4522 | 639.8053 | 4776.7228 | 639.8053 | 4776.7228
4523 | 615.1386 | 4691.7393 | 615.1386 | 4691.7393
4524 | 586.9368 | 4612.0973 | 586.9368 | 4612.0973
4525 | 561.0333 | 4536.2603 | 561.0333 | 4536.2603
4526 | 548.9344 | 4469.8026 | 548.9344 | 4469.8026
4527 | 537.2597 | 4391.3066 | 537.2597 | 4391.3066
4528 | 528.4906 | 4297.2052 | 528.4906 | 4297.2052
4529 | 531.8612 | 4264.1303 | 531.8612 | 4264.1303
4530 | 543.3875 | 4340.1025 | 543.3875 | 4340.1025
4531 | 567.9569 | 4374.4319 | 567.9569 | 4374.4319
4532 | 606.897 | 4352.5179 | 606.897 | 4352.5179
4533 | 629.5045 | 4274.6283 | 629.5045 | 4274.6283
4534 | 653.6134 | 4216.3474 | 653.6134 | 4216.3474
4535 | 695.7731 | 4202.0838 | 695.7731 | 4202.0838
4536 | 694.524 | 4273.8401 | 694.524 | 4273.8401
4537 | 674.5256 | 4375.1528 | 674.5256 | 4375.1528
4538 | 684.7743 | 4451.7776 | 684.7743 | 4451.7776
4539 | 714.9332 | 4484.9474 | 714.9332 | 4484.9474
4540 | 746.5516 | 4452.9302 | 746.5516 | 4452.9302
4541 | 753.8929 | 4483.9743 | 753.8929 | 4483.9743
4542 | 738.3443 | 4554.1431 | 738.3443 | 4554.1431
4543 | 704.7935 | 4625.5222 | 704.7935 | 4625.5222
4544 | 688.3684 | 4680.4545 | 688.3684 | 4680.4545
4545 | 672.783 | 4698.1472 | 672.783 | 4698.1472
4546 | 654.1574 | 4679.0884 | 654.1574 | 4679.0884
4547 | 617.2719 | 4642.8303 | 617.2719 | 4642.8303
4548 | 585.4345 | 4614.942 | 585.4345 | 4614.942
4549 | 562.0615 | 4588.748 | 562.0615 | 4588.748
4550 | 548.1755 | 4564.3172 | 548.1755 | 4564.3172
4551 | 536.3829 | 4527.6645 | 536.3829 | 4527.6645
4552 | 527.1661 | 4460.9081 | 527.1661 | 4460.9081
4553 | 531.6412 | 4392.5967 | 531.6412 | 4392.5967
4554 | 545.0741 | 4394.8842 | 545.0741 | 4394.8842
4555 | 572.9232 | 4343.4165 | 572.9232 | 4343.4165
4556 | 614.2129 | 4268.3724 | 614.2129 | 4268.3724
4557 | 630.8263 | 4175.0668 | 630.8263 | 4175.0668
4558 | 653.2422 | 4108.9862 | 653.2422 | 4108.9862
4559 | 697.6673 | 4064.0742 | 697.6673 | 4064.0742
4560 | 689.7421 | 4038.7466 | 689.7421 | 4038.7466
4561 | 669.3465 | 4011.7764 | 669.3465 | 4011.7764
4562 | 680.615 | 3960.8524 | 680.615 | 3960.8524
4563 | 711.4972 | 3887.8539 | 711.4972 | 3887.8539
4564 | 740.7228 | 3777.1051 | 740.7228 | 3777.1051
4565 | 747.273 | 3735.7492 | 747.273 | 3735.7492
4566 | 738.1395 | 3716.0834 | 738.1395 | 3716.0834
4567 | 702.3917 | 3690.1032 | 702.3917 | 3690.1032
4568 | 686.0921 | 3672.6356 | 686.0921 | 3672.6356
4569 | 672.8083 | 3664.635 | 672.8083 | 3664.635
4570 | 651.1635 | 3651.0818 | 651.1635 | 3651.0818
4571 | 618.0888 | 3647.7663 | 618.0888 | 3647.7663
4572 | 586.4877 | 3683.377 | 586.4877 | 3683.377
4573 | 562.3536 | 3728.6654 | 562.3536 | 3728.6654
4574 | 545.8917 | 3769.2937 | 545.8917 | 3769.2937
4575 | 536.0656 | 3786.0463 | 536.0656 | 3786.0463
4576 | 528.9559 | 3791.0476 | 528.9559 | 3791.0476
4577 | 535.0201 | 3811.8368 | 535.0201 | 3811.8368
4578 | 547.962 | 3877.1646 | 547.962 | 3877.1646
4579 | 576.783 | 3872.8624 | 576.783 | 3872.8624
4580 | 617.6259 | 3839.2029 | 617.6259 | 3839.2029
4581 | 640.8447 | 3772.4164 | 640.8447 | 3772.4164
4582 | 658.739 | 3738.9112 | 658.739 | 3738.9112
4583 | 705.1949 | 3753.6443 | 705.1949 | 3753.6443
4584 | 700.8544 | 3764.3791 | 700.8544 | 3764.3791
4585 | 679.4019 | 3733.2796 | 679.4019 | 3733.2796
4586 | 687.0618 | 3681.2544 | 687.0618 | 3681.2544
4587 | 717.6618 | 3639.5467 | 717.6618 | 3639.5467
4588 | 749.8725 | 3558.5287 | 749.8725 | 3558.5287
4589 | 755.9372 | 3509.1896 | 755.9372 | 3509.1896
4590 | 740.5482 | 3475.3006 | 740.5482 | 3475.3006
4591 | 709.3468 | 3432.3446 | 709.3468 | 3432.3446
4592 | 689.9134 | 3391.8447 | 689.9134 | 3391.8447
4593 | 669.8248 | 3357.692 | 669.8248 | 3357.692
4594 | 648.1294 | 3308.9942 | 648.1294 | 3308.9942
4595 | 615.5942 | 3252.5486 | 615.5942 | 3252.5486
4596 | 586.5707 | 3227.8719 | 586.5707 | 3227.8719
4597 | 562.2094 | 3226.0865 | 562.2094 | 3226.0865
4598 | 547.0702 | 3251.8494 | 547.0702 | 3251.8494
4599 | 536.6153 | 3293.4694 | 536.6153 | 3293.4694
4600 | 528.4666 | 3344.168 | 528.4666 | 3344.168
4601 | 531.6217 | 3427.9057 | 531.6217 | 3427.9057
4602 | 542.0972 | 3585.7294 | 542.0972 | 3585.7294
4603 | 567.8697 | 3690.8989 | 567.8697 | 3690.8989
4604 | 601.4788 | 3764.6924 | 601.4788 | 3764.6924
4605 | 625.7837 | 3785.6301 | 625.7837 | 3785.6301
4606 | 647.6978 | 3800.6668 | 647.6978 | 3800.6668
4607 | 687.4483 | 3803.2874 | 687.4483 | 3803.2874
4608 | 691.7247 | 3801.3591 | 691.7247 | 3801.3591
4609 | 677.1363 | 3793.3835 | 677.1363 | 3793.3835
4610 | 685.4796 | 3777.696 | 685.4796 | 3777.696
4611 | 715.2367 | 3772.1423 | 715.2367 | 3772.1423
4612 | 749.2492 | 3737.0053 | 749.2492 | 3737.0053
4613 | 759.5321 | 3751.7158 | 759.5321 | 3751.7158
4614 | 745.481 | 3773.618 | 745.481 | 3773.618
4615 | 715.7595 | 3775.7169 | 715.7595 | 3775.7169
4616 | 696.4672 | 3782.6579 | 696.4672 | 3782.6579
4617 | 677.0534 | 3792.7343 | 677.0534 | 3792.7343
4618 | 654.0351 | 3771.565 | 654.0351 | 3771.565
4619 | 625.1803 | 3720.6251 | 625.1803 | 3720.6251
4620 | 600.1267 | 3682.5512 | 600.1267 | 3682.5512
4621 | 574.5741 | 3652.3197 | 574.5741 | 3652.3197
4622 | 555.951 | 3634.4957 | 555.951 | 3634.4957
4623 | 543.2714 | 3614.3601 | 543.2714 | 3614.3601
4624 | 535.8755 | 3596.0539 | 535.8755 | 3596.0539
4625 | 539.0984 | 3603.2624 | 539.0984 | 3603.2624
4626 | 546.6833 | 3676.39 | 546.6833 | 3676.39
4627 | 565.7035 | 3694.1106 | 565.7035 | 3694.1106
4628 | 594.0958 | 3689.356 | 594.0958 | 3689.356
4629 | 612.0276 | 3645.7853 | 612.0276 | 3645.7853
4630 | 631.6638 | 3600.6263 | 631.6638 | 3600.6263
4631 | 670.4585 | 3544.7028 | 670.4585 | 3544.7028
4632 | 670.2938 | 3489.5527 | 670.2938 | 3489.5527
4633 | 659.7912 | 3437.7151 | 659.7912 | 3437.7151
4634 | 669.7351 | 3387.5252 | 669.7351 | 3387.5252
4635 | 698.4541 | 3358.5723 | 698.4541 | 3358.5723
4636 | 728.552 | 3314.259 | 728.552 | 3314.259
4637 | 738.2136 | 3330.0707 | 738.2136 | 3330.0707
4638 | 721.3589 | 3352.9823 | 721.3589 | 3352.9823
4639 | 693.8592 | 3345.7215 | 693.8592 | 3345.7215
4640 | 677.3112 | 3334.1266 | 677.3112 | 3334.1266
4641 | 661.1871 | 3335.8527 | 661.1871 | 3335.8527
4642 | 641.592 | 3326.0618 | 641.592 | 3326.0618
4643 | 612.4797 | 3301.3658 | 612.4797 | 3301.3658
4644 | 586.7846 | 3302.4741 | 586.7846 | 3302.4741
4645 | 562.7904 | 3327.7585 | 562.7904 | 3327.7585
4646 | 548.4462 | 3378.3888 | 548.4462 | 3378.3888
4647 | 538.0332 | 3426.4321 | 538.0332 | 3426.4321
4648 | 529.8623 | 3470.3404 | 529.8623 | 3470.3404
4649 | 530.2846 | 3531.9635 | 530.2846 | 3531.9635
4650 | 537.044 | 3653.0825 | 537.044 | 3653.0825
4651 | 557.8583 | 3714.4817 | 557.8583 | 3714.4817
4652 | 581.3545 | 3755.3327 | 581.3545 | 3755.3327
4653 | 596.8519 | 3764.892 | 596.8519 | 3764.892
4654 | 626.5132 | 3784.6085 | 626.5132 | 3784.6085
4655 | 664.4377 | 3801.0851 | 664.4377 | 3801.0851
4656 | 666.1344 | 3818.702 | 666.1344 | 3818.702
4657 | 654.2585 | 3838.9891 | 654.2585 | 3838.9891
4658 | 664.8875 | 3859.9145 | 664.8875 | 3859.9145
4659 | 692.1064 | 3892.3502 | 692.1064 | 3892.3502
4660 | 722.8616 | 3896.6706 | 722.8616 | 3896.6706
4661 | 737.1891 | 3955.7021 | 737.1891 | 3955.7021
4662 | 719.4699 | 4031.1014 | 719.4699 | 4031.1014
4663 | 687.0004 | 4095.1394 | 687.0004 | 4095.1394
4664 | 674.7536 | 4153.834 | 674.7536 | 4153.834
4665 | 659.2543 | 4194.1918 | 659.2543 | 4194.1918
4666 | 632.5991 | 4200.8263 | 632.5991 | 4200.8263
4667 | 601.6418 | 4170.1657 | 601.6418 | 4170.1657
4668 | 575.2108 | 4156.8675 | 575.2108 | 4156.8675
4669 | 550.069 | 4143.0613 | 550.069 | 4143.0613
4670 | 534.2834 | 4135.2394 | 534.2834 | 4135.2394
4671 | 524.4598 | 4123.5459 | 524.4598 | 4123.5459
4672 | 517.1577 | 4117.444 | 517.1577 | 4117.444
4673 | 518.0692 | 4150.3457 | 518.0692 | 4150.3457
4674 | 529.7084 | 4282.6596 | 529.7084 | 4282.6596
4675 | 553.6034 | 4362.7782 | 553.6034 | 4362.7782
4676 | 584.596 | 4384.6345 | 584.596 | 4384.6345
4677 | 596.0999 | 4298.2111 | 596.0999 | 4298.2111
4678 | 615.6722 | 4160.9233 | 615.6722 | 4160.9233
4679 | 656.5644 | 4010.0265 | 656.5644 | 4010.0265
4680 | 661.2117 | 3883.7611 | 661.2117 | 3883.7611
4681 | 642.3248 | 3781.7298 | 642.3248 | 3781.7298
4682 | 647.9377 | 3692.4494 | 647.9377 | 3692.4494
4683 | 678.8229 | 3640.3725 | 678.8229 | 3640.3725
4684 | 707.5257 | 3563.5756 | 707.5257 | 3563.5756
4685 | 723.7128 | 3537.3604 | 723.7128 | 3537.3604
4686 | 706.5554 | 3510.1701 | 706.5554 | 3510.1701
4687 | 675.3939 | 3462.6259 | 675.3939 | 3462.6259
4688 | 662.9723 | 3407.7195 | 662.9723 | 3407.7195
4689 | 648.0558 | 3374.1174 | 648.0558 | 3374.1174
4690 | 626.3557 | 3337.2568 | 626.3557 | 3337.2568
4691 | 597.4624 | 3294.2084 | 597.4624 | 3294.2084
4692 | 568.0713 | 3277.3314 | 568.0713 | 3277.3314
4693 | 541.7471 | 3272.885 | 541.7471 | 3272.885
4694 | 526.4997 | 3279.8367 | 526.4997 | 3279.8367
4695 | 513.4566 | 3288.0554 | 513.4566 | 3288.0554
4696 | 508.497 | 3300.8565 | 508.497 | 3300.8565
4697 | 511.8844 | 3344.3108 | 511.8844 | 3344.3108
4698 | 526.8952 | 3467.9073 | 526.8952 | 3467.9073
4699 | 561.346 | 3545.4566 | 561.346 | 3545.4566
4700 | 608.5166 | 3592.7309 | 608.5166 | 3592.7309
4701 | 629.7165 | 3586.7825 | 629.7165 | 3586.7825
4702 | 647.9832 | 3569.519 | 647.9832 | 3569.519
4703 | 692.0494 | 3543.0511 | 692.0494 | 3543.0511
4704 | 687.6989 | 3527.9091 | 687.6989 | 3527.9091
4705 | 662.6802 | 3521.5853 | 662.6802 | 3521.5853
4706 | 676.9792 | 3515.1657 | 676.9792 | 3515.1657
4707 | 697.6958 | 3518.2377 | 697.6958 | 3518.2377
4708 | 735.6049 | 3497.8742 | 735.6049 | 3497.8742
4709 | 752.4775 | 3537.5439 | 752.4775 | 3537.5439
4710 | 742.5051 | 3582.7536 | 742.5051 | 3582.7536
4711 | 702.3908 | 3594.8546 | 702.3908 | 3594.8546
4712 | 688.6346 | 3598.3086 | 688.6346 | 3598.3086
4713 | 677.4745 | 3598.4748 | 677.4745 | 3598.4748
4714 | 641.2486 | 3591.712 | 641.2486 | 3591.712
4715 | 608.1082 | 3567.5665 | 608.1082 | 3567.5665
4716 | 576.7541 | 3552.066 | 576.7541 | 3552.066
4717 | 550.2049 | 3546.2431 | 550.2049 | 3546.2431
4718 | 537.3469 | 3559.1594 | 537.3469 | 3559.1594
4719 | 529.5557 | 3568.1122 | 529.5557 | 3568.1122
4720 | 520.813 | 3580.5462 | 520.813 | 3580.5462
4721 | 526.1174 | 3606.2905 | 526.1174 | 3606.2905
4722 | 544.6104 | 3706.6713 | 544.6104 | 3706.6713
4723 | 576.4378 | 3753.6639 | 576.4378 | 3753.6639
4724 | 631.9347 | 3764.6924 | 631.9347 | 3764.6924
4725 | 645.2693 | 3721.8557 | 645.2693 | 3721.8557
4726 | 663.3508 | 3685.5059 | 663.3508 | 3685.5059
4727 | 707.5444 | 3652.2476 | 707.5444 | 3652.2476
4728 | 704.3745 | 3626.0942 | 704.3745 | 3626.0942
4729 | 678.772 | 3612.4294 | 678.772 | 3612.4294
4730 | 685.9693 | 3585.1799 | 685.9693 | 3585.1799
4731 | 711.1194 | 3567.1467 | 711.1194 | 3567.1467
4732 | 752.6822 | 3530.3579 | 752.6822 | 3530.3579
4733 | 771.7005 | 3556.9974 | 771.7005 | 3556.9974
4734 | 760.3635 | 3616.2466 | 760.3635 | 3616.2466
4735 | 723.2189 | 3663.4006 | 723.2189 | 3663.4006
4736 | 702.6658 | 3699.5218 | 702.6658 | 3699.5218
4737 | 685.6397 | 3730.7951 | 685.6397 | 3730.7951
4738 | 658.7817 | 3751.3774 | 658.7817 | 3751.3774
4739 | 625.5045 | 3778.7102 | 625.5045 | 3778.7102
4740 | 587.7462 | 3841.7577 | 587.7462 | 3841.7577
4741 | 561.4168 | 3908.0596 | 561.4168 | 3908.0596
4742 | 551.4905 | 3984.1079 | 551.4905 | 3984.1079
4743 | 542.2026 | 4064.4513 | 542.2026 | 4064.4513
4744 | 539.375 | 4144.4219 | 539.375 | 4144.4219
4745 | 543.7328 | 4246.9708 | 543.7328 | 4246.9708
4746 | 561.7402 | 4416.54 | 561.7402 | 4416.54
4747 | 594.443 | 4524.0953 | 594.443 | 4524.0953
4748 | 637.7429 | 4593.3007 | 637.7429 | 4593.3007
4749 | 656.7898 | 4608.641 | 656.7898 | 4608.641
4750 | 676.0897 | 4624.8705 | 676.0897 | 4624.8705
4751 | 710.2061 | 4638.686 | 710.2061 | 4638.686
4752 | 701.1017 | 4651.6231 | 701.1017 | 4651.6231
4753 | 680.8662 | 4659.4306 | 680.8662 | 4659.4306
4754 | 692.0508 | 4646.863 | 692.0508 | 4646.863
4755 | 714.1511 | 4613.5973 | 714.1511 | 4613.5973
4756 | 751.6053 | 4534.231 | 751.6053 | 4534.231
4757 | 767.8459 | 4503.7948 | 767.8459 | 4503.7948
4758 | 749.8404 | 4507.0694 | 749.8404 | 4507.0694
4759 | 713.3646 | 4503.112 | 713.3646 | 4503.112
4760 | 698.7075 | 4485.5526 | 698.7075 | 4485.5526
4761 | 687.7537 | 4450.2988 | 687.7537 | 4450.2988
4762 | 655.2745 | 4379.7616 | 655.2745 | 4379.7616
4763 | 621.1503 | 4285.7855 | 621.1503 | 4285.7855
4764 | 589.3285 | 4215.5032 | 589.3285 | 4215.5032
4765 | 566.8928 | 4159.762 | 566.8928 | 4159.762
4766 | 553.77 | 4126.155 | 553.77 | 4126.155
4767 | 544.4161 | 4107.9464 | 544.4161 | 4107.9464
4768 | 538.3641 | 4107.0749 | 538.3641 | 4107.0749
4769 | 542.2531 | 4141.2613 | 542.2531 | 4141.2613
4770 | 556.9247 | 4248.5243 | 556.9247 | 4248.5243
4771 | 584.4676 | 4294.324 | 584.4676 | 4294.324
4772 | 619.5233 | 4300.5808 | 619.5233 | 4300.5808
4773 | 640.2638 | 4265.4521 | 640.2638 | 4265.4521
4774 | 662.4364 | 4235.8009 | 662.4364 | 4235.8009
4775 | 703.2272 | 4204.6531 | 703.2272 | 4204.6531
4776 | 704.8491 | 4184.0972 | 704.8491 | 4184.0972
4777 | 686.4105 | 4166.2114 | 686.4105 | 4166.2114
4778 | 695.8572 | 4139.1454 | 695.8572 | 4139.1454
4779 | 719.2427 | 4104.7786 | 719.2427 | 4104.7786
4780 | 757.2751 | 4024.77 | 757.2751 | 4024.77
4781 | 776.5111 | 3994.9761 | 776.5111 | 3994.9761
4782 | 760.1387 | 3999.6271 | 760.1387 | 3999.6271
4783 | 731.697 | 3999.2484 | 731.697 | 3999.2484
4784 | 708.2553 | 4003.6201 | 708.2553 | 4003.6201
4785 | 693.1813 | 4020.3034 | 693.1813 | 4020.3034
4786 | 671.6034 | 4034.3705 | 671.6034 | 4034.3705
4787 | 631.9901 | 4039.8641 | 631.9901 | 4039.8641
4788 | 599.2987 | 4065.7481 | 599.2987 | 4065.7481
4789 | 576.2274 | 4111.6788 | 576.2274 | 4111.6788
4790 | 561.121 | 4177.2663 | 561.121 | 4177.2663
4791 | 551.0939 | 4233.8435 | 551.0939 | 4233.8435
4792 | 544.9841 | 4290.8736 | 544.9841 | 4290.8736
4793 | 549.0251 | 4366.6281 | 549.0251 | 4366.6281
4794 | 561.3027 | 4501.6948 | 561.3027 | 4501.6948
4795 | 582.8125 | 4572.2702 | 582.8125 | 4572.2702
4796 | 608.6046 | 4604.4956 | 608.6046 | 4604.4956
4797 | 625.7907 | 4590.0133 | 625.7907 | 4590.0133
4798 | 646.3404 | 4565.776 | 646.3404 | 4565.776
4799 | 688.6729 | 4521.3228 | 688.6729 | 4521.3228
4800 | 694.6824 | 4466.5397 | 694.6824 | 4466.5397
4801 | 678.5699 | 4414.0598 | 678.5699 | 4414.0598
4802 | 676.4597 | 4361.0252 | 676.4597 | 4361.0252
4803 | 696.5116 | 4315.4635 | 696.5116 | 4315.4635
4804 | 737.6432 | 4237.0148 | 737.6432 | 4237.0148
4805 | 754.4103 | 4210.3408 | 754.4103 | 4210.3408
4806 | 740.8723 | 4199.8512 | 740.8723 | 4199.8512
4807 | 712.894 | 4164.3278 | 712.894 | 4164.3278
4808 | 691.146 | 4127.2231 | 691.146 | 4127.2231
4809 | 677.6029 | 4113.625 | 677.6029 | 4113.625
4810 | 656.5941 | 4095.8509 | 656.5941 | 4095.8509
4811 | 625.5658 | 4056.0142 | 625.5658 | 4056.0142
4812 | 597.2122 | 4034.1821 | 597.2122 | 4034.1821
4813 | 572.0311 | 4018.9995 | 572.0311 | 4018.9995
4814 | 558.4186 | 4020.9961 | 558.4186 | 4020.9961
4815 | 549.1085 | 4019.3046 | 549.1085 | 4019.3046
4816 | 542.0091 | 4018.4331 | 542.0091 | 4018.4331
4817 | 543.7542 | 4047.3891 | 543.7542 | 4047.3891
4818 | 553.5241 | 4147.3111 | 553.5241 | 4147.3111
4819 | 572.9194 | 4188.9815 | 572.9194 | 4188.9815
4820 | 596.8388 | 4200.0099 | 596.8388 | 4200.0099
4821 | 613.5039 | 4181.3066 | 613.5039 | 4181.3066
4822 | 638.7283 | 4182.0285 | 638.7283 | 4182.0285
4823 | 676.7752 | 4188.136 | 676.7752 | 4188.136
4824 | 679.2658 | 4207.7717 | 679.2658 | 4207.7717
4825 | 658.0604 | 4233.2892 | 658.0604 | 4233.2892
4826 | 671.6265 | 4254.7652 | 671.6265 | 4254.7652
4827 | 694.4648 | 4276.8318 | 694.4648 | 4276.8318
4828 | 734.8154 | 4255.5507 | 734.8154 | 4255.5507
4829 | 749.9869 | 4276.9598 | 749.9869 | 4276.9598
4830 | 730.442 | 4301.3396 | 730.442 | 4301.3396
4831 | 702.2128 | 4304.9985 | 702.2128 | 4304.9985
4832 | 686.2571 | 4329.466 | 686.2571 | 4329.466
4833 | 672.8956 | 4380.3763 | 672.8956 | 4380.3763
4834 | 650.7306 | 4427.8448 | 650.7306 | 4427.8448
4835 | 619.7202 | 4464.8126 | 619.7202 | 4464.8126
4836 | 587.4476 | 4512.5359 | 587.4476 | 4512.5359
4837 | 562.385 | 4549.9328 | 562.385 | 4549.9328
4838 | 549.7669 | 4585.0554 | 549.7669 | 4585.0554
4839 | 539.0836 | 4616.5816 | 539.0836 | 4616.5816
4840 | 534.7201 | 4640.5775 | 534.7201 | 4640.5775
4841 | 538.8928 | 4697.1538 | 538.8928 | 4697.1538
4842 | 549.666 | 4817.2634 | 549.666 | 4817.2634
4843 | 579.8128 | 4873.7074 | 579.8128 | 4873.7074
4844 | 611.984 | 4896.6649 | 611.984 | 4896.6649
4845 | 625.0755 | 4867.3172 | 625.0755 | 4867.3172
4846 | 643.6027 | 4826.1958 | 643.6027 | 4826.1958
4847 | 687.2062 | 4758.5268 | 687.2062 | 4758.5268
4848 | 683.3648 | 4678.7846 | 683.3648 | 4678.7846
4849 | 656.7867 | 4568.4947 | 656.7867 | 4568.4947
4850 | 663.3386 | 4463.9819 | 663.3386 | 4463.9819
4851 | 688.9663 | 4374.558 | 688.9663 | 4374.558
4852 | 729.2353 | 4272.2513 | 729.2353 | 4272.2513
4853 | 744.754 | 4240.0716 | 744.754 | 4240.0716
4854 | 735.1607 | 4232.7936 | 735.1607 | 4232.7936
4855 | 705.3187 | 4213.6956 | 705.3187 | 4213.6956
4856 | 689.372 | 4201.2748 | 689.372 | 4201.2748
4857 | 673.3584 | 4208.6902 | 673.3584 | 4208.6902
4858 | 650.7779 | 4211.9295 | 650.7779 | 4211.9295
4859 | 618.6268 | 4218.4324 | 618.6268 | 4218.4324
4860 | 585.9223 | 4245.8763 | 585.9223 | 4245.8763
4861 | 562.8318 | 4279.878 | 562.8318 | 4279.878
4862 | 548.8819 | 4319.0381 | 548.8819 | 4319.0381
4863 | 535.6561 | 4346.2516 | 535.6561 | 4346.2516
4864 | 533.2326 | 4355.9327 | 533.2326 | 4355.9327
4865 | 537.2289 | 4394.9825 | 537.2289 | 4394.9825
4866 | 554.5711 | 4501.3278 | 554.5711 | 4501.3278
4867 | 591.6568 | 4526.2976 | 591.6568 | 4526.2976
4868 | 635.8662 | 4529.8933 | 635.8662 | 4529.8933
4869 | 656.6323 | 4508.3454 | 656.6323 | 4508.3454
4870 | 673.463 | 4511.4531 | 673.463 | 4511.4531
4871 | 710.9655 | 4503.3375 | 710.9655 | 4503.3375
4872 | 702.7557 | 4471.4949 | 702.7557 | 4471.4949
4873 | 678.8228 | 4419.1984 | 678.8228 | 4419.1984
4874 | 687.6545 | 4327.0734 | 687.6545 | 4327.0734
4875 | 707.715 | 4208.8364 | 707.715 | 4208.8364
4876 | 752.5928 | 4077.7165 | 752.5928 | 4077.7165
4877 | 769.4246 | 4030.3043 | 769.4246 | 4030.3043
4878 | 754.5291 | 4009.8126 | 754.5291 | 4009.8126
4879 | 725.4325 | 3990.4393 | 725.4325 | 3990.4393
4880 | 707.444 | 3991.5993 | 707.444 | 3991.5993
4881 | 693.4321 | 4007.365 | 693.4321 | 4007.365
4882 | 665.1434 | 3999.9599 | 665.1434 | 3999.9599
4883 | 621.3346 | 3969.2993 | 621.3346 | 3969.2993
4884 | 589.4315 | 3941.6862 | 589.4315 | 3941.6862
4885 | 564.8333 | 3916.5016 | 564.8333 | 3916.5016
4886 | 550.8335 | 3907.3951 | 550.8335 | 3907.3951
4887 | 538.5364 | 3906.4377 | 538.5364 | 3906.4377
4888 | 534.3827 | 3914.9259 | 534.3827 | 3914.9259
4889 | 537.4446 | 3956.4532 | 537.4446 | 3956.4532
4890 | 550.9608 | 4070.0477 | 550.9608 | 4070.0477
4891 | 588.4779 | 4131.1716 | 588.4779 | 4131.1716
4892 | 630.1222 | 4163.2135 | 630.1222 | 4163.2135
4893 | 650.0981 | 4143.4091 | 650.0981 | 4143.4091
4894 | 665.372 | 4114.8589 | 665.372 | 4114.8589
4895 | 704.4478 | 4107.5692 | 704.4478 | 4107.5692
4896 | 700.6947 | 4143.4467 | 700.6947 | 4143.4467
4897 | 672.8886 | 4190.4365 | 672.8886 | 4190.4365
4898 | 681.9013 | 4186.4944 | 681.9013 | 4186.4944
4899 | 702.159 | 4149.0077 | 702.159 | 4149.0077
4900 | 746.4192 | 4071.2014 | 746.4192 | 4071.2014
4901 | 768.1799 | 4043.8851 | 768.1799 | 4043.8851
4902 | 757.1542 | 4044.7739 | 757.1542 | 4044.7739
4903 | 724.3708 | 4076.8788 | 724.3708 | 4076.8788
4904 | 703.297 | 4151.9988 | 703.297 | 4151.9988
4905 | 680.834 | 4222.2709 | 680.834 | 4222.2709
4906 | 655.5456 | 4265.7936 | 655.5456 | 4265.7936
4907 | 616.6579 | 4292.5759 | 616.6579 | 4292.5759
4908 | 586.7339 | 4345.6213 | 586.7339 | 4345.6213
4909 | 560.3013 | 4415.9607 | 560.3013 | 4415.9607
4910 | 550.0009 | 4498.4323 | 550.0009 | 4498.4323
4911 | 540.331 | 4570.609 | 540.331 | 4570.609
4912 | 533.7139 | 4636.3565 | 533.7139 | 4636.3565
4913 | 540.0038 | 4721.6542 | 540.0038 | 4721.6542
4914 | 555.4917 | 4852.8669 | 555.4917 | 4852.8669
4915 | 587.8447 | 4915.092 | 587.8447 | 4915.092
4916 | 628.6545 | 4946.4915 | 628.6545 | 4946.4915
4917 | 649.433 | 4918.245 | 649.433 | 4918.245
4918 | 665.1703 | 4868.9567 | 665.1703 | 4868.9567
4919 | 703.7692 | 4790.827 | 703.7692 | 4790.827
4920 | 703.9276 | 4715.3975 | 703.9276 | 4715.3975
4921 | 676.913 | 4661.1741 | 676.913 | 4661.1741
4922 | 684.4707 | 4603.9185 | 684.4707 | 4603.9185
4923 | 706.2121 | 4566.0647 | 706.2121 | 4566.0647
4924 | 743.3665 | 4481.9269 | 743.3665 | 4481.9269
4925 | 760.9246 | 4433.4136 | 760.9246 | 4433.4136
4926 | 746.175 | 4395.1201 | 746.175 | 4395.1201
4927 | 711.9854 | 4337.3904 | 711.9854 | 4337.3904
4928 | 693.286 | 4293.4036 | 693.286 | 4293.4036
4929 | 676.4555 | 4260.8108 | 676.4555 | 4260.8108
4930 | 646.7332 | 4206.332 | 646.7332 | 4206.332
4931 | 616.6304 | 4133.7363 | 616.6304 | 4133.7363
4932 | 588.9427 | 4080.5217 | 588.9427 | 4080.5217
4933 | 565.636 | 4042.5822 | 565.636 | 4042.5822
4934 | 549.6008 | 4031.1816 | 549.6008 | 4031.1816
4935 | 539.0573 | 4032.7018 | 539.0573 | 4032.7018
4936 | 533.4728 | 4053.3026 | 533.4728 | 4053.3026
4937 | 537.1574 | 4114.9257 | 537.1574 | 4114.9257
4938 | 547.8809 | 4243.8444 | 547.8809 | 4243.8444
4939 | 574.8678 | 4308.8223 | 574.8678 | 4308.8223
4940 | 609.1304 | 4335.8173 | 609.1304 | 4335.8173
4941 | 631.6416 | 4316.2881 | 631.6416 | 4316.2881
4942 | 650.5833 | 4300.1258 | 650.5833 | 4300.1258
4943 | 687.1485 | 4279.6224 | 687.1485 | 4279.6224
4944 | 685.7324 | 4262.0946 | 685.7324 | 4262.0946
4945 | 666.6951 | 4252.7427 | 666.6951 | 4252.7427
4946 | 670.9729 | 4230.5401 | 670.9729 | 4230.5401
4947 | 692.917 | 4188.9241 | 692.917 | 4188.9241
4948 | 728.9553 | 4109.1908 | 728.9553 | 4109.1908
4949 | 744.502 | 4091.2341 | 744.502 | 4091.2341
4950 | 740.4817 | 4118.5503 | 740.4817 | 4118.5503
4951 | 703.9988 | 4181.6707 | 703.9988 | 4181.6707
4952 | 683.0804 | 4271.289 | 683.0804 | 4271.289
4953 | 664.9162 | 4318.2537 | 664.9162 | 4318.2537
4954 | 642.2651 | 4291.5786 | 642.2651 | 4291.5786
4955 | 611.5475 | 4216.3219 | 611.5475 | 4216.3219
4956 | 579.8584 | 4158.978 | 579.8584 | 4158.978
4957 | 554.3944 | 4111.0365 | 554.3944 | 4111.0365
4958 | 539.0602 | 4088.1657 | 539.0602 | 4088.1657
4959 | 529.2193 | 4067.1124 | 529.2193 | 4067.1124
4960 | 523.1664 | 4043.9429 | 523.1664 | 4043.9429
4961 | 528.4973 | 4044.361 | 528.4973 | 4044.361
4962 | 537.8209 | 4114.0016 | 537.8209 | 4114.0016
4963 | 563.3944 | 4141.7242 | 563.3944 | 4141.7242
4964 | 584.5283 | 4152.4774 | 584.5283 | 4152.4774
4965 | 605.3753 | 4142.5832 | 605.3753 | 4142.5832
4966 | 627.0244 | 4164.502 | 627.0244 | 4164.502
4967 | 660.8561 | 4180.2445 | 660.8561 | 4180.2445
4968 | 664.0577 | 4170.9753 | 664.0577 | 4170.9753
4969 | 648.9347 | 4150.5201 | 648.9347 | 4150.5201
4970 | 660.3171 | 4109.7816 | 660.3171 | 4109.7816
4971 | 677.5328 | 4072.3867 | 677.5328 | 4072.3867
4972 | 712.5792 | 4028.5322 | 712.5792 | 4028.5322
4973 | 732.8274 | 4041.0405 | 732.8274 | 4041.0405
4974 | 720.2236 | 4070.4671 | 720.2236 | 4070.4671
4975 | 695.5751 | 4086.2385 | 695.5751 | 4086.2385
4976 | 678.1139 | 4116.5788 | 678.1139 | 4116.5788
4977 | 663.4339 | 4144.0899 | 663.4339 | 4144.0899
4978 | 642.754 | 4119.5254 | 642.754 | 4119.5254
4979 | 610.0412 | 4047.2968 | 610.0412 | 4047.2968
4980 | 578.116 | 3987.0165 | 578.116 | 3987.0165
4981 | 558.0479 | 3946.0489 | 558.0479 | 3946.0489
4982 | 544.7159 | 3919.5994 | 544.7159 | 3919.5994
4983 | 532.252 | 3897.2615 | 532.252 | 3897.2615
4984 | 529.3139 | 3875.3766 | 529.3139 | 3875.3766
4985 | 530.4227 | 3881.1169 | 530.4227 | 3881.1169
4986 | 539.1711 | 3951.8586 | 539.1711 | 3951.8586
4987 | 565.0712 | 3965.6335 | 565.0712 | 3965.6335
4988 | 584.2411 | 3947.0229 | 584.2411 | 3947.0229
4989 | 603.0501 | 3883.9987 | 603.0501 | 3883.9987
4990 | 629.8378 | 3828.3788 | 629.8378 | 3828.3788
4991 | 666.5035 | 3766.6744 | 666.5035 | 3766.6744
4992 | 664.8393 | 3708.4962 | 664.8393 | 3708.4962
4993 | 655.9419 | 3641.7014 | 655.9419 | 3641.7014
4994 | 661.0487 | 3546.9153 | 661.0487 | 3546.9153
4995 | 679.3235 | 3488.2316 | 679.3235 | 3488.2316
4996 | 715.5455 | 3416.0228 | 715.5455 | 3416.0228
4997 | 742.427 | 3426.4205 | 742.427 | 3426.4205
4998 | 728.5746 | 3443.184 | 728.5746 | 3443.184
4999 | 693.386 | 3426.1048 | 693.386 | 3426.1048
5000 | 674.3354 | 3411.6653 | 674.3354 | 3411.6653
5001 | 666.5439 | 3396.599 | 666.5439 | 3396.599
5002 | 645.8754 | 3365.2441 | 645.8754 | 3365.2441
5003 | 615.0177 | 3329.5366 | 615.0177 | 3329.5366
5004 | 582.9646 | 3305.4105 | 582.9646 | 3305.4105
5005 | 557.9561 | 3288.3009 | 557.9561 | 3288.3009
5006 | 542.12 | 3288.8294 | 542.12 | 3288.8294
5007 | 534.012 | 3306.4078 | 534.012 | 3306.4078
5008 | 529.0177 | 3338.8458 | 529.0177 | 3338.8458
5009 | 532.3088 | 3395.6974 | 532.3088 | 3395.6974
5010 | 543.656 | 3521.5879 | 543.656 | 3521.5879
5011 | 566.628 | 3598.1278 | 566.628 | 3598.1278
5012 | 593.7539 | 3655.4042 | 593.7539 | 3655.4042
5013 | 612.4269 | 3666.6152 | 612.4269 | 3666.6152
5014 | 631.6197 | 3678.4402 | 631.6197 | 3678.4402
5015 | 664.8413 | 3691.0628 | 664.8413 | 3691.0628
5016 | 662.7688 | 3710.515 | 662.7688 | 3710.515
5017 | 645.8441 | 3732.0867 | 645.8441 | 3732.0867
5018 | 648.6226 | 3747.8734 | 648.6226 | 3747.8734
5019 | 665.6057 | 3794.1652 | 665.6057 | 3794.1652
5020 | 706.6632 | 3830.4187 | 706.6632 | 3830.4187
5021 | 735.4475 | 3916.3363 | 735.4475 | 3916.3363
5022 | 723.9508 | 3992.0109 | 723.9508 | 3992.0109
5023 | 689.3665 | 4022.1889 | 689.3665 | 4022.1889
5024 | 675.6016 | 4043.6282 | 675.6016 | 4043.6282
5025 | 662.782 | 4069.7629 | 662.782 | 4069.7629
5026 | 640.6782 | 4070.6164 | 640.6782 | 4070.6164
5027 | 612.1934 | 4046.7462 | 612.1934 | 4046.7462
5028 | 579.182 | 4036.0173 | 579.182 | 4036.0173
5029 | 556.0116 | 4031.5708 | 556.0116 | 4031.5708
5030 | 545.042 | 4046.5058 | 545.042 | 4046.5058
5031 | 532.0752 | 4068.3053 | 532.0752 | 4068.3053
5032 | 526.0054 | 4096.1553 | 526.0054 | 4096.1553
5033 | 533.2372 | 4154.8421 | 533.2372 | 4154.8421
5034 | 547.319 | 4280.182 | 547.319 | 4280.182
5035 | 579.0458 | 4347.2705 | 579.0458 | 4347.2705
5036 | 616.9712 | 4384.818 | 616.9712 | 4384.818
5037 | 635.8753 | 4385.2012 | 635.8753 | 4385.2012
5038 | 652.7975 | 4407.0282 | 652.7975 | 4407.0282
5039 | 693.8775 | 4444.4265 | 693.8775 | 4444.4265
5040 | 689.334 | 4515.2652 | 689.334 | 4515.2652
5041 | 665.7184 | 4574.6428 | 665.7184 | 4574.6428
5042 | 667.0276 | 4562.3504 | 667.0276 | 4562.3504
5043 | 691.9802 | 4510.0901 | 691.9802 | 4510.0901
5044 | 730.7725 | 4437.8812 | 730.7725 | 4437.8812
5045 | 759.9784 | 4433.0465 | 759.9784 | 4433.0465
5046 | 753.8213 | 4464.0331 | 753.8213 | 4464.0331
5047 | 711.2682 | 4521.0056 | 711.2682 | 4521.0056
5048 | 694.9389 | 4617.2307 | 694.9389 | 4617.2307
5049 | 676.7874 | 4691.1733 | 676.7874 | 4691.1733
5050 | 653.6237 | 4711.205 | 653.6237 | 4711.205
5051 | 614.6731 | 4693.1158 | 614.6731 | 4693.1158
5052 | 584.0738 | 4676.5141 | 584.0738 | 4676.5141
5053 | 555.6838 | 4658.9457 | 555.6838 | 4658.9457
5054 | 543.8551 | 4656.5377 | 543.8551 | 4656.5377
5055 | 535.149 | 4663.013 | 535.149 | 4663.013
5056 | 529.9752 | 4678.1081 | 529.9752 | 4678.1081
5057 | 534.7398 | 4722.3883 | 534.7398 | 4722.3883
5058 | 552.0013 | 4835.0652 | 552.0013 | 4835.0652
5059 | 581.8666 | 4890.4998 | 581.8666 | 4890.4998
5060 | 624.6113 | 4917.3113 | 624.6113 | 4917.3113
5061 | 642.4163 | 4901.0856 | 642.4163 | 4901.0856
5062 | 659.4169 | 4893.1818 | 659.4169 | 4893.1818
5063 | 698.2337 | 4884.9745 | 698.2337 | 4884.9745
5064 | 690.4101 | 4884.4226 | 690.4101 | 4884.4226
5065 | 665.169 | 4882.6868 | 665.169 | 4882.6868
5066 | 669.1744 | 4828.6429 | 669.1744 | 4828.6429
5067 | 687.2777 | 4763.1689 | 687.2777 | 4763.1689
5068 | 725.3853 | 4683.9862 | 725.3853 | 4683.9862
5069 | 756.5983 | 4679.2432 | 756.5983 | 4679.2432
5070 | 741.256 | 4697.3832 | 741.256 | 4697.3832
5071 | 707.3921 | 4731.4152 | 707.3921 | 4731.4152
5072 | 690.5124 | 4823.3275 | 690.5124 | 4823.3275
5073 | 671.2719 | 4902.317 | 671.2719 | 4902.317
5074 | 645.6986 | 4921.6146 | 645.6986 | 4921.6146
5075 | 609.472 | 4900.6808 | 609.472 | 4900.6808
5076 | 575.1532 | 4878.5734 | 575.1532 | 4878.5734
5077 | 552.3823 | 4855.5911 | 552.3823 | 4855.5911
5078 | 537.1874 | 4839.6941 | 537.1874 | 4839.6941
5079 | 529.6954 | 4839.5626 | 529.6954 | 4839.5626
5080 | 522.8233 | 4851.7213 | 522.8233 | 4851.7213
5081 | 528.097 | 4881.4113 | 528.097 | 4881.4113
5082 | 542.9117 | 4971.1478 | 542.9117 | 4971.1478
5083 | 575.0132 | 5002.0821 | 575.0132 | 5002.0821
5084 | 615.0823 | 5013.0188 | 615.0823 | 5013.0188
5085 | 635.4402 | 4971.8338 | 635.4402 | 4971.8338
5086 | 654.2394 | 4933.7405 | 654.2394 | 4933.7405
5087 | 695.1536 | 4910.0254 | 695.1536 | 4910.0254
5088 | 690.4508 | 4887.5425 | 690.4508 | 4887.5425
5089 | 669.1223 | 4851.5796 | 669.1223 | 4851.5796
5090 | 674.0896 | 4785.7902 | 674.0896 | 4785.7902
5091 | 693.2809 | 4733.9887 | 693.2809 | 4733.9887
5092 | 725.9956 | 4648.4744 | 725.9956 | 4648.4744
5093 | 749.2889 | 4618.2217 | 749.2889 | 4618.2217
5094 | 741.425 | 4621.221 | 741.425 | 4621.221
5095 | 709.5861 | 4625.981 | 709.5861 | 4625.981
5096 | 692.3088 | 4647.8791 | 692.3088 | 4647.8791
5097 | 670.5927 | 4653.7345 | 670.5927 | 4653.7345
5098 | 648.8632 | 4605.1284 | 648.8632 | 4605.1284
5099 | 614.0657 | 4513.9969 | 614.0657 | 4513.9969
5100 | 584.9043 | 4427.2893 | 584.9043 | 4427.2893
5101 | 558.6059 | 4346.5888 | 558.6059 | 4346.5888
5102 | 547.1311 | 4280.4982 | 547.1311 | 4280.4982
5103 | 534.9313 | 4209.8019 | 534.9313 | 4209.8019
5104 | 527.8607 | 4137.081 | 527.8607 | 4137.081
5105 | 531.6954 | 4084.1855 | 531.6954 | 4084.1855
5106 | 546.2833 | 4090.6941 | 546.2833 | 4090.6941
5107 | 569.6599 | 4042.5298 | 569.6599 | 4042.5298
5108 | 600.1945 | 3970.8809 | 600.1945 | 3970.8809
5109 | 626.1266 | 3871.5191 | 626.1266 | 3871.5191
5110 | 643.3196 | 3828.1036 | 643.3196 | 3828.1036
5111 | 680.0729 | 3800.8098 | 680.0729 | 3800.8098
5112 | 684.4898 | 3775.574 | 684.4898 | 3775.574
5113 | 664.0771 | 3747.6862 | 664.0771 | 3747.6862
5114 | 670.5124 | 3702.3596 | 670.5124 | 3702.3596
5115 | 684.0431 | 3657.4402 | 684.0431 | 3657.4402
5116 | 717.5489 | 3567.4296 | 717.5489 | 3567.4296
5117 | 744.4729 | 3499.8299 | 744.4729 | 3499.8299
5118 | 738.0297 | 3397.0279 | 738.0297 | 3397.0279
5119 | 711.2546 | 3242.0308 | 711.2546 | 3242.0308
5120 | 693.2584 | 3058.9332 | 693.2584 | 3058.9332
5121 | 677.9082 | 2890.9002 | 677.9082 | 2890.9002
5122 | 655.4403 | 2740.6221 | 655.4403 | 2740.6221
5123 | 620.8025 | 2593.5159 | 620.8025 | 2593.5159
5124 | 588.6187 | 2256.4235 | 588.6187 | 2256.4235
5125 | 563.7209 | 2160.8498 | 563.7209 | 2160.8498
5126 | 551.5142 | 2117.8949 | 551.5142 | 2117.8949
5127 | 540.3582 | 2109.6037 | 540.3582 | 2109.6037
5128 | 533.6883 | 2122.5973 | 533.6883 | 2122.5973
5129 | 536.4296 | 2174.0476 | 536.4296 | 2174.0476
5130 | 547.7589 | 2293.5898 | 547.7589 | 2293.5898
5131 | 564.8566 | 2368.006 | 564.8566 | 2368.006
5132 | 589.1451 | 2427.2241 | 589.1451 | 2427.2241
5133 | 609.7248 | 2457.2378 | 609.7248 | 2457.2378
5134 | 633.6462 | 2484.1391 | 633.6462 | 2484.1391
5135 | 671.6943 | 2516.9618 | 671.6943 | 2516.9618
5136 | 677.1546 | 2557.1657 | 677.1546 | 2557.1657
5137 | 662.2894 | 2580.7267 | 662.2894 | 2580.7267
5138 | 660.924 | 2587.7754 | 660.924 | 2587.7754
5139 | 679.5832 | 2599.4979 | 679.5832 | 2599.4979
5140 | 713.2798 | 2586.7583 | 713.2798 | 2586.7583
5141 | 740.1547 | 2628.6578 | 740.1547 | 2628.6578
5142 | 730.5762 | 2677.156 | 730.5762 | 2677.156
5143 | 704.8406 | 2695.2516 | 704.8406 | 2695.2516
5144 | 688.9636 | 2712.7204 | 688.9636 | 2712.7204
5145 | 672.8453 | 2722.8268 | 672.8453 | 2722.8268
5146 | 655.3461 | 2705.7307 | 655.3461 | 2705.7307
5147 | 626.2905 | 2666.2923 | 626.2905 | 2666.2923
5148 | 596.5097 | 2639.5398 | 596.5097 | 2639.5398
5149 | 571.5509 | 2615.6437 | 571.5509 | 2615.6437
5150 | 556.9692 | 2600.4243 | 556.9692 | 2600.4243
5151 | 545.6635 | 2593.5532 | 545.6635 | 2593.5532
5152 | 542.3093 | 2601.2837 | 542.3093 | 2601.2837
5153 | 541.4345 | 2644.8813 | 541.4345 | 2644.8813
5154 | 550.6553 | 2749.8874 | 550.6553 | 2749.8874
5155 | 570.6681 | 2799.5756 | 570.6681 | 2799.5756
5156 | 595.9271 | 2815.6869 | 595.9271 | 2815.6869
5157 | 614.9694 | 2789.3109 | 614.9694 | 2789.3109
5158 | 635.3228 | 2755.6454 | 635.3228 | 2755.6454
5159 | 673.4219 | 2727.9013 | 673.4219 | 2727.9013
5160 | 673.3858 | 2707.8726 | 673.3858 | 2707.8726
5161 | 664.7311 | 2680.641 | 664.7311 | 2680.641
5162 | 664.5978 | 2657.6987 | 664.5978 | 2657.6987
5163 | 675.3139 | 2642.5212 | 675.3139 | 2642.5212
5164 | 710.5157 | 2621.9288 | 710.5157 | 2621.9288
5165 | 745.4471 | 2678.0302 | 745.4471 | 2678.0302
5166 | 733.1537 | 2754.5144 | 733.1537 | 2754.5144
5167 | 708 | 2794.1634 | 708 | 2794.1634
5168 | 686.452 | 2834.94 | 686.452 | 2834.94
5169 | 673.7763 | 2874.5362 | 673.7763 | 2874.5362
5170 | 652.8628 | 2878.8264 | 652.8628 | 2878.8264
5171 | 620.7731 | 2871.2169 | 620.7731 | 2871.2169
5172 | 593.1469 | 2888.7407 | 593.1469 | 2888.7407
5173 | 570.2309 | 2911.0425 | 570.2309 | 2911.0425
5174 | 554.5108 | 2949.9573 | 554.5108 | 2949.9573
5175 | 544.1688 | 3007.4958 | 544.1688 | 3007.4958
5176 | 540.117 | 3066.9378 | 540.117 | 3066.9378
5177 | 542.341 | 3161.1609 | 542.341 | 3161.1609
5178 | 554.2065 | 3332.4146 | 554.2065 | 3332.4146
5179 | 576.0899 | 3450.4388 | 576.0899 | 3450.4388
5180 | 605.382 | 3522.1045 | 605.382 | 3522.1045
5181 | 630.641 | 3541.5086 | 630.641 | 3541.5086
5182 | 652.4608 | 3565.5695 | 652.4608 | 3565.5695
5183 | 687.544 | 3602.068 | 687.544 | 3602.068
5184 | 686.3251 | 3640.0163 | 686.3251 | 3640.0163
5185 | 661.6529 | 3654.4713 | 661.6529 | 3654.4713
5186 | 663.1056 | 3630.6937 | 663.1056 | 3630.6937
5187 | 678.2211 | 3607.7469 | 678.2211 | 3607.7469
5188 | 713.1789 | 3565.6011 | 713.1789 | 3565.6011
5189 | 750.987 | 3577.1754 | 750.987 | 3577.1754
5190 | 742.2964 | 3603.1177 | 742.2964 | 3603.1177
5191 | 713.8372 | 3607.095 | 713.8372 | 3607.095
5192 | 697.5723 | 3625.0651 | 697.5723 | 3625.0651
5193 | 681.0469 | 3645.5305 | 681.0469 | 3645.5305
5194 | 657.9698 | 3634.2822 | 657.9698 | 3634.2822
5195 | 620.0127 | 3602.1953 | 620.0127 | 3602.1953
5196 | 587.5953 | 3584.7993 | 587.5953 | 3584.7993
5197 | 565.377 | 3573.1837 | 565.377 | 3573.1837
5198 | 551.1825 | 3577.095 | 551.1825 | 3577.095
5199 | 542.5624 | 3579.3298 | 542.5624 | 3579.3298
5200 | 537.1827 | 3585.4731 | 537.1827 | 3585.4731
5201 | 544.0522 | 3625.729 | 544.0522 | 3625.729
5202 | 561.9299 | 3727.9783 | 561.9299 | 3727.9783
5203 | 592.652 | 3781.0917 | 592.652 | 3781.0917
5204 | 631.8851 | 3812.4074 | 631.8851 | 3812.4074
5205 | 655.0985 | 3808.6708 | 655.0985 | 3808.6708
5206 | 673.7724 | 3797.0599 | 673.7724 | 3797.0599
5207 | 715.1501 | 3786.5251 | 715.1501 | 3786.5251
5208 | 706.9984 | 3784.6247 | 706.9984 | 3784.6247
5209 | 680.3503 | 3772.9316 | 680.3503 | 3772.9316
5210 | 681.6023 | 3744.3086 | 681.6023 | 3744.3086
5211 | 699.8852 | 3725.3718 | 699.8852 | 3725.3718
5212 | 734.214 | 3676.8769 | 734.214 | 3676.8769
5213 | 771.2579 | 3674.8341 | 771.2579 | 3674.8341
5214 | 765.1223 | 3684.486 | 765.1223 | 3684.486
5215 | 729.8098 | 3689.4658 | 729.8098 | 3689.4658
5216 | 708.3941 | 3735.9232 | 708.3941 | 3735.9232
5217 | 687.9786 | 3802.0016 | 687.9786 | 3802.0016
5218 | 662.2505 | 3836.7841 | 662.2505 | 3836.7841
5219 | 625.6864 | 3845.4649 | 625.6864 | 3845.4649
5220 | 594.2523 | 3868.5025 | 594.2523 | 3868.5025
5221 | 566.7773 | 3894.1459 | 566.7773 | 3894.1459
5222 | 553.5191 | 3933.7289 | 553.5191 | 3933.7289
5223 | 546.0104 | 3970.8836 | 546.0104 | 3970.8836
5224 | 540.5909 | 4007.4356 | 540.5909 | 4007.4356
5225 | 543.8794 | 4076.1788 | 543.8794 | 4076.1788
5226 | 560.0616 | 4204.6598 | 560.0616 | 4204.6598
5227 | 592.5632 | 4275.2331 | 592.5632 | 4275.2331
5228 | 630.1566 | 4313.5662 | 630.1566 | 4313.5662
5229 | 654.1178 | 4309.1612 | 654.1178 | 4309.1612
5230 | 670.181 | 4303.3147 | 670.181 | 4303.3147
5231 | 717.3752 | 4301.2175 | 717.3752 | 4301.2175
5232 | 709.3584 | 4305.0813 | 709.3584 | 4305.0813
5233 | 685.0277 | 4285.9531 | 685.0277 | 4285.9531
5234 | 685.6063 | 4200.6062 | 685.6063 | 4200.6062
5235 | 699.7445 | 4096.2076 | 699.7445 | 4096.2076
5236 | 733.6188 | 4007.6133 | 733.6188 | 4007.6133
5237 | 767.998 | 3989.6143 | 767.998 | 3989.6143
5238 | 759.5849 | 3996.6765 | 759.5849 | 3996.6765
5239 | 725.6957 | 4020.0352 | 725.6957 | 4020.0352
5240 | 705.5763 | 4091.2204 | 705.5763 | 4091.2204
5241 | 687.3152 | 4152.37 | 687.3152 | 4152.37
5242 | 664.4297 | 4159.1665 | 664.4297 | 4159.1665
5243 | 627.2369 | 4141.8663 | 627.2369 | 4141.8663
5244 | 592.4143 | 4146.7755 | 592.4143 | 4146.7755
5245 | 571.7296 | 4157.7994 | 571.7296 | 4157.7994
5246 | 555.351 | 4183.5982 | 555.351 | 4183.5982
5247 | 548.4889 | 4202.1234 | 548.4889 | 4202.1234
5248 | 541.8966 | 4217.7067 | 541.8966 | 4217.7067
5249 | 546.4747 | 4259.2158 | 546.4747 | 4259.2158
5250 | 566.3826 | 4350.6884 | 566.3826 | 4350.6884
5251 | 592.2676 | 4383.585 | 592.2676 | 4383.585
5252 | 631.7305 | 4394.851 | 631.7305 | 4394.851
5253 | 655.6358 | 4391.1144 | 655.6358 | 4391.1144
5254 | 674.6626 | 4407.8237 | 674.6626 | 4407.8237
5255 | 712.5519 | 4432.2088 | 712.5519 | 4432.2088
5256 | 707.1621 | 4453.5326 | 707.1621 | 4453.5326
5257 | 683.5305 | 4447.2696 | 683.5305 | 4447.2696
5258 | 686.3051 | 4396.0907 | 686.3051 | 4396.0907
5259 | 699.9554 | 4336.971 | 699.9554 | 4336.971
5260 | 734.2511 | 4248.9615 | 734.2511 | 4248.9615
5261 | 766.3145 | 4218.2644 | 766.3145 | 4218.2644
5262 | 767.3369 | 4203.4389 | 767.3369 | 4203.4389
5263 | 727.5191 | 4189.1209 | 727.5191 | 4189.1209
5264 | 700.1534 | 4232.8214 | 700.1534 | 4232.8214
5265 | 683.0269 | 4299.4011 | 683.0269 | 4299.4011
5266 | 660.4119 | 4314.301 | 660.4119 | 4314.301
5267 | 624.9368 | 4291.4036 | 624.9368 | 4291.4036
5268 | 593.2295 | 4275.2606 | 593.2295 | 4275.2606
5269 | 570.1675 | 4261.9742 | 570.1675 | 4261.9742
5270 | 554.7132 | 4267.6399 | 554.7132 | 4267.6399
5271 | 547.5373 | 4265.8647 | 547.5373 | 4265.8647
5272 | 543.0387 | 4257.5555 | 543.0387 | 4257.5555
5273 | 545.6705 | 4266.9015 | 545.6705 | 4266.9015
5274 | 557.9356 | 4306.0778 | 557.9356 | 4306.0778
5275 | 581.6628 | 4278.0735 | 581.6628 | 4278.0735
5276 | 611.3581 | 4236.0407 | 611.3581 | 4236.0407
5277 | 637.2165 | 4165.3882 | 637.2165 | 4165.3882
5278 | 662.7806 | 4101.6482 | 662.7806 | 4101.6482
5279 | 698.2535 | 4050.5128 | 698.2535 | 4050.5128
5280 | 698.3576 | 4018.7049 | 698.3576 | 4018.7049
5281 | 674.5241 | 3977.6055 | 674.5241 | 3977.6055
5282 | 678.5245 | 3920.0776 | 678.5245 | 3920.0776
5283 | 686.478 | 3857.3656 | 686.478 | 3857.3656
5284 | 725.8455 | 3778.7126 | 725.8455 | 3778.7126
5285 | 761.2994 | 3770.4879 | 761.2994 | 3770.4879
5286 | 751.5823 | 3779.555 | 751.5823 | 3779.555
5287 | 719.835 | 3781.8615 | 719.835 | 3781.8615
5288 | 700.6175 | 3838.4272 | 700.6175 | 3838.4272
5289 | 686.2672 | 3918.4569 | 686.2672 | 3918.4569
5290 | 663.9441 | 3943.7993 | 663.9441 | 3943.7993
5291 | 629.9019 | 3920.3171 | 629.9019 | 3920.3171
5292 | 596.9721 | 3923.9733 | 596.9721 | 3923.9733
5293 | 573.3371 | 3940.845 | 573.3371 | 3940.845
5294 | 557.4011 | 3965.1401 | 557.4011 | 3965.1401
5295 | 546.4542 | 3988.8448 | 546.4542 | 3988.8448
5296 | 541.479 | 4014.8707 | 541.479 | 4014.8707
5297 | 541.8016 | 4074.7586 | 541.8016 | 4074.7586
5298 | 554.8091 | 4195.9716 | 554.8091 | 4195.9716
5299 | 571.3974 | 4260.53 | 571.3974 | 4260.53
5300 | 591.0859 | 4291.5115 | 591.0859 | 4291.5115
5301 | 623.2135 | 4291.9519 | 623.2135 | 4291.9519
5302 | 641.2994 | 4302.8134 | 641.2994 | 4302.8134
5303 | 682.1816 | 4321.6849 | 682.1816 | 4321.6849
5304 | 676.0496 | 4342.6745 | 676.0496 | 4342.6745
5305 | 657.6923 | 4306.6712 | 657.6923 | 4306.6712
5306 | 661.0693 | 4213.3044 | 661.0693 | 4213.3044
5307 | 674.7455 | 4154.1011 | 674.7455 | 4154.1011
5308 | 698.2215 | 4046.7102 | 698.2215 | 4046.7102
5309 | 737.3829 | 4007.3249 | 737.3829 | 4007.3249
5310 | 732.6946 | 4012.2985 | 732.6946 | 4012.2985
5311 | 706.9754 | 4011.5976 | 706.9754 | 4011.5976
5312 | 689.0518 | 4054.1285 | 689.0518 | 4054.1285
5313 | 673.7952 | 4109.0126 | 673.7952 | 4109.0126
5314 | 653.878 | 4111.7991 | 653.878 | 4111.7991
5315 | 622.3287 | 4066.5964 | 622.3287 | 4066.5964
5316 | 590.1319 | 4029.1506 | 590.1319 | 4029.1506
5317 | 567.8595 | 4006.4242 | 567.8595 | 4006.4242
5318 | 554.8397 | 3985.7746 | 554.8397 | 3985.7746
5319 | 543.1628 | 3944.5684 | 543.1628 | 3944.5684
5320 | 537.9224 | 3899.6685 | 537.9224 | 3899.6685
5321 | 539.0554 | 3884.8713 | 539.0554 | 3884.8713
5322 | 548.1583 | 3932.4852 | 548.1583 | 3932.4852
5323 | 563.7424 | 3928.2899 | 563.7424 | 3928.2899
5324 | 581.4008 | 3892.3555 | 581.4008 | 3892.3555
5325 | 611.0096 | 3820.8677 | 611.0096 | 3820.8677
5326 | 632.619 | 3753.786 | 632.619 | 3753.786
5327 | 672.9349 | 3691.9574 | 672.9349 | 3691.9574
5328 | 673.1991 | 3641.0188 | 673.1991 | 3641.0188
5329 | 658.1941 | 3580.4545 | 658.1941 | 3580.4545
5330 | 657.8514 | 3509.3095 | 657.8514 | 3509.3095
5331 | 664.0803 | 3472.2444 | 664.0803 | 3472.2444
5332 | 688.5093 | 3422.4964 | 688.5093 | 3422.4964
5333 | 725.7587 | 3436.744 | 725.7587 | 3436.744
5334 | 721.9625 | 3474.2149 | 721.9625 | 3474.2149
5335 | 693.6292 | 3486.1285 | 693.6292 | 3486.1285
5336 | 673.8431 | 3500.1722 | 673.8431 | 3500.1722
5337 | 654.4416 | 3507.4382 | 654.4416 | 3507.4382
5338 | 634.2026 | 3481.2362 | 634.2026 | 3481.2362
5339 | 602.7728 | 3432.9425 | 602.7728 | 3432.9425
5340 | 570.7366 | 3407.7772 | 570.7366 | 3407.7772
5341 | 548.6643 | 3401.8423 | 548.6643 | 3401.8423
5342 | 535.9505 | 3420.2061 | 535.9505 | 3420.2061
5343 | 526.162 | 3439.3161 | 526.162 | 3439.3161
5344 | 522.1532 | 3453.8969 | 522.1532 | 3453.8969
5345 | 525.4945 | 3495.6566 | 525.4945 | 3495.6566
5346 | 537.5508 | 3598.2401 | 537.5508 | 3598.2401
5347 | 558.0204 | 3654.6951 | 558.0204 | 3654.6951
5348 | 583.3916 | 3688.1828 | 583.3916 | 3688.1828
5349 | 614.3245 | 3694.6381 | 614.3245 | 3694.6381
5350 | 633.9127 | 3703.244 | 633.9127 | 3703.244
5351 | 673.3118 | 3709.3338 | 673.3118 | 3709.3338
5352 | 666.3177 | 3723.8073 | 666.3177 | 3723.8073
5353 | 646.2408 | 3726.4831 | 646.2408 | 3726.4831
5354 | 650.4862 | 3712.062 | 650.4862 | 3712.062
5355 | 660.352 | 3685.0218 | 660.352 | 3685.0218
5356 | 690.2446 | 3617.062 | 690.2446 | 3617.062
5357 | 731.3505 | 3597.7264 | 731.3505 | 3597.7264
5358 | 733.6863 | 3602.1152 | 733.6863 | 3602.1152
5359 | 704.2598 | 3593.5615 | 704.2598 | 3593.5615
5360 | 686.7274 | 3595.4918 | 686.7274 | 3595.4918
5361 | 670.6977 | 3601.6718 | 670.6977 | 3601.6718
5362 | 651.5435 | 3584.8263 | 651.5435 | 3584.8263
5363 | 611.6179 | 3544.3018 | 611.6179 | 3544.3018
5364 | 578.2625 | 3512.4533 | 578.2625 | 3512.4533
5365 | 553.1216 | 3477.697 | 553.1216 | 3477.697
5366 | 544.2249 | 3458.8018 | 544.2249 | 3458.8018
5367 | 532.2757 | 3459.6999 | 532.2757 | 3459.6999
5368 | 527.899 | 3482.1336 | 527.899 | 3482.1336
5369 | 535.2689 | 3545.7808 | 535.2689 | 3545.7808
5370 | 553.4151 | 3675.5985 | 553.4151 | 3675.5985
5371 | 582.1136 | 3755.8625 | 582.1136 | 3755.8625
5372 | 619.9301 | 3807.9797 | 619.9301 | 3807.9797
5373 | 642.2324 | 3822.2043 | 642.2324 | 3822.2043
5374 | 657.9404 | 3842.0046 | 657.9404 | 3842.0046
5375 | 699.5038 | 3874.6603 | 699.5038 | 3874.6603
5376 | 693.8982 | 3921.9651 | 693.8982 | 3921.9651
5377 | 667.287 | 3947.8652 | 667.287 | 3947.8652
5378 | 667.2325 | 3935.7832 | 667.2325 | 3935.7832
5379 | 684.6652 | 3924.2814 | 684.6652 | 3924.2814
5380 | 712.7477 | 3874.0322 | 712.7477 | 3874.0322
5381 | 759.6593 | 3872.3236 | 759.6593 | 3872.3236
5382 | 759.387 | 3893.0864 | 759.387 | 3893.0864
5383 | 728.3144 | 3901.2407 | 728.3144 | 3901.2407
5384 | 712.1821 | 3952.6269 | 712.1821 | 3952.6269
5385 | 689.0016 | 4048.4458 | 689.0016 | 4048.4458
5386 | 663.6128 | 4091.7494 | 663.6128 | 4091.7494
5387 | 625.1532 | 4083.2209 | 625.1532 | 4083.2209
5388 | 589.9565 | 4078.6901 | 589.9565 | 4078.6901
5389 | 563.4586 | 4073.7577 | 563.4586 | 4073.7577
5390 | 550.3943 | 4084.5193 | 550.3943 | 4084.5193
5391 | 541.4671 | 4096.9461 | 541.4671 | 4096.9461
5392 | 537.2438 | 4107.8511 | 537.2438 | 4107.8511
5393 | 539.154 | 4140.7555 | 539.154 | 4140.7555
5394 | 559.5801 | 4225.7955 | 559.5801 | 4225.7955
5395 | 588.54 | 4250.7558 | 588.54 | 4250.7558
5396 | 631.2992 | 4255.5056 | 631.2992 | 4255.5056
5397 | 655.1541 | 4232.137 | 655.1541 | 4232.137
5398 | 667.6191 | 4208.4963 | 667.6191 | 4208.4963
5399 | 706.5621 | 4179.7498 | 706.5621 | 4179.7498
5400 | 695.5697 | 4153.9568 | 695.5697 | 4153.9568
5401 | 669.2842 | 4085.2891 | 669.2842 | 4085.2891
5402 | 667.0601 | 3953.995 | 667.0601 | 3953.995
5403 | 678.6062 | 3823.2811 | 678.6062 | 3823.2811
5404 | 705.4996 | 3687.403 | 705.4996 | 3687.403
5405 | 750.9855 | 3621.7025 | 750.9855 | 3621.7025
5406 | 756.9735 | 3570.0357 | 756.9735 | 3570.0357
5407 | 723.1507 | 3513.6133 | 723.1507 | 3513.6133
5408 | 698.6895 | 3496.747 | 698.6895 | 3496.747
5409 | 683.425 | 3501.5904 | 683.425 | 3501.5904
5410 | 657.9111 | 3491.4281 | 657.9111 | 3491.4281
5411 | 620.4581 | 3481.2288 | 620.4581 | 3481.2288
5412 | 584.5593 | 3504.1828 | 584.5593 | 3504.1828
5413 | 561.0374 | 3537.1778 | 561.0374 | 3537.1778
5414 | 543.7703 | 3590.2944 | 543.7703 | 3590.2944
5415 | 533.8778 | 3652.8453 | 533.8778 | 3652.8453
5416 | 528.7609 | 3711.6191 | 528.7609 | 3711.6191
5417 | 534.7925 | 3780.947 | 534.7925 | 3780.947
5418 | 552.5914 | 3893.5554 | 552.5914 | 3893.5554
5419 | 574.8604 | 3947.5877 | 574.8604 | 3947.5877
5420 | 616.245 | 3967.876 | 616.245 | 3967.876
5421 | 642.5874 | 3935.4851 | 642.5874 | 3935.4851
5422 | 660.0129 | 3901.1512 | 660.0129 | 3901.1512
5423 | 700.0105 | 3881.0093 | 700.0105 | 3881.0093
5424 | 688.0181 | 3873.5952 | 688.0181 | 3873.5952
5425 | 661.2345 | 3832.4123 | 661.2345 | 3832.4123
5426 | 663.5877 | 3748.4021 | 663.5877 | 3748.4021
5427 | 678.2773 | 3682.5155 | 678.2773 | 3682.5155
5428 | 698.5575 | 3603.8626 | 698.5575 | 3603.8626
5429 | 739.8865 | 3583.9422 | 739.8865 | 3583.9422
5430 | 749.1874 | 3582.8174 | 749.1874 | 3582.8174
5431 | 713.1372 | 3590.0528 | 713.1372 | 3590.0528
5432 | 692.2899 | 3667.42 | 692.2899 | 3667.42
5433 | 676.0179 | 3782.3696 | 676.0179 | 3782.3696
5434 | 652.2298 | 3833.8602 | 652.2298 | 3833.8602
5435 | 614.3238 | 3829.4252 | 614.3238 | 3829.4252
5436 | 582.3539 | 3832.1624 | 582.3539 | 3832.1624
5437 | 559.0877 | 3828.2325 | 559.0877 | 3828.2325
5438 | 547.6238 | 3824.3745 | 547.6238 | 3824.3745
5439 | 536.4952 | 3820.9286 | 536.4952 | 3820.9286
5440 | 528.7948 | 3832.5855 | 528.7948 | 3832.5855
5441 | 532.3557 | 3891.5545 | 532.3557 | 3891.5545
5442 | 543.5518 | 4014.2713 | 543.5518 | 4014.2713
5443 | 559.8669 | 4079.498 | 559.8669 | 4079.498
5444 | 593.3967 | 4105.3 | 593.3967 | 4105.3
5445 | 619.687 | 4071.4888 | 619.687 | 4071.4888
5446 | 641.0609 | 4045.0913 | 641.0609 | 4045.0913
5447 | 677.9356 | 4050.0951 | 677.9356 | 4050.0951
5448 | 676.8958 | 4061.3105 | 676.8958 | 4061.3105
5449 | 656.6702 | 4042.2658 | 656.6702 | 4042.2658
5450 | 661.9104 | 3970.6195 | 661.9104 | 3970.6195
5451 | 665.7165 | 3845.0851 | 665.7165 | 3845.0851
5452 | 685.0823 | 3712.0474 | 685.0823 | 3712.0474
5453 | 723.9705 | 3702.5696 | 723.9705 | 3702.5696
5454 | 731.7231 | 3711.7202 | 731.7231 | 3711.7202
5455 | 702.022 | 3725.5553 | 702.022 | 3725.5553
5456 | 679.1429 | 3808.8539 | 679.1429 | 3808.8539
5457 | 661.0441 | 3875.6007 | 661.0441 | 3875.6007
5458 | 643.6337 | 3876.7164 | 643.6337 | 3876.7164
5459 | 612.2317 | 3843.1258 | 612.2317 | 3843.1258
5460 | 581.7805 | 3828.1525 | 581.7805 | 3828.1525
5461 | 557.3905 | 3823.1365 | 557.3905 | 3823.1365
5462 | 542.46 | 3836.4879 | 542.46 | 3836.4879
5463 | 532.1729 | 3862.5317 | 532.1729 | 3862.5317
5464 | 527.9793 | 3896.1598 | 527.9793 | 3896.1598
5465 | 529.1579 | 3950.367 | 529.1579 | 3950.367
5466 | 541.4833 | 4051.6138 | 541.4833 | 4051.6138
5467 | 549.8659 | 4089.1887 | 549.8659 | 4089.1887
5468 | 573.9957 | 4097.7813 | 573.9957 | 4097.7813
5469 | 599.0662 | 4075.2481 | 599.0662 | 4075.2481
5470 | 619.5692 | 4051.3568 | 619.5692 | 4051.3568
5471 | 659.9763 | 4025.2836 | 659.9763 | 4025.2836
5472 | 663.6653 | 4015.2797 | 663.6653 | 4015.2797
5473 | 643.4709 | 4002.417 | 643.4709 | 4002.417
5474 | 644.8402 | 3972.3739 | 644.8402 | 3972.3739
5475 | 652.6064 | 3916.178 | 652.6064 | 3916.178
5476 | 673.9309 | 3823.2397 | 673.9309 | 3823.2397
5477 | 717.9692 | 3810.9214 | 717.9692 | 3810.9214
5478 | 716.422 | 3807.0398 | 716.422 | 3807.0398
5479 | 688.7669 | 3784.7019 | 688.7669 | 3784.7019
5480 | 673.8413 | 3811.026 | 673.8413 | 3811.026
5481 | 658.5385 | 3869.7529 | 658.5385 | 3869.7529
5482 | 637.9294 | 3883.6502 | 637.9294 | 3883.6502
5483 | 605.0043 | 3847.5535 | 605.0043 | 3847.5535
5484 | 576.178 | 3807.3509 | 576.178 | 3807.3509
5485 | 555.3742 | 3758.3927 | 555.3742 | 3758.3927
5486 | 540.4873 | 3725.6298 | 540.4873 | 3725.6298
5487 | 531.9114 | 3705.7264 | 531.9114 | 3705.7264
5488 | 525.5613 | 3692.1541 | 525.5613 | 3692.1541
5489 | 528.8844 | 3698.9939 | 528.8844 | 3698.9939
5490 | 537.503 | 3759.306 | 537.503 | 3759.306
5491 | 548.2867 | 3768.9784 | 548.2867 | 3768.9784
5492 | 569.6892 | 3757.4378 | 569.6892 | 3757.4378
5493 | 595.5564 | 3714.9384 | 595.5564 | 3714.9384
5494 | 619.0099 | 3674.2555 | 619.0099 | 3674.2555
5495 | 651.7186 | 3627.3807 | 651.7186 | 3627.3807
5496 | 654.4731 | 3575.356 | 654.4731 | 3575.356
5497 | 637.4045 | 3489.8132 | 637.4045 | 3489.8132
5498 | 637.4743 | 3377.9004 | 637.4743 | 3377.9004
5499 | 646.4929 | 3293.3009 | 646.4929 | 3293.3009
5500 | 669.3603 | 3204.3724 | 669.3603 | 3204.3724
5501 | 715.9402 | 3202.6638 | 715.9402 | 3202.6638
5502 | 718.5489 | 3222.7583 | 718.5489 | 3222.7583
5503 | 689.5194 | 3211.03 | 689.5194 | 3211.03
5504 | 668.8628 | 3202.7684 | 668.8628 | 3202.7684
5505 | 660.3239 | 3197.2527 | 660.3239 | 3197.2527
5506 | 635.9369 | 3160.5246 | 635.9369 | 3160.5246
5507 | 605.7445 | 3100.8694 | 605.7445 | 3100.8694
5508 | 574.1452 | 3068.8538 | 574.1452 | 3068.8538
5509 | 553.6696 | 3054.5649 | 553.6696 | 3054.5649
5510 | 539.1924 | 3071.0908 | 539.1924 | 3071.0908
5511 | 530.5207 | 3093.3753 | 530.5207 | 3093.3753
5512 | 524.8551 | 3120.1531 | 524.8551 | 3120.1531
5513 | 528.3807 | 3178.8714 | 528.3807 | 3178.8714
5514 | 542.2116 | 3291.8975 | 542.2116 | 3291.8975
5515 | 556.8439 | 3347.5171 | 556.8439 | 3347.5171
5516 | 589.4257 | 3375.0734 | 589.4257 | 3375.0734
5517 | 612.6366 | 3378.5213 | 612.6366 | 3378.5213
5518 | 629.0666 | 3397.3191 | 629.0666 | 3397.3191
5519 | 664.6155 | 3425.2129 | 664.6155 | 3425.2129
5520 | 663.381 | 3464.1638 | 663.381 | 3464.1638
5521 | 645.5858 | 3486.8893 | 645.5858 | 3486.8893
5522 | 644.5609 | 3503.6287 | 644.5609 | 3503.6287
5523 | 654.8428 | 3520.6143 | 654.8428 | 3520.6143
5524 | 676.1295 | 3504.9508 | 676.1295 | 3504.9508
5525 | 722.8788 | 3540.5847 | 722.8788 | 3540.5847
5526 | 729.6756 | 3583.7363 | 729.6756 | 3583.7363
5527 | 695.7013 | 3608.6823 | 695.7013 | 3608.6823
5528 | 680.6418 | 3649.4588 | 680.6418 | 3649.4588
5529 | 661.1718 | 3725.5622 | 661.1718 | 3725.5622
5530 | 641.3552 | 3774.5465 | 641.3552 | 3774.5465
5531 | 603.9235 | 3777.7972 | 603.9235 | 3777.7972
5532 | 567.9991 | 3785.6304 | 567.9991 | 3785.6304
5533 | 545.4997 | 3792.4772 | 545.4997 | 3792.4772
5534 | 535.1973 | 3806.664 | 535.1973 | 3806.664
5535 | 527.6261 | 3809.233 | 527.6261 | 3809.233
5536 | 520.957 | 3807.5234 | 520.957 | 3807.5234
5537 | 526.7506 | 3839.7595 | 526.7506 | 3839.7595
5538 | 543.5632 | 3935.8268 | 543.5632 | 3935.8268
5539 | 567.5735 | 3982.257 | 567.5735 | 3982.257
5540 | 609.5978 | 4005.8034 | 609.5978 | 4005.8034
5541 | 632.13 | 4005.4084 | 632.13 | 4005.4084
5542 | 651.8596 | 4014.2649 | 651.8596 | 4014.2649
5543 | 688.8065 | 4027.0379 | 688.8065 | 4027.0379
5544 | 678.6769 | 4039.5064 | 678.6769 | 4039.5064
5545 | 654.9483 | 4006.0928 | 654.9483 | 4006.0928
5546 | 659.9218 | 3935.6161 | 659.9218 | 3935.6161
5547 | 669.5855 | 3873.5724 | 669.5855 | 3873.5724
5548 | 688.6985 | 3813.0477 | 688.6985 | 3813.0477
5549 | 736.2229 | 3817.0199 | 736.2229 | 3817.0199
5550 | 749.7149 | 3832.269 | 749.7149 | 3832.269
5551 | 713.7017 | 3822.5457 | 713.7017 | 3822.5457
5552 | 691.6893 | 3819.0458 | 691.6893 | 3819.0458
5553 | 674.0027 | 3825.6436 | 674.0027 | 3825.6436
5554 | 647.0667 | 3805.1223 | 647.0667 | 3805.1223
5555 | 609.8817 | 3755.5755 | 609.8817 | 3755.5755
5556 | 573.9746 | 3714.2869 | 573.9746 | 3714.2869
5557 | 549.0979 | 3680.4496 | 549.0979 | 3680.4496
5558 | 537.9045 | 3669.9084 | 537.9045 | 3669.9084
5559 | 529.3595 | 3663.3714 | 529.3595 | 3663.3714
5560 | 523.933 | 3657.7355 | 523.933 | 3657.7355
5561 | 530.2835 | 3682.5365 | 530.2835 | 3682.5365
5562 | 547.0576 | 3764.6526 | 547.0576 | 3764.6526
5563 | 573.2337 | 3789.5293 | 573.2337 | 3789.5293
5564 | 612.5858 | 3781.748 | 612.5858 | 3781.748
5565 | 636.8207 | 3741.5043 | 636.8207 | 3741.5043
5566 | 654.0788 | 3705.9173 | 654.0788 | 3705.9173
5567 | 693.2487 | 3674.1633 | 693.2487 | 3674.1633
5568 | 687.9106 | 3651.7955 | 687.9106 | 3651.7955
5569 | 659.5973 | 3612.4505 | 659.5973 | 3612.4505
5570 | 660.9051 | 3570.0433 | 660.9051 | 3570.0433
5571 | 670.2468 | 3538.9096 | 670.2468 | 3538.9096
5572 | 690.1617 | 3484.5669 | 690.1617 | 3484.5669
5573 | 737.729 | 3485.281 | 737.729 | 3485.281
5574 | 746.1179 | 3505.5425 | 746.1179 | 3505.5425
5575 | 711.1841 | 3501.7506 | 711.1841 | 3501.7506
5576 | 686.7835 | 3501.843 | 686.7835 | 3501.843
5577 | 668.5387 | 3526.8196 | 668.5387 | 3526.8196
5578 | 644.3475 | 3544.5598 | 644.3475 | 3544.5598
5579 | 606.1766 | 3542.4639 | 606.1766 | 3542.4639
5580 | 576.5307 | 3560.6561 | 576.5307 | 3560.6561
5581 | 551.6794 | 3587.4691 | 551.6794 | 3587.4691
5582 | 542.5262 | 3635.991 | 542.5262 | 3635.991
5583 | 529.5631 | 3683.8388 | 529.5631 | 3683.8388
5584 | 523.4049 | 3735.0104 | 523.4049 | 3735.0104
5585 | 530.2569 | 3827.312 | 530.2569 | 3827.312
5586 | 545.5297 | 3981.607 | 545.5297 | 3981.607
5587 | 567.1663 | 4079.4145 | 567.1663 | 4079.4145
5588 | 608.9452 | 4143.2273 | 608.9452 | 4143.2273
5589 | 629.9363 | 4175.4966 | 629.9363 | 4175.4966
5590 | 647.1579 | 4237.2342 | 647.1579 | 4237.2342
5591 | 692.7588 | 4316.3383 | 692.7588 | 4316.3383
5592 | 690.3939 | 4388.7053 | 690.3939 | 4388.7053
5593 | 662.6294 | 4386.9535 | 662.6294 | 4386.9535
5594 | 657.1994 | 4333.519 | 657.1994 | 4333.519
5595 | 668.8539 | 4268.3843 | 668.8539 | 4268.3843
5596 | 686.4482 | 4157.4848 | 686.4482 | 4157.4848
5597 | 727.3672 | 4100.7231 | 727.3672 | 4100.7231
5598 | 739.3838 | 4078.8802 | 739.3838 | 4078.8802
5599 | 711.3234 | 4050.778 | 711.3234 | 4050.778
5600 | 684.8649 | 4066.6596 | 684.8649 | 4066.6596
5601 | 668.0555 | 4144.3502 | 668.0555 | 4144.3502
5602 | 642.7197 | 4206.5339 | 642.7197 | 4206.5339
5603 | 607.241 | 4217.2197 | 607.241 | 4217.2197
5604 | 578.3492 | 4219.3721 | 578.3492 | 4219.3721
5605 | 555.8002 | 4205.5845 | 555.8002 | 4205.5845
5606 | 541.7607 | 4189.446 | 541.7607 | 4189.446
5607 | 531.132 | 4164.3632 | 531.132 | 4164.3632
5608 | 526.9961 | 4177.0226 | 526.9961 | 4177.0226
5609 | 528.3898 | 4231.3133 | 528.3898 | 4231.3133
5610 | 543.5489 | 4348.3493 | 543.5489 | 4348.3493
5611 | 558.624 | 4407.394 | 558.624 | 4407.394
5612 | 593.0267 | 4429.8544 | 593.0267 | 4429.8544
5613 | 619.1354 | 4415.8423 | 619.1354 | 4415.8423
5614 | 639.194 | 4412.7526 | 639.194 | 4412.7526
5615 | 675.1171 | 4416.8374 | 675.1171 | 4416.8374
5616 | 671.6644 | 4430.559 | 671.6644 | 4430.559
5617 | 656.102 | 4372.2504 | 656.102 | 4372.2504
5618 | 659.173 | 4266.5196 | 659.173 | 4266.5196
5619 | 668.22 | 4164.0424 | 668.22 | 4164.0424
5620 | 681.226 | 4023.1518 | 681.226 | 4023.1518
5621 | 720.2343 | 3965.137 | 720.2343 | 3965.137
5622 | 731.8573 | 3958.415 | 731.8573 | 3958.415
5623 | 701.902 | 3947.8563 | 701.902 | 3947.8563
5624 | 673.3297 | 3960.7303 | 673.3297 | 3960.7303
5625 | 653.502 | 3995.6483 | 653.502 | 3995.6483
5626 | 635.3908 | 4005.3686 | 635.3908 | 4005.3686
5627 | 606.5046 | 3964.9277 | 606.5046 | 3964.9277
5628 | 575.9046 | 3935.2512 | 575.9046 | 3935.2512
5629 | 554.1301 | 3911.6894 | 554.1301 | 3911.6894
5630 | 541.0176 | 3897.6395 | 541.0176 | 3897.6395
5631 | 531.1127 | 3893.191 | 531.1127 | 3893.191
5632 | 523.9289 | 3912.3666 | 523.9289 | 3912.3666
5633 | 525.6986 | 3976.5151 | 525.6986 | 3976.5151
5634 | 534.7743 | 4103.743 | 534.7743 | 4103.743
5635 | 544.0997 | 4174.6505 | 544.0997 | 4174.6505
5636 | 570.5559 | 4204.546 | 570.5559 | 4204.546
5637 | 594.1943 | 4176.2485 | 594.1943 | 4176.2485
5638 | 610.2389 | 4102.0659 | 610.2389 | 4102.0659
5639 | 649.6144 | 4003.1454 | 649.6144 | 4003.1454
5640 | 643.9199 | 3896.5688 | 643.9199 | 3896.5688
5641 | 628.9584 | 3753.8844 | 628.9584 | 3753.8844
5642 | 628.4633 | 3628.271 | 628.4633 | 3628.271
5643 | 635.3233 | 3546.2612 | 635.3233 | 3546.2612
5644 | 650.8176 | 3466.6057 | 650.8176 | 3466.6057
5645 | 686.7993 | 3457.295 | 686.7993 | 3457.295
5646 | 696.3777 | 3462.2686 | 696.3777 | 3462.2686
5647 | 671.5938 | 3444.2748 | 671.5938 | 3444.2748
5648 | 658.3292 | 3441.4433 | 658.3292 | 3441.4433
5649 | 640.0142 | 3468.759 | 640.0142 | 3468.759
5650 | 620.5767 | 3496.7747 | 620.5767 | 3496.7747
5651 | 588.8062 | 3511.1363 | 588.8062 | 3511.1363
5652 | 560.986 | 3527.5741 | 560.986 | 3527.5741
5653 | 540.0832 | 3541.689 | 540.0832 | 3541.689
5654 | 527.6503 | 3582.1074 | 527.6503 | 3582.1074
5655 | 518.9154 | 3636.9727 | 518.9154 | 3636.9727
5656 | 508.709 | 3707.275 | 508.709 | 3707.275
5657 | 512.6266 | 3807.0116 | 512.6266 | 3807.0116
5658 | 519.9856 | 3955.4588 | 519.9856 | 3955.4588
5659 | 529.1736 | 4038.4797 | 529.1736 | 4038.4797
5660 | 554.0275 | 4067.6233 | 554.0275 | 4067.6233
5661 | 573.4521 | 4051.0214 | 573.4521 | 4051.0214
5662 | 599.3462 | 4037.155 | 599.3462 | 4037.155
5663 | 631.7261 | 4030.9643 | 631.7261 | 4030.9643
5664 | 624.4436 | 4030.6512 | 624.4436 | 4030.6512
5665 | 611.3976 | 3964.3226 | 611.3976 | 3964.3226
5666 | 611.8292 | 3859.845 | 611.8292 | 3859.845
5667 | 622.0417 | 3760.6258 | 622.0417 | 3760.6258
5668 | 640.5577 | 3627.6716 | 640.5577 | 3627.6716
5669 | 684.463 | 3562.6394 | 684.463 | 3562.6394
5670 | 694.3496 | 3533.2779 | 694.3496 | 3533.2779
5671 | 670.9407 | 3503.0037 | 670.9407 | 3503.0037
5672 | 650.4418 | 3524.3153 | 650.4418 | 3524.3153
5673 | 633.9486 | 3624.3112 | 633.9486 | 3624.3112
5674 | 613.3015 | 3706.7117 | 613.3015 | 3706.7117
5675 | 583.497 | 3726.9211 | 583.497 | 3726.9211
5676 | 557.8738 | 3735.2555 | 557.8738 | 3735.2555
5677 | 535.2945 | 3726.9815 | 535.2945 | 3726.9815
5678 | 522.5357 | 3722.4553 | 522.5357 | 3722.4553
5679 | 514.4263 | 3709.1516 | 514.4263 | 3709.1516
5680 | 508.4447 | 3690.734 | 508.4447 | 3690.734
5681 | 511.815 | 3695.8194 | 511.815 | 3695.8194
5682 | 522.9855 | 3763.7336 | 522.9855 | 3763.7336
5683 | 535.0538 | 3790.2812 | 535.0538 | 3790.2812
5684 | 569.0159 | 3793.1931 | 569.0159 | 3793.1931
5685 | 587.8219 | 3764.4779 | 587.8219 | 3764.4779
5686 | 609.2719 | 3734.6552 | 609.2719 | 3734.6552
5687 | 649.4163 | 3710.3363 | 649.4163 | 3710.3363
5688 | 643.9586 | 3693.148 | 643.9586 | 3693.148
5689 | 620.8703 | 3629.4092 | 620.8703 | 3629.4092
5690 | 622.9309 | 3527.1036 | 622.9309 | 3527.1036
5691 | 634.2531 | 3428.0515 | 634.2531 | 3428.0515
5692 | 650.6166 | 3313.6433 | 650.6166 | 3313.6433
5693 | 696.65 | 3253.2058 | 696.65 | 3253.2058
5694 | 712.7606 | 3220.5027 | 712.7606 | 3220.5027
5695 | 686.9219 | 3188.0564 | 686.9219 | 3188.0564
5696 | 664.2404 | 3183.7212 | 664.2404 | 3183.7212
5697 | 644.8985 | 3212.6242 | 644.8985 | 3212.6242
5698 | 621.7399 | 3223.5976 | 621.7399 | 3223.5976
5699 | 584.1199 | 3250.2397 | 584.1199 | 3250.2397
5700 | 555.7388 | 3296.0002 | 555.7388 | 3296.0002
5701 | 533.1712 | 3333.1721 | 533.1712 | 3333.1721
5702 | 521.326 | 3389.881 | 521.326 | 3389.881
5703 | 517.1829 | 3431.2127 | 517.1829 | 3431.2127
5704 | 507.9871 | 3433.346 | 507.9871 | 3433.346
5705 | 515.5037 | 3446.2842 | 515.5037 | 3446.2842
5706 | 533.4859 | 3511.8593 | 533.4859 | 3511.8593
5707 | 550.4118 | 3544.0876 | 550.4118 | 3544.0876
5708 | 595.237 | 3596.4555 | 595.237 | 3596.4555
5709 | 616.7782 | 3591.7164 | 616.7782 | 3591.7164
5710 | 638.6079 | 3554.208 | 638.6079 | 3554.208
5711 | 675.8384 | 3505.6623 | 675.8384 | 3505.6623
5712 | 666.5403 | 3453.0529 | 666.5403 | 3453.0529
5713 | 642.2856 | 3363.9178 | 642.2856 | 3363.9178
5714 | 641.7201 | 3280.1582 | 641.7201 | 3280.1582
5715 | 654.8261 | 3234.739 | 654.8261 | 3234.739
5716 | 665.3425 | 3174.0473 | 665.3425 | 3174.0473
5717 | 715.8084 | 3171.4197 | 715.8084 | 3171.4197
5718 | 735.6931 | 3168.2899 | 735.6931 | 3168.2899
5719 | 704.1599 | 3126.153 | 704.1599 | 3126.153
5720 | 680.3308 | 3080.4652 | 680.3308 | 3080.4652
5721 | 663.9895 | 3050.1381 | 663.9895 | 3050.1381
5722 | 637.5722 | 3002.0485 | 637.5722 | 3002.0485
5723 | 599.967 | 2919.5032 | 599.967 | 2919.5032
5724 | 563.8833 | 2848.6414 | 563.8833 | 2848.6414
5725 | 542.7703 | 2786.4838 | 542.7703 | 2786.4838
5726 | 532.4002 | 2749.4603 | 532.4002 | 2749.4603
5727 | 523.0321 | 2717.2765 | 523.0321 | 2717.2765
5728 | 515.2519 | 2688.2493 | 515.2519 | 2688.2493
5729 | 520.2224 | 2693.5018 | 520.2224 | 2693.5018
5730 | 535.5772 | 2760.9983 | 535.5772 | 2760.9983
5731 | 555.3077 | 2779.1082 | 555.3077 | 2779.1082
5732 | 605.9085 | 2774.418 | 605.9085 | 2774.418
5733 | 626.4206 | 2753.4721 | 626.4206 | 2753.4721
5734 | 641.7464 | 2749.1292 | 641.7464 | 2749.1292
5735 | 683.4057 | 2753.7153 | 683.4057 | 2753.7153
5736 | 678.7235 | 2773.3683 | 678.7235 | 2773.3683
5737 | 648.2066 | 2779.3022 | 648.2066 | 2779.3022
5738 | 642.6744 | 2774.4882 | 642.6744 | 2774.4882
5739 | 650.9598 | 2758.7259 | 650.9598 | 2758.7259
5740 | 667.3611 | 2696.3633 | 667.3611 | 2696.3633
5741 | 707.4355 | 2689.8094 | 707.4355 | 2689.8094
5742 | 728.7073 | 2699.7954 | 728.7073 | 2699.7954
5743 | 698.4549 | 2687.6494 | 698.4549 | 2687.6494
5744 | 677.1921 | 2700.6071 | 677.1921 | 2700.6071
5745 | 659.3477 | 2775.0396 | 659.3477 | 2775.0396
5746 | 637.0308 | 2828.7022 | 637.0308 | 2828.7022
5747 | 597.8544 | 2838.2184 | 597.8544 | 2838.2184
5748 | 565.1122 | 2870.8631 | 565.1122 | 2870.8631
5749 | 544.1113 | 2899.8481 | 544.1113 | 2899.8481
5750 | 530.4192 | 2919.7992 | 530.4192 | 2919.7992
5751 | 521.9355 | 2929.0514 | 521.9355 | 2929.0514
5752 | 517.7994 | 2941.7108 | 517.7994 | 2941.7108
5753 | 523.5652 | 2991.4903 | 523.5652 | 2991.4903
5754 | 537.3458 | 3108.7769 | 537.3458 | 3108.7769
5755 | 552.9214 | 3179.5173 | 552.9214 | 3179.5173
5756 | 596.6363 | 3231.4675 | 596.6363 | 3231.4675
5757 | 620.7521 | 3266.3265 | 620.7521 | 3266.3265
5758 | 636.7182 | 3314.0293 | 636.7182 | 3314.0293
5759 | 684.5766 | 3373.1673 | 684.5766 | 3373.1673
5760 | 676.5121 | 3435.9271 | 676.5121 | 3435.9271
5761 | 648.3223 | 3458.3185 | 648.3223 | 3458.3185
5762 | 653.1891 | 3448.6592 | 653.1891 | 3448.6592
5763 | 658.2403 | 3424.2922 | 658.2403 | 3424.2922
5764 | 670.0879 | 3368.1116 | 670.0879 | 3368.1116
5765 | 709.5421 | 3360.3046 | 709.5421 | 3360.3046
5766 | 739.2218 | 3363.0226 | 739.2218 | 3363.0226
5767 | 704.1271 | 3345.1959 | 704.1271 | 3345.1959
5768 | 681.5938 | 3346.792 | 681.5938 | 3346.792
5769 | 664.5447 | 3378.2012 | 664.5447 | 3378.2012
5770 | 639.0959 | 3416.2417 | 639.0959 | 3416.2417
5771 | 607.2186 | 3414.4801 | 607.2186 | 3414.4801
5772 | 573.8835 | 3417.9691 | 573.8835 | 3417.9691
5773 | 550.8524 | 3426.0691 | 550.8524 | 3426.0691
5774 | 539.6981 | 3442.5949 | 539.6981 | 3442.5949
5775 | 529.2825 | 3439.0655 | 529.2825 | 3439.0655
5776 | 530.7216 | 3414.1317 | 530.7216 | 3414.1317
5777 | 537.0547 | 3418.6324 | 537.0547 | 3418.6324
5778 | 547.7701 | 3499.4954 | 547.7701 | 3499.4954
5779 | 557.5079 | 3536.4854 | 557.5079 | 3536.4854
5780 | 592.3231 | 3554.2676 | 592.3231 | 3554.2676
5781 | 615.4348 | 3537.9163 | 615.4348 | 3537.9163
5782 | 637.5882 | 3520.7918 | 637.5882 | 3520.7918
5783 | 676.9848 | 3500.4828 | 676.9848 | 3500.4828
5784 | 679.0369 | 3468.1737 | 679.0369 | 3468.1737
5785 | 657.3842 | 3406.4399 | 657.3842 | 3406.4399
5786 | 658.07 | 3344.902 | 658.07 | 3344.902
5787 | 665.5927 | 3297.3108 | 665.5927 | 3297.3108
5788 | 679.046 | 3228.8498 | 679.046 | 3228.8498
5789 | 713.1053 | 3230.9005 | 713.1053 | 3230.9005
5790 | 732.4432 | 3234.2869 | 732.4432 | 3234.2869
5791 | 704.1016 | 3213.1185 | 704.1016 | 3213.1185
5792 | 680.809 | 3202.9354 | 680.809 | 3202.9354
5793 | 664.2081 | 3207.2776 | 664.2081 | 3207.2776
5794 | 643.134 | 3200.3734 | 643.134 | 3200.3734
5795 | 612.9341 | 3167.4511 | 612.9341 | 3167.4511
5796 | 577.786 | 2471.7839 | 577.786 | 2471.7839
5797 | 557.2785 | 2472.5208 | 557.2785 | 2472.5208
5798 | 547.7815 | 2474.7893 | 547.7815 | 2474.7893
5799 | 540.2607 | 2480.6467 | 540.2607 | 2480.6467
5800 | 537.1839 | 2516.087 | 537.1839 | 2516.087
5801 | 541.3522 | 2613.0324 | 541.3522 | 2613.0324
5802 | 548.4954 | 2694.9394 | 548.4954 | 2694.9394
5803 | 551.0763 | 2739.6253 | 551.0763 | 2739.6253
5804 | 574.5237 | 2743.0374 | 574.5237 | 2743.0374
5805 | 604.1492 | 2724.9599 | 604.1492 | 2724.9599
5806 | 620.8907 | 2695.6619 | 620.8907 | 2695.6619
5807 | 658.4537 | 2665.0704 | 658.4537 | 2665.0704
5808 | 656.4096 | 2635.7418 | 656.4096 | 2635.7418
5809 | 642.2152 | 2597.1771 | 642.2152 | 2597.1771
5810 | 641.3951 | 2565.1103 | 641.3951 | 2565.1103
5811 | 640.025 | 2524.8929 | 640.025 | 2524.8929
5812 | 649.1124 | 2507.2642 | 649.1124 | 2507.2642
5813 | 678.4076 | 2509.9789 | 678.4076 | 2509.9789
5814 | 708.1549 | 2487.8519 | 708.1549 | 2487.8519
5815 | 684.1289 | 2464.3756 | 684.1289 | 2464.3756
5816 | 664.1842 | 2472.3685 | 664.1842 | 2472.3685
5817 | 649.5578 | 2512.5434 | 649.5578 | 2512.5434
5818 | 633.4618 | 2543.6837 | 633.4618 | 2543.6837
5819 | 597.7872 | 2564.3246 | 597.7872 | 2564.3246
5820 | 573.5662 | 2581.8063 | 573.5662 | 2581.8063
5821 | 551.1988 | 2601.9318 | 551.1988 | 2601.9318
5822 | 538.3596 | 2618.9226 | 538.3596 | 2618.9226
5823 | 529.9468 | 2646.2061 | 529.9468 | 2646.2061
5824 | 524.4826 | 2697.6831 | 524.4826 | 2697.6831
5825 | 526.9153 | 2802.8439 | 526.9153 | 2802.8439
5826 | 532.8524 | 2888.1029 | 532.8524 | 2888.1029
5827 | 543.8404 | 2941.5301 | 543.8404 | 2941.5301
5828 | 576.7933 | 2965.1853 | 576.7933 | 2965.1853
5829 | 601.0005 | 2985.2278 | 601.0005 | 2985.2278
5830 | 620.799 | 3007.9835 | 620.799 | 3007.9835
5831 | 654.5225 | 3030.9573 | 654.5225 | 3030.9573
5832 | 652.5979 | 3037.3169 | 652.5979 | 3037.3169
5833 | 632.3635 | 2993.4942 | 632.3635 | 2993.4942
5834 | 633.9785 | 2916.012 | 633.9785 | 2916.012
5835 | 638.4853 | 2820.7177 | 638.4853 | 2820.7177
5836 | 653.9196 | 2746.2375 | 653.9196 | 2746.2375
5837 | 692.979 | 2712.8039 | 692.979 | 2712.8039
5838 | 712.1045 | 2670.631 | 712.1045 | 2670.631
5839 | 688.6451 | 2634.207 | 688.6451 | 2634.207
5840 | 667.6215 | 2633.7873 | 667.6215 | 2633.7873
5841 | 652.5161 | 2682.8349 | 652.5161 | 2682.8349
5842 | 629.2948 | 2721.3363 | 629.2948 | 2721.3363
5843 | 599.9048 | 2740.3998 | 599.9048 | 2740.3998
5844 | 571.1137 | 2763.2709 | 571.1137 | 2763.2709
5845 | 551.0628 | 2804.6253 | 551.0628 | 2804.6253
5846 | 539.5069 | 2852.638 | 539.5069 | 2852.638
5847 | 530.4639 | 2900.6903 | 530.4639 | 2900.6903
5848 | 527.5903 | 2953.2189 | 527.5903 | 2953.2189
5849 | 532.1653 | 3023.3488 | 532.1653 | 3023.3488
5850 | 537.6631 | 3048.01 | 537.6631 | 3048.01
5851 | 556.4639 | 3037.9476 | 556.4639 | 3037.9476
5852 | 593.2451 | 2997.9817 | 593.2451 | 2997.9817
5853 | 614.4361 | 2955.3233 | 614.4361 | 2955.3233
5854 | 629.2327 | 2916.3639 | 629.2327 | 2916.3639
5855 | 670.731 | 2882.2233 | 670.731 | 2882.2233
5856 | 662.0716 | 2844.2849 | 662.0716 | 2844.2849
5857 | 637.3829 | 2785.9371 | 637.3829 | 2785.9371
5858 | 634.0611 | 2728.1721 | 634.0611 | 2728.1721
5859 | 640.9306 | 2665.477 | 640.9306 | 2665.477
5860 | 653.7234 | 2631.483 | 653.7234 | 2631.483
5861 | 685.3573 | 2623.4847 | 685.3573 | 2623.4847
5862 | 719.984 | 2601.029 | 719.984 | 2601.029
5863 | 692.0707 | 2576.6326 | 692.0707 | 2576.6326
5864 | 668.5484 | 2577.8559 | 668.5484 | 2577.8559
5865 | 650.7222 | 2618.6224 | 650.7222 | 2618.6224
5866 | 632.1128 | 2666.9166 | 632.1128 | 2666.9166
5867 | 594.4747 | 2719.2366 | 594.4747 | 2719.2366
5868 | 567.1351 | 2775.3641 | 567.1351 | 2775.3641
5869 | 545.2734 | 2834.4641 | 545.2734 | 2834.4641
5870 | 532.985 | 2873.6697 | 532.985 | 2873.6697
5871 | 524.6301 | 2889.5172 | 524.6301 | 2889.5172
5872 | 520.4177 | 2920.3568 | 520.4177 | 2920.3568
5873 | 527.875 | 3011.5841 | 527.875 | 3011.5841
5874 | 537.421 | 3082.0551 | 537.421 | 3082.0551
5875 | 559.2608 | 3111.4273 | 559.2608 | 3111.4273
5876 | 604.9956 | 3102.3518 | 604.9956 | 3102.3518
5877 | 629.3379 | 3083.9456 | 629.3379 | 3083.9456
5878 | 645.6908 | 3067.5954 | 645.6908 | 3067.5954
5879 | 688.0174 | 3052.9091 | 688.0174 | 3052.9091
5880 | 680.2489 | 3023.3834 | 680.2489 | 3023.3834
5881 | 650.6139 | 2949.0647 | 650.6139 | 2949.0647
5882 | 652.6219 | 2881.1782 | 652.6219 | 2881.1782
5883 | 656.0861 | 2803.3665 | 656.0861 | 2803.3665
5884 | 669.601 | 2732.5668 | 669.601 | 2732.5668
5885 | 701.4023 | 2703.9312 | 701.4023 | 2703.9312
5886 | 729.4238 | 2673.0628 | 729.4238 | 2673.0628
5887 | 695.5814 | 2644.3943 | 695.5814 | 2644.3943
5888 | 676.1378 | 2631.947 | 676.1378 | 2631.947
5889 | 660.3835 | 2638.7997 | 660.3835 | 2638.7997
5890 | 632.7198 | 2628.4022 | 632.7198 | 2628.4022
5891 | 596.052 | 2609.0171 | 596.052 | 2609.0171
5892 | 563.8697 | 2596.7257 | 563.8697 | 2596.7257
5893 | 540.1095 | 2602.1947 | 540.1095 | 2602.1947
5894 | 528.6812 | 2617.9367 | 528.6812 | 2617.9367
5895 | 520.4587 | 2638.122 | 520.4587 | 2638.122
5896 | 519.335 | 2681.9093 | 519.335 | 2681.9093
5897 | 526.4278 | 2777.5401 | 526.4278 | 2777.5401
5898 | 534.4647 | 2853.0061 | 534.4647 | 2853.0061
5899 | 560.3423 | 2897.232 | 560.3423 | 2897.232
5900 | 602.2011 | 2913.0003 | 602.2011 | 2913.0003
5901 | 626.8047 | 2931.334 | 626.8047 | 2931.334
5902 | 648.7078 | 2960.662 | 648.7078 | 2960.662
5903 | 693.051 | 2988.9595 | 693.051 | 2988.9595
5904 | 681.9925 | 2988.681 | 681.9925 | 2988.681
5905 | 653.2493 | 2934.0138 | 653.2493 | 2934.0138
5906 | 654.0349 | 2872.5026 | 654.0349 | 2872.5026
5907 | 659.8579 | 2795.5453 | 659.8579 | 2795.5453
5908 | 672.958 | 2754.7159 | 672.958 | 2754.7159
5909 | 704.5053 | 2754.0788 | 704.5053 | 2754.0788
5910 | 737.7236 | 2746.2139 | 737.7236 | 2746.2139
5911 | 710.4014 | 2736.4082 | 710.4014 | 2736.4082
5912 | 684.7071 | 2741.575 | 684.7071 | 2741.575
5913 | 666.7259 | 2768.145 | 666.7259 | 2768.145
5914 | 636.1115 | 2810.064 | 636.1115 | 2810.064
5915 | 599.8499 | 2865.0787 | 599.8499 | 2865.0787
5916 | 565.888 | 2928.6988 | 565.888 | 2928.6988
5917 | 542.7874 | 3002.4553 | 542.7874 | 3002.4553
5918 | 529.08 | 3076.2975 | 529.08 | 3076.2975
5919 | 521.2192 | 3148.6679 | 521.2192 | 3148.6679
5920 | 518.4122 | 3230.5752 | 518.4122 | 3230.5752
5921 | 523.211 | 3342.8343 | 523.211 | 3342.8343
5922 | 530.4024 | 3414.9484 | 530.4024 | 3414.9484
5923 | 556.0299 | 3445.7008 | 556.0299 | 3445.7008
5924 | 599.3882 | 3437.3482 | 599.3882 | 3437.3482
5925 | 627.5145 | 3421.2424 | 627.5145 | 3421.2424
5926 | 646.602 | 3409.5586 | 646.602 | 3409.5586
5927 | 688.3555 | 3403.8766 | 688.3555 | 3403.8766
5928 | 676.5113 | 3367.5812 | 676.5113 | 3367.5812
5929 | 645.1195 | 3268.6159 | 645.1195 | 3268.6159
5930 | 647.0367 | 3160.1118 | 647.0367 | 3160.1118
5931 | 645.98 | 3052.2641 | 645.98 | 3052.2641
5932 | 654.8864 | 2967.0052 | 654.8864 | 2967.0052
5933 | 686.6984 | 2926.2105 | 686.6984 | 2926.2105
5934 | 720.0577 | 2883.709 | 720.0577 | 2883.709
5935 | 695.9958 | 2847.7451 | 695.9958 | 2847.7451
5936 | 671.737 | 2843.579 | 671.737 | 2843.579
5937 | 650.8859 | 2880.1391 | 650.8859 | 2880.1391
5938 | 626.5204 | 2929.485 | 626.5204 | 2929.485
5939 | 592.5268 | 2981.4106 | 592.5268 | 2981.4106
5940 | 559.9603 | 3028.6654 | 559.9603 | 3028.6654
5941 | 540.3437 | 3083.0989 | 540.3437 | 3083.0989
5942 | 530.5444 | 3133.4119 | 530.5444 | 3133.4119
5943 | 521.5233 | 3168.5823 | 521.5233 | 3168.5823
5944 | 517.5343 | 3209.3463 | 517.5343 | 3209.3463
5945 | 522.9672 | 3292.2266 | 522.9672 | 3292.2266
5946 | 526.6563 | 3340.4828 | 526.6563 | 3340.4828
5947 | 541.9908 | 3352.2409 | 541.9908 | 3352.2409
5948 | 579.2276 | 3337.0531 | 579.2276 | 3337.0531
5949 | 604.8419 | 3318.1868 | 604.8419 | 3318.1868
5950 | 627.1002 | 3301.968 | 627.1002 | 3301.968
5951 | 658.873 | 3286.4931 | 658.873 | 3286.4931
5952 | 651.5106 | 3232.5179 | 651.5106 | 3232.5179
5953 | 632.7326 | 3112.1265 | 632.7326 | 3112.1265
5954 | 631.0116 | 3015.7814 | 631.0116 | 3015.7814
5955 | 639.9571 | 2914.8348 | 639.9571 | 2914.8348
5956 | 648.5996 | 2861.715 | 648.5996 | 2861.715
5957 | 679.9525 | 2857.3315 | 679.9525 | 2857.3315
5958 | 710.4742 | 2837.5705 | 710.4742 | 2837.5705
5959 | 681.904 | 2812.1226 | 681.904 | 2812.1226
5960 | 660.1706 | 2806.7077 | 660.1706 | 2806.7077
5961 | 642.7208 | 2826.4424 | 642.7208 | 2826.4424
5962 | 619.3302 | 2843.8463 | 619.3302 | 2843.8463
5963 | 591.8365 | 2858.1119 | 591.8365 | 2858.1119
5964 | 560.0515 | 2863.106 | 560.0515 | 2863.106
5965 | 539.9964 | 2867.7863 | 539.9964 | 2867.7863
5966 | 533.5991 | 2865.98 | 533.5991 | 2865.98
5967 | 519.987 | 2857.1809 | 519.987 | 2857.1809
5968 | 514.6917 | 2862.5195 | 514.6917 | 2862.5195
5969 | 516.1692 | 2913.4578 | 516.1692 | 2913.4578
5970 | 517.0724 | 2941.931 | 517.0724 | 2941.931
5971 | 528.3776 | 2941.0043 | 528.3776 | 2941.0043
5972 | 553.5104 | 2911.16 | 553.5104 | 2911.16
5973 | 581.4473 | 2881.8436 | 581.4473 | 2881.8436
5974 | 606.0708 | 2861.8785 | 606.0708 | 2861.8785
5975 | 638.5211 | 2847.981 | 638.5211 | 2847.981
5976 | 637.6367 | 2827.328 | 637.6367 | 2827.328
5977 | 624.6533 | 2786.3315 | 624.6533 | 2786.3315
5978 | 622.9127 | 2733.2329 | 622.9127 | 2733.2329
5979 | 625.7697 | 2661.5993 | 625.7697 | 2661.5993
5980 | 636.9424 | 2618.0095 | 636.9424 | 2618.0095
5981 | 655.3061 | 2606.265 | 655.3061 | 2606.265
5982 | 679.5349 | 2582.8891 | 679.5349 | 2582.8891
5983 | 670.782 | 2559.2157 | 670.782 | 2559.2157
5984 | 655.9351 | 2554.5895 | 655.9351 | 2554.5895
5985 | 640.8357 | 2568.2776 | 640.8357 | 2568.2776
5986 | 616.6339 | 2582.8553 | 616.6339 | 2582.8553
5987 | 589.8542 | 2601.5902 | 589.8542 | 2601.5902
5988 | 561.6957 | 2610.7907 | 561.6957 | 2610.7907
5989 | 537.9569 | 2621.189 | 537.9569 | 2621.189
5990 | 529.1653 | 2638.114 | 529.1653 | 2638.114
5991 | 519.3943 | 2653.0414 | 519.3943 | 2653.0414
5992 | 515.7743 | 2676.7828 | 515.7743 | 2676.7828
5993 | 515.9234 | 2753.0907 | 515.9234 | 2753.0907
5994 | 520.7449 | 2826.8479 | 520.7449 | 2826.8479
5995 | 531.9425 | 2881.261 | 531.9425 | 2881.261
5996 | 557.9113 | 2904.0618 | 557.9113 | 2904.0618
5997 | 582.2695 | 2900.9036 | 582.2695 | 2900.9036
5998 | 607.3549 | 2891.7173 | 607.3549 | 2891.7173
5999 | 637.8846 | 2897.2742 | 637.8846 | 2897.2742
6000 | 633.2082 | 2878.5929 | 633.2082 | 2878.5929
6001 | 622.8765 | 2818.5363 | 622.8765 | 2818.5363
6002 | 623.9491 | 2756.3678 | 623.9491 | 2756.3678
6003 | 628.1188 | 2686.7059 | 628.1188 | 2686.7059
6004 | 637.5614 | 2648.7684 | 637.5614 | 2648.7684
6005 | 652.0741 | 2643.9249 | 652.0741 | 2643.9249
6006 | 664.3965 | 2630.2763 | 664.3965 | 2630.2763
6007 | 669.0144 | 2618.1046 | 669.0144 | 2618.1046
6008 | 652.5723 | 2627.7406 | 652.5723 | 2627.7406
6009 | 637.9065 | 2664.8922 | 637.9065 | 2664.8922
6010 | 615.5761 | 2725.4769 | 615.5761 | 2725.4769
6011 | 582.6359 | 2793.3736 | 582.6359 | 2793.3736
6012 | 560.1604 | 2847.4636 | 560.1604 | 2847.4636
6013 | 537.6866 | 2894.3389 | 537.6866 | 2894.3389
6014 | 526.4307 | 2926.3148 | 526.4307 | 2926.3148
6015 | 515.5873 | 2950.0492 | 515.5873 | 2950.0492
6016 | 514.8042 | 2991.5362 | 514.8042 | 2991.5362
6017 | 514.6655 | 3091.2419 | 514.6655 | 3091.2419
6018 | 528.5949 | 3175.3178 | 528.5949 | 3175.3178
6019 | 545.4916 | 3201.7981 | 545.4916 | 3201.7981
6020 | 577.8278 | 3163.7382 | 577.8278 | 3163.7382
6021 | 595.3491 | 3116.8078 | 595.3491 | 3116.8078
6022 | 615.8127 | 3086.1296 | 615.8127 | 3086.1296
6023 | 649.8079 | 3052.7777 | 649.8079 | 3052.7777
6024 | 652.266 | 2991.3757 | 652.266 | 2991.3757
6025 | 630.6234 | 2908.9072 | 630.6234 | 2908.9072
6026 | 627.6393 | 2843.7811 | 627.6393 | 2843.7811
6027 | 633.1543 | 2742.8344 | 633.1543 | 2742.8344
6028 | 643.8959 | 2696.8786 | 643.8959 | 2696.8786
6029 | 661.8776 | 2675.4069 | 661.8776 | 2675.4069
6030 | 677.7688 | 2642.8296 | 677.7688 | 2642.8296
6031 | 683.824 | 2620.2735 | 683.824 | 2620.2735
6032 | 664.9452 | 2620.511 | 664.9452 | 2620.511
6033 | 648.0967 | 2648.6583 | 648.0967 | 2648.6583
6034 | 617.5095 | 2675.1979 | 617.5095 | 2675.1979
6035 | 582.4971 | 2696.6932 | 582.4971 | 2696.6932
6036 | 553.661 | 2706.9452 | 553.661 | 2706.9452
6037 | 530.9409 | 2721.4842 | 530.9409 | 2721.4842
6038 | 518.4154 | 2741.1697 | 518.4154 | 2741.1697
6039 | 514.9663 | 2765.1012 | 514.9663 | 2765.1012
6040 | 511.82 | 2809.0199 | 511.82 | 2809.0199
6041 | 519.2781 | 2899.3271 | 519.2781 | 2899.3271
6042 | 535.7979 | 2967.1691 | 535.7979 | 2967.1691
6043 | 559.2418 | 3000.5505 | 559.2418 | 3000.5505
6044 | 603.4598 | 2999.822 | 603.4598 | 2999.822
6045 | 629.9795 | 2987.4625 | 629.9795 | 2987.4625
6046 | 654.2007 | 2971.0465 | 654.2007 | 2971.0465
6047 | 686.259 | 2955.703 | 686.259 | 2955.703
6048 | 680.9904 | 2914.4783 | 680.9904 | 2914.4783
6049 | 653.852 | 2853.6331 | 653.852 | 2853.6331
6050 | 647.772 | 2813.285 | 647.772 | 2813.285
6051 | 653.1635 | 2760.3171 | 653.1635 | 2760.3171
6052 | 661.0835 | 2738.6792 | 661.0835 | 2738.6792
6053 | 677.5855 | 2745.8632 | 677.5855 | 2745.8632
6054 | 689.1786 | 2734.1863 | 689.1786 | 2734.1863
6055 | 694.1199 | 2714.8507 | 694.1199 | 2714.8507
6056 | 681.7311 | 2708.5157 | 681.7311 | 2708.5157
6057 | 663.4957 | 2714.514 | 663.4957 | 2714.514
6058 | 627.5673 | 2728.5002 | 627.5673 | 2728.5002
6059 | 593.4897 | 2754.5963 | 593.4897 | 2754.5963
6060 | 561.4701 | 2768.6603 | 561.4701 | 2768.6603
6061 | 538.3874 | 2786.4197 | 538.3874 | 2786.4197
6062 | 525.1791 | 2804.8564 | 525.1791 | 2804.8564
6063 | 519.2226 | 2822.1499 | 519.2226 | 2822.1499
6064 | 516.6943 | 2860.4163 | 516.6943 | 2860.4163
6065 | 521.6627 | 2948.6203 | 521.6627 | 2948.6203
6066 | 540.3491 | 3011.2044 | 540.3491 | 3011.2044
6067 | 565.2479 | 3038.6048 | 565.2479 | 3038.6048
6068 | 609.0787 | 3036.3647 | 609.0787 | 3036.3647
6069 | 637.9668 | 3024.991 | 637.9668 | 3024.991
6070 | 654.5705 | 3009.8895 | 654.5705 | 3009.8895
6071 | 687.4191 | 2993.5602 | 687.4191 | 2993.5602
6072 | 679.9832 | 2958.9736 | 679.9832 | 2958.9736
6073 | 644.8932 | 2880.1199 | 644.8932 | 2880.1199
6074 | 641.6555 | 2790.2815 | 641.6555 | 2790.2815
6075 | 649.4994 | 2713.5872 | 649.4994 | 2713.5872
6076 | 651.7046 | 2663.1621 | 651.7046 | 2663.1621
6077 | 666.8141 | 2645.1737 | 666.8141 | 2645.1737
6078 | 683.237 | 2612.3336 | 683.237 | 2612.3336
6079 | 687.5716 | 2579.9846 | 687.5716 | 2579.9846
6080 | 676.2248 | 2566.4856 | 676.2248 | 2566.4856
6081 | 658.8783 | 2584.2486 | 658.8783 | 2584.2486
6082 | 627.695 | 2594.2913 | 627.695 | 2594.2913
6083 | 587.0378 | 2604.745 | 587.0378 | 2604.745
6084 | 557.0005 | 2619.7292 | 557.0005 | 2619.7292
6085 | 535.7106 | 2645.2441 | 535.7106 | 2645.2441
6086 | 527.2802 | 2671.962 | 527.2802 | 2671.962
6087 | 516.1447 | 2693.5275 | 516.1447 | 2693.5275
6088 | 515.5625 | 2729.4279 | 515.5625 | 2729.4279
6089 | 522.2894 | 2809.4164 | 522.2894 | 2809.4164
6090 | 535.2077 | 2860.0386 | 535.2077 | 2860.0386
6091 | 562.7973 | 2873.3084 | 562.7973 | 2873.3084
6092 | 605.9345 | 2854.5714 | 605.9345 | 2854.5714
6093 | 630.557 | 2832.4847 | 630.557 | 2832.4847
6094 | 655.6896 | 2819.6178 | 655.6896 | 2819.6178
6095 | 681.2263 | 2821.4941 | 681.2263 | 2821.4941
6096 | 676.9251 | 2812.9344 | 676.9251 | 2812.9344
6097 | 645.86 | 2753.0093 | 645.86 | 2753.0093
6098 | 639.461 | 2658.2415 | 639.461 | 2658.2415
6099 | 645.2165 | 2563.0787 | 645.2165 | 2563.0787
6100 | 650.3158 | 2486.3639 | 650.3158 | 2486.3639
6101 | 665.3358 | 2440.7713 | 665.3358 | 2440.7713
6102 | 674.6975 | 2389.1998 | 674.6975 | 2389.1998
6103 | 682.2616 | 2349.2268 | 682.2616 | 2349.2268
6104 | 666.3357 | 2345.1264 | 666.3357 | 2345.1264
6105 | 647.4017 | 2397.9861 | 647.4017 | 2397.9861
6106 | 620.1204 | 2445.0973 | 620.1204 | 2445.0973
6107 | 589.428 | 2483.5495 | 589.428 | 2483.5495
6108 | 560.1561 | 2514.1103 | 560.1561 | 2514.1103
6109 | 538.094 | 2548.6951 | 538.094 | 2548.6951
6110 | 525.3143 | 2583.6944 | 525.3143 | 2583.6944
6111 | 517.2242 | 2616.6302 | 517.2242 | 2616.6302
6112 | 517.0737 | 2672.9708 | 517.0737 | 2672.9708
6113 | 520.5143 | 2785.6899 | 520.5143 | 2785.6899
6114 | 533.925 | 2880.1503 | 533.925 | 2880.1503
6115 | 549.1995 | 2933.6432 | 549.1995 | 2933.6432
6116 | 586.4174 | 2930.1543 | 586.4174 | 2930.1543
6117 | 619.1106 | 2905.7672 | 619.1106 | 2905.7672
6118 | 640.2701 | 2889.1541 | 640.2701 | 2889.1541
6119 | 668.5412 | 2876.9654 | 668.5412 | 2876.9654
6120 | 661.1227 | 2822.9245 | 661.1227 | 2822.9245
6121 | 641.827 | 2706.4108 | 641.827 | 2706.4108
6122 | 634.9668 | 2611.5116 | 634.9668 | 2611.5116
6123 | 631.5279 | 2524.1042 | 631.5279 | 2524.1042
6124 | 640.6226 | 2448.441 | 640.6226 | 2448.441
6125 | 644.2664 | 2399.7594 | 644.2664 | 2399.7594
6126 | 655.9379 | 2341.7469 | 655.9379 | 2341.7469
6127 | 667.5232 | 2297.8304 | 667.5232 | 2297.8304
6128 | 662.5518 | 2283.6742 | 662.5518 | 2283.6742
6129 | 639.7017 | 2290.3298 | 639.7017 | 2290.3298
6130 | 610.2546 | 2295.3775 | 610.2546 | 2295.3775
6131 | 581.1191 | 2302.8079 | 581.1191 | 2302.8079
6132 | 552.5757 | 2295.5115 | 552.5757 | 2295.5115
6133 | 533.054 | 2290.6618 | 533.054 | 2290.6618
6134 | 522.0854 | 2288.8555 | 522.0854 | 2288.8555
6135 | 515.8022 | 2288.1404 | 515.8022 | 2288.1404
6136 | 515.8582 | 2313.6564 | 515.8582 | 2313.6564
6137 | 516.185 | 2392.3304 | 516.185 | 2392.3304
6138 | 524.9056 | 2447.6191 | 524.9056 | 2447.6191
6139 | 534.3936 | 2465.2923 | 534.3936 | 2465.2923
6140 | 561.6358 | 2448.79 | 561.6358 | 2448.79
6141 | 585.4388 | 2420.8538 | 585.4388 | 2420.8538
6142 | 606.3354 | 2398.2597 | 606.3354 | 2398.2597
6143 | 634.4999 | 2372.1375 | 634.4999 | 2372.1375
6144 | 621.1919 | 2331.0443 | 621.1919 | 2331.0443
6145 | 604.4091 | 2276.64 | 604.4091 | 2276.64
6146 | 600.3754 | 2222.5556 | 600.3754 | 2222.5556
6147 | 600.6976 | 2165.1184 | 600.6976 | 2165.1184
6148 | 605.9453 | 2134.9364 | 605.9453 | 2134.9364
6149 | 627.2672 | 2132.4589 | 627.2672 | 2132.4589
6150 | 633.3927 | 2117.1015 | 633.3927 | 2117.1015
6151 | 648.0429 | 2095.2026 | 648.0429 | 2095.2026
6152 | 645.2185 | 2084.7927 | 645.2185 | 2084.7927
6153 | 625.1625 | 2067.3275 | 625.1625 | 2067.3275
6154 | 600.8009 | 2016.1152 | 600.8009 | 2016.1152
6155 | 570.9563 | 1969.5203 | 570.9563 | 1969.5203
6156 | 544.1751 | 1932.4508 | 544.1751 | 1932.4508
6157 | 524.8513 | 1913.9305 | 524.8513 | 1913.9305
6158 | 512.4039 | 1913.1757 | 512.4039 | 1913.1757
6159 | 504.6211 | 1930.6006 | 504.6211 | 1930.6006
6160 | 503.9935 | 1985.4295 | 503.9935 | 1985.4295
6161 | 506.4965 | 2093.9423 | 506.4965 | 2093.9423
6162 | 512.4773 | 2169.2769 | 512.4773 | 2169.2769
6163 | 527.4698 | 2199.1749 | 527.4698 | 2199.1749
6164 | 553.691 | 2188.3249 | 553.691 | 2188.3249
6165 | 573.9134 | 2167.3554 | 573.9134 | 2167.3554
6166 | 598.6075 | 2145.813 | 598.6075 | 2145.813
6167 | 627.4075 | 2125.8688 | 627.4075 | 2125.8688
6168 | 625.8169 | 2104.6243 | 625.8169 | 2104.6243
6169 | 612.2443 | 2078.4814 | 612.2443 | 2078.4814
6170 | 609.9377 | 2059.5595 | 609.9377 | 2059.5595
6171 | 616.0139 | 2035.3788 | 616.0139 | 2035.3788
6172 | 622.2263 | 2036.6129 | 622.2263 | 2036.6129
6173 | 635.4028 | 2056.9418 | 635.4028 | 2056.9418
6174 | 644.3256 | 2050.7857 | 644.3256 | 2050.7857
6175 | 653.1827 | 2030.0041 | 653.1827 | 2030.0041
6176 | 648.8651 | 2015.9794 | 648.8651 | 2015.9794
6177 | 632.3887 | 2009.2272 | 632.3887 | 2009.2272
6178 | 603.1532 | 1983.3188 | 603.1532 | 1983.3188
6179 | 572.8879 | 1966.6941 | 572.8879 | 1966.6941
6180 | 544.8628 | 1964.2613 | 544.8628 | 1964.2613
6181 | 523.8973 | 1979.3261 | 523.8973 | 1979.3261
6182 | 512.227 | 2003.1522 | 512.227 | 2003.1522
6183 | 506.1098 | 2029.4498 | 506.1098 | 2029.4498
6184 | 505.8508 | 2076.6548 | 505.8508 | 2076.6548
6185 | 509.2619 | 2178.6609 | 509.2619 | 2178.6609
6186 | 522.0524 | 2267.929 | 522.0524 | 2267.929
6187 | 541.0034 | 2342.1251 | 541.0034 | 2342.1251
6188 | 580.9009 | 2407.6466 | 580.9009 | 2407.6466
6189 | 606.0621 | 2484.212 | 606.0621 | 2484.212
6190 | 630.2534 | 2571.3774 | 630.2534 | 2571.3774
6191 | 663.2005 | 2651.597 | 663.2005 | 2651.597
6192 | 652.8799 | 2709.7473 | 652.8799 | 2709.7473
6193 | 629.305 | 2741.3761 | 629.305 | 2741.3761
6194 | 624.6528 | 2764.9777 | 624.6528 | 2764.9777
6195 | 629.7478 | 2767.481 | 629.7478 | 2767.481
6196 | 635.2022 | 2781.4 | 635.2022 | 2781.4
6197 | 648.4843 | 2808.6956 | 648.4843 | 2808.6956
6198 | 660.8909 | 2814.0413 | 660.8909 | 2814.0413
6199 | 666.6695 | 2810.9395 | 666.6695 | 2810.9395
6200 | 661.8785 | 2818.9324 | 661.8785 | 2818.9324
6201 | 646.3618 | 2828.2827 | 646.3618 | 2828.2827
6202 | 612.4826 | 2815.1905 | 612.4826 | 2815.1905
6203 | 577.0707 | 2814.9968 | 577.0707 | 2814.9968
6204 | 547.9462 | 2822.1598 | 547.9462 | 2822.1598
6205 | 524.6125 | 2840.7079 | 524.6125 | 2840.7079
6206 | 514.9792 | 2857.3044 | 514.9792 | 2857.3044
6207 | 507.3883 | 2876.0437 | 507.3883 | 2876.0437
6208 | 507.8166 | 2914.6388 | 507.8166 | 2914.6388
6209 | 513.6811 | 3000.8711 | 513.6811 | 3000.8711
6210 | 531.1958 | 3073.2481 | 531.1958 | 3073.2481
6211 | 557.9307 | 3118.1969 | 557.9307 | 3118.1969
6212 | 604.9785 | 3136.2655 | 604.9785 | 3136.2655
6213 | 628.3418 | 3138.3653 | 628.3418 | 3138.3653
6214 | 648.0686 | 3144.427 | 648.0686 | 3144.427
6215 | 680.8229 | 3155.0446 | 680.8229 | 3155.0446
6216 | 666.0139 | 3112.1768 | 666.0139 | 3112.1768
6217 | 637.0322 | 3028.6567 | 637.0322 | 3028.6567
6218 | 633.3977 | 2948.5455 | 633.3977 | 2948.5455
6219 | 633.9509 | 2874.6115 | 633.9509 | 2874.6115
6220 | 638.2948 | 2846.0726 | 638.2948 | 2846.0726
6221 | 653.7963 | 2837.0227 | 653.7963 | 2837.0227
6222 | 666.8712 | 2804.6427 | 666.8712 | 2804.6427
6223 | 667.891 | 2773.6739 | 667.891 | 2773.6739
6224 | 661.7486 | 2766.353 | 661.7486 | 2766.353
6225 | 644.7549 | 2783.4587 | 644.7549 | 2783.4587
6226 | 612.9533 | 2817.8852 | 612.9533 | 2817.8852
6227 | 572.4011 | 2873.7543 | 572.4011 | 2873.7543
6228 | 541.7889 | 2919.3659 | 541.7889 | 2919.3659
6229 | 522.9189 | 2970.119 | 522.9189 | 2970.119
6230 | 510.5359 | 3010.7705 | 510.5359 | 3010.7705
6231 | 504.6956 | 3028.7868 | 504.6956 | 3028.7868
6232 | 503.8926 | 3040.5007 | 503.8926 | 3040.5007
6233 | 510.1618 | 3086.1811 | 510.1618 | 3086.1811
6234 | 525.7918 | 3114.7201 | 525.7918 | 3114.7201
6235 | 552.2256 | 3108.9955 | 552.2256 | 3108.9955
6236 | 597.0192 | 3061.5371 | 597.0192 | 3061.5371
6237 | 619.5673 | 2989.8285 | 619.5673 | 2989.8285
6238 | 635.1534 | 2911.0402 | 635.1534 | 2911.0402
6239 | 669.599 | 2834.9676 | 669.599 | 2834.9676
6240 | 653.6748 | 2752.731 | 653.6748 | 2752.731
6241 | 628.3683 | 2665.9247 | 628.3683 | 2665.9247
6242 | 621.8912 | 2582.6587 | 621.8912 | 2582.6587
6243 | 627.1378 | 2502.6781 | 627.1378 | 2502.6781
6244 | 628.7058 | 2467.6982 | 628.7058 | 2467.6982
6245 | 642.0469 | 2473.6992 | 642.0469 | 2473.6992
6246 | 653.0115 | 2467.0173 | 653.0115 | 2467.0173
6247 | 656.8362 | 2452.3481 | 656.8362 | 2452.3481
6248 | 656.298 | 2447.8534 | 656.298 | 2447.8534
6249 | 637.2538 | 2459.504 | 637.2538 | 2459.504
6250 | 609.6129 | 2485.2548 | 609.6129 | 2485.2548
6251 | 573.3057 | 2544.213 | 573.3057 | 2544.213
6252 | 539.564 | 2604.744 | 539.564 | 2604.744
6253 | 515.5645 | 2668.0504 | 515.5645 | 2668.0504
6254 | 503.6027 | 2723.1612 | 503.6027 | 2723.1612
6255 | 498.6337 | 2775.8143 | 498.6337 | 2775.8143
6256 | 500.5723 | 2852.9895 | 500.5723 | 2852.9895
6257 | 505.4675 | 2977.2103 | 505.4675 | 2977.2103
6258 | 518.7011 | 3077.8488 | 518.7011 | 3077.8488
6259 | 543.1827 | 3145.1438 | 543.1827 | 3145.1438
6260 | 589.631 | 3171.5594 | 589.631 | 3171.5594
6261 | 610.9735 | 3167.5469 | 610.9735 | 3167.5469
6262 | 633.281 | 3157.3747 | 633.281 | 3157.3747
6263 | 668.688 | 3143.8058 | 668.688 | 3143.8058
6264 | 656.7793 | 3086.3472 | 656.7793 | 3086.3472
6265 | 631.3386 | 3002.2356 | 631.3386 | 3002.2356
6266 | 629.6598 | 2919.7583 | 629.6598 | 2919.7583
6267 | 628.8337 | 2838.0031 | 628.8337 | 2838.0031
6268 | 632.6399 | 2789.0897 | 632.6399 | 2789.0897
6269 | 643.5292 | 2757.365 | 643.5292 | 2757.365
6270 | 648.9258 | 2701.7843 | 648.9258 | 2701.7843
6271 | 648.222 | 2639.1364 | 648.222 | 2639.1364
6272 | 645.2273 | 2597.4418 | 645.2273 | 2597.4418
6273 | 625.7161 | 2574.5871 | 625.7161 | 2574.5871
6274 | 600.3386 | 2549.6646 | 600.3386 | 2549.6646
6275 | 567.7617 | 2544.5416 | 567.7617 | 2544.5416
6276 | 533.2943 | 2541.8459 | 533.2943 | 2541.8459
6277 | 514.0618 | 2550.6669 | 514.0618 | 2550.6669
6278 | 500.6307 | 2562.6626 | 500.6307 | 2562.6626
6279 | 493.9523 | 2572.6607 | 493.9523 | 2572.6607
6280 | 491.4127 | 2600.6741 | 491.4127 | 2600.6741
6281 | 495.5908 | 2679.1509 | 495.5908 | 2679.1509
6282 | 508.2578 | 2732.4022 | 508.2578 | 2732.4022
6283 | 527.3237 | 2746.0663 | 527.3237 | 2746.0663
6284 | 566.192 | 2728.3809 | 566.192 | 2728.3809
6285 | 596.3898 | 2703.7967 | 596.3898 | 2703.7967
6286 | 619.8423 | 2680.151 | 619.8423 | 2680.151
6287 | 652.7689 | 2655.0146 | 652.7689 | 2655.0146
6288 | 645.8078 | 2620.4938 | 645.8078 | 2620.4938
6289 | 619.0939 | 2570.0987 | 619.0939 | 2570.0987
6290 | 613.9268 | 2518.4461 | 613.9268 | 2518.4461
6291 | 616.1707 | 2455.4881 | 616.1707 | 2455.4881
6292 | 621.0826 | 2437.7936 | 621.0826 | 2437.7936
6293 | 632.3448 | 2466.4695 | 632.3448 | 2466.4695
6294 | 637.0018 | 2478.7162 | 637.0018 | 2478.7162
6295 | 639.5798 | 2477.7834 | 639.5798 | 2477.7834
6296 | 637.5991 | 2481.5699 | 637.5991 | 2481.5699
6297 | 620.7975 | 2483.8219 | 620.7975 | 2483.8219
6298 | 594.9352 | 2458.1765 | 594.9352 | 2458.1765
6299 | 566.702 | 2439.3828 | 566.702 | 2439.3828
6300 | 535.325 | 2420.7819 | 535.325 | 2420.7819
6301 | 512.4159 | 2408.834 | 512.4159 | 2408.834
6302 | 501.7304 | 2410.7082 | 501.7304 | 2410.7082
6303 | 494.8543 | 2425.6355 | 494.8543 | 2425.6355
6304 | 492.0433 | 2479.6758 | 492.0433 | 2479.6758
6305 | 495.4838 | 2593.3151 | 495.4838 | 2593.3151
6306 | 500.5353 | 2692.8362 | 500.5353 | 2692.8362
6307 | 509.8927 | 2768.2153 | 509.8927 | 2768.2153
6308 | 541.2557 | 2817.503 | 541.2557 | 2817.503
6309 | 571.8527 | 2848.39 | 571.8527 | 2848.39
6310 | 599.9216 | 2874.8919 | 599.9216 | 2874.8919
6311 | 630.5201 | 2904.3066 | 630.5201 | 2904.3066
6312 | 627.4974 | 2895.7469 | 627.4974 | 2895.7469
6313 | 610.9547 | 2858.2995 | 610.9547 | 2858.2995
6314 | 601.0801 | 2825.6412 | 601.0801 | 2825.6412
6315 | 601.4712 | 2782.9262 | 601.4712 | 2782.9262
6316 | 605.918 | 2762.8 | 605.918 | 2762.8
6317 | 620.5517 | 2764.9233 | 620.5517 | 2764.9233
6318 | 621.9666 | 2738.5241 | 621.9666 | 2738.5241
6319 | 628.3671 | 2701.903 | 628.3671 | 2701.903
6320 | 636.4154 | 2676.7709 | 636.4154 | 2676.7709
6321 | 617.7973 | 2664.8922 | 617.7973 | 2664.8922
6322 | 591.9115 | 2661.9873 | 591.9115 | 2661.9873
6323 | 562.9862 | 2690.5809 | 562.9862 | 2690.5809
6324 | 533.9154 | 2711.0201 | 533.9154 | 2711.0201
6325 | 514.3392 | 2716.292 | 514.3392 | 2716.292
6326 | 505.3225 | 2697.7259 | 505.3225 | 2697.7259
6327 | 496.5563 | 2671.3127 | 496.5563 | 2671.3127
6328 | 494.4243 | 2667.3842 | 494.4243 | 2667.3842
6329 | 496.2147 | 2703.6003 | 496.2147 | 2703.6003
6330 | 505.1253 | 2711.239 | 505.1253 | 2711.239
6331 | 517.4186 | 2687.9003 | 517.4186 | 2687.9003
6332 | 550.4417 | 2647.08 | 550.4417 | 2647.08
6333 | 579.3195 | 2615.0032 | 579.3195 | 2615.0032
6334 | 598.4293 | 2583.5364 | 598.4293 | 2583.5364
6335 | 629.9413 | 2549.7901 | 629.9413 | 2549.7901
6336 | 626.6974 | 2507.251 | 626.6974 | 2507.251
6337 | 604.5148 | 2442.3308 | 604.5148 | 2442.3308
6338 | 600.1145 | 2365.1115 | 600.1145 | 2365.1115
6339 | 603.6491 | 2272.4461 | 603.6491 | 2272.4461
6340 | 605.4556 | 2209.2048 | 605.4556 | 2209.2048
6341 | 618.0678 | 2182.1465 | 618.0678 | 2182.1465
6342 | 625.7517 | 2131.8237 | 625.7517 | 2131.8237
6343 | 631.6061 | 2071.0818 | 631.6061 | 2071.0818
6344 | 638.8985 | 2047.067 | 638.8985 | 2047.067
6345 | 620.9701 | 2085.2045 | 620.9701 | 2085.2045
6346 | 588.9544 | 2142.5687 | 588.9544 | 2142.5687
6347 | 560.4272 | 2200.1466 | 560.4272 | 2200.1466
6348 | 529.6302 | 2231.036 | 529.6302 | 2231.036
6349 | 510.8941 | 2264.3721 | 510.8941 | 2264.3721
6350 | 498.6479 | 2296.4795 | 498.6479 | 2296.4795
6351 | 493.7324 | 2330.0068 | 493.7324 | 2330.0068
6352 | 490.862 | 2392.394 | 490.862 | 2392.394
6353 | 492.2997 | 2511.817 | 492.2997 | 2511.817
6354 | 502.6776 | 2612.7183 | 502.6776 | 2612.7183
6355 | 520.6493 | 2673.9668 | 520.6493 | 2673.9668
6356 | 561.0554 | 2695.2559 | 561.0554 | 2695.2559
6357 | 585.2671 | 2708.726 | 585.2671 | 2708.726
6358 | 606.3358 | 2729.5099 | 606.3358 | 2729.5099
6359 | 643.0217 | 2741.5077 | 643.0217 | 2741.5077
6360 | 636.7705 | 2726.8356 | 636.7705 | 2726.8356
6361 | 607.2774 | 2694.3832 | 607.2774 | 2694.3832
6362 | 606.8242 | 2665.997 | 606.8242 | 2665.997
6363 | 612.2183 | 2630.7089 | 612.2183 | 2630.7089
6364 | 613.4642 | 2623.6618 | 613.4642 | 2623.6618
6365 | 628.792 | 2634.7235 | 628.792 | 2634.7235
6366 | 632.5776 | 2627.253 | 632.5776 | 2627.253
6367 | 631.7437 | 2609.3633 | 631.7437 | 2609.3633
6368 | 632.0023 | 2596.9817 | 632.0023 | 2596.9817
6369 | 622.0316 | 2584.2486 | 622.0316 | 2584.2486
6370 | 593.4674 | 2549.1388 | 593.4674 | 2549.1388
6371 | 562.2056 | 2529.8194 | 562.2056 | 2529.8194
6372 | 530.3572 | 2515.1619 | 530.3572 | 2515.1619
6373 | 507.8779 | 2503.8055 | 507.8779 | 2503.8055
6374 | 497.1544 | 2495.8868 | 497.1544 | 2495.8868
6375 | 493.1605 | 2483.8015 | 493.1605 | 2483.8015
6376 | 491.7842 | 2503.4023 | 491.7842 | 2503.4023
6377 | 496.4347 | 2585.8225 | 496.4347 | 2585.8225
6378 | 510.4867 | 2642.0971 | 510.4867 | 2642.0971
6379 | 537.8099 | 2655.2354 | 537.8099 | 2655.2354
6380 | 578.3812 | 2617.9642 | 578.3812 | 2617.9642
6381 | 605.0531 | 2569.522 | 605.0531 | 2569.522
6382 | 630.9172 | 2536.9379 | 630.9172 | 2536.9379
6383 | 659.5988 | 2498.7224 | 659.5988 | 2498.7224
6384 | 654.464 | 2448.0334 | 654.464 | 2448.0334
6385 | 623.5022 | 2383.902 | 623.5022 | 2383.902
6386 | 620.7366 | 2353.4783 | 620.7366 | 2353.4783
6387 | 620.9836 | 2406.5235 | 620.9836 | 2406.5235
6388 | 628.061 | 2523.6952 | 628.061 | 2523.6952
6389 | 641.9669 | 2601.9929 | 641.9669 | 2601.9929
6390 | 642.9193 | 2605.6954 | 642.9193 | 2605.6954
6391 | 643.6211 | 2575.2524 | 643.6211 | 2575.2524
6392 | 651.5949 | 2537.4355 | 651.5949 | 2537.4355
6393 | 631.7871 | 2488.3569 | 631.7871 | 2488.3569
6394 | 595.6556 | 2405.9257 | 595.6556 | 2405.9257
6395 | 559.1722 | 2336.1301 | 559.1722 | 2336.1301
6396 | 528.7903 | 2283.2868 | 528.7903 | 2283.2868
6397 | 508.5531 | 2249.3213 | 508.5531 | 2249.3213
6398 | 498.0439 | 2239.8909 | 498.0439 | 2239.8909
6399 | 490.9866 | 2248.7716 | 490.9866 | 2248.7716
6400 | 492.2476 | 2286.1179 | 492.2476 | 2286.1179
6401 | 495.3711 | 2384.9035 | 495.3711 | 2384.9035
6402 | 508.3657 | 2460.8953 | 508.3657 | 2460.8953
6403 | 534.0757 | 2508.9989 | 534.0757 | 2508.9989
6404 | 576.4136 | 2546.6534 | 576.4136 | 2546.6534
6405 | 604.1243 | 2589.8308 | 604.1243 | 2589.8308
6406 | 627.242 | 2632.8295 | 627.242 | 2632.8295
6407 | 658.2919 | 2657.3807 | 658.2919 | 2657.3807
6408 | 650.0285 | 2623.3857 | 650.0285 | 2623.3857
6409 | 620.2345 | 2568.1927 | 620.2345 | 2568.1927
6410 | 617.3849 | 2520.5493 | 617.3849 | 2520.5493
6411 | 621.8775 | 2441.0945 | 621.8775 | 2441.0945
6412 | 628.1833 | 2374.304 | 628.1833 | 2374.304
6413 | 639.2431 | 2330.6832 | 639.2431 | 2330.6832
6414 | 639.005 | 2274.3796 | 639.005 | 2274.3796
6415 | 635.9566 | 2227.7026 | 635.9566 | 2227.7026
6416 | 639.5523 | 2214.0066 | 639.5523 | 2214.0066
6417 | 631.0015 | 2234.7271 | 631.0015 | 2234.7271
6418 | 598.358 | 2287.9507 | 598.358 | 2287.9507
6419 | 560.5727 | 2363.2742 | 560.5727 | 2363.2742
6420 | 529.6634 | 2406.454 | 529.6634 | 2406.454
6421 | 507.3311 | 2436.241 | 507.3311 | 2436.241
6422 | 496.997 | 2472.949 | 496.997 | 2472.949
6423 | 492.4307 | 2525.865 | 492.4307 | 2525.865
6424 | 490.8629 | 2605.6692 | 490.8629 | 2605.6692
6425 | 495.8701 | 2736.4625 | 495.8701 | 2736.4625
6426 | 506.7956 | 2844.8563 | 506.7956 | 2844.8563
6427 | 534.6834 | 2916.3578 | 534.6834 | 2916.3578
6428 | 581.2317 | 2948.9514 | 581.2317 | 2948.9514
6429 | 609.203 | 2957.0979 | 609.203 | 2957.0979
6430 | 630.0008 | 2951.3292 | 630.0008 | 2951.3292
6431 | 659.3772 | 2917.8458 | 659.3772 | 2917.8458
6432 | 649.6079 | 2831.7315 | 649.6079 | 2831.7315
6433 | 618.9943 | 2700.6271 | 618.9943 | 2700.6271
6434 | 608.8237 | 2584.3675 | 608.8237 | 2584.3675
6435 | 615.8162 | 2463.2435 | 615.8162 | 2463.2435
6436 | 619.6995 | 2385.2143 | 619.6995 | 2385.2143
6437 | 634.3965 | 2330.2232 | 634.3965 | 2330.2232
6438 | 629.3083 | 2265.8354 | 629.3083 | 2265.8354
6439 | 625.6219 | 2203.5161 | 625.6219 | 2203.5161
6440 | 631.8939 | 2161.8872 | 631.8939 | 2161.8872
6441 | 619.6555 | 2131.6715 | 619.6555 | 2131.6715
6442 | 594.6186 | 2095.8387 | 594.6186 | 2095.8387
6443 | 559.2772 | 2084.8006 | 559.2772 | 2084.8006
6444 | 528.4647 | 2075.9926 | 528.4647 | 2075.9926
6445 | 507.8203 | 2075.6121 | 507.8203 | 2075.6121
6446 | 495.9443 | 2078.1436 | 495.9443 | 2078.1436
6447 | 489.084 | 2077.1656 | 489.084 | 2077.1656
6448 | 487.5295 | 2087.1049 | 487.5295 | 2087.1049
6449 | 489.0085 | 2131.0108 | 489.0085 | 2131.0108
6450 | 495.6788 | 2148.4423 | 495.6788 | 2148.4423
6451 | 516.1778 | 2155.1397 | 516.1778 | 2155.1397
6452 | 552.1774 | 2128.1872 | 552.1774 | 2128.1872
6453 | 582.3714 | 2118.3909 | 582.3714 | 2118.3909
6454 | 608.2541 | 2135.8229 | 608.2541 | 2135.8229
6455 | 642.6316 | 2124.9487 | 642.6316 | 2124.9487
6456 | 638.8537 | 2070.842 | 638.8537 | 2070.842
6457 | 611.4366 | 2009.6682 | 611.4366 | 2009.6682
6458 | 603.3115 | 1952.6261 | 603.3115 | 1952.6261
6459 | 595.8267 | 1892.2314 | 595.8267 | 1892.2314
6460 | 601.7305 | 1863.2324 | 601.7305 | 1863.2324
6461 | 612.3222 | 1873.0454 | 612.3222 | 1873.0454
6462 | 617.8353 | 1871.9501 | 617.8353 | 1871.9501
6463 | 614.0782 | 1860.7642 | 614.0782 | 1860.7642
6464 | 623.7207 | 1856.5324 | 623.7207 | 1856.5324
6465 | 603.6179 | 1845.7711 | 603.6179 | 1845.7711
6466 | 577.7343 | 1808.2952 | 577.7343 | 1808.2952
6467 | 551.8895 | 1778.3285 | 551.8895 | 1778.3285
6468 | 525.9305 | 1756.3099 | 525.9305 | 1756.3099
6469 | 507.4904 | 1753.6291 | 507.4904 | 1753.6291
6470 | 494.5923 | 1766.3478 | 494.5923 | 1766.3478
6471 | 485.295 | 1799.2836 | 485.295 | 1799.2836
6472 | 484.2854 | 1871.6609 | 484.2854 | 1871.6609
6473 | 484.0853 | 2012.2471 | 484.0853 | 2012.2471
6474 | 483.9174 | 2150.4798 | 483.9174 | 2150.4798
6475 | 491.7126 | 2263.1246 | 491.7126 | 2263.1246
6476 | 517.065 | 2325.7542 | 517.065 | 2325.7542
6477 | 542.1987 | 2353.9465 | 542.1987 | 2353.9465
6478 | 564.0141 | 2369.2754 | 564.0141 | 2369.2754
6479 | 589.6124 | 2373.5834 | 589.6124 | 2373.5834
6480 | 589.6231 | 2362.9863 | 589.6231 | 2362.9863
6481 | 575.498 | 2336.1862 | 575.498 | 2336.1862
6482 | 568.2564 | 2313.4522 | 568.2564 | 2313.4522
6483 | 566.963 | 2288.4171 | 566.963 | 2288.4171
6484 | 573.3879 | 2297.5381 | 573.3879 | 2297.5381
6485 | 581.6303 | 2334.2981 | 581.6303 | 2334.2981
6486 | 583.5934 | 2356.6663 | 583.5934 | 2356.6663
6487 | 589.7175 | 2371.8359 | 589.7175 | 2371.8359
6488 | 605.0772 | 2398.6259 | 605.0772 | 2398.6259
6489 | 593.7434 | 2421.3839 | 593.7434 | 2421.3839
6490 | 575.6761 | 2419.0705 | 575.6761 | 2419.0705
6491 | 544.5626 | 2426.5666 | 544.5626 | 2426.5666
6492 | 515.3581 | 2439.3161 | 515.3581 | 2439.3161
6493 | 496.8827 | 2459.113 | 496.8827 | 2459.113
6494 | 486.6256 | 2480.5731 | 486.6256 | 2480.5731
6495 | 480.8027 | 2501.6785 | 480.8027 | 2501.6785
6496 | 478.537 | 2544.5456 | 478.537 | 2544.5456
6497 | 479.7745 | 2634.4585 | 479.7745 | 2634.4585
6498 | 480.7947 | 2695.9909 | 480.7947 | 2695.9909
6499 | 495.4246 | 2719.1851 | 495.4246 | 2719.1851
6500 | 524.9531 | 2707.4149 | 524.9531 | 2707.4149
6501 | 554.9207 | 2673.4978 | 554.9207 | 2673.4978
6502 | 579.4823 | 2632.8295 | 579.4823 | 2632.8295
6503 | 617.3129 | 2588.436 | 617.3129 | 2588.436
6504 | 614.2237 | 2527.5598 | 614.2237 | 2527.5598
6505 | 593.9806 | 2448.969 | 593.9806 | 2448.969
6506 | 582.5293 | 2364.5199 | 582.5293 | 2364.5199
6507 | 585.0913 | 2265.1507 | 585.0913 | 2265.1507
6508 | 583.3935 | 2202.6323 | 583.3935 | 2202.6323
6509 | 600.5849 | 2178.926 | 600.5849 | 2178.926
6510 | 602.1312 | 2142.2738 | 602.1312 | 2142.2738
6511 | 603.8624 | 2104.404 | 603.8624 | 2104.404
6512 | 615.6129 | 2085.0556 | 615.6129 | 2085.0556
6513 | 601.974 | 2079.5522 | 601.974 | 2079.5522
6514 | 572.6601 | 2066.0657 | 572.6601 | 2066.0657
6515 | 540.909 | 2081.1857 | 540.909 | 2081.1857
6516 | 511.9066 | 2113.2582 | 511.9066 | 2113.2582
6517 | 491.632 | 2158.8847 | 491.632 | 2158.8847
6518 | 481.3736 | 2199.2076 | 481.3736 | 2199.2076
6519 | 476.4894 | 2227.5427 | 476.4894 | 2227.5427
6520 | 474.5412 | 2268.9639 | 474.5412 | 2268.9639
6521 | 475.2156 | 2358.6138 | 475.2156 | 2358.6138
6522 | 480.1345 | 2424.6813 | 480.1345 | 2424.6813
6523 | 499.5623 | 2466.081 | 499.5623 | 2466.081
6524 | 541.615 | 2493.2853 | 541.615 | 2493.2853
6525 | 573.3715 | 2531.2048 | 573.3715 | 2531.2048
6526 | 595.4424 | 2577.6212 | 595.4424 | 2577.6212
6527 | 628.2359 | 2588.3702 | 628.2359 | 2588.3702
6528 | 623.238 | 2548.9859 | 623.238 | 2548.9859
6529 | 601.6661 | 2488.9293 | 601.6661 | 2488.9293
6530 | 592.9197 | 2423.8689 | 592.9197 | 2423.8689
6531 | 601.2693 | 2342.1795 | 601.2693 | 2342.1795
6532 | 609.8538 | 2280.5156 | 609.8538 | 2280.5156
6533 | 620.279 | 2254.9689 | 620.279 | 2254.9689
6534 | 617.5614 | 2219.1055 | 617.5614 | 2219.1055
6535 | 613.1881 | 2185.2448 | 613.1881 | 2185.2448
6536 | 627.7792 | 2168.2625 | 627.7792 | 2168.2625
6537 | 615.8667 | 2157.9612 | 615.8667 | 2157.9612
6538 | 587.6875 | 2157.1595 | 587.6875 | 2157.1595
6539 | 552.1291 | 2194.2972 | 552.1291 | 2194.2972
6540 | 518.254 | 1351.1505 | 518.254 | 1351.1505
6541 | 496.6569 | 1383.0429 | 496.6569 | 1383.0429
6542 | 482.2969 | 1417.5219 | 482.2969 | 1417.5219
6543 | 475.9257 | 1461.8793 | 475.9257 | 1461.8793
6544 | 472.7741 | 1530.1279 | 472.7741 | 1530.1279
6545 | 475.4298 | 1648.0179 | 475.4298 | 1648.0179
6546 | 481.7737 | 1705.7799 | 481.7737 | 1705.7799
6547 | 509.5414 | 1724.7318 | 509.5414 | 1724.7318
6548 | 547.1087 | 1706.4708 | 547.1087 | 1706.4708
6549 | 577.5395 | 1691.2318 | 577.5395 | 1691.2318
6550 | 606.7479 | 1667.4044 | 606.7479 | 1667.4044
6551 | 647.7445 | 1624.781 | 647.7445 | 1624.781
6552 | 640.7855 | 1557.0284 | 640.7855 | 1557.0284
6553 | 609.5238 | 1495.7145 | 609.5238 | 1495.7145
6554 | 606.8018 | 1451.9721 | 606.8018 | 1451.9721
6555 | 614.8862 | 1403.1855 | 614.8862 | 1403.1855
6556 | 615.0298 | 1406.9884 | 615.0298 | 1406.9884
6557 | 630.4524 | 1419.1926 | 630.4524 | 1419.1926
6558 | 625.6937 | 1403.1015 | 625.6937 | 1403.1015
6559 | 622.3569 | 1390.9181 | 622.3569 | 1390.9181
6560 | 640.5535 | 1395.2236 | 640.5535 | 1395.2236
6561 | 621.1334 | 1387.0556 | 621.1334 | 1387.0556
6562 | 592.815 | 1365.6249 | 592.815 | 1365.6249
6563 | 558.921 | 1368.7209 | 558.921 | 1368.7209
6564 | 526.2627 | 1377.1847 | 526.2627 | 1377.1847
6565 | 504.2748 | 1392.3804 | 504.2748 | 1392.3804
6566 | 491.0745 | 1409.213 | 491.0745 | 1409.213
6567 | 483.374 | 1426.1118 | 483.374 | 1426.1118
6568 | 480.568 | 1470.1858 | 480.568 | 1470.1858
6569 | 484.4868 | 1573.6739 | 484.4868 | 1573.6739
6570 | 487.9888 | 1624.2349 | 487.9888 | 1624.2349
6571 | 517.6014 | 1641.2085 | 517.6014 | 1641.2085
6572 | 567.5312 | 1619.624 | 567.5312 | 1619.624
6573 | 593.7818 | 1605.1763 | 593.7818 | 1605.1763
6574 | 619.5945 | 1588.8268 | 619.5945 | 1588.8268
6575 | 653.6006 | 1557.5193 | 653.6006 | 1557.5193
6576 | 645.7477 | 1513.2291 | 645.7477 | 1513.2291
6577 | 614.4835 | 1472.1333 | 614.4835 | 1472.1333
6578 | 606.9779 | 1450.6268 | 606.9779 | 1450.6268
6579 | 614.8224 | 1405.7969 | 614.8224 | 1405.7969
6580 | 616.528 | 1413.5563 | 616.528 | 1413.5563
6581 | 627.2307 | 1415.5525 | 627.2307 | 1415.5525
6582 | 625.9177 | 1383.0812 | 625.9177 | 1383.0812
6583 | 620.0572 | 1354.478 | 620.0572 | 1354.478
6584 | 625.039 | 1344.8959 | 625.039 | 1344.8959
6585 | 615.3805 | 1324.3835 | 615.3805 | 1324.3835
6586 | 585.5929 | 1298.1257 | 585.5929 | 1298.1257
6587 | 547.623 | 1311.8649 | 547.623 | 1311.8649
6588 | 516.7789 | 1329.9432 | 516.7789 | 1329.9432
6589 | 493.6978 | 1352.696 | 493.6978 | 1352.696
6590 | 482.0674 | 1366.6799 | 482.0674 | 1366.6799
6591 | 471.5843 | 1360.314 | 471.5843 | 1360.314
6592 | 468.4227 | 1375.5841 | 468.4227 | 1375.5841
6593 | 469.7557 | 1469.1807 | 469.7557 | 1469.1807
6594 | 472.3188 | 1516.5765 | 472.3188 | 1516.5765
6595 | 500.7198 | 1515.6269 | 500.7198 | 1515.6269
6596 | 545.4466 | 1478.8491 | 545.4466 | 1478.8491
6597 | 569.3226 | 1448.2981 | 569.3226 | 1448.2981
6598 | 597.2388 | 1415.1332 | 597.2388 | 1415.1332
6599 | 636.492 | 1393.7566 | 636.492 | 1393.7566
6600 | 638.9099 | 1366.8358 | 638.9099 | 1366.8358
6601 | 609.2429 | 1342.239 | 609.2429 | 1342.239
6602 | 601.8266 | 1336.5588 | 601.8266 | 1336.5588
6603 | 601.2805 | 1312.7778 | 601.2805 | 1312.7778
6604 | 605.8541 | 1343.9602 | 605.8541 | 1343.9602
6605 | 616.3334 | 1370.1706 | 616.3334 | 1370.1706
6606 | 611.1162 | 1361.6366 | 611.1162 | 1361.6366
6607 | 602.2033 | 1347.9101 | 602.2033 | 1347.9101
6608 | 608.1123 | 1345.7268 | 608.1123 | 1345.7268
6609 | 602.89 | 1327.8653 | 602.89 | 1327.8653
6610 | 581.4461 | 1307.4237 | 581.4461 | 1307.4237
6611 | 543.5211 | 1333.903 | 543.5211 | 1333.903
6612 | 516.6239 | 1365.4732 | 516.6239 | 1365.4732
6613 | 494.6943 | 1397.4844 | 494.6943 | 1397.4844
6614 | 481.9505 | 1427.532 | 481.9505 | 1427.532
6615 | 476.1745 | 1462.6706 | 476.1745 | 1462.6706
6616 | 474.2148 | 1525.4195 | 474.2148 | 1525.4195
6617 | 474.2149 | 1640.0652 | 474.2149 | 1640.0652
6618 | 476.4586 | 1696.1258 | 476.4586 | 1696.1258
6619 | 502.6785 | 1713.4951 | 502.6785 | 1713.4951
6620 | 546.5494 | 1695.6693 | 546.5494 | 1695.6693
6621 | 580.8201 | 1683.1999 | 580.8201 | 1683.1999
6622 | 603.2582 | 1664.5161 | 603.2582 | 1664.5161
6623 | 639.4548 | 1633.5646 | 639.4548 | 1633.5646
6624 | 631.4253 | 1594.8136 | 631.4253 | 1594.8136
6625 | 604.7268 | 1551.5813 | 604.7268 | 1551.5813
6626 | 603.8093 | 1510.5689 | 603.8093 | 1510.5689
6627 | 604.2982 | 1459.1711 | 604.2982 | 1459.1711
6628 | 609.2985 | 1468.3549 | 609.2985 | 1468.3549
6629 | 616.9211 | 1480.0842 | 616.9211 | 1480.0842
6630 | 613.0761 | 1462.8458 | 613.0761 | 1462.8458
6631 | 610.3779 | 1443.8175 | 610.3779 | 1443.8175
6632 | 624.0815 | 1439.102 | 624.0815 | 1439.102
6633 | 618.0496 | 1422.2691 | 618.0496 | 1422.2691
6634 | 593.9567 | 1395.4179 | 593.9567 | 1395.4179
6635 | 557.7884 | 1394.8343 | 557.7884 | 1394.8343
6636 | 526.5235 | 1407.6899 | 526.5235 | 1407.6899
6637 | 503.385 | 1433.331 | 503.385 | 1433.331
6638 | 489.5773 | 1453.2893 | 489.5773 | 1453.2893
6639 | 482.65 | 1473.1555 | 482.65 | 1473.1555
6640 | 480.9974 | 1518.8516 | 480.9974 | 1518.8516
6641 | 481.2593 | 1619.4514 | 481.2593 | 1619.4514
6642 | 480.3931 | 1661.2684 | 480.3931 | 1661.2684
6643 | 499.1361 | 1667.045 | 499.1361 | 1667.045
6644 | 532.9083 | 1642.4534 | 532.9083 | 1642.4534
6645 | 558.0933 | 1624.0096 | 558.0933 | 1624.0096
6646 | 579.1303 | 1604.2575 | 579.1303 | 1604.2575
6647 | 614.4155 | 1588.4597 | 614.4155 | 1588.4597
6648 | 610.3033 | 1560.7871 | 610.3033 | 1560.7871
6649 | 582.9239 | 1533.4207 | 582.9239 | 1533.4207
6650 | 579.8032 | 1526.5931 | 579.8032 | 1526.5931
6651 | 584.2747 | 1501.4273 | 584.2747 | 1501.4273
6652 | 583.2564 | 1526.477 | 583.2564 | 1526.477
6653 | 587.7189 | 1551.5004 | 587.7189 | 1551.5004
6654 | 593.9222 | 1544.8655 | 593.9222 | 1544.8655
6655 | 589.4518 | 1535.333 | 589.4518 | 1535.333
6656 | 605.2415 | 1538.0559 | 605.2415 | 1538.0559
6657 | 605.7785 | 1523.3992 | 605.7785 | 1523.3992
6658 | 580.737 | 1490.7318 | 580.737 | 1490.7318
6659 | 551.4831 | 1473.9262 | 551.4831 | 1473.9262
6660 | 527.2791 | 1463.5567 | 527.2791 | 1463.5567
6661 | 505.2219 | 1466.2892 | 505.2219 | 1466.2892
6662 | 493.4394 | 1470.9752 | 493.4394 | 1470.9752
6663 | 486.3009 | 1480.4356 | 486.3009 | 1480.4356
6664 | 482.6677 | 1520.1177 | 482.6677 | 1520.1177
6665 | 480.7822 | 1621.9441 | 480.7822 | 1621.9441
6666 | 475.2958 | 1675.2747 | 475.2958 | 1675.2747
6667 | 492.8486 | 1700.0032 | 492.8486 | 1700.0032
6668 | 517.5073 | 1695.6693 | 517.5073 | 1695.6693
6669 | 548.0115 | 1702.9432 | 548.0115 | 1702.9432
6670 | 574.1689 | 1708.3945 | 574.1689 | 1708.3945
6671 | 607.0373 | 1705.5347 | 607.0373 | 1705.5347
6672 | 600.2787 | 1680.7504 | 600.2787 | 1680.7504
6673 | 579.0891 | 1641.633 | 579.0891 | 1641.633
6674 | 577.1648 | 1614.5082 | 577.1648 | 1614.5082
6675 | 580.1893 | 1563.9016 | 580.1893 | 1563.9016
6676 | 586.6602 | 1563.3522 | 586.6602 | 1563.3522
6677 | 592.7608 | 1565.1902 | 592.7608 | 1565.1902
6678 | 591.7503 | 1539.445 | 591.7503 | 1539.445
6679 | 585.7564 | 1511.3958 | 585.7564 | 1511.3958
6680 | 608.9942 | 1496.9867 | 608.9942 | 1496.9867
6681 | 599.6547 | 1471.2515 | 599.6547 | 1471.2515
6682 | 579.6081 | 1435.4188 | 579.6081 | 1435.4188
6683 | 547.3311 | 1420.2751 | 547.3311 | 1420.2751
6684 | 518.6684 | 1415.1283 | 518.6684 | 1415.1283
6685 | 496.9125 | 1418.9686 | 496.9125 | 1418.9686
6686 | 484.7498 | 1420.608 | 484.7498 | 1420.608
6687 | 478.9012 | 1423.817 | 478.9012 | 1423.817
6688 | 476.5929 | 1455.586 | 476.5929 | 1455.586
6689 | 475.2928 | 1549.1035 | 475.2928 | 1549.1035
6690 | 469.0695 | 1589.6148 | 469.0695 | 1589.6148
6691 | 495.9838 | 1595.9849 | 495.9838 | 1595.9849
6692 | 535.9357 | 1562.3723 | 535.9357 | 1562.3723
6693 | 563.2925 | 1529.5661 | 563.2925 | 1529.5661
6694 | 590.7955 | 1475.9062 | 590.7955 | 1475.9062
6695 | 628.7047 | 1410.8886 | 628.7047 | 1410.8886
6696 | 629.4446 | 1337.755 | 629.4446 | 1337.755
6697 | 598.0931 | 1266.6289 | 598.0931 | 1266.6289
6698 | 591.7416 | 1231.5513 | 591.7416 | 1231.5513
6699 | 595.899 | 1187.8688 | 595.899 | 1187.8688
6700 | 598.0106 | 1206.5879 | 598.0106 | 1206.5879
6701 | 612.1634 | 1231.4135 | 612.1634 | 1231.4135
6702 | 614.6226 | 1226.7965 | 614.6226 | 1226.7965
6703 | 598.1704 | 1219.2819 | 598.1704 | 1219.2819
6704 | 614.0261 | 1225.5657 | 614.0261 | 1225.5657
6705 | 610.3128 | 1210.0385 | 610.3128 | 1210.0385
6706 | 583.7437 | 1173.6519 | 583.7437 | 1173.6519
6707 | 547.3594 | 1156.2528 | 547.3594 | 1156.2528
6708 | 512.9438 | 1150.7895 | 512.9438 | 1150.7895
6709 | 494.3215 | 1159.1008 | 494.3215 | 1159.1008
6710 | 484.4846 | 1166.1607 | 484.4846 | 1166.1607
6711 | 476.9751 | 1176.6498 | 476.9751 | 1176.6498
6712 | 475.1109 | 1214.3932 | 475.1109 | 1214.3932
6713 | 476.1835 | 1314.9535 | 476.1835 | 1314.9535
6714 | 475.4137 | 1366.5036 | 475.4137 | 1366.5036
6715 | 507.9991 | 1385.9699 | 507.9991 | 1385.9699
6716 | 562.613 | 1377.719 | 562.613 | 1377.719
6717 | 596.7053 | 1387.2086 | 596.7053 | 1387.2086
6718 | 617.8248 | 1392.6203 | 617.8248 | 1392.6203
6719 | 656.288 | 1374.686 | 656.288 | 1374.686
6720 | 646.4221 | 1342.1468 | 646.4221 | 1342.1468
6721 | 611.2188 | 1309.7555 | 611.2188 | 1309.7555
6722 | 608.3588 | 1303.3236 | 608.3588 | 1303.3236
6723 | 611.22 | 1275.863 | 611.22 | 1275.863
6724 | 616.1353 | 1297.3913 | 616.1353 | 1297.3913
6725 | 633.4272 | 1315.2534 | 633.4272 | 1315.2534
6726 | 638.143 | 1302.0901 | 638.143 | 1302.0901
6727 | 609.5675 | 1288.3637 | 609.5675 | 1288.3637
6728 | 628.36 | 1289.8204 | 628.36 | 1289.8204
6729 | 622.6603 | 1272.8689 | 622.6603 | 1272.8689
6730 | 591.4822 | 1240.3202 | 591.4822 | 1240.3202
6731 | 552.6064 | 1241.3983 | 552.6064 | 1241.3983
6732 | 518.571 | 1268.8537 | 518.571 | 1268.8537
6733 | 493.7024 | 1303.1992 | 493.7024 | 1303.1992
6734 | 482.8289 | 1333.9194 | 482.8289 | 1333.9194
6735 | 477.1783 | 1366.8819 | 477.1783 | 1366.8819
6736 | 475.8413 | 1418.9086 | 475.8413 | 1418.9086
6737 | 473.9953 | 1513.9296 | 473.9953 | 1513.9296
6738 | 477.5781 | 1547.4773 | 477.5781 | 1547.4773
6739 | 509.2693 | 1550.8404 | 509.2693 | 1550.8404
6740 | 560.5092 | 1526.0905 | 560.5092 | 1526.0905
6741 | 600.7324 | 1509.5459 | 600.7324 | 1509.5459
6742 | 618.9365 | 1485.4416 | 618.9365 | 1485.4416
6743 | 658.6496 | 1445.1921 | 658.6496 | 1445.1921
6744 | 644.0854 | 1401.1393 | 644.0854 | 1401.1393
6745 | 607.2754 | 1349.2026 | 607.2754 | 1349.2026
6746 | 604.2945 | 1324.333 | 604.2945 | 1324.333
6747 | 606.1111 | 1287.8118 | 606.1111 | 1287.8118
6748 | 607.0373 | 1310.6854 | 607.0373 | 1310.6854
6749 | 617.1481 | 1338.9137 | 617.1481 | 1338.9137
6750 | 615.8084 | 1337.4224 | 615.8084 | 1337.4224
6751 | 597.7689 | 1333.7456 | 597.7689 | 1333.7456
6752 | 612.9456 | 1343.5507 | 612.9456 | 1343.5507
6753 | 609.6053 | 1335.9763 | 609.6053 | 1335.9763
6754 | 582.1522 | 1314.229 | 582.1522 | 1314.229
6755 | 543.6687 | 1324.2094 | 543.6687 | 1324.2094
6756 | 508.0034 | 1346.9169 | 508.0034 | 1346.9169
6757 | 486.5106 | 1366.6627 | 486.5106 | 1366.6627
6758 | 474.7281 | 1375.9383 | 474.7281 | 1375.9383
6759 | 470.1606 | 1381.3234 | 470.1606 | 1381.3234
6760 | 468.0951 | 1413.132 | 468.0951 | 1413.132
6761 | 465.5687 | 1502.7325 | 465.5687 | 1502.7325
6762 | 466.5897 | 1540.5137 | 466.5897 | 1540.5137
6763 | 500.5786 | 1550.0886 | 500.5786 | 1550.0886
6764 | 548.493 | 1533.5289 | 548.493 | 1533.5289
6765 | 581.9417 | 1528.1813 | 581.9417 | 1528.1813
6766 | 606.1742 | 1515.195 | 606.1742 | 1515.195
6767 | 641.0817 | 1494.7284 | 641.0817 | 1494.7284
6768 | 635.2392 | 1462.1497 | 635.2392 | 1462.1497
6769 | 600.5722 | 1427.4636 | 600.5722 | 1427.4636
6770 | 592.5726 | 1407.9354 | 592.5726 | 1407.9354
6771 | 592.491 | 1368.4468 | 592.491 | 1368.4468
6772 | 599.4531 | 1381.152 | 599.4531 | 1381.152
6773 | 611.7341 | 1393.9892 | 611.7341 | 1393.9892
6774 | 607.2475 | 1373.6646 | 607.2475 | 1373.6646
6775 | 591.3371 | 1351.9062 | 591.3371 | 1351.9062
6776 | 603.7711 | 1346.0829 | 603.7711 | 1346.0829
6777 | 605.9587 | 1331.0701 | 605.9587 | 1331.0701
6778 | 583.8895 | 1312.765 | 583.8895 | 1312.765
6779 | 546.7871 | 1332.6369 | 546.7871 | 1332.6369
6780 | 510.9032 | 1368.0846 | 510.9032 | 1368.0846
6781 | 489.2361 | 1389.8482 | 489.2361 | 1389.8482
6782 | 476.4975 | 1393.3076 | 476.4975 | 1393.3076
6783 | 470.7796 | 1396.7936 | 470.7796 | 1396.7936
6784 | 467.7099 | 1429.5122 | 467.7099 | 1429.5122
6785 | 463.3278 | 1523.8606 | 463.3278 | 1523.8606
6786 | 461.9775 | 1570.7024 | 461.9775 | 1570.7024
6787 | 491.2944 | 1588.9422 | 491.2944 | 1588.9422
6788 | 533.0128 | 1574.3608 | 533.0128 | 1574.3608
6789 | 564.0692 | 1558.8052 | 564.0692 | 1558.8052
6790 | 587.7594 | 1532.3665 | 587.7594 | 1532.3665
6791 | 621.096 | 1494.9658 | 621.096 | 1494.9658
6792 | 624.6658 | 1435.6406 | 624.6658 | 1435.6406
6793 | 590.162 | 1369.0646 | 590.162 | 1369.0646
6794 | 584.0409 | 1311.9093 | 584.0409 | 1311.9093
6795 | 591.1101 | 1241.6386 | 591.1101 | 1241.6386
6796 | 593.3225 | 1224.1155 | 593.3225 | 1224.1155
6797 | 602.7026 | 1210.7998 | 602.7026 | 1210.7998
6798 | 598.072 | 1170.7319 | 598.072 | 1170.7319
6799 | 586.2555 | 1135.2047 | 586.2555 | 1135.2047
6800 | 593.6894 | 1123.0904 | 593.6894 | 1123.0904
6801 | 599.0774 | 1102.3801 | 599.0774 | 1102.3801
6802 | 581.2385 | 1078.7732 | 581.2385 | 1078.7732
6803 | 548.8068 | 1093.462 | 548.8068 | 1093.462
6804 | 514.4368 | 1120.1261 | 514.4368 | 1120.1261
6805 | 493.699 | 1138.6058 | 493.699 | 1138.6058
6806 | 479.8241 | 1155.201 | 479.8241 | 1155.201
6807 | 472.3944 | 1182.7429 | 472.3944 | 1182.7429
6808 | 470.4869 | 1246.0854 | 470.4869 | 1246.0854
6809 | 466.4821 | 1377.4673 | 466.4821 | 1377.4673
6810 | 458.3384 | 1459.2853 | 458.3384 | 1459.2853
6811 | 480.4142 | 1508.1489 | 480.4142 | 1508.1489
6812 | 518.9899 | 1527.3962 | 518.9899 | 1527.3962
6813 | 550.7261 | 1541.4358 | 550.7261 | 1541.4358
6814 | 570.0631 | 1533.3161 | 570.0631 | 1533.3161
6815 | 602.6442 | 1504.1055 | 602.6442 | 1504.1055
6816 | 598.1801 | 1450.3591 | 598.1801 | 1450.3591
6817 | 576.5849 | 1377.3734 | 576.5849 | 1377.3734
6818 | 574.5633 | 1307.3593 | 574.5633 | 1307.3593
6819 | 578.0655 | 1216.8309 | 578.0655 | 1216.8309
6820 | 578.2031 | 1184.5894 | 578.2031 | 1184.5894
6821 | 586.9495 | 1174.1619 | 586.9495 | 1174.1619
6822 | 586.0501 | 1138.0506 | 586.0501 | 1138.0506
6823 | 573.3008 | 1107.3108 | 573.3008 | 1107.3108
6824 | 586.0512 | 1100.3797 | 586.0512 | 1100.3797
6825 | 589.4858 | 1086.0394 | 589.4858 | 1086.0394
6826 | 570.76 | 1068.0509 | 570.76 | 1068.0509
6827 | 539.4849 | 1089.0306 | 539.4849 | 1089.0306
6828 | 506.6953 | 1134.8445 | 506.6953 | 1134.8445
6829 | 484.2949 | 1187.6277 | 484.2949 | 1187.6277
6830 | 472.6785 | 1230.0594 | 472.6785 | 1230.0594
6831 | 462.6419 | 1262.6658 | 462.6419 | 1262.6658
6832 | 462.6413 | 1312.5954 | 462.6413 | 1312.5954
6833 | 453.4629 | 1405.4403 | 453.4629 | 1405.4403
6834 | 447.4121 | 1439.5024 | 447.4121 | 1439.5024
6835 | 468.2349 | 1450.9369 | 468.2349 | 1450.9369
6836 | 506.9319 | 1435.4059 | 506.9319 | 1435.4059
6837 | 532.1056 | 1424.8752 | 532.1056 | 1424.8752
6838 | 552.5598 | 1398.753 | 552.5598 | 1398.753
6839 | 594.8803 | 1349.4035 | 594.8803 | 1349.4035
6840 | 590.9022 | 1290.0783 | 590.9022 | 1290.0783
6841 | 569.8028 | 1238.5767 | 569.8028 | 1238.5767
6842 | 567.7594 | 1188.8203 | 567.7594 | 1188.8203
6843 | 565.8742 | 1110.0429 | 565.8742 | 1110.0429
6844 | 573.6205 | 1092.2034 | 573.6205 | 1092.2034
6845 | 579.5165 | 1079.5998 | 579.5165 | 1079.5998
6846 | 575.2309 | 1045.1502 | 575.2309 | 1045.1502
6847 | 563.1572 | 1015.7952 | 563.1572 | 1015.7952
6848 | 576.1995 | 1005.8571 | 576.1995 | 1005.8571
6849 | 577.3187 | 995.6713 | 577.3187 | 995.6713
6850 | 555.5729 | 988.4446 | 555.5729 | 988.4446
6851 | 522.0394 | 1022.3624 | 522.0394 | 1022.3624
6852 | 490.8877 | 1078.6612 | 490.8877 | 1078.6612
6853 | 471.1732 | 1135.4801 | 471.1732 | 1135.4801
6854 | 458.513 | 1180.0878 | 458.513 | 1180.0878
6855 | 455.3569 | 1215.899 | 455.3569 | 1215.899
6856 | 456.0349 | 1278.8854 | 456.0349 | 1278.8854
6857 | 449.0102 | 1404.0159 | 449.0102 | 1404.0159
6858 | 445.3746 | 1472.5794 | 445.3746 | 1472.5794
6859 | 468.9644 | 1504.4297 | 468.9644 | 1504.4297
6860 | 510.0125 | 1500.0563 | 510.0125 | 1500.0563
6861 | 541.4242 | 1495.4604 | 541.4242 | 1495.4604
6862 | 564.2467 | 1470.0109 | 564.2467 | 1470.0109
6863 | 603.3971 | 1409.306 | 603.3971 | 1409.306
6864 | 597.0775 | 1322.8387 | 597.0775 | 1322.8387
6865 | 571.7702 | 1259.8631 | 571.7702 | 1259.8631
6866 | 568.6673 | 1201.7187 | 568.6673 | 1201.7187
6867 | 568.8578 | 1118.7078 | 568.8578 | 1118.7078
6868 | 582.1959 | 1102.5696 | 582.1959 | 1102.5696
6869 | 586.8954 | 1094.16 | 586.8954 | 1094.16
6870 | 583.3017 | 1060.5017 | 583.3017 | 1060.5017
6871 | 571.506 | 1032.4129 | 571.506 | 1032.4129
6872 | 589.6653 | 1027.9743 | 589.6653 | 1027.9743
6873 | 594.5763 | 1016.7994 | 594.5763 | 1016.7994
6874 | 575.9685 | 1002.2926 | 575.9685 | 1002.2926
6875 | 533.6204 | 1029.1281 | 533.6204 | 1029.1281
6876 | 499.4992 | 1069.205 | 499.4992 | 1069.205
6877 | 477.2796 | 1099.04 | 477.2796 | 1099.04
6878 | 466.7799 | 1120.8975 | 466.7799 | 1120.8975
6879 | 462.1759 | 1136.728 | 462.1759 | 1136.728
6880 | 460.155 | 1178.2301 | 460.155 | 1178.2301
6881 | 453.0209 | 1283.5778 | 453.0209 | 1283.5778
6882 | 455.368 | 1338.9658 | 455.368 | 1338.9658
6883 | 490.6184 | 1369.8271 | 490.6184 | 1369.8271
6884 | 542.1097 | 1375.1077 | 542.1097 | 1375.1077
6885 | 574.0096 | 1385.7051 | 574.0096 | 1385.7051
6886 | 594.6219 | 1373.6683 | 594.6219 | 1373.6683
6887 | 640.1539 | 1332.9837 | 640.1539 | 1332.9837
6888 | 632.7732 | 1281.809 | 632.7732 | 1281.809
6889 | 598.1263 | 1234.0267 | 598.1263 | 1234.0267
6890 | 593.4868 | 1180.4324 | 593.4868 | 1180.4324
6891 | 598.7037 | 1101.7341 | 598.7037 | 1101.7341
6892 | 600.4107 | 1093.3508 | 600.4107 | 1093.3508
6893 | 616.5036 | 1096.6131 | 616.5036 | 1096.6131
6894 | 613.4879 | 1077.238 | 613.4879 | 1077.238
6895 | 592.0815 | 1058.7636 | 592.0815 | 1058.7636
6896 | 600.3135 | 1050.8433 | 600.3135 | 1050.8433
6897 | 604.8389 | 1020.9934 | 604.8389 | 1020.9934
6898 | 577.4817 | 980.2941 | 577.4817 | 980.2941
6899 | 540.4647 | 970.3334 | 540.4647 | 970.3334
6900 | 507.4224 | 978.1642 | 507.4224 | 978.1642
6901 | 483.0253 | 1002.8161 | 483.0253 | 1002.8161
6902 | 469.251 | 1029.8567 | 469.251 | 1029.8567
6903 | 463.5976 | 1057.0821 | 463.5976 | 1057.0821
6904 | 461.7325 | 1100.1669 | 461.7325 | 1100.1669
6905 | 455.7097 | 1191.627 | 455.7097 | 1191.627
6906 | 457.307 | 1230.714 | 457.307 | 1230.714
6907 | 492.4194 | 1262.7622 | 492.4194 | 1262.7622
6908 | 543.5085 | 1277.9738 | 543.5085 | 1277.9738
6909 | 575.1767 | 1291.8947 | 575.1767 | 1291.8947
6910 | 596.1339 | 1286.4654 | 596.1339 | 1286.4654
6911 | 634.1686 | 1257.5714 | 634.1686 | 1257.5714
6912 | 632.4421 | 1210.2742 | 632.4421 | 1210.2742
6913 | 599.1664 | 1169.7719 | 599.1664 | 1169.7719
6914 | 596.398 | 1145.1793 | 596.398 | 1145.1793
6915 | 596.1798 | 1101.5759 | 596.1798 | 1101.5759
6916 | 602.9688 | 1117.6837 | 602.9688 | 1117.6837
6917 | 615.1012 | 1139.0671 | 615.1012 | 1139.0671
6918 | 615.8858 | 1129.3461 | 615.8858 | 1129.3461
6919 | 586.9308 | 1118.0331 | 586.9308 | 1118.0331
6920 | 591.3412 | 1119.2921 | 591.3412 | 1119.2921
6921 | 601.6585 | 1111.4011 | 601.6585 | 1111.4011
6922 | 580.1015 | 1105.5592 | 580.1015 | 1105.5592
6923 | 543.8977 | 1149.0519 | 543.8977 | 1149.0519
6924 | 510.9223 | 1211.7999 | 510.9223 | 1211.7999
6925 | 485.8024 | 1253.5047 | 485.8024 | 1253.5047
6926 | 473.7809 | 1269.269 | 473.7809 | 1269.269
6927 | 467.8637 | 1281.5782 | 467.8637 | 1281.5782
6928 | 465.8058 | 1326.4434 | 465.8058 | 1326.4434
6929 | 458.5128 | 1432.1472 | 458.5128 | 1432.1472
6930 | 460.2613 | 1479.7803 | 460.2613 | 1479.7803
6931 | 494.7687 | 1488.6034 | 494.7687 | 1488.6034
6932 | 546.7538 | 1459.6597 | 546.7538 | 1459.6597
6933 | 576.8308 | 1431.72 | 576.8308 | 1431.72
6934 | 598.8557 | 1387.5955 | 598.8557 | 1387.5955
6935 | 640.0085 | 1331.7176 | 640.0085 | 1331.7176
6936 | 634.924 | 1268.4358 | 634.924 | 1268.4358
6937 | 598.194 | 1209.9311 | 598.194 | 1209.9311
6938 | 590.126 | 1173.7853 | 590.126 | 1173.7853
6939 | 600.905 | 1127.1749 | 600.905 | 1127.1749
6940 | 602.1144 | 1124.2516 | 602.1144 | 1124.2516
6941 | 611.996 | 1112.1228 | 611.996 | 1112.1228
6942 | 613.8878 | 1064.8144 | 613.8878 | 1064.8144
6943 | 586.1075 | 1015.5579 | 586.1075 | 1015.5579
6944 | 599.0784 | 981.1285 | 599.0784 | 981.1285
6945 | 603.0815 | 937.1931 | 603.0815 | 937.1931
6946 | 581.7643 | 888.8577 | 581.7643 | 888.8577
6947 | 549.082 | 887.2849 | 549.082 | 887.2849
6948 | 513.854 | 902.7123 | 513.854 | 902.7123
6949 | 490.0628 | 918.3828 | 490.0628 | 918.3828
6950 | 476.8617 | 924.3349 | 476.8617 | 924.3349
6951 | 468.8437 | 929.8387 | 468.8437 | 929.8387
6952 | 466.9113 | 966.5534 | 466.9113 | 966.5534
6953 | 453.0327 | 1064.7793 | 453.0327 | 1064.7793
6954 | 453.8831 | 1109.8406 | 453.8831 | 1109.8406
6955 | 476.8815 | 1118.5055 | 476.8815 | 1118.5055
6956 | 514.0941 | 1089.9574 | 514.0941 | 1089.9574
6957 | 542.5924 | 1069.2187 | 542.5924 | 1069.2187
6958 | 560.3315 | 1044.0461 | 560.3315 | 1044.0461
6959 | 599.2821 | 1017.6447 | 599.2821 | 1017.6447
6960 | 601.8638 | 981.5446 | 601.8638 | 981.5446
6961 | 573.2394 | 942.6645 | 573.2394 | 942.6645
6962 | 566.7741 | 915.1836 | 566.7741 | 915.1836
6963 | 569.4431 | 874.6268 | 569.4431 | 874.6268
6964 | 572.6097 | 888.7167 | 572.6097 | 888.7167
6965 | 589.0842 | 907.4888 | 589.0842 | 907.4888
6966 | 579.7338 | 894.1673 | 579.7338 | 894.1673
6967 | 566.9181 | 876.2864 | 566.9181 | 876.2864
6968 | 572.2123 | 867.3374 | 572.2123 | 867.3374
6969 | 582.9684 | 841.7605 | 582.9684 | 841.7605
6970 | 565.7566 | 804.0683 | 565.7566 | 804.0683
6971 | 531.703 | 787.6188 | 531.703 | 787.6188
6972 | 502.4046 | 789.0399 | 502.4046 | 789.0399
6973 | 481.2128 | 819.6267 | 481.2128 | 819.6267
6974 | 469.8351 | 851.0591 | 469.8351 | 851.0591
6975 | 463.0126 | 881.6872 | 463.0126 | 881.6872
6976 | 462.217 | 933.5951 | 462.217 | 933.5951
6977 | 448.0648 | 1043.1764 | 448.0648 | 1043.1764
6978 | 448.5672 | 1098.8809 | 448.5672 | 1098.8809
6979 | 472.3413 | 1123.4908 | 472.3413 | 1123.4908
6980 | 506.0078 | 1124.3004 | 506.0078 | 1124.3004
6981 | 536.2344 | 1138.1422 | 536.2344 | 1138.1422
6982 | 558.4431 | 1143.4748 | 558.4431 | 1143.4748
6983 | 603.2934 | 1142.1185 | 603.2934 | 1142.1185
6984 | 604.4747 | 1122.003 | 604.4747 | 1122.003
6985 | 578.9258 | 1092.6187 | 578.9258 | 1092.6187
6986 | 567.1088 | 1072.3388 | 567.1088 | 1072.3388
6987 | 572.081 | 1029.5267 | 572.081 | 1029.5267
6988 | 578.3512 | 1037.0487 | 578.3512 | 1037.0487
6989 | 587.5506 | 1046.4437 | 587.5506 | 1046.4437
6990 | 577.6551 | 1027.7413 | 577.6551 | 1027.7413
6991 | 564.722 | 1007.803 | 564.722 | 1007.803
6992 | 575.1377 | 1003.9184 | 575.1377 | 1003.9184
6993 | 584.7473 | 996.1856 | 584.7473 | 996.1856
6994 | 567.7389 | 988.0094 | 567.7389 | 988.0094
6995 | 538.6689 | 1007.1296 | 538.6689 | 1007.1296
6996 | 508.3236 | 1035.7323 | 508.3236 | 1035.7323
6997 | 485.1961 | 1069.2074 | 485.1961 | 1069.2074
6998 | 472.2278 | 1094.1115 | 472.2278 | 1094.1115
6999 | 467.4959 | 1119.7543 | 467.4959 | 1119.7543
7000 | 462.9911 | 1184.165 | 462.9911 | 1184.165
7001 | 449.7415 | 1313.3313 | 449.7415 | 1313.3313
7002 | 450.9097 | 1383.3982 | 450.9097 | 1383.3982
7003 | 474.2059 | 1421.6978 | 474.2059 | 1421.6978
7004 | 511.1658 | 1434.6145 | 511.1658 | 1434.6145
7005 | 538.8569 | 1454.1934 | 538.8569 | 1454.1934
7006 | 562.9558 | 1457.5081 | 562.9558 | 1457.5081
7007 | 595.1687 | 1443.1743 | 595.1687 | 1443.1743
7008 | 592.169 | 1409.0525 | 592.169 | 1409.0525
7009 | 579.9043 | 1357.907 | 579.9043 | 1357.907
7010 | 568.2232 | 1313.1359 | 568.2232 | 1313.1359
7011 | 571.6593 | 1246.7822 | 571.6593 | 1246.7822
7012 | 578.2589 | 1229.4965 | 578.2589 | 1229.4965
7013 | 587.4302 | 1215.8246 | 587.4302 | 1215.8246
7014 | 583.9404 | 1171.0088 | 583.9404 | 1171.0088
7015 | 564.9975 | 1131.7229 | 564.9975 | 1131.7229
7016 | 574.5835 | 1119.0151 | 574.5835 | 1119.0151
7017 | 582.7376 | 1098.7005 | 582.7376 | 1098.7005
7018 | 566.493 | 1070.0292 | 566.493 | 1070.0292
7019 | 531.7772 | 1060.5433 | 531.7772 | 1060.5433
7020 | 503.4769 | 1058.9179 | 503.4769 | 1058.9179
7021 | 478.7855 | 1065.33 | 478.7855 | 1065.33
7022 | 467.6784 | 1066.5341 | 467.6784 | 1066.5341
7023 | 462.59 | 1065.3514 | 462.59 | 1065.3514
7024 | 459.4684 | 1087.9015 | 459.4684 | 1087.9015
7025 | 448.3288 | 1166.938 | 448.3288 | 1166.938
7026 | 449.1255 | 1191.2274 | 449.1255 | 1191.2274
7027 | 474.7246 | 1182.0481 | 474.7246 | 1182.0481
7028 | 515.7675 | 1146.8529 | 515.7675 | 1146.8529
7029 | 540.489 | 1139.6457 | 540.489 | 1139.6457
7030 | 566.9196 | 1132.0799 | 566.9196 | 1132.0799
7031 | 603.021 | 1126.2131 | 603.021 | 1126.2131
7032 | 596.7288 | 1126.9883 | 596.7288 | 1126.9883
7033 | 576.4761 | 1132.224 | 576.4761 | 1132.224
7034 | 566.7369 | 1150.3228 | 566.7369 | 1150.3228
7035 | 567.6645 | 1139.4799 | 567.6645 | 1139.4799
7036 | 572.9613 | 1170.6622 | 572.9613 | 1170.6622
7037 | 586.1844 | 1198.4157 | 586.1844 | 1198.4157
7038 | 581.9807 | 1201.2766 | 581.9807 | 1201.2766
7039 | 563.729 | 1209.6278 | 563.729 | 1209.6278
7040 | 567.7317 | 1234.2306 | 567.7317 | 1234.2306
7041 | 587.2024 | 1252.6508 | 587.2024 | 1252.6508
7042 | 567.7159 | 1258.9161 | 567.7159 | 1258.9161
7043 | 529.6722 | 1273.7235 | 529.6722 | 1273.7235
7044 | 497.0276 | 1290.971 | 497.0276 | 1290.971
7045 | 476.5566 | 1316.0185 | 476.5566 | 1316.0185
7046 | 465.276 | 1336.2538 | 465.276 | 1336.2538
7047 | 460.7092 | 1357.7818 | 460.7092 | 1357.7818
7048 | 456.5004 | 1406.2871 | 456.5004 | 1406.2871
7049 | 448.9071 | 1515.3935 | 448.9071 | 1515.3935
7050 | 451.4635 | 1573.0368 | 451.4635 | 1573.0368
7051 | 488.6194 | 1596.1827 | 488.6194 | 1596.1827
7052 | 535.3445 | 1584.5292 | 535.3445 | 1584.5292
7053 | 576.9123 | 1575.6206 | 576.9123 | 1575.6206
7054 | 596.9198 | 1551.4372 | 596.9198 | 1551.4372
7055 | 642.9448 | 1528.2802 | 642.9448 | 1528.2802
7056 | 634.2506 | 1505.1181 | 634.2506 | 1505.1181
7057 | 598.5026 | 1483.5283 | 598.5026 | 1483.5283
7058 | 591.1853 | 1466.4927 | 591.1853 | 1466.4927
7059 | 593.9745 | 1420.5549 | 593.9745 | 1420.5549
7060 | 599.9727 | 1428.4726 | 599.9727 | 1428.4726
7061 | 613.2546 | 1437.4324 | 613.2546 | 1437.4324
7062 | 613.7538 | 1419.64 | 613.7538 | 1419.64
7063 | 587.3532 | 1403.8561 | 587.3532 | 1403.8561
7064 | 583.606 | 1405.3128 | 583.606 | 1405.3128
7065 | 591.5491 | 1385.6313 | 591.5491 | 1385.6313
7066 | 577.1946 | 1341.1337 | 577.1946 | 1341.1337
7067 | 527.2818 | 1316.5337 | 527.2818 | 1316.5337
7068 | 495.9282 | 1307.5094 | 495.9282 | 1307.5094
7069 | 468.9481 | 1311.3894 | 468.9481 | 1311.3894
7070 | 455.916 | 1325.7293 | 455.916 | 1325.7293
7071 | 450.2004 | 1372.5398 | 450.2004 | 1372.5398
7072 | 447.8768 | 1459.78 | 447.8768 | 1459.78
7073 | 436.0218 | 1593.9711 | 436.0218 | 1593.9711
7074 | 441.5304 | 1663.3258 | 441.5304 | 1663.3258
7075 | 476.7646 | 1693.277 | 476.7646 | 1693.277
7076 | 532.6108 | 1692.5832 | 532.6108 | 1692.5832
7077 | 562.5127 | 1694.4366 | 562.5127 | 1694.4366
7078 | 583.376 | 1674.4471 | 583.376 | 1674.4471
7079 | 623.398 | 1641.5173 | 623.398 | 1641.5173
7080 | 618.9097 | 1593.4288 | 618.9097 | 1593.4288
7081 | 581.8322 | 1545.6069 | 581.8322 | 1545.6069
7082 | 575.8183 | 1507.0476 | 575.8183 | 1507.0476
7083 | 581.1771 | 1448.1322 | 581.1771 | 1448.1322
7084 | 587.4828 | 1446.0002 | 587.4828 | 1446.0002
7085 | 599.2549 | 1442.6155 | 599.2549 | 1442.6155
7086 | 594.8636 | 1409.1946 | 594.8636 | 1409.1946
7087 | 572.5136 | 1376.5161 | 572.5136 | 1376.5161
7088 | 574.2459 | 1360.9992 | 574.2459 | 1360.9992
7089 | 589.1026 | 1331.0305 | 589.1026 | 1331.0305
7090 | 571.0608 | 1290.0147 | 571.0608 | 1290.0147
7091 | 530.2922 | 1282.3489 | 530.2922 | 1282.3489
7092 | 494.5364 | 1302.3263 | 494.5364 | 1302.3263
7093 | 465.9262 | 1334.8123 | 465.9262 | 1334.8123
7094 | 453.406 | 1368.3812 | 453.406 | 1368.3812
7095 | 449.2777 | 1404.7463 | 449.2777 | 1404.7463
7096 | 446.7831 | 1472.5597 | 446.7831 | 1472.5597
7097 | 437.387 | 1606.7508 | 437.387 | 1606.7508
7098 | 446.323 | 1679.8643 | 446.323 | 1679.8643
7099 | 484.2744 | 1708.589 | 484.2744 | 1708.589
7100 | 533.1714 | 1696.2628 | 533.1714 | 1696.2628
7101 | 562.2858 | 1683.1603 | 562.2858 | 1683.1603
7102 | 590.3533 | 1640.6975 | 590.3533 | 1640.6975
7103 | 627.5753 | 1572.119 | 627.5753 | 1572.119
7104 | 622.1286 | 1495.5432 | 622.1286 | 1495.5432
7105 | 582.5751 | 1407.4433 | 582.5751 | 1407.4433
7106 | 578.6904 | 1335.451 | 578.6904 | 1335.451
7107 | 580.3272 | 1255.6449 | 580.3272 | 1255.6449
7108 | 576.0945 | 1236.0644 | 576.0945 | 1236.0644
7109 | 592.3259 | 1216.8533 | 592.3259 | 1216.8533
7110 | 584.6438 | 1163.0957 | 584.6438 | 1163.0957
7111 | 560.4022 | 1113.9579 | 560.4022 | 1113.9579
7112 | 558.542 | 1087.5603 | 558.542 | 1087.5603
7113 | 576.2569 | 1053.0416 | 576.2569 | 1053.0416
7114 | 560.2837 | 1008.6232 | 560.2837 | 1008.6232
7115 | 520.3344 | 989.1271 | 520.3344 | 989.1271
7116 | 488.7034 | 987.1852 | 488.7034 | 987.1852
7117 | 466.1088 | 997.1186 | 466.1088 | 997.1186
7118 | 454.2405 | 1005.049 | 454.2405 | 1005.049
7119 | 449.4261 | 1015.4985 | 449.4261 | 1015.4985
7120 | 443.1037 | 1054.0728 | 443.1037 | 1054.0728
7121 | 429.9907 | 1151.5469 | 429.9907 | 1151.5469
7122 | 437.6878 | 1194.3926 | 437.6878 | 1194.3926
7123 | 468.305 | 1202.5431 | 468.305 | 1202.5431
7124 | 510.227 | 1178.2285 | 510.227 | 1178.2285
7125 | 536.9362 | 1164.9282 | 536.9362 | 1164.9282
7126 | 563.4398 | 1147.2336 | 563.4398 | 1147.2336
7127 | 602.2212 | 1124.67 | 602.2212 | 1124.67
7128 | 602.9631 | 1078.2433 | 602.9631 | 1078.2433
7129 | 576.9351 | 1019.7782 | 576.9351 | 1019.7782
7130 | 564.2494 | 970.5361 | 564.2494 | 970.5361
7131 | 565.1656 | 896.3484 | 565.1656 | 896.3484
7132 | 566.7246 | 879.0627 | 566.7246 | 879.0627
7133 | 578.636 | 876.9045 | 578.636 | 876.9045
7134 | 576.3463 | 850.4076 | 576.3463 | 850.4076
7135 | 554.9146 | 829.8362 | 554.9146 | 829.8362
7136 | 555.838 | 823.0634 | 555.838 | 823.0634
7137 | 570.1339 | 796.7743 | 570.1339 | 796.7743
7138 | 550.8815 | 750.7732 | 550.8815 | 750.7732
7139 | 516.5402 | 719.0514 | 516.5402 | 719.0514
7140 | 485.925 | 700.3335 | 485.925 | 700.3335
7141 | 461.5275 | 700.059 | 461.5275 | 700.059
7142 | 450.2933 | 704.2306 | 450.2933 | 704.2306
7143 | 444.7834 | 712.7019 | 444.7834 | 712.7019
7144 | 438.486 | 750.564 | 438.486 | 750.564
7145 | 425.408 | 851.0847 | 425.408 | 851.0847
7146 | 430.921 | 900.1422 | 430.921 | 900.1422
7147 | 453.1996 | 916.7993 | 453.1996 | 916.7993
7148 | 489.5481 | 903.3653 | 489.5481 | 903.3653
7149 | 514.4171 | 904.0713 | 514.4171 | 904.0713
7150 | 535.1418 | 894.6063 | 535.1418 | 894.6063
7151 | 579.8917 | 880.5098 | 579.8917 | 880.5098
7152 | 579.3005 | 861.4626 | 579.3005 | 861.4626
7153 | 558.2344 | 844.8976 | 558.2344 | 844.8976
7154 | 550.3567 | 846.181 | 550.3567 | 846.181
7155 | 549.603 | 830.7484 | 549.603 | 830.7484
7156 | 553.5857 | 874.6313 | 553.5857 | 874.6313
7157 | 560.1255 | 917.4198 | 560.1255 | 917.4198
7158 | 552.1871 | 927.8773 | 552.1871 | 927.8773
7159 | 536.1052 | 942.5195 | 536.1052 | 942.5195
7160 | 538.4733 | 967.597 | 538.4733 | 967.597
7161 | 554.2529 | 975.3345 | 554.2529 | 975.3345
7162 | 545.6605 | 971.4314 | 545.6605 | 971.4314
7163 | 512.5922 | 978.4444 | 512.5922 | 978.4444
7164 | 481.7172 | 988.0161 | 481.7172 | 988.0161
7165 | 459.0208 | 1003.6866 | 459.0208 | 1003.6866
7166 | 446.4057 | 1019.3718 | 446.4057 | 1019.3718
7167 | 438.4679 | 1034.9253 | 438.4679 | 1034.9253
7168 | 435.1297 | 1076.0714 | 435.1297 | 1076.0714
7169 | 422.2037 | 1175.7216 | 422.2037 | 1175.7216
7170 | 424.7994 | 1225.2143 | 424.7994 | 1225.2143
7171 | 449.9943 | 1243.8498 | 449.9943 | 1243.8498
7172 | 487.366 | 1229.1892 | 487.366 | 1229.1892
7173 | 517.4039 | 1223.5251 | 517.4039 | 1223.5251
7174 | 536.8459 | 1214.4953 | 536.8459 | 1214.4953
7175 | 574.8535 | 1206.6502 | 574.8535 | 1206.6502
7176 | 576.0313 | 1188.1174 | 576.0313 | 1188.1174
7177 | 552.4933 | 1165.5384 | 552.4933 | 1165.5384
7178 | 549.6747 | 1151.6285 | 549.6747 | 1151.6285
7179 | 548.8532 | 1111.863 | 548.8532 | 1111.863
7180 | 550.7523 | 1120.9676 | 550.7523 | 1120.9676
7181 | 559.1173 | 1134.3588 | 559.1173 | 1134.3588
7182 | 556.815 | 1120.5625 | 556.815 | 1120.5625
7183 | 534.4523 | 1103.6312 | 534.4523 | 1103.6312
7184 | 536.0601 | 1096.8583 | 536.0601 | 1096.8583
7185 | 554.9893 | 1072.3497 | 554.9893 | 1072.3497
7186 | 542.5488 | 1026.3882 | 542.5488 | 1026.3882
7187 | 506.8227 | 993.9542 | 506.8227 | 993.9542
7188 | 474.6054 | 971.3589 | 474.6054 | 971.3589
7189 | 455.2965 | 962.0634 | 455.2965 | 962.0634
7190 | 442.1566 | 946.5312 | 442.1566 | 946.5312
7191 | 437.9278 | 921.2925 | 437.9278 | 921.2925
7192 | 432.4239 | 924.5741 | 432.4239 | 924.5741
7193 | 420.3942 | 994.6688 | 420.3942 | 994.6688
7194 | 426.4576 | 1025.9217 | 426.4576 | 1025.9217
7195 | 457.3656 | 1031.3817 | 457.3656 | 1031.3817
7196 | 496.1329 | 1004.6536 | 496.1329 | 1004.6536
7197 | 527.3368 | 990.4433 | 527.3368 | 990.4433
7198 | 549.5911 | 972.353 | 549.5911 | 972.353
7199 | 594.2286 | 952.0051 | 594.2286 | 952.0051
7200 | 588.3504 | 915.7863 | 588.3504 | 915.7863
7201 | 559.9452 | 872.4749 | 559.9452 | 872.4749
7202 | 554.687 | 846.5371 | 554.687 | 846.5371
7203 | 557.098 | 817.4938 | 557.098 | 817.4938
7204 | 554.6503 | 842.4644 | 554.6503 | 842.4644
7205 | 565.5967 | 868.2396 | 565.5967 | 868.2396
7206 | 561.9126 | 861.5651 | 561.9126 | 861.5651
7207 | 545.7361 | 849.263 | 545.7361 | 849.263
7208 | 540.6658 | 844.6662 | 540.6658 | 844.6662
7209 | 556.5225 | 815.7263 | 556.5225 | 815.7263
7210 | 549.5072 | 765.4125 | 549.5072 | 765.4125
7211 | 506.5671 | 735.8272 | 506.5671 | 735.8272
7212 | 472.5206 | 730.7596 | 472.5206 | 730.7596
7213 | 449.7916 | 751.8902 | 449.7916 | 751.8902
7214 | 439.1671 | 761.5614 | 439.1671 | 761.5614
7215 | 433.4576 | 783.9202 | 433.4576 | 783.9202
7216 | 429.3616 | 850.6653 | 429.3616 | 850.6653
7217 | 419.5163 | 989.6043 | 419.5163 | 989.6043
7218 | 427.866 | 1089.6621 | 427.866 | 1089.6621
7219 | 467.7689 | 1153.1651 | 467.7689 | 1153.1651
7220 | 521.2531 | 1169.4845 | 521.2531 | 1169.4845
7221 | 555.859 | 1177.1145 | 555.859 | 1177.1145
7222 | 577.4413 | 1163.8512 | 577.4413 | 1163.8512
7223 | 623.6047 | 1140.0611 | 623.6047 | 1140.0611
7224 | 615.6072 | 1095.9687 | 615.6072 | 1095.9687
7225 | 585.1883 | 1052.2617 | 585.1883 | 1052.2617
7226 | 578.8428 | 1025.1368 | 578.8428 | 1025.1368
7227 | 577.8684 | 988.6948 | 577.8684 | 988.6948
7228 | 582.2376 | 1015.2084 | 582.2376 | 1015.2084
7229 | 591.8678 | 1048.0659 | 591.8678 | 1048.0659
7230 | 584.9675 | 1047.8011 | 584.9675 | 1047.8011
7231 | 551.8805 | 1042.1856 | 551.8805 | 1042.1856
7232 | 545.9549 | 1050.4477 | 545.9549 | 1050.4477
7233 | 561.8329 | 1043.1106 | 561.8329 | 1043.1106
7234 | 548.7653 | 1021.6799 | 548.7653 | 1021.6799
7235 | 508.6341 | 1021.4524 | 508.6341 | 1021.4524
7236 | 472.1383 | 1034.5058 | 472.1383 | 1034.5058
7237 | 447.1341 | 1061.4921 | 447.1341 | 1061.4921
7238 | 436.4269 | 1083.8639 | 436.4269 | 1083.8639
7239 | 431.4523 | 1104.4423 | 431.4523 | 1104.4423
7240 | 425.4814 | 1147.2106 | 425.4814 | 1147.2106
7241 | 414.6965 | 1237.642 | 414.6965 | 1237.642
7242 | 426.122 | 1267.8662 | 426.122 | 1267.8662
7243 | 455.7123 | 1265.967 | 455.7123 | 1265.967
7244 | 508.1543 | 1238.9619 | 508.1543 | 1238.9619
7245 | 539.0402 | 1225.0682 | 539.0402 | 1225.0682
7246 | 567.4664 | 1205.9491 | 567.4664 | 1205.9491
7247 | 606.6169 | 1186.1552 | 606.6169 | 1186.1552
7248 | 609.3132 | 1155.8713 | 609.3132 | 1155.8713
7249 | 570.4574 | 1128.584 | 570.4574 | 1128.584
7250 | 562.9834 | 1122.4686 | 562.9834 | 1122.4686
7251 | 564.6165 | 1095.8784 | 564.6165 | 1095.8784
7252 | 567.2693 | 1119.1872 | 567.2693 | 1119.1872
7253 | 579.2607 | 1146.3868 | 579.2607 | 1146.3868
7254 | 573.7751 | 1138.5254 | 573.7751 | 1138.5254
7255 | 554.4342 | 1120.3279 | 554.4342 | 1120.3279
7256 | 543.1225 | 1107.3828 | 543.1225 | 1107.3828
7257 | 558.3369 | 1071.4001 | 558.3369 | 1071.4001
7258 | 550.4293 | 1019.2663 | 550.4293 | 1019.2663
7259 | 511.8253 | 989.7206 | 511.8253 | 989.7206
7260 | 472.6627 | 333.0346 | 472.6627 | 333.0346
7261 | 448.7059 | 332.284 | 448.7059 | 332.284
7262 | 436.7148 | 335.9643 | 436.7148 | 335.9643
7263 | 433.7811 | 342.8693 | 433.7811 | 342.8693
7264 | 426.3433 | 375.886 | 426.3433 | 375.886
7265 | 412.1877 | 473.6476 | 412.1877 | 473.6476
7266 | 426.4314 | 515.5867 | 426.4314 | 515.5867
7267 | 463.0389 | 531.8778 | 463.0389 | 531.8778
7268 | 513.6729 | 515.4475 | 513.6729 | 515.4475
7269 | 546.3302 | 505.7601 | 546.3302 | 505.7601
7270 | 571.4305 | 490.8807 | 571.4305 | 490.8807
7271 | 617.6028 | 476.5334 | 617.6028 | 476.5334
7272 | 616.3168 | 461.6792 | 616.3168 | 461.6792
7273 | 580.6911 | 442.4193 | 580.6911 | 442.4193
7274 | 574.1876 | 445.2831 | 574.1876 | 445.2831
7275 | 573.5853 | 421.7015 | 573.5853 | 421.7015
7276 | 571.4445 | 445.8695 | 571.4445 | 445.8695
7277 | 575.5016 | 474.4795 | 575.5016 | 474.4795
7278 | 572.3612 | 464.4364 | 572.3612 | 464.4364
7279 | 547.7786 | 449.3138 | 547.7786 | 449.3138
7280 | 535.671 | 442.3011 | 535.671 | 442.3011
7281 | 548.6051 | 421.0228 | 548.6051 | 421.0228
7282 | 541.7254 | 377.9941 | 541.7254 | 377.9941
7283 | 513.5958 | 355.1462 | 513.5958 | 355.1462
7284 | 479.7117 | 350.2432 | 479.7117 | 350.2432
7285 | 454.5185 | 365.909 | 454.5185 | 365.909
7286 | 438.8861 | 383.6808 | 438.8861 | 383.6808
7287 | 432.1765 | 402.4435 | 432.1765 | 402.4435
7288 | 424.5089 | 443.8632 | 424.5089 | 443.8632
7289 | 415.2216 | 547.3004 | 415.2216 | 547.3004
7290 | 423.6621 | 595.0839 | 423.6621 | 595.0839
7291 | 453.8639 | 616.7 | 453.8639 | 616.7
7292 | 495.801 | 602.1529 | 495.801 | 602.1529
7293 | 528.7461 | 590.6601 | 528.7461 | 590.6601
7294 | 549.247 | 569.9364 | 549.247 | 569.9364
7295 | 588.3245 | 544.3288 | 588.3245 | 544.3288
7296 | 590.1092 | 517.9545 | 590.1092 | 517.9545
7297 | 562.9696 | 483.6939 | 562.9696 | 483.6939
7298 | 553.6987 | 470.0245 | 553.6987 | 470.0245
7299 | 551.4918 | 432.6371 | 551.4918 | 432.6371
7300 | 549.2082 | 447.5059 | 549.2082 | 447.5059
7301 | 558.6191 | 468.0896 | 558.6191 | 468.0896
7302 | 551.2852 | 451.6306 | 551.2852 | 451.6306
7303 | 531.7671 | 430.8973 | 531.7671 | 430.8973
7304 | 523.8829 | 419.6767 | 523.8829 | 419.6767
7305 | 539.9032 | 396.5021 | 539.9032 | 396.5021
7306 | 533.7049 | 355.3827 | 533.7049 | 355.3827
7307 | 507.2277 | 336.483 | 507.2277 | 336.483
7308 | 475.7953 | 333.2684 | 475.7953 | 333.2684
7309 | 449.9477 | 344.856 | 449.9477 | 344.856
7310 | 438.9966 | 355.108 | 438.9966 | 355.108
7311 | 431.1199 | 365.9353 | 431.1199 | 365.9353
7312 | 421.2729 | 401.8353 | 421.2729 | 401.8353
7313 | 410.7955 | 501.3242 | 410.7955 | 501.3242
7314 | 414.4415 | 544.4971 | 414.4415 | 544.4971
7315 | 436.7021 | 561.6065 | 436.7021 | 561.6065
7316 | 471.4081 | 545.6827 | 471.4081 | 545.6827
7317 | 498.8539 | 535.9173 | 498.8539 | 535.9173
7318 | 523.6926 | 520.0119 | 523.6926 | 520.0119
7319 | 561.7138 | 501.2358 | 561.7138 | 501.2358
7320 | 565.571 | 478.641 | 565.571 | 478.641
7321 | 544.2398 | 446.4844 | 544.2398 | 446.4844
7322 | 534.5129 | 440.8803 | 534.5129 | 440.8803
7323 | 528.1847 | 410.2464 | 528.1847 | 410.2464
7324 | 532.0398 | 429.3752 | 532.0398 | 429.3752
7325 | 541.2685 | 453.2837 | 541.2685 | 453.2837
7326 | 536.3249 | 440.747 | 536.3249 | 440.747
7327 | 521.5056 | 423.6632 | 521.5056 | 423.6632
7328 | 517.0545 | 414.2738 | 517.0545 | 414.2738
7329 | 534.6072 | 390.1512 | 534.6072 | 390.1512
7330 | 527.5255 | 344.603 | 527.5255 | 344.603
7331 | 497.9748 | 322.5343 | 497.9748 | 322.5343
7332 | 470.7862 | 319.6963 | 470.7862 | 319.6963
7333 | 448.9435 | 337.9726 | 448.9435 | 337.9726
7334 | 435.5896 | 354.9651 | 435.5896 | 354.9651
7335 | 430.229 | 365.7405 | 430.229 | 365.7405
7336 | 422.0802 | 400.6014 | 422.0802 | 400.6014
7337 | 410.0308 | 502.3243 | 410.0308 | 502.3243
7338 | 414.0973 | 548.9908 | 414.0973 | 548.9908
7339 | 437.8166 | 567.2561 | 437.8166 | 567.2561
7340 | 475.3728 | 549.9297 | 475.3728 | 549.9297
7341 | 503.8836 | 535.177 | 503.8836 | 535.177
7342 | 528.3709 | 509.7907 | 528.3709 | 509.7907
7343 | 569.4978 | 485.1442 | 569.4978 | 485.1442
7344 | 567.2223 | 460.6402 | 567.2223 | 460.6402
7345 | 542.3999 | 432.5227 | 542.3999 | 432.5227
7346 | 537.5781 | 425.3601 | 537.5781 | 425.3601
7347 | 534.852 | 392.3365 | 534.852 | 392.3365
7348 | 542.466 | 411.1536 | 542.466 | 411.1536
7349 | 551.2779 | 434.8413 | 551.2779 | 434.8413
7350 | 537.6055 | 421.0058 | 537.6055 | 421.0058
7351 | 521.0472 | 401.896 | 521.0472 | 401.896
7352 | 514.8799 | 390.5195 | 514.8799 | 390.5195
7353 | 532.3133 | 365.0851 | 532.3133 | 365.0851
7354 | 529.4682 | 320.9785 | 529.4682 | 320.9785
7355 | 497.583 | 300.3385 | 497.583 | 300.3385
7356 | 468.1199 | 290.7469 | 468.1199 | 290.7469
7357 | 444.6045 | 295.1784 | 444.6045 | 295.1784
7358 | 432.2469 | 301.4172 | 432.2469 | 301.4172
7359 | 425.5099 | 308.9327 | 425.5099 | 308.9327
7360 | 417.1322 | 341.1051 | 417.1322 | 341.1051
7361 | 406.5644 | 436.1394 | 406.5644 | 436.1394
7362 | 416.2696 | 474.4419 | 416.2696 | 474.4419
7363 | 446.44 | 486.7459 | 446.44 | 486.7459
7364 | 495.1348 | 465.8218 | 495.1348 | 465.8218
7365 | 520.9335 | 452.4979 | 520.9335 | 452.4979
7366 | 551.7296 | 436.9172 | 551.7296 | 436.9172
7367 | 599.5431 | 421.5828 | 599.5431 | 421.5828
7368 | 594.2741 | 404.2089 | 594.2741 | 404.2089
7369 | 562.0238 | 380.0138 | 562.0238 | 380.0138
7370 | 555.5936 | 381.8126 | 555.5936 | 381.8126
7371 | 554.5862 | 359.9843 | 554.5862 | 359.9843
7372 | 561.8967 | 386.9317 | 561.8967 | 386.9317
7373 | 567.1522 | 418.2172 | 567.1522 | 418.2172
7374 | 560.8643 | 410.8755 | 560.8643 | 410.8755
7375 | 539.8337 | 396.9737 | 539.8337 | 396.9737
7376 | 531.8247 | 389.5974 | 531.8247 | 389.5974
7377 | 547.7396 | 366.9683 | 547.7396 | 366.9683
7378 | 542.1286 | 321.459 | 542.1286 | 321.459
7379 | 502.0893 | 294.9486 | 502.0893 | 294.9486
7380 | 473.9954 | 282.4608 | 473.9954 | 282.4608
7381 | 447.8384 | 288.295 | 447.8384 | 288.295
7382 | 434.9072 | 296.9235 | 434.9072 | 296.9235
7383 | 430.0359 | 306.2053 | 430.0359 | 306.2053
7384 | 421.7323 | 341.0012 | 421.7323 | 341.0012
7385 | 410.3837 | 440.9578 | 410.3837 | 440.9578
7386 | 423.837 | 484.7021 | 423.837 | 484.7021
7387 | 457.8164 | 500.9024 | 457.8164 | 500.9024
7388 | 515.2491 | 481.2511 | 515.2491 | 481.2511
7389 | 550.8408 | 465.4725 | 550.8408 | 465.4725
7390 | 567.9328 | 444.476 | 567.9328 | 444.476
7391 | 613.9116 | 426.3622 | 613.9116 | 426.3622
7392 | 604.8501 | 406.8974 | 604.8501 | 406.8974
7393 | 572.1096 | 385.2867 | 572.1096 | 385.2867
7394 | 565.2173 | 389.3195 | 565.2173 | 389.3195
7395 | 568.8429 | 368.1925 | 568.8429 | 368.1925
7396 | 571.3635 | 392.7501 | 571.3635 | 392.7501
7397 | 584.0141 | 416.7106 | 584.0141 | 416.7106
7398 | 574.1464 | 401.927 | 574.1464 | 401.927
7399 | 545.1061 | 384.2588 | 545.1061 | 384.2588
7400 | 539.089 | 376.0253 | 539.089 | 376.0253
7401 | 550.0743 | 352.7209 | 550.0743 | 352.7209
7402 | 540.8904 | 308.0038 | 540.8904 | 308.0038
7403 | 502.3962 | 280.4284 | 502.3962 | 280.4284
7404 | 474.4603 | 262.4079 | 474.4603 | 262.4079
7405 | 454.2304 | 260.4105 | 454.2304 | 260.4105
7406 | 441.5314 | 263.4414 | 441.5314 | 263.4414
7407 | 431.7314 | 269.9958 | 431.7314 | 269.9958
7408 | 422.7499 | 303.2332 | 422.7499 | 303.2332
7409 | 412.222 | 401.6443 | 412.222 | 401.6443
7410 | 427.4929 | 444.8691 | 427.4929 | 444.8691
7411 | 461.0069 | 462.1343 | 461.0069 | 462.1343
7412 | 517.6161 | 446.0287 | 517.6161 | 446.0287
7413 | 553.9303 | 435.2113 | 553.9303 | 435.2113
7414 | 580.4666 | 418.4228 | 580.4666 | 418.4228
7415 | 621.8347 | 401.2312 | 621.8347 | 401.2312
7416 | 616.7802 | 383.7924 | 616.7802 | 383.7924
7417 | 577.331 | 363.4935 | 577.331 | 363.4935
7418 | 573.5875 | 367.4613 | 573.5875 | 367.4613
7419 | 570.333 | 347.2435 | 570.333 | 347.2435
7420 | 570.4418 | 375.8792 | 570.4418 | 375.8792
7421 | 580.5308 | 407.6582 | 580.5308 | 407.6582
7422 | 574.329 | 400.0308 | 574.329 | 400.0308
7423 | 545.8946 | 384.5185 | 545.8946 | 384.5185
7424 | 535.1772 | 376.2721 | 535.1772 | 376.2721
7425 | 547.0532 | 352.591 | 547.0532 | 352.591
7426 | 541.5823 | 306.3544 | 541.5823 | 306.3544
7427 | 506.9917 | 278.1556 | 506.9917 | 278.1556
7428 | 471.0348 | 261.1741 | 471.0348 | 261.1741
7429 | 449.5892 | 262.2807 | 449.5892 | 262.2807
7430 | 440.3007 | 268.3507 | 440.3007 | 268.3507
7431 | 432.4127 | 277.0221 | 432.4127 | 277.0221
7432 | 423.3994 | 309.74 | 423.3994 | 309.74
7433 | 415.4663 | 406.3847 | 415.4663 | 406.3847
7434 | 429.8034 | 447.0121 | 429.8034 | 447.0121
7435 | 462.3386 | 460.9914 | 462.3386 | 460.9914
7436 | 516.4413 | 441.3921 | 516.4413 | 441.3921
7437 | 553.1495 | 428.9383 | 553.1495 | 428.9383
7438 | 580.086 | 412.1368 | 580.086 | 412.1368
7439 | 614.9906 | 394.2828 | 614.9906 | 394.2828
7440 | 604.3161 | 377.883 | 604.3161 | 377.883
7441 | 565.7913 | 358.9608 | 565.7913 | 358.9608
7442 | 563.1627 | 362.513 | 563.1627 | 362.513
7443 | 568.6619 | 342.0354 | 568.6619 | 342.0354
7444 | 569.8692 | 370.2945 | 569.8692 | 370.2945
7445 | 571.2748 | 401.8787 | 571.2748 | 401.8787
7446 | 573.0516 | 394.6539 | 573.0516 | 394.6539
7447 | 543.2096 | 380.8171 | 543.2096 | 380.8171
7448 | 532.6002 | 373.2589 | 532.6002 | 373.2589
7449 | 543.1814 | 350.5779 | 543.1814 | 350.5779
7450 | 537.6149 | 305.757 | 537.6149 | 305.757
7451 | 507.8535 | 279.0388 | 507.8535 | 279.0388
7452 | 475.8607 | 264.0054 | 475.8607 | 264.0054
7453 | 453.6241 | 270.0863 | 453.6241 | 270.0863
7454 | 441.4678 | 278.546 | 441.4678 | 278.546
7455 | 433.5464 | 286.3082 | 433.5464 | 286.3082
7456 | 421.4802 | 319.0132 | 421.4802 | 319.0132
7457 | 414.2895 | 417.0606 | 414.2895 | 417.0606
7458 | 421.1494 | 458.9866 | 421.1494 | 458.9866
7459 | 449.3274 | 474.0959 | 449.3274 | 474.0959
7460 | 493.1714 | 455.2239 | 493.1714 | 455.2239
7461 | 528.559 | 442.2117 | 528.559 | 442.2117
7462 | 556.7613 | 425.1763 | 556.7613 | 425.1763
7463 | 596.2737 | 406.7379 | 596.2737 | 406.7379
7464 | 590.906 | 389.6368 | 590.906 | 389.6368
7465 | 559.3301 | 368.5976 | 559.3301 | 368.5976
7466 | 554.8581 | 371.4875 | 554.8581 | 371.4875
7467 | 556.1919 | 350.2176 | 556.1919 | 350.2176
7468 | 558.0138 | 377.8144 | 558.0138 | 377.8144
7469 | 563.7129 | 408.5804 | 563.7129 | 408.5804
7470 | 555.0943 | 400.1087 | 555.0943 | 400.1087
7471 | 533.1984 | 384.7523 | 533.1984 | 384.7523
7472 | 519.9963 | 375.9344 | 519.9963 | 375.9344
7473 | 531.2143 | 352.1105 | 531.2143 | 352.1105
7474 | 537.1723 | 307.3025 | 537.1723 | 307.3025
7475 | 511.5485 | 280.5973 | 511.5485 | 280.5973
7476 | 481.208 | 265.8626 | 481.208 | 265.8626
7477 | 455.4466 | 271.463 | 455.4466 | 271.463
7478 | 442.2776 | 281.6111 | 442.2776 | 281.6111
7479 | 432.8066 | 291.0227 | 432.8066 | 291.0227
7480 | 419.2537 | 324.2083 | 419.2537 | 324.2083
7481 | 409.3943 | 421.5932 | 409.3943 | 421.5932
7482 | 416.4106 | 463.6102 | 416.4106 | 463.6102
7483 | 439.0066 | 479.2 | 439.0066 | 479.2
7484 | 474.6429 | 459.1462 | 474.6429 | 459.1462
7485 | 505.1999 | 445.1598 | 505.1999 | 445.1598
7486 | 530.4733 | 428.5142 | 530.4733 | 428.5142
7487 | 568.3156 | 409.6472 | 568.3156 | 409.6472
7488 | 568.0076 | 393.3383 | 568.0076 | 393.3383
7489 | 547.7821 | 376.8188 | 547.7821 | 376.8188
7490 | 542.8798 | 382.4101 | 542.8798 | 382.4101
7491 | 543.5914 | 361.8416 | 543.5914 | 361.8416
7492 | 548.0377 | 389.5162 | 548.0377 | 389.5162
7493 | 553.7532 | 419.8146 | 553.7532 | 419.8146
7494 | 547.6121 | 410.6417 | 547.6121 | 410.6417
7495 | 529.7467 | 394.7268 | 529.7467 | 394.7268
7496 | 522.1922 | 385.4933 | 522.1922 | 385.4933
7497 | 531.0006 | 360.7472 | 531.0006 | 360.7472
7498 | 535.027 | 314.9262 | 535.027 | 314.9262
7499 | 510.619 | 287.4807 | 510.619 | 287.4807
7500 | 479.0149 | 270.6681 | 479.0149 | 270.6681
7501 | 456.7333 | 269.6317 | 456.7333 | 269.6317
7502 | 445.0468 | 273.4029 | 445.0468 | 273.4029
7503 | 440.0629 | 280.7106 | 440.0629 | 280.7106
7504 | 421.0217 | 314.1039 | 421.0217 | 314.1039
7505 | 412.8795 | 411.7616 | 412.8795 | 411.7616
7506 | 420.7338 | 453.5708 | 420.7338 | 453.5708
7507 | 441.8697 | 469.0567 | 441.8697 | 469.0567
7508 | 478.5439 | 450.3406 | 478.5439 | 450.3406
7509 | 506.9346 | 437.9257 | 506.9346 | 437.9257
7510 | 532.7181 | 422.5399 | 532.7181 | 422.5399
7511 | 573.4433 | 407.2834 | 573.4433 | 407.2834
7512 | 573.032 | 390.1174 | 573.032 | 390.1174
7513 | 548.7258 | 367.7794 | 548.7258 | 367.7794
7514 | 542.933 | 368.6562 | 542.933 | 368.6562
7515 | 536.684 | 346.2564 | 536.684 | 346.2564
7516 | 538.5438 | 373.1388 | 538.5438 | 373.1388
7517 | 546.679 | 403.9048 | 546.679 | 403.9048
7518 | 535.7559 | 396.1735 | 535.7559 | 396.1735
7519 | 512.2408 | 381.7911 | 512.2408 | 381.7911
7520 | 507.9163 | 373.7914 | 507.9163 | 373.7914
7521 | 519.0766 | 349.5389 | 519.0766 | 349.5389
7522 | 525.2774 | 302.7439 | 525.2774 | 302.7439
7523 | 503.2598 | 274.2593 | 503.2598 | 274.2593
7524 | 471.8341 | 256.4466 | 471.8341 | 256.4466
7525 | 449.7054 | 255.8259 | 449.7054 | 255.8259
7526 | 436.9017 | 259.7919 | 436.9017 | 259.7919
7527 | 426.4809 | 265.9696 | 426.4809 | 265.9696
7528 | 412.4261 | 298.4668 | 412.4261 | 298.4668
7529 | 404.2184 | 394.7348 | 404.2184 | 394.7348
7530 | 415.6764 | 434.8427 | 415.6764 | 434.8427
7531 | 446.0954 | 448.2246 | 446.0954 | 448.2246
7532 | 486.4896 | 428.3136 | 486.4896 | 428.3136
7533 | 517.8851 | 414.574 | 517.8851 | 414.574
7534 | 543.5753 | 397.9283 | 543.5753 | 397.9283
7535 | 583.2184 | 383.8537 | 583.2184 | 383.8537
7536 | 575.2554 | 370.5061 | 575.2554 | 370.5061
7537 | 544.6393 | 353.8307 | 544.6393 | 353.8307
7538 | 547.6467 | 359.4479 | 547.6467 | 359.4479
7539 | 548.7386 | 339.0483 | 548.7386 | 339.0483
7540 | 545.3885 | 366.5411 | 545.3885 | 366.5411
7541 | 553.3641 | 397.4759 | 553.3641 | 397.4759
7542 | 546.7555 | 390.0563 | 546.7555 | 390.0563
7543 | 521.698 | 376.1805 | 521.698 | 376.1805
7544 | 513.8793 | 368.9081 | 513.8793 | 368.9081
7545 | 520.8206 | 346.5647 | 520.8206 | 346.5647
7546 | 527.065 | 303.0426 | 527.065 | 303.0426
7547 | 500.5631 | 278.2335 | 500.5631 | 278.2335
7548 | 466.6279 | 265.3821 | 466.6279 | 265.3821
7549 | 443.5708 | 274.2813 | 443.5708 | 274.2813
7550 | 430.3365 | 285.5203 | 430.3365 | 285.5203
7551 | 425.0298 | 298.1659 | 425.0298 | 298.1659
7552 | 407.0452 | 335.1049 | 407.0452 | 335.1049
7553 | 403.7634 | 435.2562 | 403.7634 | 435.2562
7554 | 414.8704 | 479.572 | 414.8704 | 479.572
7555 | 452.3061 | 497.5775 | 452.3061 | 497.5775
7556 | 505.3974 | 480.29 | 505.3974 | 480.29
7557 | 543.9114 | 466.979 | 543.9114 | 466.979
7558 | 572.7575 | 447.6579 | 572.7575 | 447.6579
7559 | 613.8126 | 430.791 | 613.8126 | 430.791
7560 | 603.3144 | 411.456 | 603.3144 | 411.456
7561 | 567.2082 | 388.6635 | 567.2082 | 388.6635
7562 | 561.4162 | 388.5532 | 561.4162 | 388.5532
7563 | 566.5497 | 362.3481 | 566.5497 | 362.3481
7564 | 567.8999 | 385.8148 | 567.8999 | 385.8148
7565 | 577.3516 | 413.8923 | 577.3516 | 413.8923
7566 | 566.0714 | 403.9401 | 566.0714 | 403.9401
7567 | 535.9565 | 387.7395 | 535.9565 | 387.7395
7568 | 524.6213 | 378.2851 | 524.6213 | 378.2851
7569 | 534.5588 | 353.9157 | 534.5588 | 353.9157
7570 | 534.0523 | 307.4324 | 534.0523 | 307.4324
7571 | 505.0396 | 279.5193 | 505.0396 | 279.5193
7572 | 468.5511 | 263.2651 | 468.5511 | 263.2651
7573 | 445.6637 | 263.9042 | 445.6637 | 263.9042
7574 | 435.9206 | 270.7794 | 435.9206 | 270.7794
7575 | 425.2831 | 281.0872 | 425.2831 | 281.0872
7576 | 411.2322 | 317.3768 | 411.2322 | 317.3768
7577 | 403.3636 | 417.4502 | 403.3636 | 417.4502
7578 | 419.5073 | 460.8828 | 419.5073 | 460.8828
7579 | 453.5061 | 477.9143 | 453.5061 | 477.9143
7580 | 505.7102 | 461.7567 | 505.7102 | 461.7567
7581 | 542.1803 | 450.0692 | 542.1803 | 450.0692
7582 | 568.767 | 432.1637 | 568.767 | 432.1637
7583 | 606.3055 | 415.4916 | 606.3055 | 415.4916
7584 | 602.0611 | 399.0139 | 602.0611 | 399.0139
7585 | 561.0617 | 380.3644 | 561.0617 | 380.3644
7586 | 559.3679 | 385.1504 | 559.3679 | 385.1504
7587 | 562.3361 | 363.7637 | 562.3361 | 363.7637
7588 | 564.5624 | 390.4643 | 564.5624 | 390.4643
7589 | 575.7636 | 420.8277 | 575.7636 | 420.8277
7590 | 570.5193 | 412.6548 | 570.5193 | 412.6548
7591 | 541.0904 | 397.8438 | 541.0904 | 397.8438
7592 | 527.3671 | 389.4415 | 527.3671 | 389.4415
7593 | 536.8012 | 365.4617 | 536.8012 | 365.4617
7594 | 537.5396 | 318.8485 | 537.5396 | 318.8485
7595 | 506.9783 | 290.9874 | 506.9783 | 290.9874
7596 | 477.723 | 275.5384 | 477.723 | 275.5384
7597 | 449.6291 | 278.3334 | 449.6291 | 278.3334
7598 | 440.7587 | 286.8581 | 440.7587 | 286.8581
7599 | 431.4357 | 296.3606 | 431.4357 | 296.3606
7600 | 416.7603 | 329.5332 | 416.7603 | 329.5332
7601 | 408.9655 | 425.5674 | 408.9655 | 425.5674
7602 | 422.8759 | 463.818 | 422.8759 | 463.818
7603 | 456.3675 | 475.1999 | 456.3675 | 475.1999
7604 | 504.4071 | 453.1589 | 504.4071 | 453.1589
7605 | 546.4283 | 438.0037 | 546.4283 | 438.0037
7606 | 572.4726 | 420.6307 | 572.4726 | 420.6307
7607 | 611.1223 | 405.7249 | 611.1223 | 405.7249
7608 | 601.9848 | 391.0005 | 601.9848 | 391.0005
7609 | 566.1069 | 372.1563 | 566.1069 | 372.1563
7610 | 555.5928 | 376.0851 | 555.5928 | 376.0851
7611 | 560.4621 | 353.4126 | 560.4621 | 353.4126
7612 | 560.6872 | 378.0871 | 560.6872 | 378.0871
7613 | 563.6999 | 406.5543 | 563.6999 | 406.5543
7614 | 556.9472 | 396.4203 | 556.9472 | 396.4203
7615 | 531.7633 | 379.9469 | 531.7633 | 379.9469
7616 | 515.7399 | 369.9601 | 515.7399 | 369.9601
7617 | 520.8116 | 344.7854 | 520.8116 | 344.7854
7618 | 527.4068 | 296.7696 | 527.4068 | 296.7696
7619 | 502.6774 | 266.233 | 502.6774 | 266.233
7620 | 474.1447 | 247.7059 | 474.1447 | 247.7059
7621 | 450.4696 | 249.0594 | 450.4696 | 249.0594
7622 | 433.8088 | 263.7401 | 433.8088 | 263.7401
7623 | 429.622 | 280.7365 | 429.622 | 280.7365
7624 | 411.7007 | 322.338 | 411.7007 | 322.338
7625 | 406.4837 | 426.5675 | 406.4837 | 426.5675
7626 | 418.3022 | 473.299 | 418.3022 | 473.299
7627 | 445.4017 | 492.5253 | 445.4017 | 492.5253
7628 | 486.3825 | 476.3938 | 486.3825 | 476.3938
7629 | 520.1431 | 461.771 | 520.1431 | 461.771
7630 | 546.4486 | 438.151 | 546.4486 | 438.151
7631 | 580.8801 | 416.089 | 580.8801 | 416.089
7632 | 580.7154 | 396.4423 | 580.7154 | 396.4423
7633 | 551.9681 | 376.0655 | 551.9681 | 376.0655
7634 | 541.4594 | 378.4358 | 541.4594 | 378.4358
7635 | 540.4551 | 354.4646 | 540.4551 | 354.4646
7636 | 542.1316 | 378.7885 | 542.1316 | 378.7885
7637 | 544.4835 | 407.5933 | 544.4835 | 407.5933
7638 | 535.8574 | 398.4333 | 535.8574 | 398.4333
7639 | 515.6056 | 383.7003 | 515.6056 | 383.7003
7640 | 503.1325 | 376.1941 | 503.1325 | 376.1941
7641 | 513.1714 | 354.3703 | 513.1714 | 354.3703
7642 | 518.1127 | 311.6014 | 518.1127 | 311.6014
7643 | 493.4636 | 287.6496 | 493.4636 | 287.6496
7644 | 465.8739 | 277.2268 | 465.8739 | 277.2268
7645 | 439.962 | 283.4765 | 439.962 | 283.4765
7646 | 425.8566 | 290.4816 | 425.8566 | 290.4816
7647 | 417.8848 | 297.5685 | 417.8848 | 297.5685
7648 | 401.4977 | 329.5202 | 401.4977 | 329.5202
7649 | 394.8948 | 426.2948 | 394.8948 | 426.2948
7650 | 402.2002 | 466.9481 | 402.2002 | 466.9481
7651 | 424.7875 | 480.5767 | 424.7875 | 480.5767
7652 | 456.785 | 459.4449 | 456.785 | 459.4449
7653 | 487.5898 | 442.6273 | 487.5898 | 442.6273
7654 | 514.333 | 423.1113 | 514.333 | 423.1113
7655 | 550.582 | 405.3093 | 550.582 | 405.3093
7656 | 552.2801 | 385.9613 | 552.2801 | 385.9613
7657 | 528.6963 | 364.7923 | 528.6963 | 364.7923
7658 | 526.1075 | 368.3964 | 526.1075 | 368.3964
7659 | 523.5651 | 346.8928 | 523.5651 | 346.8928
7660 | 528.5703 | 372.7362 | 528.5703 | 372.7362
7661 | 528.8218 | 401.632 | 528.8218 | 401.632
7662 | 518.9481 | 392.1993 | 518.9481 | 392.1993
7663 | 506.4637 | 377.3104 | 506.4637 | 377.3104
7664 | 498.0897 | 369.5315 | 498.0897 | 369.5315
7665 | 501.6678 | 346.7466 | 501.6678 | 346.7466
7666 | 508.9048 | 301.3672 | 508.9048 | 301.3672
7667 | 489.8192 | 272.6618 | 489.8192 | 272.6618
7668 | 465.3026 | 253.0179 | 465.3026 | 253.0179
7669 | 443.3612 | 248.7866 | 443.3612 | 248.7866
7670 | 427.6421 | 249.2459 | 427.6421 | 249.2459
7671 | 420.1409 | 252.8651 | 420.1409 | 252.8651
7672 | 403.4165 | 283.6999 | 403.4165 | 283.6999
7673 | 394.4 | 379.3185 | 394.4 | 379.3185
7674 | 401.1661 | 418.5692 | 401.1661 | 418.5692
7675 | 416.2392 | 431.1848 | 416.2392 | 431.1848
7676 | 444.2692 | 410.8452 | 444.2692 | 410.8452
7677 | 473.9759 | 398.3005 | 473.9759 | 398.3005
7678 | 505.9063 | 385.2134 | 505.9063 | 385.2134
7679 | 541.8208 | 375.204 | 541.8208 | 375.204
7680 | 544.961 | 365.9085 | 544.961 | 365.9085
7681 | 528.47 | 351.3111 | 528.47 | 351.3111
7682 | 522.9745 | 357.6557 | 522.9745 | 357.6557
7683 | 517.6041 | 337.0352 | 517.6041 | 337.0352
7684 | 520.2992 | 363.8657 | 520.2992 | 363.8657
7685 | 530.1203 | 393.7225 | 530.1203 | 393.7225
7686 | 518.7323 | 384.8483 | 518.7323 | 384.8483
7687 | 503.1846 | 370.2581 | 503.1846 | 370.2581
7688 | 494.923 | 363.3234 | 494.923 | 363.3234
7689 | 504.0861 | 342.2529 | 504.0861 | 342.2529
7690 | 510.8914 | 299.0424 | 510.8914 | 299.0424
7691 | 490.2318 | 273.1943 | 490.2318 | 273.1943
7692 | 459.8751 | 257.1609 | 459.8751 | 257.1609
7693 | 437.3209 | 256.3844 | 437.3209 | 256.3844
7694 | 424.7379 | 261.5062 | 424.7379 | 261.5062
7695 | 413.9733 | 270.2036 | 413.9733 | 270.2036
7696 | 398.1349 | 305.1035 | 398.1349 | 305.1035
7697 | 394.452 | 405.2158 | 394.452 | 405.2158
7698 | 402.1395 | 449.168 | 402.1395 | 449.168
7699 | 423.832 | 466.0826 | 423.832 | 466.0826
7700 | 461.8131 | 448.4574 | 461.8131 | 448.4574
7701 | 487.4317 | 435.9256 | 487.4317 | 435.9256
7702 | 518.4796 | 419.9034 | 518.4796 | 419.9034
7703 | 558.0086 | 404.9716 | 558.0086 | 404.9716
7704 | 557.7779 | 388.1303 | 557.7779 | 388.1303
7705 | 531.8858 | 368.6886 | 531.8858 | 368.6886
7706 | 522.9706 | 373.3447 | 522.9706 | 373.3447
7707 | 532.8477 | 351.3476 | 532.8477 | 351.3476
7708 | 534.2274 | 377.5027 | 534.2274 | 377.5027
7709 | 540.224 | 407.4634 | 540.224 | 407.4634
7710 | 529.4127 | 398.9658 | 529.4127 | 398.9658
7711 | 511.0902 | 383.999 | 511.0902 | 383.999
7712 | 502.6715 | 375.8565 | 502.6715 | 375.8565
7713 | 505.8465 | 352.9806 | 505.8465 | 352.9806
7714 | 516.5263 | 308.3026 | 516.5263 | 308.3026
7715 | 492.949 | 281.961 | 492.949 | 281.961
7716 | 462.3313 | 266.7328 | 462.3313 | 266.7328
7717 | 437.1833 | 271.5929 | 437.1833 | 271.5929
7718 | 425.3412 | 281.9747 | 425.3412 | 281.9747
7719 | 412.4134 | 292.5553 | 412.4134 | 292.5553
7720 | 397.3829 | 327.4292 | 397.3829 | 327.4292
7721 | 393.6929 | 426.2818 | 393.6929 | 426.2818
7722 | 401.7039 | 468.9352 | 401.7039 | 468.9352
7723 | 433.4903 | 485.0445 | 433.4903 | 485.0445
7724 | 482.5512 | 466.7959 | 482.5512 | 466.7959
7725 | 514.1688 | 452.6927 | 514.1688 | 452.6927
7726 | 544.9399 | 433.3585 | 544.9399 | 433.3585
7727 | 589.2683 | 415.6215 | 589.2683 | 415.6215
7728 | 584.5004 | 399.6893 | 584.5004 | 399.6893
7729 | 551.7987 | 378.4942 | 551.7987 | 378.4942
7730 | 545.0512 | 380.0463 | 545.0512 | 380.0463
7731 | 548.7211 | 357.14 | 548.7211 | 357.14
7732 | 553.5662 | 382.6977 | 553.5662 | 382.6977
7733 | 558.0932 | 411.4246 | 558.0932 | 411.4246
7734 | 552.2535 | 401.4075 | 552.2535 | 401.4075
7735 | 524.5713 | 385.7783 | 524.5713 | 385.7783
7736 | 516.3126 | 377.5838 | 516.3126 | 377.5838
7737 | 519.053 | 354.1235 | 519.053 | 354.1235
7738 | 521.2987 | 308.6402 | 521.2987 | 308.6402
7739 | 492.8999 | 282.0389 | 492.8999 | 282.0389
7740 | 461.4684 | 267.603 | 461.4684 | 267.603
7741 | 435.4378 | 269.8266 | 435.4378 | 269.8266
7742 | 424.1281 | 276.8056 | 424.1281 | 276.8056
7743 | 413.883 | 286.1134 | 413.883 | 286.1134
7744 | 399.7541 | 320.6756 | 399.7541 | 320.6756
7745 | 393.6295 | 418.9957 | 393.6295 | 418.9957
7746 | 406.645 | 460.9218 | 406.645 | 460.9218
7747 | 439.7423 | 476.8623 | 439.7423 | 476.8623
7748 | 498.4436 | 458.9774 | 498.4436 | 458.9774
7749 | 536.3093 | 445.7573 | 536.3093 | 445.7573
7750 | 565.4369 | 429.1116 | 565.4369 | 429.1116
7751 | 611.1056 | 413.6214 | 611.1056 | 413.6214
7752 | 604.1406 | 395.5462 | 604.1406 | 395.5462
7753 | 567.0293 | 375.7019 | 567.0293 | 375.7019
7754 | 554.3033 | 378.28 | 554.3033 | 378.28
7755 | 556.1486 | 353.5814 | 556.1486 | 353.5814
7756 | 560.7728 | 376.0611 | 560.7728 | 376.0611
7757 | 562.6635 | 401.7748 | 562.6635 | 401.7748
7758 | 553.2861 | 389.355 | 553.2861 | 389.355
7759 | 524.911 | 370.9725 | 524.911 | 370.9725
7760 | 506.9854 | 359.0115 | 506.9854 | 359.0115
7761 | 514.3885 | 333.0316 | 514.3885 | 333.0316
7762 | 519.36 | 286.2756 | 519.36 | 286.2756
7763 | 491.9446 | 258.7002 | 491.9446 | 258.7002
7764 | 459.0301 | 240.8485 | 459.0301 | 240.8485
7765 | 434.4813 | 238.1887 | 434.4813 | 238.1887
7766 | 422.4505 | 240.5572 | 422.4505 | 240.5572
7767 | 412.3157 | 246.8129 | 412.3157 | 246.8129
7768 | 398.215 | 280.5179 | 398.215 | 280.5179
7769 | 393.0019 | 381.7342 | 393.0019 | 381.7342
7770 | 403.6291 | 425.6085 | 403.6291 | 425.6085
7771 | 436.4747 | 441.3671 | 436.4747 | 441.3671
7772 | 490.6693 | 422.9497 | 490.6693 | 422.9497
7773 | 535.2271 | 408.3659 | 535.2271 | 408.3659
7774 | 564.905 | 389.6682 | 564.905 | 389.6682
7775 | 605.2095 | 373.126 | 605.2095 | 373.126
7776 | 601.1748 | 356.96 | 601.1748 | 356.96
7777 | 564.7068 | 337.2066 | 564.7068 | 337.2066
7778 | 559.9748 | 340.1483 | 559.9748 | 340.1483
7779 | 557.5125 | 317.2421 | 557.5125 | 317.2421
7780 | 552.4333 | 342.553 | 552.4333 | 342.553
7781 | 558.8639 | 371.3708 | 558.8639 | 371.3708
7782 | 554.0025 | 363.4577 | 554.0025 | 363.4577
7783 | 522.9723 | 350.9196 | 522.9723 | 350.9196
7784 | 504.4116 | 344.7771 | 504.4116 | 344.7771
7785 | 504.1556 | 322.6935 | 504.1556 | 322.6935
7786 | 508.7208 | 278.483 | 508.7208 | 278.483
7787 | 489.336 | 253.8558 | 489.336 | 253.8558
7788 | 459.2222 | 244.6539 | 459.2222 | 244.6539
7789 | 433.645 | 255.0596 | 433.645 | 255.0596
7790 | 421.1408 | 271.7664 | 421.1408 | 271.7664
7791 | 410.2192 | 289.5162 | 410.2192 | 289.5162
7792 | 393.3933 | 331.1047 | 393.3933 | 331.1047
7793 | 388.5252 | 435.3731 | 388.5252 | 435.3731
7794 | 398.3335 | 482.4683 | 398.3335 | 482.4683
7795 | 424.4807 | 501.5258 | 424.4807 | 501.5258
7796 | 471.3668 | 484.563 | 471.3668 | 484.563
7797 | 506.5034 | 468.6155 | 506.5034 | 468.6155
7798 | 537.9848 | 445.3331 | 537.9848 | 445.3331
7799 | 577.2463 | 423.466 | 577.2463 | 423.466
7800 | 575.0574 | 402.3387 | 575.0574 | 402.3387
7801 | 551.0782 | 376.9617 | 551.0782 | 376.9617
7802 | 544.5428 | 373.8123 | 544.5428 | 373.8123
7803 | 543.7642 | 346.1525 | 543.7642 | 346.1525
7804 | 545.296 | 367.9698 | 545.296 | 367.9698
7805 | 548.227 | 394.9953 | 548.227 | 394.9953
7806 | 538.5718 | 385.7185 | 538.5718 | 385.7185
7807 | 516.1604 | 371.0764 | 516.1604 | 371.0764
7808 | 501.3091 | 363.778 | 501.3091 | 363.778
7809 | 501.8555 | 341.7204 | 501.8555 | 341.7204
7810 | 507.8586 | 297.7177 | 507.8586 | 297.7177
7811 | 488.7963 | 273.4541 | 488.7963 | 273.4541
7812 | 461.9185 | 264.2652 | 461.9185 | 264.2652
7813 | 438.8741 | 276.4502 | 438.8741 | 276.4502
7814 | 424.0381 | 290.7024 | 424.0381 | 290.7024
7815 | 411.8208 | 303.9194 | 411.8208 | 303.9194
7816 | 396.0327 | 340.5856 | 396.0327 | 340.5856
7817 | 390.4664 | 440.8928 | 390.4664 | 440.8928
7818 | 396.4801 | 484.9099 | 396.4801 | 484.9099
7819 | 416.8613 | 502.4739 | 416.8613 | 502.4739
7820 | 451.9518 | 484.1733 | 451.9518 | 484.1733
7821 | 487.4539 | 467.7713 | 487.4539 | 467.7713
7822 | 518.3298 | 446.6319 | 518.3298 | 446.6319
7823 | 556.3739 | 427.0246 | 556.3739 | 427.0246
7824 | 559.9689 | 407.1312 | 559.9689 | 407.1312
7825 | 535.1361 | 382.5074 | 535.1361 | 382.5074
7826 | 532.9692 | 379.9814 | 532.9692 | 379.9814
7827 | 531.8787 | 351.8281 | 531.8787 | 351.8281
7828 | 535.9596 | 372.8531 | 535.9596 | 372.8531
7829 | 536.8365 | 399.6968 | 536.8365 | 399.6968
7830 | 526.8497 | 388.4588 | 526.8497 | 388.4588
7831 | 504.3515 | 371.2842 | 504.3515 | 371.2842
7832 | 495.8791 | 361.2584 | 495.8791 | 361.2584
7833 | 498.8478 | 337.4345 | 498.8478 | 337.4345
7834 | 505.3289 | 292.8213 | 505.3289 | 292.8213
7835 | 486.158 | 268.6357 | 486.158 | 268.6357
7836 | 458.0452 | 258.135 | 458.0452 | 258.135
7837 | 434.4433 | 267.8265 | 434.4433 | 267.8265
7838 | 420.384 | 280.637 | 420.384 | 280.637
7839 | 408.3357 | 293.2436 | 408.3357 | 293.2436
7840 | 395.5687 | 330.8449 | 395.5687 | 330.8449
7841 | 389.6932 | 432.7886 | 389.6932 | 432.7886
7842 | 396.7168 | 478.0005 | 396.7168 | 478.0005
7843 | 418.405 | 496.6554 | 418.405 | 496.6554
7844 | 455.623 | 478.7965 | 455.623 | 478.7965
7845 | 486.6172 | 462.7191 | 486.6172 | 462.7191
7846 | 515.0951 | 442.9824 | 515.0951 | 442.9824
7847 | 555.1343 | 425.1024 | 555.1343 | 425.1024
7848 | 555.3183 | 406.6506 | 555.3183 | 406.6506
7849 | 533.2181 | 382.4684 | 533.2181 | 382.4684
7850 | 525.6888 | 380.8126 | 525.6888 | 380.8126
7851 | 526.9708 | 355.049 | 526.9708 | 355.049
7852 | 534.5501 | 378.6196 | 534.5501 | 378.6196
7853 | 539.2078 | 405.814 | 539.2078 | 405.814
7854 | 528.5415 | 395.0566 | 528.5415 | 395.0566
7855 | 514.574 | 379.9859 | 514.574 | 379.9859
7856 | 500.0664 | 372.3628 | 500.0664 | 372.3628
7857 | 501.0965 | 348.6168 | 501.0965 | 348.6168
7858 | 509.5623 | 302.64 | 509.5623 | 302.64
7859 | 487.4315 | 276.6231 | 487.4315 | 276.6231
7860 | 458.6836 | 264.8366 | 458.6836 | 264.8366
7861 | 433.5914 | 273.7878 | 433.5914 | 273.7878
7862 | 420.7285 | 285.2086 | 420.7285 | 285.2086
7863 | 408.9758 | 296.5425 | 408.9758 | 296.5425
7864 | 395.635 | 330.0657 | 395.635 | 330.0657
7865 | 395.3577 | 426.8922 | 395.3577 | 426.8922
7866 | 403.0522 | 466.5195 | 403.0522 | 466.5195
7867 | 430.4186 | 479.265 | 430.4186 | 479.265
7868 | 477.6066 | 457.0292 | 477.6066 | 457.0292
7869 | 509.0797 | 440.3025 | 509.0797 | 440.3025
7870 | 539.8811 | 421.9424 | 539.8811 | 421.9424
7871 | 583.2205 | 405.0625 | 583.2205 | 405.0625
7872 | 576.7983 | 390.2602 | 576.7983 | 390.2602
7873 | 545.2783 | 372.7147 | 545.2783 | 372.7147
7874 | 535.3728 | 377.7215 | 535.3728 | 377.7215
7875 | 540.9199 | 357.8024 | 540.9199 | 357.8024
7876 | 543.8504 | 387.0746 | 543.8504 | 387.0746
7877 | 554.3314 | 420.4251 | 554.3314 | 420.4251
7878 | 541.028 | 415.3432 | 541.028 | 415.3432
7879 | 517.6787 | 402.896 | 517.6787 | 402.896
7880 | 502.0231 | 396.4678 | 502.0231 | 396.4678
7881 | 507.1905 | 376.5272 | 507.1905 | 376.5272
7882 | 515.4644 | 334.057 | 515.4644 | 334.057
7883 | 494.4317 | 306.4167 | 494.4317 | 306.4167
7884 | 458.7912 | 286.8636 | 458.7912 | 286.8636
7885 | 433.9393 | 282.3206 | 433.9393 | 282.3206
7886 | 420.0859 | 283.2345 | 420.0859 | 283.2345
7887 | 407.9319 | 288.3473 | 407.9319 | 288.3473
7888 | 393.2043 | 320.8055 | 393.2043 | 320.8055
7889 | 392.8191 | 418.2554 | 392.8191 | 418.2554
7890 | 402.1404 | 459.2464 | 402.1404 | 459.2464
7891 | 436.6566 | 472.8361 | 436.6566 | 472.8361
7892 | 490.4354 | 451.9511 | 490.4354 | 451.9511
7893 | 527.6239 | 437.4062 | 527.6239 | 437.4062
7894 | 557.784 | 420.8645 | 557.784 | 420.8645
7895 | 602.3192 | 406.1924 | 602.3192 | 406.1924
7896 | 592.2098 | 391.3512 | 592.2098 | 391.3512
7897 | 555.1267 | 370.8315 | 555.1267 | 370.8315
7898 | 547.3379 | 372.0459 | 547.3379 | 372.0459
7899 | 552.5002 | 347.724 | 552.5002 | 347.724
7900 | 554.0188 | 372.3596 | 554.0188 | 372.3596
7901 | 561.982 | 401.4891 | 561.982 | 401.4891
7902 | 548.5649 | 392.3681 | 548.5649 | 392.3681
7903 | 519.9549 | 376.0246 | 519.9549 | 376.0246
7904 | 504.3091 | 365.5183 | 504.3091 | 365.5183
7905 | 507.4003 | 339.7203 | 507.4003 | 339.7203
7906 | 512.4009 | 292.6914 | 512.4009 | 292.6914
7907 | 491.3835 | 264.6875 | 491.3835 | 264.6875
7908 | 456.3439 | 247.1735 | 456.3439 | 247.1735
7909 | 430.7649 | 244.4877 | 430.7649 | 244.4877
7910 | 418.6994 | 246.6224 | 418.6994 | 246.6224
7911 | 405.2688 | 252.8521 | 405.2688 | 252.8521
7912 | 392.9687 | 285.5571 | 392.9687 | 285.5571
7913 | 389.1824 | 382.981 | 389.1824 | 382.981
7914 | 400.3715 | 424.7383 | 400.3715 | 424.7383
7915 | 434.9264 | 439.7696 | 434.9264 | 439.7696
7916 | 491.6089 | 419.6898 | 491.6089 | 419.6898
7917 | 531.6162 | 405.0411 | 531.6162 | 405.0411
7918 | 562.6352 | 388.2655 | 562.6352 | 388.2655
7919 | 608.0126 | 372.7363 | 608.0126 | 372.7363
7920 | 595.1093 | 353.9469 | 595.1093 | 353.9469
7921 | 558.4952 | 329.6478 | 558.4952 | 329.6478
7922 | 558.433 | 327.966 | 558.433 | 327.966
7923 | 560.1516 | 301.7608 | 560.1516 | 301.7608
7924 | 561.193 | 325.0197 | 561.193 | 325.0197
7925 | 568.4718 | 353.1492 | 568.4718 | 353.1492
7926 | 557.9585 | 343.7684 | 557.9585 | 343.7684
7927 | 529.9523 | 329.7108 | 529.9523 | 329.7108
7928 | 513.5454 | 324.4515 | 513.5454 | 324.4515
7929 | 514.9274 | 306.2772 | 514.9274 | 306.2772
7930 | 522.2187 | 267.4825 | 522.2187 | 267.4825
7931 | 494.858 | 247.5048 | 494.858 | 247.5048
7932 | 463.402 | 236.9782 | 463.402 | 236.9782
7933 | 437.7514 | 241.8642 | 437.7514 | 241.8642
7934 | 421.9729 | 248.3368 | 421.9729 | 248.3368
7935 | 411.0227 | 256.9172 | 411.0227 | 256.9172
7936 | 395.584 | 290.5703 | 395.584 | 290.5703
7937 | 394.3397 | 387.9034 | 394.3397 | 387.9034
7938 | 405.4942 | 428.9982 | 405.4942 | 428.9982
7939 | 437.4985 | 443.4711 | 437.4985 | 443.4711
7940 | 493.6602 | 424.5212 | 493.6602 | 424.5212
7941 | 532.6332 | 410.6907 | 532.6332 | 410.6907
7942 | 556.4442 | 392.5644 | 556.4442 | 392.5644
7943 | 602.2878 | 374.0481 | 602.2878 | 374.0481
7944 | 595.659 | 358.3886 | 595.659 | 358.3886
7945 | 557.716 | 339.5054 | 557.716 | 339.5054
7946 | 550.4296 | 342.9667 | 550.4296 | 342.9667
7947 | 553.2059 | 322.2034 | 553.2059 | 322.2034
7948 | 551.1104 | 349.6572 | 551.1104 | 349.6572
7949 | 557.1676 | 380.3453 | 557.1676 | 380.3453
7950 | 545.9211 | 371.6788 | 545.9211 | 371.6788
7951 | 519.8344 | 355.7769 | 519.8344 | 355.7769
7952 | 503.0272 | 347.4785 | 503.0272 | 347.4785
7953 | 507.2157 | 326.2261 | 507.2157 | 326.2261
7954 | 512.7247 | 284.1196 | 512.7247 | 284.1196
7955 | 495.1294 | 259.934 | 495.1294 | 259.934
7956 | 463.0198 | 246.6669 | 463.0198 | 246.6669
7957 | 436.8061 | 249.9425 | 436.8061 | 249.9425
7958 | 420.4952 | 256.467 | 420.4952 | 256.467
7959 | 407.044 | 263.1773 | 407.044 | 263.1773
7960 | 390.8338 | 294.7393 | 390.8338 | 294.7393
7961 | 387.5266 | 390.9944 | 387.5266 | 390.9944
7962 | 395.9934 | 430.9464 | 395.9934 | 430.9464
7963 | 421.5178 | 444.9517 | 421.5178 | 444.9517
7964 | 468.9451 | 425.3135 | 468.9451 | 425.3135
7965 | 507.8127 | 411.5479 | 507.8127 | 411.5479
7966 | 539.0203 | 394.7593 | 539.0203 | 394.7593
7967 | 581.4609 | 379.4769 | 581.4609 | 379.4769
7968 | 570.7293 | 364.0382 | 570.7293 | 364.0382
7969 | 543.0137 | 344.3887 | 543.0137 | 344.3887
7970 | 537.9658 | 348.2396 | 537.9658 | 348.2396
7971 | 540.1462 | 326.4893 | 540.1462 | 326.4893
7972 | 540.8179 | 351.8521 | 540.8179 | 351.8521
7973 | 546.2947 | 379.6439 | 546.2947 | 379.6439
7974 | 537.5759 | 369.367 | 537.5759 | 369.367
7975 | 517.0273 | 354.1145 | 517.0273 | 354.1145
7976 | 501.2745 | 346.8681 | 501.2745 | 346.8681
7977 | 494.6038 | 325.6807 | 494.6038 | 325.6807
7978 | 501.752 | 282.626 | 501.752 | 282.626
7979 | 487.9377 | 259.6093 | 487.9377 | 259.6093
7980 | 458.6266 | 247.68 | 458.6266 | 247.68
7981 | 433.4746 | 250.9555 | 433.4746 | 250.9555
7982 | 418.5451 | 257.7268 | 418.5451 | 257.7268
7983 | 405.7732 | 266.6969 | 405.7732 | 266.6969
7984 | 388.6714 | 300.7396 | 388.6714 | 300.7396
7985 | 385.3601 | 398.6181 | 385.3601 | 398.6181
7986 | 392.1124 | 439.765 | 392.1124 | 439.765
7987 | 410.3036 | 454.2898 | 410.3036 | 454.2898
7988 | 446.1 | 433.4437 | 446.1 | 433.4437
7989 | 479.0725 | 418.3014 | 479.0725 | 418.3014
7990 | 510.7042 | 401.6947 | 510.7042 | 401.6947
7991 | 555.7552 | 386.1785 | 555.7552 | 386.1785
7992 | 556.868 | 370.558 | 556.868 | 370.558
7993 | 535.0989 | 351.9215 | 535.0989 | 351.9215
7994 | 529.4373 | 354.9932 | 529.4373 | 354.9932
7995 | 528.3743 | 333.3467 | 528.3743 | 333.3467
7996 | 532.6592 | 360.1772 | 532.6592 | 360.1772
7997 | 536.1889 | 391.0471 | 536.1889 | 391.0471
7998 | 521.4793 | 383.9132 | 521.4793 | 383.9132
7999 | 504.6765 | 371.2192 | 504.6765 | 371.2192
8000 | 493.2634 | 366.5184 | 493.2634 | 366.5184
8001 | 493.0042 | 346.3829 | 493.0042 | 346.3829
8002 | 498.4999 | 303.7569 | 498.4999 | 303.7569
8003 | 482.8957 | 279.844 | 482.8957 | 279.844
8004 | 457.4235 | 54.4183 | 457.4235 | 54.4183
8005 | 428.5589 | 47.8371 | 428.5589 | 47.8371
8006 | 414.1434 | 51.1347 | 414.1434 | 51.1347
8007 | 401.7252 | 57.9046 | 401.7252 | 57.9046
8008 | 385.3375 | 84.4933 | 385.3375 | 84.4933
8009 | 381.0664 | 176.2386 | 381.0664 | 176.2386
8010 | 386.7922 | 219.0815 | 386.7922 | 219.0815
8011 | 406.8275 | 227.3372 | 406.8275 | 227.3372
8012 | 442.6908 | 207.2184 | 442.6908 | 207.2184
8013 | 476.3929 | 192.678 | 476.3929 | 192.678
8014 | 506.2497 | 180.4816 | 506.2497 | 180.4816
8015 | 546.988 | 169.9176 | 546.988 | 169.9176
8016 | 546.8549 | 156.6638 | 546.8549 | 156.6638
8017 | 526.0763 | 144.6035 | 526.0763 | 144.6035
8018 | 522.7896 | 147.5567 | 522.7896 | 147.5567
8019 | 520.3845 | 130.1895 | 520.3845 | 130.1895
8020 | 525.69 | 161.7631 | 525.69 | 161.7631
8021 | 530.35 | 188.3689 | 530.35 | 188.3689
8022 | 518.2245 | 179.6648 | 518.2245 | 179.6648
8023 | 500.2962 | 166.9596 | 500.2962 | 166.9596
8024 | 486.2174 | 160.8429 | 486.2174 | 160.8429
8025 | 488.0587 | 137.9536 | 488.0587 | 137.9536
8026 | 493.6537 | 93.7204 | 493.6537 | 93.7204
8027 | 481.9709 | 68.4779 | 481.9709 | 68.4779
8028 | 453.0566 | 52.9332 | 453.0566 | 52.9332
8029 | 430.4749 | 46.6862 | 430.4749 | 46.6862
8030 | 415.9705 | 50.2706 | 415.9705 | 50.2706
8031 | 402.9695 | 57.2214 | 402.9695 | 57.2214
8032 | 386.064 | 83.9983 | 386.064 | 83.9983
8033 | 382.8911 | 175.8349 | 382.8911 | 175.8349
8034 | 391.471 | 218.7966 | 391.471 | 218.7966
8035 | 413.7734 | 227.2258 | 413.7734 | 227.2258
8036 | 459.8361 | 207.2768 | 459.8361 | 207.2768
8037 | 490.3758 | 192.8698 | 490.3758 | 192.8698
8038 | 522.3965 | 180.8871 | 522.3965 | 180.8871
8039 | 564.9759 | 170.5734 | 564.9759 | 170.5734
8040 | 566.4178 | 157.5808 | 566.4178 | 157.5808
8041 | 535.9473 | 145.6447 | 535.9473 | 145.6447
8042 | 525.5737 | 148.9961 | 525.5737 | 148.9961
8043 | 527.7481 | 132.0034 | 527.7481 | 132.0034
8044 | 526.801 | 163.7488 | 526.801 | 163.7488
8045 | 532.4784 | 190.234 | 532.4784 | 190.234
8046 | 522.3647 | 181.3637 | 522.3647 | 181.3637
8047 | 498.0853 | 168.3114 | 498.0853 | 168.3114
8048 | 487.8813 | 161.7892 | 487.8813 | 161.7892
8049 | 488.9146 | 138.56 | 488.9146 | 138.56
8050 | 496.5258 | 94.0711 | 496.5258 | 94.0711
8051 | 484.3528 | 68.5364 | 484.3528 | 68.5364
8052 | 452.7325 | 52.566 | 452.7325 | 52.566
8053 | 425.9411 | 45.8149 | 425.9411 | 45.8149
8054 | 409.7663 | 49.1107 | 409.7663 | 49.1107
8055 | 395.1314 | 55.9409 | 395.1314 | 55.9409
8056 | 380.6603 | 82.6301 | 380.6603 | 82.6301
8057 | 381.375 | 174.3005 | 381.375 | 174.3005
8058 | 389.5833 | 217.1068 | 389.5833 | 217.1068
8059 | 420.8905 | 225.242 | 420.8905 | 225.242
8060 | 476.2397 | 205.1103 | 476.2397 | 205.1103
8061 | 521.1787 | 190.6138 | 521.1787 | 190.6138
8062 | 547.2699 | 178.4758 | 547.2699 | 178.4758
8063 | 591.4801 | 168.2644 | 591.4801 | 168.2644
8064 | 588.3264 | 155.4363 | 588.3264 | 155.4363
8065 | 547.4869 | 143.5458 | 547.4869 | 143.5458
8066 | 539.268 | 146.9173 | 539.268 | 146.9173
8067 | 547.3111 | 130.0178 | 547.3111 | 130.0178
8068 | 545.8718 | 161.9823 | 545.8718 | 161.9823
8069 | 553.2182 | 188.8694 | 553.2182 | 188.8694
8070 | 544.5752 | 180.2019 | 544.5752 | 180.2019
8071 | 517.7241 | 167.2555 | 517.7241 | 167.2555
8072 | 505.8033 | 160.9562 | 505.8033 | 160.9562
8073 | 501.9714 | 138.0668 | 501.9714 | 138.0668
8074 | 504.1188 | 94.1424 | 504.1188 | 94.1424
8075 | 480.3599 | 69.0058 | 480.3599 | 69.0058
8076 | 447.2534 | 53.1323 | 447.2534 | 53.1323
8077 | 422.846 | 46.2131 | 422.846 | 46.2131
8078 | 409.663 | 49.2221 | 409.663 | 49.2221
8079 | 397.4297 | 55.8239 | 397.4297 | 55.8239
8080 | 383.8067 | 82.3122 | 383.8067 | 82.3122
8081 | 384.0259 | 173.8493 | 384.0259 | 173.8493
8082 | 391.9575 | 216.5223 | 391.9575 | 216.5223
8083 | 424.8435 | 224.6099 | 424.8435 | 224.6099
8084 | 483.8903 | 204.5751 | 483.8903 | 204.5751
8085 | 525.1816 | 190.3252 | 525.1816 | 190.3252
8086 | 554.4197 | 178.6932 | 554.4197 | 178.6932
8087 | 603.1254 | 168.8361 | 603.1254 | 168.8361
8088 | 593.4318 | 156.1396 | 593.4318 | 156.1396
8089 | 559.6911 | 144.3404 | 559.6911 | 144.3404
8090 | 553.2757 | 147.9987 | 553.2757 | 147.9987
8091 | 557.7141 | 131.4463 | 557.7141 | 131.4463
8092 | 560.8171 | 163.6227 | 560.8171 | 163.6227
8093 | 566.1584 | 190.5463 | 566.1584 | 190.5463
8094 | 555.9522 | 181.972 | 555.9522 | 181.972
8095 | 525.1508 | 169.2741 | 525.1508 | 169.2741
8096 | 507.3122 | 163.0953 | 507.3122 | 163.0953
8097 | 503.5556 | 140.0908 | 503.5556 | 140.0908
8098 | 506.74 | 95.686 | 506.74 | 95.686
8099 | 485.1954 | 69.9429 | 485.1954 | 69.9429
8100 | 453.9147 | 53.5305 | 453.9147 | 53.5305
8101 | 428.6703 | 46.2716 | 428.6703 | 46.2716
8102 | 413.1874 | 49.1235 | 413.1874 | 49.1235
8103 | 397.5847 | 55.6413 | 397.5847 | 55.6413
8104 | 384.469 | 82.0711 | 384.469 | 82.0711
8105 | 385.4854 | 173.6483 | 385.4854 | 173.6483
8106 | 397.5271 | 216.4182 | 397.5271 | 216.4182
8107 | 429.5384 | 224.7816 | 429.5384 | 224.7816
8108 | 486.1063 | 205.2382 | 486.1063 | 205.2382
8109 | 523.4277 | 191.434 | 523.4277 | 191.434
8110 | 553.726 | 179.9573 | 553.726 | 179.9573
8111 | 594.887 | 170.1404 | 594.887 | 170.1404
8112 | 589.1575 | 157.5863 | 589.1575 | 157.5863
8113 | 555.4615 | 145.9516 | 555.4615 | 145.9516
8114 | 544.9098 | 149.577 | 544.9098 | 149.577
8115 | 551.2317 | 133.0538 | 551.2317 | 133.0538
8116 | 552.8493 | 165.4824 | 552.8493 | 165.4824
8117 | 556.242 | 192.4991 | 556.242 | 192.4991
8118 | 547.7846 | 183.68 | 547.7846 | 183.68
8119 | 518.9125 | 170.5071 | 518.9125 | 170.5071
8120 | 500.2563 | 163.7091 | 500.2563 | 163.7091
8121 | 498.5469 | 139.9703 | 498.5469 | 139.9703
8122 | 507.7464 | 94.8603 | 507.7464 | 94.8603
8123 | 489.148 | 68.6898 | 489.148 | 68.6898
8124 | 458.7843 | 52.1002 | 458.7843 | 52.1002
8125 | 433.1023 | 44.823 | 433.1023 | 44.823
8126 | 414.3041 | 47.726 | 414.3041 | 47.726
8127 | 398.9586 | 54.3644 | 398.9586 | 54.3644
8128 | 383.2763 | 80.9605 | 383.2763 | 80.9605
8129 | 383.7312 | 172.6984 | 383.7312 | 172.6984
8130 | 392.7507 | 215.7331 | 392.7507 | 215.7331
8131 | 417.6706 | 224.2665 | 417.6706 | 224.2665
8132 | 459.9841 | 204.4765 | 459.9841 | 204.4765
8133 | 504.2782 | 190.148 | 504.2782 | 190.148
8134 | 533.4183 | 178.1543 | 533.4183 | 178.1543
8135 | 573.6331 | 168.0287 | 573.6331 | 168.0287
8136 | 568.5683 | 155.2609 | 568.5683 | 155.2609
8137 | 541.6517 | 143.5458 | 541.6517 | 143.5458
8138 | 535.2403 | 147.0671 | 535.2403 | 147.0671
8139 | 534.5622 | 130.0616 | 534.5622 | 130.0616
8140 | 533.4752 | 161.9787 | 533.4752 | 161.9787
8141 | 534.9251 | 188.6739 | 534.9251 | 188.6739
8142 | 524.2182 | 179.895 | 524.2182 | 179.895
8143 | 502.4953 | 166.8938 | 502.4953 | 166.8938
8144 | 489.7103 | 160.4155 | 489.7103 | 160.4155
8145 | 483.8094 | 137.2941 | 483.8094 | 137.2941
8146 | 491.7485 | 92.9842 | 491.7485 | 92.9842
8147 | 480.6847 | 67.7125 | 480.6847 | 67.7125
8148 | 456.5163 | 52.2299 | 456.5163 | 52.2299
8149 | 428.9242 | 46.4469 | 428.9242 | 46.4469
8150 | 410.8448 | 49.9546 | 410.8448 | 49.9546
8151 | 391.2893 | 56.8597 | 391.2893 | 56.8597
8152 | 379.4491 | 83.717 | 379.4491 | 83.717
8153 | 378.3069 | 175.6249 | 378.3069 | 175.6249
8154 | 383.3967 | 218.6121 | 383.3967 | 218.6121
8155 | 401.145 | 226.9025 | 401.145 | 226.9025
8156 | 436.1145 | 206.8037 | 436.1145 | 206.8037
8157 | 471.9095 | 192.1044 | 471.9095 | 192.1044
8158 | 506.4499 | 179.6066 | 506.4499 | 179.6066
8159 | 543.6067 | 168.447 | 543.6067 | 168.447
8160 | 548.182 | 154.5941 | 548.182 | 154.5941
8161 | 522.9466 | 141.8378 | 522.9466 | 141.8378
8162 | 519.4411 | 144.9992 | 519.4411 | 144.9992
8163 | 518.9806 | 127.7654 | 518.9806 | 127.7654
8164 | 519.0513 | 159.3409 | 519.0513 | 159.3409
8165 | 517.4324 | 185.5813 | 517.4324 | 185.5813
8166 | 506.3003 | 176.0095 | 506.3003 | 176.0095
8167 | 489.9844 | 162.4786 | 489.9844 | 162.4786
8168 | 475.8401 | 155.8267 | 475.8401 | 155.8267
8169 | 471.683 | 132.4241 | 471.683 | 132.4241
8170 | 480.213 | 87.8511 | 480.213 | 87.8511
8171 | 473.5278 | 62.6141 | 473.5278 | 62.6141
8172 | 449.6695 | 47.3123 | 449.6695 | 47.3123
8173 | 424.6513 | 42.0281 | 424.6513 | 42.0281
8174 | 408.6561 | 46.4692 | 408.6561 | 46.4692
8175 | 392.6107 | 53.6666 | 392.6107 | 53.6666
8176 | 380.0306 | 80.4691 | 380.0306 | 80.4691
8177 | 378.717 | 172.039 | 378.717 | 172.039
8178 | 384.4755 | 214.838 | 384.4755 | 214.838
8179 | 404.3199 | 222.975 | 404.3199 | 222.975
8180 | 439.4545 | 202.5127 | 439.4545 | 202.5127
8181 | 471.2738 | 187.7093 | 471.2738 | 187.7093
8182 | 496.2351 | 175.3229 | 496.2351 | 175.3229
8183 | 539.3949 | 163.9825 | 539.3949 | 163.9825
8184 | 543.8851 | 149.7442 | 543.8851 | 149.7442
8185 | 520.0208 | 137.0974 | 520.0208 | 137.0974
8186 | 505.2563 | 140.31 | 505.2563 | 140.31
8187 | 501.9536 | 123.3392 | 501.9536 | 123.3392
8188 | 499.5723 | 155.7313 | 499.5723 | 155.7313
8189 | 499.7426 | 182.843 | 499.7426 | 182.843
8190 | 487.9768 | 174.2796 | 487.9768 | 174.2796
8191 | 474.5876 | 161.3442 | 474.5876 | 161.3442
8192 | 468.6105 | 155.0212 | 468.6105 | 155.0212
8193 | 471.2858 | 132.161 | 471.2858 | 132.161
8194 | 475.9645 | 87.9297 | 475.9645 | 87.9297
8195 | 461.6344 | 62.5776 | 461.6344 | 62.5776
8196 | 436.4443 | 46.9378 | 436.4443 | 46.9378
8197 | 411.6877 | 40.8864 | 411.6877 | 40.8864
8198 | 396.4464 | 44.7631 | 396.4464 | 44.7631
8199 | 380.3417 | 51.4581 | 380.3417 | 51.4581
8200 | 367.4807 | 77.8641 | 367.4807 | 77.8641
8201 | 367.4616 | 169.5802 | 367.4616 | 169.5802
8202 | 376.9523 | 212.4121 | 376.9523 | 212.4121
8203 | 401.9547 | 220.6642 | 401.9547 | 220.6642
8204 | 446.3502 | 200.7225 | 446.3502 | 200.7225
8205 | 482.1703 | 186.5055 | 482.1703 | 186.5055
8206 | 509.1245 | 174.6123 | 509.1245 | 174.6123
8207 | 556.49 | 164.2127 | 556.49 | 164.2127
8208 | 553.4228 | 150.853 | 553.4228 | 150.853
8209 | 521.4817 | 137.766 | 521.4817 | 137.766
8210 | 510.2399 | 140.1895 | 510.2399 | 140.1895
8211 | 516.2745 | 122.8277 | 516.2745 | 122.8277
8212 | 518.2983 | 154.2881 | 518.2983 | 154.2881
8213 | 530.1851 | 180.4683 | 530.1851 | 180.4683
8214 | 518.703 | 171.229 | 518.703 | 171.229
8215 | 495.1822 | 157.899 | 495.1822 | 157.899
8216 | 482.1182 | 151.3092 | 482.1182 | 151.3092
8217 | 476.8832 | 128.25 | 476.8832 | 128.25
8218 | 483.9459 | 84.0899 | 483.9459 | 84.0899
8219 | 470.9814 | 58.8218 | 470.9814 | 58.8218
8220 | 440.9303 | 43.2935 | 440.9303 | 43.2935
8221 | 413.5277 | 37.2329 | 413.5277 | 37.2329
8222 | 394.9496 | 41.2923 | 394.9496 | 41.2923
8223 | 379.9896 | 48.9682 | 379.9896 | 48.9682
8224 | 365.5147 | 76.4009 | 365.5147 | 76.4009
8225 | 369.2807 | 168.5024 | 369.2807 | 168.5024
8226 | 380.0694 | 211.528 | 380.0694 | 211.528
8227 | 411.4725 | 220.0851 | 411.4725 | 220.0851
8228 | 465.2784 | 200.3681 | 465.2784 | 200.3681
8229 | 509.1642 | 185.7748 | 509.1642 | 185.7748
8230 | 534.0628 | 172.97 | 534.0628 | 172.97
8231 | 574.8837 | 161.8872 | 574.8837 | 161.8872
8232 | 573.9069 | 147.9521 | 573.9069 | 147.9521
8233 | 540.3037 | 135.0022 | 540.3037 | 135.0022
8234 | 532.5938 | 137.0128 | 532.5938 | 137.0128
8235 | 533.7586 | 118.6482 | 533.7586 | 118.6482
8236 | 532.1303 | 149.2628 | 532.1303 | 149.2628
8237 | 536.5469 | 174.6976 | 536.5469 | 174.6976
8238 | 525.2654 | 164.8664 | 525.2654 | 164.8664
8239 | 495.0933 | 151.5968 | 495.0933 | 151.5968
8240 | 475.8687 | 145.7048 | 475.8687 | 145.7048
8241 | 470.8153 | 123.5352 | 470.8153 | 123.5352
8242 | 478.7928 | 79.6765 | 478.7928 | 79.6765
8243 | 466.6016 | 55.119 | 466.6016 | 55.119
8244 | 442.4264 | 40.4383 | 442.4264 | 40.4383
8245 | 416.7041 | 35.0828 | 416.7041 | 35.0828
8246 | 399.2668 | 38.7166 | 399.2668 | 38.7166
8247 | 381.5377 | 46.3158 | 381.5377 | 46.3158
8248 | 367.0776 | 73.9074 | 367.0776 | 73.9074
8249 | 370.3733 | 166.1277 | 370.3733 | 166.1277
8250 | 383.8018 | 208.9834 | 383.8018 | 208.9834
8251 | 415.9626 | 217.177 | 415.9626 | 217.177
8252 | 472.7444 | 197.3467 | 472.7444 | 197.3467
8253 | 510.1493 | 182.8776 | 510.1493 | 182.8776
8254 | 539.8123 | 170.4857 | 539.8123 | 170.4857
8255 | 581.936 | 159.929 | 581.936 | 159.929
8256 | 582.2362 | 147.068 | 582.2362 | 147.068
8257 | 542.2432 | 135.4095 | 542.2432 | 135.4095
8258 | 537.6261 | 138.5363 | 537.6261 | 138.5363
8259 | 541.7941 | 121.0266 | 541.7941 | 121.0266
8260 | 538.5664 | 152.7628 | 538.5664 | 152.7628
8261 | 543.6199 | 179.3375 | 543.6199 | 179.3375
8262 | 534.4406 | 170.3028 | 534.4406 | 170.3028
8263 | 504.5203 | 157.2395 | 504.5203 | 157.2395
8264 | 489.2329 | 151.417 | 489.2329 | 151.417
8265 | 487.4129 | 129.3003 | 487.4129 | 129.3003
8266 | 492.8374 | 85.818 | 492.8374 | 85.818
8267 | 475.3807 | 61.2641 | 475.3807 | 61.2641
8268 | 445.1255 | 46.5561 | 445.1255 | 46.5561
8269 | 418.1011 | 40.9521 | 418.1011 | 40.9521
8270 | 399.8629 | 45.1814 | 399.8629 | 45.1814
8271 | 383.7848 | 52.5742 | 383.7848 | 52.5742
8272 | 371.8421 | 79.574 | 371.8421 | 79.574
8273 | 373.5507 | 171.2279 | 373.5507 | 171.2279
8274 | 382.8922 | 214.2717 | 382.8922 | 214.2717
8275 | 412.7924 | 222.9641 | 412.7924 | 222.9641
8276 | 468.0284 | 203.3293 | 468.0284 | 203.3293
8277 | 512.3605 | 189.2474 | 512.3605 | 189.2474
8278 | 536.9106 | 177.4693 | 536.9106 | 177.4693
8279 | 583.5099 | 167.362 | 583.5099 | 167.362
8280 | 588.0452 | 154.6398 | 588.0452 | 154.6398
8281 | 548.8873 | 143.016 | 548.8873 | 143.016
8282 | 540.9608 | 146.6433 | 540.9608 | 146.6433
8283 | 539.0612 | 129.7821 | 539.0612 | 129.7821
8284 | 543.2322 | 161.5914 | 543.2322 | 161.5914
8285 | 548.595 | 188.2976 | 548.595 | 188.2976
8286 | 533.1662 | 179.2428 | 533.1662 | 179.2428
8287 | 504.7317 | 165.8142 | 504.7317 | 165.8142
8288 | 486.3629 | 159.2299 | 486.3629 | 159.2299
8289 | 479.9911 | 135.9697 | 479.9911 | 135.9697
8290 | 489.7295 | 91.331 | 489.7295 | 91.331
8291 | 479.5729 | 65.6611 | 479.5729 | 65.6611
8292 | 450.3027 | 49.5537 | 450.3027 | 49.5537
8293 | 423.2922 | 42.609 | 423.2922 | 42.609
8294 | 403.3605 | 45.6344 | 403.3605 | 45.6344
8295 | 387.5379 | 52.3422 | 387.5379 | 52.3422
8296 | 375.1527 | 78.9529 | 375.1527 | 78.9529
8297 | 374.7001 | 170.6233 | 374.7001 | 170.6233
8298 | 384.7376 | 213.4735 | 384.7376 | 213.4735
8299 | 407.4082 | 221.8315 | 407.4082 | 221.8315
8300 | 452.8787 | 201.8222 | 452.8787 | 201.8222
8301 | 493.3486 | 187.4371 | 493.3486 | 187.4371
8302 | 524.1599 | 175.5896 | 524.1599 | 175.5896
8303 | 562.4383 | 165.6211 | 562.4383 | 165.6211
8304 | 560.2089 | 153.1437 | 560.2089 | 153.1437
8305 | 535.4997 | 141.6971 | 535.4997 | 141.6971
8306 | 530.7759 | 145.4285 | 530.7759 | 145.4285
8307 | 533.191 | 128.8925 | 533.191 | 128.8925
8308 | 528.1332 | 161.1914 | 528.1332 | 161.1914
8309 | 534.8979 | 188.0328 | 534.8979 | 188.0328
8310 | 525.1956 | 179.0711 | 525.1956 | 179.0711
8311 | 499.0691 | 165.6553 | 499.0691 | 165.6553
8312 | 484.7462 | 158.4024 | 484.7462 | 158.4024
8313 | 481.5709 | 134.3695 | 481.5709 | 134.3695
8314 | 487.676 | 89.1317 | 487.676 | 89.1317
8315 | 475.8901 | 63.1603 | 475.8901 | 63.1603
8316 | 451.4268 | 47.2721 | 451.4268 | 47.2721
8317 | 425.366 | 40.7074 | 425.366 | 40.7074
8318 | 406.3775 | 44.0177 | 406.3775 | 44.0177
8319 | 388.4553 | 50.7584 | 388.4553 | 50.7584
8320 | 377.0429 | 77.4604 | 377.0429 | 77.4604
8321 | 375.1452 | 169.4505 | 375.1452 | 169.4505
8322 | 382.8348 | 212.7537 | 382.8348 | 212.7537
8323 | 401.6926 | 221.4351 | 401.6926 | 221.4351
8324 | 433.1777 | 201.424 | 433.1777 | 201.424
8325 | 462.0684 | 186.6297 | 462.0684 | 186.6297
8326 | 494.4388 | 174.0113 | 494.4388 | 174.0113
8327 | 536.3829 | 162.4115 | 536.3829 | 162.4115
8328 | 540.3384 | 147.8352 | 540.3384 | 147.8352
8329 | 520.2062 | 134.1948 | 520.2062 | 134.1948
8330 | 515.5988 | 136.4246 | 515.5988 | 136.4246
8331 | 514.6369 | 118.7286 | 514.6369 | 118.7286
8332 | 521.5801 | 150.3351 | 521.5801 | 150.3351
8333 | 519.5523 | 177.5309 | 519.5523 | 177.5309
8334 | 506.1135 | 169.742 | 506.1135 | 169.742
8335 | 488.6981 | 157.5519 | 488.6981 | 157.5519
8336 | 475.272 | 152.1331 | 475.272 | 152.1331
8337 | 473.4771 | 130.0109 | 473.4771 | 130.0109
8338 | 476.639 | 86.5852 | 476.639 | 86.5852
8339 | 470.8002 | 62.2725 | 470.8002 | 62.2725
8340 | 448.6233 | 47.6832 | 448.6233 | 47.6832
8341 | 420.2601 | 42.2181 | 420.2601 | 42.2181
8342 | 404.768 | 46.4309 | 404.768 | 46.4309
8343 | 388.0215 | 53.7561 | 388.0215 | 53.7561
8344 | 373.6852 | 80.522 | 373.6852 | 80.522
8345 | 373.8084 | 172.1723 | 373.8084 | 172.1723
8346 | 378.4546 | 214.7522 | 378.4546 | 214.7522
8347 | 397.2088 | 222.7814 | 397.2088 | 222.7814
8348 | 435.0258 | 202.6333 | 435.0258 | 202.6333
8349 | 466.2244 | 188.2756 | 466.2244 | 188.2756
8350 | 497.1009 | 176.4938 | 497.1009 | 176.4938
8351 | 537.3901 | 166.8651 | 537.3901 | 166.8651
8352 | 541.6815 | 154.6836 | 541.6815 | 154.6836
8353 | 518.9864 | 143.5568 | 518.9864 | 143.5568
8354 | 514.2149 | 147.8489 | 514.2149 | 147.8489
8355 | 513.2689 | 131.5029 | 513.2689 | 131.5029
8356 | 518.5591 | 163.8054 | 518.5591 | 163.8054
8357 | 518.3256 | 190.7637 | 518.3256 | 190.7637
8358 | 508.7894 | 181.972 | 508.7894 | 181.972
8359 | 487.768 | 169.064 | 487.768 | 169.064
8360 | 477.3676 | 162.7153 | 477.3676 | 162.7153
8361 | 475.7864 | 139.6451 | 475.7864 | 139.6451
8362 | 477.0309 | 95.1325 | 477.0309 | 95.1325
8363 | 468.6449 | 69.2871 | 468.6449 | 69.2871
8364 | 450.4373 | 52.756 | 450.4373 | 52.756
8365 | 421.7446 | 45.318 | 421.7446 | 45.318
8366 | 405.4599 | 47.9416 | 405.4599 | 47.9416
8367 | 392.5394 | 54.231 | 392.5394 | 54.231
8368 | 374.0366 | 80.5056 | 374.0366 | 80.5056
8369 | 373.7041 | 171.9202 | 373.7041 | 171.9202
8370 | 384.8028 | 214.5512 | 384.8028 | 214.5512
8371 | 405.3642 | 222.5859 | 405.3642 | 222.5859
8372 | 451.097 | 202.4031 | 451.097 | 202.4031
8373 | 484.9176 | 188.1934 | 484.9176 | 188.1934
8374 | 513.845 | 176.7057 | 513.845 | 176.7057
8375 | 550.6225 | 167.1409 | 550.6225 | 167.1409
8376 | 558.8022 | 155.0563 | 558.8022 | 155.0563
8377 | 529.5381 | 144.05 | 529.5381 | 144.05
8378 | 524.4175 | 148.1924 | 524.4175 | 148.1924
8379 | 527.773 | 131.7385 | 527.773 | 131.7385
8380 | 529.3971 | 163.8474 | 529.3971 | 163.8474
8381 | 539.1382 | 190.6833 | 539.1382 | 190.6833
8382 | 525.4007 | 181.972 | 525.4007 | 181.972
8383 | 503.2703 | 168.9526 | 503.2703 | 168.9526
8384 | 490.9759 | 162.2367 | 490.9759 | 162.2367
8385 | 483.5407 | 138.7135 | 483.5407 | 138.7135
8386 | 485.5207 | 93.8172 | 485.5207 | 93.8172
8387 | 477.2925 | 67.7837 | 477.2925 | 67.7837
8388 | 451.1897 | 51.3184 | 451.1897 | 51.3184
8389 | 420.1448 | 43.9078 | 420.1448 | 43.9078
8390 | 403.1816 | 46.577 | 403.1816 | 46.577
8391 | 387.7622 | 52.9852 | 387.7622 | 52.9852
8392 | 374.3354 | 79.3639 | 374.3354 | 79.3639
8393 | 376.7798 | 170.8753 | 376.7798 | 170.8753
8394 | 388.3475 | 213.5392 | 388.3475 | 213.5392
8395 | 417.7543 | 221.6123 | 417.7543 | 221.6123
8396 | 472.124 | 201.4331 | 472.124 | 201.4331
8397 | 507.7373 | 187.1065 | 507.7373 | 187.1065
8398 | 534.4162 | 175.5183 | 534.4162 | 175.5183
8399 | 575.2492 | 165.8494 | 575.2492 | 165.8494
8400 | 575.1089 | 153.7045 | 575.1089 | 153.7045
8401 | 541.2148 | 142.669 | 541.2148 | 142.669
8402 | 533.9275 | 146.8369 | 533.9275 | 146.8369
8403 | 540.1983 | 130.4927 | 540.1983 | 130.4927
8404 | 540.2448 | 162.9743 | 540.2448 | 162.9743
8405 | 543.7078 | 190.2321 | 543.7078 | 190.2321
8406 | 533.6409 | 181.8898 | 533.6409 | 181.8898
8407 | 508.7209 | 169.1498 | 508.7209 | 169.1498
8408 | 486.9401 | 162.7208 | 486.9401 | 162.7208
8409 | 483.0856 | 139.3784 | 483.0856 | 139.3784
8410 | 485.4021 | 94.4767 | 485.4021 | 94.4767
8411 | 469.5538 | 68.3171 | 469.5538 | 68.3171
8412 | 446.3557 | 51.6362 | 446.3557 | 51.6362
8413 | 415.4211 | 44.138 | 415.4211 | 44.138
8414 | 400.8611 | 46.7524 | 400.8611 | 46.7524
8415 | 385.2671 | 53.1167 | 385.2671 | 53.1167
8416 | 372.9616 | 79.4461 | 372.9616 | 79.4461
8417 | 376.6079 | 171.0635 | 376.6079 | 171.0635
8418 | 389.175 | 213.9064 | 389.175 | 213.9064
8419 | 419.8592 | 222.0927 | 419.8592 | 222.0927
8420 | 469.3849 | 201.9885 | 469.3849 | 201.9885
8421 | 509.3427 | 187.7148 | 509.3427 | 187.7148
8422 | 534.6949 | 176.1175 | 534.6949 | 176.1175
8423 | 570.6834 | 166.3974 | 570.6834 | 166.3974
8424 | 570.7038 | 154.0096 | 570.7038 | 154.0096
8425 | 542.0562 | 142.6489 | 542.0562 | 142.6489
8426 | 534.1243 | 146.393 | 534.1243 | 146.393
8427 | 536.7064 | 129.6141 | 536.7064 | 129.6141
8428 | 542.9832 | 161.6426 | 542.9832 | 161.6426
8429 | 545.0894 | 188.4219 | 545.0894 | 188.4219
8430 | 532.3688 | 179.4383 | 532.3688 | 179.4383
8431 | 502.7189 | 166.0919 | 502.7189 | 166.0919
8432 | 490.7059 | 159.1788 | 490.7059 | 159.1788
8433 | 488.1317 | 135.6245 | 488.1317 | 135.6245
8434 | 492.0388 | 90.7922 | 492.0388 | 90.7922
8435 | 471.9567 | 64.8098 | 471.9567 | 64.8098
8436 | 446.0977 | 48.3262 | 446.0977 | 48.3262
8437 | 418.2341 | 41.1184 | 418.2341 | 41.1184
8438 | 402.5437 | 44.0561 | 402.5437 | 44.0561
8439 | 386.5049 | 50.6178 | 386.5049 | 50.6178
8440 | 373.6297 | 77.1645 | 373.6297 | 77.1645
8441 | 377.2972 | 168.7691 | 377.2972 | 168.7691
8442 | 389.822 | 211.5298 | 389.822 | 211.5298
8443 | 416.951 | 219.6485 | 416.951 | 219.6485
8444 | 467.6482 | 199.3434 | 467.6482 | 199.3434
8445 | 506.9185 | 184.5618 | 506.9185 | 184.5618
8446 | 531.4093 | 172.3106 | 531.4093 | 172.3106
8447 | 567.9743 | 161.7247 | 567.9743 | 161.7247
8448 | 567.1697 | 148.0672 | 567.1697 | 148.0672
8449 | 536.1279 | 135.4406 | 536.1279 | 135.4406
8450 | 530.2477 | 138.3335 | 530.2477 | 138.3335
8451 | 536.596 | 120.7964 | 536.596 | 120.7964
8452 | 535.0528 | 152.1527 | 535.0528 | 152.1527
8453 | 534.9266 | 178.3182 | 534.9266 | 178.3182
8454 | 525.5938 | 169.4461 | 525.5938 | 169.4461
8455 | 498.7388 | 156.6203 | 498.7388 | 156.6203
8456 | 482.3375 | 150.5913 | 482.3375 | 150.5913
8457 | 482.6942 | 127.8463 | 482.6942 | 127.8463
8458 | 488.6707 | 83.7318 | 488.6707 | 83.7318
8459 | 473.4137 | 58.6976 | 473.4137 | 58.6976
8460 | 445.8345 | 43.4068 | 445.8345 | 43.4068
8461 | 414.2155 | 37.5782 | 414.2155 | 37.5782
8462 | 397.5363 | 41.7489 | 397.5363 | 41.7489
8463 | 384.643 | 49.0705 | 384.643 | 49.0705
8464 | 373.4426 | 76.0703 | 373.4426 | 76.0703
8465 | 373.4514 | 168.1152 | 373.4514 | 168.1152
8466 | 383.6692 | 211.2686 | 383.6692 | 211.2686
8467 | 404.1826 | 219.7636 | 404.1826 | 219.7636
8468 | 450.0274 | 199.5845 | 450.0274 | 199.5845
8469 | 488.0163 | 184.8066 | 488.0163 | 184.8066
8470 | 517.6408 | 172.4019 | 517.6408 | 172.4019
8471 | 557.8207 | 161.6096 | 557.8207 | 161.6096
8472 | 559.0586 | 147.7749 | 559.0586 | 147.7749
8473 | 534.3153 | 134.8853 | 534.3153 | 134.8853
8474 | 531.5944 | 137.168 | 531.5944 | 137.168
8475 | 534.5707 | 119.6474 | 534.5707 | 119.6474
8476 | 529.9306 | 151.5481 | 529.9306 | 151.5481
8477 | 528.1498 | 178.2579 | 528.1498 | 178.2579
8478 | 524.2152 | 169.5758 | 524.2152 | 169.5758
8479 | 504.221 | 156.7098 | 504.221 | 156.7098
8480 | 484.5771 | 150.7028 | 484.5771 | 150.7028
8481 | 478.9046 | 127.9449 | 478.9046 | 127.9449
8482 | 482.9792 | 83.6369 | 482.9792 | 83.6369
8483 | 470.5038 | 58.2044 | 470.5038 | 58.2044
8484 | 449.6356 | 42.3929 | 449.6356 | 42.3929
8485 | 418.9869 | 36.1332 | 418.9869 | 36.1332
8486 | 401.0419 | 40.0994 | 401.0419 | 40.0994
8487 | 382.5008 | 47.3881 | 382.5008 | 47.3881
8488 | 370.626 | 74.4043 | 370.626 | 74.4043
8489 | 369.2783 | 166.2921 | 369.2783 | 166.2921
8490 | 377.3623 | 209.0765 | 377.3623 | 209.0765
8491 | 395.5952 | 216.9779 | 395.5952 | 216.9779
8492 | 429.5224 | 196.2617 | 429.5224 | 196.2617
8493 | 460.4209 | 181.1824 | 460.4209 | 181.1824
8494 | 489.9903 | 168.469 | 489.9903 | 168.469
8495 | 530.8151 | 156.8966 | 530.8151 | 156.8966
8496 | 535.7559 | 142.3642 | 535.7559 | 142.3642
8497 | 508.3107 | 129.0123 | 508.3107 | 129.0123
8498 | 498.0284 | 131.381 | 498.0284 | 131.381
8499 | 498.6539 | 113.8 | 498.6539 | 113.8
8500 | 502.4367 | 145.2933 | 502.4367 | 145.2933
8501 | 507.1227 | 171.5922 | 507.1227 | 171.5922
8502 | 496.2875 | 163.0635 | 496.2875 | 163.0635
8503 | 476.6123 | 151.1017 | 476.6123 | 151.1017
8504 | 459.47 | 146.9123 | 459.47 | 146.9123
8505 | 458.0993 | 127.1156 | 458.0993 | 127.1156
8506 | 466.6202 | 84.9685 | 466.6202 | 84.9685
8507 | 460.9718 | 60.4878 | 460.9718 | 60.4878
8508 | 438.8385 | 45.049 | 438.8385 | 45.049
8509 | 412.0087 | 38.5975 | 412.0087 | 38.5975
8510 | 396.5194 | 42.0979 | 396.5194 | 42.0979
8511 | 379.7115 | 49.2915 | 379.7115 | 49.2915
8512 | 365.3443 | 76.3059 | 365.3443 | 76.3059
8513 | 366.415 | 168.2449 | 366.415 | 168.2449
8514 | 373.938 | 211.2248 | 373.938 | 211.2248
8515 | 391.8187 | 219.5663 | 391.8187 | 219.5663
8516 | 423.9731 | 199.6301 | 423.9731 | 199.6301
8517 | 452.2643 | 185.2158 | 452.2643 | 185.2158
8518 | 481.1399 | 173.3865 | 481.1399 | 173.3865
8519 | 522.2543 | 163.4089 | 522.2543 | 163.4089
8520 | 529.6478 | 150.7726 | 529.6478 | 150.7726
8521 | 506.5783 | 138.8511 | 506.5783 | 138.8511
8522 | 497.9655 | 142.1404 | 497.9655 | 142.1404
8523 | 499.5794 | 125.1861 | 499.5794 | 125.1861
8524 | 505.4675 | 157.2164 | 505.4675 | 157.2164
8525 | 503.7577 | 184.1089 | 503.7577 | 184.1089
8526 | 495.4067 | 175.5364 | 495.4067 | 175.5364
8527 | 479.0979 | 162.7983 | 479.0979 | 162.7983
8528 | 469.2924 | 156.499 | 469.2924 | 156.499
8529 | 470.1966 | 133.4251 | 470.1966 | 133.4251
8530 | 471.5227 | 89.1499 | 471.5227 | 89.1499
8531 | 462.7553 | 63.9074 | 462.7553 | 63.9074
8532 | 438.6838 | 48.2567 | 438.6838 | 48.2567
8533 | 412.0378 | 41.8545 | 412.0378 | 41.8545
8534 | 394.9882 | 45.6161 | 394.9882 | 45.6161
8535 | 380.7459 | 52.6911 | 380.7459 | 52.6911
8536 | 366.5305 | 79.4169 | 366.5305 | 79.4169
8537 | 366.9362 | 171.2644 | 366.9362 | 171.2644
8538 | 375.263 | 214.2809 | 375.263 | 214.2809
8539 | 393.8339 | 222.6298 | 393.8339 | 222.6298
8540 | 432.6612 | 202.394 | 432.6612 | 202.394
8541 | 467.5062 | 187.4152 | 467.5062 | 187.4152
8542 | 495.8001 | 174.3693 | 495.8001 | 174.3693
8543 | 537.6799 | 162.8792 | 537.6799 | 162.8792
8544 | 538.1862 | 148.8673 | 538.1862 | 148.8673
8545 | 515.2389 | 135.9594 | 515.2389 | 135.9594
8546 | 510.0809 | 138.4851 | 510.0809 | 138.4851
8547 | 507.6043 | 120.9389 | 507.6043 | 120.9389
8548 | 508.3407 | 152.403 | 508.3407 | 152.403
8549 | 513.3068 | 178.7785 | 513.3068 | 178.7785
8550 | 503.2537 | 169.8772 | 503.2537 | 169.8772
8551 | 484.1821 | 157.0989 | 484.1821 | 157.0989
8552 | 468.6152 | 151.1832 | 468.6152 | 151.1832
8553 | 467.3994 | 128.5422 | 467.3994 | 128.5422
8554 | 472.2143 | 84.5319 | 472.2143 | 84.5319
8555 | 462.6692 | 59.4191 | 462.6692 | 59.4191
8556 | 443.1537 | 43.8488 | 443.1537 | 43.8488
8557 | 414.4071 | 37.8394 | 414.4071 | 37.8394
8558 | 397.462 | 42.1326 | 397.462 | 42.1326
8559 | 380.2637 | 49.6021 | 380.2637 | 49.6021
8560 | 370.0847 | 76.9508 | 370.0847 | 76.9508
8561 | 372.0205 | 169.0523 | 372.0205 | 169.0523
8562 | 377.8782 | 212.1655 | 377.8782 | 212.1655
8563 | 398.7715 | 220.4943 | 398.7715 | 220.4943
8564 | 430.3761 | 200.6422 | 430.3761 | 200.6422
8565 | 466.7493 | 186.0451 | 466.7493 | 186.0451
8566 | 493.6591 | 173.5272 | 493.6591 | 173.5272
8567 | 532.6886 | 162.4608 | 532.6886 | 162.4608
8568 | 531.7955 | 148.2499 | 531.7955 | 148.2499
8569 | 510.8835 | 135.1775 | 510.8835 | 135.1775
8570 | 505.496 | 137.7636 | 505.496 | 137.7636
8571 | 502.7684 | 120.3105 | 502.7684 | 120.3105
8572 | 504.057 | 151.8239 | 504.057 | 151.8239
8573 | 502.4157 | 178.0734 | 502.4157 | 178.0734
8574 | 492.3336 | 168.7062 | 492.3336 | 168.7062
8575 | 474.7961 | 155.7416 | 474.7961 | 155.7416
8576 | 468.1695 | 149.7985 | 468.1695 | 149.7985
8577 | 468.7566 | 127.28 | 468.7566 | 127.28
8578 | 473.6202 | 83.6752 | 473.6202 | 83.6752
8579 | 463.7709 | 59.0666 | 463.7709 | 59.0666
8580 | 440.8754 | 43.8963 | 440.8754 | 43.8963
8581 | 411.275 | 37.9709 | 411.275 | 37.9709
8582 | 395.8278 | 42.286 | 395.8278 | 42.286
8583 | 379.9064 | 49.4158 | 379.9064 | 49.4158
8584 | 368.3502 | 76.0995 | 368.3502 | 76.0995
8585 | 370.0091 | 167.8137 | 370.0091 | 167.8137
8586 | 378.3013 | 210.737 | 378.3013 | 210.737
8587 | 400.4783 | 219.1096 | 400.4783 | 219.1096
8588 | 447.2967 | 198.693 | 447.2967 | 198.693
8589 | 481.1577 | 183.4895 | 481.1577 | 183.4895
8590 | 508.8173 | 170.619 | 508.8173 | 170.619
8591 | 548.6189 | 159.2951 | 548.6189 | 159.2951
8592 | 555.7976 | 145.4915 | 555.7976 | 145.4915
8593 | 521.4086 | 132.7937 | 521.4086 | 132.7937
8594 | 515.9953 | 134.8792 | 515.9953 | 134.8792
8595 | 524.3096 | 116.9712 | 524.3096 | 116.9712
8596 | 523.3333 | 148.5212 | 523.3333 | 148.5212
8597 | 519.3721 | 175.1525 | 519.3721 | 175.1525
8598 | 512.7309 | 166.2201 | 512.7309 | 166.2201
8599 | 485.3858 | 153.3541 | 485.3858 | 153.3541
8600 | 467.4224 | 147.1973 | 467.4224 | 147.1973
8601 | 462.7688 | 124.2713 | 462.7688 | 124.2713
8602 | 469.0399 | 79.9012 | 469.0399 | 79.9012
8603 | 461.6706 | 54.7482 | 461.6706 | 54.7482
8604 | 437.9916 | 39.24 | 437.9916 | 39.24
8605 | 409.0901 | 33.2945 | 409.0901 | 33.2945
8606 | 391.2497 | 37.1127 | 391.2497 | 37.1127
8607 | 372.204 | 44.1182 | 372.204 | 44.1182
8608 | 360.7201 | 70.9847 | 360.7201 | 70.9847
8609 | 364.3042 | 162.8268 | 364.3042 | 162.8268
8610 | 373.1507 | 205.4121 | 373.1507 | 205.4121
8611 | 398.3094 | 213.2659 | 398.3094 | 213.2659
8612 | 444.076 | 192.8128 | 444.076 | 192.8128
8613 | 477.0247 | 177.8541 | 477.0247 | 177.8541
8614 | 500.4922 | 165.8768 | 500.4922 | 165.8768
8615 | 546.1063 | 155.8188 | 546.1063 | 155.8188
8616 | 548.7517 | 142.9378 | 548.7517 | 142.9378
8617 | 519.0682 | 131.0126 | 519.0682 | 131.0126
8618 | 510.182 | 135.1842 | 510.182 | 135.1842
8619 | 514.5377 | 119.2291 | 514.5377 | 119.2291
8620 | 514.6585 | 152.1344 | 514.6585 | 152.1344
8621 | 513.4901 | 179.6243 | 513.4901 | 179.6243
8622 | 510.2825 | 171.3166 | 510.2825 | 171.3166
8623 | 483.5782 | 158.721 | 483.5782 | 158.721
8624 | 470.1072 | 152.7523 | 470.1072 | 152.7523
8625 | 465.9428 | 130.2795 | 465.9428 | 130.2795
8626 | 472.1441 | 86.6491 | 472.1441 | 86.6491
8627 | 461.546 | 61.7884 | 461.546 | 61.7884
8628 | 438.4135 | 46.1743 | 438.4135 | 46.1743
8629 | 406.9548 | 39.573 | 406.9548 | 39.573
8630 | 389.2407 | 42.8212 | 389.2407 | 42.8212
8631 | 370.9078 | 49.4706 | 370.9078 | 49.4706
8632 | 358.0547 | 76.0082 | 358.0547 | 76.0082
8633 | 356.8266 | 167.664 | 356.8266 | 167.664
8634 | 367.7154 | 210.5452 | 367.7154 | 210.5452
8635 | 389.0296 | 218.7699 | 389.0296 | 218.7699
8636 | 429.927 | 198.6492 | 429.927 | 198.6492
8637 | 467.7587 | 184.2093 | 467.7587 | 184.2093
8638 | 497.8093 | 172.3161 | 497.8093 | 172.3161
8639 | 539.8263 | 162.2654 | 539.8263 | 162.2654
8640 | 547.2617 | 149.7442 | 547.2617 | 149.7442
8641 | 519.5811 | 138.2921 | 519.5811 | 138.2921
8642 | 510.0922 | 142.2244 | 510.0922 | 142.2244
8643 | 509.5291 | 125.8126 | 509.5291 | 125.8126
8644 | 508.8955 | 158.1334 | 508.8955 | 158.1334
8645 | 513.8104 | 184.8506 | 513.8104 | 184.8506
8646 | 504.6118 | 175.8798 | 504.6118 | 175.8798
8647 | 483.7113 | 162.749 | 483.7113 | 162.749
8648 | 468.8033 | 156.4423 | 468.8033 | 156.4423
8649 | 461.9255 | 133.2918 | 461.9255 | 133.2918
8650 | 470.1559 | 88.5508 | 470.1559 | 88.5508
8651 | 463.5748 | 62.8918 | 463.5748 | 62.8918
8652 | 437.2592 | 47.0602 | 437.2592 | 47.0602
8653 | 410.0929 | 40.5265 | 410.0929 | 40.5265
8654 | 392.8777 | 44.1401 | 392.8777 | 44.1401
8655 | 374.6658 | 51.0142 | 374.6658 | 51.0142
8656 | 360.0199 | 77.7984 | 360.0199 | 77.7984
8657 | 359.6993 | 169.6825 | 359.6993 | 169.6825
8658 | 367.4192 | 212.7501 | 367.4192 | 212.7501
8659 | 385.1427 | 221.1866 | 385.1427 | 221.1866
8660 | 420.3395 | 201.1774 | 420.3395 | 201.1774
8661 | 455.2794 | 186.648 | 455.2794 | 186.648
8662 | 480.8849 | 174.3054 | 480.8849 | 174.3054
8663 | 518.7033 | 163.4126 | 518.7033 | 163.4126
8664 | 526.1396 | 149.2875 | 526.1396 | 149.2875
8665 | 508.889 | 135.9192 | 508.889 | 135.9192
8666 | 497.636 | 137.7051 | 497.636 | 137.7051
8667 | 493.0403 | 119.2583 | 493.0403 | 119.2583
8668 | 492.8797 | 149.8528 | 492.8797 | 149.8528
8669 | 495.1941 | 175.4904 | 495.1941 | 175.4904
8670 | 487.1517 | 165.6337 | 487.1517 | 165.6337
8671 | 467.137 | 152.1905 | 467.137 | 152.1905
8672 | 453.6888 | 145.3102 | 453.6888 | 145.3102
8673 | 454.9754 | 121.7706 | 454.9754 | 121.7706
8674 | 467.593 | 77.0478 | 467.593 | 77.0478
8675 | 459.4774 | 51.6574 | 459.4774 | 51.6574
8676 | 434.9152 | 36.52 | 434.9152 | 36.52
8677 | 407.981 | 31.9098 | 407.981 | 31.9098
8678 | 392.011 | 36.93 | 392.011 | 36.93
8679 | 375.4338 | 44.5439 | 375.4338 | 44.5439
8680 | 358.8421 | 71.8706 | 358.8421 | 71.8706
8681 | 357.5413 | 163.9539 | 357.5413 | 163.9539
8682 | 364.0573 | 206.9922 | 364.0573 | 206.9922
8683 | 382.3198 | 215.4379 | 382.3198 | 215.4379
8684 | 413.8413 | 194.8624 | 413.8413 | 194.8624
8685 | 444.3656 | 179.6607 | 444.3656 | 179.6607
8686 | 473.9936 | 166.7299 | 473.9936 | 166.7299
8687 | 512.6687 | 154.9785 | 512.6687 | 154.9785
8688 | 520.0726 | 140.3694 | 520.0726 | 140.3694
8689 | 500.6582 | 127.3737 | 500.6582 | 127.3737
8690 | 493.9543 | 130.3233 | 493.9543 | 130.3233
8691 | 498.135 | 113.4091 | 498.135 | 113.4091
8692 | 500.2657 | 145.6441 | 500.2657 | 145.6441
8693 | 501.8797 | 172.922 | 501.8797 | 172.922
8694 | 492.1496 | 164.6765 | 492.1496 | 164.6765
8695 | 472.7404 | 152.121 | 472.7404 | 152.121
8696 | 463.7411 | 145.8619 | 463.7411 | 145.8619
8697 | 462.3035 | 122.5323 | 462.3035 | 122.5323
8698 | 464.2099 | 77.9722 | 464.2099 | 77.9722
8699 | 457.0713 | 52.7863 | 457.0713 | 52.7863
8700 | 434.4646 | 37.6635 | 434.4646 | 37.6635
8701 | 405.5802 | 32.4505 | 405.5802 | 32.4505
8702 | 388.218 | 36.5464 | 388.218 | 36.5464
8703 | 372.1189 | 43.5428 | 372.1189 | 43.5428
8704 | 357.5115 | 70.1572 | 357.5115 | 70.1572
8705 | 356.9354 | 161.8221 | 356.9354 | 161.8221
8706 | 364.967 | 204.9572 | 364.967 | 204.9572
8707 | 385.4608 | 213.4267 | 385.4608 | 213.4267
8708 | 422.8373 | 193.0229 | 422.8373 | 193.0229
8709 | 454.9753 | 178.0532 | 454.9753 | 178.0532
8710 | 485.3389 | 165.3032 | 485.3389 | 165.3032
8711 | 529.2512 | 154.4287 | 529.2512 | 154.4287
8712 | 537.4 | 140.3749 | 537.4 | 140.3749
8713 | 513.459 | 126.7837 | 513.459 | 126.7837
8714 | 505.2766 | 128.407 | 505.2766 | 128.407
8715 | 508.0895 | 109.5931 | 508.0895 | 109.5931
8716 | 508.7422 | 140.8617 | 508.7422 | 140.8617
8717 | 505.3738 | 168.0958 | 505.3738 | 168.0958
8718 | 500.4968 | 160.559 | 500.4968 | 160.559
8719 | 484.8639 | 149.3846 | 484.8639 | 149.3846
8720 | 472.3948 | 144.8389 | 472.3948 | 144.8389
8721 | 471.6415 | 123.5827 | 471.6415 | 123.5827
8722 | 472.5351 | 81.1854 | 472.5351 | 81.1854
8723 | 462.5513 | 57.5906 | 462.5513 | 57.5906
8724 | 438.6255 | 40.1887 | 438.6255 | 40.1887
8725 | 417.1319 | 34.8827 | 417.1319 | 34.8827
8726 | 399.9378 | 37.6644 | 399.9378 | 37.6644
8727 | 383.1141 | 43.9071 | 383.1141 | 43.9071
8728 | 367.9132 | 71.12 | 367.9132 | 71.12
8729 | 366.4353 | 159.0448 | 366.4353 | 159.0448
8730 | 373.4033 | 198.689 | 373.4033 | 198.689
8731 | 389.8677 | 205.6169 | 389.8677 | 205.6169
8732 | 421.5583 | 186.8655 | 421.5583 | 186.8655
8733 | 446.0645 | 175.9248 | 446.0645 | 175.9248
8734 | 469.6484 | 157.7148 | 469.6484 | 157.7148
8735 | 513.3121 | 152.2727 | 513.3121 | 152.2727
8736 | 514.6073 | 139.2278 | 514.6073 | 139.2278
8737 | 488.119 | 130.0199 | 488.119 | 130.0199
8738 | 480.2582 | 132.7838 | 480.2582 | 132.7838
8739 | 475.2596 | 121.0754 | 475.2596 | 121.0754
8740 | 477.5954 | 147.3989 | 477.5954 | 147.3989
8741 | 484.6161 | 177.016 | 484.6161 | 177.016
8742 | 474.3727 | 167.7738 | 474.3727 | 167.7738
8743 | 465.3301 | 154.7653 | 465.3301 | 154.7653
8744 | 455.3294 | 145.3758 | 455.3294 | 145.3758
8745 | 457.2962 | 126.6486 | 457.2962 | 126.6486
8746 | 467.4536 | 82.88 | 467.4536 | 82.88
8747 | 456.4998 | 59.4606 | 456.4998 | 59.4606
8748 | 437.4052 | 43.9427 | 437.4052 | 43.9427
8749 | 413.258 | 37.9605 | 413.258 | 37.9605
8750 | 392.8007 | 40.7468 | 392.8007 | 40.7468
8751 | 379.4513 | 47.065 | 379.4513 | 47.065
8752 | 366.0718 | 74.2686 | 366.0718 | 74.2686
8753 | 365.8049 | 162.1996 | 365.8049 | 162.1996
8754 | 373.399 | 201.8592 | 373.399 | 201.8592
8755 | 394.1073 | 208.667 | 394.1073 | 208.667
8756 | 435.8554 | 189.6198 | 435.8554 | 189.6198
8757 | 474.8624 | 178.4696 | 474.8624 | 178.4696
8758 | 508.6534 | 160.0378 | 508.6534 | 160.0378
8759 | 557.5467 | 154.3862 | 557.5467 | 154.3862