## Summary Scalars
Parameter | Value
Total Cost ($) | 3595606.446
Capital Cost (CAPEX) | 70045.1026
Operating Cost (OPEX) | 3525561.3435
Annual Fuel Consumption Genset (L) | 1164739.2987
Annual Fuel Consumption Diesel Furnace (L) | 456508.6397

## Generator Summary
Size | Built | Capacity (kW) | Capital Cost ($) | Operating Cost ($)
100 kW | 8 | 800 | 51085.7693 | 119200
500 kW | 0 | 0 | 0 | 0
1000 kW | 0 | 0 | 0 | 0
2000 kW | 0 | 0 | 0 | 0
Total | 8 | 800 | 51085.7693 | 119200

## Diesel Furnace Summary
Size | Built | Capacity (MW) | Capital Cost ($) | Operating Cost ($)
17.58 kW | 84 | 1476.72 | 18959.3333 | 23627.52
Total | 84 | 1476.72 | 18959.3333 | 23627.52

## Time Series
Time | Electric Load (kW) | Thermal Load (kW) | Diesel Generation (kW) | Thermal Generation (kW)
0 | 521.2885 | 29.0437 | 521.2885 | 29.0437
1 | 494.8748 | 22.1313 | 494.8748 | 22.1313
2 | 492.5545 | 23.0142 | 492.5545 | 23.0142
3 | 495.9564 | 24.3665 | 495.9564 | 24.3665
4 | 490.6943 | 28.0796 | 490.6943 | 28.0796
5 | 500.3453 | 30.6368 | 500.3453 | 30.6368
6 | 495.9914 | 28.6199 | 495.9914 | 28.6199
7 | 466.384 | 26.9566 | 466.384 | 26.9566
8 | 446.1936 | 22.051 | 446.1936 | 22.051
9 | 441.274 | 20.6987 | 441.274 | 20.6987
10 | 445.821 | 12.8933 | 445.821 | 12.8933
11 | 431.8943 | 9.5228 | 431.8943 | 9.5228
12 | 407.8049 | 9.9355 | 407.8049 | 9.9355
13 | 382.8304 | 10.5253 | 382.8304 | 10.5253
14 | 365.1646 | 16.3328 | 365.1646 | 16.3328
15 | 351.4264 | 22.7097 | 351.4264 | 22.7097
16 | 337.3512 | 26.9612 | 337.3512 | 26.9612
17 | 336.456 | 46.6081 | 336.456 | 46.6081
18 | 345.9935 | 48.6161 | 345.9935 | 48.6161
19 | 366.8554 | 48.5405 | 366.8554 | 48.5405
20 | 407.7709 | 46.1774 | 407.7709 | 46.1774
21 | 445.1623 | 46.8318 | 445.1623 | 46.8318
22 | 474.9516 | 41.4424 | 474.9516 | 41.4424
23 | 517.3921 | 38.3652 | 517.3921 | 38.3652
24 | 525.3072 | 33.0776 | 525.3072 | 33.0776
25 | 499.039 | 24.7008 | 499.039 | 24.7008
26 | 489.1679 | 23.0142 | 489.1679 | 23.0142
27 | 490.0778 | 24.3665 | 490.0778 | 24.3665
28 | 489.999 | 28.0796 | 489.999 | 28.0796
29 | 492.102 | 30.6368 | 492.102 | 30.6368
30 | 486.0661 | 28.6199 | 486.0661 | 28.6199
31 | 462.4123 | 26.9566 | 462.4123 | 26.9566
32 | 443.492 | 22.051 | 443.492 | 22.051
33 | 437.4767 | 20.6987 | 437.4767 | 20.6987
34 | 441.9977 | 12.8933 | 441.9977 | 12.8933
35 | 431.7792 | 9.5228 | 431.7792 | 9.5228
36 | 403.7902 | 9.6618 | 403.7902 | 9.6618
37 | 378.4366 | 8.217 | 378.4366 | 8.217
38 | 365.7891 | 12.1548 | 365.7891 | 12.1548
39 | 352.8168 | 16.9775 | 352.8168 | 16.9775
40 | 339.4613 | 21.5235 | 339.4613 | 21.5235
41 | 338.0151 | 41.5778 | 338.0151 | 41.5778
42 | 344.3909 | 45.1212 | 344.3909 | 45.1212
43 | 361.5163 | 47.0218 | 361.5163 | 47.0218
44 | 399.5071 | 45.9393 | 399.5071 | 45.9393
45 | 438.24 | 47.2015 | 438.24 | 47.2015
46 | 465.7164 | 42.4869 | 465.7164 | 42.4869
47 | 505.4185 | 39.5163 | 505.4185 | 39.5163
48 | 508.6769 | 33.7816 | 508.6769 | 33.7816
49 | 489.236 | 24.4251 | 489.236 | 24.4251
50 | 482.1543 | 23.0142 | 482.1543 | 23.0142
51 | 485.3623 | 24.3665 | 485.3623 | 24.3665
52 | 483.3807 | 28.0796 | 483.3807 | 28.0796
53 | 490.2071 | 30.6368 | 490.2071 | 30.6368
54 | 482.6713 | 28.6199 | 482.6713 | 28.6199
55 | 457.6343 | 26.9566 | 457.6343 | 26.9566
56 | 437.3223 | 22.051 | 437.3223 | 22.051
57 | 430.6813 | 20.6987 | 430.6813 | 20.6987
58 | 438.9486 | 12.8933 | 438.9486 | 12.8933
59 | 427.8082 | 9.5228 | 427.8082 | 9.5228
60 | 401.6658 | 9.6618 | 401.6658 | 9.6618
61 | 380.1806 | 7.8953 | 380.1806 | 7.8953
62 | 365.0064 | 11.6555 | 365.0064 | 11.6555
63 | 351.0485 | 15.4463 | 351.0485 | 15.4463
64 | 339.347 | 20.6942 | 339.347 | 20.6942
65 | 335.665 | 41.0514 | 335.665 | 41.0514
66 | 341.9114 | 43.6798 | 341.9114 | 43.6798
67 | 356.3354 | 45.641 | 356.3354 | 45.641
68 | 388.3846 | 44.6002 | 388.3846 | 44.6002
69 | 418.5233 | 45.6682 | 418.5233 | 45.6682
70 | 448.2747 | 41.526 | 448.2747 | 41.526
71 | 482.2607 | 40.8553 | 482.2607 | 40.8553
72 | 493.6617 | 38.5528 | 493.6617 | 38.5528
73 | 475.7592 | 32.6244 | 475.7592 | 32.6244
74 | 468.3939 | 30.3424 | 468.3939 | 30.3424
75 | 470.9136 | 29.0897 | 470.9136 | 29.0897
76 | 467.4872 | 30.8767 | 467.4872 | 30.8767
77 | 468.9256 | 32.003 | 468.9256 | 32.003
78 | 455.0917 | 28.6199 | 455.0917 | 28.6199
79 | 441.573 | 26.9566 | 441.573 | 26.9566
80 | 429.8023 | 22.051 | 429.8023 | 22.051
81 | 428.3125 | 21.8017 | 428.3125 | 21.8017
82 | 431.2023 | 15.0116 | 431.2023 | 15.0116
83 | 425.5398 | 12.8673 | 425.5398 | 12.8673
84 | 400.1577 | 15.1789 | 400.1577 | 15.1789
85 | 375.1119 | 15.4951 | 375.1119 | 15.4951
86 | 362.5475 | 19.8089 | 362.5475 | 19.8089
87 | 352.0267 | 24.1344 | 352.0267 | 24.1344
88 | 337.2705 | 27.4396 | 337.2705 | 27.4396
89 | 334.1824 | 46.1318 | 334.1824 | 46.1318
90 | 339.6932 | 48.8187 | 339.6932 | 48.8187
91 | 357.3166 | 51.0432 | 357.3166 | 51.0432
92 | 385.1326 | 50.6562 | 385.1326 | 50.6562
93 | 420.0429 | 51.766 | 420.0429 | 51.766
94 | 445.5459 | 46.4268 | 445.5459 | 46.4268
95 | 477.8039 | 41.7661 | 477.8039 | 41.7661
96 | 490.8743 | 36.1317 | 490.8743 | 36.1317
97 | 467.4687 | 28.3169 | 467.4687 | 28.3169
98 | 461.9439 | 24.3073 | 461.9439 | 24.3073
99 | 461.1099 | 24.3665 | 461.1099 | 24.3665
100 | 468.2335 | 28.0796 | 468.2335 | 28.0796
101 | 477.9691 | 30.6368 | 477.9691 | 30.6368
102 | 465.8326 | 28.6199 | 465.8326 | 28.6199
103 | 451.9832 | 26.9566 | 451.9832 | 26.9566
104 | 439.593 | 22.051 | 439.593 | 22.051
105 | 431.9287 | 20.6987 | 431.9287 | 20.6987
106 | 432.9359 | 12.8933 | 432.9359 | 12.8933
107 | 420.1168 | 9.5228 | 420.1168 | 9.5228
108 | 397.9713 | 9.6618 | 397.9713 | 9.6618
109 | 377.4943 | 6.4622 | 377.4943 | 6.4622
110 | 362.5656 | 12.7125 | 362.5656 | 12.7125
111 | 349.504 | 19.6034 | 349.504 | 19.6034
112 | 337.3226 | 24.2434 | 337.3226 | 24.2434
113 | 333.9449 | 43.5331 | 333.9449 | 43.5331
114 | 342.8046 | 45.8523 | 342.8046 | 45.8523
115 | 360.8865 | 47.6047 | 360.8865 | 47.6047
116 | 395.35 | 46.7164 | 395.35 | 46.7164
117 | 424.4965 | 47.8345 | 424.4965 | 47.8345
118 | 452.8809 | 42.7898 | 452.8809 | 42.7898
119 | 489.8078 | 38.7183 | 489.8078 | 38.7183
120 | 493.9401 | 33.9675 | 493.9401 | 33.9675
121 | 469.077 | 25.1687 | 469.077 | 25.1687
122 | 465.9053 | 23.0142 | 465.9053 | 23.0142
123 | 470.3569 | 24.3665 | 470.3569 | 24.3665
124 | 469.7121 | 28.0796 | 469.7121 | 28.0796
125 | 471.7687 | 30.6368 | 471.7687 | 30.6368
126 | 463.6268 | 28.6199 | 463.6268 | 28.6199
127 | 444.6062 | 26.9566 | 444.6062 | 26.9566
128 | 431.635 | 22.051 | 431.635 | 22.051
129 | 427.447 | 20.6987 | 427.447 | 20.6987
130 | 430.7629 | 12.8933 | 430.7629 | 12.8933
131 | 421.6341 | 9.5228 | 421.6341 | 9.5228
132 | 398.451 | 9.6618 | 398.451 | 9.6618
133 | 375.976 | 6.2805 | 375.976 | 6.2805
134 | 361.2443 | 7.9058 | 361.2443 | 7.9058
135 | 348.1131 | 10.0274 | 348.1131 | 10.0274
136 | 334.0384 | 13.9948 | 334.0384 | 13.9948
137 | 334.6794 | 32.9899 | 334.6794 | 32.9899
138 | 344.6605 | 35.2925 | 344.6605 | 35.2925
139 | 365.765 | 35.9021 | 365.765 | 35.9021
140 | 408.3169 | 33.8168 | 408.3169 | 33.8168
141 | 442.1661 | 34.3667 | 442.1661 | 34.3667
142 | 470.717 | 28.804 | 470.717 | 28.804
143 | 507.6557 | 27.2538 | 507.6557 | 27.2538
144 | 513.291 | 25.1456 | 513.291 | 25.1456
145 | 484.4906 | 22.1313 | 484.4906 | 22.1313
146 | 476.5027 | 23.0142 | 476.5027 | 23.0142
147 | 484.8569 | 24.3665 | 484.8569 | 24.3665
148 | 481.122 | 28.0796 | 481.122 | 28.0796
149 | 481.4185 | 30.6368 | 481.4185 | 30.6368
150 | 471.9029 | 28.6199 | 471.9029 | 28.6199
151 | 452.5514 | 26.9566 | 452.5514 | 26.9566
152 | 433.7884 | 22.051 | 433.7884 | 22.051
153 | 430.8493 | 20.6987 | 430.8493 | 20.6987
154 | 434.5596 | 12.8933 | 434.5596 | 12.8933
155 | 422.6056 | 9.5228 | 422.6056 | 9.5228
156 | 399.0321 | 9.6618 | 399.0321 | 9.6618
157 | 374.2026 | 6.2805 | 374.2026 | 6.2805
158 | 358.1628 | 6.8195 | 358.1628 | 6.8195
159 | 342.3764 | 9.6618 | 342.3764 | 9.6618
160 | 328.978 | 12.4239 | 328.978 | 12.4239
161 | 328.8722 | 31.8347 | 328.8722 | 31.8347
162 | 340.742 | 36.0967 | 340.742 | 36.0967
163 | 359.7116 | 39.0586 | 359.7116 | 39.0586
164 | 399.9517 | 38.3604 | 399.9517 | 38.3604
165 | 435.9875 | 39.3657 | 435.9875 | 39.3657
166 | 460.3959 | 34.1247 | 460.3959 | 34.1247
167 | 494.9563 | 30.1095 | 494.9563 | 30.1095
168 | 498.7206 | 25.6219 | 498.7206 | 25.6219
169 | 474.2219 | 22.1313 | 474.2219 | 22.1313
170 | 467.8894 | 23.0142 | 467.8894 | 23.0142
171 | 474.1945 | 24.3665 | 474.1945 | 24.3665
172 | 470.9699 | 28.0796 | 470.9699 | 28.0796
173 | 472.1131 | 30.6368 | 472.1131 | 30.6368
174 | 463.4198 | 28.6199 | 463.4198 | 28.6199
175 | 442.3304 | 26.9566 | 442.3304 | 26.9566
176 | 425.4365 | 22.051 | 425.4365 | 22.051
177 | 421.2878 | 20.6987 | 421.2878 | 20.6987
178 | 429.2907 | 12.8933 | 429.2907 | 12.8933
179 | 417.6999 | 9.5228 | 417.6999 | 9.5228
180 | 394.0668 | 9.6618 | 394.0668 | 9.6618
181 | 371.6977 | 6.2805 | 371.6977 | 6.2805
182 | 354.7678 | 6.8195 | 354.7678 | 6.8195
183 | 340.8884 | 9.6618 | 340.8884 | 9.6618
184 | 328.7558 | 12.4239 | 328.7558 | 12.4239
185 | 330.3385 | 30.9929 | 330.3385 | 30.9929
186 | 339.51 | 33.356 | 339.51 | 33.356
187 | 362.3973 | 35.0414 | 362.3973 | 35.0414
188 | 404.0539 | 34.502 | 404.0539 | 34.502
189 | 439.1658 | 35.9522 | 439.1658 | 35.9522
190 | 470.1539 | 32.1861 | 470.1539 | 32.1861
191 | 505.7631 | 32.3886 | 505.7631 | 32.3886
192 | 509.7566 | 31.6299 | 509.7566 | 31.6299
193 | 489.3262 | 27.8761 | 489.3262 | 27.8761
194 | 473.8643 | 27.1713 | 473.8643 | 27.1713
195 | 480.1769 | 26.4262 | 480.1769 | 26.4262
196 | 483.0712 | 28.0817 | 483.0712 | 28.0817
197 | 488.4274 | 30.6368 | 488.4274 | 30.6368
198 | 479.0733 | 28.6199 | 479.0733 | 28.6199
199 | 455.6114 | 26.9566 | 455.6114 | 26.9566
200 | 444.5068 | 22.051 | 444.5068 | 22.051
201 | 436.4635 | 20.6987 | 436.4635 | 20.6987
202 | 439.1884 | 12.8933 | 439.1884 | 12.8933
203 | 420.8723 | 9.5228 | 420.8723 | 9.5228
204 | 398.2044 | 9.6618 | 398.2044 | 9.6618
205 | 374.2214 | 7.1119 | 374.2214 | 7.1119
206 | 360.261 | 10.4209 | 360.261 | 10.4209
207 | 348.0791 | 14.782 | 348.0791 | 14.782
208 | 337.8697 | 18.835 | 337.8697 | 18.835
209 | 335.528 | 38.7932 | 335.528 | 38.7932
210 | 342.6815 | 40.7928 | 342.6815 | 40.7928
211 | 363.2479 | 41.4317 | 363.2479 | 41.4317
212 | 397.0135 | 40.9319 | 397.0135 | 40.9319
213 | 428.8649 | 43.27 | 428.8649 | 43.27
214 | 456.2939 | 38.7622 | 456.2939 | 38.7622
215 | 498.9769 | 33.7757 | 498.9769 | 33.7757
216 | 506.8204 | 28.7617 | 506.8204 | 28.7617
217 | 486.9279 | 24.7071 | 486.9279 | 24.7071
218 | 484.483 | 24.9799 | 484.483 | 24.9799
219 | 482.4783 | 25.152 | 482.4783 | 25.152
220 | 484.5941 | 28.0796 | 484.5941 | 28.0796
221 | 485.1604 | 30.6368 | 485.1604 | 30.6368
222 | 479.0687 | 28.6199 | 479.0687 | 28.6199
223 | 458.9902 | 26.9566 | 458.9902 | 26.9566
224 | 440.8951 | 22.051 | 440.8951 | 22.051
225 | 436.1627 | 20.6987 | 436.1627 | 20.6987
226 | 440.1104 | 12.8933 | 440.1104 | 12.8933
227 | 424.3005 | 9.5228 | 424.3005 | 9.5228
228 | 401.604 | 9.6618 | 401.604 | 9.6618
229 | 378.1688 | 6.2805 | 378.1688 | 6.2805
230 | 361.6925 | 6.8195 | 361.6925 | 6.8195
231 | 350.032 | 9.6618 | 350.032 | 9.6618
232 | 335.8767 | 12.4239 | 335.8767 | 12.4239
233 | 335.9101 | 31.7052 | 335.9101 | 31.7052
234 | 341.5053 | 33.9826 | 341.5053 | 33.9826
235 | 355.0113 | 35.7162 | 355.0113 | 35.7162
236 | 385.5856 | 35.7784 | 385.5856 | 35.7784
237 | 414.4979 | 38.0977 | 414.4979 | 38.0977
238 | 441.0111 | 34.9582 | 441.0111 | 34.9582
239 | 481.3663 | 34.7805 | 481.3663 | 34.7805
240 | 485.4875 | 33.2656 | 485.4875 | 33.2656
241 | 469.1623 | 29.0292 | 469.1623 | 29.0292
242 | 464.4092 | 27.3363 | 464.4092 | 27.3363
243 | 461.9624 | 25.2146 | 461.9624 | 25.2146
244 | 468.1075 | 28.0796 | 468.1075 | 28.0796
245 | 472.4868 | 30.6368 | 472.4868 | 30.6368
246 | 462.6664 | 28.6199 | 462.6664 | 28.6199
247 | 445.516 | 26.9566 | 445.516 | 26.9566
248 | 430.8162 | 22.051 | 430.8162 | 22.051
249 | 425.8497 | 20.6987 | 425.8497 | 20.6987
250 | 430.8081 | 12.8933 | 430.8081 | 12.8933
251 | 415.5518 | 9.5228 | 415.5518 | 9.5228
252 | 395.5414 | 9.6618 | 395.5414 | 9.6618
253 | 374.7234 | 9.8819 | 374.7234 | 9.8819
254 | 360.1594 | 15.0731 | 360.1594 | 15.0731
255 | 349.6424 | 20.0797 | 349.6424 | 20.0797
256 | 335.0336 | 24.1682 | 335.0336 | 24.1682
257 | 335.6977 | 43.5227 | 335.6977 | 43.5227
258 | 338.9018 | 45.8043 | 338.9018 | 45.8043
259 | 353.6729 | 47.2704 | 353.6729 | 47.2704
260 | 378.8483 | 46.121 | 378.8483 | 46.121
261 | 406.9304 | 47.095 | 406.9304 | 47.095
262 | 435.3415 | 41.198 | 435.3415 | 41.198
263 | 468.6565 | 37.0575 | 468.6565 | 37.0575
264 | 478.7163 | 31.6132 | 478.7163 | 31.6132
265 | 463.3924 | 22.3047 | 463.3924 | 22.3047
266 | 460.7111 | 23.0142 | 460.7111 | 23.0142
267 | 458.5633 | 24.3665 | 458.5633 | 24.3665
268 | 459.2707 | 28.0796 | 459.2707 | 28.0796
269 | 462.6199 | 30.6368 | 462.6199 | 30.6368
270 | 450.7373 | 28.6199 | 450.7373 | 28.6199
271 | 436.1281 | 26.9566 | 436.1281 | 26.9566
272 | 425.4452 | 22.051 | 425.4452 | 22.051
273 | 426.924 | 20.6987 | 426.924 | 20.6987
274 | 432.5812 | 12.8933 | 432.5812 | 12.8933
275 | 420.7106 | 9.5228 | 420.7106 | 9.5228
276 | 397.2297 | 9.6618 | 397.2297 | 9.6618
277 | 373.4376 | 6.2805 | 373.4376 | 6.2805
278 | 360.505 | 7.2916 | 360.505 | 7.2916
279 | 349.7851 | 9.6618 | 349.7851 | 9.6618
280 | 338.9391 | 13.9091 | 338.9391 | 13.9091
281 | 334.615 | 33.7378 | 334.615 | 33.7378
282 | 340.3275 | 36.7924 | 340.3275 | 36.7924
283 | 354.5929 | 38.1645 | 354.5929 | 38.1645
284 | 386.1007 | 36.1816 | 386.1007 | 36.1816
285 | 415.9255 | 35.5616 | 415.9255 | 35.5616
286 | 441.023 | 31.1374 | 441.023 | 31.1374
287 | 477.4174 | 28.7704 | 477.4174 | 28.7704
288 | 487.0257 | 25.1456 | 487.0257 | 25.1456
289 | 467.8533 | 22.1313 | 467.8533 | 22.1313
290 | 461.3858 | 23.0142 | 461.3858 | 23.0142
291 | 462.6168 | 24.3665 | 462.6168 | 24.3665
292 | 463.6191 | 28.0796 | 463.6191 | 28.0796
293 | 471.8448 | 30.6368 | 471.8448 | 30.6368
294 | 465.5036 | 28.6199 | 465.5036 | 28.6199
295 | 446.6085 | 26.9566 | 446.6085 | 26.9566
296 | 435.6552 | 22.051 | 435.6552 | 22.051
297 | 432.3019 | 20.6987 | 432.3019 | 20.6987
298 | 429.7544 | 12.8933 | 429.7544 | 12.8933
299 | 417.2251 | 9.5228 | 417.2251 | 9.5228
300 | 393.4065 | 9.6618 | 393.4065 | 9.6618
301 | 369.8256 | 6.2805 | 369.8256 | 6.2805
302 | 356.679 | 6.8195 | 356.679 | 6.8195
303 | 344.6086 | 9.6618 | 344.6086 | 9.6618
304 | 330.0364 | 12.4239 | 330.0364 | 12.4239
305 | 329.6818 | 30.41 | 329.6818 | 30.41
306 | 339.3554 | 31.8184 | 339.3554 | 31.8184
307 | 357.7605 | 32.5033 | 357.7605 | 32.5033
308 | 398.0243 | 31.6505 | 398.0243 | 31.6505
309 | 434.1811 | 33.0527 | 434.1811 | 33.0527
310 | 457.0927 | 27.8806 | 457.0927 | 27.8806
311 | 497.7556 | 26.0151 | 497.7556 | 26.0151
312 | 494.8936 | 25.1456 | 494.8936 | 25.1456
313 | 471.5892 | 22.1313 | 471.5892 | 22.1313
314 | 465.868 | 23.0142 | 465.868 | 23.0142
315 | 468.6238 | 24.3665 | 468.6238 | 24.3665
316 | 466.5915 | 28.0796 | 466.5915 | 28.0796
317 | 471.9821 | 30.6368 | 471.9821 | 30.6368
318 | 463.6868 | 28.6199 | 463.6868 | 28.6199
319 | 441.4742 | 26.9566 | 441.4742 | 26.9566
320 | 426.4533 | 22.051 | 426.4533 | 22.051
321 | 422.5529 | 20.6987 | 422.5529 | 20.6987
322 | 429.5068 | 12.8933 | 429.5068 | 12.8933
323 | 415.6316 | 9.5228 | 415.6316 | 9.5228
324 | 386.1087 | 9.6618 | 386.1087 | 9.6618
325 | 361.3614 | 6.2805 | 361.3614 | 6.2805
326 | 349.9157 | 6.8195 | 349.9157 | 6.8195
327 | 336.72 | 9.6618 | 336.72 | 9.6618
328 | 322.9613 | 12.4239 | 322.9613 | 12.4239
329 | 322.6843 | 32.2713 | 322.6843 | 32.2713
330 | 334.278 | 35.9944 | 334.278 | 35.9944
331 | 351.3359 | 39.0398 | 351.3359 | 39.0398
332 | 390.9658 | 39.4655 | 390.9658 | 39.4655
333 | 427.8569 | 41.4317 | 427.8569 | 41.4317
334 | 456.4865 | 38.0374 | 456.4865 | 38.0374
335 | 488.4864 | 37.6424 | 488.4864 | 37.6424
336 | 495.4528 | 34.7091 | 495.4528 | 34.7091
337 | 470.3131 | 27.8092 | 470.3131 | 27.8092
338 | 465.9329 | 24.7543 | 465.9329 | 24.7543
339 | 466.2492 | 24.3665 | 466.2492 | 24.3665
340 | 465.1981 | 28.0796 | 465.1981 | 28.0796
341 | 469.0131 | 30.6368 | 469.0131 | 30.6368
342 | 461.6416 | 28.6199 | 461.6416 | 28.6199
343 | 440.5624 | 26.9566 | 440.5624 | 26.9566
344 | 425.9807 | 22.051 | 425.9807 | 22.051
345 | 423.8781 | 20.6987 | 423.8781 | 20.6987
346 | 430.6396 | 12.8933 | 430.6396 | 12.8933
347 | 412.3372 | 9.5228 | 412.3372 | 9.5228
348 | 385.4144 | 9.6618 | 385.4144 | 9.6618
349 | 363.6086 | 7.1203 | 363.6086 | 7.1203
350 | 348.8108 | 10.352 | 348.8108 | 10.352
351 | 337.3599 | 14.2618 | 337.3599 | 14.2618
352 | 326.0385 | 18.1164 | 326.0385 | 18.1164
353 | 325.8884 | 38.3921 | 325.8884 | 38.3921
354 | 336.4337 | 43.5252 | 336.4337 | 43.5252
355 | 355.4815 | 46.0442 | 355.4815 | 46.0442
356 | 392.98 | 43.9213 | 392.98 | 43.9213
357 | 428.2578 | 44.0617 | 428.2578 | 44.0617
358 | 459.7219 | 38.8918 | 459.7219 | 38.8918
359 | 492.7667 | 35.0709 | 492.7667 | 35.0709
360 | 493.8721 | 31.1724 | 493.8721 | 31.1724
361 | 474.7565 | 23.1696 | 474.7565 | 23.1696
362 | 465.6233 | 23.0142 | 465.6233 | 23.0142
363 | 466.4125 | 24.3665 | 466.4125 | 24.3665
364 | 466.3981 | 28.0796 | 466.3981 | 28.0796
365 | 473.5573 | 30.6368 | 473.5573 | 30.6368
366 | 463.815 | 28.6199 | 463.815 | 28.6199
367 | 443.4049 | 26.9566 | 443.4049 | 26.9566
368 | 428.5118 | 22.051 | 428.5118 | 22.051
369 | 423.4145 | 20.6987 | 423.4145 | 20.6987
370 | 431.7342 | 12.8933 | 431.7342 | 12.8933
371 | 417.3454 | 9.5228 | 417.3454 | 9.5228
372 | 391.875 | 9.6618 | 391.875 | 9.6618
373 | 367.65 | 7.325 | 367.65 | 7.325
374 | 350.6043 | 10.1117 | 350.6043 | 10.1117
375 | 340.3078 | 12.9081 | 340.3078 | 12.9081
376 | 327.2545 | 16.042 | 327.2545 | 16.042
377 | 325.2614 | 33.8569 | 325.2614 | 33.8569
378 | 333.0527 | 35.1191 | 333.0527 | 35.1191
379 | 349.3503 | 36.1173 | 349.3503 | 36.1173
380 | 385.1157 | 34.6754 | 385.1157 | 34.6754
381 | 419.4414 | 35.6681 | 419.4414 | 35.6681
382 | 447.6359 | 31.1562 | 447.6359 | 31.1562
383 | 483.8113 | 30.5691 | 483.8113 | 30.5691
384 | 488.6019 | 28.8264 | 488.6019 | 28.8264
385 | 465.098 | 23.9738 | 465.098 | 23.9738
386 | 459.2669 | 23.0142 | 459.2669 | 23.0142
387 | 460.2888 | 24.3665 | 460.2888 | 24.3665
388 | 463.4922 | 28.0796 | 463.4922 | 28.0796
389 | 459.884 | 30.6368 | 459.884 | 30.6368
390 | 455.4456 | 28.6199 | 455.4456 | 28.6199
391 | 438.9844 | 26.9566 | 438.9844 | 26.9566
392 | 416.467 | 22.051 | 416.467 | 22.051
393 | 412.4286 | 20.6987 | 412.4286 | 20.6987
394 | 421.7713 | 12.8933 | 421.7713 | 12.8933
395 | 412.1791 | 9.5228 | 412.1791 | 9.5228
396 | 390.0091 | 9.6618 | 390.0091 | 9.6618
397 | 366.2336 | 6.8508 | 366.2336 | 6.8508
398 | 353.3649 | 10.5191 | 353.3649 | 10.5191
399 | 342.3577 | 14.172 | 342.3577 | 14.172
400 | 329.2108 | 17.1346 | 329.2108 | 17.1346
401 | 327.0067 | 35.7641 | 327.0067 | 35.7641
402 | 332.3136 | 37.9371 | 332.3136 | 37.9371
403 | 342.7057 | 39.0502 | 342.7057 | 39.0502
404 | 374.8357 | 37.5039 | 374.8357 | 37.5039
405 | 404.7892 | 37.5482 | 404.7892 | 37.5482
406 | 432.6663 | 32.6268 | 432.6663 | 32.6268
407 | 472.0942 | 31.4297 | 472.0942 | 31.4297
408 | 481.1444 | 29.2025 | 481.1444 | 29.2025
409 | 462.4481 | 23.9112 | 462.4481 | 23.9112
410 | 457.2492 | 23.0142 | 457.2492 | 23.0142
411 | 455.1238 | 24.3665 | 455.1238 | 24.3665
412 | 458.6328 | 28.0796 | 458.6328 | 28.0796
413 | 461.3376 | 30.6368 | 461.3376 | 30.6368
414 | 449.0189 | 28.6199 | 449.0189 | 28.6199
415 | 431.1491 | 26.9566 | 431.1491 | 26.9566
416 | 417.4016 | 22.051 | 417.4016 | 22.051
417 | 415.9078 | 20.6987 | 415.9078 | 20.6987
418 | 425.4917 | 12.8933 | 425.4917 | 12.8933
419 | 410.2435 | 9.5228 | 410.2435 | 9.5228
420 | 385.6426 | 10.4891 | 385.6426 | 10.4891
421 | 365.9018 | 9.4641 | 365.9018 | 9.4641
422 | 352.4261 | 11.6868 | 352.4261 | 11.6868
423 | 341.8678 | 15.9142 | 341.8678 | 15.9142
424 | 328.377 | 20.1573 | 328.377 | 20.1573
425 | 327.3487 | 39.7834 | 327.3487 | 39.7834
426 | 330.0451 | 42.8254 | 330.0451 | 42.8254
427 | 343.2586 | 45.5345 | 343.2586 | 45.5345
428 | 370.4677 | 44.5647 | 370.4677 | 44.5647
429 | 397.3662 | 44.9642 | 397.3662 | 44.9642
430 | 425.1195 | 41.0769 | 425.1195 | 41.0769
431 | 462.0428 | 41.6178 | 462.0428 | 41.6178
432 | 470.1951 | 40.7087 | 470.1951 | 40.7087
433 | 454.3976 | 36.3407 | 454.3976 | 36.3407
434 | 448.1528 | 34.3366 | 448.1528 | 34.3366
435 | 450.8049 | 32.0728 | 450.8049 | 32.0728
436 | 453.8084 | 32.7088 | 453.8084 | 32.7088
437 | 455.5677 | 32.9953 | 455.5677 | 32.9953
438 | 450.4655 | 29.4408 | 450.4655 | 29.4408
439 | 435.5117 | 27.0067 | 435.5117 | 27.0067
440 | 423.5111 | 22.2536 | 423.5111 | 22.2536
441 | 423.8584 | 21.8226 | 423.8584 | 21.8226
442 | 427.4898 | 15.937 | 427.4898 | 15.937
443 | 409.1821 | 14.4257 | 409.1821 | 14.4257
444 | 384.0457 | 16.7895 | 384.0457 | 16.7895
445 | 362.4926 | 17.6467 | 362.4926 | 17.6467
446 | 348.8751 | 22.5392 | 348.8751 | 22.5392
447 | 339.1118 | 26.6705 | 339.1118 | 26.6705
448 | 329.2721 | 30.2263 | 329.2721 | 30.2263
449 | 323.6996 | 48.4277 | 323.6996 | 48.4277
450 | 329.0865 | 50.4649 | 329.0865 | 50.4649
451 | 344.6992 | 52.9839 | 344.6992 | 52.9839
452 | 376.3162 | 52.7494 | 376.3162 | 52.7494
453 | 408.9251 | 52.6183 | 408.9251 | 52.6183
454 | 436.0227 | 46.2241 | 436.0227 | 46.2241
455 | 473.7944 | 41.7619 | 473.7944 | 41.7619
456 | 476.9079 | 37.2785 | 476.9079 | 37.2785
457 | 461.4762 | 29.4136 | 461.4762 | 29.4136
458 | 452.8153 | 25.6589 | 452.8153 | 25.6589
459 | 457.2419 | 24.3665 | 457.2419 | 24.3665
460 | 456.3772 | 28.0796 | 456.3772 | 28.0796
461 | 461.9006 | 30.6368 | 461.9006 | 30.6368
462 | 456.8251 | 28.6199 | 456.8251 | 28.6199
463 | 442.0314 | 26.9566 | 442.0314 | 26.9566
464 | 425.2 | 22.051 | 425.2 | 22.051
465 | 425.1655 | 20.6987 | 425.1655 | 20.6987
466 | 428.0081 | 12.8933 | 428.0081 | 12.8933
467 | 411.179 | 9.5228 | 411.179 | 9.5228
468 | 392.1232 | 9.6618 | 392.1232 | 9.6618
469 | 369.2458 | 8.1961 | 369.2458 | 8.1961
470 | 356.0345 | 12.065 | 356.0345 | 12.065
471 | 346.4236 | 16.2234 | 346.4236 | 16.2234
472 | 338.0971 | 21.5006 | 338.0971 | 21.5006
473 | 334.065 | 41.7282 | 334.065 | 41.7282
474 | 342.0274 | 45.1442 | 342.0274 | 45.1442
475 | 362.573 | 46.9905 | 362.573 | 46.9905
476 | 405.5736 | 45.7429 | 405.5736 | 45.7429
477 | 444.1654 | 45.7079 | 444.1654 | 45.7079
478 | 471.0704 | 39.5289 | 471.0704 | 39.5289
479 | 510.3926 | 36.0924 | 510.3926 | 36.0924
480 | 514.5047 | 33.439 | 514.5047 | 33.439
481 | 486.8474 | 27.9471 | 486.8474 | 27.9471
482 | 485.8049 | 26.6302 | 485.8049 | 26.6302
483 | 491.8391 | 26.5725 | 491.8391 | 26.5725
484 | 485.8039 | 28.7 | 485.8039 | 28.7
485 | 488.1669 | 30.6368 | 488.1669 | 30.6368
486 | 483.1457 | 28.6199 | 483.1457 | 28.6199
487 | 457.1879 | 26.9566 | 457.1879 | 26.9566
488 | 439.3412 | 22.051 | 439.3412 | 22.051
489 | 436.6609 | 20.6987 | 436.6609 | 20.6987
490 | 439.8572 | 12.8933 | 439.8572 | 12.8933
491 | 419.7762 | 9.5228 | 419.7762 | 9.5228
492 | 391.6975 | 9.6618 | 391.6975 | 9.6618
493 | 369.2222 | 6.2805 | 369.2222 | 6.2805
494 | 356.5951 | 6.8195 | 356.5951 | 6.8195
495 | 348.3554 | 9.6618 | 348.3554 | 9.6618
496 | 338.0156 | 13.1613 | 338.0156 | 13.1613
497 | 334.6694 | 32.6766 | 334.6694 | 32.6766
498 | 341.5402 | 36.314 | 341.5402 | 36.314
499 | 359.9515 | 39.6623 | 359.9515 | 39.6623
500 | 400.4441 | 40.4076 | 400.4441 | 40.4076
501 | 437.2 | 42.0939 | 437.2 | 42.0939
502 | 468.3708 | 36.6461 | 468.3708 | 36.6461
503 | 501.3964 | 31.8141 | 501.3964 | 31.8141
504 | 509.2863 | 27.7548 | 509.2863 | 27.7548
505 | 483.5772 | 22.1313 | 483.5772 | 22.1313
506 | 478.4915 | 23.0142 | 478.4915 | 23.0142
507 | 479.906 | 24.3665 | 479.906 | 24.3665
508 | 478.2913 | 28.0796 | 478.2913 | 28.0796
509 | 476.8115 | 30.6368 | 476.8115 | 30.6368
510 | 472.5248 | 28.6199 | 472.5248 | 28.6199
511 | 451.6336 | 26.9566 | 451.6336 | 26.9566
512 | 437.4846 | 22.051 | 437.4846 | 22.051
513 | 437.3098 | 20.6987 | 437.3098 | 20.6987
514 | 437.2794 | 12.8933 | 437.2794 | 12.8933
515 | 418.888 | 9.5228 | 418.888 | 9.5228
516 | 390.9201 | 9.6618 | 390.9201 | 9.6618
517 | 368.9747 | 6.2805 | 368.9747 | 6.2805
518 | 357.1958 | 6.8195 | 357.1958 | 6.8195
519 | 347.3292 | 9.6618 | 347.3292 | 9.6618
520 | 339.792 | 12.4239 | 339.792 | 12.4239
521 | 337.367 | 31.5861 | 337.367 | 31.5861
522 | 344.5936 | 34.225 | 344.5936 | 34.225
523 | 364.7078 | 35.6117 | 364.7078 | 35.6117
524 | 404.1232 | 34.5396 | 404.1232 | 34.5396
525 | 439.8372 | 35.7642 | 439.8372 | 35.7642
526 | 470.165 | 31.8435 | 470.165 | 31.8435
527 | 504.3446 | 30.2975 | 504.3446 | 30.2975
528 | 500.7797 | 27.2242 | 500.7797 | 27.2242
529 | 476.8298 | 22.1313 | 476.8298 | 22.1313
530 | 468.2454 | 23.0142 | 468.2454 | 23.0142
531 | 477.6432 | 24.3665 | 477.6432 | 24.3665
532 | 477.2694 | 28.0796 | 477.2694 | 28.0796
533 | 477.5219 | 30.6368 | 477.5219 | 30.6368
534 | 463.4901 | 28.6199 | 463.4901 | 28.6199
535 | 445.8888 | 26.9566 | 445.8888 | 26.9566
536 | 433.1834 | 22.051 | 433.1834 | 22.051
537 | 432.7755 | 20.6987 | 432.7755 | 20.6987
538 | 433.9459 | 12.8933 | 433.9459 | 12.8933
539 | 416.3518 | 9.5228 | 416.3518 | 9.5228
540 | 390.1649 | 9.6618 | 390.1649 | 9.6618
541 | 367.3342 | 6.2805 | 367.3342 | 6.2805
542 | 353.913 | 6.8195 | 353.913 | 6.8195
543 | 346.1463 | 9.6618 | 346.1463 | 9.6618
544 | 336.7162 | 12.4239 | 336.7162 | 12.4239
545 | 330.8429 | 30.41 | 330.8429 | 30.41
546 | 336.8326 | 32.512 | 336.8326 | 32.512
547 | 354.304 | 33.7922 | 354.304 | 33.7922
548 | 391.1566 | 31.3894 | 391.1566 | 31.3894
549 | 423.8678 | 30.9219 | 423.8678 | 30.9219
550 | 458.5063 | 27.9809 | 458.5063 | 27.9809
551 | 487.953 | 26.6313 | 487.953 | 26.6313
552 | 492.2087 | 25.1456 | 492.2087 | 25.1456
553 | 470.9199 | 22.1313 | 470.9199 | 22.1313
554 | 465.7892 | 23.0142 | 465.7892 | 23.0142
555 | 469.6023 | 24.3665 | 469.6023 | 24.3665
556 | 467.4054 | 28.0796 | 467.4054 | 28.0796
557 | 469.4805 | 30.6368 | 469.4805 | 30.6368
558 | 458.2015 | 28.6199 | 458.2015 | 28.6199
559 | 445.0232 | 26.9566 | 445.0232 | 26.9566
560 | 427.0286 | 22.051 | 427.0286 | 22.051
561 | 426.6791 | 20.6987 | 426.6791 | 20.6987
562 | 430.009 | 12.8933 | 430.009 | 12.8933
563 | 415.8826 | 9.5228 | 415.8826 | 9.5228
564 | 391.1729 | 9.6618 | 391.1729 | 9.6618
565 | 369.7664 | 6.2805 | 369.7664 | 6.2805
566 | 357.8421 | 6.8195 | 357.8421 | 6.8195
567 | 348.5601 | 9.6618 | 348.5601 | 9.6618
568 | 336.8809 | 13.2636 | 336.8809 | 13.2636
569 | 333.3041 | 34.3729 | 333.3041 | 34.3729
570 | 336.9131 | 37.724 | 336.9131 | 37.724
571 | 349.9738 | 40.0989 | 349.9738 | 40.0989
572 | 381.3852 | 39.0936 | 381.3852 | 39.0936
573 | 408.0655 | 39.8503 | 408.0655 | 39.8503
574 | 434.3665 | 34.8976 | 434.3665 | 34.8976
575 | 469.325 | 31.576 | 469.325 | 31.576
576 | 475.7881 | 27.6002 | 475.7881 | 27.6002
577 | 457.531 | 22.1313 | 457.531 | 22.1313
578 | 450.3301 | 23.0142 | 450.3301 | 23.0142
579 | 454.4464 | 24.3665 | 454.4464 | 24.3665
580 | 457.1709 | 28.0796 | 457.1709 | 28.0796
581 | 456.746 | 30.6368 | 456.746 | 30.6368
582 | 444.9873 | 28.6199 | 444.9873 | 28.6199
583 | 426.4067 | 26.9566 | 426.4067 | 26.9566
584 | 413.9936 | 22.051 | 413.9936 | 22.051
585 | 419.7475 | 20.6987 | 419.7475 | 20.6987
586 | 426.6577 | 12.8933 | 426.6577 | 12.8933
587 | 407.6821 | 9.5228 | 407.6821 | 9.5228
588 | 383.5239 | 9.6618 | 383.5239 | 9.6618
589 | 363.6098 | 6.2805 | 363.6098 | 6.2805
590 | 352.7859 | 6.8195 | 352.7859 | 6.8195
591 | 343.564 | 11.0782 | 343.564 | 11.0782
592 | 331.2994 | 15.1584 | 331.2994 | 15.1584
593 | 327.5561 | 34.5295 | 327.5561 | 34.5295
594 | 332.1825 | 37.2415 | 332.1825 | 37.2415
595 | 347.3401 | 39.257 | 347.3401 | 39.257
596 | 373.0546 | 39.033 | 373.0546 | 39.033
597 | 398.5087 | 40.0843 | 398.5087 | 40.0843
598 | 428.2066 | 35.5953 | 428.2066 | 35.5953
599 | 461.2603 | 31.6366 | 461.2603 | 31.6366
600 | 462.5636 | 27.4394 | 462.5636 | 27.4394
601 | 448.1231 | 22.1313 | 448.1231 | 22.1313
602 | 439.9194 | 23.0142 | 439.9194 | 23.0142
603 | 445.5313 | 24.3665 | 445.5313 | 24.3665
604 | 448.792 | 28.0796 | 448.792 | 28.0796
605 | 450.5065 | 30.6368 | 450.5065 | 30.6368
606 | 440.268 | 28.6199 | 440.268 | 28.6199
607 | 424.792 | 26.9566 | 424.792 | 26.9566
608 | 414.9861 | 22.051 | 414.9861 | 22.051
609 | 417.1785 | 20.6987 | 417.1785 | 20.6987
610 | 420.9737 | 12.8933 | 420.9737 | 12.8933
611 | 405.9514 | 9.5228 | 405.9514 | 9.5228
612 | 382.6285 | 9.6618 | 382.6285 | 9.6618
613 | 359.8884 | 6.2805 | 359.8884 | 6.2805
614 | 347.6936 | 6.8195 | 347.6936 | 6.8195
615 | 339.6905 | 11.331 | 339.6905 | 11.331
616 | 329.8594 | 14.7406 | 329.8594 | 14.7406
617 | 324.9628 | 33.3618 | 324.9628 | 33.3618
618 | 330.7857 | 35.4157 | 330.7857 | 35.4157
619 | 347.6021 | 37.1764 | 347.6021 | 37.1764
620 | 379.6966 | 36.8208 | 379.6966 | 36.8208
621 | 410.1918 | 38.177 | 410.1918 | 38.177
622 | 437.8188 | 34.3189 | 437.8188 | 34.3189
623 | 470.462 | 30.1993 | 470.462 | 30.1993
624 | 474.1622 | 25.319 | 474.1622 | 25.319
625 | 452.6585 | 22.1313 | 452.6585 | 22.1313
626 | 448.4708 | 23.0142 | 448.4708 | 23.0142
627 | 451.591 | 24.3665 | 451.591 | 24.3665
628 | 452.1528 | 28.0796 | 452.1528 | 28.0796
629 | 458.3945 | 30.6368 | 458.3945 | 30.6368
630 | 450.3006 | 28.6199 | 450.3006 | 28.6199
631 | 430.7696 | 26.9566 | 430.7696 | 26.9566
632 | 421.7693 | 22.051 | 421.7693 | 22.051
633 | 424.1471 | 20.6987 | 424.1471 | 20.6987
634 | 430.3629 | 12.8933 | 430.3629 | 12.8933
635 | 410.8028 | 9.5228 | 410.8028 | 9.5228
636 | 380.8487 | 9.6618 | 380.8487 | 9.6618
637 | 360.1826 | 6.2805 | 360.1826 | 6.2805
638 | 348.0985 | 6.8195 | 348.0985 | 6.8195
639 | 341.1061 | 9.6618 | 341.1061 | 9.6618
640 | 332.2706 | 12.4239 | 332.2706 | 12.4239
641 | 328.3111 | 31.4587 | 328.3111 | 31.4587
642 | 334.192 | 33.4792 | 334.192 | 33.4792
643 | 355.0497 | 35.6493 | 355.0497 | 35.6493
644 | 395.9381 | 35.8974 | 395.9381 | 35.8974
645 | 437.0835 | 37.9368 | 437.0835 | 37.9368
646 | 467.0411 | 34.133 | 467.0411 | 34.133
647 | 508.0541 | 34.041 | 508.0541 | 34.041
648 | 508.3988 | 35.741 | 508.3988 | 35.741
649 | 487.4799 | 36.0336 | 487.4799 | 36.0336
650 | 479.8983 | 37.9735 | 479.8983 | 37.9735
651 | 481.949 | 38.5926 | 481.949 | 38.5926
652 | 482.2921 | 40.3148 | 482.2921 | 40.3148
653 | 481.6086 | 39.0241 | 481.6086 | 39.0241
654 | 471.3737 | 33.1467 | 471.3737 | 33.1467
655 | 450.527 | 28.6299 | 450.527 | 28.6299
656 | 440.6667 | 22.45 | 440.6667 | 22.45
657 | 443.0161 | 20.8261 | 443.0161 | 20.8261
658 | 440.2159 | 13.5827 | 440.2159 | 13.5827
659 | 415.3134 | 11.593 | 415.3134 | 11.593
660 | 374.0642 | 14.0425 | 374.0642 | 14.0425
661 | 352.3317 | 14.2041 | 352.3317 | 14.2041
662 | 338.9052 | 18.2776 | 338.9052 | 18.2776
663 | 332.6122 | 22.9541 | 332.6122 | 22.9541
664 | 325.7714 | 28.1749 | 325.7714 | 28.1749
665 | 319.1873 | 47.9743 | 319.1873 | 47.9743
666 | 325.2834 | 50.7824 | 325.2834 | 50.7824
667 | 345.0417 | 53.0758 | 345.0417 | 53.0758
668 | 383.055 | 52.4695 | 383.055 | 52.4695
669 | 422.337 | 53.4309 | 422.337 | 53.4309
670 | 452.3039 | 49.1884 | 452.3039 | 49.1884
671 | 485.4149 | 43.8238 | 485.4149 | 43.8238
672 | 486.3897 | 37.8217 | 486.3897 | 37.8217
673 | 463.3135 | 29.1253 | 463.3135 | 29.1253
674 | 460.1241 | 26.8663 | 460.1241 | 26.8663
675 | 461.9078 | 25.5802 | 461.9078 | 25.5802
676 | 462.3228 | 28.0796 | 462.3228 | 28.0796
677 | 462.3678 | 30.6368 | 462.3678 | 30.6368
678 | 452.9145 | 28.6199 | 452.9145 | 28.6199
679 | 432.7756 | 26.9566 | 432.7756 | 26.9566
680 | 418.5158 | 22.051 | 418.5158 | 22.051
681 | 423.1745 | 20.6987 | 423.1745 | 20.6987
682 | 424.4778 | 12.8933 | 424.4778 | 12.8933
683 | 404.0893 | 9.5228 | 404.0893 | 9.5228
684 | 376.1731 | 9.6618 | 376.1731 | 9.6618
685 | 355.09 | 6.2805 | 355.09 | 6.2805
686 | 341.37 | 8.263 | 341.37 | 8.263
687 | 335.3709 | 15.2562 | 335.3709 | 15.2562
688 | 324.3561 | 22.7059 | 324.3561 | 22.7059
689 | 318.1953 | 43.8715 | 318.1953 | 43.8715
690 | 328.2144 | 46.4143 | 328.2144 | 46.4143
691 | 347.5726 | 48.1227 | 347.5726 | 48.1227
692 | 383.7091 | 47.3661 | 383.7091 | 47.3661
693 | 418.8262 | 48.6179 | 418.8262 | 48.6179
694 | 442.8328 | 44.1414 | 442.8328 | 44.1414
695 | 475.1287 | 38.6702 | 475.1287 | 38.6702
696 | 477.4059 | 33.3993 | 477.4059 | 33.3993
697 | 455.4395 | 25.1917 | 455.4395 | 25.1917
698 | 450.2847 | 23.0142 | 450.2847 | 23.0142
699 | 453.507 | 24.3665 | 453.507 | 24.3665
700 | 451.1044 | 28.0796 | 451.1044 | 28.0796
701 | 451.0199 | 30.6368 | 451.0199 | 30.6368
702 | 445.251 | 28.6199 | 445.251 | 28.6199
703 | 423.6942 | 26.9566 | 423.6942 | 26.9566
704 | 408.5464 | 22.051 | 408.5464 | 22.051
705 | 414.1806 | 20.6987 | 414.1806 | 20.6987
706 | 417.3404 | 12.8933 | 417.3404 | 12.8933
707 | 397.8646 | 9.5228 | 397.8646 | 9.5228
708 | 381.1418 | 7.3559 | 381.1418 | 7.3559
709 | 359.2917 | 5.1218 | 359.2917 | 5.1218
710 | 346.7163 | 6.2684 | 346.7163 | 6.2684
711 | 338.0456 | 7.3559 | 338.0456 | 7.3559
712 | 330.789 | 12.2942 | 330.789 | 12.2942
713 | 324.5945 | 29.9531 | 324.5945 | 29.9531
714 | 333.5025 | 38.6678 | 333.5025 | 38.6678
715 | 351.7619 | 42.109 | 351.7619 | 42.109
716 | 387.0042 | 41.9756 | 387.0042 | 41.9756
717 | 418.9205 | 40.9946 | 418.9205 | 40.9946
718 | 448.9581 | 39.991 | 448.9581 | 39.991
719 | 478.2145 | 35.1107 | 478.2145 | 35.1107
720 | 486.367 | 25.4372 | 486.367 | 25.4372
721 | 464.6561 | 19.7943 | 464.6561 | 19.7943
722 | 462.5951 | 20.3878 | 462.5951 | 20.3878
723 | 463.2852 | 23.4135 | 463.2852 | 23.4135
724 | 463.3448 | 25.6427 | 463.3448 | 25.6427
725 | 470.6219 | 27.8711 | 470.6219 | 27.8711
726 | 465.1495 | 26.1772 | 465.1495 | 26.1772
727 | 437.5687 | 24.1866 | 437.5687 | 24.1866
728 | 420.3452 | 21.3186 | 420.3452 | 21.3186
729 | 427.6265 | 18.3065 | 427.6265 | 18.3065
730 | 428.2872 | 12.3665 | 428.2872 | 12.3665
731 | 406.9236 | 7.5078 | 406.9236 | 7.5078
732 | 381.5383 | 7.3559 | 381.5383 | 7.3559
733 | 358.0989 | 5.1218 | 358.0989 | 5.1218
734 | 345.7678 | 8.9145 | 345.7678 | 8.9145
735 | 342.3639 | 12.7814 | 342.3639 | 12.7814
736 | 332.3076 | 20.7563 | 332.3076 | 20.7563
737 | 327.1261 | 38.9987 | 327.1261 | 38.9987
738 | 330.7574 | 44.8881 | 330.7574 | 44.8881
739 | 344.6394 | 48.5406 | 344.6394 | 48.5406
740 | 373.8186 | 49.6521 | 373.8186 | 49.6521
741 | 408.6119 | 49.544 | 408.6119 | 49.544
742 | 441.2379 | 47.7273 | 441.2379 | 47.7273
743 | 470.0349 | 41.4826 | 470.0349 | 41.4826
744 | 481.1544 | 32.3833 | 481.1544 | 32.3833
745 | 458.4472 | 22.7023 | 458.4472 | 22.7023
746 | 453.1837 | 20.3878 | 453.1837 | 20.3878
747 | 451.408 | 23.4135 | 451.408 | 23.4135
748 | 452.7576 | 25.6427 | 452.7576 | 25.6427
749 | 459.4257 | 27.8711 | 459.4257 | 27.8711
750 | 448.5291 | 26.1772 | 448.5291 | 26.1772
751 | 430.0416 | 24.1866 | 430.0416 | 24.1866
752 | 422.5443 | 21.3186 | 422.5443 | 21.3186
753 | 427.3165 | 18.3065 | 427.3165 | 18.3065
754 | 424.3839 | 12.3665 | 424.3839 | 12.3665
755 | 404.1196 | 7.5078 | 404.1196 | 7.5078
756 | 379.3459 | 7.3559 | 379.3459 | 7.3559
757 | 358.2418 | 5.3147 | 358.2418 | 5.3147
758 | 344.3954 | 12.5575 | 344.3954 | 12.5575
759 | 340.2836 | 16.0339 | 340.2836 | 16.0339
760 | 334.1804 | 24.211 | 334.1804 | 24.211
761 | 325.6796 | 42.5774 | 325.6796 | 42.5774
762 | 329.5661 | 48.4989 | 329.5661 | 48.4989
763 | 344.9624 | 51.4348 | 344.9624 | 51.4348
764 | 372.7282 | 51.5081 | 372.7282 | 51.5081
765 | 399.9371 | 50.7706 | 399.9371 | 50.7706
766 | 426.4232 | 48.3245 | 426.4232 | 48.3245
767 | 458.0768 | 41.0921 | 458.0768 | 41.0921
768 | 464.7294 | 30.8673 | 464.7294 | 30.8673
769 | 451.0051 | 19.7943 | 451.0051 | 19.7943
770 | 442.9934 | 20.3878 | 442.9934 | 20.3878
771 | 442.4443 | 23.4135 | 442.4443 | 23.4135
772 | 444.5508 | 25.6427 | 444.5508 | 25.6427
773 | 453.1598 | 27.8711 | 453.1598 | 27.8711
774 | 447.9369 | 26.1772 | 447.9369 | 26.1772
775 | 431.6394 | 24.1866 | 431.6394 | 24.1866
776 | 424.8253 | 21.3186 | 424.8253 | 21.3186
777 | 434.6005 | 18.3065 | 434.6005 | 18.3065
778 | 429.067 | 12.3665 | 429.067 | 12.3665
779 | 406.1993 | 7.5078 | 406.1993 | 7.5078
780 | 379.8738 | 7.3559 | 379.8738 | 7.3559
781 | 359.6315 | 5.1218 | 359.6315 | 5.1218
782 | 347.6574 | 6.2684 | 347.6574 | 6.2684
783 | 342.6367 | 7.3559 | 342.6367 | 7.3559
784 | 334.2527 | 12.2942 | 334.2527 | 12.2942
785 | 328.1137 | 27.0221 | 328.1137 | 27.0221
786 | 331.3497 | 29.9484 | 331.3497 | 29.9484
787 | 346.6863 | 30.5872 | 346.6863 | 30.5872
788 | 380.2082 | 28.9516 | 380.2082 | 28.9516
789 | 411.6058 | 26.7302 | 411.6058 | 26.7302
790 | 436.95 | 24.0268 | 436.95 | 24.0268
791 | 470.0756 | 24.494 | 470.0756 | 24.494
792 | 480.5076 | 21.1786 | 480.5076 | 21.1786
793 | 457.234 | 19.7943 | 457.234 | 19.7943
794 | 454.4032 | 20.3878 | 454.4032 | 20.3878
795 | 455.1245 | 23.4135 | 455.1245 | 23.4135
796 | 456.3363 | 25.6427 | 456.3363 | 25.6427
797 | 464.4567 | 27.8711 | 464.4567 | 27.8711
798 | 455.6404 | 26.1772 | 455.6404 | 26.1772
799 | 434.2882 | 24.1866 | 434.2882 | 24.1866
800 | 425.2268 | 21.3186 | 425.2268 | 21.3186
801 | 433.5912 | 18.3065 | 433.5912 | 18.3065
802 | 427.7869 | 12.3665 | 427.7869 | 12.3665
803 | 406.3175 | 7.5078 | 406.3175 | 7.5078
804 | 376.9877 | 7.3559 | 376.9877 | 7.3559
805 | 358.2805 | 5.1218 | 358.2805 | 5.1218
806 | 345.9437 | 6.2684 | 345.9437 | 6.2684
807 | 341.0161 | 7.3559 | 341.0161 | 7.3559
808 | 335.0037 | 18.2986 | 335.0037 | 18.2986
809 | 330.422 | 36.9635 | 330.422 | 36.9635
810 | 333.9828 | 41.8974 | 333.9828 | 41.8974
811 | 355.358 | 43.6755 | 355.358 | 43.6755
812 | 397.1915 | 43.2527 | 397.1915 | 43.2527
813 | 431.9734 | 42.0834 | 431.9734 | 42.0834
814 | 464.0597 | 40.5101 | 464.0597 | 40.5101
815 | 500.1471 | 39.7461 | 500.1471 | 39.7461
816 | 504.7709 | 32.0158 | 504.7709 | 32.0158
817 | 475.2589 | 25.3806 | 475.2589 | 25.3806
818 | 469.6678 | 20.3878 | 469.6678 | 20.3878
819 | 475.5055 | 23.4135 | 475.5055 | 23.4135
820 | 475.861 | 25.6427 | 475.861 | 25.6427
821 | 477.7059 | 27.8711 | 477.7059 | 27.8711
822 | 472.1938 | 26.1772 | 472.1938 | 26.1772
823 | 439.7287 | 24.1866 | 439.7287 | 24.1866
824 | 430.3375 | 21.3186 | 430.3375 | 21.3186
825 | 442.1971 | 18.3065 | 442.1971 | 18.3065
826 | 434.6599 | 12.3665 | 434.6599 | 12.3665
827 | 410.7529 | 7.5078 | 410.7529 | 7.5078
828 | 377.7278 | 7.3559 | 377.7278 | 7.3559
829 | 357.8552 | 15.2929 | 357.8552 | 15.2929
830 | 347.2329 | 23.4086 | 347.2329 | 23.4086
831 | 342.4077 | 26.0443 | 342.4077 | 26.0443
832 | 336.7558 | 32.9626 | 336.7558 | 32.9626
833 | 330.589 | 49.6659 | 330.589 | 49.6659
834 | 335.7268 | 53.0562 | 335.7268 | 53.0562
835 | 356.4018 | 50.8789 | 356.4018 | 50.8789
836 | 399.0531 | 47.3046 | 399.0531 | 47.3046
837 | 437.2156 | 45.4048 | 437.2156 | 45.4048
838 | 467.936 | 43.804 | 467.936 | 43.804
839 | 496.1965 | 44.386 | 496.1965 | 44.386
840 | 498.6456 | 39.1824 | 498.6456 | 39.1824
841 | 473.4682 | 33.2547 | 473.4682 | 33.2547
842 | 468.2564 | 28.1884 | 468.2564 | 28.1884
843 | 470.2317 | 26.8636 | 470.2317 | 26.8636
844 | 468.1777 | 28.5185 | 468.1777 | 28.5185
845 | 470.1245 | 31.6474 | 470.1245 | 31.6474
846 | 463.6728 | 30.1005 | 463.6728 | 30.1005
847 | 442.8849 | 27.9583 | 442.8849 | 27.9583
848 | 427.1765 | 24.3644 | 427.1765 | 24.3644
849 | 439.6405 | 19.0002 | 439.6405 | 19.0002
850 | 435.6388 | 12.3665 | 435.6388 | 12.3665
851 | 410.1655 | 7.5078 | 410.1655 | 7.5078
852 | 379.9439 | 9.5978 | 379.9439 | 9.5978
853 | 358.8953 | 16.763 | 358.8953 | 16.763
854 | 346.1723 | 20.6476 | 346.1723 | 20.6476
855 | 341.5577 | 21.7121 | 341.5577 | 21.7121
856 | 335.3459 | 29.1771 | 335.3459 | 29.1771
857 | 330.6897 | 45.7473 | 330.6897 | 45.7473
858 | 335.795 | 51.4115 | 335.795 | 51.4115
859 | 355.1762 | 53.7869 | 355.1762 | 53.7869
860 | 398.5218 | 54.7055 | 398.5218 | 54.7055
861 | 424.734 | 54.8363 | 424.734 | 54.8363
862 | 455.8609 | 54.1175 | 455.8609 | 54.1175
863 | 481.5256 | 54.5939 | 481.5256 | 54.5939
864 | 487.403 | 48.8758 | 487.403 | 48.8758
865 | 469.9452 | 41.9557 | 469.9452 | 41.9557
866 | 458.8071 | 34.4409 | 458.8071 | 34.4409
867 | 461.2496 | 31.0303 | 461.2496 | 31.0303
868 | 462.2876 | 31.5873 | 462.2876 | 31.5873
869 | 462.441 | 36.4067 | 462.441 | 36.4067
870 | 457.8572 | 34.8966 | 457.8572 | 34.8966
871 | 434.5371 | 30.0577 | 434.5371 | 30.0577
872 | 424.896 | 28.4806 | 424.896 | 28.4806
873 | 433.0443 | 28.496 | 433.0443 | 28.496
874 | 430.9536 | 24.1868 | 430.9536 | 24.1868
875 | 405.7518 | 22.6864 | 405.7518 | 22.6864
876 | 376.9783 | 26.7793 | 376.9783 | 26.7793
877 | 356.7478 | 28.5787 | 356.7478 | 28.5787
878 | 344.4226 | 32.9779 | 344.4226 | 32.9779
879 | 338.7069 | 36.22 | 338.7069 | 36.22
880 | 332.7326 | 43.0143 | 332.7326 | 43.0143
881 | 323.7779 | 59.3914 | 323.7779 | 59.3914
882 | 328.9766 | 63.5994 | 328.9766 | 63.5994
883 | 348.8126 | 64.6931 | 348.8126 | 64.6931
884 | 386.2903 | 63.3147 | 386.2903 | 63.3147
885 | 418.4788 | 60.6523 | 418.4788 | 60.6523
886 | 449.2837 | 57.439 | 449.2837 | 57.439
887 | 477.9201 | 56.358 | 477.9201 | 56.358
888 | 487.1212 | 50.2907 | 487.1212 | 50.2907
889 | 460.0116 | 45.8974 | 460.0116 | 45.8974
890 | 457.7218 | 42.6963 | 457.7218 | 42.6963
891 | 455.5252 | 43.7879 | 455.5252 | 43.7879
892 | 459.5572 | 46.7521 | 459.5572 | 46.7521
893 | 461.4533 | 49.2883 | 461.4533 | 49.2883
894 | 456.2462 | 44.8059 | 456.2462 | 44.8059
895 | 435.2271 | 40.5872 | 435.2271 | 40.5872
896 | 426.1085 | 36.2582 | 426.1085 | 36.2582
897 | 436.9367 | 31.8174 | 436.9367 | 31.8174
898 | 428.9476 | 25.1286 | 428.9476 | 25.1286
899 | 404.9398 | 21.6895 | 404.9398 | 21.6895
900 | 377.7226 | 24.418 | 377.7226 | 24.418
901 | 358.7094 | 25.6432 | 358.7094 | 25.6432
902 | 346.599 | 29.1005 | 346.599 | 29.1005
903 | 341.7336 | 31.7454 | 341.7336 | 31.7454
904 | 334.4386 | 38.0757 | 334.4386 | 38.0757
905 | 326.4248 | 54.067 | 326.4248 | 54.067
906 | 331.3824 | 58.0545 | 331.3824 | 58.0545
907 | 347.2311 | 60.5722 | 347.2311 | 60.5722
908 | 377.8375 | 61.082 | 377.8375 | 61.082
909 | 403.244 | 60.3261 | 403.244 | 60.3261
910 | 434.0445 | 59.0423 | 434.0445 | 59.0423
911 | 459.4198 | 56.6979 | 459.4198 | 56.6979
912 | 467.8762 | 47.3552 | 467.8762 | 47.3552
913 | 452.4327 | 37.9451 | 452.4327 | 37.9451
914 | 448.8075 | 30.0904 | 448.8075 | 30.0904
915 | 449.5289 | 26.5053 | 449.5289 | 26.5053
916 | 454.8535 | 25.6427 | 454.8535 | 25.6427
917 | 454.4379 | 27.8711 | 454.4379 | 27.8711
918 | 449.5528 | 26.1772 | 449.5528 | 26.1772
919 | 432.3795 | 24.1866 | 432.3795 | 24.1866
920 | 421.3414 | 21.3186 | 421.3414 | 21.3186
921 | 431.4729 | 18.3065 | 431.4729 | 18.3065
922 | 427.4921 | 12.3665 | 427.4921 | 12.3665
923 | 404.1096 | 7.5078 | 404.1096 | 7.5078
924 | 376.3506 | 11.711 | 376.3506 | 11.711
925 | 358.8798 | 17.8517 | 358.8798 | 17.8517
926 | 344.5358 | 19.4577 | 344.5358 | 19.4577
927 | 339.3137 | 21.2803 | 339.3137 | 21.2803
928 | 334.7688 | 31.7911 | 334.7688 | 31.7911
929 | 325.6789 | 54.4988 | 325.6789 | 54.4988
930 | 327.2035 | 62.6531 | 327.2035 | 62.6531
931 | 343.7131 | 64.4358 | 343.7131 | 64.4358
932 | 368.4358 | 62.4556 | 368.4358 | 62.4556
933 | 399.291 | 60.1148 | 399.291 | 60.1148
934 | 426.0236 | 57.6319 | 426.0236 | 57.6319
935 | 454.0638 | 50.2158 | 454.0638 | 50.2158
936 | 462.0104 | 36.4169 | 462.0104 | 36.4169
937 | 447.7023 | 25.0498 | 447.7023 | 25.0498
938 | 445.1408 | 20.3878 | 445.1408 | 20.3878
939 | 443.0192 | 23.4135 | 443.0192 | 23.4135
940 | 447.91 | 25.6427 | 447.91 | 25.6427
941 | 453.0523 | 27.8711 | 453.0523 | 27.8711
942 | 447.8865 | 26.1772 | 447.8865 | 26.1772
943 | 429.5364 | 24.1866 | 429.5364 | 24.1866
944 | 425.3231 | 21.3186 | 425.3231 | 21.3186
945 | 436.0259 | 18.3065 | 436.0259 | 18.3065
946 | 428.3978 | 12.3665 | 428.3978 | 12.3665
947 | 402.7353 | 7.5078 | 402.7353 | 7.5078
948 | 376.654 | 12.6619 | 376.654 | 12.6619
949 | 357.1498 | 19.5929 | 357.1498 | 19.5929
950 | 347.7572 | 25.9169 | 347.7572 | 25.9169
951 | 341.9984 | 30.4775 | 341.9984 | 30.4775
952 | 337.4306 | 37.428 | 337.4306 | 37.428
953 | 331.9075 | 54.8939 | 331.9075 | 54.8939
954 | 333.3696 | 61.5229 | 333.3696 | 61.5229
955 | 350.2188 | 67.8997 | 350.2188 | 67.8997
956 | 381.1883 | 67.0588 | 381.1883 | 67.0588
957 | 415.2308 | 68.2875 | 415.2308 | 68.2875
958 | 442.8846 | 66.0895 | 442.8846 | 66.0895
959 | 472.7466 | 63.8048 | 472.7466 | 63.8048
960 | 477.6428 | 54.4805 | 477.6428 | 54.4805
961 | 460.8093 | 43.5774 | 460.8093 | 43.5774
962 | 457.3331 | 32.686 | 457.3331 | 32.686
963 | 459.2801 | 26.6201 | 459.2801 | 26.6201
964 | 465.1866 | 25.6427 | 465.1866 | 25.6427
965 | 470.25 | 27.8711 | 470.25 | 27.8711
966 | 461.1383 | 26.1772 | 461.1383 | 26.1772
967 | 439.8224 | 24.1866 | 439.8224 | 24.1866
968 | 432.3691 | 21.3186 | 432.3691 | 21.3186
969 | 439.6175 | 18.3065 | 439.6175 | 18.3065
970 | 434.6394 | 12.3665 | 434.6394 | 12.3665
971 | 408.4995 | 7.5078 | 408.4995 | 7.5078
972 | 378.6023 | 7.3559 | 378.6023 | 7.3559
973 | 358.4406 | 19.2483 | 358.4406 | 19.2483
974 | 345.6364 | 27.0057 | 345.6364 | 27.0057
975 | 339.5857 | 31.92 | 339.5857 | 31.92
976 | 336.911 | 40.4508 | 336.911 | 40.4508
977 | 329.6489 | 59.9749 | 329.6489 | 59.9749
978 | 333.8535 | 68.2853 | 333.8535 | 68.2853
979 | 354.4021 | 71.8597 | 354.4021 | 71.8597
980 | 397.6811 | 72.8197 | 397.6811 | 72.8197
981 | 432.609 | 72.4956 | 432.609 | 72.4956
982 | 461.7504 | 69.9393 | 461.7504 | 69.9393
983 | 491.877 | 64.4893 | 491.877 | 64.4893
984 | 501.9847 | 53.7776 | 501.9847 | 53.7776
985 | 473.9322 | 43.8438 | 473.9322 | 43.8438
986 | 467.3741 | 34.6889 | 467.3741 | 34.6889
987 | 472.0662 | 28.7655 | 472.0662 | 28.7655
988 | 469.5228 | 25.6427 | 469.5228 | 25.6427
989 | 471.8377 | 27.8711 | 471.8377 | 27.8711
990 | 464.4662 | 26.1772 | 464.4662 | 26.1772
991 | 438.8768 | 24.1866 | 438.8768 | 24.1866
992 | 427.5485 | 21.3186 | 427.5485 | 21.3186
993 | 444.0793 | 18.3065 | 444.0793 | 18.3065
994 | 436.1642 | 12.3665 | 436.1642 | 12.3665
995 | 407.3818 | 7.5078 | 407.3818 | 7.5078
996 | 377.6768 | 17.3984 | 377.6768 | 17.3984
997 | 357.4486 | 26.098 | 357.4486 | 26.098
998 | 344.0512 | 31.935 | 344.0512 | 31.935
999 | 338.5713 | 36.0821 | 338.5713 | 36.0821
1000 | 336.5911 | 44.5395 | 336.5911 | 44.5395
1001 | 330.8282 | 62.8277 | 330.8282 | 62.8277
1002 | 335.8148 | 69.0295 | 335.8148 | 69.0295
1003 | 359.6887 | 72.365 | 359.6887 | 72.365
1004 | 400.8243 | 72.9851 | 400.8243 | 72.9851
1005 | 436.5595 | 71.7973 | 436.5595 | 71.7973
1006 | 460.2706 | 67.9914 | 460.2706 | 67.9914
1007 | 490.8811 | 62.6196 | 490.8811 | 62.6196
1008 | 499.4322 | 43.7213 | 499.4322 | 43.7213
1009 | 474.7794 | 32.3864 | 474.7794 | 32.3864
1010 | 472.5733 | 22.4046 | 472.5733 | 22.4046
1011 | 473.4184 | 23.4135 | 473.4184 | 23.4135
1012 | 479.3039 | 25.6427 | 479.3039 | 25.6427
1013 | 480.4303 | 27.8711 | 480.4303 | 27.8711
1014 | 474.0789 | 26.1772 | 474.0789 | 26.1772
1015 | 452.1336 | 24.1866 | 452.1336 | 24.1866
1016 | 444.767 | 21.3186 | 444.767 | 21.3186
1017 | 450.4608 | 18.3065 | 450.4608 | 18.3065
1018 | 436.4135 | 12.3665 | 436.4135 | 12.3665
1019 | 408.6573 | 7.5078 | 408.6573 | 7.5078
1020 | 380.8736 | 9.2027 | 380.8736 | 9.2027
1021 | 361.0417 | 13.1751 | 361.0417 | 13.1751
1022 | 348.4297 | 18.2311 | 348.4297 | 18.2311
1023 | 341.382 | 27.2525 | 341.382 | 27.2525
1024 | 339.6172 | 42.5365 | 339.6172 | 42.5365
1025 | 340.0275 | 62.3546 | 340.0275 | 62.3546
1026 | 341.7046 | 64.2196 | 341.7046 | 64.2196
1027 | 360.185 | 61.3211 | 360.185 | 61.3211
1028 | 399.7406 | 61.716 | 399.7406 | 61.716
1029 | 438.5898 | 60.9463 | 438.5898 | 60.9463
1030 | 474.7295 | 58.1005 | 474.7295 | 58.1005
1031 | 508.4441 | 56.3212 | 508.4441 | 56.3212
1032 | 509.4724 | 48.5818 | 509.4724 | 48.5818
1033 | 486.4344 | 40.7842 | 486.4344 | 40.7842
1034 | 482.3264 | 32.0336 | 482.3264 | 32.0336
1035 | 485.1642 | 26.6109 | 485.1642 | 26.6109
1036 | 482.5338 | 25.6427 | 482.5338 | 25.6427
1037 | 482.0294 | 27.8711 | 482.0294 | 27.8711
1038 | 472.8102 | 26.1772 | 472.8102 | 26.1772
1039 | 447.1312 | 24.1866 | 447.1312 | 24.1866
1040 | 436.8864 | 21.3186 | 436.8864 | 21.3186
1041 | 448.366 | 18.3065 | 448.366 | 18.3065
1042 | 435.926 | 12.3665 | 435.926 | 12.3665
1043 | 408.1667 | 7.5078 | 408.1667 | 7.5078
1044 | 381.9265 | 7.411 | 381.9265 | 7.411
1045 | 360.6035 | 14.2868 | 360.6035 | 14.2868
1046 | 349.4523 | 19.0397 | 349.4523 | 19.0397
1047 | 342.5284 | 21.6983 | 342.5284 | 21.6983
1048 | 339.6474 | 29.4344 | 339.6474 | 29.4344
1049 | 334.1222 | 45.4073 | 334.1222 | 45.4073
1050 | 336.5514 | 48.453 | 336.5514 | 48.453
1051 | 355.8756 | 49.294 | 355.8756 | 49.294
1052 | 391.3877 | 47.9615 | 391.3877 | 47.9615
1053 | 427.9351 | 47.0633 | 427.9351 | 47.0633
1054 | 457.3777 | 45.4716 | 457.3777 | 45.4716
1055 | 483.4559 | 45.2497 | 483.4559 | 45.2497
1056 | 490.8216 | 39.256 | 490.8216 | 39.256
1057 | 470.8796 | 32.7677 | 470.8796 | 32.7677
1058 | 462.8738 | 23.9712 | 462.8738 | 23.9712
1059 | 464.155 | 23.4135 | 464.155 | 23.4135
1060 | 467.3488 | 25.6427 | 467.3488 | 25.6427
1061 | 468.2214 | 27.8711 | 468.2214 | 27.8711
1062 | 463.901 | 26.1772 | 463.901 | 26.1772
1063 | 446.024 | 24.1866 | 446.024 | 24.1866
1064 | 437.7874 | 21.3186 | 437.7874 | 21.3186
1065 | 446.9827 | 18.3065 | 446.9827 | 18.3065
1066 | 441.5444 | 12.3665 | 441.5444 | 12.3665
1067 | 409.4757 | 7.5078 | 409.4757 | 7.5078
1068 | 385.0453 | 7.3559 | 385.0453 | 7.3559
1069 | 364.6767 | 8.6132 | 364.6767 | 8.6132
1070 | 350.9602 | 11.0783 | 350.9602 | 11.0783
1071 | 344.0909 | 13.6956 | 344.0909 | 13.6956
1072 | 340.8917 | 22.6812 | 340.8917 | 22.6812
1073 | 334.6595 | 40.8363 | 334.6595 | 40.8363
1074 | 335.8147 | 46.2479 | 335.8147 | 46.2479
1075 | 352.585 | 49.1424 | 352.585 | 49.1424
1076 | 384.1044 | 50.9063 | 384.1044 | 50.9063
1077 | 415.9496 | 51.8456 | 415.9496 | 51.8456
1078 | 444.4374 | 51.0304 | 444.4374 | 51.0304
1079 | 469.664 | 48.1669 | 469.664 | 48.1669
1080 | 476.662 | 37.5424 | 476.662 | 37.5424
1081 | 460.9598 | 27.3881 | 460.9598 | 27.3881
1082 | 456.8927 | 20.5394 | 456.8927 | 20.5394
1083 | 454.0097 | 23.4135 | 454.0097 | 23.4135
1084 | 460.424 | 25.6427 | 460.424 | 25.6427
1085 | 465.2626 | 27.8711 | 465.2626 | 27.8711
1086 | 455.9603 | 26.1772 | 455.9603 | 26.1772
1087 | 442.7897 | 24.1866 | 442.7897 | 24.1866
1088 | 439.493 | 21.3186 | 439.493 | 21.3186
1089 | 447.6601 | 18.3065 | 447.6601 | 18.3065
1090 | 431.5982 | 12.3665 | 431.5982 | 12.3665
1091 | 403.3982 | 7.5078 | 403.3982 | 7.5078
1092 | 378.408 | 9.6299 | 378.408 | 9.6299
1093 | 358.1273 | 11.2042 | 358.1273 | 11.2042
1094 | 347.4237 | 15.2221 | 347.4237 | 15.2221
1095 | 341.9575 | 21.17 | 341.9575 | 21.17
1096 | 340.9057 | 30.0638 | 340.9057 | 30.0638
1097 | 337.7292 | 44.3599 | 337.7292 | 44.3599
1098 | 337.0301 | 43.5972 | 337.0301 | 43.5972
1099 | 354.0583 | 44.5668 | 354.0583 | 44.5668
1100 | 387.446 | 45.0076 | 387.446 | 45.0076
1101 | 415.9027 | 41.895 | 415.9027 | 41.895
1102 | 447.2066 | 38.8655 | 447.2066 | 38.8655
1103 | 479.3053 | 37.5639 | 479.3053 | 37.5639
1104 | 487.6231 | 30.5411 | 487.6231 | 30.5411
1105 | 469.2374 | 21.246 | 469.2374 | 21.246
1106 | 463.1083 | 20.3878 | 463.1083 | 20.3878
1107 | 464.278 | 23.4135 | 464.278 | 23.4135
1108 | 472.5844 | 25.6427 | 472.5844 | 25.6427
1109 | 480.6949 | 27.8711 | 480.6949 | 27.8711
1110 | 470.438 | 26.1772 | 470.438 | 26.1772
1111 | 454.723 | 24.1866 | 454.723 | 24.1866
1112 | 451.5039 | 21.3186 | 451.5039 | 21.3186
1113 | 454.8574 | 18.3065 | 454.8574 | 18.3065
1114 | 437.4921 | 12.3665 | 437.4921 | 12.3665
1115 | 411.2296 | 7.5078 | 411.2296 | 7.5078
1116 | 384.4347 | 7.3559 | 384.4347 | 7.3559
1117 | 362.2051 | 5.1218 | 362.2051 | 5.1218
1118 | 350.4885 | 7.9176 | 350.4885 | 7.9176
1119 | 346.3273 | 13.5716 | 346.3273 | 13.5716
1120 | 344.3687 | 22.424 | 344.3687 | 22.424
1121 | 341.2005 | 41.1073 | 341.2005 | 41.1073
1122 | 343.4056 | 48.8802 | 343.4056 | 48.8802
1123 | 363.6344 | 52.0825 | 363.6344 | 52.0825
1124 | 400.1517 | 51.6459 | 400.1517 | 51.6459
1125 | 434.573 | 53.8991 | 434.573 | 53.8991
1126 | 462.4358 | 52.7761 | 462.4358 | 52.7761
1127 | 497.8289 | 52.8803 | 497.8289 | 52.8803
1128 | 497.0677 | 45.1455 | 497.0677 | 45.1455
1129 | 475.8071 | 37.8349 | 475.8071 | 37.8349
1130 | 469.8142 | 28.85 | 469.8142 | 28.85
1131 | 471.6623 | 23.4962 | 471.6623 | 23.4962
1132 | 471.4863 | 25.6427 | 471.4863 | 25.6427
1133 | 483.3765 | 27.8711 | 483.3765 | 27.8711
1134 | 474.627 | 26.1772 | 474.627 | 26.1772
1135 | 453.645 | 24.1866 | 453.645 | 24.1866
1136 | 450.4498 | 21.3186 | 450.4498 | 21.3186
1137 | 457.5648 | 18.3065 | 457.5648 | 18.3065
1138 | 438.8428 | 12.3665 | 438.8428 | 12.3665
1139 | 407.3857 | 7.5078 | 407.3857 | 7.5078
1140 | 380.9772 | 12.7171 | 380.9772 | 12.7171
1141 | 360.7031 | 18.5041 | 360.7031 | 18.5041
1142 | 348.9707 | 25.6275 | 348.9707 | 25.6275
1143 | 342.5634 | 32.3059 | 342.5634 | 32.3059
1144 | 343.0106 | 41.4799 | 343.0106 | 41.4799
1145 | 339.2895 | 57.8387 | 339.2895 | 57.8387
1146 | 342.6984 | 63.31 | 342.6984 | 63.31
1147 | 370.7514 | 66.5812 | 370.7514 | 66.5812
1148 | 414.1651 | 65.6071 | 414.1651 | 65.6071
1149 | 451.3464 | 64.5664 | 451.3464 | 64.5664
1150 | 479.0897 | 63.131 | 479.0897 | 63.131
1151 | 512.7405 | 62.491 | 512.7405 | 62.491
1152 | 516.0887 | 51.5679 | 516.0887 | 51.5679
1153 | 484.6691 | 39.7138 | 484.6691 | 39.7138
1154 | 477.9576 | 31.7993 | 477.9576 | 31.7993
1155 | 482.328 | 27.8375 | 482.328 | 27.8375
1156 | 479.7028 | 25.6427 | 479.7028 | 25.6427
1157 | 487.0371 | 27.8711 | 487.0371 | 27.8711
1158 | 484.423 | 26.1772 | 484.423 | 26.1772
1159 | 458.8065 | 24.1866 | 458.8065 | 24.1866
1160 | 451.7172 | 21.3186 | 451.7172 | 21.3186
1161 | 463.5141 | 18.3065 | 463.5141 | 18.3065
1162 | 443.9935 | 12.3665 | 443.9935 | 12.3665
1163 | 412.9267 | 8.7895 | 412.9267 | 8.7895
1164 | 384.8501 | 12.8457 | 384.8501 | 12.8457
1165 | 363.2837 | 14.8289 | 363.2837 | 14.8289
1166 | 350.764 | 19.5083 | 350.764 | 19.5083
1167 | 346.1013 | 23.2787 | 346.1013 | 23.2787
1168 | 345.7554 | 31.3225 | 345.7554 | 31.3225
1169 | 341.8469 | 48.839 | 341.8469 | 48.839
1170 | 342.7227 | 54.6044 | 342.7227 | 54.6044
1171 | 372.3248 | 59.6075 | 372.3248 | 59.6075
1172 | 420.2984 | 62.0192 | 420.2984 | 62.0192
1173 | 452.3847 | 62.5175 | 452.3847 | 62.5175
1174 | 480.5974 | 62.7542 | 480.5974 | 62.7542
1175 | 523.669 | 63.4327 | 523.669 | 63.4327
1176 | 522.9053 | 54.4116 | 522.9053 | 54.4116
1177 | 490.7986 | 45.415 | 490.7986 | 45.415
1178 | 482.0555 | 40.4406 | 482.0555 | 40.4406
1179 | 487.4645 | 38.2935 | 487.4645 | 38.2935
1180 | 488.904 | 35.823 | 488.904 | 35.823
1181 | 500.3108 | 33.9581 | 500.3108 | 33.9581
1182 | 495.9815 | 28.7774 | 495.9815 | 28.7774
1183 | 473.4565 | 24.5495 | 473.4565 | 24.5495
1184 | 470.6941 | 21.3186 | 470.6941 | 21.3186
1185 | 467.8476 | 19.1655 | 467.8476 | 19.1655
1186 | 446.4034 | 16.6848 | 446.4034 | 16.6848
1187 | 416.7478 | 18.0143 | 416.7478 | 18.0143
1188 | 386.162 | 25.7181 | 386.162 | 25.7181
1189 | 367.9897 | 30.6828 | 367.9897 | 30.6828
1190 | 355.9412 | 36.0742 | 355.9412 | 36.0742
1191 | 348.2788 | 39.5185 | 348.2788 | 39.5185
1192 | 347.7331 | 46.7032 | 347.7331 | 46.7032
1193 | 349.9212 | 63.6041 | 349.9212 | 63.6041
1194 | 350.0917 | 69.8748 | 350.0917 | 69.8748
1195 | 380.3519 | 71.3911 | 380.3519 | 71.3911
1196 | 427.0283 | 71.2072 | 427.0283 | 71.2072
1197 | 462.0726 | 71.0072 | 462.0726 | 71.0072
1198 | 489.3107 | 69.218 | 489.3107 | 69.218
1199 | 525.2391 | 69.5703 | 525.2391 | 69.5703
1200 | 525.0162 | 64.5459 | 525.0162 | 64.5459
1201 | 492.1879 | 60.6533 | 492.1879 | 60.6533
1202 | 486.4875 | 57.0296 | 486.4875 | 57.0296
1203 | 493.5454 | 54.8594 | 493.5454 | 54.8594
1204 | 494.3219 | 54.6814 | 494.3219 | 54.6814
1205 | 502.5133 | 57.8423 | 502.5133 | 57.8423
1206 | 493.7494 | 57.0857 | 493.7494 | 57.0857
1207 | 469.2197 | 55.8852 | 469.2197 | 55.8852
1208 | 463.2321 | 53.5317 | 463.2321 | 53.5317
1209 | 466.7365 | 50.469 | 466.7365 | 50.469
1210 | 448.1421 | 44.3269 | 448.1421 | 44.3269
1211 | 420.1191 | 39.8128 | 420.1191 | 39.8128
1212 | 390.0641 | 41.4985 | 390.0641 | 41.4985
1213 | 368.3432 | 43.4495 | 368.3432 | 43.4495
1214 | 356.0895 | 49.0706 | 356.0895 | 49.0706
1215 | 350.9182 | 51.688 | 350.9182 | 51.688
1216 | 351.408 | 59.6032 | 351.408 | 59.6032
1217 | 352.404 | 74.8686 | 352.404 | 74.8686
1218 | 351.5702 | 79.2052 | 351.5702 | 79.2052
1219 | 374.4904 | 80.2254 | 374.4904 | 80.2254
1220 | 415.1452 | 77.6571 | 415.1452 | 77.6571
1221 | 448.1168 | 73.8233 | 448.1168 | 73.8233
1222 | 470.6382 | 70.5503 | 470.6382 | 70.5503
1223 | 509.9819 | 69.7127 | 509.9819 | 69.7127
1224 | 514.1837 | 63.0988 | 514.1837 | 63.0988
1225 | 488.5143 | 58.0347 | 488.5143 | 58.0347
1226 | 483.305 | 54.3421 | 483.305 | 54.3421
1227 | 486.2976 | 49.5212 | 486.2976 | 49.5212
1228 | 490.4446 | 45.0386 | 490.4446 | 45.0386
1229 | 493.6156 | 41.281 | 493.6156 | 41.281
1230 | 489.2259 | 32.8615 | 489.2259 | 32.8615
1231 | 466.2012 | 25.8542 | 466.2012 | 25.8542
1232 | 461.6955 | 21.3186 | 461.6955 | 21.3186
1233 | 463.7502 | 18.3065 | 463.7502 | 18.3065
1234 | 445.2011 | 12.3665 | 445.2011 | 12.3665
1235 | 414.006 | 11.1416 | 414.006 | 11.1416
1236 | 389.6835 | 25.1484 | 389.6835 | 25.1484
1237 | 370.7197 | 37.2338 | 370.7197 | 37.2338
1238 | 359.3138 | 36.8001 | 359.3138 | 36.8001
1239 | 353.3659 | 43.8965 | 353.3659 | 43.8965
1240 | 353.3272 | 52.7306 | 353.3272 | 52.7306
1241 | 351.3011 | 69.3604 | 351.3011 | 69.3604
1242 | 346.9856 | 74.5239 | 346.9856 | 74.5239
1243 | 365.268 | 76.8763 | 365.268 | 76.8763
1244 | 400.6689 | 76.6557 | 400.6689 | 76.6557
1245 | 434.4129 | 74.7283 | 434.4129 | 74.7283
1246 | 459.8304 | 72.4154 | 459.8304 | 72.4154
1247 | 496.6138 | 69.4417 | 496.6138 | 69.4417
1248 | 490.7977 | 56.6121 | 490.7977 | 56.6121
1249 | 470.579 | 42.1578 | 470.579 | 42.1578
1250 | 467.6904 | 25.6526 | 467.6904 | 25.6526
1251 | 463.6346 | 23.4135 | 463.6346 | 23.4135
1252 | 469.463 | 25.6427 | 469.463 | 25.6427
1253 | 476.5086 | 27.8711 | 476.5086 | 27.8711
1254 | 466.8371 | 26.1772 | 466.8371 | 26.1772
1255 | 452.8194 | 24.1866 | 452.8194 | 24.1866
1256 | 458.2032 | 21.3186 | 458.2032 | 21.3186
1257 | 455.8994 | 18.3065 | 455.8994 | 18.3065
1258 | 437.7472 | 12.3665 | 437.7472 | 12.3665
1259 | 409.6676 | 7.5078 | 409.6676 | 7.5078
1260 | 384.1283 | 10.342 | 384.1283 | 10.342
1261 | 364.3758 | 19.0094 | 364.3758 | 19.0094
1262 | 354.7443 | 20.0228 | 354.7443 | 20.0228
1263 | 348.8928 | 20.0491 | 348.8928 | 20.0491
1264 | 350.4555 | 28.4053 | 350.4555 | 28.4053
1265 | 348.9619 | 45.3522 | 348.9619 | 45.3522
1266 | 345.1539 | 50.3779 | 345.1539 | 50.3779
1267 | 359.5275 | 52.6614 | 359.5275 | 52.6614
1268 | 396.9072 | 51.2784 | 396.9072 | 51.2784
1269 | 429.2685 | 49.0662 | 429.2685 | 49.0662
1270 | 456.1989 | 47.8835 | 456.1989 | 47.8835
1271 | 496.1375 | 48.8652 | 496.1375 | 48.8652
1272 | 494.4821 | 43.0828 | 494.4821 | 43.0828
1273 | 473.9651 | 36.7094 | 473.9651 | 36.7094
1274 | 464.065 | 27.118 | 464.065 | 27.118
1275 | 464.8293 | 23.4135 | 464.8293 | 23.4135
1276 | 468.8416 | 25.6427 | 468.8416 | 25.6427
1277 | 475.8857 | 27.8711 | 475.8857 | 27.8711
1278 | 466.3554 | 26.1772 | 466.3554 | 26.1772
1279 | 449.2734 | 24.1866 | 449.2734 | 24.1866
1280 | 452.7188 | 21.3186 | 452.7188 | 21.3186
1281 | 458.5508 | 18.3065 | 458.5508 | 18.3065
1282 | 438.1817 | 12.3665 | 438.1817 | 12.3665
1283 | 403.9278 | 7.5078 | 403.9278 | 7.5078
1284 | 378.2563 | 7.3559 | 378.2563 | 7.3559
1285 | 358.4378 | 5.1218 | 358.4378 | 5.1218
1286 | 347.9687 | 6.2684 | 347.9687 | 6.2684
1287 | 342.7693 | 7.3559 | 342.7693 | 7.3559
1288 | 344.469 | 12.2942 | 344.469 | 12.2942
1289 | 344.3811 | 27.0221 | 344.3811 | 27.0221
1290 | 343.8697 | 29.9484 | 343.8697 | 29.9484
1291 | 365.3868 | 30.5872 | 365.3868 | 30.5872
1292 | 405.7866 | 28.9516 | 405.7866 | 28.9516
1293 | 440.9627 | 26.7302 | 440.9627 | 26.7302
1294 | 469.1823 | 24.2474 | 469.1823 | 24.2474
1295 | 507.5331 | 25.9779 | 507.5331 | 25.9779
1296 | 508.8571 | 21.1786 | 508.8571 | 21.1786
1297 | 480.3138 | 19.7943 | 480.3138 | 19.7943
1298 | 470.3099 | 20.3878 | 470.3099 | 20.3878
1299 | 473.1494 | 23.4135 | 473.1494 | 23.4135
1300 | 473.8994 | 25.6427 | 473.8994 | 25.6427
1301 | 488.0832 | 27.8711 | 488.0832 | 27.8711
1302 | 480.6246 | 26.1772 | 480.6246 | 26.1772
1303 | 465.5862 | 24.1866 | 465.5862 | 24.1866
1304 | 467.2949 | 21.3186 | 467.2949 | 21.3186
1305 | 463.7687 | 18.3065 | 463.7687 | 18.3065
1306 | 440.3075 | 12.3665 | 440.3075 | 12.3665
1307 | 407.1558 | 7.5078 | 407.1558 | 7.5078
1308 | 378.3949 | 7.3559 | 378.3949 | 7.3559
1309 | 359.1385 | 5.1218 | 359.1385 | 5.1218
1310 | 348.3603 | 8.5378 | 348.3603 | 8.5378
1311 | 344.1434 | 13.1168 | 344.1434 | 13.1168
1312 | 346.0828 | 20.0764 | 346.0828 | 20.0764
1313 | 345.8631 | 36.3112 | 345.8631 | 36.3112
1314 | 349.4134 | 40.5467 | 349.4134 | 40.5467
1315 | 378.6802 | 42.3019 | 378.6802 | 42.3019
1316 | 432.3384 | 41.7321 | 432.3384 | 41.7321
1317 | 467.519 | 40.5811 | 467.519 | 40.5811
1318 | 497.6306 | 38.7736 | 497.6306 | 38.7736
1319 | 543.5342 | 39.9987 | 543.5342 | 39.9987
1320 | 533.8214 | 36.5868 | 533.8214 | 36.5868
1321 | 496.0072 | 34.1918 | 496.0072 | 34.1918
1322 | 494.3377 | 32.2587 | 494.3377 | 32.2587
1323 | 495.4302 | 31.8756 | 495.4302 | 31.8756
1324 | 493.8528 | 29.2949 | 493.8528 | 29.2949
1325 | 506.2777 | 27.8711 | 506.2777 | 27.8711
1326 | 497.2333 | 26.1772 | 497.2333 | 26.1772
1327 | 473.0045 | 24.1866 | 473.0045 | 24.1866
1328 | 483.1887 | 21.3186 | 483.1887 | 21.3186
1329 | 477.9155 | 18.3065 | 477.9155 | 18.3065
1330 | 450.2795 | 12.3665 | 450.2795 | 12.3665
1331 | 412.5993 | 7.5078 | 412.5993 | 7.5078
1332 | 382.1599 | 8.4722 | 382.1599 | 8.4722
1333 | 361.3618 | 9.1553 | 361.3618 | 9.1553
1334 | 351.7279 | 12.6035 | 351.7279 | 12.6035
1335 | 345.9443 | 15.547 | 345.9443 | 15.547
1336 | 348.2621 | 21.8313 | 348.2621 | 21.8313
1337 | 348.9961 | 38.3188 | 348.9961 | 38.3188
1338 | 352.1163 | 42.5635 | 352.1163 | 42.5635
1339 | 380.3336 | 44.8837 | 380.3336 | 44.8837
1340 | 435.282 | 45.3751 | 435.282 | 45.3751
1341 | 468.5211 | 45.3038 | 468.5211 | 45.3038
1342 | 496.9195 | 44.7687 | 496.9195 | 44.7687
1343 | 535.5295 | 46.8897 | 535.5295 | 46.8897
1344 | 526.7454 | 44.3139 | 526.7454 | 44.3139
1345 | 494.2396 | 42.654 | 494.2396 | 42.654
1346 | 486.7983 | 40.8311 | 486.7983 | 40.8311
1347 | 488.0252 | 38.9872 | 488.0252 | 38.9872
1348 | 491.2497 | 36.4524 | 491.2497 | 36.4524
1349 | 498.0787 | 36.0392 | 498.0787 | 36.0392
1350 | 492.665 | 38.6132 | 492.665 | 38.6132
1351 | 470.2964 | 40.3299 | 470.2964 | 40.3299
1352 | 476.0478 | 40.2091 | 476.0478 | 40.2091
1353 | 477.4237 | 39.5675 | 477.4237 | 39.5675
1354 | 449.8317 | 35.2078 | 449.8317 | 35.2078
1355 | 415.2214 | 31.6952 | 415.2214 | 31.6952
1356 | 388.9245 | 32.7653 | 388.9245 | 32.7653
1357 | 368.4736 | 31.6613 | 368.4736 | 31.6613
1358 | 356.7288 | 34.2136 | 356.7288 | 34.2136
1359 | 353.0012 | 38.0851 | 353.0012 | 38.0851
1360 | 353.2523 | 46.8962 | 353.2523 | 46.8962
1361 | 356.3046 | 65.6255 | 356.3046 | 65.6255
1362 | 357.6394 | 72.3602 | 357.6394 | 72.3602
1363 | 387.9274 | 76.4215 | 387.9274 | 76.4215
1364 | 440.8105 | 77.1334 | 440.8105 | 77.1334
1365 | 466.7336 | 76.4603 | 466.7336 | 76.4603
1366 | 488.7708 | 75.4704 | 488.7708 | 75.4704
1367 | 527.0002 | 78.037 | 527.0002 | 78.037
1368 | 516.5152 | 75.838 | 516.5152 | 75.838
1369 | 487.4876 | 74.7385 | 487.4876 | 74.7385
1370 | 485.2286 | 74.8635 | 485.2286 | 74.8635
1371 | 490.0854 | 76.4971 | 490.0854 | 76.4971
1372 | 489.3157 | 76.9163 | 489.3157 | 76.9163
1373 | 496.1308 | 76.6685 | 496.1308 | 76.6685
1374 | 488.4834 | 71.9426 | 488.4834 | 71.9426
1375 | 472.5144 | 68.1925 | 472.5144 | 68.1925
1376 | 481.2242 | 64.5251 | 481.2242 | 64.5251
1377 | 476.939 | 59.2574 | 476.939 | 59.2574
1378 | 452.7774 | 48.3972 | 452.7774 | 48.3972
1379 | 417.769 | 39.4085 | 417.769 | 39.4085
1380 | 390.1109 | 40.3683 | 390.1109 | 40.3683
1381 | 369.4398 | 41.543 | 369.4398 | 41.543
1382 | 358.4774 | 43.7554 | 358.4774 | 43.7554
1383 | 354.4198 | 47.4293 | 354.4198 | 47.4293
1384 | 355.3788 | 56.3644 | 355.3788 | 56.3644
1385 | 358.1045 | 75.498 | 358.1045 | 75.498
1386 | 358.0702 | 81.5895 | 358.0702 | 81.5895
1387 | 379.8134 | 84.3186 | 379.8134 | 84.3186
1388 | 425.3941 | 84.2679 | 425.3941 | 84.2679
1389 | 456.146 | 82.1109 | 456.146 | 82.1109
1390 | 480.6214 | 79.6556 | 480.6214 | 79.6556
1391 | 520.3755 | 79.2728 | 520.3755 | 79.2728
1392 | 513.8054 | 72.5578 | 513.8054 | 72.5578
1393 | 489.13 | 70.4017 | 489.13 | 70.4017
1394 | 488.7291 | 71.5236 | 488.7291 | 71.5236
1395 | 491.7657 | 73.0011 | 491.7657 | 73.0011
1396 | 498.8541 | 71.8216 | 498.8541 | 71.8216
1397 | 507.9292 | 69.3824 | 507.9292 | 69.3824
1398 | 500.8955 | 63.6964 | 500.8955 | 63.6964
1399 | 475.5988 | 58.8851 | 475.5988 | 58.8851
1400 | 474.9175 | 52.5715 | 474.9175 | 52.5715
1401 | 469.4399 | 47.6897 | 469.4399 | 47.6897
1402 | 448.7891 | 40.569 | 448.7891 | 40.569
1403 | 417.4166 | 36.1927 | 417.4166 | 36.1927
1404 | 391.1465 | 39.2382 | 391.1465 | 39.2382
1405 | 372.4441 | 41.1984 | 372.4441 | 41.1984
1406 | 361.5904 | 45.1841 | 361.5904 | 45.1841
1407 | 355.5895 | 47.8841 | 355.5895 | 47.8841
1408 | 355.4624 | 53.948 | 355.4624 | 53.948
1409 | 361.6108 | 69.2961 | 361.6108 | 69.2961
1410 | 357.5389 | 72.1351 | 357.5389 | 72.1351
1411 | 373.489 | 72.7831 | 373.489 | 72.7831
1412 | 407.9601 | 71.8825 | 407.9601 | 71.8825
1413 | 441.9901 | 70.704 | 441.9901 | 70.704
1414 | 470.9692 | 68.5611 | 470.9692 | 68.5611
1415 | 507.1106 | 68.3759 | 507.1106 | 68.3759
1416 | 498.4202 | 62.1938 | 498.4202 | 62.1938
1417 | 475.4871 | 58.2828 | 475.4871 | 58.2828
1418 | 467.1393 | 55.3987 | 467.1393 | 55.3987
1419 | 470.9346 | 54.0922 | 470.9346 | 54.0922
1420 | 473.614 | 53.0459 | 473.614 | 53.0459
1421 | 482.9367 | 49.7799 | 482.9367 | 49.7799
1422 | 473.2561 | 43.1612 | 473.2561 | 43.1612
1423 | 460.4331 | 37.1049 | 460.4331 | 37.1049
1424 | 466.5875 | 32.4452 | 466.5875 | 32.4452
1425 | 464.5248 | 29.5847 | 464.5248 | 29.5847
1426 | 444.8048 | 25.7534 | 444.8048 | 25.7534
1427 | 416.4503 | 26.0538 | 416.4503 | 26.0538
1428 | 391.1306 | 39.7803 | 391.1306 | 39.7803
1429 | 374.3284 | 49.1598 | 374.3284 | 49.1598
1430 | 364.1101 | 54.3124 | 364.1101 | 54.3124
1431 | 357.8832 | 58.6387 | 357.8832 | 58.6387
1432 | 358.9714 | 63.531 | 358.9714 | 63.531
1433 | 360.8617 | 76.0722 | 360.8617 | 76.0722
1434 | 355.4684 | 81.5298 | 355.4684 | 81.5298
1435 | 371.2524 | 88.5267 | 371.2524 | 88.5267
1436 | 403.3564 | 88.5357 | 403.3564 | 88.5357
1437 | 434.2344 | 81.5228 | 434.2344 | 81.5228
1438 | 467.2489 | 79.3891 | 467.2489 | 79.3891
1439 | 504.7592 | 81.556 | 504.7592 | 81.556
1440 | 497.3957 | 70.0449 | 497.3957 | 70.0449
1441 | 472.9927 | 58.0577 | 472.9927 | 58.0577
1442 | 470.3912 | 43.7759 | 470.3912 | 43.7759
1443 | 472.8667 | 35.0501 | 472.8667 | 35.0501
1444 | 473.0732 | 29.4144 | 473.0732 | 29.4144
1445 | 481.1118 | 27.8711 | 481.1118 | 27.8711
1446 | 474.0247 | 26.1772 | 474.0247 | 26.1772
1447 | 463.9548 | 24.1866 | 463.9548 | 24.1866
1448 | 473.5829 | 21.3186 | 473.5829 | 21.3186
1449 | 470.0813 | 18.3065 | 470.0813 | 18.3065
1450 | 445.2374 | 12.3665 | 445.2374 | 12.3665
1451 | 418.0219 | 14.3896 | 418.0219 | 14.3896
1452 | 392.9496 | 47.3515 | 392.9496 | 47.3515
1453 | 374.0831 | 55.2344 | 374.0831 | 55.2344
1454 | 360.9865 | 59.512 | 360.9865 | 59.512
1455 | 356.3371 | 69.9729 | 356.3371 | 69.9729
1456 | 357.814 | 81.9621 | 357.814 | 81.9621
1457 | 359.4664 | 102.4424 | 359.4664 | 102.4424
1458 | 357.097 | 114.8919 | 357.097 | 114.8919
1459 | 373.917 | 118.7865 | 373.917 | 118.7865
1460 | 406.2788 | 118.8563 | 406.2788 | 118.8563
1461 | 438.448 | 121.6184 | 438.448 | 121.6184
1462 | 468.71 | 124.9118 | 468.71 | 124.9118
1463 | 506.0763 | 122.1284 | 506.0763 | 122.1284
1464 | 499.2736 | 112.0228 | 499.2736 | 112.0228
1465 | 475.8186 | 105.8713 | 475.8186 | 105.8713
1466 | 467.6622 | 102.2545 | 467.6622 | 102.2545
1467 | 468.793 | 106.6357 | 468.793 | 106.6357
1468 | 474.291 | 116.605 | 474.291 | 116.605
1469 | 484.1485 | 123.7181 | 484.1485 | 123.7181
1470 | 477.8066 | 125.0136 | 477.8066 | 125.0136
1471 | 472.7838 | 120.37 | 472.7838 | 120.37
1472 | 477.971 | 110.8204 | 477.971 | 110.8204
1473 | 470.3365 | 105.529 | 470.3365 | 105.529
1474 | 445.8355 | 102.7646 | 445.8355 | 102.7646
1475 | 416.1276 | 103.2933 | 416.1276 | 103.2933
1476 | 391.5671 | 120.0469 | 391.5671 | 120.0469
1477 | 372.019 | 131.946 | 372.019 | 131.946
1478 | 361.9031 | 140.5353 | 361.9031 | 140.5353
1479 | 355.7888 | 156.7253 | 355.7888 | 156.7253
1480 | 357.7004 | 173.7467 | 357.7004 | 173.7467
1481 | 362.5321 | 194.5933 | 362.5321 | 194.5933
1482 | 361.3263 | 202.4239 | 361.3263 | 202.4239
1483 | 387.7336 | 208.2913 | 387.7336 | 208.2913
1484 | 434.5703 | 210.7709 | 434.5703 | 210.7709
1485 | 468.436 | 214.9623 | 468.436 | 214.9623
1486 | 497.0998 | 216.6374 | 497.0998 | 216.6374
1487 | 540.7812 | 215.4841 | 540.7812 | 215.4841
1488 | 532.8517 | 190.1992 | 532.8517 | 190.1992
1489 | 495.5824 | 157.162 | 495.5824 | 157.162
1490 | 489.6736 | 126.695 | 489.6736 | 126.695
1491 | 494.4332 | 114.9991 | 494.4332 | 114.9991
1492 | 499.8493 | 105.9499 | 499.8493 | 105.9499
1493 | 507.5168 | 95.9465 | 507.5168 | 95.9465
1494 | 497.8331 | 85.2993 | 497.8331 | 85.2993
1495 | 484.6204 | 77.0765 | 484.6204 | 77.0765
1496 | 490.0049 | 69.9603 | 490.0049 | 69.9603
1497 | 481.0907 | 67.7048 | 481.0907 | 67.7048
1498 | 455.2542 | 69.5709 | 455.2542 | 69.5709
1499 | 419.0717 | 76.6556 | 419.0717 | 76.6556
1500 | 392.2817 | 101.9853 | 392.2817 | 101.9853
1501 | 371.595 | 128.8511 | 371.595 | 128.8511
1502 | 362.1078 | 130.8961 | 362.1078 | 130.8961
1503 | 357.0492 | 134.7419 | 357.0492 | 134.7419
1504 | 359.4893 | 138.8048 | 359.4893 | 138.8048
1505 | 363.3278 | 154.3947 | 363.3278 | 154.3947
1506 | 366.9655 | 164.3044 | 366.9655 | 164.3044
1507 | 396.5153 | 168.4116 | 396.5153 | 168.4116
1508 | 453.2999 | 168.6823 | 453.2999 | 168.6823
1509 | 485.4141 | 173.8777 | 485.4141 | 173.8777
1510 | 511.9851 | 174.5133 | 511.9851 | 174.5133
1511 | 554.5393 | 173.3246 | 554.5393 | 173.3246
1512 | 538.5794 | 168.1921 | 538.5794 | 168.1921
1513 | 504.374 | 153.5237 | 504.374 | 153.5237
1514 | 502.1741 | 122.7023 | 502.1741 | 122.7023
1515 | 505.1316 | 99.4182 | 505.1316 | 99.4182
1516 | 510.4324 | 87.6166 | 510.4324 | 87.6166
1517 | 519.3128 | 77.6841 | 519.3128 | 77.6841
1518 | 514.4889 | 66.7298 | 514.4889 | 66.7298
1519 | 503.3991 | 58.6015 | 503.3991 | 58.6015
1520 | 503.584 | 52.95 | 503.584 | 52.95
1521 | 491.1775 | 53.8367 | 491.1775 | 53.8367
1522 | 460.8901 | 56.8132 | 460.8901 | 56.8132
1523 | 424.091 | 64.0279 | 424.091 | 64.0279
1524 | 393.0887 | 99.5282 | 393.0887 | 99.5282
1525 | 372.6923 | 119.8498 | 372.6923 | 119.8498
1526 | 362.3691 | 131.4986 | 362.3691 | 131.4986
1527 | 356.632 | 142.9753 | 356.632 | 142.9753
1528 | 359.4628 | 146.3058 | 359.4628 | 146.3058
1529 | 367.0967 | 156.0957 | 367.0967 | 156.0957
1530 | 373.1994 | 158.4571 | 373.1994 | 158.4571
1531 | 403.7375 | 159.7529 | 403.7375 | 159.7529
1532 | 464.6487 | 158.0272 | 464.6487 | 158.0272
1533 | 504.2696 | 157.0919 | 504.2696 | 157.0919
1534 | 527.061 | 151.077 | 527.061 | 151.077
1535 | 572.5552 | 145.3639 | 572.5552 | 145.3639
1536 | 556.6042 | 139.6763 | 556.6042 | 139.6763
1537 | 521.8459 | 130.1464 | 521.8459 | 130.1464
1538 | 515.1675 | 118.7214 | 515.1675 | 118.7214
1539 | 521.3324 | 114.7629 | 521.3324 | 114.7629
1540 | 525.556 | 113.1084 | 525.556 | 113.1084
1541 | 528.7178 | 109.3185 | 528.7178 | 109.3185
1542 | 522.5244 | 103.5617 | 522.5244 | 103.5617
1543 | 507.5277 | 97.4298 | 507.5277 | 97.4298
1544 | 508.8429 | 90.1955 | 508.8429 | 90.1955
1545 | 493.2242 | 83.8291 | 493.2242 | 83.8291
1546 | 470.0065 | 80.8993 | 470.0065 | 80.8993
1547 | 433.8736 | 84.5583 | 433.8736 | 84.5583
1548 | 406.9857 | 113.668 | 406.9857 | 113.668
1549 | 386.701 | 135.6079 | 386.701 | 135.6079
1550 | 374.3245 | 145.5084 | 374.3245 | 145.5084
1551 | 368.9659 | 160.588 | 368.9659 | 160.588
1552 | 371.0503 | 176.6054 | 371.0503 | 176.6054
1553 | 376.4181 | 200.3224 | 376.4181 | 200.3224
1554 | 378.4483 | 210.7637 | 378.4483 | 210.7637
1555 | 402.1886 | 218.8873 | 402.1886 | 218.8873
1556 | 448.0782 | 222.0756 | 448.0782 | 222.0756
1557 | 484.0459 | 225.4283 | 484.0459 | 225.4283
1558 | 506.7685 | 224.3983 | 506.7685 | 224.3983
1559 | 546.793 | 220.4572 | 546.793 | 220.4572
1560 | 541.6071 | 196.4363 | 541.6071 | 196.4363
1561 | 511.0687 | 171.9042 | 511.0687 | 171.9042
1562 | 505.7033 | 135.8971 | 505.7033 | 135.8971
1563 | 508.9992 | 115.3063 | 508.9992 | 115.3063
1564 | 510.3702 | 99.7246 | 510.3702 | 99.7246
1565 | 514.9115 | 85.6694 | 514.9115 | 85.6694
1566 | 510.9593 | 73.6166 | 510.9593 | 73.6166
1567 | 498.6303 | 67.2365 | 498.6303 | 67.2365
1568 | 502.0274 | 64.054 | 502.0274 | 64.054
1569 | 487.0415 | 65.4013 | 487.0415 | 65.4013
1570 | 465.2137 | 69.122 | 465.2137 | 69.122
1571 | 435.7662 | 87.0981 | 435.7662 | 87.0981
1572 | 409.0291 | 114.1051 | 409.0291 | 114.1051
1573 | 388.223 | 121.7871 | 388.223 | 121.7871
1574 | 377.3542 | 125.6158 | 377.3542 | 125.6158
1575 | 369.5052 | 137.506 | 369.5052 | 137.506
1576 | 370.7828 | 147.9478 | 370.7828 | 147.9478
1577 | 375.6025 | 158.4818 | 375.6025 | 158.4818
1578 | 371.5807 | 157.831 | 371.5807 | 157.831
1579 | 390.7875 | 157.4967 | 390.7875 | 157.4967
1580 | 428.6025 | 156.2553 | 428.6025 | 156.2553
1581 | 463.1826 | 156.773 | 463.1826 | 156.773
1582 | 485.5411 | 154.29 | 485.5411 | 154.29
1583 | 517.8114 | 150.6678 | 517.8114 | 150.6678
1584 | 509.1935 | 145.0274 | 509.1935 | 145.0274
1585 | 490.8674 | 133.4539 | 490.8674 | 133.4539
1586 | 481.0237 | 118.4143 | 481.0237 | 118.4143
1587 | 482.2193 | 107.817 | 482.2193 | 107.817
1588 | 485.013 | 96.8305 | 485.013 | 96.8305
1589 | 494.188 | 84.2755 | 494.188 | 84.2755
1590 | 486.3173 | 74.8923 | 486.3173 | 74.8923
1591 | 480.5964 | 67.7799 | 480.5964 | 67.7799
1592 | 492.3523 | 66.4283 | 492.3523 | 66.4283
1593 | 484.1819 | 75.4303 | 484.1819 | 75.4303
1594 | 458.7433 | 83.2264 | 458.7433 | 83.2264
1595 | 428.4322 | 93.6068 | 428.4322 | 93.6068
1596 | 403.3778 | 114.1051 | 403.3778 | 114.1051
1597 | 386.6767 | 124.5867 | 386.6767 | 124.5867
1598 | 375.192 | 126.8562 | 375.192 | 126.8562
1599 | 371.4871 | 133.6078 | 371.4871 | 133.6078
1600 | 371.9471 | 142.6203 | 371.9471 | 142.6203
1601 | 377.0021 | 161.4705 | 377.0021 | 161.4705
1602 | 373.0568 | 168.805 | 373.0568 | 168.805
1603 | 387.6808 | 173.8455 | 387.6808 | 173.8455
1604 | 417.1987 | 175.5927 | 417.1987 | 175.5927
1605 | 447.7073 | 178.402 | 447.7073 | 178.402
1606 | 475.2402 | 175.7419 | 475.2402 | 175.7419
1607 | 512.4389 | 173.9625 | 512.4389 | 173.9625
1608 | 505.4436 | 170.9327 | 505.4436 | 170.9327
1609 | 484.5589 | 162.4068 | 484.5589 | 162.4068
1610 | 478.2199 | 146.3986 | 478.2199 | 146.3986
1611 | 481.1182 | 129.4697 | 481.1182 | 129.4697
1612 | 488.0763 | 112.1161 | 488.0763 | 112.1161
1613 | 498.894 | 95.5449 | 498.894 | 95.5449
1614 | 487.1904 | 80.4089 | 487.1904 | 80.4089
1615 | 483.0591 | 71.3355 | 483.0591 | 71.3355
1616 | 495.5712 | 64.2902 | 495.5712 | 64.2902
1617 | 483.4076 | 63.0034 | 483.4076 | 63.0034
1618 | 461.7351 | 64.3379 | 461.7351 | 64.3379
1619 | 428.4851 | 73.478 | 428.4851 | 73.478
1620 | 399.5562 | 107.1002 | 399.5562 | 107.1002
1621 | 383.9032 | 116.1642 | 383.9032 | 116.1642
1622 | 372.7004 | 114.193 | 372.7004 | 114.193
1623 | 368.7139 | 123.2009 | 368.7139 | 123.2009
1624 | 370.667 | 147.6997 | 370.667 | 147.6997
1625 | 377.1805 | 180.3235 | 377.1805 | 180.3235
1626 | 377.3136 | 187.2446 | 377.3136 | 187.2446
1627 | 404.4836 | 186.1307 | 404.4836 | 186.1307
1628 | 446.89 | 183.6489 | 446.89 | 183.6489
1629 | 472.2297 | 185.0053 | 472.2297 | 185.0053
1630 | 499.8883 | 182.0616 | 499.8883 | 182.0616
1631 | 539.3722 | 183.5426 | 539.3722 | 183.5426
1632 | 530.8715 | 167.696 | 530.8715 | 167.696
1633 | 496.7425 | 144.8295 | 496.7425 | 144.8295
1634 | 492.5757 | 115.6855 | 492.5757 | 115.6855
1635 | 493.09 | 94.1615 | 493.09 | 94.1615
1636 | 500.2865 | 79.395 | 500.2865 | 79.395
1637 | 512.1835 | 69.3679 | 512.1835 | 69.3679
1638 | 504.5985 | 63.753 | 504.5985 | 63.753
1639 | 501.4475 | 64.7559 | 501.4475 | 64.7559
1640 | 505.359 | 65.377 | 505.359 | 65.377
1641 | 488.0374 | 67.5867 | 488.0374 | 67.5867
1642 | 465.2045 | 65.1057 | 465.2045 | 65.1057
1643 | 428.4462 | 71.4344 | 428.4462 | 71.4344
1644 | 398.337 | 85.5065 | 398.337 | 85.5065
1645 | 381.4218 | 98.8823 | 381.4218 | 98.8823
1646 | 370.3084 | 111.0154 | 370.3084 | 111.0154
1647 | 366.364 | 124.9373 | 366.364 | 124.9373
1648 | 370.2736 | 132.2015 | 370.2736 | 132.2015
1649 | 380.8191 | 145.7714 | 380.8191 | 145.7714
1650 | 384.3327 | 149.1132 | 384.3327 | 149.1132
1651 | 415.483 | 151.3423 | 415.483 | 151.3423
1652 | 472.6601 | 151.6602 | 472.6601 | 151.6602
1653 | 505.5263 | 154.375 | 505.5263 | 154.375
1654 | 534.5132 | 152.8961 | 534.5132 | 152.8961
1655 | 574.5132 | 151.5892 | 574.5132 | 151.5892
1656 | 558.7745 | 143.6217 | 558.7745 | 143.6217
1657 | 517.443 | 131.8238 | 517.443 | 131.8238
1658 | 512.5363 | 118.2725 | 512.5363 | 118.2725
1659 | 518.0108 | 115.1409 | 518.0108 | 115.1409
1660 | 518.3638 | 116.983 | 518.3638 | 116.983
1661 | 530.248 | 119.0521 | 530.248 | 119.0521
1662 | 525.3042 | 119.3081 | 525.3042 | 119.3081
1663 | 516.8991 | 120.5118 | 516.8991 | 120.5118
1664 | 517.6274 | 121.3219 | 517.6274 | 121.3219
1665 | 500.9714 | 122.6102 | 500.9714 | 122.6102
1666 | 474.4493 | 119.007 | 474.4493 | 119.007
1667 | 435.3892 | 114.8815 | 435.3892 | 114.8815
1668 | 404.2757 | 119.0782 | 404.2757 | 119.0782
1669 | 386.7563 | 119.4836 | 386.7563 | 119.4836
1670 | 376.094 | 119.5323 | 376.094 | 119.5323
1671 | 373.4041 | 126.3785 | 373.4041 | 126.3785
1672 | 375.1541 | 134.9538 | 375.1541 | 134.9538
1673 | 383.6478 | 152.5401 | 383.6478 | 152.5401
1674 | 386.1222 | 158.0909 | 386.1222 | 158.0909
1675 | 416.7648 | 161.0996 | 416.7648 | 161.0996
1676 | 472.9288 | 161.0749 | 472.9288 | 161.0749
1677 | 506.1966 | 163.7424 | 506.1966 | 163.7424
1678 | 526.322 | 163.6575 | 526.322 | 163.6575
1679 | 571.2624 | 163.3074 | 571.2624 | 163.3074
1680 | 551.4491 | 164.8373 | 551.4491 | 164.8373
1681 | 517.8421 | 163.2691 | 517.8421 | 163.2691
1682 | 520.3565 | 158.7664 | 520.3565 | 158.7664
1683 | 527.6995 | 158.0328 | 527.6995 | 158.0328
1684 | 528.4848 | 155.0553 | 528.4848 | 155.0553
1685 | 534.1578 | 147.8515 | 534.1578 | 147.8515
1686 | 528.7662 | 137.7359 | 528.7662 | 137.7359
1687 | 522.2902 | 129.454 | 522.2902 | 129.454
1688 | 525.0642 | 123.8971 | 525.0642 | 123.8971
1689 | 505.2708 | 123.4489 | 505.2708 | 123.4489
1690 | 476.426 | 120.6845 | 476.426 | 120.6845
1691 | 438.947 | 118.697 | 438.947 | 118.697
1692 | 409.0869 | 138.5928 | 409.0869 | 138.5928
1693 | 390.2485 | 150.6573 | 390.2485 | 150.6573
1694 | 379.7494 | 152.8205 | 379.7494 | 152.8205
1695 | 376.8187 | 160.1628 | 376.8187 | 160.1628
1696 | 379.9075 | 167.6632 | 379.9075 | 167.6632
1697 | 389.4303 | 186.3126 | 389.4303 | 186.3126
1698 | 395.9581 | 191.3436 | 395.9581 | 191.3436
1699 | 426.2477 | 192.9112 | 426.2477 | 192.9112
1700 | 479.4602 | 192.662 | 479.4602 | 192.662
1701 | 516.0264 | 193.3805 | 516.0264 | 193.3805
1702 | 538.5295 | 194.146 | 538.5295 | 194.146
1703 | 574.8383 | 193.0282 | 574.8383 | 193.0282
1704 | 557.5768 | 179.2488 | 557.5768 | 179.2488
1705 | 524.325 | 150.854 | 524.325 | 150.854
1706 | 518.4999 | 120.6233 | 518.4999 | 120.6233
1707 | 521.33 | 104.8048 | 521.33 | 104.8048
1708 | 520.8104 | 92.2354 | 520.8104 | 92.2354
1709 | 528.9372 | 78.3928 | 528.9372 | 78.3928
1710 | 524.0898 | 65.1232 | 524.0898 | 65.1232
1711 | 525.6479 | 55.5892 | 525.6479 | 55.5892
1712 | 523.209 | 48.851 | 523.209 | 48.851
1713 | 503.2782 | 49.7849 | 503.2782 | 49.7849
1714 | 479.5636 | 54.8759 | 479.5636 | 54.8759
1715 | 445.233 | 69.8043 | 445.233 | 69.8043
1716 | 416.0045 | 111.9434 | 416.0045 | 111.9434
1717 | 395.8199 | 129.9378 | 395.8199 | 129.9378
1718 | 383.6607 | 134.7707 | 383.6607 | 134.7707
1719 | 380.0293 | 142.1957 | 380.0293 | 142.1957
1720 | 383.6841 | 155.8032 | 383.6841 | 155.8032
1721 | 392.7993 | 178.9887 | 392.7993 | 178.9887
1722 | 395.7624 | 192.2059 | 395.7624 | 192.2059
1723 | 423.8266 | 202.2077 | 423.8266 | 202.2077
1724 | 468.1349 | 205.5024 | 468.1349 | 205.5024
1725 | 498.3238 | 203.2913 | 498.3238 | 203.2913
1726 | 520.29 | 209.3608 | 520.29 | 209.3608
1727 | 564.4225 | 213.1806 | 564.4225 | 213.1806
1728 | 550.4229 | 195.7275 | 550.4229 | 195.7275
1729 | 520.6875 | 152.4487 | 520.6875 | 152.4487
1730 | 514.4954 | 118.1308 | 514.4954 | 118.1308
1731 | 513.6586 | 88.5978 | 513.6586 | 88.5978
1732 | 514.5747 | 78.3436 | 514.5747 | 78.3436
1733 | 528.4858 | 67.6433 | 528.4858 | 67.6433
1734 | 522.8096 | 56.8662 | 522.8096 | 56.8662
1735 | 525.5129 | 49.8601 | 525.5129 | 49.8601
1736 | 521.0371 | 46.1932 | 521.0371 | 46.1932
1737 | 501.086 | 53.1634 | 501.086 | 53.1634
1738 | 478.5066 | 68.2361 | 478.5066 | 68.2361
1739 | 446.0097 | 82.562 | 446.0097 | 82.562
1740 | 419.7707 | 102.6586 | 419.7707 | 102.6586
1741 | 400.686 | 107.163 | 400.686 | 107.163
1742 | 388.7237 | 114.7127 | 388.7237 | 114.7127
1743 | 384.5713 | 122.8465 | 384.5713 | 122.8465
1744 | 385.8641 | 133.0638 | 385.8641 | 133.0638
1745 | 394.9898 | 152.8826 | 394.9898 | 152.8826
1746 | 394.9907 | 164.1744 | 394.9907 | 164.1744
1747 | 406.5298 | 172.4398 | 406.5298 | 172.4398
1748 | 444.8548 | 173.2892 | 444.8548 | 173.2892
1749 | 478.4021 | 176.1694 | 478.4021 | 176.1694
1750 | 500.5913 | 172.7414 | 500.5913 | 172.7414
1751 | 543.3232 | 171.8598 | 543.3232 | 171.8598
1752 | 538.9356 | 171.5587 | 538.9356 | 171.5587
1753 | 512.7337 | 167.9352 | 512.7337 | 167.9352
1754 | 505.5176 | 162.452 | 505.5176 | 162.452
1755 | 506.0768 | 163.4075 | 506.0768 | 163.4075
1756 | 509.2564 | 163.4895 | 509.2564 | 163.4895
1757 | 520.5871 | 160.1721 | 520.5871 | 160.1721
1758 | 513.9206 | 157.5103 | 513.9206 | 157.5103
1759 | 514.6591 | 156.446 | 514.6591 | 156.446
1760 | 511.6786 | 152.8027 | 511.6786 | 152.8027
1761 | 496.5101 | 150.2755 | 496.5101 | 150.2755
1762 | 471.8695 | 145.8337 | 471.8695 | 145.8337
1763 | 442.0184 | 140.5977 | 442.0184 | 140.5977
1764 | 412.1462 | 145.4678 | 412.1462 | 145.4678
1765 | 394.5802 | 146.4166 | 394.5802 | 146.4166
1766 | 383.9081 | 145.2958 | 383.9081 | 145.2958
1767 | 380.8222 | 150.0275 | 380.8222 | 150.0275
1768 | 380.7517 | 156.5356 | 380.7517 | 156.5356
1769 | 387.3659 | 173.6612 | 387.3659 | 173.6612
1770 | 390.5137 | 180.7004 | 390.5137 | 180.7004
1771 | 408.6427 | 184.1343 | 408.6427 | 184.1343
1772 | 442.3668 | 183.9206 | 442.3668 | 183.9206
1773 | 474.2602 | 184.3438 | 474.2602 | 184.3438
1774 | 505.1128 | 180.4197 | 505.1128 | 180.4197
1775 | 541.8254 | 176.2659 | 541.8254 | 176.2659
1776 | 536.8894 | 172.5983 | 536.8894 | 172.5983
1777 | 512.8227 | 165.5017 | 512.8227 | 165.5017
1778 | 509.4025 | 149.6116 | 509.4025 | 149.6116
1779 | 515.3512 | 124.0949 | 515.3512 | 124.0949
1780 | 522.8004 | 90.9005 | 522.8004 | 90.9005
1781 | 527.1517 | 66.7455 | 527.1517 | 66.7455
1782 | 522.2 | 52.5427 | 522.2 | 52.5427
1783 | 522.4715 | 43.8592 | 522.4715 | 43.8592
1784 | 514.5465 | 37.8416 | 514.5465 | 37.8416
1785 | 496.6482 | 37.0745 | 496.6482 | 37.0745
1786 | 471.4296 | 39.106 | 471.4296 | 39.106
1787 | 437.7288 | 61.4173 | 437.7288 | 61.4173
1788 | 411.5818 | 105.4228 | 411.5818 | 105.4228
1789 | 394.7283 | 118.1015 | 394.7283 | 118.1015
1790 | 381.8863 | 120.1348 | 381.8863 | 120.1348
1791 | 376.547 | 128.2567 | 376.547 | 128.2567
1792 | 380.4807 | 138.5567 | 380.4807 | 138.5567
1793 | 387.9003 | 159.3678 | 387.9003 | 159.3678
1794 | 394.3613 | 171.6282 | 394.3613 | 171.6282
1795 | 417.2142 | 175.8418 | 417.2142 | 175.8418
1796 | 460.259 | 172.6513 | 460.259 | 172.6513
1797 | 487.1091 | 169.826 | 487.1091 | 169.826
1798 | 515.1428 | 166.2681 | 515.1428 | 166.2681
1799 | 556.7663 | 159.7282 | 556.7663 | 159.7282
1800 | 545.1779 | 148.524 | 545.1779 | 148.524
1801 | 522.7952 | 122.6807 | 522.7952 | 122.6807
1802 | 514.7334 | 88.8944 | 514.7334 | 88.8944
1803 | 521.9979 | 62.6689 | 521.9979 | 62.6689
1804 | 521.3067 | 42.0314 | 521.3067 | 42.0314
1805 | 531.0575 | 29.4765 | 531.0575 | 29.4765
1806 | 531.4649 | 28.0196 | 531.4649 | 28.0196
1807 | 533.4351 | 25.9039 | 533.4351 | 25.9039
1808 | 527.2616 | 21.611 | 527.2616 | 21.611
1809 | 508.1911 | 19.2255 | 508.1911 | 19.2255
1810 | 482.2413 | 14.7246 | 482.2413 | 14.7246
1811 | 443.5555 | 9.9848 | 443.5555 | 9.9848
1812 | 415.0579 | 37.6415 | 415.0579 | 37.6415
1813 | 396.2325 | 47.7333 | 396.2325 | 47.7333
1814 | 383.6207 | 54.4798 | 383.6207 | 54.4798
1815 | 381.5194 | 66.3109 | 381.5194 | 66.3109
1816 | 384.511 | 77.6859 | 384.511 | 77.6859
1817 | 393.9907 | 91.8228 | 393.9907 | 91.8228
1818 | 400.9384 | 88.774 | 400.9384 | 88.774
1819 | 436.5054 | 87.1521 | 436.5054 | 87.1521
1820 | 490.7682 | 89.5018 | 490.7682 | 89.5018
1821 | 524.6002 | 98.3119 | 524.6002 | 98.3119
1822 | 549.4465 | 104.3341 | 549.4465 | 104.3341
1823 | 591.2781 | 110.0204 | 591.2781 | 110.0204
1824 | 577.0869 | 111.2195 | 577.0869 | 111.2195
1825 | 541.9056 | 75.8434 | 541.9056 | 75.8434
1826 | 536.6203 | 44.4904 | 536.6203 | 44.4904
1827 | 544.1681 | 24.3249 | 544.1681 | 24.3249
1828 | 546.7922 | 28.0334 | 546.7922 | 28.0334
1829 | 559.9428 | 29.4765 | 559.9428 | 29.4765
1830 | 556.2678 | 28.0196 | 556.2678 | 28.0196
1831 | 551.2594 | 25.9039 | 551.2594 | 25.9039
1832 | 545.115 | 21.611 | 545.115 | 21.611
1833 | 520.694 | 19.2255 | 520.694 | 19.2255
1834 | 486.054 | 14.7246 | 486.054 | 14.7246
1835 | 446.53 | 7.7876 | 446.53 | 7.7876
1836 | 419.0285 | 28.8883 | 419.0285 | 28.8883
1837 | 398.5706 | 32.1169 | 398.5706 | 32.1169
1838 | 387.2772 | 37.3514 | 387.2772 | 37.3514
1839 | 380.6268 | 50.1748 | 380.6268 | 50.1748
1840 | 385.3156 | 64.94 | 385.3156 | 64.94
1841 | 395.1753 | 87.7002 | 395.1753 | 87.7002
1842 | 403.6063 | 96.3223 | 403.6063 | 96.3223
1843 | 436.2214 | 101.5518 | 436.2214 | 101.5518
1844 | 491.219 | 102.9801 | 491.219 | 102.9801
1845 | 522.6463 | 105.2106 | 522.6463 | 105.2106
1846 | 546.7361 | 101.9007 | 546.7361 | 101.9007
1847 | 586.5034 | 97.2863 | 586.5034 | 97.2863
1848 | 575.8371 | 89.874 | 575.8371 | 89.874
1849 | 539.5526 | 66.0625 | 539.5526 | 66.0625
1850 | 534.8944 | 28.3779 | 534.8944 | 28.3779
1851 | 538.5029 | 24.3249 | 538.5029 | 24.3249
1852 | 540.7709 | 28.0334 | 540.7709 | 28.0334
1853 | 551.4112 | 29.4765 | 551.4112 | 29.4765
1854 | 553.569 | 28.0196 | 553.569 | 28.0196
1855 | 555.4751 | 25.9039 | 555.4751 | 25.9039
1856 | 544.361 | 21.611 | 544.361 | 21.611
1857 | 521.7771 | 19.2255 | 521.7771 | 19.2255
1858 | 492.009 | 14.7246 | 492.009 | 14.7246
1859 | 455.5129 | 7.7876 | 455.5129 | 7.7876
1860 | 423.3756 | 8.9485 | 423.3756 | 8.9485
1861 | 404.4747 | 7.7237 | 404.4747 | 7.7237
1862 | 394.4204 | 5.6343 | 394.4204 | 5.6343
1863 | 390.4487 | 8.9485 | 390.4487 | 8.9485
1864 | 392.3192 | 13.732 | 392.3192 | 13.732
1865 | 400.3238 | 28.2115 | 400.3238 | 28.2115
1866 | 410.3742 | 32.203 | 410.3742 | 32.203
1867 | 443.1223 | 36.0031 | 443.1223 | 36.0031
1868 | 496.2617 | 36.5691 | 496.2617 | 36.5691
1869 | 526.4498 | 39.0358 | 526.4498 | 39.0358
1870 | 552.2268 | 38.561 | 552.2268 | 38.561
1871 | 587.2785 | 37.3841 | 587.2785 | 37.3841
1872 | 576.8721 | 35.382 | 576.8721 | 35.382
1873 | 540.7233 | 28.2028 | 540.7233 | 28.2028
1874 | 537.5783 | 20.5225 | 537.5783 | 20.5225
1875 | 545.0051 | 24.3249 | 545.0051 | 24.3249
1876 | 542.8556 | 28.0334 | 542.8556 | 28.0334
1877 | 553.0926 | 29.4765 | 553.0926 | 29.4765
1878 | 550.007 | 28.0196 | 550.007 | 28.0196
1879 | 550.5353 | 25.9039 | 550.5353 | 25.9039
1880 | 536.6623 | 21.611 | 536.6623 | 21.611
1881 | 515.567 | 19.2255 | 515.567 | 19.2255
1882 | 485.2162 | 14.7246 | 485.2162 | 14.7246
1883 | 454.263 | 7.7876 | 454.263 | 7.7876
1884 | 422.2871 | 8.9485 | 422.2871 | 8.9485
1885 | 402.9965 | 7.7237 | 402.9965 | 7.7237
1886 | 391.1474 | 5.6343 | 391.1474 | 5.6343
1887 | 387.5489 | 8.9485 | 387.5489 | 8.9485
1888 | 389.9498 | 13.732 | 389.9498 | 13.732
1889 | 399.995 | 28.2115 | 399.995 | 28.2115
1890 | 409.4083 | 32.2621 | 409.4083 | 32.2621
1891 | 437.2801 | 47.7922 | 437.2801 | 47.7922
1892 | 483.1089 | 71.2275 | 483.1089 | 71.2275
1893 | 514.7238 | 98.749 | 514.7238 | 98.749
1894 | 538.1803 | 110.5122 | 538.1803 | 110.5122
1895 | 586.0365 | 111.3316 | 586.0365 | 111.3316
1896 | 573.305 | 111.6684 | 573.305 | 111.6684
1897 | 540.2599 | 106.9108 | 540.2599 | 106.9108
1898 | 532.4484 | 94.2101 | 532.4484 | 94.2101
1899 | 531.1653 | 85.2548 | 531.1653 | 85.2548
1900 | 538.5712 | 75.3432 | 538.5712 | 75.3432
1901 | 553.2693 | 61.477 | 553.2693 | 61.477
1902 | 550.8392 | 45.3133 | 550.8392 | 45.3133
1903 | 555.1954 | 34.6689 | 555.1954 | 34.6689
1904 | 541.127 | 27.4819 | 541.127 | 27.4819
1905 | 517.1474 | 26.7502 | 517.1474 | 26.7502
1906 | 488.1002 | 29.0416 | 488.1002 | 29.0416
1907 | 456.6195 | 36.5161 | 456.6195 | 36.5161
1908 | 428.0552 | 50.4937 | 428.0552 | 50.4937
1909 | 410.7517 | 60.3138 | 410.7517 | 60.3138
1910 | 398.1662 | 74.3015 | 398.1662 | 74.3015
1911 | 393.0285 | 97.3074 | 393.0285 | 97.3074
1912 | 394.7842 | 119.869 | 394.7842 | 119.869
1913 | 403.4948 | 143.8577 | 403.4948 | 143.8577
1914 | 409.95 | 149.7866 | 409.95 | 149.7866
1915 | 426.3921 | 153.4568 | 426.3921 | 153.4568
1916 | 462.3325 | 152.0854 | 462.3325 | 152.0854
1917 | 492.634 | 152.0951 | 492.634 | 152.0951
1918 | 516.1581 | 146.8126 | 516.1581 | 146.8126
1919 | 556.2977 | 138.6779 | 556.2977 | 138.6779
1920 | 550.0634 | 129.3874 | 550.0634 | 129.3874
1921 | 521.7247 | 105.1271 | 521.7247 | 105.1271
1922 | 515.4168 | 70.1004 | 515.4168 | 70.1004
1923 | 520.9271 | 40.5201 | 520.9271 | 40.5201
1924 | 529.9468 | 28.0334 | 529.9468 | 28.0334
1925 | 537.751 | 29.4765 | 537.751 | 29.4765
1926 | 537.923 | 40.4938 | 537.923 | 40.4938
1927 | 539.6984 | 27.3451 | 539.6984 | 27.3451
1928 | 524.2387 | 21.611 | 524.2387 | 21.611
1929 | 503.594 | 19.2255 | 503.594 | 19.2255
1930 | 483.1859 | 14.7246 | 483.1859 | 14.7246
1931 | 453.4173 | 7.7876 | 453.4173 | 7.7876
1932 | 425.6875 | 14.3823 | 425.6875 | 14.3823
1933 | 409.5734 | 21.8635 | 409.5734 | 21.8635
1934 | 398.106 | 23.1407 | 398.106 | 23.1407
1935 | 395.0196 | 30.9792 | 395.0196 | 30.9792
1936 | 397.1663 | 39.4009 | 397.1663 | 39.4009
1937 | 403.4616 | 56.4084 | 403.4616 | 56.4084
1938 | 411.043 | 62.1127 | 411.043 | 62.1127
1939 | 425.5037 | 64.1292 | 425.5037 | 64.1292
1940 | 459.5144 | 61.6947 | 459.5144 | 61.6947
1941 | 491.2232 | 57.3573 | 491.2232 | 57.3573
1942 | 515.2341 | 52.9135 | 515.2341 | 52.9135
1943 | 558.4499 | 48.2636 | 558.4499 | 48.2636
1944 | 545.0855 | 42.2097 | 545.0855 | 42.2097
1945 | 523.1257 | 32.6562 | 523.1257 | 32.6562
1946 | 516.5409 | 23.6647 | 516.5409 | 23.6647
1947 | 518.4347 | 24.3249 | 518.4347 | 24.3249
1948 | 529.9161 | 28.0334 | 529.9161 | 28.0334
1949 | 546.8655 | 29.4765 | 546.8655 | 29.4765
1950 | 540.1523 | 31.8232 | 540.1523 | 31.8232
1951 | 544.2378 | 34.728 | 544.2378 | 34.728
1952 | 531.7174 | 38.6921 | 531.7174 | 38.6921
1953 | 511.3734 | 53.2933 | 511.3734 | 53.2933
1954 | 484.7427 | 64.9285 | 484.7427 | 64.9285
1955 | 453.2703 | 67.111 | 453.2703 | 67.111
1956 | 429.8972 | 74.9578 | 429.8972 | 74.9578
1957 | 411.9834 | 79.6866 | 411.9834 | 79.6866
1958 | 399.3576 | 84.2714 | 399.3576 | 84.2714
1959 | 396.0401 | 96.3624 | 396.0401 | 96.3624
1960 | 397.4348 | 106.9932 | 397.4348 | 106.9932
1961 | 404.4861 | 121.5081 | 404.4861 | 121.5081
1962 | 413.8191 | 125.1335 | 413.8191 | 125.1335
1963 | 438.4039 | 125.9568 | 438.4039 | 125.9568
1964 | 479.4808 | 124.3138 | 479.4808 | 124.3138
1965 | 510.2999 | 124.6661 | 510.2999 | 124.6661
1966 | 536.5423 | 119.9151 | 536.5423 | 119.9151
1967 | 576.7161 | 116.6827 | 576.7161 | 116.6827
1968 | 560.9942 | 115.5429 | 560.9942 | 115.5429
1969 | 531.0245 | 107.7495 | 531.0245 | 107.7495
1970 | 524.3146 | 97.0451 | 524.3146 | 97.0451
1971 | 528.1131 | 90.1334 | 528.1131 | 90.1334
1972 | 535.3888 | 84.3563 | 535.3888 | 84.3563
1973 | 550.0487 | 80.5427 | 550.0487 | 80.5427
1974 | 548.787 | 75.9555 | 548.787 | 75.9555
1975 | 554.9362 | 76.2142 | 554.9362 | 76.2142
1976 | 538.4798 | 74.6972 | 538.4798 | 74.6972
1977 | 517.0164 | 74.9224 | 517.0164 | 74.9224
1978 | 485.935 | 73.2919 | 485.935 | 73.2919
1979 | 454.5673 | 80.2585 | 454.5673 | 80.2585
1980 | 424.4196 | 94.1534 | 424.4196 | 94.1534
1981 | 407.5092 | 92.3617 | 407.5092 | 92.3617
1982 | 397.7669 | 91.0047 | 397.7669 | 91.0047
1983 | 391.8296 | 99.6818 | 391.8296 | 99.6818
1984 | 394.6179 | 121.9835 | 394.6179 | 121.9835
1985 | 406.5315 | 156.4973 | 406.5315 | 156.4973
1986 | 416.884 | 168.7577 | 416.884 | 168.7577
1987 | 448.7261 | 172.2508 | 448.7261 | 172.2508
1988 | 501.6323 | 170.4896 | 501.6323 | 170.4896
1989 | 534.2832 | 170.0741 | 534.2832 | 170.0741
1990 | 559.4225 | 158.9324 | 559.4225 | 158.9324
1991 | 598.0321 | 151.1403 | 598.0321 | 151.1403
1992 | 579.1858 | 145.37 | 579.1858 | 145.37
1993 | 546.6708 | 126.8506 | 546.6708 | 126.8506
1994 | 539.1586 | 98.2382 | 539.1586 | 98.2382
1995 | 546.3989 | 64.6889 | 546.3989 | 64.6889
1996 | 548.4467 | 40.5076 | 548.4467 | 40.5076
1997 | 562.1311 | 29.4765 | 562.1311 | 29.4765
1998 | 568.6481 | 28.0196 | 568.6481 | 28.0196
1999 | 566.2022 | 25.9039 | 566.2022 | 25.9039
2000 | 548.0632 | 21.611 | 548.0632 | 21.611
2001 | 523.257 | 19.2255 | 523.257 | 19.2255
2002 | 493.6819 | 15.9885 | 493.6819 | 15.9885
2003 | 456.5965 | 30.3617 | 456.5965 | 30.3617
2004 | 425.5292 | 54.2738 | 425.5292 | 54.2738
2005 | 406.6452 | 58.4474 | 406.6452 | 58.4474
2006 | 396.7449 | 63.5165 | 396.7449 | 63.5165
2007 | 392.8733 | 71.6503 | 392.8733 | 71.6503
2008 | 396.0094 | 80.8871 | 396.0094 | 80.8871
2009 | 405.3256 | 99.0876 | 405.3256 | 99.0876
2010 | 417.9163 | 105.1228 | 417.9163 | 105.1228
2011 | 448.1848 | 108.3559 | 448.1848 | 108.3559
2012 | 502.49 | 106.5593 | 502.49 | 106.5593
2013 | 536.2227 | 103.4268 | 536.2227 | 103.4268
2014 | 561.7833 | 94.7777 | 561.7833 | 94.7777
2015 | 605.2076 | 90.3404 | 605.2076 | 90.3404
2016 | 585.0126 | 87.1925 | 585.0126 | 87.1925
2017 | 551.9576 | 81.419 | 551.9576 | 81.419
2018 | 543.6942 | 72.959 | 543.6942 | 72.959
2019 | 551.9475 | 67.3349 | 551.9475 | 67.3349
2020 | 552.2716 | 54.9781 | 552.2716 | 54.9781
2021 | 561.044 | 35.4773 | 561.044 | 35.4773
2022 | 562.9261 | 28.0196 | 562.9261 | 28.0196
2023 | 565.7374 | 25.9039 | 565.7374 | 25.9039
2024 | 542.7853 | 22.4497 | 542.7853 | 22.4497
2025 | 518.8488 | 42.4611 | 518.8488 | 42.4611
2026 | 488.8467 | 60.1208 | 488.8467 | 60.1208
2027 | 452.6386 | 66.9456 | 452.6386 | 66.9456
2028 | 422.4021 | 81.4194 | 422.4021 | 81.4194
2029 | 403.0151 | 90.1054 | 403.0151 | 90.1054
2030 | 391.143 | 92.3867 | 391.143 | 92.3867
2031 | 388.0314 | 96.5042 | 388.0314 | 96.5042
2032 | 389.1352 | 104.985 | 389.1352 | 104.985
2033 | 399.9916 | 125.2173 | 399.9916 | 125.2173
2034 | 413.7919 | 137.714 | 413.7919 | 137.714
2035 | 437.6636 | 149.4286 | 437.6636 | 149.4286
2036 | 491.6313 | 155.6056 | 491.6313 | 155.6056
2037 | 525.4318 | 160.2695 | 525.4318 | 160.2695
2038 | 551.3031 | 158.3299 | 551.3031 | 158.3299
2039 | 591.9268 | 153.3257 | 591.9268 | 153.3257
2040 | 577.6102 | 149.6344 | 577.6102 | 149.6344
2041 | 538.9489 | 140.8605 | 538.9489 | 140.8605
2042 | 532.9156 | 129.9907 | 532.9156 | 129.9907
2043 | 541.2975 | 127.6387 | 541.2975 | 127.6387
2044 | 544.3305 | 125.5944 | 544.3305 | 125.5944
2045 | 552.2876 | 125.5491 | 552.2876 | 125.5491
2046 | 558.7048 | 124.1513 | 558.7048 | 124.1513
2047 | 559.0438 | 121.7403 | 559.0438 | 121.7403
2048 | 539.0532 | 119.5027 | 539.0532 | 119.5027
2049 | 520.8375 | 117.1882 | 520.8375 | 117.1882
2050 | 493.5315 | 113.9985 | 493.5315 | 113.9985
2051 | 457.1883 | 118.8506 | 457.1883 | 118.8506
2052 | 427.7847 | 137.258 | 427.7847 | 137.258
2053 | 406.2354 | 140.9118 | 406.2354 | 140.9118
2054 | 395.1804 | 143.8074 | 395.1804 | 143.8074
2055 | 391.296 | 149.3896 | 391.296 | 149.3896
2056 | 391.5171 | 157.3743 | 391.5171 | 157.3743
2057 | 401.1139 | 176.886 | 401.1139 | 176.886
2058 | 412.3718 | 188.4259 | 412.3718 | 188.4259
2059 | 434.1831 | 198.7348 | 434.1831 | 198.7348
2060 | 481.2225 | 203.9786 | 481.2225 | 203.9786
2061 | 513.8342 | 209.2095 | 513.8342 | 209.2095
2062 | 537.9746 | 207.9196 | 537.9746 | 207.9196
2063 | 573.4872 | 203.825 | 573.4872 | 203.825
2064 | 566.0213 | 195.8574 | 566.0213 | 195.8574
2065 | 539.0074 | 183.3271 | 539.0074 | 183.3271
2066 | 534.6837 | 169.6814 | 534.6837 | 169.6814
2067 | 540.446 | 162.4861 | 540.446 | 162.4861
2068 | 546.2725 | 153.9094 | 546.2725 | 153.9094
2069 | 554.8927 | 140.8938 | 554.8927 | 140.8938
2070 | 560.2226 | 135.8576 | 560.2226 | 135.8576
2071 | 557.4768 | 136.4353 | 557.4768 | 136.4353
2072 | 534.6107 | 136.6548 | 534.6107 | 136.6548
2073 | 514.9393 | 142.6091 | 514.9393 | 142.6091
2074 | 491.1565 | 145.4793 | 491.1565 | 145.4793
2075 | 455.1855 | 149.8116 | 455.1855 | 149.8116
2076 | 424.4036 | 170.3335 | 424.4036 | 170.3335
2077 | 405.7478 | 180.3072 | 405.7478 | 180.3072
2078 | 394.3854 | 184.9038 | 394.3854 | 184.9038
2079 | 389.4703 | 194.7385 | 389.4703 | 194.7385
2080 | 389.847 | 208.228 | 389.847 | 208.228
2081 | 399.3153 | 229.5825 | 399.3153 | 229.5825
2082 | 410.0208 | 239.374 | 410.0208 | 239.374
2083 | 423.6223 | 241.6858 | 423.6223 | 241.6858
2084 | 459.7769 | 241.0941 | 459.7769 | 241.0941
2085 | 495.5574 | 246.1005 | 495.5574 | 246.1005
2086 | 520.9423 | 245.4249 | 520.9423 | 245.4249
2087 | 556.4715 | 245.0867 | 556.4715 | 245.0867
2088 | 549.3275 | 231.0593 | 549.3275 | 231.0593
2089 | 527.8774 | 216.19 | 527.8774 | 216.19
2090 | 517.2597 | 195.0668 | 517.2597 | 195.0668
2091 | 521.4534 | 180.0044 | 521.4534 | 180.0044
2092 | 526.79 | 173.6839 | 526.79 | 173.6839
2093 | 538.7444 | 166.7872 | 538.7444 | 166.7872
2094 | 535.2906 | 159.2586 | 535.2906 | 159.2586
2095 | 537.4149 | 151.8272 | 537.4149 | 151.8272
2096 | 521.0308 | 145.9041 | 521.0308 | 145.9041
2097 | 503.5204 | 144.2747 | 503.5204 | 144.2747
2098 | 478.9232 | 145.3848 | 478.9232 | 145.3848
2099 | 449.3095 | 156.5685 | 449.3095 | 156.5685
2100 | 421.3804 | 183.9063 | 421.3804 | 183.9063
2101 | 404.9363 | 184.9259 | 404.9363 | 184.9259
2102 | 392.7684 | 186.1205 | 392.7684 | 186.1205
2103 | 389.6913 | 195.9789 | 389.6913 | 195.9789
2104 | 390.2873 | 213.6382 | 390.2873 | 213.6382
2105 | 400.1643 | 236.5874 | 400.1643 | 236.5874
2106 | 408.8255 | 247.3712 | 408.8255 | 247.3712
2107 | 423.556 | 257.9991 | 423.556 | 257.9991
2108 | 456.1871 | 261.5537 | 456.1871 | 261.5537
2109 | 488.337 | 266.7964 | 488.337 | 266.7964
2110 | 512.4072 | 259.9073 | 512.4072 | 259.9073
2111 | 555.4401 | 253.7218 | 555.4401 | 253.7218
2112 | 546.2622 | 260.0713 | 546.2622 | 260.0713
2113 | 521.7776 | 237.8309 | 521.7776 | 237.8309
2114 | 516.7987 | 213.0458 | 516.7987 | 213.0458
2115 | 519.2899 | 199.0819 | 519.2899 | 199.0819
2116 | 532.7674 | 195.1239 | 532.7674 | 195.1239
2117 | 545.9734 | 190.2354 | 545.9734 | 190.2354
2118 | 544.2032 | 180.7104 | 544.2032 | 180.7104
2119 | 546.722 | 171.7552 | 546.722 | 171.7552
2120 | 525.2463 | 161.6504 | 525.2463 | 161.6504
2121 | 505.8631 | 158.5444 | 505.8631 | 158.5444
2122 | 480.3002 | 158.5796 | 480.3002 | 158.5796
2123 | 450.9038 | 168.8065 | 450.9038 | 168.8065
2124 | 420.3424 | 194.2542 | 420.3424 | 194.2542
2125 | 401.0708 | 205.5863 | 401.0708 | 205.5863
2126 | 391.0126 | 209.5096 | 391.0126 | 209.5096
2127 | 386.6119 | 219.5924 | 386.6119 | 219.5924
2128 | 387.4833 | 229.4554 | 387.4833 | 229.4554
2129 | 397.1 | 250.7272 | 397.1 | 250.7272
2130 | 405.3166 | 266.0353 | 405.3166 | 266.0353
2131 | 430.9335 | 275.1275 | 430.9335 | 275.1275
2132 | 467.8846 | 276.7802 | 467.8846 | 276.7802
2133 | 499.04 | 275.4197 | 499.04 | 275.4197
2134 | 534.2503 | 268.6605 | 534.2503 | 268.6605
2135 | 568.8942 | 260.3251 | 568.8942 | 260.3251
2136 | 561.7186 | 255.358 | 561.7186 | 255.358
2137 | 530.4176 | 238.0435 | 530.4176 | 238.0435
2138 | 525.1454 | 216.9676 | 525.1454 | 216.9676
2139 | 531.7251 | 194.1442 | 531.7251 | 194.1442
2140 | 541.9312 | 183.1577 | 541.9312 | 183.1577
2141 | 564.0681 | 177.1469 | 564.0681 | 177.1469
2142 | 564.3906 | 167.4212 | 564.3906 | 167.4212
2143 | 555.8142 | 160.0725 | 555.8142 | 160.0725
2144 | 533.3838 | 155.8622 | 533.3838 | 155.8622
2145 | 516.4042 | 164.3208 | 516.4042 | 164.3208
2146 | 484.4213 | 168.7739 | 484.4213 | 168.7739
2147 | 451.714 | 184.8127 | 451.714 | 184.8127
2148 | 422.1524 | 200.8339 | 422.1524 | 200.8339
2149 | 402.7838 | 203.1057 | 402.7838 | 203.1057
2150 | 390.4841 | 201.3588 | 390.4841 | 201.3588
2151 | 390.6301 | 205.937 | 390.6301 | 205.937
2152 | 390.3965 | 211.7836 | 390.3965 | 211.7836
2153 | 399.019 | 229.7596 | 399.019 | 229.7596
2154 | 417.1833 | 235.3695 | 417.1833 | 235.3695
2155 | 451.1622 | 238.8389 | 451.1622 | 238.8389
2156 | 503.2141 | 238.0582 | 503.2141 | 238.0582
2157 | 535.2616 | 239.3673 | 535.2616 | 239.3673
2158 | 557.9467 | 240.1447 | 557.9467 | 240.1447
2159 | 603.3261 | 240.1962 | 603.3261 | 240.1962
2160 | 583.8873 | 241.6316 | 583.8873 | 241.6316
2161 | 548.5091 | 234.7596 | 548.5091 | 234.7596
2162 | 540.5761 | 225.4137 | 540.5761 | 225.4137
2163 | 545.5727 | 222.5064 | 545.5727 | 222.5064
2164 | 551.2571 | 220.4267 | 551.2571 | 220.4267
2165 | 564.2535 | 217.3455 | 564.2535 | 217.3455
2166 | 576.5533 | 210.7974 | 576.5533 | 210.7974
2167 | 567.1823 | 197.9558 | 567.1823 | 197.9558
2168 | 547.6014 | 197.6201 | 547.6014 | 197.6201
2169 | 524.5533 | 201.897 | 524.5533 | 201.897
2170 | 495.6598 | 204.779 | 495.6598 | 204.779
2171 | 455.7669 | 207.9183 | 455.7669 | 207.9183
2172 | 427.7798 | 390.974 | 427.7798 | 390.974
2173 | 405.9758 | 393.876 | 405.9758 | 393.876
2174 | 394.1444 | 392.8204 | 394.1444 | 392.8204
2175 | 391.3638 | 396.6599 | 391.3638 | 396.6599
2176 | 391.8863 | 405.2879 | 391.8863 | 405.2879
2177 | 403.192 | 422.5603 | 403.192 | 422.5603
2178 | 420.8332 | 429.8141 | 420.8332 | 429.8141
2179 | 449.9709 | 433.5771 | 449.9709 | 433.5771
2180 | 499.4211 | 434.561 | 499.4211 | 434.561
2181 | 535.8748 | 438.1328 | 535.8748 | 438.1328
2182 | 556.7121 | 443.4849 | 556.7121 | 443.4849
2183 | 604.3009 | 446.0111 | 604.3009 | 446.0111
2184 | 587.3193 | 450.7419 | 587.3193 | 450.7419
2185 | 541.4892 | 448.6482 | 541.4892 | 448.6482
2186 | 542.9146 | 441.8806 | 542.9146 | 441.8806
2187 | 553.9301 | 436.3457 | 553.9301 | 436.3457
2188 | 556.1096 | 426.0462 | 556.1096 | 426.0462
2189 | 573.6852 | 414.5004 | 573.6852 | 414.5004
2190 | 588.3127 | 405.2178 | 588.3127 | 405.2178
2191 | 578.9656 | 393.6073 | 578.9656 | 393.6073
2192 | 548.5159 | 386.343 | 548.5159 | 386.343
2193 | 530.9477 | 381.7978 | 530.9477 | 381.7978
2194 | 499.0579 | 381.7756 | 499.0579 | 381.7756
2195 | 466.0773 | 398.4743 | 466.0773 | 398.4743
2196 | 435.9882 | 431.3327 | 435.9882 | 431.3327
2197 | 413.8862 | 439.4747 | 413.8862 | 439.4747
2198 | 400.5617 | 442.9232 | 400.5617 | 442.9232
2199 | 395.6847 | 458.8926 | 395.6847 | 458.8926
2200 | 395.5106 | 471.9579 | 395.5106 | 471.9579
2201 | 406.3216 | 483.7674 | 406.3216 | 483.7674
2202 | 422.6792 | 483.8413 | 422.6792 | 483.8413
2203 | 451.7633 | 483.8361 | 451.7633 | 483.8361
2204 | 501.7926 | 486.3808 | 501.7926 | 486.3808
2205 | 533.8711 | 495.1925 | 533.8711 | 495.1925
2206 | 557.1017 | 499.7865 | 557.1017 | 499.7865
2207 | 602.5284 | 491.1862 | 602.5284 | 491.1862
2208 | 587.3429 | 483.5195 | 587.3429 | 483.5195
2209 | 550.0543 | 456.0287 | 550.0543 | 456.0287
2210 | 549.27 | 412.3362 | 549.27 | 412.3362
2211 | 556.7771 | 391.3045 | 556.7771 | 391.3045
2212 | 559.8704 | 382.4097 | 559.8704 | 382.4097
2213 | 585.23 | 374.32 | 585.23 | 374.32
2214 | 598.4674 | 362.0495 | 598.4674 | 362.0495
2215 | 579.4501 | 349.0789 | 579.4501 | 349.0789
2216 | 551.0676 | 341.0119 | 551.0676 | 341.0119
2217 | 520.3423 | 338.585 | 520.3423 | 338.585
2218 | 483.9744 | 347.9278 | 483.9744 | 347.9278
2219 | 448.9709 | 367.1238 | 448.9709 | 367.1238
2220 | 420.7351 | 390.8179 | 420.7351 | 390.8179
2221 | 402.4879 | 405.7384 | 402.4879 | 405.7384
2222 | 391.253 | 413.9363 | 391.253 | 413.9363
2223 | 388.8202 | 422.9934 | 388.8202 | 422.9934
2224 | 389.1398 | 436.2816 | 389.1398 | 436.2816
2225 | 399.4474 | 462.1387 | 399.4474 | 462.1387
2226 | 413.0152 | 478.6237 | 413.0152 | 478.6237
2227 | 435.7047 | 472.3082 | 435.7047 | 472.3082
2228 | 476.8567 | 457.3492 | 476.8567 | 457.3492
2229 | 507.7486 | 451.5783 | 507.7486 | 451.5783
2230 | 529.144 | 452.3371 | 529.144 | 452.3371
2231 | 575.5569 | 449.8686 | 575.5569 | 449.8686
2232 | 562.9782 | 450.9649 | 562.9782 | 450.9649
2233 | 528.7262 | 427.5769 | 528.7262 | 427.5769
2234 | 530.7722 | 394.8326 | 530.7722 | 394.8326
2235 | 547.6215 | 358.3931 | 547.6215 | 358.3931
2236 | 550.1229 | 324.6365 | 550.1229 | 324.6365
2237 | 570.8649 | 296.858 | 570.8649 | 296.858
2238 | 581.5156 | 277.14 | 581.5156 | 277.14
2239 | 567.9731 | 263.3221 | 567.9731 | 263.3221
2240 | 541.6286 | 258.7559 | 541.6286 | 258.7559
2241 | 518.5635 | 261.1452 | 518.5635 | 261.1452
2242 | 492.0026 | 278.5152 | 492.0026 | 278.5152
2243 | 458.5952 | 346.2755 | 458.5952 | 346.2755
2244 | 433.749 | 395.4335 | 433.749 | 395.4335
2245 | 412.6324 | 415.2818 | 412.6324 | 415.2818
2246 | 399.7496 | 417.6377 | 399.7496 | 417.6377
2247 | 395.1663 | 429.3482 | 395.1663 | 429.3482
2248 | 395.4853 | 441.3878 | 395.4853 | 441.3878
2249 | 404.4814 | 459.5967 | 404.4814 | 459.5967
2250 | 419.4201 | 473.8743 | 419.4201 | 473.8743
2251 | 438.755 | 480.536 | 438.755 | 480.536
2252 | 473.6679 | 472.2218 | 473.6679 | 472.2218
2253 | 503.4447 | 466.2278 | 503.4447 | 466.2278
2254 | 529.2135 | 462.9062 | 529.2135 | 462.9062
2255 | 570.8933 | 452.3883 | 570.8933 | 452.3883
2256 | 569.2632 | 454.4879 | 569.2632 | 454.4879
2257 | 538.9889 | 424.812 | 538.9889 | 424.812
2258 | 533.8441 | 377.2397 | 533.8441 | 377.2397
2259 | 530.9508 | 323.8987 | 530.9508 | 323.8987
2260 | 543.0195 | 285.6156 | 543.0195 | 285.6156
2261 | 558.7091 | 261.4716 | 558.7091 | 261.4716
2262 | 572.5599 | 237.8962 | 572.5599 | 237.8962
2263 | 559.7151 | 217.9018 | 559.7151 | 217.9018
2264 | 534.7258 | 207.003 | 534.7258 | 207.003
2265 | 508.2941 | 206.516 | 508.2941 | 206.516
2266 | 485.4813 | 227.4982 | 485.4813 | 227.4982
2267 | 455.1711 | 308.0128 | 455.1711 | 308.0128
2268 | 428.5303 | 324.5492 | 428.5303 | 324.5492
2269 | 412.1666 | 320.16 | 412.1666 | 320.16
2270 | 399.4803 | 340.1756 | 399.4803 | 340.1756
2271 | 395.1086 | 352.2875 | 395.1086 | 352.2875
2272 | 393.8978 | 364.5501 | 393.8978 | 364.5501
2273 | 402.0728 | 377.809 | 402.0728 | 377.809
2274 | 414.3535 | 370.6584 | 414.3535 | 370.6584
2275 | 435.0409 | 362.849 | 435.0409 | 362.849
2276 | 469.8074 | 360.0423 | 469.8074 | 360.0423
2277 | 497.9433 | 357.8612 | 497.9433 | 357.8612
2278 | 518.6622 | 353.9376 | 518.6622 | 353.9376
2279 | 560.3957 | 349.0832 | 560.3957 | 349.0832
2280 | 555.6434 | 353.4573 | 555.6434 | 353.4573
2281 | 525.1953 | 349 | 525.1953 | 349
2282 | 521.5993 | 337.4607 | 521.5993 | 337.4607
2283 | 527.948 | 333.0853 | 527.948 | 333.0853
2284 | 539.6837 | 326.7548 | 539.6837 | 326.7548
2285 | 559.605 | 313.3359 | 559.605 | 313.3359
2286 | 572.5191 | 300.1066 | 572.5191 | 300.1066
2287 | 558.2806 | 288.4292 | 558.2806 | 288.4292
2288 | 536.4273 | 288.1665 | 536.4273 | 288.1665
2289 | 511.7115 | 289.5524 | 511.7115 | 289.5524
2290 | 487.6097 | 292.0276 | 487.6097 | 292.0276
2291 | 456.6649 | 297.466 | 456.6649 | 297.466
2292 | 430.6619 | 308.5172 | 430.6619 | 308.5172
2293 | 411.2137 | 325.3776 | 411.2137 | 325.3776
2294 | 399.7145 | 330.4538 | 399.7145 | 330.4538
2295 | 395.8761 | 339.2657 | 395.8761 | 339.2657
2296 | 396.8447 | 351.6397 | 396.8447 | 351.6397
2297 | 402.1977 | 368.5554 | 402.1977 | 368.5554
2298 | 417.2272 | 378.6633 | 417.2272 | 378.6633
2299 | 438.9626 | 388.6474 | 438.9626 | 388.6474
2300 | 472.5055 | 404.1916 | 472.5055 | 404.1916
2301 | 501.6803 | 411.9777 | 501.6803 | 411.9777
2302 | 527.4655 | 413.1378 | 527.4655 | 413.1378
2303 | 568.0735 | 410.0673 | 568.0735 | 410.0673
2304 | 559.905 | 409.6474 | 559.905 | 409.6474
2305 | 537.2153 | 407.2637 | 537.2153 | 407.2637
2306 | 532.3715 | 400.5854 | 532.3715 | 400.5854
2307 | 535.0962 | 392.3079 | 535.0962 | 392.3079
2308 | 540.195 | 374.6278 | 540.195 | 374.6278
2309 | 562.0628 | 349.3244 | 562.0628 | 349.3244
2310 | 578.8555 | 323.6529 | 578.8555 | 323.6529
2311 | 566.5899 | 301.6964 | 566.5899 | 301.6964
2312 | 537.2911 | 286.3158 | 537.2911 | 286.3158
2313 | 515.9395 | 275.7502 | 515.9395 | 275.7502
2314 | 488.8366 | 275.8172 | 488.8366 | 275.8172
2315 | 452.5668 | 282.1475 | 452.5668 | 282.1475
2316 | 423.4861 | 291.4149 | 423.4861 | 291.4149
2317 | 404.8118 | 296.8589 | 404.8118 | 296.8589
2318 | 392.5579 | 300.798 | 392.5579 | 300.798
2319 | 389.4587 | 309.7213 | 389.4587 | 309.7213
2320 | 391.7914 | 321.8055 | 391.7914 | 321.8055
2321 | 402.0152 | 341.6422 | 402.0152 | 341.6422
2322 | 422.9367 | 350.3898 | 422.9367 | 350.3898
2323 | 450.9871 | 356.6948 | 450.9871 | 356.6948
2324 | 498.0937 | 362.4281 | 498.0937 | 362.4281
2325 | 533.3527 | 369.6344 | 533.3527 | 369.6344
2326 | 560.2648 | 379.5799 | 560.2648 | 379.5799
2327 | 604.7888 | 387.2791 | 604.7888 | 387.2791
2328 | 593.0663 | 395.3546 | 593.0663 | 395.3546
2329 | 560.9528 | 391.856 | 560.9528 | 391.856
2330 | 553.6457 | 369.4801 | 553.6457 | 369.4801
2331 | 560.4671 | 336.4745 | 560.4671 | 336.4745
2332 | 565.5019 | 298.5483 | 565.5019 | 298.5483
2333 | 587.4014 | 265.7305 | 587.4014 | 265.7305
2334 | 600.9347 | 239.1225 | 600.9347 | 239.1225
2335 | 578.7814 | 215.672 | 578.7814 | 215.672
2336 | 551.458 | 203.034 | 551.458 | 203.034
2337 | 532.5018 | 197.9537 | 532.5018 | 197.9537
2338 | 501.4136 | 220.0508 | 501.4136 | 220.0508
2339 | 464.4058 | 274.8116 | 464.4058 | 274.8116
2340 | 432.0089 | 275.316 | 432.0089 | 275.316
2341 | 415.1243 | 285.554 | 415.1243 | 285.554
2342 | 402.9063 | 295.8702 | 402.9063 | 295.8702
2343 | 399.0251 | 298.1934 | 399.0251 | 298.1934
2344 | 399.5488 | 298.4598 | 399.5488 | 298.4598
2345 | 409.4848 | 312.2762 | 409.4848 | 312.2762
2346 | 428.2009 | 323.4543 | 428.2009 | 323.4543
2347 | 458.544 | 326.1471 | 458.544 | 326.1471
2348 | 504.6668 | 324.6782 | 504.6668 | 324.6782
2349 | 540.3038 | 319.9552 | 540.3038 | 319.9552
2350 | 562.822 | 312.3524 | 562.822 | 312.3524
2351 | 604.3788 | 303.7298 | 604.3788 | 303.7298
2352 | 592.7296 | 299.9652 | 592.7296 | 299.9652
2353 | 563.1665 | 286.4773 | 563.1665 | 286.4773
2354 | 551.8644 | 246.7093 | 551.8644 | 246.7093
2355 | 559.0123 | 188.3958 | 559.0123 | 188.3958
2356 | 563.7459 | 137.3362 | 563.7459 | 137.3362
2357 | 586.7786 | 97.1379 | 586.7786 | 97.1379
2358 | 599.6848 | 65.0671 | 599.6848 | 65.0671
2359 | 584.3246 | 45.4071 | 584.3246 | 45.4071
2360 | 561.1904 | 37.8753 | 561.1904 | 37.8753
2361 | 538.7128 | 46.129 | 538.7128 | 46.129
2362 | 508.6745 | 64.0341 | 508.6745 | 64.0341
2363 | 473.8126 | 94.3343 | 473.8126 | 94.3343
2364 | 440.3679 | 133.5253 | 440.3679 | 133.5253
2365 | 422.8658 | 147.264 | 422.8658 | 147.264
2366 | 409.6854 | 157.4463 | 409.6854 | 157.4463
2367 | 406.4387 | 175.0435 | 406.4387 | 175.0435
2368 | 407.1489 | 194.9764 | 407.1489 | 194.9764
2369 | 415.8912 | 215.4597 | 415.8912 | 215.4597
2370 | 433.2796 | 237.3184 | 433.2796 | 237.3184
2371 | 462.2788 | 256.1101 | 462.2788 | 256.1101
2372 | 510.9465 | 277.4518 | 510.9465 | 277.4518
2373 | 540.6365 | 297.9475 | 540.6365 | 297.9475
2374 | 566.4648 | 312.3078 | 566.4648 | 312.3078
2375 | 601.5727 | 321.4787 | 601.5727 | 321.4787
2376 | 593.3111 | 328.0157 | 593.3111 | 328.0157
2377 | 565.9364 | 324.1827 | 565.9364 | 324.1827
2378 | 562.7574 | 314.182 | 562.7574 | 314.182
2379 | 565.5747 | 314.5114 | 565.5747 | 314.5114
2380 | 572.5807 | 321.8047 | 572.5807 | 321.8047
2381 | 588.6172 | 331.3301 | 588.6172 | 331.3301
2382 | 601.1012 | 340.1978 | 601.1012 | 340.1978
2383 | 582.4115 | 344.9092 | 582.4115 | 344.9092
2384 | 554.8983 | 349.5519 | 554.8983 | 349.5519
2385 | 531.4945 | 351.7852 | 531.4945 | 351.7852
2386 | 505.5473 | 356.5793 | 505.5473 | 356.5793
2387 | 473.2681 | 361.9285 | 473.2681 | 361.9285
2388 | 447.3893 | 374.8305 | 447.3893 | 374.8305
2389 | 428.7007 | 385.0462 | 428.7007 | 385.0462
2390 | 416.1453 | 387.0676 | 416.1453 | 387.0676
2391 | 410.7033 | 391.9773 | 410.7033 | 391.9773
2392 | 410.9842 | 399.7804 | 410.9842 | 399.7804
2393 | 421.198 | 414.0872 | 421.198 | 414.0872
2394 | 436.7362 | 418.1747 | 436.7362 | 418.1747
2395 | 451.0659 | 420.4884 | 451.0659 | 420.4884
2396 | 488.2529 | 419.0196 | 488.2529 | 419.0196
2397 | 521.3961 | 417.9534 | 521.3961 | 417.9534
2398 | 548.5465 | 418.5785 | 548.5465 | 418.5785
2399 | 585.2385 | 416.2884 | 585.2385 | 416.2884
2400 | 579.0327 | 416.1806 | 579.0327 | 416.1806
2401 | 554.262 | 412.8604 | 554.262 | 412.8604
2402 | 550.3177 | 404.8219 | 550.3177 | 404.8219
2403 | 551.7623 | 404.081 | 551.7623 | 404.081
2404 | 557.5135 | 407.7176 | 557.5135 | 407.7176
2405 | 570.1236 | 409.2381 | 570.1236 | 409.2381
2406 | 590.7503 | 406.4441 | 590.7503 | 406.4441
2407 | 575.4256 | 404.823 | 575.4256 | 404.823
2408 | 548.3009 | 405.2292 | 548.3009 | 405.2292
2409 | 526.226 | 406.6374 | 526.226 | 406.6374
2410 | 504.945 | 410.3835 | 504.945 | 410.3835
2411 | 474.9293 | 411.9867 | 474.9293 | 411.9867
2412 | 447.41 | 417.6642 | 447.41 | 417.6642
2413 | 425.7927 | 422.9076 | 425.7927 | 422.9076
2414 | 417.1768 | 425.3081 | 417.1768 | 425.3081
2415 | 411.4852 | 429.2813 | 411.4852 | 429.2813
2416 | 411.9366 | 434.7208 | 411.9366 | 434.7208
2417 | 419.5133 | 448.4256 | 419.5133 | 448.4256
2418 | 431.5854 | 452.0448 | 431.5854 | 452.0448
2419 | 445.9207 | 451.8166 | 445.9207 | 451.8166
2420 | 472.1043 | 448.8538 | 472.1043 | 448.8538
2421 | 503.3091 | 448.7465 | 503.3091 | 448.7465
2422 | 531.5537 | 450.4641 | 531.5537 | 450.4641
2423 | 569.6121 | 448.174 | 569.6121 | 448.174
2424 | 564.0816 | 444.7439 | 564.0816 | 444.7439
2425 | 541.4344 | 438.8595 | 541.4344 | 438.8595
2426 | 536.175 | 429.1041 | 536.175 | 429.1041
2427 | 539.4496 | 422.878 | 539.4496 | 422.878
2428 | 542.6202 | 418.2421 | 542.6202 | 418.2421
2429 | 559.5614 | 416.7748 | 559.5614 | 416.7748
2430 | 576.3156 | 415.4078 | 576.3156 | 415.4078
2431 | 566.87 | 409.1487 | 566.87 | 409.1487
2432 | 540.2381 | 405.4967 | 540.2381 | 405.4967
2433 | 517.2872 | 401.9772 | 517.2872 | 401.9772
2434 | 495.9744 | 399.703 | 495.9744 | 399.703
2435 | 469.0273 | 397.5601 | 469.0273 | 397.5601
2436 | 444.1567 | 399.1795 | 444.1567 | 399.1795
2437 | 426.9568 | 399.116 | 426.9568 | 399.116
2438 | 414.6727 | 400.0225 | 414.6727 | 400.0225
2439 | 410.0818 | 404.3525 | 410.0818 | 404.3525
2440 | 410.5682 | 409.1008 | 410.5682 | 409.1008
2441 | 417.2082 | 421.4678 | 417.2082 | 421.4678
2442 | 429.059 | 425.1316 | 429.059 | 425.1316
2443 | 438.9381 | 426.0851 | 438.9381 | 426.0851
2444 | 459.2647 | 424.7278 | 459.2647 | 424.7278
2445 | 487.5521 | 425.6684 | 487.5521 | 425.6684
2446 | 515.3022 | 429.259 | 515.3022 | 429.259
2447 | 556.0724 | 438.6975 | 556.0724 | 438.6975
2448 | 551.4336 | 448.8466 | 551.4336 | 448.8466
2449 | 534.7936 | 435.3365 | 534.7936 | 435.3365
2450 | 529.5886 | 415.4356 | 529.5886 | 415.4356
2451 | 530.495 | 411.7291 | 530.495 | 411.7291
2452 | 542.5339 | 407.1155 | 542.5339 | 407.1155
2453 | 559.3751 | 401.5009 | 559.3751 | 401.5009
2454 | 569.1041 | 393.846 | 569.1041 | 393.846
2455 | 555.3526 | 383.8409 | 555.3526 | 383.8409
2456 | 541.043 | 377.6247 | 541.043 | 377.6247
2457 | 518.0861 | 374.9078 | 518.0861 | 374.9078
2458 | 494.1923 | 383.5818 | 494.1923 | 383.5818
2459 | 465.5418 | 416.9814 | 465.5418 | 416.9814
2460 | 439.1203 | 437.2862 | 439.1203 | 437.2862
2461 | 421.9901 | 437.0666 | 421.9901 | 437.0666
2462 | 409.2233 | 433.023 | 409.2233 | 433.023
2463 | 402.9717 | 438.6463 | 402.9717 | 438.6463
2464 | 404.3777 | 448.0102 | 404.3777 | 448.0102
2465 | 410.978 | 467.4901 | 410.978 | 467.4901
2466 | 427.3739 | 475.9256 | 427.3739 | 475.9256
2467 | 445.8792 | 480.2238 | 445.8792 | 480.2238
2468 | 472.3912 | 483.0584 | 472.3912 | 483.0584
2469 | 500.8233 | 487.589 | 500.8233 | 487.589
2470 | 524.5921 | 489.6411 | 524.5921 | 489.6411
2471 | 565.6692 | 489.2463 | 565.6692 | 489.2463
2472 | 554.9315 | 490.7662 | 554.9315 | 490.7662
2473 | 536.0784 | 479.9318 | 536.0784 | 479.9318
2474 | 533.4977 | 447.2098 | 533.4977 | 447.2098
2475 | 541.9175 | 425.0631 | 541.9175 | 425.0631
2476 | 551.3711 | 414.4515 | 551.3711 | 414.4515
2477 | 569.7795 | 408.703 | 569.7795 | 408.703
2478 | 580.3797 | 403.3671 | 580.3797 | 403.3671
2479 | 561.7975 | 397.2418 | 561.7975 | 397.2418
2480 | 540.3972 | 396.1094 | 540.3972 | 396.1094
2481 | 521.5654 | 397.8298 | 521.5654 | 397.8298
2482 | 496.3184 | 402.1557 | 496.3184 | 402.1557
2483 | 464.177 | 411.5854 | 464.177 | 411.5854
2484 | 436.5279 | 421.4994 | 436.5279 | 421.4994
2485 | 420.7892 | 423.9333 | 420.7892 | 423.9333
2486 | 408.7928 | 424.9513 | 408.7928 | 424.9513
2487 | 402.5247 | 431.7118 | 402.5247 | 431.7118
2488 | 404.9441 | 444.0412 | 404.9441 | 444.0412
2489 | 414.0291 | 463.3205 | 414.0291 | 463.3205
2490 | 432.4889 | 471.7114 | 432.4889 | 471.7114
2491 | 458.2594 | 476.3217 | 458.2594 | 476.3217
2492 | 500.4323 | 477.261 | 500.4323 | 477.261
2493 | 527.7996 | 478.001 | 527.7996 | 478.001
2494 | 562.293 | 479.3842 | 562.293 | 479.3842
2495 | 606.1042 | 478.1866 | 606.1042 | 478.1866
2496 | 593.6337 | 478.0789 | 593.6337 | 478.0789
2497 | 569.5251 | 464.9032 | 569.5251 | 464.9032
2498 | 562.0377 | 420.7424 | 562.0377 | 420.7424
2499 | 570.2157 | 400.6918 | 570.2157 | 400.6918
2500 | 578.4952 | 387.4267 | 578.4952 | 387.4267
2501 | 598.0115 | 378.1106 | 598.0115 | 378.1106
2502 | 600.5687 | 373.5551 | 600.5687 | 373.5551
2503 | 581.8614 | 369.4366 | 581.8614 | 369.4366
2504 | 557.0868 | 369.0847 | 557.0868 | 369.0847
2505 | 536.7369 | 371.1841 | 536.7369 | 371.1841
2506 | 508.6205 | 378.6317 | 508.6205 | 378.6317
2507 | 470.7619 | 409.4894 | 470.7619 | 409.4894
2508 | 440.9726 | 430.0394 | 440.9726 | 430.0394
2509 | 419.2921 | 436.6429 | 419.2921 | 436.6429
2510 | 407.1867 | 436.9474 | 407.1867 | 436.9474
2511 | 403.3232 | 438.7355 | 403.3232 | 438.7355
2512 | 408.196 | 447.4082 | 408.196 | 447.4082
2513 | 416.3075 | 466.732 | 416.3075 | 466.732
2514 | 433.7775 | 476.5054 | 433.7775 | 476.5054
2515 | 469.8589 | 483.9029 | 469.8589 | 483.9029
2516 | 517.8689 | 488.12 | 517.8689 | 488.12
2517 | 552.9728 | 492.6729 | 552.9728 | 492.6729
2518 | 578.6571 | 498.8054 | 578.6571 | 498.8054
2519 | 624.135 | 500.9748 | 624.135 | 500.9748
2520 | 612.6665 | 503.0299 | 612.6665 | 503.0299
2521 | 579.8192 | 491.2813 | 579.8192 | 491.2813
2522 | 580.5566 | 453.3862 | 580.5566 | 453.3862
2523 | 581.3884 | 425.6652 | 581.3884 | 425.6652
2524 | 582.7591 | 409.7467 | 582.7591 | 409.7467
2525 | 612.0938 | 402.7272 | 612.0938 | 402.7272
2526 | 628.5062 | 397.0122 | 628.5062 | 397.0122
2527 | 607.9696 | 391.1545 | 607.9696 | 391.1545
2528 | 576.7509 | 389.3086 | 576.7509 | 389.3086
2529 | 552.6529 | 392.746 | 552.6529 | 392.746
2530 | 523.2537 | 401.2861 | 523.2537 | 401.2861
2531 | 488.1375 | 414.0381 | 488.1375 | 414.0381
2532 | 453.945 | 430.53 | 453.945 | 430.53
2533 | 432.2155 | 436.8659 | 432.2155 | 436.8659
2534 | 421.1495 | 436.2785 | 421.1495 | 436.2785
2535 | 415.3553 | 441.3667 | 415.3553 | 441.3667
2536 | 416.9034 | 451.4663 | 416.9034 | 451.4663
2537 | 425.4726 | 469.9652 | 425.4726 | 469.9652
2538 | 444.3112 | 476.9959 | 444.3112 | 476.9959
2539 | 478.2479 | 481.5171 | 478.2479 | 481.5171
2540 | 522.1689 | 487.295 | 522.1689 | 487.295
2541 | 556.414 | 491.4688 | 556.414 | 491.4688
2542 | 581.8848 | 493.7884 | 581.8848 | 493.7884
2543 | 631.6554 | 497.2957 | 631.6554 | 497.2957
2544 | 612.1486 | 502.6955 | 612.1486 | 502.6955
2545 | 582.0452 | 495.2949 | 582.0452 | 495.2949
2546 | 574.2909 | 461.2573 | 574.2909 | 461.2573
2547 | 577.4361 | 439.1998 | 577.4361 | 439.1998
2548 | 582.2372 | 422.4563 | 582.2372 | 422.4563
2549 | 611.3434 | 412.449 | 611.3434 | 412.449
2550 | 627.5601 | 410.5692 | 627.5601 | 410.5692
2551 | 601.2629 | 410.7765 | 601.2629 | 410.7765
2552 | 577.262 | 418.1395 | 577.262 | 418.1395
2553 | 551.7926 | 422.3573 | 551.7926 | 422.3573
2554 | 523.6284 | 429.9832 | 523.6284 | 429.9832
2555 | 486.8354 | 450.9407 | 486.8354 | 450.9407
2556 | 456.0737 | 462.4156 | 456.0737 | 462.4156
2557 | 435.1137 | 473.8131 | 435.1137 | 473.8131
2558 | 423.2723 | 495.7463 | 423.2723 | 495.7463
2559 | 416.5023 | 511.582 | 416.5023 | 511.582
2560 | 418.8422 | 528.304 | 418.8422 | 528.304
2561 | 423.7921 | 546.2231 | 423.7921 | 546.2231
2562 | 445.1466 | 547.0997 | 445.1466 | 547.0997
2563 | 473.698 | 539.045 | 473.698 | 539.045
2564 | 507.8646 | 522.1908 | 507.8646 | 522.1908
2565 | 544.6409 | 521.147 | 544.6409 | 521.147
2566 | 569.8063 | 528.9741 | 569.8063 | 528.9741
2567 | 611.4212 | 525.2347 | 611.4212 | 525.2347
2568 | 599.5946 | 515.7619 | 599.5946 | 515.7619
2569 | 565.605 | 499.4868 | 565.605 | 499.4868
2570 | 561.3775 | 445.9834 | 561.3775 | 445.9834
2571 | 559.3075 | 399.6884 | 559.3075 | 399.6884
2572 | 575.1938 | 371.8183 | 575.1938 | 371.8183
2573 | 605.4498 | 353.0927 | 605.4498 | 353.0927
2574 | 621.4038 | 337.1207 | 621.4038 | 337.1207
2575 | 595.5785 | 322.4109 | 595.5785 | 322.4109
2576 | 565.2966 | 318.4244 | 565.2966 | 318.4244
2577 | 544.158 | 323.8016 | 544.158 | 323.8016
2578 | 517.5435 | 357.8057 | 517.5435 | 357.8057
2579 | 488.0514 | 383.8694 | 488.0514 | 383.8694
2580 | 456.1075 | 396.3923 | 456.1075 | 396.3923
2581 | 437.8741 | 406.987 | 437.8741 | 406.987
2582 | 422.7501 | 406.8902 | 422.7501 | 406.8902
2583 | 416.9757 | 409.8155 | 416.9757 | 409.8155
2584 | 416.5953 | 417.061 | 416.5953 | 417.061
2585 | 425.4531 | 433.8876 | 425.4531 | 433.8876
2586 | 439.238 | 438.0642 | 439.238 | 438.0642
2587 | 461.6896 | 438.059 | 461.6896 | 438.059
2588 | 490.2618 | 434.4495 | 490.2618 | 434.4495
2589 | 519.1428 | 430.6185 | 519.1428 | 430.6185
2590 | 543.2048 | 426.4049 | 543.2048 | 426.4049
2591 | 580.8554 | 420.8817 | 580.8554 | 420.8817
2592 | 572.2943 | 418.9232 | 572.2943 | 418.9232
2593 | 550.2049 | 413.9976 | 550.2049 | 413.9976
2594 | 546.1784 | 394.8549 | 546.1784 | 394.8549
2595 | 546.6398 | 375.3394 | 546.6398 | 375.3394
2596 | 556.5497 | 351.2153 | 556.5497 | 351.2153
2597 | 580.5676 | 327.0713 | 580.5676 | 327.0713
2598 | 595.7873 | 302.1803 | 595.7873 | 302.1803
2599 | 578.4229 | 278.975 | 578.4229 | 278.975
2600 | 556.3579 | 265.2222 | 556.3579 | 265.2222
2601 | 535.4097 | 255.7715 | 535.4097 | 255.7715
2602 | 511.7507 | 260.8109 | 511.7507 | 260.8109
2603 | 478.8185 | 269.4601 | 478.8185 | 269.4601
2604 | 454.6079 | 281.3587 | 454.6079 | 281.3587
2605 | 433.3062 | 297.3941 | 433.3062 | 297.3941
2606 | 421.8499 | 302.7156 | 421.8499 | 302.7156
2607 | 417.615 | 305.0611 | 417.615 | 305.0611
2608 | 420.1131 | 305.7735 | 420.1131 | 305.7735
2609 | 425.0676 | 311.1836 | 425.0676 | 311.1836
2610 | 437.6677 | 313.1974 | 437.6677 | 313.1974
2611 | 462.8264 | 312.4563 | 462.8264 | 312.4563
2612 | 489.6239 | 311.3665 | 489.6239 | 311.3665
2613 | 515.4775 | 313.199 | 515.4775 | 313.199
2614 | 541.9777 | 313.4227 | 541.9777 | 313.4227
2615 | 582.3615 | 309.6164 | 582.3615 | 309.6164
2616 | 574.0296 | 307.6356 | 574.0296 | 307.6356
2617 | 555.2018 | 303.2452 | 555.2018 | 303.2452
2618 | 548.414 | 290.1005 | 548.414 | 290.1005
2619 | 549.302 | 279.4372 | 549.302 | 279.4372
2620 | 567.074 | 271.7688 | 567.074 | 271.7688
2621 | 601.219 | 273.6015 | 601.219 | 273.6015
2622 | 608.4431 | 276.1144 | 608.4431 | 276.1144
2623 | 581.9318 | 274.4486 | 581.9318 | 274.4486
2624 | 559.6639 | 268.7452 | 559.6639 | 268.7452
2625 | 537.9056 | 263.2635 | 537.9056 | 263.2635
2626 | 512.6928 | 267.2772 | 512.6928 | 267.2772
2627 | 478.0536 | 274.4325 | 478.0536 | 274.4325
2628 | 451.5075 | 281.8046 | 451.5075 | 281.8046
2629 | 430.0006 | 288.2966 | 430.0006 | 288.2966
2630 | 418.0017 | 290.8532 | 418.0017 | 290.8532
2631 | 412.542 | 296.4319 | 412.542 | 296.4319
2632 | 413.6649 | 307.6911 | 413.6649 | 307.6911
2633 | 418.3702 | 327.5277 | 418.3702 | 327.5277
2634 | 435.2947 | 338.3491 | 435.2947 | 338.3491
2635 | 468.6246 | 345.4791 | 468.6246 | 345.4791
2636 | 499.7228 | 349.9637 | 499.7228 | 349.9637
2637 | 522.0611 | 352.3537 | 522.0611 | 352.3537
2638 | 547.1851 | 356.7025 | 547.1851 | 356.7025
2639 | 595.0158 | 359.0726 | 595.0158 | 359.0726
2640 | 581.3224 | 364.3608 | 581.3224 | 364.3608
2641 | 557.8594 | 372.8807 | 557.8594 | 372.8807
2642 | 551.5352 | 347.4055 | 551.5352 | 347.4055
2643 | 555.0608 | 329.7853 | 555.0608 | 329.7853
2644 | 570.7861 | 302.6287 | 570.7861 | 302.6287
2645 | 599.9252 | 263.3669 | 599.9252 | 263.3669
2646 | 616.9354 | 228.8656 | 616.9354 | 228.8656
2647 | 587.8404 | 220.4883 | 587.8404 | 220.4883
2648 | 563.1251 | 230.7723 | 563.1251 | 230.7723
2649 | 544.9045 | 240.4084 | 544.9045 | 240.4084
2650 | 517.8764 | 256.1061 | 517.8764 | 256.1061
2651 | 483.9904 | 288.2347 | 483.9904 | 288.2347
2652 | 448.2444 | 291.9055 | 448.2444 | 291.9055
2653 | 429.3177 | 286.1115 | 429.3177 | 286.1115
2654 | 418.1227 | 290.987 | 418.1227 | 290.987
2655 | 412.7336 | 290.0548 | 412.7336 | 290.0548
2656 | 414.5298 | 291.9266 | 414.5298 | 291.9266
2657 | 422.9398 | 307.2815 | 422.9398 | 307.2815
2658 | 444.3774 | 314.5129 | 444.3774 | 314.5129
2659 | 483.7338 | 323.895 | 483.7338 | 323.895
2660 | 524.5717 | 329.7398 | 524.5717 | 329.7398
2661 | 552.409 | 336.567 | 552.409 | 336.567
2662 | 575.1896 | 345.0854 | 575.1896 | 345.0854
2663 | 617.814 | 349.5738 | 617.814 | 349.5738
2664 | 606.7092 | 356.5121 | 606.7092 | 356.5121
2665 | 576.0622 | 359.3684 | 576.0622 | 359.3684
2666 | 563.405 | 354.6968 | 563.405 | 354.6968
2667 | 578.0117 | 353.5991 | 578.0117 | 353.5991
2668 | 588.6828 | 344.3922 | 588.6828 | 344.3922
2669 | 621.1646 | 331.7315 | 621.1646 | 331.7315
2670 | 627.3158 | 323.4523 | 627.3158 | 323.4523
2671 | 595.4072 | 324.1947 | 595.4072 | 324.1947
2672 | 568.202 | 330.4874 | 568.202 | 330.4874
2673 | 544.2481 | 334.5268 | 544.2481 | 334.5268
2674 | 515.4671 | 338.8304 | 515.4671 | 338.8304
2675 | 479.9106 | 340.768 | 479.9106 | 340.768
2676 | 448.9513 | 345.9327 | 448.9513 | 345.9327
2677 | 428.6692 | 349.3476 | 428.6692 | 349.3476
2678 | 419.3624 | 349.2954 | 419.3624 | 349.2954
2679 | 413.4681 | 353.5808 | 413.4681 | 353.5808
2680 | 413.6779 | 360.5811 | 413.6779 | 360.5811
2681 | 424.4468 | 373.9738 | 424.4468 | 373.9738
2682 | 441.1649 | 377.37 | 441.1649 | 377.37
2683 | 480.6021 | 379.4384 | 480.6021 | 379.4384
2684 | 526.1412 | 381.7379 | 526.1412 | 381.7379
2685 | 554.99 | 382.6116 | 554.99 | 382.6116
2686 | 583.5554 | 381.2522 | 583.5554 | 381.2522
2687 | 620.611 | 380.6344 | 620.611 | 380.6344
2688 | 604.7569 | 385.2091 | 604.7569 | 385.2091
2689 | 577.5521 | 390.6074 | 577.5521 | 390.6074
2690 | 573.2239 | 390.4176 | 573.2239 | 390.4176
2691 | 576.0413 | 392.1518 | 576.0413 | 392.1518
2692 | 582.9983 | 393.1795 | 582.9983 | 393.1795
2693 | 612.4897 | 391.4446 | 612.4897 | 391.4446
2694 | 628.0769 | 389.5871 | 628.0769 | 389.5871
2695 | 595.5453 | 388.4565 | 595.5453 | 388.4565
2696 | 567.9862 | 391.6945 | 567.9862 | 391.6945
2697 | 541.4091 | 393.348 | 541.4091 | 393.348
2698 | 511.1217 | 395.2434 | 511.1217 | 395.2434
2699 | 477.5937 | 395.5087 | 477.5937 | 395.5087
2700 | 445.315 | 397.641 | 445.315 | 397.641
2701 | 427.683 | 399.1383 | 427.683 | 399.1383
2702 | 414.0052 | 398.0157 | 414.0052 | 398.0157
2703 | 410.4291 | 402.0113 | 410.4291 | 402.0113
2704 | 415.1076 | 410.7731 | 415.1076 | 410.7731
2705 | 420.8311 | 426.9753 | 420.8311 | 426.9753
2706 | 440.6806 | 432.1999 | 440.6806 | 432.1999
2707 | 481.4835 | 434.5136 | 481.4835 | 434.5136
2708 | 525.0343 | 434.5833 | 525.0343 | 434.5833
2709 | 560.5191 | 435.6801 | 560.5191 | 435.6801
2710 | 587.3044 | 437.2193 | 587.3044 | 437.2193
2711 | 625.0768 | 438.363 | 625.0768 | 438.363
2712 | 612.0218 | 443.6513 | 612.0218 | 443.6513
2713 | 577.974 | 447.8009 | 577.974 | 447.8009
2714 | 571.0616 | 445.7827 | 571.0616 | 445.7827
2715 | 581.5282 | 447.8067 | 581.5282 | 447.8067
2716 | 590.2513 | 450.1277 | 590.2513 | 450.1277
2717 | 617.4645 | 452.4287 | 617.4645 | 452.4287
2718 | 630.5791 | 453.4922 | 630.5791 | 453.4922
2719 | 605.4923 | 451.8487 | 605.4923 | 451.8487
2720 | 576.8758 | 452.6563 | 576.8758 | 452.6563
2721 | 551.4202 | 453.1503 | 551.4202 | 453.1503
2722 | 523.9966 | 455.737 | 523.9966 | 455.737
2723 | 492.5979 | 457.6746 | 492.5979 | 457.6746
2724 | 462.2979 | 459.7845 | 462.2979 | 459.7845
2725 | 443.2955 | 459.3419 | 443.2955 | 459.3419
2726 | 434.8906 | 455.343 | 434.8906 | 455.343
2727 | 425.9352 | 458.1345 | 425.9352 | 458.1345
2728 | 430.1142 | 468.9477 | 430.1142 | 468.9477
2729 | 436.1937 | 491.6385 | 436.1937 | 491.6385
2730 | 456.6833 | 509.662 | 456.6833 | 509.662
2731 | 485.7709 | 527.7401 | 485.7709 | 527.7401
2732 | 517.1199 | 547.1642 | 517.1199 | 547.1642
2733 | 551.5891 | 564.0699 | 551.5891 | 564.0699
2734 | 574.4323 | 573.1012 | 574.4323 | 573.1012
2735 | 606.9602 | 574.8916 | 606.9602 | 574.8916
2736 | 603.8955 | 576.2554 | 603.8955 | 576.2554
2737 | 570.9185 | 568.0298 | 570.9185 | 568.0298
2738 | 565.5568 | 525.0286 | 565.5568 | 525.0286
2739 | 576.1783 | 484.9992 | 576.1783 | 484.9992
2740 | 583.9919 | 449.7932 | 583.9919 | 449.7932
2741 | 610.1677 | 426.9425 | 610.1677 | 426.9425
2742 | 614.8017 | 414.226 | 614.8017 | 414.226
2743 | 587.3041 | 403.173 | 587.3041 | 403.173
2744 | 567.4832 | 399.9892 | 567.4832 | 399.9892
2745 | 544.5772 | 406.3029 | 544.5772 | 406.3029
2746 | 521.4954 | 434.3758 | 521.4954 | 434.3758
2747 | 492.5838 | 461.376 | 492.5838 | 461.376
2748 | 462.9738 | 470.9333 | 462.9738 | 470.9333
2749 | 442.9423 | 492.0749 | 442.9423 | 492.0749
2750 | 432.2134 | 504.6208 | 432.2134 | 504.6208
2751 | 426.7429 | 511.8049 | 426.7429 | 511.8049
2752 | 427.0683 | 518.5377 | 427.0683 | 518.5377
2753 | 435.4099 | 528.3627 | 435.4099 | 528.3627
2754 | 453.153 | 526.6305 | 453.153 | 526.6305
2755 | 475.793 | 525.6665 | 475.793 | 525.6665
2756 | 499.3168 | 517.9543 | 499.3168 | 517.9543
2757 | 527.4851 | 511.0461 | 527.4851 | 511.0461
2758 | 554.7942 | 506.4758 | 554.7942 | 506.4758
2759 | 584.4847 | 499.5924 | 584.4847 | 499.5924
2760 | 579.545 | 495.4041 | 579.545 | 495.4041
2761 | 555.5756 | 485.8852 | 555.5756 | 485.8852
2762 | 558.1088 | 452.8511 | 558.1088 | 452.8511
2763 | 559.237 | 423.8813 | 559.237 | 423.8813
2764 | 576.2376 | 396.591 | 576.2376 | 396.591
2765 | 608.9346 | 373.9187 | 608.9346 | 373.9187
2766 | 606.6386 | 349.7412 | 606.6386 | 349.7412
2767 | 579.4334 | 328.6988 | 579.4334 | 328.6988
2768 | 559.0081 | 318.8703 | 559.0081 | 318.8703
2769 | 538.8774 | 326.4105 | 538.8774 | 326.4105
2770 | 518.328 | 390.2488 | 518.328 | 390.2488
2771 | 492.3357 | 433.7492 | 492.3357 | 433.7492
2772 | 464.4759 | 436.8179 | 464.4759 | 436.8179
2773 | 442.8008 | 429.4185 | 442.8008 | 429.4185
2774 | 432.0541 | 421.183 | 432.0541 | 421.183
2775 | 426.0809 | 420.0278 | 426.0809 | 420.0278
2776 | 427.886 | 412.4454 | 427.886 | 412.4454
2777 | 434.2619 | 416.0717 | 434.2619 | 416.0717
2778 | 451.6539 | 420.7835 | 451.6539 | 420.7835
2779 | 476.022 | 422.4506 | 476.022 | 422.4506
2780 | 500.6282 | 420.7365 | 500.6282 | 420.7365
2781 | 521.4698 | 417.4852 | 521.4698 | 417.4852
2782 | 542.636 | 414.9885 | 542.636 | 414.9885
2783 | 576.6675 | 407.6815 | 576.6675 | 407.6815
2784 | 572.3335 | 399.7472 | 572.3335 | 399.7472
2785 | 552.7965 | 388.2215 | 552.7965 | 388.2215
2786 | 551.0914 | 376.3701 | 551.0914 | 376.3701
2787 | 558.5709 | 356.8769 | 558.5709 | 356.8769
2788 | 571.5764 | 327.3122 | 571.5764 | 327.3122
2789 | 603.9131 | 295.6539 | 603.9131 | 295.6539
2790 | 613.3406 | 274.3974 | 613.3406 | 274.3974
2791 | 582.3544 | 267.9154 | 582.3544 | 267.9154
2792 | 564.3785 | 270.6182 | 564.3785 | 270.6182
2793 | 544.4338 | 277.9577 | 544.4338 | 277.9577
2794 | 520.5311 | 293.6776 | 520.5311 | 293.6776
2795 | 489.2094 | 313.6541 | 489.2094 | 313.6541
2796 | 459.9573 | 337.9278 | 459.9573 | 337.9278
2797 | 442.6498 | 352.224 | 442.6498 | 352.224
2798 | 433.8703 | 359.6861 | 433.8703 | 359.6861
2799 | 428.7578 | 369.1669 | 428.7578 | 369.1669
2800 | 430.1518 | 382.1652 | 430.1518 | 382.1652
2801 | 438.7763 | 402.1357 | 438.7763 | 402.1357
2802 | 454.0277 | 411.0618 | 454.0277 | 411.0618
2803 | 481.2952 | 414.8694 | 481.2952 | 414.8694
2804 | 516.4222 | 416.1878 | 516.4222 | 416.1878
2805 | 540.8164 | 421.0082 | 540.8164 | 421.0082
2806 | 558.1692 | 424.3536 | 558.1692 | 424.3536
2807 | 590.1188 | 424.8061 | 590.1188 | 424.8061
2808 | 580.2197 | 427.4186 | 580.2197 | 427.4186
2809 | 552.9666 | 428.4242 | 552.9666 | 428.4242
2810 | 550.7337 | 419.8282 | 550.7337 | 419.8282
2811 | 559.385 | 410.6365 | 559.385 | 410.6365
2812 | 578.4712 | 399.3336 | 578.4712 | 399.3336
2813 | 610.5436 | 391.2662 | 610.5436 | 391.2662
2814 | 616.7982 | 385.5958 | 616.7982 | 385.5958
2815 | 586.5877 | 382.2801 | 586.5877 | 382.2801
2816 | 568.3547 | 387.2126 | 568.3547 | 387.2126
2817 | 545.6508 | 397.2724 | 545.6508 | 397.2724
2818 | 517.3223 | 410.8072 | 517.3223 | 410.8072
2819 | 481.0532 | 415.2868 | 481.0532 | 415.2868
2820 | 452.061 | 420.9197 | 452.061 | 420.9197
2821 | 436.5799 | 427.7908 | 436.5799 | 427.7908
2822 | 428.1359 | 433.4467 | 428.1359 | 433.4467
2823 | 423.3223 | 446.2498 | 423.3223 | 446.2498
2824 | 429.8162 | 465.5138 | 429.8162 | 465.5138
2825 | 438.1921 | 486.51 | 438.1921 | 486.51
2826 | 462.8418 | 492.9164 | 462.8418 | 492.9164
2827 | 503.6463 | 497.1478 | 503.6463 | 497.1478
2828 | 547.6234 | 498.5107 | 547.6234 | 498.5107
2829 | 579.3295 | 498.3365 | 579.3295 | 498.3365
2830 | 598.2584 | 499.2737 | 598.2584 | 499.2737
2831 | 631.8492 | 498.1207 | 631.8492 | 498.1207
2832 | 613.4039 | 498.8826 | 613.4039 | 498.8826
2833 | 577.7047 | 499.7321 | 577.7047 | 499.7321
2834 | 577.561 | 483.934 | 577.561 | 483.934
2835 | 588.6685 | 466.2023 | 588.6685 | 466.2023
2836 | 602.3008 | 449.4588 | 602.3008 | 449.4588
2837 | 633.7774 | 440.4326 | 633.7774 | 440.4326
2838 | 639.5209 | 434.9628 | 639.5209 | 434.9628
2839 | 613.2784 | 430.8667 | 613.2784 | 430.8667
2840 | 585.2923 | 431.7857 | 585.2923 | 431.7857
2841 | 559.2669 | 435.3791 | 559.2669 | 435.3791
2842 | 531.7931 | 447.7321 | 531.7931 | 447.7321
2843 | 495.0404 | 463.2267 | 495.0404 | 463.2267
2844 | 459.0304 | 472.5388 | 459.0304 | 472.5388
2845 | 441.9719 | 475.6192 | 441.9719 | 475.6192
2846 | 431.7132 | 471.821 | 431.7132 | 471.821
2847 | 429.1131 | 476.374 | 429.1131 | 476.374
2848 | 433.6706 | 485.7824 | 433.6706 | 485.7824
2849 | 443.7056 | 504.7941 | 443.7056 | 504.7941
2850 | 465.455 | 513.6756 | 465.455 | 513.6756
2851 | 508.909 | 519.9137 | 508.909 | 519.9137
2852 | 551.5674 | 522.9489 | 551.5674 | 522.9489
2853 | 577.9729 | 525.0268 | 577.9729 | 525.0268
2854 | 601.8567 | 521.549 | 601.8567 | 521.549
2855 | 635.8087 | 516.1818 | 635.8087 | 516.1818
2856 | 616.779 | 512.8409 | 616.779 | 512.8409
2857 | 590.3307 | 508.7626 | 590.3307 | 508.7626
2858 | 589.3889 | 491.3591 | 589.3889 | 491.3591
2859 | 597.4786 | 480.9633 | 597.4786 | 480.9633
2860 | 611.8701 | 477.1525 | 611.8701 | 477.1525
2861 | 642.1879 | 473.723 | 642.1879 | 473.723
2862 | 653.6306 | 474.2959 | 653.6306 | 474.2959
2863 | 624.1719 | 474.3248 | 624.1719 | 474.3248
2864 | 594.6603 | 477.7188 | 594.6603 | 477.7188
2865 | 568.4553 | 482.3379 | 568.4553 | 482.3379
2866 | 543.6313 | 488.3361 | 543.6313 | 488.3361
2867 | 504.8149 | 491.7231 | 504.8149 | 491.7231
2868 | 471.5435 | 495.2601 | 471.5435 | 495.2601
2869 | 455.5151 | 498.9203 | 455.5151 | 498.9203
2870 | 442.1715 | 501.1201 | 442.1715 | 501.1201
2871 | 438.937 | 508.6164 | 438.937 | 508.6164
2872 | 444.9617 | 519.6525 | 444.9617 | 519.6525
2873 | 449.3348 | 534.3831 | 449.3348 | 534.3831
2874 | 476.6804 | 538.4929 | 476.6804 | 538.4929
2875 | 517.987 | 538.1531 | 517.987 | 538.1531
2876 | 568.272 | 535.0566 | 568.272 | 535.0566
2877 | 584.9985 | 534.9715 | 584.9985 | 534.9715
2878 | 609.0617 | 536.4662 | 609.0617 | 536.4662
2879 | 640.6545 | 534.9565 | 640.6545 | 534.9565
2880 | 622.9347 | 535.8521 | 622.9347 | 535.8521
2881 | 592.6135 | 536.1888 | 592.6135 | 536.1888
2882 | 591.0983 | 532.7213 | 591.0983 | 532.7213
2883 | 597.6248 | 531.6905 | 597.6248 | 531.6905
2884 | 614.0536 | 528.504 | 614.0536 | 528.504
2885 | 648.7148 | 521.0609 | 648.7148 | 521.0609
2886 | 657.096 | 513.6958 | 657.096 | 513.6958
2887 | 625.6231 | 505.0955 | 625.6231 | 505.0955
2888 | 603.2766 | 501.5327 | 603.2766 | 501.5327
2889 | 582.3857 | 501.0903 | 582.3857 | 501.0903
2890 | 550.0282 | 508.627 | 550.0282 | 508.627
2891 | 514.6428 | 517.1424 | 514.6428 | 517.1424
2892 | 476.3639 | 524.5369 | 476.3639 | 524.5369
2893 | 454.539 | 532.8573 | 454.539 | 532.8573
2894 | 442.5738 | 540.5869 | 442.5738 | 540.5869
2895 | 439.288 | 552.2752 | 439.288 | 552.2752
2896 | 441.19 | 568.6405 | 441.19 | 568.6405
2897 | 450.4511 | 592.9367 | 450.4511 | 592.9367
2898 | 469.8971 | 602.1972 | 469.8971 | 602.1972
2899 | 502.2223 | 602.1474 | 502.2223 | 602.1474
2900 | 537.748 | 597.2224 | 537.748 | 597.2224
2901 | 566.0175 | 592.388 | 566.0175 | 592.388
2902 | 585.4827 | 584.2054 | 585.4827 | 584.2054
2903 | 620.3508 | 574.8693 | 620.3508 | 574.8693
2904 | 603.1539 | 571.1493 | 603.1539 | 571.1493
2905 | 570.6877 | 568.8994 | 570.6877 | 568.8994
2906 | 564.6327 | 552.5885 | 564.6327 | 552.5885
2907 | 570.6111 | 532.3148 | 570.6111 | 532.3148
2908 | 577.4864 | 504.7792 | 577.4864 | 504.7792
2909 | 598.055 | 474.9939 | 598.055 | 474.9939
2910 | 589.8402 | 454.3618 | 589.8402 | 454.3618
2911 | 575.2355 | 443.9331 | 575.2355 | 443.9331
2912 | 552.7632 | 445.3426 | 552.7632 | 445.3426
2913 | 539.7953 | 450.8537 | 539.7953 | 450.8537
2914 | 521.492 | 464.4776 | 521.492 | 464.4776
2915 | 498.4447 | 477.854 | 498.4447 | 477.854
2916 | 482.6797 | 608.2573 | 482.6797 | 608.2573
2917 | 463.5672 | 615.2948 | 463.5672 | 615.2948
2918 | 448.5845 | 624.5441 | 448.5845 | 624.5441
2919 | 451.395 | 625.3172 | 451.395 | 625.3172
2920 | 450.191 | 625.3586 | 450.191 | 625.3586
2921 | 455.4498 | 635.2617 | 455.4498 | 635.2617
2922 | 472.4927 | 649.1942 | 472.4927 | 649.1942
2923 | 497.5768 | 653.0054 | 497.5768 | 653.0054
2924 | 533.5586 | 657.3853 | 533.5586 | 657.3853
2925 | 551.6125 | 657.3233 | 551.6125 | 657.3233
2926 | 576.0101 | 656.9589 | 576.0101 | 656.9589
2927 | 609.8204 | 653.953 | 609.8204 | 653.953
2928 | 606.8144 | 654.3956 | 606.8144 | 654.3956
2929 | 586.5086 | 652.549 | 586.5086 | 652.549
2930 | 583.9781 | 633.3823 | 583.9781 | 633.3823
2931 | 589.9816 | 601.0509 | 589.9816 | 601.0509
2932 | 618.3429 | 575.0107 | 618.3429 | 575.0107
2933 | 644.7773 | 557.8156 | 644.7773 | 557.8156
2934 | 626.6276 | 546.5908 | 626.6276 | 546.5908
2935 | 610.8737 | 540.3998 | 610.8737 | 540.3998
2936 | 588.8485 | 539.3116 | 588.8485 | 539.3116
2937 | 562.0081 | 545.611 | 562.0081 | 545.611
2938 | 537.4826 | 570.9718 | 537.4826 | 570.9718
2939 | 507.9407 | 588.1457 | 507.9407 | 588.1457
2940 | 480.6362 | 592.0145 | 480.6362 | 592.0145
2941 | 460.5578 | 600.6763 | 460.5578 | 600.6763
2942 | 449.4824 | 611.0738 | 449.4824 | 611.0738
2943 | 446.1917 | 619.1001 | 446.1917 | 619.1001
2944 | 448.4834 | 629.3073 | 448.4834 | 629.3073
2945 | 461.1541 | 646.8557 | 461.1541 | 646.8557
2946 | 478.3421 | 663.1126 | 478.3421 | 663.1126
2947 | 497.4119 | 664.9075 | 497.4119 | 664.9075
2948 | 523.3059 | 669.7635 | 523.3059 | 669.7635
2949 | 546.6769 | 670.9617 | 546.6769 | 670.9617
2950 | 579.6776 | 677.5145 | 579.6776 | 677.5145
2951 | 602.743 | 683.9743 | 602.743 | 683.9743
2952 | 592.3894 | 695.2267 | 592.3894 | 695.2267
2953 | 576.1604 | 703.798 | 576.1604 | 703.798
2954 | 572.9374 | 680.1225 | 572.9374 | 680.1225
2955 | 590.4085 | 641.546 | 590.4085 | 641.546
2956 | 617.8005 | 622.7591 | 617.8005 | 622.7591
2957 | 653.6527 | 616.822 | 653.6527 | 616.822
2958 | 631.5333 | 612.9904 | 631.5333 | 612.9904
2959 | 602.6503 | 609.2358 | 602.6503 | 609.2358
2960 | 580.0646 | 606.9154 | 580.0646 | 606.9154
2961 | 565.1617 | 606.9977 | 565.1617 | 606.9977
2962 | 536.4133 | 622.9489 | 536.4133 | 622.9489
2963 | 504.035 | 635.502 | 504.035 | 635.502
2964 | 475.079 | 638.6707 | 475.079 | 638.6707
2965 | 454.0855 | 643.5798 | 454.0855 | 643.5798
2966 | 446.8915 | 650.0006 | 446.8915 | 650.0006
2967 | 443.8346 | 652.93 | 443.8346 | 652.93
2968 | 444.1272 | 655.2398 | 444.1272 | 655.2398
2969 | 457.5416 | 672.5642 | 457.5416 | 672.5642
2970 | 471.9722 | 693.582 | 471.9722 | 693.582
2971 | 499.7233 | 703.8623 | 499.7233 | 703.8623
2972 | 535.1761 | 717.2598 | 535.1761 | 717.2598
2973 | 556.8066 | 723.695 | 556.8066 | 723.695
2974 | 575.8524 | 728.6795 | 575.8524 | 728.6795
2975 | 593.4904 | 734.075 | 593.4904 | 734.075
2976 | 598.292 | 736.898 | 598.292 | 736.898
2977 | 572.3632 | 733.4832 | 572.3632 | 733.4832
2978 | 573.6905 | 705.4109 | 573.6905 | 705.4109
2979 | 585.8877 | 657.8169 | 585.8877 | 657.8169
2980 | 628.9738 | 620.1266 | 628.9738 | 620.1266
2981 | 653.7699 | 604.2197 | 653.7699 | 604.2197
2982 | 632.5363 | 592.7709 | 632.5363 | 592.7709
2983 | 607.7068 | 584.9836 | 607.7068 | 584.9836
2984 | 583.8428 | 585.7717 | 583.8428 | 585.7717
2985 | 560.8092 | 592.0991 | 560.8092 | 592.0991
2986 | 542.5224 | 609.3385 | 542.5224 | 609.3385
2987 | 508.4069 | 625.2522 | 508.4069 | 625.2522
2988 | 474.6622 | 634.5819 | 474.6622 | 634.5819
2989 | 456.1519 | 643.8318 | 456.1519 | 643.8318
2990 | 447.5774 | 656.9458 | 447.5774 | 656.9458
2991 | 444.6742 | 664.272 | 444.6742 | 664.272
2992 | 449.4631 | 685.4571 | 449.4631 | 685.4571
2993 | 464.008 | 728.0139 | 464.008 | 728.0139
2994 | 484.9208 | 769.8393 | 484.9208 | 769.8393
2995 | 510.3767 | 780.6517 | 510.3767 | 780.6517
2996 | 554.2896 | 773.3256 | 554.2896 | 773.3256
2997 | 584.114 | 757.1608 | 584.114 | 757.1608
2998 | 602.7803 | 741.7018 | 602.7803 | 741.7018
2999 | 642.376 | 726.6257 | 642.376 | 726.6257
3000 | 633.8384 | 722.4475 | 633.8384 | 722.4475
3001 | 597.4293 | 724.4656 | 597.4293 | 724.4656
3002 | 597.0197 | 734.2 | 597.0197 | 734.2
3003 | 617.5706 | 745.7803 | 617.5706 | 745.7803
3004 | 649.2483 | 755.8944 | 649.2483 | 755.8944
3005 | 676.1358 | 760.2351 | 676.1358 | 760.2351
3006 | 664.0872 | 763.5168 | 664.0872 | 763.5168
3007 | 629.629 | 766.4833 | 629.629 | 766.4833
3008 | 605.5998 | 773.0965 | 605.5998 | 773.0965
3009 | 584.4721 | 783.3446 | 584.4721 | 783.3446
3010 | 555.448 | 801.0321 | 555.448 | 801.0321
3011 | 517.2833 | 812.605 | 517.2833 | 812.605
3012 | 489.2404 | 823.447 | 489.2404 | 823.447
3013 | 463.6792 | 837.3737 | 463.6792 | 837.3737
3014 | 455.9487 | 854.3244 | 455.9487 | 854.3244
3015 | 452.9258 | 862.7988 | 452.9258 | 862.7988
3016 | 453.8444 | 868.9733 | 453.8444 | 868.9733
3017 | 466.9851 | 882.1529 | 466.9851 | 882.1529
3018 | 486.7093 | 895.4133 | 486.7093 | 895.4133
3019 | 515.9102 | 893.4555 | 515.9102 | 893.4555
3020 | 557.5422 | 889.602 | 557.5422 | 889.602
3021 | 581.563 | 882.1467 | 581.563 | 882.1467
3022 | 604.1371 | 874.221 | 604.1371 | 874.221
3023 | 641.1679 | 862.2815 | 641.1679 | 862.2815
3024 | 636.3393 | 855.2467 | 636.3393 | 855.2467
3025 | 607.3038 | 850.9918 | 607.3038 | 850.9918
3026 | 604.6032 | 837.034 | 604.6032 | 837.034
3027 | 620.2275 | 818.537 | 620.2275 | 818.537
3028 | 659.5335 | 808.5436 | 659.5335 | 808.5436
3029 | 673.153 | 797.3696 | 673.153 | 797.3696
3030 | 667.1902 | 784.1284 | 667.1902 | 784.1284
3031 | 636.6868 | 773.5686 | 636.6868 | 773.5686
3032 | 604.8429 | 766.5994 | 604.8429 | 766.5994
3033 | 583.3244 | 762.2569 | 583.3244 | 762.2569
3034 | 562.5107 | 767.7062 | 562.5107 | 767.7062
3035 | 521.5842 | 772.502 | 521.5842 | 772.502
3036 | 485.5072 | 776.7628 | 485.5072 | 776.7628
3037 | 464.9296 | 781.0278 | 464.9296 | 781.0278
3038 | 456.5885 | 786.2724 | 456.5885 | 786.2724
3039 | 451.0973 | 791.1622 | 451.0973 | 791.1622
3040 | 457.5921 | 800.3332 | 457.5921 | 800.3332
3041 | 467.5161 | 818.8898 | 467.5161 | 818.8898
3042 | 483.3297 | 840.4677 | 483.3297 | 840.4677
3043 | 508.8169 | 850.3559 | 508.8169 | 850.3559
3044 | 548.6099 | 860.7569 | 548.6099 | 860.7569
3045 | 578.0917 | 866.968 | 578.0917 | 866.968
3046 | 600.3437 | 871.7005 | 600.3437 | 871.7005
3047 | 634.3088 | 872.8113 | 634.3088 | 872.8113
3048 | 627.2289 | 875.6903 | 627.2289 | 875.6903
3049 | 601.1283 | 876.5883 | 601.1283 | 876.5883
3050 | 604.8831 | 872.3482 | 604.8831 | 872.3482
3051 | 621.1062 | 862.8968 | 621.1062 | 862.8968
3052 | 660.5207 | 851.7832 | 660.5207 | 851.7832
3053 | 676.6964 | 836.3244 | 676.6964 | 836.3244
3054 | 663.9211 | 817.5102 | 663.9211 | 817.5102
3055 | 640.6048 | 807.4545 | 640.6048 | 807.4545
3056 | 613.0731 | 805.6382 | 613.0731 | 805.6382
3057 | 585.5767 | 812.0496 | 585.5767 | 812.0496
3058 | 561.243 | 836.5423 | 561.243 | 836.5423
3059 | 521.0713 | 869.791 | 521.0713 | 869.791
3060 | 491.7165 | 878.8407 | 491.7165 | 878.8407
3061 | 469.5347 | 879.9972 | 469.5347 | 879.9972
3062 | 459.3753 | 887.7062 | 459.3753 | 887.7062
3063 | 456.3176 | 888.5073 | 456.3176 | 888.5073
3064 | 459.728 | 889.6409 | 459.728 | 889.6409
3065 | 469.2945 | 897.3876 | 469.2945 | 897.3876
3066 | 486.301 | 908.8557 | 486.301 | 908.8557
3067 | 511.1691 | 909.2782 | 511.1691 | 909.2782
3068 | 551.4441 | 906.4889 | 551.4441 | 906.4889
3069 | 574.7202 | 901.4701 | 574.7202 | 901.4701
3070 | 588.4383 | 902.814 | 588.4383 | 902.814
3071 | 622.2622 | 907.7615 | 622.2622 | 907.7615
3072 | 618.9635 | 919.1539 | 618.9635 | 919.1539
3073 | 592.8683 | 928.6774 | 592.8683 | 928.6774
3074 | 594.6459 | 922.0289 | 594.6459 | 922.0289
3075 | 606.8742 | 908.6008 | 606.8742 | 908.6008
3076 | 647.5767 | 902.052 | 647.5767 | 902.052
3077 | 663.9564 | 894.1545 | 663.9564 | 894.1545
3078 | 649.7602 | 885.1701 | 649.7602 | 885.1701
3079 | 624.2016 | 879.1191 | 624.2016 | 879.1191
3080 | 598.2047 | 875.1464 | 598.2047 | 875.1464
3081 | 578.2466 | 868.8436 | 578.2466 | 868.8436
3082 | 550.4369 | 878.7177 | 550.4369 | 878.7177
3083 | 515.2258 | 895.6955 | 515.2258 | 895.6955
3084 | 491.2866 | 904.0731 | 491.2866 | 904.0731
3085 | 470.6807 | 901.0569 | 470.6807 | 901.0569
3086 | 460.5789 | 901.8767 | 460.5789 | 901.8767
3087 | 458.7725 | 904.9742 | 458.7725 | 904.9742
3088 | 453.1071 | 907.48 | 453.1071 | 907.48
3089 | 462.4319 | 912.9863 | 462.4319 | 912.9863
3090 | 480.28 | 922.298 | 480.28 | 922.298
3091 | 501.4477 | 918.9399 | 501.4477 | 918.9399
3092 | 529.2298 | 915.5625 | 529.2298 | 915.5625
3093 | 552.3159 | 912.6721 | 552.3159 | 912.6721
3094 | 575.4628 | 913.8199 | 575.4628 | 913.8199
3095 | 604.2779 | 915.6308 | 604.2779 | 915.6308
3096 | 603.2323 | 918.5378 | 603.2323 | 918.5378
3097 | 575.4838 | 913.6667 | 575.4838 | 913.6667
3098 | 576.2908 | 890.6634 | 576.2908 | 890.6634
3099 | 587.0304 | 835.396 | 587.0304 | 835.396
3100 | 632.6021 | 801.6264 | 632.6021 | 801.6264
3101 | 646.5525 | 776.758 | 646.5525 | 776.758
3102 | 626.7365 | 757.9998 | 626.7365 | 757.9998
3103 | 600.5283 | 746.5439 | 600.5283 | 746.5439
3104 | 584.5454 | 740.2187 | 584.5454 | 740.2187
3105 | 564.7806 | 741.7853 | 564.7806 | 741.7853
3106 | 542.0307 | 759.5848 | 542.0307 | 759.5848
3107 | 510.3673 | 784.152 | 510.3673 | 784.152
3108 | 482.5587 | 792.0815 | 482.5587 | 792.0815
3109 | 463.2145 | 798.7269 | 463.2145 | 798.7269
3110 | 454.6791 | 808.1723 | 454.6791 | 808.1723
3111 | 451.0423 | 815.4425 | 451.0423 | 815.4425
3112 | 450.4438 | 825.4816 | 450.4438 | 825.4816
3113 | 458.5416 | 841.9379 | 458.5416 | 841.9379
3114 | 475.7105 | 862.4235 | 475.7105 | 862.4235
3115 | 492.2819 | 869.0912 | 492.2819 | 869.0912
3116 | 519.5712 | 872.911 | 519.5712 | 872.911
3117 | 543.5858 | 872.429 | 543.5858 | 872.429
3118 | 562.8338 | 872.8207 | 562.8338 | 872.8207
3119 | 589.3281 | 872.8954 | 589.3281 | 872.8954
3120 | 589.3101 | 877.1186 | 589.3101 | 877.1186
3121 | 571.8 | 883.8415 | 571.8 | 883.8415
3122 | 571.6616 | 875.3447 | 571.6616 | 875.3447
3123 | 593.6923 | 835.676 | 593.6923 | 835.676
3124 | 632.3042 | 823.7783 | 632.3042 | 823.7783
3125 | 650.2473 | 816.5529 | 650.2473 | 816.5529
3126 | 632.9518 | 814.4017 | 632.9518 | 814.4017
3127 | 607.6898 | 819.6647 | 607.6898 | 819.6647
3128 | 584.4694 | 830.4225 | 584.4694 | 830.4225
3129 | 566.8169 | 840.8107 | 566.8169 | 840.8107
3130 | 538.4161 | 856.3698 | 538.4161 | 856.3698
3131 | 508.2831 | 869.595 | 508.2831 | 869.595
3132 | 481.5578 | 888.6424 | 481.5578 | 888.6424
3133 | 459.0705 | 913.155 | 459.0705 | 913.155
3134 | 452.475 | 928.8734 | 452.475 | 928.8734
3135 | 449.9166 | 922.5613 | 449.9166 | 922.5613
3136 | 452.4299 | 930.108 | 452.4299 | 930.108
3137 | 461.3167 | 958.9704 | 461.3167 | 958.9704
3138 | 473.7504 | 990.4899 | 473.7504 | 990.4899
3139 | 495.6296 | 1007.4354 | 495.6296 | 1007.4354
3140 | 518.0286 | 1019.8248 | 518.0286 | 1019.8248
3141 | 548.9589 | 1024.7477 | 548.9589 | 1024.7477
3142 | 568.7042 | 1027.1558 | 568.7042 | 1027.1558
3143 | 600.0153 | 1028.2386 | 600.0153 | 1028.2386
3144 | 596.0909 | 1035.5423 | 596.0909 | 1035.5423
3145 | 582.3238 | 1042.9094 | 582.3238 | 1042.9094
3146 | 578.2661 | 1048.695 | 578.2661 | 1048.695
3147 | 593.7056 | 1051.2578 | 593.7056 | 1051.2578
3148 | 639.3699 | 1054.3147 | 639.3699 | 1054.3147
3149 | 654.1492 | 1055.4628 | 654.1492 | 1055.4628
3150 | 628.8105 | 1053.7596 | 628.8105 | 1053.7596
3151 | 608.2818 | 1053.0855 | 608.2818 | 1053.0855
3152 | 584.0642 | 1055.694 | 584.0642 | 1055.694
3153 | 569.3293 | 1058.7448 | 569.3293 | 1058.7448
3154 | 542.5879 | 1068.4509 | 542.5879 | 1068.4509
3155 | 508.8641 | 1068.0937 | 508.8641 | 1068.0937
3156 | 484.2592 | 1066.0815 | 484.2592 | 1066.0815
3157 | 465.9011 | 1065.3896 | 465.9011 | 1065.3896
3158 | 449.8286 | 1067.1896 | 449.8286 | 1067.1896
3159 | 449.4027 | 1063.594 | 449.4027 | 1063.594
3160 | 451.6003 | 1062.6832 | 451.6003 | 1062.6832
3161 | 462.7684 | 1071.4941 | 462.7684 | 1071.4941
3162 | 480.7288 | 1082.7661 | 480.7288 | 1082.7661
3163 | 503.1057 | 1081.8725 | 503.1057 | 1081.8725
3164 | 526.3664 | 1080.8194 | 526.3664 | 1080.8194
3165 | 556.6048 | 1078.4051 | 556.6048 | 1078.4051
3166 | 586.2099 | 1078.1527 | 586.2099 | 1078.1527
3167 | 615.3735 | 1076.9111 | 615.3735 | 1076.9111
3168 | 617.2128 | 1080.0701 | 617.2128 | 1080.0701
3169 | 585.2384 | 1084.8327 | 585.2384 | 1084.8327
3170 | 583.3561 | 1084.3733 | 583.3561 | 1084.3733
3171 | 607.9633 | 1070.8052 | 607.9633 | 1070.8052
3172 | 646.1936 | 1057.8713 | 646.1936 | 1057.8713
3173 | 663.9297 | 1041.6844 | 663.9297 | 1041.6844
3174 | 641.4583 | 1025.0826 | 641.4583 | 1025.0826
3175 | 620.6896 | 1012.8705 | 620.6896 | 1012.8705
3176 | 595.2381 | 1008.0016 | 595.2381 | 1008.0016
3177 | 578.3974 | 1004.7514 | 578.3974 | 1004.7514
3178 | 552.7962 | 1025.3794 | 552.7962 | 1025.3794
3179 | 519.55 | 1047.7902 | 519.55 | 1047.7902
3180 | 488.7756 | 1054.3474 | 488.7756 | 1054.3474
3181 | 470.7216 | 1062.8412 | 470.7216 | 1062.8412
3182 | 453.5639 | 1083.5445 | 453.5639 | 1083.5445
3183 | 454.8281 | 1104.8172 | 454.8281 | 1104.8172
3184 | 459.0773 | 1119.1411 | 459.0773 | 1119.1411
3185 | 468.1218 | 1137.8097 | 468.1218 | 1137.8097
3186 | 484.8973 | 1163.7563 | 484.8973 | 1163.7563
3187 | 516.5785 | 1179.4976 | 516.5785 | 1179.4976
3188 | 553.2006 | 1190.6547 | 553.2006 | 1190.6547
3189 | 585.634 | 1193.7013 | 585.634 | 1193.7013
3190 | 603.0869 | 1191.4605 | 603.0869 | 1191.4605
3191 | 629.9238 | 1176.4965 | 629.9238 | 1176.4965
3192 | 610.5062 | 1167.3334 | 610.5062 | 1167.3334
3193 | 604.1811 | 1150.5322 | 604.1811 | 1150.5322
3194 | 606.9137 | 1108.2335 | 606.9137 | 1108.2335
3195 | 627.5443 | 1053.3861 | 627.5443 | 1053.3861
3196 | 666.3553 | 1000.5453 | 666.3553 | 1000.5453
3197 | 681.6588 | 948.7921 | 681.6588 | 948.7921
3198 | 674.1598 | 906.8739 | 674.1598 | 906.8739
3199 | 643.7698 | 879.4271 | 643.7698 | 879.4271
3200 | 625.0789 | 868.2852 | 625.0789 | 868.2852
3201 | 596.2406 | 870.1038 | 596.2406 | 870.1038
3202 | 572.2536 | 889.8356 | 572.2536 | 889.8356
3203 | 526.0707 | 899.5882 | 526.0707 | 899.5882
3204 | 496.9001 | 897.9681 | 496.9001 | 897.9681
3205 | 471.7689 | 891.8152 | 471.7689 | 891.8152
3206 | 462.9771 | 892.103 | 462.9771 | 892.103
3207 | 456.0641 | 910.6872 | 456.0641 | 910.6872
3208 | 459.4478 | 946.6869 | 459.4478 | 946.6869
3209 | 468.1002 | 990.1398 | 468.1002 | 990.1398
3210 | 489.7613 | 997.6032 | 489.7613 | 997.6032
3211 | 517.5106 | 975.7899 | 517.5106 | 975.7899
3212 | 558.8332 | 954.4613 | 558.8332 | 954.4613
3213 | 586.9821 | 945.2137 | 586.9821 | 945.2137
3214 | 608.0943 | 942.693 | 608.0943 | 942.693
3215 | 643.1233 | 931.6777 | 643.1233 | 931.6777
3216 | 641.7408 | 924.2788 | 641.7408 | 924.2788
3217 | 603.9024 | 914.6749 | 603.9024 | 914.6749
3218 | 605.4667 | 897.3285 | 605.4667 | 897.3285
3219 | 624.1344 | 852.983 | 624.1344 | 852.983
3220 | 656.5759 | 822.7701 | 656.5759 | 822.7701
3221 | 678.1751 | 811.9601 | 678.1751 | 811.9601
3222 | 663.1332 | 809.4448 | 663.1332 | 809.4448
3223 | 640.3208 | 811.2632 | 640.3208 | 811.2632
3224 | 611.6818 | 818.0444 | 611.6818 | 818.0444
3225 | 595.5818 | 823.8397 | 595.5818 | 823.8397
3226 | 575.3257 | 846.036 | 575.3257 | 846.036
3227 | 537.8688 | 875.616 | 537.8688 | 875.616
3228 | 503.7395 | 880.689 | 503.7395 | 880.689
3229 | 478.2513 | 883.4418 | 478.2513 | 883.4418
3230 | 466.1093 | 890.5067 | 466.1093 | 890.5067
3231 | 460.1657 | 901.2775 | 460.1657 | 901.2775
3232 | 460.6726 | 925.6552 | 460.6726 | 925.6552
3233 | 466.8531 | 951.297 | 466.8531 | 951.297
3234 | 489.1743 | 968.17 | 489.1743 | 968.17
3235 | 521.4867 | 968.9847 | 521.4867 | 968.9847
3236 | 550.9178 | 976.3051 | 550.9178 | 976.3051
3237 | 578.1936 | 964.2291 | 578.1936 | 964.2291
3238 | 601.8139 | 931.407 | 601.8139 | 931.407
3239 | 631.784 | 899.8921 | 631.784 | 899.8921
3240 | 630.7954 | 885.38 | 630.7954 | 885.38
3241 | 597.0854 | 874.7959 | 597.0854 | 874.7959
3242 | 606.4514 | 861.6783 | 606.4514 | 861.6783
3243 | 628.4209 | 838.6445 | 628.4209 | 838.6445
3244 | 667.6976 | 819.6616 | 667.6976 | 819.6616
3245 | 673.1883 | 809.3837 | 673.1883 | 809.3837
3246 | 656.6994 | 803.3397 | 656.6994 | 803.3397
3247 | 633.9196 | 806.9784 | 633.9196 | 806.9784
3248 | 604.4776 | 824.9056 | 604.4776 | 824.9056
3249 | 588.6092 | 852.5167 | 588.6092 | 852.5167
3250 | 564.0894 | 889.8356 | 564.0894 | 889.8356
3251 | 531.647 | 922.1602 | 531.647 | 922.1602
3252 | 500.3043 | 944.2882 | 500.3043 | 944.2882
3253 | 482.1588 | 961.2394 | 482.1588 | 961.2394
3254 | 468.1353 | 976.2017 | 468.1353 | 976.2017
3255 | 460.528 | 985.9644 | 460.528 | 985.9644
3256 | 463.5287 | 998.832 | 463.5287 | 998.832
3257 | 468.8233 | 1016.2964 | 468.8233 | 1016.2964
3258 | 487.6794 | 1034.1216 | 487.6794 | 1034.1216
3259 | 509.3069 | 1040.1732 | 509.3069 | 1040.1732
3260 | 535.6259 | 1047.3816 | 535.6259 | 1047.3816
3261 | 560.9127 | 1051.4083 | 560.9127 | 1051.4083
3262 | 585.253 | 1055.5807 | 585.253 | 1055.5807
3263 | 616.2885 | 1061.4804 | 616.2885 | 1061.4804
3264 | 606.7592 | 1080.9383 | 606.7592 | 1080.9383
3265 | 588.1679 | 1108.9449 | 588.1679 | 1108.9449
3266 | 587.7869 | 1118.1752 | 587.7869 | 1118.1752
3267 | 611.6272 | 1068.9009 | 611.6272 | 1068.9009
3268 | 645.4567 | 1022.3891 | 645.4567 | 1022.3891
3269 | 657.7966 | 998.1927 | 657.7966 | 998.1927
3270 | 639.2952 | 973.5535 | 639.2952 | 973.5535
3271 | 616.4473 | 954.2562 | 616.4473 | 954.2562
3272 | 594.5925 | 943.4783 | 594.5925 | 943.4783
3273 | 573.9862 | 949.8057 | 573.9862 | 949.8057
3274 | 553.8422 | 992.9497 | 553.8422 | 992.9497
3275 | 524.2551 | 1028.4388 | 524.2551 | 1028.4388
3276 | 498.1531 | 1037.9366 | 498.1531 | 1037.9366
3277 | 479.1867 | 1034.1362 | 479.1867 | 1034.1362
3278 | 465.005 | 1015.8006 | 465.005 | 1015.8006
3279 | 461.6771 | 973.7822 | 461.6771 | 973.7822
3280 | 461.9701 | 941.786 | 461.9701 | 941.786
3281 | 469.6649 | 923.0401 | 469.6649 | 923.0401
3282 | 483.9006 | 917.0331 | 483.9006 | 917.0331
3283 | 501.9799 | 899.7286 | 501.9799 | 899.7286
3284 | 521.4705 | 881.9566 | 521.4705 | 881.9566
3285 | 539.992 | 860.0508 | 539.992 | 860.0508
3286 | 549.4183 | 841.2592 | 549.4183 | 841.2592
3287 | 610.041 | 822.6546 | 610.041 | 822.6546
3288 | 610.0001 | 803.9137 | 610.0001 | 803.9137
3289 | 596.8996 | 782.1277 | 596.8996 | 782.1277
3290 | 594.3348 | 759.7124 | 594.3348 | 759.7124
3291 | 615.2149 | 736.3986 | 615.2149 | 736.3986
3292 | 655.0034 | 714.5872 | 655.0034 | 714.5872
3293 | 665.4358 | 690.3908 | 665.4358 | 690.3908
3294 | 641.0978 | 664.3794 | 641.0978 | 664.3794
3295 | 620.1141 | 642.7577 | 620.1141 | 642.7577
3296 | 593.9879 | 629.9634 | 593.9879 | 629.9634
3297 | 573.285 | 625.1729 | 573.285 | 625.1729
3298 | 546.3254 | 628.8299 | 546.3254 | 628.8299
3299 | 510.8683 | 619.6232 | 510.8683 | 619.6232
3300 | 484.92 | 608.2853 | 484.92 | 608.2853
3301 | 464.2904 | 602.7766 | 464.2904 | 602.7766
3302 | 449.9525 | 606.929 | 449.9525 | 606.929
3303 | 449.0463 | 603.8935 | 449.0463 | 603.8935
3304 | 450.9665 | 618.3574 | 450.9665 | 618.3574
3305 | 456.0012 | 632.8812 | 456.0012 | 632.8812
3306 | 471.52 | 659.36 | 471.52 | 659.36
3307 | 500.3474 | 679.442 | 500.3474 | 679.442
3308 | 527.0412 | 709.5584 | 527.0412 | 709.5584
3309 | 554.0281 | 734.7849 | 554.0281 | 734.7849
3310 | 578.8212 | 755.5922 | 578.8212 | 755.5922
3311 | 614.2696 | 772.8058 | 614.2696 | 772.8058
3312 | 614.2744 | 791.2275 | 614.2744 | 791.2275
3313 | 592.9245 | 805.2038 | 592.9245 | 805.2038
3314 | 592.6935 | 818.3267 | 592.6935 | 818.3267
3315 | 619.8135 | 800.8099 | 619.8135 | 800.8099
3316 | 655.5899 | 776.0019 | 655.5899 | 776.0019
3317 | 663.1222 | 747.9969 | 663.1222 | 747.9969
3318 | 645.0186 | 721.6494 | 645.0186 | 721.6494
3319 | 617.8718 | 705.2646 | 617.8718 | 705.2646
3320 | 604.5073 | 701.6 | 604.5073 | 701.6
3321 | 584.0152 | 707.9834 | 584.0152 | 707.9834
3322 | 553.0805 | 735.8647 | 553.0805 | 735.8647
3323 | 517.1751 | 753.7667 | 517.1751 | 753.7667
3324 | 489.6995 | 772.086 | 489.6995 | 772.086
3325 | 474.5009 | 788.8412 | 474.5009 | 788.8412
3326 | 465.7249 | 797.6424 | 465.7249 | 797.6424
3327 | 461.077 | 786.2894 | 461.077 | 786.2894
3328 | 466.5467 | 782.3821 | 466.5467 | 782.3821
3329 | 475.1994 | 790.9129 | 475.1994 | 790.9129
3330 | 494.4303 | 801.2048 | 494.4303 | 801.2048
3331 | 527.1238 | 799.9471 | 527.1238 | 799.9471
3332 | 568.726 | 798.67 | 568.726 | 798.67
3333 | 595.5229 | 797.5999 | 595.5229 | 797.5999
3334 | 616.8406 | 792.5587 | 616.8406 | 792.5587
3335 | 657.0823 | 779.1069 | 657.0823 | 779.1069
3336 | 643.6667 | 766.6392 | 643.6667 | 766.6392
3337 | 621.3357 | 757.0633 | 621.3357 | 757.0633
3338 | 628.4811 | 743.8617 | 628.4811 | 743.8617
3339 | 652.6287 | 717.8314 | 652.6287 | 717.8314
3340 | 685.5593 | 692.6313 | 685.5593 | 692.6313
3341 | 697.0107 | 663.8422 | 697.0107 | 663.8422
3342 | 671.1259 | 639.203 | 671.1259 | 639.203
3343 | 643.2404 | 622.3701 | 643.2404 | 622.3701
3344 | 621.8492 | 613.2445 | 621.8492 | 613.2445
3345 | 598.9201 | 611.3105 | 598.9201 | 611.3105
3346 | 569.7608 | 623.0609 | 569.7608 | 623.0609
3347 | 530.7397 | 624.6081 | 530.7397 | 624.6081
3348 | 504.1462 | 624.9763 | 504.1462 | 624.9763
3349 | 487.9002 | 627.785 | 487.9002 | 627.785
3350 | 473.8622 | 635.13 | 473.8622 | 635.13
3351 | 470.2764 | 640.4959 | 470.2764 | 640.4959
3352 | 471.4904 | 648.7427 | 471.4904 | 648.7427
3353 | 478.8013 | 660.214 | 478.8013 | 660.214
3354 | 503.5625 | 676.471 | 503.5625 | 676.471
3355 | 530.5327 | 680.4502 | 530.5327 | 680.4502
3356 | 568.1526 | 683.4859 | 568.1526 | 683.4859
3357 | 592.9332 | 681.8836 | 592.9332 | 681.8836
3358 | 623.8361 | 673.2578 | 623.8361 | 673.2578
3359 | 658.9099 | 664.3708 | 658.9099 | 664.3708
3360 | 643.2898 | 661.6768 | 643.2898 | 661.6768
3361 | 617.4201 | 656.1617 | 617.4201 | 656.1617
3362 | 616.7922 | 651.1654 | 616.7922 | 651.1654
3363 | 644.2065 | 638.0454 | 644.2065 | 638.0454
3364 | 680.2962 | 621.4149 | 680.2962 | 621.4149
3365 | 687.7914 | 602.5955 | 687.7914 | 602.5955
3366 | 668.6439 | 586.2177 | 668.6439 | 586.2177
3367 | 644.8913 | 575.798 | 644.8913 | 575.798
3368 | 621.2615 | 572.7774 | 621.2615 | 572.7774
3369 | 590.8916 | 581.5973 | 590.8916 | 581.5973
3370 | 561.5552 | 625.3013 | 561.5552 | 625.3013
3371 | 523.4648 | 637.7984 | 523.4648 | 637.7984
3372 | 499.0313 | 634.918 | 499.0313 | 634.918
3373 | 480.3782 | 638.7909 | 480.3782 | 638.7909
3374 | 470.546 | 655.4335 | 470.546 | 655.4335
3375 | 465.3948 | 667.5766 | 465.3948 | 667.5766
3376 | 462.7697 | 680.7243 | 462.7697 | 680.7243
3377 | 467.8522 | 713.9835 | 467.8522 | 713.9835
3378 | 491.5071 | 749.4237 | 491.5071 | 749.4237
3379 | 524.4269 | 766.3692 | 524.4269 | 766.3692
3380 | 563.1206 | 781.139 | 563.1206 | 781.139
3381 | 589.6099 | 785.1377 | 589.6099 | 785.1377
3382 | 610.5959 | 781.8048 | 610.5959 | 781.8048
3383 | 657.3121 | 782.1875 | 657.3121 | 782.1875
3384 | 649.5888 | 789.4632 | 649.5888 | 789.4632
3385 | 623.8593 | 791.4813 | 623.8593 | 791.4813
3386 | 627.485 | 789.5377 | 627.485 | 789.5377
3387 | 662.1318 | 768.8003 | 662.1318 | 768.8003
3388 | 689.5545 | 762.9517 | 689.5545 | 762.9517
3389 | 697.3287 | 762.3914 | 697.3287 | 762.3914
3390 | 680.3403 | 760.3802 | 680.3403 | 760.3802
3391 | 647.8417 | 760.2383 | 647.8417 | 760.2383
3392 | 615.6114 | 764.1629 | 615.6114 | 764.1629
3393 | 596.4817 | 769.0341 | 596.4817 | 769.0341
3394 | 573.634 | 779.7203 | 573.634 | 779.7203
3395 | 532.7993 | 783.4519 | 532.7993 | 783.4519
3396 | 506.2065 | 787.6287 | 506.2065 | 787.6287
3397 | 478.7185 | 795.7864 | 478.7185 | 795.7864
3398 | 465.7404 | 808.9004 | 465.7404 | 808.9004
3399 | 462.9199 | 825.9723 | 462.9199 | 825.9723
3400 | 466.4934 | 849.6779 | 466.4934 | 849.6779
3401 | 473.1994 | 870.5869 | 473.1994 | 870.5869
3402 | 492.1582 | 887.6559 | 492.1582 | 887.6559
3403 | 519.124 | 892.6993 | 519.124 | 892.6993
3404 | 554.2162 | 905.8448 | 554.2162 | 905.8448
3405 | 575.9393 | 915.7806 | 575.9393 | 915.7806
3406 | 595.3592 | 923.4256 | 595.3592 | 923.4256
3407 | 637.7656 | 935.0662 | 637.7656 | 935.0662
3408 | 632.0898 | 957.0166 | 632.0898 | 957.0166
3409 | 614.3045 | 979.3102 | 614.3045 | 979.3102
3410 | 622.1905 | 1003.5231 | 622.1905 | 1003.5231
3411 | 649.7092 | 968.5873 | 649.7092 | 968.5873
3412 | 679.0623 | 930.757 | 679.0623 | 930.757
3413 | 685.4696 | 905.5245 | 685.4696 | 905.5245
3414 | 663.412 | 883.1817 | 663.412 | 883.1817
3415 | 635.1895 | 867.6931 | 635.1895 | 867.6931
3416 | 609.2167 | 864.1124 | 609.2167 | 864.1124
3417 | 595.5915 | 883.9942 | 595.5915 | 883.9942
3418 | 575.984 | 948.7019 | 575.984 | 948.7019
3419 | 542.7737 | 947.7846 | 542.7737 | 947.7846
3420 | 508.7012 | 899.4243 | 508.7012 | 899.4243
3421 | 486.6838 | 871.5677 | 486.6838 | 871.5677
3422 | 474.4418 | 858.105 | 474.4418 | 858.105
3423 | 471.1633 | 847.7041 | 471.1633 | 847.7041
3424 | 468.053 | 860.8798 | 468.053 | 860.8798
3425 | 474.8313 | 878.4843 | 474.8313 | 878.4843
3426 | 492.2012 | 889.5883 | 492.2012 | 889.5883
3427 | 513.345 | 885.138 | 513.345 | 885.138
3428 | 540.9112 | 878.7641 | 540.9112 | 878.7641
3429 | 562.8717 | 862.6553 | 562.8717 | 862.6553
3430 | 584.6337 | 831.7935 | 584.6337 | 831.7935
3431 | 618.7245 | 821.8424 | 618.7245 | 821.8424
3432 | 615.3899 | 823.3492 | 615.3899 | 823.3492
3433 | 599.1878 | 821.6146 | 599.1878 | 821.6146
3434 | 601.6656 | 817.5146 | 601.6656 | 817.5146
3435 | 627.4106 | 798.4295 | 627.4106 | 798.4295
3436 | 656.3848 | 766.7603 | 656.3848 | 766.7603
3437 | 664.0405 | 731.166 | 664.0405 | 731.166
3438 | 647.2297 | 695.9969 | 647.2297 | 695.9969
3439 | 618.3768 | 667.0659 | 618.3768 | 667.0659
3440 | 596.9008 | 647.3265 | 596.9008 | 647.3265
3441 | 579.8319 | 638.0832 | 579.8319 | 638.0832
3442 | 561.4706 | 639.8639 | 561.4706 | 639.8639
3443 | 531.6152 | 631.0212 | 531.6152 | 631.0212
3444 | 508.5972 | 622.0357 | 508.5972 | 622.0357
3445 | 484.754 | 617.3952 | 484.754 | 617.3952
3446 | 473.8659 | 616.7588 | 473.8659 | 616.7588
3447 | 466.8389 | 612.2669 | 466.8389 | 612.2669
3448 | 467.7557 | 611.6362 | 467.7557 | 611.6362
3449 | 478.8441 | 620.6151 | 478.8441 | 620.6151
3450 | 491.4355 | 633.0914 | 491.4355 | 633.0914
3451 | 506.3738 | 638.5828 | 506.3738 | 638.5828
3452 | 530.6471 | 646.3794 | 530.6471 | 646.3794
3453 | 553.6303 | 643.2929 | 553.6303 | 643.2929
3454 | 574.7391 | 637.8036 | 574.7391 | 637.8036
3455 | 602.9842 | 633.2294 | 602.9842 | 633.2294
3456 | 603.9873 | 633.784 | 603.9873 | 633.784
3457 | 588.1057 | 631.8814 | 588.1057 | 631.8814
3458 | 598.8227 | 626.9412 | 598.8227 | 626.9412
3459 | 626.1701 | 616.2856 | 626.1701 | 616.2856
3460 | 659.9111 | 607.3564 | 659.9111 | 607.3564
3461 | 670.3622 | 604.2758 | 670.3622 | 604.2758
3462 | 655.4279 | 601.1163 | 655.4279 | 601.1163
3463 | 630.8634 | 593.9171 | 630.8634 | 593.9171
3464 | 611.6527 | 587.9561 | 611.6527 | 587.9561
3465 | 592.9689 | 592.8552 | 592.9689 | 592.8552
3466 | 576.9234 | 614.7995 | 576.9234 | 614.7995
3467 | 539.0415 | 600.1878 | 539.0415 | 600.1878
3468 | 509.6234 | 577.956 | 509.6234 | 577.956
3469 | 483.2654 | 575.4438 | 483.2654 | 575.4438
3470 | 473.777 | 580.8565 | 473.777 | 580.8565
3471 | 467.3255 | 585.1302 | 467.3255 | 585.1302
3472 | 468.7361 | 598.978 | 468.7361 | 598.978
3473 | 471.1266 | 624.5638 | 471.1266 | 624.5638
3474 | 489.968 | 643.5372 | 489.968 | 643.5372
3475 | 517.7215 | 654.0415 | 517.7215 | 654.0415
3476 | 547.5236 | 662.1181 | 547.5236 | 662.1181
3477 | 563.2092 | 670.9057 | 563.2092 | 670.9057
3478 | 595.0425 | 694.4575 | 595.0425 | 694.4575
3479 | 628.8315 | 714.1636 | 628.8315 | 714.1636
3480 | 621.083 | 733.3414 | 621.083 | 733.3414
3481 | 599.4076 | 763.3644 | 599.4076 | 763.3644
3482 | 605.6928 | 805.6685 | 605.6928 | 805.6685
3483 | 638.4023 | 777.7899 | 638.4023 | 777.7899
3484 | 671.8346 | 736.7671 | 671.8346 | 736.7671
3485 | 685.1041 | 710.5544 | 685.1041 | 710.5544
3486 | 666.2378 | 688.1276 | 666.2378 | 688.1276
3487 | 633.1121 | 673.7031 | 633.1121 | 673.7031
3488 | 611.5605 | 668.1621 | 611.5605 | 668.1621
3489 | 596.8691 | 678.6623 | 596.8691 | 678.6623
3490 | 568.5613 | 726.0349 | 568.5613 | 726.0349
3491 | 533.9104 | 751.2182 | 533.9104 | 751.2182
3492 | 502.092 | 755.9552 | 502.092 | 755.9552
3493 | 478.7014 | 753.8071 | 478.7014 | 753.8071
3494 | 467.1814 | 745.1332 | 467.1814 | 745.1332
3495 | 461.5686 | 731.3998 | 461.5686 | 731.3998
3496 | 461.5414 | 734.9138 | 461.5414 | 734.9138
3497 | 471.7711 | 749.1576 | 471.7711 | 749.1576
3498 | 495.8604 | 766.7308 | 495.8604 | 766.7308
3499 | 535.5378 | 773.3704 | 535.5378 | 773.3704
3500 | 573.705 | 780.9989 | 573.705 | 780.9989
3501 | 600.0994 | 784.7737 | 600.0994 | 784.7737
3502 | 627.3453 | 790.0662 | 627.3453 | 790.0662
3503 | 664.2124 | 802.547 | 664.2124 | 802.547
3504 | 659.1958 | 841.1603 | 659.1958 | 841.1603
3505 | 626.0953 | 884.0096 | 626.0953 | 884.0096
3506 | 634.7131 | 904.8338 | 634.7131 | 904.8338
3507 | 670.9234 | 853.2911 | 670.9234 | 853.2911
3508 | 700.6503 | 791.7967 | 700.6503 | 791.7967
3509 | 711.8549 | 755.5582 | 711.8549 | 755.5582
3510 | 693.9126 | 729.6028 | 693.9126 | 729.6028
3511 | 662.2417 | 717.7548 | 662.2417 | 717.7548
3512 | 639.4745 | 719.4111 | 639.4745 | 719.4111
3513 | 621.6973 | 752.7072 | 621.6973 | 752.7072
3514 | 591.6289 | 839.2028 | 591.6289 | 839.2028
3515 | 547.4463 | 860.9414 | 547.4463 | 860.9414
3516 | 516.1462 | 849.0435 | 516.1462 | 849.0435
3517 | 491.6635 | 840.7343 | 491.6635 | 840.7343
3518 | 480.0061 | 845.2508 | 480.0061 | 845.2508
3519 | 470.9621 | 850.4206 | 470.9621 | 850.4206
3520 | 470.673 | 865.1646 | 470.673 | 865.1646
3521 | 476.6255 | 892.4027 | 476.6255 | 892.4027
3522 | 497.144 | 918.0973 | 497.144 | 918.0973
3523 | 538.6574 | 927.9015 | 538.6574 | 927.9015
3524 | 574.4364 | 935.8661 | 574.4364 | 935.8661
3525 | 598.7017 | 936.7283 | 598.7017 | 936.7283
3526 | 615.4888 | 935.4117 | 615.4888 | 935.4117
3527 | 652.5655 | 929.2132 | 652.5655 | 929.2132
3528 | 651.7987 | 926.7993 | 651.7987 | 926.7993
3529 | 621.0515 | 925.7649 | 621.0515 | 925.7649
3530 | 632.705 | 922.2249 | 632.705 | 922.2249
3531 | 663.7728 | 862.8128 | 663.7728 | 862.8128
3532 | 696.5659 | 799.302 | 696.5659 | 799.302
3533 | 706.2403 | 761.3833 | 706.2403 | 761.3833
3534 | 690.8805 | 735.1198 | 690.8805 | 735.1198
3535 | 658.0814 | 721.6755 | 658.0814 | 721.6755
3536 | 633.6595 | 717.4227 | 633.6595 | 717.4227
3537 | 611.1562 | 726.5787 | 611.1562 | 726.5787
3538 | 588.2679 | 771.2909 | 588.2679 | 771.2909
3539 | 550.2347 | 791.5733 | 550.2347 | 791.5733
3540 | 519.8938 | 793.1457 | 519.8938 | 793.1457
3541 | 494.7348 | 789.2333 | 494.7348 | 789.2333
3542 | 482.5752 | 782.2397 | 482.5752 | 782.2397
3543 | 478.0913 | 784.8331 | 478.0913 | 784.8331
3544 | 478.6721 | 798.821 | 478.6721 | 798.821
3545 | 488.1364 | 827.7674 | 488.1364 | 827.7674
3546 | 507.3337 | 855.7584 | 507.3337 | 855.7584
3547 | 544.2794 | 863.2102 | 544.2794 | 863.2102
3548 | 588.8893 | 864.7896 | 588.8893 | 864.7896
3549 | 615.3667 | 871.0288 | 615.3667 | 871.0288
3550 | 630.1243 | 876.9655 | 630.1243 | 876.9655
3551 | 666.6715 | 875.7799 | 666.6715 | 875.7799
3552 | 658.109 | 885.9681 | 658.109 | 885.9681
3553 | 631.0687 | 912.3505 | 631.0687 | 912.3505
3554 | 636.5528 | 929.6742 | 636.5528 | 929.6742
3555 | 666.3411 | 900.8434 | 666.3411 | 900.8434
3556 | 691.3425 | 876.3715 | 691.3425 | 876.3715
3557 | 701.7211 | 858.8683 | 701.7211 | 858.8683
3558 | 690.6207 | 840.5583 | 690.6207 | 840.5583
3559 | 654.3629 | 830.4746 | 654.3629 | 830.4746
3560 | 631.2649 | 828.3502 | 631.2649 | 828.3502
3561 | 609.5385 | 826.7242 | 609.5385 | 826.7242
3562 | 589.1291 | 836.5703 | 589.1291 | 836.5703
3563 | 553.4821 | 842.4582 | 553.4821 | 842.4582
3564 | 523.0675 | 841.4542 | 523.0675 | 841.4542
3565 | 499.2876 | 840.6503 | 499.2876 | 840.6503
3566 | 487.2059 | 845.3628 | 487.2059 | 845.3628
3567 | 479.7679 | 848.0682 | 479.7679 | 848.0682
3568 | 477.0309 | 857.6593 | 477.0309 | 857.6593
3569 | 483.2399 | 873.0793 | 483.2399 | 873.0793
3570 | 499.6788 | 886.2277 | 499.6788 | 886.2277
3571 | 531.5759 | 890.683 | 531.5759 | 890.683
3572 | 566.3874 | 903.3244 | 566.3874 | 903.3244
3573 | 586.6017 | 911.4398 | 586.6017 | 911.4398
3574 | 610.2302 | 912.1116 | 610.2302 | 912.1116
3575 | 650.1366 | 908.0415 | 650.1366 | 908.0415
3576 | 644.0375 | 906.8318 | 644.0375 | 906.8318
3577 | 623.1661 | 907.8977 | 623.1661 | 907.8977
3578 | 633.4213 | 906.4861 | 633.4213 | 906.4861
3579 | 666.0263 | 899.7512 | 666.0263 | 899.7512
3580 | 692.0857 | 866.5698 | 692.0857 | 866.5698
3581 | 694.4745 | 836.9405 | 694.4745 | 836.9405
3582 | 677.8789 | 815.5499 | 677.8789 | 815.5499
3583 | 654.6796 | 801.3214 | 654.6796 | 801.3214
3584 | 628.6553 | 800.1492 | 628.6553 | 800.1492
3585 | 604.7584 | 805.6645 | 604.7584 | 805.6645
3586 | 583.9579 | 819.7113 | 583.9579 | 819.7113
3587 | 554.4879 | 831.3963 | 554.4879 | 831.3963
3588 | 528.9962 | 845.5989 | 528.9962 | 845.5989
3589 | 505.9562 | 865.3786 | 505.9562 | 865.3786
3590 | 492.9049 | 889.4425 | 492.9049 | 889.4425
3591 | 486.305 | 905.5063 | 486.305 | 905.5063
3592 | 484.5896 | 922.9947 | 484.5896 | 922.9947
3593 | 492.7989 | 941.9994 | 492.7989 | 941.9994
3594 | 508.5551 | 951.7312 | 508.5551 | 951.7312
3595 | 530.8378 | 941.6519 | 530.8378 | 941.6519
3596 | 557.6849 | 943.1193 | 557.6849 | 943.1193
3597 | 572.6692 | 948.5463 | 572.6692 | 948.5463
3598 | 598.6614 | 956.6954 | 598.6614 | 956.6954
3599 | 631.4802 | 947.3884 | 631.4802 | 947.3884
3600 | 634.8055 | 923.5227 | 634.8055 | 923.5227
3601 | 613.3582 | 910.9223 | 613.3582 | 910.9223
3602 | 621.7979 | 907.4663 | 621.7979 | 907.4663
3603 | 651.5172 | 873.9587 | 651.5172 | 873.9587
3604 | 677.4139 | 833.1039 | 677.4139 | 833.1039
3605 | 682.1852 | 802.3264 | 682.1852 | 802.3264
3606 | 667.0817 | 776.231 | 667.0817 | 776.231
3607 | 638.3585 | 763.7949 | 638.3585 | 763.7949
3608 | 622.3273 | 760.6903 | 622.3273 | 760.6903
3609 | 599.4509 | 761.8088 | 599.4509 | 761.8088
3610 | 578.1459 | 772.215 | 578.1459 | 772.215
3611 | 549.6493 | 772.922 | 549.6493 | 772.922
3612 | 523.106 | 775.1105 | 523.106 | 775.1105
3613 | 500.9494 | 780.9438 | 500.9494 | 780.9438
3614 | 490.2009 | 792.0975 | 490.2009 | 792.0975
3615 | 481.0892 | 801.8041 | 481.0892 | 801.8041
3616 | 475.1075 | 816.6601 | 475.1075 | 816.6601
3617 | 480.654 | 841.0417 | 480.654 | 841.0417
3618 | 494.5384 | 874.6337 | 494.5384 | 874.6337
3619 | 516.8153 | 900.2327 | 516.8153 | 900.2327
3620 | 540.6977 | 936.1741 | 540.6977 | 936.1741
3621 | 559.3576 | 975.375 | 559.3576 | 975.375
3622 | 583.1792 | 1003.4356 | 583.1792 | 1003.4356
3623 | 622.171 | 1015.6364 | 622.171 | 1015.6364
3624 | 622.8512 | 1028.065 | 622.8512 | 1028.065
3625 | 604.4213 | 1035.236 | 604.4213 | 1035.236
3626 | 612.838 | 1022.2584 | 612.838 | 1022.2584
3627 | 641.4381 | 953.0726 | 641.4381 | 953.0726
3628 | 673.5113 | 894.0706 | 673.5113 | 894.0706
3629 | 684.3849 | 865.7015 | 684.3849 | 865.7015
3630 | 661.1449 | 841.2584 | 661.1449 | 841.2584
3631 | 633.7445 | 822.8852 | 633.7445 | 822.8852
3632 | 619.7909 | 819.8087 | 619.7909 | 819.8087
3633 | 599.7695 | 836.0218 | 599.7695 | 836.0218
3634 | 578.6384 | 884.8508 | 578.6384 | 884.8508
3635 | 544.3568 | 916.1671 | 544.3568 | 916.1671
3636 | 519.4957 | 821.5989 | 519.4957 | 821.5989
3637 | 502.0538 | 835.4518 | 502.0538 | 835.4518
3638 | 487.3339 | 841.0098 | 487.3339 | 841.0098
3639 | 483.9572 | 852.0284 | 483.9572 | 852.0284
3640 | 481.5979 | 866.8132 | 481.5979 | 866.8132
3641 | 491.8518 | 883.268 | 491.8518 | 883.268
3642 | 505.2174 | 902.223 | 505.2174 | 902.223
3643 | 534.6342 | 902.2665 | 534.6342 | 902.2665
3644 | 567.449 | 898.6774 | 567.449 | 898.6774
3645 | 592.2855 | 888.4373 | 592.2855 | 888.4373
3646 | 613.925 | 883.7225 | 613.925 | 883.7225
3647 | 653.8382 | 887.7135 | 653.8382 | 887.7135
3648 | 643.982 | 894.1712 | 643.982 | 894.1712
3649 | 625.8815 | 907.4708 | 625.8815 | 907.4708
3650 | 637.9265 | 912.0707 | 637.9265 | 912.0707
3651 | 668.3286 | 897.2665 | 668.3286 | 897.2665
3652 | 692.7397 | 847 | 692.7397 | 847
3653 | 705.5861 | 806.9418 | 705.5861 | 806.9418
3654 | 686.6594 | 772.2176 | 686.6594 | 772.2176
3655 | 657.7473 | 745.2575 | 657.7473 | 745.2575
3656 | 638.3443 | 734.0076 | 638.3443 | 734.0076
3657 | 617.7019 | 752.1651 | 617.7019 | 752.1651
3658 | 589.4621 | 798.5412 | 589.4621 | 798.5412
3659 | 554.7214 | 801.8479 | 554.7214 | 801.8479
3660 | 521.7503 | 782.3307 | 521.7503 | 782.3307
3661 | 498.3072 | 784.103 | 498.3072 | 784.103
3662 | 486.7073 | 789.4888 | 486.7073 | 789.4888
3663 | 483.2507 | 800.409 | 483.2507 | 800.409
3664 | 481.7294 | 814.5787 | 481.7294 | 814.5787
3665 | 493.1149 | 833.4446 | 493.1149 | 833.4446
3666 | 512.2596 | 861.6262 | 512.2596 | 861.6262
3667 | 548.1777 | 874.267 | 548.1777 | 874.267
3668 | 589.4424 | 880.372 | 589.4424 | 880.372
3669 | 613.442 | 878.8171 | 613.442 | 878.8171
3670 | 637.7154 | 872.0848 | 637.7154 | 872.0848
3671 | 675.1904 | 851.5209 | 675.1904 | 851.5209
3672 | 667.4556 | 822.6716 | 667.4556 | 822.6716
3673 | 636.5896 | 818.4777 | 636.5896 | 818.4777
3674 | 649.8394 | 805.7809 | 649.8394 | 805.7809
3675 | 682.3632 | 784.0383 | 682.3632 | 784.0383
3676 | 703.9606 | 747.1811 | 703.9606 | 747.1811
3677 | 716.4991 | 712.0191 | 716.4991 | 712.0191
3678 | 704.4372 | 672.7185 | 704.4372 | 672.7185
3679 | 669.5602 | 643.9377 | 669.5602 | 643.9377
3680 | 646.6153 | 630.9656 | 646.6153 | 630.9656
3681 | 624.5075 | 629.8334 | 624.5075 | 629.8334
3682 | 594.552 | 634.8008 | 594.552 | 634.8008
3683 | 557.3631 | 632.1286 | 557.3631 | 632.1286
3684 | 525.0274 | 631.5074 | 525.0274 | 631.5074
3685 | 502.6643 | 636.3798 | 502.6643 | 636.3798
3686 | 491.0997 | 635.0241 | 491.0997 | 635.0241
3687 | 486.3521 | 637.8988 | 486.3521 | 637.8988
3688 | 486.217 | 642.0792 | 486.217 | 642.0792
3689 | 496.5298 | 649.8486 | 496.5298 | 649.8486
3690 | 516.5284 | 671.0427 | 516.5284 | 671.0427
3691 | 551.9804 | 683.8311 | 551.9804 | 683.8311
3692 | 593.2889 | 696.1117 | 593.2889 | 696.1117
3693 | 622.9268 | 703.6112 | 622.9268 | 703.6112
3694 | 640.9879 | 709.3777 | 640.9879 | 709.3777
3695 | 679.555 | 711.671 | 679.555 | 711.671
3696 | 673.9519 | 712.2729 | 673.9519 | 712.2729
3697 | 646.1287 | 722.3494 | 646.1287 | 722.3494
3698 | 660.1966 | 725.9159 | 660.1966 | 725.9159
3699 | 687.9368 | 732.7141 | 687.9368 | 732.7141
3700 | 702.7449 | 735.814 | 702.7449 | 735.814
3701 | 714.0004 | 738.8622 | 714.0004 | 738.8622
3702 | 703.7798 | 735.7297 | 703.7798 | 735.7297
3703 | 672.7806 | 733.1276 | 672.7806 | 733.1276
3704 | 648.8575 | 732.6298 | 648.8575 | 732.6298
3705 | 628.5712 | 733.6382 | 628.5712 | 733.6382
3706 | 595.3796 | 745.3225 | 595.3796 | 745.3225
3707 | 559.2569 | 751.4832 | 559.2569 | 751.4832
3708 | 527.3491 | 753.1748 | 527.3491 | 753.1748
3709 | 502.772 | 767.4214 | 502.772 | 767.4214
3710 | 490.2563 | 793.081 | 490.2563 | 793.081
3711 | 501.2659 | 816.131 | 501.2659 | 816.131
3712 | 501.1849 | 838.8383 | 501.1849 | 838.8383
3713 | 511.1658 | 867.7674 | 511.1658 | 867.7674
3714 | 531.7994 | 900.3039 | 531.7994 | 900.3039
3715 | 566.1406 | 908.1469 | 566.1406 | 908.1469
3716 | 607.4405 | 908.3469 | 607.4405 | 908.3469
3717 | 621.8877 | 901.7236 | 621.8877 | 901.7236
3718 | 640.9283 | 892.4816 | 640.9283 | 892.4816
3719 | 674.7484 | 882.3498 | 674.7484 | 882.3498
3720 | 665.8154 | 878.0309 | 665.8154 | 878.0309
3721 | 647.5788 | 884.023 | 647.5788 | 884.023
3722 | 653.3184 | 878.8797 | 653.3184 | 878.8797
3723 | 686.179 | 854.3569 | 686.179 | 854.3569
3724 | 704.3868 | 821.5347 | 704.3868 | 821.5347
3725 | 707.2328 | 796.485 | 707.2328 | 796.485
3726 | 698.6493 | 767.5428 | 698.6493 | 767.5428
3727 | 667.9761 | 743.855 | 667.9761 | 743.855
3728 | 637.4215 | 739.1253 | 637.4215 | 739.1253
3729 | 617.5653 | 746.9737 | 617.5653 | 746.9737
3730 | 594.3063 | 761.2906 | 594.3063 | 761.2906
3731 | 560.882 | 758.9629 | 560.882 | 758.9629
3732 | 532.5891 | 759.5965 | 532.5891 | 759.5965
3733 | 508.6991 | 770.054 | 508.6991 | 770.054
3734 | 496.6367 | 775.3907 | 496.6367 | 775.3907
3735 | 489.8973 | 782.7678 | 489.8973 | 782.7678
3736 | 488.5857 | 781.2647 | 488.5857 | 781.2647
3737 | 497.4111 | 774.7638 | 497.4111 | 774.7638
3738 | 513.2384 | 786.559 | 513.2384 | 786.559
3739 | 542.3072 | 794.5743 | 542.3072 | 794.5743
3740 | 578.8379 | 794.9465 | 578.8379 | 794.9465
3741 | 601.6068 | 794.3266 | 601.6068 | 794.3266
3742 | 625.3346 | 797.8049 | 625.3346 | 797.8049
3743 | 662.2304 | 796.506 | 662.2304 | 796.506
3744 | 656.9533 | 797.2801 | 656.9533 | 797.2801
3745 | 636.2026 | 802.5588 | 636.2026 | 802.5588
3746 | 646.8191 | 799.3592 | 646.8191 | 799.3592
3747 | 683.1794 | 792.3545 | 683.1794 | 792.3545
3748 | 699.5847 | 781.1102 | 699.5847 | 781.1102
3749 | 708.9129 | 782.5099 | 708.9129 | 782.5099
3750 | 691.6998 | 789.3667 | 691.6998 | 789.3667
3751 | 656.897 | 802.0192 | 656.897 | 802.0192
3752 | 633.2337 | 819.2363 | 633.2337 | 819.2363
3753 | 613.7871 | 834.8104 | 613.7871 | 834.8104
3754 | 590.2488 | 852.9656 | 590.2488 | 852.9656
3755 | 559.196 | 864.1947 | 559.196 | 864.1947
3756 | 530.3355 | 874.2271 | 530.3355 | 874.2271
3757 | 510.529 | 888.7197 | 510.529 | 888.7197
3758 | 495.9617 | 899.174 | 495.9617 | 899.174
3759 | 490.2016 | 913.2435 | 490.2016 | 913.2435
3760 | 487.3132 | 927.8315 | 487.3132 | 927.8315
3761 | 495.2503 | 945.7378 | 495.2503 | 945.7378
3762 | 506.1643 | 975.1004 | 506.1643 | 975.1004
3763 | 530.3234 | 993.2526 | 530.3234 | 993.2526
3764 | 555.2623 | 1011.1921 | 555.2623 | 1011.1921
3765 | 578.0826 | 1028.3856 | 578.0826 | 1028.3856
3766 | 602.764 | 1054.8442 | 602.764 | 1054.8442
3767 | 634.5559 | 1081.4218 | 634.5559 | 1081.4218
3768 | 626.8909 | 1099.96 | 626.8909 | 1099.96
3769 | 616.1175 | 1120.4195 | 616.1175 | 1120.4195
3770 | 625.9084 | 1119.5326 | 625.9084 | 1119.5326
3771 | 653.4507 | 1068.585 | 653.4507 | 1068.585
3772 | 681.6172 | 976.3685 | 681.6172 | 976.3685
3773 | 687.5566 | 921.8184 | 687.5566 | 921.8184
3774 | 662.2554 | 881.3861 | 662.2554 | 881.3861
3775 | 645.0285 | 848.7916 | 645.0285 | 848.7916
3776 | 621.6396 | 831.5138 | 621.6396 | 831.5138
3777 | 603.667 | 822.4837 | 603.667 | 822.4837
3778 | 583.5615 | 813.968 | 583.5615 | 813.968
3779 | 554.5487 | 794.9587 | 554.5487 | 794.9587
3780 | 524.8174 | 777.902 | 524.8174 | 777.902
3781 | 502.5039 | 775.2455 | 502.5039 | 775.2455
3782 | 490.0021 | 769.6825 | 490.0021 | 769.6825
3783 | 486.7633 | 772.8278 | 486.7633 | 772.8278
3784 | 484.7306 | 786.0379 | 484.7306 | 786.0379
3785 | 491.1674 | 801.8283 | 491.1674 | 801.8283
3786 | 503.5636 | 828.6813 | 503.5636 | 828.6813
3787 | 530.3486 | 841.2237 | 530.3486 | 841.2237
3788 | 559.6948 | 845.4095 | 559.6948 | 845.4095
3789 | 578.3826 | 841.0498 | 578.3826 | 841.0498
3790 | 600.9355 | 830.4546 | 600.9355 | 830.4546
3791 | 636.0675 | 815.525 | 636.0675 | 815.525
3792 | 634.0348 | 799.8636 | 634.0348 | 799.8636
3793 | 620.2038 | 788.9281 | 620.2038 | 788.9281
3794 | 628.0718 | 770.0065 | 628.0718 | 770.0065
3795 | 663.0446 | 750.8966 | 663.0446 | 750.8966
3796 | 689.0659 | 729.7367 | 689.0659 | 729.7367
3797 | 695.3323 | 713.1263 | 695.3323 | 713.1263
3798 | 676.0513 | 694.7392 | 676.0513 | 694.7392
3799 | 645.6746 | 678.3342 | 645.6746 | 678.3342
3800 | 629.9892 | 665.3867 | 629.9892 | 665.3867
3801 | 614.9189 | 650.1318 | 614.9189 | 650.1318
3802 | 589.6738 | 644.0027 | 589.6738 | 644.0027
3803 | 558.2019 | 638.7963 | 558.2019 | 638.7963
3804 | 528.8998 | 642.4317 | 528.8998 | 642.4317
3805 | 503.9308 | 664.0595 | 503.9308 | 664.0595
3806 | 492.4506 | 698.5766 | 492.4506 | 698.5766
3807 | 485.9963 | 746.5998 | 485.9963 | 746.5998
3808 | 485.481 | 795.6581 | 485.481 | 795.6581
3809 | 494.0943 | 844.6149 | 494.0943 | 844.6149
3810 | 509.8662 | 900.5745 | 509.8662 | 900.5745
3811 | 539.9186 | 940.4767 | 539.9186 | 940.4767
3812 | 575.8201 | 972.6866 | 575.8201 | 972.6866
3813 | 598.7542 | 998.467 | 598.7542 | 998.467
3814 | 623.4435 | 1025.1224 | 623.4435 | 1025.1224
3815 | 656.1915 | 1047.788 | 656.1915 | 1047.788
3816 | 651.8546 | 1066.0063 | 651.8546 | 1066.0063
3817 | 630.1528 | 1092.4692 | 630.1528 | 1092.4692
3818 | 640.2394 | 1107.7719 | 640.2394 | 1107.7719
3819 | 673.4102 | 1119.6878 | 673.4102 | 1119.6878
3820 | 697.0283 | 1121.7542 | 697.0283 | 1121.7542
3821 | 701.7808 | 1118.0609 | 701.7808 | 1118.0609
3822 | 686.4502 | 1104.1272 | 686.4502 | 1104.1272
3823 | 656.8438 | 1092.1264 | 656.8438 | 1092.1264
3824 | 638.6687 | 1090.6936 | 638.6687 | 1090.6936
3825 | 615.8055 | 1109.3432 | 615.8055 | 1109.3432
3826 | 587.5258 | 1176.6082 | 587.5258 | 1176.6082
3827 | 554.5871 | 1223.1196 | 554.5871 | 1223.1196
3828 | 522.5 | 1249.0955 | 522.5 | 1249.0955
3829 | 500.6089 | 1259.8483 | 500.6089 | 1259.8483
3830 | 490.0459 | 1259.8212 | 490.0459 | 1259.8212
3831 | 483.8108 | 1257.1599 | 483.8108 | 1257.1599
3832 | 485.2588 | 1254.8449 | 485.2588 | 1254.8449
3833 | 493.0828 | 1267.3137 | 493.0828 | 1267.3137
3834 | 508.6991 | 1289.8609 | 508.6991 | 1289.8609
3835 | 541.0286 | 1300.1398 | 541.0286 | 1300.1398
3836 | 585.6312 | 1304.055 | 585.6312 | 1304.055
3837 | 609.5554 | 1303.6565 | 609.5554 | 1303.6565
3838 | 630.7932 | 1301.722 | 630.7932 | 1301.722
3839 | 664.618 | 1296.6833 | 664.618 | 1296.6833
3840 | 658.5711 | 1290.9864 | 658.5711 | 1290.9864
3841 | 634.8815 | 1291.5657 | 634.8815 | 1291.5657
3842 | 647.9648 | 1286.5208 | 647.9648 | 1286.5208
3843 | 680.1899 | 1265.5656 | 680.1899 | 1265.5656
3844 | 699.6126 | 1201.3732 | 699.6126 | 1201.3732
3845 | 711.8324 | 1143.7722 | 711.8324 | 1143.7722
3846 | 697.3242 | 1107.0059 | 697.3242 | 1107.0059
3847 | 667.3146 | 1089.4691 | 667.3146 | 1089.4691
3848 | 648.7629 | 1082.3282 | 648.7629 | 1082.3282
3849 | 625.3413 | 1082.7953 | 625.3413 | 1082.7953
3850 | 594.6922 | 1088.7715 | 594.6922 | 1088.7715
3851 | 555.7585 | 1087.8954 | 555.7585 | 1087.8954
3852 | 525.5704 | 1089.2671 | 525.5704 | 1089.2671
3853 | 500.84 | 1099.5524 | 500.84 | 1099.5524
3854 | 486.0511 | 1112.1473 | 486.0511 | 1112.1473
3855 | 481.4513 | 1137.3871 | 481.4513 | 1137.3871
3856 | 480.3421 | 1170.9694 | 480.3421 | 1170.9694
3857 | 488.4029 | 1214.218 | 488.4029 | 1214.218
3858 | 510.496 | 1267.3482 | 510.496 | 1267.3482
3859 | 547.5955 | 1302.5018 | 547.5955 | 1302.5018
3860 | 590.7916 | 1327.3059 | 590.7916 | 1327.3059
3861 | 616.4843 | 1341.8913 | 616.4843 | 1341.8913
3862 | 633.0243 | 1351.3977 | 633.0243 | 1351.3977
3863 | 668.1723 | 1356.2252 | 668.1723 | 1356.2252
3864 | 661.8794 | 1353.8746 | 661.8794 | 1353.8746
3865 | 639.5797 | 1350.0989 | 639.5797 | 1350.0989
3866 | 643.8819 | 1321.7293 | 643.8819 | 1321.7293
3867 | 670.9283 | 1282.5917 | 670.9283 | 1282.5917
3868 | 694.1829 | 1248.6623 | 694.1829 | 1248.6623
3869 | 702.8965 | 1220.2419 | 702.8965 | 1220.2419
3870 | 688.3947 | 1193.2187 | 688.3947 | 1193.2187
3871 | 658.5934 | 1172.0898 | 658.5934 | 1172.0898
3872 | 639.7936 | 1162.144 | 639.7936 | 1162.144
3873 | 618.3719 | 1157.7887 | 618.3719 | 1157.7887
3874 | 587.2943 | 1160.1972 | 587.2943 | 1160.1972
3875 | 547.9245 | 1158.46 | 547.9245 | 1158.46
3876 | 517.1041 | 1158.6016 | 517.1041 | 1158.6016
3877 | 493.8956 | 1163.0557 | 493.8956 | 1163.0557
3878 | 480.6211 | 1158.1816 | 480.6211 | 1158.1816
3879 | 472.5597 | 1154.7084 | 472.5597 | 1154.7084
3880 | 473.4694 | 1154.214 | 473.4694 | 1154.214
3881 | 481.7861 | 1160.7533 | 481.7861 | 1160.7533
3882 | 499.7133 | 1181.3076 | 499.7133 | 1181.3076
3883 | 534.1598 | 1190.8975 | 534.1598 | 1190.8975
3884 | 577.1072 | 1195.9937 | 577.1072 | 1195.9937
3885 | 600.1894 | 1199.8271 | 600.1894 | 1199.8271
3886 | 619.501 | 1207.8326 | 619.501 | 1207.8326
3887 | 655.2351 | 1213.5213 | 655.2351 | 1213.5213
3888 | 650.7073 | 1217.617 | 650.7073 | 1217.617
3889 | 628.2866 | 1231.3102 | 628.2866 | 1231.3102
3890 | 640.6616 | 1237.2634 | 640.6616 | 1237.2634
3891 | 669.4489 | 1238.6733 | 669.4489 | 1238.6733
3892 | 690.4076 | 1228.1917 | 690.4076 | 1228.1917
3893 | 691.6105 | 1214.14 | 691.6105 | 1214.14
3894 | 675.4391 | 1194.6704 | 675.4391 | 1194.6704
3895 | 645.916 | 1176.5431 | 645.916 | 1176.5431
3896 | 629.4477 | 1166.2037 | 629.4477 | 1166.2037
3897 | 608.8809 | 1159.6586 | 608.8809 | 1159.6586
3898 | 580.3199 | 1161.1568 | 580.3199 | 1161.1568
3899 | 547.2277 | 1160.7236 | 547.2277 | 1160.7236
3900 | 516.4427 | 1161.2588 | 516.4427 | 1161.2588
3901 | 493.7656 | 1165.27 | 493.7656 | 1165.27
3902 | 478.8219 | 1168.1463 | 478.8219 | 1168.1463
3903 | 471.934 | 1178.4267 | 471.934 | 1178.4267
3904 | 471.5503 | 1193.802 | 471.5503 | 1193.802
3905 | 479.1038 | 1216.8753 | 479.1038 | 1216.8753
3906 | 502.1842 | 1249.7562 | 502.1842 | 1249.7562
3907 | 533.7618 | 1271.0577 | 533.7618 | 1271.0577
3908 | 568.3078 | 1288.5544 | 568.3078 | 1288.5544
3909 | 589.5087 | 1300.9747 | 589.5087 | 1300.9747
3910 | 606.0691 | 1311.416 | 606.0691 | 1311.416
3911 | 642.0176 | 1316.0221 | 642.0176 | 1316.0221
3912 | 641.8208 | 1317.0176 | 641.8208 | 1317.0176
3913 | 622.191 | 1324.2154 | 622.191 | 1324.2154
3914 | 631.1943 | 1318.2847 | 631.1943 | 1318.2847
3915 | 663.8069 | 1289.5546 | 663.8069 | 1289.5546
3916 | 686.7139 | 1229.6433 | 686.7139 | 1229.6433
3917 | 691.0018 | 1169.9264 | 691.0018 | 1169.9264
3918 | 669.8614 | 1127.6734 | 669.8614 | 1127.6734
3919 | 640.7422 | 1103.9856 | 640.7422 | 1103.9856
3920 | 619.2439 | 1095.1962 | 619.2439 | 1095.1962
3921 | 598.0419 | 1107.055 | 598.0419 | 1107.055
3922 | 577.3144 | 1147.0586 | 577.3144 | 1147.0586
3923 | 549.0696 | 1158.4108 | 549.0696 | 1158.4108
3924 | 520.5658 | 1150.433 | 520.5658 | 1150.433
3925 | 499.2165 | 1135.7697 | 499.2165 | 1135.7697
3926 | 484.1416 | 1127.082 | 484.1416 | 1127.082
3927 | 475.7865 | 1120.5578 | 475.7865 | 1120.5578
3928 | 472.3812 | 1101.3889 | 472.3812 | 1101.3889
3929 | 481.5083 | 1083.4471 | 481.5083 | 1083.4471
3930 | 498.2694 | 1080.6521 | 498.2694 | 1080.6521
3931 | 524.0362 | 1067.4832 | 524.0362 | 1067.4832
3932 | 550.1848 | 1051.5429 | 550.1848 | 1051.5429
3933 | 563.8096 | 1034.3152 | 563.8096 | 1034.3152
3934 | 586.6105 | 1021.604 | 586.6105 | 1021.604
3935 | 617.5156 | 1013.5144 | 617.5156 | 1013.5144
3936 | 618.7322 | 1006.1937 | 618.7322 | 1006.1937
3937 | 605.4794 | 1004.288 | 605.4794 | 1004.288
3938 | 616.1715 | 991.0745 | 616.1715 | 991.0745
3939 | 649.9761 | 971.3741 | 649.9761 | 971.3741
3940 | 674.75 | 949.7468 | 674.75 | 949.7468
3941 | 665.6144 | 931.5125 | 665.6144 | 931.5125
3942 | 640.4076 | 911.3293 | 640.4076 | 911.3293
3943 | 617.5032 | 900.5833 | 617.5032 | 900.5833
3944 | 602.6069 | 898.4862 | 602.6069 | 898.4862
3945 | 593.0979 | 901.3891 | 593.0979 | 901.3891
3946 | 568.8102 | 914.3282 | 568.8102 | 914.3282
3947 | 544.0083 | 921.5223 | 544.0083 | 921.5223
3948 | 516.3709 | 926.0926 | 516.3709 | 926.0926
3949 | 493.7354 | 939.8471 | 493.7354 | 939.8471
3950 | 482.0733 | 953.0816 | 482.0733 | 953.0816
3951 | 474.9234 | 976.2793 | 474.9234 | 976.2793
3952 | 475.0897 | 1003.2923 | 475.0897 | 1003.2923
3953 | 479.2212 | 1037.4128 | 479.2212 | 1037.4128
3954 | 492.08 | 1088.1317 | 492.08 | 1088.1317
3955 | 521.1321 | 1132.1921 | 521.1321 | 1132.1921
3956 | 546.8192 | 1174.6865 | 546.8192 | 1174.6865
3957 | 566.792 | 1213.4824 | 566.792 | 1213.4824
3958 | 589.1139 | 1247.4945 | 589.1139 | 1247.4945
3959 | 627.3185 | 1264.6241 | 627.3185 | 1264.6241
3960 | 624.0156 | 1269.9745 | 624.0156 | 1269.9745
3961 | 609.2319 | 1293.0174 | 609.2319 | 1293.0174
3962 | 622.3235 | 1311.7401 | 622.3235 | 1311.7401
3963 | 659.5365 | 1308.8689 | 659.5365 | 1308.8689
3964 | 676.0978 | 1268.567 | 676.0978 | 1268.567
3965 | 684.2813 | 1224.8428 | 684.2813 | 1224.8428
3966 | 664.0176 | 1185.7883 | 664.0176 | 1185.7883
3967 | 638.7556 | 1166.5292 | 638.7556 | 1166.5292
3968 | 618.3784 | 1163.448 | 618.3784 | 1163.448
3969 | 601.2152 | 1181.9007 | 601.2152 | 1181.9007
3970 | 579.0006 | 1240.2344 | 579.0006 | 1240.2344
3971 | 549.0857 | 1268.9079 | 549.0857 | 1268.9079
3972 | 521.8866 | 1280.6626 | 521.8866 | 1280.6626
3973 | 498.5607 | 1289.4717 | 498.5607 | 1289.4717
3974 | 484.761 | 1289.3954 | 484.761 | 1289.3954
3975 | 477.0136 | 1291.1136 | 477.0136 | 1291.1136
3976 | 476.1221 | 1303.192 | 476.1221 | 1303.192
3977 | 482.8241 | 1323.2635 | 482.8241 | 1323.2635
3978 | 498.7266 | 1352.3554 | 498.7266 | 1352.3554
3979 | 528.2292 | 1362.3882 | 528.2292 | 1362.3882
3980 | 561.895 | 1360.6198 | 561.895 | 1360.6198
3981 | 582.7028 | 1352.2251 | 582.7028 | 1352.2251
3982 | 602.864 | 1350.4873 | 602.864 | 1350.4873
3983 | 639.7055 | 1351.7719 | 639.7055 | 1351.7719
3984 | 634.9288 | 1346.3703 | 634.9288 | 1346.3703
3985 | 614.8952 | 1329.2593 | 614.8952 | 1329.2593
3986 | 619.0296 | 1294.7386 | 619.0296 | 1294.7386
3987 | 656.69 | 1260.1773 | 656.69 | 1260.1773
3988 | 682.7307 | 1193.2538 | 682.7307 | 1193.2538
3989 | 690.9272 | 1138.63 | 690.9272 | 1138.63
3990 | 670.4732 | 1097.5087 | 670.4732 | 1097.5087
3991 | 642.5106 | 1060.1902 | 642.5106 | 1060.1902
3992 | 623.5153 | 1035.2851 | 623.5153 | 1035.2851
3993 | 609.6501 | 1024.6312 | 609.6501 | 1024.6312
3994 | 582.0148 | 1016.5584 | 582.0148 | 1016.5584
3995 | 552.2682 | 991.398 | 552.2682 | 991.398
3996 | 520.0969 | 962.1622 | 520.0969 | 962.1622
3997 | 500.5876 | 951.1404 | 500.5876 | 951.1404
3998 | 484.5041 | 942.7233 | 484.5041 | 942.7233
3999 | 479.017 | 942.4978 | 479.017 | 942.4978
4000 | 478.3818 | 949.926 | 478.3818 | 949.926
4001 | 485.4713 | 966.2331 | 485.4713 | 966.2331
4002 | 505.0914 | 1001.5006 | 505.0914 | 1001.5006
4003 | 539.5983 | 1024.3522 | 539.5983 | 1024.3522
4004 | 583.2027 | 1040.3972 | 583.2027 | 1040.3972
4005 | 607.0695 | 1053.5556 | 607.0695 | 1053.5556
4006 | 618.6913 | 1068.0812 | 618.6913 | 1068.0812
4007 | 653.8575 | 1080.2408 | 653.8575 | 1080.2408
4008 | 647.3288 | 1084.2626 | 647.3288 | 1084.2626
4009 | 624.5695 | 1095.8153 | 624.5695 | 1095.8153
4010 | 627.3256 | 1100.5383 | 627.3256 | 1100.5383
4011 | 664.836 | 1101.3577 | 664.836 | 1101.3577
4012 | 684.2353 | 1088.022 | 684.2353 | 1088.022
4013 | 687.1755 | 1068.8527 | 687.1755 | 1068.8527
4014 | 671.0598 | 1040.4517 | 671.0598 | 1040.4517
4015 | 636.5153 | 1014.9925 | 636.5153 | 1014.9925
4016 | 622.95 | 997.3948 | 622.95 | 997.3948
4017 | 615.237 | 986.5686 | 615.237 | 986.5686
4018 | 589.2381 | 978.1513 | 589.2381 | 978.1513
4019 | 554.1463 | 960.1754 | 554.1463 | 960.1754
4020 | 523.7531 | 954.9532 | 523.7531 | 954.9532
4021 | 500.8468 | 965.8044 | 500.8468 | 965.8044
4022 | 487.6347 | 963.5138 | 487.6347 | 963.5138
4023 | 481.9918 | 944.1709 | 481.9918 | 944.1709
4024 | 481.6812 | 947.8838 | 481.6812 | 947.8838
4025 | 489.8104 | 962.3702 | 489.8104 | 962.3702
4026 | 510.0998 | 989.0755 | 510.0998 | 989.0755
4027 | 541.6261 | 1007.1539 | 541.6261 | 1007.1539
4028 | 584.0619 | 1025.3149 | 584.0619 | 1025.3149
4029 | 603.0745 | 1045.8791 | 603.0745 | 1045.8791
4030 | 624.0304 | 1071.2797 | 624.0304 | 1071.2797
4031 | 661.3745 | 1092.8135 | 661.3745 | 1092.8135
4032 | 656.118 | 1110.0723 | 656.118 | 1110.0723
4033 | 626.0454 | 1132.2786 | 626.0454 | 1132.2786
4034 | 639.9367 | 1144.6289 | 639.9367 | 1144.6289
4035 | 675.2324 | 1157.4551 | 675.2324 | 1157.4551
4036 | 700.9074 | 1162.5725 | 700.9074 | 1162.5725
4037 | 698.9607 | 1163.1357 | 698.9607 | 1163.1357
4038 | 677.1777 | 1157.3213 | 677.1777 | 1157.3213
4039 | 651.1179 | 1150.5858 | 651.1179 | 1150.5858
4040 | 636.6411 | 1149.7189 | 636.6411 | 1149.7189
4041 | 622.5537 | 1151.8099 | 622.5537 | 1151.8099
4042 | 595.3999 | 1169.0301 | 595.3999 | 1169.0301
4043 | 557.122 | 1194.9479 | 557.122 | 1194.9479
4044 | 527.8106 | 1232.66 | 527.8106 | 1232.66
4045 | 503.2032 | 1281.0078 | 503.2032 | 1281.0078
4046 | 487.9588 | 1317.0258 | 487.9588 | 1317.0258
4047 | 479.0661 | 1345.1935 | 479.0661 | 1345.1935
4048 | 478.3784 | 1369.6723 | 478.3784 | 1369.6723
4049 | 487.6388 | 1399.1918 | 487.6388 | 1399.1918
4050 | 506.7104 | 1433.1554 | 506.7104 | 1433.1554
4051 | 538.037 | 1451.0123 | 538.037 | 1451.0123
4052 | 584.1548 | 1466.8604 | 584.1548 | 1466.8604
4053 | 603.5668 | 1454.3814 | 603.5668 | 1454.3814
4054 | 615.6357 | 1409.4634 | 615.6357 | 1409.4634
4055 | 650.9744 | 1365.2303 | 650.9744 | 1365.2303
4056 | 651.9037 | 1336.258 | 651.9037 | 1336.258
4057 | 622.4144 | 1311.0768 | 622.4144 | 1311.0768
4058 | 627.0987 | 1268.6582 | 627.0987 | 1268.6582
4059 | 658.4544 | 1216.3574 | 658.4544 | 1216.3574
4060 | 678.9344 | 1148.8926 | 678.9344 | 1148.8926
4061 | 678.2681 | 1086.5677 | 678.2681 | 1086.5677
4062 | 662.8447 | 1038.7295 | 662.8447 | 1038.7295
4063 | 633.991 | 1008.4232 | 633.991 | 1008.4232
4064 | 614.6859 | 989.7429 | 614.6859 | 989.7429
4065 | 601.4059 | 975.546 | 601.4059 | 975.546
4066 | 579.5281 | 963.8563 | 579.5281 | 963.8563
4067 | 549.5123 | 950.506 | 549.5123 | 950.506
4068 | 516.8504 | 941.3718 | 516.8504 | 941.3718
4069 | 494.803 | 939.0105 | 494.803 | 939.0105
4070 | 478.8489 | 932.734 | 478.8489 | 932.734
4071 | 471.9098 | 934.034 | 471.9098 | 934.034
4072 | 468.5167 | 947.2933 | 468.5167 | 947.2933
4073 | 474.2491 | 973.073 | 474.2491 | 973.073
4074 | 492.6382 | 997.441 | 492.6382 | 997.441
4075 | 518.4554 | 1005.1118 | 518.4554 | 1005.1118
4076 | 558.121 | 1009.8881 | 558.121 | 1009.8881
4077 | 575.6245 | 1014.3612 | 575.6245 | 1014.3612
4078 | 595.3363 | 1025.5407 | 595.3363 | 1025.5407
4079 | 623.6725 | 1036.5685 | 623.6725 | 1036.5685
4080 | 624.2384 | 1041.5006 | 624.2384 | 1041.5006
4081 | 604.1938 | 1038.2663 | 604.1938 | 1038.2663
4082 | 614.9504 | 1022.4448 | 614.9504 | 1022.4448
4083 | 648.3953 | 1007.2469 | 648.3953 | 1007.2469
4084 | 670.9575 | 978.509 | 670.9575 | 978.509
4085 | 673.9556 | 953.8776 | 673.9556 | 953.8776
4086 | 649.0295 | 933.7683 | 649.0295 | 933.7683
4087 | 623.4587 | 920.9309 | 623.4587 | 920.9309
4088 | 603.9021 | 919.1537 | 603.9021 | 919.1537
4089 | 592.2168 | 935.2936 | 592.2168 | 935.2936
4090 | 574.9626 | 971.0653 | 574.9626 | 971.0653
4091 | 546.2051 | 980.7444 | 546.2051 | 980.7444
4092 | 518.8237 | 971.2658 | 518.8237 | 971.2658
4093 | 496.124 | 965.2385 | 496.124 | 965.2385
4094 | 481.051 | 969.6648 | 481.051 | 969.6648
4095 | 475.8101 | 966.6591 | 475.8101 | 966.6591
4096 | 472.65 | 959.1525 | 472.65 | 959.1525
4097 | 480.456 | 958.9994 | 480.456 | 958.9994
4098 | 493.2886 | 976.429 | 493.2886 | 976.429
4099 | 514.9135 | 981.6148 | 514.9135 | 981.6148
4100 | 537.3427 | 983.4386 | 537.3427 | 983.4386
4101 | 550.6467 | 988.1578 | 550.6467 | 988.1578
4102 | 570.7481 | 997.2213 | 570.7481 | 997.2213
4103 | 599.8433 | 1002.0489 | 599.8433 | 1002.0489
4104 | 607.4182 | 1000.1411 | 607.4182 | 1000.1411
4105 | 596.8134 | 996.7591 | 596.8134 | 996.7591
4106 | 606.6143 | 974.5652 | 606.6143 | 974.5652
4107 | 637.5145 | 947.8034 | 637.5145 | 947.8034
4108 | 657.3649 | 905.361 | 657.3649 | 905.361
4109 | 650.0223 | 866.6068 | 650.0223 | 866.6068
4110 | 638.007 | 838.2059 | 638.007 | 838.2059
4111 | 616.8687 | 813.3617 | 616.8687 | 813.3617
4112 | 607.2705 | 798.6181 | 607.2705 | 798.6181
4113 | 588.418 | 797.1907 | 588.418 | 797.1907
4114 | 571.8375 | 797.8277 | 571.8375 | 797.8277
4115 | 545.4698 | 787.3068 | 545.4698 | 787.3068
4116 | 521.4769 | 778.271 | 521.4769 | 778.271
4117 | 499.7472 | 775.2209 | 499.7472 | 775.2209
4118 | 487.9647 | 764.4664 | 487.9647 | 764.4664
4119 | 480.2191 | 755.4819 | 480.2191 | 755.4819
4120 | 475.596 | 745.0474 | 475.596 | 745.0474
4121 | 477.9511 | 741.0561 | 477.9511 | 741.0561
4122 | 489.3185 | 749.5298 | 489.3185 | 749.5298
4123 | 507.8515 | 747.8757 | 507.8515 | 747.8757
4124 | 531.6331 | 745.0493 | 531.6331 | 745.0493
4125 | 547.7897 | 737.7125 | 547.7897 | 737.7125
4126 | 569.1677 | 727.8554 | 569.1677 | 727.8554
4127 | 599.152 | 714.156 | 599.152 | 714.156
4128 | 602.9099 | 693.0571 | 602.9099 | 693.0571
4129 | 591.1004 | 684.0161 | 591.1004 | 684.0161
4130 | 597.6506 | 678.0117 | 597.6506 | 678.0117
4131 | 628.4321 | 679.2002 | 628.4321 | 679.2002
4132 | 649.9109 | 676.0505 | 649.9109 | 676.0505
4133 | 656.1553 | 672.3326 | 656.1553 | 672.3326
4134 | 637.0415 | 665.3865 | 637.0415 | 665.3865
4135 | 618.196 | 661.5296 | 618.196 | 661.5296
4136 | 604.7941 | 664.6732 | 604.7941 | 664.6732
4137 | 593.3792 | 674.9328 | 593.3792 | 674.9328
4138 | 577.1284 | 688.2902 | 577.1284 | 688.2902
4139 | 550.9545 | 697.2557 | 550.9545 | 697.2557
4140 | 526.0893 | 717.4496 | 526.0893 | 717.4496
4141 | 505.3092 | 742.2268 | 505.3092 | 742.2268
4142 | 490.7581 | 759.0289 | 490.7581 | 759.0289
4143 | 485.833 | 772.2619 | 485.833 | 772.2619
4144 | 480.1419 | 794.92 | 480.1419 | 794.92
4145 | 482.0661 | 811.1779 | 482.0661 | 811.1779
4146 | 491.9078 | 821.9151 | 491.9078 | 821.9151
4147 | 509.9452 | 818.9324 | 509.9452 | 818.9324
4148 | 536.8805 | 814.5313 | 536.8805 | 814.5313
4149 | 556.2026 | 815.2647 | 556.2026 | 815.2647
4150 | 577.1284 | 795.9596 | 577.1284 | 795.9596
4151 | 616.0108 | 776.1092 | 616.0108 | 776.1092
4152 | 610.9494 | 760.4231 | 610.9494 | 760.4231
4153 | 594.3924 | 751.1362 | 594.3924 | 751.1362
4154 | 604.6393 | 733.0265 | 604.6393 | 733.0265
4155 | 640.8274 | 720.9288 | 640.8274 | 720.9288
4156 | 662.0906 | 700.9745 | 662.0906 | 700.9745
4157 | 667.0824 | 674.3994 | 667.0824 | 674.3994
4158 | 649.8575 | 654.3885 | 649.8575 | 654.3885
4159 | 624.8673 | 641.8463 | 624.8673 | 641.8463
4160 | 605.7103 | 637.9777 | 605.7103 | 637.9777
4161 | 593.4425 | 646.7365 | 593.4425 | 646.7365
4162 | 578.5404 | 657.3874 | 578.5404 | 657.3874
4163 | 557.3409 | 639.2638 | 557.3409 | 639.2638
4164 | 530.3923 | 645.827 | 530.3923 | 645.827
4165 | 510.9927 | 675.4758 | 510.9927 | 675.4758
4166 | 496.0824 | 707.188 | 496.0824 | 707.188
4167 | 486.2565 | 742.3679 | 486.2565 | 742.3679
4168 | 481.5012 | 775.2859 | 481.5012 | 775.2859
4169 | 485.0971 | 806.7245 | 485.0971 | 806.7245
4170 | 502.36 | 846.7161 | 502.36 | 846.7161
4171 | 524.5098 | 875.3988 | 524.5098 | 875.3988
4172 | 552.7903 | 898.456 | 552.7903 | 898.456
4173 | 574.3494 | 917.1996 | 574.3494 | 917.1996
4174 | 593.702 | 938.1468 | 593.702 | 938.1468
4175 | 626.0024 | 957.7369 | 626.0024 | 957.7369
4176 | 635.4359 | 975.2663 | 635.4359 | 975.2663
4177 | 615.0449 | 997.9155 | 615.0449 | 997.9155
4178 | 617.9661 | 1008.2728 | 617.9661 | 1008.2728
4179 | 650.8019 | 1004.6635 | 650.8019 | 1004.6635
4180 | 673.3236 | 968.6182 | 673.3236 | 968.6182
4181 | 672.3272 | 927.256 | 672.3272 | 927.256
4182 | 662.784 | 885.4458 | 662.784 | 885.4458
4183 | 635.0791 | 855.853 | 635.0791 | 855.853
4184 | 610.5214 | 843.1023 | 610.5214 | 843.1023
4185 | 595.0727 | 840.5431 | 595.0727 | 840.5431
4186 | 584.6265 | 835.4474 | 584.6265 | 835.4474
4187 | 560.6776 | 811.5419 | 560.6776 | 811.5419
4188 | 538.2686 | 793.9931 | 538.2686 | 793.9931
4189 | 515.8353 | 784.9149 | 515.8353 | 784.9149
4190 | 497.5723 | 770.4452 | 497.5723 | 770.4452
4191 | 486.6183 | 760.009 | 486.6183 | 760.009
4192 | 480.9223 | 754.2002 | 480.9223 | 754.2002
4193 | 485.648 | 754.8098 | 485.648 | 754.8098
4194 | 502.8453 | 766.5805 | 502.8453 | 766.5805
4195 | 520.8553 | 767.7312 | 520.8553 | 767.7312
4196 | 547.5694 | 765.2247 | 547.5694 | 765.2247
4197 | 570.6384 | 759.5855 | 570.6384 | 759.5855
4198 | 588.8874 | 757.3557 | 588.8874 | 757.3557
4199 | 615.3865 | 759.0094 | 615.3865 | 759.0094
4200 | 623.7634 | 763.7447 | 623.7634 | 763.7447
4201 | 607.2066 | 780.1444 | 607.2066 | 780.1444
4202 | 611.1264 | 775.6654 | 611.1264 | 775.6654
4203 | 643.2868 | 752.1268 | 643.2868 | 752.1268
4204 | 665.1826 | 728.4573 | 665.1826 | 728.4573
4205 | 663.2993 | 710.5675 | 663.2993 | 710.5675
4206 | 647.72 | 692.1312 | 647.72 | 692.1312
4207 | 625.4292 | 676.4643 | 625.4292 | 676.4643
4208 | 602.8585 | 672.5219 | 602.8585 | 672.5219
4209 | 588.2606 | 687.8746 | 588.2606 | 687.8746
4210 | 568.721 | 712.2546 | 568.721 | 712.2546
4211 | 554.6623 | 727.7156 | 554.6623 | 727.7156
4212 | 537.595 | 740.5775 | 537.595 | 740.5775
4213 | 522.9562 | 753.7169 | 522.9562 | 753.7169
4214 | 507.6183 | 766.1149 | 507.6183 | 766.1149
4215 | 492.9646 | 789.3617 | 492.9646 | 789.3617
4216 | 485.4704 | 814.0128 | 485.4704 | 814.0128
4217 | 485.657 | 834.5764 | 485.657 | 834.5764
4218 | 498.1604 | 853.5314 | 498.1604 | 853.5314
4219 | 514.8983 | 836.2291 | 514.8983 | 836.2291
4220 | 530.9418 | 819.8212 | 530.9418 | 819.8212
4221 | 541.0115 | 815.806 | 541.0115 | 815.806
4222 | 557.6861 | 824.1559 | 557.6861 | 824.1559
4223 | 580.1782 | 824.0135 | 580.1782 | 824.0135
4224 | 583.0001 | 818.4397 | 583.0001 | 818.4397
4225 | 573.955 | 806.4216 | 573.955 | 806.4216
4226 | 583.1611 | 779.7497 | 583.1611 | 779.7497
4227 | 607.7153 | 766.7416 | 607.7153 | 766.7416
4228 | 626.6366 | 734.0179 | 626.6366 | 734.0179
4229 | 623.463 | 702.3497 | 623.463 | 702.3497
4230 | 606.748 | 686.6199 | 606.748 | 686.6199
4231 | 592.5611 | 671.7649 | 592.5611 | 671.7649
4232 | 576.667 | 669.1758 | 576.667 | 669.1758
4233 | 566.5306 | 679.9274 | 566.5306 | 679.9274
4234 | 551.9733 | 696.9508 | 551.9733 | 696.9508
4235 | 541.5979 | 702.1766 | 541.5979 | 702.1766
4236 | 529.0535 | 706.1317 | 529.0535 | 706.1317
4237 | 516.0112 | 711.5208 | 516.0112 | 711.5208
4238 | 501.7668 | 712.1335 | 501.7668 | 712.1335
4239 | 488.4037 | 717.7637 | 488.4037 | 717.7637
4240 | 482.8871 | 727.3571 | 482.8871 | 727.3571
4241 | 483.9667 | 741.1299 | 483.9667 | 741.1299
4242 | 494.0048 | 762.3486 | 494.0048 | 762.3486
4243 | 507.2713 | 767.6574 | 507.2713 | 767.6574
4244 | 524.3196 | 771.2281 | 524.3196 | 771.2281
4245 | 539.3591 | 771.2233 | 539.3591 | 771.2233
4246 | 562.2869 | 769.9038 | 562.2869 | 769.9038
4247 | 595.2893 | 763.1921 | 595.2893 | 763.1921
4248 | 609.0782 | 755.4285 | 609.0782 | 755.4285
4249 | 603.4506 | 753.7196 | 603.4506 | 753.7196
4250 | 614.6426 | 743.6801 | 614.6426 | 743.6801
4251 | 643.8022 | 734.9777 | 643.8022 | 734.9777
4252 | 666.512 | 721.7896 | 666.512 | 721.7896
4253 | 672.3401 | 708.3777 | 672.3401 | 708.3777
4254 | 647.3322 | 693.6074 | 647.3322 | 693.6074
4255 | 619.8725 | 681.582 | 619.8725 | 681.582
4256 | 597.4811 | 676.6062 | 597.4811 | 676.6062
4257 | 579.557 | 680.5425 | 579.557 | 680.5425
4258 | 567.3923 | 687.9949 | 567.3923 | 687.9949
4259 | 554.9098 | 668.5919 | 554.9098 | 668.5919
4260 | 541.8195 | 642.7023 | 541.8195 | 642.7023
4261 | 528.0203 | 638.1021 | 528.0203 | 638.1021
4262 | 512.3562 | 633.8923 | 512.3562 | 633.8923
4263 | 495.3777 | 638.2186 | 495.3777 | 638.2186
4264 | 486.0632 | 652.6836 | 486.0632 | 652.6836
4265 | 485.7411 | 675.9044 | 485.7411 | 675.9044
4266 | 494.4889 | 714.3951 | 494.4889 | 714.3951
4267 | 510.2702 | 743.6438 | 510.2702 | 743.6438
4268 | 525.5299 | 766.8732 | 525.5299 | 766.8732
4269 | 541.2529 | 781.2126 | 541.2529 | 781.2126
4270 | 564.0327 | 789.8578 | 564.0327 | 789.8578
4271 | 599.8487 | 791.5606 | 599.8487 | 791.5606
4272 | 611.0492 | 789.333 | 611.0492 | 789.333
4273 | 606.2378 | 796.1125 | 606.2378 | 796.1125
4274 | 612.1906 | 798.1536 | 612.1906 | 798.1536
4275 | 644.4694 | 800.0556 | 644.4694 | 800.0556
4276 | 665.9886 | 796.6354 | 665.9886 | 796.6354
4277 | 664.4801 | 789.8911 | 664.4801 | 789.8911
4278 | 647.2244 | 775.4407 | 647.2244 | 775.4407
4279 | 621.3328 | 763.0216 | 621.3328 | 763.0216
4280 | 601.171 | 758.3411 | 601.171 | 758.3411
4281 | 580.1964 | 755.7327 | 580.1964 | 755.7327
4282 | 565.3785 | 752.3839 | 565.3785 | 752.3839
4283 | 550.451 | 742.3305 | 550.451 | 742.3305
4284 | 539.7205 | 734.7217 | 539.7205 | 734.7217
4285 | 522.9088 | 733.9106 | 522.9088 | 733.9106
4286 | 506.2182 | 731.3985 | 506.2182 | 731.3985
4287 | 495.3674 | 739.2185 | 495.3674 | 739.2185
4288 | 487.1619 | 753.7573 | 487.1619 | 753.7573
4289 | 486.12 | 775.5511 | 486.12 | 775.5511
4290 | 493.6654 | 809.0718 | 493.6654 | 809.0718
4291 | 509.8408 | 827.4454 | 509.8408 | 827.4454
4292 | 524.1484 | 839.849 | 524.1484 | 839.849
4293 | 534.3432 | 847.25 | 534.3432 | 847.25
4294 | 556.6687 | 858.7247 | 556.6687 | 858.7247
4295 | 588.0924 | 887.0246 | 588.0924 | 887.0246
4296 | 604.3858 | 912.1568 | 604.3858 | 912.1568
4297 | 599.7345 | 934.8798 | 599.7345 | 934.8798
4298 | 611.2164 | 935.543 | 611.2164 | 935.543
4299 | 642.6266 | 925.0692 | 642.6266 | 925.0692
4300 | 660.0082 | 878.0504 | 660.0082 | 878.0504
4301 | 670.7481 | 831.7182 | 670.7481 | 831.7182
4302 | 650.321 | 819.9988 | 650.321 | 819.9988
4303 | 623.1932 | 807.5059 | 623.1932 | 807.5059
4304 | 604.1579 | 805.1874 | 604.1579 | 805.1874
4305 | 589.4802 | 813.208 | 589.4802 | 813.208
4306 | 575.469 | 833.3561 | 575.469 | 833.3561
4307 | 560.5598 | 848.4973 | 560.5598 | 848.4973
4308 | 545.8903 | 872.1604 | 545.8903 | 872.1604
4309 | 529.3257 | 911.4785 | 529.3257 | 911.4785
4310 | 515.2196 | 919.2017 | 515.2196 | 919.2017
4311 | 504.176 | 907.3385 | 504.176 | 907.3385
4312 | 498.3555 | 896.412 | 498.3555 | 896.412
4313 | 499.4839 | 890.6738 | 499.4839 | 890.6738
4314 | 506.6042 | 906.3811 | 506.6042 | 906.3811
4315 | 522.766 | 918.0624 | 522.766 | 918.0624
4316 | 541.5685 | 935.7805 | 541.5685 | 935.7805
4317 | 553.461 | 951.7191 | 553.461 | 951.7191
4318 | 578.6085 | 965.8265 | 578.6085 | 965.8265
4319 | 608.9749 | 975.6241 | 608.9749 | 975.6241
4320 | 623.3814 | 985.4771 | 623.3814 | 985.4771
4321 | 618.7627 | 1001.68 | 618.7627 | 1001.68
4322 | 621.7553 | 1004.656 | 621.7553 | 1004.656
4323 | 649.4447 | 994.6496 | 649.4447 | 994.6496
4324 | 676.8723 | 971.0786 | 676.8723 | 971.0786
4325 | 680.9034 | 945.1432 | 680.9034 | 945.1432
4326 | 663.1537 | 913.1992 | 663.1537 | 913.1992
4327 | 636.9634 | 886.9772 | 636.9634 | 886.9772
4328 | 610.8976 | 871.6185 | 610.8976 | 871.6185
4329 | 589.283 | 861.3582 | 589.283 | 861.3582
4330 | 579.6095 | 854.8109 | 579.6095 | 854.8109
4331 | 561.4503 | 836.3182 | 561.4503 | 836.3182
4332 | 547.4375 | 820.2457 | 547.4375 | 820.2457
4333 | 532.4424 | 814.0954 | 532.4424 | 814.0954
4334 | 517.9669 | 805.4815 | 517.9669 | 805.4815
4335 | 508.3955 | 800.163 | 508.3955 | 800.163
4336 | 499.2562 | 797.8971 | 499.2562 | 797.8971
4337 | 502.0768 | 800.1306 | 502.0768 | 800.1306
4338 | 512.6419 | 814.2879 | 512.6419 | 814.2879
4339 | 529.4684 | 816.9886 | 529.4684 | 816.9886
4340 | 551.2116 | 815.1464 | 551.2116 | 815.1464
4341 | 566.1346 | 811.5495 | 566.1346 | 811.5495
4342 | 585.0135 | 811.657 | 585.0135 | 811.657
4343 | 616.478 | 809.7431 | 616.478 | 809.7431
4344 | 628.4426 | 806.3098 | 628.4426 | 806.3098
4345 | 621.4844 | 813.5568 | 621.4844 | 813.5568
4346 | 631.0764 | 816.213 | 631.0764 | 816.213
4347 | 654.9058 | 810.3647 | 654.9058 | 810.3647
4348 | 681.2709 | 792.1574 | 681.2709 | 792.1574
4349 | 688.6115 | 775.8668 | 688.6115 | 775.8668
4350 | 671.2457 | 757.6274 | 671.2457 | 757.6274
4351 | 640.3816 | 743.978 | 640.3816 | 743.978
4352 | 614.8973 | 742.8159 | 614.8973 | 742.8159
4353 | 591.0209 | 759.6694 | 591.0209 | 759.6694
4354 | 576.5192 | 787.6908 | 576.5192 | 787.6908
4355 | 561.0734 | 806.6211 | 561.0734 | 806.6211
4356 | 527.5874 | 827.3316 | 527.5874 | 827.3316
4357 | 516.7067 | 851.9857 | 516.7067 | 851.9857
4358 | 505.417 | 871.0761 | 505.417 | 871.0761
4359 | 494.5685 | 897.1524 | 494.5685 | 897.1524
4360 | 485.9379 | 927.1425 | 485.9379 | 927.1425
4361 | 486.9081 | 959.0487 | 486.9081 | 959.0487
4362 | 498.1877 | 995.4726 | 498.1877 | 995.4726
4363 | 511.9075 | 1012.2224 | 511.9075 | 1012.2224
4364 | 531.5406 | 1023.7156 | 531.5406 | 1023.7156
4365 | 545.5321 | 1032.8389 | 545.5321 | 1032.8389
4366 | 567.3107 | 1041.6318 | 567.3107 | 1041.6318
4367 | 600.1328 | 1048.4523 | 600.1328 | 1048.4523
4368 | 609.9281 | 1053.8273 | 609.9281 | 1053.8273
4369 | 600.1172 | 1064.8387 | 600.1172 | 1064.8387
4370 | 611.6634 | 1057.5057 | 611.6634 | 1057.5057
4371 | 635.2727 | 1036.3782 | 635.2727 | 1036.3782
4372 | 655.22 | 992.8532 | 655.22 | 992.8532
4373 | 661.2573 | 961.5295 | 661.2573 | 961.5295
4374 | 638.41 | 936.3271 | 638.41 | 936.3271
4375 | 608.3872 | 920.8571 | 608.3872 | 920.8571
4376 | 588.1537 | 913.8638 | 588.1537 | 913.8638
4377 | 565.9967 | 925.0337 | 565.9967 | 925.0337
4378 | 547.9408 | 959.28 | 547.9408 | 959.28
4379 | 534.4595 | 978.8007 | 534.4595 | 978.8007
4380 | 527.0422 | 1037.2403 | 527.0422 | 1037.2403
4381 | 526.5722 | 1046.5759 | 526.5722 | 1046.5759
4382 | 515.9349 | 1054.7294 | 515.9349 | 1054.7294
4383 | 497.6957 | 1063.8409 | 497.6957 | 1063.8409
4384 | 488.3799 | 1072.9605 | 488.3799 | 1072.9605
4385 | 486.944 | 1086.2379 | 486.944 | 1086.2379
4386 | 490.6911 | 1111.2788 | 490.6911 | 1111.2788
4387 | 495.6674 | 1119.4827 | 495.6674 | 1119.4827
4388 | 499.3246 | 1124.2415 | 499.3246 | 1124.2415
4389 | 499.107 | 1123.8597 | 499.107 | 1123.8597
4390 | 505.1067 | 1122.857 | 505.1067 | 1122.857
4391 | 530.4761 | 1119.4273 | 530.4761 | 1119.4273
4392 | 543.2059 | 1118.9246 | 543.2059 | 1118.9246
4393 | 540.9073 | 1118.495 | 540.9073 | 1118.495
4394 | 555.1573 | 1117.0976 | 555.1573 | 1117.0976
4395 | 590.5871 | 1096.7201 | 590.5871 | 1096.7201
4396 | 612.2117 | 1046.5545 | 612.2117 | 1046.5545
4397 | 617.5744 | 992.0226 | 617.5744 | 992.0226
4398 | 604.8282 | 948.5276 | 604.8282 | 948.5276
4399 | 590.6372 | 921.245 | 590.6372 | 921.245
4400 | 579.2508 | 912.2077 | 579.2508 | 912.2077
4401 | 561.9467 | 913.3955 | 561.9467 | 913.3955
4402 | 548.7735 | 910.9245 | 548.7735 | 910.9245
4403 | 541.8485 | 896.1941 | 541.8485 | 896.1941
4404 | 532.1502 | 879.8042 | 532.1502 | 879.8042
4405 | 521.3581 | 865.0249 | 521.3581 | 865.0249
4406 | 510.3155 | 853.4001 | 510.3155 | 853.4001
4407 | 496.422 | 848.61 | 496.422 | 848.61
4408 | 486.5015 | 850.637 | 486.5015 | 850.637
4409 | 486.9482 | 861.5435 | 486.9482 | 861.5435
4410 | 492.2957 | 888.4892 | 492.2957 | 888.4892
4411 | 503.5869 | 903.4007 | 503.5869 | 903.4007
4412 | 517.4253 | 915.0293 | 517.4253 | 915.0293
4413 | 528.2199 | 916.9981 | 528.2199 | 916.9981
4414 | 543.187 | 914.1311 | 543.187 | 914.1311
4415 | 574.1615 | 911.4512 | 574.1615 | 911.4512
4416 | 588.3856 | 912.3872 | 588.3856 | 912.3872
4417 | 589.3777 | 912.6669 | 589.3777 | 912.6669
4418 | 604.3147 | 911.2695 | 604.3147 | 911.2695
4419 | 631.6667 | 897.1335 | 631.6667 | 897.1335
4420 | 656.789 | 862.0651 | 656.789 | 862.0651
4421 | 662.743 | 829.5406 | 662.743 | 829.5406
4422 | 646.2976 | 811.2954 | 646.2976 | 811.2954
4423 | 619.84 | 798.0765 | 619.84 | 798.0765
4424 | 603.5705 | 791.1467 | 603.5705 | 791.1467
4425 | 588.9994 | 790.5107 | 588.9994 | 790.5107
4426 | 572.1706 | 791.7075 | 572.1706 | 791.7075
4427 | 557.214 | 778.497 | 557.214 | 778.497
4428 | 545.0853 | 771.1451 | 545.0853 | 771.1451
4429 | 529.9336 | 764.7757 | 529.9336 | 764.7757
4430 | 516.1123 | 758.2373 | 516.1123 | 758.2373
4431 | 501.6529 | 749.7185 | 501.6529 | 749.7185
4432 | 492.3941 | 744.6529 | 492.3941 | 744.6529
4433 | 490.1652 | 745.1028 | 490.1652 | 745.1028
4434 | 496.7507 | 757.0324 | 496.7507 | 757.0324
4435 | 508.0223 | 755.7322 | 508.0223 | 755.7322
4436 | 521.0183 | 750.0142 | 521.0183 | 750.0142
4437 | 531.8878 | 737.9802 | 531.8878 | 737.9802
4438 | 550.4074 | 725.2645 | 550.4074 | 725.2645
4439 | 580.1218 | 697.6186 | 580.1218 | 697.6186
4440 | 593.7083 | 678.1684 | 593.7083 | 678.1684
4441 | 588.3493 | 663.6954 | 588.3493 | 663.6954
4442 | 605.253 | 648.5991 | 605.253 | 648.5991
4443 | 634.3465 | 627.4515 | 634.3465 | 627.4515
4444 | 660.6864 | 610.0945 | 660.6864 | 610.0945
4445 | 664.2859 | 595.3015 | 664.2859 | 595.3015
4446 | 652.8574 | 577.7048 | 652.8574 | 577.7048
4447 | 630.4986 | 556.4813 | 630.4986 | 556.4813
4448 | 611.3256 | 539.2774 | 611.3256 | 539.2774
4449 | 591.8341 | 525.9759 | 591.8341 | 525.9759
4450 | 570.6576 | 510.7381 | 570.6576 | 510.7381
4451 | 561.1997 | 479.2084 | 561.1997 | 479.2084
4452 | 542.9159 | 468.0873 | 542.9159 | 468.0873
4453 | 527.188 | 462.7108 | 527.188 | 462.7108
4454 | 510.2561 | 463.8527 | 510.2561 | 463.8527
4455 | 497.8948 | 471.2417 | 497.8948 | 471.2417
4456 | 488.9243 | 476.8555 | 488.9243 | 476.8555
4457 | 490.0654 | 488.836 | 490.0654 | 488.836
4458 | 493.9579 | 518.7404 | 493.9579 | 518.7404
4459 | 504.3457 | 531.6457 | 504.3457 | 531.6457
4460 | 514.9114 | 538.3702 | 514.9114 | 538.3702
4461 | 525.0449 | 542.2642 | 525.0449 | 542.2642
4462 | 543.7362 | 546.0237 | 543.7362 | 546.0237
4463 | 576.2596 | 549.3016 | 576.2596 | 549.3016
4464 | 587.7342 | 553.3584 | 587.7342 | 553.3584
4465 | 583.2893 | 555.6848 | 583.2893 | 555.6848
4466 | 589.9173 | 557.6717 | 589.9173 | 557.6717
4467 | 620.4863 | 555.4512 | 620.4863 | 555.4512
4468 | 647.5165 | 549.7261 | 647.5165 | 549.7261
4469 | 659.8743 | 545.0046 | 659.8743 | 545.0046
4470 | 646.5849 | 541.0257 | 646.5849 | 541.0257
4471 | 623.8164 | 537.4528 | 623.8164 | 537.4528
4472 | 610.6504 | 537.5954 | 610.6504 | 537.5954
4473 | 600.6628 | 541.215 | 600.6628 | 541.215
4474 | 583.9523 | 546.3026 | 583.9523 | 546.3026
4475 | 564.65 | 549.243 | 564.65 | 549.243
4476 | 543.2123 | 567.4449 | 543.2123 | 567.4449
4477 | 520.8452 | 594.2284 | 520.8452 | 594.2284
4478 | 506.1903 | 612.2102 | 506.1903 | 612.2102
4479 | 494.2777 | 626.7121 | 494.2777 | 626.7121
4480 | 484.532 | 643.8362 | 484.532 | 643.8362
4481 | 486.1863 | 670.7518 | 486.1863 | 670.7518
4482 | 490.3901 | 705.702 | 490.3901 | 705.702
4483 | 504.9613 | 720.8162 | 504.9613 | 720.8162
4484 | 520.0531 | 720.367 | 520.0531 | 720.367
4485 | 533.4409 | 711.7172 | 533.4409 | 711.7172
4486 | 552.8279 | 703.7435 | 552.8279 | 703.7435
4487 | 584.7065 | 691.2555 | 584.7065 | 691.2555
4488 | 592.7557 | 683.9641 | 592.7557 | 683.9641
4489 | 589.4582 | 686.5742 | 589.4582 | 686.5742
4490 | 594.3159 | 695.6739 | 594.3159 | 695.6739
4491 | 625.0846 | 687.7997 | 625.0846 | 687.7997
4492 | 651.4335 | 674.6171 | 651.4335 | 674.6171
4493 | 659.4799 | 670.7265 | 659.4799 | 670.7265
4494 | 647.7187 | 672.7257 | 647.7187 | 672.7257
4495 | 626.6778 | 676.2657 | 626.6778 | 676.2657
4496 | 616.3565 | 683.4198 | 616.3565 | 683.4198
4497 | 607.4036 | 693.1796 | 607.4036 | 693.1796
4498 | 586.5032 | 710.6287 | 586.5032 | 710.6287
4499 | 565.0527 | 725.4239 | 565.0527 | 725.4239
4500 | 542.6773 | 744.1526 | 542.6773 | 744.1526
4501 | 521.8744 | 775.3336 | 521.8744 | 775.3336
4502 | 505.682 | 789.9515 | 505.682 | 789.9515
4503 | 495.0743 | 786.2152 | 495.0743 | 786.2152
4504 | 487.5158 | 782.9125 | 487.5158 | 782.9125
4505 | 487.5775 | 793.3327 | 487.5775 | 793.3327
4506 | 496.7261 | 824.5542 | 496.7261 | 824.5542
4507 | 515.9778 | 845.9099 | 515.9778 | 845.9099
4508 | 542.2583 | 870.67 | 542.2583 | 870.67
4509 | 551.2786 | 883.4399 | 551.2786 | 883.4399
4510 | 571.095 | 886.1861 | 571.095 | 886.1861
4511 | 611.3963 | 873.4144 | 611.3963 | 873.4144
4512 | 611.4325 | 860.4084 | 611.4325 | 860.4084
4513 | 597.6997 | 851.6095 | 597.6997 | 851.6095
4514 | 611.365 | 841.2146 | 611.365 | 841.2146
4515 | 642.4442 | 813.6229 | 642.4442 | 813.6229
4516 | 670.8037 | 778.0479 | 670.8037 | 778.0479
4517 | 673.7872 | 744.2872 | 673.7872 | 744.2872
4518 | 657.3142 | 724.4614 | 657.3142 | 724.4614
4519 | 634.7526 | 708.8107 | 634.7526 | 708.8107
4520 | 622.7082 | 704.6977 | 622.7082 | 704.6977
4521 | 607.1991 | 706.2097 | 607.1991 | 706.2097
4522 | 588.1172 | 707.2242 | 588.1172 | 707.2242
4523 | 565.4432 | 700.3565 | 565.4432 | 700.3565
4524 | 539.5197 | 694.4434 | 539.5197 | 694.4434
4525 | 515.7089 | 689.3709 | 515.7089 | 689.3709
4526 | 504.5875 | 684.9198 | 504.5875 | 684.9198
4527 | 493.8559 | 679.7041 | 493.8559 | 679.7041
4528 | 485.7953 | 671.2543 | 485.7953 | 671.2543
4529 | 488.8936 | 665.9288 | 488.8936 | 665.9288
4530 | 499.4887 | 670.786 | 499.4887 | 670.786
4531 | 522.0732 | 659.4549 | 522.0732 | 659.4549
4532 | 557.8674 | 646.5632 | 557.8674 | 646.5632
4533 | 578.6485 | 632.0569 | 578.6485 | 632.0569
4534 | 600.8098 | 618.7941 | 600.8098 | 618.7941
4535 | 639.5635 | 606.5087 | 639.5635 | 606.5087
4536 | 638.4153 | 597.7583 | 638.4153 | 597.7583
4537 | 620.0326 | 591.7153 | 620.0326 | 591.7153
4538 | 629.4532 | 588.8387 | 629.4532 | 588.8387
4539 | 657.1757 | 585.9495 | 657.1757 | 585.9495
4540 | 686.2397 | 582.6764 | 686.2397 | 582.6764
4541 | 692.988 | 579.4343 | 692.988 | 579.4343
4542 | 678.6954 | 572.9223 | 678.6954 | 572.9223
4543 | 647.8552 | 563.4929 | 647.8552 | 563.4929
4544 | 632.757 | 557.3534 | 632.757 | 557.3534
4545 | 618.4307 | 552.8063 | 618.4307 | 552.8063
4546 | 601.3098 | 545.3704 | 601.3098 | 545.3704
4547 | 567.4042 | 529.7281 | 567.4042 | 529.7281
4548 | 538.1389 | 520.6943 | 538.1389 | 520.6943
4549 | 516.6541 | 516.1892 | 516.6541 | 516.1892
4550 | 503.8899 | 511.6976 | 503.8899 | 511.6976
4551 | 493.05 | 507.4951 | 493.05 | 507.4951
4552 | 484.5778 | 505.7934 | 484.5778 | 505.7934
4553 | 488.6914 | 509.7694 | 488.6914 | 509.7694
4554 | 501.0391 | 517.0179 | 501.0391 | 517.0179
4555 | 526.6383 | 511.1581 | 526.6383 | 511.1581
4556 | 564.5923 | 511.6006 | 564.5923 | 511.6006
4557 | 579.8635 | 513.0426 | 579.8635 | 513.0426
4558 | 600.4685 | 519.5581 | 600.4685 | 519.5581
4559 | 641.3047 | 530.3744 | 641.3047 | 530.3744
4560 | 634.0198 | 547.7046 | 634.0198 | 547.7046
4561 | 615.2718 | 567.6207 | 615.2718 | 567.6207
4562 | 625.63 | 588.3118 | 625.63 | 588.3118
4563 | 654.0173 | 605.7076 | 654.0173 | 605.7076
4564 | 680.8819 | 620.1457 | 680.8819 | 620.1457
4565 | 686.9028 | 633.3382 | 686.9028 | 633.3382
4566 | 678.5072 | 641.9032 | 678.5072 | 641.9032
4567 | 645.6474 | 645.2405 | 645.6474 | 645.2405
4568 | 630.6646 | 648.362 | 630.6646 | 648.362
4569 | 618.4539 | 652.2044 | 618.4539 | 652.2044
4570 | 598.5578 | 659.1362 | 598.5578 | 659.1362
4571 | 568.1551 | 666.8185 | 568.1551 | 666.8185
4572 | 539.107 | 679.3665 | 539.107 | 679.3665
4573 | 516.9226 | 693.6873 | 516.9226 | 693.6873
4574 | 501.7906 | 708.3458 | 501.7906 | 708.3458
4575 | 492.7583 | 720.6995 | 492.7583 | 720.6995
4576 | 486.223 | 728.9883 | 486.223 | 728.9883
4577 | 491.7973 | 741.6578 | 491.7973 | 741.6578
4578 | 503.6936 | 765.9691 | 503.6936 | 765.9691
4579 | 530.1863 | 774.9836 | 530.1863 | 774.9836
4580 | 567.7296 | 782.154 | 567.7296 | 782.154
4581 | 589.0726 | 791.7829 | 589.0726 | 791.7829
4582 | 605.5213 | 807.7417 | 605.5213 | 807.7417
4583 | 648.2242 | 822.6312 | 648.2242 | 822.6312
4584 | 644.2343 | 835.9895 | 644.2343 | 835.9895
4585 | 624.5149 | 847.6579 | 624.5149 | 847.6579
4586 | 631.556 | 859.2299 | 631.556 | 859.2299
4587 | 659.6838 | 866.6757 | 659.6838 | 866.6757
4588 | 689.2924 | 869.6644 | 689.2924 | 869.6644
4589 | 694.8671 | 870.4752 | 694.8671 | 870.4752
4590 | 680.7213 | 867.6109 | 680.7213 | 867.6109
4591 | 652.0406 | 862.437 | 652.0406 | 862.437
4592 | 634.1772 | 861.8501 | 634.1772 | 861.8501
4593 | 615.7115 | 865.9357 | 615.7115 | 865.9357
4594 | 595.7688 | 887.7012 | 595.7688 | 887.7012
4595 | 565.862 | 922.3152 | 565.862 | 922.3152
4596 | 539.1833 | 954.8847 | 539.1833 | 954.8847
4597 | 516.7901 | 984.9511 | 516.7901 | 984.9511
4598 | 502.8739 | 1007.067 | 502.8739 | 1007.067
4599 | 493.2636 | 1020.9609 | 493.2636 | 1020.9609
4600 | 485.7732 | 1028.3377 | 485.7732 | 1028.3377
4601 | 488.6735 | 1037.238 | 488.6735 | 1037.238
4602 | 498.3027 | 1050.2011 | 498.3027 | 1050.2011
4603 | 521.9931 | 1041.018 | 521.9931 | 1041.018
4604 | 552.887 | 1036.982 | 552.887 | 1036.982
4605 | 575.2284 | 1031.8177 | 575.2284 | 1031.8177
4606 | 595.3721 | 1030.4907 | 595.3721 | 1030.4907
4607 | 631.9112 | 1032.8567 | 631.9112 | 1032.8567
4608 | 635.8422 | 1035.0086 | 635.8422 | 1035.0086
4609 | 622.4323 | 1027.7093 | 622.4323 | 1027.7093
4610 | 630.1016 | 1008.4183 | 630.1016 | 1008.4183
4611 | 657.4547 | 968.2219 | 657.4547 | 968.2219
4612 | 688.7194 | 915.0572 | 688.7194 | 915.0572
4613 | 698.1716 | 880.2225 | 698.1716 | 880.2225
4614 | 685.2557 | 846.3735 | 685.2557 | 846.3735
4615 | 657.9352 | 817.5711 | 657.9352 | 817.5711
4616 | 640.2015 | 802.2517 | 640.2015 | 802.2517
4617 | 622.3561 | 802.5682 | 622.3561 | 802.5682
4618 | 601.1974 | 809.8647 | 601.1974 | 809.8647
4619 | 574.6737 | 805.0234 | 574.6737 | 805.0234
4620 | 551.6441 | 801.4813 | 551.6441 | 801.4813
4621 | 528.1559 | 798.4758 | 528.1559 | 798.4758
4622 | 511.0373 | 796.1727 | 511.0373 | 796.1727
4623 | 499.382 | 794.929 | 499.382 | 794.929
4624 | 492.5836 | 793.8757 | 492.5836 | 793.8757
4625 | 495.5462 | 800.3645 | 495.5462 | 800.3645
4626 | 502.5183 | 823.5004 | 502.5183 | 823.5004
4627 | 520.0018 | 832.7784 | 520.0018 | 832.7784
4628 | 546.1004 | 838.7734 | 546.1004 | 838.7734
4629 | 562.5836 | 842.0797 | 562.5836 | 842.0797
4630 | 580.6334 | 847.2375 | 580.6334 | 847.2375
4631 | 616.294 | 853.1295 | 616.294 | 853.1295
4632 | 616.1426 | 858.5238 | 616.1426 | 858.5238
4633 | 606.4885 | 860.303 | 606.4885 | 860.303
4634 | 615.629 | 855.177 | 615.629 | 855.177
4635 | 642.0279 | 839.6022 | 642.0279 | 839.6022
4636 | 669.6943 | 813.5921 | 669.6943 | 813.5921
4637 | 678.5753 | 793.1047 | 678.5753 | 793.1047
4638 | 663.0823 | 781.0605 | 663.0823 | 781.0605
4639 | 637.8042 | 772.8672 | 637.8042 | 772.8672
4640 | 622.5931 | 774.9755 | 622.5931 | 774.9755
4641 | 607.7716 | 799.6298 | 607.7716 | 799.6298
4642 | 589.7595 | 854.1834 | 589.7595 | 854.1834
4643 | 562.9991 | 880.4485 | 562.9991 | 880.4485
4644 | 539.3799 | 898.1235 | 539.3799 | 898.1235
4645 | 517.3241 | 913.1737 | 517.3241 | 913.1737
4646 | 504.1387 | 924.529 | 504.1387 | 924.529
4647 | 494.567 | 933.3771 | 494.567 | 933.3771
4648 | 487.0562 | 941.0781 | 487.0562 | 941.0781
4649 | 487.4443 | 954.6798 | 487.4443 | 954.6798
4650 | 493.6577 | 979.1127 | 493.6577 | 979.1127
4651 | 512.7904 | 979.15 | 512.7904 | 979.15
4652 | 534.3885 | 970.4734 | 534.3885 | 970.4734
4653 | 548.6339 | 968.5109 | 548.6339 | 968.5109
4654 | 575.8989 | 960.294 | 575.8989 | 960.294
4655 | 610.7596 | 950.4201 | 610.7596 | 950.4201
4656 | 612.3192 | 943.9596 | 612.3192 | 943.9596
4657 | 601.4027 | 936.5994 | 601.4027 | 936.5994
4658 | 611.1731 | 926.468 | 611.1731 | 926.468
4659 | 636.193 | 887.8118 | 636.193 | 887.8118
4660 | 664.4636 | 829.3985 | 664.4636 | 829.3985
4661 | 677.6336 | 781.0068 | 677.6336 | 781.0068
4662 | 661.3459 | 744.4221 | 661.3459 | 744.4221
4663 | 631.4995 | 717.2408 | 631.4995 | 717.2408
4664 | 620.2421 | 703.3805 | 620.2421 | 703.3805
4665 | 605.9949 | 700.8599 | 605.9949 | 700.8599
4666 | 581.4932 | 699.7668 | 581.4932 | 699.7668
4667 | 553.0368 | 691.4806 | 553.0368 | 691.4806
4668 | 528.7411 | 679.8326 | 528.7411 | 679.8326
4669 | 505.6304 | 666.2489 | 505.6304 | 666.2489
4670 | 491.1201 | 653.8946 | 491.1201 | 653.8946
4671 | 482.0901 | 643.4102 | 482.0901 | 643.4102
4672 | 475.3779 | 633.8863 | 475.3779 | 633.8863
4673 | 476.2158 | 624.3052 | 476.2158 | 624.3052
4674 | 486.9148 | 620.0028 | 486.9148 | 620.0028
4675 | 508.8793 | 603.0178 | 508.8793 | 603.0178
4676 | 537.3681 | 589.5385 | 537.3681 | 589.5385
4677 | 547.9426 | 574.7079 | 547.9426 | 574.7079
4678 | 565.9337 | 561.2627 | 565.9337 | 561.2627
4679 | 603.5224 | 553.5977 | 603.5224 | 553.5977
4680 | 607.7942 | 551.3927 | 607.7942 | 551.3927
4681 | 590.4331 | 552.3006 | 590.4331 | 552.3006
4682 | 595.5926 | 555.7262 | 595.5926 | 555.7262
4683 | 623.9826 | 553.7693 | 623.9826 | 553.7693
4684 | 650.3666 | 550.3745 | 650.3666 | 550.3745
4685 | 665.246 | 551.2664 | 665.246 | 551.2664
4686 | 649.4747 | 551.6647 | 649.4747 | 551.6647
4687 | 620.8307 | 550.3411 | 620.8307 | 550.3411
4688 | 609.4125 | 552.0036 | 609.4125 | 552.0036
4689 | 595.7011 | 556.7377 | 595.7011 | 556.7377
4690 | 575.7542 | 565.169 | 575.7542 | 565.169
4691 | 549.195 | 570.2574 | 549.195 | 570.2574
4692 | 522.1784 | 576.0168 | 522.1784 | 576.0168
4693 | 497.9809 | 587.4802 | 497.9809 | 587.4802
4694 | 483.9652 | 604.6718 | 483.9652 | 604.6718
4695 | 471.9759 | 629.9139 | 471.9759 | 629.9139
4696 | 467.4169 | 655.0831 | 467.4169 | 655.0831
4697 | 470.5306 | 684.1873 | 470.5306 | 684.1873
4698 | 484.3288 | 721.4071 | 484.3288 | 721.4071
4699 | 515.9963 | 737.2509 | 515.9963 | 737.2509
4700 | 559.3563 | 747.927 | 559.3563 | 747.927
4701 | 578.8434 | 755.1646 | 578.8434 | 755.1646
4702 | 595.6344 | 763.3621 | 595.6344 | 763.3621
4703 | 636.1406 | 772.2533 | 636.1406 | 772.2533
4704 | 632.1416 | 784.0715 | 632.1416 | 784.0715
4705 | 609.144 | 800.036 | 609.144 | 800.036
4706 | 622.2879 | 824.2937 | 622.2879 | 824.2937
4707 | 641.3309 | 823.3094 | 641.3309 | 823.3094
4708 | 676.1774 | 811.0793 | 676.1774 | 811.0793
4709 | 691.6869 | 806.2768 | 691.6869 | 806.2768
4710 | 682.5202 | 796.5833 | 682.5202 | 796.5833
4711 | 645.6465 | 786.9512 | 645.6465 | 786.9512
4712 | 633.0017 | 783.2232 | 633.0017 | 783.2232
4713 | 622.7432 | 787.2278 | 622.7432 | 787.2278
4714 | 589.4439 | 804.6769 | 589.4439 | 804.6769
4715 | 558.9808 | 815.7434 | 558.9808 | 815.7434
4716 | 530.1597 | 812.2824 | 530.1597 | 812.2824
4717 | 505.7554 | 788.9311 | 505.7554 | 788.9311
4718 | 493.9361 | 758.0752 | 493.9361 | 758.0752
4719 | 486.7744 | 736.7694 | 486.7744 | 736.7694
4720 | 478.7379 | 724.7733 | 478.7379 | 724.7733
4721 | 483.6139 | 720.9676 | 483.6139 | 720.9676
4722 | 500.6128 | 729.4725 | 500.6128 | 729.4725
4723 | 529.869 | 722.3361 | 529.869 | 722.3361
4724 | 580.8824 | 713.8824 | 580.8824 | 713.8824
4725 | 593.1397 | 705.0502 | 593.1397 | 705.0502
4726 | 609.7605 | 701.2104 | 609.7605 | 701.2104
4727 | 650.3838 | 703.0293 | 650.3838 | 703.0293
4728 | 647.47 | 713.1249 | 647.47 | 713.1249
4729 | 623.9359 | 737.1142 | 623.9359 | 737.1142
4730 | 630.5517 | 772.6999 | 630.5517 | 772.6999
4731 | 653.67 | 795.2023 | 653.67 | 795.2023
4732 | 691.8751 | 810.4713 | 691.8751 | 810.4713
4733 | 709.357 | 832.2763 | 709.357 | 832.2763
4734 | 698.9358 | 855.4926 | 698.9358 | 855.4926
4735 | 664.792 | 874.2108 | 664.792 | 874.2108
4736 | 645.8993 | 889.9774 | 645.8993 | 889.9774
4737 | 630.2487 | 900.0411 | 630.2487 | 900.0411
4738 | 605.5605 | 906.4055 | 605.5605 | 906.4055
4739 | 574.9717 | 915.1213 | 574.9717 | 915.1213
4740 | 540.2638 | 929.25 | 540.2638 | 929.25
4741 | 516.0615 | 946.3064 | 516.0615 | 946.3064
4742 | 506.9371 | 965.6258 | 506.9371 | 965.6258
4743 | 498.3995 | 991.0705 | 498.3995 | 991.0705
4744 | 495.8003 | 1022.5623 | 495.8003 | 1022.5623
4745 | 499.8061 | 1056.5097 | 499.8061 | 1056.5097
4746 | 516.3587 | 1100.2751 | 516.3587 | 1100.2751
4747 | 546.4196 | 1123.2114 | 546.4196 | 1123.2114
4748 | 586.2214 | 1137.981 | 586.2214 | 1137.981
4749 | 603.7296 | 1147.468 | 603.7296 | 1147.468
4750 | 621.4703 | 1156.1721 | 621.4703 | 1156.1721
4751 | 652.8305 | 1163.8879 | 652.8305 | 1163.8879
4752 | 644.4617 | 1170.6197 | 644.4617 | 1170.6197
4753 | 625.8609 | 1172.6624 | 625.8609 | 1172.6624
4754 | 636.142 | 1168.5901 | 636.142 | 1168.5901
4755 | 656.4567 | 1135.7295 | 656.4567 | 1135.7295
4756 | 690.8852 | 1078.2687 | 690.8852 | 1078.2687
4757 | 705.8137 | 1028.5395 | 705.8137 | 1028.5395
4758 | 689.2629 | 995.4403 | 689.2629 | 995.4403
4759 | 655.7338 | 970.4273 | 655.7338 | 970.4273
4760 | 642.2608 | 957.3979 | 642.2608 | 957.3979
4761 | 632.192 | 959.1126 | 632.192 | 959.1126
4762 | 602.3367 | 972.2453 | 602.3367 | 972.2453
4763 | 570.9692 | 978.0633 | 570.9692 | 978.0633
4764 | 541.7183 | 986.6192 | 541.7183 | 986.6192
4765 | 521.0951 | 998.1839 | 521.0951 | 998.1839
4766 | 509.0324 | 1012.0318 | 509.0324 | 1012.0318
4767 | 500.4342 | 1027.8306 | 500.4342 | 1027.8306
4768 | 494.8712 | 1042.827 | 494.8712 | 1042.827
4769 | 498.446 | 1064.6561 | 498.446 | 1064.6561
4770 | 511.9323 | 1095.8979 | 511.9323 | 1095.8979
4771 | 537.2501 | 1106.8984 | 537.2501 | 1106.8984
4772 | 569.4737 | 1112.792 | 569.4737 | 1112.792
4773 | 588.5386 | 1114.0921 | 588.5386 | 1114.0921
4774 | 608.92 | 1114.7106 | 608.92 | 1114.7106
4775 | 646.4154 | 1111.4633 | 646.4154 | 1111.4633
4776 | 647.9063 | 1106.3605 | 647.9063 | 1106.3605
4777 | 630.9573 | 1098.9396 | 630.9573 | 1098.9396
4778 | 639.6408 | 1090.328 | 639.6408 | 1090.328
4779 | 661.1371 | 1064.7019 | 661.1371 | 1064.7019
4780 | 696.097 | 1036.1993 | 696.097 | 1036.1993
4781 | 713.7789 | 1019.4204 | 713.7789 | 1019.4204
4782 | 698.7292 | 1005.9779 | 698.7292 | 1005.9779
4783 | 672.5852 | 995.3731 | 672.5852 | 995.3731
4784 | 651.0373 | 992.3544 | 651.0373 | 992.3544
4785 | 637.1811 | 995.8321 | 637.1811 | 995.8321
4786 | 617.3464 | 1003.8176 | 617.3464 | 1003.8176
4787 | 580.9333 | 1012.4727 | 580.9333 | 1012.4727
4788 | 550.883 | 1024.3114 | 550.883 | 1024.3114
4789 | 529.6756 | 1039.6251 | 529.6756 | 1039.6251
4790 | 515.7896 | 1056.9383 | 515.7896 | 1056.9383
4791 | 506.5725 | 1074.5001 | 506.5725 | 1074.5001
4792 | 500.9563 | 1091.3 | 500.9563 | 1091.3
4793 | 504.6709 | 1116.7362 | 504.6709 | 1116.7362
4794 | 515.9566 | 1164.5748 | 515.9566 | 1164.5748
4795 | 535.7286 | 1189.6592 | 535.7286 | 1189.6592
4796 | 559.4371 | 1208.3398 | 559.4371 | 1208.3398
4797 | 575.2348 | 1220.3802 | 575.2348 | 1220.3802
4798 | 594.1243 | 1232.3672 | 594.1243 | 1232.3672
4799 | 633.0369 | 1242.069 | 633.0369 | 1242.069
4800 | 638.5609 | 1251.7391 | 638.5609 | 1251.7391
4801 | 623.7501 | 1258.9695 | 623.7501 | 1258.9695
4802 | 621.8104 | 1259.6392 | 621.8104 | 1259.6392
4803 | 640.2423 | 1224.4887 | 640.2423 | 1224.4887
4804 | 678.051 | 1170.0473 | 678.051 | 1170.0473
4805 | 693.4636 | 1125.4045 | 693.4636 | 1125.4045
4806 | 681.0193 | 1091.5353 | 681.0193 | 1091.5353
4807 | 655.3013 | 1066.9681 | 655.3013 | 1066.9681
4808 | 635.3102 | 1053.574 | 635.3102 | 1053.574
4809 | 622.8612 | 1057.8622 | 622.8612 | 1057.8622
4810 | 603.5497 | 1098.5346 | 603.5497 | 1098.5346
4811 | 575.0281 | 1110.9994 | 575.0281 | 1110.9994
4812 | 548.965 | 1104.4987 | 548.965 | 1104.4987
4813 | 525.8182 | 1121.6362 | 525.8182 | 1121.6362
4814 | 513.3055 | 1138.5035 | 513.3055 | 1138.5035
4815 | 504.7476 | 1154.1402 | 504.7476 | 1154.1402
4816 | 498.2217 | 1168.2043 | 498.2217 | 1168.2043
4817 | 499.8258 | 1187.7638 | 499.8258 | 1187.7638
4818 | 508.8064 | 1220.0594 | 508.8064 | 1220.0594
4819 | 526.6348 | 1236.8353 | 526.6348 | 1236.8353
4820 | 548.6218 | 1251.9088 | 548.6218 | 1251.9088
4821 | 563.9406 | 1264.7598 | 563.9406 | 1264.7598
4822 | 587.1272 | 1277.4966 | 587.1272 | 1277.4966
4823 | 622.1004 | 1284.8071 | 622.1004 | 1284.8071
4824 | 624.3898 | 1280.9404 | 624.3898 | 1280.9404
4825 | 604.8975 | 1261.4013 | 604.8975 | 1261.4013
4826 | 617.3676 | 1247.8249 | 617.3676 | 1247.8249
4827 | 638.3609 | 1223.8605 | 638.3609 | 1223.8605
4828 | 675.4517 | 1190.0282 | 675.4517 | 1190.0282
4829 | 689.3975 | 1151.1001 | 689.3975 | 1151.1001
4830 | 671.4316 | 1114.718 | 671.4316 | 1114.718
4831 | 645.4829 | 1092.7448 | 645.4829 | 1092.7448
4832 | 630.8163 | 1082.37 | 630.8163 | 1082.37
4833 | 618.5342 | 1096.9933 | 618.5342 | 1096.9933
4834 | 598.1599 | 1151.7293 | 598.1599 | 1151.7293
4835 | 569.6547 | 1195.4827 | 569.6547 | 1195.4827
4836 | 539.9893 | 1217.6767 | 539.9893 | 1217.6767
4837 | 516.9514 | 1220.6898 | 516.9514 | 1220.6898
4838 | 505.3527 | 1217.333 | 505.3527 | 1217.333
4839 | 495.5325 | 1216.2918 | 495.5325 | 1216.2918
4840 | 491.5215 | 1215.1575 | 491.5215 | 1215.1575
4841 | 495.3571 | 1221.9706 | 495.3571 | 1221.9706
4842 | 505.26 | 1241.8642 | 505.26 | 1241.8642
4843 | 532.9713 | 1243.5226 | 532.9713 | 1243.5226
4844 | 562.5435 | 1243.2356 | 562.5435 | 1243.2356
4845 | 574.5774 | 1242.7929 | 574.5774 | 1242.7929
4846 | 591.6078 | 1238.9329 | 591.6078 | 1238.9329
4847 | 631.6887 | 1231.6327 | 631.6887 | 1231.6327
4848 | 628.1576 | 1225.8814 | 628.1576 | 1225.8814
4849 | 603.7267 | 1209.0172 | 603.7267 | 1209.0172
4850 | 609.7493 | 1190.8001 | 609.7493 | 1190.8001
4851 | 633.3066 | 1139.0124 | 633.3066 | 1139.0124
4852 | 670.3223 | 1075.9585 | 670.3223 | 1075.9585
4853 | 684.5874 | 1021.386 | 684.5874 | 1021.386
4854 | 675.7691 | 979.188 | 675.7691 | 979.188
4855 | 648.3379 | 952.8781 | 648.3379 | 952.8781
4856 | 633.6795 | 941.3686 | 633.6795 | 941.3686
4857 | 618.9596 | 946.8119 | 618.9596 | 946.8119
4858 | 598.2034 | 980.9591 | 598.2034 | 980.9591
4859 | 568.6497 | 981.2246 | 568.6497 | 981.2246
4860 | 538.5873 | 976.3045 | 538.5873 | 976.3045
4861 | 517.3621 | 985.4172 | 517.3621 | 985.4172
4862 | 504.5392 | 994.5029 | 504.5392 | 994.5029
4863 | 492.3819 | 1003.898 | 492.3819 | 1003.898
4864 | 490.1542 | 1012.126 | 490.1542 | 1012.126
4865 | 493.8276 | 1024.5118 | 493.8276 | 1024.5118
4866 | 509.7688 | 1046.7764 | 509.7688 | 1046.7764
4867 | 543.8584 | 1049.3873 | 543.8584 | 1049.3873
4868 | 584.4963 | 1045.5134 | 584.4963 | 1045.5134
4869 | 603.5847 | 1037.0662 | 603.5847 | 1037.0662
4870 | 619.0558 | 1027.3294 | 619.0558 | 1027.3294
4871 | 653.5285 | 1012.7744 | 653.5285 | 1012.7744
4872 | 645.982 | 995.3102 | 645.982 | 995.3102
4873 | 623.9826 | 979.2363 | 623.9826 | 979.2363
4874 | 632.1008 | 966.3489 | 632.1008 | 966.3489
4875 | 650.5406 | 940.2567 | 650.5406 | 940.2567
4876 | 691.7929 | 904.0332 | 691.7929 | 904.0332
4877 | 707.2649 | 865.713 | 707.2649 | 865.713
4878 | 693.5727 | 824.4674 | 693.5727 | 824.4674
4879 | 666.8268 | 787.0728 | 666.8268 | 787.0728
4880 | 650.2915 | 761.4793 | 650.2915 | 761.4793
4881 | 637.4117 | 745.0976 | 637.4117 | 745.0976
4882 | 611.4083 | 733.5885 | 611.4083 | 733.5885
4883 | 571.1387 | 718.7771 | 571.1387 | 718.7771
4884 | 541.813 | 706.9873 | 541.813 | 706.9873
4885 | 519.202 | 698.5508 | 519.202 | 698.5508
4886 | 506.3332 | 693.6336 | 506.3332 | 693.6336
4887 | 495.0295 | 691.8021 | 495.0295 | 691.8021
4888 | 491.2114 | 691.4784 | 491.2114 | 691.4784
4889 | 494.0259 | 702.0202 | 494.0259 | 702.0202
4890 | 506.4502 | 722.7446 | 506.4502 | 722.7446
4891 | 540.9364 | 725.7405 | 540.9364 | 725.7405
4892 | 579.2164 | 728.5337 | 579.2164 | 728.5337
4893 | 597.5784 | 728.3748 | 597.5784 | 728.3748
4894 | 611.6185 | 724.0689 | 611.6185 | 724.0689
4895 | 647.5374 | 722.6454 | 647.5374 | 722.6454
4896 | 644.0875 | 724.4731 | 644.0875 | 724.4731
4897 | 618.5277 | 730.3661 | 618.5277 | 730.3661
4898 | 626.8124 | 730.5089 | 626.8124 | 730.5089
4899 | 645.4335 | 712.8265 | 645.4335 | 712.8265
4900 | 686.118 | 695.6518 | 686.118 | 695.6518
4901 | 706.1208 | 686.9382 | 706.1208 | 686.9382
4902 | 695.9858 | 681.703 | 695.9858 | 681.703
4903 | 665.8508 | 680.6833 | 665.8508 | 680.6833
4904 | 646.4796 | 684.5547 | 646.4796 | 684.5547
4905 | 625.8313 | 688.7821 | 625.8313 | 688.7821
4906 | 602.5859 | 702.0162 | 602.5859 | 702.0162
4907 | 566.8398 | 713.7109 | 566.8398 | 713.7109
4908 | 539.3333 | 716.2482 | 539.3333 | 716.2482
4909 | 515.0361 | 727.7522 | 515.0361 | 727.7522
4910 | 505.5679 | 742.512 | 505.5679 | 742.512
4911 | 496.6791 | 753.6904 | 496.6791 | 753.6904
4912 | 490.5966 | 763.9651 | 490.5966 | 763.9651
4913 | 496.3784 | 788.7934 | 496.3784 | 788.7934
4914 | 510.615 | 833.2883 | 510.615 | 833.2883
4915 | 540.3544 | 860.1154 | 540.3544 | 860.1154
4916 | 577.8672 | 882.9503 | 577.8672 | 882.9503
4917 | 596.9671 | 898.152 | 596.9671 | 898.152
4918 | 611.433 | 910.3619 | 611.433 | 910.3619
4919 | 646.9136 | 918.9694 | 646.9136 | 918.9694
4920 | 647.0592 | 921.4658 | 647.0592 | 921.4658
4921 | 622.2271 | 915.4837 | 622.2271 | 915.4837
4922 | 629.1742 | 896.4966 | 629.1742 | 896.4966
4923 | 649.1592 | 868.0335 | 649.1592 | 868.0335
4924 | 683.3119 | 844.0499 | 683.3119 | 844.0499
4925 | 699.4516 | 822.6709 | 699.4516 | 822.6709
4926 | 685.8936 | 799.6432 | 685.8936 | 799.6432
4927 | 654.466 | 777.751 | 654.466 | 777.751
4928 | 637.2773 | 767.4979 | 637.2773 | 767.4979
4929 | 621.8065 | 764.5719 | 621.8065 | 764.5719
4930 | 594.4854 | 766.2957 | 594.4854 | 766.2957
4931 | 566.8145 | 763.5011 | 566.8145 | 763.5011
4932 | 541.3636 | 763.7891 | 541.3636 | 763.7891
4933 | 519.9398 | 768.0788 | 519.9398 | 768.0788
4934 | 505.2001 | 776.4147 | 505.2001 | 776.4147
4935 | 495.5083 | 791.0381 | 495.5083 | 791.0381
4936 | 490.375 | 812.9853 | 490.375 | 812.9853
4937 | 493.7619 | 846.3653 | 493.7619 | 846.3653
4938 | 503.6191 | 894.1633 | 503.6191 | 894.1633
4939 | 528.4258 | 927.1509 | 528.4258 | 927.1509
4940 | 559.9204 | 956.4705 | 559.9204 | 956.4705
4941 | 580.613 | 982.2909 | 580.613 | 982.2909
4942 | 598.0244 | 1008.6657 | 598.0244 | 1008.6657
4943 | 631.6357 | 1032.3704 | 631.6357 | 1032.3704
4944 | 630.3339 | 1055.172 | 630.3339 | 1055.172
4945 | 612.8346 | 1079.445 | 612.8346 | 1079.445
4946 | 616.7668 | 1105.0401 | 616.7668 | 1105.0401
4947 | 636.9382 | 1108.0277 | 636.9382 | 1108.0277
4948 | 670.065 | 1097.358 | 670.065 | 1097.358
4949 | 684.3557 | 1085.4426 | 684.3557 | 1085.4426
4950 | 680.6602 | 1072.0001 | 680.6602 | 1072.0001
4951 | 647.1247 | 1060.4024 | 647.1247 | 1060.4024
4952 | 627.8962 | 1054.6074 | 627.8962 | 1054.6074
4953 | 611.1994 | 1057.8825 | 611.1994 | 1057.8825
4954 | 590.3782 | 1107.4105 | 590.3782 | 1107.4105
4955 | 562.1423 | 1158.2566 | 562.1423 | 1158.2566
4956 | 533.0132 | 1186.915 | 533.0132 | 1186.915
4957 | 509.6064 | 1203.4648 | 509.6064 | 1203.4648
4958 | 495.511 | 1211.3955 | 495.511 | 1211.3955
4959 | 486.4651 | 1210.4151 | 486.4651 | 1210.4151
4960 | 480.9012 | 1216.3126 | 480.9012 | 1216.3126
4961 | 485.8014 | 1234.0078 | 485.8014 | 1234.0078
4962 | 494.3719 | 1267.5395 | 494.3719 | 1267.5395
4963 | 517.8793 | 1286.6256 | 517.8793 | 1286.6256
4964 | 537.3059 | 1304.1916 | 537.3059 | 1304.1916
4965 | 556.4687 | 1312.1386 | 556.4687 | 1312.1386
4966 | 576.3689 | 1285.9064 | 576.3689 | 1285.9064
4967 | 607.4674 | 1262.5971 | 607.4674 | 1262.5971
4968 | 610.4103 | 1248.2941 | 610.4103 | 1248.2941
4969 | 596.5091 | 1225.5936 | 596.5091 | 1225.5936
4970 | 606.9719 | 1195.7245 | 606.9719 | 1195.7245
4971 | 622.7968 | 1159.1554 | 622.7968 | 1159.1554
4972 | 655.0119 | 1114.3195 | 655.0119 | 1114.3195
4973 | 673.6243 | 1080.0117 | 673.6243 | 1080.0117
4974 | 662.0387 | 1053.4782 | 662.0387 | 1053.4782
4975 | 639.3815 | 1028.9922 | 639.3815 | 1028.9922
4976 | 623.331 | 1014.1997 | 623.331 | 1014.1997
4977 | 609.8369 | 1010.524 | 609.8369 | 1010.524
4978 | 590.8276 | 1013.6865 | 590.8276 | 1013.6865
4979 | 560.7576 | 1009.129 | 560.7576 | 1009.129
4980 | 531.4116 | 1004.6953 | 531.4116 | 1004.6953
4981 | 512.9647 | 1004.2431 | 512.9647 | 1004.2431
4982 | 500.7098 | 1007.9181 | 500.7098 | 1007.9181
4983 | 489.2528 | 1017.374 | 489.2528 | 1017.374
4984 | 486.5521 | 1028.7835 | 486.5521 | 1028.7835
4985 | 487.5713 | 1042.0002 | 487.5713 | 1042.0002
4986 | 495.6129 | 1064.3053 | 495.6129 | 1064.3053
4987 | 519.4206 | 1071.7595 | 519.4206 | 1071.7595
4988 | 537.0418 | 1081.5034 | 537.0418 | 1081.5034
4989 | 554.3313 | 1098.4478 | 554.3313 | 1098.4478
4990 | 578.9549 | 1134.1444 | 578.9549 | 1134.1444
4991 | 612.6585 | 1183.0988 | 612.6585 | 1183.0988
4992 | 611.1288 | 1223.8955 | 611.1288 | 1223.8955
4993 | 602.9502 | 1253.7818 | 602.9502 | 1253.7818
4994 | 607.6444 | 1268.6569 | 607.6444 | 1268.6569
4995 | 624.4428 | 1224.7116 | 624.4428 | 1224.7116
4996 | 657.7385 | 1181.2739 | 657.7385 | 1181.2739
4997 | 682.4484 | 1149.3168 | 682.4484 | 1149.3168
4998 | 669.7151 | 1127.89 | 669.7151 | 1127.89
4999 | 637.3692 | 1111.4693 | 637.3692 | 1111.4693
5000 | 619.8577 | 1106.0391 | 619.8577 | 1106.0391
5001 | 612.6956 | 1109.2737 | 612.6956 | 1109.2737
5002 | 593.6969 | 1151.3443 | 593.6969 | 1151.3443
5003 | 565.3321 | 1200.9947 | 565.3321 | 1200.9947
5004 | 535.8685 | 1222.1755 | 535.8685 | 1222.1755
5005 | 512.8804 | 1228.0256 | 512.8804 | 1228.0256
5006 | 498.3236 | 1235.2672 | 498.3236 | 1235.2672
5007 | 490.8706 | 1253.0114 | 490.8706 | 1253.0114
5008 | 486.2798 | 1267.2782 | 486.2798 | 1267.2782
5009 | 489.305 | 1268.9238 | 489.305 | 1268.9238
5010 | 499.7355 | 1271.2479 | 499.7355 | 1271.2479
5011 | 520.8517 | 1262.6525 | 520.8517 | 1262.6525
5012 | 545.7861 | 1275.8819 | 545.7861 | 1275.8819
5013 | 562.9506 | 1299.1895 | 562.9506 | 1299.1895
5014 | 580.5928 | 1318.0867 | 580.5928 | 1318.0867
5015 | 611.1306 | 1332.0846 | 611.1306 | 1332.0846
5016 | 609.2255 | 1340.093 | 609.2255 | 1340.093
5017 | 593.6681 | 1336.3602 | 593.6681 | 1336.3602
5018 | 596.2222 | 1302.276 | 596.2222 | 1302.276
5019 | 611.8332 | 1210.7492 | 611.8332 | 1210.7492
5020 | 649.5738 | 1142.4468 | 649.5738 | 1142.4468
5021 | 676.0327 | 1087.6109 | 676.0327 | 1087.6109
5022 | 665.4648 | 1040.6913 | 665.4648 | 1040.6913
5023 | 633.6745 | 1013.8747 | 633.6745 | 1013.8747
5024 | 621.0216 | 999.9942 | 621.0216 | 999.9942
5025 | 609.2376 | 1003.0464 | 609.2376 | 1003.0464
5026 | 588.9196 | 1044.7725 | 588.9196 | 1044.7725
5027 | 562.736 | 1070.5917 | 562.736 | 1070.5917
5028 | 532.3914 | 1059.7948 | 532.3914 | 1059.7948
5029 | 511.093 | 1063.6185 | 511.093 | 1063.6185
5030 | 501.0096 | 1072.1165 | 501.0096 | 1072.1165
5031 | 489.0903 | 1069.1502 | 489.0903 | 1069.1502
5032 | 483.5108 | 1067.8943 | 483.5108 | 1067.8943
5033 | 490.1584 | 1068.4253 | 490.1584 | 1068.4253
5034 | 503.1026 | 1069.8375 | 503.1026 | 1069.8375
5035 | 532.2663 | 1052.7309 | 532.2663 | 1052.7309
5036 | 567.1278 | 1033.5167 | 567.1278 | 1033.5167
5037 | 584.5047 | 1014.1469 | 584.5047 | 1014.1469
5038 | 600.0598 | 998.655 | 600.0598 | 998.655
5039 | 637.8211 | 984.0594 | 637.8211 | 984.0594
5040 | 633.6446 | 970.0604 | 633.6446 | 970.0604
5041 | 611.9368 | 959.0932 | 611.9368 | 959.0932
5042 | 613.1402 | 947.6243 | 613.1402 | 947.6243
5043 | 636.077 | 924.6529 | 636.077 | 924.6529
5044 | 671.7354 | 903.5469 | 671.7354 | 903.5469
5045 | 698.5818 | 886.4843 | 698.5818 | 886.4843
5046 | 692.9222 | 869.9008 | 692.9222 | 869.9008
5047 | 653.8068 | 855.4254 | 653.8068 | 855.4254
5048 | 638.7967 | 849.1239 | 638.7967 | 849.1239
5049 | 622.1116 | 849.3187 | 622.1116 | 849.3187
5050 | 600.8192 | 858.0135 | 600.8192 | 858.0135
5051 | 565.0153 | 869.3232 | 565.0153 | 869.3232
5052 | 536.888 | 883.4721 | 536.888 | 883.4721
5053 | 510.7916 | 899.1708 | 510.7916 | 899.1708
5054 | 499.9185 | 915.5113 | 499.9185 | 915.5113
5055 | 491.9158 | 934.978 | 491.9158 | 934.978
5056 | 487.16 | 961.4846 | 487.16 | 961.4846
5057 | 491.5396 | 996.4047 | 491.5396 | 996.4047
5058 | 507.4066 | 1044.4662 | 507.4066 | 1044.4662
5059 | 534.8592 | 1077.7578 | 534.8592 | 1077.7578
5060 | 574.1507 | 1108.273 | 574.1507 | 1108.273
5061 | 590.5172 | 1134.0326 | 590.5172 | 1134.0326
5062 | 606.1444 | 1158.9889 | 606.1444 | 1158.9889
5063 | 641.8254 | 1181.8424 | 641.8254 | 1181.8424
5064 | 634.6337 | 1201.8678 | 634.6337 | 1201.8678
5065 | 611.4318 | 1219.9195 | 611.4318 | 1219.9195
5066 | 615.1136 | 1229.7083 | 615.1136 | 1229.7083
5067 | 631.7545 | 1209.6752 | 631.7545 | 1209.6752
5068 | 666.7834 | 1180.1188 | 666.7834 | 1180.1188
5069 | 695.4748 | 1155.842 | 695.4748 | 1155.842
5070 | 681.372 | 1135.4285 | 681.372 | 1135.4285
5071 | 650.2439 | 1120.2642 | 650.2439 | 1120.2642
5072 | 634.7278 | 1113.8208 | 634.7278 | 1113.8208
5073 | 617.0417 | 1114.8464 | 617.0417 | 1114.8464
5074 | 593.5344 | 1123.5007 | 593.5344 | 1123.5007
5075 | 560.2344 | 1131.7099 | 560.2344 | 1131.7099
5076 | 528.6881 | 1138.0164 | 528.6881 | 1138.0164
5077 | 507.7568 | 1146.2577 | 507.7568 | 1146.2577
5078 | 493.7895 | 1158.0994 | 493.7895 | 1158.0994
5079 | 486.9027 | 1175.0128 | 486.9027 | 1175.0128
5080 | 480.5858 | 1202.1679 | 480.5858 | 1202.1679
5081 | 485.4335 | 1239.9048 | 485.4335 | 1239.9048
5082 | 499.0514 | 1280.1644 | 499.0514 | 1280.1644
5083 | 528.5595 | 1294.0019 | 528.5595 | 1294.0019
5084 | 565.3915 | 1306.9071 | 565.3915 | 1306.9071
5085 | 584.1048 | 1319.292 | 584.1048 | 1319.292
5086 | 601.3852 | 1328.989 | 601.3852 | 1328.989
5087 | 638.994 | 1333.5639 | 638.994 | 1333.5639
5088 | 634.6712 | 1335.5334 | 634.6712 | 1335.5334
5089 | 615.0658 | 1334.3338 | 615.0658 | 1334.3338
5090 | 619.6317 | 1321.1221 | 619.6317 | 1321.1221
5091 | 637.2727 | 1279.5072 | 637.2727 | 1279.5072
5092 | 667.3444 | 1221.4385 | 667.3444 | 1221.4385
5093 | 688.7559 | 1170.5541 | 688.7559 | 1170.5541
5094 | 681.5273 | 1133.3412 | 681.5273 | 1133.3412
5095 | 652.2606 | 1108.3891 | 652.2606 | 1108.3891
5096 | 636.3791 | 1096.9808 | 636.3791 | 1096.9808
5097 | 616.4173 | 1095.5747 | 616.4173 | 1095.5747
5098 | 596.4434 | 1120.461 | 596.4434 | 1120.461
5099 | 564.457 | 1168.3078 | 564.457 | 1168.3078
5100 | 537.6515 | 1189.8534 | 537.6515 | 1189.8534
5101 | 513.4777 | 1201.7221 | 513.4777 | 1201.7221
5102 | 502.9299 | 1214.881 | 502.9299 | 1214.881
5103 | 491.7157 | 1230.011 | 491.7157 | 1230.011
5104 | 485.2162 | 1244.4602 | 485.2162 | 1244.4602
5105 | 488.7412 | 1260.6558 | 488.7412 | 1260.6558
5106 | 502.1506 | 1285.9803 | 502.1506 | 1285.9803
5107 | 523.6386 | 1295.1164 | 523.6386 | 1295.1164
5108 | 551.7064 | 1302.8542 | 551.7064 | 1302.8542
5109 | 575.5436 | 1302.3305 | 575.5436 | 1302.3305
5110 | 591.3476 | 1296.6466 | 591.3476 | 1296.6466
5111 | 625.1317 | 1292.1227 | 625.1317 | 1292.1227
5112 | 629.1917 | 1291.6604 | 629.1917 | 1291.6604
5113 | 610.4281 | 1288.0493 | 610.4281 | 1288.0493
5114 | 616.3435 | 1263.3476 | 616.3435 | 1263.3476
5115 | 628.7811 | 1208.966 | 628.7811 | 1208.966
5116 | 659.5801 | 1153.1668 | 659.5801 | 1153.1668
5117 | 684.329 | 1096.345 | 684.329 | 1096.345
5118 | 678.4063 | 1056.984 | 678.4063 | 1056.984
5119 | 653.7943 | 1031.89 | 653.7943 | 1031.89
5120 | 637.2519 | 1017.4218 | 637.2519 | 1017.4218
5121 | 623.1419 | 1013.0166 | 623.1419 | 1013.0166
5122 | 602.489 | 1040.8614 | 602.489 | 1040.8614
5123 | 570.6496 | 1066.0929 | 570.6496 | 1066.0929
5124 | 541.0658 | 1016.8238 | 541.0658 | 1016.8238
5125 | 518.1794 | 985.2919 | 518.1794 | 985.2919
5126 | 506.9589 | 961.7077 | 506.9589 | 961.7077
5127 | 496.7042 | 952.8323 | 496.7042 | 952.8323
5128 | 490.5731 | 944.0754 | 490.5731 | 944.0754
5129 | 493.0929 | 944.085 | 493.0929 | 944.085
5130 | 503.507 | 956.6454 | 503.507 | 956.6454
5131 | 519.2234 | 950.8773 | 519.2234 | 950.8773
5132 | 541.5497 | 945.2451 | 541.5497 | 945.2451
5133 | 560.4668 | 937.696 | 560.4668 | 937.696
5134 | 582.4557 | 927.7981 | 582.4557 | 927.7981
5135 | 617.43 | 915.6838 | 617.43 | 915.6838
5136 | 622.4492 | 897.4897 | 622.4492 | 897.4897
5137 | 608.7849 | 875.5708 | 608.7849 | 875.5708
5138 | 607.5298 | 858.9022 | 607.5298 | 858.9022
5139 | 624.6816 | 840.5946 | 624.6816 | 840.5946
5140 | 655.6559 | 823.0791 | 655.6559 | 823.0791
5141 | 680.3596 | 808.8059 | 680.3596 | 808.8059
5142 | 671.5549 | 793.6605 | 671.5549 | 793.6605
5143 | 647.8985 | 777.8097 | 647.8985 | 777.8097
5144 | 633.3042 | 768.8328 | 633.3042 | 768.8328
5145 | 618.488 | 760.5777 | 618.488 | 760.5777
5146 | 602.4025 | 758.9186 | 602.4025 | 758.9186
5147 | 575.6942 | 760.1456 | 575.6942 | 760.1456
5148 | 548.3193 | 771.1662 | 548.3193 | 771.1662
5149 | 525.3769 | 788.8796 | 525.3769 | 788.8796
5150 | 511.9732 | 809.732 | 511.9732 | 809.732
5151 | 501.5808 | 831.8289 | 501.5808 | 831.8289
5152 | 498.4976 | 852.0618 | 498.4976 | 852.0618
5153 | 497.6935 | 879.0984 | 497.6935 | 879.0984
5154 | 506.1694 | 911.0704 | 506.1694 | 911.0704
5155 | 524.5654 | 920.965 | 524.5654 | 920.965
5156 | 547.7838 | 928.5028 | 547.7838 | 928.5028
5157 | 565.2877 | 933.6724 | 565.2877 | 933.6724
5158 | 583.9968 | 939.6139 | 583.9968 | 939.6139
5159 | 619.018 | 948.5599 | 619.018 | 948.5599
5160 | 618.9848 | 977.0792 | 618.9848 | 977.0792
5161 | 611.0293 | 1010.6864 | 611.0293 | 1010.6864
5162 | 610.9068 | 1011.0937 | 610.9068 | 1011.0937
5163 | 620.7571 | 970.6464 | 620.7571 | 970.6464
5164 | 653.1151 | 950.697 | 653.1151 | 950.697
5165 | 685.2245 | 939.9764 | 685.2245 | 939.9764
5166 | 673.9243 | 929.3257 | 673.9243 | 929.3257
5167 | 650.8026 | 918.1659 | 650.8026 | 918.1659
5168 | 630.9954 | 911.7013 | 630.9954 | 911.7013
5169 | 619.3438 | 901.8171 | 619.3438 | 901.8171
5170 | 600.1198 | 892.9939 | 600.1198 | 892.9939
5171 | 570.6225 | 881.2472 | 570.6225 | 881.2472
5172 | 545.2282 | 871.9533 | 545.2282 | 871.9533
5173 | 524.1635 | 864.8184 | 524.1635 | 864.8184
5174 | 509.7134 | 860.842 | 509.7134 | 860.842
5175 | 500.2069 | 859.5232 | 500.2069 | 859.5232
5176 | 496.4825 | 856.6153 | 496.4825 | 856.6153
5177 | 498.5268 | 863.2983 | 498.5268 | 863.2983
5178 | 509.4337 | 881.4525 | 509.4337 | 881.4525
5179 | 529.5491 | 882.5933 | 529.5491 | 882.5933
5180 | 556.4748 | 885.1849 | 556.4748 | 885.1849
5181 | 579.6932 | 887.8226 | 579.6932 | 887.8226
5182 | 599.7503 | 886.1878 | 599.7503 | 886.1878
5183 | 631.9992 | 886.8314 | 631.9992 | 886.8314
5184 | 630.8788 | 891.3659 | 630.8788 | 891.3659
5185 | 608.1997 | 893.7655 | 608.1997 | 893.7655
5186 | 609.5351 | 895.6841 | 609.5351 | 895.6841
5187 | 623.4294 | 888.5053 | 623.4294 | 888.5053
5188 | 655.5631 | 875.6808 | 655.5631 | 875.6808
5189 | 690.3168 | 867.7668 | 690.3168 | 867.7668
5190 | 682.3283 | 858.8827 | 682.3283 | 858.8827
5191 | 656.1683 | 849.5678 | 656.1683 | 849.5678
5192 | 641.2173 | 849.0111 | 641.2173 | 849.0111
5193 | 626.0269 | 849.3725 | 626.0269 | 849.3725
5194 | 604.8142 | 855.5643 | 604.8142 | 855.5643
5195 | 569.9235 | 864.9564 | 569.9235 | 864.9564
5196 | 540.1251 | 884.3579 | 540.1251 | 884.3579
5197 | 519.7018 | 917.6949 | 519.7018 | 917.6949
5198 | 506.654 | 954.2296 | 506.654 | 954.2296
5199 | 498.7302 | 982.3717 | 498.7302 | 982.3717
5200 | 493.7851 | 992.7909 | 493.7851 | 992.7909
5201 | 500.0997 | 999.2186 | 500.0997 | 999.2186
5202 | 516.5331 | 1022.5938 | 516.5331 | 1022.5938
5203 | 544.7733 | 1034.3923 | 544.7733 | 1034.3923
5204 | 580.8368 | 1046.6603 | 580.8368 | 1046.6603
5205 | 602.1749 | 1058.5621 | 602.1749 | 1058.5621
5206 | 619.3401 | 1063.267 | 619.3401 | 1063.267
5207 | 657.3751 | 1063.7536 | 657.3751 | 1063.7536
5208 | 649.8819 | 1060.1427 | 649.8819 | 1060.1427
5209 | 625.3866 | 1050.3536 | 625.3866 | 1050.3536
5210 | 626.5376 | 1038.0423 | 626.5376 | 1038.0423
5211 | 643.3434 | 1018.2038 | 643.3434 | 1018.2038
5212 | 674.8989 | 999.7854 | 674.8989 | 999.7854
5213 | 708.95 | 985.3944 | 708.95 | 985.3944
5214 | 703.3102 | 968.3255 | 703.3102 | 968.3255
5215 | 670.8504 | 946.822 | 670.8504 | 946.822
5216 | 651.1649 | 935.058 | 651.1649 | 935.058
5217 | 632.3987 | 925.9393 | 632.3987 | 925.9393
5218 | 608.7491 | 929.6581 | 608.7491 | 929.6581
5219 | 575.1389 | 950.2575 | 575.1389 | 950.2575
5220 | 546.2443 | 963.653 | 546.2443 | 963.653
5221 | 520.9889 | 973.2995 | 520.9889 | 973.2995
5222 | 508.8018 | 1001.2767 | 508.8018 | 1001.2767
5223 | 501.8998 | 1036.5436 | 501.8998 | 1036.5436
5224 | 496.9181 | 1065.9229 | 496.9181 | 1065.9229
5225 | 499.9409 | 1087.7582 | 499.9409 | 1087.7582
5226 | 514.8157 | 1111.6633 | 514.8157 | 1111.6633
5227 | 544.6916 | 1128.1136 | 544.6916 | 1128.1136
5228 | 579.248 | 1155.1218 | 579.248 | 1155.1218
5229 | 601.2734 | 1158.7997 | 601.2734 | 1158.7997
5230 | 616.0389 | 1145.0548 | 616.0389 | 1145.0548
5231 | 659.4204 | 1126.5223 | 659.4204 | 1126.5223
5232 | 652.0512 | 1109.0151 | 652.0512 | 1109.0151
5233 | 629.6862 | 1089.7656 | 629.6862 | 1089.7656
5234 | 630.2181 | 1070.0743 | 630.2181 | 1070.0743
5235 | 643.2141 | 1006.3488 | 643.2141 | 1006.3488
5236 | 674.3517 | 949.3231 | 674.3517 | 949.3231
5237 | 705.9536 | 908.6116 | 705.9536 | 908.6116
5238 | 698.2201 | 872.7593 | 698.2201 | 872.7593
5239 | 667.0688 | 844.3077 | 667.0688 | 844.3077
5240 | 648.5747 | 827.9901 | 648.5747 | 827.9901
5241 | 631.7889 | 821.4033 | 631.7889 | 821.4033
5242 | 610.7523 | 826.653 | 610.7523 | 826.653
5243 | 576.5642 | 832.2962 | 576.5642 | 832.2962
5244 | 544.5547 | 835.1322 | 544.5547 | 835.1322
5245 | 525.5411 | 835.2201 | 525.5411 | 835.2201
5246 | 510.4857 | 834.0701 | 510.4857 | 834.0701
5247 | 504.1779 | 829.6502 | 504.1779 | 829.6502
5248 | 498.1183 | 820.0886 | 498.1183 | 820.0886
5249 | 502.3265 | 824.691 | 502.3265 | 824.691
5250 | 520.6261 | 843.6499 | 520.6261 | 843.6499
5251 | 544.42 | 849.0107 | 544.42 | 849.0107
5252 | 580.6947 | 856.2344 | 580.6947 | 856.2344
5253 | 602.6688 | 859.2253 | 602.6688 | 859.2253
5254 | 620.1584 | 853.8417 | 620.1584 | 853.8417
5255 | 654.9867 | 845.7315 | 654.9867 | 845.7315
5256 | 650.0324 | 848.4406 | 650.0324 | 848.4406
5257 | 628.31 | 856.277 | 628.31 | 856.277
5258 | 630.8604 | 855.5066 | 630.8604 | 855.5066
5259 | 643.4079 | 834.4708 | 643.4079 | 834.4708
5260 | 674.933 | 815.5225 | 674.933 | 815.5225
5261 | 704.406 | 799.9735 | 704.406 | 799.9735
5262 | 705.3459 | 780.9419 | 705.3459 | 780.9419
5263 | 668.7448 | 770.9205 | 668.7448 | 770.9205
5264 | 643.5899 | 771.404 | 643.5899 | 771.404
5265 | 627.847 | 772.2168 | 627.847 | 772.2168
5266 | 607.0591 | 778.8993 | 607.0591 | 778.8993
5267 | 574.4499 | 809.9405 | 574.4499 | 809.9405
5268 | 545.3041 | 849.5976 | 545.3041 | 849.5976
5269 | 524.1053 | 871.0207 | 524.1053 | 871.0207
5270 | 509.8994 | 878.5264 | 509.8994 | 878.5264
5271 | 503.3033 | 886.6288 | 503.3033 | 886.6288
5272 | 499.1681 | 894.202 | 499.1681 | 894.202
5273 | 501.5873 | 925.3604 | 501.5873 | 925.3604
5274 | 512.8615 | 972.5044 | 512.8615 | 972.5044
5275 | 534.6719 | 998.2777 | 534.6719 | 998.2777
5276 | 561.9682 | 1023.441 | 561.9682 | 1023.441
5277 | 585.7375 | 1049.2587 | 585.7375 | 1049.2587
5278 | 609.2364 | 1074.3566 | 609.2364 | 1074.3566
5279 | 641.8435 | 1088.6805 | 641.8435 | 1088.6805
5280 | 641.9392 | 1090.9382 | 641.9392 | 1090.9382
5281 | 620.0311 | 1086.6841 | 620.0311 | 1086.6841
5282 | 623.7083 | 1074.6672 | 623.7083 | 1074.6672
5283 | 631.0193 | 1021.8545 | 631.0193 | 1021.8545
5284 | 667.2064 | 968.6169 | 667.2064 | 968.6169
5285 | 699.7961 | 926.4923 | 699.7961 | 926.4923
5286 | 690.864 | 901.5332 | 690.864 | 901.5332
5287 | 661.6815 | 878.4791 | 661.6815 | 878.4791
5288 | 644.0165 | 866.6562 | 644.0165 | 866.6562
5289 | 630.8256 | 861.5022 | 630.8256 | 861.5022
5290 | 610.3059 | 866.6539 | 610.3059 | 866.6539
5291 | 579.0138 | 871.7475 | 579.0138 | 871.7475
5292 | 548.7443 | 875.5255 | 548.7443 | 875.5255
5293 | 527.0188 | 880.5793 | 527.0188 | 880.5793
5294 | 512.3701 | 887.2017 | 512.3701 | 887.2017
5295 | 502.3076 | 896.2267 | 502.3076 | 896.2267
5296 | 497.7344 | 901.6801 | 497.7344 | 901.6801
5297 | 498.0309 | 913.9568 | 498.0309 | 913.9568
5298 | 509.9876 | 935.7814 | 509.9876 | 935.7814
5299 | 525.2357 | 938.9046 | 525.2357 | 938.9046
5300 | 543.3336 | 939.7101 | 543.3336 | 939.7101
5301 | 572.8658 | 935.851 | 572.8658 | 935.851
5302 | 589.4906 | 928.6813 | 589.4906 | 928.6813
5303 | 627.07 | 922.5731 | 627.07 | 922.5731
5304 | 621.4334 | 918.55 | 621.4334 | 918.55
5305 | 604.5591 | 911.9602 | 604.5591 | 911.9602
5306 | 607.6633 | 905.223 | 607.6633 | 905.223
5307 | 620.2346 | 890.7428 | 620.2346 | 890.7428
5308 | 641.8141 | 870.872 | 641.8141 | 870.872
5309 | 677.8117 | 854.5772 | 677.8117 | 854.5772
5310 | 673.5022 | 840.3936 | 673.5022 | 840.3936
5311 | 649.8607 | 826.4074 | 649.8607 | 826.4074
5312 | 633.3852 | 818.8633 | 633.3852 | 818.8633
5313 | 619.3612 | 812.6494 | 619.3612 | 812.6494
5314 | 601.053 | 813.8755 | 601.053 | 813.8755
5315 | 572.0524 | 816.2213 | 572.0524 | 816.2213
5316 | 542.4567 | 822.3939 | 542.4567 | 822.3939
5317 | 521.9837 | 832.5312 | 521.9837 | 832.5312
5318 | 510.0157 | 846.5139 | 510.0157 | 846.5139
5319 | 499.2821 | 863.0954 | 499.2821 | 863.0954
5320 | 494.4651 | 876.1054 | 494.4651 | 876.1054
5321 | 495.5065 | 894.9574 | 495.5065 | 894.9574
5322 | 503.8741 | 920.9626 | 503.8741 | 920.9626
5323 | 518.1992 | 928.1683 | 518.1992 | 928.1683
5324 | 534.431 | 935.8631 | 534.431 | 935.8631
5325 | 561.6478 | 944.3497 | 561.6478 | 944.3497
5326 | 581.5115 | 953.5494 | 581.5115 | 953.5494
5327 | 618.5703 | 964.203 | 618.5703 | 964.203
5328 | 618.8132 | 975.6071 | 618.8132 | 975.6071
5329 | 605.0204 | 981.677 | 605.0204 | 981.677
5330 | 604.7054 | 974.0959 | 604.7054 | 974.0959
5331 | 610.431 | 918.6139 | 610.431 | 918.6139
5332 | 632.8866 | 877.1528 | 632.8866 | 877.1528
5333 | 667.1267 | 840.5239 | 667.1267 | 840.5239
5334 | 663.6372 | 805.2407 | 663.6372 | 805.2407
5335 | 637.5928 | 780.852 | 637.5928 | 780.852
5336 | 619.4052 | 769.775 | 619.4052 | 769.775
5337 | 601.5711 | 761.2058 | 601.5711 | 761.2058
5338 | 582.9671 | 756.5436 | 582.9671 | 756.5436
5339 | 554.0765 | 750.8814 | 554.0765 | 750.8814
5340 | 524.6283 | 748.8301 | 524.6283 | 748.8301
5341 | 504.3392 | 751.0771 | 504.3392 | 751.0771
5342 | 492.6525 | 759.4856 | 492.6525 | 759.4856
5343 | 483.6548 | 776.5186 | 483.6548 | 776.5186
5344 | 479.9699 | 795.1224 | 479.9699 | 795.1224
5345 | 483.0412 | 821.7665 | 483.0412 | 821.7665
5346 | 494.1236 | 857.2518 | 494.1236 | 857.2518
5347 | 512.9395 | 873.6824 | 512.9395 | 873.6824
5348 | 536.261 | 889.4441 | 536.261 | 889.4441
5349 | 564.6949 | 901.5422 | 564.6949 | 901.5422
5350 | 582.7006 | 910.2315 | 582.7006 | 910.2315
5351 | 618.9167 | 921.1599 | 618.9167 | 921.1599
5352 | 612.4877 | 936.1951 | 612.4877 | 936.1951
5353 | 594.0328 | 949.4879 | 594.0328 | 949.4879
5354 | 597.9352 | 950.3663 | 597.9352 | 950.3663
5355 | 607.004 | 924.6788 | 607.004 | 924.6788
5356 | 634.4817 | 886.5937 | 634.4817 | 886.5937
5357 | 672.2667 | 857.3839 | 672.2667 | 857.3839
5358 | 674.4138 | 832.7781 | 674.4138 | 832.7781
5359 | 647.3646 | 810.3325 | 647.3646 | 810.3325
5360 | 631.2486 | 798.0189 | 631.2486 | 798.0189
5361 | 616.5138 | 791.5499 | 616.5138 | 791.5499
5362 | 598.907 | 799.6849 | 598.907 | 799.6849
5363 | 562.207 | 826.7024 | 562.207 | 826.7024
5364 | 531.5462 | 843.042 | 531.5462 | 843.042
5365 | 508.4364 | 848.979 | 508.4364 | 848.979
5366 | 500.2585 | 856.5828 | 500.2585 | 856.5828
5367 | 489.2746 | 867.1387 | 489.2746 | 867.1387
5368 | 485.2515 | 876.8905 | 485.2515 | 876.8905
5369 | 492.026 | 898.824 | 492.026 | 898.824
5370 | 508.7062 | 932.8961 | 508.7062 | 932.8961
5371 | 535.0862 | 952.2513 | 535.0862 | 952.2513
5372 | 569.8477 | 970.1131 | 569.8477 | 970.1131
5373 | 590.3482 | 984.4879 | 590.3482 | 984.4879
5374 | 604.7872 | 1001.146 | 604.7872 | 1001.146
5375 | 642.9928 | 1021.633 | 642.9928 | 1021.633
5376 | 637.84 | 1041.1433 | 637.84 | 1041.1433
5377 | 613.3787 | 1048.332 | 613.3787 | 1048.332
5378 | 613.3286 | 1027.306 | 613.3286 | 1027.306
5379 | 629.353 | 948.7617 | 629.353 | 948.7617
5380 | 655.1667 | 886.0245 | 655.1667 | 886.0245
5381 | 698.2885 | 834.8712 | 698.2885 | 834.8712
5382 | 698.0382 | 782.3747 | 698.0382 | 782.3747
5383 | 669.4759 | 736.6313 | 669.4759 | 736.6313
5384 | 654.6468 | 717.8406 | 654.6468 | 717.8406
5385 | 633.3391 | 706.9358 | 633.3391 | 706.9358
5386 | 610.0013 | 714.1286 | 610.0013 | 714.1286
5387 | 574.6488 | 748.5654 | 574.6488 | 748.5654
5388 | 542.2955 | 765.2583 | 542.2955 | 765.2583
5389 | 517.9384 | 754.5119 | 517.9384 | 754.5119
5390 | 505.9294 | 749.3579 | 505.9294 | 749.3579
5391 | 497.7235 | 755.3405 | 497.7235 | 755.3405
5392 | 493.8413 | 755.946 | 493.8413 | 755.946
5393 | 495.5972 | 762.2363 | 495.5972 | 762.2363
5394 | 514.3731 | 788.0649 | 514.3731 | 788.0649
5395 | 540.9935 | 815.2121 | 540.9935 | 815.2121
5396 | 580.2982 | 848.9133 | 580.2982 | 848.9133
5397 | 602.226 | 865.2706 | 602.226 | 865.2706
5398 | 613.6839 | 869.9166 | 613.6839 | 869.9166
5399 | 649.4809 | 870.4621 | 649.4809 | 870.4621
5400 | 639.3765 | 862.749 | 639.3765 | 862.749
5401 | 615.2146 | 841.2423 | 615.2146 | 841.2423
5402 | 613.1702 | 788.675 | 613.1702 | 788.675
5403 | 623.7834 | 737.1774 | 623.7834 | 737.1774
5404 | 648.5043 | 700.7802 | 648.5043 | 700.7802
5405 | 690.3155 | 671.119 | 690.3155 | 671.119
5406 | 695.8197 | 644.2168 | 695.8197 | 644.2168
5407 | 664.7293 | 619.0822 | 664.7293 | 619.0822
5408 | 642.2443 | 609.7913 | 642.2443 | 609.7913
5409 | 628.213 | 604.1859 | 628.213 | 604.1859
5410 | 604.7603 | 607.6495 | 604.7603 | 607.6495
5411 | 570.333 | 611.7618 | 570.333 | 611.7618
5412 | 537.3344 | 609.5338 | 537.3344 | 609.5338
5413 | 515.7127 | 613.9791 | 515.7127 | 613.9791
5414 | 499.8406 | 624.0363 | 499.8406 | 624.0363
5415 | 490.7473 | 638.0663 | 490.7473 | 638.0663
5416 | 486.0438 | 650.4482 | 486.0438 | 650.4482
5417 | 491.5881 | 665.9635 | 491.5881 | 665.9635
5418 | 507.9491 | 686.6104 | 507.9491 | 686.6104
5419 | 528.419 | 688.6737 | 528.419 | 688.6737
5420 | 566.4603 | 690.8335 | 566.4603 | 690.8335
5421 | 590.6745 | 691.2532 | 590.6745 | 691.2532
5422 | 606.6923 | 694.8983 | 606.6923 | 694.8983
5423 | 643.4585 | 710.0466 | 643.4585 | 710.0466
5424 | 632.435 | 729.2232 | 632.435 | 729.2232
5425 | 607.8152 | 732.6042 | 607.8152 | 732.6042
5426 | 609.9783 | 717.859 | 609.9783 | 717.859
5427 | 623.4811 | 685.4589 | 623.4811 | 685.4589
5428 | 642.123 | 656.108 | 642.123 | 656.108
5429 | 680.1131 | 639.087 | 680.1131 | 639.087
5430 | 688.6626 | 624.2753 | 688.6626 | 624.2753
5431 | 655.5248 | 608.9348 | 655.5248 | 608.9348
5432 | 636.3617 | 600.3112 | 636.3617 | 600.3112
5433 | 621.4043 | 591.0158 | 621.4043 | 591.0158
5434 | 599.5379 | 592.6148 | 599.5379 | 592.6148
5435 | 564.6943 | 597.3945 | 564.6943 | 597.3945
5436 | 535.3071 | 590.083 | 535.3071 | 590.083
5437 | 513.9206 | 581.5741 | 513.9206 | 581.5741
5438 | 503.3828 | 580.2278 | 503.3828 | 580.2278
5439 | 493.1532 | 584.7188 | 493.1532 | 584.7188
5440 | 486.0749 | 586.8355 | 486.0749 | 586.8355
5441 | 489.3482 | 594.8531 | 489.3482 | 594.8531
5442 | 499.6397 | 614.3224 | 499.6397 | 614.3224
5443 | 514.6368 | 621.0963 | 514.6368 | 621.0963
5444 | 545.4578 | 629.2228 | 545.4578 | 629.2228
5445 | 569.6242 | 635.5504 | 569.6242 | 635.5504
5446 | 589.2714 | 641.7667 | 589.2714 | 641.7667
5447 | 623.167 | 647.9649 | 623.167 | 647.9649
5448 | 622.2113 | 654.521 | 622.2113 | 654.521
5449 | 603.6196 | 660.4535 | 603.6196 | 660.4535
5450 | 608.4365 | 667.2397 | 608.4365 | 667.2397
5451 | 611.9351 | 655.6252 | 611.9351 | 655.6252
5452 | 629.7363 | 644.3512 | 629.7363 | 644.3512
5453 | 665.4829 | 639.6954 | 665.4829 | 639.6954
5454 | 672.6092 | 637.3276 | 672.6092 | 637.3276
5455 | 645.3076 | 633.6654 | 645.3076 | 633.6654
5456 | 624.2768 | 635.0126 | 624.2768 | 635.0126
5457 | 607.6401 | 635.6291 | 607.6401 | 635.6291
5458 | 591.6363 | 641.8602 | 591.6363 | 641.8602
5459 | 562.7712 | 647.7193 | 562.7712 | 647.7193
5460 | 534.7801 | 653.6171 | 534.7801 | 653.6171
5461 | 512.3604 | 659.7504 | 512.3604 | 659.7504
5462 | 498.6361 | 668.5319 | 498.6361 | 668.5319
5463 | 489.1801 | 680.1869 | 489.1801 | 680.1869
5464 | 485.3253 | 688.8199 | 485.3253 | 688.8199
5465 | 486.4087 | 706.2784 | 486.4087 | 706.2784
5466 | 497.7383 | 736.3465 | 497.7383 | 736.3465
5467 | 505.4437 | 747.5758 | 505.4437 | 747.5758
5468 | 527.6242 | 758.411 | 527.6242 | 758.411
5469 | 550.6692 | 766.5443 | 550.6692 | 766.5443
5470 | 569.5159 | 772.4662 | 569.5159 | 772.4662
5471 | 606.6586 | 778.7821 | 606.6586 | 778.7821
5472 | 610.0496 | 790.2843 | 610.0496 | 790.2843
5473 | 591.4866 | 802.2229 | 591.4866 | 802.2229
5474 | 592.7453 | 798.7047 | 592.7453 | 798.7047
5475 | 599.8841 | 778.3558 | 599.8841 | 778.3558
5476 | 619.4859 | 752.4398 | 619.4859 | 752.4398
5477 | 659.9664 | 731.768 | 659.9664 | 731.768
5478 | 658.5443 | 719.92 | 658.5443 | 719.92
5479 | 633.1233 | 708.7406 | 633.1233 | 708.7406
5480 | 619.4035 | 701.5891 | 619.4035 | 701.5891
5481 | 605.337 | 692.6666 | 605.337 | 692.6666
5482 | 586.3928 | 689.0447 | 586.3928 | 689.0447
5483 | 556.1276 | 689.1333 | 556.1276 | 689.1333
5484 | 529.6301 | 685.2174 | 529.6301 | 685.2174
5485 | 510.507 | 685.0502 | 510.507 | 685.0502
5486 | 496.8228 | 692.4381 | 496.8228 | 692.4381
5487 | 488.9398 | 700.3247 | 488.9398 | 700.3247
5488 | 483.1026 | 706.7595 | 483.1026 | 706.7595
5489 | 486.1573 | 728.1826 | 486.1573 | 728.1826
5490 | 494.0796 | 761.7837 | 494.0796 | 761.7837
5491 | 503.9921 | 779.6275 | 503.9921 | 779.6275
5492 | 523.6655 | 800.7475 | 523.6655 | 800.7475
5493 | 547.443 | 822.9733 | 547.443 | 822.9733
5494 | 569.0018 | 842.0849 | 569.0018 | 842.0849
5495 | 599.0681 | 857.7239 | 599.0681 | 857.7239
5496 | 601.6 | 873.0535 | 601.6 | 873.0535
5497 | 585.9104 | 877.5139 | 585.9104 | 877.5139
5498 | 585.9745 | 854.0738 | 585.9745 | 854.0738
5499 | 594.2645 | 809.7009 | 594.2645 | 809.7009
5500 | 615.2845 | 781.6258 | 615.2845 | 781.6258
5501 | 658.1013 | 767.804 | 658.1013 | 767.804
5502 | 660.4993 | 757.8011 | 660.4993 | 757.8011
5503 | 633.815 | 750.0565 | 633.815 | 750.0565
5504 | 614.8272 | 747.0856 | 614.8272 | 747.0856
5505 | 606.9781 | 743.6195 | 606.9781 | 743.6195
5506 | 584.5613 | 745.6111 | 584.5613 | 745.6111
5507 | 556.8081 | 771.6669 | 556.8081 | 771.6669
5508 | 527.7616 | 798.0951 | 527.7616 | 798.0951
5509 | 508.9402 | 809.5866 | 508.9402 | 809.5866
5510 | 495.6325 | 826.3958 | 495.6325 | 826.3958
5511 | 487.6614 | 855.3818 | 487.6614 | 855.3818
5512 | 482.4535 | 880.4235 | 482.4535 | 880.4235
5513 | 485.6942 | 904.0253 | 485.6942 | 904.0253
5514 | 498.4078 | 940.1583 | 498.4078 | 940.1583
5515 | 511.858 | 965.4802 | 511.858 | 965.4802
5516 | 541.8076 | 971.0159 | 541.8076 | 971.0159
5517 | 563.1434 | 954.7523 | 563.1434 | 954.7523
5518 | 578.246 | 949.5257 | 578.246 | 949.5257
5519 | 610.9231 | 966.7742 | 610.9231 | 966.7742
5520 | 609.7882 | 998.8853 | 609.7882 | 998.8853
5521 | 593.4307 | 1020.6965 | 593.4307 | 1020.6965
5522 | 592.4886 | 998.2377 | 592.4886 | 998.2377
5523 | 601.9399 | 937.0834 | 601.9399 | 937.0834
5524 | 621.5068 | 886.2796 | 621.5068 | 886.2796
5525 | 664.4794 | 849.0226 | 664.4794 | 849.0226
5526 | 670.7271 | 818.9015 | 670.7271 | 818.9015
5527 | 639.4975 | 793.9239 | 639.4975 | 793.9239
5528 | 625.6546 | 784.0049 | 625.6546 | 784.0049
5529 | 607.7576 | 779.1453 | 607.7576 | 779.1453
5530 | 589.5418 | 789.4001 | 589.5418 | 789.4001
5531 | 555.1341 | 820.6571 | 555.1341 | 820.6571
5532 | 522.112 | 831.7955 | 522.112 | 831.7955
5533 | 501.4303 | 828.3898 | 501.4303 | 828.3898
5534 | 491.9602 | 827.4556 | 491.9602 | 827.4556
5535 | 485.0007 | 836.1862 | 485.0007 | 836.1862
5536 | 478.8703 | 850.3934 | 478.8703 | 850.3934
5537 | 484.1959 | 881.9836 | 484.1959 | 881.9836
5538 | 499.6502 | 922.631 | 499.6502 | 922.631
5539 | 521.7208 | 942.4768 | 521.7208 | 942.4768
5540 | 560.3501 | 961.791 | 560.3501 | 961.791
5541 | 581.0619 | 979.0707 | 581.0619 | 979.0707
5542 | 599.1977 | 990.2528 | 599.1977 | 990.2528
5543 | 633.1597 | 998.8455 | 633.1597 | 998.8455
5544 | 623.8485 | 1014.5088 | 623.8485 | 1014.5088
5545 | 602.0368 | 1026.2903 | 602.0368 | 1026.2903
5546 | 606.6085 | 1001.8688 | 606.6085 | 1001.8688
5547 | 615.4915 | 942.1865 | 615.4915 | 942.1865
5548 | 633.0604 | 892.7174 | 633.0604 | 892.7174
5549 | 676.7454 | 860.9561 | 676.7454 | 860.9561
5550 | 689.1475 | 831.7771 | 689.1475 | 831.7771
5551 | 656.0437 | 804.7975 | 656.0437 | 804.7975
5552 | 635.8096 | 791.7577 | 635.8096 | 791.7577
5553 | 619.5518 | 781.0295 | 619.5518 | 781.0295
5554 | 594.792 | 776.6618 | 594.792 | 776.6618
5555 | 560.6111 | 782.678 | 560.6111 | 782.678
5556 | 527.6048 | 794.307 | 527.6048 | 794.307
5557 | 504.7378 | 811.5101 | 504.7378 | 811.5101
5558 | 494.4487 | 854.1294 | 494.4487 | 854.1294
5559 | 486.594 | 904.7842 | 486.594 | 904.7842
5560 | 481.6059 | 934.1636 | 481.6059 | 934.1636
5561 | 487.4433 | 949.8162 | 487.4433 | 949.8162
5562 | 502.8623 | 954.7415 | 502.8623 | 954.7415
5563 | 526.9238 | 935.4894 | 526.9238 | 935.4894
5564 | 563.0967 | 938.925 | 563.0967 | 938.925
5565 | 585.3737 | 946.6265 | 585.3737 | 946.6265
5566 | 601.2376 | 947.8378 | 601.2376 | 947.8378
5567 | 637.243 | 942.6324 | 637.243 | 942.6324
5568 | 632.3362 | 932.7995 | 632.3362 | 932.7995
5569 | 606.3103 | 917.2007 | 606.3103 | 917.2007
5570 | 607.5124 | 896.6066 | 607.5124 | 896.6066
5571 | 616.0994 | 863.1466 | 616.0994 | 863.1466
5572 | 634.4055 | 821.0182 | 634.4055 | 821.0182
5573 | 678.1299 | 779.6394 | 678.1299 | 779.6394
5574 | 685.841 | 743.4926 | 685.841 | 743.4926
5575 | 653.7295 | 711.1351 | 653.7295 | 711.1351
5576 | 631.3002 | 687.8891 | 631.3002 | 687.8891
5577 | 614.5293 | 668.1911 | 614.5293 | 668.1911
5578 | 592.2924 | 655.8742 | 592.2924 | 655.8742
5579 | 557.2053 | 645.0304 | 557.2053 | 645.0304
5580 | 529.9543 | 637.6207 | 529.9543 | 637.6207
5581 | 507.1108 | 633.4888 | 507.1108 | 633.4888
5582 | 498.697 | 632.1425 | 498.697 | 632.1425
5583 | 486.7812 | 633.866 | 486.7812 | 633.866
5584 | 481.1205 | 633.1368 | 481.1205 | 633.1368
5585 | 487.4189 | 639.5056 | 487.4189 | 639.5056
5586 | 501.4578 | 656.4037 | 501.4578 | 656.4037
5587 | 521.3465 | 656.5435 | 521.3465 | 656.5435
5588 | 559.7502 | 657.2509 | 559.7502 | 657.2509
5589 | 579.0455 | 657.2388 | 579.0455 | 657.2388
5590 | 594.8758 | 659.9221 | 594.8758 | 659.9221
5591 | 636.7927 | 665.6885 | 636.7927 | 665.6885
5592 | 634.6189 | 674.4625 | 634.6189 | 674.4625
5593 | 609.0974 | 678.4323 | 609.0974 | 678.4323
5594 | 604.106 | 670.8316 | 604.106 | 670.8316
5595 | 614.8191 | 654.212 | 614.8191 | 654.212
5596 | 630.992 | 637.5993 | 630.992 | 637.5993
5597 | 668.6052 | 627.2123 | 668.6052 | 627.2123
5598 | 679.651 | 616.4243 | 679.651 | 616.4243
5599 | 653.8576 | 603.7335 | 653.8576 | 603.7335
5600 | 629.5365 | 596.5231 | 629.5365 | 596.5231
5601 | 614.0851 | 589.583 | 614.0851 | 589.583
5602 | 590.7961 | 589.2585 | 590.7961 | 589.2585
5603 | 558.1837 | 587.5611 | 558.1837 | 587.5611
5604 | 531.626 | 590.6129 | 531.626 | 590.6129
5605 | 510.8987 | 600.7109 | 510.8987 | 600.7109
5606 | 497.9933 | 616.4798 | 497.9933 | 616.4798
5607 | 488.2233 | 646.6435 | 488.2233 | 646.6435
5608 | 484.4215 | 680.3605 | 484.4215 | 680.3605
5609 | 485.7026 | 699.4676 | 485.7026 | 699.4676
5610 | 499.6371 | 710.713 | 499.6371 | 710.713
5611 | 513.4943 | 711.7164 | 513.4943 | 711.7164
5612 | 545.1177 | 718.2728 | 545.1177 | 718.2728
5613 | 569.1171 | 723.2068 | 569.1171 | 723.2068
5614 | 587.5553 | 727.7547 | 587.5553 | 727.7547
5615 | 620.5763 | 728.5357 | 620.5763 | 728.5357
5616 | 617.4025 | 728.7522 | 617.4025 | 728.7522
5617 | 603.0973 | 721.181 | 603.0973 | 721.181
5618 | 605.9202 | 680.4098 | 605.9202 | 680.4098
5619 | 614.2363 | 644.7515 | 614.2363 | 644.7515
5620 | 626.1916 | 618.07 | 626.1916 | 618.07
5621 | 662.0485 | 604.1697 | 662.0485 | 604.1697
5622 | 672.7325 | 599.7017 | 672.7325 | 599.7017
5623 | 645.1973 | 597.9042 | 645.1973 | 597.9042
5624 | 618.9333 | 600.5271 | 618.9333 | 600.5271
5625 | 600.7073 | 600.6725 | 600.7073 | 600.6725
5626 | 584.0593 | 605.9615 | 584.0593 | 605.9615
5627 | 557.5068 | 628.9947 | 557.5068 | 628.9947
5628 | 529.3789 | 654.0882 | 529.3789 | 654.0882
5629 | 509.3635 | 668.5435 | 509.3635 | 668.5435
5630 | 497.3102 | 681.2505 | 497.3102 | 681.2505
5631 | 488.2055 | 695.1038 | 488.2055 | 695.1038
5632 | 481.6021 | 702.461 | 481.6021 | 702.461
5633 | 483.2289 | 711.5189 | 483.2289 | 711.5189
5634 | 491.5714 | 726.7682 | 491.5714 | 726.7682
5635 | 500.1434 | 721.4516 | 500.1434 | 721.4516
5636 | 524.4623 | 716.9577 | 524.4623 | 716.9577
5637 | 546.191 | 711.1948 | 546.191 | 711.1948
5638 | 560.9394 | 706.557 | 560.9394 | 706.557
5639 | 597.1339 | 700.5469 | 597.1339 | 700.5469
5640 | 591.8994 | 699.9979 | 591.8994 | 699.9979
5641 | 578.1466 | 693.6632 | 578.1466 | 693.6632
5642 | 577.6914 | 673.2654 | 577.6914 | 673.2654
5643 | 583.9973 | 649.9528 | 583.9973 | 649.9528
5644 | 598.2398 | 626.235 | 598.2398 | 626.235
5645 | 631.3146 | 616.2013 | 631.3146 | 616.2013
5646 | 640.1193 | 613.7353 | 640.1193 | 613.7353
5647 | 617.3376 | 610.819 | 617.3376 | 610.819
5648 | 605.1446 | 609.752 | 605.1446 | 609.752
5649 | 588.3092 | 604.9317 | 588.3092 | 604.9317
5650 | 570.442 | 607.257 | 570.442 | 607.257
5651 | 541.2381 | 635.04 | 541.2381 | 635.04
5652 | 515.6655 | 643.5875 | 515.6655 | 643.5875
5653 | 496.4513 | 623.3414 | 496.4513 | 623.3414
5654 | 485.0229 | 623.2905 | 485.0229 | 623.2905
5655 | 476.9936 | 627.3104 | 476.9936 | 627.3104
5656 | 467.6118 | 627.9355 | 467.6118 | 627.9355
5657 | 471.2129 | 641.3702 | 471.2129 | 641.3702
5658 | 477.9774 | 687.1992 | 477.9774 | 687.1992
5659 | 486.4231 | 743.0222 | 486.4231 | 743.0222
5660 | 509.2691 | 763.8085 | 509.2691 | 763.8085
5661 | 527.1244 | 746.3084 | 527.1244 | 746.3084
5662 | 550.9267 | 736.7441 | 550.9267 | 736.7441
5663 | 580.6907 | 740.4692 | 580.6907 | 740.4692
5664 | 573.9965 | 750.5387 | 573.9965 | 750.5387
5665 | 562.0044 | 753.1934 | 562.0044 | 753.1934
5666 | 562.4012 | 739.6455 | 562.4012 | 739.6455
5667 | 571.7886 | 708.8353 | 571.7886 | 708.8353
5668 | 588.8088 | 669.5921 | 588.8088 | 669.5921
5669 | 629.1671 | 633.552 | 629.1671 | 633.552
5670 | 638.255 | 600.6634 | 638.255 | 600.6634
5671 | 616.7373 | 570.1901 | 616.7373 | 570.1901
5672 | 597.8944 | 552.3416 | 597.8944 | 552.3416
5673 | 582.7337 | 539.5722 | 582.7337 | 539.5722
5674 | 563.7545 | 538.2074 | 563.7545 | 538.2074
5675 | 536.3579 | 553.527 | 536.3579 | 553.527
5676 | 512.8047 | 566.4907 | 512.8047 | 566.4907
5677 | 492.0495 | 562.2214 | 492.0495 | 562.2214
5678 | 480.3214 | 550.08 | 480.3214 | 550.08
5679 | 472.8672 | 545.6601 | 472.8672 | 545.6601
5680 | 467.3689 | 552.5463 | 467.3689 | 552.5463
5681 | 470.4668 | 570.358 | 470.4668 | 570.358
5682 | 480.7349 | 599.7588 | 480.7349 | 599.7588
5683 | 491.8283 | 613.9715 | 491.8283 | 613.9715
5684 | 523.0467 | 630.4201 | 523.0467 | 630.4201
5685 | 540.3334 | 646.7185 | 540.3334 | 646.7185
5686 | 560.0505 | 662.5718 | 560.0505 | 662.5718
5687 | 596.9517 | 678.9959 | 596.9517 | 678.9959
5688 | 591.935 | 697.1323 | 591.935 | 697.1323
5689 | 570.7119 | 712.2112 | 570.7119 | 712.2112
5690 | 572.606 | 730.3617 | 572.606 | 730.3617
5691 | 583.0135 | 747.9136 | 583.0135 | 747.9136
5692 | 598.0551 | 764.7658 | 598.0551 | 764.7658
5693 | 640.3695 | 783.6042 | 640.3695 | 783.6042
5694 | 655.1786 | 797.7038 | 655.1786 | 797.7038
5695 | 631.4274 | 804.2087 | 631.4274 | 804.2087
5696 | 610.5783 | 809.0299 | 610.5783 | 809.0299
5697 | 592.7989 | 810.2745 | 592.7989 | 810.2745
5698 | 571.5112 | 814.955 | 571.5112 | 814.955
5699 | 536.9304 | 816.7709 | 536.9304 | 816.7709
5700 | 510.8422 | 820.1368 | 510.8422 | 820.1368
5701 | 490.0978 | 824.1306 | 490.0978 | 824.1306
5702 | 479.2095 | 830.5764 | 479.2095 | 830.5764
5703 | 475.4011 | 838.1097 | 475.4011 | 838.1097
5704 | 466.9482 | 842.3854 | 466.9482 | 842.3854
5705 | 473.8575 | 856.1539 | 473.8575 | 856.1539
5706 | 490.387 | 881.7273 | 490.387 | 881.7273
5707 | 505.9456 | 893.408 | 505.9456 | 893.408
5708 | 547.1495 | 906.7948 | 547.1495 | 906.7948
5709 | 566.9504 | 921.6996 | 566.9504 | 921.6996
5710 | 587.0165 | 937.8081 | 587.0165 | 937.8081
5711 | 621.2393 | 953.7219 | 621.2393 | 953.7219
5712 | 612.6923 | 971.3087 | 612.6923 | 971.3087
5713 | 590.3971 | 980.7741 | 590.3971 | 980.7741
5714 | 589.8773 | 975.195 | 589.8773 | 975.195
5715 | 601.9245 | 945.5232 | 601.9245 | 945.5232
5716 | 611.5913 | 903.9247 | 611.5913 | 903.9247
5717 | 657.9802 | 870.9269 | 657.9802 | 870.9269
5718 | 676.2585 | 846.2818 | 676.2585 | 846.2818
5719 | 647.2727 | 827.7421 | 647.2727 | 827.7421
5720 | 625.3687 | 817.8819 | 625.3687 | 817.8819
5721 | 610.3476 | 808.1351 | 610.3476 | 808.1351
5722 | 586.0645 | 802.1972 | 586.0645 | 802.1972
5723 | 551.4973 | 800.4997 | 551.4973 | 800.4997
5724 | 518.3287 | 802.1384 | 518.3287 | 802.1384
5725 | 498.9214 | 805.2293 | 498.9214 | 805.2293
5726 | 489.389 | 808.26 | 489.389 | 808.26
5727 | 480.7778 | 811.8677 | 480.7778 | 811.8677
5728 | 473.6261 | 813.9844 | 473.6261 | 813.9844
5729 | 478.195 | 830.01 | 478.195 | 830.01
5730 | 492.3093 | 862.0213 | 492.3093 | 862.0213
5731 | 510.4459 | 883.7513 | 510.4459 | 883.7513
5732 | 556.9589 | 915.3328 | 556.9589 | 915.3328
5733 | 575.8138 | 929.6487 | 575.8138 | 929.6487
5734 | 589.9015 | 936.5716 | 589.9015 | 936.5716
5735 | 628.1953 | 944.183 | 628.1953 | 944.183
5736 | 623.8913 | 954.6646 | 623.8913 | 954.6646
5737 | 595.8398 | 955.121 | 595.8398 | 955.121
5738 | 590.7545 | 913.6432 | 590.7545 | 913.6432
5739 | 598.3705 | 861.1446 | 598.3705 | 861.1446
5740 | 613.4469 | 802.745 | 613.4469 | 802.745
5741 | 650.2837 | 757.8136 | 650.2837 | 757.8136
5742 | 669.837 | 720.8425 | 669.837 | 720.8425
5743 | 642.0287 | 689.7412 | 642.0287 | 689.7412
5744 | 622.4836 | 672.5796 | 622.4836 | 672.5796
5745 | 606.0808 | 665.5806 | 606.0808 | 665.5806
5746 | 585.5668 | 673.4997 | 585.5668 | 673.4997
5747 | 549.5554 | 683.6965 | 549.5554 | 683.6965
5748 | 519.4583 | 690.3402 | 519.4583 | 690.3402
5749 | 500.154 | 694.5107 | 500.154 | 694.5107
5750 | 487.5681 | 700.505 | 487.5681 | 700.505
5751 | 479.7698 | 709.9814 | 479.7698 | 709.9814
5752 | 475.9678 | 717.7901 | 475.9678 | 717.7901
5753 | 481.2678 | 731.6959 | 481.2678 | 731.6959
5754 | 493.9351 | 752.4999 | 493.9351 | 752.4999
5755 | 508.2524 | 752.6789 | 508.2524 | 752.6789
5756 | 548.4357 | 751.5217 | 548.4357 | 751.5217
5757 | 570.6033 | 749.4488 | 570.6033 | 749.4488
5758 | 585.2795 | 748.344 | 585.2795 | 748.344
5759 | 629.2715 | 750.4596 | 629.2715 | 750.4596
5760 | 621.8585 | 755.7988 | 621.8585 | 755.7988
5761 | 595.9461 | 756.6478 | 595.9461 | 756.6478
5762 | 600.4197 | 756.0149 | 600.4197 | 756.0149
5763 | 605.0629 | 748.738 | 605.0629 | 748.738
5764 | 615.9534 | 732.9104 | 615.9534 | 732.9104
5765 | 652.2202 | 717.4006 | 652.2202 | 717.4006
5766 | 679.5021 | 701.0188 | 679.5021 | 701.0188
5767 | 647.2426 | 683.7548 | 647.2426 | 683.7548
5768 | 626.5297 | 672.2067 | 626.5297 | 672.2067
5769 | 610.858 | 660.9682 | 610.858 | 660.9682
5770 | 587.4651 | 655.7565 | 587.4651 | 655.7565
5771 | 558.1631 | 656.3358 | 558.1631 | 656.3358
5772 | 527.521 | 661.4485 | 527.521 | 661.4485
5773 | 506.3506 | 666.8359 | 506.3506 | 666.8359
5774 | 496.0974 | 677.3839 | 496.0974 | 677.3839
5775 | 486.5232 | 689.7062 | 486.5232 | 689.7062
5776 | 487.846 | 693.6679 | 487.846 | 693.6679
5777 | 493.6675 | 702.0781 | 493.6675 | 702.0781
5778 | 503.5173 | 718.1321 | 503.5173 | 718.1321
5779 | 512.4683 | 716.8588 | 512.4683 | 716.8588
5780 | 544.4709 | 714.4454 | 544.4709 | 714.4454
5781 | 565.7155 | 711.0181 | 565.7155 | 711.0181
5782 | 586.0792 | 709.6974 | 586.0792 | 709.6974
5783 | 622.293 | 710.2036 | 622.293 | 710.2036
5784 | 624.1794 | 710.2042 | 624.1794 | 710.2042
5785 | 604.2759 | 705.1649 | 604.2759 | 705.1649
5786 | 604.9063 | 694.7967 | 604.9063 | 694.7967
5787 | 611.8213 | 679.1781 | 611.8213 | 679.1781
5788 | 624.1877 | 661.6823 | 624.1877 | 661.6823
5789 | 655.4955 | 654.416 | 655.4955 | 654.416
5790 | 673.2711 | 651.2631 | 673.2711 | 651.2631
5791 | 647.2192 | 647.4047 | 647.2192 | 647.4047
5792 | 625.8083 | 648.6145 | 625.8083 | 648.6145
5793 | 610.5485 | 646.8756 | 610.5485 | 646.8756
5794 | 591.177 | 650.1038 | 591.177 | 650.1038
5795 | 563.4168 | 667.4646 | 563.4168 | 667.4646
5796 | 531.1082 | 699.9258 | 531.1082 | 699.9258
5797 | 512.2575 | 721.1745 | 512.2575 | 721.1745
5798 | 503.5278 | 748.1874 | 503.5278 | 748.1874
5799 | 496.6145 | 776.424 | 496.6145 | 776.424
5800 | 493.7863 | 804.0755 | 493.7863 | 804.0755
5801 | 497.6178 | 828.6925 | 497.6178 | 828.6925
5802 | 504.184 | 829.1626 | 504.184 | 829.1626
5803 | 506.5564 | 816.7063 | 506.5564 | 816.7063
5804 | 528.1095 | 796.9115 | 528.1095 | 796.9115
5805 | 555.3416 | 794.6127 | 555.3416 | 794.6127
5806 | 570.7306 | 798.1302 | 570.7306 | 798.1302
5807 | 605.259 | 803.1266 | 605.259 | 803.1266
5808 | 603.3801 | 808.1219 | 603.3801 | 808.1219
5809 | 590.3324 | 801.3583 | 590.3324 | 801.3583
5810 | 589.5786 | 754.7504 | 589.5786 | 754.7504
5811 | 588.3192 | 721.9634 | 588.3192 | 721.9634
5812 | 596.6724 | 701.5053 | 596.6724 | 701.5053
5813 | 623.6009 | 687.7382 | 623.6009 | 687.7382
5814 | 650.945 | 676.8652 | 650.945 | 676.8652
5815 | 628.86 | 670.4002 | 628.86 | 670.4002
5816 | 610.5266 | 668.8701 | 610.5266 | 668.8701
5817 | 597.0818 | 669.1485 | 597.0818 | 669.1485
5818 | 582.2861 | 667.1618 | 582.2861 | 667.1618
5819 | 549.4936 | 684.9969 | 549.4936 | 684.9969
5820 | 527.2294 | 704.4498 | 527.2294 | 704.4498
5821 | 506.669 | 710.698 | 506.669 | 710.698
5822 | 494.867 | 716.5593 | 494.867 | 716.5593
5823 | 487.1339 | 722.6522 | 487.1339 | 722.6522
5824 | 482.1111 | 740.1844 | 482.1111 | 740.1844
5825 | 484.3473 | 766.23 | 484.3473 | 766.23
5826 | 489.8047 | 781.7998 | 489.8047 | 781.7998
5827 | 499.905 | 793.0943 | 499.905 | 793.0943
5828 | 530.1957 | 799.9275 | 530.1957 | 799.9275
5829 | 552.4474 | 808.1846 | 552.4474 | 808.1846
5830 | 570.6464 | 814.9562 | 570.6464 | 814.9562
5831 | 601.6454 | 821.4209 | 601.6454 | 821.4209
5832 | 599.8763 | 828.9163 | 599.8763 | 828.9163
5833 | 581.2766 | 834.296 | 581.2766 | 834.296
5834 | 582.7611 | 814.693 | 582.7611 | 814.693
5835 | 586.9038 | 789.7833 | 586.9038 | 789.7833
5836 | 601.0913 | 763.7297 | 601.0913 | 763.7297
5837 | 636.9951 | 743.6926 | 636.9951 | 743.6926
5838 | 654.5756 | 733.5934 | 654.5756 | 733.5934
5839 | 633.0114 | 730.8786 | 633.0114 | 730.8786
5840 | 613.6861 | 731.3723 | 613.6861 | 731.3723
5841 | 599.8012 | 733.5754 | 599.8012 | 733.5754
5842 | 578.4558 | 732.6205 | 578.4558 | 732.6205
5843 | 551.4401 | 748.4912 | 551.4401 | 748.4912
5844 | 524.975 | 777.25 | 524.975 | 777.25
5845 | 506.544 | 797.8836 | 506.544 | 797.8836
5846 | 495.9216 | 815.7493 | 495.9216 | 815.7493
5847 | 487.6091 | 840.8509 | 487.6091 | 840.8509
5848 | 484.9677 | 875.1495 | 484.9677 | 875.1495
5849 | 489.1731 | 908.9732 | 489.1731 | 908.9732
5850 | 494.2268 | 922.9954 | 494.2268 | 922.9954
5851 | 511.5087 | 925.3808 | 511.5087 | 925.3808
5852 | 545.3184 | 921.6382 | 545.3184 | 921.6382
5853 | 564.7975 | 917.6131 | 564.7975 | 917.6131
5854 | 578.3987 | 915.4955 | 578.3987 | 915.4955
5855 | 616.5444 | 920.2935 | 616.5444 | 920.2935
5856 | 608.5846 | 925.9435 | 608.5846 | 925.9435
5857 | 585.8904 | 927.6129 | 585.8904 | 927.6129
5858 | 582.8371 | 910.6091 | 582.8371 | 910.6091
5859 | 589.1515 | 886.0764 | 589.1515 | 886.0764
5860 | 600.9109 | 861.9277 | 600.9109 | 861.9277
5861 | 629.9892 | 844.3311 | 629.9892 | 844.3311
5862 | 661.8185 | 827.5055 | 661.8185 | 827.5055
5863 | 636.1602 | 811.9926 | 636.1602 | 811.9926
5864 | 614.5382 | 797.585 | 614.5382 | 797.585
5865 | 598.1522 | 783.974 | 598.1522 | 783.974
5866 | 581.0461 | 768.9114 | 581.0461 | 768.9114
5867 | 546.4488 | 760.9123 | 546.4488 | 760.9123
5868 | 521.3178 | 753.4198 | 521.3178 | 753.4198
5869 | 501.2222 | 749.0128 | 501.2222 | 749.0128
5870 | 489.9266 | 743.9213 | 489.9266 | 743.9213
5871 | 482.2466 | 741.7402 | 482.2466 | 741.7402
5872 | 478.3746 | 749.4307 | 478.3746 | 749.4307
5873 | 485.2294 | 766.1308 | 485.2294 | 766.1308
5874 | 494.0042 | 771.8193 | 494.0042 | 771.8193
5875 | 514.0797 | 771.4467 | 514.0797 | 771.4467
5876 | 556.1197 | 767.0494 | 556.1197 | 767.0494
5877 | 578.4954 | 762.9846 | 578.4954 | 762.9846
5878 | 593.5273 | 757.8311 | 593.5273 | 757.8311
5879 | 632.4344 | 752.8074 | 632.4344 | 752.8074
5880 | 625.2935 | 748.5562 | 625.2935 | 748.5562
5881 | 598.0526 | 745.5825 | 598.0526 | 745.5825
5882 | 599.8984 | 731.6742 | 599.8984 | 731.6742
5883 | 603.0827 | 715.733 | 603.0827 | 715.733
5884 | 615.5058 | 699.8385 | 615.5058 | 699.8385
5885 | 644.7379 | 694.9805 | 644.7379 | 694.9805
5886 | 670.4957 | 695.0801 | 670.4957 | 695.0801
5887 | 639.3873 | 697.9409 | 639.3873 | 697.9409
5888 | 621.5145 | 702.0459 | 621.5145 | 702.0459
5889 | 607.033 | 706.6498 | 607.033 | 706.6498
5890 | 581.6041 | 707.6394 | 581.6041 | 707.6394
5891 | 547.8986 | 715.7123 | 547.8986 | 715.7123
5892 | 518.3162 | 723.0616 | 518.3162 | 723.0616
5893 | 496.4755 | 734.1115 | 496.4755 | 734.1115
5894 | 485.9705 | 747.0365 | 485.9705 | 747.0365
5895 | 478.4123 | 764.6974 | 478.4123 | 764.6974
5896 | 477.3794 | 794.3331 | 477.3794 | 794.3331
5897 | 483.8991 | 836.3317 | 483.8991 | 836.3317
5898 | 491.2867 | 868.9061 | 491.2867 | 868.9061
5899 | 515.0737 | 882.2046 | 515.0737 | 882.2046
5900 | 553.551 | 885.1091 | 553.551 | 885.1091
5901 | 576.1668 | 893.2273 | 576.1668 | 893.2273
5902 | 596.3005 | 899.8203 | 596.3005 | 899.8203
5903 | 637.0613 | 906.0271 | 637.0613 | 906.0271
5904 | 626.8962 | 913.8002 | 626.8962 | 913.8002
5905 | 600.4751 | 913.3068 | 600.4751 | 913.3068
5906 | 601.1972 | 886.9972 | 601.1972 | 886.9972
5907 | 606.5498 | 848.456 | 606.5498 | 848.456
5908 | 618.5916 | 820.6563 | 618.5916 | 820.6563
5909 | 647.5903 | 793.8531 | 647.5903 | 793.8531
5910 | 678.1249 | 764.4675 | 678.1249 | 764.4675
5911 | 653.01 | 749.8078 | 653.01 | 749.8078
5912 | 629.3915 | 742.6426 | 629.3915 | 742.6426
5913 | 612.863 | 735.5993 | 612.863 | 735.5993
5914 | 584.7218 | 727.1838 | 584.7218 | 727.1838
5915 | 551.3896 | 737.0821 | 551.3896 | 737.0821
5916 | 520.1715 | 761.178 | 520.1715 | 761.178
5917 | 498.9371 | 774.4899 | 498.9371 | 774.4899
5918 | 486.3371 | 781.1647 | 486.3371 | 781.1647
5919 | 479.1114 | 786.9799 | 479.1114 | 786.9799
5920 | 476.5311 | 792.7259 | 476.5311 | 792.7259
5921 | 480.9422 | 801.5289 | 480.9422 | 801.5289
5922 | 487.5526 | 802.0188 | 487.5526 | 802.0188
5923 | 511.1098 | 807.698 | 511.1098 | 807.698
5924 | 550.9653 | 812.2494 | 550.9653 | 812.2494
5925 | 576.8193 | 814.2166 | 576.8193 | 814.2166
5926 | 594.3648 | 809.4997 | 594.3648 | 809.4997
5927 | 632.7452 | 801.7774 | 632.7452 | 801.7774
5928 | 621.8578 | 792.7245 | 621.8578 | 792.7245
5929 | 593.0021 | 782.8061 | 593.0021 | 782.8061
5930 | 594.7644 | 768.1437 | 594.7644 | 768.1437
5931 | 593.793 | 760.8735 | 593.793 | 760.8735
5932 | 601.9799 | 760.6344 | 601.9799 | 760.6344
5933 | 631.2219 | 759.4273 | 631.2219 | 759.4273
5934 | 661.8862 | 754.2092 | 661.8862 | 754.2092
5935 | 639.7682 | 748.657 | 639.7682 | 748.657
5936 | 617.4692 | 742.7219 | 617.4692 | 742.7219
5937 | 598.3026 | 738.0795 | 598.3026 | 738.0795
5938 | 575.9055 | 730.8148 | 575.9055 | 730.8148
5939 | 544.6581 | 725.5539 | 544.6581 | 725.5539
5940 | 514.7226 | 718.2797 | 514.7226 | 718.2797
5941 | 496.6908 | 715.4204 | 496.6908 | 715.4204
5942 | 487.6832 | 716.9561 | 487.6832 | 716.9561
5943 | 479.3909 | 717.6322 | 479.3909 | 717.6322
5944 | 475.7241 | 721.0368 | 475.7241 | 721.0368
5945 | 480.7182 | 734.4034 | 480.7182 | 734.4034
5946 | 484.1091 | 733.9013 | 484.1091 | 733.9013
5947 | 498.2048 | 730.7111 | 498.2048 | 730.7111
5948 | 532.4334 | 723.4367 | 532.4334 | 723.4367
5949 | 555.9784 | 715.6614 | 555.9784 | 715.6614
5950 | 576.4385 | 703.7022 | 576.4385 | 703.7022
5951 | 605.6444 | 699.7896 | 605.6444 | 699.7896
5952 | 598.8769 | 709.4477 | 598.8769 | 709.4477
5953 | 581.6158 | 711.4742 | 581.6158 | 711.4742
5954 | 580.0339 | 687.5059 | 580.0339 | 687.5059
5955 | 588.2567 | 655.3737 | 588.2567 | 655.3737
5956 | 596.201 | 623.2485 | 596.201 | 623.2485
5957 | 625.021 | 593.3698 | 625.021 | 593.3698
5958 | 653.0769 | 565.6707 | 653.0769 | 565.6707
5959 | 626.8148 | 547.1617 | 626.8148 | 547.1617
5960 | 606.8372 | 537.1392 | 606.8372 | 537.1392
5961 | 590.7971 | 534.0643 | 590.7971 | 534.0643
5962 | 569.2962 | 533.5261 | 569.2962 | 533.5261
5963 | 544.0237 | 539.7536 | 544.0237 | 539.7536
5964 | 514.8065 | 548.4522 | 514.8065 | 548.4522
5965 | 496.3715 | 563.6887 | 496.3715 | 563.6887
5966 | 490.4911 | 579.1932 | 490.4911 | 579.1932
5967 | 477.9787 | 592.092 | 477.9787 | 592.092
5968 | 473.1112 | 611.7075 | 473.1112 | 611.7075
5969 | 474.4693 | 641.4239 | 474.4693 | 641.4239
5970 | 475.2996 | 658.7597 | 475.2996 | 658.7597
5971 | 485.6914 | 668.7248 | 485.6914 | 668.7248
5972 | 508.7938 | 672.5619 | 508.7938 | 672.5619
5973 | 534.4737 | 677.049 | 534.4737 | 677.049
5974 | 557.108 | 681.2014 | 557.108 | 681.2014
5975 | 586.9367 | 685.4835 | 586.9367 | 685.4835
5976 | 586.1237 | 690.7169 | 586.1237 | 690.7169
5977 | 574.1893 | 689.767 | 574.1893 | 689.767
5978 | 572.5893 | 670.918 | 572.5893 | 670.918
5979 | 575.2155 | 651.564 | 575.2155 | 651.564
5980 | 585.4856 | 633.9036 | 585.4856 | 633.9036
5981 | 602.3658 | 617.7556 | 602.3658 | 617.7556
5982 | 624.6372 | 599.4417 | 624.6372 | 599.4417
5983 | 616.5914 | 582.2622 | 616.5914 | 582.2622
5984 | 602.9439 | 563.7473 | 602.9439 | 563.7473
5985 | 589.0643 | 549.8784 | 589.0643 | 549.8784
5986 | 566.8177 | 537.296 | 566.8177 | 537.296
5987 | 542.2015 | 547.5316 | 542.2015 | 547.5316
5988 | 516.3178 | 561.032 | 516.3178 | 561.032
5989 | 494.4968 | 542.815 | 494.4968 | 542.815
5990 | 486.4155 | 534.5885 | 486.4155 | 534.5885
5991 | 477.4339 | 537.4869 | 477.4339 | 537.4869
5992 | 474.1063 | 547.6576 | 474.1063 | 547.6576
5993 | 474.2433 | 566.5998 | 474.2433 | 566.5998
5994 | 478.6754 | 573.1416 | 478.6754 | 573.1416
5995 | 488.9683 | 575.9834 | 488.9683 | 575.9834
5996 | 512.8392 | 575.8322 | 512.8392 | 575.8322
5997 | 535.2295 | 580.6963 | 535.2295 | 580.6963
5998 | 558.2884 | 586.7139 | 558.2884 | 586.7139
5999 | 586.3516 | 589.865 | 586.3516 | 589.865
6000 | 582.053 | 592.0824 | 582.053 | 592.0824
6001 | 572.556 | 585.6363 | 572.556 | 585.6363
6002 | 573.542 | 562.9181 | 573.542 | 562.9181
6003 | 577.3748 | 543.5046 | 577.3748 | 543.5046
6004 | 586.0545 | 529.0785 | 586.0545 | 529.0785
6005 | 599.3948 | 515.6289 | 599.3948 | 515.6289
6006 | 610.7217 | 499.7556 | 610.7217 | 499.7556
6007 | 614.9665 | 483.1912 | 614.9665 | 483.1912
6008 | 599.8528 | 465.8271 | 599.8528 | 465.8271
6009 | 586.3718 | 450.3708 | 586.3718 | 450.3708
6010 | 565.8454 | 439.356 | 565.8454 | 439.356
6011 | 535.5664 | 453.6196 | 535.5664 | 453.6196
6012 | 514.9066 | 466.862 | 514.9066 | 466.862
6013 | 494.2483 | 475.6499 | 494.2483 | 475.6499
6014 | 483.9018 | 495.2815 | 483.9018 | 495.2815
6015 | 473.9344 | 511.2955 | 473.9344 | 511.2955
6016 | 473.2146 | 516.724 | 473.2146 | 516.724
6017 | 473.0871 | 514.5742 | 473.0871 | 514.5742
6018 | 485.8911 | 522.3263 | 485.8911 | 522.3263
6019 | 501.4228 | 528.2436 | 501.4228 | 528.2436
6020 | 531.1467 | 529.0845 | 531.1467 | 529.0845
6021 | 547.2525 | 535.159 | 547.2525 | 535.159
6022 | 566.0629 | 545.2442 | 566.0629 | 545.2442
6023 | 597.3117 | 562.9196 | 597.3117 | 562.9196
6024 | 599.5712 | 588.987 | 599.5712 | 588.987
6025 | 579.6771 | 614.9033 | 579.6771 | 614.9033
6026 | 576.934 | 628.4562 | 576.934 | 628.4562
6027 | 582.0035 | 637.9723 | 582.0035 | 637.9723
6028 | 591.8773 | 641.1063 | 591.8773 | 641.1063
6029 | 608.4063 | 640.8516 | 608.4063 | 640.8516
6030 | 623.0137 | 637.5185 | 623.0137 | 637.5185
6031 | 628.5797 | 636.3316 | 628.5797 | 636.3316
6032 | 611.2261 | 635.6745 | 611.2261 | 635.6745
6033 | 595.7387 | 636.7069 | 595.7387 | 636.7069
6034 | 567.6226 | 636.367 | 567.6226 | 636.367
6035 | 535.4388 | 641.9199 | 535.4388 | 641.9199
6036 | 508.9322 | 650.3606 | 508.9322 | 650.3606
6037 | 488.0476 | 659.8827 | 488.0476 | 659.8827
6038 | 476.5341 | 669.0576 | 476.5341 | 669.0576
6039 | 473.3636 | 681.5 | 473.3636 | 681.5
6040 | 470.4714 | 717.7232 | 470.4714 | 717.7232
6041 | 477.3271 | 768.0356 | 477.3271 | 768.0356
6042 | 492.5123 | 796.7805 | 492.5123 | 796.7805
6043 | 514.0621 | 811.6267 | 514.0621 | 811.6267
6044 | 554.7079 | 812.2296 | 554.7079 | 812.2296
6045 | 579.0852 | 810.4267 | 579.0852 | 810.4267
6046 | 601.3496 | 822.7343 | 601.3496 | 822.7343
6047 | 630.818 | 840.6676 | 630.818 | 840.6676
6048 | 625.9751 | 850.7623 | 625.9751 | 850.7623
6049 | 601.0291 | 833.4627 | 601.0291 | 833.4627
6050 | 595.4402 | 782.3109 | 595.4402 | 782.3109
6051 | 600.3962 | 733.5709 | 600.3962 | 733.5709
6052 | 607.6764 | 683.4689 | 607.6764 | 683.4689
6053 | 622.8453 | 641.7048 | 622.8453 | 641.7048
6054 | 633.5017 | 606.3071 | 633.5017 | 606.3071
6055 | 638.0439 | 577.0636 | 638.0439 | 577.0636
6056 | 626.6559 | 549.0444 | 626.6559 | 549.0444
6057 | 609.8937 | 529.6594 | 609.8937 | 529.6594
6058 | 576.8679 | 517.4342 | 576.8679 | 517.4342
6059 | 545.5433 | 511.5978 | 545.5433 | 511.5978
6060 | 516.1105 | 508.7881 | 516.1105 | 508.7881
6061 | 494.8926 | 510.4924 | 494.8926 | 510.4924
6062 | 482.7513 | 514.6076 | 482.7513 | 514.6076
6063 | 477.2761 | 519.5894 | 477.2761 | 519.5894
6064 | 474.952 | 529.284 | 474.952 | 529.284
6065 | 479.519 | 544.8133 | 479.519 | 544.8133
6066 | 496.6958 | 547.5454 | 496.6958 | 547.5454
6067 | 519.583 | 546.7363 | 519.583 | 546.7363
6068 | 559.8729 | 543.8866 | 559.8729 | 543.8866
6069 | 586.4272 | 542.7188 | 586.4272 | 542.7188
6070 | 601.6895 | 539.7479 | 601.6895 | 539.7479
6071 | 631.8844 | 534.744 | 631.8844 | 534.744
6072 | 625.0492 | 530.0564 | 625.0492 | 530.0564
6073 | 592.7941 | 524.9199 | 592.7941 | 524.9199
6074 | 589.8179 | 510.1583 | 589.8179 | 510.1583
6075 | 597.0281 | 495.0505 | 597.0281 | 495.0505
6076 | 599.0551 | 479.2553 | 599.0551 | 479.2553
6077 | 612.944 | 462.6706 | 612.944 | 462.6706
6078 | 628.0402 | 444.2378 | 628.0402 | 444.2378
6079 | 632.0245 | 427.5543 | 632.0245 | 427.5543
6080 | 621.5945 | 412.1942 | 621.5945 | 412.1942
6081 | 605.6494 | 398.9206 | 605.6494 | 398.9206
6082 | 576.9852 | 387.37 | 576.9852 | 387.37
6083 | 539.6126 | 390.8792 | 539.6126 | 390.8792
6084 | 512.0019 | 408.6456 | 512.0019 | 408.6456
6085 | 492.432 | 418.4058 | 492.432 | 418.4058
6086 | 484.6827 | 424.2869 | 484.6827 | 424.2869
6087 | 474.4468 | 432.6022 | 474.4468 | 432.6022
6088 | 473.9116 | 439.7371 | 473.9116 | 439.7371
6089 | 480.0951 | 444.0161 | 480.0951 | 444.0161
6090 | 491.9697 | 434.5454 | 491.9697 | 434.5454
6091 | 517.3305 | 432.3671 | 517.3305 | 432.3671
6092 | 556.9827 | 433.5454 | 556.9827 | 433.5454
6093 | 579.616 | 442.6358 | 579.616 | 442.6358
6094 | 602.7183 | 456.1735 | 602.7183 | 456.1735
6095 | 626.1919 | 464.2653 | 626.1919 | 464.2653
6096 | 622.2382 | 467.6137 | 622.2382 | 467.6137
6097 | 593.6827 | 466.1083 | 593.6827 | 466.1083
6098 | 587.8007 | 427.9927 | 587.8007 | 427.9927
6099 | 593.0912 | 399.1741 | 593.0912 | 399.1741
6100 | 597.7785 | 388.7361 | 597.7785 | 388.7361
6101 | 611.5852 | 387.1124 | 611.5852 | 387.1124
6102 | 620.1905 | 384.95 | 620.1905 | 384.95
6103 | 627.1436 | 382.3542 | 627.1436 | 382.3542
6104 | 612.5043 | 378.3438 | 612.5043 | 378.3438
6105 | 595.0999 | 374.8324 | 595.0999 | 374.8324
6106 | 570.0225 | 368.9368 | 570.0225 | 368.9368
6107 | 541.8098 | 364.2116 | 541.8098 | 364.2116
6108 | 514.9026 | 360.8661 | 514.9026 | 360.8661
6109 | 494.6228 | 371.2612 | 494.6228 | 371.2612
6110 | 482.8756 | 382.6386 | 482.8756 | 382.6386
6111 | 475.4391 | 381.2908 | 475.4391 | 381.2908
6112 | 475.3007 | 387.7908 | 475.3007 | 387.7908
6113 | 478.4634 | 406.9314 | 478.4634 | 406.9314
6114 | 490.7907 | 415.8542 | 490.7907 | 415.8542
6115 | 504.8312 | 420.5016 | 504.8312 | 420.5016
6116 | 539.0423 | 420.906 | 539.0423 | 420.906
6117 | 569.0943 | 422.6351 | 569.0943 | 422.6351
6118 | 588.5445 | 424.3668 | 588.5445 | 424.3668
6119 | 614.5316 | 428.4902 | 614.5316 | 428.4902
6120 | 607.7124 | 436.0054 | 607.7124 | 436.0054
6121 | 589.9756 | 446.3655 | 589.9756 | 446.3655
6122 | 583.6695 | 452.8348 | 583.6695 | 452.8348
6123 | 580.5085 | 462.9859 | 580.5085 | 462.9859
6124 | 588.8684 | 477.1718 | 588.8684 | 477.1718
6125 | 592.2179 | 488.743 | 592.2179 | 488.743
6126 | 602.9465 | 494.6166 | 602.9465 | 494.6166
6127 | 613.5959 | 498.41 | 613.5959 | 498.41
6128 | 609.0261 | 501.0466 | 609.0261 | 501.0466
6129 | 588.022 | 502.9124 | 588.022 | 502.9124
6130 | 560.9538 | 500.9257 | 560.9538 | 500.9257
6131 | 534.1721 | 502.8277 | 534.1721 | 502.8277
6132 | 507.9346 | 506.4467 | 507.9346 | 506.4467
6133 | 489.9901 | 513.7266 | 489.9901 | 513.7266
6134 | 479.9075 | 521.2348 | 479.9075 | 521.2348
6135 | 474.132 | 528.4191 | 474.132 | 528.4191
6136 | 474.1834 | 541.6455 | 474.1834 | 541.6455
6137 | 474.4838 | 564.2188 | 474.4838 | 564.2188
6138 | 482.4999 | 578.1815 | 482.4999 | 578.1815
6139 | 491.2214 | 589.8728 | 491.2214 | 589.8728
6140 | 516.2628 | 599.2656 | 516.2628 | 599.2656
6141 | 538.1428 | 612.503 | 538.1428 | 612.503
6142 | 557.3512 | 626.1399 | 557.3512 | 626.1399
6143 | 583.2404 | 640.0652 | 583.2404 | 640.0652
6144 | 571.0075 | 654.3267 | 571.0075 | 654.3267
6145 | 555.5805 | 664.8654 | 555.5805 | 664.8654
6146 | 551.8727 | 666.7512 | 551.8727 | 666.7512
6147 | 552.1689 | 668.8067 | 552.1689 | 668.8067
6148 | 556.9926 | 668.8255 | 556.9926 | 668.8255
6149 | 576.592 | 664.3247 | 576.592 | 664.3247
6150 | 582.2226 | 655.535 | 582.2226 | 655.535
6151 | 595.6893 | 647.0264 | 595.6893 | 647.0264
6152 | 593.0931 | 640 | 593.0931 | 640
6153 | 574.6574 | 636.4489 | 574.6574 | 636.4489
6154 | 552.2638 | 631.0295 | 552.2638 | 631.0295
6155 | 524.8303 | 632.3561 | 524.8303 | 632.3561
6156 | 500.2127 | 646.5311 | 500.2127 | 646.5311
6157 | 482.45 | 669.2679 | 482.45 | 669.2679
6158 | 471.0082 | 690.7052 | 471.0082 | 690.7052
6159 | 463.8541 | 700.707 | 463.8541 | 700.707
6160 | 463.2773 | 721.652 | 463.2773 | 721.652
6161 | 465.578 | 751.8049 | 465.578 | 751.8049
6162 | 471.0757 | 754.5171 | 471.0757 | 754.5171
6163 | 484.8569 | 746.0887 | 484.8569 | 746.0887
6164 | 508.9598 | 733.695 | 508.9598 | 733.695
6165 | 527.5485 | 721.872 | 527.5485 | 721.872
6166 | 550.2477 | 714.0399 | 550.2477 | 714.0399
6167 | 576.721 | 714.6711 | 576.721 | 714.6711
6168 | 575.2589 | 718.3171 | 575.2589 | 718.3171
6169 | 562.7828 | 707.5851 | 562.7828 | 707.5851
6170 | 560.6625 | 669.9061 | 560.6625 | 669.9061
6171 | 566.2479 | 631.0871 | 566.2479 | 631.0871
6172 | 571.9583 | 598.9421 | 571.9583 | 598.9421
6173 | 584.0704 | 577.4168 | 584.0704 | 577.4168
6174 | 592.2723 | 558.6268 | 592.2723 | 558.6268
6175 | 600.4139 | 543.61 | 600.4139 | 543.61
6176 | 596.4451 | 531.5438 | 596.4451 | 531.5438
6177 | 581.2997 | 522.5361 | 581.2997 | 522.5361
6178 | 554.4261 | 512.8904 | 554.4261 | 512.8904
6179 | 526.6059 | 515.5861 | 526.6059 | 515.5861
6180 | 500.8448 | 538.6701 | 500.8448 | 538.6701
6181 | 481.5731 | 567.9746 | 481.5731 | 567.9746
6182 | 470.8456 | 578.8559 | 470.8456 | 578.8559
6183 | 465.2226 | 576.2978 | 465.2226 | 576.2978
6184 | 464.9845 | 590.7743 | 464.9845 | 590.7743
6185 | 468.12 | 623.4471 | 468.12 | 623.4471
6186 | 479.8773 | 653.1841 | 479.8773 | 653.1841
6187 | 497.2973 | 684.5389 | 497.2973 | 684.5389
6188 | 533.9715 | 712.6427 | 533.9715 | 712.6427
6189 | 557.1 | 732.924 | 557.1 | 732.924
6190 | 579.3369 | 742.1361 | 579.3369 | 742.1361
6191 | 609.6224 | 749.216 | 609.6224 | 749.216
6192 | 600.1355 | 754.0525 | 600.1355 | 754.0525
6193 | 578.4652 | 729.4113 | 578.4652 | 729.4113
6194 | 574.1888 | 676.7516 | 574.1888 | 676.7516
6195 | 578.8722 | 626.4639 | 578.8722 | 626.4639
6196 | 583.8859 | 577.096 | 583.8859 | 577.096
6197 | 596.095 | 549.4595 | 596.095 | 549.4595
6198 | 607.4994 | 524.3597 | 607.4994 | 524.3597
6199 | 612.8111 | 505.8309 | 612.8111 | 505.8309
6200 | 608.4072 | 491.8201 | 608.4072 | 491.8201
6201 | 594.144 | 484.4792 | 594.144 | 484.4792
6202 | 563.0018 | 478.0479 | 563.0018 | 478.0479
6203 | 530.4508 | 483.6603 | 530.4508 | 483.6603
6204 | 503.6792 | 491.0692 | 503.6792 | 491.0692
6205 | 482.2305 | 494.1823 | 482.2305 | 494.1823
6206 | 473.3754 | 499.4285 | 473.3754 | 499.4285
6207 | 466.3978 | 515.1448 | 466.3978 | 515.1448
6208 | 466.7915 | 547.5386 | 466.7915 | 547.5386
6209 | 472.1822 | 589.6165 | 472.1822 | 589.6165
6210 | 488.2819 | 617.5876 | 488.2819 | 617.5876
6211 | 512.857 | 631.7989 | 512.857 | 631.7989
6212 | 556.104 | 621.6672 | 556.104 | 621.6672
6213 | 577.5798 | 606.5306 | 577.5798 | 606.5306
6214 | 595.7129 | 592.5475 | 595.7129 | 592.5475
6215 | 625.8211 | 589.1706 | 625.8211 | 589.1706
6216 | 612.2084 | 594.0071 | 612.2084 | 594.0071
6217 | 585.5681 | 577.3424 | 585.5681 | 577.3424
6218 | 582.2272 | 528.532 | 582.2272 | 528.532
6219 | 582.7357 | 483.1056 | 582.7357 | 483.1056
6220 | 586.7287 | 450.2661 | 586.7287 | 450.2661
6221 | 600.9779 | 421.5779 | 600.9779 | 421.5779
6222 | 612.9965 | 396.5575 | 612.9965 | 396.5575
6223 | 613.9339 | 385.2313 | 613.9339 | 385.2313
6224 | 608.2877 | 379.5939 | 608.2877 | 379.5939
6225 | 592.667 | 374.8721 | 592.667 | 374.8721
6226 | 563.4345 | 367.032 | 563.4345 | 367.032
6227 | 526.1584 | 358.7352 | 526.1584 | 358.7352
6228 | 498.0193 | 353.5841 | 498.0193 | 353.5841
6229 | 480.6737 | 367.1738 | 480.6737 | 367.1738
6230 | 469.2911 | 386.9641 | 469.2911 | 386.9641
6231 | 463.9227 | 412.284 | 463.9227 | 412.284
6232 | 463.1845 | 441.2451 | 463.1845 | 441.2451
6233 | 468.9472 | 481.2595 | 468.9472 | 481.2595
6234 | 483.3145 | 509.8457 | 483.3145 | 509.8457
6235 | 507.6128 | 513.7391 | 507.6128 | 513.7391
6236 | 548.7876 | 497 | 548.7876 | 497
6237 | 569.5142 | 466.8232 | 569.5142 | 466.8232
6238 | 583.8411 | 456.5505 | 583.8411 | 456.5505
6239 | 615.5039 | 456.3682 | 615.5039 | 456.3682
6240 | 600.8662 | 455.3513 | 600.8662 | 455.3513
6241 | 577.6041 | 451.3061 | 577.6041 | 451.3061
6242 | 571.6503 | 440.3146 | 571.6503 | 440.3146
6243 | 576.4731 | 431.6951 | 576.4731 | 431.6951
6244 | 577.9144 | 421.0786 | 577.9144 | 421.0786
6245 | 590.1777 | 407.9266 | 590.1777 | 407.9266
6246 | 600.2565 | 391.3589 | 600.2565 | 391.3589
6247 | 603.7722 | 381.6994 | 603.7722 | 381.6994
6248 | 603.2775 | 377.1732 | 603.2775 | 377.1732
6249 | 585.7718 | 373.8006 | 585.7718 | 373.8006
6250 | 560.364 | 368.1828 | 560.364 | 368.1828
6251 | 526.9899 | 363.4973 | 526.9899 | 363.4973
6252 | 495.9741 | 359.9137 | 495.9741 | 359.9137
6253 | 473.9134 | 360.4672 | 473.9134 | 360.4672
6254 | 462.918 | 361.2886 | 462.918 | 361.2886
6255 | 458.3505 | 363.0957 | 458.3505 | 363.0957
6256 | 460.1324 | 372.2347 | 460.1324 | 372.2347
6257 | 464.6321 | 390.6213 | 464.6321 | 390.6213
6258 | 476.7967 | 400.5164 | 476.7967 | 400.5164
6259 | 499.3004 | 408.7949 | 499.3004 | 408.7949
6260 | 541.9964 | 415.132 | 541.9964 | 415.132
6261 | 561.6146 | 424.778 | 561.6146 | 424.778
6262 | 582.12 | 435.8157 | 582.12 | 435.8157
6263 | 614.6665 | 447.8361 | 614.6665 | 447.8361
6264 | 603.7199 | 459.4983 | 603.7199 | 459.4983
6265 | 580.3345 | 461.7827 | 580.3345 | 461.7827
6266 | 578.7913 | 452.7555 | 578.7913 | 452.7555
6267 | 578.032 | 441.5565 | 578.032 | 441.5565
6268 | 581.5307 | 427.8447 | 581.5307 | 427.8447
6269 | 591.5402 | 413.1054 | 591.5402 | 413.1054
6270 | 596.5009 | 396.0813 | 596.5009 | 396.0813
6271 | 595.8539 | 384.894 | 595.8539 | 384.894
6272 | 593.1011 | 379.1177 | 593.1011 | 379.1177
6273 | 575.1662 | 374.8126 | 575.1662 | 374.8126
6274 | 551.8389 | 368.4011 | 551.8389 | 368.4011
6275 | 521.8938 | 363.279 | 521.8938 | 363.279
6276 | 490.2109 | 365.0528 | 490.2109 | 365.0528
6277 | 472.5321 | 376.7773 | 472.5321 | 376.7773
6278 | 460.1861 | 383.1148 | 460.1861 | 383.1148
6279 | 454.0473 | 390.4776 | 454.0473 | 390.4776
6280 | 451.7128 | 403.6842 | 451.7128 | 403.6842
6281 | 455.5534 | 422.0113 | 455.5534 | 422.0113
6282 | 467.1971 | 426.3903 | 467.1971 | 426.3903
6283 | 484.7226 | 424.4899 | 484.7226 | 424.4899
6284 | 520.4509 | 420.7473 | 520.4509 | 420.7473
6285 | 548.2091 | 415.869 | 548.2091 | 415.869
6286 | 569.7669 | 407.2234 | 569.7669 | 407.2234
6287 | 600.0334 | 398.7669 | 600.0334 | 398.7669
6288 | 593.6347 | 393.9404 | 593.6347 | 393.9404
6289 | 569.079 | 392.3953 | 569.079 | 392.3953
6290 | 564.3293 | 387.396 | 564.3293 | 387.396
6291 | 566.3919 | 388.3205 | 566.3919 | 388.3205
6292 | 570.907 | 390.2044 | 570.907 | 390.2044
6293 | 581.2594 | 394.4142 | 581.2594 | 394.4142
6294 | 585.5402 | 401.2402 | 585.5402 | 401.2402
6295 | 587.9099 | 411.9188 | 587.9099 | 411.9188
6296 | 586.0893 | 424.9328 | 586.0893 | 424.9328
6297 | 570.645 | 435.3703 | 570.645 | 435.3703
6298 | 546.872 | 441.241 | 546.872 | 441.241
6299 | 520.9197 | 448.8178 | 520.9197 | 448.8178
6300 | 492.0776 | 455.9489 | 492.0776 | 455.9489
6301 | 471.0192 | 464.5384 | 471.0192 | 464.5384
6302 | 461.197 | 474.0307 | 461.197 | 474.0307
6303 | 454.8764 | 488.1795 | 454.8764 | 488.1795
6304 | 452.2925 | 514.6604 | 452.2925 | 514.6604
6305 | 455.455 | 557.0558 | 455.455 | 557.0558
6306 | 460.0984 | 590.9398 | 460.0984 | 590.9398
6307 | 468.6999 | 615.6673 | 468.6999 | 615.6673
6308 | 497.5291 | 632.6001 | 497.5291 | 632.6001
6309 | 525.6543 | 644.8851 | 525.6543 | 644.8851
6310 | 551.4556 | 651.875 | 551.4556 | 651.875
6311 | 579.5821 | 648.26 | 579.5821 | 648.26
6312 | 576.8036 | 644.2866 | 576.8036 | 644.2866
6313 | 561.5974 | 636.6302 | 561.5974 | 636.6302
6314 | 552.5205 | 586.0539 | 552.5205 | 586.0539
6315 | 552.88 | 552.1359 | 552.88 | 552.1359
6316 | 556.9675 | 526.4196 | 556.9675 | 526.4196
6317 | 570.419 | 499.1005 | 570.419 | 499.1005
6318 | 571.7196 | 471.6792 | 571.7196 | 471.6792
6319 | 577.6031 | 450.5313 | 577.6031 | 450.5313
6320 | 585.0011 | 434.2387 | 585.0011 | 434.2387
6321 | 567.8871 | 422.473 | 567.8871 | 422.473
6322 | 544.0926 | 411.6963 | 544.0926 | 411.6963
6323 | 517.5041 | 413.8959 | 517.5041 | 413.8959
6324 | 490.7819 | 429.5392 | 490.7819 | 429.5392
6325 | 472.7871 | 437.3945 | 472.7871 | 437.3945
6326 | 464.4989 | 435.319 | 464.4989 | 435.319
6327 | 456.4409 | 432.1458 | 456.4409 | 432.1458
6328 | 454.4811 | 437.4751 | 454.4811 | 437.4751
6329 | 456.1269 | 452.568 | 456.1269 | 452.568
6330 | 464.3176 | 458.9708 | 464.3176 | 458.9708
6331 | 475.6177 | 462.8246 | 475.6177 | 462.8246
6332 | 505.973 | 464.9949 | 505.973 | 464.9949
6333 | 532.5179 | 469.3034 | 532.5179 | 469.3034
6334 | 550.0838 | 473.1186 | 550.0838 | 473.1186
6335 | 579.0501 | 477.1626 | 579.0501 | 477.1626
6336 | 576.0683 | 479.8363 | 576.0683 | 479.8363
6337 | 555.6777 | 463.8661 | 555.6777 | 463.8661
6338 | 551.6329 | 428.1713 | 551.6329 | 428.1713
6339 | 554.882 | 401.6345 | 554.882 | 401.6345
6340 | 556.5425 | 390.4624 | 556.5425 | 390.4624
6341 | 568.1358 | 391.6959 | 568.1358 | 391.6959
6342 | 575.199 | 395.3868 | 575.199 | 395.3868
6343 | 580.5804 | 408.2083 | 580.5804 | 408.2083
6344 | 587.2837 | 445.37 | 587.2837 | 445.37
6345 | 570.8036 | 495.3724 | 570.8036 | 495.3724
6346 | 541.3744 | 540.2723 | 541.3744 | 540.2723
6347 | 515.1518 | 569.9531 | 515.1518 | 569.9531
6348 | 486.8428 | 591.7672 | 486.8428 | 591.7672
6349 | 469.6203 | 611.8452 | 469.6203 | 611.8452
6350 | 458.3635 | 631.3181 | 458.3635 | 631.3181
6351 | 453.8451 | 650.4869 | 453.8451 | 650.4869
6352 | 451.2066 | 676.9281 | 451.2066 | 676.9281
6353 | 452.5282 | 709.7399 | 452.5282 | 709.7399
6354 | 462.0677 | 730.5679 | 462.0677 | 730.5679
6355 | 478.5875 | 744.918 | 478.5875 | 744.918
6356 | 515.7292 | 759.9658 | 515.7292 | 759.9658
6357 | 537.985 | 778.0645 | 537.985 | 778.0645
6358 | 557.3516 | 795.8682 | 557.3516 | 795.8682
6359 | 591.0738 | 807.0156 | 591.0738 | 807.0156
6360 | 585.3276 | 801.5145 | 585.3276 | 801.5145
6361 | 558.2171 | 767.5674 | 558.2171 | 767.5674
6362 | 557.8005 | 724.5311 | 557.8005 | 724.5311
6363 | 562.7588 | 691.9425 | 562.7588 | 691.9425
6364 | 563.9041 | 659.4601 | 563.9041 | 659.4601
6365 | 577.9936 | 628.6885 | 577.9936 | 628.6885
6366 | 581.4734 | 599.9378 | 581.4734 | 599.9378
6367 | 580.7068 | 577.4207 | 580.7068 | 577.4207
6368 | 580.9445 | 562.2195 | 580.9445 | 562.2195
6369 | 571.7794 | 554.065 | 571.7794 | 554.065
6370 | 545.5228 | 548.5067 | 545.5228 | 548.5067
6371 | 516.7866 | 551.9167 | 516.7866 | 551.9167
6372 | 487.5111 | 563.294 | 487.5111 | 563.294
6373 | 466.8478 | 578.5107 | 466.8478 | 578.5107
6374 | 456.9906 | 593.0826 | 456.9906 | 593.0826
6375 | 453.3194 | 611.5768 | 453.3194 | 611.5768
6376 | 452.0543 | 644.3278 | 452.0543 | 644.3278
6377 | 456.3291 | 688.4494 | 456.3291 | 688.4494
6378 | 469.2459 | 715.6268 | 469.2459 | 715.6268
6379 | 494.3617 | 726.0681 | 494.3617 | 726.0681
6380 | 531.6554 | 732.6037 | 531.6554 | 732.6037
6381 | 556.1725 | 744.8093 | 556.1725 | 744.8093
6382 | 579.9471 | 754.1802 | 579.9471 | 754.1802
6383 | 606.3116 | 762.4704 | 606.3116 | 762.4704
6384 | 601.5916 | 766.3942 | 601.5916 | 766.3942
6385 | 573.1312 | 740.3244 | 573.1312 | 740.3244
6386 | 570.589 | 692.2482 | 570.589 | 692.2482
6387 | 570.816 | 650.7902 | 570.816 | 650.7902
6388 | 577.3217 | 612.891 | 577.3217 | 612.891
6389 | 590.1042 | 581.0479 | 590.1042 | 581.0479
6390 | 590.9796 | 553.1306 | 590.9796 | 553.1306
6391 | 591.6247 | 532.7763 | 591.6247 | 532.7763
6392 | 598.9543 | 518.5671 | 598.9543 | 518.5671
6393 | 580.7468 | 506.9006 | 580.7468 | 506.9006
6394 | 547.5343 | 493.4254 | 547.5343 | 493.4254
6395 | 513.9982 | 497.1925 | 513.9982 | 497.1925
6396 | 486.0708 | 540.9519 | 486.0708 | 540.9519
6397 | 467.4685 | 585.9514 | 467.4685 | 585.9514
6398 | 457.8083 | 598.8765 | 457.8083 | 598.8765
6399 | 451.3212 | 583.5401 | 451.3212 | 583.5401
6400 | 452.4803 | 556.3683 | 452.4803 | 556.3683
6401 | 455.3515 | 562.0957 | 455.3515 | 562.0957
6402 | 467.2962 | 569.6296 | 467.2962 | 569.6296
6403 | 490.9292 | 575.5072 | 490.9292 | 575.5072
6404 | 529.8467 | 580.1181 | 529.8467 | 580.1181
6405 | 555.3187 | 582.8591 | 555.3187 | 582.8591
6406 | 576.5688 | 582.051 | 576.5688 | 582.051
6407 | 605.1103 | 581.6901 | 605.1103 | 581.6901
6408 | 597.5145 | 580.1574 | 597.5145 | 580.1574
6409 | 570.1275 | 565.9729 | 570.1275 | 565.9729
6410 | 567.5081 | 530.0003 | 567.5081 | 530.0003
6411 | 571.6377 | 487.1336 | 571.6377 | 487.1336
6412 | 577.4341 | 447.0517 | 577.4341 | 447.0517
6413 | 587.6004 | 418.6611 | 587.6004 | 418.6611
6414 | 587.3815 | 397.2917 | 587.3815 | 397.2917
6415 | 584.5794 | 383.9813 | 584.5794 | 383.9813
6416 | 587.8846 | 378.1057 | 587.8846 | 378.1057
6417 | 580.0247 | 374.7729 | 580.0247 | 374.7729
6418 | 550.0183 | 369.294 | 550.0183 | 369.294
6419 | 515.2855 | 364.6878 | 515.2855 | 364.6878
6420 | 486.8734 | 361.0248 | 486.8734 | 361.0248
6421 | 466.3452 | 363.761 | 466.3452 | 363.761
6422 | 456.8459 | 367.6777 | 456.8459 | 367.6777
6423 | 452.6486 | 369.3856 | 452.6486 | 369.3856
6424 | 451.2074 | 374.6356 | 451.2074 | 374.6356
6425 | 455.8101 | 388.1609 | 455.8101 | 388.1609
6426 | 465.853 | 391.0121 | 465.853 | 391.0121
6427 | 491.4878 | 391.6911 | 491.4878 | 391.6911
6428 | 534.2756 | 388.1668 | 534.2756 | 388.1668
6429 | 559.9872 | 385.729 | 559.9872 | 385.729
6430 | 579.1048 | 382.7781 | 579.1048 | 382.7781
6431 | 606.1079 | 380.552 | 606.1079 | 380.552
6432 | 597.1279 | 379.3565 | 597.1279 | 379.3565
6433 | 568.9874 | 378.8829 | 568.9874 | 378.8829
6434 | 559.6385 | 373.963 | 559.6385 | 373.963
6435 | 566.0661 | 376.5542 | 566.0661 | 376.5542
6436 | 569.6357 | 381.216 | 569.6357 | 381.216
6437 | 583.1454 | 384.9298 | 583.1454 | 384.9298
6438 | 578.4682 | 384.2356 | 578.4682 | 384.2356
6439 | 575.0796 | 382.0963 | 575.0796 | 382.0963
6440 | 580.8449 | 378.324 | 580.8449 | 378.324
6441 | 569.5953 | 374.8324 | 569.5953 | 374.8324
6442 | 546.581 | 369.1353 | 546.581 | 369.1353
6443 | 514.0947 | 364.41 | 514.0947 | 364.41
6444 | 485.7715 | 367.9894 | 485.7715 | 367.9894
6445 | 466.7949 | 385.6268 | 466.7949 | 385.6268
6446 | 455.8783 | 409.2665 | 455.8783 | 409.2665
6447 | 449.5723 | 435.0824 | 449.5723 | 435.0824
6448 | 448.1433 | 463.7856 | 448.1433 | 463.7856
6449 | 449.5028 | 496.6767 | 449.5028 | 496.6767
6450 | 455.6342 | 516.2943 | 455.6342 | 516.2943
6451 | 474.4772 | 533.3033 | 474.4772 | 533.3033
6452 | 507.5685 | 551.5059 | 507.5685 | 551.5059
6453 | 535.3232 | 579.6248 | 535.3232 | 579.6248
6454 | 559.1149 | 609.9489 | 559.1149 | 609.9489
6455 | 590.7151 | 632.9023 | 590.7151 | 632.9023
6456 | 587.2425 | 649.1678 | 587.2425 | 649.1678
6457 | 562.0403 | 662.7026 | 562.0403 | 662.7026
6458 | 554.5716 | 665.3028 | 554.5716 | 665.3028
6459 | 547.6915 | 662.8144 | 547.6915 | 662.8144
6460 | 553.1184 | 650.0352 | 553.1184 | 650.0352
6461 | 562.8543 | 631.8632 | 562.8543 | 631.8632
6462 | 567.922 | 607.5174 | 567.922 | 607.5174
6463 | 564.4685 | 583.6908 | 564.4685 | 583.6908
6464 | 573.332 | 559.2035 | 573.332 | 559.2035
6465 | 554.8533 | 537.8541 | 554.8533 | 537.8541
6466 | 531.0608 | 521.0058 | 531.0608 | 521.0058
6467 | 507.3039 | 515.2884 | 507.3039 | 515.2884
6468 | 483.442 | 526.7649 | 483.442 | 526.7649
6469 | 466.4916 | 557.0814 | 466.4916 | 557.0814
6470 | 454.6355 | 596.7534 | 454.6355 | 596.7534
6471 | 446.0893 | 627.748 | 446.0893 | 627.748
6472 | 445.1613 | 650.32 | 445.1613 | 650.32
6473 | 444.9774 | 679.1039 | 444.9774 | 679.1039
6474 | 444.8231 | 696.9754 | 444.8231 | 696.9754
6475 | 451.9885 | 710.8295 | 451.9885 | 710.8295
6476 | 475.2928 | 704.6067 | 475.2928 | 704.6067
6477 | 498.396 | 680.7792 | 498.396 | 680.7792
6478 | 518.449 | 652.0734 | 518.449 | 652.0734
6479 | 541.9792 | 636.1762 | 541.9792 | 636.1762
6480 | 541.989 | 623.9486 | 541.989 | 623.9486
6481 | 529.0051 | 609.5459 | 529.0051 | 609.5459
6482 | 522.3485 | 578.375 | 522.3485 | 578.375
6483 | 521.1596 | 559.8743 | 521.1596 | 559.8743
6484 | 527.0655 | 554.0992 | 527.0655 | 554.0992
6485 | 534.642 | 554.8962 | 534.642 | 554.8962
6486 | 536.4465 | 547.6939 | 536.4465 | 547.6939
6487 | 542.0758 | 542.1417 | 542.0758 | 542.1417
6488 | 556.1947 | 543.5085 | 556.1947 | 543.5085
6489 | 545.7765 | 550.7316 | 545.7765 | 550.7316
6490 | 529.1688 | 554.3204 | 529.1688 | 554.3204
6491 | 500.5689 | 562.8496 | 500.5689 | 562.8496
6492 | 473.7237 | 573.8499 | 473.7237 | 573.8499
6493 | 456.7409 | 583.868 | 456.7409 | 583.868
6494 | 447.3124 | 590.9595 | 447.3124 | 590.9595
6495 | 441.9599 | 600.5645 | 441.9599 | 600.5645
6496 | 439.8773 | 612.4814 | 439.8773 | 612.4814
6497 | 441.0148 | 633.5268 | 441.0148 | 633.5268
6498 | 441.9526 | 648.8983 | 441.9526 | 648.8983
6499 | 455.4006 | 659.5975 | 455.4006 | 659.5975
6500 | 482.5436 | 666.3513 | 482.5436 | 666.3513
6501 | 510.0902 | 678.8347 | 510.0902 | 678.8347
6502 | 532.6675 | 694.0789 | 532.6675 | 694.0789
6503 | 567.4419 | 714.6909 | 567.4419 | 714.6909
6504 | 564.6023 | 725.7975 | 564.6023 | 725.7975
6505 | 545.9945 | 685.5407 | 545.9945 | 685.5407
6506 | 535.4683 | 639.6471 | 535.4683 | 639.6471
6507 | 537.8234 | 600.5106 | 537.8234 | 600.5106
6508 | 536.2627 | 568.2068 | 536.2627 | 568.2068
6509 | 552.0653 | 542.8521 | 552.0653 | 542.8521
6510 | 553.4867 | 523.6255 | 553.4867 | 523.6255
6511 | 555.078 | 510.4937 | 555.078 | 510.4937
6512 | 565.8792 | 502.6935 | 565.8792 | 502.6935
6513 | 553.3421 | 494.5192 | 553.3421 | 494.5192
6514 | 526.3965 | 483.1671 | 526.3965 | 483.1671
6515 | 497.2104 | 481.3785 | 497.2104 | 481.3785
6516 | 470.5511 | 493.1724 | 470.5511 | 493.1724
6517 | 451.9144 | 510.7305 | 451.9144 | 510.7305
6518 | 442.4848 | 532.3662 | 442.4848 | 532.3662
6519 | 437.9951 | 555.9399 | 437.9951 | 555.9399
6520 | 436.2043 | 584.7225 | 436.2043 | 584.7225
6521 | 436.8242 | 608.5656 | 436.8242 | 608.5656
6522 | 441.3457 | 619.0559 | 441.3457 | 619.0559
6523 | 459.204 | 632.3941 | 459.204 | 632.3941
6524 | 497.8594 | 647.1046 | 497.8594 | 647.1046
6525 | 527.0504 | 642.8017 | 527.0504 | 642.8017
6526 | 547.3383 | 606.6353 | 547.3383 | 606.6353
6527 | 577.4824 | 572.7216 | 577.4824 | 572.7216
6528 | 572.8883 | 541.3266 | 572.8883 | 541.3266
6529 | 553.0592 | 512.1218 | 553.0592 | 512.1218
6530 | 545.0193 | 476.3277 | 545.0193 | 476.3277
6531 | 552.6944 | 445.9615 | 552.6944 | 445.9615
6532 | 560.5854 | 426.5351 | 560.5854 | 426.5351
6533 | 570.1683 | 417.927 | 570.1683 | 417.927
6534 | 567.6703 | 415.5463 | 567.6703 | 415.5463
6535 | 563.6503 | 414.8356 | 563.6503 | 414.8356
6536 | 577.0627 | 414.5158 | 577.0627 | 414.5158
6537 | 566.1125 | 414.3576 | 566.1125 | 414.3576
6538 | 540.2099 | 412.5297 | 540.2099 | 412.5297
6539 | 507.5241 | 423.5788 | 507.5241 | 423.5788
6540 | 476.3857 | 287.9721 | 476.3857 | 287.9721
6541 | 456.5334 | 300.855 | 456.5334 | 300.855
6542 | 443.3335 | 314.0358 | 443.3335 | 314.0358
6543 | 437.477 | 329.5474 | 437.477 | 329.5474
6544 | 434.58 | 350.8109 | 434.58 | 350.8109
6545 | 437.0212 | 370.7521 | 437.0212 | 370.7521
6546 | 442.8526 | 362.9306 | 442.8526 | 362.9306
6547 | 468.3769 | 358.0341 | 468.3769 | 358.0341
6548 | 502.9093 | 359.2624 | 502.9093 | 359.2624
6549 | 530.8816 | 362.1949 | 530.8816 | 362.1949
6550 | 557.7304 | 367.0681 | 557.7304 | 367.0681
6551 | 595.415 | 373.8888 | 595.415 | 373.8888
6552 | 589.0182 | 367.6717 | 589.0182 | 367.6717
6553 | 560.282 | 349.5498 | 560.282 | 349.5498
6554 | 557.78 | 327.5164 | 557.78 | 327.5164
6555 | 565.2112 | 304.76 | 565.2112 | 304.76
6556 | 565.3432 | 292.3907 | 565.3432 | 292.3907
6557 | 579.5198 | 287.7593 | 579.5198 | 287.7593
6558 | 575.1457 | 282.8606 | 575.1457 | 282.8606
6559 | 572.0784 | 278.8232 | 572.0784 | 278.8232
6560 | 588.805 | 270.8557 | 588.805 | 270.8557
6561 | 570.9537 | 263.6784 | 570.9537 | 263.6784
6562 | 544.9231 | 255.1081 | 544.9231 | 255.1081
6563 | 513.7673 | 249.2593 | 513.7673 | 249.2593
6564 | 483.7474 | 245.4148 | 483.7474 | 245.4148
6565 | 463.5358 | 245.43 | 463.5358 | 245.43
6566 | 451.4019 | 250.7403 | 451.4019 | 250.7403
6567 | 444.3235 | 261.4964 | 444.3235 | 261.4964
6568 | 441.7442 | 292.9955 | 441.7442 | 292.9955
6569 | 445.3464 | 329.1357 | 445.3464 | 329.1357
6570 | 448.5656 | 332.7832 | 448.5656 | 332.7832
6571 | 475.7858 | 326.8694 | 475.7858 | 326.8694
6572 | 521.6819 | 321.5495 | 521.6819 | 321.5495
6573 | 545.8118 | 317.1327 | 545.8118 | 317.1327
6574 | 569.5392 | 311.0456 | 569.5392 | 311.0456
6575 | 600.798 | 312.1444 | 600.798 | 312.1444
6576 | 593.5796 | 306.0927 | 593.5796 | 306.0927
6577 | 564.841 | 298.6387 | 564.841 | 298.6387
6578 | 557.9418 | 294.6226 | 557.9418 | 294.6226
6579 | 565.1526 | 294.054 | 565.1526 | 294.054
6580 | 566.7204 | 299.6637 | 566.7204 | 299.6637
6581 | 576.5584 | 306.247 | 576.5584 | 306.247
6582 | 575.3515 | 311.9399 | 575.3515 | 311.9399
6583 | 569.9644 | 322.919 | 569.9644 | 322.919
6584 | 574.5439 | 331.8499 | 574.5439 | 331.8499
6585 | 565.6656 | 337.6928 | 565.6656 | 337.6928
6586 | 538.2845 | 337.8704 | 538.2845 | 337.8704
6587 | 503.382 | 340.8077 | 503.382 | 340.8077
6588 | 475.0298 | 347.6184 | 475.0298 | 347.6184
6589 | 453.8133 | 363.4385 | 453.8133 | 363.4385
6590 | 443.1225 | 382.6336 | 443.1225 | 382.6336
6591 | 433.4863 | 394.4196 | 433.4863 | 394.4196
6592 | 430.5801 | 413.1783 | 430.5801 | 413.1783
6593 | 431.8055 | 442.0454 | 431.8055 | 442.0454
6594 | 434.1614 | 452.0759 | 434.1614 | 452.0759
6595 | 460.268 | 456.4868 | 460.268 | 456.4868
6596 | 501.3815 | 456.3292 | 501.3815 | 456.3292
6597 | 523.3286 | 452.1413 | 523.3286 | 452.1413
6598 | 548.9895 | 452.1446 | 548.9895 | 452.1446
6599 | 585.0716 | 457.147 | 585.0716 | 457.147
6600 | 587.2941 | 452.6465 | 587.2941 | 452.6465
6601 | 560.0239 | 437.6652 | 560.0239 | 437.6652
6602 | 553.2067 | 418.1113 | 553.2067 | 418.1113
6603 | 552.7047 | 403.1365 | 552.7047 | 403.1365
6604 | 556.9088 | 399.7312 | 556.9088 | 399.7312
6605 | 566.5415 | 397.1088 | 566.5415 | 397.1088
6606 | 561.7458 | 391.6252 | 561.7458 | 391.6252
6607 | 553.5529 | 387.27 | 553.5529 | 387.27
6608 | 558.9846 | 381.7183 | 558.9846 | 381.7183
6609 | 554.1841 | 377.5036 | 554.1841 | 377.5036
6610 | 534.4727 | 371.2983 | 534.4727 | 371.2983
6611 | 499.6115 | 369.3785 | 499.6115 | 369.3785
6612 | 474.8873 | 387.7726 | 474.8873 | 387.7726
6613 | 454.7293 | 415.2524 | 454.7293 | 415.2524
6614 | 443.015 | 425.9919 | 443.015 | 425.9919
6615 | 437.7057 | 426.9575 | 437.7057 | 426.9575
6616 | 435.9042 | 432.9883 | 435.9042 | 432.9883
6617 | 435.9044 | 450.8697 | 435.9044 | 450.8697
6618 | 437.9668 | 460.0736 | 437.9668 | 460.0736
6619 | 462.0685 | 478.2804 | 462.0685 | 478.2804
6620 | 502.3951 | 496.4198 | 502.3951 | 496.4198
6621 | 533.8972 | 487.4256 | 533.8972 | 487.4256
6622 | 554.5227 | 455.4505 | 554.5227 | 455.4505
6623 | 587.795 | 441.5074 | 587.795 | 441.5074
6624 | 580.4142 | 432.277 | 580.4142 | 432.277
6625 | 555.8725 | 412.2987 | 555.8725 | 412.2987
6626 | 555.0292 | 390.8247 | 555.0292 | 390.8247
6627 | 555.4786 | 370.8148 | 555.4786 | 370.8148
6628 | 560.075 | 354.8216 | 560.075 | 354.8216
6629 | 567.0817 | 337.7676 | 567.0817 | 337.7676
6630 | 563.5474 | 317.1277 | 563.5474 | 317.1277
6631 | 561.0672 | 298.9893 | 561.0672 | 298.9893
6632 | 573.6636 | 281.0023 | 573.6636 | 281.0023
6633 | 568.1191 | 267.6074 | 568.1191 | 267.6074
6634 | 545.9725 | 257.0789 | 545.9725 | 257.0789
6635 | 512.7262 | 252.0566 | 512.7262 | 252.0566
6636 | 483.9872 | 249.1276 | 483.9872 | 249.1276
6637 | 462.7179 | 247.9476 | 462.7179 | 247.9476
6638 | 450.0257 | 247.7141 | 450.0257 | 247.7141
6639 | 443.6581 | 246.4544 | 443.6581 | 246.4544
6640 | 442.1389 | 255.7277 | 442.1389 | 255.7277
6641 | 442.3796 | 274.232 | 442.3796 | 274.232
6642 | 441.5834 | 280.6133 | 441.5834 | 280.6133
6643 | 458.8122 | 287.1476 | 458.8122 | 287.1476
6644 | 489.8561 | 293.0169 | 489.8561 | 293.0169
6645 | 513.0065 | 298.7976 | 513.0065 | 298.7976
6646 | 532.3439 | 307.3455 | 532.3439 | 307.3455
6647 | 564.7786 | 324.9358 | 564.7786 | 324.9358
6648 | 560.9986 | 337.0157 | 560.9986 | 337.0157
6649 | 535.8311 | 345.1886 | 535.8311 | 345.1886
6650 | 532.9625 | 346.5127 | 532.9625 | 346.5127
6651 | 537.0727 | 342.9052 | 537.0727 | 342.9052
6652 | 536.1367 | 341.0639 | 536.1367 | 341.0639
6653 | 540.2387 | 336.8522 | 540.2387 | 336.8522
6654 | 545.9409 | 331.4957 | 545.9409 | 331.4957
6655 | 541.8316 | 331.1711 | 541.8316 | 331.1711
6656 | 556.3457 | 329.3831 | 556.3457 | 329.3831
6657 | 556.8393 | 327.241 | 556.8393 | 327.241
6658 | 533.8209 | 322.7013 | 533.8209 | 322.7013
6659 | 506.9303 | 322.0784 | 506.9303 | 322.0784
6660 | 484.6817 | 332.5892 | 484.6817 | 332.5892
6661 | 464.4064 | 357.7676 | 464.4064 | 357.7676
6662 | 453.5757 | 373.1227 | 453.5757 | 373.1227
6663 | 447.014 | 381.6283 | 447.014 | 381.6283
6664 | 443.6743 | 397.3607 | 443.6743 | 397.3607
6665 | 441.9411 | 417.6325 | 441.9411 | 417.6325
6666 | 436.8979 | 419.805 | 436.8979 | 419.805
6667 | 453.0327 | 422.7791 | 453.0327 | 422.7791
6668 | 475.6993 | 433.8362 | 475.6993 | 433.8362
6669 | 503.7391 | 456.706 | 503.7391 | 456.706
6670 | 527.7834 | 471.7258 | 527.7834 | 471.7258
6671 | 557.9964 | 467.408 | 557.9964 | 467.408
6672 | 551.7838 | 452.1506 | 551.7838 | 452.1506
6673 | 532.306 | 413.2014 | 532.306 | 413.2014
6674 | 530.5372 | 378.5928 | 530.5372 | 378.5928
6675 | 533.3174 | 350.2291 | 533.3174 | 350.2291
6676 | 539.2655 | 332.7737 | 539.2655 | 332.7737
6677 | 544.8733 | 318.3517 | 544.8733 | 318.3517
6678 | 543.9444 | 306.0656 | 543.9444 | 306.0656
6679 | 538.4347 | 300.7312 | 538.4347 | 300.7312
6680 | 559.7952 | 294.2769 | 559.7952 | 294.2769
6681 | 551.2102 | 286.5147 | 551.2102 | 286.5147
6682 | 532.7832 | 276.2278 | 532.7832 | 276.2278
6683 | 503.1138 | 271.6759 | 503.1138 | 271.6759
6684 | 476.7666 | 282.085 | 476.7666 | 282.085
6685 | 456.7683 | 296.8243 | 456.7683 | 296.8243
6686 | 445.5881 | 299.2864 | 445.5881 | 299.2864
6687 | 440.2121 | 296.6026 | 440.2121 | 296.6026
6688 | 438.0903 | 306.7151 | 438.0903 | 306.7151
6689 | 436.8952 | 330.458 | 436.8952 | 330.458
6690 | 431.1747 | 339.6874 | 431.1747 | 339.6874
6691 | 455.9147 | 345.497 | 455.9147 | 345.497
6692 | 492.6389 | 349.1158 | 492.6389 | 349.1158
6693 | 517.7856 | 351.6669 | 517.7856 | 351.6669
6694 | 543.0667 | 352.0135 | 543.0667 | 352.0135
6695 | 577.9134 | 354.7272 | 577.9134 | 354.7272
6696 | 578.5935 | 352.0449 | 578.5935 | 352.0449
6697 | 549.7748 | 347.8333 | 549.7748 | 347.8333
6698 | 543.9365 | 341.1851 | 543.9365 | 341.1851
6699 | 547.758 | 332.8857 | 547.758 | 332.8857
6700 | 549.6989 | 329.6077 | 549.6989 | 329.6077
6701 | 562.7084 | 327.9898 | 562.7084 | 327.9898
6702 | 564.9689 | 325.0364 | 564.9689 | 325.0364
6703 | 549.8459 | 325.6528 | 549.8459 | 325.6528
6704 | 564.4206 | 325.2253 | 564.4206 | 325.2253
6705 | 561.0073 | 325.8423 | 561.0073 | 325.8423
6706 | 536.5847 | 325.5114 | 536.5847 | 325.5114
6707 | 503.1397 | 327.6858 | 503.1397 | 327.6858
6708 | 471.5044 | 331.1906 | 471.5044 | 331.1906
6709 | 454.3866 | 336.9912 | 454.3866 | 336.9912
6710 | 445.3444 | 343.5983 | 445.3444 | 343.5983
6711 | 438.4416 | 346.4457 | 438.4416 | 346.4457
6712 | 436.728 | 357.2066 | 436.728 | 357.2066
6713 | 437.714 | 377.5038 | 437.714 | 377.5038
6714 | 437.0064 | 383.0331 | 437.0064 | 383.0331
6715 | 466.9593 | 386.058 | 466.9593 | 386.058
6716 | 517.161 | 387.0448 | 517.161 | 387.0448
6717 | 548.4992 | 388.7313 | 548.4992 | 388.7313
6718 | 567.9124 | 391.5192 | 567.9124 | 391.5192
6719 | 603.2683 | 397.9329 | 603.2683 | 397.9329
6720 | 594.1995 | 397.4504 | 594.1995 | 397.4504
6721 | 561.8401 | 395.0443 | 561.8401 | 395.0443
6722 | 559.2111 | 393.4822 | 559.2111 | 393.4822
6723 | 561.8412 | 392.3795 | 561.8412 | 392.3795
6724 | 566.3594 | 394.2002 | 566.3594 | 394.2002
6725 | 582.2544 | 393.0146 | 582.2544 | 393.0146
6726 | 586.5891 | 388.4083 | 586.5891 | 388.4083
6727 | 560.3222 | 385.6043 | 560.3222 | 385.6043
6728 | 577.5965 | 382.0108 | 577.5965 | 382.0108
6729 | 572.3573 | 379.9704 | 572.3573 | 379.9704
6730 | 543.698 | 376.7531 | 543.698 | 376.7531
6731 | 507.9629 | 375.6216 | 507.9629 | 375.6216
6732 | 476.677 | 377.0792 | 476.677 | 377.0792
6733 | 453.8176 | 381.8372 | 453.8176 | 381.8372
6734 | 443.8225 | 386.855 | 443.8225 | 386.855
6735 | 438.6283 | 389.1683 | 438.6283 | 389.1683
6736 | 437.3994 | 400.9972 | 437.3994 | 400.9972
6737 | 435.7025 | 422.6295 | 435.7025 | 422.6295
6738 | 438.9959 | 429.8245 | 438.9959 | 429.8245
6739 | 468.1269 | 434.6932 | 468.1269 | 434.6932
6740 | 515.2272 | 437.2566 | 515.2272 | 437.2566
6741 | 552.2008 | 438.7014 | 552.2008 | 438.7014
6742 | 568.9343 | 439.7856 | 568.9343 | 439.7856
6743 | 605.4391 | 446.8223 | 605.4391 | 446.8223
6744 | 592.0515 | 445.3226 | 592.0515 | 445.3226
6745 | 558.2153 | 436.5081 | 558.2153 | 436.5081
6746 | 555.4752 | 420.3364 | 555.4752 | 420.3364
6747 | 557.1451 | 402.8313 | 557.1451 | 402.8313
6748 | 557.9964 | 390.0678 | 557.9964 | 390.0678
6749 | 567.2904 | 375.8874 | 567.2904 | 375.8874
6750 | 566.0589 | 359.4561 | 566.0589 | 359.4561
6751 | 549.4768 | 347.4082 | 549.4768 | 347.4082
6752 | 563.4274 | 336.8087 | 563.4274 | 336.8087
6753 | 560.357 | 327.7369 | 560.357 | 327.7369
6754 | 535.1217 | 316.738 | 535.1217 | 316.738
6755 | 499.7472 | 312.6312 | 499.7472 | 312.6312
6756 | 466.9632 | 315.5129 | 466.9632 | 315.5129
6757 | 447.2067 | 323.8565 | 447.2067 | 323.8565
6758 | 436.3761 | 338.2962 | 436.3761 | 338.2962
6759 | 432.1776 | 357.1645 | 432.1776 | 357.1645
6760 | 430.279 | 381.7466 | 430.279 | 381.7466
6761 | 427.9567 | 411.6056 | 427.9567 | 411.6056
6762 | 428.8952 | 429.1887 | 428.8952 | 429.1887
6763 | 460.1383 | 439.296 | 460.1383 | 439.296
6764 | 504.1818 | 441.033 | 504.1818 | 441.033
6765 | 534.9282 | 441.1427 | 534.9282 | 441.1427
6766 | 557.2031 | 438.0309 | 557.2031 | 438.0309
6767 | 589.2905 | 438.1507 | 589.2905 | 438.1507
6768 | 583.92 | 432.3405 | 583.92 | 432.3405
6769 | 552.0536 | 416.6853 | 552.0536 | 416.6853
6770 | 544.7003 | 396.2668 | 544.7003 | 396.2668
6771 | 544.6252 | 379.3466 | 544.6252 | 379.3466
6772 | 551.0249 | 366.0999 | 551.0249 | 366.0999
6773 | 562.3138 | 350.9023 | 562.3138 | 350.9023
6774 | 558.1896 | 333.8988 | 558.1896 | 333.8988
6775 | 543.5646 | 322.8046 | 543.5646 | 322.8046
6776 | 554.9941 | 314.4175 | 554.9941 | 314.4175
6777 | 557.0049 | 308.6643 | 557.0049 | 308.6643
6778 | 536.7186 | 301.2637 | 536.7186 | 301.2637
6779 | 502.6136 | 299.7254 | 502.6136 | 299.7254
6780 | 469.6288 | 317.8525 | 469.6288 | 317.8525
6781 | 449.712 | 351.1303 | 449.712 | 351.1303
6782 | 438.0026 | 373.1736 | 438.0026 | 373.1736
6783 | 432.7466 | 384.2349 | 432.7466 | 384.2349
6784 | 429.9249 | 402.9172 | 429.9249 | 402.9172
6785 | 425.8968 | 431.5428 | 425.8968 | 431.5428
6786 | 424.6556 | 443.1245 | 424.6556 | 443.1245
6787 | 451.6041 | 449.7605 | 451.6041 | 449.7605
6788 | 489.9521 | 447.8355 | 489.9521 | 447.8355
6789 | 518.4996 | 435.1667 | 518.4996 | 435.1667
6790 | 540.2759 | 426.7781 | 540.2759 | 426.7781
6791 | 570.9194 | 435.4042 | 570.9194 | 435.4042
6792 | 574.2007 | 425.4998 | 574.2007 | 425.4998
6793 | 542.4845 | 396.5828 | 542.4845 | 396.5828
6794 | 536.8579 | 362.9152 | 536.8579 | 362.9152
6795 | 543.356 | 336.446 | 543.356 | 336.446
6796 | 545.3896 | 318.7871 | 545.3896 | 318.7871
6797 | 554.0119 | 304.9119 | 554.0119 | 304.9119
6798 | 549.7554 | 290.7439 | 549.7554 | 290.7439
6799 | 538.8935 | 282.358 | 538.8935 | 282.358
6800 | 545.7269 | 276.1325 | 545.7269 | 276.1325
6801 | 550.6796 | 269.5146 | 550.6796 | 269.5146
6802 | 534.2818 | 260.1687 | 534.2818 | 260.1687
6803 | 504.4702 | 258.2234 | 504.4702 | 258.2234
6804 | 472.8768 | 266.5218 | 472.8768 | 266.5218
6805 | 453.8144 | 293.5438 | 453.8144 | 293.5438
6806 | 441.0604 | 303.0754 | 441.0604 | 303.0754
6807 | 434.2309 | 294.2249 | 434.2309 | 294.2249
6808 | 432.4775 | 303.5363 | 432.4775 | 303.5363
6809 | 428.7963 | 325.283 | 428.7963 | 325.283
6810 | 421.3105 | 333.4316 | 421.3105 | 333.4316
6811 | 441.6029 | 338.7707 | 441.6029 | 338.7707
6812 | 477.0621 | 340.7366 | 477.0621 | 340.7366
6813 | 506.2345 | 342.4484 | 506.2345 | 342.4484
6814 | 524.0093 | 343.6978 | 524.0093 | 343.6978
6815 | 553.9582 | 346.9837 | 553.9582 | 346.9837
6816 | 549.8547 | 344.1997 | 549.8547 | 344.1997
6817 | 530.0042 | 341.5393 | 530.0042 | 341.5393
6818 | 528.1459 | 337.9174 | 528.1459 | 337.9174
6819 | 531.3651 | 332.4153 | 531.3651 | 332.4153
6820 | 531.4917 | 329.0736 | 531.4917 | 329.0736
6821 | 539.5314 | 323.7048 | 539.5314 | 323.7048
6822 | 538.7048 | 314.7499 | 538.7048 | 314.7499
6823 | 526.9854 | 308.6909 | 526.9854 | 308.6909
6824 | 538.7057 | 302.5162 | 538.7057 | 302.5162
6825 | 541.8629 | 298.0091 | 541.8629 | 298.0091
6826 | 524.6499 | 292.058 | 524.6499 | 292.058
6827 | 495.9014 | 290.0873 | 495.9014 | 290.0873
6828 | 465.7608 | 291.2017 | 465.7608 | 291.2017
6829 | 445.17 | 295.0951 | 445.17 | 295.0951
6830 | 434.4921 | 298.8286 | 434.4921 | 298.8286
6831 | 425.2663 | 300.7605 | 425.2663 | 300.7605
6832 | 425.2658 | 313.1234 | 425.2658 | 313.1234
6833 | 416.8289 | 336.1035 | 416.8289 | 336.1035
6834 | 411.2669 | 344.9769 | 411.2669 | 344.9769
6835 | 430.4075 | 352.3377 | 430.4075 | 352.3377
6836 | 465.9783 | 361.6147 | 465.9783 | 361.6147
6837 | 489.1182 | 375.7238 | 489.1182 | 375.7238
6838 | 507.92 | 390.0697 | 507.92 | 390.0697
6839 | 546.8215 | 400.2598 | 546.8215 | 400.2598
6840 | 543.1649 | 380.7555 | 543.1649 | 380.7555
6841 | 523.7699 | 350.4399 | 523.7699 | 350.4399
6842 | 521.8917 | 329.5509 | 521.8917 | 329.5509
6843 | 520.1587 | 309.9096 | 520.1587 | 309.9096
6844 | 527.2793 | 296.3196 | 527.2793 | 296.3196
6845 | 532.699 | 283.0929 | 532.699 | 283.0929
6846 | 528.7596 | 269.6369 | 528.7596 | 269.6369
6847 | 517.6613 | 260.5135 | 517.6613 | 260.5135
6848 | 529.65 | 252.9911 | 529.65 | 252.9911
6849 | 530.6787 | 247.6066 | 530.6787 | 247.6066
6850 | 510.6897 | 240.6892 | 510.6897 | 240.6892
6851 | 479.8652 | 235.8449 | 479.8652 | 235.8449
6852 | 451.2302 | 232.7633 | 451.2302 | 232.7633
6853 | 433.1084 | 266.7913 | 433.1084 | 266.7913
6854 | 421.471 | 300.1891 | 421.471 | 300.1891
6855 | 418.5698 | 299.6288 | 418.5698 | 299.6288
6856 | 419.1931 | 300.2049 | 419.1931 | 300.2049
6857 | 412.7359 | 325.2194 | 412.7359 | 325.2194
6858 | 409.394 | 346.0704 | 409.394 | 346.0704
6859 | 431.078 | 361.8994 | 431.078 | 361.8994
6860 | 468.81 | 366.5481 | 468.81 | 366.5481
6861 | 497.684 | 366.1875 | 497.684 | 366.1875
6862 | 518.6628 | 364.2327 | 518.6628 | 364.2327
6863 | 554.6503 | 365.0009 | 554.6503 | 365.0009
6864 | 548.8413 | 337.3844 | 548.8413 | 337.3844
6865 | 525.5785 | 304.2588 | 525.5785 | 304.2588
6866 | 522.7262 | 279.7587 | 522.7262 | 279.7587
6867 | 522.9013 | 254.5483 | 522.9013 | 254.5483
6868 | 535.1618 | 256.2672 | 535.1618 | 256.2672
6869 | 539.4817 | 258.6673 | 539.4817 | 258.6673
6870 | 536.1784 | 256.6294 | 536.1784 | 256.6294
6871 | 525.3356 | 255.3639 | 525.3356 | 255.3639
6872 | 542.0278 | 251.2745 | 542.0278 | 251.2745
6873 | 546.5421 | 247.3904 | 546.5421 | 247.3904
6874 | 529.4376 | 241.1978 | 529.4376 | 241.1978
6875 | 490.5107 | 236.7477 | 490.5107 | 236.7477
6876 | 459.146 | 233.8695 | 459.146 | 233.8695
6877 | 438.7215 | 244.3874 | 438.7215 | 244.3874
6878 | 429.07 | 264.1165 | 429.07 | 264.1165
6879 | 424.838 | 261.2929 | 424.838 | 261.2929
6880 | 422.9803 | 273.3762 | 422.9803 | 273.3762
6881 | 416.4226 | 298.3907 | 416.4226 | 298.3907
6882 | 418.5801 | 306.3104 | 418.5801 | 306.3104
6883 | 450.9827 | 312.5268 | 450.9827 | 312.5268
6884 | 498.3142 | 316.4254 | 498.3142 | 316.4254
6885 | 527.637 | 319.2562 | 527.637 | 319.2562
6886 | 546.584 | 321.4338 | 546.584 | 321.4338
6887 | 588.4377 | 324.0584 | 588.4377 | 324.0584
6888 | 581.6532 | 309.1697 | 581.6532 | 309.1697
6889 | 549.8053 | 284.7157 | 549.8053 | 284.7157
6890 | 545.5407 | 259.796 | 545.5407 | 259.796
6891 | 550.3361 | 251.4076 | 550.3361 | 251.4076
6892 | 551.9052 | 256.0383 | 551.9052 | 256.0383
6893 | 566.698 | 258.4638 | 566.698 | 258.4638
6894 | 563.9259 | 256.5913 | 563.9259 | 256.5913
6895 | 544.2488 | 255.2113 | 544.2488 | 255.2113
6896 | 551.8158 | 251.0838 | 551.8158 | 251.0838
6897 | 555.9756 | 246.7292 | 555.9756 | 246.7292
6898 | 530.8286 | 240.0661 | 530.8286 | 240.0661
6899 | 496.802 | 235.0438 | 496.802 | 235.0438
6900 | 466.4291 | 231.6571 | 466.4291 | 231.6571
6901 | 444.003 | 232.1174 | 444.003 | 232.1174
6902 | 431.3415 | 233.7529 | 431.3415 | 233.7529
6903 | 426.1448 | 232.6968 | 426.1448 | 232.6968
6904 | 424.4304 | 240.9146 | 424.4304 | 240.9146
6905 | 418.8942 | 258.4908 | 418.8942 | 258.4908
6906 | 420.3624 | 261.1211 | 420.3624 | 261.1211
6907 | 452.6382 | 261.1453 | 452.6382 | 261.1453
6908 | 499.5999 | 259.678 | 499.5999 | 259.678
6909 | 528.7098 | 258.351 | 528.7098 | 258.351
6910 | 547.9739 | 256.0402 | 547.9739 | 256.0402
6911 | 582.9358 | 255.3335 | 582.9358 | 255.3335
6912 | 581.3488 | 250.5152 | 581.3488 | 250.5152
6913 | 550.7614 | 249.2026 | 550.7614 | 249.2026
6914 | 548.2166 | 249.268 | 548.2166 | 249.268
6915 | 548.0161 | 250.6447 | 548.0161 | 250.6447
6916 | 554.2566 | 255.0211 | 554.2566 | 255.0211
6917 | 565.4089 | 256.3404 | 565.4089 | 256.3404
6918 | 566.1301 | 253.1073 | 566.1301 | 253.1073
6919 | 539.5143 | 249.7439 | 539.5143 | 249.7439
6920 | 543.5684 | 242.641 | 543.5684 | 242.641
6921 | 553.0522 | 234.332 | 553.0522 | 234.332
6922 | 533.2367 | 224.363 | 533.2367 | 224.363
6923 | 499.9577 | 220.3707 | 499.9577 | 220.3707
6924 | 469.6463 | 223.5194 | 469.6463 | 223.5194
6925 | 446.5557 | 230.4517 | 446.5557 | 230.4517
6926 | 435.5054 | 233.8038 | 435.5054 | 233.8038
6927 | 430.0663 | 235.9264 | 430.0663 | 235.9264
6928 | 428.1746 | 246.7508 | 428.1746 | 246.7508
6929 | 421.4708 | 266.425 | 421.4708 | 266.425
6930 | 423.0781 | 271.1278 | 423.0781 | 271.1278
6931 | 454.7977 | 270.6689 | 454.7977 | 270.6689
6932 | 502.5831 | 269.4559 | 502.5831 | 269.4559
6933 | 530.2302 | 269.1334 | 530.2302 | 269.1334
6934 | 550.4758 | 269.7598 | 550.4758 | 269.7598
6935 | 588.304 | 273.16 | 588.304 | 273.16
6936 | 583.6302 | 264.3619 | 583.6302 | 264.3619
6937 | 549.8676 | 252.8009 | 549.8676 | 252.8009
6938 | 542.4514 | 240.5073 | 542.4514 | 240.5073
6939 | 552.3595 | 230.4024 | 552.3595 | 230.4024
6940 | 553.4712 | 221.1482 | 553.4712 | 221.1482
6941 | 562.5545 | 209.0277 | 562.5545 | 209.0277
6942 | 564.2935 | 193.2957 | 564.2935 | 193.2957
6943 | 538.7575 | 181.2987 | 538.7575 | 181.2987
6944 | 550.6805 | 171.1696 | 550.6805 | 171.1696
6945 | 554.3602 | 165.6326 | 554.3602 | 165.6326
6946 | 534.7651 | 164.1318 | 534.7651 | 164.1318
6947 | 504.7232 | 178.6907 | 504.7232 | 178.6907
6948 | 472.3412 | 220.3025 | 472.3412 | 220.3025
6949 | 450.472 | 254.1907 | 450.472 | 254.1907
6950 | 438.3374 | 264.587 | 438.3374 | 264.587
6951 | 430.9671 | 267.5106 | 430.9671 | 267.5106
6952 | 429.1908 | 277.4577 | 429.1908 | 277.4577
6953 | 416.4334 | 295.5425 | 416.4334 | 295.5425
6954 | 417.2152 | 296.0366 | 417.2152 | 296.0366
6955 | 438.3555 | 292.081 | 438.3555 | 292.081
6956 | 472.5619 | 284.8157 | 472.5619 | 284.8157
6957 | 498.7579 | 281.378 | 498.7579 | 281.378
6958 | 515.0638 | 279.5377 | 515.0638 | 279.5377
6959 | 550.8678 | 279.1615 | 550.8678 | 279.1615
6960 | 553.2409 | 256.1861 | 553.2409 | 256.1861
6961 | 526.929 | 222.1576 | 526.929 | 222.1576
6962 | 520.986 | 183.6201 | 520.986 | 183.6201
6963 | 523.4394 | 148.1741 | 523.4394 | 148.1741
6964 | 526.3501 | 134.139 | 526.3501 | 134.139
6965 | 541.4937 | 124.2945 | 541.4937 | 124.2945
6966 | 532.8987 | 114.3987 | 532.8987 | 114.3987
6967 | 521.1184 | 109.4077 | 521.1184 | 109.4077
6968 | 525.9848 | 107.1239 | 525.9848 | 107.1239
6969 | 535.872 | 114.5816 | 535.872 | 114.5816
6970 | 520.0507 | 137.4302 | 520.0507 | 137.4302
6971 | 488.7482 | 171.4431 | 488.7482 | 171.4431
6972 | 461.8167 | 190.3586 | 461.8167 | 190.3586
6973 | 442.3369 | 205.4285 | 442.3369 | 205.4285
6974 | 431.8784 | 206.5554 | 431.8784 | 206.5554
6975 | 425.6071 | 204.4947 | 425.6071 | 204.4947
6976 | 424.8758 | 216.4 | 424.8758 | 216.4
6977 | 411.8669 | 239.5835 | 411.8669 | 239.5835
6978 | 412.3287 | 244.1338 | 412.3287 | 244.1338
6979 | 434.1822 | 245.2896 | 434.1822 | 245.2896
6980 | 465.1288 | 238.9271 | 465.1288 | 238.9271
6981 | 492.9135 | 233.7347 | 492.9135 | 233.7347
6982 | 513.328 | 230.3049 | 513.328 | 230.3049
6983 | 554.555 | 228.136 | 554.555 | 228.136
6984 | 555.6408 | 213.0439 | 555.6408 | 213.0439
6985 | 532.156 | 189.5181 | 532.156 | 189.5181
6986 | 521.2936 | 157.4398 | 521.2936 | 157.4398
6987 | 525.8642 | 125.3251 | 525.8642 | 125.3251
6988 | 531.6278 | 100.406 | 531.6278 | 100.406
6989 | 540.084 | 84.0259 | 540.084 | 84.0259
6990 | 530.9879 | 79.1526 | 530.9879 | 79.1526
6991 | 519.0997 | 86.5969 | 519.0997 | 86.5969
6992 | 528.6739 | 93.1373 | 528.6739 | 93.1373
6993 | 537.5071 | 102.5659 | 537.5071 | 102.5659
6994 | 521.8729 | 110.9447 | 521.8729 | 110.9447
6995 | 495.1513 | 121.2822 | 495.1513 | 121.2822
6996 | 467.2575 | 128.9067 | 467.2575 | 128.9067
6997 | 445.9985 | 136.3857 | 445.9985 | 136.3857
6998 | 434.0778 | 144.1372 | 434.0778 | 144.1372
6999 | 429.7282 | 146.5649 | 429.7282 | 146.5649
7000 | 425.5874 | 158.6227 | 425.5874 | 158.6227
7001 | 413.4081 | 182.4039 | 413.4081 | 182.4039
7002 | 414.482 | 190.3618 | 414.482 | 190.3618
7003 | 435.8961 | 193.6792 | 435.8961 | 193.6792
7004 | 469.8701 | 194.8694 | 469.8701 | 194.8694
7005 | 495.3241 | 197.0644 | 495.3241 | 197.0644
7006 | 517.4761 | 198.1104 | 517.4761 | 198.1104
7007 | 547.0866 | 201.854 | 547.0866 | 201.854
7008 | 544.3293 | 197.8621 | 544.3293 | 197.8621
7009 | 533.0554 | 194.9983 | 533.0554 | 194.9983
7010 | 522.318 | 192.0629 | 522.318 | 192.0629
7011 | 525.4765 | 180.6356 | 525.4765 | 180.6356
7012 | 531.543 | 160.8534 | 531.543 | 160.8534
7013 | 539.9733 | 141.1419 | 539.9733 | 141.1419
7014 | 536.7654 | 127.8767 | 536.7654 | 127.8767
7015 | 519.3529 | 124.03 | 519.3529 | 124.03
7016 | 528.1645 | 125.37 | 528.1645 | 125.37
7017 | 535.6598 | 130.6662 | 535.6598 | 130.6662
7018 | 520.7275 | 135.8916 | 520.7275 | 135.8916
7019 | 488.8163 | 146.814 | 488.8163 | 146.814
7020 | 462.8024 | 168.4759 | 462.8024 | 168.4759
7021 | 440.1058 | 213.1719 | 440.1058 | 213.1719
7022 | 429.896 | 228.6542 | 429.896 | 228.6542
7023 | 425.2186 | 245.9331 | 425.2186 | 245.9331
7024 | 422.3492 | 270.4517 | 422.3492 | 270.4517
7025 | 412.1095 | 302.6502 | 412.1095 | 302.6502
7026 | 412.8419 | 316.9911 | 412.8419 | 316.9911
7027 | 436.3729 | 324.0594 | 436.3729 | 324.0594
7028 | 474.1001 | 325.3386 | 474.1001 | 325.3386
7029 | 496.8244 | 327.1776 | 496.8244 | 327.1776
7030 | 521.1197 | 328.8339 | 521.1197 | 328.8339
7031 | 554.3046 | 328.585 | 554.3046 | 328.585
7032 | 548.5207 | 307.3133 | 548.5207 | 307.3133
7033 | 529.9042 | 280.3417 | 529.9042 | 280.3417
7034 | 520.9518 | 253.1206 | 520.9518 | 253.1206
7035 | 521.8045 | 226.5115 | 521.8045 | 226.5115
7036 | 526.6733 | 204.5932 | 526.6733 | 204.5932
7037 | 538.8282 | 183.5212 | 538.8282 | 183.5212
7038 | 534.964 | 162.3091 | 534.964 | 162.3091
7039 | 518.1868 | 146.4594 | 518.1868 | 146.4594
7040 | 521.8662 | 134.118 | 521.8662 | 134.118
7041 | 539.764 | 128.4537 | 539.764 | 128.4537
7042 | 521.8517 | 127.7667 | 521.8517 | 127.7667
7043 | 486.8815 | 137.5448 | 486.8815 | 137.5448
7044 | 456.8741 | 182.9838 | 456.8741 | 182.9838
7045 | 438.0569 | 226.6118 | 438.0569 | 226.6118
7046 | 427.6876 | 225.6534 | 427.6876 | 225.6534
7047 | 423.4898 | 222.2958 | 423.4898 | 222.2958
7048 | 419.6209 | 240.584 | 419.6209 | 240.584
7049 | 412.6411 | 265.5349 | 412.6411 | 265.5349
7050 | 414.991 | 272.9334 | 414.991 | 272.9334
7051 | 449.1451 | 278.4886 | 449.1451 | 278.4886
7052 | 492.0954 | 278.5726 | 492.0954 | 278.5726
7053 | 530.3051 | 270.4685 | 530.3051 | 270.4685
7054 | 548.6963 | 264.4067 | 548.6963 | 264.4067
7055 | 591.003 | 264.0561 | 591.003 | 264.0561
7056 | 583.0113 | 234.6086 | 583.0113 | 234.6086
7057 | 550.1512 | 199.0035 | 550.1512 | 199.0035
7058 | 543.425 | 157.2618 | 543.425 | 157.2618
7059 | 545.989 | 136.4635 | 545.989 | 136.4635
7060 | 551.5026 | 124.3611 | 551.5026 | 124.3611
7061 | 563.7115 | 117.5809 | 563.7115 | 117.5809
7062 | 564.1703 | 111.0928 | 564.1703 | 111.0928
7063 | 539.9025 | 108.3651 | 539.9025 | 108.3651
7064 | 536.4581 | 106.4627 | 536.4581 | 106.4627
7065 | 543.7595 | 108.1986 | 543.7595 | 108.1986
7066 | 530.5646 | 111.0464 | 530.5646 | 111.0464
7067 | 484.6842 | 125.1603 | 484.6842 | 125.1603
7068 | 455.8635 | 160.9868 | 455.8635 | 160.9868
7069 | 431.0631 | 201.9572 | 431.0631 | 201.9572
7070 | 419.0838 | 221.3685 | 419.0838 | 221.3685
7071 | 413.8299 | 230.5352 | 413.8299 | 230.5352
7072 | 411.6941 | 246.7381 | 411.6941 | 246.7381
7073 | 400.7968 | 268.1543 | 400.7968 | 268.1543
7074 | 405.8603 | 274.7643 | 405.8603 | 274.7643
7075 | 438.2481 | 280.1924 | 438.2481 | 280.1924
7076 | 489.5826 | 284.625 | 489.5826 | 284.625
7077 | 517.0689 | 280.7804 | 517.0689 | 280.7804
7078 | 536.2466 | 268.3611 | 536.2466 | 268.3611
7079 | 573.0354 | 250.4255 | 573.0354 | 250.4255
7080 | 568.9096 | 224.4366 | 568.9096 | 224.4366
7081 | 534.8276 | 194.5787 | 534.8276 | 194.5787
7082 | 529.2995 | 162.0554 | 529.2995 | 162.0554
7083 | 534.2254 | 133.6407 | 534.2254 | 133.6407
7084 | 540.0217 | 119.5548 | 540.0217 | 119.5548
7085 | 550.8428 | 113.4485 | 550.8428 | 113.4485
7086 | 546.8062 | 101.3022 | 546.8062 | 101.3022
7087 | 526.2618 | 88.3897 | 526.2618 | 88.3897
7088 | 527.8541 | 82.5584 | 527.8541 | 82.5584
7089 | 541.5107 | 87.3078 | 541.5107 | 87.3078
7090 | 524.9264 | 101.205 | 524.9264 | 101.205
7091 | 487.4513 | 116.8955 | 487.4513 | 116.8955
7092 | 454.5841 | 126.4908 | 454.5841 | 126.4908
7093 | 428.2853 | 135.2795 | 428.2853 | 135.2795
7094 | 416.7765 | 142.3189 | 416.7765 | 142.3189
7095 | 412.9818 | 145.268 | 412.9818 | 145.268
7096 | 410.6887 | 155.8127 | 410.6887 | 155.8127
7097 | 402.0517 | 174.6858 | 402.0517 | 174.6858
7098 | 410.2658 | 180.9653 | 410.2658 | 180.9653
7099 | 445.1512 | 188.3007 | 445.1512 | 188.3007
7100 | 490.098 | 192.3137 | 490.098 | 192.3137
7101 | 516.8602 | 196.2761 | 516.8602 | 196.2761
7102 | 542.6603 | 193.5584 | 542.6603 | 193.5584
7103 | 576.8752 | 192.5084 | 576.8752 | 192.5084
7104 | 571.8685 | 184.9436 | 571.8685 | 184.9436
7105 | 535.5105 | 175.7985 | 535.5105 | 175.7985
7106 | 531.9396 | 168.6545 | 531.9396 | 168.6545
7107 | 533.4442 | 165.1995 | 533.4442 | 165.1995
7108 | 529.5534 | 165.8885 | 529.5534 | 165.8885
7109 | 544.4735 | 162.605 | 544.4735 | 162.605
7110 | 537.412 | 146.8476 | 537.412 | 146.8476
7111 | 515.1288 | 114.4937 | 515.1288 | 114.4937
7112 | 513.4189 | 89.3355 | 513.4189 | 89.3355
7113 | 529.7027 | 79.3609 | 529.7027 | 79.3609
7114 | 515.0199 | 74.2109 | 515.0199 | 74.2109
7115 | 478.298 | 80.2888 | 478.298 | 80.2888
7116 | 449.2224 | 110.0502 | 449.2224 | 110.0502
7117 | 428.4532 | 131.3251 | 428.4532 | 131.3251
7118 | 417.5437 | 132.4012 | 417.5437 | 132.4012
7119 | 413.1182 | 142.5851 | 413.1182 | 142.5851
7120 | 407.3065 | 176.0297 | 407.3065 | 176.0297
7121 | 395.253 | 203.1421 | 395.253 | 203.1421
7122 | 402.3282 | 216.3641 | 402.3282 | 216.3641
7123 | 430.4719 | 219.8341 | 430.4719 | 219.8341
7124 | 469.0072 | 220.2105 | 469.0072 | 220.2105
7125 | 493.5586 | 215.692 | 493.5586 | 215.692
7126 | 517.9211 | 217.0813 | 517.9211 | 217.0813
7127 | 553.5694 | 223.3679 | 553.5694 | 223.3679
7128 | 554.2513 | 221.7283 | 554.2513 | 221.7283
7129 | 530.3261 | 217.9998 | 530.3261 | 217.9998
7130 | 518.6653 | 199.107 | 518.6653 | 199.107
7131 | 519.5074 | 176.2489 | 519.5074 | 176.2489
7132 | 520.9404 | 165.1002 | 520.9404 | 165.1002
7133 | 531.8896 | 159.7695 | 531.8896 | 159.7695
7134 | 529.7848 | 156.2949 | 529.7848 | 156.2949
7135 | 510.0846 | 158.7167 | 510.0846 | 158.7167
7136 | 510.9334 | 164.9774 | 510.9334 | 164.9774
7137 | 524.0744 | 176.1606 | 524.0744 | 176.1606
7138 | 506.3773 | 185.4677 | 506.3773 | 185.4677
7139 | 474.8103 | 195.8815 | 474.8103 | 195.8815
7140 | 446.6685 | 207.1297 | 446.6685 | 207.1297
7141 | 424.242 | 224.7426 | 424.242 | 224.7426
7142 | 413.9153 | 246.0738 | 413.9153 | 246.0738
7143 | 408.8506 | 261.2421 | 408.8506 | 261.2421
7144 | 403.0619 | 282.086 | 403.0619 | 282.086
7145 | 391.0404 | 312.0085 | 391.0404 | 312.0085
7146 | 396.1081 | 325.5991 | 396.1081 | 325.5991
7147 | 416.5868 | 330.7348 | 416.5868 | 330.7348
7148 | 449.9988 | 332.9677 | 449.9988 | 332.9677
7149 | 472.8588 | 334.7177 | 472.8588 | 334.7177
7150 | 491.9091 | 336.8699 | 491.9091 | 336.8699
7151 | 533.0439 | 333.5947 | 533.0439 | 333.5947
7152 | 532.5004 | 314.1159 | 532.5004 | 314.1159
7153 | 513.1361 | 289.7382 | 513.1361 | 289.7382
7154 | 505.8949 | 264.704 | 505.8949 | 264.704
7155 | 505.2021 | 242.3418 | 505.2021 | 242.3418
7156 | 508.863 | 226.0308 | 508.863 | 226.0308
7157 | 514.8745 | 210.8586 | 514.8745 | 210.8586
7158 | 507.5775 | 195.7115 | 507.5775 | 195.7115
7159 | 492.7947 | 186.0541 | 492.7947 | 186.0541
7160 | 494.9715 | 179.3454 | 494.9715 | 179.3454
7161 | 509.4763 | 177.5339 | 509.4763 | 177.5339
7162 | 501.5781 | 176.2111 | 501.5781 | 176.2111
7163 | 471.1813 | 182.1746 | 471.1813 | 182.1746
7164 | 442.8006 | 216.5262 | 442.8006 | 216.5262
7165 | 421.9378 | 258.2341 | 421.9378 | 258.2341
7166 | 410.3418 | 266.7231 | 410.3418 | 266.7231
7167 | 403.0453 | 259.907 | 403.0453 | 259.907
7168 | 399.9767 | 264.8444 | 399.9767 | 264.8444
7169 | 388.095 | 283.1835 | 388.095 | 283.1835
7170 | 390.481 | 285.089 | 390.481 | 285.089
7171 | 413.6405 | 284.1595 | 413.6405 | 284.1595
7172 | 447.993 | 281.2682 | 447.993 | 281.2682
7173 | 475.6043 | 281.2 | 475.6043 | 281.2
7174 | 493.4756 | 283.1869 | 493.4756 | 283.1869
7175 | 528.4127 | 283.7263 | 528.4127 | 283.7263
7176 | 529.4953 | 276.759 | 529.4953 | 276.759
7177 | 507.8589 | 261.32 | 507.8589 | 261.32
7178 | 505.268 | 238.0024 | 505.268 | 238.0024
7179 | 504.5129 | 224.0448 | 504.5129 | 224.0448
7180 | 506.2585 | 221.9619 | 506.2585 | 221.9619
7181 | 513.9477 | 218.653 | 513.9477 | 218.653
7182 | 511.8315 | 212.826 | 511.8315 | 212.826
7183 | 491.2754 | 210.1364 | 491.2754 | 210.1364
7184 | 492.7533 | 208.3358 | 492.7533 | 208.3358
7185 | 510.1533 | 209.7665 | 510.1533 | 209.7665
7186 | 498.7178 | 212.182 | 498.7178 | 212.182
7187 | 465.8779 | 219.0356 | 465.8779 | 219.0356
7188 | 436.2633 | 231.1231 | 436.2633 | 231.1231
7189 | 418.5143 | 254.1399 | 418.5143 | 254.1399
7190 | 406.436 | 263.201 | 406.436 | 263.201
7191 | 402.5488 | 268.9092 | 402.5488 | 268.9092
7192 | 397.4895 | 280.8399 | 397.4895 | 280.8399
7193 | 386.4317 | 298.8738 | 386.4317 | 298.8738
7194 | 392.0052 | 310.8624 | 392.0052 | 310.8624
7195 | 420.4162 | 317.5366 | 420.4162 | 317.5366
7196 | 456.0517 | 319.477 | 456.0517 | 319.477
7197 | 484.7347 | 321.2143 | 484.7347 | 321.2143
7198 | 505.1911 | 324.7524 | 505.1911 | 324.7524
7199 | 546.2225 | 325.1392 | 546.2225 | 325.1392
7200 | 540.8192 | 311.8145 | 540.8192 | 311.8145
7201 | 514.7088 | 300.8766 | 514.7088 | 300.8766
7202 | 509.8753 | 292.9061 | 509.8753 | 292.9061
7203 | 512.0916 | 282.5977 | 512.0916 | 282.5977
7204 | 509.8416 | 274.8312 | 509.8416 | 274.8312
7205 | 519.9037 | 262.6598 | 519.9037 | 262.6598
7206 | 516.5172 | 246.4701 | 516.5172 | 246.4701
7207 | 501.6476 | 234.3586 | 501.6476 | 234.3586
7208 | 496.9869 | 223.5303 | 496.9869 | 223.5303
7209 | 511.5625 | 216.9378 | 511.5625 | 216.9378
7210 | 505.114 | 213.7205 | 505.114 | 213.7205
7211 | 465.643 | 217.2682 | 465.643 | 217.2682
7212 | 434.3469 | 238.2053 | 434.3469 | 238.2053
7213 | 413.4542 | 282.5835 | 413.4542 | 282.5835
7214 | 403.688 | 293.1704 | 403.688 | 293.1704
7215 | 398.4398 | 294.3521 | 398.4398 | 294.3521
7216 | 394.6746 | 302.7861 | 394.6746 | 302.7861
7217 | 385.6247 | 319.6248 | 385.6247 | 319.6248
7218 | 393.2999 | 319.9918 | 393.2999 | 319.9918
7219 | 429.9791 | 316.9008 | 429.9791 | 316.9008
7220 | 479.1425 | 313.3102 | 479.1425 | 313.3102
7221 | 510.9526 | 310.8388 | 510.9526 | 310.8388
7222 | 530.7914 | 309.9902 | 530.7914 | 309.9902
7223 | 573.2254 | 299.2132 | 573.2254 | 299.2132
7224 | 565.874 | 271.9146 | 565.874 | 271.9146
7225 | 537.9126 | 252.0889 | 537.9126 | 252.0889
7226 | 532.0797 | 236.235 | 532.0797 | 236.235
7227 | 531.184 | 222.608 | 531.184 | 222.608
7228 | 535.2002 | 214.8034 | 535.2002 | 214.8034
7229 | 544.0524 | 206.6754 | 544.0524 | 206.6754
7230 | 537.7096 | 196.5126 | 537.7096 | 196.5126
7231 | 507.2956 | 190.5171 | 507.2956 | 190.5171
7232 | 501.8487 | 185.7665 | 501.8487 | 185.7665
7233 | 516.4439 | 184.6162 | 516.4439 | 184.6162
7234 | 504.4321 | 183.8274 | 504.4321 | 183.8274
7235 | 467.543 | 189.8291 | 467.543 | 189.8291
7236 | 433.9956 | 217.6959 | 433.9956 | 217.6959
7237 | 411.0114 | 261.3874 | 411.0114 | 261.3874
7238 | 401.1692 | 266.1509 | 401.1692 | 266.1509
7239 | 396.5965 | 260.5046 | 396.5965 | 260.5046
7240 | 391.108 | 267.3619 | 391.108 | 267.3619
7241 | 381.1943 | 286.5529 | 381.1943 | 286.5529
7242 | 391.6968 | 290.6073 | 391.6968 | 290.6073
7243 | 418.8966 | 291.2164 | 418.8966 | 291.2164
7244 | 467.1019 | 292.7881 | 467.1019 | 292.7881
7245 | 495.4926 | 296.4962 | 495.4926 | 296.4962
7246 | 521.6223 | 297.0209 | 521.6223 | 297.0209
7247 | 557.61 | 281.2722 | 557.61 | 281.2722
7248 | 560.0885 | 256.5675 | 560.0885 | 256.5675
7249 | 524.3717 | 240.302 | 524.3717 | 240.302
7250 | 517.5015 | 231.6576 | 517.5015 | 231.6576
7251 | 519.0027 | 223.3836 | 519.0027 | 223.3836
7252 | 521.4412 | 218.3636 | 521.4412 | 218.3636
7253 | 532.4638 | 211.2909 | 532.4638 | 211.2909
7254 | 527.4214 | 203.2643 | 527.4214 | 203.2643
7255 | 509.643 | 198.3623 | 509.643 | 198.3623
7256 | 499.2451 | 193.8406 | 499.2451 | 193.8406
7257 | 513.2304 | 190.7321 | 513.2304 | 190.7321
7258 | 505.9617 | 185.5694 | 505.9617 | 185.5694
7259 | 470.4764 | 185.6077 | 470.4764 | 185.6077
7260 | 434.4775 | 81.066 | 434.4775 | 81.066
7261 | 412.4562 | 92.9162 | 412.4562 | 92.9162
7262 | 401.4338 | 94.178 | 401.4338 | 94.178
7263 | 398.7371 | 91.4087 | 398.7371 | 91.4087
7264 | 391.9002 | 97.0743 | 391.9002 | 97.0743
7265 | 378.8882 | 115.3275 | 378.8882 | 115.3275
7266 | 391.9811 | 117.6726 | 391.9811 | 117.6726
7267 | 425.6313 | 116.0638 | 425.6313 | 116.0638
7268 | 472.1747 | 113.087 | 472.1747 | 113.087
7269 | 502.1937 | 112.0681 | 502.1937 | 112.0681
7270 | 525.2662 | 109.6021 | 525.2662 | 109.6021
7271 | 567.7084 | 108.4238 | 567.7084 | 108.4238
7272 | 566.5263 | 103.2082 | 566.5263 | 103.2082
7273 | 533.7787 | 96.7673 | 533.7787 | 96.7673
7274 | 527.8005 | 89.2991 | 527.8005 | 89.2991
7275 | 527.247 | 82.6508 | 527.247 | 82.6508
7276 | 525.279 | 81.1269 | 525.279 | 81.1269
7277 | 529.0084 | 79.6169 | 529.0084 | 79.6169
7278 | 526.1217 | 78.0424 | 526.1217 | 78.0424
7279 | 503.525 | 78.2782 | 503.525 | 78.2782
7280 | 492.3956 | 75.826 | 492.3956 | 75.826
7281 | 504.2848 | 77.6992 | 504.2848 | 77.6992
7282 | 497.9609 | 75.9602 | 497.9609 | 75.9602
7283 | 472.1038 | 76.2989 | 472.1038 | 76.2989
7284 | 440.9571 | 81.3614 | 440.9571 | 81.3614
7285 | 417.7992 | 84.5876 | 417.7992 | 84.5876
7286 | 403.4296 | 83.8006 | 403.4296 | 83.8006
7287 | 397.2621 | 84.3238 | 397.2621 | 84.3238
7288 | 390.214 | 93.1149 | 390.214 | 93.1149
7289 | 381.677 | 110.6201 | 381.677 | 110.6201
7290 | 389.4356 | 114.0992 | 389.4356 | 114.0992
7291 | 417.1975 | 116.7546 | 417.1975 | 116.7546
7292 | 455.7466 | 115.2453 | 455.7466 | 115.2453
7293 | 486.0301 | 114.2026 | 486.0301 | 114.2026
7294 | 504.8749 | 111.3936 | 504.8749 | 111.3936
7295 | 540.7954 | 110.9872 | 540.7954 | 110.9872
7296 | 542.4359 | 107.3106 | 542.4359 | 107.3106
7297 | 517.4888 | 103.5235 | 517.4888 | 103.5235
7298 | 508.9669 | 100.2529 | 508.9669 | 100.2529
7299 | 506.9383 | 97.3211 | 506.9383 | 97.3211
7300 | 504.8391 | 97.6029 | 504.8391 | 97.6029
7301 | 513.4898 | 97.1269 | 513.4898 | 97.1269
7302 | 506.7484 | 92.6555 | 506.7484 | 92.6555
7303 | 488.8071 | 88.5411 | 488.8071 | 88.5411
7304 | 481.5599 | 82.5345 | 481.5599 | 82.5345
7305 | 496.2859 | 79.7385 | 496.2859 | 79.7385
7306 | 490.5884 | 75.1884 | 490.5884 | 75.1884
7307 | 466.2502 | 72.6206 | 466.2502 | 72.6206
7308 | 437.3571 | 76.1394 | 437.3571 | 76.1394
7309 | 413.5976 | 90.6673 | 413.5976 | 90.6673
7310 | 403.5312 | 95.1738 | 403.5312 | 95.1738
7311 | 396.2909 | 100.047 | 396.2909 | 100.047
7312 | 387.2394 | 112.3878 | 387.2394 | 112.3878
7313 | 377.6085 | 130.6219 | 377.6085 | 130.6219
7314 | 380.9599 | 130.4704 | 380.9599 | 130.4704
7315 | 401.4222 | 132.1729 | 401.4222 | 132.1729
7316 | 433.3243 | 132.9792 | 433.3243 | 132.9792
7317 | 458.5528 | 128.6632 | 458.5528 | 128.6632
7318 | 481.3849 | 123.6625 | 481.3849 | 123.6625
7319 | 516.3344 | 120.6117 | 516.3344 | 120.6117
7320 | 519.8801 | 111.3986 | 519.8801 | 111.3986
7321 | 500.2721 | 99.526 | 500.2721 | 99.526
7322 | 491.331 | 87.5076 | 491.331 | 87.5076
7323 | 485.5141 | 77.5765 | 485.5141 | 77.5765
7324 | 489.0578 | 73.6512 | 489.0578 | 73.6512
7325 | 497.5409 | 70.0972 | 497.5409 | 70.0972
7326 | 492.9967 | 65.6211 | 492.9967 | 65.6211
7327 | 479.3746 | 63.1886 | 479.3746 | 63.1886
7328 | 475.2831 | 61.1557 | 475.2831 | 61.1557
7329 | 491.4177 | 62.2667 | 491.4177 | 62.2667
7330 | 484.9081 | 61.7664 | 484.9081 | 61.7664
7331 | 457.7448 | 61.5 | 457.7448 | 61.5
7332 | 432.7527 | 64.2708 | 432.7527 | 64.2708
7333 | 412.6746 | 69.8412 | 412.6746 | 69.8412
7334 | 400.3995 | 73.2232 | 400.3995 | 73.2232
7335 | 395.472 | 75.0709 | 395.472 | 75.0709
7336 | 387.9815 | 84.2623 | 387.9815 | 84.2623
7337 | 376.9055 | 102.2582 | 376.9055 | 102.2582
7338 | 380.6435 | 105.4419 | 380.6435 | 105.4419
7339 | 402.4466 | 107.5494 | 402.4466 | 107.5494
7340 | 436.9688 | 105.111 | 436.9688 | 105.111
7341 | 463.1762 | 104.1779 | 463.1762 | 104.1779
7342 | 485.6852 | 100.7304 | 485.6852 | 100.7304
7343 | 523.4896 | 100.2668 | 523.4896 | 100.2668
7344 | 521.398 | 97.3764 | 521.398 | 97.3764
7345 | 498.5809 | 95.0996 | 498.5809 | 95.0996
7346 | 494.1486 | 91.9958 | 494.1486 | 91.9958
7347 | 491.6428 | 87.1486 | 491.6428 | 87.1486
7348 | 498.6417 | 83.9666 | 498.6417 | 83.9666
7349 | 506.7417 | 82.7759 | 506.7417 | 82.7759
7350 | 494.1738 | 83.455 | 494.1738 | 83.455
7351 | 478.9533 | 87.7216 | 478.9533 | 87.7216
7352 | 473.2842 | 87.2229 | 473.2842 | 87.2229
7353 | 489.3091 | 85.3846 | 489.3091 | 85.3846
7354 | 486.6939 | 80.5438 | 486.6939 | 80.5438
7355 | 457.3846 | 77.7187 | 457.3846 | 77.7187
7356 | 430.3018 | 80.7802 | 430.3018 | 80.7802
7357 | 408.6861 | 86.1457 | 408.6861 | 86.1457
7358 | 397.3269 | 88.8797 | 397.3269 | 88.8797
7359 | 391.1341 | 90.4987 | 391.1341 | 90.4987
7360 | 383.4332 | 99.6853 | 383.4332 | 99.6853
7361 | 373.7192 | 117.9814 | 373.7192 | 117.9814
7362 | 382.6403 | 122.5849 | 382.6403 | 122.5849
7363 | 410.3733 | 127.7323 | 410.3733 | 127.7323
7364 | 455.1342 | 129.7726 | 455.1342 | 129.7726
7365 | 478.8487 | 131.5601 | 478.8487 | 131.5601
7366 | 507.1569 | 130.2949 | 507.1569 | 130.2949
7367 | 551.1077 | 129.6454 | 551.1077 | 129.6454
7368 | 546.2643 | 124.7967 | 546.2643 | 124.7967
7369 | 516.6195 | 120.2901 | 516.6195 | 120.2901
7370 | 510.7087 | 116.6051 | 510.7087 | 116.6051
7371 | 509.7827 | 113.597 | 509.7827 | 113.597
7372 | 516.5026 | 114.2981 | 516.5026 | 114.2981
7373 | 521.3335 | 113.6172 | 521.3335 | 113.6172
7374 | 515.5536 | 109.0648 | 515.5536 | 109.0648
7375 | 496.222 | 105.9082 | 496.222 | 105.9082
7376 | 488.8601 | 101.1785 | 488.8601 | 101.1785
7377 | 503.4892 | 98.554 | 503.4892 | 98.554
7378 | 498.3315 | 95.0902 | 498.3315 | 95.0902
7379 | 461.5269 | 93.137 | 461.5269 | 93.137
7380 | 435.7026 | 95.4409 | 435.7026 | 95.4409
7381 | 411.6588 | 101.2114 | 411.6588 | 101.2114
7382 | 399.7722 | 105.1413 | 399.7722 | 105.1413
7383 | 395.2945 | 107.3416 | 395.2945 | 107.3416
7384 | 387.6617 | 116.4187 | 387.6617 | 116.4187
7385 | 377.23 | 134.6766 | 377.23 | 134.6766
7386 | 389.5964 | 138.3987 | 389.5964 | 138.3987
7387 | 420.8307 | 140.4729 | 420.8307 | 140.4729
7388 | 473.6235 | 138.5205 | 473.6235 | 138.5205
7389 | 506.3398 | 136.4248 | 506.3398 | 136.4248
7390 | 522.0511 | 133.6634 | 522.0511 | 133.6634
7391 | 564.3154 | 130.4506 | 564.3154 | 130.4506
7392 | 555.986 | 123.0624 | 555.986 | 123.0624
7393 | 525.8905 | 117.4981 | 525.8905 | 117.4981
7394 | 519.5549 | 113.0602 | 519.5549 | 113.0602
7395 | 522.8876 | 109.7615 | 522.8876 | 109.7615
7396 | 525.2046 | 108.3709 | 525.2046 | 108.3709
7397 | 536.8332 | 105.546 | 536.8332 | 105.546
7398 | 527.7626 | 100.5552 | 527.7626 | 100.5552
7399 | 501.0685 | 96.5933 | 501.0685 | 96.5933
7400 | 495.5375 | 91.7302 | 495.5375 | 91.7302
7401 | 505.6353 | 89.7347 | 505.6353 | 89.7347
7402 | 497.1933 | 85.9707 | 497.1933 | 85.9707
7403 | 461.809 | 83.7316 | 461.809 | 83.7316
7404 | 436.1299 | 86.7073 | 436.1299 | 86.7073
7405 | 417.5344 | 99.5247 | 417.5344 | 99.5247
7406 | 405.8613 | 106.566 | 405.8613 | 106.566
7407 | 396.853 | 108.3088 | 396.853 | 108.3088
7408 | 388.5971 | 116.695 | 388.5971 | 116.695
7409 | 378.9198 | 133.0423 | 378.9198 | 133.0423
7410 | 392.9569 | 135.0873 | 392.9569 | 135.0873
7411 | 423.7634 | 136.3515 | 423.7634 | 136.3515
7412 | 475.7993 | 133.8273 | 475.7993 | 133.8273
7413 | 509.1798 | 131.1789 | 509.1798 | 131.1789
7414 | 533.5723 | 126.769 | 533.5723 | 126.769
7415 | 571.5984 | 119.0965 | 571.5984 | 119.0965
7416 | 566.9522 | 106.7198 | 566.9522 | 106.7198
7417 | 530.69 | 96.7625 | 530.69 | 96.7625
7418 | 527.2489 | 92.5723 | 527.2489 | 92.5723
7419 | 524.2573 | 90.2552 | 524.2573 | 90.2552
7420 | 524.3574 | 90.3083 | 524.3574 | 90.3083
7421 | 533.6313 | 88.5506 | 533.6313 | 88.5506
7422 | 527.9305 | 81.0918 | 527.9305 | 81.0918
7423 | 501.7933 | 76.0674 | 501.7933 | 76.0674
7424 | 491.9417 | 69.6415 | 491.9417 | 69.6415
7425 | 502.8583 | 66.3833 | 502.8583 | 66.3833
7426 | 497.8294 | 61.371 | 497.8294 | 61.371
7427 | 466.0332 | 58.5935 | 466.0332 | 58.5935
7428 | 432.9812 | 69.6643 | 432.9812 | 69.6643
7429 | 413.2681 | 88.9139 | 413.2681 | 88.9139
7430 | 404.73 | 86.5308 | 404.73 | 86.5308
7431 | 397.4793 | 82.7657 | 397.4793 | 82.7657
7432 | 389.1942 | 93.9011 | 389.1942 | 93.9011
7433 | 381.9019 | 112.3353 | 381.9019 | 112.3353
7434 | 395.0807 | 116.3624 | 395.0807 | 116.3624
7435 | 424.9875 | 118.6986 | 424.9875 | 118.6986
7436 | 474.7194 | 116.8081 | 474.7194 | 116.8081
7437 | 508.4621 | 114.7553 | 508.4621 | 114.7553
7438 | 533.2225 | 110.617 | 533.2225 | 110.617
7439 | 565.3072 | 109.2195 | 565.3072 | 109.2195
7440 | 555.495 | 104.5471 | 555.495 | 104.5471
7441 | 520.0826 | 99.526 | 520.0826 | 99.526
7442 | 517.6663 | 95.1262 | 517.6663 | 95.1262
7443 | 522.7212 | 89.1974 | 522.7212 | 89.1974
7444 | 523.8311 | 83.8999 | 523.8311 | 83.8999
7445 | 525.1231 | 80.4936 | 525.1231 | 80.4936
7446 | 526.7563 | 76.1318 | 526.7563 | 76.1318
7447 | 499.3252 | 72.8084 | 499.3252 | 72.8084
7448 | 489.5729 | 69.1507 | 489.5729 | 69.1507
7449 | 499.2993 | 68.7608 | 499.2993 | 68.7608
7450 | 494.1825 | 67.7508 | 494.1825 | 67.7508
7451 | 466.8254 | 67.1508 | 466.8254 | 67.1508
7452 | 437.4172 | 71.3701 | 437.4172 | 71.3701
7453 | 416.9771 | 81.8813 | 416.9771 | 81.8813
7454 | 405.8029 | 95.0547 | 405.8029 | 95.0547
7455 | 398.5213 | 101.0714 | 398.5213 | 101.0714
7456 | 387.43 | 111.6731 | 387.43 | 111.6731
7457 | 380.8202 | 126.4672 | 380.8202 | 126.4672
7458 | 387.1259 | 129.3936 | 387.1259 | 129.3936
7459 | 413.0275 | 129.7239 | 413.0275 | 129.7239
7460 | 453.3294 | 126.9186 | 453.3294 | 126.9186
7461 | 485.8582 | 125.8187 | 485.8582 | 125.8187
7462 | 511.782 | 122.8239 | 511.782 | 122.8239
7463 | 548.1024 | 118.0245 | 548.1024 | 118.0245
7464 | 543.1683 | 107.6441 | 543.1683 | 107.6441
7465 | 514.1434 | 95.6047 | 514.1434 | 95.6047
7466 | 510.0327 | 86.4022 | 510.0327 | 86.4022
7467 | 511.2587 | 80.8069 | 511.2587 | 80.8069
7468 | 512.9334 | 80.8887 | 512.9334 | 80.8887
7469 | 518.1721 | 80.3888 | 518.1721 | 80.3888
7470 | 510.2497 | 75.7459 | 510.2497 | 75.7459
7471 | 490.1227 | 72.0651 | 490.1227 | 72.0651
7472 | 477.9872 | 67.9977 | 477.9872 | 67.9977
7473 | 488.2989 | 65.6162 | 488.2989 | 65.6162
7474 | 493.7756 | 61.3519 | 493.7756 | 61.3519
7475 | 470.2219 | 59.2082 | 470.2219 | 59.2082
7476 | 442.3325 | 63.2369 | 442.3325 | 63.2369
7477 | 418.6523 | 75.1347 | 418.6523 | 75.1347
7478 | 406.5472 | 78.3452 | 406.5472 | 78.3452
7479 | 397.8414 | 79.9784 | 397.8414 | 79.9784
7480 | 385.3833 | 90.3562 | 385.3833 | 90.3562
7481 | 376.3205 | 108.395 | 376.3205 | 108.395
7482 | 382.7699 | 112.1695 | 382.7699 | 112.1695
7483 | 403.5405 | 117.1834 | 403.5405 | 117.1834
7484 | 436.2978 | 119.9909 | 436.2978 | 119.9909
7485 | 464.3862 | 122.8647 | 464.3862 | 122.8647
7486 | 487.6178 | 120.1081 | 487.6178 | 120.1081
7487 | 522.403 | 106.8372 | 522.403 | 106.8372
7488 | 522.1198 | 91.6731 | 522.1198 | 91.6731
7489 | 503.5283 | 77.8279 | 503.5283 | 77.8279
7490 | 499.0221 | 71.0458 | 499.0221 | 71.0458
7491 | 499.6761 | 68.6524 | 499.6761 | 68.6524
7492 | 503.7632 | 69.5775 | 503.7632 | 69.5775
7493 | 509.017 | 68.9347 | 509.017 | 68.9347
7494 | 503.372 | 63.8058 | 503.372 | 63.8058
7495 | 486.9499 | 59.3484 | 486.9499 | 59.3484
7496 | 480.0057 | 53.6419 | 480.0057 | 53.6419
7497 | 488.1025 | 51.2032 | 488.1025 | 51.2032
7498 | 491.8037 | 46.6579 | 491.8037 | 46.6579
7499 | 469.3675 | 44.0234 | 469.3675 | 44.0234
7500 | 440.3166 | 50.3533 | 440.3166 | 50.3533
7501 | 419.8351 | 65.3481 | 419.8351 | 65.3481
7502 | 409.0927 | 71.9701 | 409.0927 | 71.9701
7503 | 404.5114 | 73.7987 | 404.5114 | 73.7987
7504 | 387.0085 | 85.7679 | 387.0085 | 85.7679
7505 | 379.5241 | 105.298 | 379.5241 | 105.298
7506 | 386.7438 | 109.1583 | 386.7438 | 109.1583
7507 | 406.1723 | 111.099 | 406.1723 | 111.099
7508 | 439.8836 | 110.1234 | 439.8836 | 110.1234
7509 | 465.9807 | 111.0008 | 465.9807 | 111.0008
7510 | 489.6813 | 110.779 | 489.6813 | 110.779
7511 | 527.1164 | 100.6622 | 527.1164 | 100.6622
7512 | 526.7383 | 87.3326 | 526.7383 | 87.3326
7513 | 504.3957 | 72.7441 | 504.3957 | 72.7441
7514 | 499.071 | 59.9824 | 499.071 | 59.9824
7515 | 493.3268 | 57.3364 | 493.3268 | 57.3364
7516 | 495.0364 | 58.7332 | 495.0364 | 58.7332
7517 | 502.5143 | 59.6103 | 502.5143 | 59.6103
7518 | 492.4736 | 58.4837 | 492.4736 | 58.4837
7519 | 470.8582 | 58.6766 | 470.8582 | 58.6766
7520 | 466.8831 | 56.9676 | 466.8831 | 56.9676
7521 | 477.1418 | 57.1304 | 477.1418 | 57.1304
7522 | 482.8417 | 55.7583 | 482.8417 | 55.7583
7523 | 462.6028 | 55.9254 | 462.6028 | 55.9254
7524 | 433.7159 | 61.007 | 433.7159 | 61.007
7525 | 413.375 | 67.8877 | 413.375 | 67.8877
7526 | 401.6056 | 70.5121 | 401.6056 | 70.5121
7527 | 392.0267 | 71.283 | 392.0267 | 71.283
7528 | 379.1073 | 79.3261 | 379.1073 | 79.3261
7529 | 371.5627 | 97.4602 | 371.5627 | 97.4602
7530 | 382.095 | 102.2734 | 382.095 | 102.2734
7531 | 410.0566 | 104.8431 | 410.0566 | 104.8431
7532 | 447.1874 | 103.1956 | 447.1874 | 103.1956
7533 | 476.0466 | 103.1868 | 476.0466 | 103.1868
7534 | 499.6613 | 100.1158 | 499.6613 | 100.1158
7535 | 536.1018 | 95.2115 | 536.1018 | 95.2115
7536 | 528.7821 | 88.5142 | 528.7821 | 88.5142
7537 | 500.6394 | 82.9165 | 500.6394 | 82.9165
7538 | 503.4038 | 76.4489 | 503.4038 | 76.4489
7539 | 504.4075 | 62.0915 | 504.4075 | 62.0915
7540 | 501.3281 | 52.3343 | 501.3281 | 52.3343
7541 | 508.6594 | 50.7767 | 508.6594 | 50.7767
7542 | 502.5846 | 46.2958 | 502.5846 | 46.2958
7543 | 479.5514 | 42.7913 | 479.5514 | 42.7913
7544 | 472.3644 | 38.1045 | 472.3644 | 38.1045
7545 | 478.7449 | 35.6801 | 478.7449 | 35.6801
7546 | 484.4849 | 31.6541 | 484.4849 | 31.6541
7547 | 460.124 | 29.0434 | 460.124 | 29.0434
7548 | 428.9303 | 33.6391 | 428.9303 | 33.6391
7549 | 407.736 | 45.7894 | 407.736 | 45.7894
7550 | 395.5708 | 56.871 | 395.5708 | 56.871
7551 | 390.6928 | 62.3112 | 390.6928 | 62.3112
7552 | 374.1611 | 73.0178 | 374.1611 | 73.0178
7553 | 371.1444 | 90.4562 | 371.1444 | 90.4562
7554 | 381.3542 | 93.4112 | 381.3542 | 93.4112
7555 | 415.7655 | 98.4347 | 415.7655 | 98.4347
7556 | 464.5678 | 98.1261 | 464.5678 | 98.1261
7557 | 499.9703 | 98.6033 | 499.9703 | 98.6033
7558 | 526.486 | 96.1135 | 526.486 | 96.1135
7559 | 564.2244 | 83.6764 | 564.2244 | 83.6764
7560 | 554.5743 | 71.4616 | 554.5743 | 71.4616
7561 | 521.385 | 56.8493 | 521.385 | 56.8493
7562 | 516.0609 | 42.4677 | 516.0609 | 42.4677
7563 | 520.7797 | 35.586 | 520.7797 | 35.586
7564 | 522.0208 | 34.1049 | 522.0208 | 34.1049
7565 | 530.709 | 32.3758 | 530.709 | 32.3758
7566 | 520.3401 | 28.0092 | 520.3401 | 28.0092
7567 | 492.658 | 26.2248 | 492.658 | 26.2248
7568 | 482.2386 | 21.9429 | 482.2386 | 21.9429
7569 | 491.3733 | 18.8182 | 491.3733 | 18.8182
7570 | 490.9077 | 13.0673 | 490.9077 | 13.0673
7571 | 464.2389 | 12.8104 | 464.2389 | 12.8104
7572 | 430.6982 | 20.3506 | 430.6982 | 20.3506
7573 | 409.6598 | 27.3789 | 409.6598 | 27.3789
7574 | 400.7038 | 33.229 | 400.7038 | 33.229
7575 | 390.9256 | 37.278 | 390.9256 | 37.278
7576 | 378.0099 | 52.144 | 378.0099 | 52.144
7577 | 370.7769 | 76.6293 | 370.7769 | 76.6293
7578 | 385.6164 | 84.5871 | 385.6164 | 84.5871
7579 | 416.8686 | 90.4063 | 416.8686 | 90.4063
7580 | 464.8553 | 90.2978 | 464.8553 | 90.2978
7581 | 498.3791 | 88.9502 | 498.3791 | 88.9502
7582 | 522.8178 | 88.6188 | 522.8178 | 88.6188
7583 | 557.3237 | 92.6577 | 557.3237 | 92.6577
7584 | 553.4223 | 91.5302 | 553.4223 | 91.5302
7585 | 515.7351 | 86.671 | 515.7351 | 86.671
7586 | 514.1781 | 80.6989 | 514.1781 | 80.6989
7587 | 516.9065 | 74.6701 | 516.9065 | 74.6701
7588 | 518.953 | 72.46 | 518.953 | 72.46
7589 | 529.2492 | 69.7732 | 529.2492 | 69.7732
7590 | 524.4286 | 64.063 | 524.4286 | 64.063
7591 | 497.3772 | 59.7438 | 497.3772 | 59.7438
7592 | 484.7625 | 54.7044 | 484.7625 | 54.7044
7593 | 493.4345 | 52.4039 | 493.4345 | 52.4039
7594 | 494.1132 | 49.1545 | 494.1132 | 49.1545
7595 | 466.0209 | 48.2448 | 466.0209 | 48.2448
7596 | 439.1291 | 53.7362 | 439.1291 | 53.7362
7597 | 413.3048 | 71.0847 | 413.3048 | 71.0847
7598 | 405.151 | 77.559 | 405.151 | 77.559
7599 | 396.5812 | 74.4658 | 396.5812 | 74.4658
7600 | 383.0914 | 79.1403 | 383.0914 | 79.1403
7601 | 375.9263 | 96.917 | 375.9263 | 96.917
7602 | 388.7129 | 104.9225 | 388.7129 | 104.9225
7603 | 419.4988 | 113.4861 | 419.4988 | 113.4861
7604 | 463.6575 | 116.4222 | 463.6575 | 116.4222
7605 | 502.2839 | 116.9089 | 502.2839 | 116.9089
7606 | 526.2242 | 112.2084 | 526.2242 | 112.2084
7607 | 561.7514 | 98.7802 | 561.7514 | 98.7802
7608 | 553.3521 | 87.7661 | 553.3521 | 87.7661
7609 | 520.3727 | 74.5308 | 520.3727 | 74.5308
7610 | 510.708 | 63.0603 | 510.708 | 63.0603
7611 | 515.1839 | 55.483 | 515.1839 | 55.483
7612 | 515.3908 | 54.2449 | 515.3908 | 54.2449
7613 | 518.1601 | 53.464 | 518.1601 | 53.464
7614 | 511.9529 | 48.6733 | 511.9529 | 48.6733
7615 | 488.8036 | 44.4304 | 488.8036 | 44.4304
7616 | 474.0747 | 41.0967 | 474.0747 | 41.0967
7617 | 478.7366 | 42.0504 | 478.7366 | 42.0504
7618 | 484.799 | 41.5264 | 484.799 | 41.5264
7619 | 462.0674 | 43.9567 | 462.0674 | 43.9567
7620 | 435.8398 | 49.9007 | 435.8398 | 49.9007
7621 | 414.0774 | 56.2144 | 414.0774 | 56.2144
7622 | 398.7626 | 59.8918 | 398.7626 | 59.8918
7623 | 394.9141 | 61.7967 | 394.9141 | 61.7967
7624 | 378.4406 | 71.9744 | 378.4406 | 71.9744
7625 | 373.645 | 91.1947 | 373.645 | 91.1947
7626 | 384.5087 | 95.46 | 384.5087 | 95.46
7627 | 409.4189 | 99.6354 | 409.4189 | 99.6354
7628 | 447.089 | 103.4815 | 447.089 | 103.4815
7629 | 478.1222 | 110.3195 | 478.1222 | 110.3195
7630 | 502.3025 | 113.3042 | 502.3025 | 113.3042
7631 | 533.9524 | 113.2599 | 533.9524 | 113.2599
7632 | 533.801 | 105.7049 | 533.801 | 105.7049
7633 | 507.3761 | 96.4671 | 507.3761 | 96.4671
7634 | 497.7163 | 89.118 | 497.7163 | 89.118
7635 | 496.7932 | 83.5418 | 496.7932 | 83.5418
7636 | 498.3343 | 83.128 | 498.3343 | 83.128
7637 | 500.4962 | 81.6228 | 500.4962 | 81.6228
7638 | 492.5669 | 78.8429 | 492.5669 | 78.8429
7639 | 473.9513 | 75.3241 | 473.9513 | 75.3241
7640 | 462.4858 | 71.5759 | 462.4858 | 71.5759
7641 | 471.7136 | 70.681 | 471.7136 | 70.681
7642 | 476.2558 | 67.16 | 476.2558 | 67.16
7643 | 453.5981 | 64.5064 | 453.5981 | 64.5064
7644 | 428.2372 | 67.3011 | 428.2372 | 67.3011
7645 | 404.4187 | 76.707 | 404.4187 | 76.707
7646 | 391.4528 | 89.3848 | 391.4528 | 89.3848
7647 | 384.1251 | 90.3605 | 384.1251 | 90.3605
7648 | 369.0618 | 98.9802 | 369.0618 | 98.9802
7649 | 362.9923 | 117.4573 | 362.9923 | 117.4573
7650 | 369.7076 | 120.3551 | 369.7076 | 120.3551
7651 | 390.4701 | 121.0952 | 390.4701 | 121.0952
7652 | 419.8826 | 117.1512 | 419.8826 | 117.1512
7653 | 448.1987 | 115.9131 | 448.1987 | 115.9131
7654 | 472.7814 | 112.9803 | 472.7814 | 112.9803
7655 | 506.102 | 110.4011 | 506.102 | 110.4011
7656 | 507.6629 | 102.5603 | 507.6629 | 102.5603
7657 | 485.9844 | 94.2706 | 485.9844 | 94.2706
7658 | 483.6047 | 90.6284 | 483.6047 | 90.6284
7659 | 481.2677 | 87.5393 | 481.2677 | 87.5393
7660 | 485.8685 | 88.5883 | 485.8685 | 88.5883
7661 | 486.0997 | 89.413 | 486.0997 | 89.413
7662 | 477.0237 | 86.8998 | 477.0237 | 86.8998
7663 | 465.5478 | 84.0481 | 465.5478 | 84.0481
7664 | 457.8504 | 78.213 | 457.8504 | 78.213
7665 | 461.1394 | 75.5456 | 461.1394 | 75.5456
7666 | 467.7917 | 71.8198 | 467.7917 | 71.8198
7667 | 450.2481 | 70.1906 | 450.2481 | 70.1906
7668 | 427.7121 | 73.1615 | 427.7121 | 73.1615
7669 | 407.5433 | 80.9856 | 407.5433 | 80.9856
7670 | 393.0941 | 92.5485 | 393.0941 | 92.5485
7671 | 386.1989 | 95.0489 | 386.1989 | 95.0489
7672 | 370.8256 | 104.531 | 370.8256 | 104.531
7673 | 362.5375 | 122.8985 | 362.5375 | 122.8985
7674 | 368.757 | 127.6116 | 368.757 | 127.6116
7675 | 382.6124 | 130.6244 | 382.6124 | 130.6244
7676 | 408.3779 | 129.1675 | 408.3779 | 129.1675
7677 | 435.6846 | 127.8532 | 435.6846 | 127.8532
7678 | 465.0355 | 124.1485 | 465.0355 | 124.1485
7679 | 498.0486 | 121.193 | 498.0486 | 121.193
7680 | 500.9351 | 114.062 | 500.9351 | 114.062
7681 | 485.7763 | 105.6675 | 485.7763 | 105.6675
7682 | 480.7249 | 98.4423 | 480.7249 | 98.4423
7683 | 475.7882 | 93.2378 | 475.7882 | 93.2378
7684 | 478.2657 | 91.123 | 478.2657 | 91.123
7685 | 487.2933 | 87.6882 | 487.2933 | 87.6882
7686 | 476.8253 | 81.0346 | 476.8253 | 81.0346
7687 | 462.5337 | 75.9483 | 462.5337 | 75.9483
7688 | 454.9395 | 70.4324 | 454.9395 | 70.4324
7689 | 463.3624 | 67.5983 | 463.3624 | 67.5983
7690 | 469.6178 | 63.7914 | 469.6178 | 63.7914
7691 | 450.6273 | 61.8621 | 450.6273 | 61.8621
7692 | 422.7231 | 64.6853 | 422.7231 | 64.6853
7693 | 401.9909 | 73.9435 | 401.9909 | 73.9435
7694 | 390.4245 | 89.2228 | 390.4245 | 89.2228
7695 | 380.5295 | 93.0144 | 380.5295 | 93.0144
7696 | 365.9707 | 104.2498 | 365.9707 | 104.2498
7697 | 362.5853 | 122.7508 | 362.5853 | 122.7508
7698 | 369.6518 | 126.4109 | 369.6518 | 126.4109
7699 | 389.5918 | 128.2612 | 389.5918 | 128.2612
7700 | 424.5045 | 123.6215 | 424.5045 | 123.6215
7701 | 448.0534 | 117.919 | 448.0534 | 117.919
7702 | 476.593 | 111.6557 | 476.593 | 111.6557
7703 | 512.9286 | 107.8282 | 512.9286 | 107.8282
7704 | 512.7166 | 98.8629 | 512.7166 | 98.8629
7705 | 488.9162 | 92.0408 | 488.9162 | 92.0408
7706 | 480.7212 | 87.6553 | 480.7212 | 87.6553
7707 | 489.8004 | 82.8605 | 489.8004 | 82.8605
7708 | 491.0686 | 78.6779 | 491.0686 | 78.6779
7709 | 496.5808 | 73.3276 | 496.5808 | 73.3276
7710 | 486.6429 | 64.5347 | 486.6429 | 64.5347
7711 | 469.8006 | 57.2186 | 469.8006 | 57.2186
7712 | 462.0621 | 50.3257 | 462.0621 | 50.3257
7713 | 464.9805 | 45.4095 | 464.9805 | 45.4095
7714 | 474.7976 | 40.3972 | 474.7976 | 40.3972
7715 | 453.125 | 37.3863 | 453.125 | 37.3863
7716 | 424.9809 | 40.5668 | 424.9809 | 40.5668
7717 | 401.8644 | 49.9584 | 401.8644 | 49.9584
7718 | 390.979 | 56.5661 | 390.979 | 56.5661
7719 | 379.0957 | 59.2762 | 379.0957 | 59.2762
7720 | 365.2794 | 71.8219 | 365.2794 | 71.8219
7721 | 361.8875 | 92.0142 | 361.8875 | 92.0142
7722 | 369.2513 | 95.0264 | 369.2513 | 95.0264
7723 | 398.4698 | 96.9148 | 398.4698 | 96.9148
7724 | 443.5672 | 96.8396 | 443.5672 | 96.8396
7725 | 472.6305 | 96.2972 | 472.6305 | 96.2972
7726 | 500.9157 | 92.6925 | 500.9157 | 92.6925
7727 | 541.6629 | 88.441 | 541.6629 | 88.441
7728 | 537.2802 | 81.4483 | 537.2802 | 81.4483
7729 | 507.2204 | 72.3391 | 507.2204 | 72.3391
7730 | 501.018 | 62.3266 | 501.018 | 62.3266
7731 | 504.3914 | 54.006 | 504.3914 | 54.006
7732 | 508.8451 | 51.4862 | 508.8451 | 51.4862
7733 | 513.0064 | 49.6428 | 513.0064 | 49.6428
7734 | 507.6385 | 44.8807 | 507.6385 | 44.8807
7735 | 482.1926 | 42.6055 | 482.1926 | 42.6055
7736 | 474.6011 | 36.4893 | 474.6011 | 36.4893
7737 | 477.1201 | 34.0268 | 477.1201 | 34.0268
7738 | 479.1844 | 29.8817 | 479.1844 | 29.8817
7739 | 453.0798 | 27.9476 | 453.0798 | 27.9476
7740 | 424.1876 | 30.7946 | 424.1876 | 30.7946
7741 | 400.2599 | 39.9575 | 400.2599 | 39.9575
7742 | 389.864 | 43.8732 | 389.864 | 43.8732
7743 | 380.4465 | 46.3593 | 380.4465 | 46.3593
7744 | 367.4591 | 57.1707 | 367.4591 | 57.1707
7745 | 361.8293 | 76.2053 | 361.8293 | 76.2053
7746 | 373.7932 | 80.9517 | 373.7932 | 80.9517
7747 | 404.2167 | 84.3696 | 404.2167 | 84.3696
7748 | 458.1757 | 83.4892 | 458.1757 | 83.4892
7749 | 492.9823 | 83.8806 | 492.9823 | 83.8806
7750 | 519.7568 | 87.0369 | 519.7568 | 87.0369
7751 | 561.7361 | 83.4477 | 561.7361 | 83.4477
7752 | 555.3337 | 67.1258 | 555.3337 | 67.1258
7753 | 521.2206 | 51.3986 | 521.2206 | 51.3986
7754 | 509.5226 | 38.2939 | 509.5226 | 38.2939
7755 | 511.2189 | 32.2031 | 511.2189 | 32.2031
7756 | 515.4695 | 30.5457 | 515.4695 | 30.5457
7757 | 517.2075 | 29.7553 | 517.2075 | 29.7553
7758 | 508.5876 | 28.0092 | 508.5876 | 28.0092
7759 | 482.5048 | 26.2248 | 482.5048 | 26.2248
7760 | 466.0275 | 21.9429 | 466.0275 | 21.9429
7761 | 472.8324 | 18.8182 | 472.8324 | 18.8182
7762 | 477.4023 | 13.0673 | 477.4023 | 13.0673
7763 | 452.2018 | 7.7408 | 452.2018 | 7.7408
7764 | 421.9463 | 8.0483 | 421.9463 | 8.0483
7765 | 399.3807 | 21.2469 | 399.3807 | 21.2469
7766 | 388.3219 | 33.8341 | 388.3219 | 33.8341
7767 | 379.0058 | 43.653 | 379.0058 | 43.653
7768 | 366.0443 | 57.3041 | 366.0443 | 57.3041
7769 | 361.2524 | 79.1974 | 361.2524 | 79.1974
7770 | 371.021 | 84.7301 | 371.021 | 84.7301
7771 | 401.2131 | 85.6083 | 401.2131 | 85.6083
7772 | 451.0295 | 84.9329 | 451.0295 | 84.9329
7773 | 491.9875 | 88.3308 | 491.9875 | 88.3308
7774 | 519.2679 | 88.2805 | 519.2679 | 88.2805
7775 | 556.3162 | 76.5009 | 556.3162 | 76.5009
7776 | 552.6075 | 60.7603 | 552.6075 | 60.7603
7777 | 519.0856 | 47.9347 | 519.0856 | 47.9347
7778 | 514.736 | 35.7972 | 514.736 | 35.7972
7779 | 512.4726 | 27.5481 | 512.4726 | 27.5481
7780 | 507.8037 | 27.1676 | 507.8037 | 27.1676
7781 | 513.7148 | 29.7553 | 513.7148 | 29.7553
7782 | 509.2462 | 28.0092 | 509.2462 | 28.0092
7783 | 480.7228 | 28.9692 | 480.7228 | 28.9692
7784 | 463.6615 | 29.3519 | 463.6615 | 29.3519
7785 | 463.4263 | 31.2919 | 463.4263 | 31.2919
7786 | 467.6227 | 30.1008 | 467.6227 | 30.1008
7787 | 449.8039 | 29.4484 | 449.8039 | 29.4484
7788 | 422.1229 | 32.8148 | 422.1229 | 32.8148
7789 | 398.612 | 38.7092 | 398.612 | 38.7092
7790 | 387.118 | 43.8732 | 387.118 | 43.8732
7791 | 377.0787 | 49.3896 | 377.0787 | 49.3896
7792 | 361.6121 | 63.2313 | 361.6121 | 63.2313
7793 | 357.1374 | 85.8774 | 357.1374 | 85.8774
7794 | 366.1532 | 93.4732 | 366.1532 | 93.4732
7795 | 390.188 | 98.9016 | 390.188 | 98.9016
7796 | 433.2863 | 99.3792 | 433.2863 | 99.3792
7797 | 465.5843 | 99.9612 | 465.5843 | 99.9612
7798 | 494.5225 | 98.9008 | 494.5225 | 98.9008
7799 | 530.6122 | 99.7903 | 530.6122 | 99.7903
7800 | 528.6001 | 96.9094 | 528.6001 | 96.9094
7801 | 506.5581 | 91.8931 | 506.5581 | 91.8931
7802 | 500.5507 | 84.7012 | 500.5507 | 84.7012
7803 | 499.835 | 75.7898 | 499.835 | 75.7898
7804 | 501.243 | 69.3964 | 501.243 | 69.3964
7805 | 503.9372 | 62.6883 | 503.9372 | 62.6883
7806 | 495.062 | 53.7 | 495.062 | 53.7
7807 | 474.4612 | 47.1319 | 474.4612 | 47.1319
7808 | 460.8097 | 40.4868 | 460.8097 | 40.4868
7809 | 461.312 | 37.8242 | 461.312 | 37.8242
7810 | 466.8301 | 34.9846 | 466.8301 | 34.9846
7811 | 449.3078 | 34.6895 | 449.3078 | 34.6895
7812 | 424.6014 | 41.272 | 424.6014 | 41.272
7813 | 403.4187 | 59.278 | 403.4187 | 59.278
7814 | 389.7812 | 72.4323 | 389.7812 | 72.4323
7815 | 378.5509 | 76.7147 | 378.5509 | 76.7147
7816 | 364.0383 | 85.6869 | 364.0383 | 85.6869
7817 | 358.9217 | 102.6441 | 358.9217 | 102.6441
7818 | 364.4496 | 105.4562 | 364.4496 | 105.4562
7819 | 383.1842 | 106.7204 | 383.1842 | 106.7204
7820 | 415.4398 | 104.8061 | 415.4398 | 104.8061
7821 | 448.0738 | 103.325 | 448.0738 | 103.325
7822 | 476.4554 | 93.1833 | 476.4554 | 93.1833
7823 | 511.426 | 82.8998 | 511.426 | 82.8998
7824 | 514.7305 | 67.6881 | 514.7305 | 67.6881
7825 | 491.9039 | 51.5463 | 491.9039 | 51.5463
7826 | 489.9121 | 37.8126 | 489.9121 | 37.8126
7827 | 488.9097 | 28.0293 | 488.9097 | 28.0293
7828 | 492.6609 | 27.1676 | 492.6609 | 27.1676
7829 | 493.4669 | 29.7553 | 493.4669 | 29.7553
7830 | 484.287 | 28.0092 | 484.287 | 28.0092
7831 | 463.6063 | 26.2248 | 463.6063 | 26.2248
7832 | 455.8184 | 21.9429 | 455.8184 | 21.9429
7833 | 458.5473 | 23.4065 | 458.5473 | 23.4065
7834 | 464.5048 | 25.3743 | 464.5048 | 25.3743
7835 | 446.8826 | 26.2942 | 446.8826 | 26.2942
7836 | 421.0409 | 30.2133 | 421.0409 | 30.2133
7837 | 399.3458 | 37.194 | 399.3458 | 37.194
7838 | 386.4223 | 43.087 | 386.4223 | 43.087
7839 | 375.3474 | 48.4224 | 375.3474 | 48.4224
7840 | 363.6118 | 60.6584 | 363.6118 | 60.6584
7841 | 358.211 | 79.5595 | 358.211 | 79.5595
7842 | 364.6671 | 83.396 | 364.6671 | 83.396
7843 | 384.6032 | 86.6184 | 384.6032 | 86.6184
7844 | 418.8145 | 85.8286 | 418.8145 | 85.8286
7845 | 447.3047 | 86.9204 | 447.3047 | 86.9204
7846 | 473.482 | 80.4332 | 473.482 | 80.4332
7847 | 510.2865 | 74.0185 | 510.2865 | 74.0185
7848 | 510.4557 | 67.993 | 510.4557 | 67.993
7849 | 490.1408 | 64.0915 | 490.1408 | 64.0915
7850 | 483.2198 | 62.2885 | 483.2198 | 62.2885
7851 | 484.3983 | 61.0767 | 484.3983 | 61.0767
7852 | 491.3653 | 61.7587 | 491.3653 | 61.7587
7853 | 495.6466 | 60.5728 | 495.6466 | 60.5728
7854 | 485.842 | 59.0793 | 485.842 | 59.0793
7855 | 473.003 | 63.9653 | 473.003 | 63.9653
7856 | 459.6674 | 66.5254 | 459.6674 | 66.5254
7857 | 460.6143 | 69.5803 | 460.6143 | 69.5803
7858 | 468.3962 | 68.5084 | 468.3962 | 68.5084
7859 | 448.0532 | 66.6839 | 448.0532 | 66.6839
7860 | 421.6278 | 69.1307 | 421.6278 | 69.1307
7861 | 398.5627 | 74.9584 | 398.5627 | 74.9584
7862 | 386.739 | 80.8132 | 386.739 | 80.8132
7863 | 375.9358 | 85.8008 | 375.9358 | 85.8008
7864 | 363.6727 | 97.4126 | 363.6727 | 97.4126
7865 | 363.4178 | 116.3948 | 363.4178 | 116.3948
7866 | 370.4907 | 120.56 | 370.4907 | 120.56
7867 | 395.6462 | 123.7205 | 395.6462 | 123.7205
7868 | 439.0221 | 124.9032 | 439.0221 | 124.9032
7869 | 467.9526 | 125.4709 | 467.9526 | 125.4709
7870 | 496.2656 | 122.257 | 496.2656 | 122.257
7871 | 536.1038 | 119.0251 | 536.1038 | 119.0251
7872 | 530.2004 | 110.0169 | 530.2004 | 110.0169
7873 | 501.2268 | 98.7779 | 501.2268 | 98.7779
7874 | 492.1215 | 89.0418 | 492.1215 | 89.0418
7875 | 497.2205 | 82.1029 | 497.2205 | 82.1029
7876 | 499.9142 | 79.5117 | 499.9142 | 79.5117
7877 | 509.5485 | 76.053 | 509.5485 | 76.053
7878 | 497.3198 | 69.2803 | 497.3198 | 69.2803
7879 | 475.8568 | 63.5555 | 475.8568 | 63.5555
7880 | 461.466 | 56.9581 | 461.466 | 56.9581
7881 | 466.216 | 53.1234 | 466.216 | 53.1234
7882 | 473.8214 | 48.2588 | 473.8214 | 48.2588
7883 | 454.4879 | 45.691 | 454.4879 | 45.691
7884 | 421.7267 | 49.4528 | 421.7267 | 49.4528
7885 | 398.8825 | 62.1034 | 398.8825 | 62.1034
7886 | 386.1483 | 64.7755 | 386.1483 | 64.7755
7887 | 374.9762 | 62.5638 | 374.9762 | 62.5638
7888 | 361.4384 | 70.4544 | 361.4384 | 70.4544
7889 | 361.0843 | 91.8189 | 361.0843 | 91.8189
7890 | 369.6526 | 104.0315 | 369.6526 | 104.0315
7891 | 401.3803 | 115.3348 | 401.3803 | 115.3348
7892 | 450.8144 | 116.6747 | 450.8144 | 116.6747
7893 | 484.9986 | 112.2682 | 484.9986 | 112.2682
7894 | 512.7221 | 103.3033 | 512.7221 | 103.3033
7895 | 553.6595 | 95.7309 | 553.6595 | 95.7309
7896 | 544.3668 | 80.9146 | 544.3668 | 80.9146
7897 | 510.2795 | 63.7199 | 510.2795 | 63.7199
7898 | 503.12 | 52.1827 | 503.12 | 52.1827
7899 | 507.8652 | 46.8734 | 507.8652 | 46.8734
7900 | 509.2611 | 45.6448 | 509.2611 | 45.6448
7901 | 516.581 | 43.2534 | 516.581 | 43.2534
7902 | 504.2478 | 37.5242 | 504.2478 | 37.5242
7903 | 477.9492 | 32.7714 | 477.9492 | 32.7714
7904 | 463.5673 | 26.6361 | 463.5673 | 26.6361
7905 | 466.4088 | 23.4446 | 466.4088 | 23.4446
7906 | 471.0054 | 19.471 | 471.0054 | 19.471
7907 | 451.686 | 18.2135 | 451.686 | 18.2135
7908 | 419.4772 | 24.1384 | 419.4772 | 24.1384
7909 | 395.9646 | 35.1453 | 395.9646 | 35.1453
7910 | 384.8738 | 47.4276 | 384.8738 | 47.4276
7911 | 372.5283 | 47.4361 | 372.5283 | 47.4361
7912 | 361.2218 | 56.113 | 361.2218 | 56.113
7913 | 357.7414 | 74.4948 | 357.7414 | 74.4948
7914 | 368.0266 | 76.5207 | 368.0266 | 76.5207
7915 | 399.7899 | 78.6758 | 399.7899 | 78.6758
7916 | 451.8932 | 77.9003 | 451.8932 | 77.9003
7917 | 488.6684 | 77.2626 | 488.6684 | 77.2626
7918 | 517.1815 | 74.9586 | 517.1815 | 74.9586
7919 | 558.8929 | 71.8316 | 558.8929 | 71.8316
7920 | 547.0321 | 63.1283 | 547.0321 | 63.1283
7921 | 513.3759 | 53.1186 | 513.3759 | 53.1186
7922 | 513.3188 | 44.2925 | 513.3188 | 44.2925
7923 | 514.8985 | 38.3399 | 514.8985 | 38.3399
7924 | 515.8558 | 40.7515 | 515.8558 | 40.7515
7925 | 522.5465 | 43.7537 | 522.5465 | 43.7537
7926 | 512.8826 | 41.3597 | 512.8826 | 41.3597
7927 | 487.1389 | 40.0136 | 487.1389 | 40.0136
7928 | 472.0575 | 39.1432 | 472.0575 | 39.1432
7929 | 473.3278 | 39.6443 | 473.3278 | 39.6443
7930 | 480.0301 | 35.9708 | 480.0301 | 35.9708
7931 | 454.8798 | 33.3173 | 454.8798 | 33.3173
7932 | 425.965 | 36.8981 | 425.965 | 36.8981
7933 | 402.3866 | 46.0896 | 402.3866 | 46.0896
7934 | 387.8828 | 57.3142 | 387.8828 | 57.3142
7935 | 377.8173 | 64.6459 | 377.8173 | 64.6459
7936 | 363.6258 | 78.7258 | 363.6258 | 78.7258
7937 | 362.4821 | 96.6597 | 362.4821 | 96.6597
7938 | 372.7354 | 94.2831 | 372.7354 | 94.2831
7939 | 402.1542 | 93.489 | 402.1542 | 93.489
7940 | 453.7788 | 96.0964 | 453.7788 | 96.0964
7941 | 489.6032 | 102.3435 | 489.6032 | 102.3435
7942 | 511.4906 | 102.2742 | 511.4906 | 102.2742
7943 | 553.6306 | 85.749 | 553.6306 | 85.749
7944 | 547.5374 | 70.0608 | 547.5374 | 70.0608
7945 | 512.6596 | 56.8589 | 512.6596 | 56.8589
7946 | 505.9619 | 49.7575 | 505.9619 | 49.7575
7947 | 508.5139 | 46.4922 | 508.5139 | 46.4922
7948 | 506.5877 | 47.7889 | 506.5877 | 47.7889
7949 | 512.1555 | 48.4182 | 512.1555 | 48.4182
7950 | 501.8177 | 45.7622 | 501.8177 | 45.7622
7951 | 477.8384 | 44.9592 | 477.8384 | 44.9592
7952 | 462.389 | 47.6242 | 462.389 | 47.6242
7953 | 466.2391 | 49.6404 | 466.2391 | 49.6404
7954 | 471.3031 | 44.8997 | 471.3031 | 44.8997
7955 | 455.1293 | 42.7369 | 455.1293 | 42.7369
7956 | 425.6137 | 46.3415 | 425.6137 | 46.3415
7957 | 401.5178 | 57.9106 | 401.5178 | 57.9106
7958 | 386.5245 | 72.3942 | 386.5245 | 72.3942
7959 | 374.16 | 77.0005 | 374.16 | 77.0005
7960 | 359.2594 | 88.7124 | 359.2594 | 88.7124
7961 | 356.2194 | 108.5046 | 356.2194 | 108.5046
7962 | 364.0022 | 115.1855 | 364.0022 | 115.1855
7963 | 387.4645 | 121.0142 | 387.4645 | 121.0142
7964 | 431.0603 | 121.6204 | 431.0603 | 121.6204
7965 | 466.7879 | 120.6063 | 466.7879 | 120.6063
7966 | 495.4743 | 115.6389 | 495.4743 | 115.6389
7967 | 534.4863 | 103.1732 | 534.4863 | 103.1732
7968 | 524.6217 | 89.5624 | 524.6217 | 89.5624
7969 | 499.1451 | 80.4246 | 499.1451 | 80.4246
7970 | 494.505 | 74.3668 | 494.505 | 74.3668
7971 | 496.5093 | 68.1902 | 496.5093 | 68.1902
7972 | 497.1267 | 64.5794 | 497.1267 | 64.5794
7973 | 502.161 | 59.2863 | 502.161 | 59.2863
7974 | 494.1466 | 50.846 | 494.1466 | 50.846
7975 | 475.2581 | 44.3255 | 475.2581 | 44.3255
7976 | 460.7779 | 38.5714 | 460.7779 | 38.5714
7977 | 454.6461 | 42.7032 | 454.6461 | 42.7032
7978 | 461.2169 | 47.7013 | 461.2169 | 47.7013
7979 | 448.5186 | 52.1756 | 448.5186 | 52.1756
7980 | 421.5754 | 57.6908 | 421.5754 | 57.6908
7981 | 398.4553 | 65.5768 | 398.4553 | 65.5768
7982 | 384.732 | 72.013 | 384.732 | 72.013
7983 | 372.9919 | 76.829 | 372.9919 | 76.829
7984 | 357.2717 | 85.887 | 357.2717 | 85.887
7985 | 354.2279 | 102.5869 | 354.2279 | 102.5869
7986 | 360.4347 | 105.1417 | 360.4347 | 105.1417
7987 | 377.1563 | 107.2826 | 377.1563 | 107.2826
7988 | 410.0608 | 106.0925 | 410.0608 | 106.0925
7989 | 440.3696 | 106.0504 | 440.3696 | 106.0504
7990 | 469.4458 | 103.9942 | 469.4458 | 103.9942
7991 | 510.8573 | 102.7968 | 510.8573 | 102.7968
7992 | 511.8801 | 95.2942 | 511.8801 | 95.2942
7993 | 491.8697 | 85.6562 | 491.8697 | 85.6562
7994 | 486.6655 | 78.5072 | 486.6655 | 78.5072
7995 | 485.6884 | 73.8935 | 485.6884 | 73.8935
7996 | 489.6272 | 72.7126 | 489.6272 | 72.7126
7997 | 492.8717 | 70.2878 | 492.8717 | 70.2878
7998 | 479.3504 | 63.6533 | 479.3504 | 63.6533
7999 | 463.9051 | 57.8094 | 463.9051 | 57.8094
8000 | 453.414 | 51.3835 | 453.414 | 51.3835
8001 | 453.1758 | 47.6202 | 453.1758 | 47.6202
8002 | 458.2275 | 42.303 | 458.2275 | 42.303
8003 | 443.8839 | 39.273 | 443.8839 | 39.273
8004 | 420.4695 | 17.5381 | 420.4695 | 17.5381
8005 | 393.9368 | 14.3438 | 393.9368 | 14.3438
8006 | 380.6859 | 18.6227 | 380.6859 | 18.6227
8007 | 369.2709 | 20.6831 | 369.2709 | 20.6831
8008 | 354.2072 | 23.5323 | 354.2072 | 23.5323
8009 | 350.2811 | 44.2316 | 350.2811 | 44.2316
8010 | 355.5443 | 49.3393 | 355.5443 | 49.3393
8011 | 373.961 | 48.0333 | 373.961 | 48.0333
8012 | 406.9271 | 45.1629 | 406.9271 | 45.1629
8013 | 437.9064 | 45.101 | 437.9064 | 45.101
8014 | 465.3512 | 45.1455 | 465.3512 | 45.1455
8015 | 502.7984 | 44.0241 | 502.7984 | 44.0241
8016 | 502.676 | 41.9534 | 502.676 | 41.9534
8017 | 483.576 | 39.5267 | 483.576 | 39.5267
8018 | 480.5549 | 36.5568 | 480.5549 | 36.5568
8019 | 478.344 | 36.6674 | 478.344 | 36.6674
8020 | 483.2209 | 41.1809 | 483.2209 | 41.1809
8021 | 487.5045 | 42.2493 | 487.5045 | 42.2493
8022 | 476.3585 | 38.5046 | 476.3585 | 38.5046
8023 | 459.8786 | 36.6913 | 459.8786 | 36.6913
8024 | 446.9372 | 32.6128 | 446.9372 | 32.6128
8025 | 448.6298 | 28.8845 | 448.6298 | 28.8845
8026 | 453.7727 | 21.2669 | 453.7727 | 21.2669
8027 | 443.0338 | 19.1302 | 443.0338 | 19.1302
8028 | 416.4554 | 20.5117 | 416.4554 | 20.5117
8029 | 395.698 | 16.9421 | 395.698 | 16.9421
8030 | 382.3654 | 24.2604 | 382.3654 | 24.2604
8031 | 370.4147 | 26.7825 | 370.4147 | 26.7825
8032 | 354.8749 | 29.4578 | 354.8749 | 29.4578
8033 | 351.9583 | 49.2591 | 351.9583 | 49.2591
8034 | 359.8451 | 53.7001 | 359.8451 | 53.7001
8035 | 380.3458 | 52.7358 | 380.3458 | 52.7358
8036 | 422.6872 | 48.8643 | 422.6872 | 48.8643
8037 | 450.7597 | 47.2939 | 450.7597 | 47.2939
8038 | 480.1935 | 45.6874 | 480.1935 | 45.6874
8039 | 519.3331 | 43.3251 | 519.3331 | 43.3251
8040 | 520.6585 | 40.2652 | 520.6585 | 40.2652
8041 | 492.6496 | 37.028 | 492.6496 | 37.028
8042 | 483.1141 | 33.7451 | 483.1141 | 33.7451
8043 | 485.1127 | 33.5967 | 485.1127 | 33.5967
8044 | 484.2422 | 37.6582 | 484.2422 | 37.6582
8045 | 489.4609 | 39.0432 | 489.4609 | 39.0432
8046 | 480.1643 | 35.6354 | 480.1643 | 35.6354
8047 | 457.8463 | 34.1218 | 457.8463 | 34.1218
8048 | 448.4667 | 30.3622 | 448.4667 | 30.3622
8049 | 449.4166 | 26.7575 | 449.4166 | 26.7575
8050 | 456.4129 | 19.2729 | 456.4129 | 19.2729
8051 | 445.2233 | 17.0583 | 445.2233 | 17.0583
8052 | 416.1575 | 18.3762 | 416.1575 | 18.3762
8053 | 391.5305 | 15.8054 | 391.5305 | 15.8054
8054 | 376.6624 | 23.3971 | 376.6624 | 23.3971
8055 | 363.2098 | 26.4768 | 363.2098 | 26.4768
8056 | 349.9078 | 28.4423 | 349.9078 | 28.4423
8057 | 350.5647 | 47.3898 | 350.5647 | 47.3898
8058 | 358.1099 | 51.3537 | 358.1099 | 51.3537
8059 | 386.8879 | 51.1543 | 386.8879 | 51.1543
8060 | 437.7656 | 48.9002 | 437.7656 | 48.9002
8061 | 479.0741 | 47.4414 | 479.0741 | 47.4414
8062 | 503.0574 | 45.2198 | 503.0574 | 45.2198
8063 | 543.6961 | 41.8922 | 543.6961 | 41.8922
8064 | 540.7971 | 39.0051 | 540.7971 | 39.0051
8065 | 503.2569 | 35.751 | 503.2569 | 35.751
8066 | 495.702 | 30.6984 | 495.702 | 30.6984
8067 | 503.0953 | 29.6316 | 503.0953 | 29.6316
8068 | 501.7723 | 33.2291 | 501.7723 | 33.2291
8069 | 508.5252 | 34.2136 | 508.5252 | 34.2136
8070 | 500.5805 | 30.6979 | 500.5805 | 30.6979
8071 | 475.8986 | 29.1699 | 475.8986 | 29.1699
8072 | 464.9409 | 25.6657 | 464.9409 | 25.6657
8073 | 461.4185 | 22.6197 | 461.4185 | 22.6197
8074 | 463.3924 | 15.3761 | 463.3924 | 15.3761
8075 | 441.5529 | 13.1435 | 441.5529 | 13.1435
8076 | 411.121 | 14.6605 | 411.121 | 14.6605
8077 | 388.6854 | 11.6137 | 388.6854 | 11.6137
8078 | 376.5674 | 17.5484 | 376.5674 | 17.5484
8079 | 365.3224 | 20.2899 | 365.3224 | 20.2899
8080 | 352.8 | 22.0755 | 352.8 | 22.0755
8081 | 353.0015 | 41.324 | 353.0015 | 41.324
8082 | 360.2923 | 45.5601 | 360.2923 | 45.5601
8083 | 390.5216 | 46.2311 | 390.5216 | 46.2311
8084 | 444.7981 | 44.1977 | 444.7981 | 44.1977
8085 | 482.7537 | 43.2749 | 482.7537 | 43.2749
8086 | 509.6297 | 41.8386 | 509.6297 | 41.8386
8087 | 554.4006 | 39.9259 | 554.4006 | 39.9259
8088 | 545.49 | 38.0699 | 545.49 | 38.0699
8089 | 514.4752 | 35.9848 | 514.4752 | 35.9848
8090 | 508.578 | 33.7907 | 508.578 | 33.7907
8091 | 512.6579 | 34.7993 | 512.6579 | 34.7993
8092 | 515.5102 | 38.8896 | 515.5102 | 38.8896
8093 | 520.42 | 38.8633 | 520.42 | 38.8633
8094 | 511.0383 | 34.6582 | 511.0383 | 34.6582
8095 | 482.7253 | 32.6159 | 482.7253 | 32.6159
8096 | 466.3279 | 28.264 | 466.3279 | 28.264
8097 | 462.8747 | 24.5729 | 462.8747 | 24.5729
8098 | 465.8019 | 17.213 | 465.8019 | 17.213
8099 | 445.9977 | 14.8761 | 445.9977 | 14.8761
8100 | 417.2442 | 16.0106 | 417.2442 | 16.0106
8101 | 394.0392 | 12.8391 | 394.0392 | 12.8391
8102 | 379.8071 | 19.0999 | 379.8071 | 19.0999
8103 | 365.4649 | 21.3006 | 365.4649 | 21.3006
8104 | 353.4088 | 22.8945 | 353.4088 | 22.8945
8105 | 354.3431 | 41.6597 | 354.3431 | 41.6597
8106 | 365.412 | 45.6524 | 365.412 | 45.6524
8107 | 394.8372 | 45.0861 | 394.8372 | 45.0861
8108 | 446.8351 | 42.6222 | 446.8351 | 42.6222
8109 | 481.1414 | 41.5591 | 481.1414 | 41.5591
8110 | 508.992 | 39.5221 | 508.992 | 39.5221
8111 | 546.8277 | 36.6082 | 546.8277 | 36.6082
8112 | 541.5611 | 33.5016 | 541.5611 | 33.5016
8113 | 510.5873 | 28.3663 | 510.5873 | 28.3663
8114 | 500.8881 | 24.5883 | 500.8881 | 24.5883
8115 | 506.6992 | 23.6929 | 506.6992 | 23.6929
8116 | 508.1861 | 27.704 | 508.1861 | 27.704
8117 | 511.3048 | 29.1622 | 511.3048 | 29.1622
8118 | 503.5306 | 26.6752 | 503.5306 | 26.6752
8119 | 476.991 | 25.7192 | 476.991 | 25.7192
8120 | 459.842 | 22.2845 | 459.842 | 22.2845
8121 | 458.2707 | 18.8332 | 458.2707 | 18.8332
8122 | 466.727 | 11.929 | 466.727 | 11.929
8123 | 449.6311 | 10.3654 | 449.6311 | 10.3654
8124 | 421.7203 | 12.3572 | 421.7203 | 12.3572
8125 | 398.1131 | 8.8164 | 398.1131 | 8.8164
8126 | 380.8336 | 14.6108 | 380.8336 | 14.6108
8127 | 366.7278 | 17.8547 | 366.7278 | 17.8547
8128 | 352.3125 | 19.1835 | 352.3125 | 19.1835
8129 | 352.7306 | 37.7114 | 352.7306 | 37.7114
8130 | 361.0215 | 41.6465 | 361.0215 | 41.6465
8131 | 383.9282 | 40.9243 | 383.9282 | 40.9243
8132 | 422.8232 | 38.7159 | 422.8232 | 38.7159
8133 | 463.539 | 38.1215 | 463.539 | 38.1215
8134 | 490.3249 | 36.3939 | 490.3249 | 36.3939
8135 | 527.2909 | 33.6598 | 527.2909 | 33.6598
8136 | 522.6353 | 30.5748 | 522.6353 | 30.5748
8137 | 497.8931 | 26.8052 | 497.8931 | 26.8052
8138 | 491.9997 | 22.7754 | 491.9997 | 22.7754
8139 | 491.3764 | 22.6198 | 491.3764 | 22.6198
8140 | 490.3772 | 26.8288 | 490.3772 | 26.8288
8141 | 491.71 | 29.1622 | 491.71 | 29.1622
8142 | 481.8681 | 26.6752 | 481.8681 | 26.6752
8143 | 461.9001 | 25.7192 | 461.9001 | 25.7192
8144 | 450.148 | 22.2845 | 450.148 | 22.2845
8145 | 444.7238 | 18.8332 | 444.7238 | 18.8332
8146 | 452.0215 | 11.0753 | 452.0215 | 11.0753
8147 | 441.8515 | 8.1808 | 441.8515 | 8.1808
8148 | 419.6356 | 10.1091 | 419.6356 | 10.1091
8149 | 394.2726 | 7.5646 | 394.2726 | 7.5646
8150 | 377.6538 | 13.6204 | 377.6538 | 13.6204
8151 | 359.6781 | 15.8403 | 359.6781 | 15.8403
8152 | 348.7944 | 18.0565 | 348.7944 | 18.0565
8153 | 347.7445 | 37.1611 | 347.7445 | 37.1611
8154 | 352.4231 | 40.8671 | 352.4231 | 40.8671
8155 | 368.7376 | 40.0035 | 368.7376 | 40.0035
8156 | 400.882 | 37.7303 | 400.882 | 37.7303
8157 | 433.7853 | 37.4669 | 433.7853 | 37.4669
8158 | 465.5352 | 35.4934 | 465.5352 | 35.4934
8159 | 499.6902 | 32.3445 | 499.6902 | 32.3445
8160 | 503.8959 | 28.6948 | 503.8959 | 28.6948
8161 | 480.6992 | 24.3964 | 480.6992 | 24.3964
8162 | 477.4769 | 20.9229 | 477.4769 | 20.9229
8163 | 477.0536 | 21.3189 | 477.0536 | 21.3189
8164 | 477.1185 | 26.7448 | 477.1185 | 26.7448
8165 | 475.6305 | 29.1622 | 475.6305 | 29.1622
8166 | 465.3976 | 26.6752 | 465.3976 | 26.6752
8167 | 450.3999 | 25.7192 | 450.3999 | 25.7192
8168 | 437.3983 | 22.2845 | 437.3983 | 22.2845
8169 | 433.577 | 18.8332 | 433.577 | 18.8332
8170 | 441.4179 | 11.0753 | 441.4179 | 11.0753
8171 | 435.2728 | 8.1808 | 435.2728 | 8.1808
8172 | 413.3419 | 8.3345 | 413.3419 | 8.3345
8173 | 390.3449 | 2.7362 | 390.3449 | 2.7362
8174 | 375.6419 | 6.4767 | 375.6419 | 6.4767
8175 | 360.8927 | 8.5444 | 360.8927 | 8.5444
8176 | 349.329 | 10.5135 | 349.329 | 10.5135
8177 | 348.1215 | 29.8675 | 348.1215 | 29.8675
8178 | 353.4148 | 33.4932 | 353.4148 | 33.4932
8179 | 371.656 | 32.2291 | 371.656 | 32.2291
8180 | 403.9522 | 28.7605 | 403.9522 | 28.7605
8181 | 433.2008 | 27.1458 | 433.2008 | 27.1458
8182 | 456.1456 | 25.6783 | 456.1456 | 25.6783
8183 | 495.8187 | 24.0881 | 495.8187 | 24.0881
8184 | 499.9461 | 22.6218 | 499.9461 | 22.6218
8185 | 478.0098 | 21.1555 | 478.0098 | 21.1555
8186 | 464.438 | 19.6112 | 464.438 | 19.6112
8187 | 461.4022 | 21.2014 | 461.4022 | 21.2014
8188 | 459.2132 | 26.7448 | 459.2132 | 26.7448
8189 | 459.3698 | 29.1622 | 459.3698 | 29.1622
8190 | 448.5544 | 26.6752 | 448.5544 | 26.6752
8191 | 436.2469 | 25.7192 | 436.2469 | 25.7192
8192 | 430.7528 | 22.2845 | 430.7528 | 22.2845
8193 | 433.2119 | 18.8332 | 433.2119 | 18.8332
8194 | 437.5126 | 11.0753 | 437.5126 | 11.0753
8195 | 424.3402 | 8.1808 | 424.3402 | 8.1808
8196 | 401.1852 | 8.3345 | 401.1852 | 8.3345
8197 | 378.4285 | 3.9172 | 378.4285 | 3.9172
8198 | 364.4186 | 9.238 | 364.4186 | 9.238
8199 | 349.615 | 13.0263 | 349.615 | 13.0263
8200 | 337.7929 | 15.5565 | 337.7929 | 15.5565
8201 | 337.7753 | 34.7678 | 337.7753 | 34.7678
8202 | 346.4993 | 39.7473 | 346.4993 | 39.7473
8203 | 369.4819 | 39.7085 | 369.4819 | 39.7085
8204 | 410.2907 | 37.3082 | 410.2907 | 37.3082
8205 | 443.2171 | 36.7331 | 443.2171 | 36.7331
8206 | 467.9937 | 34.8304 | 467.9937 | 34.8304
8207 | 511.5327 | 32.7702 | 511.5327 | 32.7702
8208 | 508.7133 | 30.6036 | 508.7133 | 30.6036
8209 | 479.3526 | 28.3316 | 479.3526 | 28.3316
8210 | 469.019 | 25.822 | 469.019 | 25.822
8211 | 474.5661 | 26.7036 | 474.5661 | 26.7036
8212 | 476.4264 | 31.3526 | 476.4264 | 31.3526
8213 | 487.3529 | 32.5673 | 487.3529 | 32.5673
8214 | 476.7984 | 29.6284 | 476.7984 | 29.6284
8215 | 455.1778 | 29.2011 | 455.1778 | 29.2011
8216 | 443.1692 | 26.5494 | 443.1692 | 26.5494
8217 | 438.3572 | 22.6976 | 438.3572 | 22.6976
8218 | 444.8492 | 14.785 | 444.8492 | 14.785
8219 | 432.9321 | 12.4421 | 432.9321 | 12.4421
8220 | 405.3087 | 13.6557 | 405.3087 | 13.6557
8221 | 380.1199 | 10.1737 | 380.1199 | 10.1737
8222 | 363.0427 | 16.9537 | 363.0427 | 16.9537
8223 | 349.2913 | 20.1784 | 349.2913 | 20.1784
8224 | 335.9858 | 22.8741 | 335.9858 | 22.8741
8225 | 339.4475 | 42.3851 | 339.4475 | 42.3851
8226 | 349.3646 | 46.6643 | 349.3646 | 46.6643
8227 | 378.2308 | 45.453 | 378.2308 | 45.453
8228 | 427.6899 | 42.5047 | 427.6899 | 42.5047
8229 | 468.0302 | 41.8241 | 468.0302 | 41.8241
8230 | 490.9174 | 40.1492 | 490.9174 | 40.1492
8231 | 528.4405 | 36.6742 | 528.4405 | 36.6742
8232 | 527.5425 | 32.5904 | 527.5425 | 32.5904
8233 | 496.6541 | 28.4395 | 496.6541 | 28.4395
8234 | 489.567 | 25.2945 | 489.567 | 25.2945
8235 | 490.6377 | 26.1185 | 490.6377 | 26.1185
8236 | 489.141 | 31.397 | 489.141 | 31.397
8237 | 493.2007 | 33.5745 | 493.2007 | 33.5745
8238 | 482.8307 | 31.247 | 482.8307 | 31.247
8239 | 455.0961 | 30.6291 | 455.0961 | 30.6291
8240 | 437.4246 | 27.1813 | 437.4246 | 27.1813
8241 | 432.7794 | 23.459 | 432.7794 | 23.459
8242 | 440.1125 | 15.7203 | 440.1125 | 15.7203
8243 | 428.9061 | 13.6195 | 428.9061 | 13.6195
8244 | 406.684 | 14.7193 | 406.684 | 14.7193
8245 | 383.0398 | 11.4326 | 383.0398 | 11.4326
8246 | 367.0112 | 18.2258 | 367.0112 | 18.2258
8247 | 350.7144 | 20.5249 | 350.7144 | 20.5249
8248 | 337.4224 | 21.5408 | 337.4224 | 21.5408
8249 | 340.4518 | 40.9152 | 340.4518 | 40.9152
8250 | 352.7955 | 45.7087 | 352.7955 | 45.7087
8251 | 382.3582 | 44.9854 | 382.3582 | 44.9854
8252 | 434.5527 | 42.1067 | 434.5527 | 42.1067
8253 | 468.9357 | 41.2054 | 468.9357 | 41.2054
8254 | 496.2023 | 39.437 | 496.2023 | 39.437
8255 | 534.923 | 36.342 | 534.923 | 36.342
8256 | 535.1989 | 33.5064 | 535.1989 | 33.5064
8257 | 498.4369 | 30.4514 | 498.4369 | 30.4514
8258 | 494.1927 | 27.6637 | 494.1927 | 27.6637
8259 | 498.024 | 28.8678 | 498.024 | 28.8678
8260 | 495.0571 | 34.4221 | 495.0571 | 34.4221
8261 | 499.7023 | 36.7783 | 499.7023 | 36.7783
8262 | 491.2646 | 34.4328 | 491.2646 | 34.4328
8263 | 463.7615 | 34.0235 | 463.7615 | 34.0235
8264 | 449.7091 | 31.132 | 449.7091 | 31.132
8265 | 448.0361 | 28.1627 | 448.0361 | 28.1627
8266 | 453.0224 | 20.7477 | 453.0224 | 20.7477
8267 | 436.976 | 18.4072 | 436.976 | 18.4072
8268 | 409.165 | 19.3582 | 409.165 | 19.3582
8269 | 384.3238 | 14.9721 | 384.3238 | 14.9721
8270 | 367.5591 | 20.4488 | 367.5591 | 20.4488
8271 | 352.7799 | 23.1663 | 352.7799 | 23.1663
8272 | 341.802 | 25.3668 | 341.802 | 25.3668
8273 | 343.3726 | 44.7388 | 343.3726 | 44.7388
8274 | 351.9594 | 49.7146 | 351.9594 | 49.7146
8275 | 379.444 | 49.6819 | 379.444 | 49.6819
8276 | 430.2177 | 47.3056 | 430.2177 | 47.3056
8277 | 470.9683 | 46.2208 | 470.9683 | 46.2208
8278 | 493.535 | 43.6491 | 493.535 | 43.6491
8279 | 536.3697 | 39.0722 | 536.3697 | 39.0722
8280 | 540.5386 | 34.4021 | 540.5386 | 34.4021
8281 | 504.5442 | 30.1696 | 504.5442 | 30.1696
8282 | 497.2581 | 26.4311 | 497.2581 | 26.4311
8283 | 495.5119 | 26.0933 | 495.5119 | 26.0933
8284 | 499.3459 | 30.1908 | 499.3459 | 30.1908
8285 | 504.2755 | 31.764 | 504.2755 | 31.764
8286 | 490.0931 | 29.3682 | 490.0931 | 29.3682
8287 | 463.9558 | 29.3582 | 463.9558 | 29.3582
8288 | 447.071 | 27.1645 | 447.071 | 27.1645
8289 | 441.214 | 24.5213 | 441.214 | 24.5213
8290 | 450.1656 | 16.785 | 450.1656 | 16.785
8291 | 440.8295 | 13.815 | 440.8295 | 13.815
8292 | 413.924 | 14.7744 | 413.924 | 14.7744
8293 | 389.0955 | 11.2875 | 389.0955 | 11.2875
8294 | 370.7741 | 16.2534 | 370.7741 | 16.2534
8295 | 356.2297 | 19.2479 | 356.2297 | 19.2479
8296 | 344.8451 | 22.4125 | 344.8451 | 22.4125
8297 | 344.4291 | 41.7952 | 344.4291 | 41.7952
8298 | 353.6557 | 45.5241 | 353.6557 | 45.5241
8299 | 374.4949 | 44.2792 | 374.4949 | 44.2792
8300 | 416.2919 | 40.9568 | 416.2919 | 40.9568
8301 | 453.4923 | 39.5699 | 453.4923 | 39.5699
8302 | 481.8145 | 37.5042 | 481.8145 | 37.5042
8303 | 517.0005 | 34.8385 | 517.0005 | 34.8385
8304 | 514.9512 | 32.3638 | 514.9512 | 32.3638
8305 | 492.2382 | 29.0641 | 492.2382 | 29.0641
8306 | 487.8959 | 25.7429 | 487.8959 | 25.7429
8307 | 490.1159 | 25.5058 | 490.1159 | 25.5058
8308 | 485.4667 | 29.758 | 485.4667 | 29.758
8309 | 491.685 | 31.5086 | 491.685 | 31.5086
8310 | 482.7665 | 29.4101 | 482.7665 | 29.4101
8311 | 458.7507 | 29.3282 | 458.7507 | 29.3282
8312 | 445.5848 | 26.6453 | 445.5848 | 26.6453
8313 | 442.6661 | 24.0777 | 442.6661 | 24.0777
8314 | 448.278 | 17.1183 | 448.278 | 17.1183
8315 | 437.4442 | 15.4384 | 437.4442 | 15.4384
8316 | 414.9573 | 17.1317 | 414.9573 | 17.1317
8317 | 391.0018 | 12.9326 | 391.0018 | 12.9326
8318 | 373.5474 | 17.8277 | 373.5474 | 17.8277
8319 | 357.0731 | 20.4997 | 357.0731 | 20.4997
8320 | 346.5826 | 22.8021 | 346.5826 | 22.8021
8321 | 344.8383 | 42.0698 | 344.8383 | 42.0698
8322 | 351.9066 | 46.1632 | 351.9066 | 46.1632
8323 | 369.241 | 45.7875 | 369.241 | 45.7875
8324 | 398.1824 | 43.8728 | 398.1824 | 43.8728
8325 | 424.7392 | 43.107 | 424.7392 | 43.107
8326 | 454.4944 | 40.588 | 454.4944 | 40.588
8327 | 493.05 | 37.4703 | 493.05 | 37.4703
8328 | 496.6859 | 34.6851 | 496.6859 | 34.6851
8329 | 478.1802 | 31.4598 | 478.1802 | 31.4598
8330 | 473.945 | 28.2033 | 473.945 | 28.2033
8331 | 473.0608 | 28.9266 | 473.0608 | 28.9266
8332 | 479.4431 | 33.7087 | 479.4431 | 33.7087
8333 | 477.5791 | 35.4929 | 477.5791 | 35.4929
8334 | 465.226 | 32.494 | 465.226 | 32.494
8335 | 449.2175 | 31.1483 | 449.2175 | 31.1483
8336 | 436.8761 | 27.4942 | 436.8761 | 27.4942
8337 | 435.2262 | 24.0633 | 435.2262 | 24.0633
8338 | 438.1326 | 16.6543 | 438.1326 | 16.6543
8339 | 432.7656 | 14.5368 | 432.7656 | 14.5368
8340 | 412.3802 | 15.9614 | 412.3802 | 15.9614
8341 | 386.3084 | 12.5213 | 386.3084 | 12.5213
8342 | 372.0679 | 19.5639 | 372.0679 | 19.5639
8343 | 356.6743 | 22.7382 | 356.6743 | 22.7382
8344 | 343.4962 | 25.344 | 343.4962 | 25.344
8345 | 343.6094 | 44.7256 | 343.6094 | 44.7256
8346 | 347.8803 | 48.7242 | 347.8803 | 48.7242
8347 | 365.1194 | 47.6843 | 365.1194 | 47.6843
8348 | 399.8812 | 44.5131 | 399.8812 | 44.5131
8349 | 428.5594 | 43.3708 | 428.5594 | 43.3708
8350 | 456.9415 | 42.6479 | 456.9415 | 42.6479
8351 | 493.9758 | 40.7052 | 493.9758 | 40.7052
8352 | 497.9205 | 37.4008 | 497.9205 | 37.4008
8353 | 477.0589 | 32.8614 | 477.0589 | 32.8614
8354 | 472.6729 | 28.4107 | 472.6729 | 28.4107
8355 | 471.8033 | 27.7971 | 471.8033 | 27.7971
8356 | 476.6662 | 31.5924 | 476.6662 | 31.5924
8357 | 476.4515 | 32.6932 | 476.4515 | 32.6932
8358 | 467.6857 | 29.4725 | 467.6857 | 29.4725
8359 | 448.3625 | 28.0896 | 448.3625 | 28.0896
8360 | 438.8024 | 24.6873 | 438.8024 | 24.6873
8361 | 437.349 | 21.3967 | 437.349 | 21.3967
8362 | 438.4929 | 13.9349 | 438.4929 | 13.9349
8363 | 430.7843 | 11.6591 | 430.7843 | 11.6591
8364 | 414.0477 | 12.898 | 414.0477 | 12.898
8365 | 387.673 | 9.2241 | 387.673 | 9.2241
8366 | 372.7039 | 14.9429 | 372.7039 | 14.9429
8367 | 360.8272 | 17.5106 | 360.8272 | 17.5106
8368 | 343.8192 | 19.7135 | 343.8192 | 19.7135
8369 | 343.5135 | 39.0015 | 343.5135 | 39.0015
8370 | 353.7156 | 43.4534 | 353.7156 | 43.4534
8371 | 372.6159 | 43.1305 | 372.6159 | 43.1305
8372 | 414.6541 | 41.0204 | 414.6541 | 41.0204
8373 | 445.7425 | 40.7857 | 445.7425 | 40.7857
8374 | 472.3329 | 39.178 | 472.3329 | 39.178
8375 | 506.1393 | 34.6214 | 506.1393 | 34.6214
8376 | 513.6581 | 30.4489 | 513.6581 | 30.4489
8377 | 486.7582 | 25.8424 | 486.7582 | 25.8424
8378 | 482.0512 | 22.6842 | 482.0512 | 22.6842
8379 | 485.1357 | 23.1941 | 485.1357 | 23.1941
8380 | 486.6286 | 27.9498 | 486.6286 | 27.9498
8381 | 495.5827 | 29.7293 | 495.5827 | 29.7293
8382 | 482.955 | 26.7363 | 482.955 | 26.7363
8383 | 462.6125 | 25.7192 | 462.6125 | 25.7192
8384 | 451.3113 | 22.2845 | 451.3113 | 22.2845
8385 | 444.4768 | 18.8332 | 444.4768 | 18.8332
8386 | 446.2968 | 11.2192 | 446.2968 | 11.2192
8387 | 438.7334 | 8.9158 | 438.7334 | 8.9158
8388 | 414.7393 | 10.6139 | 414.7393 | 10.6139
8389 | 386.2025 | 7.8788 | 386.2025 | 7.8788
8390 | 370.6097 | 14.2727 | 370.6097 | 14.2727
8391 | 356.436 | 16.7768 | 356.436 | 16.7768
8392 | 344.0939 | 19.8346 | 344.0939 | 19.8346
8393 | 346.3408 | 39.3888 | 346.3408 | 39.3888
8394 | 356.974 | 43.9318 | 356.974 | 43.9318
8395 | 384.0051 | 43.694 | 384.0051 | 43.694
8396 | 433.9824 | 41.7565 | 433.9824 | 41.7565
8397 | 466.7186 | 41.1826 | 466.7186 | 41.1826
8398 | 491.2422 | 39.2271 | 491.2422 | 39.2271
8399 | 528.7764 | 35.5531 | 528.7764 | 35.5531
8400 | 528.6474 | 31.365 | 528.6474 | 31.365
8401 | 497.4915 | 26.8676 | 497.4915 | 26.8676
8402 | 490.793 | 23.0331 | 490.793 | 23.0331
8403 | 496.5572 | 23.1462 | 496.5572 | 23.1462
8404 | 496.5999 | 27.5566 | 496.5999 | 27.5566
8405 | 499.7831 | 29.1622 | 499.7831 | 29.1622
8406 | 490.5295 | 26.6752 | 490.5295 | 26.6752
8407 | 467.6227 | 25.7192 | 467.6227 | 25.7192
8408 | 447.6015 | 22.2845 | 447.6015 | 22.2845
8409 | 444.0584 | 18.8332 | 444.0584 | 18.8332
8410 | 446.1878 | 11.0753 | 446.1878 | 11.0753
8411 | 431.6198 | 9.2767 | 431.6198 | 9.2767
8412 | 410.2959 | 11.1066 | 410.2959 | 11.1066
8413 | 381.8603 | 8.6473 | 381.8603 | 8.6473
8414 | 368.4767 | 15.6359 | 368.4767 | 15.6359
8415 | 354.1424 | 18.9997 | 354.1424 | 18.9997
8416 | 342.8311 | 21.9257 | 342.8311 | 21.9257
8417 | 346.1828 | 41.6214 | 346.1828 | 41.6214
8418 | 357.7346 | 46.1596 | 357.7346 | 46.1596
8419 | 385.9399 | 45.8067 | 385.9399 | 45.8067
8420 | 431.4646 | 43.2181 | 431.4646 | 43.2181
8421 | 468.1943 | 42.3504 | 468.1943 | 42.3504
8422 | 491.4984 | 40.2847 | 491.4984 | 40.2847
8423 | 524.5795 | 35.1766 | 524.5795 | 35.1766
8424 | 524.5982 | 30.9525 | 524.5982 | 30.9525
8425 | 498.2649 | 25.8808 | 498.2649 | 25.8808
8426 | 490.9739 | 22.7838 | 490.9739 | 22.7838
8427 | 493.3474 | 23.272 | 493.3474 | 23.272
8428 | 499.1171 | 28.053 | 499.1171 | 28.053
8429 | 501.0532 | 29.7749 | 501.0532 | 29.7749
8430 | 489.3602 | 26.6752 | 489.3602 | 26.6752
8431 | 462.1056 | 25.7192 | 462.1056 | 25.7192
8432 | 451.0631 | 22.2845 | 451.0631 | 22.2845
8433 | 448.6969 | 18.8332 | 448.6969 | 18.8332
8434 | 452.2883 | 11.0753 | 452.2883 | 11.0753
8435 | 433.8286 | 8.1808 | 433.8286 | 8.1808
8436 | 410.0587 | 8.3345 | 410.0587 | 8.3345
8437 | 384.4461 | 3.765 | 384.4461 | 3.765
8438 | 370.0233 | 8.6289 | 370.0233 | 8.6289
8439 | 355.2802 | 11.7313 | 355.2802 | 11.7313
8440 | 343.4452 | 14.7963 | 343.4452 | 14.7963
8441 | 346.8164 | 35.1251 | 346.8164 | 35.1251
8442 | 358.3293 | 40.3959 | 358.3293 | 40.3959
8443 | 383.2667 | 40.639 | 383.2667 | 40.639
8444 | 429.8682 | 38.5168 | 429.8682 | 38.5168
8445 | 465.9659 | 37.763 | 465.9659 | 37.763
8446 | 488.4782 | 35.8999 | 488.4782 | 35.8999
8447 | 522.0892 | 31.5736 | 522.0892 | 31.5736
8448 | 521.3496 | 26.9107 | 521.3496 | 26.9107
8449 | 492.8156 | 22.231 | 492.8156 | 22.231
8450 | 487.4104 | 19.6112 | 487.4104 | 19.6112
8451 | 493.2459 | 21.2014 | 493.2459 | 21.2014
8452 | 491.8274 | 26.7448 | 491.8274 | 26.7448
8453 | 491.7113 | 29.1622 | 491.7113 | 29.1622
8454 | 483.1325 | 26.6752 | 483.1325 | 26.6752
8455 | 458.447 | 25.7192 | 458.447 | 25.7192
8456 | 443.3708 | 22.2845 | 443.3708 | 22.2845
8457 | 443.6986 | 18.8332 | 443.6986 | 18.8332
8458 | 449.1923 | 11.0753 | 449.1923 | 11.0753
8459 | 435.1679 | 8.1808 | 435.1679 | 8.1808
8460 | 409.8167 | 8.3345 | 409.8167 | 8.3345
8461 | 380.7522 | 2.8357 | 380.7522 | 2.8357
8462 | 365.4205 | 9.5342 | 365.4205 | 9.5342
8463 | 353.5687 | 12.6462 | 353.5687 | 12.6462
8464 | 343.2732 | 14.8443 | 343.2732 | 14.8443
8465 | 343.2813 | 34.1384 | 343.2813 | 34.1384
8466 | 352.6736 | 38.625 | 352.6736 | 38.625
8467 | 371.5298 | 38.5203 | 371.5298 | 38.5203
8468 | 413.6709 | 36.5732 | 413.6709 | 36.5732
8469 | 448.5908 | 36.064 | 448.5908 | 36.064
8470 | 475.822 | 33.9707 | 475.822 | 33.9707
8471 | 512.7559 | 29.648 | 512.7559 | 29.648
8472 | 513.8937 | 26.0594 | 513.8937 | 26.0594
8473 | 491.1494 | 21.2598 | 491.1494 | 21.2598
8474 | 488.6484 | 19.6112 | 488.6484 | 19.6112
8475 | 491.3842 | 21.2014 | 491.3842 | 21.2014
8476 | 487.119 | 26.7448 | 487.119 | 26.7448
8477 | 485.482 | 29.1622 | 485.482 | 29.1622
8478 | 481.8653 | 26.6752 | 481.8653 | 26.6752
8479 | 463.4864 | 25.7192 | 463.4864 | 25.7192
8480 | 445.4295 | 22.2845 | 445.4295 | 22.2845
8481 | 440.2152 | 18.8332 | 440.2152 | 18.8332
8482 | 443.9607 | 11.0753 | 443.9607 | 11.0753
8483 | 432.4931 | 8.1808 | 432.4931 | 8.1808
8484 | 413.3108 | 8.3345 | 413.3108 | 8.3345
8485 | 385.1381 | 3.1415 | 385.1381 | 3.1415
8486 | 368.6428 | 9.8627 | 368.6428 | 9.8627
8487 | 351.5996 | 12.3764 | 351.5996 | 12.3764
8488 | 340.6841 | 14.5338 | 340.6841 | 14.5338
8489 | 339.4454 | 34.2055 | 339.4454 | 34.2055
8490 | 346.8762 | 38.7185 | 346.8762 | 38.7185
8491 | 363.6362 | 38.5251 | 363.6362 | 38.5251
8492 | 394.8225 | 36.2147 | 394.8225 | 36.2147
8493 | 423.2247 | 35.4645 | 423.2247 | 35.4645
8494 | 450.4054 | 33.4215 | 450.4054 | 33.4215
8495 | 487.932 | 30.2774 | 487.932 | 30.2774
8496 | 492.4736 | 26.6433 | 492.4736 | 26.6433
8497 | 467.2457 | 21.6399 | 467.2457 | 21.6399
8498 | 457.794 | 19.6112 | 457.794 | 19.6112
8499 | 458.369 | 21.2014 | 458.369 | 21.2014
8500 | 461.8463 | 26.7448 | 461.8463 | 26.7448
8501 | 466.1537 | 29.1622 | 466.1537 | 29.1622
8502 | 456.1938 | 26.6752 | 456.1938 | 26.6752
8503 | 438.1081 | 25.7192 | 438.1081 | 25.7192
8504 | 422.3507 | 22.2845 | 422.3507 | 22.2845
8505 | 421.0907 | 18.8332 | 421.0907 | 18.8332
8506 | 428.9233 | 11.0753 | 428.9233 | 11.0753
8507 | 423.7312 | 8.1808 | 423.7312 | 8.1808
8508 | 403.386 | 8.3345 | 403.386 | 8.3345
8509 | 378.7237 | 2.7362 | 378.7237 | 2.7362
8510 | 364.4857 | 6.4767 | 364.4857 | 6.4767
8511 | 349.0357 | 8.3345 | 349.0357 | 8.3345
8512 | 335.8291 | 10.6262 | 335.8291 | 10.6262
8513 | 336.8134 | 29.8351 | 336.8134 | 29.8351
8514 | 343.7286 | 34.2306 | 343.7286 | 34.2306
8515 | 360.1647 | 33.8046 | 360.1647 | 33.8046
8516 | 389.7215 | 31.27 | 389.7215 | 31.27
8517 | 415.7271 | 30.3459 | 415.7271 | 30.3459
8518 | 442.2699 | 28.8533 | 442.2699 | 28.8533
8519 | 480.0628 | 26.642 | 480.0628 | 26.642
8520 | 486.859 | 24.3436 | 486.859 | 24.3436
8521 | 465.6532 | 21.3018 | 465.6532 | 21.3018
8522 | 457.7362 | 19.6112 | 457.7362 | 19.6112
8523 | 459.2197 | 21.2014 | 459.2197 | 21.2014
8524 | 464.6321 | 26.7448 | 464.6321 | 26.7448
8525 | 463.0605 | 29.1622 | 463.0605 | 29.1622
8526 | 455.3842 | 26.6752 | 455.3842 | 26.6752
8527 | 440.3929 | 25.7192 | 440.3929 | 25.7192
8528 | 431.3796 | 22.2845 | 431.3796 | 22.2845
8529 | 432.2107 | 18.8332 | 432.2107 | 18.8332
8530 | 433.4297 | 11.0753 | 433.4297 | 11.0753
8531 | 425.3706 | 8.1808 | 425.3706 | 8.1808
8532 | 403.2437 | 8.3345 | 403.2437 | 8.3345
8533 | 378.7504 | 2.7362 | 378.7504 | 2.7362
8534 | 363.0782 | 7.3712 | 363.0782 | 7.3712
8535 | 349.9865 | 10.0467 | 349.9865 | 10.0467
8536 | 336.9195 | 11.9463 | 336.9195 | 11.9463
8537 | 337.2925 | 31.2032 | 337.2925 | 31.2032
8538 | 344.9465 | 35.5615 | 344.9465 | 35.5615
8539 | 362.0172 | 35.1475 | 362.0172 | 35.1475
8540 | 397.7077 | 32.2616 | 397.7077 | 32.2616
8541 | 429.7376 | 30.6913 | 429.7376 | 30.6913
8542 | 455.7458 | 28.9888 | 455.7458 | 28.9888
8543 | 494.2422 | 27.1624 | 494.2422 | 27.1624
8544 | 494.7076 | 25.1625 | 494.7076 | 25.1625
8545 | 473.6141 | 23.0343 | 473.6141 | 23.0343
8546 | 468.8728 | 20.4745 | 468.8728 | 20.4745
8547 | 466.5963 | 21.2014 | 466.5963 | 21.2014
8548 | 467.2732 | 26.7448 | 467.2732 | 26.7448
8549 | 471.8381 | 29.1622 | 471.8381 | 29.1622
8550 | 462.5972 | 26.6752 | 462.5972 | 26.6752
8551 | 445.0663 | 25.7192 | 445.0663 | 25.7192
8552 | 430.757 | 22.2845 | 430.757 | 22.2845
8553 | 429.6395 | 18.8332 | 429.6395 | 18.8332
8554 | 434.0654 | 11.0753 | 434.0654 | 11.0753
8555 | 425.2914 | 8.1808 | 425.2914 | 8.1808
8556 | 407.3525 | 8.3345 | 407.3525 | 8.3345
8557 | 380.9283 | 2.7362 | 380.9283 | 2.7362
8558 | 365.3521 | 6.4767 | 365.3521 | 6.4767
8559 | 349.5433 | 9.0096 | 349.5433 | 9.0096
8560 | 340.1866 | 11.8144 | 340.1866 | 11.8144
8561 | 341.966 | 31.2092 | 341.966 | 31.2092
8562 | 347.3504 | 35.5351 | 347.3504 | 35.5351
8563 | 366.5558 | 34.9257 | 366.5558 | 34.9257
8564 | 395.6072 | 32.1357 | 395.6072 | 32.1357
8565 | 429.0419 | 31.1289 | 429.0419 | 31.1289
8566 | 453.7778 | 29.5152 | 453.7778 | 29.5152
8567 | 489.6542 | 26.1516 | 489.6542 | 26.1516
8568 | 488.8332 | 22.8388 | 488.8332 | 22.8388
8569 | 469.6107 | 21.1555 | 469.6107 | 21.1555
8570 | 464.6584 | 19.6112 | 464.6584 | 19.6112
8571 | 462.1511 | 21.2014 | 462.1511 | 21.2014
8572 | 463.3356 | 26.7448 | 463.3356 | 26.7448
8573 | 461.8269 | 29.1622 | 461.8269 | 29.1622
8574 | 452.5593 | 26.6752 | 452.5593 | 26.6752
8575 | 436.4387 | 25.7192 | 436.4387 | 25.7192
8576 | 430.3474 | 22.2845 | 430.3474 | 22.2845
8577 | 430.887 | 18.8332 | 430.887 | 18.8332
8578 | 435.3577 | 11.0753 | 435.3577 | 11.0753
8579 | 426.3042 | 8.1808 | 426.3042 | 8.1808
8580 | 405.2583 | 8.3345 | 405.2583 | 8.3345
8581 | 378.0492 | 3.7722 | 378.0492 | 3.7722
8582 | 363.8499 | 8.5978 | 363.8499 | 8.5978
8583 | 349.2148 | 10.7925 | 349.2148 | 10.7925
8584 | 338.5922 | 12.8024 | 338.5922 | 12.8024
8585 | 340.1171 | 32.1024 | 340.1171 | 32.1024
8586 | 347.7394 | 36.667 | 347.7394 | 36.667
8587 | 368.1248 | 36.2854 | 368.1248 | 36.2854
8588 | 411.1608 | 33.457 | 411.1608 | 33.457
8589 | 442.2863 | 32.4538 | 442.2863 | 32.4538
8590 | 467.7114 | 30.7609 | 467.7114 | 30.7609
8591 | 504.2974 | 27.6948 | 504.2974 | 27.6948
8592 | 510.8962 | 24.3688 | 510.8962 | 24.3688
8593 | 479.2854 | 21.1555 | 479.2854 | 21.1555
8594 | 474.3095 | 19.6112 | 474.3095 | 19.6112
8595 | 481.9521 | 21.2014 | 481.9521 | 21.2014
8596 | 481.0546 | 26.7448 | 481.0546 | 26.7448
8597 | 477.4134 | 29.1622 | 477.4134 | 29.1622
8598 | 471.3088 | 26.6752 | 471.3088 | 26.6752
8599 | 446.1728 | 25.7192 | 446.1728 | 25.7192
8600 | 429.6606 | 22.2845 | 429.6606 | 22.2845
8601 | 425.383 | 18.8332 | 425.383 | 18.8332
8602 | 431.1474 | 11.0753 | 431.1474 | 11.0753
8603 | 424.3735 | 8.1808 | 424.3735 | 8.1808
8604 | 402.6074 | 8.3345 | 402.6074 | 8.3345
8605 | 376.0409 | 2.8513 | 376.0409 | 2.8513
8606 | 359.6417 | 9.3423 | 359.6417 | 9.3423
8607 | 342.1346 | 12.2373 | 342.1346 | 12.2373
8608 | 331.5785 | 14.5817 | 331.5785 | 14.5817
8609 | 334.8731 | 33.9309 | 334.8731 | 33.9309
8610 | 343.0049 | 38.0279 | 343.0049 | 38.0279
8611 | 366.131 | 37.241 | 366.131 | 37.241
8612 | 408.2003 | 34.5613 | 408.2003 | 34.5613
8613 | 438.4871 | 33.7883 | 438.4871 | 33.7883
8614 | 460.0588 | 31.5607 | 460.0588 | 31.5607
8615 | 501.9879 | 28.5185 | 501.9879 | 28.5185
8616 | 504.4195 | 26.1625 | 504.4195 | 26.1625
8617 | 477.1341 | 23.8281 | 477.1341 | 23.8281
8618 | 468.9658 | 20.8497 | 468.9658 | 20.8497
8619 | 472.9696 | 21.3069 | 472.9696 | 21.3069
8620 | 473.0806 | 26.7448 | 473.0806 | 26.7448
8621 | 472.0067 | 29.1622 | 472.0067 | 29.1622
8622 | 469.0582 | 26.6752 | 469.0582 | 26.6752
8623 | 444.5113 | 25.7695 | 444.5113 | 25.7695
8624 | 432.1285 | 23.0327 | 432.1285 | 23.0327
8625 | 428.3006 | 20.0538 | 428.3006 | 20.0538
8626 | 434.0009 | 12.833 | 434.0009 | 12.833
8627 | 424.2589 | 10.634 | 424.2589 | 10.634
8628 | 402.9952 | 11.657 | 402.9952 | 11.657
8629 | 374.078 | 7.3116 | 374.078 | 7.3116
8630 | 357.795 | 13.0832 | 357.795 | 13.0832
8631 | 340.9432 | 15.7768 | 340.9432 | 15.7768
8632 | 329.1285 | 17.8922 | 329.1285 | 17.8922
8633 | 327.9996 | 37.2066 | 327.9996 | 37.2066
8634 | 338.0086 | 41.5014 | 338.0086 | 41.5014
8635 | 357.601 | 41.0622 | 357.601 | 41.0622
8636 | 395.1943 | 38.5624 | 395.1943 | 38.5624
8637 | 429.9698 | 37.6515 | 429.9698 | 37.6515
8638 | 457.5926 | 35.1517 | 457.5926 | 35.1517
8639 | 496.2152 | 30.9621 | 496.2152 | 30.9621
8640 | 503.0499 | 27.7104 | 503.0499 | 27.7104
8641 | 477.6055 | 24.1338 | 477.6055 | 24.1338
8642 | 468.8832 | 20.3042 | 468.8832 | 20.3042
8643 | 468.3656 | 21.2014 | 468.3656 | 21.2014
8644 | 467.7832 | 26.7448 | 467.7832 | 26.7448
8645 | 472.3011 | 29.1622 | 472.3011 | 29.1622
8646 | 463.8456 | 26.6752 | 463.8456 | 26.6752
8647 | 444.6336 | 25.7192 | 444.6336 | 25.7192
8648 | 430.9299 | 22.2845 | 430.9299 | 22.2845
8649 | 424.6078 | 18.8332 | 424.6078 | 18.8332
8650 | 432.1733 | 11.0753 | 432.1733 | 11.0753
8651 | 426.1238 | 8.1808 | 426.1238 | 8.1808
8652 | 401.9343 | 8.3345 | 401.9343 | 8.3345
8653 | 376.9626 | 3.3873 | 376.9626 | 3.3873
8654 | 361.1382 | 10.0174 | 361.1382 | 10.0174
8655 | 344.3976 | 12.9327 | 344.3976 | 12.9327
8656 | 330.9349 | 15.2616 | 330.9349 | 15.2616
8657 | 330.6401 | 34.7259 | 330.6401 | 34.7259
8658 | 337.7364 | 39.1214 | 337.7364 | 39.1214
8659 | 354.0281 | 38.5539 | 354.0281 | 38.5539
8660 | 386.3814 | 36.1728 | 386.3814 | 36.1728
8661 | 418.4986 | 35.8218 | 418.4986 | 35.8218
8662 | 442.0356 | 33.9899 | 442.0356 | 33.9899
8663 | 476.7987 | 30.269 | 476.7987 | 30.269
8664 | 483.6342 | 26.5042 | 483.6342 | 26.5042
8665 | 467.7773 | 22.9888 | 467.7773 | 22.9888
8666 | 457.4333 | 19.815 | 457.4333 | 19.815
8667 | 453.2089 | 21.2014 | 453.2089 | 21.2014
8668 | 453.0613 | 26.7448 | 453.0613 | 26.7448
8669 | 455.1887 | 29.1622 | 455.1887 | 29.1622
8670 | 447.796 | 26.6752 | 447.796 | 26.6752
8671 | 429.3983 | 25.7192 | 429.3983 | 25.7192
8672 | 417.0365 | 22.2845 | 417.0365 | 22.2845
8673 | 418.2192 | 18.8332 | 418.2192 | 18.8332
8674 | 429.8175 | 11.0753 | 429.8175 | 11.0753
8675 | 422.3575 | 8.1808 | 422.3575 | 8.1808
8676 | 399.7796 | 8.3345 | 399.7796 | 8.3345
8677 | 375.0213 | 4.7458 | 375.0213 | 4.7458
8678 | 360.3415 | 11.8279 | 360.3415 | 11.8279
8679 | 345.1036 | 14.8667 | 345.1036 | 14.8667
8680 | 329.8522 | 17.4474 | 329.8522 | 17.4474
8681 | 328.6565 | 37.4788 | 328.6565 | 37.4788
8682 | 334.6461 | 42.1297 | 334.6461 | 42.1297
8683 | 351.4333 | 41.6617 | 351.4333 | 41.6617
8684 | 380.4082 | 38.6667 | 380.4082 | 38.6667
8685 | 408.4665 | 36.7558 | 408.4665 | 36.7558
8686 | 435.7009 | 34.8352 | 435.7009 | 34.8352
8687 | 471.2516 | 31.6275 | 471.2516 | 31.6275
8688 | 478.0574 | 27.8747 | 478.0574 | 27.8747
8689 | 460.2114 | 24.1014 | 460.2114 | 24.1014
8690 | 454.0491 | 20.4829 | 454.0491 | 20.4829
8691 | 457.8921 | 21.2014 | 457.8921 | 21.2014
8692 | 459.8506 | 26.7448 | 459.8506 | 26.7448
8693 | 461.3342 | 29.1622 | 461.3342 | 29.1622
8694 | 452.3902 | 26.6752 | 452.3902 | 26.6752
8695 | 434.549 | 25.7192 | 434.549 | 25.7192
8696 | 426.2767 | 22.2845 | 426.2767 | 22.2845
8697 | 424.9553 | 18.8332 | 424.9553 | 18.8332
8698 | 426.7076 | 11.0753 | 426.7076 | 11.0753
8699 | 420.1458 | 8.1808 | 420.1458 | 8.1808
8700 | 399.3654 | 8.3345 | 399.3654 | 8.3345
8701 | 372.8145 | 4.0012 | 372.8145 | 4.0012
8702 | 356.8549 | 8.4898 | 356.8549 | 8.4898
8703 | 342.0564 | 9.7817 | 342.0564 | 9.7817
8704 | 328.6292 | 11.6094 | 328.6292 | 11.6094
8705 | 328.0995 | 30.3819 | 328.0995 | 30.3819
8706 | 335.4823 | 34.5376 | 335.4823 | 34.5376
8707 | 354.3205 | 34.4137 | 354.3205 | 34.4137
8708 | 388.6775 | 31.9678 | 388.6775 | 31.9678
8709 | 418.219 | 30.4287 | 418.219 | 30.4287
8710 | 446.1297 | 28.7034 | 446.1297 | 28.7034
8711 | 486.4944 | 26.7248 | 486.4944 | 26.7248
8712 | 493.9849 | 24.1362 | 493.9849 | 24.1362
8713 | 471.978 | 21.1555 | 471.978 | 21.1555
8714 | 464.4567 | 19.6112 | 464.4567 | 19.6112
8715 | 467.0423 | 21.2014 | 467.0423 | 21.2014
8716 | 467.6423 | 26.7448 | 467.6423 | 26.7448
8717 | 464.546 | 29.1622 | 464.546 | 29.1622
8718 | 460.063 | 26.6752 | 460.063 | 26.6752
8719 | 445.6931 | 25.7192 | 445.6931 | 25.7192
8720 | 434.2314 | 22.2845 | 434.2314 | 22.2845
8721 | 433.5389 | 18.8332 | 433.5389 | 18.8332
8722 | 434.3603 | 11.0753 | 434.3603 | 11.0753
8723 | 425.1831 | 8.1808 | 425.1831 | 8.1808
8724 | 403.1901 | 9.6618 | 403.1901 | 9.6618
8725 | 383.433 | 6.2805 | 383.433 | 6.2805
8726 | 367.628 | 6.8195 | 367.628 | 6.8195
8727 | 352.1634 | 10.2823 | 352.1634 | 10.2823
8728 | 338.1905 | 15.3276 | 338.1905 | 15.3276
8729 | 336.832 | 35.0957 | 336.832 | 35.0957
8730 | 343.2371 | 38.1314 | 343.2371 | 38.1314
8731 | 358.3714 | 40.3287 | 358.3714 | 40.3287
8732 | 387.5017 | 39.7036 | 387.5017 | 39.7036
8733 | 410.0282 | 40.5543 | 410.0282 | 40.5543
8734 | 431.7068 | 35.8585 | 431.7068 | 35.8585
8735 | 471.843 | 34.2687 | 471.843 | 34.2687
8736 | 473.0335 | 30.4872 | 473.0335 | 30.4872
8737 | 448.6852 | 23.3492 | 448.6852 | 23.3492
8738 | 441.4595 | 23.0142 | 441.4595 | 23.0142
8739 | 436.8647 | 24.3665 | 436.8647 | 24.3665
8740 | 439.0118 | 28.0796 | 439.0118 | 28.0796
8741 | 445.4653 | 30.6368 | 445.4653 | 30.6368
8742 | 436.0495 | 28.6199 | 436.0495 | 28.6199
8743 | 427.7374 | 26.9566 | 427.7374 | 26.9566
8744 | 418.5445 | 22.051 | 418.5445 | 22.051
8745 | 420.3525 | 20.6987 | 420.3525 | 20.6987
8746 | 429.6893 | 12.8933 | 429.6893 | 12.8933
8747 | 419.6204 | 9.5228 | 419.6204 | 9.5228
8748 | 402.0684 | 9.6618 | 402.0684 | 9.6618
8749 | 379.872 | 6.2805 | 379.872 | 6.2805
8750 | 361.0674 | 9.2845 | 361.0674 | 9.2845
8751 | 348.7965 | 13.7375 | 348.7965 | 13.7375
8752 | 336.4979 | 18.5969 | 336.4979 | 18.5969
8753 | 336.2525 | 38.1519 | 336.2525 | 38.1519
8754 | 343.2331 | 39.6585 | 343.2331 | 39.6585
8755 | 362.2684 | 39.397 | 362.2684 | 39.397
8756 | 400.6438 | 37.8298 | 400.6438 | 37.8298
8757 | 436.4996 | 38.5802 | 436.4996 | 38.5802
8758 | 467.5607 | 34.1435 | 467.5607 | 34.1435
8759 | 512.5041 | 33.0007 | 512.5041 | 33.0007