## Summary Scalars
Parameter | Value
Total Cost ($) | 3354864.9838
Capital Cost (CAPEX) | 64430.3201
Operating Cost (OPEX) | 3290434.6637
Annual Fuel Consumption Genset (L) | 716769.2105
Annual Fuel Consumption Diesel Furnace (L) | 805124.0767

## Generator Summary
Size | Built | Capacity (kW) | Capital Cost ($) | Operating Cost ($)
100 kW | 5 | 500 | 31928.6058 | 74500
500 kW | 0 | 0 | 0 | 0
1000 kW | 0 | 0 | 0 | 0
2000 kW | 0 | 0 | 0 | 0
Total | 5 | 500 | 31928.6058 | 74500

## Diesel Furnace Summary
Size | Built | Capacity (MW) | Capital Cost ($) | Operating Cost ($)
17.58 kW | 144 | 2531.52 | 32501.7143 | 40504.32
Total | 144 | 2531.52 | 32501.7143 | 40504.32

## Time Series
Time | Electric Load (kW) | Thermal Load (kW) | Diesel Generation (kW) | Thermal Generation (kW)
0 | 320.7958 | 50.2127 | 320.7958 | 50.2127
1 | 304.5411 | 36.8447 | 304.5411 | 36.8447
2 | 303.1132 | 39.7865 | 303.1132 | 39.7865
3 | 305.2067 | 37.6091 | 305.2067 | 37.6091
4 | 301.9685 | 45.5866 | 301.9685 | 45.5866
5 | 307.9076 | 50.5827 | 307.9076 | 50.5827
6 | 305.2283 | 46.0974 | 305.2283 | 46.0974
7 | 287.0081 | 43.1168 | 287.0081 | 43.1168
8 | 274.5832 | 35.8617 | 274.5832 | 35.8617
9 | 271.5557 | 31.5935 | 271.5557 | 31.5935
10 | 274.3539 | 19.5013 | 274.3539 | 19.5013
11 | 265.7836 | 11.8825 | 265.7836 | 11.8825
12 | 250.9592 | 10.928 | 250.9592 | 10.928
13 | 235.5901 | 6.7119 | 235.5901 | 6.7119
14 | 224.7188 | 13.0001 | 224.7188 | 13.0001
15 | 216.2644 | 21.3173 | 216.2644 | 21.3173
16 | 207.6027 | 36.1167 | 207.6027 | 36.1167
17 | 207.0518 | 68.8835 | 207.0518 | 68.8835
18 | 212.921 | 77.6322 | 212.921 | 77.6322
19 | 225.7592 | 84.6411 | 225.7592 | 84.6411
20 | 250.9382 | 86.2935 | 250.9382 | 86.2935
21 | 273.9485 | 87.8281 | 273.9485 | 87.8281
22 | 292.2806 | 75.9146 | 292.2806 | 75.9146
23 | 318.3981 | 68.768 | 318.3981 | 68.768
24 | 323.2689 | 56.1555 | 323.2689 | 56.1555
25 | 307.1038 | 40.8566 | 307.1038 | 40.8566
26 | 301.0292 | 39.7865 | 301.0292 | 39.7865
27 | 301.5891 | 37.6091 | 301.5891 | 37.6091
28 | 301.5406 | 45.5866 | 301.5406 | 45.5866
29 | 302.8347 | 50.5827 | 302.8347 | 50.5827
30 | 299.1203 | 46.0974 | 299.1203 | 46.0974
31 | 284.564 | 43.1168 | 284.564 | 43.1168
32 | 272.9207 | 35.8617 | 272.9207 | 35.8617
33 | 269.2189 | 31.5935 | 269.2189 | 31.5935
34 | 272.0011 | 19.5013 | 272.0011 | 19.5013
35 | 265.7127 | 11.8825 | 265.7127 | 11.8825
36 | 248.4885 | 10.928 | 248.4885 | 10.928
37 | 232.8862 | 7.3115 | 232.8862 | 7.3115
38 | 225.1031 | 14.8429 | 225.1031 | 14.8429
39 | 217.12 | 19.7743 | 217.12 | 19.7743
40 | 208.9012 | 29.2613 | 208.9012 | 29.2613
41 | 208.0112 | 60.7981 | 208.0112 | 60.7981
42 | 211.9348 | 68.1581 | 211.9348 | 68.1581
43 | 222.4736 | 73.0684 | 222.4736 | 73.0684
44 | 245.8528 | 72.0625 | 245.8528 | 72.0625
45 | 269.6886 | 72.8388 | 269.6886 | 72.8388
46 | 286.5974 | 64.6065 | 286.5974 | 64.6065
47 | 311.0296 | 60.0653 | 311.0296 | 60.0653
48 | 313.0348 | 51.5661 | 313.0348 | 51.5661
49 | 301.0711 | 44.6039 | 301.0711 | 44.6039
50 | 296.7131 | 39.7865 | 296.7131 | 39.7865
51 | 298.6872 | 37.6091 | 298.6872 | 37.6091
52 | 297.4678 | 45.5866 | 297.4678 | 45.5866
53 | 301.6687 | 50.5827 | 301.6687 | 50.5827
54 | 297.0312 | 46.0974 | 297.0312 | 46.0974
55 | 281.6237 | 43.1168 | 281.6237 | 43.1168
56 | 269.1239 | 35.8617 | 269.1239 | 35.8617
57 | 265.0371 | 31.5935 | 265.0371 | 31.5935
58 | 270.1247 | 19.5013 | 270.1247 | 19.5013
59 | 263.269 | 11.8825 | 263.269 | 11.8825
60 | 247.1812 | 10.928 | 247.1812 | 10.928
61 | 233.9595 | 6.994 | 233.9595 | 6.994
62 | 224.6214 | 14.3932 | 224.6214 | 14.3932
63 | 216.0318 | 20.6824 | 216.0318 | 20.6824
64 | 208.8308 | 30.5486 | 208.8308 | 30.5486
65 | 206.5649 | 63.1655 | 206.5649 | 63.1655
66 | 210.4089 | 69.8377 | 210.4089 | 69.8377
67 | 219.2854 | 76.0266 | 219.2854 | 76.0266
68 | 239.0081 | 78.8518 | 239.0081 | 78.8518
69 | 257.5552 | 80.7214 | 257.5552 | 80.7214
70 | 275.8639 | 72.5288 | 275.8639 | 72.5288
71 | 296.7785 | 67.9524 | 296.7785 | 67.9524
72 | 303.7946 | 59.4487 | 303.7946 | 59.4487
73 | 292.7776 | 50.6349 | 292.7776 | 50.6349
74 | 288.2451 | 49.4811 | 288.2451 | 49.4811
75 | 289.7956 | 43.5739 | 289.7956 | 43.5739
76 | 287.6871 | 49.1399 | 287.6871 | 49.1399
77 | 288.5722 | 53.7965 | 288.5722 | 53.7965
78 | 280.059 | 49.0864 | 280.059 | 49.0864
79 | 271.7397 | 48.3145 | 271.7397 | 48.3145
80 | 264.4961 | 42.8626 | 264.4961 | 42.8626
81 | 263.5794 | 41.3586 | 263.5794 | 41.3586
82 | 265.3577 | 31.7749 | 265.3577 | 31.7749
83 | 261.873 | 27.1364 | 261.873 | 27.1364
84 | 246.2531 | 30.0834 | 246.2531 | 30.0834
85 | 230.8402 | 32.7492 | 230.8402 | 32.7492
86 | 223.1082 | 45.2182 | 223.1082 | 45.2182
87 | 216.6338 | 51.7456 | 216.6338 | 51.7456
88 | 207.553 | 62.489 | 207.553 | 62.489
89 | 205.6526 | 95.3175 | 205.6526 | 95.3175
90 | 209.0439 | 101.9898 | 209.0439 | 101.9898
91 | 219.8891 | 104.8854 | 219.8891 | 104.8854
92 | 237.0068 | 102.1954 | 237.0068 | 102.1954
93 | 258.4903 | 100.8688 | 258.4903 | 100.8688
94 | 274.1846 | 87.3859 | 274.1846 | 87.3859
95 | 294.0359 | 79.3442 | 294.0359 | 79.3442
96 | 302.0793 | 68.2042 | 302.0793 | 68.2042
97 | 287.6757 | 50.7848 | 287.6757 | 50.7848
98 | 284.2758 | 40.9725 | 284.2758 | 40.9725
99 | 283.7625 | 37.6091 | 283.7625 | 37.6091
100 | 288.1463 | 45.5866 | 288.1463 | 45.5866
101 | 294.1375 | 50.5827 | 294.1375 | 50.5827
102 | 286.6688 | 46.0974 | 286.6688 | 46.0974
103 | 278.146 | 43.1168 | 278.146 | 43.1168
104 | 270.5213 | 35.8617 | 270.5213 | 35.8617
105 | 265.8047 | 31.5935 | 265.8047 | 31.5935
106 | 266.4245 | 19.5013 | 266.4245 | 19.5013
107 | 258.5358 | 11.8825 | 258.5358 | 11.8825
108 | 244.9076 | 10.928 | 244.9076 | 10.928
109 | 232.3063 | 15.1676 | 232.3063 | 15.1676
110 | 223.1193 | 22.0377 | 223.1193 | 22.0377
111 | 215.0814 | 28.252 | 215.0814 | 28.252
112 | 207.585 | 39.3702 | 207.585 | 39.3702
113 | 205.5064 | 72.8204 | 205.5064 | 72.8204
114 | 210.9586 | 79.4 | 210.9586 | 79.4
115 | 222.086 | 82.5558 | 222.086 | 82.5558
116 | 243.2945 | 82.4536 | 243.2945 | 82.4536
117 | 261.231 | 85.0022 | 261.231 | 85.0022
118 | 278.6985 | 75.4517 | 278.6985 | 75.4517
119 | 301.423 | 69.5306 | 301.423 | 69.5306
120 | 303.9659 | 60.8727 | 303.9659 | 60.8727
121 | 288.6654 | 46.0587 | 288.6654 | 46.0587
122 | 286.7136 | 39.7865 | 286.7136 | 39.7865
123 | 289.4531 | 37.6091 | 289.4531 | 37.6091
124 | 289.0563 | 45.5866 | 289.0563 | 45.5866
125 | 290.3219 | 50.5827 | 290.3219 | 50.5827
126 | 285.3114 | 46.0974 | 285.3114 | 46.0974
127 | 273.6063 | 43.1168 | 273.6063 | 43.1168
128 | 265.624 | 35.8617 | 265.624 | 35.8617
129 | 263.0467 | 31.5935 | 263.0467 | 31.5935
130 | 265.0873 | 19.5013 | 265.0873 | 19.5013
131 | 259.4695 | 11.8825 | 259.4695 | 11.8825
132 | 245.2029 | 10.928 | 245.2029 | 10.928
133 | 231.372 | 8.7663 | 231.372 | 8.7663
134 | 222.3062 | 16.214 | 222.3062 | 16.214
135 | 214.2254 | 22.587 | 214.2254 | 22.587
136 | 205.564 | 32.2812 | 205.564 | 32.2812
137 | 205.9585 | 63.3154 | 205.9585 | 63.3154
138 | 212.1007 | 67.1926 | 212.1007 | 67.1926
139 | 225.0882 | 69.9031 | 225.0882 | 69.9031
140 | 251.2742 | 68.9809 | 251.2742 | 68.9809
141 | 272.1047 | 68.148 | 272.1047 | 68.148
142 | 289.6747 | 58.1435 | 289.6747 | 58.1435
143 | 312.4064 | 52.725 | 312.4064 | 52.725
144 | 315.8743 | 43.225 | 315.8743 | 43.225
145 | 298.1508 | 36.8447 | 298.1508 | 36.8447
146 | 293.2351 | 39.7865 | 293.2351 | 39.7865
147 | 298.3762 | 37.6091 | 298.3762 | 37.6091
148 | 296.0778 | 45.5866 | 296.0778 | 45.5866
149 | 296.2603 | 50.5827 | 296.2603 | 50.5827
150 | 290.4044 | 46.0974 | 290.4044 | 46.0974
151 | 278.4957 | 43.1168 | 278.4957 | 43.1168
152 | 266.9492 | 35.8617 | 266.9492 | 35.8617
153 | 265.1405 | 31.5935 | 265.1405 | 31.5935
154 | 267.4237 | 19.5013 | 267.4237 | 19.5013
155 | 260.0674 | 11.8825 | 260.0674 | 11.8825
156 | 245.5605 | 10.928 | 245.5605 | 10.928
157 | 230.2806 | 6.7119 | 230.2806 | 6.7119
158 | 220.4099 | 8.3137 | 220.4099 | 8.3137
159 | 210.6951 | 11.0408 | 210.6951 | 11.0408
160 | 202.4499 | 18.4646 | 202.4499 | 18.4646
161 | 202.3847 | 49.9308 | 202.3847 | 49.9308
162 | 209.6893 | 55.351 | 209.6893 | 55.351
163 | 221.363 | 57.4575 | 221.363 | 57.4575
164 | 246.1264 | 57.157 | 246.1264 | 57.157
165 | 268.3025 | 54.2388 | 268.3025 | 54.2388
166 | 283.3232 | 47.4041 | 283.3232 | 47.4041
167 | 304.5913 | 45.4596 | 304.5913 | 45.4596
168 | 306.9078 | 41.2235 | 306.9078 | 41.2235
169 | 291.8315 | 36.8447 | 291.8315 | 36.8447
170 | 287.9346 | 39.7865 | 287.9346 | 39.7865
171 | 291.8147 | 37.6091 | 291.8147 | 37.6091
172 | 289.8303 | 45.5866 | 289.8303 | 45.5866
173 | 290.5338 | 50.5827 | 290.5338 | 50.5827
174 | 285.184 | 46.0974 | 285.184 | 46.0974
175 | 272.2058 | 43.1168 | 272.2058 | 43.1168
176 | 261.8095 | 35.8617 | 261.8095 | 35.8617
177 | 259.2564 | 31.5935 | 259.2564 | 31.5935
178 | 264.1813 | 19.5013 | 264.1813 | 19.5013
179 | 257.0485 | 11.8825 | 257.0485 | 11.8825
180 | 242.5049 | 10.928 | 242.5049 | 10.928
181 | 228.7391 | 6.7119 | 228.7391 | 6.7119
182 | 218.3206 | 8.3137 | 218.3206 | 8.3137
183 | 209.7794 | 11.0408 | 209.7794 | 11.0408
184 | 202.3131 | 18.4646 | 202.3131 | 18.4646
185 | 203.2871 | 52.5804 | 203.2871 | 52.5804
186 | 208.9311 | 61.9155 | 208.9311 | 61.9155
187 | 223.0158 | 68.1616 | 223.0158 | 68.1616
188 | 248.6508 | 69.219 | 248.6508 | 69.219
189 | 270.2583 | 69.8409 | 270.2583 | 69.8409
190 | 289.3281 | 63.2002 | 289.3281 | 63.2002
191 | 311.2417 | 62.6091 | 311.2417 | 62.6091
192 | 313.6993 | 59.409 | 313.6993 | 59.409
193 | 301.1266 | 52.9362 | 301.1266 | 52.9362
194 | 291.6115 | 52.2409 | 291.6115 | 52.2409
195 | 295.4962 | 45.6768 | 295.4962 | 45.6768
196 | 297.2773 | 50.3523 | 297.2773 | 50.3523
197 | 300.5735 | 52.9942 | 300.5735 | 52.9942
198 | 294.817 | 47.755 | 294.817 | 47.755
199 | 280.3788 | 45.4357 | 280.3788 | 45.4357
200 | 273.5452 | 39.4503 | 273.5452 | 39.4503
201 | 268.5954 | 36.4474 | 268.5954 | 36.4474
202 | 270.2722 | 25.5456 | 270.2722 | 25.5456
203 | 259.0007 | 19.0598 | 259.0007 | 19.0598
204 | 245.0511 | 20.7195 | 245.0511 | 20.7195
205 | 230.2922 | 25.1311 | 230.2922 | 25.1311
206 | 221.7011 | 34.6332 | 221.7011 | 34.6332
207 | 214.2045 | 38.2332 | 214.2045 | 38.2332
208 | 207.9217 | 44.0654 | 207.9217 | 44.0654
209 | 206.4806 | 73.0099 | 206.4806 | 73.0099
210 | 210.8828 | 78.2758 | 210.8828 | 78.2758
211 | 223.5392 | 81.7049 | 223.5392 | 81.7049
212 | 244.3182 | 81.8849 | 244.3182 | 81.8849
213 | 263.9193 | 83.2475 | 263.9193 | 83.2475
214 | 280.7988 | 76.404 | 280.7988 | 76.404
215 | 307.0655 | 65.1749 | 307.0655 | 65.1749
216 | 311.8923 | 53.043 | 311.8923 | 53.043
217 | 299.6507 | 36.8447 | 299.6507 | 36.8447
218 | 298.1461 | 39.7865 | 298.1461 | 39.7865
219 | 296.9125 | 37.6091 | 296.9125 | 37.6091
220 | 298.2145 | 45.5866 | 298.2145 | 45.5866
221 | 298.563 | 50.5827 | 298.563 | 50.5827
222 | 294.8142 | 46.0974 | 294.8142 | 46.0974
223 | 282.4581 | 43.1168 | 282.4581 | 43.1168
224 | 271.3226 | 35.8617 | 271.3226 | 35.8617
225 | 268.4102 | 31.5935 | 268.4102 | 31.5935
226 | 270.8397 | 19.5013 | 270.8397 | 19.5013
227 | 261.1104 | 11.8825 | 261.1104 | 11.8825
228 | 247.1432 | 12.0963 | 247.1432 | 12.0963
229 | 232.7214 | 10.5253 | 232.7214 | 10.5253
230 | 222.582 | 13.9744 | 222.582 | 13.9744
231 | 215.4063 | 16.9043 | 215.4063 | 16.9043
232 | 206.6952 | 24.4956 | 206.6952 | 24.4956
233 | 206.7158 | 55.058 | 206.7158 | 55.058
234 | 210.159 | 59.5921 | 210.159 | 59.5921
235 | 218.4705 | 62.0689 | 218.4705 | 62.0689
236 | 237.2856 | 60.3003 | 237.2856 | 60.3003
237 | 255.078 | 61.103 | 255.078 | 61.103
238 | 271.394 | 52.4608 | 271.394 | 52.4608
239 | 296.2281 | 47.5008 | 296.2281 | 47.5008
240 | 298.7642 | 42.9384 | 298.7642 | 42.9384
241 | 288.7179 | 37.4752 | 288.7179 | 37.4752
242 | 285.7929 | 39.7865 | 285.7929 | 39.7865
243 | 284.2872 | 37.6091 | 284.2872 | 37.6091
244 | 288.0688 | 45.5866 | 288.0688 | 45.5866
245 | 290.7638 | 50.5827 | 290.7638 | 50.5827
246 | 284.7204 | 46.0974 | 284.7204 | 46.0974
247 | 274.1662 | 46.4232 | 274.1662 | 46.4232
248 | 265.1201 | 42.3732 | 265.1201 | 42.3732
249 | 262.0637 | 38.6958 | 262.0637 | 38.6958
250 | 265.1151 | 25.7792 | 265.1151 | 25.7792
251 | 255.7265 | 18.1648 | 255.7265 | 18.1648
252 | 243.4123 | 19.8378 | 243.4123 | 19.8378
253 | 230.6012 | 24.0025 | 230.6012 | 24.0025
254 | 221.6386 | 34.1041 | 221.6386 | 34.1041
255 | 215.1665 | 39.8776 | 215.1665 | 39.8776
256 | 206.1764 | 50.1361 | 206.1764 | 50.1361
257 | 206.5851 | 83.6435 | 206.5851 | 83.6435
258 | 208.5568 | 90.5671 | 208.5568 | 90.5671
259 | 217.6469 | 94.4855 | 217.6469 | 94.4855
260 | 233.1395 | 93.7353 | 233.1395 | 93.7353
261 | 250.421 | 94.4719 | 250.421 | 94.4719
262 | 267.9049 | 81.033 | 267.9049 | 81.033
263 | 288.4066 | 68.6401 | 288.4066 | 68.6401
264 | 294.5973 | 56.5478 | 294.5973 | 56.5478
265 | 285.1672 | 38.9697 | 285.1672 | 38.9697
266 | 283.5171 | 39.7865 | 283.5171 | 39.7865
267 | 282.1954 | 37.6091 | 282.1954 | 37.6091
268 | 282.6307 | 45.5866 | 282.6307 | 45.5866
269 | 284.6918 | 50.5827 | 284.6918 | 50.5827
270 | 277.3793 | 46.0974 | 277.3793 | 46.0974
271 | 268.389 | 43.1168 | 268.389 | 43.1168
272 | 261.8148 | 35.8617 | 261.8148 | 35.8617
273 | 262.7249 | 31.5935 | 262.7249 | 31.5935
274 | 266.2062 | 19.5013 | 266.2062 | 19.5013
275 | 258.9012 | 11.8825 | 258.9012 | 11.8825
276 | 244.4513 | 10.928 | 244.4513 | 10.928
277 | 229.8099 | 9.0661 | 229.8099 | 9.0661
278 | 221.8513 | 20.843 | 221.8513 | 20.843
279 | 215.2543 | 26.9779 | 215.2543 | 26.9779
280 | 208.5798 | 37.0293 | 208.5798 | 37.0293
281 | 205.9188 | 68.9143 | 205.9188 | 68.9143
282 | 209.4342 | 72.9414 | 209.4342 | 72.9414
283 | 218.213 | 77.4903 | 218.213 | 77.4903
284 | 237.6026 | 76.7357 | 237.6026 | 76.7357
285 | 255.9565 | 75.1269 | 255.9565 | 75.1269
286 | 271.4013 | 64.439 | 271.4013 | 64.439
287 | 293.798 | 55.185 | 293.798 | 55.185
288 | 299.7109 | 42.1625 | 299.7109 | 42.1625
289 | 287.9124 | 36.8447 | 287.9124 | 36.8447
290 | 283.9323 | 39.7865 | 283.9323 | 39.7865
291 | 284.6899 | 37.6091 | 284.6899 | 37.6091
292 | 285.3067 | 45.5866 | 285.3067 | 45.5866
293 | 290.3687 | 50.5827 | 290.3687 | 50.5827
294 | 286.4664 | 46.0974 | 286.4664 | 46.0974
295 | 274.8385 | 43.1168 | 274.8385 | 43.1168
296 | 268.098 | 35.8617 | 268.098 | 35.8617
297 | 266.0344 | 31.5935 | 266.0344 | 31.5935
298 | 264.4667 | 19.5013 | 264.4667 | 19.5013
299 | 256.7562 | 11.8825 | 256.7562 | 11.8825
300 | 242.0985 | 10.928 | 242.0985 | 10.928
301 | 227.5871 | 6.7119 | 227.5871 | 6.7119
302 | 219.4968 | 8.3137 | 219.4968 | 8.3137
303 | 212.0688 | 11.0408 | 212.0688 | 11.0408
304 | 203.1012 | 18.4646 | 203.1012 | 18.4646
305 | 202.883 | 55.3534 | 202.883 | 55.3534
306 | 208.836 | 65.1249 | 208.836 | 65.1249
307 | 220.1623 | 70.3219 | 220.1623 | 70.3219
308 | 244.9403 | 68.8795 | 244.9403 | 68.8795
309 | 267.1908 | 67.4515 | 267.1908 | 67.4515
310 | 281.2904 | 58.2184 | 281.2904 | 58.2184
311 | 306.314 | 51.7595 | 306.314 | 51.7595
312 | 304.5527 | 41.2235 | 304.5527 | 41.2235
313 | 290.2114 | 36.8447 | 290.2114 | 36.8447
314 | 286.6906 | 39.7865 | 286.6906 | 39.7865
315 | 288.3865 | 37.6091 | 288.3865 | 37.6091
316 | 287.1359 | 45.5866 | 287.1359 | 45.5866
317 | 290.4532 | 50.5827 | 290.4532 | 50.5827
318 | 285.3483 | 46.0974 | 285.3483 | 46.0974
319 | 271.6789 | 43.1168 | 271.6789 | 43.1168
320 | 262.4352 | 35.8617 | 262.4352 | 35.8617
321 | 260.035 | 31.5935 | 260.035 | 31.5935
322 | 264.3143 | 19.5013 | 264.3143 | 19.5013
323 | 255.7756 | 11.8825 | 255.7756 | 11.8825
324 | 237.6075 | 10.928 | 237.6075 | 10.928
325 | 222.3783 | 6.7119 | 222.3783 | 6.7119
326 | 215.3347 | 8.3137 | 215.3347 | 8.3137
327 | 207.2142 | 11.0408 | 207.2142 | 11.0408
328 | 198.7473 | 18.4646 | 198.7473 | 18.4646
329 | 198.5768 | 49.3268 | 198.5768 | 49.3268
330 | 205.7114 | 61.1748 | 205.7114 | 61.1748
331 | 216.2087 | 70.41 | 216.2087 | 70.41
332 | 240.5965 | 72.4637 | 240.5965 | 72.4637
333 | 263.299 | 74.6243 | 263.299 | 74.6243
334 | 280.9174 | 70.1261 | 280.9174 | 70.1261
335 | 300.6098 | 70.8576 | 300.6098 | 70.8576
336 | 304.8968 | 67.9706 | 304.8968 | 67.9706
337 | 289.4261 | 61.1009 | 289.4261 | 61.1009
338 | 286.7305 | 59.8943 | 286.7305 | 59.8943
339 | 286.9252 | 52.2325 | 286.9252 | 52.2325
340 | 286.2784 | 53.0989 | 286.2784 | 53.0989
341 | 288.6261 | 50.5827 | 288.6261 | 50.5827
342 | 284.0897 | 46.0974 | 284.0897 | 46.0974
343 | 271.1178 | 43.1168 | 271.1178 | 43.1168
344 | 262.1444 | 35.8617 | 262.1444 | 35.8617
345 | 260.8505 | 31.5935 | 260.8505 | 31.5935
346 | 265.0114 | 19.5013 | 265.0114 | 19.5013
347 | 253.7483 | 11.8825 | 253.7483 | 11.8825
348 | 237.1803 | 13.6878 | 237.1803 | 13.6878
349 | 223.7612 | 21.6924 | 223.7612 | 21.6924
350 | 214.6548 | 29.5236 | 214.6548 | 29.5236
351 | 207.608 | 33.4278 | 207.608 | 33.4278
352 | 200.6409 | 41.72 | 200.6409 | 41.72
353 | 200.5486 | 72.9482 | 200.5486 | 72.9482
354 | 207.038 | 81.45 | 207.038 | 81.45
355 | 218.7599 | 91.545 | 218.7599 | 91.545
356 | 241.836 | 95.2871 | 241.836 | 95.2871
357 | 263.5457 | 96.275 | 263.5457 | 96.275
358 | 282.9084 | 83.4534 | 282.9084 | 83.4534
359 | 303.2438 | 72.5329 | 303.2438 | 72.5329
360 | 303.9241 | 61.4326 | 303.9241 | 61.4326
361 | 292.1605 | 43.343 | 292.1605 | 43.343
362 | 286.5401 | 39.7865 | 286.5401 | 39.7865
363 | 287.0257 | 37.6091 | 287.0257 | 37.6091
364 | 287.0168 | 45.5866 | 287.0168 | 45.5866
365 | 291.4226 | 50.5827 | 291.4226 | 50.5827
366 | 285.4273 | 46.0974 | 285.4273 | 46.0974
367 | 272.867 | 43.1168 | 272.867 | 43.1168
368 | 263.702 | 35.8617 | 263.702 | 35.8617
369 | 260.5651 | 31.5935 | 260.5651 | 31.5935
370 | 265.685 | 19.5013 | 265.685 | 19.5013
371 | 256.8303 | 11.8825 | 256.8303 | 11.8825
372 | 241.156 | 10.928 | 241.156 | 10.928
373 | 226.2482 | 8.2814 | 226.2482 | 8.2814
374 | 215.7585 | 14.4108 | 215.7585 | 14.4108
375 | 209.4221 | 17.5391 | 209.4221 | 17.5391
376 | 201.3892 | 26.55 | 201.3892 | 26.55
377 | 200.1627 | 58.4615 | 200.1627 | 58.4615
378 | 204.9574 | 63.2116 | 204.9574 | 63.2116
379 | 214.9868 | 66.2395 | 214.9868 | 66.2395
380 | 236.9964 | 64.4224 | 236.9964 | 64.4224
381 | 258.1202 | 64.6079 | 258.1202 | 64.6079
382 | 275.4707 | 58.7034 | 275.4707 | 58.7034
383 | 297.7328 | 58.5047 | 297.7328 | 58.5047
384 | 300.6808 | 54.4978 | 300.6808 | 54.4978
385 | 286.2168 | 47.033 | 286.2168 | 47.033
386 | 282.6284 | 45.456 | 282.6284 | 45.456
387 | 283.2572 | 37.6091 | 283.2572 | 37.6091
388 | 285.2286 | 45.5866 | 285.2286 | 45.5866
389 | 283.0082 | 50.5827 | 283.0082 | 50.5827
390 | 280.2768 | 46.0974 | 280.2768 | 46.0974
391 | 270.1467 | 43.1168 | 270.1467 | 43.1168
392 | 256.2897 | 35.8617 | 256.2897 | 35.8617
393 | 253.8046 | 31.5935 | 253.8046 | 31.5935
394 | 259.554 | 19.5013 | 259.554 | 19.5013
395 | 253.651 | 11.8825 | 253.651 | 11.8825
396 | 240.0078 | 10.928 | 240.0078 | 10.928
397 | 225.3766 | 11.3233 | 225.3766 | 11.3233
398 | 217.4573 | 18.6299 | 217.4573 | 18.6299
399 | 210.6836 | 24.562 | 210.6836 | 24.562
400 | 202.5931 | 38.1358 | 202.5931 | 38.1358
401 | 201.2368 | 72.9967 | 201.2368 | 72.9967
402 | 204.5026 | 80.3567 | 204.5026 | 80.3567
403 | 210.8977 | 82.2295 | 210.8977 | 82.2295
404 | 230.6702 | 78.8518 | 230.6702 | 78.8518
405 | 249.1033 | 78.16 | 249.1033 | 78.16
406 | 266.2586 | 68.7683 | 266.2586 | 68.7683
407 | 290.5222 | 63.0323 | 290.5222 | 63.0323
408 | 296.0916 | 53.8145 | 296.0916 | 53.8145
409 | 284.586 | 42.4966 | 284.586 | 42.4966
410 | 281.3867 | 39.7865 | 281.3867 | 39.7865
411 | 280.0788 | 37.6091 | 280.0788 | 37.6091
412 | 282.2381 | 45.5866 | 282.2381 | 45.5866
413 | 283.9027 | 50.5827 | 283.9027 | 50.5827
414 | 276.3219 | 46.0974 | 276.3219 | 46.0974
415 | 265.3249 | 43.1168 | 265.3249 | 43.1168
416 | 256.8648 | 35.8617 | 256.8648 | 35.8617
417 | 255.9456 | 31.5935 | 255.9456 | 31.5935
418 | 261.8435 | 19.5013 | 261.8435 | 19.5013
419 | 252.4598 | 11.8825 | 252.4598 | 11.8825
420 | 237.3207 | 10.928 | 237.3207 | 10.928
421 | 225.1724 | 13.3248 | 225.1724 | 13.3248
422 | 216.8796 | 21.7379 | 216.8796 | 21.7379
423 | 210.3821 | 26.7355 | 210.3821 | 26.7355
424 | 202.08 | 35.2526 | 202.08 | 35.2526
425 | 201.4472 | 69.1259 | 201.4472 | 69.1259
426 | 203.1066 | 77.6498 | 203.1066 | 77.6498
427 | 211.238 | 84.1737 | 211.238 | 84.1737
428 | 227.9822 | 85.0768 | 227.9822 | 85.0768
429 | 244.5353 | 86.338 | 244.5353 | 86.338
430 | 261.6144 | 80.5966 | 261.6144 | 80.5966
431 | 284.3366 | 79.7101 | 284.3366 | 79.7101
432 | 289.3535 | 74.7819 | 289.3535 | 74.7819
433 | 279.6319 | 65.1392 | 279.6319 | 65.1392
434 | 275.7889 | 60.7583 | 275.7889 | 60.7583
435 | 277.4209 | 51.2317 | 277.4209 | 51.2317
436 | 279.2693 | 53.3942 | 279.2693 | 53.3942
437 | 280.3519 | 54.2594 | 280.3519 | 54.2594
438 | 277.2121 | 47.3715 | 277.2121 | 47.3715
439 | 268.0097 | 43.7516 | 268.0097 | 43.7516
440 | 260.6246 | 38.1057 | 260.6246 | 38.1057
441 | 260.8383 | 37.4305 | 260.8383 | 37.4305
442 | 263.0731 | 30.5978 | 263.0731 | 30.5978
443 | 251.8067 | 27.7183 | 251.8067 | 27.7183
444 | 236.338 | 32.2128 | 236.338 | 32.2128
445 | 223.0744 | 36.3334 | 223.0744 | 36.3334
446 | 214.6943 | 43.4284 | 214.6943 | 43.4284
447 | 208.6861 | 47.9453 | 208.6861 | 47.9453
448 | 202.6308 | 59.0856 | 202.6308 | 59.0856
449 | 199.2016 | 91.989 | 199.2016 | 91.989
450 | 202.5167 | 98.5114 | 202.5167 | 98.5114
451 | 212.1245 | 102.3196 | 212.1245 | 102.3196
452 | 231.5814 | 100.5422 | 231.5814 | 100.5422
453 | 251.6485 | 99.123 | 251.6485 | 99.123
454 | 268.3241 | 88.9333 | 268.3241 | 88.9333
455 | 291.5684 | 82.8006 | 291.5684 | 82.8006
456 | 293.4845 | 72.7715 | 293.4845 | 72.7715
457 | 283.9879 | 58.1692 | 283.9879 | 58.1692
458 | 278.6581 | 50.3408 | 278.6581 | 50.3408
459 | 281.3822 | 42.388 | 281.3822 | 42.388
460 | 280.8501 | 45.6395 | 280.8501 | 45.6395
461 | 284.2491 | 50.5827 | 284.2491 | 50.5827
462 | 281.1257 | 46.0974 | 281.1257 | 46.0974
463 | 272.0218 | 43.1168 | 272.0218 | 43.1168
464 | 261.6639 | 35.8617 | 261.6639 | 35.8617
465 | 261.6427 | 31.5935 | 261.6427 | 31.5935
466 | 263.392 | 19.5013 | 263.392 | 19.5013
467 | 253.0356 | 11.8825 | 253.0356 | 11.8825
468 | 241.3088 | 13.0617 | 241.3088 | 13.0617
469 | 227.2303 | 17.6144 | 227.2303 | 17.6144
470 | 219.1001 | 26.6536 | 219.1001 | 26.6536
471 | 213.1857 | 32.5769 | 213.1857 | 32.5769
472 | 208.0616 | 44.4401 | 208.0616 | 44.4401
473 | 205.5803 | 79.2569 | 205.5803 | 79.2569
474 | 210.4803 | 88.1115 | 210.4803 | 88.1115
475 | 223.1239 | 94.6927 | 223.1239 | 94.6927
476 | 249.5861 | 93.4179 | 249.5861 | 93.4179
477 | 273.335 | 92.5718 | 273.335 | 92.5718
478 | 289.8921 | 83.5856 | 289.8921 | 83.5856
479 | 314.0906 | 76.2097 | 314.0906 | 76.2097
480 | 316.6212 | 65.3474 | 316.6212 | 65.3474
481 | 299.6011 | 53.02 | 299.6011 | 53.02
482 | 298.9596 | 48.0042 | 298.9596 | 48.0042
483 | 302.673 | 40.8847 | 302.673 | 40.8847
484 | 298.959 | 45.5866 | 298.959 | 45.5866
485 | 300.4131 | 50.5827 | 300.4131 | 50.5827
486 | 297.3232 | 46.2428 | 297.3232 | 46.2428
487 | 281.349 | 43.1168 | 281.349 | 43.1168
488 | 270.3663 | 35.8617 | 270.3663 | 35.8617
489 | 268.7169 | 31.5935 | 268.7169 | 31.5935
490 | 270.6839 | 19.5013 | 270.6839 | 19.5013
491 | 258.3262 | 11.8825 | 258.3262 | 11.8825
492 | 241.0468 | 13.5202 | 241.0468 | 13.5202
493 | 227.2158 | 19.5983 | 227.2158 | 19.5983
494 | 219.4452 | 27.1032 | 219.4452 | 27.1032
495 | 214.3745 | 32.0787 | 214.3745 | 32.0787
496 | 208.0115 | 41.3188 | 208.0115 | 41.3188
497 | 205.9523 | 71.5286 | 205.9523 | 71.5286
498 | 210.1805 | 74.7313 | 210.1805 | 74.7313
499 | 221.5106 | 79.7784 | 221.5106 | 79.7784
500 | 246.4294 | 84.2656 | 246.4294 | 84.2656
501 | 269.0486 | 88.4541 | 269.0486 | 88.4541
502 | 288.2308 | 79.1373 | 288.2308 | 79.1373
503 | 308.5544 | 63.5746 | 308.5544 | 63.5746
504 | 313.4098 | 51.7998 | 313.4098 | 51.7998
505 | 297.5887 | 36.8447 | 297.5887 | 36.8447
506 | 294.459 | 39.7865 | 294.459 | 39.7865
507 | 295.3295 | 37.6091 | 295.3295 | 37.6091
508 | 294.3358 | 45.5866 | 294.3358 | 45.5866
509 | 293.4252 | 50.5827 | 293.4252 | 50.5827
510 | 290.7871 | 46.0974 | 290.7871 | 46.0974
511 | 277.9309 | 43.1168 | 277.9309 | 43.1168
512 | 269.2237 | 35.8617 | 269.2237 | 35.8617
513 | 269.1162 | 31.5935 | 269.1162 | 31.5935
514 | 269.0975 | 19.5013 | 269.0975 | 19.5013
515 | 257.7796 | 11.8825 | 257.7796 | 11.8825
516 | 240.5684 | 10.928 | 240.5684 | 10.928
517 | 227.0634 | 6.7119 | 227.0634 | 6.7119
518 | 219.8148 | 8.3137 | 219.8148 | 8.3137
519 | 213.743 | 11.0408 | 213.743 | 11.0408
520 | 209.1047 | 21.1626 | 209.1047 | 21.1626
521 | 207.6124 | 55.7634 | 207.6124 | 55.7634
522 | 212.0595 | 64.737 | 212.0595 | 64.737
523 | 224.4376 | 69.8634 | 224.4376 | 69.8634
524 | 248.6935 | 68.6458 | 248.6935 | 68.6458
525 | 270.6715 | 69.1929 | 270.6715 | 69.1929
526 | 289.335 | 60.6476 | 289.335 | 60.6476
527 | 310.3688 | 54.5281 | 310.3688 | 54.5281
528 | 308.1749 | 46.9238 | 308.1749 | 46.9238
529 | 293.4364 | 36.8447 | 293.4364 | 36.8447
530 | 288.1536 | 39.7865 | 288.1536 | 39.7865
531 | 293.937 | 37.6091 | 293.937 | 37.6091
532 | 293.707 | 45.5866 | 293.707 | 45.5866
533 | 293.8623 | 50.5827 | 293.8623 | 50.5827
534 | 285.2273 | 46.0974 | 285.2273 | 46.0974
535 | 274.3956 | 43.1168 | 274.3956 | 43.1168
536 | 266.5768 | 35.8617 | 266.5768 | 35.8617
537 | 266.3258 | 31.5935 | 266.3258 | 31.5935
538 | 267.0461 | 19.5013 | 267.0461 | 19.5013
539 | 256.2188 | 11.8825 | 256.2188 | 11.8825
540 | 240.1037 | 10.928 | 240.1037 | 10.928
541 | 226.0539 | 6.7119 | 226.0539 | 6.7119
542 | 217.7946 | 8.3137 | 217.7946 | 8.3137
543 | 213.0151 | 11.0408 | 213.0151 | 11.0408
544 | 207.2119 | 18.4646 | 207.2119 | 18.4646
545 | 203.5975 | 49.3268 | 203.5975 | 49.3268
546 | 207.2835 | 55.2188 | 207.2835 | 55.2188
547 | 218.0352 | 60.2614 | 218.0352 | 60.2614
548 | 240.714 | 60.2298 | 240.714 | 60.2298
549 | 260.8441 | 61.3632 | 260.8441 | 61.3632
550 | 282.1603 | 50.7899 | 282.1603 | 50.7899
551 | 300.2815 | 45.5037 | 300.2815 | 45.5037
552 | 302.9004 | 41.2235 | 302.9004 | 41.2235
553 | 289.7995 | 36.8447 | 289.7995 | 36.8447
554 | 286.6421 | 39.7865 | 286.6421 | 39.7865
555 | 288.9887 | 37.6091 | 288.9887 | 37.6091
556 | 287.6368 | 45.5866 | 287.6368 | 45.5866
557 | 288.9137 | 50.5827 | 288.9137 | 50.5827
558 | 281.9727 | 46.0974 | 281.9727 | 46.0974
559 | 273.8629 | 43.1168 | 273.8629 | 43.1168
560 | 262.7893 | 35.8617 | 262.7893 | 35.8617
561 | 262.5741 | 31.5935 | 262.5741 | 31.5935
562 | 264.6233 | 19.5013 | 264.6233 | 19.5013
563 | 255.9301 | 11.8825 | 255.9301 | 11.8825
564 | 240.724 | 10.928 | 240.724 | 10.928
565 | 227.5507 | 6.7119 | 227.5507 | 6.7119
566 | 220.2126 | 8.3137 | 220.2126 | 8.3137
567 | 214.5005 | 11.0408 | 214.5005 | 11.0408
568 | 207.3132 | 18.4646 | 207.3132 | 18.4646
569 | 205.1121 | 49.3268 | 205.1121 | 49.3268
570 | 207.333 | 54.6853 | 207.333 | 54.6853
571 | 215.3705 | 57.1842 | 215.3705 | 57.1842
572 | 234.7007 | 56.5662 | 234.7007 | 56.5662
573 | 251.1195 | 60.0009 | 251.1195 | 60.0009
574 | 267.3049 | 52.862 | 267.3049 | 52.862
575 | 288.818 | 45.0584 | 288.818 | 45.0584
576 | 292.7954 | 41.2235 | 292.7954 | 41.2235
577 | 281.5601 | 36.8447 | 281.5601 | 36.8447
578 | 277.1287 | 39.7865 | 277.1287 | 39.7865
579 | 279.6619 | 37.6091 | 279.6619 | 37.6091
580 | 281.3385 | 45.5866 | 281.3385 | 45.5866
581 | 281.077 | 50.5827 | 281.077 | 50.5827
582 | 273.8409 | 46.0974 | 273.8409 | 46.0974
583 | 262.4065 | 43.1168 | 262.4065 | 43.1168
584 | 254.7676 | 35.8617 | 254.7676 | 35.8617
585 | 258.3085 | 31.5935 | 258.3085 | 31.5935
586 | 262.561 | 19.5013 | 262.561 | 19.5013
587 | 250.8836 | 11.8825 | 250.8836 | 11.8825
588 | 236.0169 | 10.928 | 236.0169 | 10.928
589 | 223.7619 | 6.7119 | 223.7619 | 6.7119
590 | 217.101 | 10.3417 | 217.101 | 10.3417
591 | 211.4259 | 19.0821 | 211.4259 | 19.0821
592 | 203.8784 | 28.8865 | 203.8784 | 28.8865
593 | 201.5748 | 60.1941 | 201.5748 | 60.1941
594 | 204.4219 | 66.4607 | 204.4219 | 66.4607
595 | 213.7497 | 71.3623 | 213.7497 | 71.3623
596 | 229.5742 | 72.7723 | 229.5742 | 72.7723
597 | 245.2384 | 73.2047 | 245.2384 | 73.2047
598 | 263.5141 | 64.8755 | 263.5141 | 64.8755
599 | 283.8551 | 55.6435 | 283.8551 | 55.6435
600 | 284.6571 | 44.7636 | 284.6571 | 44.7636
601 | 275.7706 | 36.8447 | 275.7706 | 36.8447
602 | 270.7221 | 39.7865 | 270.7221 | 39.7865
603 | 274.1756 | 37.6091 | 274.1756 | 37.6091
604 | 276.1822 | 45.5866 | 276.1822 | 45.5866
605 | 277.2373 | 50.5827 | 277.2373 | 50.5827
606 | 270.9366 | 46.0974 | 270.9366 | 46.0974
607 | 261.4129 | 43.1168 | 261.4129 | 43.1168
608 | 255.3784 | 35.8617 | 255.3784 | 35.8617
609 | 256.7276 | 31.5935 | 256.7276 | 31.5935
610 | 259.0631 | 19.5013 | 259.0631 | 19.5013
611 | 249.8186 | 11.8825 | 249.8186 | 11.8825
612 | 235.4659 | 10.928 | 235.4659 | 10.928
613 | 221.4718 | 6.7119 | 221.4718 | 6.7119
614 | 213.9672 | 13.8686 | 213.9672 | 13.8686
615 | 209.0422 | 19.4348 | 209.0422 | 19.4348
616 | 202.9923 | 29.2525 | 202.9923 | 29.2525
617 | 199.979 | 62.0281 | 199.979 | 62.0281
618 | 203.5623 | 69.4366 | 203.5623 | 69.4366
619 | 213.911 | 72.6761 | 213.911 | 72.6761
620 | 233.6616 | 70.0654 | 233.6616 | 70.0654
621 | 252.428 | 67.9761 | 252.428 | 67.9761
622 | 269.4294 | 58.095 | 269.4294 | 58.095
623 | 289.5177 | 51.7154 | 289.5177 | 51.7154
624 | 291.7948 | 41.2235 | 291.7948 | 41.2235
625 | 278.5616 | 36.8447 | 278.5616 | 36.8447
626 | 275.9846 | 39.7865 | 275.9846 | 39.7865
627 | 277.9047 | 37.6091 | 277.9047 | 37.6091
628 | 278.2504 | 45.5866 | 278.2504 | 45.5866
629 | 282.0915 | 50.5827 | 282.0915 | 50.5827
630 | 277.1106 | 46.0974 | 277.1106 | 46.0974
631 | 265.0914 | 43.1168 | 265.0914 | 43.1168
632 | 259.5527 | 35.8617 | 259.5527 | 35.8617
633 | 261.016 | 31.5935 | 261.016 | 31.5935
634 | 264.8412 | 19.5013 | 264.8412 | 19.5013
635 | 252.804 | 11.8825 | 252.804 | 11.8825
636 | 234.3706 | 10.928 | 234.3706 | 10.928
637 | 221.6528 | 6.7119 | 221.6528 | 6.7119
638 | 214.2164 | 8.3137 | 214.2164 | 8.3137
639 | 209.9133 | 11.0408 | 209.9133 | 11.0408
640 | 204.4761 | 18.4646 | 204.4761 | 18.4646
641 | 202.0395 | 49.3268 | 202.0395 | 49.3268
642 | 205.6585 | 54.6853 | 205.6585 | 54.6853
643 | 218.4941 | 57.1842 | 218.4941 | 57.1842
644 | 243.6565 | 54.9615 | 243.6565 | 54.9615
645 | 268.9769 | 55.0897 | 268.9769 | 55.0897
646 | 287.4125 | 48.6297 | 287.4125 | 48.6297
647 | 312.6515 | 43.6476 | 312.6515 | 43.6476
648 | 312.8637 | 41.2235 | 312.8637 | 41.2235
649 | 299.9904 | 36.8447 | 299.9904 | 36.8447
650 | 295.3248 | 39.7865 | 295.3248 | 39.7865
651 | 296.5867 | 37.6091 | 296.5867 | 37.6091
652 | 296.7979 | 51.8689 | 296.7979 | 51.8689
653 | 296.3772 | 68.3935 | 296.3772 | 68.3935
654 | 290.0788 | 69.7099 | 290.0788 | 69.7099
655 | 277.2499 | 64.0886 | 277.2499 | 64.0886
656 | 271.182 | 50.0222 | 271.182 | 50.0222
657 | 272.6278 | 40.7017 | 272.6278 | 40.7017
658 | 270.9046 | 27.7411 | 270.9046 | 27.7411
659 | 255.5798 | 22.9834 | 255.5798 | 22.9834
660 | 230.1955 | 27.5617 | 230.1955 | 27.5617
661 | 216.8215 | 28.4684 | 216.8215 | 28.4684
662 | 208.5589 | 33.5663 | 208.5589 | 33.5663
663 | 204.6863 | 39.2207 | 204.6863 | 39.2207
664 | 200.4765 | 51.3088 | 200.4765 | 51.3088
665 | 196.4248 | 87.1043 | 196.4248 | 87.1043
666 | 200.1763 | 95.4298 | 200.1763 | 95.4298
667 | 212.3353 | 99.67 | 212.3353 | 99.67
668 | 235.7283 | 98.1351 | 235.7283 | 98.1351
669 | 259.9021 | 97.1611 | 259.9021 | 97.1611
670 | 278.3434 | 89.2375 | 278.3434 | 89.2375
671 | 298.7196 | 83.9248 | 298.7196 | 83.9248
672 | 299.3195 | 74.006 | 299.3195 | 74.006
673 | 285.1186 | 61.1362 | 285.1186 | 61.1362
674 | 283.1559 | 55.8912 | 283.1559 | 55.8912
675 | 284.2535 | 46.4131 | 284.2535 | 46.4131
676 | 284.5089 | 48.3993 | 284.5089 | 48.3993
677 | 284.5366 | 50.5827 | 284.5366 | 50.5827
678 | 278.7191 | 46.0974 | 278.7191 | 46.0974
679 | 266.3259 | 43.1168 | 266.3259 | 43.1168
680 | 257.5506 | 35.8617 | 257.5506 | 35.8617
681 | 260.4175 | 31.5935 | 260.4175 | 31.5935
682 | 261.2195 | 19.5013 | 261.2195 | 19.5013
683 | 248.6726 | 11.8825 | 248.6726 | 11.8825
684 | 231.4932 | 17.4924 | 231.4932 | 17.4924
685 | 218.5189 | 26.7402 | 218.5189 | 26.7402
686 | 210.0758 | 35.2504 | 210.0758 | 35.2504
687 | 206.384 | 41.015 | 206.384 | 41.015
688 | 199.6056 | 51.5601 | 199.6056 | 51.5601
689 | 195.8143 | 85.6186 | 195.8143 | 85.6186
690 | 201.9799 | 93.0579 | 201.9799 | 93.0579
691 | 213.8928 | 96.5443 | 213.8928 | 96.5443
692 | 236.1309 | 94.6435 | 236.1309 | 94.6435
693 | 257.7415 | 93.8238 | 257.7415 | 93.8238
694 | 272.515 | 84.9523 | 272.515 | 84.9523
695 | 292.3896 | 71.8055 | 292.3896 | 71.8055
696 | 293.7909 | 59.3209 | 293.7909 | 59.3209
697 | 280.273 | 42.814 | 280.273 | 42.814
698 | 277.1008 | 39.7865 | 277.1008 | 39.7865
699 | 279.0838 | 37.6091 | 279.0838 | 37.6091
700 | 277.6053 | 45.5866 | 277.6053 | 45.5866
701 | 277.5533 | 50.5827 | 277.5533 | 50.5827
702 | 274.0031 | 46.0974 | 274.0031 | 46.0974
703 | 260.7373 | 43.1168 | 260.7373 | 43.1168
704 | 251.4155 | 35.8617 | 251.4155 | 35.8617
705 | 254.8827 | 31.5935 | 254.8827 | 31.5935
706 | 256.8272 | 19.5013 | 256.8272 | 19.5013
707 | 244.842 | 11.8825 | 244.842 | 11.8825
708 | 234.551 | 8.7362 | 234.551 | 8.7362
709 | 221.1046 | 8.987 | 221.1046 | 8.987
710 | 213.3658 | 15.7299 | 213.3658 | 15.7299
711 | 208.03 | 19.4015 | 208.03 | 19.4015
712 | 203.5643 | 30.178 | 203.5643 | 30.178
713 | 199.7523 | 62.8734 | 199.7523 | 62.8734
714 | 205.2342 | 67.0202 | 205.2342 | 67.0202
715 | 216.4709 | 72.7614 | 216.4709 | 72.7614
716 | 238.1586 | 76.8767 | 238.1586 | 76.8767
717 | 257.7996 | 79.9563 | 257.7996 | 79.9563
718 | 276.2845 | 76.3471 | 276.2845 | 76.3471
719 | 294.2886 | 61.6988 | 294.2886 | 61.6988
720 | 299.3055 | 47.292 | 299.3055 | 47.292
721 | 285.9449 | 33.3885 | 285.9449 | 33.3885
722 | 284.6765 | 35.5865 | 284.6765 | 35.5865
723 | 285.1012 | 36.5208 | 285.1012 | 36.5208
724 | 285.1379 | 41.4734 | 285.1379 | 41.4734
725 | 289.6161 | 46.9561 | 289.6161 | 46.9561
726 | 286.2485 | 43.5321 | 286.2485 | 43.5321
727 | 269.2755 | 39.9768 | 269.2755 | 39.9768
728 | 258.6764 | 35.4438 | 258.6764 | 35.4438
729 | 263.1572 | 29.7124 | 263.1572 | 29.7124
730 | 263.5638 | 18.3739 | 263.5638 | 18.3739
731 | 250.4168 | 10.0602 | 250.4168 | 10.0602
732 | 234.795 | 8.7362 | 234.795 | 8.7362
733 | 220.3706 | 5.9912 | 220.3706 | 5.9912
734 | 212.7821 | 6.7164 | 212.7821 | 6.7164
735 | 210.6874 | 12.6501 | 210.6874 | 12.6501
736 | 204.4989 | 29.2434 | 204.4989 | 29.2434
737 | 201.3102 | 61.965 | 201.3102 | 61.965
738 | 203.5449 | 70.6186 | 203.5449 | 70.6186
739 | 212.0878 | 78.4996 | 212.0878 | 78.4996
740 | 230.0443 | 79.6803 | 230.0443 | 79.6803
741 | 251.4558 | 81.738 | 251.4558 | 81.738
742 | 271.5335 | 82.3561 | 271.5335 | 82.3561
743 | 289.2549 | 76.372 | 289.2549 | 76.372
744 | 296.0977 | 64.9697 | 296.0977 | 64.9697
745 | 282.1239 | 48.1403 | 282.1239 | 48.1403
746 | 278.8848 | 35.5865 | 278.8848 | 35.5865
747 | 277.7921 | 36.5208 | 277.7921 | 36.5208
748 | 278.6226 | 41.4734 | 278.6226 | 41.4734
749 | 282.7261 | 46.9561 | 282.7261 | 46.9561
750 | 276.0204 | 43.5321 | 276.0204 | 43.5321
751 | 264.6434 | 39.9768 | 264.6434 | 39.9768
752 | 260.0297 | 35.4438 | 260.0297 | 35.4438
753 | 262.9664 | 29.7124 | 262.9664 | 29.7124
754 | 261.1617 | 18.3739 | 261.1617 | 18.3739
755 | 248.6913 | 10.0602 | 248.6913 | 10.0602
756 | 233.4458 | 8.7362 | 233.4458 | 8.7362
757 | 220.4585 | 22.1143 | 220.4585 | 22.1143
758 | 211.9376 | 35.006 | 211.9376 | 35.006
759 | 209.4072 | 44.6691 | 209.4072 | 44.6691
760 | 205.6513 | 62.7298 | 205.6513 | 62.7298
761 | 200.4201 | 96.4558 | 200.4201 | 96.4558
762 | 202.8117 | 106.2274 | 202.8117 | 106.2274
763 | 212.2865 | 112.938 | 212.2865 | 112.938
764 | 229.3733 | 111.446 | 229.3733 | 111.446
765 | 246.1174 | 109.6957 | 246.1174 | 109.6957
766 | 262.4167 | 103.3615 | 262.4167 | 103.3615
767 | 281.896 | 82.6867 | 281.896 | 82.6867
768 | 285.9899 | 62.9434 | 285.9899 | 62.9434
769 | 277.5441 | 37.0742 | 277.5441 | 37.0742
770 | 272.6138 | 35.5865 | 272.6138 | 35.5865
771 | 272.2759 | 36.5208 | 272.2759 | 36.5208
772 | 273.5722 | 41.4734 | 273.5722 | 41.4734
773 | 278.8701 | 46.9561 | 278.8701 | 46.9561
774 | 275.656 | 43.5321 | 275.656 | 43.5321
775 | 265.6267 | 39.9768 | 265.6267 | 39.9768
776 | 261.4333 | 35.4438 | 261.4333 | 35.4438
777 | 267.4489 | 29.7124 | 267.4489 | 29.7124
778 | 264.0436 | 18.3739 | 264.0436 | 18.3739
779 | 249.9711 | 10.0602 | 249.9711 | 10.0602
780 | 233.7706 | 8.7362 | 233.7706 | 8.7362
781 | 221.3137 | 5.9912 | 221.3137 | 5.9912
782 | 213.945 | 6.7164 | 213.945 | 6.7164
783 | 210.8553 | 8.4665 | 210.8553 | 8.4665
784 | 205.6958 | 22.6492 | 205.6958 | 22.6492
785 | 201.918 | 56.6198 | 201.918 | 56.6198
786 | 203.9094 | 66.339 | 203.9094 | 66.339
787 | 213.3474 | 68.9883 | 213.3474 | 68.9883
788 | 233.9764 | 63.9328 | 233.9764 | 63.9328
789 | 253.2982 | 61.1868 | 253.2982 | 61.1868
790 | 268.8948 | 51.6646 | 268.8948 | 51.6646
791 | 289.2799 | 39.8637 | 289.2799 | 39.8637
792 | 295.6997 | 36.0076 | 295.6997 | 36.0076
793 | 281.3773 | 33.3885 | 281.3773 | 33.3885
794 | 279.6353 | 35.5865 | 279.6353 | 35.5865
795 | 280.0792 | 36.5208 | 280.0792 | 36.5208
796 | 280.8249 | 41.4734 | 280.8249 | 41.4734
797 | 285.8221 | 46.9561 | 285.8221 | 46.9561
798 | 280.3967 | 43.5321 | 280.3967 | 43.5321
799 | 267.2567 | 39.9768 | 267.2567 | 39.9768
800 | 261.6805 | 35.4438 | 261.6805 | 35.4438
801 | 266.8278 | 29.7124 | 266.8278 | 29.7124
802 | 263.2559 | 18.3739 | 263.2559 | 18.3739
803 | 250.0438 | 10.0602 | 250.0438 | 10.0602
804 | 231.9945 | 8.7362 | 231.9945 | 8.7362
805 | 220.4823 | 5.9912 | 220.4823 | 5.9912
806 | 212.8904 | 6.7164 | 212.8904 | 6.7164
807 | 209.858 | 11.2963 | 209.858 | 11.2963
808 | 206.158 | 31.5754 | 206.158 | 31.5754
809 | 203.3385 | 63.2227 | 203.3385 | 63.2227
810 | 205.5298 | 72.9856 | 205.5298 | 72.9856
811 | 218.6839 | 81.2945 | 218.6839 | 81.2945
812 | 244.4278 | 81.0341 | 244.4278 | 81.0341
813 | 265.8322 | 78.8383 | 265.8322 | 78.8383
814 | 285.5778 | 73.1329 | 285.5778 | 73.1329
815 | 307.7856 | 65.2972 | 307.7856 | 65.2972
816 | 310.6311 | 52.6896 | 310.6311 | 52.6896
817 | 292.4697 | 38.2883 | 292.4697 | 38.2883
818 | 289.029 | 35.5865 | 289.029 | 35.5865
819 | 292.6214 | 36.5208 | 292.6214 | 36.5208
820 | 292.8402 | 41.4734 | 292.8402 | 41.4734
821 | 293.9756 | 46.9561 | 293.9756 | 46.9561
822 | 290.5835 | 43.5321 | 290.5835 | 43.5321
823 | 270.6047 | 39.9768 | 270.6047 | 39.9768
824 | 264.8255 | 35.4438 | 264.8255 | 35.4438
825 | 272.1238 | 29.7124 | 272.1238 | 29.7124
826 | 267.4854 | 18.3739 | 267.4854 | 18.3739
827 | 252.7734 | 10.0602 | 252.7734 | 10.0602
828 | 232.45 | 10.6315 | 232.45 | 10.6315
829 | 220.2206 | 31.0842 | 220.2206 | 31.0842
830 | 213.6838 | 43.4343 | 213.6838 | 43.4343
831 | 210.7144 | 52.4949 | 210.7144 | 52.4949
832 | 207.2362 | 67.7693 | 207.2362 | 67.7693
833 | 203.4412 | 95.5736 | 203.4412 | 95.5736
834 | 206.603 | 100.3406 | 206.603 | 100.3406
835 | 219.3262 | 106.1866 | 219.3262 | 106.1866
836 | 245.5734 | 103.2448 | 245.5734 | 103.2448
837 | 269.0582 | 100.359 | 269.0582 | 100.359
838 | 287.9632 | 92.7234 | 287.9632 | 92.7234
839 | 305.3545 | 84.5121 | 305.3545 | 84.5121
840 | 306.8616 | 71.1621 | 306.8616 | 71.1621
841 | 291.3677 | 54.7956 | 291.3677 | 54.7956
842 | 288.1604 | 39.0714 | 288.1604 | 39.0714
843 | 289.376 | 36.5208 | 289.376 | 36.5208
844 | 288.112 | 41.4734 | 288.112 | 41.4734
845 | 289.31 | 46.9561 | 289.31 | 46.9561
846 | 285.3397 | 43.5321 | 285.3397 | 43.5321
847 | 272.547 | 39.9768 | 272.547 | 39.9768
848 | 262.8803 | 35.4438 | 262.8803 | 35.4438
849 | 270.5505 | 29.7124 | 270.5505 | 29.7124
850 | 268.0879 | 25.1428 | 268.0879 | 25.1428
851 | 252.4119 | 23.0652 | 252.4119 | 23.0652
852 | 233.8138 | 28.2917 | 233.8138 | 28.2917
853 | 220.8607 | 33.2327 | 220.8607 | 33.2327
854 | 213.0311 | 36.7877 | 213.0311 | 36.7877
855 | 210.1913 | 39.7693 | 210.1913 | 39.7693
856 | 206.3686 | 52.048 | 206.3686 | 52.048
857 | 203.5032 | 80.9179 | 203.5032 | 80.9179
858 | 206.645 | 87.257 | 206.645 | 87.257
859 | 218.572 | 92.3518 | 218.572 | 92.3518
860 | 245.2464 | 90.9123 | 245.2464 | 90.9123
861 | 261.3772 | 90.7777 | 261.3772 | 90.7777
862 | 280.5323 | 88.4001 | 280.5323 | 88.4001
863 | 296.3262 | 84.7305 | 296.3262 | 84.7305
864 | 299.9431 | 74.5335 | 299.9431 | 74.5335
865 | 289.1997 | 62.5777 | 289.1997 | 62.5777
866 | 282.3454 | 50.0151 | 282.3454 | 50.0151
867 | 283.8485 | 40.2852 | 283.8485 | 40.2852
868 | 284.4873 | 41.4734 | 284.4873 | 41.4734
869 | 284.5817 | 46.9561 | 284.5817 | 46.9561
870 | 281.7609 | 43.5321 | 281.7609 | 43.5321
871 | 267.4099 | 42.5097 | 267.4099 | 42.5097
872 | 261.4769 | 52.0384 | 261.4769 | 52.0384
873 | 266.4912 | 53.2944 | 266.4912 | 53.2944
874 | 265.2046 | 43.6153 | 265.2046 | 43.6153
875 | 249.6957 | 40.7167 | 249.6957 | 40.7167
876 | 231.9888 | 44.5021 | 231.9888 | 44.5021
877 | 219.5391 | 45.8622 | 219.5391 | 45.8622
878 | 211.9543 | 48.0546 | 211.9543 | 48.0546
879 | 208.4369 | 52.3289 | 208.4369 | 52.3289
880 | 204.7604 | 68.4855 | 204.7604 | 68.4855
881 | 199.2498 | 102.1154 | 199.2498 | 102.1154
882 | 202.449 | 112.4722 | 202.449 | 112.4722
883 | 214.6559 | 118.7549 | 214.6559 | 118.7549
884 | 237.7193 | 115.9965 | 237.7193 | 115.9965
885 | 257.5278 | 112.4906 | 257.5278 | 112.4906
886 | 276.4848 | 106.2088 | 276.4848 | 106.2088
887 | 294.1074 | 101.6309 | 294.1074 | 101.6309
888 | 299.7697 | 92.4994 | 299.7697 | 92.4994
889 | 283.0866 | 84.4128 | 283.0866 | 84.4128
890 | 281.6775 | 79.248 | 281.6775 | 79.248
891 | 280.3258 | 72.313 | 280.3258 | 72.313
892 | 282.807 | 76.0078 | 282.807 | 76.0078
893 | 283.9739 | 85.8226 | 283.9739 | 85.8226
894 | 280.7695 | 82.8528 | 280.7695 | 82.8528
895 | 267.8345 | 74.258 | 267.8345 | 74.258
896 | 262.223 | 65.6286 | 262.223 | 65.6286
897 | 268.8866 | 60.7882 | 268.8866 | 60.7882
898 | 263.9702 | 53.3275 | 263.9702 | 53.3275
899 | 249.196 | 49.9922 | 249.196 | 49.9922
900 | 232.4468 | 55.3673 | 232.4468 | 55.3673
901 | 220.7463 | 58.151 | 220.7463 | 58.151
902 | 213.2937 | 60.8238 | 213.2937 | 60.8238
903 | 210.2996 | 64.9496 | 210.2996 | 64.9496
904 | 205.8103 | 78.6694 | 205.8103 | 78.6694
905 | 200.8786 | 109.094 | 200.8786 | 109.094
906 | 203.9295 | 117.3109 | 203.9295 | 117.3109
907 | 213.6826 | 123.9167 | 213.6826 | 123.9167
908 | 232.5175 | 122.8614 | 232.5175 | 122.8614
909 | 248.1524 | 121.5303 | 248.1524 | 121.5303
910 | 267.1068 | 115.659 | 267.1068 | 115.659
911 | 282.7225 | 111.1772 | 282.7225 | 111.1772
912 | 287.9265 | 100.5871 | 287.9265 | 100.5871
913 | 278.4227 | 88.8235 | 278.4227 | 88.8235
914 | 276.1918 | 81.5189 | 276.1918 | 81.5189
915 | 276.6357 | 75.1952 | 276.6357 | 75.1952
916 | 279.9124 | 77.0297 | 279.9124 | 77.0297
917 | 279.6567 | 76.8877 | 279.6567 | 76.8877
918 | 276.6504 | 65.8389 | 276.6504 | 65.8389
919 | 266.0821 | 55.637 | 266.0821 | 55.637
920 | 259.2894 | 44.0293 | 259.2894 | 44.0293
921 | 265.5242 | 39.3548 | 265.5242 | 39.3548
922 | 263.0745 | 24.5576 | 263.0745 | 24.5576
923 | 248.6851 | 20.1917 | 248.6851 | 20.1917
924 | 231.6025 | 34.7375 | 231.6025 | 34.7375
925 | 220.8511 | 52.3428 | 220.8511 | 52.3428
926 | 212.0239 | 58.3608 | 212.0239 | 58.3608
927 | 208.8104 | 62.2857 | 208.8104 | 62.2857
928 | 206.0134 | 76.0405 | 206.0134 | 76.0405
929 | 200.4196 | 107.7838 | 200.4196 | 107.7838
930 | 201.3579 | 118.7607 | 201.3579 | 118.7607
931 | 211.5177 | 128.9126 | 211.5177 | 128.9126
932 | 226.7318 | 132.661 | 226.7318 | 132.661
933 | 245.7198 | 133.8803 | 245.7198 | 133.8803
934 | 262.1708 | 127.8256 | 262.1708 | 127.8256
935 | 279.4265 | 100.9409 | 279.4265 | 100.9409
936 | 284.3167 | 76.0794 | 284.3167 | 76.0794
937 | 275.5116 | 47.1621 | 275.5116 | 47.1621
938 | 273.9353 | 35.5865 | 273.9353 | 35.5865
939 | 272.6297 | 36.5208 | 272.6297 | 36.5208
940 | 275.6394 | 41.4734 | 275.6394 | 41.4734
941 | 278.8039 | 46.9561 | 278.8039 | 46.9561
942 | 275.625 | 43.5321 | 275.625 | 43.5321
943 | 264.3325 | 39.9768 | 264.3325 | 39.9768
944 | 261.7397 | 35.4438 | 261.7397 | 35.4438
945 | 268.3261 | 29.7124 | 268.3261 | 29.7124
946 | 263.6318 | 18.3739 | 263.6318 | 18.3739
947 | 247.8394 | 10.0602 | 247.8394 | 10.0602
948 | 231.7892 | 10.0026 | 231.7892 | 10.0026
949 | 219.7865 | 24.1755 | 219.7865 | 24.1755
950 | 214.0064 | 38.8839 | 214.0064 | 38.8839
951 | 210.4625 | 53.8224 | 210.4625 | 53.8224
952 | 207.6515 | 72.9486 | 207.6515 | 72.9486
953 | 204.2526 | 100.0891 | 204.2526 | 100.0891
954 | 205.1524 | 108.1314 | 205.1524 | 108.1314
955 | 215.5213 | 121.1393 | 215.5213 | 121.1393
956 | 234.5795 | 122.4946 | 234.5795 | 122.4946
957 | 255.529 | 123.2597 | 255.529 | 123.2597
958 | 272.5469 | 119.8077 | 272.5469 | 119.8077
959 | 290.9236 | 113.5703 | 290.9236 | 113.5703
960 | 293.9367 | 99.181 | 293.9367 | 99.181
961 | 283.5776 | 82.4214 | 283.5776 | 82.4214
962 | 281.4383 | 65.8063 | 281.4383 | 65.8063
963 | 282.6365 | 50.5477 | 282.6365 | 50.5477
964 | 286.2713 | 43.36 | 286.2713 | 43.36
965 | 289.3873 | 46.9561 | 289.3873 | 46.9561
966 | 283.78 | 43.5321 | 283.78 | 43.5321
967 | 270.6624 | 39.9768 | 270.6624 | 39.9768
968 | 266.0757 | 35.4438 | 266.0757 | 35.4438
969 | 270.5363 | 29.7124 | 270.5363 | 29.7124
970 | 267.4728 | 18.3739 | 267.4728 | 18.3739
971 | 251.3866 | 11.5449 | 251.3866 | 11.5449
972 | 232.9881 | 21.3656 | 232.9881 | 21.3656
973 | 220.5809 | 31.7741 | 220.5809 | 31.7741
974 | 212.7013 | 38.7092 | 212.7013 | 38.7092
975 | 208.9777 | 46.4684 | 208.9777 | 46.4684
976 | 207.3317 | 63.2887 | 207.3317 | 63.2887
977 | 202.8627 | 103.4954 | 202.8627 | 103.4954
978 | 205.4502 | 116.5161 | 205.4502 | 116.5161
979 | 218.0956 | 126.6592 | 218.0956 | 126.6592
980 | 244.7291 | 127.3595 | 244.7291 | 127.3595
981 | 266.2234 | 127.8101 | 266.2234 | 127.8101
982 | 284.1567 | 124.2271 | 284.1567 | 124.2271
983 | 302.6963 | 118.0159 | 302.6963 | 118.0159
984 | 308.9165 | 104.4476 | 308.9165 | 104.4476
985 | 291.6532 | 88.1422 | 291.6532 | 88.1422
986 | 287.6175 | 71.6145 | 287.6175 | 71.6145
987 | 290.5049 | 56.5567 | 290.5049 | 56.5567
988 | 288.9398 | 50.6267 | 288.9398 | 50.6267
989 | 290.3643 | 47.7771 | 290.3643 | 47.7771
990 | 285.828 | 43.5321 | 285.828 | 43.5321
991 | 270.0805 | 39.9768 | 270.0805 | 39.9768
992 | 263.1092 | 35.4438 | 263.1092 | 35.4438
993 | 273.2821 | 29.7124 | 273.2821 | 29.7124
994 | 268.4112 | 25.1166 | 268.4112 | 25.1166
995 | 250.6988 | 27.6593 | 250.6988 | 27.6593
996 | 232.4186 | 38.6503 | 232.4186 | 38.6503
997 | 219.9704 | 52.9804 | 219.9704 | 52.9804
998 | 211.7258 | 61.8719 | 211.7258 | 61.8719
999 | 208.3535 | 73.3518 | 208.3535 | 73.3518
1000 | 207.1349 | 97.1419 | 207.1349 | 97.1419
1001 | 203.5884 | 126.9376 | 203.5884 | 126.9376
1002 | 206.6571 | 130.508 | 206.6571 | 130.508
1003 | 221.3489 | 140.1882 | 221.3489 | 140.1882
1004 | 246.6634 | 144.2773 | 246.6634 | 144.2773
1005 | 268.6545 | 147.3394 | 268.6545 | 147.3394
1006 | 283.246 | 141.573 | 283.246 | 141.573
1007 | 302.0834 | 121.5532 | 302.0834 | 121.5532
1008 | 307.3457 | 101.4343 | 307.3457 | 101.4343
1009 | 292.1746 | 82.631 | 292.1746 | 82.631
1010 | 290.817 | 68.0946 | 290.817 | 68.0946
1011 | 291.3371 | 50.9757 | 291.3371 | 50.9757
1012 | 294.959 | 45.9365 | 294.959 | 45.9365
1013 | 295.6521 | 46.9561 | 295.6521 | 46.9561
1014 | 291.7435 | 43.5321 | 291.7435 | 43.5321
1015 | 278.2386 | 39.9768 | 278.2386 | 39.9768
1016 | 273.7053 | 35.4438 | 273.7053 | 35.4438
1017 | 277.2092 | 29.7124 | 277.2092 | 29.7124
1018 | 268.5646 | 18.3739 | 268.5646 | 18.3739
1019 | 251.4837 | 17.4055 | 251.4837 | 17.4055
1020 | 234.3859 | 32.4404 | 234.3859 | 32.4404
1021 | 222.1815 | 47.2596 | 222.1815 | 47.2596
1022 | 214.4202 | 59.0857 | 214.4202 | 59.0857
1023 | 210.0831 | 71.6748 | 210.0831 | 71.6748
1024 | 208.9971 | 88.5039 | 208.9971 | 88.5039
1025 | 209.2496 | 118.9984 | 209.2496 | 118.9984
1026 | 210.2817 | 128.0538 | 210.2817 | 128.0538
1027 | 221.6543 | 132.5459 | 221.6543 | 132.5459
1028 | 245.9965 | 129.7963 | 245.9965 | 129.7963
1029 | 269.9039 | 127.0153 | 269.9039 | 127.0153
1030 | 292.1439 | 122.3144 | 292.1439 | 122.3144
1031 | 312.8915 | 107.5438 | 312.8915 | 107.5438
1032 | 313.5244 | 88.8136 | 313.5244 | 88.8136
1033 | 299.347 | 64.4904 | 299.347 | 64.4904
1034 | 296.8189 | 49.9802 | 296.8189 | 49.9802
1035 | 298.5653 | 37.7698 | 298.5653 | 37.7698
1036 | 296.9466 | 41.4734 | 296.9466 | 41.4734
1037 | 296.6362 | 46.9561 | 296.6362 | 46.9561
1038 | 290.9628 | 43.5321 | 290.9628 | 43.5321
1039 | 275.1602 | 39.9768 | 275.1602 | 39.9768
1040 | 268.8556 | 38.5269 | 268.8556 | 38.5269
1041 | 275.92 | 34.8393 | 275.92 | 34.8393
1042 | 268.2646 | 23.9986 | 268.2646 | 23.9986
1043 | 251.1818 | 18.0606 | 251.1818 | 18.0606
1044 | 235.0339 | 28.9468 | 235.0339 | 28.9468
1045 | 221.9119 | 43.1197 | 221.9119 | 43.1197
1046 | 215.0495 | 48.7097 | 215.0495 | 48.7097
1047 | 210.7886 | 50.1367 | 210.7886 | 50.1367
1048 | 209.0157 | 60.2755 | 209.0157 | 60.2755
1049 | 205.6156 | 87.3811 | 205.6156 | 87.3811
1050 | 207.1104 | 90.2179 | 207.1104 | 90.2179
1051 | 219.0024 | 93.5135 | 219.0024 | 93.5135
1052 | 240.8562 | 91.0346 | 240.8562 | 91.0346
1053 | 263.3471 | 89.555 | 263.3471 | 89.555
1054 | 281.4658 | 85.579 | 281.4658 | 85.579
1055 | 297.514 | 81.4727 | 297.514 | 81.4727
1056 | 302.0468 | 73.9308 | 302.0468 | 73.9308
1057 | 289.7747 | 65.9403 | 289.7747 | 65.9403
1058 | 284.848 | 57.5963 | 284.848 | 57.5963
1059 | 285.6365 | 44.8531 | 285.6365 | 44.8531
1060 | 287.6019 | 41.4734 | 287.6019 | 41.4734
1061 | 288.1389 | 46.9561 | 288.1389 | 46.9561
1062 | 285.4802 | 43.5321 | 285.4802 | 43.5321
1063 | 274.4788 | 39.9768 | 274.4788 | 39.9768
1064 | 269.4101 | 35.4438 | 269.4101 | 35.4438
1065 | 275.0688 | 29.7124 | 275.0688 | 29.7124
1066 | 271.7221 | 18.3739 | 271.7221 | 18.3739
1067 | 251.9873 | 10.0602 | 251.9873 | 10.0602
1068 | 236.9531 | 10.0463 | 236.9531 | 10.0463
1069 | 224.4185 | 16.3586 | 224.4185 | 16.3586
1070 | 215.9775 | 17.8348 | 215.9775 | 17.8348
1071 | 211.7502 | 23.0786 | 211.7502 | 23.0786
1072 | 209.7814 | 39.7854 | 209.7814 | 39.7854
1073 | 205.9462 | 71.6598 | 205.9462 | 71.6598
1074 | 206.6571 | 79.4924 | 206.6571 | 79.4924
1075 | 216.9774 | 85.7751 | 216.9774 | 85.7751
1076 | 236.3741 | 84.4316 | 236.3741 | 84.4316
1077 | 255.9713 | 82.7162 | 255.9713 | 82.7162
1078 | 273.5024 | 77.1943 | 273.5024 | 77.1943
1079 | 289.0266 | 71.7779 | 289.0266 | 71.7779
1080 | 293.3332 | 60.8647 | 293.3332 | 60.8647
1081 | 283.6702 | 50.1578 | 283.6702 | 50.1578
1082 | 281.1673 | 40.1107 | 281.1673 | 40.1107
1083 | 279.3931 | 36.5208 | 279.3931 | 36.5208
1084 | 283.3404 | 41.4734 | 283.3404 | 41.4734
1085 | 286.318 | 46.9561 | 286.318 | 46.9561
1086 | 280.5935 | 43.5321 | 280.5935 | 43.5321
1087 | 272.4885 | 39.9768 | 272.4885 | 39.9768
1088 | 270.4597 | 35.4438 | 270.4597 | 35.4438
1089 | 275.4857 | 29.7124 | 275.4857 | 29.7124
1090 | 265.6013 | 18.3739 | 265.6013 | 18.3739
1091 | 248.2473 | 10.0602 | 248.2473 | 10.0602
1092 | 232.8686 | 13.4963 | 232.8686 | 13.4963
1093 | 220.3881 | 26.9966 | 220.3881 | 26.9966
1094 | 213.8012 | 29.9839 | 213.8012 | 29.9839
1095 | 210.4373 | 27.9347 | 210.4373 | 27.9347
1096 | 209.79 | 36.2132 | 209.79 | 36.2132
1097 | 207.8353 | 70.3759 | 207.8353 | 70.3759
1098 | 207.405 | 87.6588 | 207.405 | 87.6588
1099 | 217.884 | 104.1865 | 217.884 | 104.1865
1100 | 238.4305 | 104.0308 | 238.4305 | 104.0308
1101 | 255.9425 | 102.1058 | 255.9425 | 102.1058
1102 | 275.2066 | 89.6752 | 275.2066 | 89.6752
1103 | 294.9598 | 76.9135 | 294.9598 | 76.9135
1104 | 300.0785 | 58.3755 | 300.0785 | 58.3755
1105 | 288.7641 | 36.1484 | 288.7641 | 36.1484
1106 | 284.9923 | 35.5865 | 284.9923 | 35.5865
1107 | 285.7122 | 36.5208 | 285.7122 | 36.5208
1108 | 290.8238 | 41.4734 | 290.8238 | 41.4734
1109 | 295.815 | 46.9561 | 295.815 | 46.9561
1110 | 289.503 | 43.5321 | 289.503 | 43.5321
1111 | 279.8321 | 39.9768 | 279.8321 | 39.9768
1112 | 277.8511 | 35.4438 | 277.8511 | 35.4438
1113 | 279.9148 | 29.7124 | 279.9148 | 29.7124
1114 | 269.2283 | 18.3739 | 269.2283 | 18.3739
1115 | 253.0667 | 10.0602 | 253.0667 | 10.0602
1116 | 236.5773 | 8.7362 | 236.5773 | 8.7362
1117 | 222.8975 | 5.9912 | 222.8975 | 5.9912
1118 | 215.6872 | 6.7164 | 215.6872 | 6.7164
1119 | 213.1265 | 8.4665 | 213.1265 | 8.4665
1120 | 211.9212 | 21.243 | 211.9212 | 21.243
1121 | 209.9714 | 51.3531 | 209.9714 | 51.3531
1122 | 211.3284 | 56.7228 | 211.3284 | 56.7228
1123 | 223.7771 | 61.8438 | 223.7771 | 61.8438
1124 | 246.2495 | 58.9719 | 246.2495 | 58.9719
1125 | 267.432 | 57.37 | 267.432 | 57.37
1126 | 284.5785 | 54.9661 | 284.5785 | 54.9661
1127 | 306.359 | 60.7293 | 306.359 | 60.7293
1128 | 305.8906 | 66.865 | 305.8906 | 66.865
1129 | 292.8071 | 68.7002 | 292.8071 | 68.7002
1130 | 289.1191 | 71.9114 | 289.1191 | 71.9114
1131 | 290.2564 | 70.9941 | 290.2564 | 70.9941
1132 | 290.1481 | 71.4399 | 290.1481 | 71.4399
1133 | 297.4652 | 63.4809 | 297.4652 | 63.4809
1134 | 292.0808 | 43.5321 | 292.0808 | 43.5321
1135 | 279.1687 | 39.9768 | 279.1687 | 39.9768
1136 | 277.2024 | 35.4438 | 277.2024 | 35.4438
1137 | 281.5809 | 29.7124 | 281.5809 | 29.7124
1138 | 270.0596 | 18.3739 | 270.0596 | 18.3739
1139 | 250.7012 | 10.0602 | 250.7012 | 10.0602
1140 | 234.4497 | 31.3749 | 234.4497 | 31.3749
1141 | 221.9732 | 50.1419 | 221.9732 | 50.1419
1142 | 214.7532 | 52.5964 | 214.7532 | 52.5964
1143 | 210.8102 | 54.5561 | 210.8102 | 54.5561
1144 | 211.0854 | 70.0664 | 211.0854 | 70.0664
1145 | 208.7954 | 102.4648 | 208.7954 | 102.4648
1146 | 210.8933 | 112.9089 | 210.8933 | 112.9089
1147 | 228.1568 | 120.9995 | 228.1568 | 120.9995
1148 | 254.8732 | 118.6866 | 254.8732 | 118.6866
1149 | 277.7542 | 115.0497 | 277.7542 | 115.0497
1150 | 294.8271 | 111.9034 | 294.8271 | 111.9034
1151 | 315.5355 | 103.3427 | 315.5355 | 103.3427
1152 | 317.596 | 86.2196 | 317.596 | 86.2196
1153 | 298.2606 | 68.3683 | 298.2606 | 68.3683
1154 | 294.1305 | 55.9718 | 294.1305 | 55.9718
1155 | 296.8199 | 44.9055 | 296.8199 | 44.9055
1156 | 295.2044 | 41.4734 | 295.2044 | 41.4734
1157 | 299.7179 | 46.9561 | 299.7179 | 46.9561
1158 | 298.1092 | 43.5321 | 298.1092 | 43.5321
1159 | 282.345 | 39.9768 | 282.345 | 39.9768
1160 | 277.9824 | 35.4438 | 277.9824 | 35.4438
1161 | 285.2421 | 29.7124 | 285.2421 | 29.7124
1162 | 273.2293 | 18.3739 | 273.2293 | 18.3739
1163 | 254.1111 | 14.2962 | 254.1111 | 14.2962
1164 | 236.833 | 27.6542 | 236.833 | 27.6542
1165 | 223.5612 | 34.4555 | 223.5612 | 34.4555
1166 | 215.8567 | 39.4691 | 215.8567 | 39.4691
1167 | 212.9873 | 43.8569 | 212.9873 | 43.8569
1168 | 212.7745 | 57.14 | 212.7745 | 57.14
1169 | 210.3693 | 92.8486 | 210.3693 | 92.8486
1170 | 210.9082 | 101.4586 | 210.9082 | 101.4586
1171 | 229.125 | 106.763 | 229.125 | 106.763
1172 | 258.6475 | 103.8911 | 258.6475 | 103.8911
1173 | 278.3931 | 103.7303 | 278.3931 | 103.7303
1174 | 295.7549 | 101.6583 | 295.7549 | 101.6583
1175 | 322.2608 | 98.7399 | 322.2608 | 98.7399
1176 | 321.7908 | 85.4074 | 321.7908 | 85.4074
1177 | 302.0327 | 71.3903 | 302.0327 | 71.3903
1178 | 296.6522 | 65.9199 | 296.6522 | 65.9199
1179 | 299.9809 | 62.1902 | 299.9809 | 62.1902
1180 | 300.8667 | 62.1644 | 300.8667 | 62.1644
1181 | 307.8864 | 61.8564 | 307.8864 | 61.8564
1182 | 305.2222 | 56.1965 | 305.2222 | 56.1965
1183 | 291.3605 | 50.4664 | 291.3605 | 50.4664
1184 | 289.6605 | 45.8373 | 289.6605 | 45.8373
1185 | 287.9089 | 41.6344 | 287.9089 | 41.6344
1186 | 274.7123 | 34.2611 | 274.7123 | 34.2611
1187 | 256.4625 | 35.3976 | 256.4625 | 35.3976
1188 | 237.6404 | 49.1749 | 237.6404 | 49.1749
1189 | 226.4573 | 57.2339 | 226.4573 | 57.2339
1190 | 219.0427 | 63.6537 | 219.0427 | 63.6537
1191 | 214.3274 | 70.2512 | 214.3274 | 70.2512
1192 | 213.9915 | 85.8051 | 213.9915 | 85.8051
1193 | 215.3381 | 118.4481 | 215.3381 | 118.4481
1194 | 215.443 | 127.5909 | 215.443 | 127.5909
1195 | 234.0648 | 134.5111 | 234.0648 | 134.5111
1196 | 262.789 | 134.1109 | 262.789 | 134.1109
1197 | 284.355 | 134.1248 | 284.355 | 134.1248
1198 | 301.117 | 131.2231 | 301.117 | 131.2231
1199 | 323.227 | 125.7019 | 323.227 | 125.7019
1200 | 323.0899 | 116.5704 | 323.0899 | 116.5704
1201 | 302.8876 | 106.3091 | 302.8876 | 106.3091
1202 | 299.3797 | 99.249 | 299.3797 | 99.249
1203 | 303.723 | 94.1306 | 303.723 | 94.1306
1204 | 304.2009 | 92.7423 | 304.2009 | 92.7423
1205 | 309.2418 | 94.216 | 309.2418 | 94.216
1206 | 303.8486 | 88.626 | 303.8486 | 88.626
1207 | 288.7532 | 83.7257 | 288.7532 | 83.7257
1208 | 285.0685 | 79.0267 | 285.0685 | 79.0267
1209 | 287.2251 | 74.2473 | 287.2251 | 74.2473
1210 | 275.7823 | 65.922 | 275.7823 | 65.922
1211 | 258.5372 | 63.0409 | 258.5372 | 63.0409
1212 | 240.0416 | 69.8746 | 240.0416 | 69.8746
1213 | 226.6748 | 76.9903 | 226.6748 | 76.9903
1214 | 219.134 | 82.1786 | 219.134 | 82.1786
1215 | 215.9517 | 87.1603 | 215.9517 | 87.1603
1216 | 216.2531 | 103.2383 | 216.2531 | 103.2383
1217 | 216.866 | 136.7722 | 216.866 | 136.7722
1218 | 216.3529 | 146.535 | 216.3529 | 146.535
1219 | 230.4578 | 150.2499 | 230.4578 | 150.2499
1220 | 255.4763 | 144.3734 | 255.4763 | 144.3734
1221 | 275.7667 | 137.5835 | 275.7667 | 137.5835
1222 | 289.6262 | 130.6467 | 289.6262 | 130.6467
1223 | 313.8379 | 127.2478 | 313.8379 | 127.2478
1224 | 316.4236 | 121.0335 | 316.4236 | 121.0335
1225 | 300.627 | 112.3355 | 300.627 | 112.3355
1226 | 297.4212 | 101.1355 | 297.4212 | 101.1355
1227 | 299.2628 | 87.1958 | 299.2628 | 87.1958
1228 | 301.8149 | 80.7242 | 301.8149 | 80.7242
1229 | 303.7662 | 74.1539 | 303.7662 | 74.1539
1230 | 301.0649 | 61.2797 | 301.0649 | 61.2797
1231 | 286.8957 | 54.1784 | 286.8957 | 54.1784
1232 | 284.1229 | 52.6236 | 284.1229 | 52.6236
1233 | 285.3874 | 50.0453 | 285.3874 | 50.0453
1234 | 273.9724 | 42.3663 | 273.9724 | 42.3663
1235 | 254.7753 | 39.2232 | 254.7753 | 39.2232
1236 | 239.8075 | 58.3456 | 239.8075 | 58.3456
1237 | 228.1373 | 75.785 | 228.1373 | 75.785
1238 | 221.1182 | 83.2791 | 221.1182 | 83.2791
1239 | 217.4579 | 91.8767 | 217.4579 | 91.8767
1240 | 217.4341 | 110.7932 | 217.4341 | 110.7932
1241 | 216.1873 | 144.362 | 216.1873 | 144.362
1242 | 213.5316 | 152.317 | 213.5316 | 152.317
1243 | 224.7824 | 158.0319 | 224.7824 | 158.0319
1244 | 246.5677 | 150.2339 | 246.5677 | 150.2339
1245 | 267.3335 | 144.3961 | 267.3335 | 144.3961
1246 | 282.9751 | 136.1404 | 282.9751 | 136.1404
1247 | 305.6113 | 128.916 | 305.6113 | 128.916
1248 | 302.0321 | 107.9587 | 302.0321 | 107.9587
1249 | 289.5897 | 79.6615 | 289.5897 | 79.6615
1250 | 287.8121 | 54.4695 | 287.8121 | 54.4695
1251 | 285.3162 | 36.5208 | 285.3162 | 36.5208
1252 | 288.903 | 41.4734 | 288.903 | 41.4734
1253 | 293.2388 | 46.9561 | 293.2388 | 46.9561
1254 | 287.287 | 43.5321 | 287.287 | 43.5321
1255 | 278.6607 | 39.9768 | 278.6607 | 39.9768
1256 | 281.9738 | 35.4438 | 281.9738 | 35.4438
1257 | 280.5561 | 29.7124 | 280.5561 | 29.7124
1258 | 269.3854 | 18.3739 | 269.3854 | 18.3739
1259 | 252.1054 | 10.0602 | 252.1054 | 10.0602
1260 | 236.3888 | 28.1433 | 236.3888 | 28.1433
1261 | 224.2333 | 40.2287 | 224.2333 | 40.2287
1262 | 218.3062 | 37.9319 | 218.3062 | 37.9319
1263 | 214.7052 | 42.9136 | 214.7052 | 42.9136
1264 | 215.6669 | 58.4064 | 215.6669 | 58.4064
1265 | 214.7478 | 89.0406 | 214.7478 | 89.0406
1266 | 212.4043 | 97.5195 | 212.4043 | 97.5195
1267 | 221.2497 | 104.2651 | 221.2497 | 104.2651
1268 | 244.2528 | 98.7642 | 244.2528 | 98.7642
1269 | 264.1676 | 94.6993 | 264.1676 | 94.6993
1270 | 280.7403 | 91.9111 | 280.7403 | 91.9111
1271 | 305.3182 | 89.0102 | 305.3182 | 89.0102
1272 | 304.2994 | 78.1144 | 304.2994 | 78.1144
1273 | 291.6735 | 63.7306 | 291.6735 | 63.7306
1274 | 285.5811 | 52.7227 | 285.5811 | 52.7227
1275 | 286.0514 | 41.6215 | 286.0514 | 41.6215
1276 | 288.5206 | 41.4734 | 288.5206 | 41.4734
1277 | 292.8554 | 46.9561 | 292.8554 | 46.9561
1278 | 286.9906 | 43.5321 | 286.9906 | 43.5321
1279 | 276.4785 | 39.9768 | 276.4785 | 39.9768
1280 | 278.5987 | 35.4438 | 278.5987 | 35.4438
1281 | 282.1877 | 29.7124 | 282.1877 | 29.7124
1282 | 269.6528 | 18.3739 | 269.6528 | 18.3739
1283 | 248.5732 | 10.0602 | 248.5732 | 10.0602
1284 | 232.7752 | 8.7362 | 232.7752 | 8.7362
1285 | 220.5791 | 6.8646 | 220.5791 | 6.8646
1286 | 214.1365 | 19.2672 | 214.1365 | 19.2672
1287 | 210.9369 | 28.2491 | 210.9369 | 28.2491
1288 | 211.9828 | 41.7855 | 211.9828 | 41.7855
1289 | 211.9287 | 61.8864 | 211.9287 | 61.8864
1290 | 211.6141 | 72.4528 | 211.6141 | 72.4528
1291 | 224.8554 | 79.4254 | 224.8554 | 79.4254
1292 | 249.7171 | 77.5929 | 249.7171 | 77.5929
1293 | 271.3642 | 78.4977 | 271.3642 | 78.4977
1294 | 288.7302 | 76.6964 | 288.7302 | 76.6964
1295 | 312.3309 | 76.0838 | 312.3309 | 76.0838
1296 | 313.1457 | 63.6421 | 313.1457 | 63.6421
1297 | 295.5804 | 43.9305 | 295.5804 | 43.9305
1298 | 289.4241 | 35.5865 | 289.4241 | 35.5865
1299 | 291.1715 | 36.5208 | 291.1715 | 36.5208
1300 | 291.6331 | 41.4734 | 291.6331 | 41.4734
1301 | 300.3616 | 46.9561 | 300.3616 | 46.9561
1302 | 295.7717 | 43.5321 | 295.7717 | 43.5321
1303 | 286.5172 | 39.9768 | 286.5172 | 39.9768
1304 | 287.5687 | 35.4438 | 287.5687 | 35.4438
1305 | 285.3988 | 29.7124 | 285.3988 | 29.7124
1306 | 270.961 | 18.3739 | 270.961 | 18.3739
1307 | 250.5597 | 10.0602 | 250.5597 | 10.0602
1308 | 232.8605 | 8.7362 | 232.8605 | 8.7362
1309 | 221.0103 | 5.9912 | 221.0103 | 5.9912
1310 | 214.3775 | 13.5202 | 214.3775 | 13.5202
1311 | 211.7825 | 22.8602 | 211.7825 | 22.8602
1312 | 212.976 | 43.2179 | 212.976 | 43.2179
1313 | 212.8408 | 75.7648 | 212.8408 | 75.7648
1314 | 215.0256 | 84.794 | 215.0256 | 84.794
1315 | 233.0361 | 92.2994 | 233.0361 | 92.2994
1316 | 266.0568 | 92.9648 | 266.0568 | 92.9648
1317 | 287.7066 | 93.4416 | 287.7066 | 93.4416
1318 | 306.237 | 89.553 | 306.237 | 89.553
1319 | 334.4856 | 87.2109 | 334.4856 | 87.2109
1320 | 328.5085 | 70.2538 | 328.5085 | 70.2538
1321 | 305.238 | 50.219 | 305.238 | 50.219
1322 | 304.2106 | 39.8662 | 304.2106 | 39.8662
1323 | 304.8829 | 36.5208 | 304.8829 | 36.5208
1324 | 303.9122 | 41.4734 | 303.9122 | 41.4734
1325 | 311.5584 | 46.9561 | 311.5584 | 46.9561
1326 | 305.9925 | 43.5321 | 305.9925 | 43.5321
1327 | 291.0824 | 39.9768 | 291.0824 | 39.9768
1328 | 297.3496 | 35.4438 | 297.3496 | 35.4438
1329 | 294.1045 | 29.7124 | 294.1045 | 29.7124
1330 | 277.0976 | 18.3739 | 277.0976 | 18.3739
1331 | 253.9096 | 10.0602 | 253.9096 | 10.0602
1332 | 235.1775 | 13.7496 | 235.1775 | 13.7496
1333 | 222.3786 | 17.5901 | 222.3786 | 17.5901
1334 | 216.4499 | 21.6778 | 216.4499 | 21.6778
1335 | 212.8907 | 25.5154 | 212.8907 | 25.5154
1336 | 214.3171 | 37.9862 | 214.3171 | 37.9862
1337 | 214.7688 | 67.8867 | 214.7688 | 67.8867
1338 | 216.689 | 76.06 | 216.689 | 76.06
1339 | 234.0536 | 83.7837 | 234.0536 | 83.7837
1340 | 267.8683 | 83.7067 | 267.8683 | 83.7067
1341 | 288.3233 | 82.7511 | 288.3233 | 82.7511
1342 | 305.7994 | 78.5131 | 305.7994 | 78.5131
1343 | 329.5597 | 77.2192 | 329.5597 | 77.2192
1344 | 324.154 | 70.542 | 324.154 | 70.542
1345 | 304.1502 | 59.678 | 304.1502 | 59.678
1346 | 299.5709 | 54.8975 | 299.5709 | 54.8975
1347 | 300.3259 | 51.5172 | 300.3259 | 51.5172
1348 | 302.3102 | 56.5484 | 302.3102 | 56.5484
1349 | 306.5127 | 62.7647 | 306.5127 | 62.7647
1350 | 303.1812 | 59.1224 | 303.1812 | 59.1224
1351 | 289.4158 | 56.2658 | 289.4158 | 56.2658
1352 | 292.9552 | 52.3092 | 292.9552 | 52.3092
1353 | 293.8019 | 44.604 | 293.8019 | 44.604
1354 | 276.822 | 31.1518 | 276.822 | 31.1518
1355 | 255.5232 | 26.6287 | 255.5232 | 26.6287
1356 | 239.3403 | 33.0081 | 239.3403 | 33.0081
1357 | 226.7551 | 34.1847 | 226.7551 | 34.1847
1358 | 219.5274 | 37.4602 | 219.5274 | 37.4602
1359 | 217.2335 | 41.2629 | 217.2335 | 41.2629
1360 | 217.3881 | 55.8124 | 217.3881 | 55.8124
1361 | 219.2664 | 84.6998 | 219.2664 | 84.6998
1362 | 220.0878 | 92.7682 | 220.0878 | 92.7682
1363 | 238.7267 | 99.4526 | 238.7267 | 99.4526
1364 | 271.2705 | 98.6157 | 271.2705 | 98.6157
1365 | 287.2233 | 99.3982 | 287.2233 | 99.3982
1366 | 300.7848 | 101.8243 | 300.7848 | 101.8243
1367 | 324.3108 | 110.9763 | 324.3108 | 110.9763
1368 | 317.8584 | 114.8062 | 317.8584 | 114.8062
1369 | 299.9951 | 116.0388 | 299.9951 | 116.0388
1370 | 298.6049 | 120.202 | 298.6049 | 120.202
1371 | 301.5938 | 121.8088 | 301.5938 | 121.8088
1372 | 301.1201 | 127.7658 | 301.1201 | 127.7658
1373 | 305.3141 | 135.3359 | 305.3141 | 135.3359
1374 | 300.6079 | 134.5235 | 300.6079 | 134.5235
1375 | 290.7807 | 131.2389 | 290.7807 | 131.2389
1376 | 296.1407 | 125.9896 | 296.1407 | 125.9896
1377 | 293.5036 | 117.3761 | 293.5036 | 117.3761
1378 | 278.6348 | 102.5963 | 278.6348 | 102.5963
1379 | 257.0909 | 92.6755 | 257.0909 | 92.6755
1380 | 240.0705 | 91.3691 | 240.0705 | 91.3691
1381 | 227.3496 | 88.231 | 227.3496 | 88.231
1382 | 220.6035 | 87.7684 | 220.6035 | 87.7684
1383 | 218.1065 | 90.06 | 218.1065 | 90.06
1384 | 218.6967 | 101.9107 | 218.6967 | 101.9107
1385 | 220.374 | 130.4312 | 220.374 | 130.4312
1386 | 220.3529 | 137.5302 | 220.3529 | 137.5302
1387 | 233.7335 | 144.171 | 233.7335 | 144.171
1388 | 261.7834 | 143.5262 | 261.7834 | 143.5262
1389 | 280.7078 | 143.2519 | 280.7078 | 143.2519
1390 | 295.7697 | 138.9877 | 295.7697 | 138.9877
1391 | 320.234 | 135.3268 | 320.234 | 135.3268
1392 | 316.1909 | 124.0293 | 316.1909 | 124.0293
1393 | 301.0058 | 115.9078 | 301.0058 | 115.9078
1394 | 300.7591 | 115.276 | 300.7591 | 115.276
1395 | 302.6278 | 115.2146 | 302.6278 | 115.2146
1396 | 306.99 | 122.045 | 306.99 | 122.045
1397 | 312.5747 | 129.6501 | 312.5747 | 129.6501
1398 | 308.2462 | 125.0034 | 308.2462 | 125.0034
1399 | 292.6789 | 115.9631 | 292.6789 | 115.9631
1400 | 292.2596 | 106.7311 | 292.2596 | 106.7311
1401 | 288.8887 | 98.0302 | 288.8887 | 98.0302
1402 | 276.1804 | 84.9797 | 276.1804 | 84.9797
1403 | 256.8741 | 78.7884 | 256.8741 | 78.7884
1404 | 240.7078 | 82.1634 | 240.7078 | 82.1634
1405 | 229.1985 | 82.1958 | 229.1985 | 82.1958
1406 | 222.5192 | 84.1612 | 222.5192 | 84.1612
1407 | 218.8263 | 87.9202 | 218.8263 | 87.9202
1408 | 218.7481 | 100.7316 | 218.7481 | 100.7316
1409 | 222.5318 | 130.7893 | 222.5318 | 130.7893
1410 | 220.026 | 138.0805 | 220.026 | 138.0805
1411 | 229.8415 | 143.2888 | 229.8415 | 143.2888
1412 | 251.0547 | 138.4255 | 251.0547 | 138.4255
1413 | 271.9964 | 132.3431 | 271.9964 | 132.3431
1414 | 289.8298 | 124.5066 | 289.8298 | 124.5066
1415 | 312.0709 | 122.2519 | 312.0709 | 122.2519
1416 | 306.7229 | 116.8936 | 306.7229 | 116.8936
1417 | 292.6101 | 112.4666 | 292.6101 | 112.4666
1418 | 287.4729 | 111.267 | 287.4729 | 111.267
1419 | 289.8086 | 105.8168 | 289.8086 | 105.8168
1420 | 291.4575 | 111.2934 | 291.4575 | 111.2934
1421 | 297.1945 | 117.6495 | 297.1945 | 117.6495
1422 | 291.2372 | 109.3519 | 291.2372 | 109.3519
1423 | 283.346 | 94.8965 | 283.346 | 94.8965
1424 | 287.1334 | 81.577 | 287.1334 | 81.577
1425 | 285.864 | 72.1686 | 285.864 | 72.1686
1426 | 273.7285 | 61.8345 | 273.7285 | 61.8345
1427 | 256.2795 | 61.7395 | 256.2795 | 61.7395
1428 | 240.698 | 85.5347 | 240.698 | 85.5347
1429 | 230.358 | 97.4455 | 230.358 | 97.4455
1430 | 224.0698 | 101.2712 | 224.0698 | 101.2712
1431 | 220.2378 | 113.5459 | 220.2378 | 113.5459
1432 | 220.9075 | 131.755 | 220.9075 | 131.755
1433 | 222.0708 | 166.1884 | 222.0708 | 166.1884
1434 | 218.7518 | 176.3356 | 218.7518 | 176.3356
1435 | 228.4651 | 182.7667 | 228.4651 | 182.7667
1436 | 248.2216 | 180.8992 | 248.2216 | 180.8992
1437 | 267.2236 | 174.677 | 267.2236 | 174.677
1438 | 287.5404 | 163.5828 | 287.5404 | 163.5828
1439 | 310.6239 | 154.6203 | 310.6239 | 154.6203
1440 | 306.0925 | 136.2745 | 306.0925 | 136.2745
1441 | 291.0751 | 111.6892 | 291.0751 | 111.6892
1442 | 289.4742 | 88.2878 | 289.4742 | 88.2878
1443 | 290.9976 | 68.4875 | 290.9976 | 68.4875
1444 | 291.1246 | 57.5965 | 291.1246 | 57.5965
1445 | 296.0715 | 52.2839 | 296.0715 | 52.2839
1446 | 291.7102 | 43.5321 | 291.7102 | 43.5321
1447 | 285.5133 | 39.9768 | 285.5133 | 39.9768
1448 | 291.4383 | 35.4438 | 291.4383 | 35.4438
1449 | 289.2834 | 29.7124 | 289.2834 | 29.7124
1450 | 273.9947 | 19.125 | 273.9947 | 19.125
1451 | 257.2466 | 26.7859 | 257.2466 | 26.7859
1452 | 241.8173 | 114.9262 | 241.8173 | 114.9262
1453 | 230.2071 | 136.2185 | 230.2071 | 136.2185
1454 | 222.1476 | 132.7093 | 222.1476 | 132.7093
1455 | 219.2864 | 135.2452 | 219.2864 | 135.2452
1456 | 220.1953 | 150.7482 | 220.1953 | 150.7482
1457 | 221.2121 | 181.736 | 221.2121 | 181.736
1458 | 219.754 | 189.8212 | 219.754 | 189.8212
1459 | 230.1049 | 199.6574 | 230.1049 | 199.6574
1460 | 250.02 | 199.0567 | 250.02 | 199.0567
1461 | 269.8166 | 200.3171 | 269.8166 | 200.3171
1462 | 288.4396 | 204.0836 | 288.4396 | 204.0836
1463 | 311.4344 | 206.5241 | 311.4344 | 206.5241
1464 | 307.2481 | 189.6673 | 307.2481 | 189.6673
1465 | 292.8142 | 179.6815 | 292.8142 | 179.6815
1466 | 287.7948 | 180.321 | 287.7948 | 180.321
1467 | 288.4906 | 189.8467 | 288.4906 | 189.8467
1468 | 291.8741 | 202.5142 | 291.8741 | 202.5142
1469 | 297.9403 | 223.1592 | 297.9403 | 223.1592
1470 | 294.0375 | 221.8065 | 294.0375 | 221.8065
1471 | 290.9465 | 208.2842 | 290.9465 | 208.2842
1472 | 294.1387 | 197.5485 | 294.1387 | 197.5485
1473 | 289.4405 | 193.8113 | 289.4405 | 193.8113
1474 | 274.3628 | 196.8169 | 274.3628 | 196.8169
1475 | 256.0809 | 201.1846 | 256.0809 | 201.1846
1476 | 240.9666 | 233.4458 | 240.9666 | 233.4458
1477 | 228.9369 | 262.7667 | 228.9369 | 262.7667
1478 | 222.7116 | 282.2756 | 222.7116 | 282.2756
1479 | 218.949 | 308.3225 | 218.949 | 308.3225
1480 | 220.1254 | 325.5502 | 220.1254 | 325.5502
1481 | 223.0987 | 362.1642 | 223.0987 | 362.1642
1482 | 222.3567 | 361.1531 | 222.3567 | 361.1531
1483 | 238.6074 | 358.3612 | 238.6074 | 358.3612
1484 | 267.4303 | 353.1404 | 267.4303 | 353.1404
1485 | 288.2709 | 347.2756 | 288.2709 | 347.2756
1486 | 305.9104 | 341.1861 | 305.9104 | 341.1861
1487 | 332.7915 | 347.0351 | 332.7915 | 347.0351
1488 | 327.9117 | 320.5275 | 327.9117 | 320.5275
1489 | 304.9766 | 277.0105 | 304.9766 | 277.0105
1490 | 301.3404 | 244.242 | 301.3404 | 244.242
1491 | 304.2694 | 222.495 | 304.2694 | 222.495
1492 | 307.6024 | 205.6764 | 307.6024 | 205.6764
1493 | 312.3209 | 192.1946 | 312.3209 | 192.1946
1494 | 306.3616 | 170.2673 | 306.3616 | 170.2673
1495 | 298.2307 | 156.5807 | 298.2307 | 156.5807
1496 | 301.5442 | 149.0483 | 301.5442 | 149.0483
1497 | 296.0585 | 143.5246 | 296.0585 | 143.5246
1498 | 280.159 | 143.019 | 280.159 | 143.019
1499 | 257.8926 | 168.3309 | 257.8926 | 168.3309
1500 | 241.4064 | 227.7786 | 241.4064 | 227.7786
1501 | 228.6759 | 241.6377 | 228.6759 | 241.6377
1502 | 222.8376 | 245.3974 | 222.8376 | 245.3974
1503 | 219.7246 | 222.8003 | 219.7246 | 222.8003
1504 | 221.2262 | 235.8802 | 221.2262 | 235.8802
1505 | 223.5884 | 292.2886 | 223.5884 | 292.2886
1506 | 225.827 | 325.6711 | 225.827 | 325.6711
1507 | 244.0117 | 328.5054 | 244.0117 | 328.5054
1508 | 278.9563 | 325.9951 | 278.9563 | 325.9951
1509 | 298.7191 | 327.0911 | 298.7191 | 327.0911
1510 | 315.0706 | 322.2131 | 315.0706 | 322.2131
1511 | 341.2581 | 319.13 | 341.2581 | 319.13
1512 | 331.4365 | 292.9715 | 331.4365 | 292.9715
1513 | 310.3869 | 259.3927 | 310.3869 | 259.3927
1514 | 309.0331 | 209.9509 | 309.0331 | 209.9509
1515 | 310.853 | 187.4442 | 310.853 | 187.4442
1516 | 314.1151 | 180.03 | 314.1151 | 180.03
1517 | 319.58 | 164.5564 | 319.58 | 164.5564
1518 | 316.6115 | 141.9516 | 316.6115 | 141.9516
1519 | 309.7869 | 126.2938 | 309.7869 | 126.2938
1520 | 309.9007 | 114.9832 | 309.9007 | 114.9832
1521 | 302.2659 | 112.9296 | 302.2659 | 112.9296
1522 | 283.6273 | 117.7833 | 283.6273 | 117.7833
1523 | 260.9815 | 134.9845 | 260.9815 | 134.9845
1524 | 241.903 | 182.0093 | 241.903 | 182.0093
1525 | 229.3512 | 201.6794 | 229.3512 | 201.6794
1526 | 222.9984 | 223.755 | 222.9984 | 223.755
1527 | 219.4678 | 259.4116 | 219.4678 | 259.4116
1528 | 221.2099 | 288.4461 | 221.2099 | 288.4461
1529 | 225.9077 | 311.4669 | 225.9077 | 311.4669
1530 | 229.6633 | 301.4826 | 229.6633 | 301.4826
1531 | 248.4561 | 309.1423 | 248.4561 | 309.1423
1532 | 285.9403 | 314.8248 | 285.9403 | 314.8248
1533 | 310.3226 | 308.0566 | 310.3226 | 308.0566
1534 | 324.3482 | 298.0451 | 324.3482 | 298.0451
1535 | 352.3449 | 293.6684 | 352.3449 | 293.6684
1536 | 342.5288 | 279.6042 | 342.5288 | 279.6042
1537 | 321.1389 | 261.4872 | 321.1389 | 261.4872
1538 | 317.0291 | 244.0366 | 317.0291 | 244.0366
1539 | 320.8229 | 235.3901 | 320.8229 | 235.3901
1540 | 323.4221 | 228.1196 | 323.4221 | 228.1196
1541 | 325.3678 | 223.8778 | 325.3678 | 223.8778
1542 | 321.5564 | 209.4248 | 321.5564 | 209.4248
1543 | 312.3276 | 195.5534 | 312.3276 | 195.5534
1544 | 313.1369 | 188.1236 | 313.1369 | 188.1236
1545 | 303.5253 | 174.5919 | 303.5253 | 174.5919
1546 | 289.2374 | 162.5875 | 289.2374 | 162.5875
1547 | 267.0016 | 174.2857 | 267.0016 | 174.2857
1548 | 250.455 | 237.6963 | 250.455 | 237.6963
1549 | 237.972 | 273.7316 | 237.972 | 273.7316
1550 | 230.3557 | 296.2384 | 230.3557 | 296.2384
1551 | 227.058 | 320.3962 | 227.058 | 320.3962
1552 | 228.3408 | 345.0365 | 228.3408 | 345.0365
1553 | 231.644 | 385.3876 | 231.644 | 385.3876
1554 | 232.8934 | 398.2572 | 232.8934 | 398.2572
1555 | 247.5029 | 400.6192 | 247.5029 | 400.6192
1556 | 275.743 | 397.6572 | 275.743 | 397.6572
1557 | 297.8771 | 404.1125 | 297.8771 | 404.1125
1558 | 311.8604 | 408.8031 | 311.8604 | 408.8031
1559 | 336.4911 | 414.6315 | 336.4911 | 414.6315
1560 | 333.2997 | 356.1327 | 333.2997 | 356.1327
1561 | 314.5067 | 290.9117 | 314.5067 | 290.9117
1562 | 311.2049 | 242.0449 | 311.2049 | 242.0449
1563 | 313.2332 | 211.1605 | 313.2332 | 211.1605
1564 | 314.0769 | 184.5679 | 314.0769 | 184.5679
1565 | 316.8715 | 164.926 | 316.8715 | 164.926
1566 | 314.4394 | 140.0214 | 314.4394 | 140.0214
1567 | 306.8523 | 125.8831 | 306.8523 | 125.8831
1568 | 308.9428 | 118.0427 | 308.9428 | 118.0427
1569 | 299.7206 | 117.2622 | 299.7206 | 117.2622
1570 | 286.288 | 126.6332 | 286.288 | 126.6332
1571 | 268.1662 | 159.5426 | 268.1662 | 159.5426
1572 | 251.7125 | 232.8503 | 251.7125 | 232.8503
1573 | 238.9086 | 246.2372 | 238.9086 | 246.2372
1574 | 232.2201 | 245.6438 | 232.2201 | 245.6438
1575 | 227.3899 | 258.734 | 227.3899 | 258.734
1576 | 228.1761 | 276.1054 | 228.1761 | 276.1054
1577 | 231.1421 | 310.0295 | 231.1421 | 310.0295
1578 | 228.6672 | 319.4494 | 228.6672 | 319.4494
1579 | 240.4868 | 327.1707 | 240.4868 | 327.1707
1580 | 263.7578 | 329.2599 | 263.7578 | 329.2599
1581 | 285.0381 | 332.3683 | 285.0381 | 332.3683
1582 | 298.7973 | 324.0817 | 298.7973 | 324.0817
1583 | 318.6561 | 311.3273 | 318.6561 | 311.3273
1584 | 313.3527 | 297.9817 | 313.3527 | 297.9817
1585 | 302.075 | 283.5607 | 302.075 | 283.5607
1586 | 296.0173 | 261.9829 | 296.0173 | 261.9829
1587 | 296.7531 | 241.201 | 296.7531 | 241.201
1588 | 298.4723 | 229.4953 | 298.4723 | 229.4953
1589 | 304.1185 | 226.1776 | 304.1185 | 226.1776
1590 | 299.2749 | 216.8374 | 299.2749 | 216.8374
1591 | 295.7543 | 211.5696 | 295.7543 | 211.5696
1592 | 302.9888 | 204.0782 | 302.9888 | 204.0782
1593 | 297.9608 | 193.7291 | 297.9608 | 193.7291
1594 | 282.3061 | 183.1826 | 282.3061 | 183.1826
1595 | 263.653 | 178.7004 | 263.653 | 178.7004
1596 | 248.2348 | 199.0932 | 248.2348 | 199.0932
1597 | 237.9571 | 219.9953 | 237.9571 | 219.9953
1598 | 230.8895 | 219.5251 | 230.8895 | 219.5251
1599 | 228.6096 | 217.9954 | 228.6096 | 217.9954
1600 | 228.8926 | 227.5231 | 228.8926 | 227.5231
1601 | 232.0034 | 263.0899 | 232.0034 | 263.0899
1602 | 229.5755 | 279.6554 | 229.5755 | 279.6554
1603 | 238.575 | 293.4136 | 238.575 | 293.4136
1604 | 256.74 | 301.3548 | 256.74 | 301.3548
1605 | 275.5147 | 306.2907 | 275.5147 | 306.2907
1606 | 292.4582 | 301.5769 | 292.4582 | 301.5769
1607 | 315.3499 | 298.7813 | 315.3499 | 298.7813
1608 | 311.0451 | 294.9222 | 311.0451 | 294.9222
1609 | 298.1928 | 283.4581 | 298.1928 | 283.4581
1610 | 294.2918 | 259.6627 | 294.2918 | 259.6627
1611 | 296.0754 | 221.0576 | 296.0754 | 221.0576
1612 | 300.3574 | 200.2761 | 300.3574 | 200.2761
1613 | 307.0145 | 191.0242 | 307.0145 | 191.0242
1614 | 299.8122 | 173.2036 | 299.8122 | 173.2036
1615 | 297.2699 | 164.712 | 297.2699 | 164.712
1616 | 304.9697 | 158.8017 | 304.9697 | 158.8017
1617 | 297.4843 | 157.4669 | 297.4843 | 157.4669
1618 | 284.1473 | 159.4458 | 284.1473 | 159.4458
1619 | 263.6856 | 173.1358 | 263.6856 | 173.1358
1620 | 245.883 | 234.185 | 245.883 | 234.185
1621 | 236.2503 | 254.0399 | 236.2503 | 254.0399
1622 | 229.3562 | 250.695 | 229.3562 | 250.695
1623 | 226.903 | 245.4898 | 226.903 | 245.4898
1624 | 228.1049 | 249.7404 | 228.1049 | 249.7404
1625 | 232.1132 | 290.7691 | 232.1132 | 290.7691
1626 | 232.1951 | 329.7573 | 232.1951 | 329.7573
1627 | 248.9153 | 355.6918 | 248.9153 | 355.6918
1628 | 275.0117 | 355.6866 | 275.0117 | 355.6866
1629 | 290.6055 | 348.2612 | 290.6055 | 348.2612
1630 | 307.6264 | 331.4121 | 307.6264 | 331.4121
1631 | 331.9244 | 319.5201 | 331.9244 | 319.5201
1632 | 326.6931 | 298.146 | 326.6931 | 298.146
1633 | 305.6905 | 265.6349 | 305.6905 | 265.6349
1634 | 303.1263 | 229.0266 | 303.1263 | 229.0266
1635 | 303.4428 | 206.7047 | 303.4428 | 206.7047
1636 | 307.8714 | 192.2885 | 307.8714 | 192.2885
1637 | 315.1927 | 175.1312 | 315.1927 | 175.1312
1638 | 310.525 | 151.8488 | 310.525 | 151.8488
1639 | 308.5859 | 146.9916 | 308.5859 | 146.9916
1640 | 310.993 | 149.3358 | 310.993 | 149.3358
1641 | 300.3335 | 150.6087 | 300.3335 | 150.6087
1642 | 286.2823 | 150.7191 | 286.2823 | 150.7191
1643 | 263.6616 | 162.4789 | 263.6616 | 162.4789
1644 | 245.1327 | 184.8429 | 245.1327 | 184.8429
1645 | 234.7232 | 194.2668 | 234.7232 | 194.2668
1646 | 227.8842 | 201.8663 | 227.8842 | 201.8663
1647 | 225.4568 | 211.938 | 225.4568 | 211.938
1648 | 227.8628 | 232.5743 | 227.8628 | 232.5743
1649 | 234.3524 | 276.7241 | 234.3524 | 276.7241
1650 | 236.5146 | 298.5052 | 236.5146 | 298.5052
1651 | 255.6842 | 313.5981 | 255.6842 | 313.5981
1652 | 290.8704 | 314.5579 | 290.8704 | 314.5579
1653 | 311.0959 | 312.5123 | 311.0959 | 312.5123
1654 | 328.9342 | 303.7329 | 328.9342 | 303.7329
1655 | 353.5498 | 288.7404 | 353.5498 | 288.7404
1656 | 343.8644 | 280.9594 | 343.8644 | 280.9594
1657 | 318.4294 | 274.9982 | 318.4294 | 274.9982
1658 | 315.4098 | 266.8905 | 315.4098 | 266.8905
1659 | 318.7788 | 261.981 | 318.7788 | 261.981
1660 | 318.996 | 257.9137 | 318.996 | 257.9137
1661 | 326.3094 | 252.2963 | 326.3094 | 252.2963
1662 | 323.2671 | 237.1862 | 323.2671 | 237.1862
1663 | 318.0947 | 228.4892 | 318.0947 | 228.4892
1664 | 318.5428 | 223.4003 | 318.5428 | 223.4003
1665 | 308.2929 | 219.3345 | 308.2929 | 219.3345
1666 | 291.9715 | 213.6955 | 291.9715 | 213.6955
1667 | 267.9343 | 210.3631 | 267.9343 | 210.3631
1668 | 248.7874 | 218.559 | 248.7874 | 218.559
1669 | 238.006 | 219.3383 | 238.006 | 219.3383
1670 | 231.4446 | 219.6688 | 231.4446 | 219.6688
1671 | 229.7892 | 228.2416 | 229.7892 | 228.2416
1672 | 230.8662 | 244.0526 | 230.8662 | 244.0526
1673 | 236.0931 | 277.4428 | 236.0931 | 277.4428
1674 | 237.6159 | 290.0454 | 237.6159 | 290.0454
1675 | 256.473 | 297.3971 | 256.473 | 297.3971
1676 | 291.0358 | 300.1023 | 291.0358 | 300.1023
1677 | 311.5085 | 304.9765 | 311.5085 | 304.9765
1678 | 323.8934 | 304.0204 | 323.8934 | 304.0204
1679 | 351.5493 | 304.6333 | 351.5493 | 304.6333
1680 | 339.3564 | 306.6674 | 339.3564 | 306.6674
1681 | 318.675 | 304.4023 | 318.675 | 304.4023
1682 | 320.2223 | 297.7318 | 320.2223 | 297.7318
1683 | 324.7411 | 292.5554 | 324.7411 | 292.5554
1684 | 325.2244 | 289.9255 | 325.2244 | 289.9255
1685 | 328.7155 | 285.6838 | 328.7155 | 285.6838
1686 | 325.3976 | 266.6518 | 325.3976 | 266.6518
1687 | 321.4123 | 255.0802 | 321.4123 | 255.0802
1688 | 323.1194 | 248.7387 | 323.1194 | 248.7387
1689 | 310.9387 | 237.7736 | 310.9387 | 237.7736
1690 | 293.1879 | 222.9355 | 293.1879 | 222.9355
1691 | 270.1237 | 230.8761 | 270.1237 | 230.8761
1692 | 251.7481 | 275.7655 | 251.7481 | 275.7655
1693 | 240.1551 | 280.7335 | 240.1551 | 280.7335
1694 | 233.6941 | 287.2242 | 233.6941 | 287.2242
1695 | 231.8906 | 302.84 | 231.8906 | 302.84
1696 | 233.7914 | 322.3059 | 233.7914 | 322.3059
1697 | 239.6516 | 356.2505 | 239.6516 | 356.2505
1698 | 243.6687 | 366.0401 | 243.6687 | 366.0401
1699 | 262.3087 | 368.5253 | 262.3087 | 368.5253
1700 | 295.0552 | 364.4955 | 295.0552 | 364.4955
1701 | 317.5576 | 359.7189 | 317.5576 | 359.7189
1702 | 331.4058 | 353.7321 | 331.4058 | 353.7321
1703 | 353.7499 | 355.6592 | 353.7499 | 355.6592
1704 | 343.1273 | 329.398 | 343.1273 | 329.398
1705 | 322.6645 | 279.1871 | 322.6645 | 279.1871
1706 | 319.0798 | 249.4369 | 319.0798 | 249.4369
1707 | 320.8214 | 215.7395 | 320.8214 | 215.7395
1708 | 320.5016 | 187.7506 | 320.5016 | 187.7506
1709 | 325.5028 | 166.4045 | 325.5028 | 166.4045
1710 | 322.5198 | 140.8838 | 322.5198 | 140.8838
1711 | 323.4786 | 126.3348 | 323.4786 | 126.3348
1712 | 321.9777 | 117.5909 | 321.9777 | 117.5909
1713 | 309.7125 | 115.8659 | 309.7125 | 115.8659
1714 | 295.1188 | 123.0604 | 295.1188 | 123.0604
1715 | 273.992 | 154.4503 | 273.992 | 154.4503
1716 | 256.0051 | 192.235 | 256.0051 | 192.235
1717 | 243.5837 | 202.7472 | 243.5837 | 202.7472
1718 | 236.1011 | 208.8271 | 236.1011 | 208.8271
1719 | 233.8663 | 220.5621 | 233.8663 | 220.5621
1720 | 236.1154 | 243.8472 | 236.1154 | 243.8472
1721 | 241.7249 | 285.5946 | 241.7249 | 285.5946
1722 | 243.5483 | 304.4394 | 243.5483 | 304.4394
1723 | 260.8188 | 325.1174 | 260.8188 | 325.1174
1724 | 288.0857 | 376.446 | 288.0857 | 376.446
1725 | 306.6636 | 391.5049 | 306.6636 | 391.5049
1726 | 320.1814 | 366.8736 | 320.1814 | 366.8736
1727 | 347.3401 | 386.0899 | 347.3401 | 386.0899
1728 | 338.7249 | 340.8352 | 338.7249 | 340.8352
1729 | 320.426 | 264.0949 | 320.426 | 264.0949
1730 | 316.6154 | 195.5775 | 316.6154 | 195.5775
1731 | 316.1005 | 137.4861 | 316.1005 | 137.4861
1732 | 316.6643 | 117.4848 | 316.6643 | 117.4848
1733 | 325.225 | 104.7012 | 325.225 | 104.7012
1734 | 321.732 | 85.9566 | 321.732 | 85.9566
1735 | 323.3955 | 77.0954 | 323.3955 | 77.0954
1736 | 320.6412 | 77.571 | 320.6412 | 77.571
1737 | 308.3634 | 85.0246 | 308.3634 | 85.0246
1738 | 294.4683 | 108.7896 | 294.4683 | 108.7896
1739 | 274.47 | 154.8199 | 274.47 | 154.8199
1740 | 258.3228 | 193.2411 | 258.3228 | 193.2411
1741 | 246.5782 | 199.6055 | 246.5782 | 199.6055
1742 | 239.2168 | 207.821 | 239.2168 | 207.821
1743 | 236.6614 | 211.9585 | 236.6614 | 211.9585
1744 | 237.457 | 229.638 | 237.457 | 229.638
1745 | 243.0729 | 270.215 | 243.0729 | 270.215
1746 | 243.0734 | 287.643 | 243.0734 | 287.643
1747 | 250.1745 | 299.7379 | 250.1745 | 299.7379
1748 | 273.7593 | 298.2337 | 273.7593 | 298.2337
1749 | 294.404 | 298.2621 | 294.404 | 298.2621
1750 | 308.059 | 295.2526 | 308.059 | 295.2526
1751 | 334.3558 | 289.9313 | 334.3558 | 289.9313
1752 | 331.6557 | 290.1584 | 331.6557 | 290.1584
1753 | 315.5313 | 284.7311 | 315.5313 | 284.7311
1754 | 311.0906 | 277.7527 | 311.0906 | 277.7527
1755 | 311.4348 | 263.6031 | 311.4348 | 263.6031
1756 | 313.3914 | 257.77 | 313.3914 | 257.77
1757 | 320.3642 | 259.8731 | 320.3642 | 259.8731
1758 | 316.2618 | 254.3317 | 316.2618 | 254.3317
1759 | 316.7162 | 251.0966 | 316.7162 | 251.0966
1760 | 314.882 | 243.2357 | 314.882 | 243.2357
1761 | 305.5475 | 238.2664 | 305.5475 | 238.2664
1762 | 290.3839 | 232.9149 | 290.3839 | 232.9149
1763 | 272.0138 | 226.3382 | 272.0138 | 226.3382
1764 | 253.6308 | 231.9469 | 253.6308 | 231.9469
1765 | 242.8208 | 234.5741 | 242.8208 | 234.5741
1766 | 236.2533 | 236.2599 | 236.2533 | 236.2599
1767 | 234.3543 | 244.073 | 234.3543 | 244.073
1768 | 234.3109 | 256.1468 | 234.3109 | 256.1468
1769 | 238.3812 | 286.765 | 238.3812 | 286.765
1770 | 240.3184 | 295.4663 | 240.3184 | 295.4663
1771 | 251.4748 | 300.7441 | 251.4748 | 300.7441
1772 | 272.2282 | 300.1023 | 272.2282 | 300.1023
1773 | 291.8551 | 299.8021 | 291.8551 | 299.8021
1774 | 310.8415 | 292.5832 | 310.8415 | 292.5832
1775 | 333.4341 | 290.6294 | 333.4341 | 290.6294
1776 | 330.3965 | 287.14 | 330.3965 | 287.14
1777 | 315.5861 | 275.799 | 315.5861 | 275.799
1778 | 313.4814 | 253.0303 | 313.4814 | 253.0303
1779 | 317.1421 | 219.2507 | 317.1421 | 219.2507
1780 | 321.7263 | 169.1678 | 321.7263 | 169.1678
1781 | 324.404 | 135.2345 | 324.404 | 135.2345
1782 | 321.3568 | 111.5209 | 321.3568 | 111.5209
1783 | 321.5238 | 95.9247 | 321.5238 | 95.9247
1784 | 316.6469 | 86.9138 | 316.6469 | 86.9138
1785 | 305.6325 | 84.4496 | 305.6325 | 84.4496
1786 | 290.1132 | 90.9254 | 290.1132 | 90.9254
1787 | 269.374 | 136.6066 | 269.374 | 136.6066
1788 | 253.2834 | 196.239 | 253.2834 | 196.239
1789 | 242.912 | 211.248 | 242.912 | 211.248
1790 | 235.0091 | 220.6134 | 235.0091 | 220.6134
1791 | 231.7233 | 240.418 | 231.7233 | 240.418
1792 | 234.1441 | 271.5265 | 234.1441 | 271.5265
1793 | 238.71 | 308.5511 | 238.71 | 308.5511
1794 | 242.6861 | 319.9217 | 242.6861 | 319.9217
1795 | 256.7496 | 323.8238 | 256.7496 | 323.8238
1796 | 283.2389 | 325.338 | 283.2389 | 325.338
1797 | 299.7622 | 339.2881 | 299.7622 | 339.2881
1798 | 317.0139 | 334.5948 | 317.0139 | 334.5948
1799 | 342.6286 | 323.1135 | 342.6286 | 323.1135
1800 | 335.4972 | 295.8257 | 335.4972 | 295.8257
1801 | 321.7231 | 254.9575 | 321.7231 | 254.9575
1802 | 316.7619 | 198.8218 | 316.7619 | 198.8218
1803 | 321.2324 | 151.0177 | 321.2324 | 151.0177
1804 | 320.8071 | 127.4436 | 320.8071 | 127.4436
1805 | 326.8076 | 107.2679 | 326.8076 | 107.2679
1806 | 327.0583 | 79.9814 | 327.0583 | 79.9814
1807 | 328.2708 | 66.3974 | 328.2708 | 66.3974
1808 | 324.4716 | 52.8897 | 324.4716 | 52.8897
1809 | 312.7359 | 43.6289 | 312.7359 | 43.6289
1810 | 296.7666 | 44.0884 | 296.7666 | 44.0884
1811 | 272.9597 | 62.0698 | 272.9597 | 62.0698
1812 | 255.4226 | 87.4523 | 255.4226 | 87.4523
1813 | 243.8376 | 92.8311 | 243.8376 | 92.8311
1814 | 236.0765 | 105.3586 | 236.0765 | 105.3586
1815 | 234.7833 | 124.1982 | 234.7833 | 124.1982
1816 | 236.6243 | 147.7913 | 236.6243 | 147.7913
1817 | 242.4581 | 187.1979 | 242.4581 | 187.1979
1818 | 246.7336 | 207.0694 | 246.7336 | 207.0694
1819 | 268.6212 | 222.963 | 268.6212 | 222.963
1820 | 302.0139 | 227.8037 | 302.0139 | 227.8037
1821 | 322.8338 | 224.3208 | 322.8338 | 224.3208
1822 | 338.124 | 214.9048 | 338.124 | 214.9048
1823 | 363.8668 | 204.5118 | 363.8668 | 204.5118
1824 | 355.1336 | 179.5853 | 355.1336 | 179.5853
1825 | 333.4834 | 130.8938 | 333.4834 | 130.8938
1826 | 330.2309 | 87.8174 | 330.2309 | 87.8174
1827 | 334.8757 | 38.9251 | 334.8757 | 38.9251
1828 | 336.4906 | 43.1739 | 336.4906 | 43.1739
1829 | 344.5833 | 49.3838 | 344.5833 | 49.3838
1830 | 342.3218 | 44.8074 | 342.3218 | 44.8074
1831 | 339.2397 | 42.4143 | 339.2397 | 42.4143
1832 | 335.4584 | 37.2842 | 335.4584 | 37.2842
1833 | 320.43 | 30.1179 | 320.43 | 30.1179
1834 | 299.1129 | 21.0087 | 299.1129 | 21.0087
1835 | 274.7902 | 9.7504 | 274.7902 | 9.7504
1836 | 257.8661 | 52.2168 | 257.8661 | 52.2168
1837 | 245.2764 | 97.4101 | 245.2764 | 97.4101
1838 | 238.3266 | 104.5167 | 238.3266 | 104.5167
1839 | 234.234 | 111.3647 | 234.234 | 111.3647
1840 | 237.1195 | 130.5021 | 237.1195 | 130.5021
1841 | 243.1871 | 170.2782 | 243.1871 | 170.2782
1842 | 248.3754 | 181.2998 | 248.3754 | 181.2998
1843 | 268.4464 | 185.1608 | 268.4464 | 185.1608
1844 | 302.2914 | 189.2828 | 302.2914 | 189.2828
1845 | 321.6314 | 190.1119 | 321.6314 | 190.1119
1846 | 336.4561 | 182.2154 | 336.4561 | 182.2154
1847 | 360.9285 | 177.5512 | 360.9285 | 177.5512
1848 | 354.3645 | 155.4789 | 354.3645 | 155.4789
1849 | 332.0354 | 115.2267 | 332.0354 | 115.2267
1850 | 329.1688 | 54.204 | 329.1688 | 54.204
1851 | 331.3894 | 38.9251 | 331.3894 | 38.9251
1852 | 332.7851 | 43.1739 | 332.7851 | 43.1739
1853 | 339.3331 | 49.3838 | 339.3331 | 49.3838
1854 | 340.661 | 44.8074 | 340.661 | 44.8074
1855 | 341.8339 | 42.4143 | 341.8339 | 42.4143
1856 | 334.9945 | 37.2842 | 334.9945 | 37.2842
1857 | 321.0966 | 30.1179 | 321.0966 | 30.1179
1858 | 302.7775 | 21.0087 | 302.7775 | 21.0087
1859 | 280.3182 | 9.7504 | 280.3182 | 9.7504
1860 | 260.5412 | 9.8355 | 260.5412 | 9.8355
1861 | 248.9098 | 8.0686 | 248.9098 | 8.0686
1862 | 242.7224 | 6.1816 | 242.7224 | 6.1816
1863 | 240.2783 | 15.7605 | 240.2783 | 15.7605
1864 | 241.4294 | 29.6824 | 241.4294 | 29.6824
1865 | 246.3554 | 62.7851 | 246.3554 | 62.7851
1866 | 252.5403 | 73.1496 | 252.5403 | 73.1496
1867 | 272.6932 | 82.493 | 272.6932 | 82.493
1868 | 305.3946 | 86.0196 | 305.3946 | 86.0196
1869 | 323.9721 | 89.3949 | 323.9721 | 89.3949
1870 | 339.835 | 88.4387 | 339.835 | 88.4387
1871 | 361.4054 | 91.1666 | 361.4054 | 91.1666
1872 | 355.0015 | 89.6484 | 355.0015 | 89.6484
1873 | 332.7558 | 77.712 | 332.7558 | 77.712
1874 | 330.8205 | 60.015 | 330.8205 | 60.015
1875 | 335.3908 | 44.5924 | 335.3908 | 44.5924
1876 | 334.068 | 43.1739 | 334.068 | 43.1739
1877 | 340.3678 | 49.3838 | 340.3678 | 49.3838
1878 | 338.4689 | 44.8074 | 338.4689 | 44.8074
1879 | 338.7941 | 42.4143 | 338.7941 | 42.4143
1880 | 330.2568 | 37.2842 | 330.2568 | 37.2842
1881 | 317.2749 | 30.1179 | 317.2749 | 30.1179
1882 | 298.5973 | 21.0087 | 298.5973 | 21.0087
1883 | 279.549 | 9.7504 | 279.549 | 9.7504
1884 | 259.8714 | 9.8355 | 259.8714 | 9.8355
1885 | 248.0001 | 8.0686 | 248.0001 | 8.0686
1886 | 240.7083 | 6.1816 | 240.7083 | 6.1816
1887 | 238.4938 | 10.4424 | 238.4938 | 10.4424
1888 | 239.9713 | 19.4567 | 239.9713 | 19.4567
1889 | 246.153 | 47.5082 | 246.153 | 47.5082
1890 | 251.9459 | 54.0534 | 251.9459 | 54.0534
1891 | 269.0979 | 56.5386 | 269.0979 | 56.5386
1892 | 297.3005 | 54.0078 | 297.3005 | 54.0078
1893 | 316.756 | 59.6418 | 316.756 | 59.6418
1894 | 331.1909 | 100.1223 | 331.1909 | 100.1223
1895 | 360.6412 | 167.0381 | 360.6412 | 167.0381
1896 | 352.8063 | 201.6178 | 352.8063 | 201.6178
1897 | 332.4707 | 202.0631 | 332.4707 | 202.0631
1898 | 327.6635 | 187.6721 | 327.6635 | 187.6721
1899 | 326.874 | 171.4691 | 326.874 | 171.4691
1900 | 331.4314 | 162.597 | 331.4314 | 162.597
1901 | 340.4766 | 140.8813 | 340.4766 | 140.8813
1902 | 338.9811 | 106.0795 | 338.9811 | 106.0795
1903 | 341.6618 | 85.9043 | 341.6618 | 85.9043
1904 | 333.0043 | 72.8894 | 333.0043 | 72.8894
1905 | 318.2475 | 68.7415 | 318.2475 | 68.7415
1906 | 300.3721 | 75.3815 | 300.3721 | 75.3815
1907 | 280.9992 | 113.0136 | 280.9992 | 113.0136
1908 | 263.421 | 155.1514 | 263.421 | 155.1514
1909 | 252.7726 | 166.5465 | 252.7726 | 166.5465
1910 | 245.0276 | 175.5217 | 245.0276 | 175.5217
1911 | 241.8659 | 179.2691 | 241.8659 | 179.2691
1912 | 242.9463 | 176.8463 | 242.9463 | 176.8463
1913 | 248.3068 | 215.0414 | 248.3068 | 215.0414
1914 | 252.2792 | 256.4115 | 252.2792 | 256.4115
1915 | 262.3975 | 291.0522 | 262.3975 | 291.0522
1916 | 284.5149 | 307.4944 | 284.5149 | 307.4944
1917 | 303.1622 | 314.3193 | 303.1622 | 314.3193
1918 | 317.6387 | 310.0572 | 317.6387 | 310.0572
1919 | 342.3402 | 307.4053 | 342.3402 | 307.4053
1920 | 338.5037 | 267.8179 | 338.5037 | 267.8179
1921 | 321.0643 | 201.4471 | 321.0643 | 201.4471
1922 | 317.1825 | 137.8987 | 317.1825 | 137.8987
1923 | 320.5734 | 80.9983 | 320.5734 | 80.9983
1924 | 326.1241 | 54.1799 | 326.1241 | 54.1799
1925 | 330.9267 | 49.3838 | 330.9267 | 49.3838
1926 | 331.0326 | 44.8074 | 331.0326 | 44.8074
1927 | 332.1251 | 42.4143 | 332.1251 | 42.4143
1928 | 322.6114 | 57.7356 | 322.6114 | 57.7356
1929 | 309.9068 | 52.6021 | 309.9068 | 52.6021
1930 | 297.3479 | 44.9303 | 297.3479 | 44.9303
1931 | 279.0286 | 68.6611 | 279.0286 | 68.6611
1932 | 261.9639 | 91.3332 | 261.9639 | 91.3332
1933 | 252.0475 | 106.527 | 252.0475 | 106.527
1934 | 244.9905 | 114.3934 | 244.9905 | 114.3934
1935 | 243.0912 | 121.5288 | 243.0912 | 121.5288
1936 | 244.4123 | 130.1736 | 244.4123 | 130.1736
1937 | 248.2863 | 156.8698 | 248.2863 | 156.8698
1938 | 252.9518 | 162.1214 | 252.9518 | 162.1214
1939 | 261.8508 | 164.4835 | 261.8508 | 164.4835
1940 | 282.7807 | 161.1724 | 282.7807 | 161.1724
1941 | 302.294 | 157.5252 | 302.294 | 157.5252
1942 | 317.0701 | 142.6062 | 317.0701 | 142.6062
1943 | 343.6646 | 128.3118 | 343.6646 | 128.3118
1944 | 335.4403 | 124.5965 | 335.4403 | 124.5965
1945 | 321.9265 | 102.3933 | 321.9265 | 102.3933
1946 | 317.8742 | 66.5858 | 317.8742 | 66.5858
1947 | 319.0397 | 38.9251 | 319.0397 | 38.9251
1948 | 326.1052 | 43.1739 | 326.1052 | 43.1739
1949 | 336.5357 | 49.3838 | 336.5357 | 49.3838
1950 | 332.4045 | 44.8074 | 332.4045 | 44.8074
1951 | 334.9186 | 42.4143 | 334.9186 | 42.4143
1952 | 327.2137 | 37.2842 | 327.2137 | 37.2842
1953 | 314.6942 | 30.1179 | 314.6942 | 30.1179
1954 | 298.306 | 21.0087 | 298.306 | 21.0087
1955 | 278.9381 | 9.7504 | 278.9381 | 9.7504
1956 | 264.5545 | 9.8355 | 264.5545 | 9.8355
1957 | 253.5306 | 36.6308 | 253.5306 | 36.6308
1958 | 245.7608 | 99.3012 | 245.7608 | 99.3012
1959 | 243.7192 | 128.695 | 243.7192 | 128.695
1960 | 244.5775 | 145.7996 | 244.5775 | 145.7996
1961 | 248.9168 | 183.0296 | 248.9168 | 183.0296
1962 | 254.6602 | 198.5685 | 254.6602 | 198.5685
1963 | 269.7895 | 208.4047 | 269.7895 | 208.4047
1964 | 295.0678 | 214.5801 | 295.0678 | 214.5801
1965 | 314.0336 | 217.75 | 314.0336 | 217.75
1966 | 330.1829 | 214.104 | 330.1829 | 214.104
1967 | 354.9055 | 209.3371 | 354.9055 | 209.3371
1968 | 345.2303 | 204.1229 | 345.2303 | 204.1229
1969 | 326.7873 | 185.9237 | 326.7873 | 185.9237
1970 | 322.6581 | 164.3049 | 322.6581 | 164.3049
1971 | 324.9957 | 142.8864 | 324.9957 | 142.8864
1972 | 329.473 | 124.5484 | 329.473 | 124.5484
1973 | 338.4946 | 117.4525 | 338.4946 | 117.4525
1974 | 337.7182 | 102.9379 | 337.7182 | 102.9379
1975 | 341.5023 | 104.2818 | 341.5023 | 104.2818
1976 | 331.3752 | 112.437 | 331.3752 | 112.437
1977 | 318.1668 | 118.8022 | 318.1668 | 118.8022
1978 | 299.0397 | 126.9823 | 299.0397 | 126.9823
1979 | 279.7363 | 143.1568 | 279.7363 | 143.1568
1980 | 261.1837 | 173.3236 | 261.1837 | 173.3236
1981 | 250.7772 | 188.2915 | 250.7772 | 188.2915
1982 | 244.7819 | 197.3078 | 244.7819 | 197.3078
1983 | 241.1281 | 199.1251 | 241.1281 | 199.1251
1984 | 242.844 | 210.8498 | 242.844 | 210.8498
1985 | 250.1755 | 240.4003 | 250.1755 | 240.4003
1986 | 256.5463 | 243.1057 | 256.5463 | 243.1057
1987 | 276.1417 | 246.9257 | 276.1417 | 246.9257
1988 | 308.6996 | 251.4994 | 308.6996 | 251.4994
1989 | 328.7927 | 260.2545 | 328.7927 | 260.2545
1990 | 344.2631 | 263.5898 | 344.2631 | 263.5898
1991 | 368.0231 | 263.2582 | 368.0231 | 263.2582
1992 | 356.4253 | 249.6047 | 356.4253 | 249.6047
1993 | 336.4159 | 215.6358 | 336.4159 | 215.6358
1994 | 331.793 | 174.5511 | 331.793 | 174.5511
1995 | 336.2485 | 140.2581 | 336.2485 | 140.2581
1996 | 337.5088 | 100.1135 | 337.5088 | 100.1135
1997 | 345.93 | 82.2169 | 345.93 | 82.2169
1998 | 349.9405 | 62.5894 | 349.9405 | 62.5894
1999 | 348.4353 | 52.64 | 348.4353 | 52.64
2000 | 337.2727 | 48.6188 | 337.2727 | 48.6188
2001 | 322.0073 | 50.0149 | 322.0073 | 50.0149
2002 | 303.807 | 64.2729 | 303.807 | 64.2729
2003 | 280.9851 | 109.5845 | 280.9851 | 109.5845
2004 | 261.8665 | 126.5277 | 261.8665 | 126.5277
2005 | 250.2455 | 137.5532 | 250.2455 | 137.5532
2006 | 244.1529 | 148.8076 | 244.1529 | 148.8076
2007 | 241.7704 | 161.4871 | 241.7704 | 161.4871
2008 | 243.7003 | 180.8503 | 243.7003 | 180.8503
2009 | 249.4334 | 216.2939 | 249.4334 | 216.2939
2010 | 257.1816 | 227.1512 | 257.1816 | 227.1512
2011 | 275.8086 | 232.778 | 275.8086 | 232.778
2012 | 309.2274 | 231.9309 | 309.2274 | 231.9309
2013 | 329.9862 | 230.5219 | 329.9862 | 230.5219
2014 | 345.716 | 223.7137 | 345.716 | 223.7137
2015 | 372.4389 | 220.3021 | 372.4389 | 220.3021
2016 | 360.0111 | 213.055 | 360.0111 | 213.055
2017 | 339.6693 | 181.8992 | 339.6693 | 181.8992
2018 | 334.5841 | 149.7466 | 334.5841 | 149.7466
2019 | 339.6631 | 136.3773 | 339.6631 | 136.3773
2020 | 339.8626 | 133.2546 | 339.8626 | 133.2546
2021 | 345.261 | 115.8509 | 345.261 | 115.8509
2022 | 346.4192 | 100.9872 | 346.4192 | 100.9872
2023 | 348.1493 | 96.5612 | 348.1493 | 96.5612
2024 | 334.0248 | 88.2074 | 334.0248 | 88.2074
2025 | 319.2945 | 86.9136 | 319.2945 | 86.9136
2026 | 300.8315 | 91.4182 | 300.8315 | 91.4182
2027 | 278.5494 | 118.9888 | 278.5494 | 118.9888
2028 | 259.9421 | 134.392 | 259.9421 | 134.392
2029 | 248.0115 | 125.3973 | 248.0115 | 125.3973
2030 | 240.7056 | 136.0973 | 240.7056 | 136.0973
2031 | 238.7908 | 152.0211 | 238.7908 | 152.0211
2032 | 239.47 | 172.1852 | 239.47 | 172.1852
2033 | 246.1509 | 211.756 | 246.1509 | 211.756
2034 | 254.6435 | 225.3237 | 254.6435 | 225.3237
2035 | 269.3339 | 231.546 | 269.3339 | 231.546
2036 | 302.5451 | 234.3744 | 302.5451 | 234.3744
2037 | 323.3456 | 238.7969 | 323.3456 | 238.7969
2038 | 339.2665 | 240.3253 | 339.2665 | 240.3253
2039 | 364.266 | 244.0388 | 364.266 | 244.0388
2040 | 355.4557 | 248.8039 | 355.4557 | 248.8039
2041 | 331.6639 | 241.7955 | 331.6639 | 241.7955
2042 | 327.9511 | 218.2465 | 327.9511 | 218.2465
2043 | 333.1092 | 193.6659 | 333.1092 | 193.6659
2044 | 334.9757 | 186.2311 | 334.9757 | 186.2311
2045 | 339.8724 | 187.5951 | 339.8724 | 187.5951
2046 | 343.8215 | 178.8709 | 343.8215 | 178.8709
2047 | 344.0301 | 178.0178 | 344.0301 | 178.0178
2048 | 331.7281 | 178.2675 | 331.7281 | 178.2675
2049 | 320.5183 | 185.988 | 320.5183 | 185.988
2050 | 303.7144 | 195.0099 | 303.7144 | 195.0099
2051 | 281.3492 | 206.8929 | 281.3492 | 206.8929
2052 | 263.2545 | 227.9428 | 263.2545 | 227.9428
2053 | 249.9933 | 240.9601 | 249.9933 | 240.9601
2054 | 243.1902 | 250.9209 | 243.1902 | 250.9209
2055 | 240.7998 | 263.9289 | 240.7998 | 263.9289
2056 | 240.9358 | 279.1444 | 240.9358 | 279.1444
2057 | 246.8416 | 311.6517 | 246.8416 | 311.6517
2058 | 253.7696 | 321.626 | 253.7696 | 321.626
2059 | 267.1921 | 328.875 | 267.1921 | 328.875
2060 | 296.1396 | 329.4858 | 296.1396 | 329.4858
2061 | 316.2086 | 330.4997 | 316.2086 | 330.4997
2062 | 331.0643 | 326.2787 | 331.0643 | 326.2787
2063 | 352.9184 | 325.2901 | 352.9184 | 325.2901
2064 | 348.324 | 328.1044 | 348.324 | 328.1044
2065 | 331.6999 | 318.1392 | 331.6999 | 318.1392
2066 | 329.0392 | 286.9312 | 329.0392 | 286.9312
2067 | 332.5852 | 252.6588 | 332.5852 | 252.6588
2068 | 336.1708 | 233.91 | 336.1708 | 233.91
2069 | 341.4756 | 225.6848 | 341.4756 | 225.6848
2070 | 344.7555 | 221.7449 | 344.7555 | 221.7449
2071 | 343.0658 | 224.7316 | 343.0658 | 224.7316
2072 | 328.9942 | 221.9013 | 328.9942 | 221.9013
2073 | 316.8886 | 219.8683 | 316.8886 | 219.8683
2074 | 302.2529 | 220.0198 | 302.2529 | 220.0198
2075 | 280.1167 | 226.5846 | 280.1167 | 226.5846
2076 | 261.1738 | 237.7784 | 261.1738 | 237.7784
2077 | 249.6932 | 241.0833 | 249.6932 | 241.0833
2078 | 242.7009 | 256.0543 | 242.7009 | 256.0543
2079 | 239.6762 | 277.3989 | 239.6762 | 277.3989
2080 | 239.908 | 298.0969 | 239.908 | 298.0969
2081 | 245.7348 | 340.6245 | 245.7348 | 340.6245
2082 | 252.3228 | 352.0567 | 252.3228 | 352.0567
2083 | 260.693 | 378.6483 | 260.693 | 378.6483
2084 | 282.9422 | 377.1031 | 282.9422 | 377.1031
2085 | 304.9612 | 382.2237 | 304.9612 | 382.2237
2086 | 320.5828 | 394.6965 | 320.5828 | 394.6965
2087 | 342.4471 | 397.5065 | 342.4471 | 397.5065
2088 | 338.0508 | 388.9658 | 338.0508 | 388.9658
2089 | 324.8506 | 363.8879 | 324.8506 | 363.8879
2090 | 318.3166 | 323.563 | 318.3166 | 323.563
2091 | 320.8973 | 293.541 | 320.8973 | 293.541
2092 | 324.1814 | 285.942 | 324.1814 | 285.942
2093 | 331.538 | 286.2177 | 331.538 | 286.2177
2094 | 329.4126 | 283.017 | 329.4126 | 283.017
2095 | 330.7199 | 283.9914 | 330.7199 | 283.9914
2096 | 320.6373 | 282.8038 | 320.6373 | 282.8038
2097 | 309.8616 | 281.51 | 309.8616 | 281.51
2098 | 294.7247 | 283.6943 | 294.7247 | 283.6943
2099 | 276.5007 | 293.257 | 276.5007 | 293.257
2100 | 259.3134 | 320.2206 | 259.3134 | 320.2206
2101 | 249.1939 | 331.7389 | 249.1939 | 331.7389
2102 | 241.7058 | 338.5375 | 241.7058 | 338.5375
2103 | 239.8122 | 345.3855 | 239.8122 | 345.3855
2104 | 240.179 | 373.2086 | 240.179 | 373.2086
2105 | 246.2572 | 415.0791 | 246.2572 | 415.0791
2106 | 251.5872 | 439.0163 | 251.5872 | 439.0163
2107 | 260.6522 | 450.1461 | 260.6522 | 450.1461
2108 | 280.7331 | 452.7897 | 280.7331 | 452.7897
2109 | 300.5178 | 458.1567 | 300.5178 | 458.1567
2110 | 315.3304 | 441.0612 | 315.3304 | 441.0612
2111 | 341.8124 | 429.2719 | 341.8124 | 429.2719
2112 | 336.1644 | 419.2528 | 336.1644 | 419.2528
2113 | 321.0969 | 393.4357 | 321.0969 | 393.4357
2114 | 318.0329 | 362.4946 | 318.0329 | 362.4946
2115 | 319.5659 | 350.0494 | 319.5659 | 350.0494
2116 | 327.8598 | 349.6987 | 327.8598 | 349.6987
2117 | 335.9867 | 344.3481 | 335.9867 | 344.3481
2118 | 334.8974 | 333.9402 | 334.8974 | 333.9402
2119 | 336.4474 | 328.3849 | 336.4474 | 328.3849
2120 | 323.2315 | 317.2796 | 323.2315 | 317.2796
2121 | 311.3032 | 309.0455 | 311.3032 | 309.0455
2122 | 295.572 | 307.1231 | 295.572 | 307.1231
2123 | 277.4818 | 318.2053 | 277.4818 | 318.2053
2124 | 258.6746 | 340.5488 | 258.6746 | 340.5488
2125 | 246.815 | 346.6462 | 246.815 | 346.6462
2126 | 240.6254 | 357.4284 | 240.6254 | 357.4284
2127 | 237.9172 | 386.1446 | 237.9172 | 386.1446
2128 | 238.4535 | 405.8569 | 238.4535 | 405.8569
2129 | 244.3715 | 441.5263 | 244.3715 | 441.5263
2130 | 249.4279 | 463.2458 | 249.4279 | 463.2458
2131 | 265.1923 | 476.4907 | 265.1923 | 476.4907
2132 | 287.9316 | 476.8345 | 287.9316 | 476.8345
2133 | 307.1043 | 471.5446 | 307.1043 | 471.5446
2134 | 328.7725 | 467.1594 | 328.7725 | 467.1594
2135 | 350.0919 | 462.7005 | 350.0919 | 462.7005
2136 | 345.6762 | 444.3448 | 345.6762 | 444.3448
2137 | 326.4138 | 411.9159 | 326.4138 | 411.9159
2138 | 323.1694 | 379.4143 | 323.1694 | 379.4143
2139 | 327.2185 | 342.5957 | 327.2185 | 342.5957
2140 | 333.4992 | 321.9578 | 333.4992 | 321.9578
2141 | 347.122 | 323.137 | 347.122 | 323.137
2142 | 347.3205 | 315.0904 | 347.3205 | 315.0904
2143 | 342.0426 | 302.5332 | 342.0426 | 302.5332
2144 | 328.2392 | 296.8898 | 328.2392 | 296.8898
2145 | 317.7901 | 292.5571 | 317.7901 | 292.5571
2146 | 298.1082 | 301.579 | 298.1082 | 301.579
2147 | 277.9804 | 326.7472 | 277.9804 | 326.7472
2148 | 259.7885 | 334.9021 | 259.7885 | 334.9021
2149 | 247.8692 | 375.4548 | 247.8692 | 375.4548
2150 | 240.3001 | 376.2371 | 240.3001 | 376.2371
2151 | 240.39 | 374.1325 | 240.39 | 374.1325
2152 | 240.2462 | 384.9332 | 240.2462 | 384.9332
2153 | 245.5524 | 417.42 | 245.5524 | 417.42
2154 | 256.7306 | 426.8193 | 256.7306 | 426.8193
2155 | 277.6408 | 427.1896 | 277.6408 | 427.1896
2156 | 309.673 | 424.4124 | 309.673 | 424.4124
2157 | 329.3948 | 426.494 | 329.3948 | 426.494
2158 | 343.355 | 416.0309 | 343.355 | 416.0309
2159 | 371.281 | 419.3748 | 371.281 | 419.3748
2160 | 359.3186 | 420.2179 | 359.3186 | 420.2179
2161 | 337.5472 | 402.1214 | 337.5472 | 402.1214
2162 | 332.6653 | 370.4616 | 332.6653 | 370.4616
2163 | 335.7401 | 347.8317 | 335.7401 | 347.8317
2164 | 339.2383 | 342.8199 | 339.2383 | 342.8199
2165 | 347.2361 | 343.8553 | 347.2361 | 343.8553
2166 | 354.8053 | 337.7595 | 354.8053 | 337.7595
2167 | 349.0385 | 326.9476 | 349.0385 | 326.9476
2168 | 336.9885 | 314.3639 | 336.9885 | 314.3639
2169 | 322.805 | 320.9755 | 322.805 | 320.9755
2170 | 305.0242 | 327.1022 | 305.0242 | 327.1022
2171 | 280.4745 | 337.7943 | 280.4745 | 337.7943
2172 | 263.2515 | 724.3462 | 263.2515 | 724.3462
2173 | 249.8336 | 730.3501 | 249.8336 | 730.3501
2174 | 242.5526 | 730.6126 | 242.5526 | 730.6126
2175 | 240.8415 | 745.8227 | 240.8415 | 745.8227
2176 | 241.163 | 763.1351 | 241.163 | 763.1351
2177 | 248.1204 | 797.3328 | 248.1204 | 797.3328
2178 | 258.9766 | 809.398 | 258.9766 | 809.398
2179 | 276.9077 | 820.0627 | 276.9077 | 820.0627
2180 | 307.3389 | 819.2089 | 307.3389 | 819.2089
2181 | 329.7721 | 825.365 | 329.7721 | 825.365
2182 | 342.5952 | 828.019 | 342.5952 | 828.019
2183 | 371.8809 | 829.9772 | 371.8809 | 829.9772
2184 | 361.4306 | 834.74 | 361.4306 | 834.74
2185 | 333.2272 | 822.7038 | 333.2272 | 822.7038
2186 | 334.1043 | 805.4179 | 334.1043 | 805.4179
2187 | 340.8832 | 786.1308 | 340.8832 | 786.1308
2188 | 342.2244 | 774.136 | 342.2244 | 774.136
2189 | 353.0403 | 772.2967 | 353.0403 | 772.2967
2190 | 362.0419 | 768.6341 | 362.0419 | 768.6341
2191 | 356.2898 | 763.1054 | 356.2898 | 763.1054
2192 | 337.5514 | 754.9414 | 337.5514 | 754.9414
2193 | 326.74 | 747.2556 | 326.74 | 747.2556
2194 | 307.1153 | 741.064 | 307.1153 | 741.064
2195 | 286.8194 | 780.1679 | 286.8194 | 780.1679
2196 | 268.3029 | 846.8974 | 268.3029 | 846.8974
2197 | 254.7015 | 879.6321 | 254.7015 | 879.6321
2198 | 246.5017 | 894.3074 | 246.5017 | 894.3074
2199 | 243.5005 | 919.6569 | 243.5005 | 919.6569
2200 | 243.3933 | 950.7118 | 243.3933 | 950.7118
2201 | 250.0463 | 985.2866 | 250.0463 | 985.2866
2202 | 260.1127 | 993.2876 | 260.1127 | 993.2876
2203 | 278.0107 | 999.3017 | 278.0107 | 999.3017
2204 | 308.7983 | 997.0233 | 308.7983 | 997.0233
2205 | 328.5391 | 995.4703 | 328.5391 | 995.4703
2206 | 342.8349 | 971.6867 | 342.8349 | 971.6867
2207 | 370.7901 | 952.9474 | 370.7901 | 952.9474
2208 | 361.4451 | 942.7107 | 361.4451 | 942.7107
2209 | 338.498 | 873.065 | 338.498 | 873.065
2210 | 338.0154 | 786.5638 | 338.0154 | 786.5638
2211 | 342.6352 | 734.9735 | 342.6352 | 734.9735
2212 | 344.5388 | 711.9177 | 344.5388 | 711.9177
2213 | 360.1448 | 701.1541 | 360.1448 | 701.1541
2214 | 368.291 | 685.425 | 368.291 | 685.425
2215 | 356.588 | 683.0386 | 356.588 | 683.0386
2216 | 339.1216 | 678.4359 | 339.1216 | 678.4359
2217 | 320.2136 | 681.0151 | 320.2136 | 681.0151
2218 | 297.8331 | 692.1692 | 297.8331 | 692.1692
2219 | 276.2923 | 738.0187 | 276.2923 | 738.0187
2220 | 258.9163 | 775.0426 | 258.9163 | 775.0426
2221 | 247.6871 | 800.9899 | 247.6871 | 800.9899
2222 | 240.7733 | 819.7293 | 240.7733 | 819.7293
2223 | 239.2762 | 842.7325 | 239.2762 | 842.7325
2224 | 239.4728 | 882.4183 | 239.4728 | 882.4183
2225 | 245.816 | 920.8896 | 245.816 | 920.8896
2226 | 254.1655 | 908.5702 | 254.1655 | 908.5702
2227 | 268.1284 | 898.1184 | 268.1284 | 898.1184
2228 | 293.453 | 883.8153 | 293.453 | 883.8153
2229 | 312.4635 | 898.4349 | 312.4635 | 898.4349
2230 | 325.6301 | 899.8319 | 325.6301 | 899.8319
2231 | 354.1921 | 895.5054 | 354.1921 | 895.5054
2232 | 346.4513 | 887.9502 | 346.4513 | 887.9502
2233 | 325.373 | 806.9083 | 325.373 | 806.9083
2234 | 326.632 | 742.7387 | 326.632 | 742.7387
2235 | 337.001 | 688.1317 | 337.001 | 688.1317
2236 | 338.5403 | 641.4874 | 338.5403 | 641.4874
2237 | 351.3047 | 596.2 | 351.3047 | 596.2
2238 | 357.859 | 555.2484 | 357.859 | 555.2484
2239 | 349.5251 | 527.9747 | 349.5251 | 527.9747
2240 | 333.313 | 519.3917 | 333.313 | 519.3917
2241 | 319.1189 | 523.4373 | 319.1189 | 523.4373
2242 | 302.7736 | 553.8644 | 302.7736 | 553.8644
2243 | 282.215 | 694.9477 | 282.215 | 694.9477
2244 | 266.9249 | 756.9428 | 266.9249 | 756.9428
2245 | 253.9299 | 749.4136 | 253.9299 | 749.4136
2246 | 246.002 | 739.0759 | 246.002 | 739.0759
2247 | 243.1815 | 764.6349 | 243.1815 | 764.6349
2248 | 243.3778 | 794.5585 | 243.3778 | 794.5585
2249 | 248.9139 | 824.9016 | 248.9139 | 824.9016
2250 | 258.1071 | 811.5767 | 258.1071 | 811.5767
2251 | 270.0056 | 826.7664 | 270.0056 | 826.7664
2252 | 291.4906 | 837.5182 | 291.4906 | 837.5182
2253 | 309.8149 | 851.5512 | 309.8149 | 851.5512
2254 | 325.6728 | 836.8594 | 325.6728 | 836.8594
2255 | 351.3222 | 848.4542 | 351.3222 | 848.4542
2256 | 350.319 | 840.6894 | 350.319 | 840.6894
2257 | 331.6885 | 777.2866 | 331.6885 | 777.2866
2258 | 328.5225 | 695.8131 | 328.5225 | 695.8131
2259 | 326.7419 | 600.1044 | 326.7419 | 600.1044
2260 | 334.1689 | 511.1013 | 334.1689 | 511.1013
2261 | 343.8241 | 456.0517 | 343.8241 | 456.0517
2262 | 352.3478 | 416.5665 | 352.3478 | 416.5665
2263 | 344.4432 | 396.3736 | 344.4432 | 396.3736
2264 | 329.0651 | 388.0838 | 329.0651 | 388.0838
2265 | 312.7992 | 394.1405 | 312.7992 | 394.1405
2266 | 298.7604 | 451.0471 | 298.7604 | 451.0471
2267 | 280.1078 | 605.6634 | 280.1078 | 605.6634
2268 | 263.7134 | 652.4076 | 263.7134 | 652.4076
2269 | 253.6433 | 634.3202 | 253.6433 | 634.3202
2270 | 245.8363 | 634.3732 | 245.8363 | 634.3732
2271 | 243.146 | 678.0739 | 243.146 | 678.0739
2272 | 242.4009 | 705.5256 | 242.4009 | 705.5256
2273 | 247.4317 | 745.8823 | 247.4317 | 745.8823
2274 | 254.9891 | 757.9893 | 254.9891 | 757.9893
2275 | 267.7199 | 737.1469 | 267.7199 | 737.1469
2276 | 289.1149 | 770.3141 | 289.1149 | 770.3141
2277 | 306.4294 | 752.2114 | 306.4294 | 752.2114
2278 | 319.1797 | 730.1037 | 319.1797 | 730.1037
2279 | 344.862 | 733.2351 | 344.862 | 733.2351
2280 | 341.9375 | 734.3527 | 341.9375 | 734.3527
2281 | 323.2001 | 719.8027 | 323.2001 | 719.8027
2282 | 320.9871 | 698.7878 | 320.9871 | 698.7878
2283 | 324.8941 | 667.7694 | 324.8941 | 667.7694
2284 | 332.1161 | 640.859 | 332.1161 | 640.859
2285 | 344.3754 | 623.4755 | 344.3754 | 623.4755
2286 | 352.3227 | 600.3724 | 352.3227 | 600.3724
2287 | 343.5605 | 574.9003 | 343.5605 | 574.9003
2288 | 330.1121 | 563.6777 | 330.1121 | 563.6777
2289 | 314.9023 | 559.3437 | 314.9023 | 559.3437
2290 | 300.0702 | 551.3086 | 300.0702 | 551.3086
2291 | 281.0271 | 551.28 | 281.0271 | 551.28
2292 | 265.0252 | 550.931 | 265.0252 | 550.931
2293 | 253.0569 | 548.1364 | 253.0569 | 548.1364
2294 | 245.9804 | 546.9324 | 245.9804 | 546.9324
2295 | 243.6183 | 559.3773 | 243.6183 | 559.3773
2296 | 244.2143 | 598.7698 | 244.2143 | 598.7698
2297 | 247.5085 | 652.2825 | 247.5085 | 652.2825
2298 | 256.7575 | 670.758 | 256.7575 | 670.758
2299 | 270.1333 | 684.607 | 270.1333 | 684.607
2300 | 290.7753 | 685.1357 | 290.7753 | 685.1357
2301 | 308.7292 | 687.3954 | 308.7292 | 687.3954
2302 | 324.5971 | 688.0802 | 324.5971 | 688.0802
2303 | 349.5869 | 694.1863 | 349.5869 | 694.1863
2304 | 344.5601 | 715.2473 | 344.5601 | 715.2473
2305 | 330.5971 | 727.1348 | 330.5971 | 727.1348
2306 | 327.6162 | 727.0689 | 327.6162 | 727.0689
2307 | 329.293 | 717.0412 | 329.293 | 717.0412
2308 | 332.4307 | 703.3705 | 332.4307 | 703.3705
2309 | 345.8879 | 691.2243 | 345.8879 | 691.2243
2310 | 356.2221 | 679.6431 | 356.2221 | 679.6431
2311 | 348.6739 | 668.4582 | 348.6739 | 668.4582
2312 | 330.6437 | 652.4592 | 330.6437 | 652.4592
2313 | 317.5041 | 630.1092 | 317.5041 | 630.1092
2314 | 300.8253 | 605.2731 | 300.8253 | 605.2731
2315 | 278.5052 | 585.8038 | 278.5052 | 585.8038
2316 | 260.6092 | 577.3686 | 260.6092 | 577.3686
2317 | 249.1172 | 572.1857 | 249.1172 | 572.1857
2318 | 241.5763 | 567.2109 | 241.5763 | 567.2109
2319 | 239.6691 | 571.8629 | 239.6691 | 571.8629
2320 | 241.1046 | 588.5049 | 241.1046 | 588.5049
2321 | 247.3963 | 624.2528 | 247.3963 | 624.2528
2322 | 260.2711 | 639.167 | 260.2711 | 639.167
2323 | 277.5331 | 656.9963 | 277.5331 | 656.9963
2324 | 306.522 | 661.9243 | 306.522 | 661.9243
2325 | 328.2201 | 667.494 | 328.2201 | 667.494
2326 | 344.7815 | 666.3352 | 344.7815 | 666.3352
2327 | 372.1812 | 665.6957 | 372.1812 | 665.6957
2328 | 364.9672 | 672.5534 | 364.9672 | 672.5534
2329 | 345.2049 | 664.4976 | 345.2049 | 664.4976
2330 | 340.7082 | 654.7113 | 340.7082 | 654.7113
2331 | 344.906 | 620.5505 | 344.906 | 620.5505
2332 | 348.0043 | 569.6326 | 348.0043 | 569.6326
2333 | 361.4811 | 521.0772 | 361.4811 | 521.0772
2334 | 369.8093 | 478.9105 | 369.8093 | 478.9105
2335 | 356.1764 | 449.2067 | 356.1764 | 449.2067
2336 | 339.3619 | 434.6742 | 339.3619 | 434.6742
2337 | 327.6964 | 436.8763 | 327.6964 | 436.8763
2338 | 308.5651 | 483.6017 | 308.5651 | 483.6017
2339 | 285.7908 | 643.3295 | 285.7908 | 643.3295
2340 | 265.8541 | 688.4398 | 265.8541 | 688.4398
2341 | 255.4635 | 685.0166 | 255.4635 | 685.0166
2342 | 247.9446 | 645.0571 | 247.9446 | 645.0571
2343 | 245.5562 | 646.4829 | 245.5562 | 646.4829
2344 | 245.8784 | 671.6302 | 245.8784 | 671.6302
2345 | 251.9929 | 703.9006 | 251.9929 | 703.9006
2346 | 263.5107 | 708.9689 | 263.5107 | 708.9689
2347 | 282.1835 | 712.6367 | 282.1835 | 712.6367
2348 | 310.567 | 702.7747 | 310.567 | 702.7747
2349 | 332.4977 | 690.873 | 332.4977 | 690.873
2350 | 346.3552 | 672.6198 | 346.3552 | 672.6198
2351 | 371.9288 | 657.5257 | 371.9288 | 657.5257
2352 | 364.76 | 646.451 | 364.76 | 646.451
2353 | 346.5672 | 597.0001 | 346.5672 | 597.0001
2354 | 339.612 | 512.5938 | 339.612 | 512.5938
2355 | 344.0107 | 416.2147 | 344.0107 | 416.2147
2356 | 346.9237 | 314.4328 | 346.9237 | 314.4328
2357 | 361.0978 | 235.7109 | 361.0978 | 235.7109
2358 | 369.0402 | 183.7821 | 369.0402 | 183.7821
2359 | 359.5876 | 147.4584 | 359.5876 | 147.4584
2360 | 345.3511 | 123.2475 | 345.3511 | 123.2475
2361 | 331.5186 | 119.6677 | 331.5186 | 119.6677
2362 | 313.0333 | 143.894 | 313.0333 | 143.894
2363 | 291.5797 | 174.2412 | 291.5797 | 174.2412
2364 | 270.9981 | 211.6423 | 270.9981 | 211.6423
2365 | 260.2275 | 267.5046 | 260.2275 | 267.5046
2366 | 252.1164 | 289.0092 | 252.1164 | 289.0092
2367 | 250.1184 | 311.2164 | 250.1184 | 311.2164
2368 | 250.5555 | 304.7307 | 250.5555 | 304.7307
2369 | 255.9354 | 354.5145 | 255.9354 | 354.5145
2370 | 266.6361 | 361.0491 | 266.6361 | 361.0491
2371 | 284.4819 | 390.0232 | 284.4819 | 390.0232
2372 | 314.4315 | 454.2367 | 314.4315 | 454.2367
2373 | 332.7024 | 489.5119 | 332.7024 | 489.5119
2374 | 348.5969 | 494.3026 | 348.5969 | 494.3026
2375 | 370.202 | 490.2276 | 370.202 | 490.2276
2376 | 365.1179 | 475.2564 | 365.1179 | 475.2564
2377 | 348.2717 | 426.853 | 348.2717 | 426.853
2378 | 346.3154 | 366.2446 | 346.3154 | 366.2446
2379 | 348.0492 | 325.5897 | 348.0492 | 325.5897
2380 | 352.3606 | 299.0144 | 352.3606 | 299.0144
2381 | 362.2293 | 268.3494 | 362.2293 | 268.3494
2382 | 369.9118 | 246.3775 | 369.9118 | 246.3775
2383 | 358.4104 | 257.0632 | 358.4104 | 257.0632
2384 | 341.479 | 287.4871 | 341.479 | 287.4871
2385 | 327.0766 | 333.9752 | 327.0766 | 333.9752
2386 | 311.1089 | 398.5072 | 311.1089 | 398.5072
2387 | 291.2446 | 461.6605 | 291.2446 | 461.6605
2388 | 275.319 | 517.4966 | 275.319 | 517.4966
2389 | 263.8182 | 566.4876 | 263.8182 | 566.4876
2390 | 256.0918 | 605.7151 | 256.0918 | 605.7151
2391 | 252.7428 | 640.1145 | 252.7428 | 640.1145
2392 | 252.9157 | 678.0825 | 252.9157 | 678.0825
2393 | 259.2011 | 723.7183 | 259.2011 | 723.7183
2394 | 268.7632 | 737.0823 | 268.7632 | 737.0823
2395 | 277.5815 | 746.0292 | 277.5815 | 746.0292
2396 | 300.466 | 746.2647 | 300.466 | 746.2647
2397 | 320.8621 | 752.4628 | 320.8621 | 752.4628
2398 | 337.5701 | 754.3626 | 337.5701 | 754.3626
2399 | 360.1501 | 759.1279 | 360.1501 | 759.1279
2400 | 356.3311 | 763.8907 | 356.3311 | 763.8907
2401 | 341.0874 | 760.5693 | 341.0874 | 760.5693
2402 | 338.6601 | 757.9057 | 338.6601 | 757.9057
2403 | 339.5491 | 749.1769 | 339.5491 | 749.1769
2404 | 343.0884 | 737.9782 | 343.0884 | 737.9782
2405 | 350.8485 | 750.0908 | 350.8485 | 750.0908
2406 | 363.542 | 750.9951 | 363.542 | 750.9951
2407 | 354.1113 | 737.1288 | 354.1113 | 737.1288
2408 | 337.419 | 725.8224 | 337.419 | 725.8224
2409 | 323.8343 | 732.7589 | 323.8343 | 732.7589
2410 | 310.7382 | 745.2957 | 310.7382 | 745.2957
2411 | 292.2669 | 747.5714 | 292.2669 | 747.5714
2412 | 275.3318 | 758.7863 | 275.3318 | 758.7863
2413 | 262.0287 | 765.4605 | 262.0287 | 765.4605
2414 | 256.7265 | 768.0273 | 256.7265 | 768.0273
2415 | 253.224 | 767.7772 | 253.224 | 767.7772
2416 | 253.5018 | 769.7131 | 253.5018 | 769.7131
2417 | 258.1644 | 791.8861 | 258.1644 | 791.8861
2418 | 265.5935 | 793.3092 | 265.5935 | 793.3092
2419 | 274.4153 | 794.6307 | 274.4153 | 794.6307
2420 | 290.5284 | 782.3807 | 290.5284 | 782.3807
2421 | 309.7315 | 772.5738 | 309.7315 | 772.5738
2422 | 327.113 | 754.7396 | 327.113 | 754.7396
2423 | 350.5338 | 740.6091 | 350.5338 | 740.6091
2424 | 347.1303 | 724.2972 | 347.1303 | 724.2972
2425 | 333.1935 | 681.969 | 333.1935 | 681.969
2426 | 329.9568 | 616.6261 | 329.9568 | 616.6261
2427 | 331.972 | 574.7981 | 331.972 | 574.7981
2428 | 333.9232 | 536.1981 | 333.9232 | 536.1981
2429 | 344.3486 | 489.2348 | 344.3486 | 489.2348
2430 | 354.659 | 460.685 | 354.659 | 460.685
2431 | 348.8463 | 451.553 | 348.8463 | 451.553
2432 | 332.4573 | 442.9281 | 332.4573 | 442.9281
2433 | 318.3335 | 416.3464 | 318.3335 | 416.3464
2434 | 305.2178 | 420.0008 | 305.2178 | 420.0008
2435 | 288.6348 | 421.5642 | 288.6348 | 421.5642
2436 | 273.3297 | 420.3773 | 273.3297 | 420.3773
2437 | 262.7451 | 420.1803 | 262.7451 | 420.1803
2438 | 255.1855 | 418.3479 | 255.1855 | 418.3479
2439 | 252.3603 | 422.4552 | 252.3603 | 422.4552
2440 | 252.6597 | 429.8796 | 252.6597 | 429.8796
2441 | 256.7459 | 451.7594 | 256.7459 | 451.7594
2442 | 264.0388 | 458.7549 | 264.0388 | 458.7549
2443 | 270.1182 | 491.7093 | 270.1182 | 491.7093
2444 | 282.627 | 512.8099 | 282.627 | 512.8099
2445 | 300.0348 | 532.6667 | 300.0348 | 532.6667
2446 | 317.112 | 592.8882 | 317.112 | 592.8882
2447 | 342.2015 | 643.1966 | 342.2015 | 643.1966
2448 | 339.3469 | 688.6422 | 339.3469 | 688.6422
2449 | 329.1068 | 675.81 | 329.1068 | 675.81
2450 | 325.9037 | 642.7704 | 325.9037 | 642.7704
2451 | 326.4615 | 595.8308 | 326.4615 | 595.8308
2452 | 333.8701 | 555.7225 | 333.8701 | 555.7225
2453 | 344.234 | 524.6804 | 344.234 | 524.6804
2454 | 350.2211 | 503.337 | 350.2211 | 503.337
2455 | 341.7586 | 498.5205 | 341.7586 | 498.5205
2456 | 332.9526 | 504.7274 | 332.9526 | 504.7274
2457 | 318.8251 | 520.2111 | 318.8251 | 520.2111
2458 | 304.1211 | 566.7689 | 304.1211 | 566.7689
2459 | 286.4899 | 637.3382 | 286.4899 | 637.3382
2460 | 270.2303 | 672.5605 | 270.2303 | 672.5605
2461 | 259.6886 | 701.7758 | 259.6886 | 701.7758
2462 | 251.832 | 724.2441 | 251.832 | 724.2441
2463 | 247.9849 | 744.2725 | 247.9849 | 744.2725
2464 | 248.8501 | 770.8862 | 248.8501 | 770.8862
2465 | 252.9119 | 810.1536 | 252.9119 | 810.1536
2466 | 263.0017 | 824.8583 | 263.0017 | 824.8583
2467 | 274.3897 | 834.6013 | 274.3897 | 834.6013
2468 | 290.7049 | 822.8959 | 290.7049 | 822.8959
2469 | 308.2018 | 813.3404 | 308.2018 | 813.3404
2470 | 322.8288 | 812.5587 | 322.8288 | 812.5587
2471 | 348.1073 | 815.5225 | 348.1073 | 815.5225
2472 | 341.4994 | 812.7436 | 341.4994 | 812.7436
2473 | 329.8974 | 789.1018 | 329.8974 | 789.1018
2474 | 328.3093 | 742.3616 | 328.3093 | 742.3616
2475 | 333.4907 | 689.3049 | 333.4907 | 689.3049
2476 | 339.3084 | 655.9841 | 339.3084 | 655.9841
2477 | 350.6368 | 607.5124 | 350.6368 | 607.5124
2478 | 357.16 | 567.8597 | 357.16 | 567.8597
2479 | 345.7247 | 552.9039 | 345.7247 | 552.9039
2480 | 332.5552 | 559.5298 | 332.5552 | 559.5298
2481 | 320.9663 | 581.0468 | 320.9663 | 581.0468
2482 | 305.4295 | 626.7667 | 305.4295 | 626.7667
2483 | 285.65 | 703.9557 | 285.65 | 703.9557
2484 | 268.635 | 729.4997 | 268.635 | 729.4997
2485 | 258.9496 | 749.3717 | 258.9496 | 749.3717
2486 | 251.5671 | 764.2146 | 251.5671 | 764.2146
2487 | 247.7098 | 785.1229 | 247.7098 | 785.1229
2488 | 249.1987 | 791.7932 | 249.1987 | 791.7932
2489 | 254.7895 | 801.355 | 254.7895 | 801.355
2490 | 266.1495 | 809.9008 | 266.1495 | 809.9008
2491 | 282.0084 | 826.4731 | 282.0084 | 826.4731
2492 | 307.9612 | 831.066 | 307.9612 | 831.066
2493 | 324.8027 | 846.5235 | 324.8027 | 846.5235
2494 | 346.0297 | 863.0037 | 346.0297 | 863.0037
2495 | 372.9906 | 874.9336 | 372.9906 | 874.9336
2496 | 365.3164 | 883.928 | 365.3164 | 883.928
2497 | 350.4802 | 822.7457 | 350.4802 | 822.7457
2498 | 345.8725 | 752.7104 | 345.8725 | 752.7104
2499 | 350.9052 | 698.6481 | 350.9052 | 698.6481
2500 | 356.0003 | 630.0493 | 356.0003 | 630.0493
2501 | 368.0104 | 567.6257 | 368.0104 | 567.6257
2502 | 369.5841 | 527.0511 | 369.5841 | 527.0511
2503 | 358.0719 | 511.7183 | 358.0719 | 511.7183
2504 | 342.8258 | 513.1489 | 342.8258 | 513.1489
2505 | 330.3027 | 528.9259 | 330.3027 | 528.9259
2506 | 313.0001 | 586.6285 | 313.0001 | 586.6285
2507 | 289.7023 | 703.4111 | 289.7023 | 703.4111
2508 | 271.3702 | 742.069 | 271.3702 | 742.069
2509 | 258.0283 | 781.2141 | 258.0283 | 781.2141
2510 | 250.5787 | 809.5062 | 250.5787 | 809.5062
2511 | 248.2011 | 839.7577 | 248.2011 | 839.7577
2512 | 251.1998 | 831.7219 | 251.1998 | 831.7219
2513 | 256.1916 | 803.9527 | 256.1916 | 803.9527
2514 | 266.9425 | 811.7024 | 266.9425 | 811.7024
2515 | 289.1466 | 827.8557 | 289.1466 | 827.8557
2516 | 318.6915 | 830.0185 | 318.6915 | 830.0185
2517 | 340.2941 | 832.9486 | 340.2941 | 832.9486
2518 | 356.0999 | 831.9993 | 356.0999 | 831.9993
2519 | 384.0866 | 839.8232 | 384.0866 | 839.8232
2520 | 377.029 | 845.5077 | 377.029 | 845.5077
2521 | 356.8151 | 812.2294 | 356.8151 | 812.2294
2522 | 357.2689 | 763.4362 | 357.2689 | 763.4362
2523 | 357.7808 | 706.9439 | 357.7808 | 706.9439
2524 | 358.6243 | 660.928 | 358.6243 | 660.928
2525 | 376.6766 | 625.738 | 376.6766 | 625.738
2526 | 386.7766 | 604.7717 | 386.7766 | 604.7717
2527 | 374.1386 | 593.8381 | 374.1386 | 593.8381
2528 | 354.9269 | 599.4584 | 354.9269 | 599.4584
2529 | 340.0972 | 611.4228 | 340.0972 | 611.4228
2530 | 322.0052 | 643.861 | 322.0052 | 643.861
2531 | 300.3951 | 686.0235 | 300.3951 | 686.0235
2532 | 279.3533 | 709.8077 | 279.3533 | 709.8077
2533 | 265.9812 | 733.5343 | 265.9812 | 733.5343
2534 | 259.1713 | 749.0895 | 259.1713 | 749.0895
2535 | 255.6056 | 761.5763 | 255.6056 | 761.5763
2536 | 256.5583 | 781.6958 | 256.5583 | 781.6958
2537 | 261.8317 | 817.1505 | 261.8317 | 817.1505
2538 | 273.4248 | 826.5761 | 273.4248 | 826.5761
2539 | 294.3091 | 835.146 | 294.3091 | 835.146
2540 | 321.3376 | 832.9095 | 321.3376 | 832.9095
2541 | 342.4118 | 840.7835 | 342.4118 | 840.7835
2542 | 358.0862 | 843.6888 | 358.0862 | 843.6888
2543 | 388.7146 | 847.1553 | 388.7146 | 847.1553
2544 | 376.7103 | 859.1664 | 376.7103 | 859.1664
2545 | 358.185 | 840.7618 | 358.185 | 840.7618
2546 | 353.413 | 794.9853 | 353.413 | 794.9853
2547 | 355.3486 | 748.6322 | 355.3486 | 748.6322
2548 | 358.3031 | 720.7163 | 358.3031 | 720.7163
2549 | 376.2148 | 706.6427 | 376.2148 | 706.6427
2550 | 386.1944 | 690.8717 | 386.1944 | 690.8717
2551 | 370.0114 | 691.7115 | 370.0114 | 691.7115
2552 | 355.2414 | 702.1501 | 355.2414 | 702.1501
2553 | 339.5678 | 717.2567 | 339.5678 | 717.2567
2554 | 322.2358 | 739.6395 | 322.2358 | 739.6395
2555 | 299.5937 | 783.1008 | 299.5937 | 783.1008
2556 | 280.6633 | 790.1259 | 280.6633 | 790.1259
2557 | 267.7648 | 799.1045 | 267.7648 | 799.1045
2558 | 260.4776 | 806.8666 | 260.4776 | 806.8666
2559 | 256.3114 | 822.0768 | 256.3114 | 822.0768
2560 | 257.7514 | 857.8661 | 257.7514 | 857.8661
2561 | 260.7975 | 901.7004 | 260.7975 | 901.7004
2562 | 273.9389 | 913.1371 | 273.9389 | 913.1371
2563 | 291.5091 | 936.5388 | 291.5091 | 936.5388
2564 | 312.5349 | 933.0453 | 312.5349 | 933.0453
2565 | 335.1667 | 924.9143 | 335.1667 | 924.9143
2566 | 350.6532 | 917.4709 | 350.6532 | 917.4709
2567 | 376.2626 | 912.7674 | 376.2626 | 912.7674
2568 | 368.9847 | 915.8542 | 368.9847 | 915.8542
2569 | 348.0678 | 871.2634 | 348.0678 | 871.2634
2570 | 345.4663 | 787.1504 | 345.4663 | 787.1504
2571 | 344.1924 | 734.3032 | 344.1924 | 734.3032
2572 | 353.9686 | 712.7557 | 353.9686 | 712.7557
2573 | 372.5879 | 692.5232 | 372.5879 | 692.5232
2574 | 382.4058 | 672.6881 | 382.4058 | 672.6881
2575 | 366.5132 | 651.6153 | 366.5132 | 651.6153
2576 | 347.878 | 639.6385 | 347.878 | 639.6385
2577 | 334.8695 | 658.5159 | 334.8695 | 658.5159
2578 | 318.4912 | 762.7252 | 318.4912 | 762.7252
2579 | 300.3421 | 888.3482 | 300.3421 | 888.3482
2580 | 280.6841 | 870.4021 | 280.6841 | 870.4021
2581 | 269.4635 | 840.2063 | 269.4635 | 840.2063
2582 | 260.1563 | 854.2531 | 260.1563 | 854.2531
2583 | 256.6028 | 862.9691 | 256.6028 | 862.9691
2584 | 256.3687 | 855.6874 | 256.3687 | 855.6874
2585 | 261.8197 | 871.3663 | 261.8197 | 871.3663
2586 | 270.3028 | 871.9515 | 270.3028 | 871.9515
2587 | 284.1193 | 880.8984 | 284.1193 | 880.8984
2588 | 301.7024 | 877.9915 | 301.7024 | 877.9915
2589 | 319.4754 | 878.0725 | 319.4754 | 878.0725
2590 | 334.283 | 868.8694 | 334.283 | 868.8694
2591 | 357.4528 | 859.8085 | 357.4528 | 859.8085
2592 | 352.1843 | 855.9822 | 352.1843 | 855.9822
2593 | 338.5907 | 833.2202 | 338.5907 | 833.2202
2594 | 336.1129 | 785.4745 | 336.1129 | 785.4745
2595 | 336.3968 | 716.329 | 336.3968 | 716.329
2596 | 342.4953 | 648.1492 | 342.4953 | 648.1492
2597 | 357.2757 | 584.3848 | 357.2757 | 584.3848
2598 | 366.6417 | 532.875 | 366.6417 | 532.875
2599 | 355.9558 | 512.0116 | 355.9558 | 512.0116
2600 | 342.3772 | 513.2746 | 342.3772 | 513.2746
2601 | 329.4859 | 535.2106 | 329.4859 | 535.2106
2602 | 314.9264 | 567.3555 | 314.9264 | 567.3555
2603 | 294.6602 | 600.1329 | 294.6602 | 600.1329
2604 | 279.7613 | 622.7859 | 279.7613 | 622.7859
2605 | 266.6524 | 635.0325 | 266.6524 | 635.0325
2606 | 259.6023 | 636.3424 | 259.6023 | 636.3424
2607 | 256.9962 | 634.2069 | 256.9962 | 634.2069
2608 | 258.5335 | 637.8186 | 258.5335 | 637.8186
2609 | 261.5825 | 666.7372 | 261.5825 | 666.7372
2610 | 269.3364 | 676.8751 | 269.3364 | 676.8751
2611 | 284.8189 | 681.0038 | 284.8189 | 681.0038
2612 | 301.3098 | 668.209 | 301.3098 | 668.209
2613 | 317.2198 | 658.9049 | 317.2198 | 658.9049
2614 | 333.5278 | 651.1263 | 333.5278 | 651.1263
2615 | 358.3796 | 644.2022 | 358.3796 | 644.2022
2616 | 353.2522 | 635.5576 | 353.2522 | 635.5576
2617 | 341.6658 | 618.1166 | 341.6658 | 618.1166
2618 | 337.4886 | 586.7949 | 337.4886 | 586.7949
2619 | 338.0351 | 550.3716 | 338.0351 | 550.3716
2620 | 348.9718 | 511.6879 | 348.9718 | 511.6879
2621 | 369.9843 | 454.8786 | 369.9843 | 454.8786
2622 | 374.4299 | 395.7433 | 374.4299 | 395.7433
2623 | 358.1152 | 371.9471 | 358.1152 | 371.9471
2624 | 344.4117 | 364.1601 | 344.4117 | 364.1601
2625 | 331.0218 | 364.1836 | 331.0218 | 364.1836
2626 | 315.5061 | 381.1196 | 315.5061 | 381.1196
2627 | 294.1895 | 416.5365 | 294.1895 | 416.5365
2628 | 277.8533 | 457.7502 | 277.8533 | 457.7502
2629 | 264.6182 | 544.5332 | 264.6182 | 544.5332
2630 | 257.2342 | 612.1254 | 257.2342 | 612.1254
2631 | 253.8743 | 638.6899 | 253.8743 | 638.6899
2632 | 254.5653 | 641.4637 | 254.5653 | 641.4637
2633 | 257.4609 | 644.28 | 257.4609 | 644.28
2634 | 267.8761 | 643.273 | 267.8761 | 643.273
2635 | 288.387 | 648.1559 | 288.387 | 648.1559
2636 | 307.5245 | 648.3494 | 307.5245 | 648.3494
2637 | 321.2713 | 642.7323 | 321.2713 | 642.7323
2638 | 336.7324 | 630.2192 | 336.7324 | 630.2192
2639 | 366.1669 | 624.3845 | 366.1669 | 624.3845
2640 | 357.7401 | 626.9685 | 357.7401 | 626.9685
2641 | 343.3012 | 621.8036 | 343.3012 | 621.8036
2642 | 339.4094 | 600.5374 | 339.4094 | 600.5374
2643 | 341.579 | 572.3261 | 341.579 | 572.3261
2644 | 351.2562 | 532.2178 | 351.2562 | 532.2178
2645 | 369.1881 | 470.0456 | 369.1881 | 470.0456
2646 | 379.656 | 413.6337 | 379.656 | 413.6337
2647 | 361.7513 | 384.0975 | 361.7513 | 384.0975
2648 | 346.5417 | 380.626 | 346.5417 | 380.626
2649 | 335.3289 | 407.0451 | 335.3289 | 407.0451
2650 | 318.6961 | 537.0215 | 318.6961 | 537.0215
2651 | 297.843 | 602.1021 | 297.843 | 602.1021
2652 | 275.8453 | 566.6427 | 275.8453 | 566.6427
2653 | 264.1979 | 531.461 | 264.1979 | 531.461
2654 | 257.3086 | 544.8375 | 257.3086 | 544.8375
2655 | 253.9922 | 565.5782 | 253.9922 | 565.5782
2656 | 255.0976 | 592.7365 | 255.0976 | 592.7365
2657 | 260.273 | 629.2387 | 260.273 | 629.2387
2658 | 273.4656 | 635.7733 | 273.4656 | 635.7733
2659 | 297.685 | 644.0499 | 297.685 | 644.0499
2660 | 322.8163 | 636.7437 | 322.8163 | 636.7437
2661 | 339.9471 | 634.2271 | 339.9471 | 634.2271
2662 | 353.9661 | 630.9315 | 353.9661 | 630.9315
2663 | 380.1967 | 632.8059 | 380.1967 | 632.8059
2664 | 373.3629 | 641.4652 | 373.3629 | 641.4652
2665 | 354.5031 | 636.0908 | 354.5031 | 636.0908
2666 | 346.714 | 603.1769 | 346.714 | 603.1769
2667 | 355.7028 | 540.0647 | 355.7028 | 540.0647
2668 | 362.2697 | 462.7512 | 362.2697 | 462.7512
2669 | 382.2586 | 387.4649 | 382.2586 | 387.4649
2670 | 386.044 | 340.5219 | 386.044 | 340.5219
2671 | 366.4078 | 347.1855 | 366.4078 | 347.1855
2672 | 349.666 | 378.1959 | 349.666 | 378.1959
2673 | 334.9249 | 427.7007 | 334.9249 | 427.7007
2674 | 317.2134 | 441.9553 | 317.2134 | 441.9553
2675 | 295.3323 | 462.8755 | 295.3323 | 462.8755
2676 | 276.2802 | 488.587 | 276.2802 | 488.587
2677 | 263.7988 | 506.2804 | 263.7988 | 506.2804
2678 | 258.0715 | 511.4449 | 258.0715 | 511.4449
2679 | 254.4442 | 523.7223 | 254.4442 | 523.7223
2680 | 254.5733 | 544.8892 | 254.5733 | 544.8892
2681 | 261.2004 | 580.8885 | 261.2004 | 580.8885
2682 | 271.4886 | 596.5988 | 271.4886 | 596.5988
2683 | 295.7579 | 614.6376 | 295.7579 | 614.6376
2684 | 323.7822 | 623.5878 | 323.7822 | 623.5878
2685 | 341.5355 | 631.9646 | 341.5355 | 631.9646
2686 | 359.1143 | 635.3727 | 359.1143 | 635.3727
2687 | 381.918 | 645.2496 | 381.918 | 645.2496
2688 | 372.1615 | 664.3414 | 372.1615 | 664.3414
2689 | 355.4199 | 681.6757 | 355.4199 | 681.6757
2690 | 352.7564 | 694.5561 | 352.7564 | 694.5561
2691 | 354.4902 | 703.8015 | 354.4902 | 703.8015
2692 | 358.7715 | 715.9818 | 358.7715 | 715.9818
2693 | 376.9202 | 714.729 | 376.9202 | 714.729
2694 | 386.5124 | 701.849 | 386.5124 | 701.849
2695 | 366.4928 | 691.0411 | 366.4928 | 691.0411
2696 | 349.5331 | 690.3349 | 349.5331 | 690.3349
2697 | 333.1779 | 697.1458 | 333.1779 | 697.1458
2698 | 314.5393 | 710.0596 | 314.5393 | 710.0596
2699 | 293.9065 | 718.2848 | 293.9065 | 718.2848
2700 | 274.0425 | 723.1731 | 274.0425 | 723.1731
2701 | 263.192 | 728.6323 | 263.192 | 728.6323
2702 | 254.7748 | 729.7746 | 254.7748 | 729.7746
2703 | 252.5741 | 742.3871 | 252.5741 | 742.3871
2704 | 255.4532 | 755.6354 | 255.4532 | 755.6354
2705 | 258.9753 | 785.0148 | 258.9753 | 785.0148
2706 | 271.1905 | 793.2254 | 271.1905 | 793.2254
2707 | 296.3002 | 800.5383 | 296.3002 | 800.5383
2708 | 323.101 | 794.9919 | 323.101 | 794.9919
2709 | 344.938 | 791.2602 | 344.938 | 791.2602
2710 | 361.4214 | 783.6491 | 361.4214 | 783.6491
2711 | 384.6661 | 779.4484 | 384.6661 | 779.4484
2712 | 376.6322 | 779.6443 | 376.6322 | 779.6443
2713 | 355.6795 | 774.0185 | 355.6795 | 774.0185
2714 | 351.4258 | 764.735 | 351.4258 | 764.735
2715 | 357.8668 | 756.7185 | 357.8668 | 756.7185
2716 | 363.2349 | 757.6702 | 363.2349 | 757.6702
2717 | 379.9816 | 758.3866 | 379.9816 | 758.3866
2718 | 388.0523 | 753.5928 | 388.0523 | 753.5928
2719 | 372.6141 | 760.0888 | 372.6141 | 760.0888
2720 | 355.0037 | 770.7369 | 355.0037 | 770.7369
2721 | 339.3386 | 783.9162 | 339.3386 | 783.9162
2722 | 322.4624 | 798.0451 | 322.4624 | 798.0451
2723 | 303.1399 | 816.7028 | 303.1399 | 816.7028
2724 | 284.4936 | 836.6744 | 284.4936 | 836.6744
2725 | 272.7997 | 852.4823 | 272.7997 | 852.4823
2726 | 267.6275 | 860.4121 | 267.6275 | 860.4121
2727 | 262.1164 | 867.9969 | 262.1164 | 867.9969
2728 | 264.6881 | 881.5803 | 264.6881 | 881.5803
2729 | 268.4293 | 910.3732 | 268.4293 | 910.3732
2730 | 281.0384 | 916.6984 | 281.0384 | 916.6984
2731 | 298.9387 | 922.1678 | 298.9387 | 922.1678
2732 | 318.2305 | 917.7526 | 318.2305 | 917.7526
2733 | 339.4426 | 923.0708 | 339.4426 | 923.0708
2734 | 353.5 | 935.1937 | 353.5 | 935.1937
2735 | 373.5174 | 949.7213 | 373.5174 | 949.7213
2736 | 371.6314 | 966.9696 | 371.6314 | 966.9696
2737 | 351.3377 | 969.6815 | 351.3377 | 969.6815
2738 | 348.0381 | 942.9685 | 348.0381 | 942.9685
2739 | 354.5745 | 895.4004 | 354.5745 | 895.4004
2740 | 359.3829 | 846.0327 | 359.3829 | 846.0327
2741 | 375.4913 | 803.3011 | 375.4913 | 803.3011
2742 | 378.343 | 769.7654 | 378.343 | 769.7654
2743 | 361.4212 | 749.74 | 361.4212 | 749.74
2744 | 349.2236 | 751.5057 | 349.2236 | 751.5057
2745 | 335.1275 | 772.3943 | 335.1275 | 772.3943
2746 | 320.9232 | 878.1119 | 320.9232 | 878.1119
2747 | 303.1313 | 963.0101 | 303.1313 | 963.0101
2748 | 284.9096 | 930.3999 | 284.9096 | 930.3999
2749 | 272.5824 | 927.9823 | 272.5824 | 927.9823
2750 | 265.9799 | 919.0272 | 265.9799 | 919.0272
2751 | 262.6134 | 924.7266 | 262.6134 | 924.7266
2752 | 262.8136 | 940.4887 | 262.8136 | 940.4887
2753 | 267.947 | 983.0241 | 267.947 | 983.0241
2754 | 278.8659 | 1006.1084 | 278.8659 | 1006.1084
2755 | 292.7984 | 1021.759 | 292.7984 | 1021.759
2756 | 307.2747 | 1021.0308 | 307.2747 | 1021.0308
2757 | 324.6092 | 1020.6928 | 324.6092 | 1020.6928
2758 | 341.415 | 1010.9869 | 341.415 | 1010.9869
2759 | 359.6862 | 996.4793 | 359.6862 | 996.4793
2760 | 356.6463 | 978.2401 | 356.6463 | 978.2401
2761 | 341.8958 | 947.2661 | 341.8958 | 947.2661
2762 | 343.4547 | 877.5659 | 343.4547 | 877.5659
2763 | 344.149 | 805.0267 | 344.149 | 805.0267
2764 | 354.611 | 748.6202 | 354.611 | 748.6202
2765 | 374.7324 | 711.3772 | 374.7324 | 711.3772
2766 | 373.3195 | 708.9716 | 373.3195 | 708.9716
2767 | 356.5776 | 714.2525 | 356.5776 | 714.2525
2768 | 344.0082 | 705.5857 | 344.0082 | 705.5857
2769 | 331.6199 | 708.123 | 331.6199 | 708.123
2770 | 318.974 | 724.263 | 318.974 | 724.263
2771 | 302.9786 | 755.9091 | 302.9786 | 755.9091
2772 | 285.8339 | 770.5177 | 285.8339 | 770.5177
2773 | 272.4953 | 772.7926 | 272.4953 | 772.7926
2774 | 265.8819 | 781.1414 | 265.8819 | 781.1414
2775 | 262.2061 | 800.3737 | 262.2061 | 800.3737
2776 | 263.3169 | 814.3762 | 263.3169 | 814.3762
2777 | 267.2405 | 838.5603 | 267.2405 | 838.5603
2778 | 277.9434 | 839.8577 | 277.9434 | 839.8577
2779 | 292.9393 | 842.0172 | 292.9393 | 842.0172
2780 | 308.0817 | 834.1245 | 308.0817 | 834.1245
2781 | 320.9074 | 824.8204 | 320.9074 | 824.8204
2782 | 333.9329 | 803.7182 | 333.9329 | 803.7182
2783 | 354.8755 | 788.247 | 354.8755 | 788.247
2784 | 352.2085 | 789.2389 | 352.2085 | 789.2389
2785 | 340.1855 | 783.8645 | 340.1855 | 783.8645
2786 | 339.1363 | 756.9839 | 339.1363 | 756.9839
2787 | 343.7391 | 716.7061 | 343.7391 | 716.7061
2788 | 351.7426 | 686.6952 | 351.7426 | 686.6952
2789 | 371.6422 | 644.0474 | 371.6422 | 644.0474
2790 | 377.4438 | 567.6921 | 377.4438 | 567.6921
2791 | 358.3752 | 503.0874 | 358.3752 | 503.0874
2792 | 347.313 | 477.6614 | 347.313 | 477.6614
2793 | 335.0393 | 506.1335 | 335.0393 | 506.1335
2794 | 320.3298 | 626.9343 | 320.3298 | 626.9343
2795 | 301.0547 | 627.7435 | 301.0547 | 627.7435
2796 | 283.0532 | 573.514 | 283.0532 | 573.514
2797 | 272.4023 | 555.6361 | 272.4023 | 555.6361
2798 | 266.9996 | 546.1782 | 266.9996 | 546.1782
2799 | 263.8534 | 559.1678 | 263.8534 | 559.1678
2800 | 264.7112 | 598.1414 | 264.7112 | 598.1414
2801 | 270.0186 | 650.439 | 270.0186 | 650.439
2802 | 279.4042 | 681.3163 | 279.4042 | 681.3163
2803 | 296.1844 | 712.2177 | 296.1844 | 712.2177
2804 | 317.8012 | 722.2153 | 317.8012 | 722.2153
2805 | 332.8132 | 731.1368 | 332.8132 | 731.1368
2806 | 343.4919 | 732.3662 | 343.4919 | 732.3662
2807 | 363.1533 | 741.2795 | 363.1533 | 741.2795
2808 | 357.0616 | 753.2486 | 357.0616 | 753.2486
2809 | 340.2902 | 765.2619 | 340.2902 | 765.2619
2810 | 338.9161 | 758.2409 | 338.9161 | 758.2409
2811 | 344.2401 | 745.2804 | 344.2401 | 745.2804
2812 | 355.9855 | 738.439 | 355.9855 | 738.439
2813 | 375.7226 | 724.7007 | 375.7226 | 724.7007
2814 | 379.5716 | 707.3376 | 379.5716 | 707.3376
2815 | 360.9804 | 679.0164 | 360.9804 | 679.0164
2816 | 349.76 | 656.1462 | 349.76 | 656.1462
2817 | 335.7882 | 667.3564 | 335.7882 | 667.3564
2818 | 318.3551 | 700.8421 | 318.3551 | 700.8421
2819 | 296.0354 | 730.0581 | 296.0354 | 730.0581
2820 | 278.1939 | 757.9064 | 278.1939 | 757.9064
2821 | 268.667 | 778.2393 | 268.667 | 778.2393
2822 | 263.4707 | 791.7834 | 263.4707 | 791.7834
2823 | 260.5084 | 802.0916 | 260.5084 | 802.0916
2824 | 264.5047 | 820.9541 | 264.5047 | 820.9541
2825 | 269.6591 | 854.6072 | 269.6591 | 854.6072
2826 | 284.8283 | 869.8147 | 284.8283 | 869.8147
2827 | 309.939 | 894.0962 | 309.939 | 894.0962
2828 | 337.0021 | 908.2418 | 337.0021 | 908.2418
2829 | 356.5137 | 921.6882 | 356.5137 | 921.6882
2830 | 368.1624 | 928.6157 | 368.1624 | 928.6157
2831 | 388.8339 | 936.2721 | 388.8339 | 936.2721
2832 | 377.4828 | 941.4957 | 377.4828 | 941.4957
2833 | 355.5138 | 925.9401 | 355.5138 | 925.9401
2834 | 355.4254 | 872.9153 | 355.4254 | 872.9153
2835 | 362.2608 | 821.4088 | 362.2608 | 821.4088
2836 | 370.65 | 794.2889 | 370.65 | 794.2889
2837 | 390.0204 | 778.1624 | 390.0204 | 778.1624
2838 | 393.5549 | 771.9022 | 393.5549 | 771.9022
2839 | 377.4056 | 768.8873 | 377.4056 | 768.8873
2840 | 360.1832 | 771.491 | 360.1832 | 771.491
2841 | 344.1674 | 779.9778 | 344.1674 | 779.9778
2842 | 327.2603 | 854.4396 | 327.2603 | 854.4396
2843 | 304.643 | 891.4067 | 304.643 | 891.4067
2844 | 282.4829 | 852.5955 | 282.4829 | 852.5955
2845 | 271.9852 | 847.8736 | 271.9852 | 847.8736
2846 | 265.6721 | 842.9826 | 265.6721 | 842.9826
2847 | 264.072 | 855.5951 | 264.072 | 855.5951
2848 | 266.8766 | 872.7818 | 266.8766 | 872.7818
2849 | 273.0521 | 909.3258 | 273.0521 | 909.3258
2850 | 286.4365 | 925.9578 | 286.4365 | 925.9578
2851 | 313.1776 | 950.4907 | 313.1776 | 950.4907
2852 | 339.4292 | 960.8655 | 339.4292 | 960.8655
2853 | 355.6789 | 970.3316 | 355.6789 | 970.3316
2854 | 370.3768 | 967.9578 | 370.3768 | 967.9578
2855 | 391.2705 | 965.014 | 391.2705 | 965.014
2856 | 379.5598 | 966.3411 | 379.5598 | 966.3411
2857 | 363.2837 | 951.6235 | 363.2837 | 951.6235
2858 | 362.7042 | 909.4921 | 362.7042 | 909.4921
2859 | 367.6825 | 865.4015 | 367.6825 | 865.4015
2860 | 376.5389 | 840.4184 | 376.5389 | 840.4184
2861 | 395.1962 | 825.3812 | 395.1962 | 825.3812
2862 | 402.2379 | 815.6435 | 402.2379 | 815.6435
2863 | 384.1093 | 801.4839 | 384.1093 | 801.4839
2864 | 365.9481 | 793.655 | 365.9481 | 793.655
2865 | 349.8219 | 801.8066 | 349.8219 | 801.8066
2866 | 334.5454 | 838.5184 | 334.5454 | 838.5184
2867 | 310.6582 | 871.589 | 310.6582 | 871.589
2868 | 290.1833 | 889.1724 | 290.1833 | 889.1724
2869 | 280.3195 | 887.467 | 280.3195 | 887.467
2870 | 272.108 | 886.8077 | 272.108 | 886.8077
2871 | 270.1176 | 890.8731 | 270.1176 | 890.8731
2872 | 273.8251 | 896.2865 | 273.8251 | 896.2865
2873 | 276.5162 | 927.8027 | 276.5162 | 927.8027
2874 | 293.3445 | 941.0829 | 293.3445 | 941.0829
2875 | 318.7641 | 957.0687 | 318.7641 | 957.0687
2876 | 349.709 | 959.4829 | 349.709 | 959.4829
2877 | 360.0023 | 963.7955 | 360.0023 | 963.7955
2878 | 374.8106 | 961.7569 | 374.8106 | 961.7569
2879 | 394.2525 | 958.8969 | 394.2525 | 958.8969
2880 | 383.348 | 961.1458 | 383.348 | 961.1458
2881 | 364.6886 | 954.3469 | 364.6886 | 954.3469
2882 | 363.7562 | 935.8878 | 363.7562 | 935.8878
2883 | 367.7725 | 925.0222 | 367.7725 | 925.0222
2884 | 377.8826 | 923.5018 | 377.8826 | 923.5018
2885 | 399.2128 | 919.6514 | 399.2128 | 919.6514
2886 | 404.3705 | 909.9137 | 404.3705 | 909.9137
2887 | 385.0023 | 900.9912 | 385.0023 | 900.9912
2888 | 371.2505 | 895.4248 | 371.2505 | 895.4248
2889 | 358.3945 | 895.2388 | 358.3945 | 895.2388
2890 | 338.482 | 899.3541 | 338.482 | 899.3541
2891 | 316.7062 | 901.7974 | 316.7062 | 901.7974
2892 | 293.1497 | 905.722 | 293.1497 | 905.722
2893 | 279.7189 | 912.8152 | 279.7189 | 912.8152
2894 | 272.3556 | 924.8091 | 272.3556 | 924.8091
2895 | 270.3336 | 942.4074 | 270.3336 | 942.4074
2896 | 271.504 | 969.9429 | 271.504 | 969.9429
2897 | 277.2032 | 1009.5873 | 277.2032 | 1009.5873
2898 | 289.1701 | 1026.3032 | 289.1701 | 1026.3032
2899 | 309.0627 | 1042.9174 | 309.0627 | 1042.9174
2900 | 330.9249 | 1045.2897 | 330.9249 | 1045.2897
2901 | 348.3217 | 1054.7977 | 348.3217 | 1054.7977
2902 | 360.3003 | 1057.4516 | 360.3003 | 1057.4516
2903 | 381.7579 | 1062.0913 | 381.7579 | 1062.0913
2904 | 371.175 | 1072.7197 | 371.175 | 1072.7197
2905 | 351.1957 | 1085.948 | 351.1957 | 1085.948
2906 | 347.4694 | 1028.1049 | 347.4694 | 1028.1049
2907 | 351.1485 | 976.766 | 351.1485 | 976.766
2908 | 355.3795 | 943.11 | 355.3795 | 943.11
2909 | 368.0372 | 917.8498 | 368.0372 | 917.8498
2910 | 362.9819 | 894.621 | 362.9819 | 894.621
2911 | 353.9943 | 878.0731 | 353.9943 | 878.0731
2912 | 340.1651 | 872.1296 | 340.1651 | 872.1296
2913 | 332.1848 | 878.7729 | 332.1848 | 878.7729
2914 | 320.9211 | 909.4095 | 320.9211 | 909.4095
2915 | 306.738 | 944.1561 | 306.738 | 944.1561
2916 | 297.0364 | 1123.7103 | 297.0364 | 1123.7103
2917 | 285.2748 | 1126.123 | 285.2748 | 1126.123
2918 | 276.0545 | 1139.3737 | 276.0545 | 1139.3737
2919 | 277.7841 | 1149.2351 | 277.7841 | 1149.2351
2920 | 277.0432 | 1154.804 | 277.0432 | 1154.804
2921 | 280.2794 | 1172.7375 | 280.2794 | 1172.7375
2922 | 290.7674 | 1196.7986 | 290.7674 | 1196.7986
2923 | 306.2039 | 1196.632 | 306.2039 | 1196.632
2924 | 328.3468 | 1199.5088 | 328.3468 | 1199.5088
2925 | 339.457 | 1196.2689 | 339.457 | 1196.2689
2926 | 354.471 | 1194.935 | 354.471 | 1194.935
2927 | 375.2775 | 1190.3687 | 375.2775 | 1190.3687
2928 | 373.4277 | 1191.86 | 373.4277 | 1191.86
2929 | 360.9317 | 1189.4114 | 360.9317 | 1189.4114
2930 | 359.3744 | 1161.2357 | 359.3744 | 1161.2357
2931 | 363.0689 | 1127.8078 | 363.0689 | 1127.8078
2932 | 380.5222 | 1087.5013 | 380.5222 | 1087.5013
2933 | 396.7896 | 1053.861 | 396.7896 | 1053.861
2934 | 385.6205 | 1029.7339 | 385.6205 | 1029.7339
2935 | 375.9257 | 1017.0248 | 375.9257 | 1017.0248
2936 | 362.3716 | 1015.7255 | 362.3716 | 1015.7255
2937 | 345.8543 | 1025.3236 | 345.8543 | 1025.3236
2938 | 330.7616 | 1050.9996 | 330.7616 | 1050.9996
2939 | 312.5818 | 1060.8374 | 312.5818 | 1060.8374
2940 | 295.7788 | 1063.5354 | 295.7788 | 1063.5354
2941 | 283.4228 | 1072.0985 | 283.4228 | 1072.0985
2942 | 276.6071 | 1082.643 | 276.6071 | 1082.643
2943 | 274.582 | 1090.1919 | 274.582 | 1090.1919
2944 | 275.9923 | 1098.8605 | 275.9923 | 1098.8605
2945 | 283.7898 | 1120.6318 | 283.7898 | 1120.6318
2946 | 294.3671 | 1150.4989 | 294.3671 | 1150.4989
2947 | 306.1025 | 1158.7952 | 306.1025 | 1158.7952
2948 | 322.0373 | 1170.7252 | 322.0373 | 1170.7252
2949 | 336.4197 | 1169.4534 | 336.4197 | 1169.4534
2950 | 356.7279 | 1165.2658 | 356.7279 | 1165.2658
2951 | 370.9222 | 1159.0266 | 370.9222 | 1159.0266
2952 | 364.5506 | 1158.7466 | 364.5506 | 1158.7466
2953 | 354.5635 | 1154.4775 | 354.5635 | 1154.4775
2954 | 352.5801 | 1123.3004 | 352.5801 | 1123.3004
2955 | 363.3316 | 1090.7582 | 363.3316 | 1090.7582
2956 | 380.1884 | 1063.9333 | 380.1884 | 1063.9333
2957 | 402.2515 | 1046.3822 | 402.2515 | 1046.3822
2958 | 388.6394 | 1034.3589 | 388.6394 | 1034.3589
2959 | 370.8651 | 1029.9159 | 370.8651 | 1029.9159
2960 | 356.9661 | 1034.0781 | 356.9661 | 1034.0781
2961 | 347.795 | 1047.0219 | 347.795 | 1047.0219
2962 | 330.1035 | 1088.7872 | 330.1035 | 1088.7872
2963 | 310.1782 | 1116.4364 | 310.1782 | 1116.4364
2964 | 292.359 | 1117.9536 | 292.359 | 1117.9536
2965 | 279.4398 | 1123.9581 | 279.4398 | 1123.9581
2966 | 275.0127 | 1140.9482 | 275.0127 | 1140.9482
2967 | 273.1315 | 1157.1567 | 273.1315 | 1157.1567
2968 | 273.3116 | 1168.8268 | 273.3116 | 1168.8268
2969 | 281.5667 | 1191.5329 | 281.5667 | 1191.5329
2970 | 290.4471 | 1223.6633 | 290.4471 | 1223.6633
2971 | 307.5249 | 1231.6644 | 307.5249 | 1231.6644
2972 | 329.3422 | 1239.8058 | 329.3422 | 1239.8058
2973 | 342.6534 | 1233.3677 | 342.6534 | 1233.3677
2974 | 354.3739 | 1225.8343 | 354.3739 | 1225.8343
2975 | 365.2282 | 1221.7108 | 365.2282 | 1221.7108
2976 | 368.1831 | 1229.6969 | 368.1831 | 1229.6969
2977 | 352.2268 | 1233.251 | 352.2268 | 1233.251
2978 | 353.0435 | 1190.7573 | 353.0435 | 1190.7573
2979 | 360.5496 | 1138.1404 | 360.5496 | 1138.1404
2980 | 387.0643 | 1103.7382 | 387.0643 | 1103.7382
2981 | 402.3236 | 1071.0819 | 402.3236 | 1071.0819
2982 | 389.2566 | 1051.4323 | 389.2566 | 1051.4323
2983 | 373.9768 | 1043.3974 | 373.9768 | 1043.3974
2984 | 359.2912 | 1046.8708 | 359.2912 | 1046.8708
2985 | 345.1165 | 1061.832 | 345.1165 | 1061.832
2986 | 333.863 | 1113.979 | 333.863 | 1113.979
2987 | 312.8686 | 1140.2997 | 312.8686 | 1140.2997
2988 | 292.1025 | 1136.6998 | 292.1025 | 1136.6998
2989 | 280.7114 | 1138.9157 | 280.7114 | 1138.9157
2990 | 275.4348 | 1148.6238 | 275.4348 | 1148.6238
2991 | 273.6482 | 1158.1408 | 273.6482 | 1158.1408
2992 | 276.5952 | 1176.0596 | 276.5952 | 1176.0596
2993 | 285.546 | 1212.2965 | 285.546 | 1212.2965
2994 | 298.4156 | 1254.3658 | 298.4156 | 1254.3658
2995 | 314.0808 | 1269.1568 | 314.0808 | 1269.1568
2996 | 341.1044 | 1279.0696 | 341.1044 | 1279.0696
2997 | 359.458 | 1274.0583 | 359.458 | 1274.0583
2998 | 370.9451 | 1271.5436 | 370.9451 | 1271.5436
2999 | 395.3119 | 1270.5199 | 395.3119 | 1270.5199
3000 | 390.058 | 1275.111 | 390.058 | 1275.111
3001 | 367.6522 | 1266.7581 | 367.6522 | 1266.7581
3002 | 367.4001 | 1197.7441 | 367.4001 | 1197.7441
3003 | 380.0469 | 1085.9363 | 380.0469 | 1085.9363
3004 | 399.5411 | 1054.3387 | 399.5411 | 1054.3387
3005 | 416.0874 | 1060.4049 | 416.0874 | 1060.4049
3006 | 408.6728 | 1065.7502 | 408.6728 | 1065.7502
3007 | 387.4676 | 1072.4762 | 387.4676 | 1072.4762
3008 | 372.6802 | 1091.4484 | 372.6802 | 1091.4484
3009 | 359.6785 | 1121.4164 | 359.6785 | 1121.4164
3010 | 341.8173 | 1167.2655 | 341.8173 | 1167.2655
3011 | 318.3311 | 1214.4482 | 318.3311 | 1214.4482
3012 | 301.0738 | 1269.8423 | 301.0738 | 1269.8423
3013 | 285.3437 | 1324.6559 | 285.3437 | 1324.6559
3014 | 280.5864 | 1369.3471 | 280.5864 | 1369.3471
3015 | 278.7262 | 1408.6317 | 278.7262 | 1408.6317
3016 | 279.2914 | 1445.4935 | 279.2914 | 1445.4935
3017 | 287.3781 | 1494.7691 | 287.3781 | 1494.7691
3018 | 299.5162 | 1544.4649 | 299.5162 | 1544.4649
3019 | 317.4861 | 1561.0272 | 317.4861 | 1561.0272
3020 | 343.1061 | 1576.1063 | 343.1061 | 1576.1063
3021 | 357.8882 | 1570.603 | 357.8882 | 1570.603
3022 | 371.7801 | 1541.322 | 371.7801 | 1541.322
3023 | 394.5685 | 1514.2208 | 394.5685 | 1514.2208
3024 | 391.597 | 1513.4488 | 391.597 | 1513.4488
3025 | 373.7288 | 1506.08 | 373.7288 | 1506.08
3026 | 372.0669 | 1487.8924 | 372.0669 | 1487.8924
3027 | 381.682 | 1469.9633 | 381.682 | 1469.9633
3028 | 405.8705 | 1448.3047 | 405.8705 | 1448.3047
3029 | 414.2518 | 1428.3427 | 414.2518 | 1428.3427
3030 | 410.5823 | 1400.2794 | 410.5823 | 1400.2794
3031 | 391.8108 | 1363.953 | 391.8108 | 1363.953
3032 | 372.2144 | 1334.7558 | 372.2144 | 1334.7558
3033 | 358.9722 | 1328.0678 | 358.9722 | 1328.0678
3034 | 346.1636 | 1338.3433 | 346.1636 | 1338.3433
3035 | 320.9778 | 1341.7848 | 320.9778 | 1341.7848
3036 | 298.7764 | 1347.0905 | 298.7764 | 1347.0905
3037 | 286.1131 | 1361.7548 | 286.1131 | 1361.7548
3038 | 280.9801 | 1379.3352 | 280.9801 | 1379.3352
3039 | 277.6009 | 1389.9839 | 277.6009 | 1389.9839
3040 | 281.5977 | 1398.6526 | 281.5977 | 1398.6526
3041 | 287.7049 | 1417.3241 | 287.7049 | 1417.3241
3042 | 297.4364 | 1444.5834 | 297.4364 | 1444.5834
3043 | 313.1209 | 1447.0246 | 313.1209 | 1447.0246
3044 | 337.6092 | 1453.0011 | 337.6092 | 1453.0011
3045 | 355.752 | 1450.5976 | 355.752 | 1450.5976
3046 | 369.4456 | 1452.1175 | 369.4456 | 1452.1175
3047 | 390.3474 | 1451.5858 | 390.3474 | 1451.5858
3048 | 385.9906 | 1453.1755 | 385.9906 | 1453.1755
3049 | 369.9285 | 1451.0222 | 369.9285 | 1451.0222
3050 | 372.2391 | 1436.1804 | 372.2391 | 1436.1804
3051 | 382.2227 | 1414.5611 | 382.2227 | 1414.5611
3052 | 406.478 | 1391.082 | 406.478 | 1391.082
3053 | 416.4324 | 1377.1719 | 416.4324 | 1377.1719
3054 | 408.5706 | 1372.2339 | 408.5706 | 1372.2339
3055 | 394.222 | 1368.4797 | 394.222 | 1368.4797
3056 | 377.2792 | 1375.7908 | 377.2792 | 1375.7908
3057 | 360.3582 | 1403.8891 | 360.3582 | 1403.8891
3058 | 345.3835 | 1446.6877 | 345.3835 | 1446.6877
3059 | 320.6622 | 1464.6931 | 320.6622 | 1464.6931
3060 | 302.5976 | 1483.136 | 302.5976 | 1483.136
3061 | 288.9471 | 1523.4348 | 288.9471 | 1523.4348
3062 | 282.6951 | 1592.5305 | 282.6951 | 1592.5305
3063 | 280.8134 | 1629.8962 | 280.8134 | 1629.8962
3064 | 282.9121 | 1626.0674 | 282.9121 | 1626.0674
3065 | 288.7992 | 1639.4743 | 288.7992 | 1639.4743
3066 | 299.2649 | 1668.5541 | 299.2649 | 1668.5541
3067 | 314.5685 | 1675.5219 | 314.5685 | 1675.5219
3068 | 339.3533 | 1678.6447 | 339.3533 | 1678.6447
3069 | 353.6772 | 1684.8024 | 353.6772 | 1684.8024
3070 | 362.1192 | 1688.4381 | 362.1192 | 1688.4381
3071 | 382.9341 | 1681.9036 | 382.9341 | 1681.9036
3072 | 380.9041 | 1673.2592 | 380.9041 | 1673.2592
3073 | 364.8454 | 1659.5924 | 364.8454 | 1659.5924
3074 | 365.9393 | 1624.1347 | 365.9393 | 1624.1347
3075 | 373.4644 | 1588.7387 | 373.4644 | 1588.7387
3076 | 398.5124 | 1559.4536 | 398.5124 | 1559.4536
3077 | 408.5923 | 1540.5741 | 408.5923 | 1540.5741
3078 | 399.8561 | 1526.6811 | 399.8561 | 1526.6811
3079 | 384.1276 | 1514.9069 | 384.1276 | 1514.9069
3080 | 368.1293 | 1511.049 | 368.1293 | 1511.049
3081 | 355.8473 | 1513.6111 | 355.8473 | 1513.6111
3082 | 338.7335 | 1544.2074 | 338.7335 | 1544.2074
3083 | 317.0649 | 1571.5122 | 317.0649 | 1571.5122
3084 | 302.333 | 1575.637 | 302.333 | 1575.637
3085 | 289.6523 | 1584.0526 | 289.6523 | 1584.0526
3086 | 283.4358 | 1614.6225 | 283.4358 | 1614.6225
3087 | 282.3241 | 1650.0694 | 282.3241 | 1650.0694
3088 | 278.8377 | 1684.7171 | 278.8377 | 1684.7171
3089 | 284.5761 | 1721.6428 | 284.5761 | 1721.6428
3090 | 295.5596 | 1732.5176 | 295.5596 | 1732.5176
3091 | 308.586 | 1704.9451 | 308.586 | 1704.9451
3092 | 325.6828 | 1686.0251 | 325.6828 | 1686.0251
3093 | 339.8898 | 1666.253 | 339.8898 | 1666.253
3094 | 354.1342 | 1657.2928 | 354.1342 | 1657.2928
3095 | 371.8667 | 1661.3861 | 371.8667 | 1661.3861
3096 | 371.2233 | 1669.4706 | 371.2233 | 1669.4706
3097 | 354.1471 | 1668.8917 | 354.1471 | 1668.8917
3098 | 354.6437 | 1615.0322 | 354.6437 | 1615.0322
3099 | 361.2528 | 1507.751 | 361.2528 | 1507.751
3100 | 389.2972 | 1456.866 | 389.2972 | 1456.866
3101 | 397.8821 | 1446.6461 | 397.8821 | 1446.6461
3102 | 385.6875 | 1433.0484 | 385.6875 | 1433.0484
3103 | 369.5592 | 1418.4696 | 369.5592 | 1418.4696
3104 | 359.7236 | 1411.5612 | 359.7236 | 1411.5612
3105 | 347.5605 | 1413.6312 | 347.5605 | 1413.6312
3106 | 333.5604 | 1441.0294 | 333.5604 | 1441.0294
3107 | 314.0751 | 1452.54 | 314.0751 | 1452.54
3108 | 296.9619 | 1469.2116 | 296.9619 | 1469.2116
3109 | 285.0577 | 1486.3852 | 285.0577 | 1486.3852
3110 | 279.8051 | 1493.9775 | 279.8051 | 1493.9775
3111 | 277.567 | 1493.2604 | 277.567 | 1493.2604
3112 | 277.1987 | 1494.7454 | 277.1987 | 1494.7454
3113 | 282.182 | 1514.5978 | 282.182 | 1514.5978
3114 | 292.7476 | 1544.0713 | 292.7476 | 1544.0713
3115 | 302.9455 | 1549.6122 | 302.9455 | 1549.6122
3116 | 319.739 | 1557.2124 | 319.739 | 1557.2124
3117 | 334.5174 | 1553.6773 | 334.5174 | 1553.6773
3118 | 346.3624 | 1549.7849 | 346.3624 | 1549.7849
3119 | 362.6668 | 1542.2172 | 362.6668 | 1542.2172
3120 | 362.6557 | 1541.4452 | 362.6557 | 1541.4452
3121 | 351.8802 | 1540.1283 | 351.8802 | 1540.1283
3122 | 351.795 | 1510.3781 | 351.795 | 1510.3781
3123 | 365.3525 | 1477.5898 | 365.3525 | 1477.5898
3124 | 389.1138 | 1458.6373 | 389.1138 | 1458.6373
3125 | 400.1558 | 1451.1728 | 400.1558 | 1451.1728
3126 | 389.5123 | 1447.6616 | 389.5123 | 1447.6616
3127 | 373.9664 | 1448.3848 | 373.9664 | 1448.3848
3128 | 359.6768 | 1457.1721 | 359.6768 | 1457.1721
3129 | 348.8136 | 1476.6107 | 348.8136 | 1476.6107
3130 | 331.336 | 1518.8188 | 331.336 | 1518.8188
3131 | 312.7924 | 1546.3204 | 312.7924 | 1546.3204
3132 | 296.346 | 1549.3136 | 296.346 | 1549.3136
3133 | 282.5075 | 1550.0535 | 282.5075 | 1550.0535
3134 | 278.4487 | 1563.0089 | 278.4487 | 1563.0089
3135 | 276.8743 | 1587.5327 | 276.8743 | 1587.5327
3136 | 278.4209 | 1621.2948 | 278.4209 | 1621.2948
3137 | 283.8898 | 1670.5704 | 283.8898 | 1670.5704
3138 | 291.5414 | 1728.237 | 291.5414 | 1728.237
3139 | 305.0056 | 1761.9218 | 305.0056 | 1761.9218
3140 | 318.7898 | 1795.0091 | 318.7898 | 1795.0091
3141 | 337.8239 | 1815.7308 | 337.8239 | 1815.7308
3142 | 349.975 | 1831.3227 | 349.975 | 1831.3227
3143 | 369.2435 | 1838.9586 | 369.2435 | 1838.9586
3144 | 366.8285 | 1849.2573 | 366.8285 | 1849.2573
3145 | 358.3564 | 1852.1718 | 358.3564 | 1852.1718
3146 | 355.8593 | 1839.8885 | 355.8593 | 1839.8885
3147 | 365.3606 | 1822.6483 | 365.3606 | 1822.6483
3148 | 393.462 | 1797.8899 | 393.462 | 1797.8899
3149 | 402.557 | 1778.7151 | 402.557 | 1778.7151
3150 | 386.9638 | 1765.757 | 386.9638 | 1765.757
3151 | 374.3307 | 1761.56 | 374.3307 | 1761.56
3152 | 359.4274 | 1764.1969 | 359.4274 | 1764.1969
3153 | 350.3597 | 1772.0729 | 350.3597 | 1772.0729
3154 | 333.9033 | 1788.2036 | 333.9033 | 1788.2036
3155 | 313.15 | 1790.5626 | 313.15 | 1790.5626
3156 | 298.0084 | 1797.3444 | 298.0084 | 1797.3444
3157 | 286.711 | 1816.7321 | 286.711 | 1816.7321
3158 | 276.8202 | 1837.0187 | 276.8202 | 1837.0187
3159 | 276.558 | 1848.9467 | 276.558 | 1848.9467
3160 | 277.9104 | 1856.6313 | 277.9104 | 1856.6313
3161 | 284.7831 | 1875.9917 | 284.7831 | 1875.9917
3162 | 295.8358 | 1900.0528 | 295.8358 | 1900.0528
3163 | 309.6064 | 1901.0671 | 309.6064 | 1901.0671
3164 | 323.9208 | 1904.7803 | 323.9208 | 1904.7803
3165 | 342.5292 | 1902.0324 | 342.5292 | 1902.0324
3166 | 360.7478 | 1901.8302 | 360.7478 | 1901.8302
3167 | 378.6948 | 1899.8716 | 378.6948 | 1899.8716
3168 | 379.8267 | 1905.4959 | 379.8267 | 1905.4959
3169 | 360.15 | 1909.3945 | 360.15 | 1909.3945
3170 | 358.9916 | 1898.5382 | 358.9916 | 1898.5382
3171 | 374.1347 | 1882.1836 | 374.1347 | 1882.1836
3172 | 397.6612 | 1853.6366 | 397.6612 | 1853.6366
3173 | 408.5758 | 1822.7023 | 408.5758 | 1822.7023
3174 | 394.7472 | 1796.2135 | 394.7472 | 1796.2135
3175 | 381.9663 | 1779.2238 | 381.9663 | 1779.2238
3176 | 366.3037 | 1775.6611 | 366.3037 | 1775.6611
3177 | 355.9401 | 1776.4519 | 355.9401 | 1776.4519
3178 | 340.1854 | 1786.2847 | 340.1854 | 1786.2847
3179 | 319.726 | 1801.338 | 319.726 | 1801.338
3180 | 300.7878 | 1804.1836 | 300.7878 | 1804.1836
3181 | 289.6775 | 1804.2346 | 289.6775 | 1804.2346
3182 | 279.1188 | 1807.3003 | 279.1188 | 1807.3003
3183 | 279.8968 | 1813.8159 | 279.8968 | 1813.8159
3184 | 282.5117 | 1831.1443 | 282.5117 | 1831.1443
3185 | 288.0776 | 1873.6299 | 288.0776 | 1873.6299
3186 | 298.4011 | 1923.9161 | 298.4011 | 1923.9161
3187 | 317.8974 | 1951.2538 | 317.8974 | 1951.2538
3188 | 340.4342 | 1983.7506 | 340.4342 | 1983.7506
3189 | 360.3935 | 2014.3129 | 360.3935 | 2014.3129
3190 | 371.1338 | 2041.8119 | 371.1338 | 2041.8119
3191 | 387.649 | 2057.9598 | 387.649 | 2057.9598
3192 | 375.6996 | 2075.7373 | 375.6996 | 2075.7373
3193 | 371.8072 | 2083.4244 | 371.8072 | 2083.4244
3194 | 373.4888 | 2031.7791 | 373.4888 | 2031.7791
3195 | 386.1847 | 1848.9225 | 386.1847 | 1848.9225
3196 | 410.0685 | 1738.3546 | 410.0685 | 1738.3546
3197 | 419.4862 | 1665.8441 | 419.4862 | 1665.8441
3198 | 414.8714 | 1612.097 | 414.8714 | 1612.097
3199 | 396.1697 | 1575.6722 | 396.1697 | 1575.6722
3200 | 384.6675 | 1566.7957 | 384.6675 | 1566.7957
3201 | 366.9207 | 1576.8858 | 366.9207 | 1576.8858
3202 | 352.1593 | 1605.1204 | 352.1593 | 1605.1204
3203 | 323.7388 | 1657.2233 | 323.7388 | 1657.2233
3204 | 305.7875 | 1706.1718 | 305.7875 | 1706.1718
3205 | 290.322 | 1723.2962 | 290.322 | 1723.2962
3206 | 284.9116 | 1736.8913 | 284.9116 | 1736.8913
3207 | 280.6574 | 1731.2538 | 280.6574 | 1731.2538
3208 | 282.7397 | 1696.3781 | 282.7397 | 1696.3781
3209 | 288.0643 | 1675.097 | 288.0643 | 1675.097
3210 | 301.3943 | 1687.9892 | 301.3943 | 1687.9892
3211 | 318.471 | 1691.2668 | 318.471 | 1691.2668
3212 | 343.9005 | 1708.0187 | 343.9005 | 1708.0187
3213 | 361.2231 | 1764.56 | 361.2231 | 1764.56
3214 | 374.2153 | 1817.5952 | 374.2153 | 1817.5952
3215 | 395.7718 | 1826.0675 | 395.7718 | 1826.0675
3216 | 394.921 | 1806.4017 | 394.921 | 1806.4017
3217 | 371.6356 | 1766.6575 | 371.6356 | 1766.6575
3218 | 372.5983 | 1688.6394 | 372.5983 | 1688.6394
3219 | 384.0862 | 1584.7532 | 384.0862 | 1584.7532
3220 | 404.0504 | 1530.5224 | 404.0504 | 1530.5224
3221 | 417.3423 | 1489.2556 | 417.3423 | 1489.2556
3222 | 408.0857 | 1457.5513 | 408.0857 | 1457.5513
3223 | 394.0472 | 1441.0536 | 394.0472 | 1441.0536
3224 | 376.423 | 1434.342 | 376.423 | 1434.342
3225 | 366.5152 | 1433.2139 | 366.5152 | 1433.2139
3226 | 354.0498 | 1478.1282 | 354.0498 | 1478.1282
3227 | 330.9992 | 1499.0858 | 330.9992 | 1499.0858
3228 | 309.9964 | 1501.9314 | 309.9964 | 1501.9314
3229 | 294.3112 | 1506.0663 | 294.3112 | 1506.0663
3230 | 286.8391 | 1512.6746 | 286.8391 | 1512.6746
3231 | 283.1815 | 1515.2048 | 283.1815 | 1515.2048
3232 | 283.4935 | 1531.057 | 283.4935 | 1531.057
3233 | 287.2968 | 1574.0347 | 287.2968 | 1574.0347
3234 | 301.0331 | 1607.8872 | 301.0331 | 1607.8872
3235 | 320.9178 | 1613.5265 | 320.9178 | 1613.5265
3236 | 339.0294 | 1601.7409 | 339.0294 | 1601.7409
3237 | 355.8147 | 1587.5779 | 355.8147 | 1587.5779
3238 | 370.3504 | 1610.255 | 370.3504 | 1610.255
3239 | 388.7937 | 1620.4495 | 388.7937 | 1620.4495
3240 | 388.1853 | 1593.5016 | 388.1853 | 1593.5016
3241 | 367.4405 | 1555.0367 | 367.4405 | 1555.0367
3242 | 373.2043 | 1530.1576 | 373.2043 | 1530.1576
3243 | 386.7241 | 1503.4212 | 386.7241 | 1503.4212
3244 | 410.8946 | 1470.6428 | 410.8946 | 1470.6428
3245 | 414.2735 | 1442.4147 | 414.2735 | 1442.4147
3246 | 404.1264 | 1415.3354 | 404.1264 | 1415.3354
3247 | 390.1079 | 1397.8045 | 390.1079 | 1397.8045
3248 | 371.9896 | 1395.8655 | 371.9896 | 1395.8655
3249 | 362.2244 | 1413.09 | 362.2244 | 1413.09
3250 | 347.1351 | 1468.8289 | 347.1351 | 1468.8289
3251 | 327.1704 | 1538.7924 | 327.1704 | 1538.7924
3252 | 307.8824 | 1593.2024 | 307.8824 | 1593.2024
3253 | 296.7158 | 1626.4161 | 296.7158 | 1626.4161
3254 | 288.0859 | 1665.3997 | 288.0859 | 1665.3997
3255 | 283.4045 | 1707.8825 | 283.4045 | 1707.8825
3256 | 285.251 | 1750.6487 | 285.251 | 1750.6487
3257 | 288.5093 | 1792.3471 | 288.5093 | 1792.3471
3258 | 300.1132 | 1836.1385 | 300.1132 | 1836.1385
3259 | 313.4225 | 1850.6835 | 313.4225 | 1850.6835
3260 | 329.619 | 1865.3689 | 329.619 | 1865.3689
3261 | 345.1802 | 1868.1809 | 345.1802 | 1868.1809
3262 | 360.159 | 1868.9628 | 360.159 | 1868.9628
3263 | 379.2579 | 1866.4137 | 379.2579 | 1866.4137
3264 | 373.3937 | 1871.1525 | 373.3937 | 1871.1525
3265 | 361.9528 | 1883.9567 | 361.9528 | 1883.9567
3266 | 361.7184 | 1878.3158 | 361.7184 | 1878.3158
3267 | 376.3894 | 1828.4542 | 376.3894 | 1828.4542
3268 | 397.2077 | 1781.7022 | 397.2077 | 1781.7022
3269 | 404.8016 | 1738.6149 | 404.8016 | 1738.6149
3270 | 393.416 | 1701.7935 | 393.416 | 1701.7935
3271 | 379.3557 | 1675.2093 | 379.3557 | 1675.2093
3272 | 365.9064 | 1668.9897 | 365.9064 | 1668.9897
3273 | 353.2255 | 1710.0775 | 353.2255 | 1710.0775
3274 | 340.8291 | 1799.9138 | 340.8291 | 1799.9138
3275 | 322.6215 | 1831.3516 | 322.6215 | 1831.3516
3276 | 306.5586 | 1830.9991 | 306.5586 | 1830.9991
3277 | 294.8868 | 1839.8082 | 294.8868 | 1839.8082
3278 | 286.1595 | 1860.3408 | 286.1595 | 1860.3408
3279 | 284.1116 | 1868.5785 | 284.1116 | 1868.5785
3280 | 284.2919 | 1835.4249 | 284.2919 | 1835.4249
3281 | 289.0272 | 1783.7366 | 289.0272 | 1783.7366
3282 | 297.7877 | 1738.1267 | 297.7877 | 1738.1267
3283 | 308.9135 | 1695.203 | 308.9135 | 1695.203
3284 | 320.9078 | 1679.7763 | 320.9078 | 1679.7763
3285 | 332.3058 | 1653.0667 | 332.3058 | 1653.0667
3286 | 338.1066 | 1601.0541 | 338.1066 | 1601.0541
3287 | 375.4133 | 1575.1338 | 375.4133 | 1575.1338
3288 | 375.3881 | 1553.4506 | 375.3881 | 1553.4506
3289 | 367.3262 | 1533.5843 | 367.3262 | 1533.5843
3290 | 365.7478 | 1491.4842 | 365.7478 | 1491.4842
3291 | 378.5972 | 1425.9761 | 378.5972 | 1425.9761
3292 | 403.0827 | 1365.6934 | 403.0827 | 1365.6934
3293 | 409.5027 | 1310.1578 | 409.5027 | 1310.1578
3294 | 394.5253 | 1229.6936 | 394.5253 | 1229.6936
3295 | 381.6122 | 1136.6365 | 381.6122 | 1136.6365
3296 | 365.5343 | 1072.5546 | 365.5343 | 1072.5546
3297 | 352.794 | 1036.0497 | 352.794 | 1036.0497
3298 | 336.2033 | 1021.8716 | 336.2033 | 1021.8716
3299 | 314.3834 | 1006.6652 | 314.3834 | 1006.6652
3300 | 298.4151 | 1003.9017 | 298.4151 | 1003.9017
3301 | 285.7198 | 1012.1204 | 285.7198 | 1012.1204
3302 | 276.8964 | 1009.823 | 276.8964 | 1009.823
3303 | 276.3387 | 1008.8598 | 276.3387 | 1008.8598
3304 | 277.5204 | 1020.2838 | 277.5204 | 1020.2838
3305 | 280.6187 | 1048.6975 | 280.6187 | 1048.6975
3306 | 290.1688 | 1052.3887 | 290.1688 | 1052.3887
3307 | 307.9089 | 1064.4736 | 307.9089 | 1064.4736
3308 | 324.336 | 1099.2829 | 324.336 | 1099.2829
3309 | 340.9435 | 1098.7983 | 340.9435 | 1098.7983
3310 | 356.201 | 1139.8772 | 356.201 | 1139.8772
3311 | 378.0155 | 1169.4083 | 378.0155 | 1169.4083
3312 | 378.0185 | 1221.0864 | 378.0185 | 1221.0864
3313 | 364.88 | 1282.7981 | 364.88 | 1282.7981
3314 | 364.7378 | 1314.0101 | 364.7378 | 1314.0101
3315 | 381.4272 | 1310.5466 | 381.4272 | 1310.5466
3316 | 403.4436 | 1279.9823 | 403.4436 | 1279.9823
3317 | 408.0789 | 1244.669 | 408.0789 | 1244.669
3318 | 396.9382 | 1216.2613 | 396.9382 | 1216.2613
3319 | 380.2323 | 1199.9112 | 380.2323 | 1199.9112
3320 | 372.0079 | 1194.9217 | 372.0079 | 1194.9217
3321 | 359.3973 | 1215.2952 | 359.3973 | 1215.2952
3322 | 340.3603 | 1283.5315 | 340.3603 | 1283.5315
3323 | 318.2645 | 1300.2577 | 318.2645 | 1300.2577
3324 | 301.3563 | 1310.3853 | 301.3563 | 1310.3853
3325 | 292.0032 | 1326.624 | 292.0032 | 1326.624
3326 | 286.6026 | 1343.4665 | 286.6026 | 1343.4665
3327 | 283.7423 | 1353.6723 | 283.7423 | 1353.6723
3328 | 287.1083 | 1362.9806 | 287.1083 | 1362.9806
3329 | 292.4331 | 1389.131 | 292.4331 | 1389.131
3330 | 304.2676 | 1416.5871 | 304.2676 | 1416.5871
3331 | 324.3869 | 1420.6519 | 324.3869 | 1420.6519
3332 | 349.9884 | 1430.1711 | 349.9884 | 1430.1711
3333 | 366.479 | 1443.3648 | 366.479 | 1443.3648
3334 | 379.5977 | 1471.3066 | 379.5977 | 1471.3066
3335 | 404.362 | 1501.4281 | 404.362 | 1501.4281
3336 | 396.1062 | 1517.9755 | 396.1062 | 1517.9755
3337 | 382.364 | 1514.1492 | 382.364 | 1514.1492
3338 | 386.7612 | 1479.2328 | 386.7612 | 1479.2328
3339 | 401.6213 | 1343.906 | 401.6213 | 1343.906
3340 | 421.8865 | 1261.3837 | 421.8865 | 1261.3837
3341 | 428.9336 | 1208.4066 | 428.9336 | 1208.4066
3342 | 413.0043 | 1169.7648 | 413.0043 | 1169.7648
3343 | 395.8439 | 1145.3946 | 395.8439 | 1145.3946
3344 | 382.6799 | 1137.0593 | 382.6799 | 1137.0593
3345 | 368.5696 | 1147.8875 | 368.5696 | 1147.8875
3346 | 350.6252 | 1177.2045 | 350.6252 | 1177.2045
3347 | 326.612 | 1177.497 | 326.612 | 1177.497
3348 | 310.2466 | 1172.3717 | 310.2466 | 1172.3717
3349 | 300.249 | 1175.2273 | 300.249 | 1175.2273
3350 | 291.6102 | 1185.9686 | 291.6102 | 1185.9686
3351 | 289.4035 | 1196.0761 | 289.4035 | 1196.0761
3352 | 290.1506 | 1206.1716 | 290.1506 | 1206.1716
3353 | 294.6496 | 1230.5507 | 294.6496 | 1230.5507
3354 | 309.8874 | 1256.7275 | 309.8874 | 1256.7275
3355 | 326.4847 | 1259.1195 | 326.4847 | 1259.1195
3356 | 349.6356 | 1264.358 | 349.6356 | 1264.358
3357 | 364.8853 | 1258.9531 | 364.8853 | 1258.9531
3358 | 383.9027 | 1249.1564 | 383.9027 | 1249.1564
3359 | 405.4867 | 1237.5541 | 405.4867 | 1237.5541
3360 | 395.8743 | 1234.5188 | 395.8743 | 1234.5188
3361 | 379.9543 | 1227.7895 | 379.9543 | 1227.7895
3362 | 379.5679 | 1198.3346 | 379.5679 | 1198.3346
3363 | 396.4384 | 1143.6511 | 396.4384 | 1143.6511
3364 | 418.6476 | 1080.1209 | 418.6476 | 1080.1209
3365 | 423.2601 | 1027.1931 | 423.2601 | 1027.1931
3366 | 411.4769 | 987.9116 | 411.4769 | 987.9116
3367 | 396.8598 | 963.7875 | 396.8598 | 963.7875
3368 | 382.3183 | 959.9788 | 382.3183 | 959.9788
3369 | 363.6289 | 979.073 | 363.6289 | 979.073
3370 | 345.5756 | 1009.5709 | 345.5756 | 1009.5709
3371 | 322.1352 | 999.6292 | 322.1352 | 999.6292
3372 | 307.099 | 994.504 | 307.099 | 994.504
3373 | 295.6201 | 1000.2133 | 295.6201 | 1000.2133
3374 | 289.5694 | 1017.3018 | 289.5694 | 1017.3018
3375 | 286.3994 | 1043.4493 | 286.3994 | 1043.4493
3376 | 284.7839 | 1073.9148 | 284.7839 | 1073.9148
3377 | 287.9117 | 1109.0692 | 287.9117 | 1109.0692
3378 | 302.4687 | 1154.3367 | 302.4687 | 1154.3367
3379 | 322.7272 | 1195.2052 | 322.7272 | 1195.2052
3380 | 346.5389 | 1238.8218 | 346.5389 | 1238.8218
3381 | 362.8402 | 1233.8597 | 362.8402 | 1233.8597
3382 | 375.7547 | 1206.7437 | 375.7547 | 1206.7437
3383 | 404.5035 | 1193.3208 | 404.5035 | 1193.3208
3384 | 399.7506 | 1205.4892 | 399.7506 | 1205.4892
3385 | 383.9169 | 1223.3613 | 383.9169 | 1223.3613
3386 | 386.1481 | 1224.412 | 386.1481 | 1224.412
3387 | 407.4694 | 1206.7289 | 407.4694 | 1206.7289
3388 | 424.3451 | 1189.2525 | 424.3451 | 1189.2525
3389 | 429.1293 | 1178.7866 | 429.1293 | 1178.7866
3390 | 418.6748 | 1176.8991 | 418.6748 | 1176.8991
3391 | 398.6754 | 1180.8206 | 398.6754 | 1180.8206
3392 | 378.8412 | 1189.4602 | 378.8412 | 1189.4602
3393 | 367.069 | 1208.5052 | 367.069 | 1208.5052
3394 | 353.0088 | 1237.1826 | 353.0088 | 1237.1826
3395 | 327.8795 | 1250.4154 | 327.8795 | 1250.4154
3396 | 311.5146 | 1266.5457 | 311.5146 | 1266.5457
3397 | 294.5987 | 1293.363 | 294.5987 | 1293.363
3398 | 286.6121 | 1322.1617 | 286.6121 | 1322.1617
3399 | 284.8764 | 1346.0951 | 284.8764 | 1346.0951
3400 | 287.0755 | 1372.5751 | 287.0755 | 1372.5751
3401 | 291.2023 | 1411.469 | 291.2023 | 1411.469
3402 | 302.8693 | 1458.557 | 302.8693 | 1458.557
3403 | 319.4639 | 1482.5981 | 319.4639 | 1482.5981
3404 | 341.0593 | 1507.4685 | 341.0593 | 1507.4685
3405 | 354.4274 | 1522.0399 | 354.4274 | 1522.0399
3406 | 366.3782 | 1535.7621 | 366.3782 | 1535.7621
3407 | 392.4747 | 1546.8914 | 392.4747 | 1546.8914
3408 | 388.9819 | 1565.6037 | 388.9819 | 1565.6037
3409 | 378.037 | 1587.1168 | 378.037 | 1587.1168
3410 | 382.89 | 1595.6463 | 382.89 | 1595.6463
3411 | 399.8247 | 1577.2252 | 399.8247 | 1577.2252
3412 | 417.8883 | 1547.4974 | 417.8883 | 1547.4974
3413 | 421.8313 | 1523.2055 | 421.8313 | 1523.2055
3414 | 408.2573 | 1507 | 408.2573 | 1507
3415 | 390.8895 | 1506.0504 | 390.8895 | 1506.0504
3416 | 374.906 | 1526.5479 | 374.906 | 1526.5479
3417 | 366.5212 | 1585.7915 | 366.5212 | 1585.7915
3418 | 354.455 | 1749.8747 | 354.455 | 1749.8747
3419 | 334.0176 | 1836.9115 | 334.0176 | 1836.9115
3420 | 313.0498 | 1865.4409 | 313.0498 | 1865.4409
3421 | 299.5005 | 1893.1931 | 299.5005 | 1893.1931
3422 | 291.9669 | 1914.5622 | 291.9669 | 1914.5622
3423 | 289.9493 | 1911.1389 | 289.9493 | 1911.1389
3424 | 288.0352 | 1896.7807 | 288.0352 | 1896.7807
3425 | 292.2066 | 1891.0969 | 292.2066 | 1891.0969
3426 | 302.8958 | 1900.9385 | 302.8958 | 1900.9385
3427 | 315.9075 | 1879.4179 | 315.9075 | 1879.4179
3428 | 332.8715 | 1828.2701 | 332.8715 | 1828.2701
3429 | 346.3857 | 1758.4097 | 346.3857 | 1758.4097
3430 | 359.7779 | 1657.4404 | 359.7779 | 1657.4404
3431 | 380.757 | 1572.8704 | 380.757 | 1572.8704
3432 | 378.705 | 1545.7258 | 378.705 | 1545.7258
3433 | 368.7344 | 1517.8394 | 368.7344 | 1517.8394
3434 | 370.2591 | 1461.8642 | 370.2591 | 1461.8642
3435 | 386.1024 | 1399.8003 | 386.1024 | 1399.8003
3436 | 403.9328 | 1342.7649 | 403.9328 | 1342.7649
3437 | 408.644 | 1290.2307 | 408.644 | 1290.2307
3438 | 398.2988 | 1244.4544 | 398.2988 | 1244.4544
3439 | 380.5431 | 1204.0934 | 380.5431 | 1204.0934
3440 | 367.327 | 1174.7978 | 367.327 | 1174.7978
3441 | 356.8229 | 1152.7585 | 356.8229 | 1152.7585
3442 | 345.5235 | 1138.728 | 345.5235 | 1138.728
3443 | 327.1508 | 1115.2063 | 327.1508 | 1115.2063
3444 | 312.9858 | 1094.8283 | 312.9858 | 1094.8283
3445 | 298.3129 | 1082.3818 | 298.3129 | 1082.3818
3446 | 291.6124 | 1074.9674 | 291.6124 | 1074.9674
3447 | 287.2881 | 1067.903 | 287.2881 | 1067.903
3448 | 287.8523 | 1066.0915 | 287.8523 | 1066.0915
3449 | 294.676 | 1078.5143 | 294.676 | 1078.5143
3450 | 302.4246 | 1101.8866 | 302.4246 | 1101.8866
3451 | 311.6175 | 1105.2134 | 311.6175 | 1105.2134
3452 | 326.5551 | 1113.4533 | 326.5551 | 1113.4533
3453 | 340.6987 | 1114.986 | 340.6987 | 1114.986
3454 | 353.6888 | 1110.4048 | 353.6888 | 1110.4048
3455 | 371.0706 | 1101.115 | 371.0706 | 1101.115
3456 | 371.6879 | 1104.4268 | 371.6879 | 1104.4268
3457 | 361.9145 | 1106.2097 | 361.9145 | 1106.2097
3458 | 368.5096 | 1103.3241 | 368.5096 | 1103.3241
3459 | 385.339 | 1105.9618 | 385.339 | 1105.9618
3460 | 406.1029 | 1109.3473 | 406.1029 | 1109.3473
3461 | 412.5343 | 1119.3498 | 412.5343 | 1119.3498
3462 | 403.344 | 1128.4345 | 403.344 | 1128.4345
3463 | 388.2272 | 1133.34 | 388.2272 | 1133.34
3464 | 376.4051 | 1137.4037 | 376.4051 | 1137.4037
3465 | 364.9073 | 1155.4647 | 364.9073 | 1155.4647
3466 | 355.033 | 1172.9239 | 355.033 | 1172.9239
3467 | 331.7209 | 1184.9758 | 331.7209 | 1184.9758
3468 | 313.6173 | 1235.302 | 313.6173 | 1235.302
3469 | 297.3968 | 1281.0623 | 297.3968 | 1281.0623
3470 | 291.5578 | 1246.7832 | 291.5578 | 1246.7832
3471 | 287.5876 | 1209.2132 | 287.5876 | 1209.2132
3472 | 288.4556 | 1205.4336 | 288.4556 | 1205.4336
3473 | 289.9267 | 1231.0427 | 289.9267 | 1231.0427
3474 | 301.5216 | 1267.6997 | 301.5216 | 1267.6997
3475 | 318.6008 | 1282.3923 | 318.6008 | 1282.3923
3476 | 336.9407 | 1299.5379 | 336.9407 | 1299.5379
3477 | 346.5934 | 1306.4337 | 346.5934 | 1306.4337
3478 | 366.1834 | 1311.201 | 366.1834 | 1311.201
3479 | 386.9768 | 1312.785 | 386.9768 | 1312.785
3480 | 382.2084 | 1321.3615 | 382.2084 | 1321.3615
3481 | 368.8696 | 1336.5767 | 368.8696 | 1336.5767
3482 | 372.7374 | 1334.8228 | 372.7374 | 1334.8228
3483 | 392.8665 | 1313.9908 | 392.8665 | 1313.9908
3484 | 413.4404 | 1287.2151 | 413.4404 | 1287.2151
3485 | 421.6064 | 1255.3952 | 421.6064 | 1255.3952
3486 | 409.9963 | 1226.9383 | 409.9963 | 1226.9383
3487 | 389.611 | 1209.5549 | 389.611 | 1209.5549
3488 | 376.3484 | 1210.2237 | 376.3484 | 1210.2237
3489 | 367.3074 | 1258.8396 | 367.3074 | 1258.8396
3490 | 349.8871 | 1359.1069 | 349.8871 | 1359.1069
3491 | 328.5633 | 1408.0608 | 328.5633 | 1408.0608
3492 | 308.9825 | 1434.9173 | 308.9825 | 1434.9173
3493 | 294.5882 | 1458.9301 | 294.5882 | 1458.9301
3494 | 287.4989 | 1471.1967 | 287.4989 | 1471.1967
3495 | 284.0448 | 1472.8412 | 284.0448 | 1472.8412
3496 | 284.0281 | 1479.9354 | 284.0281 | 1479.9354
3497 | 290.3234 | 1504.2161 | 290.3234 | 1504.2161
3498 | 305.1476 | 1541.0699 | 305.1476 | 1541.0699
3499 | 329.5647 | 1563.3889 | 329.5647 | 1563.3889
3500 | 353.0525 | 1597.3126 | 353.0525 | 1597.3126
3501 | 369.2953 | 1608.1446 | 369.2953 | 1608.1446
3502 | 386.0622 | 1611.6327 | 386.0622 | 1611.6327
3503 | 408.7498 | 1619.9574 | 408.7498 | 1619.9574
3504 | 405.6627 | 1639.8998 | 405.6627 | 1639.8998
3505 | 385.293 | 1652.1136 | 385.293 | 1652.1136
3506 | 390.5962 | 1636.9766 | 390.5962 | 1636.9766
3507 | 412.8797 | 1523.3975 | 412.8797 | 1523.3975
3508 | 431.1733 | 1448.5507 | 431.1733 | 1448.5507
3509 | 438.0686 | 1388.5377 | 438.0686 | 1388.5377
3510 | 427.027 | 1331.986 | 427.027 | 1331.986
3511 | 407.5371 | 1287.492 | 407.5371 | 1287.492
3512 | 393.5264 | 1281.1248 | 393.5264 | 1281.1248
3513 | 382.5865 | 1305.6313 | 382.5865 | 1305.6313
3514 | 364.0826 | 1375.2453 | 364.0826 | 1375.2453
3515 | 336.8931 | 1408.0608 | 336.8931 | 1408.0608
3516 | 317.6313 | 1422.3706 | 317.6313 | 1422.3706
3517 | 302.5649 | 1451.1561 | 302.5649 | 1451.1561
3518 | 295.3911 | 1478.6263 | 295.3911 | 1478.6263
3519 | 289.8255 | 1489.9146 | 289.8255 | 1489.9146
3520 | 289.6476 | 1501.1418 | 289.6476 | 1501.1418
3521 | 293.3107 | 1538.8056 | 293.3107 | 1538.8056
3522 | 305.9376 | 1583.6795 | 305.9376 | 1583.6795
3523 | 331.4845 | 1595.5675 | 331.4845 | 1595.5675
3524 | 353.5025 | 1613.9431 | 353.5025 | 1613.9431
3525 | 368.4352 | 1631.5651 | 368.4352 | 1631.5651
3526 | 378.7658 | 1646.2714 | 378.7658 | 1646.2714
3527 | 401.5824 | 1645.0016 | 401.5824 | 1645.0016
3528 | 401.1106 | 1638.8665 | 401.1106 | 1638.8665
3529 | 382.189 | 1634.8927 | 382.189 | 1634.8927
3530 | 389.3605 | 1619.2144 | 389.3605 | 1619.2144
3531 | 408.4793 | 1537.3218 | 408.4793 | 1537.3218
3532 | 428.6599 | 1468.0842 | 428.6599 | 1468.0842
3533 | 434.6134 | 1421.0607 | 434.6134 | 1421.0607
3534 | 425.1611 | 1376.8589 | 425.1611 | 1376.8589
3535 | 404.9769 | 1344.6656 | 404.9769 | 1344.6656
3536 | 389.9479 | 1331.902 | 389.9479 | 1331.902
3537 | 376.0996 | 1352.9151 | 376.0996 | 1352.9151
3538 | 362.0143 | 1442.6038 | 362.0143 | 1442.6038
3539 | 338.6091 | 1487.4248 | 338.6091 | 1487.4248
3540 | 319.9376 | 1490.0244 | 319.9376 | 1490.0244
3541 | 304.455 | 1461.1934 | 304.455 | 1461.1934
3542 | 296.9721 | 1423.5685 | 296.9721 | 1423.5685
3543 | 294.2127 | 1425.8527 | 294.2127 | 1425.8527
3544 | 294.5701 | 1450.0694 | 294.5701 | 1450.0694
3545 | 300.3944 | 1497.8197 | 300.3944 | 1497.8197
3546 | 312.2082 | 1557.4544 | 312.2082 | 1557.4544
3547 | 334.9442 | 1593.0582 | 334.9442 | 1593.0582
3548 | 362.3967 | 1604.693 | 362.3967 | 1604.693
3549 | 378.6906 | 1608.1938 | 378.6906 | 1608.1938
3550 | 387.7724 | 1652.7661 | 387.7724 | 1652.7661
3551 | 410.2632 | 1676.7373 | 410.2632 | 1676.7373
3552 | 404.9938 | 1637.6857 | 404.9938 | 1637.6857
3553 | 388.3535 | 1656.8863 | 388.3535 | 1656.8863
3554 | 391.7284 | 1681.259 | 391.7284 | 1681.259
3555 | 410.0598 | 1633.6607 | 410.0598 | 1633.6607
3556 | 425.4454 | 1588.2372 | 425.4454 | 1588.2372
3557 | 431.8323 | 1539.6392 | 431.8323 | 1539.6392
3558 | 425.0013 | 1492.7313 | 425.0013 | 1492.7313
3559 | 402.6885 | 1454.6336 | 402.6885 | 1454.6336
3560 | 388.4743 | 1440.0495 | 388.4743 | 1440.0495
3561 | 375.104 | 1442.5624 | 375.104 | 1442.5624
3562 | 362.5443 | 1467.894 | 362.5443 | 1467.894
3563 | 340.6075 | 1479.5031 | 340.6075 | 1479.5031
3564 | 321.8906 | 1476.9364 | 321.8906 | 1476.9364
3565 | 307.2567 | 1471.3292 | 307.2567 | 1471.3292
3566 | 299.8217 | 1455.009 | 299.8217 | 1455.009
3567 | 295.2445 | 1436.5296 | 295.2445 | 1436.5296
3568 | 293.5601 | 1438.2115 | 293.5601 | 1438.2115
3569 | 297.3811 | 1474.9897 | 297.3811 | 1474.9897
3570 | 307.4975 | 1517.3542 | 307.4975 | 1517.3542
3571 | 327.1267 | 1529.1931 | 327.1267 | 1529.1931
3572 | 348.5493 | 1538.7614 | 348.5493 | 1538.7614
3573 | 360.989 | 1524.5493 | 360.989 | 1524.5493
3574 | 375.5297 | 1507.4214 | 375.5297 | 1507.4214
3575 | 400.0877 | 1491.3908 | 400.0877 | 1491.3908
3576 | 396.3344 | 1500.7053 | 396.3344 | 1500.7053
3577 | 383.4904 | 1515.9697 | 383.4904 | 1515.9697
3578 | 389.8013 | 1511.5589 | 389.8013 | 1511.5589
3579 | 409.8661 | 1500.6658 | 409.8661 | 1500.6658
3580 | 425.9028 | 1424.8842 | 425.9028 | 1424.8842
3581 | 427.3728 | 1372.8421 | 427.3728 | 1372.8421
3582 | 417.1601 | 1326.2293 | 417.1601 | 1326.2293
3583 | 402.8835 | 1307.2223 | 402.8835 | 1307.2223
3584 | 386.8683 | 1311.1385 | 386.8683 | 1311.1385
3585 | 372.1624 | 1343.3698 | 372.1624 | 1343.3698
3586 | 359.362 | 1393.1059 | 359.362 | 1393.1059
3587 | 341.2264 | 1430.3988 | 341.2264 | 1430.3988
3588 | 325.5391 | 1455.238 | 325.5391 | 1455.238
3589 | 311.3605 | 1476.3479 | 311.3605 | 1476.3479
3590 | 303.3288 | 1497.1757 | 303.3288 | 1497.1757
3591 | 299.2673 | 1511.0717 | 299.2673 | 1511.0717
3592 | 298.2117 | 1517.3295 | 298.2117 | 1517.3295
3593 | 303.2636 | 1537.4771 | 303.2636 | 1537.4771
3594 | 312.9598 | 1565.1792 | 312.9598 | 1565.1792
3595 | 326.6724 | 1571.8518 | 326.6724 | 1571.8518
3596 | 343.1938 | 1586.6848 | 343.1938 | 1586.6848
3597 | 352.4151 | 1593.7283 | 352.4151 | 1593.7283
3598 | 368.4104 | 1611.9771 | 368.4104 | 1611.9771
3599 | 388.6068 | 1639.9337 | 388.6068 | 1639.9337
3600 | 390.6531 | 1680.738 | 390.6531 | 1680.738
3601 | 377.4546 | 1715.5851 | 377.4546 | 1715.5851
3602 | 382.6484 | 1726.9683 | 382.6484 | 1726.9683
3603 | 400.9373 | 1659.5905 | 400.9373 | 1659.5905
3604 | 416.8739 | 1576.3794 | 416.8739 | 1576.3794
3605 | 419.8101 | 1529.4543 | 419.8101 | 1529.4543
3606 | 410.5156 | 1469.5076 | 410.5156 | 1469.5076
3607 | 392.8396 | 1443.8582 | 392.8396 | 1443.8582
3608 | 382.9741 | 1444.6746 | 382.9741 | 1444.6746
3609 | 368.8963 | 1463.7196 | 368.8963 | 1463.7196
3610 | 355.7854 | 1517.0967 | 355.7854 | 1517.0967
3611 | 338.2488 | 1542.7778 | 338.2488 | 1542.7778
3612 | 321.9143 | 1524.5154 | 321.9143 | 1524.5154
3613 | 308.2794 | 1516.202 | 308.2794 | 1516.202
3614 | 301.6648 | 1536.2426 | 301.6648 | 1536.2426
3615 | 296.0576 | 1592.2562 | 296.0576 | 1592.2562
3616 | 292.3765 | 1669.415 | 292.3765 | 1669.415
3617 | 295.7898 | 1721.2984 | 295.7898 | 1721.2984
3618 | 304.3341 | 1747.6229 | 304.3341 | 1747.6229
3619 | 318.0431 | 1744.1597 | 318.0431 | 1744.1597
3620 | 332.7401 | 1743.7399 | 332.7401 | 1743.7399
3621 | 344.2232 | 1761.0666 | 344.2232 | 1761.0666
3622 | 358.8828 | 1807.9022 | 358.8828 | 1807.9022
3623 | 382.878 | 1853.0798 | 382.878 | 1853.0798
3624 | 383.2966 | 1897.1315 | 383.2966 | 1897.1315
3625 | 371.955 | 1931.7325 | 371.955 | 1931.7325
3626 | 377.1346 | 1947.544 | 377.1346 | 1947.544
3627 | 394.7348 | 1896.5507 | 394.7348 | 1896.5507
3628 | 414.4723 | 1829.4288 | 414.4723 | 1829.4288
3629 | 421.1638 | 1780.88 | 421.1638 | 1780.88
3630 | 406.8621 | 1725.6076 | 406.8621 | 1725.6076
3631 | 390.0002 | 1672.1095 | 390.0002 | 1672.1095
3632 | 381.4133 | 1641.4362 | 381.4133 | 1641.4362
3633 | 369.0923 | 1659.6939 | 369.0923 | 1659.6939
3634 | 356.0885 | 1690.2902 | 356.0885 | 1690.2902
3635 | 334.9919 | 1695.8474 | 334.9919 | 1695.8474
3636 | 319.6926 | 1466.9414 | 319.6926 | 1466.9414
3637 | 308.959 | 1458.136 | 308.959 | 1458.136
3638 | 299.9005 | 1454.7942 | 299.9005 | 1454.7942
3639 | 297.8226 | 1474.114 | 297.8226 | 1474.114
3640 | 296.3707 | 1484.3964 | 296.3707 | 1484.3964
3641 | 302.6808 | 1529.7425 | 302.6808 | 1529.7425
3642 | 310.9059 | 1617.6536 | 310.9059 | 1617.6536
3643 | 329.0087 | 1674.353 | 329.0087 | 1674.353
3644 | 349.2026 | 1712.5822 | 349.2026 | 1712.5822
3645 | 364.4867 | 1709.3784 | 364.4867 | 1709.3784
3646 | 377.8034 | 1713.4239 | 377.8034 | 1713.4239
3647 | 402.3657 | 1729.4503 | 402.3657 | 1729.4503
3648 | 396.3002 | 1745.4856 | 396.3002 | 1745.4856
3649 | 385.1614 | 1773.7094 | 385.1614 | 1773.7094
3650 | 392.5738 | 1792.9763 | 392.5738 | 1792.9763
3651 | 411.2829 | 1739.9862 | 411.2829 | 1739.9862
3652 | 426.3052 | 1644.7109 | 426.3052 | 1644.7109
3653 | 434.2108 | 1554.3427 | 434.2108 | 1554.3427
3654 | 422.5635 | 1464.48 | 422.5635 | 1464.48
3655 | 404.7713 | 1415.0342 | 404.7713 | 1415.0342
3656 | 392.8308 | 1405.7503 | 392.8308 | 1405.7503
3657 | 380.1277 | 1462.282 | 380.1277 | 1462.282
3658 | 362.7492 | 1529.0473 | 362.7492 | 1529.0473
3659 | 341.3701 | 1507.8527 | 341.3701 | 1507.8527
3660 | 321.08 | 1489.9801 | 321.08 | 1489.9801
3661 | 306.6534 | 1479.2011 | 306.6534 | 1479.2011
3662 | 299.5149 | 1466.0776 | 299.5149 | 1466.0776
3663 | 297.3878 | 1470.6818 | 297.3878 | 1470.6818
3664 | 296.4516 | 1488.5579 | 296.4516 | 1488.5579
3665 | 303.4581 | 1505.8887 | 303.4581 | 1505.8887
3666 | 315.2396 | 1540.0429 | 315.2396 | 1540.0429
3667 | 337.3432 | 1546.8466 | 337.3432 | 1546.8466
3668 | 362.7371 | 1547.2358 | 362.7371 | 1547.2358
3669 | 377.5062 | 1533.9927 | 377.5062 | 1533.9927
3670 | 392.4438 | 1519.2041 | 392.4438 | 1519.2041
3671 | 415.5056 | 1507.4296 | 415.5056 | 1507.4296
3672 | 410.7457 | 1493.2615 | 410.7457 | 1493.2615
3673 | 391.751 | 1500.0769 | 391.751 | 1500.0769
3674 | 399.9048 | 1497.1203 | 399.9048 | 1497.1203
3675 | 419.9197 | 1438.8531 | 419.9197 | 1438.8531
3676 | 433.2105 | 1321.2686 | 433.2105 | 1321.2686
3677 | 440.9265 | 1246.9459 | 440.9265 | 1246.9459
3678 | 433.5038 | 1189.9036 | 433.5038 | 1189.9036
3679 | 412.0408 | 1146.0781 | 412.0408 | 1146.0781
3680 | 397.9208 | 1135.7216 | 397.9208 | 1135.7216
3681 | 384.3158 | 1156.5584 | 384.3158 | 1156.5584
3682 | 365.8815 | 1182.9524 | 365.8815 | 1182.9524
3683 | 342.9958 | 1186.0407 | 342.9958 | 1186.0407
3684 | 323.0967 | 1186.0155 | 323.0967 | 1186.0155
3685 | 309.3347 | 1205.3112 | 309.3347 | 1205.3112
3686 | 302.218 | 1244.7433 | 302.218 | 1244.7433
3687 | 299.2963 | 1281.3958 | 299.2963 | 1281.3958
3688 | 299.2132 | 1262.0324 | 299.2132 | 1262.0324
3689 | 305.5596 | 1220.2435 | 305.5596 | 1220.2435
3690 | 317.8665 | 1219.7753 | 317.8665 | 1219.7753
3691 | 339.6834 | 1215.9392 | 339.6834 | 1215.9392
3692 | 365.1042 | 1220.5758 | 365.1042 | 1220.5758
3693 | 383.3431 | 1215.0122 | 383.3431 | 1215.0122
3694 | 394.4577 | 1219.3152 | 394.4577 | 1219.3152
3695 | 418.1916 | 1236.4999 | 418.1916 | 1236.4999
3696 | 414.7434 | 1237.0475 | 414.7434 | 1237.0475
3697 | 397.6213 | 1229.8766 | 397.6213 | 1229.8766
3698 | 406.2786 | 1212.5905 | 406.2786 | 1212.5905
3699 | 423.3496 | 1188.8171 | 423.3496 | 1188.8171
3700 | 432.4624 | 1177.3734 | 432.4624 | 1177.3734
3701 | 439.3889 | 1193.7039 | 439.3889 | 1193.7039
3702 | 433.0992 | 1210.2823 | 433.0992 | 1210.2823
3703 | 414.0226 | 1221.3721 | 414.0226 | 1221.3721
3704 | 399.3006 | 1240.4039 | 399.3006 | 1240.4039
3705 | 386.8166 | 1268.6628 | 386.8166 | 1268.6628
3706 | 366.3908 | 1300.72 | 366.3908 | 1300.72
3707 | 344.1613 | 1317.108 | 344.1613 | 1317.108
3708 | 324.5255 | 1322.4027 | 324.5255 | 1322.4027
3709 | 309.401 | 1332.3028 | 309.401 | 1332.3028
3710 | 301.699 | 1327.1591 | 301.699 | 1327.1591
3711 | 308.4741 | 1329.6611 | 308.4741 | 1329.6611
3712 | 308.4243 | 1338.828 | 308.4243 | 1338.828
3713 | 314.5665 | 1359.591 | 314.5665 | 1359.591
3714 | 327.2642 | 1404.7711 | 327.2642 | 1404.7711
3715 | 348.3974 | 1426.505 | 348.3974 | 1426.505
3716 | 373.813 | 1442.2962 | 373.813 | 1442.2962
3717 | 382.7036 | 1445.3989 | 382.7036 | 1445.3989
3718 | 394.4211 | 1444.5536 | 394.4211 | 1444.5536
3719 | 415.2336 | 1434.4523 | 415.2336 | 1434.4523
3720 | 409.7363 | 1419.0401 | 409.7363 | 1419.0401
3721 | 398.5137 | 1412.1267 | 398.5137 | 1412.1267
3722 | 402.0458 | 1403.2066 | 402.0458 | 1403.2066
3723 | 422.2679 | 1373.8987 | 422.2679 | 1373.8987
3724 | 433.4728 | 1301.9624 | 433.4728 | 1301.9624
3725 | 435.2242 | 1253.081 | 435.2242 | 1253.081
3726 | 429.942 | 1218.82 | 429.942 | 1218.82
3727 | 411.066 | 1197.9473 | 411.066 | 1197.9473
3728 | 392.2629 | 1194.9701 | 392.2629 | 1194.9701
3729 | 380.0437 | 1204.0515 | 380.0437 | 1204.0515
3730 | 365.7303 | 1209.8094 | 365.7303 | 1209.8094
3731 | 345.1613 | 1198.8685 | 345.1613 | 1198.8685
3732 | 327.7501 | 1201.5891 | 327.7501 | 1201.5891
3733 | 313.0484 | 1235.6434 | 313.0484 | 1235.6434
3734 | 305.6254 | 1299.7015 | 305.6254 | 1299.7015
3735 | 301.478 | 1334.6807 | 301.478 | 1334.6807
3736 | 300.6709 | 1344.8344 | 300.6709 | 1344.8344
3737 | 306.1019 | 1349.3373 | 306.1019 | 1349.3373
3738 | 315.8419 | 1378.1286 | 315.8419 | 1378.1286
3739 | 333.7306 | 1395.658 | 333.7306 | 1395.658
3740 | 356.2112 | 1415.6108 | 356.2112 | 1415.6108
3741 | 370.223 | 1441.9667 | 370.223 | 1441.9667
3742 | 384.8248 | 1479.9482 | 384.8248 | 1479.9482
3743 | 407.5301 | 1508.9312 | 407.5301 | 1508.9312
3744 | 404.2826 | 1514.627 | 404.2826 | 1514.627
3745 | 391.5129 | 1522.3004 | 391.5129 | 1522.3004
3746 | 398.0462 | 1510.2055 | 398.0462 | 1510.2055
3747 | 420.4219 | 1468.3272 | 420.4219 | 1468.3272
3748 | 430.5176 | 1427.5382 | 430.5176 | 1427.5382
3749 | 436.2581 | 1403.1541 | 436.2581 | 1403.1541
3750 | 425.6653 | 1373.0546 | 425.6653 | 1373.0546
3751 | 404.248 | 1343.4727 | 404.248 | 1343.4727
3752 | 389.6859 | 1334.3604 | 389.6859 | 1334.3604
3753 | 377.7186 | 1342.4981 | 377.7186 | 1342.4981
3754 | 363.2334 | 1356.9223 | 363.2334 | 1356.9223
3755 | 344.1237 | 1366.7891 | 344.1237 | 1366.7891
3756 | 326.3633 | 1384.4398 | 326.3633 | 1384.4398
3757 | 314.1746 | 1416.3918 | 314.1746 | 1416.3918
3758 | 305.21 | 1446.6427 | 305.21 | 1446.6427
3759 | 301.6653 | 1479.6056 | 301.6653 | 1479.6056
3760 | 299.8878 | 1514.2136 | 299.8878 | 1514.2136
3761 | 304.7722 | 1556.0847 | 304.7722 | 1556.0847
3762 | 311.4886 | 1621.5148 | 311.4886 | 1621.5148
3763 | 326.3559 | 1666.7164 | 326.3559 | 1666.7164
3764 | 341.703 | 1708.292 | 341.703 | 1708.292
3765 | 355.7464 | 1733.6612 | 355.7464 | 1733.6612
3766 | 370.9351 | 1753.023 | 370.9351 | 1753.023
3767 | 390.4995 | 1769.0493 | 390.4995 | 1769.0493
3768 | 385.7826 | 1780.3654 | 385.7826 | 1780.3654
3769 | 379.1527 | 1793.4875 | 379.1527 | 1793.4875
3770 | 385.1779 | 1810.7808 | 385.1779 | 1810.7808
3771 | 402.1272 | 1790.9973 | 402.1272 | 1790.9973
3772 | 419.4606 | 1749.8651 | 419.4606 | 1749.8651
3773 | 423.1156 | 1712.8677 | 423.1156 | 1712.8677
3774 | 407.5455 | 1673.8444 | 407.5455 | 1673.8444
3775 | 396.9443 | 1636.4543 | 396.9443 | 1636.4543
3776 | 382.5509 | 1616.2302 | 382.5509 | 1616.2302
3777 | 371.4908 | 1614.8864 | 371.4908 | 1614.8864
3778 | 359.118 | 1610.5193 | 359.118 | 1610.5193
3779 | 341.2639 | 1578.17 | 341.2639 | 1578.17
3780 | 322.9675 | 1519.5399 | 322.9675 | 1519.5399
3781 | 309.236 | 1473.3235 | 309.236 | 1473.3235
3782 | 301.5425 | 1405.2847 | 301.5425 | 1405.2847
3783 | 299.5494 | 1378.0552 | 299.5494 | 1378.0552
3784 | 298.2985 | 1382.9747 | 298.2985 | 1382.9747
3785 | 302.2596 | 1376.0655 | 302.2596 | 1376.0655
3786 | 309.8881 | 1412.6223 | 309.8881 | 1412.6223
3787 | 326.3714 | 1437.7883 | 326.3714 | 1437.7883
3788 | 344.4308 | 1460.1007 | 344.4308 | 1460.1007
3789 | 355.931 | 1472.1272 | 355.931 | 1472.1272
3790 | 369.8098 | 1482.1363 | 369.8098 | 1482.1363
3791 | 391.4297 | 1482.0313 | 391.4297 | 1482.0313
3792 | 390.1788 | 1450.3161 | 390.1788 | 1450.3161
3793 | 381.6674 | 1423.453 | 381.6674 | 1423.453
3794 | 386.5093 | 1402.0482 | 386.5093 | 1402.0482
3795 | 408.0312 | 1377.3738 | 408.0312 | 1377.3738
3796 | 424.0444 | 1335.6838 | 424.0444 | 1335.6838
3797 | 427.9007 | 1300.4454 | 427.9007 | 1300.4454
3798 | 416.0354 | 1263.8247 | 416.0354 | 1263.8247
3799 | 397.3418 | 1230.9393 | 397.3418 | 1230.9393
3800 | 387.6892 | 1208.6131 | 387.6892 | 1208.6131
3801 | 378.4151 | 1189.4647 | 378.4151 | 1189.4647
3802 | 362.8795 | 1170.382 | 362.8795 | 1170.382
3803 | 343.512 | 1148.2864 | 343.512 | 1148.2864
3804 | 325.4798 | 1132.087 | 325.4798 | 1132.087
3805 | 310.1141 | 1128.8589 | 310.1141 | 1128.8589
3806 | 303.0493 | 1126.1607 | 303.0493 | 1126.1607
3807 | 299.0774 | 1135.098 | 299.0774 | 1135.098
3808 | 298.7603 | 1186.3094 | 298.7603 | 1186.3094
3809 | 304.0608 | 1296.9532 | 304.0608 | 1296.9532
3810 | 313.7667 | 1432.2287 | 313.7667 | 1432.2287
3811 | 332.2606 | 1522.4351 | 332.2606 | 1522.4351
3812 | 354.3541 | 1596.3592 | 354.3541 | 1596.3592
3813 | 368.4675 | 1662.4859 | 368.4675 | 1662.4859
3814 | 383.661 | 1725.737 | 383.661 | 1725.737
3815 | 403.8139 | 1778.6166 | 403.8139 | 1778.6166
3816 | 401.145 | 1823.6541 | 401.145 | 1823.6541
3817 | 387.7899 | 1868.095 | 387.7899 | 1868.095
3818 | 393.9971 | 1896.7575 | 393.9971 | 1896.7575
3819 | 414.4101 | 1920.0053 | 414.4101 | 1920.0053
3820 | 428.9444 | 1924.9075 | 428.9444 | 1924.9075
3821 | 431.8691 | 1935.06 | 431.8691 | 1935.06
3822 | 422.4348 | 1938.9822 | 422.4348 | 1938.9822
3823 | 404.2153 | 1937.3299 | 404.2153 | 1937.3299
3824 | 393.0305 | 1942.4183 | 393.0305 | 1942.4183
3825 | 378.9607 | 1949.8695 | 378.9607 | 1949.8695
3826 | 361.5576 | 1971.1153 | 361.5576 | 1971.1153
3827 | 341.2875 | 2018.6934 | 341.2875 | 2018.6934
3828 | 321.5414 | 2105.074 | 321.5414 | 2105.074
3829 | 308.0698 | 2157.8337 | 308.0698 | 2157.8337
3830 | 301.5695 | 2184.8241 | 301.5695 | 2184.8241
3831 | 297.7325 | 2211.566 | 297.7325 | 2211.566
3832 | 298.6236 | 2224.9802 | 298.6236 | 2224.9802
3833 | 303.4383 | 2240.8523 | 303.4383 | 2240.8523
3834 | 313.0485 | 2284.4451 | 313.0485 | 2284.4451
3835 | 332.9438 | 2301.9745 | 332.9438 | 2301.9745
3836 | 360.3917 | 2315.2344 | 360.3917 | 2315.2344
3837 | 375.1145 | 2314.3902 | 375.1145 | 2314.3902
3838 | 388.184 | 2321.5676 | 388.184 | 2321.5676
3839 | 408.9994 | 2328.1125 | 408.9994 | 2328.1125
3840 | 405.2783 | 2323.0398 | 405.2783 | 2323.0398
3841 | 390.6999 | 2302.8695 | 390.6999 | 2302.8695
3842 | 398.7512 | 2247.9578 | 398.7512 | 2247.9578
3843 | 418.5822 | 2165.7082 | 418.5822 | 2165.7082
3844 | 430.5348 | 2049.1533 | 430.5348 | 2049.1533
3845 | 438.0547 | 1960.4154 | 438.0547 | 1960.4154
3846 | 429.1265 | 1907.4488 | 429.1265 | 1907.4488
3847 | 410.6589 | 1886.5333 | 410.6589 | 1886.5333
3848 | 399.2424 | 1895.8691 | 399.2424 | 1895.8691
3849 | 384.8289 | 1970.7202 | 384.8289 | 1970.7202
3850 | 365.9678 | 2068.2466 | 365.9678 | 2068.2466
3851 | 342.0084 | 2106.5579 | 342.0084 | 2106.5579
3852 | 323.4309 | 2106.3181 | 323.4309 | 2106.3181
3853 | 308.2121 | 2106.3936 | 308.2121 | 2106.3936
3854 | 299.1111 | 2121.2854 | 299.1111 | 2121.2854
3855 | 296.2804 | 2153.2185 | 296.2804 | 2153.2185
3856 | 295.5978 | 2187.226 | 295.5978 | 2187.226
3857 | 300.5584 | 2235.4895 | 300.5584 | 2235.4895
3858 | 314.1542 | 2310.015 | 314.1542 | 2310.015
3859 | 336.9849 | 2352.7282 | 336.9849 | 2352.7282
3860 | 363.5674 | 2382.9775 | 363.5674 | 2382.9775
3861 | 379.3784 | 2399.852 | 379.3784 | 2399.852
3862 | 389.557 | 2414.2371 | 389.557 | 2414.2371
3863 | 411.1867 | 2421.6401 | 411.1867 | 2421.6401
3864 | 407.3141 | 2420.9863 | 407.3141 | 2420.9863
3865 | 393.5911 | 2425.3134 | 393.5911 | 2425.3134
3866 | 396.2387 | 2413.4759 | 396.2387 | 2413.4759
3867 | 412.8827 | 2339.8926 | 412.8827 | 2339.8926
3868 | 427.1934 | 2230.2021 | 427.1934 | 2230.2021
3869 | 432.5557 | 2151.2888 | 432.5557 | 2151.2888
3870 | 423.6314 | 2074.5543 | 423.6314 | 2074.5543
3871 | 405.2919 | 2014.9406 | 405.2919 | 2014.9406
3872 | 393.7227 | 1985.0206 | 393.7227 | 1985.0206
3873 | 380.54 | 1978.271 | 380.54 | 1978.271
3874 | 361.4152 | 1975.1052 | 361.4152 | 1975.1052
3875 | 337.1874 | 1956.2702 | 337.1874 | 1956.2702
3876 | 318.2209 | 1947.6216 | 318.2209 | 1947.6216
3877 | 303.9385 | 1961.7691 | 303.9385 | 1961.7691
3878 | 295.7695 | 1985.6275 | 295.7695 | 1985.6275
3879 | 290.8086 | 2012.0691 | 290.8086 | 2012.0691
3880 | 291.3685 | 2030.503 | 291.3685 | 2030.503
3881 | 296.4864 | 2043.8867 | 296.4864 | 2043.8867
3882 | 307.5187 | 2061.6092 | 307.5187 | 2061.6092
3883 | 328.7167 | 2053.869 | 328.7167 | 2053.869
3884 | 355.1461 | 2054.8588 | 355.1461 | 2054.8588
3885 | 369.3507 | 2065.1692 | 369.3507 | 2065.1692
3886 | 381.2349 | 2084.9601 | 381.2349 | 2084.9601
3887 | 403.2253 | 2091.5907 | 403.2253 | 2091.5907
3888 | 400.4389 | 2092.8676 | 400.4389 | 2092.8676
3889 | 386.6414 | 2100.7985 | 386.6414 | 2100.7985
3890 | 394.2569 | 2100.3302 | 394.2569 | 2100.3302
3891 | 411.9723 | 2093.7177 | 411.9723 | 2093.7177
3892 | 424.8701 | 2067.2153 | 424.8701 | 2067.2153
3893 | 425.6103 | 2051.7978 | 425.6103 | 2051.7978
3894 | 415.6586 | 2036.2852 | 415.6586 | 2036.2852
3895 | 397.4904 | 2020.475 | 397.4904 | 2020.475
3896 | 387.356 | 2013.1217 | 387.356 | 2013.1217
3897 | 374.6994 | 2013.7085 | 374.6994 | 2013.7085
3898 | 357.1232 | 2010.5427 | 357.1232 | 2010.5427
3899 | 336.7586 | 1996.3412 | 336.7586 | 1996.3412
3900 | 317.8138 | 1992.5835 | 317.8138 | 1992.5835
3901 | 303.8585 | 1997.7214 | 303.8585 | 1997.7214
3902 | 294.6623 | 2001.8876 | 294.6623 | 2001.8876
3903 | 290.4236 | 2013.442 | 290.4236 | 2013.442
3904 | 290.1875 | 2028.9156 | 290.1875 | 2028.9156
3905 | 294.8358 | 2066.625 | 294.8358 | 2066.625
3906 | 309.0393 | 2127.2072 | 309.0393 | 2127.2072
3907 | 328.4718 | 2151.0862 | 328.4718 | 2151.0862
3908 | 349.7311 | 2161.8578 | 349.7311 | 2161.8578
3909 | 362.7779 | 2165.3467 | 362.7779 | 2165.3467
3910 | 372.969 | 2169.7784 | 372.969 | 2169.7784
3911 | 395.0914 | 2177.4816 | 395.0914 | 2177.4816
3912 | 394.9702 | 2177.0853 | 394.9702 | 2177.0853
3913 | 382.8902 | 2174.1189 | 382.8902 | 2174.1189
3914 | 388.4308 | 2158.8063 | 388.4308 | 2158.8063
3915 | 408.5003 | 2116.6706 | 408.5003 | 2116.6706
3916 | 422.597 | 2042.4176 | 422.597 | 2042.4176
3917 | 425.2358 | 1987.7014 | 425.2358 | 1987.7014
3918 | 412.2262 | 1943.4012 | 412.2262 | 1943.4012
3919 | 394.3065 | 1910.6016 | 394.3065 | 1910.6016
3920 | 381.0767 | 1902.3045 | 381.0767 | 1902.3045
3921 | 368.0291 | 1934.7249 | 368.0291 | 1934.7249
3922 | 355.2737 | 1984.8012 | 355.2737 | 1984.8012
3923 | 337.8921 | 1970.5997 | 337.8921 | 1970.5997
3924 | 320.3511 | 1956.3737 | 320.3511 | 1956.3737
3925 | 307.213 | 1961.6404 | 307.213 | 1961.6404
3926 | 297.936 | 1963.3611 | 297.936 | 1963.3611
3927 | 292.7944 | 1955.9955 | 292.7944 | 1955.9955
3928 | 290.6988 | 1943.4966 | 290.6988 | 1943.4966
3929 | 296.3155 | 1938.5609 | 296.3155 | 1938.5609
3930 | 306.6301 | 1954.696 | 306.6301 | 1954.696
3931 | 322.4868 | 1951.5035 | 322.4868 | 1951.5035
3932 | 338.5784 | 1947.6453 | 338.5784 | 1947.6453
3933 | 346.9629 | 1933.3726 | 346.9629 | 1933.3726
3934 | 360.9944 | 1915.2376 | 360.9944 | 1915.2376
3935 | 380.0131 | 1883.7279 | 380.0131 | 1883.7279
3936 | 380.7618 | 1850.4253 | 380.7618 | 1850.4253
3937 | 372.6061 | 1836.2184 | 372.6061 | 1836.2184
3938 | 379.1859 | 1821.249 | 379.1859 | 1821.249
3939 | 399.989 | 1778.6843 | 399.989 | 1778.6843
3940 | 415.2346 | 1723.6945 | 415.2346 | 1723.6945
3941 | 409.6126 | 1684.6378 | 409.6126 | 1684.6378
3942 | 394.1006 | 1649.7332 | 394.1006 | 1649.7332
3943 | 380.0055 | 1631.3918 | 380.0055 | 1631.3918
3944 | 370.8384 | 1628.0713 | 370.8384 | 1628.0713
3945 | 364.9867 | 1640.6279 | 364.9867 | 1640.6279
3946 | 350.0403 | 1667.7513 | 350.0403 | 1667.7513
3947 | 334.7774 | 1680.6642 | 334.7774 | 1680.6642
3948 | 317.7696 | 1689.1337 | 317.7696 | 1689.1337
3949 | 303.8399 | 1698.6477 | 303.8399 | 1698.6477
3950 | 296.6632 | 1699.5104 | 296.6632 | 1699.5104
3951 | 292.2632 | 1701.3688 | 292.2632 | 1701.3688
3952 | 292.3655 | 1700.5823 | 292.3655 | 1700.5823
3953 | 294.9081 | 1721.2595 | 294.9081 | 1721.2595
3954 | 302.8212 | 1775.6208 | 302.8212 | 1775.6208
3955 | 320.6996 | 1816.2318 | 320.6996 | 1816.2318
3956 | 336.5072 | 1858.1935 | 336.5072 | 1858.1935
3957 | 348.7983 | 1896.5193 | 348.7983 | 1896.5193
3958 | 362.5349 | 1943.8965 | 362.5349 | 1943.8965
3959 | 386.0457 | 1992.2284 | 386.0457 | 1992.2284
3960 | 384.0131 | 2039.5397 | 384.0131 | 2039.5397
3961 | 374.9154 | 2098.6963 | 374.9154 | 2098.6963
3962 | 382.9718 | 2144.863 | 382.9718 | 2144.863
3963 | 405.8723 | 2121.3041 | 405.8723 | 2121.3041
3964 | 416.064 | 2046.7079 | 416.064 | 2046.7079
3965 | 421.1 | 1990.5759 | 421.1 | 1990.5759
3966 | 408.63 | 1941.7709 | 408.63 | 1941.7709
3967 | 393.084 | 1917.8521 | 393.084 | 1917.8521
3968 | 380.544 | 1915.4755 | 380.544 | 1915.4755
3969 | 369.982 | 1960.3806 | 369.982 | 1960.3806
3970 | 356.3113 | 2057.0491 | 356.3113 | 2057.0491
3971 | 337.902 | 2107.373 | 337.902 | 2107.373
3972 | 321.1639 | 2115.0703 | 321.1639 | 2115.0703
3973 | 306.8094 | 2102.9185 | 306.8094 | 2102.9185
3974 | 298.3172 | 2127.8924 | 298.3172 | 2127.8924
3975 | 293.5495 | 2181.0194 | 293.5495 | 2181.0194
3976 | 293.0009 | 2224.9802 | 293.0009 | 2224.9802
3977 | 297.1253 | 2264.6203 | 297.1253 | 2264.6203
3978 | 306.9115 | 2320.6977 | 306.9115 | 2320.6977
3979 | 325.0671 | 2350.4115 | 325.0671 | 2350.4115
3980 | 345.7847 | 2373.2816 | 345.7847 | 2373.2816
3981 | 358.5896 | 2383.5062 | 358.5896 | 2383.5062
3982 | 370.9966 | 2388.7959 | 370.9966 | 2388.7959
3983 | 393.6685 | 2378.0511 | 393.6685 | 2378.0511
3984 | 390.729 | 2356.7183 | 390.729 | 2356.7183
3985 | 378.4005 | 2331.1423 | 378.4005 | 2331.1423
3986 | 380.9448 | 2283.0521 | 380.9448 | 2283.0521
3987 | 404.1206 | 2212.1288 | 404.1206 | 2212.1288
3988 | 420.1458 | 2089.9536 | 420.1458 | 2089.9536
3989 | 425.1898 | 1996.0245 | 425.1898 | 1996.0245
3990 | 412.6027 | 1942.9293 | 412.6027 | 1942.9293
3991 | 395.3947 | 1901.0772 | 395.3947 | 1901.0772
3992 | 383.7052 | 1877.3352 | 383.7052 | 1877.3352
3993 | 375.1727 | 1894.7397 | 375.1727 | 1894.7397
3994 | 358.1662 | 1944.2583 | 358.1662 | 1944.2583
3995 | 339.8604 | 1911.3083 | 339.8604 | 1911.3083
3996 | 320.0626 | 1874.344 | 320.0626 | 1874.344
3997 | 308.0567 | 1830.9163 | 308.0567 | 1830.9163
3998 | 298.1591 | 1804.1497 | 298.1591 | 1804.1497
3999 | 294.7824 | 1776.5341 | 294.7824 | 1776.5341
4000 | 294.3915 | 1752.1512 | 294.3915 | 1752.1512
4001 | 298.7543 | 1737.7341 | 298.7543 | 1737.7341
4002 | 310.8283 | 1750.437 | 310.8283 | 1750.437
4003 | 332.0635 | 1746.0003 | 332.0635 | 1746.0003
4004 | 358.8973 | 1745.0166 | 358.8973 | 1745.0166
4005 | 373.5847 | 1750.05 | 373.5847 | 1750.05
4006 | 380.7366 | 1748.1321 | 380.7366 | 1748.1321
4007 | 402.3775 | 1745.0668 | 402.3775 | 1745.0668
4008 | 398.3598 | 1753.2939 | 398.3598 | 1753.2939
4009 | 384.354 | 1760.3667 | 384.354 | 1760.3667
4010 | 386.0501 | 1761.0139 | 386.0501 | 1761.0139
4011 | 409.1336 | 1759.1207 | 409.1336 | 1759.1207
4012 | 421.0718 | 1740.1262 | 421.0718 | 1740.1262
4013 | 422.8811 | 1725.9529 | 422.8811 | 1725.9529
4014 | 412.9637 | 1703.3185 | 412.9637 | 1703.3185
4015 | 391.7053 | 1678.7991 | 391.7053 | 1678.7991
4016 | 383.3574 | 1669.2578 | 383.3574 | 1669.2578
4017 | 378.6109 | 1698.718 | 378.6109 | 1698.718
4018 | 362.6114 | 1719.5347 | 362.6114 | 1719.5347
4019 | 341.0162 | 1682.509 | 341.0162 | 1682.509
4020 | 322.3126 | 1671.5008 | 322.3126 | 1671.5008
4021 | 308.2162 | 1668.1011 | 308.2162 | 1668.1011
4022 | 300.0857 | 1663.3006 | 300.0857 | 1663.3006
4023 | 296.6131 | 1677.4292 | 296.6131 | 1677.4292
4024 | 296.4219 | 1692.5166 | 296.4219 | 1692.5166
4025 | 301.4245 | 1704.1414 | 301.4245 | 1704.1414
4026 | 313.9105 | 1741.8994 | 313.9105 | 1741.8994
4027 | 333.3114 | 1755.0098 | 333.3114 | 1755.0098
4028 | 359.426 | 1764.3656 | 359.426 | 1764.3656
4029 | 371.1262 | 1759.8318 | 371.1262 | 1759.8318
4030 | 384.0222 | 1785.5431 | 384.0222 | 1785.5431
4031 | 407.0035 | 1818.6447 | 407.0035 | 1818.6447
4032 | 403.7686 | 1847.1647 | 403.7686 | 1847.1647
4033 | 385.2622 | 1879.3355 | 385.2622 | 1879.3355
4034 | 393.8108 | 1901.2623 | 393.8108 | 1901.2623
4035 | 415.5315 | 1924.6388 | 415.5315 | 1924.6388
4036 | 431.3316 | 1932.7587 | 431.3316 | 1932.7587
4037 | 430.1336 | 1946.8153 | 430.1336 | 1946.8153
4038 | 416.7285 | 1952.1104 | 416.7285 | 1952.1104
4039 | 400.6916 | 1948.9994 | 400.6916 | 1948.9994
4040 | 391.7827 | 1950.0121 | 391.7827 | 1950.0121
4041 | 383.1135 | 1951.6714 | 383.1135 | 1951.6714
4042 | 366.4033 | 1956.6142 | 366.4033 | 1956.6142
4043 | 342.8474 | 1962.1479 | 342.8474 | 1962.1479
4044 | 324.8095 | 1981.9007 | 324.8095 | 1981.9007
4045 | 309.6663 | 2034.3602 | 309.6663 | 2034.3602
4046 | 300.2851 | 2099.2335 | 300.2851 | 2099.2335
4047 | 294.8126 | 2175.9998 | 294.8126 | 2175.9998
4048 | 294.3894 | 2241.1974 | 294.3894 | 2241.1974
4049 | 300.0882 | 2288.9032 | 300.0882 | 2288.9032
4050 | 311.8246 | 2361.2835 | 311.8246 | 2361.2835
4051 | 331.1027 | 2407.5577 | 331.1027 | 2407.5577
4052 | 359.4832 | 2446.3875 | 359.4832 | 2446.3875
4053 | 371.4291 | 2477.1624 | 371.4291 | 2477.1624
4054 | 378.8562 | 2504.118 | 378.8562 | 2504.118
4055 | 400.6033 | 2517.5273 | 400.6033 | 2517.5273
4056 | 401.1752 | 2521.078 | 401.1752 | 2521.078
4057 | 383.0278 | 2528.966 | 383.0278 | 2528.966
4058 | 385.9104 | 2523.95 | 385.9104 | 2523.95
4059 | 405.2064 | 2429.6018 | 405.2064 | 2429.6018
4060 | 417.8096 | 2263.7519 | 417.8096 | 2263.7519
4061 | 417.3996 | 2138.6326 | 417.3996 | 2138.6326
4062 | 407.9081 | 2039.7174 | 407.9081 | 2039.7174
4063 | 390.1519 | 1974.1403 | 390.1519 | 1974.1403
4064 | 378.2717 | 1942.8903 | 378.2717 | 1942.8903
4065 | 370.0994 | 1927.8605 | 370.0994 | 1927.8605
4066 | 356.636 | 1909.8933 | 356.636 | 1909.8933
4067 | 338.1645 | 1880.0324 | 338.1645 | 1880.0324
4068 | 318.0647 | 1850.7905 | 318.0647 | 1850.7905
4069 | 304.497 | 1832.2463 | 304.497 | 1832.2463
4070 | 294.6789 | 1810.1132 | 294.6789 | 1810.1132
4071 | 290.4087 | 1793.0516 | 290.4087 | 1793.0516
4072 | 288.3206 | 1784.8858 | 288.3206 | 1784.8858
4073 | 291.8482 | 1791.491 | 291.8482 | 1791.491
4074 | 303.1647 | 1828.4767 | 303.1647 | 1828.4767
4075 | 319.0524 | 1845.1481 | 319.0524 | 1845.1481
4076 | 343.4622 | 1866.6453 | 343.4622 | 1866.6453
4077 | 354.2337 | 1892.1003 | 354.2337 | 1892.1003
4078 | 366.3641 | 1922.531 | 366.3641 | 1922.531
4079 | 383.802 | 1944.6495 | 383.802 | 1944.6495
4080 | 384.1502 | 1951.6753 | 384.1502 | 1951.6753
4081 | 371.815 | 1952.1411 | 371.815 | 1952.1411
4082 | 378.4345 | 1935.1124 | 378.4345 | 1935.1124
4083 | 399.0162 | 1907.821 | 399.0162 | 1907.821
4084 | 412.9007 | 1820.6543 | 412.9007 | 1820.6543
4085 | 414.7457 | 1761.3475 | 414.7457 | 1761.3475
4086 | 399.4064 | 1722.4101 | 399.4064 | 1722.4101
4087 | 383.6704 | 1710.2896 | 383.6704 | 1710.2896
4088 | 371.6354 | 1714.048 | 371.6354 | 1714.048
4089 | 364.4444 | 1749.9865 | 364.4444 | 1749.9865
4090 | 353.8264 | 1807.9568 | 353.8264 | 1807.9568
4091 | 336.1293 | 1822.2426 | 336.1293 | 1822.2426
4092 | 319.279 | 1818.0988 | 319.279 | 1818.0988
4093 | 305.3098 | 1806.2902 | 305.3098 | 1806.2902
4094 | 296.0341 | 1780.4246 | 296.0341 | 1780.4246
4095 | 292.8089 | 1779.0654 | 292.8089 | 1779.0654
4096 | 290.8642 | 1791.7073 | 290.8642 | 1791.7073
4097 | 295.6679 | 1797.1112 | 295.6679 | 1797.1112
4098 | 303.565 | 1818.652 | 303.565 | 1818.652
4099 | 316.8727 | 1825.1984 | 316.8727 | 1825.1984
4100 | 330.6755 | 1839.7025 | 330.6755 | 1839.7025
4101 | 338.8626 | 1839.416 | 338.8626 | 1839.416
4102 | 351.2328 | 1822.4393 | 351.2328 | 1822.4393
4103 | 369.1377 | 1789.9429 | 369.1377 | 1789.9429
4104 | 373.7993 | 1760.2012 | 373.7993 | 1760.2012
4105 | 367.2732 | 1724.3715 | 367.2732 | 1724.3715
4106 | 373.3045 | 1645.7776 | 373.3045 | 1645.7776
4107 | 392.3202 | 1576.8278 | 392.3202 | 1576.8278
4108 | 404.5359 | 1525.7422 | 404.5359 | 1525.7422
4109 | 400.0174 | 1499.6849 | 400.0174 | 1499.6849
4110 | 392.6233 | 1470.8725 | 392.6233 | 1470.8725
4111 | 379.615 | 1438.9309 | 379.615 | 1438.9309
4112 | 373.7083 | 1416.1756 | 373.7083 | 1416.1756
4113 | 362.1067 | 1407.1951 | 362.1067 | 1407.1951
4114 | 351.9032 | 1404.8016 | 351.9032 | 1404.8016
4115 | 335.6768 | 1400.768 | 335.6768 | 1400.768
4116 | 320.9118 | 1402.6734 | 320.9118 | 1402.6734
4117 | 307.5396 | 1418.6227 | 307.5396 | 1418.6227
4118 | 300.2887 | 1436.2603 | 300.2887 | 1436.2603
4119 | 295.5221 | 1451.8476 | 295.5221 | 1451.8476
4120 | 292.6771 | 1460.7571 | 292.6771 | 1460.7571
4121 | 294.1264 | 1479.8039 | 294.1264 | 1479.8039
4122 | 301.1219 | 1503.018 | 301.1219 | 1503.018
4123 | 312.5268 | 1491.0304 | 312.5268 | 1491.0304
4124 | 327.1618 | 1487.8587 | 327.1618 | 1487.8587
4125 | 337.1045 | 1482.8958 | 337.1045 | 1482.8958
4126 | 350.2603 | 1471.6681 | 350.2603 | 1471.6681
4127 | 368.7123 | 1436.9407 | 368.7123 | 1436.9407
4128 | 371.0249 | 1399.4765 | 371.0249 | 1399.4765
4129 | 363.7574 | 1369.4386 | 363.7574 | 1369.4386
4130 | 367.7884 | 1332.7177 | 367.7884 | 1332.7177
4131 | 386.731 | 1301.4792 | 386.731 | 1301.4792
4132 | 399.9488 | 1262.106 | 399.9488 | 1262.106
4133 | 403.7916 | 1198.1228 | 403.7916 | 1198.1228
4134 | 392.0292 | 1143.7405 | 392.0292 | 1143.7405
4135 | 380.4318 | 1116.6469 | 380.4318 | 1116.6469
4136 | 372.1844 | 1116.2868 | 372.1844 | 1116.2868
4137 | 365.1598 | 1132.3614 | 365.1598 | 1132.3614
4138 | 355.1592 | 1149.3598 | 355.1592 | 1149.3598
4139 | 339.052 | 1161.5433 | 339.052 | 1161.5433
4140 | 323.7502 | 1173.9598 | 323.7502 | 1173.9598
4141 | 310.9623 | 1199.9484 | 310.9623 | 1199.9484
4142 | 302.0077 | 1224.8794 | 302.0077 | 1224.8794
4143 | 298.9769 | 1253.123 | 298.9769 | 1253.123
4144 | 295.4746 | 1285.0282 | 295.4746 | 1285.0282
4145 | 296.6587 | 1328.1863 | 296.6587 | 1328.1863
4146 | 302.7153 | 1406.3156 | 302.7153 | 1406.3156
4147 | 313.8153 | 1475.0707 | 313.8153 | 1475.0707
4148 | 330.391 | 1497.3401 | 330.391 | 1497.3401
4149 | 342.2816 | 1475.2591 | 342.2816 | 1475.2591
4150 | 355.1592 | 1439.9202 | 355.1592 | 1439.9202
4151 | 379.087 | 1429.0037 | 379.087 | 1429.0037
4152 | 375.9723 | 1422.4723 | 375.9723 | 1422.4723
4153 | 365.7833 | 1387.8009 | 365.7833 | 1387.8009
4154 | 372.0891 | 1343.3575 | 372.0891 | 1343.3575
4155 | 394.3589 | 1320.7853 | 394.3589 | 1320.7853
4156 | 407.4441 | 1293.9826 | 407.4441 | 1293.9826
4157 | 410.516 | 1275.5619 | 410.516 | 1275.5619
4158 | 399.916 | 1264.5112 | 399.916 | 1264.5112
4159 | 384.5373 | 1251.9616 | 384.5373 | 1251.9616
4160 | 372.7482 | 1246.496 | 372.7482 | 1246.496
4161 | 365.1987 | 1245.1093 | 365.1987 | 1245.1093
4162 | 356.0281 | 1247.2634 | 356.0281 | 1247.2634
4163 | 342.9822 | 1249.279 | 342.9822 | 1249.279
4164 | 326.3983 | 1234.4095 | 326.3983 | 1234.4095
4165 | 314.4599 | 1214.1063 | 314.4599 | 1214.1063
4166 | 305.2843 | 1166.2745 | 305.2843 | 1166.2745
4167 | 299.2375 | 1176.2845 | 299.2375 | 1176.2845
4168 | 296.3111 | 1224.9217 | 296.3111 | 1224.9217
4169 | 298.524 | 1284.7689 | 298.524 | 1284.7689
4170 | 309.1475 | 1354.0603 | 309.1475 | 1354.0603
4171 | 322.7782 | 1395.1003 | 322.7782 | 1395.1003
4172 | 340.1818 | 1433.8015 | 340.1818 | 1433.8015
4173 | 353.449 | 1471.0118 | 353.449 | 1471.0118
4174 | 365.3584 | 1504.0166 | 365.3584 | 1504.0166
4175 | 385.2358 | 1523.4322 | 385.2358 | 1523.4322
4176 | 391.0411 | 1539.8108 | 391.0411 | 1539.8108
4177 | 378.4926 | 1562.5001 | 378.4926 | 1562.5001
4178 | 380.2903 | 1572.8433 | 380.2903 | 1572.8433
4179 | 400.4971 | 1569.0624 | 400.4971 | 1569.0624
4180 | 414.3568 | 1543.0748 | 414.3568 | 1543.0748
4181 | 413.7436 | 1519.3771 | 413.7436 | 1519.3771
4182 | 407.8708 | 1500.9471 | 407.8708 | 1500.9471
4183 | 390.8215 | 1489.4701 | 390.8215 | 1489.4701
4184 | 375.7089 | 1490.2683 | 375.7089 | 1490.2683
4185 | 366.202 | 1497.8911 | 366.202 | 1497.8911
4186 | 359.7734 | 1492.237 | 359.7734 | 1492.237
4187 | 345.0356 | 1473.1446 | 345.0356 | 1473.1446
4188 | 331.2453 | 1459.176 | 331.2453 | 1459.176
4189 | 317.44 | 1446.4665 | 317.44 | 1446.4665
4190 | 306.2011 | 1416.0961 | 306.2011 | 1416.0961
4191 | 299.4601 | 1404.3116 | 299.4601 | 1404.3116
4192 | 295.9549 | 1401.8948 | 295.9549 | 1401.8948
4193 | 298.863 | 1407.8563 | 298.863 | 1407.8563
4194 | 309.4461 | 1435.5322 | 309.4461 | 1435.5322
4195 | 320.5293 | 1437.9171 | 320.5293 | 1437.9171
4196 | 336.9689 | 1435.6892 | 336.9689 | 1435.6892
4197 | 351.1653 | 1421.1161 | 351.1653 | 1421.1161
4198 | 362.3956 | 1399.9779 | 362.3956 | 1399.9779
4199 | 378.7029 | 1376.062 | 378.7029 | 1376.062
4200 | 383.8579 | 1353.2276 | 383.8579 | 1353.2276
4201 | 373.669 | 1343.4826 | 373.669 | 1343.4826
4202 | 376.0812 | 1328.3845 | 376.0812 | 1328.3845
4203 | 395.8725 | 1311.4326 | 395.8725 | 1311.4326
4204 | 409.3469 | 1278.4089 | 409.3469 | 1278.4089
4205 | 408.1879 | 1248.5333 | 408.1879 | 1248.5333
4206 | 398.6006 | 1219.9783 | 398.6006 | 1219.9783
4207 | 384.8831 | 1196.2312 | 384.8831 | 1196.2312
4208 | 370.9933 | 1190.4653 | 370.9933 | 1190.4653
4209 | 362.0099 | 1202.9361 | 362.0099 | 1202.9361
4210 | 349.9854 | 1219.9774 | 349.9854 | 1219.9774
4211 | 341.3338 | 1222.3362 | 341.3338 | 1222.3362
4212 | 330.8308 | 1230.1622 | 330.8308 | 1230.1622
4213 | 321.8221 | 1256.4511 | 321.8221 | 1256.4511
4214 | 312.3834 | 1309.3117 | 312.3834 | 1309.3117
4215 | 303.3656 | 1396.1601 | 303.3656 | 1396.1601
4216 | 298.7537 | 1476.8884 | 298.7537 | 1476.8884
4217 | 298.8686 | 1528.7128 | 298.8686 | 1528.7128
4218 | 306.5631 | 1560.1642 | 306.5631 | 1560.1642
4219 | 316.8634 | 1557.1432 | 316.8634 | 1557.1432
4220 | 326.7364 | 1575.7231 | 326.7364 | 1575.7231
4221 | 332.9332 | 1605.4684 | 332.9332 | 1605.4684
4222 | 343.1946 | 1630.6649 | 343.1946 | 1630.6649
4223 | 357.036 | 1652.7834 | 357.036 | 1652.7834
4224 | 358.7725 | 1674.4819 | 358.7725 | 1674.4819
4225 | 353.2063 | 1700.2602 | 353.2063 | 1700.2602
4226 | 358.8717 | 1719.0123 | 358.8717 | 1719.0123
4227 | 373.9821 | 1667.7383 | 373.9821 | 1667.7383
4228 | 385.626 | 1573.8359 | 385.626 | 1573.8359
4229 | 383.6731 | 1530.1028 | 383.6731 | 1530.1028
4230 | 373.3868 | 1510.2999 | 373.3868 | 1510.2999
4231 | 364.6564 | 1492.7736 | 364.6564 | 1492.7736
4232 | 354.8753 | 1489.0671 | 354.8753 | 1489.0671
4233 | 348.6374 | 1524.2333 | 348.6374 | 1524.2333
4234 | 339.679 | 1582.2036 | 339.679 | 1582.2036
4235 | 333.2941 | 1567.187 | 333.2941 | 1567.187
4236 | 325.5744 | 1532.6252 | 325.5744 | 1532.6252
4237 | 317.5483 | 1555.1387 | 317.5483 | 1555.1387
4238 | 308.7824 | 1574.0633 | 308.7824 | 1574.0633
4239 | 300.5589 | 1583.9017 | 300.5589 | 1583.9017
4240 | 297.164 | 1591.3953 | 297.164 | 1591.3953
4241 | 297.8284 | 1595.0402 | 297.8284 | 1595.0402
4242 | 304.0058 | 1613.5778 | 304.0058 | 1613.5778
4243 | 312.1698 | 1614.3753 | 312.1698 | 1614.3753
4244 | 322.6612 | 1607.5139 | 322.6612 | 1607.5139
4245 | 331.9164 | 1586.8058 | 331.9164 | 1586.8058
4246 | 346.0258 | 1559.2751 | 346.0258 | 1559.2751
4247 | 366.3353 | 1529.8676 | 366.3353 | 1529.8676
4248 | 374.8208 | 1501.6704 | 374.8208 | 1501.6704
4249 | 371.3576 | 1483.8169 | 371.3576 | 1483.8169
4250 | 378.2451 | 1459.8808 | 378.2451 | 1459.8808
4251 | 396.1896 | 1437.7377 | 396.1896 | 1437.7377
4252 | 410.165 | 1409.9911 | 410.165 | 1409.9911
4253 | 413.7515 | 1400.7087 | 413.7515 | 1400.7087
4254 | 398.3619 | 1393.5192 | 398.3619 | 1393.5192
4255 | 381.4635 | 1382.1279 | 381.4635 | 1382.1279
4256 | 367.684 | 1374.603 | 367.684 | 1374.603
4257 | 356.6537 | 1371.0283 | 356.6537 | 1371.0283
4258 | 349.1677 | 1370.5653 | 349.1677 | 1370.5653
4259 | 341.4861 | 1353.7039 | 341.4861 | 1353.7039
4260 | 333.4304 | 1314.2512 | 333.4304 | 1314.2512
4261 | 324.9385 | 1283.9945 | 324.9385 | 1283.9945
4262 | 315.299 | 1261.0463 | 315.299 | 1261.0463
4263 | 304.8506 | 1243.0409 | 304.8506 | 1243.0409
4264 | 299.1185 | 1229.641 | 299.1185 | 1229.641
4265 | 298.9204 | 1221.788 | 298.9204 | 1221.788
4266 | 304.3036 | 1235.5634 | 304.3036 | 1235.5634
4267 | 314.0153 | 1228.81 | 314.0153 | 1228.81
4268 | 323.406 | 1223.536 | 323.406 | 1223.536
4269 | 333.0818 | 1214.7548 | 333.0818 | 1214.7548
4270 | 347.1002 | 1223.0049 | 347.1002 | 1223.0049
4271 | 369.1411 | 1234.3119 | 369.1411 | 1234.3119
4272 | 376.0337 | 1237.4765 | 376.0337 | 1237.4765
4273 | 373.0728 | 1253.9021 | 373.0728 | 1253.9021
4274 | 376.7361 | 1269.1361 | 376.7361 | 1269.1361
4275 | 396.6002 | 1281.4866 | 396.6002 | 1281.4866
4276 | 409.8429 | 1275.4916 | 409.8429 | 1275.4916
4277 | 408.9146 | 1272.1297 | 408.9146 | 1272.1297
4278 | 398.2956 | 1263.7389 | 398.2956 | 1263.7389
4279 | 382.3621 | 1256.5951 | 382.3621 | 1256.5951
4280 | 369.9548 | 1261.6406 | 369.9548 | 1261.6406
4281 | 357.0472 | 1274.3259 | 357.0472 | 1274.3259
4282 | 347.9284 | 1282.5722 | 347.9284 | 1282.5722
4283 | 338.7422 | 1275.9215 | 338.7422 | 1275.9215
4284 | 332.1387 | 1265.6426 | 332.1387 | 1265.6426
4285 | 321.793 | 1257.7382 | 321.793 | 1257.7382
4286 | 311.5218 | 1244.3143 | 311.5218 | 1244.3143
4287 | 304.8443 | 1240.2093 | 304.8443 | 1240.2093
4288 | 299.7947 | 1244.5282 | 299.7947 | 1244.5282
4289 | 299.1535 | 1267.1789 | 299.1535 | 1267.1789
4290 | 303.7969 | 1322.2266 | 303.7969 | 1322.2266
4291 | 313.751 | 1357.9467 | 313.751 | 1357.9467
4292 | 322.5558 | 1389.6118 | 322.5558 | 1389.6118
4293 | 328.8296 | 1407.3015 | 328.8296 | 1407.3015
4294 | 342.5685 | 1420.7427 | 342.5685 | 1420.7427
4295 | 361.9064 | 1427.7595 | 361.9064 | 1427.7595
4296 | 371.9331 | 1424.4029 | 371.9331 | 1424.4029
4297 | 369.0708 | 1442.2014 | 369.0708 | 1442.2014
4298 | 376.1366 | 1483.2627 | 376.1366 | 1483.2627
4299 | 395.4661 | 1490.2075 | 395.4661 | 1490.2075
4300 | 406.1626 | 1442.2109 | 406.1626 | 1442.2109
4301 | 412.7719 | 1414.6091 | 412.7719 | 1414.6091
4302 | 400.2012 | 1393.5192 | 400.2012 | 1393.5192
4303 | 383.507 | 1379.5109 | 383.507 | 1379.5109
4304 | 371.7929 | 1382.0681 | 371.7929 | 1382.0681
4305 | 362.7604 | 1418.693 | 362.7604 | 1418.693
4306 | 354.138 | 1471.9011 | 354.138 | 1471.9011
4307 | 344.963 | 1492.5794 | 344.963 | 1492.5794
4308 | 335.9355 | 1502.8937 | 335.9355 | 1502.8937
4309 | 325.7419 | 1516.5264 | 325.7419 | 1516.5264
4310 | 317.0611 | 1533.1343 | 317.0611 | 1533.1343
4311 | 310.265 | 1554.4276 | 310.265 | 1554.4276
4312 | 306.6831 | 1558.6607 | 306.6831 | 1558.6607
4313 | 307.3775 | 1575.6482 | 307.3775 | 1575.6482
4314 | 311.7593 | 1603.7961 | 311.7593 | 1603.7961
4315 | 321.7051 | 1613.3885 | 321.7051 | 1613.3885
4316 | 333.276 | 1625.6188 | 333.276 | 1625.6188
4317 | 340.5945 | 1631.6389 | 340.5945 | 1631.6389
4318 | 356.0701 | 1641.2618 | 356.0701 | 1641.2618
4319 | 374.7572 | 1630.3025 | 374.7572 | 1630.3025
4320 | 383.6228 | 1617.8505 | 383.6228 | 1617.8505
4321 | 380.7805 | 1626.854 | 380.7805 | 1626.854
4322 | 382.6221 | 1639.5138 | 382.6221 | 1639.5138
4323 | 399.662 | 1631.5714 | 399.662 | 1631.5714
4324 | 416.5406 | 1604.8974 | 416.5406 | 1604.8974
4325 | 419.0213 | 1583.2161 | 419.0213 | 1583.2161
4326 | 408.0983 | 1553.0308 | 408.0983 | 1553.0308
4327 | 391.9811 | 1539.9664 | 391.9811 | 1539.9664
4328 | 375.9404 | 1540.6359 | 375.9404 | 1540.6359
4329 | 362.639 | 1546.1994 | 362.639 | 1546.1994
4330 | 356.686 | 1544.4065 | 356.686 | 1544.4065
4331 | 345.511 | 1527.9311 | 345.511 | 1527.9311
4332 | 336.8877 | 1516.7083 | 336.8877 | 1516.7083
4333 | 327.6599 | 1511.3781 | 327.6599 | 1511.3781
4334 | 318.7518 | 1492.5056 | 318.7518 | 1492.5056
4335 | 312.8617 | 1471.8831 | 312.8617 | 1471.8831
4336 | 307.2374 | 1454.193 | 307.2374 | 1454.193
4337 | 308.9732 | 1446.3399 | 308.9732 | 1446.3399
4338 | 315.4748 | 1465.135 | 315.4748 | 1465.135
4339 | 325.8297 | 1464.9028 | 325.8297 | 1464.9028
4340 | 339.2102 | 1464.6055 | 339.2102 | 1464.6055
4341 | 348.3937 | 1457.6262 | 348.3937 | 1457.6262
4342 | 360.0116 | 1452.1474 | 360.0116 | 1452.1474
4343 | 379.3746 | 1451.7421 | 379.3746 | 1451.7421
4344 | 386.7374 | 1450.2732 | 386.7374 | 1450.2732
4345 | 382.4554 | 1456.1876 | 382.4554 | 1456.1876
4346 | 388.3583 | 1450.8713 | 388.3583 | 1450.8713
4347 | 403.0226 | 1434.091 | 403.0226 | 1434.091
4348 | 419.2475 | 1405.3147 | 419.2475 | 1405.3147
4349 | 423.7648 | 1377.1123 | 423.7648 | 1377.1123
4350 | 413.0781 | 1348.6002 | 413.0781 | 1348.6002
4351 | 394.0846 | 1325.6253 | 394.0846 | 1325.6253
4352 | 378.4018 | 1324.7074 | 378.4018 | 1324.7074
4353 | 363.7085 | 1346.059 | 363.7085 | 1346.059
4354 | 354.7843 | 1369.364 | 354.7843 | 1369.364
4355 | 345.2791 | 1376.7854 | 345.2791 | 1376.7854
4356 | 324.6721 | 1381.9943 | 324.6721 | 1381.9943
4357 | 317.9763 | 1397.0428 | 317.9763 | 1397.0428
4358 | 311.0287 | 1408.5882 | 311.0287 | 1408.5882
4359 | 304.3526 | 1433.6569 | 304.3526 | 1433.6569
4360 | 299.0414 | 1476.7168 | 299.0414 | 1476.7168
4361 | 299.6385 | 1533.0031 | 299.6385 | 1533.0031
4362 | 306.5798 | 1607.0566 | 306.5798 | 1607.0566
4363 | 315.0229 | 1654.5749 | 315.0229 | 1654.5749
4364 | 327.1049 | 1699.2396 | 327.1049 | 1699.2396
4365 | 335.7152 | 1735.3773 | 335.7152 | 1735.3773
4366 | 349.1175 | 1770.613 | 349.1175 | 1770.613
4367 | 369.3159 | 1799.2098 | 369.3159 | 1799.2098
4368 | 375.3438 | 1820.8225 | 375.3438 | 1820.8225
4369 | 369.3063 | 1840.7232 | 369.3063 | 1840.7232
4370 | 376.4117 | 1842.1855 | 376.4117 | 1842.1855
4371 | 390.9406 | 1826.1774 | 390.9406 | 1826.1774
4372 | 403.216 | 1783.1146 | 403.216 | 1783.1146
4373 | 406.9313 | 1740.5398 | 406.9313 | 1740.5398
4374 | 392.8713 | 1691.1342 | 392.8713 | 1691.1342
4375 | 374.3956 | 1650.226 | 374.3956 | 1650.226
4376 | 361.944 | 1639.6121 | 361.944 | 1639.6121
4377 | 348.3089 | 1671.9039 | 348.3089 | 1671.9039
4378 | 337.1974 | 1731.8477 | 337.1974 | 1731.8477
4379 | 328.9012 | 1758.2749 | 328.9012 | 1758.2749
4380 | 324.3366 | 1842.05 | 324.3366 | 1842.05
4381 | 324.0474 | 1863.0708 | 324.0474 | 1863.0708
4382 | 317.5013 | 1879.6143 | 317.5013 | 1879.6143
4383 | 306.2771 | 1895.299 | 306.2771 | 1895.299
4384 | 300.5442 | 1911.1062 | 300.5442 | 1911.1062
4385 | 299.6606 | 1933.7278 | 299.6606 | 1933.7278
4386 | 301.9665 | 1975.4859 | 301.9665 | 1975.4859
4387 | 305.0289 | 1987.5086 | 305.0289 | 1987.5086
4388 | 307.2795 | 1997.1585 | 307.2795 | 1997.1585
4389 | 307.1456 | 1992.3551 | 307.1456 | 1992.3551
4390 | 310.8377 | 1980.8051 | 310.8377 | 1980.8051
4391 | 326.4498 | 1965.2998 | 326.4498 | 1965.2998
4392 | 334.2836 | 1948.1144 | 334.2836 | 1948.1144
4393 | 332.8691 | 1929.3253 | 332.8691 | 1929.3253
4394 | 341.6384 | 1906.3842 | 341.6384 | 1906.3842
4395 | 363.4416 | 1855.5066 | 363.4416 | 1855.5066
4396 | 376.7491 | 1766.1521 | 376.7491 | 1766.1521
4397 | 380.0492 | 1681.5399 | 380.0492 | 1681.5399
4398 | 372.2054 | 1619.3092 | 372.2054 | 1619.3092
4399 | 363.4724 | 1577.0424 | 363.4724 | 1577.0424
4400 | 356.4653 | 1567.2868 | 356.4653 | 1567.2868
4401 | 345.8165 | 1588.9792 | 345.8165 | 1588.9792
4402 | 337.7099 | 1609.4204 | 337.7099 | 1609.4204
4403 | 333.4483 | 1606.7831 | 333.4483 | 1606.7831
4404 | 327.48 | 1593.5046 | 327.48 | 1593.5046
4405 | 320.8387 | 1575.4173 | 320.8387 | 1575.4173
4406 | 314.0432 | 1552.499 | 314.0432 | 1552.499
4407 | 305.4933 | 1530.2778 | 305.4933 | 1530.2778
4408 | 299.3883 | 1514.5086 | 299.3883 | 1514.5086
4409 | 299.6631 | 1513.2975 | 299.6631 | 1513.2975
4410 | 302.954 | 1539.7093 | 302.954 | 1539.7093
4411 | 309.9025 | 1544.1297 | 309.9025 | 1544.1297
4412 | 318.4185 | 1554.4868 | 318.4185 | 1554.4868
4413 | 325.0614 | 1557.5333 | 325.0614 | 1557.5333
4414 | 334.272 | 1557.1924 | 334.272 | 1557.1924
4415 | 353.3334 | 1554.7703 | 353.3334 | 1554.7703
4416 | 362.0868 | 1555.5478 | 362.0868 | 1555.5478
4417 | 362.6973 | 1563.9151 | 362.6973 | 1563.9151
4418 | 371.8894 | 1573.2224 | 371.8894 | 1573.2224
4419 | 388.7215 | 1562.6198 | 388.7215 | 1562.6198
4420 | 404.1816 | 1512.7978 | 404.1816 | 1512.7978
4421 | 407.8456 | 1464.2174 | 407.8456 | 1464.2174
4422 | 397.7253 | 1425.5011 | 397.7253 | 1425.5011
4423 | 381.4435 | 1397.4844 | 381.4435 | 1397.4844
4424 | 371.4314 | 1387.3399 | 371.4314 | 1387.3399
4425 | 362.4645 | 1416.6346 | 362.4645 | 1416.6346
4426 | 352.1082 | 1463.2422 | 352.1082 | 1463.2422
4427 | 342.9041 | 1441.6519 | 342.9041 | 1441.6519
4428 | 335.4402 | 1398.3882 | 335.4402 | 1398.3882
4429 | 326.116 | 1374.0068 | 326.116 | 1374.0068
4430 | 317.6105 | 1369.0514 | 317.6105 | 1369.0514
4431 | 308.7123 | 1365.7478 | 308.7123 | 1365.7478
4432 | 303.0145 | 1363.2385 | 303.0145 | 1363.2385
4433 | 301.6429 | 1371.5393 | 301.6429 | 1371.5393
4434 | 305.6955 | 1399.3302 | 305.6955 | 1399.3302
4435 | 312.6319 | 1382.6053 | 312.6319 | 1382.6053
4436 | 320.6296 | 1355.4454 | 320.6296 | 1355.4454
4437 | 327.3185 | 1335.6847 | 327.3185 | 1335.6847
4438 | 338.7153 | 1316.6738 | 338.7153 | 1316.6738
4439 | 357.0013 | 1297.5618 | 357.0013 | 1297.5618
4440 | 365.3623 | 1280.9775 | 365.3623 | 1280.9775
4441 | 362.0644 | 1274.7765 | 362.0644 | 1274.7765
4442 | 372.4668 | 1271.8492 | 372.4668 | 1271.8492
4443 | 390.3707 | 1253.7857 | 390.3707 | 1253.7857
4444 | 406.5799 | 1206.7924 | 406.5799 | 1206.7924
4445 | 408.7951 | 1174.8666 | 408.7951 | 1174.8666
4446 | 401.7621 | 1149.3395 | 401.7621 | 1149.3395
4447 | 388.0027 | 1119.4488 | 388.0027 | 1119.4488
4448 | 376.2038 | 1096.3979 | 376.2038 | 1096.3979
4449 | 364.2089 | 1081.8816 | 364.2089 | 1081.8816
4450 | 351.1771 | 1069.7916 | 351.1771 | 1069.7916
4451 | 345.3568 | 1020.0548 | 345.3568 | 1020.0548
4452 | 334.1052 | 958.8281 | 334.1052 | 958.8281
4453 | 324.4264 | 915.3524 | 324.4264 | 915.3524
4454 | 314.0066 | 885.0439 | 314.0066 | 885.0439
4455 | 306.3996 | 884.4276 | 306.3996 | 884.4276
4456 | 300.8793 | 881.4233 | 300.8793 | 881.4233
4457 | 301.5814 | 891.9164 | 301.5814 | 891.9164
4458 | 303.9769 | 930.6335 | 303.9769 | 930.6335
4459 | 310.3694 | 945.2729 | 310.3694 | 945.2729
4460 | 316.8714 | 960.0853 | 316.8714 | 960.0853
4461 | 323.1075 | 964.5109 | 323.1075 | 964.5109
4462 | 334.61 | 969.9691 | 334.61 | 969.9691
4463 | 354.6245 | 973.735 | 354.6245 | 973.735
4464 | 361.6859 | 977.4827 | 361.6859 | 977.4827
4465 | 358.9505 | 980.4753 | 358.9505 | 980.4753
4466 | 363.0294 | 980.4121 | 363.0294 | 980.4121
4467 | 381.8412 | 961.005 | 381.8412 | 961.005
4468 | 398.4754 | 925.1147 | 398.4754 | 925.1147
4469 | 406.0802 | 917.3045 | 406.0802 | 917.3045
4470 | 397.902 | 913.6652 | 397.902 | 913.6652
4471 | 383.8905 | 914.8205 | 383.8905 | 914.8205
4472 | 375.7883 | 923.9472 | 375.7883 | 923.9472
4473 | 369.642 | 929.8336 | 369.642 | 929.8336
4474 | 359.3586 | 932.701 | 359.3586 | 932.701
4475 | 347.4801 | 925.7143 | 347.4801 | 925.7143
4476 | 334.2875 | 925.024 | 334.2875 | 925.024
4477 | 320.523 | 931.4765 | 320.523 | 931.4765
4478 | 311.5046 | 944.7315 | 311.5046 | 944.7315
4479 | 304.1737 | 968.7258 | 304.1737 | 968.7258
4480 | 298.1763 | 1010.0276 | 298.1763 | 1010.0276
4481 | 299.1943 | 1072.2877 | 299.1943 | 1072.2877
4482 | 301.7813 | 1145.8344 | 301.7813 | 1145.8344
4483 | 310.7483 | 1180.7351 | 310.7483 | 1180.7351
4484 | 320.0356 | 1209.4793 | 320.0356 | 1209.4793
4485 | 328.2744 | 1219.5625 | 328.2744 | 1219.5625
4486 | 340.2049 | 1232.3048 | 340.2049 | 1232.3048
4487 | 359.8227 | 1241.9052 | 359.8227 | 1241.9052
4488 | 364.7761 | 1252.5127 | 364.7761 | 1252.5127
4489 | 362.7468 | 1265.8658 | 362.7468 | 1265.8658
4490 | 365.7362 | 1280.1234 | 365.7362 | 1280.1234
4491 | 384.671 | 1247.8805 | 384.671 | 1247.8805
4492 | 400.8858 | 1201.5591 | 400.8858 | 1201.5591
4493 | 405.8375 | 1197.5677 | 405.8375 | 1197.5677
4494 | 398.5998 | 1203.7232 | 398.5998 | 1203.7232
4495 | 385.6514 | 1213.7538 | 385.6514 | 1213.7538
4496 | 379.2998 | 1228.0077 | 379.2998 | 1228.0077
4497 | 373.7903 | 1244.9619 | 373.7903 | 1244.9619
4498 | 360.9284 | 1260.6295 | 360.9284 | 1260.6295
4499 | 347.7279 | 1275.3893 | 347.7279 | 1275.3893
4500 | 333.9583 | 1323.4957 | 333.9583 | 1323.4957
4501 | 321.1564 | 1379.5583 | 321.1564 | 1379.5583
4502 | 311.1918 | 1428.4208 | 311.1918 | 1428.4208
4503 | 304.6639 | 1488.0226 | 304.6639 | 1488.0226
4504 | 300.0125 | 1530.7742 | 300.0125 | 1530.7742
4505 | 300.0504 | 1561.175 | 300.0504 | 1561.175
4506 | 305.6804 | 1611.4901 | 305.6804 | 1611.4901
4507 | 317.5277 | 1642.5366 | 317.5277 | 1642.5366
4508 | 333.7005 | 1670.609 | 333.7005 | 1670.609
4509 | 339.2515 | 1660.4309 | 339.2515 | 1660.4309
4510 | 351.4463 | 1648.3505 | 351.4463 | 1648.3505
4511 | 376.2473 | 1635.5326 | 376.2473 | 1635.5326
4512 | 376.2696 | 1628.8844 | 376.2696 | 1628.8844
4513 | 367.8186 | 1634.4583 | 367.8186 | 1634.4583
4514 | 376.2281 | 1631.036 | 376.2281 | 1631.036
4515 | 395.3539 | 1577.8246 | 395.3539 | 1577.8246
4516 | 412.8061 | 1488.9651 | 412.8061 | 1488.9651
4517 | 414.6421 | 1413.0515 | 414.6421 | 1413.0515
4518 | 404.5048 | 1362.9846 | 404.5048 | 1362.9846
4519 | 390.6205 | 1337.7613 | 390.6205 | 1337.7613
4520 | 383.2085 | 1329.2788 | 383.2085 | 1329.2788
4521 | 373.6644 | 1333.7861 | 373.6644 | 1333.7861
4522 | 361.9216 | 1340.1541 | 361.9216 | 1340.1541
4523 | 347.9683 | 1329.9497 | 347.9683 | 1329.9497
4524 | 332.0152 | 1319.9951 | 332.0152 | 1319.9951
4525 | 317.3622 | 1316.1932 | 317.3622 | 1316.1932
4526 | 310.5182 | 1314.986 | 310.5182 | 1314.986
4527 | 303.9141 | 1312.3188 | 303.9141 | 1312.3188
4528 | 298.9537 | 1307.0869 | 298.9537 | 1307.0869
4529 | 300.8603 | 1309.9422 | 300.8603 | 1309.9422
4530 | 307.3805 | 1331.0147 | 307.3805 | 1331.0147
4531 | 321.2787 | 1320.2303 | 321.2787 | 1320.2303
4532 | 343.3062 | 1307.2497 | 343.3062 | 1307.2497
4533 | 356.0947 | 1285.0846 | 356.0947 | 1285.0846
4534 | 369.7325 | 1264.9067 | 369.7325 | 1264.9067
4535 | 393.5811 | 1243.956 | 393.5811 | 1243.956
4536 | 392.8746 | 1223.3407 | 392.8746 | 1223.3407
4537 | 381.562 | 1202.536 | 381.562 | 1202.536
4538 | 387.3594 | 1179.2767 | 387.3594 | 1179.2767
4539 | 404.4195 | 1157.5711 | 404.4195 | 1157.5711
4540 | 422.3053 | 1131.7585 | 422.3053 | 1131.7585
4541 | 426.4581 | 1121.1548 | 426.4581 | 1121.1548
4542 | 417.6626 | 1109.5595 | 417.6626 | 1109.5595
4543 | 398.6838 | 1092.5398 | 398.6838 | 1092.5398
4544 | 389.3925 | 1078.93 | 389.3925 | 1078.93
4545 | 380.5762 | 1069.9299 | 380.5762 | 1069.9299
4546 | 370.0402 | 1063.7097 | 370.0402 | 1063.7097
4547 | 349.175 | 1048.5903 | 349.175 | 1048.5903
4548 | 331.1654 | 1035.524 | 331.1654 | 1035.524
4549 | 317.9439 | 1027.4789 | 317.9439 | 1027.4789
4550 | 310.0889 | 1022.4528 | 310.0889 | 1022.4528
4551 | 303.4181 | 1024.5946 | 303.4181 | 1024.5946
4552 | 298.2044 | 1048.9236 | 298.2044 | 1048.9236
4553 | 300.7359 | 1088.6948 | 300.7359 | 1088.6948
4554 | 308.3346 | 1126.8815 | 308.3346 | 1126.8815
4555 | 324.0881 | 1118.2894 | 324.0881 | 1118.2894
4556 | 347.4446 | 1084.0575 | 347.4446 | 1084.0575
4557 | 356.8424 | 1047.1826 | 356.8424 | 1047.1826
4558 | 369.5225 | 1023.0798 | 369.5225 | 1023.0798
4559 | 394.6526 | 1006.0894 | 394.6526 | 1006.0894
4560 | 390.1696 | 992.0864 | 390.1696 | 992.0864
4561 | 378.6323 | 991.3662 | 378.6323 | 991.3662
4562 | 385.0066 | 1008.3465 | 385.0066 | 1008.3465
4563 | 402.4759 | 1027.9414 | 402.4759 | 1027.9414
4564 | 419.0081 | 1046.7531 | 419.0081 | 1046.7531
4565 | 422.7133 | 1073.1006 | 422.7133 | 1073.1006
4566 | 417.5467 | 1088.3082 | 417.5467 | 1088.3082
4567 | 397.3251 | 1091.5851 | 397.3251 | 1091.5851
4568 | 388.1049 | 1096.4686 | 388.1049 | 1096.4686
4569 | 380.5905 | 1104.9717 | 380.5905 | 1104.9717
4570 | 368.3466 | 1111.5518 | 368.3466 | 1111.5518
4571 | 349.6371 | 1105.0602 | 349.6371 | 1105.0602
4572 | 331.7612 | 1095.8481 | 331.7612 | 1095.8481
4573 | 318.1091 | 1098.0574 | 318.1091 | 1098.0574
4574 | 308.7971 | 1116.4397 | 308.7971 | 1116.4397
4575 | 303.2387 | 1145.5965 | 303.2387 | 1145.5965
4576 | 299.2169 | 1174.9112 | 299.2169 | 1174.9112
4577 | 302.6472 | 1211.1464 | 302.6472 | 1211.1464
4578 | 309.9682 | 1267.2253 | 309.9682 | 1267.2253
4579 | 326.2715 | 1293.3567 | 326.2715 | 1293.3567
4580 | 349.3753 | 1317.0798 | 349.3753 | 1317.0798
4581 | 362.5095 | 1335.4726 | 362.5095 | 1335.4726
4582 | 372.6319 | 1360.4848 | 372.6319 | 1360.4848
4583 | 398.9108 | 1382.4258 | 398.9108 | 1382.4258
4584 | 396.4555 | 1403.217 | 396.4555 | 1403.217
4585 | 384.3204 | 1423.3945 | 384.3204 | 1423.3945
4586 | 388.6534 | 1443.0269 | 388.6534 | 1443.0269
4587 | 405.963 | 1457.8128 | 405.963 | 1457.8128
4588 | 424.1838 | 1456.1157 | 424.1838 | 1456.1157
4589 | 427.6145 | 1466.728 | 427.6145 | 1466.728
4590 | 418.9093 | 1471.8226 | 418.9093 | 1471.8226
4591 | 401.2594 | 1469.1944 | 401.2594 | 1469.1944
4592 | 390.2664 | 1468.1728 | 390.2664 | 1468.1728
4593 | 378.9028 | 1469.6746 | 378.9028 | 1469.6746
4594 | 366.6303 | 1475.3 | 366.6303 | 1475.3
4595 | 348.226 | 1478.7446 | 348.226 | 1478.7446
4596 | 331.8081 | 1491.1374 | 331.8081 | 1491.1374
4597 | 318.0276 | 1516.3661 | 318.0276 | 1516.3661
4598 | 309.4637 | 1546.9122 | 309.4637 | 1546.9122
4599 | 303.5496 | 1581.3023 | 303.5496 | 1581.3023
4600 | 298.9401 | 1619.952 | 298.9401 | 1619.952
4601 | 300.7249 | 1666.972 | 300.7249 | 1666.972
4602 | 306.6506 | 1739.1751 | 306.6506 | 1739.1751
4603 | 321.2294 | 1791.7911 | 321.2294 | 1791.7911
4604 | 340.2413 | 1854.3395 | 340.2413 | 1854.3395
4605 | 353.9899 | 1895.0444 | 353.9899 | 1895.0444
4606 | 366.3862 | 1921.5064 | 366.3862 | 1921.5064
4607 | 388.872 | 1939.3456 | 388.872 | 1939.3456
4608 | 391.2911 | 1950.5896 | 391.2911 | 1950.5896
4609 | 383.0388 | 1959.8763 | 383.0388 | 1959.8763
4610 | 387.7584 | 1959.1059 | 387.7584 | 1959.1059
4611 | 404.5912 | 1873.717 | 404.5912 | 1873.717
4612 | 423.8312 | 1753.0335 | 423.8312 | 1753.0335
4613 | 429.648 | 1667.3606 | 429.648 | 1667.3606
4614 | 421.6997 | 1599.154 | 421.6997 | 1599.154
4615 | 404.8869 | 1545.8195 | 404.8869 | 1545.8195
4616 | 393.9738 | 1534.7557 | 393.9738 | 1534.7557
4617 | 382.9919 | 1551.4976 | 382.9919 | 1551.4976
4618 | 369.971 | 1577.3489 | 369.971 | 1577.3489
4619 | 353.6486 | 1582.5615 | 353.6486 | 1582.5615
4620 | 339.4764 | 1576.0721 | 339.4764 | 1576.0721
4621 | 325.022 | 1567.7088 | 325.022 | 1567.7088
4622 | 314.4874 | 1566.2187 | 314.4874 | 1566.2187
4623 | 307.3148 | 1570.8357 | 307.3148 | 1570.8357
4624 | 303.1312 | 1578.8991 | 303.1312 | 1578.8991
4625 | 304.9543 | 1595.9692 | 304.9543 | 1595.9692
4626 | 309.2449 | 1637.6212 | 309.2449 | 1637.6212
4627 | 320.004 | 1647.8406 | 320.004 | 1647.8406
4628 | 336.0649 | 1658.0562 | 336.0649 | 1658.0562
4629 | 346.2084 | 1653.076 | 346.2084 | 1653.076
4630 | 357.3161 | 1648.1029 | 357.3161 | 1648.1029
4631 | 379.2613 | 1652.7529 | 379.2613 | 1652.7529
4632 | 379.1682 | 1664.103 | 379.1682 | 1664.103
4633 | 373.2271 | 1683.6794 | 373.2271 | 1683.6794
4634 | 378.8521 | 1680.5753 | 378.8521 | 1680.5753
4635 | 395.0977 | 1615.6952 | 395.0977 | 1615.6952
4636 | 412.1233 | 1534.4381 | 412.1233 | 1534.4381
4637 | 417.5886 | 1490.8081 | 417.5886 | 1490.8081
4638 | 408.0544 | 1473.237 | 408.0544 | 1473.237
4639 | 392.4985 | 1463.4661 | 392.4985 | 1463.4661
4640 | 383.1377 | 1470.5773 | 383.1377 | 1470.5773
4641 | 374.0167 | 1500.0135 | 374.0167 | 1500.0135
4642 | 362.9323 | 1577.0307 | 362.9323 | 1577.0307
4643 | 346.4642 | 1644.9012 | 346.4642 | 1644.9012
4644 | 331.9291 | 1694.9171 | 331.9291 | 1694.9171
4645 | 318.3562 | 1726.4752 | 318.3562 | 1726.4752
4646 | 310.2421 | 1755.1825 | 310.2421 | 1755.1825
4647 | 304.3517 | 1778.0453 | 304.3517 | 1778.0453
4648 | 299.7296 | 1785.4014 | 299.7296 | 1785.4014
4649 | 299.9685 | 1802.224 | 299.9685 | 1802.224
4650 | 303.7921 | 1840.1632 | 303.7921 | 1840.1632
4651 | 315.5662 | 1823.509 | 315.5662 | 1823.509
4652 | 328.8575 | 1814.3827 | 328.8575 | 1814.3827
4653 | 337.6239 | 1828.2847 | 337.6239 | 1828.2847
4654 | 354.4026 | 1832.3992 | 354.4026 | 1832.3992
4655 | 375.8555 | 1828.881 | 375.8555 | 1828.881
4656 | 376.8153 | 1846.7727 | 376.8153 | 1846.7727
4657 | 370.0974 | 1845.7696 | 370.0974 | 1845.7696
4658 | 376.1099 | 1780.2197 | 376.1099 | 1780.2197
4659 | 391.507 | 1635.426 | 391.507 | 1635.426
4660 | 408.9044 | 1528.7805 | 408.9044 | 1528.7805
4661 | 417.0091 | 1453.0437 | 417.0091 | 1453.0437
4662 | 406.9858 | 1386.3929 | 406.9858 | 1386.3929
4663 | 388.6186 | 1335.3215 | 388.6186 | 1335.3215
4664 | 381.691 | 1316.0188 | 381.691 | 1316.0188
4665 | 372.9234 | 1320.0311 | 372.9234 | 1320.0311
4666 | 357.8452 | 1322.0144 | 357.8452 | 1322.0144
4667 | 340.3335 | 1312.7294 | 340.3335 | 1312.7294
4668 | 325.3821 | 1299.4156 | 325.3821 | 1299.4156
4669 | 311.16 | 1280.3382 | 311.16 | 1280.3382
4670 | 302.2305 | 1258.8343 | 302.2305 | 1258.8343
4671 | 296.6736 | 1240.7856 | 296.6736 | 1240.7856
4672 | 292.5429 | 1225.5821 | 292.5429 | 1225.5821
4673 | 293.0586 | 1219.9864 | 293.0586 | 1219.9864
4674 | 299.6426 | 1234.8002 | 299.6426 | 1234.8002
4675 | 313.1594 | 1214.7868 | 313.1594 | 1214.7868
4676 | 330.6911 | 1192.648 | 330.6911 | 1192.648
4677 | 337.1985 | 1158.7787 | 337.1985 | 1158.7787
4678 | 348.2701 | 1109.7825 | 348.2701 | 1109.7825
4679 | 371.4018 | 1059.9426 | 371.4018 | 1059.9426
4680 | 374.0306 | 1022.1423 | 374.0306 | 1022.1423
4681 | 363.3468 | 987.4412 | 363.3468 | 987.4412
4682 | 366.5218 | 963.1211 | 366.5218 | 963.1211
4683 | 383.9928 | 943.325 | 383.9928 | 943.325
4684 | 400.2293 | 917.8659 | 400.2293 | 917.8659
4685 | 409.3859 | 906.1307 | 409.3859 | 906.1307
4686 | 399.6804 | 901.2185 | 399.6804 | 901.2185
4687 | 382.0531 | 896.504 | 382.0531 | 896.504
4688 | 375.0265 | 897.4626 | 375.0265 | 897.4626
4689 | 366.5887 | 902.96 | 366.5887 | 902.96
4690 | 354.3135 | 910.1413 | 354.3135 | 910.1413
4691 | 337.9693 | 912.2422 | 337.9693 | 912.2422
4692 | 321.3435 | 919.8614 | 321.3435 | 919.8614
4693 | 306.4526 | 939.1143 | 306.4526 | 939.1143
4694 | 297.8275 | 967.468 | 297.8275 | 967.468
4695 | 290.4494 | 1012.8197 | 290.4494 | 1012.8197
4696 | 287.6438 | 1065.1185 | 287.6438 | 1065.1185
4697 | 289.56 | 1125.5399 | 289.56 | 1125.5399
4698 | 298.0512 | 1206.0171 | 298.0512 | 1206.0171
4699 | 317.5391 | 1248.202 | 317.5391 | 1248.202
4700 | 344.2224 | 1283.5232 | 344.2224 | 1283.5232
4701 | 356.2146 | 1298.3092 | 356.2146 | 1298.3092
4702 | 366.5476 | 1310.309 | 366.5476 | 1310.309
4703 | 391.4747 | 1321.3591 | 391.4747 | 1321.3591
4704 | 389.0138 | 1339.8165 | 389.0138 | 1339.8165
4705 | 374.8613 | 1358.2261 | 374.8613 | 1358.2261
4706 | 382.9499 | 1373.7213 | 382.9499 | 1373.7213
4707 | 394.6688 | 1383.4507 | 394.6688 | 1383.4507
4708 | 416.113 | 1382.6023 | 416.113 | 1382.6023
4709 | 425.6574 | 1388.1581 | 425.6574 | 1388.1581
4710 | 420.0162 | 1386.0747 | 420.0162 | 1386.0747
4711 | 397.3246 | 1377.6474 | 397.3246 | 1377.6474
4712 | 389.5431 | 1373.6909 | 389.5431 | 1373.6909
4713 | 383.2301 | 1375.0159 | 383.2301 | 1375.0159
4714 | 362.738 | 1397.4373 | 362.738 | 1397.4373
4715 | 343.9914 | 1425.846 | 343.9914 | 1425.846
4716 | 326.2551 | 1454.1155 | 326.2551 | 1454.1155
4717 | 311.2369 | 1468.0997 | 311.2369 | 1468.0997
4718 | 303.9635 | 1449.9197 | 303.9635 | 1449.9197
4719 | 299.5562 | 1419.7779 | 299.5562 | 1419.7779
4720 | 294.6106 | 1400.3312 | 294.6106 | 1400.3312
4721 | 297.6113 | 1382.3595 | 297.6113 | 1382.3595
4722 | 308.0723 | 1381.7916 | 308.0723 | 1381.7916
4723 | 326.0762 | 1364.2535 | 326.0762 | 1364.2535
4724 | 357.4694 | 1359.6886 | 357.4694 | 1359.6886
4725 | 365.0124 | 1348.1314 | 365.0124 | 1348.1314
4726 | 375.2407 | 1338.4202 | 375.2407 | 1338.4202
4727 | 400.2399 | 1328.6432 | 400.2399 | 1328.6432
4728 | 398.4468 | 1319.2016 | 398.4468 | 1319.2016
4729 | 383.9641 | 1318.4461 | 383.9641 | 1318.4461
4730 | 388.0354 | 1331.7136 | 388.0354 | 1331.7136
4731 | 402.2622 | 1358.2744 | 402.2622 | 1358.2744
4732 | 425.7732 | 1390.6644 | 425.7732 | 1390.6644
4733 | 436.5314 | 1432.252 | 436.5314 | 1432.252
4734 | 430.1183 | 1467.6148 | 430.1183 | 1467.6148
4735 | 409.1065 | 1497.4117 | 409.1065 | 1497.4117
4736 | 397.4802 | 1520.1166 | 397.4802 | 1520.1166
4737 | 387.8489 | 1535.4088 | 387.8489 | 1535.4088
4738 | 372.656 | 1552.3494 | 372.656 | 1552.3494
4739 | 353.832 | 1566.6849 | 353.832 | 1566.6849
4740 | 332.4731 | 1585.6547 | 332.4731 | 1585.6547
4741 | 317.5792 | 1610.9895 | 317.5792 | 1610.9895
4742 | 311.9641 | 1645.6726 | 311.9641 | 1645.6726
4743 | 306.7102 | 1683.9877 | 306.7102 | 1683.9877
4744 | 305.1107 | 1727.9768 | 305.1107 | 1727.9768
4745 | 307.5758 | 1777.2952 | 307.5758 | 1777.2952
4746 | 317.7621 | 1845.1843 | 317.7621 | 1845.1843
4747 | 336.2613 | 1883.3381 | 336.2613 | 1883.3381
4748 | 360.755 | 1923.4329 | 360.755 | 1923.4329
4749 | 371.5293 | 1950.206 | 371.5293 | 1950.206
4750 | 382.4468 | 1968.3937 | 382.4468 | 1968.3937
4751 | 401.7455 | 1976.0139 | 401.7455 | 1976.0139
4752 | 396.5954 | 1971.8056 | 396.5954 | 1971.8056
4753 | 385.1487 | 1959.2752 | 385.1487 | 1959.2752
4754 | 391.4756 | 1938.6679 | 391.4756 | 1938.6679
4755 | 403.9771 | 1890.4423 | 403.9771 | 1890.4423
4756 | 425.164 | 1827.0066 | 425.164 | 1827.0066
4757 | 434.3509 | 1772.1322 | 434.3509 | 1772.1322
4758 | 424.1656 | 1725.3891 | 424.1656 | 1725.3891
4759 | 403.5322 | 1685.8804 | 403.5322 | 1685.8804
4760 | 395.241 | 1659.4703 | 395.241 | 1659.4703
4761 | 389.0448 | 1646.0502 | 389.0448 | 1646.0502
4762 | 370.6721 | 1644.4268 | 370.6721 | 1644.4268
4763 | 351.3689 | 1646.457 | 351.3689 | 1646.457
4764 | 333.3681 | 1661.5372 | 333.3681 | 1661.5372
4765 | 320.6768 | 1682.6288 | 320.6768 | 1682.6288
4766 | 313.2536 | 1700.5513 | 313.2536 | 1700.5513
4767 | 307.9623 | 1720.8682 | 307.9623 | 1720.8682
4768 | 304.5389 | 1742.4744 | 304.5389 | 1742.4744
4769 | 306.7388 | 1773.9007 | 306.7388 | 1773.9007
4770 | 315.0381 | 1828.2469 | 315.0381 | 1828.2469
4771 | 330.6184 | 1852.6456 | 330.6184 | 1852.6456
4772 | 350.4486 | 1880.2937 | 350.4486 | 1880.2937
4773 | 362.1809 | 1900.8081 | 362.1809 | 1900.8081
4774 | 374.7234 | 1914.6819 | 374.7234 | 1914.6819
4775 | 397.7977 | 1917.9882 | 397.7977 | 1917.9882
4776 | 398.7152 | 1914.6992 | 398.7152 | 1914.6992
4777 | 388.285 | 1908.6043 | 388.285 | 1908.6043
4778 | 393.6287 | 1897.5796 | 393.6287 | 1897.5796
4779 | 406.8573 | 1863.1797 | 406.8573 | 1863.1797
4780 | 428.3713 | 1811.4129 | 428.3713 | 1811.4129
4781 | 439.2526 | 1772.0261 | 439.2526 | 1772.0261
4782 | 429.9911 | 1740.5939 | 429.9911 | 1740.5939
4783 | 413.9024 | 1719.4017 | 413.9024 | 1719.4017
4784 | 400.642 | 1710.1058 | 400.642 | 1710.1058
4785 | 392.115 | 1709.0617 | 392.115 | 1709.0617
4786 | 379.909 | 1718.2585 | 379.909 | 1718.2585
4787 | 357.5007 | 1726.4767 | 357.5007 | 1726.4767
4788 | 339.008 | 1743.1481 | 339.008 | 1743.1481
4789 | 325.9572 | 1768.9779 | 325.9572 | 1768.9779
4790 | 317.4119 | 1798.1095 | 317.4119 | 1798.1095
4791 | 311.7398 | 1826.9835 | 311.7398 | 1826.9835
4792 | 308.2836 | 1854.3534 | 308.2836 | 1854.3534
4793 | 310.5695 | 1890.9776 | 310.5695 | 1890.9776
4794 | 317.5147 | 1949.3195 | 317.5147 | 1949.3195
4795 | 329.6822 | 1981.0378 | 329.6822 | 1981.0378
4796 | 344.2722 | 2014.7324 | 344.2722 | 2014.7324
4797 | 353.9939 | 2048.5067 | 353.9939 | 2048.5067
4798 | 365.6183 | 2076.2063 | 365.6183 | 2076.2063
4799 | 389.5647 | 2098.1119 | 389.5647 | 2098.1119
4800 | 392.9642 | 2114.5185 | 392.9642 | 2114.5185
4801 | 383.8497 | 2129.1092 | 383.8497 | 2129.1092
4802 | 382.656 | 2131.203 | 382.656 | 2131.203
4803 | 393.9989 | 2089.2361 | 393.9989 | 2089.2361
4804 | 417.266 | 2013.2477 | 417.266 | 2013.2477
4805 | 426.7507 | 1964.6673 | 426.7507 | 1964.6673
4806 | 419.0926 | 1919.2679 | 419.0926 | 1919.2679
4807 | 403.266 | 1875.7636 | 403.266 | 1875.7636
4808 | 390.9637 | 1855.1525 | 390.9637 | 1855.1525
4809 | 383.3027 | 1861.8876 | 383.3027 | 1861.8876
4810 | 371.4186 | 1893.4319 | 371.4186 | 1893.4319
4811 | 353.8667 | 1910.49 | 353.8667 | 1910.49
4812 | 337.8277 | 1933.5616 | 337.8277 | 1933.5616
4813 | 323.5834 | 1965.7916 | 323.5834 | 1965.7916
4814 | 315.8832 | 1991.9176 | 315.8832 | 1991.9176
4815 | 310.6167 | 2010.8908 | 310.6167 | 2010.8908
4816 | 306.6008 | 2026.6273 | 306.6008 | 2026.6273
4817 | 307.5879 | 2052.1484 | 307.5879 | 2052.1484
4818 | 313.1145 | 2099.8469 | 313.1145 | 2099.8469
4819 | 324.0859 | 2120.0732 | 324.0859 | 2120.0732
4820 | 337.6165 | 2139.1995 | 337.6165 | 2139.1995
4821 | 347.0436 | 2145.0749 | 347.0436 | 2145.0749
4822 | 361.3124 | 2145.8655 | 361.3124 | 2145.8655
4823 | 382.8345 | 2143.8324 | 382.8345 | 2143.8324
4824 | 384.2434 | 2146.5193 | 384.2434 | 2146.5193
4825 | 372.248 | 2145.9759 | 372.248 | 2145.9759
4826 | 379.922 | 2125.5808 | 379.922 | 2125.5808
4827 | 392.8411 | 2059.7105 | 392.8411 | 2059.7105
4828 | 415.6664 | 1980.8933 | 415.6664 | 1980.8933
4829 | 424.2485 | 1937.2987 | 424.2485 | 1937.2987
4830 | 413.1925 | 1904.1339 | 413.1925 | 1904.1339
4831 | 397.2239 | 1870.0353 | 397.2239 | 1870.0353
4832 | 388.1982 | 1856.0365 | 388.1982 | 1856.0365
4833 | 380.6399 | 1893.0751 | 380.6399 | 1893.0751
4834 | 368.1018 | 2005.5584 | 368.1018 | 2005.5584
4835 | 350.56 | 2047.4746 | 350.56 | 2047.4746
4836 | 332.3041 | 2039.8537 | 332.3041 | 2039.8537
4837 | 318.1269 | 2035.5922 | 318.1269 | 2035.5922
4838 | 310.9891 | 2064.7592 | 310.9891 | 2064.7592
4839 | 304.9459 | 2093.9514 | 304.9459 | 2093.9514
4840 | 302.4776 | 2112.2692 | 302.4776 | 2112.2692
4841 | 304.8379 | 2131.3901 | 304.8379 | 2131.3901
4842 | 310.9321 | 2162.5048 | 310.9321 | 2162.5048
4843 | 327.9854 | 2156.8476 | 327.9854 | 2156.8476
4844 | 346.1838 | 2152.0706 | 346.1838 | 2152.0706
4845 | 353.5893 | 2145.8174 | 353.5893 | 2145.8174
4846 | 364.0697 | 2139.7482 | 364.0697 | 2139.7482
4847 | 388.7351 | 2127.39 | 388.7351 | 2127.39
4848 | 386.5621 | 2110.8764 | 386.5621 | 2110.8764
4849 | 371.5275 | 2090.4607 | 371.5275 | 2090.4607
4850 | 375.2338 | 2050.8651 | 375.2338 | 2050.8651
4851 | 389.7307 | 1962.8242 | 389.7307 | 1962.8242
4852 | 412.5098 | 1826.5116 | 412.5098 | 1826.5116
4853 | 421.2884 | 1734.686 | 421.2884 | 1734.686
4854 | 415.8617 | 1673.7635 | 415.8617 | 1673.7635
4855 | 398.9808 | 1632.204 | 398.9808 | 1632.204
4856 | 389.9602 | 1616.1897 | 389.9602 | 1616.1897
4857 | 380.9017 | 1633.356 | 380.9017 | 1633.356
4858 | 368.1285 | 1687.8489 | 368.1285 | 1687.8489
4859 | 349.9415 | 1713.8178 | 349.9415 | 1713.8178
4860 | 331.4414 | 1727.13 | 331.4414 | 1727.13
4861 | 318.3796 | 1746.2414 | 318.3796 | 1746.2414
4862 | 310.4885 | 1763.9164 | 310.4885 | 1763.9164
4863 | 303.007 | 1778.3989 | 303.007 | 1778.3989
4864 | 301.6361 | 1789.8922 | 301.6361 | 1789.8922
4865 | 303.8967 | 1807.3158 | 303.8967 | 1807.3158
4866 | 313.7067 | 1844.9014 | 313.7067 | 1844.9014
4867 | 334.6852 | 1852.0445 | 334.6852 | 1852.0445
4868 | 359.6934 | 1856.4964 | 359.6934 | 1856.4964
4869 | 371.4402 | 1847.9802 | 371.4402 | 1847.9802
4870 | 380.9609 | 1832.6467 | 380.9609 | 1832.6467
4871 | 402.1751 | 1805.9323 | 402.1751 | 1805.9323
4872 | 397.531 | 1767.9906 | 397.531 | 1767.9906
4873 | 383.9928 | 1739.4068 | 383.9928 | 1739.4068
4874 | 388.9887 | 1694.6839 | 388.9887 | 1694.6839
4875 | 400.3364 | 1623.5451 | 400.3364 | 1623.5451
4876 | 425.7226 | 1511.843 | 425.7226 | 1511.843
4877 | 435.2439 | 1447.1739 | 435.2439 | 1447.1739
4878 | 426.8179 | 1398.7689 | 426.8179 | 1398.7689
4879 | 410.3587 | 1358.5176 | 410.3587 | 1358.5176
4880 | 400.183 | 1332.9208 | 400.183 | 1332.9208
4881 | 392.2569 | 1312.853 | 392.2569 | 1312.853
4882 | 376.2547 | 1295.1055 | 376.2547 | 1295.1055
4883 | 351.4732 | 1265.2763 | 351.4732 | 1265.2763
4884 | 333.4264 | 1237.6063 | 333.4264 | 1237.6063
4885 | 319.5118 | 1219.0593 | 319.5118 | 1219.0593
4886 | 311.5925 | 1205.1932 | 311.5925 | 1205.1932
4887 | 304.6363 | 1197.2574 | 304.6363 | 1197.2574
4888 | 302.2867 | 1195.0311 | 302.2867 | 1195.0311
4889 | 304.0187 | 1202.165 | 304.0187 | 1202.165
4890 | 311.6645 | 1233.7747 | 311.6645 | 1233.7747
4891 | 332.887 | 1245.7621 | 332.887 | 1245.7621
4892 | 356.4441 | 1263.0497 | 356.4441 | 1263.0497
4893 | 367.7439 | 1267.6521 | 367.7439 | 1267.6521
4894 | 376.384 | 1264.8714 | 376.384 | 1264.8714
4895 | 398.4882 | 1261.4239 | 398.4882 | 1261.4239
4896 | 396.3651 | 1273.0215 | 396.3651 | 1273.0215
4897 | 380.6359 | 1286.4099 | 380.6359 | 1286.4099
4898 | 385.7342 | 1273.9354 | 385.7342 | 1273.9354
4899 | 397.1935 | 1220.3705 | 397.1935 | 1220.3705
4900 | 422.2303 | 1180.9089 | 422.2303 | 1180.9089
4901 | 434.5398 | 1165.3194 | 434.5398 | 1165.3194
4902 | 428.3029 | 1153.512 | 428.3029 | 1153.512
4903 | 409.7581 | 1142.2206 | 409.7581 | 1142.2206
4904 | 397.8372 | 1139.8907 | 397.8372 | 1139.8907
4905 | 385.1305 | 1150.0556 | 385.1305 | 1150.0556
4906 | 370.8255 | 1167.0316 | 370.8255 | 1167.0316
4907 | 348.8277 | 1177.4775 | 348.8277 | 1177.4775
4908 | 331.9004 | 1200.5137 | 331.9004 | 1200.5137
4909 | 316.9482 | 1230.0209 | 316.9482 | 1230.0209
4910 | 311.1215 | 1261.946 | 311.1215 | 1261.946
4911 | 305.6515 | 1300.6147 | 305.6515 | 1300.6147
4912 | 301.9083 | 1319.4275 | 301.9083 | 1319.4275
4913 | 305.4664 | 1329.3195 | 305.4664 | 1329.3195
4914 | 314.2275 | 1380.3419 | 314.2275 | 1380.3419
4915 | 332.5288 | 1412.732 | 332.5288 | 1412.732
4916 | 355.6139 | 1438.7889 | 355.6139 | 1438.7889
4917 | 367.3677 | 1454.2114 | 367.3677 | 1454.2114
4918 | 376.2699 | 1463.9835 | 376.2699 | 1463.9835
4919 | 398.1043 | 1475.9529 | 398.1043 | 1475.9529
4920 | 398.1939 | 1497.9464 | 398.1939 | 1497.9464
4921 | 382.9125 | 1523.2865 | 382.9125 | 1523.2865
4922 | 387.1876 | 1527.0776 | 387.1876 | 1527.0776
4923 | 399.4862 | 1473.1237 | 399.4862 | 1473.1237
4924 | 420.5035 | 1410.1477 | 420.5035 | 1410.1477
4925 | 430.4357 | 1372.8826 | 430.4357 | 1372.8826
4926 | 422.0922 | 1351.8108 | 422.0922 | 1351.8108
4927 | 402.752 | 1330.5125 | 402.752 | 1330.5125
4928 | 392.1743 | 1323.3736 | 392.1743 | 1323.3736
4929 | 382.6537 | 1327.7396 | 382.6537 | 1327.7396
4930 | 365.8405 | 1355.7125 | 365.8405 | 1355.7125
4931 | 348.8121 | 1363.0113 | 348.8121 | 1363.0113
4932 | 333.1499 | 1344.0752 | 333.1499 | 1344.0752
4933 | 319.9659 | 1345.7542 | 319.9659 | 1345.7542
4934 | 310.8952 | 1352.7858 | 310.8952 | 1352.7858
4935 | 304.931 | 1363.5201 | 304.931 | 1363.5201
4936 | 301.772 | 1382.1561 | 301.772 | 1382.1561
4937 | 303.8563 | 1418.1438 | 303.8563 | 1418.1438
4938 | 309.9223 | 1483.3102 | 309.9223 | 1483.3102
4939 | 325.1881 | 1527.2277 | 325.1881 | 1527.2277
4940 | 344.5696 | 1577.1525 | 344.5696 | 1577.1525
4941 | 357.3036 | 1624.293 | 357.3036 | 1624.293
4942 | 368.0184 | 1672.466 | 368.0184 | 1672.466
4943 | 388.7024 | 1716.2948 | 388.7024 | 1716.2948
4944 | 387.9013 | 1755.7914 | 387.9013 | 1755.7914
4945 | 377.1324 | 1791.6688 | 377.1324 | 1791.6688
4946 | 379.5523 | 1824.7733 | 379.5523 | 1824.7733
4947 | 391.9655 | 1847.5152 | 391.9655 | 1847.5152
4948 | 412.3515 | 1847.4447 | 412.3515 | 1847.4447
4949 | 421.1458 | 1849.6767 | 421.1458 | 1849.6767
4950 | 418.8716 | 1842.2539 | 418.8716 | 1842.2539
4951 | 398.2342 | 1830.1492 | 398.2342 | 1830.1492
4952 | 386.4012 | 1830.648 | 386.4012 | 1830.648
4953 | 376.1262 | 1845.9402 | 376.1262 | 1845.9402
4954 | 363.313 | 1925.5741 | 363.313 | 1925.5741
4955 | 345.9369 | 2014.7666 | 345.9369 | 2014.7666
4956 | 328.0112 | 2066.2323 | 328.0112 | 2066.2323
4957 | 313.6068 | 2103.1651 | 313.6068 | 2103.1651
4958 | 304.9327 | 2133.004 | 304.9327 | 2133.004
4959 | 299.3659 | 2162.373 | 299.3659 | 2162.373
4960 | 295.9419 | 2190.2026 | 295.9419 | 2190.2026
4961 | 298.9574 | 2223.9272 | 298.9574 | 2223.9272
4962 | 304.2316 | 2275.6568 | 304.2316 | 2275.6568
4963 | 318.6979 | 2292.8775 | 318.6979 | 2292.8775
4964 | 330.6528 | 2301.2544 | 330.6528 | 2301.2544
4965 | 342.4454 | 2290.263 | 342.4454 | 2290.263
4966 | 354.6918 | 2296.3223 | 354.6918 | 2296.3223
4967 | 373.8295 | 2308.8575 | 373.8295 | 2308.8575
4968 | 375.6405 | 2308.3973 | 375.6405 | 2308.3973
4969 | 367.0859 | 2290.2093 | 367.0859 | 2290.2093
4970 | 373.5246 | 2232.8276 | 373.5246 | 2232.8276
4971 | 383.2631 | 2125.0912 | 383.2631 | 2125.0912
4972 | 403.0879 | 2011.1968 | 403.0879 | 2011.1968
4973 | 414.5418 | 1925.0288 | 414.5418 | 1925.0288
4974 | 407.4121 | 1875.1033 | 407.4121 | 1875.1033
4975 | 393.4691 | 1831.8111 | 393.4691 | 1831.8111
4976 | 383.5918 | 1808.4066 | 383.5918 | 1808.4066
4977 | 375.2877 | 1805.1702 | 375.2877 | 1805.1702
4978 | 363.5896 | 1810.3359 | 363.5896 | 1810.3359
4979 | 345.0848 | 1798.2574 | 345.0848 | 1798.2574
4980 | 327.0255 | 1782.2916 | 327.0255 | 1782.2916
4981 | 315.6735 | 1768.5182 | 315.6735 | 1768.5182
4982 | 308.132 | 1754.2985 | 308.132 | 1754.2985
4983 | 301.0814 | 1744.5594 | 301.0814 | 1744.5594
4984 | 299.4194 | 1741.2722 | 299.4194 | 1741.2722
4985 | 300.0467 | 1751.341 | 300.0467 | 1751.341
4986 | 304.9954 | 1788.0779 | 304.9954 | 1788.0779
4987 | 319.6464 | 1798.9692 | 319.6464 | 1798.9692
4988 | 330.4903 | 1811.9428 | 330.4903 | 1811.9428
4989 | 341.1301 | 1820.9652 | 341.1301 | 1820.9652
4990 | 356.2832 | 1849.7963 | 356.2832 | 1849.7963
4991 | 377.0241 | 1888.6747 | 377.0241 | 1888.6747
4992 | 376.0827 | 1936.4102 | 376.0827 | 1936.4102
4993 | 371.0496 | 2018.9982 | 371.0496 | 2018.9982
4994 | 373.9384 | 2067.1307 | 373.9384 | 2067.1307
4995 | 384.276 | 2018.693 | 384.276 | 2018.693
4996 | 404.7659 | 1965.6178 | 404.7659 | 1965.6178
4997 | 419.9721 | 1937.5109 | 419.9721 | 1937.5109
4998 | 412.1361 | 1910.7816 | 412.1361 | 1910.7816
4999 | 392.2308 | 1891.817 | 392.2308 | 1891.817
5000 | 381.4544 | 1890.5125 | 381.4544 | 1890.5125
5001 | 377.0469 | 1895.126 | 377.0469 | 1895.126
5002 | 365.3553 | 1927.6957 | 365.3553 | 1927.6957
5003 | 347.8999 | 1989.3428 | 347.8999 | 1989.3428
5004 | 329.7682 | 2034.7973 | 329.7682 | 2034.7973
5005 | 315.6216 | 2079.5447 | 315.6216 | 2079.5447
5006 | 306.6635 | 2118.6832 | 306.6635 | 2118.6832
5007 | 302.077 | 2153.2148 | 302.077 | 2153.2148
5008 | 299.2519 | 2190.9805 | 299.2519 | 2190.9805
5009 | 301.1135 | 2236.869 | 301.1135 | 2236.869
5010 | 307.5324 | 2299.9845 | 307.5324 | 2299.9845
5011 | 320.527 | 2334.9913 | 320.527 | 2334.9913
5012 | 335.8715 | 2368.6859 | 335.8715 | 2368.6859
5013 | 346.4343 | 2381.5625 | 346.4343 | 2381.5625
5014 | 357.2912 | 2386.9146 | 357.2912 | 2386.9146
5015 | 376.0838 | 2380.9211 | 376.0838 | 2380.9211
5016 | 374.9114 | 2363.5235 | 374.9114 | 2363.5235
5017 | 365.3376 | 2340.2791 | 365.3376 | 2340.2791
5018 | 366.9093 | 2286.009 | 366.9093 | 2286.009
5019 | 376.5162 | 2195.4575 | 376.5162 | 2195.4575
5020 | 399.7414 | 2082.1997 | 399.7414 | 2082.1997
5021 | 416.024 | 1994.299 | 416.024 | 1994.299
5022 | 409.5205 | 1896.6376 | 409.5205 | 1896.6376
5023 | 389.9571 | 1857.5178 | 389.9571 | 1857.5178
5024 | 382.1706 | 1844.1202 | 382.1706 | 1844.1202
5025 | 374.9189 | 1862.5594 | 374.9189 | 1862.5594
5026 | 362.4154 | 1935.7578 | 362.4154 | 1935.7578
5027 | 346.3022 | 2021.5204 | 346.3022 | 2021.5204
5028 | 327.6285 | 2082.5333 | 327.6285 | 2082.5333
5029 | 314.5216 | 2119.1832 | 314.5216 | 2119.1832
5030 | 308.3164 | 2109.3835 | 308.3164 | 2109.3835
5031 | 300.9814 | 2119.1984 | 300.9814 | 2119.1984
5032 | 297.5479 | 2126.9789 | 297.5479 | 2126.9789
5033 | 301.6387 | 2134.6786 | 301.6387 | 2134.6786
5034 | 309.6044 | 2166.5712 | 309.6044 | 2166.5712
5035 | 327.5515 | 2153.5238 | 327.5515 | 2153.5238
5036 | 349.0049 | 2143.1599 | 349.0049 | 2143.1599
5037 | 359.6985 | 2152.8187 | 359.6985 | 2152.8187
5038 | 369.2709 | 2147.1031 | 369.2709 | 2147.1031
5039 | 392.5089 | 2128.6276 | 392.5089 | 2128.6276
5040 | 389.9387 | 2095.4948 | 389.9387 | 2095.4948
5041 | 376.58 | 2042.1236 | 376.58 | 2042.1236
5042 | 377.3205 | 1974.8411 | 377.3205 | 1974.8411
5043 | 391.4356 | 1882.9106 | 391.4356 | 1882.9106
5044 | 413.3794 | 1778.917 | 413.3794 | 1778.917
5045 | 429.9004 | 1706.3626 | 429.9004 | 1706.3626
5046 | 426.4175 | 1648.0922 | 426.4175 | 1648.0922
5047 | 402.3463 | 1598.8595 | 402.3463 | 1598.8595
5048 | 393.1093 | 1563.963 | 393.1093 | 1563.963
5049 | 382.8414 | 1543.8598 | 382.8414 | 1543.8598
5050 | 369.7383 | 1539.5845 | 369.7383 | 1539.5845
5051 | 347.7049 | 1534.4012 | 347.7049 | 1534.4012
5052 | 330.3957 | 1530.7406 | 330.3957 | 1530.7406
5053 | 314.3362 | 1532.8085 | 314.3362 | 1532.8085
5054 | 307.645 | 1529.02 | 307.645 | 1529.02
5055 | 302.7202 | 1537.8095 | 302.7202 | 1537.8095
5056 | 299.7935 | 1565.4269 | 299.7935 | 1565.4269
5057 | 302.4887 | 1602.5108 | 302.4887 | 1602.5108
5058 | 312.2531 | 1638.9295 | 312.2531 | 1638.9295
5059 | 329.1471 | 1655.938 | 329.1471 | 1655.938
5060 | 353.3267 | 1685.5662 | 353.3267 | 1685.5662
5061 | 363.3985 | 1707.495 | 363.3985 | 1707.495
5062 | 373.0154 | 1730.9514 | 373.0154 | 1730.9514
5063 | 394.9731 | 1754.3775 | 394.9731 | 1754.3775
5064 | 390.5474 | 1778.9876 | 390.5474 | 1778.9876
5065 | 376.2692 | 1805.4592 | 376.2692 | 1805.4592
5066 | 378.5349 | 1826.3645 | 378.5349 | 1826.3645
5067 | 388.7755 | 1829.9413 | 388.7755 | 1829.9413
5068 | 410.332 | 1815.161 | 410.332 | 1815.161
5069 | 427.9884 | 1809.5784 | 427.9884 | 1809.5784
5070 | 419.3097 | 1802.1203 | 419.3097 | 1802.1203
5071 | 400.1537 | 1796.5218 | 400.1537 | 1796.5218
5072 | 390.6053 | 1799.1777 | 390.6053 | 1799.1777
5073 | 379.7214 | 1807.3978 | 379.7214 | 1807.3978
5074 | 365.2553 | 1824.4799 | 365.2553 | 1824.4799
5075 | 344.7628 | 1834.9611 | 344.7628 | 1834.9611
5076 | 325.3495 | 1848.0965 | 325.3495 | 1848.0965
5077 | 312.4686 | 1868.0919 | 312.4686 | 1868.0919
5078 | 303.8732 | 1890.8941 | 303.8732 | 1890.8941
5079 | 299.6352 | 1915.4895 | 299.6352 | 1915.4895
5080 | 295.7478 | 1941.6219 | 295.7478 | 1941.6219
5081 | 298.731 | 1976.2305 | 298.731 | 1976.2305
5082 | 307.1114 | 2028.3137 | 307.1114 | 2028.3137
5083 | 325.2704 | 2047.3024 | 325.2704 | 2047.3024
5084 | 347.9364 | 2060.0639 | 347.9364 | 2060.0639
5085 | 359.4524 | 2055.1898 | 359.4524 | 2055.1898
5086 | 370.0866 | 2047.3879 | 370.0866 | 2047.3879
5087 | 393.2307 | 2040.7934 | 393.2307 | 2040.7934
5088 | 390.5705 | 2037.9995 | 390.5705 | 2037.9995
5089 | 378.5055 | 2037.1379 | 378.5055 | 2037.1379
5090 | 381.3153 | 2028.8358 | 381.3153 | 2028.8358
5091 | 392.1714 | 2004.4429 | 392.1714 | 2004.4429
5092 | 410.6773 | 1966.9261 | 410.6773 | 1966.9261
5093 | 423.8537 | 1932.6666 | 423.8537 | 1932.6666
5094 | 419.4053 | 1900.5625 | 419.4053 | 1900.5625
5095 | 401.3948 | 1876.5769 | 401.3948 | 1876.5769
5096 | 391.6215 | 1864.4522 | 391.6215 | 1864.4522
5097 | 379.3372 | 1857.4322 | 379.3372 | 1857.4322
5098 | 367.0454 | 1856.0564 | 367.0454 | 1856.0564
5099 | 347.3613 | 1847.6907 | 347.3613 | 1847.6907
5100 | 330.8655 | 1842.6511 | 330.8655 | 1842.6511
5101 | 315.9892 | 1844.6483 | 315.9892 | 1844.6483
5102 | 309.4982 | 1851.8921 | 309.4982 | 1851.8921
5103 | 302.597 | 1866.5867 | 302.597 | 1866.5867
5104 | 298.5973 | 1894.7699 | 298.5973 | 1894.7699
5105 | 300.7666 | 1940.5169 | 300.7666 | 1940.5169
5106 | 309.0186 | 2011.2348 | 309.0186 | 2011.2348
5107 | 322.2421 | 2051.6517 | 322.2421 | 2051.6517
5108 | 339.5148 | 2088.3519 | 339.5148 | 2088.3519
5109 | 354.1839 | 2110.2806 | 354.1839 | 2110.2806
5110 | 363.9095 | 2126.8772 | 363.9095 | 2126.8772
5111 | 384.6999 | 2138.7406 | 384.6999 | 2138.7406
5112 | 387.1985 | 2148.7116 | 387.1985 | 2148.7116
5113 | 375.6515 | 2156.0535 | 375.6515 | 2156.0535
5114 | 379.2918 | 2139.1236 | 379.2918 | 2139.1236
5115 | 386.9458 | 2077.3198 | 386.9458 | 2077.3198
5116 | 405.8992 | 1975.8015 | 405.8992 | 1975.8015
5117 | 421.1294 | 1910.7434 | 421.1294 | 1910.7434
5118 | 417.4846 | 1859.9692 | 417.4846 | 1859.9692
5119 | 402.3386 | 1810.7719 | 402.3386 | 1810.7719
5120 | 392.1586 | 1787.2967 | 392.1586 | 1787.2967
5121 | 383.4754 | 1785.2625 | 383.4754 | 1785.2625
5122 | 370.7659 | 1838.5532 | 370.7659 | 1838.5532
5123 | 351.1722 | 1902.4987 | 351.1722 | 1902.4987
5124 | 332.9666 | 1860.5713 | 332.9666 | 1860.5713
5125 | 318.8826 | 1853.7106 | 318.8826 | 1853.7106
5126 | 311.9776 | 1873.8121 | 311.9776 | 1873.8121
5127 | 305.6669 | 1896.0539 | 305.6669 | 1896.0539
5128 | 301.8939 | 1912.0632 | 301.8939 | 1912.0632
5129 | 303.4446 | 1928.153 | 303.4446 | 1928.153
5130 | 309.8533 | 1943.4919 | 309.8533 | 1943.4919
5131 | 319.525 | 1914.799 | 319.525 | 1914.799
5132 | 333.2644 | 1879.9834 | 333.2644 | 1879.9834
5133 | 344.9058 | 1854.4355 | 344.9058 | 1854.4355
5134 | 358.4375 | 1844.937 | 358.4375 | 1844.937
5135 | 379.9604 | 1814.5629 | 379.9604 | 1814.5629
5136 | 383.0491 | 1762.7247 | 383.0491 | 1762.7247
5137 | 374.6403 | 1694.4014 | 374.6403 | 1694.4014
5138 | 373.8679 | 1629.308 | 373.8679 | 1629.308
5139 | 384.423 | 1556.933 | 384.423 | 1556.933
5140 | 403.4842 | 1503.3549 | 403.4842 | 1503.3549
5141 | 418.6867 | 1475.2959 | 418.6867 | 1475.2959
5142 | 413.2684 | 1449.6532 | 413.2684 | 1449.6532
5143 | 398.7104 | 1420.9391 | 398.7104 | 1420.9391
5144 | 389.7292 | 1400.8149 | 389.7292 | 1400.8149
5145 | 380.6115 | 1384.5044 | 380.6115 | 1384.5044
5146 | 370.7126 | 1378.0686 | 370.7126 | 1378.0686
5147 | 354.2766 | 1365.1372 | 354.2766 | 1365.1372
5148 | 337.4304 | 1363.3912 | 337.4304 | 1363.3912
5149 | 323.3118 | 1378.0047 | 323.3118 | 1378.0047
5150 | 315.0633 | 1400.8293 | 315.0633 | 1400.8293
5151 | 308.6679 | 1432.3087 | 308.6679 | 1432.3087
5152 | 306.7706 | 1463.8981 | 306.7706 | 1463.8981
5153 | 306.2757 | 1512.3886 | 306.2757 | 1512.3886
5154 | 311.4917 | 1579.7412 | 311.4917 | 1579.7412
5155 | 322.8124 | 1616.8839 | 322.8124 | 1616.8839
5156 | 337.1008 | 1651.6267 | 337.1008 | 1651.6267
5157 | 347.8726 | 1676.4034 | 347.8726 | 1676.4034
5158 | 359.3859 | 1697.341 | 359.3859 | 1697.341
5159 | 380.9376 | 1717.7396 | 380.9376 | 1717.7396
5160 | 380.9172 | 1754.5556 | 380.9172 | 1754.5556
5161 | 376.0215 | 1810.3549 | 376.0215 | 1810.3549
5162 | 375.9461 | 1814.2683 | 375.9461 | 1814.2683
5163 | 382.0079 | 1761.0236 | 382.0079 | 1761.0236
5164 | 401.9206 | 1714.3738 | 401.9206 | 1714.3738
5165 | 421.6805 | 1678.766 | 421.6805 | 1678.766
5166 | 414.7264 | 1648.539 | 414.7264 | 1648.539
5167 | 400.4976 | 1628.6144 | 400.4976 | 1628.6144
5168 | 388.3084 | 1618.6931 | 388.3084 | 1618.6931
5169 | 381.1381 | 1605.0023 | 381.1381 | 1605.0023
5170 | 369.3079 | 1588.9841 | 369.3079 | 1588.9841
5171 | 351.1555 | 1566.229 | 351.1555 | 1566.229
5172 | 335.5281 | 1545.8354 | 335.5281 | 1545.8354
5173 | 322.5651 | 1531.3571 | 322.5651 | 1531.3571
5174 | 313.6727 | 1520.0229 | 313.6727 | 1520.0229
5175 | 307.8224 | 1516.0338 | 307.8224 | 1516.0338
5176 | 305.5305 | 1512.8095 | 305.5305 | 1512.8095
5177 | 306.7885 | 1524.9697 | 306.7885 | 1524.9697
5178 | 313.5005 | 1557.1985 | 313.5005 | 1557.1985
5179 | 325.8794 | 1562.0438 | 325.8794 | 1562.0438
5180 | 342.4492 | 1567.8671 | 342.4492 | 1567.8671
5181 | 356.7376 | 1563.7933 | 356.7376 | 1563.7933
5182 | 369.0805 | 1559.3618 | 369.0805 | 1559.3618
5183 | 388.9262 | 1553.4606 | 388.9262 | 1553.4606
5184 | 388.2367 | 1552.671 | 388.2367 | 1552.671
5185 | 374.2802 | 1554.6987 | 374.2802 | 1554.6987
5186 | 375.102 | 1547.0651 | 375.102 | 1547.0651
5187 | 383.6524 | 1532.8048 | 383.6524 | 1532.8048
5188 | 403.4272 | 1515.1088 | 403.4272 | 1515.1088
5189 | 424.8142 | 1506.9728 | 424.8142 | 1506.9728
5190 | 419.8982 | 1501.5634 | 419.8982 | 1501.5634
5191 | 403.7995 | 1497.4256 | 403.7995 | 1497.4256
5192 | 394.5989 | 1501.9468 | 394.5989 | 1501.9468
5193 | 385.2509 | 1506.0075 | 385.2509 | 1506.0075
5194 | 372.1968 | 1512.6698 | 372.1968 | 1512.6698
5195 | 350.7254 | 1521.0402 | 350.7254 | 1521.0402
5196 | 332.3877 | 1534.3917 | 332.3877 | 1534.3917
5197 | 319.8194 | 1561.0348 | 319.8194 | 1561.0348
5198 | 311.7899 | 1613.6061 | 311.7899 | 1613.6061
5199 | 306.9137 | 1651.1521 | 306.9137 | 1651.1521
5200 | 303.8706 | 1669.6776 | 303.8706 | 1669.6776
5201 | 307.7565 | 1708.5513 | 307.7565 | 1708.5513
5202 | 317.8694 | 1766.2526 | 317.8694 | 1766.2526
5203 | 335.2482 | 1785.1958 | 335.2482 | 1785.1958
5204 | 357.4413 | 1786.1245 | 357.4413 | 1786.1245
5205 | 370.5726 | 1772.8475 | 370.5726 | 1772.8475
5206 | 381.1359 | 1771.4147 | 381.1359 | 1771.4147
5207 | 404.5422 | 1771.2354 | 404.5422 | 1771.2354
5208 | 399.931 | 1779.6145 | 399.931 | 1779.6145
5209 | 384.8568 | 1787.7088 | 384.8568 | 1787.7088
5210 | 385.5651 | 1773.0435 | 385.5651 | 1773.0435
5211 | 395.9072 | 1739.6874 | 395.9072 | 1739.6874
5212 | 415.3262 | 1708.2728 | 415.3262 | 1708.2728
5213 | 436.2809 | 1688.6242 | 436.2809 | 1688.6242
5214 | 432.8102 | 1672.3915 | 432.8102 | 1672.3915
5215 | 412.8348 | 1652.5014 | 412.8348 | 1652.5014
5216 | 400.7205 | 1638.306 | 400.7205 | 1638.306
5217 | 389.172 | 1626.2351 | 389.172 | 1626.2351
5218 | 374.6183 | 1625.3144 | 374.6183 | 1625.3144
5219 | 353.9349 | 1627.1701 | 353.9349 | 1627.1701
5220 | 336.1534 | 1640.4181 | 336.1534 | 1640.4181
5221 | 320.6115 | 1663.2697 | 320.6115 | 1663.2697
5222 | 313.1117 | 1692.5744 | 313.1117 | 1692.5744
5223 | 308.8642 | 1742.219 | 308.8642 | 1742.219
5224 | 305.7985 | 1806.6228 | 305.7985 | 1806.6228
5225 | 307.6588 | 1882.6884 | 307.6588 | 1882.6884
5226 | 316.8126 | 1956.0731 | 316.8126 | 1956.0731
5227 | 335.1979 | 1984.1505 | 335.1979 | 1984.1505
5228 | 356.4636 | 1997.0399 | 356.4636 | 1997.0399
5229 | 370.0178 | 1982.074 | 370.0178 | 1982.074
5230 | 379.1044 | 1955.1687 | 379.1044 | 1955.1687
5231 | 405.8009 | 1952.8178 | 405.8009 | 1952.8178
5232 | 401.266 | 1968.8835 | 401.266 | 1968.8835
5233 | 387.5028 | 1979.1838 | 387.5028 | 1979.1838
5234 | 387.8301 | 1908.4375 | 387.8301 | 1908.4375
5235 | 395.8277 | 1784.8762 | 395.8277 | 1784.8762
5236 | 414.9895 | 1663.601 | 414.9895 | 1663.601
5237 | 434.4369 | 1563.4329 | 434.4369 | 1563.4329
5238 | 429.6779 | 1516.6608 | 429.6779 | 1516.6608
5239 | 410.5076 | 1483.9828 | 410.5076 | 1483.9828
5240 | 399.1266 | 1460.7564 | 399.1266 | 1460.7564
5241 | 388.7967 | 1445.997 | 388.7967 | 1445.997
5242 | 375.851 | 1473.6855 | 375.851 | 1473.6855
5243 | 354.812 | 1521.0747 | 354.812 | 1521.0747
5244 | 335.1137 | 1547.2831 | 335.1137 | 1547.2831
5245 | 323.4129 | 1552.4865 | 323.4129 | 1552.4865
5246 | 314.148 | 1539.4634 | 314.148 | 1539.4634
5247 | 310.2662 | 1515.758 | 310.2662 | 1515.758
5248 | 306.5371 | 1491.749 | 306.5371 | 1491.749
5249 | 309.1268 | 1489.3978 | 309.1268 | 1489.3978
5250 | 320.3882 | 1511.2169 | 320.3882 | 1511.2169
5251 | 335.0307 | 1505.6182 | 335.0307 | 1505.6182
5252 | 357.3538 | 1498.0675 | 357.3538 | 1498.0675
5253 | 370.8765 | 1484.7561 | 370.8765 | 1484.7561
5254 | 381.6395 | 1477.9806 | 381.6395 | 1477.9806
5255 | 403.0725 | 1475.7676 | 403.0725 | 1475.7676
5256 | 400.0236 | 1472.8754 | 400.0236 | 1472.8754
5257 | 386.6558 | 1468.1128 | 386.6558 | 1468.1128
5258 | 388.2253 | 1444.4166 | 388.2253 | 1444.4166
5259 | 395.947 | 1407.0621 | 395.947 | 1407.0621
5260 | 415.3472 | 1377.888 | 415.3472 | 1377.888
5261 | 433.4846 | 1366.5808 | 433.4846 | 1366.5808
5262 | 434.063 | 1356.5526 | 434.063 | 1356.5526
5263 | 411.539 | 1343.5218 | 411.539 | 1343.5218
5264 | 396.0589 | 1338.7709 | 396.0589 | 1338.7709
5265 | 386.3709 | 1333.5938 | 386.3709 | 1333.5938
5266 | 373.5782 | 1364.281 | 373.5782 | 1364.281
5267 | 353.5108 | 1430.4214 | 353.5108 | 1430.4214
5268 | 335.5748 | 1469.9692 | 335.5748 | 1469.9692
5269 | 322.5293 | 1488.0296 | 322.5293 | 1488.0296
5270 | 313.7871 | 1505.2702 | 313.7871 | 1505.2702
5271 | 309.7279 | 1519.1015 | 309.7279 | 1519.1015
5272 | 307.1832 | 1516.3598 | 307.1832 | 1516.3598
5273 | 308.6719 | 1526.0038 | 308.6719 | 1526.0038
5274 | 315.61 | 1586.4626 | 315.61 | 1586.4626
5275 | 329.0319 | 1647.6992 | 329.0319 | 1647.6992
5276 | 345.8297 | 1708.983 | 345.8297 | 1708.983
5277 | 360.4571 | 1760.4387 | 360.4571 | 1760.4387
5278 | 374.9181 | 1798.9554 | 374.9181 | 1798.9554
5279 | 394.9843 | 1815.6314 | 394.9843 | 1815.6314
5280 | 395.0431 | 1833.2826 | 395.0431 | 1833.2826
5281 | 381.5611 | 1852.9585 | 381.5611 | 1852.9585
5282 | 383.824 | 1832.6058 | 383.824 | 1832.6058
5283 | 388.3231 | 1742.2725 | 388.3231 | 1742.2725
5284 | 410.5923 | 1669.6331 | 410.5923 | 1669.6331
5285 | 430.6477 | 1599.5564 | 430.6477 | 1599.5564
5286 | 425.151 | 1557.0584 | 425.151 | 1557.0584
5287 | 407.1923 | 1524.4493 | 407.1923 | 1524.4493
5288 | 396.3215 | 1514.5969 | 396.3215 | 1514.5969
5289 | 388.2039 | 1509.7646 | 388.2039 | 1509.7646
5290 | 375.5763 | 1508.6025 | 375.5763 | 1508.6025
5291 | 356.3195 | 1502.5304 | 356.3195 | 1502.5304
5292 | 337.6919 | 1501.1981 | 337.6919 | 1501.1981
5293 | 324.3222 | 1508.2629 | 324.3222 | 1508.2629
5294 | 315.3076 | 1516.4726 | 315.3076 | 1516.4726
5295 | 309.1152 | 1529.5112 | 309.1152 | 1529.5112
5296 | 306.3009 | 1538.4888 | 306.3009 | 1538.4888
5297 | 306.4834 | 1559.5421 | 306.4834 | 1559.5421
5298 | 313.8414 | 1596.3897 | 313.8414 | 1596.3897
5299 | 323.225 | 1602.7517 | 323.225 | 1602.7517
5300 | 334.3622 | 1607.7477 | 334.3622 | 1607.7477
5301 | 352.536 | 1600.8475 | 352.536 | 1600.8475
5302 | 362.7667 | 1588.2468 | 362.7667 | 1588.2468
5303 | 385.8928 | 1572.9356 | 385.8928 | 1572.9356
5304 | 382.424 | 1562.2189 | 382.424 | 1562.2189
5305 | 372.0398 | 1549.3216 | 372.0398 | 1549.3216
5306 | 373.9501 | 1535.6903 | 373.9501 | 1535.6903
5307 | 381.6864 | 1523.6016 | 381.6864 | 1523.6016
5308 | 394.9661 | 1503.8375 | 394.9661 | 1503.8375
5309 | 417.1187 | 1488.3596 | 417.1187 | 1488.3596
5310 | 414.4667 | 1471.1274 | 414.4667 | 1471.1274
5311 | 399.918 | 1447.618 | 399.918 | 1447.618
5312 | 389.7791 | 1429.2863 | 389.7791 | 1429.2863
5313 | 381.1488 | 1417.6291 | 381.1488 | 1417.6291
5314 | 369.8822 | 1419.4658 | 369.8822 | 1419.4658
5315 | 352.0355 | 1418.4607 | 352.0355 | 1418.4607
5316 | 333.8226 | 1420.9544 | 333.8226 | 1420.9544
5317 | 321.2237 | 1430.2941 | 321.2237 | 1430.2941
5318 | 313.8587 | 1444.7082 | 313.8587 | 1444.7082
5319 | 307.2534 | 1461.8486 | 307.2534 | 1461.8486
5320 | 304.289 | 1472.86 | 304.289 | 1472.86
5321 | 304.9299 | 1495.1196 | 304.9299 | 1495.1196
5322 | 310.0792 | 1539.2746 | 310.0792 | 1539.2746
5323 | 318.8947 | 1561.6302 | 318.8947 | 1561.6302
5324 | 328.8836 | 1585.7565 | 328.8836 | 1585.7565
5325 | 345.6326 | 1606.328 | 345.6326 | 1606.328
5326 | 357.8565 | 1626.1626 | 357.8565 | 1626.1626
5327 | 380.6621 | 1638.6678 | 380.6621 | 1638.6678
5328 | 380.8116 | 1646.9091 | 380.8116 | 1646.9091
5329 | 372.3236 | 1642.4567 | 372.3236 | 1642.4567
5330 | 372.1298 | 1611.1084 | 372.1298 | 1611.1084
5331 | 375.6533 | 1517.8453 | 375.6533 | 1517.8453
5332 | 389.4722 | 1421.698 | 389.4722 | 1421.698
5333 | 410.5432 | 1366.2706 | 410.5432 | 1366.2706
5334 | 408.3958 | 1326.4267 | 408.3958 | 1326.4267
5335 | 392.3684 | 1298.4364 | 392.3684 | 1298.4364
5336 | 381.1759 | 1288.5151 | 381.1759 | 1288.5151
5337 | 370.201 | 1287.5088 | 370.201 | 1287.5088
5338 | 358.7523 | 1292.9648 | 358.7523 | 1292.9648
5339 | 340.9733 | 1294.2001 | 340.9733 | 1294.2001
5340 | 322.8512 | 1296.8317 | 322.8512 | 1296.8317
5341 | 310.3654 | 1300.9322 | 310.3654 | 1300.9322
5342 | 303.1735 | 1303.42 | 303.1735 | 1303.42
5343 | 297.6365 | 1309.1512 | 297.6365 | 1309.1512
5344 | 295.3688 | 1312.6139 | 295.3688 | 1312.6139
5345 | 297.2589 | 1331.2543 | 297.2589 | 1331.2543
5346 | 304.0788 | 1371.6177 | 304.0788 | 1371.6177
5347 | 315.658 | 1388.3893 | 315.658 | 1388.3893
5348 | 330.0098 | 1410.7232 | 330.0098 | 1410.7232
5349 | 347.5077 | 1426.8482 | 347.5077 | 1426.8482
5350 | 358.5883 | 1440.5818 | 358.5883 | 1440.5818
5351 | 380.8753 | 1452.7079 | 380.8753 | 1452.7079
5352 | 376.919 | 1466.671 | 376.919 | 1466.671
5353 | 365.562 | 1481.2799 | 365.562 | 1481.2799
5354 | 367.9635 | 1479.4715 | 367.9635 | 1479.4715
5355 | 373.5443 | 1468.1066 | 373.5443 | 1468.1066
5356 | 390.4538 | 1441.4832 | 390.4538 | 1441.4832
5357 | 413.7063 | 1417.0433 | 413.7063 | 1417.0433
5358 | 415.0277 | 1388.9879 | 415.0277 | 1388.9879
5359 | 398.3819 | 1362.2385 | 398.3819 | 1362.2385
5360 | 388.4642 | 1347.457 | 388.4642 | 1347.457
5361 | 379.3966 | 1342.6592 | 379.3966 | 1342.6592
5362 | 368.5616 | 1371.7608 | 368.5616 | 1371.7608
5363 | 345.9767 | 1406.0863 | 345.9767 | 1406.0863
5364 | 327.1084 | 1406.6498 | 327.1084 | 1406.6498
5365 | 312.8868 | 1424.8136 | 312.8868 | 1424.8136
5366 | 307.8542 | 1448.2241 | 307.8542 | 1448.2241
5367 | 301.0948 | 1476.7392 | 301.0948 | 1476.7392
5368 | 298.619 | 1505.7433 | 298.619 | 1505.7433
5369 | 302.788 | 1553.1309 | 302.788 | 1553.1309
5370 | 313.0528 | 1621.4486 | 313.0528 | 1621.4486
5371 | 329.2868 | 1659.4186 | 329.2868 | 1659.4186
5372 | 350.6787 | 1694.4026 | 350.6787 | 1694.4026
5373 | 363.2945 | 1718.3866 | 363.2945 | 1718.3866
5374 | 372.1802 | 1740.3237 | 372.1802 | 1740.3237
5375 | 395.6915 | 1765.3067 | 395.6915 | 1765.3067
5376 | 392.5205 | 1790.3688 | 392.5205 | 1790.3688
5377 | 377.4673 | 1795.1196 | 377.4673 | 1795.1196
5378 | 377.4364 | 1710.896 | 377.4364 | 1710.896
5379 | 387.2977 | 1590.0577 | 387.2977 | 1590.0577
5380 | 403.1832 | 1478.7096 | 403.1832 | 1478.7096
5381 | 429.72 | 1382.471 | 429.72 | 1382.471
5382 | 429.5659 | 1304.5045 | 429.5659 | 1304.5045
5383 | 411.9889 | 1259.9346 | 411.9889 | 1259.9346
5384 | 402.8633 | 1238.3973 | 402.8633 | 1238.3973
5385 | 389.7507 | 1246.0427 | 389.7507 | 1246.0427
5386 | 375.3889 | 1319.5059 | 375.3889 | 1319.5059
5387 | 353.6333 | 1395.8835 | 353.6333 | 1395.8835
5388 | 333.7234 | 1408.2009 | 333.7234 | 1408.2009
5389 | 318.7342 | 1391.9647 | 318.7342 | 1391.9647
5390 | 311.344 | 1387.7311 | 311.344 | 1387.7311
5391 | 306.2942 | 1379.2955 | 306.2942 | 1379.2955
5392 | 303.9051 | 1353.7698 | 303.9051 | 1353.7698
5393 | 304.9857 | 1339.6302 | 304.9857 | 1339.6302
5394 | 316.5402 | 1349.9022 | 316.5402 | 1349.9022
5395 | 332.9221 | 1376.4286 | 332.9221 | 1376.4286
5396 | 357.1099 | 1469.4583 | 357.1099 | 1469.4583
5397 | 370.604 | 1544.9388 | 370.604 | 1544.9388
5398 | 377.6551 | 1576.872 | 377.6551 | 1576.872
5399 | 399.6842 | 1601.4414 | 399.6842 | 1601.4414
5400 | 393.4661 | 1620.6782 | 393.4661 | 1620.6782
5401 | 378.5971 | 1604.403 | 378.5971 | 1604.403
5402 | 377.3389 | 1491.9148 | 377.3389 | 1491.9148
5403 | 383.8702 | 1374.7302 | 383.8702 | 1374.7302
5404 | 399.0832 | 1290.3024 | 399.0832 | 1290.3024
5405 | 424.8134 | 1217.4337 | 424.8134 | 1217.4337
5406 | 428.2006 | 1161.355 | 428.2006 | 1161.355
5407 | 409.0679 | 1125.5747 | 409.0679 | 1125.5747
5408 | 395.2309 | 1119.0313 | 395.2309 | 1119.0313
5409 | 386.5961 | 1128.8138 | 386.5961 | 1128.8138
5410 | 372.1636 | 1189.1788 | 372.1636 | 1189.1788
5411 | 350.9773 | 1240.7732 | 350.9773 | 1240.7732
5412 | 330.6703 | 1225.9636 | 330.6703 | 1225.9636
5413 | 317.3646 | 1238.5779 | 317.3646 | 1238.5779
5414 | 307.597 | 1258.4036 | 307.597 | 1258.4036
5415 | 302.0011 | 1275.9921 | 302.0011 | 1275.9921
5416 | 299.1066 | 1288.7614 | 299.1066 | 1288.7614
5417 | 302.5185 | 1314.6747 | 302.5185 | 1314.6747
5418 | 312.5869 | 1359.2089 | 312.5869 | 1359.2089
5419 | 325.1839 | 1374.3604 | 325.1839 | 1374.3604
5420 | 348.5941 | 1390.2142 | 348.5941 | 1390.2142
5421 | 363.4953 | 1396.2398 | 363.4953 | 1396.2398
5422 | 373.3525 | 1397.3233 | 373.3525 | 1397.3233
5423 | 395.9781 | 1393.3524 | 395.9781 | 1393.3524
5424 | 389.1943 | 1395.1824 | 389.1943 | 1395.1824
5425 | 374.0436 | 1390.9368 | 374.0436 | 1390.9368
5426 | 375.3747 | 1365.9308 | 375.3747 | 1365.9308
5427 | 383.6842 | 1326.5426 | 383.6842 | 1326.5426
5428 | 395.1562 | 1262.8306 | 395.1562 | 1262.8306
5429 | 418.5349 | 1199.1996 | 418.5349 | 1199.1996
5430 | 423.7963 | 1141.88 | 423.7963 | 1141.88
5431 | 403.4035 | 1101.8945 | 403.4035 | 1101.8945
5432 | 391.6108 | 1085.6654 | 391.6108 | 1085.6654
5433 | 382.4061 | 1085.1417 | 382.4061 | 1085.1417
5434 | 368.9498 | 1128.6858 | 368.9498 | 1128.6858
5435 | 347.5074 | 1173.7656 | 347.5074 | 1173.7656
5436 | 329.4228 | 1156.8878 | 329.4228 | 1156.8878
5437 | 316.2617 | 1122.2452 | 316.2617 | 1122.2452
5438 | 309.7768 | 1111.8416 | 309.7768 | 1111.8416
5439 | 303.4817 | 1114.3672 | 303.4817 | 1114.3672
5440 | 299.1258 | 1118.2435 | 299.1258 | 1118.2435
5441 | 301.1401 | 1133.8162 | 301.1401 | 1133.8162
5442 | 307.4734 | 1166.5964 | 307.4734 | 1166.5964
5443 | 316.7025 | 1171.5796 | 316.7025 | 1171.5796
5444 | 335.6694 | 1177.7476 | 335.6694 | 1177.7476
5445 | 350.5412 | 1176.845 | 350.5412 | 1176.845
5446 | 362.6318 | 1175.1365 | 362.6318 | 1175.1365
5447 | 383.4909 | 1171.6826 | 383.4909 | 1171.6826
5448 | 382.9027 | 1173.9952 | 382.9027 | 1173.9952
5449 | 371.4616 | 1173.5756 | 371.4616 | 1173.5756
5450 | 374.4259 | 1160.3925 | 374.4259 | 1160.3925
5451 | 376.5789 | 1127.0708 | 376.5789 | 1127.0708
5452 | 387.5336 | 1094.829 | 387.5336 | 1094.829
5453 | 409.5317 | 1072.4229 | 409.5317 | 1072.4229
5454 | 413.9171 | 1055.6043 | 413.9171 | 1055.6043
5455 | 397.116 | 1033.7839 | 397.116 | 1033.7839
5456 | 384.1739 | 1026.2409 | 384.1739 | 1026.2409
5457 | 373.9358 | 1026.7168 | 373.9358 | 1026.7168
5458 | 364.0872 | 1045.271 | 364.0872 | 1045.271
5459 | 346.3239 | 1060.2939 | 346.3239 | 1060.2939
5460 | 329.0984 | 1065.097 | 329.0984 | 1065.097
5461 | 315.3016 | 1081.6752 | 315.3016 | 1081.6752
5462 | 306.8558 | 1100.0533 | 306.8558 | 1100.0533
5463 | 301.0367 | 1119.2963 | 301.0367 | 1119.2963
5464 | 298.6645 | 1140.0968 | 298.6645 | 1140.0968
5465 | 299.3311 | 1172.7661 | 299.3311 | 1172.7661
5466 | 306.3033 | 1221.3331 | 306.3033 | 1221.3331
5467 | 311.0452 | 1241.4482 | 311.0452 | 1241.4482
5468 | 324.6948 | 1259.7837 | 324.6948 | 1259.7837
5469 | 338.8765 | 1268.7047 | 338.8765 | 1268.7047
5470 | 350.4745 | 1275.6135 | 350.4745 | 1275.6135
5471 | 373.3318 | 1282.0177 | 373.3318 | 1282.0177
5472 | 375.4186 | 1289.7763 | 375.4186 | 1289.7763
5473 | 363.9951 | 1297.2157 | 363.9951 | 1297.2157
5474 | 364.7697 | 1287.3416 | 364.7697 | 1287.3416
5475 | 369.1628 | 1269.0484 | 369.1628 | 1269.0484
5476 | 381.2256 | 1233.3252 | 381.2256 | 1233.3252
5477 | 406.1369 | 1206.8517 | 406.1369 | 1206.8517
5478 | 405.2617 | 1190.9983 | 405.2617 | 1190.9983
5479 | 389.6179 | 1183.9651 | 389.6179 | 1183.9651
5480 | 381.1749 | 1183.3159 | 381.1749 | 1183.3159
5481 | 372.5185 | 1179.8968 | 372.5185 | 1179.8968
5482 | 360.8604 | 1185.2494 | 360.8604 | 1185.2494
5483 | 342.2355 | 1190.3107 | 342.2355 | 1190.3107
5484 | 325.9292 | 1191.8393 | 325.9292 | 1191.8393
5485 | 314.1611 | 1198.5939 | 314.1611 | 1198.5939
5486 | 305.7399 | 1205.287 | 305.7399 | 1205.287
5487 | 300.8888 | 1208.8466 | 300.8888 | 1208.8466
5488 | 297.2967 | 1212.6539 | 297.2967 | 1212.6539
5489 | 299.1764 | 1237.1541 | 299.1764 | 1237.1541
5490 | 304.0518 | 1286.3415 | 304.0518 | 1286.3415
5491 | 310.1518 | 1314.3845 | 310.1518 | 1314.3845
5492 | 322.2587 | 1344.7497 | 322.2587 | 1344.7497
5493 | 336.8911 | 1375.9031 | 336.8911 | 1375.9031
5494 | 350.1582 | 1422.5201 | 350.1582 | 1422.5201
5495 | 368.6606 | 1505.4798 | 368.6606 | 1505.4798
5496 | 370.2188 | 1586.1058 | 370.2188 | 1586.1058
5497 | 360.5635 | 1605.8162 | 360.5635 | 1605.8162
5498 | 360.603 | 1521.5925 | 360.603 | 1521.5925
5499 | 365.7046 | 1439.4629 | 365.7046 | 1439.4629
5500 | 378.6401 | 1375.9922 | 378.6401 | 1375.9922
5501 | 404.9891 | 1331.2846 | 404.9891 | 1331.2846
5502 | 406.4648 | 1299.4031 | 406.4648 | 1299.4031
5503 | 390.0436 | 1295.5066 | 390.0436 | 1295.5066
5504 | 378.3587 | 1297.8907 | 378.3587 | 1297.8907
5505 | 373.5284 | 1295.4712 | 373.5284 | 1295.4712
5506 | 359.7333 | 1304.1327 | 359.7333 | 1304.1327
5507 | 342.6543 | 1338.1825 | 342.6543 | 1338.1825
5508 | 324.7794 | 1356.8077 | 324.7794 | 1356.8077
5509 | 313.1968 | 1362.9763 | 313.1968 | 1362.9763
5510 | 305.0074 | 1384.7323 | 305.0074 | 1384.7323
5511 | 300.1021 | 1439.823 | 300.1021 | 1439.823
5512 | 296.8972 | 1510.3967 | 296.8972 | 1510.3967
5513 | 298.8915 | 1584.9112 | 298.8915 | 1584.9112
5514 | 306.7153 | 1649.8855 | 306.7153 | 1649.8855
5515 | 314.9924 | 1640.1505 | 314.9924 | 1640.1505
5516 | 333.4231 | 1630.8419 | 333.4231 | 1630.8419
5517 | 346.5529 | 1649.7934 | 346.5529 | 1649.7934
5518 | 355.8469 | 1666.6636 | 355.8469 | 1666.6636
5519 | 375.9561 | 1681.7195 | 375.9561 | 1681.7195
5520 | 375.2577 | 1704.0586 | 375.2577 | 1704.0586
5521 | 365.1915 | 1713.5316 | 365.1915 | 1713.5316
5522 | 364.6117 | 1678.8054 | 364.6117 | 1678.8054
5523 | 370.4279 | 1619.5631 | 370.4279 | 1619.5631
5524 | 382.4692 | 1547.682 | 382.4692 | 1547.682
5525 | 408.9141 | 1496.2185 | 408.9141 | 1496.2185
5526 | 412.7589 | 1456.1678 | 412.7589 | 1456.1678
5527 | 393.5405 | 1424.4204 | 393.5405 | 1424.4204
5528 | 385.0218 | 1410.156 | 385.0218 | 1410.156
5529 | 374.0081 | 1402.0491 | 374.0081 | 1402.0491
5530 | 362.7983 | 1402.5071 | 362.7983 | 1402.5071
5531 | 341.6241 | 1404.5007 | 341.6241 | 1404.5007
5532 | 321.3027 | 1414.9912 | 321.3027 | 1414.9912
5533 | 308.5753 | 1430.6388 | 308.5753 | 1430.6388
5534 | 302.7475 | 1449.7752 | 302.7475 | 1449.7752
5535 | 298.4647 | 1474.4643 | 298.4647 | 1474.4643
5536 | 294.6921 | 1499.7113 | 294.6921 | 1499.7113
5537 | 297.9694 | 1544.1689 | 297.9694 | 1544.1689
5538 | 307.4799 | 1613.4518 | 307.4799 | 1613.4518
5539 | 321.0619 | 1657.1781 | 321.0619 | 1657.1781
5540 | 344.834 | 1703.3301 | 344.834 | 1703.3301
5541 | 357.5798 | 1741.0327 | 357.5798 | 1741.0327
5542 | 368.7404 | 1771.3803 | 368.7404 | 1771.3803
5543 | 389.6403 | 1794.6398 | 389.6403 | 1794.6398
5544 | 383.9103 | 1819.2193 | 383.9103 | 1819.2193
5545 | 370.4876 | 1827.6583 | 370.4876 | 1827.6583
5546 | 373.301 | 1769.9757 | 373.301 | 1769.9757
5547 | 378.7675 | 1682.4689 | 378.7675 | 1682.4689
5548 | 389.5792 | 1597.5241 | 389.5792 | 1597.5241
5549 | 416.4626 | 1534.3756 | 416.4626 | 1534.3756
5550 | 424.0947 | 1476.2288 | 424.0947 | 1476.2288
5551 | 403.7229 | 1436.1054 | 403.7229 | 1436.1054
5552 | 391.271 | 1418.4975 | 391.271 | 1418.4975
5553 | 381.2662 | 1402.6696 | 381.2662 | 1402.6696
5554 | 366.0292 | 1391.7183 | 366.0292 | 1391.7183
5555 | 344.9946 | 1384.7845 | 344.9946 | 1384.7845
5556 | 324.6828 | 1376.0413 | 324.6828 | 1376.0413
5557 | 310.6107 | 1369.7667 | 310.6107 | 1369.7667
5558 | 304.2789 | 1371.5996 | 304.2789 | 1371.5996
5559 | 299.4452 | 1388.9468 | 299.4452 | 1388.9468
5560 | 296.3756 | 1422.9489 | 296.3756 | 1422.9489
5561 | 299.9679 | 1480.6771 | 299.9679 | 1480.6771
5562 | 309.4565 | 1567.9528 | 309.4565 | 1567.9528
5563 | 324.2637 | 1618.4006 | 324.2637 | 1618.4006
5564 | 346.5242 | 1650.8339 | 346.5242 | 1650.8339
5565 | 360.2332 | 1650.2415 | 360.2332 | 1650.2415
5566 | 369.9958 | 1651.4283 | 369.9958 | 1651.4283
5567 | 392.1531 | 1651.5247 | 392.1531 | 1651.5247
5568 | 389.1335 | 1647.8052 | 389.1335 | 1647.8052
5569 | 373.1174 | 1626.9112 | 373.1174 | 1626.9112
5570 | 373.8572 | 1548.3749 | 373.8572 | 1548.3749
5571 | 379.1416 | 1467.038 | 379.1416 | 1467.038
5572 | 390.4069 | 1405.7389 | 390.4069 | 1405.7389
5573 | 417.3145 | 1365.0642 | 417.3145 | 1365.0642
5574 | 422.0599 | 1329.8736 | 422.0599 | 1329.8736
5575 | 402.2988 | 1295.6789 | 402.2988 | 1295.6789
5576 | 388.496 | 1271.6943 | 388.496 | 1271.6943
5577 | 378.1753 | 1248.0074 | 378.1753 | 1248.0074
5578 | 364.491 | 1225.5091 | 364.491 | 1225.5091
5579 | 342.8987 | 1197.1011 | 342.8987 | 1197.1011
5580 | 326.1287 | 1168.7451 | 326.1287 | 1168.7451
5581 | 312.071 | 1145.0292 | 312.071 | 1145.0292
5582 | 306.8933 | 1124.0437 | 306.8933 | 1124.0437
5583 | 299.5604 | 1112.1267 | 299.5604 | 1112.1267
5584 | 296.0768 | 1102.0776 | 296.0768 | 1102.0776
5585 | 299.9528 | 1111.1011 | 299.9528 | 1111.1011
5586 | 308.5922 | 1144.5018 | 308.5922 | 1144.5018
5587 | 320.8316 | 1149.6229 | 320.8316 | 1149.6229
5588 | 344.4648 | 1155.2739 | 344.4648 | 1155.2739
5589 | 356.3389 | 1157.7147 | 356.3389 | 1157.7147
5590 | 366.0807 | 1163.7962 | 366.0807 | 1163.7962
5591 | 391.876 | 1168.6493 | 391.876 | 1168.6493
5592 | 390.5383 | 1188.2998 | 390.5383 | 1188.2998
5593 | 374.8326 | 1199.4963 | 374.8326 | 1199.4963
5594 | 371.761 | 1174.2835 | 371.761 | 1174.2835
5595 | 378.3537 | 1138.9626 | 378.3537 | 1138.9626
5596 | 388.3063 | 1105.6867 | 388.3063 | 1105.6867
5597 | 411.4531 | 1087.4168 | 411.4531 | 1087.4168
5598 | 418.2506 | 1071.6323 | 418.2506 | 1071.6323
5599 | 402.3776 | 1054.2584 | 402.3776 | 1054.2584
5600 | 387.4106 | 1043.8546 | 387.4106 | 1043.8546
5601 | 377.902 | 1034.1966 | 377.902 | 1034.1966
5602 | 363.5702 | 1038.4806 | 363.5702 | 1038.4806
5603 | 343.5008 | 1031.4778 | 343.5008 | 1031.4778
5604 | 327.1575 | 1022.5968 | 327.1575 | 1022.5968
5605 | 314.4021 | 1031.1782 | 314.4021 | 1031.1782
5606 | 306.4602 | 1056.1054 | 306.4602 | 1056.1054
5607 | 300.4479 | 1119.7444 | 300.4479 | 1119.7444
5608 | 298.1083 | 1186.6299 | 298.1083 | 1186.6299
5609 | 298.8967 | 1223.7456 | 298.8967 | 1223.7456
5610 | 307.4718 | 1240.5668 | 307.4718 | 1240.5668
5611 | 315.9994 | 1245.4811 | 315.9994 | 1245.4811
5612 | 335.4601 | 1262.9549 | 335.4601 | 1262.9549
5613 | 350.2291 | 1264.6029 | 350.2291 | 1264.6029
5614 | 361.5758 | 1273.4074 | 361.5758 | 1273.4074
5615 | 381.8966 | 1292.9788 | 381.8966 | 1292.9788
5616 | 379.9435 | 1299.0485 | 379.9435 | 1299.0485
5617 | 371.1402 | 1269.2959 | 371.1402 | 1269.2959
5618 | 372.8774 | 1178.4542 | 372.8774 | 1178.4542
5619 | 377.995 | 1118.5225 | 377.995 | 1118.5225
5620 | 385.3522 | 1079.3869 | 385.3522 | 1079.3869
5621 | 407.4182 | 1068.1832 | 407.4182 | 1068.1832
5622 | 413.993 | 1068.8748 | 413.993 | 1068.8748
5623 | 397.0481 | 1071.9065 | 397.0481 | 1071.9065
5624 | 380.8855 | 1082.0806 | 380.8855 | 1082.0806
5625 | 369.6694 | 1091.2427 | 369.6694 | 1091.2427
5626 | 359.4244 | 1105.6261 | 359.4244 | 1105.6261
5627 | 343.0842 | 1153.36 | 343.0842 | 1153.36
5628 | 325.7746 | 1221.8962 | 325.7746 | 1221.8962
5629 | 313.4573 | 1254.4336 | 313.4573 | 1254.4336
5630 | 306.0399 | 1266.2625 | 306.0399 | 1266.2625
5631 | 300.4369 | 1276.6815 | 300.4369 | 1276.6815
5632 | 296.3733 | 1283.9702 | 296.3733 | 1283.9702
5633 | 297.3744 | 1300.8182 | 297.3744 | 1300.8182
5634 | 302.5082 | 1330.4273 | 302.5082 | 1330.4273
5635 | 307.7834 | 1328.8959 | 307.7834 | 1328.8959
5636 | 322.749 | 1329.2386 | 322.749 | 1329.2386
5637 | 336.1206 | 1330.3697 | 336.1206 | 1330.3697
5638 | 345.1966 | 1331.7634 | 345.1966 | 1331.7634
5639 | 367.4704 | 1327.9648 | 367.4704 | 1327.9648
5640 | 364.2491 | 1328.9675 | 364.2491 | 1328.9675
5641 | 355.7858 | 1317.449 | 355.7858 | 1317.449
5642 | 355.5057 | 1276.8975 | 355.5057 | 1276.8975
5643 | 359.3862 | 1237.1302 | 359.3862 | 1237.1302
5644 | 368.151 | 1179.726 | 368.151 | 1179.726
5645 | 388.5049 | 1116.2329 | 388.5049 | 1116.2329
5646 | 393.9231 | 1068.4612 | 393.9231 | 1068.4612
5647 | 379.9036 | 1035.6107 | 379.9036 | 1035.6107
5648 | 372.4001 | 1022.8975 | 372.4001 | 1022.8975
5649 | 362.0398 | 1016.1349 | 362.0398 | 1016.1349
5650 | 351.0444 | 1021.2461 | 351.0444 | 1021.2461
5651 | 333.0727 | 1055.3648 | 333.0727 | 1055.3648
5652 | 317.3355 | 1095.7399 | 317.3355 | 1095.7399
5653 | 305.5113 | 1094.8768 | 305.5113 | 1094.8768
5654 | 298.4783 | 1080.5094 | 298.4783 | 1080.5094
5655 | 293.5372 | 1084.586 | 293.5372 | 1084.586
5656 | 287.7637 | 1085.1533 | 287.7637 | 1085.1533
5657 | 289.9799 | 1103.1043 | 289.9799 | 1103.1043
5658 | 294.1426 | 1159.1856 | 294.1426 | 1159.1856
5659 | 299.34 | 1215.045 | 299.34 | 1215.045
5660 | 313.3993 | 1260.9557 | 313.3993 | 1260.9557
5661 | 324.3872 | 1288.1797 | 324.3872 | 1288.1797
5662 | 339.0349 | 1315.2527 | 339.0349 | 1315.2527
5663 | 357.3514 | 1345.2337 | 357.3514 | 1345.2337
5664 | 353.2318 | 1362.816 | 353.2318 | 1362.816
5665 | 345.852 | 1327.2037 | 345.852 | 1327.2037
5666 | 346.0962 | 1212.0959 | 346.0962 | 1212.0959
5667 | 351.8732 | 1113.7314 | 351.8732 | 1113.7314
5668 | 362.3472 | 1045.0903 | 362.3472 | 1045.0903
5669 | 387.1833 | 1000.2104 | 387.1833 | 1000.2104
5670 | 392.7759 | 970.5694 | 392.7759 | 970.5694
5671 | 379.5341 | 948.4733 | 379.5341 | 948.4733
5672 | 367.9384 | 938.8966 | 367.9384 | 938.8966
5673 | 358.6086 | 931.9272 | 358.6086 | 931.9272
5674 | 346.929 | 951.6878 | 346.929 | 951.6878
5675 | 330.0694 | 1001.1452 | 330.0694 | 1001.1452
5676 | 315.575 | 1006.81 | 315.575 | 1006.81
5677 | 302.8025 | 978.9233 | 302.8025 | 978.9233
5678 | 295.5851 | 955.0424 | 295.5851 | 955.0424
5679 | 290.9979 | 960.0153 | 290.9979 | 960.0153
5680 | 287.6142 | 964.2707 | 287.6142 | 964.2707
5681 | 289.5207 | 980.2226 | 289.5207 | 980.2226
5682 | 295.8396 | 1006.9363 | 295.8396 | 1006.9363
5683 | 302.6663 | 1005.0947 | 302.6663 | 1005.0947
5684 | 321.8778 | 1018.7079 | 321.8778 | 1018.7079
5685 | 332.5159 | 1027.1808 | 332.5159 | 1027.1808
5686 | 344.6496 | 1033.021 | 344.6496 | 1033.021
5687 | 367.3583 | 1037.7707 | 367.3583 | 1037.7707
5688 | 364.271 | 1052.3198 | 364.271 | 1052.3198
5689 | 351.2105 | 1068.1007 | 351.2105 | 1068.1007
5690 | 352.3762 | 1087.5941 | 352.3762 | 1087.5941
5691 | 358.7808 | 1113.3867 | 358.7808 | 1113.3867
5692 | 368.0373 | 1137.3637 | 368.0373 | 1137.3637
5693 | 394.0772 | 1173.865 | 394.0772 | 1173.865
5694 | 403.1905 | 1211.4383 | 403.1905 | 1211.4383
5695 | 388.5743 | 1245.3543 | 388.5743 | 1245.3543
5696 | 375.7439 | 1284.0686 | 375.7439 | 1284.0686
5697 | 364.8027 | 1320.9437 | 364.8027 | 1320.9437
5698 | 351.7024 | 1357.0426 | 351.7024 | 1357.0426
5699 | 330.4218 | 1375.2711 | 330.4218 | 1375.2711
5700 | 314.3673 | 1388.1744 | 314.3673 | 1388.1744
5701 | 301.6014 | 1407.1999 | 301.6014 | 1407.1999
5702 | 294.9008 | 1431.1619 | 294.9008 | 1431.1619
5703 | 292.5572 | 1453.5761 | 292.5572 | 1453.5761
5704 | 287.3554 | 1467.8964 | 287.3554 | 1467.8964
5705 | 291.6073 | 1498.8423 | 291.6073 | 1498.8423
5706 | 301.7794 | 1553.269 | 301.7794 | 1553.269
5707 | 311.354 | 1579.8298 | 311.354 | 1579.8298
5708 | 336.7105 | 1606.9204 | 336.7105 | 1606.9204
5709 | 348.8958 | 1628.7328 | 348.8958 | 1628.7328
5710 | 361.2443 | 1648.4985 | 361.2443 | 1648.4985
5711 | 382.3046 | 1659.2113 | 382.3046 | 1659.2113
5712 | 377.0449 | 1670.6582 | 377.0449 | 1670.6582
5713 | 363.3246 | 1673.8234 | 363.3246 | 1673.8234
5714 | 363.0047 | 1664.6386 | 363.0047 | 1664.6386
5715 | 370.4185 | 1644.7599 | 370.4185 | 1644.7599
5716 | 376.3673 | 1607.1064 | 376.3673 | 1607.1064
5717 | 404.9146 | 1574.0839 | 404.9146 | 1574.0839
5718 | 416.1629 | 1545.5803 | 416.1629 | 1545.5803
5719 | 398.3253 | 1514.3154 | 398.3253 | 1514.3154
5720 | 384.8458 | 1493.3985 | 384.8458 | 1493.3985
5721 | 375.602 | 1472.7794 | 375.602 | 1472.7794
5722 | 360.6584 | 1458.1744 | 360.6584 | 1458.1744
5723 | 339.3861 | 1442.52 | 339.3861 | 1442.52
5724 | 318.9745 | 1431.2261 | 318.9745 | 1431.2261
5725 | 307.0313 | 1433.7066 | 307.0313 | 1433.7066
5726 | 301.1652 | 1443.5708 | 301.1652 | 1443.5708
5727 | 295.866 | 1454.231 | 295.866 | 1454.231
5728 | 291.4649 | 1464.5185 | 291.4649 | 1464.5185
5729 | 294.2766 | 1495.8779 | 294.2766 | 1495.8779
5730 | 302.9624 | 1555.0959 | 302.9624 | 1555.0959
5731 | 314.1234 | 1595.203 | 314.1234 | 1595.203
5732 | 342.747 | 1621.0527 | 342.747 | 1621.0527
5733 | 354.3502 | 1635.4198 | 354.3502 | 1635.4198
5734 | 363.0196 | 1644.5001 | 363.0196 | 1644.5001
5735 | 386.5852 | 1642.0803 | 386.5852 | 1642.0803
5736 | 383.9366 | 1643.8413 | 383.9366 | 1643.8413
5737 | 366.674 | 1630.5994 | 366.674 | 1630.5994
5738 | 363.5446 | 1587.7384 | 363.5446 | 1587.7384
5739 | 368.2314 | 1516.2941 | 368.2314 | 1516.2941
5740 | 377.5092 | 1421.698 | 377.5092 | 1421.698
5741 | 400.1782 | 1339.3848 | 400.1782 | 1339.3848
5742 | 412.2112 | 1274.3097 | 412.2112 | 1274.3097
5743 | 395.0982 | 1224.535 | 395.0982 | 1224.535
5744 | 383.0703 | 1192.6915 | 383.0703 | 1192.6915
5745 | 372.9762 | 1172.3826 | 372.9762 | 1172.3826
5746 | 360.3521 | 1170.5656 | 360.3521 | 1170.5656
5747 | 338.191 | 1176.9712 | 338.191 | 1176.9712
5748 | 319.6696 | 1181.671 | 319.6696 | 1181.671
5749 | 307.7899 | 1189.046 | 307.7899 | 1189.046
5750 | 300.0446 | 1197.6004 | 300.0446 | 1197.6004
5751 | 295.2456 | 1206.0891 | 295.2456 | 1206.0891
5752 | 292.9059 | 1213.2054 | 292.9059 | 1213.2054
5753 | 296.1675 | 1232.9144 | 296.1675 | 1232.9144
5754 | 303.9629 | 1271.6577 | 303.9629 | 1271.6577
5755 | 312.7736 | 1282.8799 | 312.7736 | 1282.8799
5756 | 337.502 | 1295.1833 | 337.502 | 1295.1833
5757 | 351.1437 | 1303.3115 | 351.1437 | 1303.3115
5758 | 360.1753 | 1311.1854 | 360.1753 | 1311.1854
5759 | 387.2475 | 1314.1083 | 387.2475 | 1314.1083
5760 | 382.6857 | 1320.109 | 382.6857 | 1320.109
5761 | 366.7394 | 1315.9668 | 366.7394 | 1315.9668
5762 | 369.4924 | 1300.9913 | 369.4924 | 1300.9913
5763 | 372.3498 | 1281.0781 | 372.3498 | 1281.0781
5764 | 379.0517 | 1246.6302 | 379.0517 | 1246.6302
5765 | 401.3699 | 1224.8445 | 401.3699 | 1224.8445
5766 | 418.159 | 1206.0612 | 418.159 | 1206.0612
5767 | 398.3068 | 1186.6881 | 398.3068 | 1186.6881
5768 | 385.5603 | 1174.2161 | 385.5603 | 1174.2161
5769 | 375.916 | 1158.4571 | 375.916 | 1158.4571
5770 | 361.5203 | 1153.986 | 361.5203 | 1153.986
5771 | 343.4881 | 1183.5548 | 343.4881 | 1183.5548
5772 | 324.6313 | 1201.594 | 324.6313 | 1201.594
5773 | 311.6032 | 1204.2123 | 311.6032 | 1204.2123
5774 | 305.2935 | 1215.8344 | 305.2935 | 1215.8344
5775 | 299.4016 | 1231.9408 | 299.4016 | 1231.9408
5776 | 300.2157 | 1247.6054 | 300.2157 | 1247.6054
5777 | 303.7982 | 1276.8968 | 303.7982 | 1276.8968
5778 | 309.8596 | 1328.497 | 309.8596 | 1328.497
5779 | 315.368 | 1361.4001 | 315.368 | 1361.4001
5780 | 335.0621 | 1403.8639 | 335.0621 | 1403.8639
5781 | 348.1358 | 1427.5031 | 348.1358 | 1427.5031
5782 | 360.6674 | 1421.0724 | 360.6674 | 1421.0724
5783 | 382.9531 | 1405.0373 | 382.9531 | 1405.0373
5784 | 384.1139 | 1398.2846 | 384.1139 | 1398.2846
5785 | 371.8655 | 1375.8739 | 371.8655 | 1375.8739
5786 | 372.2534 | 1339.2863 | 372.2534 | 1339.2863
5787 | 376.5089 | 1302.6901 | 376.5089 | 1302.6901
5788 | 384.119 | 1253.007 | 384.119 | 1253.007
5789 | 403.3855 | 1225.6718 | 403.3855 | 1225.6718
5790 | 414.3245 | 1207.957 | 414.3245 | 1207.957
5791 | 398.2924 | 1190.3763 | 398.2924 | 1190.3763
5792 | 385.1164 | 1179.4899 | 385.1164 | 1179.4899
5793 | 375.7256 | 1162.7657 | 375.7256 | 1162.7657
5794 | 363.8046 | 1161.0522 | 363.8046 | 1161.0522
5795 | 346.7212 | 1200.2722 | 346.7212 | 1200.2722
5796 | 326.8388 | 1209.2361 | 326.8388 | 1209.2361
5797 | 315.2383 | 1243.3853 | 315.2383 | 1243.3853
5798 | 309.8661 | 1273.9565 | 309.8661 | 1273.9565
5799 | 305.6117 | 1295.0157 | 305.6117 | 1295.0157
5800 | 303.8713 | 1306.4182 | 303.8713 | 1306.4182
5801 | 306.2291 | 1323.6756 | 306.2291 | 1323.6756
5802 | 310.2699 | 1309.2619 | 310.2699 | 1309.2619
5803 | 311.7299 | 1280.1213 | 311.7299 | 1280.1213
5804 | 324.9934 | 1266.9219 | 324.9934 | 1266.9219
5805 | 341.7518 | 1265.3212 | 341.7518 | 1265.3212
5806 | 351.2221 | 1260.9237 | 351.2221 | 1260.9237
5807 | 372.4705 | 1234.4357 | 372.4705 | 1234.4357
5808 | 371.3142 | 1221.7717 | 371.3142 | 1221.7717
5809 | 363.2848 | 1222.9193 | 363.2848 | 1222.9193
5810 | 362.8209 | 1211.996 | 362.8209 | 1211.996
5811 | 362.0459 | 1192.8802 | 362.0459 | 1192.8802
5812 | 367.1864 | 1177.4156 | 367.1864 | 1177.4156
5813 | 383.7579 | 1168.4971 | 383.7579 | 1168.4971
5814 | 400.5852 | 1161.4111 | 400.5852 | 1161.4111
5815 | 386.9943 | 1157.0143 | 386.9943 | 1157.0143
5816 | 375.7121 | 1160.5747 | 375.7121 | 1160.5747
5817 | 367.4383 | 1169.7909 | 367.4383 | 1169.7909
5818 | 358.3332 | 1172.5354 | 358.3332 | 1172.5354
5819 | 338.153 | 1209.9554 | 338.153 | 1209.9554
5820 | 324.4518 | 1253.805 | 324.4518 | 1253.805
5821 | 311.7992 | 1260.5661 | 311.7992 | 1260.5661
5822 | 304.5363 | 1278.8749 | 304.5363 | 1278.8749
5823 | 299.7774 | 1311.2195 | 299.7774 | 1311.2195
5824 | 296.6865 | 1340.4765 | 296.6865 | 1340.4765
5825 | 298.0626 | 1370.2658 | 298.0626 | 1370.2658
5826 | 301.4211 | 1379.6356 | 301.4211 | 1379.6356
5827 | 307.6367 | 1381.5888 | 307.6367 | 1381.5888
5828 | 326.2773 | 1384.0542 | 326.2773 | 1384.0542
5829 | 339.9707 | 1397.0066 | 339.9707 | 1397.0066
5830 | 351.1702 | 1408.914 | 351.1702 | 1408.914
5831 | 370.2467 | 1417.0907 | 370.2467 | 1417.0907
5832 | 369.158 | 1420.0915 | 369.158 | 1420.0915
5833 | 357.7119 | 1399.4768 | 357.7119 | 1399.4768
5834 | 358.6255 | 1354.9331 | 358.6255 | 1354.9331
5835 | 361.1749 | 1296.5711 | 361.1749 | 1296.5711
5836 | 369.9057 | 1250.0801 | 369.9057 | 1250.0801
5837 | 392.0006 | 1224.0482 | 392.0006 | 1224.0482
5838 | 402.8194 | 1213.8629 | 402.8194 | 1213.8629
5839 | 389.549 | 1212.5318 | 389.549 | 1212.5318
5840 | 377.6565 | 1214.9804 | 377.6565 | 1214.9804
5841 | 369.1118 | 1219.6488 | 369.1118 | 1219.6488
5842 | 355.976 | 1218.2496 | 355.976 | 1218.2496
5843 | 339.3509 | 1234.8507 | 339.3509 | 1234.8507
5844 | 323.0645 | 1265.5957 | 323.0645 | 1265.5957
5845 | 311.7222 | 1315.9487 | 311.7222 | 1315.9487
5846 | 305.1853 | 1374.6491 | 305.1853 | 1374.6491
5847 | 300.0699 | 1427.5096 | 300.0699 | 1427.5096
5848 | 298.4444 | 1462.7293 | 298.4444 | 1462.7293
5849 | 301.0324 | 1496.5611 | 301.0324 | 1496.5611
5850 | 304.1424 | 1502.8991 | 304.1424 | 1502.8991
5851 | 314.7775 | 1515.6997 | 314.7775 | 1515.6997
5852 | 335.5836 | 1559.0957 | 335.5836 | 1559.0957
5853 | 347.5709 | 1611.6312 | 347.5709 | 1611.6312
5854 | 355.9409 | 1617.1716 | 355.9409 | 1617.1716
5855 | 379.4154 | 1610.2899 | 379.4154 | 1610.2899
5856 | 374.517 | 1593.0781 | 374.517 | 1593.0781
5857 | 360.5513 | 1569.7346 | 360.5513 | 1569.7346
5858 | 358.6722 | 1519.5315 | 358.6722 | 1519.5315
5859 | 362.5581 | 1467.1322 | 362.5581 | 1467.1322
5860 | 369.7947 | 1431.3875 | 369.7947 | 1431.3875
5861 | 387.6892 | 1416.0684 | 387.6892 | 1416.0684
5862 | 407.2767 | 1402.6827 | 407.2767 | 1402.6827
5863 | 391.4868 | 1391.0768 | 391.4868 | 1391.0768
5864 | 378.1808 | 1379.444 | 378.1808 | 1379.444
5865 | 368.097 | 1368.4812 | 368.097 | 1368.4812
5866 | 357.5701 | 1351.1815 | 357.5701 | 1351.1815
5867 | 336.2792 | 1356.2276 | 336.2792 | 1356.2276
5868 | 320.8139 | 1358.5065 | 320.8139 | 1358.5065
5869 | 308.4473 | 1354.8244 | 308.4473 | 1354.8244
5870 | 301.496 | 1349.1475 | 301.496 | 1349.1475
5871 | 296.7699 | 1345.9852 | 296.7699 | 1345.9852
5872 | 294.3871 | 1356.6129 | 294.3871 | 1356.6129
5873 | 298.6054 | 1383.4377 | 298.6054 | 1383.4377
5874 | 304.0054 | 1394.8625 | 304.0054 | 1394.8625
5875 | 316.3596 | 1398.6348 | 316.3596 | 1398.6348
5876 | 342.2306 | 1397.4619 | 342.2306 | 1397.4619
5877 | 356.0004 | 1396.8719 | 356.0004 | 1396.8719
5878 | 365.2509 | 1394.7651 | 365.2509 | 1394.7651
5879 | 389.1939 | 1390.1405 | 389.1939 | 1390.1405
5880 | 384.7995 | 1384.7531 | 384.7995 | 1384.7531
5881 | 368.0357 | 1373.5709 | 368.0357 | 1373.5709
5882 | 369.1716 | 1346.9828 | 369.1716 | 1346.9828
5883 | 371.1312 | 1300.5126 | 371.1312 | 1300.5126
5884 | 378.7763 | 1250.3159 | 378.7763 | 1250.3159
5885 | 396.7654 | 1212.0891 | 396.7654 | 1212.0891
5886 | 412.6165 | 1192.9765 | 412.6165 | 1192.9765
5887 | 393.4727 | 1185.7837 | 393.4727 | 1185.7837
5888 | 382.4739 | 1184.1562 | 382.4739 | 1184.1562
5889 | 373.5622 | 1183.5018 | 373.5622 | 1183.5018
5890 | 357.9135 | 1182.5743 | 357.9135 | 1182.5743
5891 | 337.1714 | 1202.9147 | 337.1714 | 1202.9147
5892 | 318.9667 | 1216.479 | 318.9667 | 1216.479
5893 | 305.5262 | 1219.9387 | 305.5262 | 1219.9387
5894 | 299.0615 | 1239.4265 | 299.0615 | 1239.4265
5895 | 294.4103 | 1258.1613 | 294.4103 | 1258.1613
5896 | 293.7746 | 1284.3527 | 293.7746 | 1284.3527
5897 | 297.7868 | 1325.5958 | 297.7868 | 1325.5958
5898 | 302.3331 | 1346.9922 | 302.3331 | 1346.9922
5899 | 316.9714 | 1359.0853 | 316.9714 | 1359.0853
5900 | 340.6499 | 1368.76 | 340.6499 | 1368.76
5901 | 354.5674 | 1384.6432 | 354.5674 | 1384.6432
5902 | 366.9575 | 1398.1676 | 366.9575 | 1398.1676
5903 | 392.0413 | 1410.2184 | 392.0413 | 1410.2184
5904 | 385.7858 | 1421.7085 | 385.7858 | 1421.7085
5905 | 369.5265 | 1418.6788 | 369.5265 | 1418.6788
5906 | 369.9709 | 1394.4152 | 369.9709 | 1394.4152
5907 | 373.2648 | 1358.5902 | 373.2648 | 1358.5902
5908 | 380.6752 | 1331.2338 | 380.6752 | 1331.2338
5909 | 398.5207 | 1317.8012 | 398.5207 | 1317.8012
5910 | 417.3115 | 1305.4599 | 417.3115 | 1305.4599
5911 | 401.856 | 1294.8983 | 401.856 | 1294.8983
5912 | 387.3214 | 1285.1857 | 387.3214 | 1285.1857
5913 | 377.1499 | 1278.2991 | 377.1499 | 1278.2991
5914 | 359.8321 | 1266.6589 | 359.8321 | 1266.6589
5915 | 339.3198 | 1289.9301 | 339.3198 | 1289.9301
5916 | 320.1085 | 1335.3293 | 320.1085 | 1335.3293
5917 | 307.041 | 1354.9591 | 307.041 | 1354.9591
5918 | 299.2871 | 1369.4949 | 299.2871 | 1369.4949
5919 | 294.8405 | 1390.8236 | 294.8405 | 1390.8236
5920 | 293.2526 | 1418.7668 | 293.2526 | 1418.7668
5921 | 295.9671 | 1455.0241 | 295.9671 | 1455.0241
5922 | 300.0351 | 1477.4311 | 300.0351 | 1477.4311
5923 | 314.532 | 1492.0846 | 314.532 | 1492.0846
5924 | 339.0587 | 1485.7238 | 339.0587 | 1485.7238
5925 | 354.969 | 1454.579 | 354.969 | 1454.579
5926 | 365.7663 | 1409.6888 | 365.7663 | 1409.6888
5927 | 389.3852 | 1400.4826 | 389.3852 | 1400.4826
5928 | 382.6852 | 1395.2299 | 382.6852 | 1395.2299
5929 | 364.9277 | 1376.1986 | 364.9277 | 1376.1986
5930 | 366.0122 | 1336.8091 | 366.0122 | 1336.8091
5931 | 365.4144 | 1293.0676 | 365.4144 | 1293.0676
5932 | 370.4526 | 1274.47 | 370.4526 | 1274.47
5933 | 388.4478 | 1281.149 | 388.4478 | 1281.149
5934 | 407.3183 | 1283.0912 | 407.3183 | 1283.0912
5935 | 393.7071 | 1280.2441 | 393.7071 | 1280.2441
5936 | 379.9845 | 1276.528 | 379.9845 | 1276.528
5937 | 368.1896 | 1273.8523 | 368.1896 | 1273.8523
5938 | 354.4067 | 1262.448 | 354.4067 | 1262.448
5939 | 335.1773 | 1258.9711 | 335.1773 | 1258.9711
5940 | 316.7553 | 1256.9716 | 316.7553 | 1256.9716
5941 | 305.6587 | 1259.4881 | 305.6587 | 1259.4881
5942 | 300.1155 | 1262.8058 | 300.1155 | 1262.8058
5943 | 295.0125 | 1267.796 | 295.0125 | 1267.796
5944 | 292.756 | 1287.4857 | 292.756 | 1287.4857
5945 | 295.8293 | 1327.0781 | 295.8293 | 1327.0781
5946 | 297.916 | 1342.7475 | 297.916 | 1342.7475
5947 | 306.5904 | 1325.3976 | 306.5904 | 1325.3976
5948 | 327.6543 | 1299.7338 | 327.6543 | 1299.7338
5949 | 342.1437 | 1283.4789 | 342.1437 | 1283.4789
5950 | 354.7346 | 1262.3723 | 354.7346 | 1262.3723
5951 | 372.7077 | 1237.2318 | 372.7077 | 1237.2318
5952 | 368.543 | 1208.7346 | 368.543 | 1208.7346
5953 | 357.9207 | 1176.3292 | 357.9207 | 1176.3292
5954 | 356.9472 | 1130.5054 | 356.9472 | 1130.5054
5955 | 362.0075 | 1078.1735 | 362.0075 | 1078.1735
5956 | 366.8963 | 1032.8278 | 366.8963 | 1032.8278
5957 | 384.6319 | 995.2074 | 384.6319 | 995.2074
5958 | 401.8972 | 956.6907 | 401.8972 | 956.6907
5959 | 385.7357 | 924.3668 | 385.7357 | 924.3668
5960 | 373.4417 | 900.3706 | 373.4417 | 900.3706
5961 | 363.5708 | 887.2181 | 363.5708 | 887.2181
5962 | 350.3394 | 879.8562 | 350.3394 | 879.8562
5963 | 334.7869 | 888.2711 | 334.7869 | 888.2711
5964 | 316.8069 | 894.7947 | 316.8069 | 894.7947
5965 | 305.4622 | 896.2668 | 305.4622 | 896.2668
5966 | 301.8435 | 896.5863 | 301.8435 | 896.5863
5967 | 294.1434 | 904.9116 | 294.1434 | 904.9116
5968 | 291.148 | 930.9683 | 291.148 | 930.9683
5969 | 291.9838 | 977.8709 | 291.9838 | 977.8709
5970 | 292.4947 | 1007.7903 | 292.4947 | 1007.7903
5971 | 298.8898 | 1025.7114 | 298.8898 | 1025.7114
5972 | 313.1067 | 1039.4286 | 313.1067 | 1039.4286
5973 | 328.9099 | 1054.4022 | 328.9099 | 1054.4022
5974 | 342.8388 | 1070.8574 | 342.8388 | 1070.8574
5975 | 361.1951 | 1089.1068 | 361.1951 | 1089.1068
5976 | 360.6948 | 1104.5721 | 360.6948 | 1104.5721
5977 | 353.3505 | 1105.5849 | 353.3505 | 1105.5849
5978 | 352.3659 | 1084.05 | 352.3659 | 1084.05
5979 | 353.982 | 1052.3686 | 353.982 | 1052.3686
5980 | 360.3021 | 1019.7906 | 360.3021 | 1019.7906
5981 | 370.69 | 1004.6736 | 370.69 | 1004.6736
5982 | 384.3956 | 989.4352 | 384.3956 | 989.4352
5983 | 379.4443 | 976.7175 | 379.4443 | 976.7175
5984 | 371.0458 | 968.2851 | 371.0458 | 968.2851
5985 | 362.5045 | 958.3329 | 362.5045 | 958.3329
5986 | 348.8141 | 944.7725 | 348.8141 | 944.7725
5987 | 333.6655 | 967.6731 | 333.6655 | 967.6731
5988 | 317.7369 | 1002.2586 | 317.7369 | 1002.2586
5989 | 304.3085 | 1022.5622 | 304.3085 | 1022.5622
5990 | 299.3354 | 1043.7007 | 299.3354 | 1043.7007
5991 | 293.8082 | 1037.7424 | 293.8082 | 1037.7424
5992 | 291.7604 | 1026.7762 | 291.7604 | 1026.7762
5993 | 291.8447 | 1039.5532 | 291.8447 | 1039.5532
5994 | 294.5722 | 1051.4496 | 294.5722 | 1051.4496
5995 | 300.9063 | 1056.8726 | 300.9063 | 1056.8726
5996 | 315.5962 | 1056.1714 | 315.5962 | 1056.1714
5997 | 329.375 | 1053.8632 | 329.375 | 1053.8632
5998 | 343.5652 | 1046.8718 | 343.5652 | 1046.8718
5999 | 360.8351 | 1043.6957 | 360.8351 | 1043.6957
6000 | 358.1898 | 1029.3137 | 358.1898 | 1029.3137
6001 | 352.3454 | 1001.8603 | 352.3454 | 1001.8603
6002 | 352.9521 | 951.8593 | 352.9521 | 951.8593
6003 | 355.3108 | 884.2331 | 355.3108 | 884.2331
6004 | 360.6523 | 827.0294 | 360.6523 | 827.0294
6005 | 368.8617 | 800.7954 | 368.8617 | 800.7954
6006 | 375.8322 | 778.2467 | 375.8322 | 778.2467
6007 | 378.4444 | 754.6142 | 378.4444 | 754.6142
6008 | 369.1435 | 727.4177 | 369.1435 | 727.4177
6009 | 360.8475 | 704.9674 | 360.8475 | 704.9674
6010 | 348.2158 | 688.1393 | 348.2158 | 688.1393
6011 | 329.5823 | 697.6996 | 329.5823 | 697.6996
6012 | 316.8685 | 710.4891 | 316.8685 | 710.4891
6013 | 304.1556 | 712.4328 | 304.1556 | 712.4328
6014 | 297.7884 | 708.1708 | 297.7884 | 708.1708
6015 | 291.6546 | 700.3259 | 291.6546 | 700.3259
6016 | 291.2116 | 710.4146 | 291.2116 | 710.4146
6017 | 291.1332 | 757.5867 | 291.1332 | 757.5867
6018 | 299.0127 | 764.969 | 299.0127 | 764.969
6019 | 308.5707 | 768.1686 | 308.5707 | 768.1686
6020 | 326.8625 | 789.2297 | 326.8625 | 789.2297
6021 | 336.7739 | 804.2034 | 336.7739 | 804.2034
6022 | 348.3496 | 815.5717 | 348.3496 | 815.5717
6023 | 367.5798 | 835.4717 | 367.5798 | 835.4717
6024 | 368.9703 | 859.8306 | 368.9703 | 859.8306
6025 | 356.7276 | 885.5366 | 356.7276 | 885.5366
6026 | 355.0396 | 903.6184 | 355.0396 | 903.6184
6027 | 358.1593 | 918.0556 | 358.1593 | 918.0556
6028 | 364.2355 | 934.9312 | 364.2355 | 934.9312
6029 | 374.4073 | 957.2413 | 374.4073 | 957.2413
6030 | 383.3966 | 969.9637 | 383.3966 | 969.9637
6031 | 386.8218 | 980.6927 | 386.8218 | 980.6927
6032 | 376.1426 | 993.0119 | 376.1426 | 993.0119
6033 | 366.6118 | 1007.4497 | 366.6118 | 1007.4497
6034 | 349.3094 | 1016.999 | 349.3094 | 1016.999
6035 | 329.5038 | 1032.1178 | 329.5038 | 1032.1178
6036 | 313.1919 | 1047.2654 | 313.1919 | 1047.2654
6037 | 300.3398 | 1063.5265 | 300.3398 | 1063.5265
6038 | 293.2544 | 1080.4204 | 293.2544 | 1080.4204
6039 | 291.3034 | 1100.3005 | 291.3034 | 1100.3005
6040 | 289.5235 | 1134.7118 | 289.5235 | 1134.7118
6041 | 293.7424 | 1192.125 | 293.7424 | 1192.125
6042 | 303.0872 | 1231.578 | 303.0872 | 1231.578
6043 | 316.3488 | 1254.9228 | 316.3488 | 1254.9228
6044 | 341.3618 | 1270.9645 | 341.3618 | 1270.9645
6045 | 356.3634 | 1286.2413 | 356.3634 | 1286.2413
6046 | 370.0647 | 1303.6398 | 370.0647 | 1303.6398
6047 | 388.1993 | 1328.4582 | 388.1993 | 1328.4582
6048 | 385.2189 | 1347.865 | 385.2189 | 1347.865
6049 | 369.8675 | 1309.2273 | 369.8675 | 1309.2273
6050 | 366.4281 | 1245.7512 | 366.4281 | 1245.7512
6051 | 369.478 | 1188.7366 | 369.478 | 1188.7366
6052 | 373.9581 | 1142.7509 | 373.9581 | 1142.7509
6053 | 383.2929 | 1099.0667 | 383.2929 | 1099.0667
6054 | 389.8508 | 1059.6404 | 389.8508 | 1059.6404
6055 | 392.646 | 1027.9566 | 392.646 | 1027.9566
6056 | 385.6379 | 998.6041 | 385.6379 | 998.6041
6057 | 375.3227 | 972.7513 | 375.3227 | 972.7513
6058 | 354.9989 | 949.0846 | 354.9989 | 949.0846
6059 | 335.722 | 939.5439 | 335.722 | 939.5439
6060 | 317.6094 | 945.7643 | 317.6094 | 945.7643
6061 | 304.5521 | 951.4136 | 304.5521 | 951.4136
6062 | 297.0805 | 950.1836 | 297.0805 | 950.1836
6063 | 293.711 | 950.4574 | 293.711 | 950.4574
6064 | 292.2808 | 971.9326 | 292.2808 | 971.9326
6065 | 295.0913 | 1008.7626 | 295.0913 | 1008.7626
6066 | 305.6618 | 1025.0721 | 305.6618 | 1025.0721
6067 | 319.7463 | 1032.4827 | 319.7463 | 1032.4827
6068 | 344.5403 | 1033.6006 | 344.5403 | 1033.6006
6069 | 360.8816 | 1029.5744 | 360.8816 | 1029.5744
6070 | 370.2739 | 1016.3507 | 370.2739 | 1016.3507
6071 | 388.8555 | 1002.5293 | 388.8555 | 1002.5293
6072 | 384.6492 | 984.7448 | 384.6492 | 984.7448
6073 | 364.7997 | 956.1124 | 364.7997 | 956.1124
6074 | 362.9682 | 919.4854 | 362.9682 | 919.4854
6075 | 367.4053 | 871.4655 | 367.4053 | 871.4655
6076 | 368.6527 | 821.2351 | 368.6527 | 821.2351
6077 | 377.1998 | 778.9657 | 377.1998 | 778.9657
6078 | 386.4898 | 744.6263 | 386.4898 | 744.6263
6079 | 388.9417 | 717.8609 | 388.9417 | 717.8609
6080 | 382.5232 | 696.1892 | 382.5232 | 696.1892
6081 | 372.7107 | 679.4658 | 372.7107 | 679.4658
6082 | 355.0711 | 664.1873 | 355.0711 | 664.1873
6083 | 332.0724 | 678.1944 | 332.0724 | 678.1944
6084 | 315.081 | 713.2178 | 315.081 | 713.2178
6085 | 303.0379 | 720.2483 | 303.0379 | 720.2483
6086 | 298.269 | 706.2169 | 298.269 | 706.2169
6087 | 291.97 | 701.3366 | 291.97 | 701.3366
6088 | 291.6406 | 716.6132 | 291.6406 | 716.6132
6089 | 295.4458 | 744.617 | 295.4458 | 744.617
6090 | 302.7534 | 753.0772 | 302.7534 | 753.0772
6091 | 318.3601 | 754.7946 | 318.3601 | 754.7946
6092 | 342.7617 | 748.7033 | 342.7617 | 748.7033
6093 | 356.6901 | 750.5388 | 356.6901 | 750.5388
6094 | 370.9069 | 759.1784 | 370.9069 | 759.1784
6095 | 385.3524 | 777.9668 | 385.3524 | 777.9668
6096 | 382.9193 | 793.1626 | 382.9193 | 793.1626
6097 | 365.3466 | 755.3334 | 365.3466 | 755.3334
6098 | 361.7268 | 697.1799 | 361.7268 | 697.1799
6099 | 364.9826 | 656.2345 | 364.9826 | 656.2345
6100 | 367.8671 | 648.1474 | 367.8671 | 648.1474
6101 | 376.3635 | 653.8158 | 376.3635 | 653.8158
6102 | 381.6592 | 652.7262 | 381.6592 | 652.7262
6103 | 385.938 | 648.6326 | 385.938 | 648.6326
6104 | 376.9292 | 642.4235 | 376.9292 | 642.4235
6105 | 366.2187 | 636.615 | 366.2187 | 636.615
6106 | 350.7863 | 624.8063 | 350.7863 | 624.8063
6107 | 333.4244 | 614.4908 | 333.4244 | 614.4908
6108 | 316.866 | 609.7627 | 316.866 | 609.7627
6109 | 304.3861 | 633.1655 | 304.3861 | 633.1655
6110 | 297.1569 | 652.0807 | 297.1569 | 652.0807
6111 | 292.5806 | 644.7411 | 292.5806 | 644.7411
6112 | 292.4954 | 649.4061 | 292.4954 | 649.4061
6113 | 294.4417 | 686.3035 | 294.4417 | 686.3035
6114 | 302.0278 | 706.0492 | 302.0278 | 706.0492
6115 | 310.6682 | 716.5927 | 310.6682 | 716.5927
6116 | 331.7214 | 721.4163 | 331.7214 | 721.4163
6117 | 350.2151 | 725.5425 | 350.2151 | 725.5425
6118 | 362.1845 | 729.23 | 362.1845 | 729.23
6119 | 378.1767 | 737.0362 | 378.1767 | 737.0362
6120 | 373.9803 | 750.177 | 373.9803 | 750.177
6121 | 363.0652 | 763.688 | 363.0652 | 763.688
6122 | 359.1845 | 771.0235 | 359.1845 | 771.0235
6123 | 357.2393 | 776.7692 | 357.2393 | 776.7692
6124 | 362.3839 | 791.7583 | 362.3839 | 791.7583
6125 | 364.4451 | 809.5205 | 364.4451 | 809.5205
6126 | 371.0474 | 823.9273 | 371.0474 | 823.9273
6127 | 377.6009 | 843.9541 | 377.6009 | 843.9541
6128 | 374.7887 | 869.3105 | 374.7887 | 869.3105
6129 | 361.863 | 894.023 | 361.863 | 894.023
6130 | 345.2055 | 906.8738 | 345.2055 | 906.8738
6131 | 328.7243 | 917.5458 | 328.7243 | 917.5458
6132 | 312.578 | 930.6385 | 312.578 | 930.6385
6133 | 301.5351 | 948.5502 | 301.5351 | 948.5502
6134 | 295.3304 | 968.0717 | 295.3304 | 968.0717
6135 | 291.7762 | 987.2444 | 291.7762 | 987.2444
6136 | 291.8079 | 1015.0529 | 291.8079 | 1015.0529
6137 | 291.9927 | 1059.9342 | 291.9927 | 1059.9342
6138 | 296.9258 | 1088.1692 | 296.9258 | 1088.1692
6139 | 302.2929 | 1106.562 | 302.2929 | 1106.562
6140 | 317.7031 | 1118.1568 | 317.7031 | 1118.1568
6141 | 331.1678 | 1128.7848 | 331.1678 | 1128.7848
6142 | 342.9885 | 1136.9528 | 342.9885 | 1136.9528
6143 | 358.9205 | 1143.8157 | 358.9205 | 1143.8157
6144 | 351.3925 | 1149.4105 | 351.3925 | 1149.4105
6145 | 341.8988 | 1150.0864 | 341.8988 | 1150.0864
6146 | 339.6171 | 1145.9681 | 339.6171 | 1145.9681
6147 | 339.7993 | 1139.1146 | 339.7993 | 1139.1146
6148 | 342.7678 | 1134.5985 | 342.7678 | 1134.5985
6149 | 354.8291 | 1131.6091 | 354.8291 | 1131.6091
6150 | 358.2941 | 1123.9503 | 358.2941 | 1123.9503
6151 | 366.5814 | 1117.7681 | 366.5814 | 1117.7681
6152 | 364.9837 | 1113.2098 | 364.9837 | 1113.2098
6153 | 353.6385 | 1112.8923 | 353.6385 | 1112.8923
6154 | 339.8578 | 1109.2698 | 339.8578 | 1109.2698
6155 | 322.9754 | 1113.4737 | 322.9754 | 1113.4737
6156 | 307.826 | 1121.749 | 307.826 | 1121.749
6157 | 296.895 | 1126.9605 | 296.895 | 1126.9605
6158 | 289.8539 | 1135.163 | 289.8539 | 1135.163
6159 | 285.4513 | 1143.5556 | 285.4513 | 1143.5556
6160 | 285.0963 | 1164.0538 | 285.0963 | 1164.0538
6161 | 286.5122 | 1198.1887 | 286.5122 | 1198.1887
6162 | 289.8954 | 1215.6437 | 289.8954 | 1215.6437
6163 | 298.3762 | 1230.0613 | 298.3762 | 1230.0613
6164 | 313.2089 | 1225.6544 | 313.2089 | 1225.6544
6165 | 324.6482 | 1218.2931 | 324.6482 | 1218.2931
6166 | 338.617 | 1215.3779 | 338.617 | 1215.3779
6167 | 354.9085 | 1224.1273 | 354.9085 | 1224.1273
6168 | 354.0087 | 1223.0856 | 354.0087 | 1223.0856
6169 | 346.331 | 1205.9744 | 346.331 | 1205.9744
6170 | 345.0262 | 1173.8952 | 345.0262 | 1173.8952
6171 | 348.4634 | 1147.3007 | 348.4634 | 1147.3007
6172 | 351.9776 | 1120.1127 | 351.9776 | 1120.1127
6173 | 359.4312 | 1097.3486 | 359.4312 | 1097.3486
6174 | 364.4786 | 1073.7219 | 364.4786 | 1073.7219
6175 | 369.4888 | 1056.6922 | 369.4888 | 1056.6922
6176 | 367.0465 | 1043.8467 | 367.0465 | 1043.8467
6177 | 357.7262 | 1034.063 | 357.7262 | 1034.063
6178 | 341.1884 | 1021.4795 | 341.1884 | 1021.4795
6179 | 324.0681 | 1037.6089 | 324.0681 | 1037.6089
6180 | 308.215 | 1133.7419 | 308.215 | 1133.7419
6181 | 296.3554 | 1243.7222 | 296.3554 | 1243.7222
6182 | 289.7538 | 1307.6105 | 289.7538 | 1307.6105
6183 | 286.2934 | 1360.8415 | 286.2934 | 1360.8415
6184 | 286.1469 | 1405.5275 | 286.1469 | 1405.5275
6185 | 288.0765 | 1452.5312 | 288.0765 | 1452.5312
6186 | 295.3118 | 1477.0943 | 295.3118 | 1477.0943
6187 | 306.0319 | 1495.8576 | 306.0319 | 1495.8576
6188 | 328.6009 | 1512.6403 | 328.6009 | 1512.6403
6189 | 342.8339 | 1528.9952 | 342.8339 | 1528.9952
6190 | 356.5183 | 1555.0514 | 356.5183 | 1555.0514
6191 | 375.1557 | 1585.5968 | 375.1557 | 1585.5968
6192 | 369.3175 | 1595.1667 | 369.3175 | 1595.1667
6193 | 355.9818 | 1526.5133 | 355.9818 | 1526.5133
6194 | 353.3502 | 1424.9026 | 353.3502 | 1424.9026
6195 | 356.2323 | 1313.954 | 356.2323 | 1313.954
6196 | 359.3177 | 1219.3568 | 359.3177 | 1219.3568
6197 | 366.831 | 1147.1391 | 366.831 | 1147.1391
6198 | 373.8492 | 1089.0498 | 373.8492 | 1089.0498
6199 | 377.118 | 1044.5647 | 377.118 | 1044.5647
6200 | 374.4078 | 1009.721 | 374.4078 | 1009.721
6201 | 365.6304 | 994.5472 | 365.6304 | 994.5472
6202 | 346.4658 | 983.6819 | 346.4658 | 983.6819
6203 | 326.4342 | 984.416 | 326.4342 | 984.416
6204 | 309.9592 | 1009.4004 | 309.9592 | 1009.4004
6205 | 296.7599 | 1043.2801 | 296.7599 | 1043.2801
6206 | 291.3106 | 1078.6349 | 291.3106 | 1078.6349
6207 | 287.0167 | 1093.3608 | 287.0167 | 1093.3608
6208 | 287.2589 | 1071.3788 | 287.2589 | 1071.3788
6209 | 290.5763 | 1062.4945 | 290.5763 | 1062.4945
6210 | 300.4839 | 1052.4939 | 300.4839 | 1052.4939
6211 | 315.6072 | 1058.658 | 315.6072 | 1058.658
6212 | 342.221 | 1089.6233 | 342.221 | 1089.6233
6213 | 355.437 | 1123.5632 | 355.437 | 1123.5632
6214 | 366.5959 | 1135.1 | 366.5959 | 1135.1
6215 | 385.1242 | 1124.8495 | 385.1242 | 1124.8495
6216 | 376.7471 | 1085.5385 | 376.7471 | 1085.5385
6217 | 360.3529 | 999.0306 | 360.3529 | 999.0306
6218 | 358.2969 | 911.7372 | 358.2969 | 911.7372
6219 | 358.6099 | 833.3983 | 358.6099 | 833.3983
6220 | 361.0671 | 778.7885 | 361.0671 | 778.7885
6221 | 369.8359 | 746.2886 | 369.8359 | 746.2886
6222 | 377.2321 | 724.8853 | 377.2321 | 724.8853
6223 | 377.8089 | 708.5968 | 377.8089 | 708.5968
6224 | 374.3343 | 695.9534 | 374.3343 | 695.9534
6225 | 364.7215 | 680.2743 | 364.7215 | 680.2743
6226 | 346.7321 | 657.0455 | 346.7321 | 657.0455
6227 | 323.7927 | 674.2192 | 323.7927 | 674.2192
6228 | 306.4762 | 702.5387 | 306.4762 | 702.5387
6229 | 295.8019 | 722.9097 | 295.8019 | 722.9097
6230 | 288.7972 | 737.0075 | 288.7972 | 737.0075
6231 | 285.4935 | 777.0329 | 285.4935 | 777.0329
6232 | 285.0392 | 852.8801 | 285.0392 | 852.8801
6233 | 288.5856 | 950.5838 | 288.5856 | 950.5838
6234 | 297.4271 | 1018.8399 | 297.4271 | 1018.8399
6235 | 312.38 | 1005.5325 | 312.38 | 1005.5325
6236 | 337.7185 | 958.039 | 337.7185 | 958.039
6237 | 350.4735 | 884.1444 | 350.4735 | 884.1444
6238 | 359.2901 | 847.5751 | 359.2901 | 847.5751
6239 | 378.7751 | 846.7908 | 378.7751 | 846.7908
6240 | 369.7672 | 844.7048 | 369.7672 | 844.7048
6241 | 355.452 | 798.3864 | 355.452 | 798.3864
6242 | 351.788 | 737.302 | 351.788 | 737.302
6243 | 354.7559 | 687.8672 | 354.7559 | 687.8672
6244 | 355.6429 | 659.8034 | 355.6429 | 659.8034
6245 | 363.1896 | 654.1526 | 363.1896 | 654.1526
6246 | 369.392 | 652.5577 | 369.392 | 652.5577
6247 | 371.5555 | 648.6663 | 371.5555 | 648.6663
6248 | 371.2511 | 642.2551 | 371.2511 | 642.2551
6249 | 360.4782 | 636.615 | 360.4782 | 636.615
6250 | 344.8425 | 625.817 | 344.8425 | 625.817
6251 | 324.3045 | 615.872 | 324.3045 | 615.872
6252 | 305.2176 | 610.5038 | 305.2176 | 610.5038
6253 | 291.6417 | 610.1568 | 291.6417 | 610.1568
6254 | 284.8752 | 610.409 | 284.8752 | 610.409
6255 | 282.0644 | 621.5977 | 282.0644 | 621.5977
6256 | 283.161 | 660.8599 | 283.161 | 660.8599
6257 | 285.9301 | 694.1527 | 285.9301 | 694.1527
6258 | 293.416 | 691.6982 | 293.416 | 691.6982
6259 | 307.2646 | 705.1052 | 307.2646 | 705.1052
6260 | 333.5393 | 710.2993 | 333.5393 | 710.2993
6261 | 345.6122 | 721.7021 | 345.6122 | 721.7021
6262 | 358.2309 | 738.831 | 358.2309 | 738.831
6263 | 378.2598 | 762.9757 | 378.2598 | 762.9757
6264 | 371.5233 | 788.3789 | 371.5233 | 788.3789
6265 | 357.1322 | 797.9484 | 357.1322 | 797.9484
6266 | 356.1825 | 789.1812 | 356.1825 | 789.1812
6267 | 355.7152 | 771.2781 | 355.7152 | 771.2781
6268 | 357.8683 | 756.8915 | 357.8683 | 756.8915
6269 | 364.0281 | 742.4145 | 364.0281 | 742.4145
6270 | 367.0808 | 719.0236 | 367.0808 | 719.0236
6271 | 366.6827 | 700.0064 | 366.6827 | 700.0064
6272 | 364.9887 | 687.4304 | 364.9887 | 687.4304
6273 | 353.9517 | 675.8949 | 353.9517 | 675.8949
6274 | 339.5963 | 657.7192 | 339.5963 | 657.7192
6275 | 321.1683 | 667.01 | 321.1683 | 667.01
6276 | 301.671 | 679.0584 | 301.671 | 679.0584
6277 | 290.7917 | 685.7858 | 290.7917 | 685.7858
6278 | 283.1941 | 688.9688 | 283.1941 | 688.9688
6279 | 279.4163 | 680.8207 | 279.4163 | 680.8207
6280 | 277.9797 | 687.6754 | 277.9797 | 687.6754
6281 | 280.3431 | 713.1189 | 280.3431 | 713.1189
6282 | 287.5085 | 730.9781 | 287.5085 | 730.9781
6283 | 298.2936 | 744.6209 | 298.2936 | 744.6209
6284 | 320.2804 | 750.6572 | 320.2804 | 750.6572
6285 | 337.3625 | 753.9076 | 337.3625 | 753.9076
6286 | 350.629 | 750.6217 | 350.629 | 750.6217
6287 | 369.2547 | 732.6231 | 369.2547 | 732.6231
6288 | 365.317 | 700.1844 | 365.317 | 700.1844
6289 | 350.2057 | 672.091 | 350.2057 | 672.091
6290 | 347.2828 | 652.6784 | 347.2828 | 652.6784
6291 | 348.5521 | 649.8338 | 348.5521 | 649.8338
6292 | 351.3306 | 661.9257 | 351.3306 | 661.9257
6293 | 357.7014 | 683.8652 | 357.7014 | 683.8652
6294 | 360.3357 | 705.0095 | 360.3357 | 705.0095
6295 | 361.794 | 736.9282 | 361.794 | 736.9282
6296 | 360.6736 | 775.0859 | 360.6736 | 775.0859
6297 | 351.1694 | 811.7239 | 351.1694 | 811.7239
6298 | 336.5397 | 836.2643 | 336.5397 | 836.2643
6299 | 320.5689 | 859.8387 | 320.5689 | 859.8387
6300 | 302.8197 | 881.6565 | 302.8197 | 881.6565
6301 | 289.8606 | 903.2739 | 289.8606 | 903.2739
6302 | 283.8161 | 930.4762 | 283.8161 | 930.4762
6303 | 279.9265 | 961.7091 | 279.9265 | 961.7091
6304 | 278.3364 | 1005.1824 | 278.3364 | 1005.1824
6305 | 280.2826 | 1057.374 | 280.2826 | 1057.374
6306 | 283.1401 | 1092.0433 | 283.1401 | 1092.0433
6307 | 288.4333 | 1114.8829 | 288.4333 | 1114.8829
6308 | 306.1746 | 1135.4387 | 306.1746 | 1135.4387
6309 | 323.4825 | 1152.1978 | 323.4825 | 1152.1978
6310 | 339.3604 | 1166.2611 | 339.3604 | 1166.2611
6311 | 356.6692 | 1212.8756 | 356.6692 | 1212.8756
6312 | 354.9593 | 1241.8833 | 354.9593 | 1241.8833
6313 | 345.6015 | 1167.6377 | 345.6015 | 1167.6377
6314 | 340.0157 | 1106.385 | 340.0157 | 1106.385
6315 | 340.237 | 1059.1062 | 340.237 | 1059.1062
6316 | 342.7524 | 1015.9165 | 342.7524 | 1015.9165
6317 | 351.0303 | 972.0639 | 351.0303 | 972.0639
6318 | 351.8307 | 918.9604 | 351.8307 | 918.9604
6319 | 355.4513 | 871.0391 | 355.4513 | 871.0391
6320 | 360.004 | 841.7202 | 360.004 | 841.7202
6321 | 349.4722 | 822.2007 | 349.4722 | 822.2007
6322 | 334.8293 | 797.9276 | 334.8293 | 797.9276
6323 | 318.467 | 810.3514 | 318.467 | 810.3514
6324 | 302.0224 | 864.5431 | 302.0224 | 864.5431
6325 | 290.9486 | 863.8929 | 290.9486 | 863.8929
6326 | 285.8481 | 867.9855 | 285.8481 | 867.9855
6327 | 280.8893 | 875.3674 | 280.8893 | 875.3674
6328 | 279.6832 | 893.3391 | 279.6832 | 893.3391
6329 | 280.6961 | 921.9156 | 280.6961 | 921.9156
6330 | 285.7365 | 927.5124 | 285.7365 | 927.5124
6331 | 292.6905 | 919.7635 | 292.6905 | 919.7635
6332 | 311.3709 | 906.3957 | 311.3709 | 906.3957
6333 | 327.7063 | 892.5326 | 327.7063 | 892.5326
6334 | 338.5162 | 876.4792 | 338.5162 | 876.4792
6335 | 356.3418 | 863.601 | 356.3418 | 863.601
6336 | 354.5068 | 847.5683 | 354.5068 | 847.5683
6337 | 341.9586 | 810.5813 | 341.9586 | 810.5813
6338 | 339.4695 | 752.1246 | 339.4695 | 752.1246
6339 | 341.469 | 698.5126 | 341.469 | 698.5126
6340 | 342.4908 | 679.6792 | 342.4908 | 679.6792
6341 | 349.6252 | 684.3369 | 349.6252 | 684.3369
6342 | 353.9718 | 694.8695 | 353.9718 | 694.8695
6343 | 357.2835 | 732.0098 | 357.2835 | 732.0098
6344 | 361.4086 | 800.5538 | 361.4086 | 800.5538
6345 | 351.267 | 883.5798 | 351.267 | 883.5798
6346 | 333.1565 | 946.8948 | 333.1565 | 946.8948
6347 | 317.0194 | 988.6606 | 317.0194 | 988.6606
6348 | 299.5983 | 1027.2212 | 299.5983 | 1027.2212
6349 | 288.9998 | 1063.257 | 288.9998 | 1063.257
6350 | 282.0724 | 1103.2607 | 282.0724 | 1103.2607
6351 | 279.2919 | 1147.0928 | 279.2919 | 1147.0928
6352 | 277.6682 | 1202.3904 | 277.6682 | 1202.3904
6353 | 278.4814 | 1262.1955 | 278.4814 | 1262.1955
6354 | 284.3519 | 1300.7389 | 284.3519 | 1300.7389
6355 | 294.5181 | 1325.027 | 294.5181 | 1325.027
6356 | 317.3747 | 1340.6644 | 317.3747 | 1340.6644
6357 | 331.0707 | 1356.0086 | 331.0707 | 1356.0086
6358 | 342.9888 | 1366.7706 | 342.9888 | 1366.7706
6359 | 363.741 | 1376.3959 | 363.741 | 1376.3959
6360 | 360.2049 | 1380.1041 | 360.2049 | 1380.1041
6361 | 343.5214 | 1360.7359 | 343.5214 | 1360.7359
6362 | 343.265 | 1320.7064 | 343.265 | 1320.7064
6363 | 346.3163 | 1262.1759 | 346.3163 | 1262.1759
6364 | 347.0211 | 1184.9617 | 347.0211 | 1184.9617
6365 | 355.6916 | 1109.5436 | 355.6916 | 1109.5436
6366 | 357.833 | 1042.8976 | 357.833 | 1042.8976
6367 | 357.3613 | 999.9621 | 357.3613 | 999.9621
6368 | 357.5076 | 976.606 | 357.5076 | 976.606
6369 | 351.8675 | 964.1609 | 351.8675 | 964.1609
6370 | 335.7094 | 954.9462 | 335.7094 | 954.9462
6371 | 318.0254 | 953.6927 | 318.0254 | 953.6927
6372 | 300.0096 | 960.1152 | 300.0096 | 960.1152
6373 | 287.2936 | 968.527 | 287.2936 | 968.527
6374 | 281.2276 | 982.827 | 281.2276 | 982.827
6375 | 278.9683 | 1003.9536 | 278.9683 | 1003.9536
6376 | 278.1898 | 1047.2584 | 278.1898 | 1047.2584
6377 | 280.8205 | 1097.1592 | 280.8205 | 1097.1592
6378 | 288.7694 | 1134.0183 | 288.7694 | 1134.0183
6379 | 304.2254 | 1159.1149 | 304.2254 | 1159.1149
6380 | 327.1755 | 1171.215 | 327.1755 | 1171.215
6381 | 342.2632 | 1179.4175 | 342.2632 | 1179.4175
6382 | 356.8938 | 1189.4383 | 356.8938 | 1189.4383
6383 | 373.1182 | 1209.6415 | 373.1182 | 1209.6415
6384 | 370.2136 | 1223.9614 | 370.2136 | 1223.9614
6385 | 352.6993 | 1212.8804 | 352.6993 | 1212.8804
6386 | 351.1349 | 1173.7268 | 351.1349 | 1173.7268
6387 | 351.2746 | 1117.1165 | 351.2746 | 1117.1165
6388 | 355.2781 | 1062.1698 | 355.2781 | 1062.1698
6389 | 363.1444 | 1016.2959 | 363.1444 | 1016.2959
6390 | 363.6831 | 975.9938 | 363.6831 | 975.9938
6391 | 364.0801 | 945.7248 | 364.0801 | 945.7248
6392 | 368.5907 | 924.2889 | 368.5907 | 924.2889
6393 | 357.3859 | 907.835 | 357.3859 | 907.835
6394 | 336.9472 | 888.8172 | 336.9472 | 888.8172
6395 | 316.3095 | 900.0618 | 316.3095 | 900.0618
6396 | 299.1232 | 998.7888 | 299.1232 | 998.7888
6397 | 287.6755 | 1082.1895 | 287.6755 | 1082.1895
6398 | 281.7308 | 1112.828 | 281.7308 | 1112.828
6399 | 277.7386 | 1133.4156 | 277.7386 | 1133.4156
6400 | 278.4519 | 1154.9581 | 278.4519 | 1154.9581
6401 | 280.2188 | 1169.1836 | 280.2188 | 1169.1836
6402 | 287.5695 | 1133.9172 | 287.5695 | 1133.9172
6403 | 302.113 | 1075.0303 | 302.113 | 1075.0303
6404 | 326.0625 | 1043.37 | 326.0625 | 1043.37
6405 | 341.7377 | 1031.023 | 341.7377 | 1031.023
6406 | 354.8148 | 1016.3507 | 354.8148 | 1016.3507
6407 | 372.379 | 986.0223 | 372.379 | 986.0223
6408 | 367.7046 | 958.9736 | 367.7046 | 958.9736
6409 | 350.8509 | 927.1072 | 350.8509 | 927.1072
6410 | 349.2389 | 874.8154 | 349.2389 | 874.8154
6411 | 351.7803 | 807.1892 | 351.7803 | 807.1892
6412 | 355.3473 | 747.2905 | 355.3473 | 747.2905
6413 | 361.6035 | 704.1789 | 361.6035 | 704.1789
6414 | 361.4689 | 668.0878 | 361.4689 | 668.0878
6415 | 359.7445 | 650.6539 | 359.7445 | 650.6539
6416 | 361.7785 | 643.5015 | 361.7785 | 643.5015
6417 | 356.9415 | 637.693 | 356.9415 | 637.693
6418 | 338.4759 | 625.6822 | 338.4759 | 625.6822
6419 | 317.1017 | 615.0972 | 317.1017 | 615.0972
6420 | 299.6171 | 609.3248 | 299.6171 | 609.3248
6421 | 286.9843 | 608.8093 | 286.9843 | 608.8093
6422 | 281.1385 | 608.6235 | 281.1385 | 608.6235
6423 | 278.5555 | 609.5038 | 278.5555 | 609.5038
6424 | 277.6686 | 620.7715 | 277.6686 | 620.7715
6425 | 280.5011 | 648.3711 | 280.5011 | 648.3711
6426 | 286.6814 | 665.1522 | 286.6814 | 665.1522
6427 | 302.4568 | 674.1798 | 302.4568 | 674.1798
6428 | 328.788 | 676.1736 | 328.788 | 676.1736
6429 | 344.6107 | 672.1811 | 344.6107 | 672.1811
6430 | 356.3754 | 666.9751 | 356.3754 | 666.9751
6431 | 372.9929 | 661.4745 | 372.9929 | 661.4745
6432 | 367.4667 | 652.3141 | 367.4667 | 652.3141
6433 | 350.1493 | 643.7596 | 350.1493 | 643.7596
6434 | 344.3961 | 640.4498 | 344.3961 | 640.4498
6435 | 348.3515 | 640.5696 | 348.3515 | 640.5696
6436 | 350.5482 | 645.5535 | 350.5482 | 645.5535
6437 | 358.862 | 652.603 | 358.862 | 652.603
6438 | 355.9837 | 652.2545 | 355.9837 | 652.2545
6439 | 353.8984 | 649.0368 | 353.8984 | 649.0368
6440 | 357.4463 | 643.0973 | 357.4463 | 643.0973
6441 | 350.5234 | 636.8845 | 350.5234 | 636.8845
6442 | 336.3606 | 625.6485 | 336.3606 | 625.6485
6443 | 316.3689 | 615.9394 | 316.3689 | 615.9394
6444 | 298.939 | 612.2219 | 298.939 | 612.2219
6445 | 287.261 | 628.5503 | 287.261 | 628.5503
6446 | 280.543 | 682.3997 | 280.543 | 682.3997
6447 | 276.6624 | 756.7192 | 276.6624 | 756.7192
6448 | 275.783 | 829.804 | 275.783 | 829.804
6449 | 276.6196 | 901.6018 | 276.6196 | 901.6018
6450 | 280.3929 | 946.2091 | 280.3929 | 946.2091
6451 | 291.9887 | 979.256 | 291.9887 | 979.256
6452 | 312.3527 | 1007.2568 | 312.3527 | 1007.2568
6453 | 329.4327 | 1040.1186 | 329.4327 | 1040.1186
6454 | 344.0739 | 1077.6287 | 344.0739 | 1077.6287
6455 | 363.5203 | 1116.3939 | 363.5203 | 1116.3939
6456 | 361.3833 | 1150.2863 | 361.3833 | 1150.2863
6457 | 345.8741 | 1174.2405 | 345.8741 | 1174.2405
6458 | 341.278 | 1190.1664 | 341.278 | 1190.1664
6459 | 337.044 | 1194.4636 | 337.044 | 1194.4636
6460 | 340.3837 | 1180.178 | 340.3837 | 1180.178
6461 | 346.3751 | 1155.022 | 346.3751 | 1155.022
6462 | 349.4937 | 1118.9982 | 349.4937 | 1118.9982
6463 | 347.3684 | 1085.3942 | 347.3684 | 1085.3942
6464 | 352.8229 | 1055.5027 | 352.8229 | 1055.5027
6465 | 341.4513 | 1028.1002 | 341.4513 | 1028.1002
6466 | 326.8096 | 1000.0878 | 326.8096 | 1000.0878
6467 | 312.1899 | 985.595 | 312.1899 | 985.595
6468 | 297.5055 | 980.429 | 297.5055 | 980.429
6469 | 287.0744 | 973.7823 | 287.0744 | 973.7823
6470 | 279.7783 | 965.6799 | 279.7783 | 965.6799
6471 | 274.519 | 966.6275 | 274.519 | 966.6275
6472 | 273.9479 | 982.5442 | 273.9479 | 982.5442
6473 | 273.8347 | 1024.7642 | 273.8347 | 1024.7642
6474 | 273.7398 | 1076.7154 | 273.7398 | 1076.7154
6475 | 278.1493 | 1157.4642 | 278.1493 | 1157.4642
6476 | 292.4905 | 1211.3035 | 292.4905 | 1211.3035
6477 | 306.708 | 1200.2028 | 306.708 | 1200.2028
6478 | 319.0484 | 1190.3142 | 319.0484 | 1190.3142
6479 | 333.5287 | 1179.3226 | 333.5287 | 1179.3226
6480 | 333.5348 | 1160.4937 | 333.5348 | 1160.4937
6481 | 325.5446 | 1119.2284 | 325.5446 | 1119.2284
6482 | 321.4482 | 1065.5891 | 321.4482 | 1065.5891
6483 | 320.7165 | 1010.4274 | 320.7165 | 1010.4274
6484 | 324.3509 | 967.5073 | 324.3509 | 967.5073
6485 | 329.0135 | 937.8035 | 329.0135 | 937.8035
6486 | 330.1239 | 920.1732 | 330.1239 | 920.1732
6487 | 333.5882 | 917.5282 | 333.5882 | 917.5282
6488 | 342.2768 | 919.5389 | 342.2768 | 919.5389
6489 | 335.8656 | 924.9147 | 335.8656 | 924.9147
6490 | 325.6453 | 930.7247 | 325.6453 | 930.7247
6491 | 308.0452 | 960.3966 | 308.0452 | 960.3966
6492 | 291.525 | 997.7108 | 291.525 | 997.7108
6493 | 281.0739 | 1034.5213 | 281.0739 | 1034.5213
6494 | 275.2717 | 1070.6846 | 275.2717 | 1070.6846
6495 | 271.9778 | 1104.0399 | 271.9778 | 1104.0399
6496 | 270.6962 | 1141.8536 | 270.6962 | 1141.8536
6497 | 271.3962 | 1188.4867 | 271.3962 | 1188.4867
6498 | 271.9733 | 1216.7217 | 271.9733 | 1216.7217
6499 | 280.2491 | 1230.9035 | 280.2491 | 1230.9035
6500 | 296.9526 | 1237.6136 | 296.9526 | 1237.6136
6501 | 313.9045 | 1241.9419 | 313.9045 | 1241.9419
6502 | 327.7984 | 1240.2057 | 327.7984 | 1240.2057
6503 | 349.1982 | 1247.8434 | 349.1982 | 1247.8434
6504 | 347.4507 | 1243.4667 | 347.4507 | 1243.4667
6505 | 335.9997 | 1191.6908 | 335.9997 | 1191.6908
6506 | 329.522 | 1116.1544 | 329.522 | 1116.1544
6507 | 330.9713 | 1042.1613 | 330.9713 | 1042.1613
6508 | 330.0109 | 999.3085 | 330.0109 | 999.3085
6509 | 339.7356 | 976.7465 | 339.7356 | 976.7465
6510 | 340.6103 | 959.7563 | 340.6103 | 959.7563
6511 | 341.5896 | 943.2656 | 341.5896 | 943.2656
6512 | 348.2365 | 927.8261 | 348.2365 | 927.8261
6513 | 340.5214 | 913.3598 | 340.5214 | 913.3598
6514 | 323.9393 | 890.9395 | 323.9393 | 890.9395
6515 | 305.9784 | 892.9874 | 305.9784 | 892.9874
6516 | 289.5725 | 941.2501 | 289.5725 | 941.2501
6517 | 278.1037 | 998.846 | 278.1037 | 998.846
6518 | 272.3008 | 1021.0963 | 272.3008 | 1021.0963
6519 | 269.5379 | 1023.762 | 269.5379 | 1023.762
6520 | 268.4359 | 1029.5386 | 268.4359 | 1029.5386
6521 | 268.8174 | 1070.5796 | 268.8174 | 1070.5796
6522 | 271.5999 | 1139.4757 | 271.5999 | 1139.4757
6523 | 282.5897 | 1203.7848 | 282.5897 | 1203.7848
6524 | 306.3778 | 1225.4186 | 306.3778 | 1225.4186
6525 | 324.3417 | 1178.171 | 324.3417 | 1178.171
6526 | 336.8266 | 1124.96 | 336.8266 | 1124.96
6527 | 355.377 | 1101.2344 | 355.377 | 1101.2344
6528 | 352.5499 | 1073.5457 | 352.5499 | 1073.5457
6529 | 340.3472 | 1000.3107 | 340.3472 | 1000.3107
6530 | 335.3996 | 913.5226 | 335.3996 | 913.5226
6531 | 340.1227 | 829.221 | 340.1227 | 829.221
6532 | 344.9788 | 767.5031 | 344.9788 | 767.5031
6533 | 350.876 | 739.2816 | 350.876 | 739.2816
6534 | 349.3388 | 722.4935 | 349.3388 | 722.4935
6535 | 346.8649 | 717.5914 | 346.8649 | 717.5914
6536 | 355.1187 | 714.2458 | 355.1187 | 714.2458
6537 | 348.3801 | 715.6127 | 348.3801 | 715.6127
6538 | 332.4399 | 718.4246 | 332.4399 | 718.4246
6539 | 312.3254 | 732.1621 | 312.3254 | 732.1621
6540 | 293.1631 | 505.2952 | 293.1631 | 505.2952
6541 | 280.9462 | 521.7863 | 280.9462 | 521.7863
6542 | 272.8231 | 527.1652 | 272.8231 | 527.1652
6543 | 269.2191 | 541.1217 | 269.2191 | 541.1217
6544 | 267.4363 | 590.9567 | 267.4363 | 590.9567
6545 | 268.9386 | 661.9617 | 268.9386 | 661.9617
6546 | 272.5271 | 673.2944 | 272.5271 | 673.2944
6547 | 288.2346 | 661.8155 | 288.2346 | 661.8155
6548 | 309.4855 | 655.6064 | 309.4855 | 655.6064
6549 | 326.6994 | 655.2531 | 326.6994 | 655.2531
6550 | 343.2218 | 652.6639 | 343.2218 | 652.6639
6551 | 366.4126 | 653.7213 | 366.4126 | 653.7213
6552 | 362.476 | 644.7012 | 362.476 | 644.7012
6553 | 344.7921 | 611.4266 | 344.7921 | 611.4266
6554 | 343.2524 | 572.3412 | 343.2524 | 572.3412
6555 | 347.8255 | 533.7626 | 347.8255 | 533.7626
6556 | 347.9067 | 516.9267 | 347.9067 | 516.9267
6557 | 356.6309 | 505.2703 | 356.6309 | 505.2703
6558 | 353.939 | 496.4587 | 353.939 | 496.4587
6559 | 352.0515 | 492.9637 | 352.0515 | 492.9637
6560 | 362.3448 | 483.1677 | 362.3448 | 483.1677
6561 | 351.3594 | 472.1781 | 351.3594 | 472.1781
6562 | 335.3404 | 462.3114 | 335.3404 | 462.3114
6563 | 316.1674 | 457.9378 | 316.1674 | 457.9378
6564 | 297.6934 | 458.1802 | 297.6934 | 458.1802
6565 | 285.2554 | 457.6382 | 285.2554 | 457.6382
6566 | 277.7884 | 453.9969 | 277.7884 | 453.9969
6567 | 273.4324 | 448.49 | 273.4324 | 448.49
6568 | 271.8451 | 461.6533 | 271.8451 | 461.6533
6569 | 274.0619 | 492.2428 | 274.0619 | 492.2428
6570 | 276.0429 | 509.027 | 276.0429 | 509.027
6571 | 292.794 | 544.1595 | 292.794 | 544.1595
6572 | 321.038 | 587.605 | 321.038 | 587.605
6573 | 335.8873 | 606.3209 | 335.8873 | 606.3209
6574 | 350.4889 | 612.314 | 350.4889 | 612.314
6575 | 369.7252 | 614.2691 | 369.7252 | 614.2691
6576 | 365.2831 | 602.8188 | 365.2831 | 602.8188
6577 | 347.5977 | 566.4791 | 347.5977 | 566.4791
6578 | 343.3519 | 534.8156 | 343.3519 | 534.8156
6579 | 347.7894 | 508.6726 | 347.7894 | 508.6726
6580 | 348.7542 | 503.3089 | 348.7542 | 503.3089
6581 | 354.8084 | 501.8111 | 354.8084 | 501.8111
6582 | 354.0657 | 498.6261 | 354.0657 | 498.6261
6583 | 350.7506 | 500.3638 | 350.7506 | 500.3638
6584 | 353.5687 | 501.5145 | 353.5687 | 501.5145
6585 | 348.1051 | 502.3693 | 348.1051 | 502.3693
6586 | 331.255 | 502.4423 | 331.255 | 502.4423
6587 | 309.7764 | 512.8031 | 309.7764 | 512.8031
6588 | 292.3287 | 530.8231 | 292.3287 | 530.8231
6589 | 279.2723 | 550.9705 | 279.2723 | 550.9705
6590 | 272.6933 | 566.9896 | 272.6933 | 566.9896
6591 | 266.7633 | 579.2821 | 266.7633 | 579.2821
6592 | 264.9748 | 604.1366 | 264.9748 | 604.1366
6593 | 265.7289 | 647.4682 | 265.7289 | 647.4682
6594 | 267.1787 | 663.7488 | 267.1787 | 663.7488
6595 | 283.2445 | 680.4688 | 283.2445 | 680.4688
6596 | 308.5453 | 693.4166 | 308.5453 | 693.4166
6597 | 322.0513 | 710.7751 | 322.0513 | 710.7751
6598 | 337.8428 | 726.2919 | 337.8428 | 726.2919
6599 | 360.0473 | 741.3612 | 360.0473 | 741.3612
6600 | 361.4151 | 747.0974 | 361.4151 | 747.0974
6601 | 344.6332 | 736.5264 | 344.6332 | 736.5264
6602 | 340.438 | 717.6706 | 340.438 | 717.6706
6603 | 340.1291 | 688.4187 | 340.1291 | 688.4187
6604 | 342.7163 | 676.6403 | 342.7163 | 676.6403
6605 | 348.6441 | 668.9247 | 348.6441 | 668.9247
6606 | 345.6929 | 659.916 | 345.6929 | 659.916
6607 | 340.6511 | 655.7424 | 340.6511 | 655.7424
6608 | 343.9937 | 649.1209 | 343.9937 | 649.1209
6609 | 341.0395 | 641.3715 | 341.0395 | 641.3715
6610 | 328.9093 | 629.4031 | 328.9093 | 629.4031
6611 | 307.4561 | 631.8603 | 307.4561 | 631.8603
6612 | 292.241 | 642.5459 | 292.241 | 642.5459
6613 | 279.836 | 655.1619 | 279.836 | 655.1619
6614 | 272.6271 | 670.8307 | 272.6271 | 670.8307
6615 | 269.3598 | 690.0855 | 269.3598 | 690.0855
6616 | 268.2512 | 726.7625 | 268.2512 | 726.7625
6617 | 268.2513 | 785.1349 | 268.2513 | 785.1349
6618 | 269.5205 | 808.925 | 269.5205 | 808.925
6619 | 284.3524 | 828.3598 | 284.3524 | 828.3598
6620 | 309.1691 | 841.1981 | 309.1691 | 841.1981
6621 | 328.5551 | 862.8697 | 328.5551 | 862.8697
6622 | 341.2478 | 879.4812 | 341.2478 | 879.4812
6623 | 361.7233 | 874.2989 | 361.7233 | 874.2989
6624 | 357.1812 | 844.3267 | 357.1812 | 844.3267
6625 | 342.0785 | 790.3846 | 342.0785 | 790.3846
6626 | 341.5596 | 731.5512 | 341.5596 | 731.5512
6627 | 341.8361 | 678.2163 | 341.8361 | 678.2163
6628 | 344.6647 | 642.8585 | 344.6647 | 642.8585
6629 | 348.9766 | 614.6067 | 348.9766 | 614.6067
6630 | 346.8016 | 592.0022 | 346.8016 | 592.0022
6631 | 345.2753 | 579.9031 | 345.2753 | 579.9031
6632 | 353.027 | 566.5384 | 353.027 | 566.5384
6633 | 349.6149 | 550.6446 | 349.6149 | 550.6446
6634 | 335.9862 | 528.5832 | 335.9862 | 528.5832
6635 | 315.5267 | 512.3871 | 315.5267 | 512.3871
6636 | 297.841 | 501.9017 | 297.841 | 501.9017
6637 | 284.7521 | 496.1052 | 284.7521 | 496.1052
6638 | 276.9414 | 489.2236 | 276.9414 | 489.2236
6639 | 273.0228 | 478.2215 | 273.0228 | 478.2215
6640 | 272.088 | 479.5841 | 272.088 | 479.5841
6641 | 272.2361 | 500.8032 | 272.2361 | 500.8032
6642 | 271.7461 | 495.8471 | 271.7461 | 495.8471
6643 | 282.3486 | 493.0599 | 282.3486 | 493.0599
6644 | 301.4527 | 485.6248 | 301.4527 | 485.6248
6645 | 315.6992 | 484.8555 | 315.6992 | 484.8555
6646 | 327.5993 | 487.7835 | 327.5993 | 487.7835
6647 | 347.5592 | 497.4012 | 347.5592 | 497.4012
6648 | 345.2331 | 501.167 | 345.2331 | 501.167
6649 | 329.7452 | 506.2499 | 329.7452 | 506.2499
6650 | 327.9799 | 518.8333 | 327.9799 | 518.8333
6651 | 330.5093 | 523.3412 | 330.5093 | 523.3412
6652 | 329.9333 | 537.3534 | 329.9333 | 537.3534
6653 | 332.4576 | 544.7006 | 332.4576 | 544.7006
6654 | 335.9667 | 541.2748 | 335.9667 | 541.2748
6655 | 333.4379 | 539.8597 | 333.4379 | 539.8597
6656 | 342.3697 | 539.0181 | 342.3697 | 539.0181
6657 | 342.6735 | 541.1647 | 342.6735 | 541.1647
6658 | 328.5082 | 537.4063 | 328.5082 | 537.4063
6659 | 311.9599 | 537.302 | 311.9599 | 537.302
6660 | 298.2684 | 550.1989 | 298.2684 | 550.1989
6661 | 285.7912 | 581.9498 | 285.7912 | 581.9498
6662 | 279.1261 | 612.4625 | 279.1261 | 612.4625
6663 | 275.088 | 628.8929 | 275.088 | 628.8929
6664 | 273.0328 | 640.7208 | 273.0328 | 640.7208
6665 | 271.9663 | 669.7996 | 271.9663 | 669.7996
6666 | 268.8627 | 683.059 | 268.8627 | 683.059
6667 | 278.7919 | 712.5648 | 278.7919 | 712.5648
6668 | 292.7407 | 735.2552 | 292.7407 | 735.2552
6669 | 309.9962 | 737.8356 | 309.9962 | 737.8356
6670 | 324.7928 | 733.5168 | 324.7928 | 733.5168
6671 | 343.3855 | 726.3203 | 343.3855 | 726.3203
6672 | 339.5624 | 711.1044 | 339.5624 | 711.1044
6673 | 327.5759 | 681.8363 | 327.5759 | 681.8363
6674 | 326.4874 | 646.4071 | 326.4874 | 646.4071
6675 | 328.1983 | 605.0699 | 328.1983 | 605.0699
6676 | 331.8587 | 584.7968 | 331.8587 | 584.7968
6677 | 335.3097 | 569.0462 | 335.3097 | 569.0462
6678 | 334.7381 | 555.6589 | 334.7381 | 555.6589
6679 | 331.3475 | 548.0698 | 331.3475 | 548.0698
6680 | 344.4925 | 539.2152 | 344.4925 | 539.2152
6681 | 339.2094 | 525.5108 | 339.2094 | 525.5108
6682 | 327.8696 | 503.6683 | 327.8696 | 503.6683
6683 | 309.6113 | 502.8634 | 309.6113 | 502.8634
6684 | 293.3975 | 539.1864 | 293.3975 | 539.1864
6685 | 281.0907 | 563.5374 | 281.0907 | 563.5374
6686 | 274.2106 | 552.1238 | 274.2106 | 552.1238
6687 | 270.9022 | 558.3957 | 270.9022 | 558.3957
6688 | 269.5965 | 589.7744 | 269.5965 | 589.7744
6689 | 268.861 | 637.8569 | 268.861 | 637.8569
6690 | 265.3407 | 658.5163 | 265.3407 | 658.5163
6691 | 280.5654 | 682.3079 | 280.5654 | 682.3079
6692 | 303.1652 | 698.9557 | 303.1652 | 698.9557
6693 | 318.6402 | 710.0745 | 318.6402 | 710.0745
6694 | 334.198 | 717.1404 | 334.198 | 717.1404
6695 | 355.6423 | 726.2546 | 355.6423 | 726.2546
6696 | 356.0608 | 727.1742 | 356.0608 | 727.1742
6697 | 338.326 | 720.4346 | 338.326 | 720.4346
6698 | 334.7332 | 709.7014 | 334.7332 | 709.7014
6699 | 337.0849 | 688.4406 | 337.0849 | 688.4406
6700 | 338.2794 | 671.4077 | 338.2794 | 671.4077
6701 | 346.2852 | 654.2998 | 346.2852 | 654.2998
6702 | 347.6764 | 633.4029 | 347.6764 | 633.4029
6703 | 338.3698 | 621.2162 | 338.3698 | 621.2162
6704 | 347.3389 | 608.7272 | 347.3389 | 608.7272
6705 | 345.2384 | 605.4223 | 345.2384 | 605.4223
6706 | 330.209 | 602.5397 | 330.209 | 602.5397
6707 | 309.6273 | 603.0484 | 309.6273 | 603.0484
6708 | 290.1592 | 608.0198 | 290.1592 | 608.0198
6709 | 279.6251 | 615.3156 | 279.6251 | 615.3156
6710 | 274.0606 | 621.9424 | 274.0606 | 621.9424
6711 | 269.8127 | 625.9154 | 269.8127 | 625.9154
6712 | 268.7582 | 643.129 | 268.7582 | 643.129
6713 | 269.3649 | 681.0091 | 269.3649 | 681.0091
6714 | 268.9295 | 692.1667 | 268.9295 | 692.1667
6715 | 287.3622 | 704.0482 | 287.3622 | 704.0482
6716 | 318.2559 | 709.3989 | 318.2559 | 709.3989
6717 | 337.541 | 714.8692 | 337.541 | 714.8692
6718 | 349.4877 | 720.9718 | 349.4877 | 720.9718
6719 | 371.2455 | 729.5168 | 371.2455 | 729.5168
6720 | 365.6646 | 731.9689 | 365.6646 | 731.9689
6721 | 345.7509 | 730.3524 | 345.7509 | 730.3524
6722 | 344.1331 | 729.4932 | 344.1331 | 729.4932
6723 | 345.7516 | 718.6099 | 345.7516 | 718.6099
6724 | 348.5321 | 714.1877 | 348.5321 | 714.1877
6725 | 358.3137 | 703.2538 | 358.3137 | 703.2538
6726 | 360.9812 | 684.8309 | 360.9812 | 684.8309
6727 | 344.8168 | 669.8637 | 344.8168 | 669.8637
6728 | 355.4473 | 654.0469 | 355.4473 | 654.0469
6729 | 352.2231 | 640.3425 | 352.2231 | 640.3425
6730 | 334.5865 | 625.3746 | 334.5865 | 625.3746
6731 | 312.5954 | 617.2354 | 312.5954 | 617.2354
6732 | 293.3424 | 615.3541 | 293.3424 | 615.3541
6733 | 279.2749 | 616.892 | 279.2749 | 616.892
6734 | 273.124 | 618.0016 | 273.124 | 618.0016
6735 | 269.9276 | 618.2308 | 269.9276 | 618.2308
6736 | 269.1713 | 633.4521 | 269.1713 | 633.4521
6737 | 268.1271 | 670.2594 | 268.1271 | 670.2594
6738 | 270.1538 | 682.0519 | 270.1538 | 682.0519
6739 | 288.0807 | 696.6044 | 288.0807 | 696.6044
6740 | 317.0658 | 707.319 | 317.0658 | 707.319
6741 | 339.819 | 717.5402 | 339.819 | 717.5402
6742 | 350.1166 | 727.9558 | 350.1166 | 727.9558
6743 | 372.5813 | 743.5943 | 372.5813 | 743.5943
6744 | 364.3427 | 750.5785 | 364.3427 | 750.5785
6745 | 343.5202 | 741.8246 | 343.5202 | 741.8246
6746 | 341.834 | 718.3931 | 341.834 | 718.3931
6747 | 342.8616 | 684.7625 | 342.8616 | 684.7625
6748 | 343.3856 | 661.7745 | 343.3856 | 661.7745
6749 | 349.105 | 636.3908 | 349.105 | 636.3908
6750 | 348.3471 | 610.7431 | 348.3471 | 610.7431
6751 | 338.1427 | 591.638 | 338.1427 | 591.638
6752 | 346.7277 | 575.1425 | 346.7277 | 575.1425
6753 | 344.8382 | 559.1831 | 344.8382 | 559.1831
6754 | 329.3087 | 542.2886 | 329.3087 | 542.2886
6755 | 307.5395 | 538.2872 | 307.5395 | 538.2872
6756 | 287.3646 | 547.5716 | 287.3646 | 547.5716
6757 | 275.2067 | 568.9451 | 275.2067 | 568.9451
6758 | 268.5416 | 598.0346 | 268.5416 | 598.0346
6759 | 265.9579 | 635.3515 | 265.9579 | 635.3515
6760 | 264.7895 | 681.4647 | 264.7895 | 681.4647
6761 | 263.3604 | 726.0223 | 263.3604 | 726.0223
6762 | 263.9379 | 737.3988 | 263.9379 | 737.3988
6763 | 283.1646 | 757.1401 | 283.1646 | 757.1401
6764 | 310.2685 | 773.3719 | 310.2685 | 773.3719
6765 | 329.1896 | 787.4683 | 329.1896 | 787.4683
6766 | 342.8973 | 800.949 | 342.8973 | 800.949
6767 | 362.6436 | 815.6679 | 362.6436 | 815.6679
6768 | 359.3387 | 805.4875 | 359.3387 | 805.4875
6769 | 339.7284 | 787.8887 | 339.7284 | 787.8887
6770 | 335.2032 | 763.4063 | 335.2032 | 763.4063
6771 | 335.1571 | 726.9076 | 335.1571 | 726.9076
6772 | 339.0953 | 700.0664 | 339.0953 | 700.0664
6773 | 346.0424 | 666.3631 | 346.0424 | 666.3631
6774 | 343.5044 | 629.9437 | 343.5044 | 629.9437
6775 | 334.5044 | 603.6357 | 334.5044 | 603.6357
6776 | 341.5379 | 582.6739 | 341.5379 | 582.6739
6777 | 342.7754 | 566.5174 | 342.7754 | 566.5174
6778 | 330.2914 | 549.7762 | 330.2914 | 549.7762
6779 | 309.3035 | 543.0381 | 309.3035 | 543.0381
6780 | 289.005 | 563.1599 | 289.005 | 563.1599
6781 | 276.7484 | 612.3819 | 276.7484 | 612.3819
6782 | 269.5425 | 662.4455 | 269.5425 | 662.4455
6783 | 266.3081 | 693.7636 | 266.3081 | 693.7636
6784 | 264.5716 | 718.1364 | 264.5716 | 718.1364
6785 | 262.0928 | 770.4443 | 262.0928 | 770.4443
6786 | 261.3289 | 798.9416 | 261.3289 | 798.9416
6787 | 277.9128 | 812.4213 | 277.9128 | 812.4213
6788 | 301.5118 | 815.6702 | 301.5118 | 815.6702
6789 | 319.0796 | 809.2743 | 319.0796 | 809.2743
6790 | 332.4805 | 799.6573 | 332.4805 | 799.6573
6791 | 351.3382 | 791.8258 | 351.3382 | 791.8258
6792 | 353.3575 | 750.3376 | 353.3575 | 750.3376
6793 | 333.8397 | 691.8197 | 333.8397 | 691.8197
6794 | 330.3771 | 638.5911 | 330.3771 | 638.5911
6795 | 334.376 | 592.3279 | 334.376 | 592.3279
6796 | 335.6275 | 563.8884 | 335.6275 | 563.8884
6797 | 340.9335 | 541.4385 | 340.9335 | 541.4385
6798 | 338.3141 | 516.951 | 338.3141 | 516.951
6799 | 331.6298 | 500.4294 | 331.6298 | 500.4294
6800 | 335.835 | 490.6334 | 335.835 | 490.6334
6801 | 338.8828 | 480.9793 | 338.8828 | 480.9793
6802 | 328.7918 | 467.6315 | 328.7918 | 467.6315
6803 | 310.4461 | 467.2426 | 310.4461 | 467.2426
6804 | 291.0038 | 488.875 | 291.0038 | 488.875
6805 | 279.273 | 532.6455 | 279.273 | 532.6455
6806 | 271.4243 | 542.4688 | 271.4243 | 542.4688
6807 | 267.2215 | 556.7537 | 267.2215 | 556.7537
6808 | 266.1425 | 579.4626 | 266.1425 | 579.4626
6809 | 263.877 | 617.671 | 263.877 | 617.671
6810 | 259.2703 | 622.8955 | 259.2703 | 622.8955
6811 | 271.7581 | 614 | 271.7581 | 614
6812 | 293.5794 | 609.5862 | 293.5794 | 609.5862
6813 | 311.5317 | 609.3642 | 311.5317 | 609.3642
6814 | 322.4702 | 611.5697 | 322.4702 | 611.5697
6815 | 340.9005 | 617.3342 | 340.9005 | 617.3342
6816 | 338.3752 | 615.9549 | 338.3752 | 615.9549
6817 | 326.1594 | 606.2597 | 326.1594 | 606.2597
6818 | 325.0158 | 589.3744 | 325.0158 | 589.3744
6819 | 326.9969 | 553.2478 | 326.9969 | 553.2478
6820 | 327.0748 | 534.77 | 327.0748 | 534.77
6821 | 332.0224 | 529.7254 | 332.0224 | 529.7254
6822 | 331.5137 | 526.628 | 331.5137 | 526.628
6823 | 324.3017 | 529.8982 | 324.3017 | 529.8982
6824 | 331.5142 | 530.0418 | 331.5142 | 530.0418
6825 | 333.4571 | 528.9481 | 333.4571 | 528.9481
6826 | 322.8644 | 523.3288 | 322.8644 | 523.3288
6827 | 305.1729 | 522.7209 | 305.1729 | 522.7209
6828 | 286.6247 | 527.5828 | 286.6247 | 527.5828
6829 | 273.9533 | 536.258 | 273.9533 | 536.258
6830 | 267.3822 | 545.4025 | 267.3822 | 545.4025
6831 | 261.7047 | 553.3821 | 261.7047 | 553.3821
6832 | 261.7044 | 575.3466 | 261.7044 | 575.3466
6833 | 256.5124 | 617.9119 | 256.5124 | 617.9119
6834 | 253.0896 | 631.8718 | 253.0896 | 631.8718
6835 | 264.8686 | 645.4172 | 264.8686 | 645.4172
6836 | 286.7585 | 651.3591 | 286.7585 | 651.3591
6837 | 300.9986 | 655.8442 | 300.9986 | 655.8442
6838 | 312.569 | 658.2686 | 312.569 | 658.2686
6839 | 336.5086 | 662.0408 | 336.5086 | 662.0408
6840 | 334.2584 | 655.2101 | 334.2584 | 655.2101
6841 | 322.3229 | 637.8083 | 322.3229 | 637.8083
6842 | 321.1671 | 614.9023 | 321.1671 | 614.9023
6843 | 320.1006 | 580.5929 | 320.1006 | 580.5929
6844 | 324.4825 | 559.5535 | 324.4825 | 559.5535
6845 | 327.8178 | 538.045 | 327.8178 | 538.045
6846 | 325.3935 | 513.6889 | 325.3935 | 513.6889
6847 | 318.5637 | 495.9632 | 318.5637 | 495.9632
6848 | 325.9414 | 480.1026 | 325.9414 | 480.1026
6849 | 326.5745 | 462.3041 | 326.5745 | 462.3041
6850 | 314.2735 | 437.4403 | 314.2735 | 437.4403
6851 | 295.3044 | 430.1111 | 295.3044 | 430.1111
6852 | 277.6827 | 483.117 | 277.6827 | 483.117
6853 | 266.5307 | 541.6 | 266.5307 | 541.6
6854 | 259.3691 | 574.3677 | 259.3691 | 574.3677
6855 | 257.5838 | 591.3017 | 257.5838 | 591.3017
6856 | 257.9673 | 590.1247 | 257.9673 | 590.1247
6857 | 253.9936 | 614.4965 | 253.9936 | 614.4965
6858 | 251.9371 | 622.8736 | 251.9371 | 622.8736
6859 | 265.2812 | 649.2486 | 265.2812 | 649.2486
6860 | 288.5011 | 658.8248 | 288.5011 | 658.8248
6861 | 306.2699 | 629.0684 | 306.2699 | 629.0684
6862 | 319.18 | 599.4625 | 319.18 | 599.4625
6863 | 341.3264 | 604.7016 | 341.3264 | 604.7016
6864 | 337.7516 | 585.6105 | 337.7516 | 585.6105
6865 | 323.4359 | 549.6211 | 323.4359 | 549.6211
6866 | 321.6806 | 501.6688 | 321.6806 | 501.6688
6867 | 321.7884 | 444.1741 | 321.7884 | 444.1741
6868 | 329.3334 | 439.8614 | 329.3334 | 439.8614
6869 | 331.9918 | 444.2748 | 331.9918 | 444.2748
6870 | 329.9589 | 441.2212 | 329.9589 | 441.2212
6871 | 323.2864 | 438.9085 | 323.2864 | 438.9085
6872 | 333.5586 | 432.5935 | 333.5586 | 432.5935
6873 | 336.3367 | 424.888 | 336.3367 | 424.888
6874 | 325.8108 | 413.1385 | 325.8108 | 413.1385
6875 | 301.8555 | 404.6489 | 301.8555 | 404.6489
6876 | 282.554 | 401.4759 | 282.554 | 401.4759
6877 | 269.9849 | 455.7772 | 269.9849 | 455.7772
6878 | 264.0455 | 484.1443 | 264.0455 | 484.1443
6879 | 261.4411 | 467.2309 | 261.4411 | 467.2309
6880 | 260.298 | 485.0575 | 260.298 | 485.0575
6881 | 256.2624 | 533.8406 | 256.2624 | 533.8406
6882 | 257.5901 | 555.0911 | 257.5901 | 555.0911
6883 | 277.5304 | 576.2336 | 277.5304 | 576.2336
6884 | 306.6577 | 588.853 | 306.6577 | 588.853
6885 | 324.7027 | 599.928 | 324.7027 | 599.928
6886 | 336.3625 | 608.0667 | 336.3625 | 608.0667
6887 | 362.1188 | 613.2182 | 362.1188 | 613.2182
6888 | 357.9437 | 583.859 | 357.9437 | 583.859
6889 | 338.3448 | 534.3831 | 338.3448 | 534.3831
6890 | 335.7204 | 476.0314 | 335.7204 | 476.0314
6891 | 338.6714 | 432.1983 | 338.6714 | 432.1983
6892 | 339.6371 | 438.9856 | 339.6371 | 438.9856
6893 | 348.7404 | 442.8736 | 348.7404 | 442.8736
6894 | 347.0345 | 436.2076 | 347.0345 | 436.2076
6895 | 334.9254 | 430.8517 | 334.9254 | 430.8517
6896 | 339.5821 | 422.3036 | 339.5821 | 422.3036
6897 | 342.142 | 412.4525 | 342.142 | 412.4525
6898 | 326.6667 | 401.2284 | 326.6667 | 401.2284
6899 | 305.7271 | 400.4016 | 305.7271 | 400.4016
6900 | 287.0359 | 414.3055 | 287.0359 | 414.3055
6901 | 273.2351 | 433.8618 | 273.2351 | 433.8618
6902 | 265.4433 | 431.8406 | 265.4433 | 431.8406
6903 | 262.2454 | 425.3704 | 262.2454 | 425.3704
6904 | 261.1903 | 434.4396 | 261.1903 | 434.4396
6905 | 257.7834 | 465.9049 | 257.7834 | 465.9049
6906 | 258.6869 | 472.3115 | 258.6869 | 472.3115
6907 | 278.5491 | 479.1575 | 278.5491 | 479.1575
6908 | 307.4489 | 480.8958 | 307.4489 | 480.8958
6909 | 325.3628 | 482.9069 | 325.3628 | 482.9069
6910 | 337.2178 | 486.9296 | 337.2178 | 486.9296
6911 | 358.733 | 490.9426 | 358.733 | 490.9426
6912 | 357.7564 | 462.8314 | 357.7564 | 462.8314
6913 | 338.9332 | 431.6585 | 338.9332 | 431.6585
6914 | 337.3672 | 418.7797 | 337.3672 | 418.7797
6915 | 337.2437 | 403.6491 | 337.2437 | 403.6491
6916 | 341.0841 | 398.9642 | 341.0841 | 398.9642
6917 | 347.9471 | 393.1972 | 347.9471 | 393.1972
6918 | 348.3909 | 388.0418 | 348.3909 | 388.0418
6919 | 332.0118 | 393.3918 | 332.0118 | 393.3918
6920 | 334.5067 | 392.7035 | 334.5067 | 392.7035
6921 | 340.3429 | 381.4074 | 340.3429 | 381.4074
6922 | 328.1487 | 371.9129 | 328.1487 | 371.9129
6923 | 307.6691 | 374.0636 | 307.6691 | 374.0636
6924 | 289.0157 | 385.5374 | 289.0157 | 385.5374
6925 | 274.806 | 395.1321 | 274.806 | 395.1321
6926 | 268.0058 | 396.7233 | 268.0058 | 396.7233
6927 | 264.6586 | 396.033 | 264.6586 | 396.033
6928 | 263.4945 | 410.6194 | 263.4945 | 410.6194
6929 | 259.369 | 443.8799 | 259.369 | 443.8799
6930 | 260.3581 | 447.1339 | 260.3581 | 447.1339
6931 | 279.8781 | 451.7687 | 279.8781 | 451.7687
6932 | 309.2847 | 449.8069 | 309.2847 | 449.8069
6933 | 326.2985 | 447.0015 | 326.2985 | 447.0015
6934 | 338.7574 | 445.9887 | 338.7574 | 445.9887
6935 | 362.0365 | 443.7401 | 362.0365 | 443.7401
6936 | 359.1603 | 427.0573 | 359.1603 | 427.0573
6937 | 338.3832 | 401.2703 | 338.3832 | 401.2703
6938 | 333.8193 | 369.366 | 333.8193 | 369.366
6939 | 339.9166 | 337.8371 | 339.9166 | 337.8371
6940 | 340.6008 | 324.4166 | 340.6008 | 324.4166
6941 | 346.1906 | 311.7312 | 346.1906 | 311.7312
6942 | 347.2607 | 293.6805 | 347.2607 | 293.6805
6943 | 331.5461 | 283.0921 | 331.5461 | 283.0921
6944 | 338.8834 | 272.3108 | 338.8834 | 272.3108
6945 | 341.1479 | 264.6709 | 341.1479 | 264.6709
6946 | 329.0892 | 262.9486 | 329.0892 | 262.9486
6947 | 310.6017 | 301.574 | 310.6017 | 301.574
6948 | 290.6741 | 382.122 | 290.6741 | 382.122
6949 | 277.2161 | 427.6002 | 277.2161 | 427.6002
6950 | 269.7486 | 443.1815 | 269.7486 | 443.1815
6951 | 265.2129 | 452.6717 | 265.2129 | 452.6717
6952 | 264.1199 | 472.9285 | 264.1199 | 472.9285
6953 | 256.2691 | 513.6109 | 256.2691 | 513.6109
6954 | 256.7501 | 524.265 | 256.7501 | 524.265
6955 | 269.7597 | 527.9583 | 269.7597 | 527.9583
6956 | 290.81 | 514.59 | 290.81 | 514.59
6957 | 306.9307 | 499.5898 | 306.9307 | 499.5898
6958 | 316.9653 | 492.4249 | 316.9653 | 492.4249
6959 | 338.9987 | 484.2432 | 338.9987 | 484.2432
6960 | 340.4591 | 439.3615 | 340.4591 | 439.3615
6961 | 324.2669 | 376.8809 | 324.2669 | 376.8809
6962 | 320.6097 | 321.5285 | 320.6097 | 321.5285
6963 | 322.1195 | 274.5866 | 322.1195 | 274.5866
6964 | 323.9107 | 249.9128 | 323.9107 | 249.9128
6965 | 333.2299 | 227.6599 | 333.2299 | 227.6599
6966 | 327.9407 | 205.9749 | 327.9407 | 205.9749
6967 | 320.6912 | 198.8237 | 320.6912 | 198.8237
6968 | 323.6859 | 198.42 | 323.6859 | 198.42
6969 | 329.7704 | 201.2672 | 329.7704 | 201.2672
6970 | 320.0341 | 207.536 | 320.0341 | 207.536
6971 | 300.7709 | 259.4946 | 300.7709 | 259.4946
6972 | 284.1975 | 353.0911 | 284.1975 | 353.0911
6973 | 272.2098 | 401.1309 | 272.2098 | 401.1309
6974 | 265.7737 | 402.0654 | 265.7737 | 402.0654
6975 | 261.9144 | 381.5614 | 261.9144 | 381.5614
6976 | 261.4644 | 377.4945 | 261.4644 | 377.4945
6977 | 253.4589 | 418.0017 | 253.4589 | 418.0017
6978 | 253.743 | 433.4505 | 253.743 | 433.4505
6979 | 267.1915 | 442.8142 | 267.1915 | 442.8142
6980 | 286.2357 | 444.443 | 286.2357 | 444.443
6981 | 303.3342 | 442.7323 | 303.3342 | 442.7323
6982 | 315.897 | 438.8076 | 315.897 | 438.8076
6983 | 341.2677 | 421.4087 | 341.2677 | 421.4087
6984 | 341.936 | 380.9714 | 341.936 | 380.9714
6985 | 327.4836 | 330.4665 | 327.4836 | 330.4665
6986 | 320.799 | 277.1722 | 320.799 | 277.1722
6987 | 323.6117 | 225.1509 | 323.6117 | 225.1509
6988 | 327.1585 | 193.5369 | 327.1585 | 193.5369
6989 | 332.3624 | 169.2917 | 332.3624 | 169.2917
6990 | 326.7648 | 154.8534 | 326.7648 | 154.8534
6991 | 319.4489 | 153.8763 | 319.4489 | 153.8763
6992 | 325.3407 | 157.5885 | 325.3407 | 157.5885
6993 | 330.7766 | 168.2955 | 330.7766 | 168.2955
6994 | 321.1555 | 182.0519 | 321.1555 | 182.0519
6995 | 304.7113 | 206.2714 | 304.7113 | 206.2714
6996 | 287.5457 | 222.1458 | 287.5457 | 222.1458
6997 | 274.4631 | 235.7907 | 274.4631 | 235.7907
6998 | 267.1272 | 247.9347 | 267.1272 | 247.9347
6999 | 264.4505 | 256.8557 | 264.4505 | 256.8557
7000 | 261.9023 | 276.4338 | 261.9023 | 276.4338
7001 | 254.4073 | 329.289 | 254.4073 | 329.289
7002 | 255.0682 | 347.8248 | 255.0682 | 347.8248
7003 | 268.2462 | 359.75 | 268.2462 | 359.75
7004 | 289.1535 | 354.6137 | 289.1535 | 354.6137
7005 | 304.8176 | 349.5533 | 304.8176 | 349.5533
7006 | 318.4498 | 349.6351 | 318.4498 | 349.6351
7007 | 336.6718 | 345.7445 | 336.6718 | 345.7445
7008 | 334.9749 | 327.7481 | 334.9749 | 327.7481
7009 | 328.0371 | 294.4297 | 328.0371 | 294.4297
7010 | 321.4294 | 258.4313 | 321.4294 | 258.4313
7011 | 323.3731 | 220.5314 | 323.3731 | 220.5314
7012 | 327.1064 | 205.2938 | 327.1064 | 205.2938
7013 | 332.2943 | 195.3013 | 332.2943 | 195.3013
7014 | 330.3202 | 188.2849 | 330.3202 | 188.2849
7015 | 319.6047 | 191.5989 | 319.6047 | 191.5989
7016 | 325.0273 | 196.3401 | 325.0273 | 196.3401
7017 | 329.6398 | 208.3388 | 329.6398 | 208.3388
7018 | 320.4507 | 227.9189 | 320.4507 | 227.9189
7019 | 300.8128 | 259.3195 | 300.8128 | 259.3195
7020 | 284.8041 | 306.1295 | 284.8041 | 306.1295
7021 | 270.8368 | 366.7361 | 270.8368 | 366.7361
7022 | 264.5538 | 415.6831 | 264.5538 | 415.6831
7023 | 261.6754 | 450.1977 | 261.6754 | 450.1977
7024 | 259.9096 | 492.4576 | 259.9096 | 492.4576
7025 | 253.6082 | 549.3631 | 253.6082 | 549.3631
7026 | 254.0589 | 569.8474 | 254.0589 | 569.8474
7027 | 268.5397 | 581.5099 | 268.5397 | 581.5099
7028 | 291.7566 | 584.2991 | 291.7566 | 584.2991
7029 | 305.7409 | 585.4783 | 305.7409 | 585.4783
7030 | 320.692 | 581.8163 | 320.692 | 581.8163
7031 | 341.1137 | 570.1098 | 341.1137 | 570.1098
7032 | 337.5543 | 537.379 | 337.5543 | 537.379
7033 | 326.0979 | 490.8587 | 326.0979 | 490.8587
7034 | 320.5887 | 445.8183 | 320.5887 | 445.8183
7035 | 321.1134 | 397.2343 | 321.1134 | 397.2343
7036 | 324.1096 | 364.044 | 324.1096 | 364.044
7037 | 331.5896 | 332.2017 | 331.5896 | 332.2017
7038 | 329.2117 | 299.5699 | 329.2117 | 299.5699
7039 | 318.8871 | 277.6187 | 318.8871 | 277.6187
7040 | 321.1514 | 263.3344 | 321.1514 | 263.3344
7041 | 332.1655 | 259.0662 | 332.1655 | 259.0662
7042 | 321.1424 | 261.7007 | 321.1424 | 261.7007
7043 | 299.6221 | 286.0953 | 299.6221 | 286.0953
7044 | 281.1559 | 376.5829 | 281.1559 | 376.5829
7045 | 269.5759 | 456.5216 | 269.5759 | 456.5216
7046 | 263.1948 | 464.5934 | 263.1948 | 464.5934
7047 | 260.6115 | 459.809 | 260.6115 | 459.809
7048 | 258.2306 | 468.1119 | 258.2306 | 468.1119
7049 | 253.9353 | 503.1458 | 253.9353 | 503.1458
7050 | 255.3814 | 508.7862 | 255.3814 | 508.7862
7051 | 276.3995 | 506.2617 | 276.3995 | 506.2617
7052 | 302.8307 | 496.8343 | 302.8307 | 496.8343
7053 | 326.3446 | 500.2248 | 326.3446 | 500.2248
7054 | 337.6623 | 506.6338 | 337.6623 | 506.6338
7055 | 363.6975 | 477.2811 | 363.6975 | 477.2811
7056 | 358.7795 | 426.4443 | 358.7795 | 426.4443
7057 | 338.5577 | 356.5636 | 338.5577 | 356.5636
7058 | 334.4185 | 277.3911 | 334.4185 | 277.3911
7059 | 335.9963 | 236.0539 | 335.9963 | 236.0539
7060 | 339.3893 | 229.3767 | 339.3893 | 229.3767
7061 | 346.9025 | 218.1581 | 346.9025 | 218.1581
7062 | 347.1849 | 196.5607 | 347.1849 | 196.5607
7063 | 332.2507 | 178.7911 | 332.2507 | 178.7911
7064 | 330.1311 | 175.1909 | 330.1311 | 175.1909
7065 | 334.6243 | 182.4387 | 334.6243 | 182.4387
7066 | 326.5043 | 190.065 | 326.5043 | 190.065
7067 | 298.2699 | 224.4868 | 298.2699 | 224.4868
7068 | 280.534 | 288.3738 | 280.534 | 288.3738
7069 | 265.272 | 337.6615 | 265.272 | 337.6615
7070 | 257.9001 | 359.4824 | 257.9001 | 359.4824
7071 | 254.6669 | 383.4223 | 254.6669 | 383.4223
7072 | 253.3525 | 418.4135 | 253.3525 | 418.4135
7073 | 246.6465 | 470.393 | 246.6465 | 470.393
7074 | 249.7625 | 490.6802 | 249.7625 | 490.6802
7075 | 269.6936 | 483.1202 | 269.6936 | 483.1202
7076 | 301.2844 | 447.53 | 301.2844 | 447.53
7077 | 318.1991 | 460.8163 | 318.1991 | 460.8163
7078 | 330.001 | 476.8367 | 330.001 | 476.8367
7079 | 352.6404 | 457.3141 | 352.6404 | 457.3141
7080 | 350.1014 | 410.1336 | 350.1014 | 410.1336
7081 | 329.1277 | 338.6328 | 329.1277 | 338.6328
7082 | 325.7258 | 270.2757 | 325.7258 | 270.2757
7083 | 328.7571 | 214.9048 | 328.7571 | 214.9048
7084 | 332.3241 | 191.8511 | 332.3241 | 191.8511
7085 | 338.9833 | 178.6184 | 338.9833 | 178.6184
7086 | 336.4992 | 170.6387 | 336.4992 | 170.6387
7087 | 323.8564 | 170.0337 | 323.8564 | 170.0337
7088 | 324.8363 | 173.1767 | 324.8363 | 173.1767
7089 | 333.2404 | 172.9369 | 333.2404 | 172.9369
7090 | 323.0346 | 167.1643 | 323.0346 | 167.1643
7091 | 299.9728 | 184.2683 | 299.9728 | 184.2683
7092 | 279.7466 | 226.3493 | 279.7466 | 226.3493
7093 | 263.5626 | 259.6766 | 263.5626 | 259.6766
7094 | 256.4802 | 289.9703 | 256.4802 | 289.9703
7095 | 254.145 | 307.802 | 254.145 | 307.802
7096 | 252.7338 | 333.357 | 252.7338 | 333.357
7097 | 247.4187 | 375.2874 | 247.4187 | 375.2874
7098 | 252.4736 | 388.087 | 252.4736 | 388.087
7099 | 273.9417 | 399.2679 | 273.9417 | 399.2679
7100 | 301.6015 | 401.5097 | 301.6015 | 401.5097
7101 | 318.0707 | 402.0102 | 318.0707 | 402.0102
7102 | 333.9478 | 400.866 | 333.9478 | 400.866
7103 | 355.0034 | 397.5666 | 355.0034 | 397.5666
7104 | 351.9223 | 380.7086 | 351.9223 | 380.7086
7105 | 329.5479 | 358.9719 | 329.5479 | 358.9719
7106 | 327.3504 | 331.6215 | 327.3504 | 331.6215
7107 | 328.2763 | 302.9169 | 328.2763 | 302.9169
7108 | 325.882 | 271.9816 | 325.882 | 271.9816
7109 | 335.0637 | 229.7617 | 335.0637 | 229.7617
7110 | 330.7181 | 198.0056 | 330.7181 | 198.0056
7111 | 317.0053 | 190.2415 | 317.0053 | 190.2415
7112 | 315.953 | 190.9762 | 315.953 | 190.9762
7113 | 325.9739 | 184.8908 | 325.9739 | 184.8908
7114 | 316.9382 | 165.8288 | 316.9382 | 165.8288
7115 | 294.3399 | 157.799 | 294.3399 | 157.799
7116 | 276.4471 | 221.073 | 276.4471 | 221.073
7117 | 263.6659 | 288.8169 | 263.6659 | 288.8169
7118 | 256.9523 | 294.9402 | 256.9523 | 294.9402
7119 | 254.2289 | 288.47 | 254.2289 | 288.47
7120 | 250.6525 | 294.3865 | 250.6525 | 294.3865
7121 | 243.2348 | 331.15 | 243.2348 | 331.15
7122 | 247.5889 | 349.5543 | 247.5889 | 349.5543
7123 | 264.9082 | 356.8163 | 264.9082 | 356.8163
7124 | 288.6224 | 347.6078 | 288.6224 | 347.6078
7125 | 303.7312 | 341.4308 | 303.7312 | 341.4308
7126 | 318.7236 | 339.8049 | 318.7236 | 339.8049
7127 | 340.6612 | 341.8913 | 340.6612 | 341.8913
7128 | 341.0809 | 340.9937 | 341.0809 | 340.9937
7129 | 326.3575 | 338.7423 | 326.3575 | 338.7423
7130 | 319.1816 | 334.4238 | 319.1816 | 334.4238
7131 | 319.6998 | 291.0506 | 319.6998 | 291.0506
7132 | 320.5817 | 281.3739 | 320.5817 | 281.3739
7133 | 327.3197 | 290.2098 | 327.3197 | 290.2098
7134 | 326.0244 | 290.6373 | 326.0244 | 290.6373
7135 | 313.9011 | 293.4696 | 313.9011 | 293.4696
7136 | 314.4234 | 298.7363 | 314.4234 | 298.7363
7137 | 322.5103 | 310.8882 | 322.5103 | 310.8882
7138 | 311.6197 | 327.2281 | 311.6197 | 327.2281
7139 | 292.1936 | 353.9434 | 292.1936 | 353.9434
7140 | 274.8754 | 390.77 | 274.8754 | 390.77
7141 | 261.0744 | 439.16 | 261.0744 | 439.16
7142 | 254.7195 | 478.6709 | 254.7195 | 478.6709
7143 | 251.6027 | 498.1446 | 251.6027 | 498.1446
7144 | 248.0404 | 516.5405 | 248.0404 | 516.5405
7145 | 240.6425 | 557.8359 | 240.6425 | 557.8359
7146 | 243.761 | 573.4379 | 243.761 | 573.4379
7147 | 256.3635 | 594.252 | 256.3635 | 594.252
7148 | 276.9249 | 606.1708 | 276.9249 | 606.1708
7149 | 290.9927 | 612.7796 | 290.9927 | 612.7796
7150 | 302.7161 | 613.9342 | 302.7161 | 613.9342
7151 | 328.03 | 605.2489 | 328.03 | 605.2489
7152 | 327.6956 | 575.1672 | 327.6956 | 575.1672
7153 | 315.779 | 534.624 | 315.779 | 534.624
7154 | 311.3228 | 493.9184 | 311.3228 | 493.9184
7155 | 310.8965 | 452.0996 | 310.8965 | 452.0996
7156 | 313.1494 | 424.8205 | 313.1494 | 424.8205
7157 | 316.8487 | 400.4658 | 316.8487 | 400.4658
7158 | 312.3582 | 376.1973 | 312.3582 | 376.1973
7159 | 303.261 | 362.1716 | 303.261 | 362.1716
7160 | 304.6007 | 351.5217 | 304.6007 | 351.5217
7161 | 313.5267 | 347.144 | 313.5267 | 347.144
7162 | 308.6663 | 346.7791 | 308.6663 | 346.7791
7163 | 289.9604 | 359.4387 | 289.9604 | 359.4387
7164 | 272.4952 | 413.5393 | 272.4952 | 413.5393
7165 | 259.6564 | 481.2614 | 259.6564 | 481.2614
7166 | 252.5204 | 482.8964 | 252.5204 | 482.8964
7167 | 248.0301 | 472.7481 | 248.0301 | 472.7481
7168 | 246.1418 | 497.1209 | 246.1418 | 497.1209
7169 | 238.8299 | 538.8542 | 238.8299 | 538.8542
7170 | 240.2982 | 552.9455 | 240.2982 | 552.9455
7171 | 254.5503 | 561.8276 | 254.5503 | 561.8276
7172 | 275.6905 | 554.3049 | 275.6905 | 554.3049
7173 | 292.6822 | 549.8793 | 292.6822 | 549.8793
7174 | 303.6801 | 551.4937 | 303.6801 | 551.4937
7175 | 325.18 | 533.8102 | 325.18 | 533.8102
7176 | 325.8463 | 501.7362 | 325.8463 | 501.7362
7177 | 312.5314 | 460.558 | 312.5314 | 460.558
7178 | 310.937 | 427.0774 | 310.937 | 427.0774
7179 | 310.4723 | 395.5047 | 310.4723 | 395.5047
7180 | 311.5466 | 382.763 | 311.5466 | 382.763
7181 | 316.2784 | 376.8427 | 316.2784 | 376.8427
7182 | 314.9761 | 373.592 | 314.9761 | 373.592
7183 | 302.3261 | 372.7681 | 302.3261 | 372.7681
7184 | 303.2356 | 370.8318 | 303.2356 | 370.8318
7185 | 313.9434 | 367.8553 | 313.9434 | 367.8553
7186 | 306.906 | 365.0383 | 306.906 | 365.0383
7187 | 286.6967 | 375.2459 | 286.6967 | 375.2459
7188 | 268.4722 | 408.3943 | 268.4722 | 408.3943
7189 | 257.5496 | 459.0613 | 257.5496 | 459.0613
7190 | 250.1168 | 464.1774 | 250.1168 | 464.1774
7191 | 247.7246 | 468.2599 | 247.7246 | 468.2599
7192 | 244.6112 | 483.9848 | 244.6112 | 483.9848
7193 | 237.8063 | 521.7991 | 237.8063 | 521.7991
7194 | 241.2362 | 531.5774 | 241.2362 | 531.5774
7195 | 258.7201 | 538.3577 | 258.7201 | 538.3577
7196 | 280.6498 | 532.696 | 280.6498 | 532.696
7197 | 298.301 | 528.0296 | 298.301 | 528.0296
7198 | 310.8897 | 527.8925 | 310.8897 | 527.8925
7199 | 336.14 | 528.9936 | 336.14 | 528.9936
7200 | 332.8148 | 523.0825 | 332.8148 | 523.0825
7201 | 316.7468 | 511.0884 | 316.7468 | 511.0884
7202 | 313.7723 | 498.1001 | 313.7723 | 498.1001
7203 | 315.1362 | 481.4589 | 315.1362 | 481.4589
7204 | 313.7516 | 483.6485 | 313.7516 | 483.6485
7205 | 319.9437 | 484.6247 | 319.9437 | 484.6247
7206 | 317.8596 | 474.171 | 317.8596 | 474.171
7207 | 308.709 | 461.3275 | 308.709 | 461.3275
7208 | 305.8409 | 452.4948 | 305.8409 | 452.4948
7209 | 314.8106 | 437.9366 | 314.8106 | 437.9366
7210 | 310.8422 | 421.3485 | 310.8422 | 421.3485
7211 | 286.5521 | 419.5365 | 286.5521 | 419.5365
7212 | 267.2929 | 432.9589 | 267.2929 | 432.9589
7213 | 254.4357 | 475.6566 | 254.4357 | 475.6566
7214 | 248.4257 | 512.0367 | 248.4257 | 512.0367
7215 | 245.196 | 530.7879 | 245.196 | 530.7879
7216 | 242.8789 | 543.6666 | 242.8789 | 543.6666
7217 | 237.3097 | 567.1626 | 237.3097 | 567.1626
7218 | 242.0329 | 566.8479 | 242.0329 | 566.8479
7219 | 264.605 | 572.7744 | 264.605 | 572.7744
7220 | 294.8596 | 578.9352 | 294.8596 | 578.9352
7221 | 314.4353 | 595.6588 | 314.4353 | 595.6588
7222 | 326.6438 | 613.0146 | 326.6438 | 613.0146
7223 | 352.7573 | 591.5217 | 352.7573 | 591.5217
7224 | 348.2333 | 518.7475 | 348.2333 | 518.7475
7225 | 331.0261 | 468.4616 | 331.0261 | 468.4616
7226 | 327.4366 | 431.9159 | 327.4366 | 431.9159
7227 | 326.8854 | 395.2201 | 326.8854 | 395.2201
7228 | 329.357 | 378.1872 | 329.357 | 378.1872
7229 | 334.8045 | 364.9107 | 334.8045 | 364.9107
7230 | 330.9012 | 347.9984 | 330.9012 | 347.9984
7231 | 312.1847 | 339.884 | 312.1847 | 339.884
7232 | 308.8328 | 336.2838 | 308.8328 | 336.2838
7233 | 317.8146 | 337.7954 | 317.8146 | 337.7954
7234 | 310.4226 | 338.8098 | 310.4226 | 338.8098
7235 | 287.7214 | 351.6665 | 287.7214 | 351.6665
7236 | 267.0767 | 400.9724 | 267.0767 | 400.9724
7237 | 252.9324 | 440.9991 | 252.9324 | 440.9991
7238 | 246.8756 | 441.1454 | 246.8756 | 441.1454
7239 | 244.0616 | 440.0829 | 244.0616 | 440.0829
7240 | 240.684 | 454.735 | 240.684 | 454.735
7241 | 234.5833 | 489.2215 | 234.5833 | 489.2215
7242 | 241.0464 | 494.9495 | 241.0464 | 494.9495
7243 | 257.7849 | 501.4671 | 257.7849 | 501.4671
7244 | 287.45 | 504.1468 | 287.45 | 504.1468
7245 | 304.9213 | 512.0035 | 304.9213 | 512.0035
7246 | 321.0013 | 523.0759 | 321.0013 | 523.0759
7247 | 343.1477 | 491.1397 | 343.1477 | 491.1397
7248 | 344.673 | 437.807 | 344.673 | 437.807
7249 | 322.6932 | 396.6726 | 322.6932 | 396.6726
7250 | 318.4654 | 373.1973 | 318.4654 | 373.1973
7251 | 319.3892 | 346.5507 | 319.3892 | 346.5507
7252 | 320.8898 | 331.5977 | 320.8898 | 331.5977
7253 | 327.6731 | 317.3798 | 327.6731 | 317.3798
7254 | 324.57 | 304.0362 | 324.57 | 304.0362
7255 | 313.6293 | 295.3306 | 313.6293 | 295.3306
7256 | 307.2306 | 289.3878 | 307.2306 | 289.3878
7257 | 315.837 | 290.2864 | 315.837 | 290.2864
7258 | 311.3639 | 286.5718 | 311.3639 | 286.5718
7259 | 289.5266 | 298.4651 | 289.5266 | 298.4651
7260 | 267.3732 | 143.5253 | 267.3732 | 143.5253
7261 | 253.8215 | 157.7966 | 253.8215 | 157.7966
7262 | 247.0385 | 156.6456 | 247.0385 | 156.6456
7263 | 245.3789 | 164.3532 | 245.3789 | 164.3532
7264 | 241.1716 | 179.2989 | 241.1716 | 179.2989
7265 | 233.1641 | 213.118 | 233.1641 | 213.118
7266 | 241.2214 | 219.7537 | 241.2214 | 219.7537
7267 | 261.9293 | 223.6873 | 261.9293 | 223.6873
7268 | 290.5717 | 219.6687 | 290.5717 | 219.6687
7269 | 309.0451 | 216.5253 | 309.0451 | 216.5253
7270 | 323.2437 | 210.475 | 323.2437 | 210.475
7271 | 349.3622 | 203.3128 | 349.3622 | 203.3128
7272 | 348.6348 | 192.3129 | 348.6348 | 192.3129
7273 | 328.4822 | 174.1783 | 328.4822 | 174.1783
7274 | 324.8033 | 160.219 | 324.8033 | 160.219
7275 | 324.4626 | 142.7581 | 324.4626 | 142.7581
7276 | 323.2516 | 144.4891 | 323.2516 | 144.4891
7277 | 325.5466 | 147.4409 | 325.5466 | 147.4409
7278 | 323.7702 | 140.5869 | 323.7702 | 140.5869
7279 | 309.8644 | 137.0124 | 309.8644 | 137.0124
7280 | 303.0154 | 134.8171 | 303.0154 | 134.8171
7281 | 310.3319 | 131.3999 | 310.3319 | 131.3999
7282 | 306.4403 | 123.1773 | 306.4403 | 123.1773
7283 | 290.5281 | 122.1604 | 290.5281 | 122.1604
7284 | 271.3607 | 133.6401 | 271.3607 | 133.6401
7285 | 257.1095 | 147.0926 | 257.1095 | 147.0926
7286 | 248.2667 | 146.624 | 248.2667 | 146.624
7287 | 244.4712 | 152.6769 | 244.4712 | 152.6769
7288 | 240.1339 | 170.6845 | 240.1339 | 170.6845
7289 | 234.8803 | 202.7125 | 234.8803 | 202.7125
7290 | 239.6549 | 210.4655 | 239.6549 | 210.4655
7291 | 256.7393 | 218.2542 | 256.7393 | 218.2542
7292 | 280.462 | 217.3744 | 280.462 | 217.3744
7293 | 299.0982 | 217.2076 | 299.0982 | 217.2076
7294 | 310.6951 | 212.4367 | 310.6951 | 212.4367
7295 | 332.8002 | 209.0273 | 332.8002 | 209.0273
7296 | 333.8098 | 204.2963 | 333.8098 | 204.2963
7297 | 318.4576 | 196.8486 | 318.4576 | 196.8486
7298 | 313.2133 | 193.6189 | 313.2133 | 193.6189
7299 | 311.9649 | 186.2564 | 311.9649 | 186.2564
7300 | 310.6731 | 192.3884 | 310.6731 | 192.3884
7301 | 315.9966 | 196.6708 | 315.9966 | 196.6708
7302 | 311.848 | 192.6399 | 311.848 | 192.6399
7303 | 300.8071 | 189.1166 | 300.8071 | 189.1166
7304 | 296.3472 | 182.6568 | 296.3472 | 182.6568
7305 | 305.4095 | 176.6211 | 305.4095 | 176.6211
7306 | 301.9033 | 166.1724 | 301.9033 | 166.1724
7307 | 286.9258 | 159.4922 | 286.9258 | 159.4922
7308 | 269.1453 | 164.7456 | 269.1453 | 164.7456
7309 | 254.5239 | 183.1706 | 254.5239 | 183.1706
7310 | 248.3292 | 189.0561 | 248.3292 | 189.0561
7311 | 243.8736 | 194.8617 | 243.8736 | 194.8617
7312 | 238.3034 | 212.0847 | 238.3034 | 212.0847
7313 | 232.3766 | 243.9676 | 232.3766 | 243.9676
7314 | 234.439 | 247.1832 | 234.439 | 247.1832
7315 | 247.0313 | 248.0975 | 247.0313 | 248.0975
7316 | 266.6635 | 242.4755 | 266.6635 | 242.4755
7317 | 282.1889 | 238.8033 | 282.1889 | 238.8033
7318 | 296.2396 | 231.9768 | 296.2396 | 231.9768
7319 | 317.7472 | 222.0682 | 317.7472 | 222.0682
7320 | 319.9291 | 205.4477 | 319.9291 | 205.4477
7321 | 307.8626 | 184.0549 | 307.8626 | 184.0549
7322 | 302.3603 | 174.7952 | 302.3603 | 174.7952
7323 | 298.7807 | 159.2789 | 298.7807 | 159.2789
7324 | 300.9614 | 156.0204 | 300.9614 | 156.0204
7325 | 306.1818 | 150.9805 | 306.1818 | 150.9805
7326 | 303.3853 | 138.7617 | 303.3853 | 138.7617
7327 | 295.0024 | 129.2083 | 295.0024 | 129.2083
7328 | 292.4846 | 120.0021 | 292.4846 | 120.0021
7329 | 302.4137 | 115.2288 | 302.4137 | 115.2288
7330 | 298.4077 | 109.9145 | 298.4077 | 109.9145
7331 | 281.6917 | 109.9382 | 281.6917 | 109.9382
7332 | 266.3118 | 126.433 | 266.3118 | 126.433
7333 | 253.9559 | 140.8066 | 253.9559 | 140.8066
7334 | 246.402 | 148.688 | 246.402 | 148.688
7335 | 243.3696 | 154.6898 | 243.3696 | 154.6898
7336 | 238.76 | 171.3413 | 238.76 | 171.3413
7337 | 231.944 | 204.2904 | 231.944 | 204.2904
7338 | 234.2443 | 210.3035 | 234.2443 | 210.3035
7339 | 247.6617 | 216.4034 | 247.6617 | 216.4034
7340 | 268.9063 | 213.6984 | 268.9063 | 213.6984
7341 | 285.0341 | 212.3717 | 285.0341 | 212.3717
7342 | 298.886 | 206.9098 | 298.886 | 206.9098
7343 | 322.1504 | 197.6324 | 322.1504 | 197.6324
7344 | 320.8632 | 184.125 | 320.8632 | 184.125
7345 | 306.8219 | 172.336 | 306.8219 | 172.336
7346 | 304.0942 | 163.9121 | 304.0942 | 163.9121
7347 | 302.5522 | 149.044 | 302.5522 | 149.044
7348 | 306.8592 | 149.1289 | 306.8592 | 149.1289
7349 | 311.8439 | 154.068 | 311.8439 | 154.068
7350 | 304.1098 | 148.4593 | 304.1098 | 148.4593
7351 | 294.7432 | 135.1701 | 294.7432 | 135.1701
7352 | 291.2545 | 120.8124 | 291.2545 | 120.8124
7353 | 301.1161 | 111.5698 | 301.1161 | 111.5698
7354 | 299.5067 | 107.407 | 299.5067 | 107.407
7355 | 281.47 | 111.0044 | 281.47 | 111.0044
7356 | 264.8035 | 122.322 | 264.8035 | 122.322
7357 | 251.5015 | 133.2157 | 251.5015 | 133.2157
7358 | 244.5111 | 142.5215 | 244.5111 | 142.5215
7359 | 240.7001 | 150.519 | 240.7001 | 150.519
7360 | 235.9611 | 169.4649 | 235.9611 | 169.4649
7361 | 229.9832 | 204.8618 | 229.9832 | 204.8618
7362 | 235.4731 | 213.8004 | 235.4731 | 213.8004
7363 | 252.5397 | 219.4654 | 252.5397 | 219.4654
7364 | 280.0851 | 217.5023 | 280.0851 | 217.5023
7365 | 294.6788 | 215.5701 | 294.6788 | 215.5701
7366 | 312.0994 | 212.1808 | 312.0994 | 212.1808
7367 | 339.1463 | 215.697 | 339.1463 | 215.697
7368 | 336.1657 | 222.1903 | 336.1657 | 222.1903
7369 | 317.9226 | 220.7726 | 317.9226 | 220.7726
7370 | 314.2852 | 219.9567 | 314.2852 | 219.9567
7371 | 313.7153 | 213.3021 | 313.7153 | 213.3021
7372 | 317.8506 | 219.238 | 317.8506 | 219.238
7373 | 320.8236 | 221.243 | 320.8236 | 221.243
7374 | 317.2667 | 212.6406 | 317.2667 | 212.6406
7375 | 305.3702 | 203.7525 | 305.3702 | 203.7525
7376 | 300.8397 | 195.2969 | 300.8397 | 195.2969
7377 | 309.8424 | 189.1077 | 309.8424 | 189.1077
7378 | 306.6684 | 179.8786 | 306.6684 | 179.8786
7379 | 284.0192 | 173.0875 | 284.0192 | 173.0875
7380 | 268.1272 | 175.1085 | 268.1272 | 175.1085
7381 | 253.3308 | 184.5693 | 253.3308 | 184.5693
7382 | 246.0159 | 192.8857 | 246.0159 | 192.8857
7383 | 243.2604 | 193.6165 | 243.2604 | 193.6165
7384 | 238.5632 | 207.4534 | 238.5632 | 207.4534
7385 | 232.1436 | 239.5325 | 232.1436 | 239.5325
7386 | 239.7538 | 246.3473 | 239.7538 | 246.3473
7387 | 258.9751 | 252.49 | 258.9751 | 252.49
7388 | 291.4633 | 249.512 | 291.4633 | 249.512
7389 | 311.5966 | 247.9038 | 311.5966 | 247.9038
7390 | 321.2652 | 242.3055 | 321.2652 | 242.3055
7391 | 347.2742 | 235.9706 | 347.2742 | 235.9706
7392 | 342.1483 | 228.3739 | 342.1483 | 228.3739
7393 | 323.6279 | 218.1798 | 323.6279 | 218.1798
7394 | 319.729 | 213.1078 | 319.729 | 213.1078
7395 | 321.7799 | 201.9243 | 321.7799 | 201.9243
7396 | 323.2058 | 203.553 | 323.2058 | 203.553
7397 | 330.3619 | 204.0143 | 330.3619 | 204.0143
7398 | 324.78 | 197.0409 | 324.78 | 197.0409
7399 | 308.3526 | 190.123 | 308.3526 | 190.123
7400 | 304.949 | 182.0086 | 304.949 | 182.0086
7401 | 311.163 | 176.5955 | 311.163 | 176.5955
7402 | 305.9679 | 168.714 | 305.9679 | 168.714
7403 | 284.1928 | 163.97 | 284.1928 | 163.97
7404 | 268.3901 | 168.7287 | 268.3901 | 168.7287
7405 | 256.9466 | 181.3709 | 256.9466 | 181.3709
7406 | 249.7631 | 194.3186 | 249.7631 | 194.3186
7407 | 244.2195 | 196.2776 | 244.2195 | 196.2776
7408 | 239.1389 | 205.9182 | 239.1389 | 205.9182
7409 | 233.1835 | 235.3192 | 233.1835 | 235.3192
7410 | 241.8219 | 239.6691 | 241.8219 | 239.6691
7411 | 260.7799 | 244.1485 | 260.7799 | 244.1485
7412 | 292.8023 | 239.6609 | 292.8023 | 239.6609
7413 | 313.3443 | 236.0996 | 313.3443 | 236.0996
7414 | 328.3552 | 229.3925 | 328.3552 | 229.3925
7415 | 351.7561 | 218.5116 | 351.7561 | 218.5116
7416 | 348.8969 | 201.7546 | 348.8969 | 201.7546
7417 | 326.5815 | 185.7352 | 326.5815 | 185.7352
7418 | 324.4638 | 182.4543 | 324.4638 | 182.4543
7419 | 322.6229 | 172.8316 | 322.6229 | 172.8316
7420 | 322.6844 | 177.2408 | 322.6844 | 177.2408
7421 | 328.3915 | 177.0539 | 328.3915 | 177.0539
7422 | 324.8833 | 168.2723 | 324.8833 | 168.2723
7423 | 308.7987 | 160.2371 | 308.7987 | 160.2371
7424 | 302.7361 | 151.1418 | 302.7361 | 151.1418
7425 | 309.4541 | 143.4856 | 309.4541 | 143.4856
7426 | 306.3593 | 132.781 | 306.3593 | 132.781
7427 | 286.7923 | 124.7277 | 286.7923 | 124.7277
7428 | 266.4524 | 131.6272 | 266.4524 | 131.6272
7429 | 254.3212 | 144.2183 | 254.3212 | 144.2183
7430 | 249.0669 | 163.9977 | 249.0669 | 163.9977
7431 | 244.6049 | 178.4091 | 244.6049 | 178.4091
7432 | 239.5063 | 192.7066 | 239.5063 | 192.7066
7433 | 235.0187 | 213.0924 | 235.0187 | 213.0924
7434 | 243.1288 | 216.1885 | 243.1288 | 216.1885
7435 | 261.5332 | 221.1115 | 261.5332 | 221.1115
7436 | 292.1377 | 218.1249 | 292.1377 | 218.1249
7437 | 312.9026 | 215.4506 | 312.9026 | 215.4506
7438 | 328.1399 | 208.2148 | 328.1399 | 208.2148
7439 | 347.8845 | 201.1123 | 347.8845 | 201.1123
7440 | 341.8462 | 189.9589 | 341.8462 | 189.9589
7441 | 320.0538 | 178.1613 | 320.0538 | 178.1613
7442 | 318.5668 | 170.1724 | 318.5668 | 170.1724
7443 | 321.6775 | 153.735 | 321.6775 | 153.735
7444 | 322.3605 | 151.3209 | 322.3605 | 151.3209
7445 | 323.1556 | 151.3984 | 323.1556 | 151.3984
7446 | 324.1607 | 147.1373 | 324.1607 | 147.1373
7447 | 307.2799 | 143.9125 | 307.2799 | 143.9125
7448 | 301.2784 | 135.4824 | 301.2784 | 135.4824
7449 | 307.2639 | 125.4125 | 307.2639 | 125.4125
7450 | 304.1151 | 112.8656 | 304.1151 | 112.8656
7451 | 287.2798 | 108.8039 | 287.2798 | 108.8039
7452 | 269.1823 | 130.3564 | 269.1823 | 130.3564
7453 | 256.6036 | 156.3978 | 256.6036 | 156.3978
7454 | 249.7271 | 163.7504 | 249.7271 | 163.7504
7455 | 245.2462 | 164.0376 | 245.2462 | 164.0376
7456 | 238.4206 | 179.2733 | 238.4206 | 179.2733
7457 | 234.3531 | 210.1584 | 234.3531 | 210.1584
7458 | 238.2335 | 217.6896 | 238.2335 | 217.6896
7459 | 254.1731 | 225.2907 | 254.1731 | 225.2907
7460 | 278.9745 | 223.8821 | 278.9745 | 223.8821
7461 | 298.9924 | 226.8029 | 298.9924 | 226.8029
7462 | 314.9457 | 219.3538 | 314.9457 | 219.3538
7463 | 337.2969 | 209.0614 | 337.2969 | 209.0614
7464 | 334.2605 | 197.5242 | 334.2605 | 197.5242
7465 | 316.3988 | 180.7712 | 316.3988 | 180.7712
7466 | 313.8691 | 165.1232 | 313.8691 | 165.1232
7467 | 314.6236 | 144.9927 | 314.6236 | 144.9927
7468 | 315.6542 | 142.6298 | 315.6542 | 142.6298
7469 | 318.878 | 143.6199 | 318.878 | 143.6199
7470 | 314.0027 | 139.2223 | 314.0027 | 139.2223
7471 | 301.6167 | 133.4217 | 301.6167 | 133.4217
7472 | 294.1487 | 126.4842 | 294.1487 | 126.4842
7473 | 300.4944 | 121.7962 | 300.4944 | 121.7962
7474 | 303.8647 | 114.6055 | 303.8647 | 114.6055
7475 | 289.37 | 111.2602 | 289.37 | 111.2602
7476 | 272.2071 | 121.7505 | 272.2071 | 121.7505
7477 | 257.6346 | 151.5618 | 257.6346 | 151.5618
7478 | 250.1852 | 167.4349 | 250.1852 | 167.4349
7479 | 244.8277 | 175.6031 | 244.8277 | 175.6031
7480 | 237.1611 | 196.2974 | 237.1611 | 196.2974
7481 | 231.5839 | 230.9949 | 231.5839 | 230.9949
7482 | 235.5529 | 230.7391 | 235.5529 | 230.7391
7483 | 248.3349 | 228.745 | 248.3349 | 228.745
7484 | 268.4934 | 223.2936 | 268.4934 | 223.2936
7485 | 285.7787 | 223.468 | 285.7787 | 223.468
7486 | 300.0752 | 220.3346 | 300.0752 | 220.3346
7487 | 321.4817 | 200.0376 | 321.4817 | 200.0376
7488 | 321.3075 | 176.4915 | 321.3075 | 176.4915
7489 | 309.8664 | 152.1818 | 309.8664 | 152.1818
7490 | 307.0933 | 142.2397 | 307.0933 | 142.2397
7491 | 307.4958 | 133.8111 | 307.4958 | 133.8111
7492 | 310.011 | 134.8171 | 310.011 | 134.8171
7493 | 313.2441 | 132.805 | 313.2441 | 132.805
7494 | 309.7702 | 121.7974 | 309.7702 | 121.7974
7495 | 299.6642 | 114.2654 | 299.6642 | 114.2654
7496 | 295.3909 | 105.1359 | 295.3909 | 105.1359
7497 | 300.3735 | 101.1899 | 300.3735 | 101.1899
7498 | 302.6512 | 94.5963 | 302.6512 | 94.5963
7499 | 288.8442 | 90.961 | 288.8442 | 90.961
7500 | 270.9665 | 105.0165 | 270.9665 | 105.0165
7501 | 258.3624 | 128.0301 | 258.3624 | 128.0301
7502 | 251.7517 | 136.9776 | 251.7517 | 136.9776
7503 | 248.9324 | 140.4462 | 248.9324 | 140.4462
7504 | 238.1613 | 154.8972 | 238.1613 | 154.8972
7505 | 233.5554 | 187.2834 | 233.5554 | 187.2834
7506 | 237.9984 | 193.902 | 237.9984 | 193.902
7507 | 249.9544 | 202.0063 | 249.9544 | 202.0063
7508 | 270.7001 | 202.0476 | 270.7001 | 202.0476
7509 | 286.76 | 201.5397 | 286.76 | 201.5397
7510 | 301.3451 | 199.0716 | 301.3451 | 199.0716
7511 | 324.3823 | 184.2929 | 324.3823 | 184.2929
7512 | 324.1496 | 160.7212 | 324.1496 | 160.7212
7513 | 310.4002 | 125.7587 | 310.4002 | 125.7587
7514 | 307.1234 | 97.9908 | 307.1234 | 97.9908
7515 | 303.5885 | 78.9605 | 303.5885 | 78.9605
7516 | 304.6405 | 76.5465 | 304.6405 | 76.5465
7517 | 309.2424 | 75.9928 | 309.2424 | 75.9928
7518 | 303.0635 | 70.3158 | 303.0635 | 70.3158
7519 | 289.7616 | 69.0015 | 289.7616 | 69.0015
7520 | 287.3153 | 70.8576 | 287.3153 | 70.8576
7521 | 293.6284 | 74.9289 | 293.6284 | 74.9289
7522 | 297.136 | 73.5551 | 297.136 | 73.5551
7523 | 284.6813 | 76.2654 | 284.6813 | 76.2654
7524 | 266.9046 | 89.8688 | 266.9046 | 89.8688
7525 | 254.3869 | 108.1317 | 254.3869 | 108.1317
7526 | 247.1442 | 118.4268 | 247.1442 | 118.4268
7527 | 241.2494 | 125.3838 | 241.2494 | 125.3838
7528 | 233.299 | 138.854 | 233.299 | 138.854
7529 | 228.6561 | 172.4001 | 228.6561 | 172.4001
7530 | 235.1375 | 182.8313 | 235.1375 | 182.8313
7531 | 252.3448 | 188.8716 | 252.3448 | 188.8716
7532 | 275.1948 | 185.1942 | 275.1948 | 185.1942
7533 | 292.9545 | 186.4262 | 292.9545 | 186.4262
7534 | 307.4867 | 186.9091 | 307.4867 | 186.9091
7535 | 329.9118 | 187.0819 | 329.9118 | 187.0819
7536 | 325.4073 | 183.5195 | 325.4073 | 183.5195
7537 | 308.0886 | 172.1739 | 308.0886 | 172.1739
7538 | 309.7898 | 156.4321 | 309.7898 | 156.4321
7539 | 310.4075 | 129.828 | 310.4075 | 129.828
7540 | 308.5124 | 116.0361 | 308.5124 | 116.0361
7541 | 313.024 | 109.7594 | 313.024 | 109.7594
7542 | 309.2857 | 97.9159 | 309.2857 | 97.9159
7543 | 295.1113 | 90.0087 | 295.1113 | 90.0087
7544 | 290.6884 | 82.1842 | 290.6884 | 82.1842
7545 | 294.615 | 78.4599 | 294.615 | 78.4599
7546 | 298.1473 | 73.8877 | 298.1473 | 73.8877
7547 | 283.1558 | 69.5786 | 283.1558 | 69.5786
7548 | 263.9595 | 84.4614 | 263.9595 | 84.4614
7549 | 250.9167 | 110.3152 | 250.9167 | 110.3152
7550 | 243.4304 | 124.6445 | 243.4304 | 124.6445
7551 | 240.4286 | 131.0045 | 240.4286 | 131.0045
7552 | 230.2551 | 149.4898 | 230.2551 | 149.4898
7553 | 228.3987 | 184.2726 | 228.3987 | 184.2726
7554 | 234.6816 | 188.5799 | 234.6816 | 188.5799
7555 | 255.8581 | 185.5537 | 255.8581 | 185.5537
7556 | 285.8905 | 177.2792 | 285.8905 | 177.2792
7557 | 307.6768 | 177.0613 | 307.6768 | 177.0613
7558 | 323.9943 | 172.3756 | 323.9943 | 172.3756
7559 | 347.2182 | 164.7698 | 347.2182 | 164.7698
7560 | 341.2796 | 157.0793 | 341.2796 | 157.0793
7561 | 320.8552 | 145.6144 | 320.8552 | 145.6144
7562 | 317.5789 | 127.3564 | 317.5789 | 127.3564
7563 | 320.4827 | 87.737 | 320.4827 | 87.737
7564 | 321.2465 | 68.3244 | 321.2465 | 68.3244
7565 | 326.5931 | 63.6256 | 326.5931 | 63.6256
7566 | 320.2122 | 54.7076 | 320.2122 | 54.7076
7567 | 303.1769 | 47.7726 | 303.1769 | 47.7726
7568 | 296.7649 | 39.8288 | 296.7649 | 39.8288
7569 | 302.3863 | 34.6887 | 302.3863 | 34.6887
7570 | 302.0998 | 27.2251 | 302.0998 | 27.2251
7571 | 285.6881 | 26.4641 | 285.6881 | 26.4641
7572 | 265.0475 | 41.2701 | 265.0475 | 41.2701
7573 | 252.1006 | 59.1492 | 252.1006 | 59.1492
7574 | 246.5892 | 71.7045 | 246.5892 | 71.7045
7575 | 240.5718 | 78.9174 | 240.5718 | 78.9174
7576 | 232.6236 | 93.7949 | 232.6236 | 93.7949
7577 | 228.1725 | 126.906 | 228.1725 | 126.906
7578 | 237.3046 | 136.9022 | 237.3046 | 136.9022
7579 | 256.5369 | 144.853 | 256.5369 | 144.853
7580 | 286.0674 | 141.4229 | 286.0674 | 141.4229
7581 | 306.6976 | 136.7358 | 306.6976 | 136.7358
7582 | 321.737 | 129.082 | 321.737 | 129.082
7583 | 342.9716 | 126.8922 | 342.9716 | 126.8922
7584 | 340.5707 | 130.9035 | 340.5707 | 130.9035
7585 | 317.3783 | 131.9764 | 317.3783 | 131.9764
7586 | 316.4202 | 128.6528 | 316.4202 | 128.6528
7587 | 318.0992 | 114.9191 | 318.0992 | 114.9191
7588 | 319.3586 | 116.7696 | 319.3586 | 116.7696
7589 | 325.6948 | 116.088 | 325.6948 | 116.088
7590 | 322.7282 | 108.5773 | 322.7282 | 108.5773
7591 | 306.0811 | 102.6743 | 306.0811 | 102.6743
7592 | 298.3181 | 96.7433 | 298.3181 | 96.7433
7593 | 303.6548 | 93.5052 | 303.6548 | 93.5052
7594 | 304.0725 | 87.8157 | 304.0725 | 87.8157
7595 | 286.7847 | 86.4235 | 286.7847 | 86.4235
7596 | 270.2357 | 98.3809 | 270.2357 | 98.3809
7597 | 254.3437 | 130.2647 | 254.3437 | 130.2647
7598 | 249.326 | 149.865 | 249.326 | 149.865
7599 | 244.0522 | 157.4191 | 244.0522 | 157.4191
7600 | 235.7507 | 177.1666 | 235.7507 | 177.1666
7601 | 231.3414 | 211.9068 | 231.3414 | 211.9068
7602 | 239.2101 | 220.6833 | 239.2101 | 220.6833
7603 | 258.1555 | 229.5382 | 258.1555 | 229.5382
7604 | 285.3303 | 228.539 | 285.3303 | 228.539
7605 | 309.1006 | 227.8519 | 309.1006 | 227.8519
7606 | 323.8332 | 218.1 | 323.8332 | 218.1
7607 | 345.6963 | 183.9773 | 345.6963 | 183.9773
7608 | 340.5275 | 158.3501 | 340.5275 | 158.3501
7609 | 320.2323 | 128.4197 | 320.2323 | 128.4197
7610 | 314.2847 | 113.7952 | 314.2847 | 113.7952
7611 | 317.0391 | 100.8291 | 317.0391 | 100.8291
7612 | 317.1665 | 97.8521 | 317.1665 | 97.8521
7613 | 318.8707 | 95.6779 | 318.8707 | 95.6779
7614 | 315.0508 | 85.2076 | 315.0508 | 85.2076
7615 | 300.805 | 76.0295 | 300.805 | 76.0295
7616 | 291.7409 | 66.6101 | 291.7409 | 66.6101
7617 | 294.6099 | 61.1032 | 294.6099 | 61.1032
7618 | 298.3406 | 57.1792 | 298.3406 | 57.1792
7619 | 284.3518 | 55.6506 | 284.3518 | 55.6506
7620 | 268.2116 | 76.1541 | 268.2116 | 76.1541
7621 | 254.8192 | 91.6962 | 254.8192 | 91.6962
7622 | 245.3946 | 91.5005 | 245.3946 | 91.5005
7623 | 243.0263 | 96.8114 | 243.0263 | 96.8114
7624 | 232.8886 | 116.9513 | 232.8886 | 116.9513
7625 | 229.9375 | 153.15 | 229.9375 | 153.15
7626 | 236.6229 | 162.3871 | 236.6229 | 162.3871
7627 | 251.9524 | 171.9499 | 251.9524 | 171.9499
7628 | 275.1342 | 173.6458 | 275.1342 | 173.6458
7629 | 294.2317 | 175.0313 | 294.2317 | 175.0313
7630 | 309.112 | 170.7039 | 309.112 | 170.7039
7631 | 328.5891 | 167.8744 | 328.5891 | 167.8744
7632 | 328.4959 | 168.3036 | 328.4959 | 168.3036
7633 | 312.2343 | 166.63 | 312.2343 | 166.63
7634 | 306.2898 | 155.3062 | 306.2898 | 155.3062
7635 | 305.7217 | 136.8986 | 305.7217 | 136.8986
7636 | 306.6701 | 134.0069 | 306.6701 | 134.0069
7637 | 308.0005 | 132.5491 | 308.0005 | 132.5491
7638 | 303.1209 | 124.3817 | 303.1209 | 124.3817
7639 | 291.665 | 120.3381 | 291.665 | 120.3381
7640 | 284.6093 | 120.3689 | 284.6093 | 120.3689
7641 | 290.288 | 125.1907 | 290.288 | 125.1907
7642 | 293.0832 | 123.0834 | 293.0832 | 123.0834
7643 | 279.1398 | 119.9258 | 279.1398 | 119.9258
7644 | 263.533 | 126.0407 | 263.533 | 126.0407
7645 | 248.8753 | 139.3396 | 248.8753 | 139.3396
7646 | 240.8963 | 156.6883 | 240.8963 | 156.6883
7647 | 236.3868 | 159.449 | 236.3868 | 159.449
7648 | 227.117 | 174.3691 | 227.117 | 174.3691
7649 | 223.3819 | 205.8768 | 223.3819 | 205.8768
7650 | 227.5144 | 214.9347 | 227.5144 | 214.9347
7651 | 240.2915 | 220.3183 | 240.2915 | 220.3183
7652 | 258.3917 | 216.4788 | 258.3917 | 216.4788
7653 | 275.8171 | 213.1478 | 275.8171 | 213.1478
7654 | 290.9451 | 206.0825 | 290.9451 | 206.0825
7655 | 311.4502 | 200.7796 | 311.4502 | 200.7796
7656 | 312.4108 | 190.9824 | 312.4108 | 190.9824
7657 | 299.07 | 177.4705 | 299.07 | 177.4705
7658 | 297.6056 | 170.5392 | 297.6056 | 170.5392
7659 | 296.1674 | 156.959 | 296.1674 | 156.959
7660 | 298.9988 | 157.2913 | 298.9988 | 157.2913
7661 | 299.141 | 157.2579 | 299.141 | 157.2579
7662 | 293.5558 | 150.8389 | 293.5558 | 150.8389
7663 | 286.4936 | 145.4647 | 286.4936 | 145.4647
7664 | 281.7567 | 141.8281 | 281.7567 | 141.8281
7665 | 283.7807 | 140.0399 | 283.7807 | 140.0399
7666 | 287.8745 | 133.8727 | 287.8745 | 133.8727
7667 | 277.0783 | 130.4251 | 277.0783 | 130.4251
7668 | 263.2098 | 136.8982 | 263.2098 | 136.8982
7669 | 250.7982 | 151.8006 | 250.7982 | 151.8006
7670 | 241.9063 | 165.8741 | 241.9063 | 165.8741
7671 | 237.663 | 170.9718 | 237.663 | 170.9718
7672 | 228.2024 | 188.5444 | 228.2024 | 188.5444
7673 | 223.1021 | 224.1546 | 223.1021 | 224.1546
7674 | 226.9295 | 234.364 | 226.9295 | 234.364
7675 | 235.4559 | 238.3744 | 235.4559 | 238.3744
7676 | 251.3118 | 227.2681 | 251.3118 | 227.2681
7677 | 268.1161 | 224.5256 | 268.1161 | 224.5256
7678 | 286.1783 | 218.7738 | 286.1783 | 218.7738
7679 | 306.4943 | 212.78 | 306.4943 | 212.78
7680 | 308.2706 | 203.4007 | 308.2706 | 203.4007
7681 | 298.942 | 187.8674 | 298.942 | 187.8674
7682 | 295.8334 | 178.4286 | 295.8334 | 178.4286
7683 | 292.7955 | 165.5904 | 292.7955 | 165.5904
7684 | 294.32 | 164.9077 | 294.32 | 164.9077
7685 | 299.8756 | 163.885 | 299.8756 | 163.885
7686 | 293.4337 | 154.8476 | 293.4337 | 154.8476
7687 | 284.6387 | 146.3774 | 284.6387 | 146.3774
7688 | 279.9653 | 138.5699 | 279.9653 | 138.5699
7689 | 285.1487 | 135.0248 | 285.1487 | 135.0248
7690 | 288.9982 | 128.0388 | 288.9982 | 128.0388
7691 | 277.3117 | 122.4674 | 277.3117 | 122.4674
7692 | 260.1396 | 126.7315 | 260.1396 | 126.7315
7693 | 247.3813 | 146.939 | 247.3813 | 146.939
7694 | 240.2634 | 166.3944 | 240.2634 | 166.3944
7695 | 234.1742 | 166.5622 | 234.1742 | 166.5622
7696 | 225.2148 | 182.4888 | 225.2148 | 182.4888
7697 | 223.1315 | 215.5999 | 223.1315 | 215.5999
7698 | 227.4801 | 223.3274 | 227.4801 | 223.3274
7699 | 239.751 | 226.1181 | 239.751 | 226.1181
7700 | 261.2359 | 215.8903 | 261.2359 | 215.8903
7701 | 275.7277 | 213.6937 | 275.7277 | 213.6937
7702 | 293.2907 | 208.1721 | 293.2907 | 208.1721
7703 | 315.6513 | 199.7476 | 315.6513 | 199.7476
7704 | 315.5208 | 188.4834 | 315.5208 | 188.4834
7705 | 300.8743 | 175.3723 | 300.8743 | 175.3723
7706 | 295.8312 | 167.4516 | 295.8312 | 167.4516
7707 | 301.4184 | 152.8821 | 301.4184 | 152.8821
7708 | 302.1988 | 149.871 | 302.1988 | 149.871
7709 | 305.591 | 144.1999 | 305.591 | 144.1999
7710 | 299.4753 | 132.1431 | 299.4753 | 132.1431
7711 | 289.1107 | 121.7624 | 289.1107 | 121.7624
7712 | 284.3485 | 110.586 | 284.3485 | 110.586
7713 | 286.1445 | 103.6122 | 286.1445 | 103.6122
7714 | 292.1858 | 92.8223 | 292.1858 | 92.8223
7715 | 278.8487 | 85.2806 | 278.8487 | 85.2806
7716 | 261.5291 | 89.4594 | 261.5291 | 89.4594
7717 | 247.3035 | 105.2404 | 247.3035 | 105.2404
7718 | 240.6047 | 114.7337 | 240.6047 | 114.7337
7719 | 233.2918 | 119.6438 | 233.2918 | 119.6438
7720 | 224.7894 | 137.7623 | 224.7894 | 137.7623
7721 | 222.7021 | 169.4235 | 222.7021 | 169.4235
7722 | 227.2337 | 177.3385 | 227.2337 | 177.3385
7723 | 245.2144 | 181.5536 | 245.2144 | 181.5536
7724 | 272.9669 | 178.4988 | 272.9669 | 178.4988
7725 | 290.8522 | 178.3918 | 290.8522 | 178.3918
7726 | 308.2587 | 174.704 | 308.2587 | 174.704
7727 | 333.3341 | 171.5249 | 333.3341 | 171.5249
7728 | 330.637 | 163.5273 | 330.637 | 163.5273
7729 | 312.1385 | 148.8725 | 312.1385 | 148.8725
7730 | 308.3216 | 136.5593 | 308.3216 | 136.5593
7731 | 310.3975 | 117.1879 | 310.3975 | 117.1879
7732 | 313.1383 | 116.1299 | 313.1383 | 116.1299
7733 | 315.6991 | 114.1519 | 315.6991 | 114.1519
7734 | 312.3958 | 102.8713 | 312.3958 | 102.8713
7735 | 296.7366 | 94.8191 | 296.7366 | 94.8191
7736 | 292.0649 | 84.922 | 292.0649 | 84.922
7737 | 293.6151 | 78.5878 | 293.6151 | 78.5878
7738 | 294.8854 | 68.3523 | 294.8854 | 68.3523
7739 | 278.8209 | 62.5592 | 278.8209 | 62.5592
7740 | 261.0409 | 71.9236 | 261.0409 | 71.9236
7741 | 246.3161 | 97.4618 | 246.3161 | 97.4618
7742 | 239.9185 | 114.7678 | 239.9185 | 114.7678
7743 | 234.1231 | 120.1896 | 234.1231 | 120.1896
7744 | 226.1307 | 138.4787 | 226.1307 | 138.4787
7745 | 222.6662 | 173.8671 | 222.6662 | 173.8671
7746 | 230.0287 | 182.7886 | 230.0287 | 182.7886
7747 | 248.751 | 190.0742 | 248.751 | 190.0742
7748 | 281.9569 | 186.7294 | 281.9569 | 186.7294
7749 | 303.3765 | 185.2662 | 303.3765 | 185.2662
7750 | 319.8533 | 183.2843 | 319.8533 | 183.2843
7751 | 345.6869 | 157.7589 | 345.6869 | 157.7589
7752 | 341.747 | 134.2128 | 341.747 | 134.2128
7753 | 320.7541 | 99.9667 | 320.7541 | 99.9667
7754 | 313.5553 | 78.1351 | 313.5553 | 78.1351
7755 | 314.5991 | 60.0089 | 314.5991 | 60.0089
7756 | 317.2149 | 57.2281 | 317.2149 | 57.2281
7757 | 318.2844 | 54.3033 | 318.2844 | 54.3033
7758 | 312.9799 | 47.8076 | 312.9799 | 47.8076
7759 | 296.9288 | 44.2501 | 296.9288 | 44.2501
7760 | 286.7888 | 37.7988 | 286.7888 | 37.7988
7761 | 290.9765 | 31.4305 | 290.9765 | 31.4305
7762 | 293.7887 | 20.3251 | 293.7887 | 20.3251
7763 | 278.2806 | 10.1309 | 278.2806 | 10.1309
7764 | 259.6617 | 15.6402 | 259.6617 | 15.6402
7765 | 245.775 | 26.824 | 245.775 | 26.824
7766 | 238.9695 | 37.9038 | 238.9695 | 37.9038
7767 | 233.2365 | 51.4196 | 233.2365 | 51.4196
7768 | 225.2601 | 79.7816 | 225.2601 | 79.7816
7769 | 222.3112 | 132.4158 | 222.3112 | 132.4158
7770 | 228.3227 | 152.4592 | 228.3227 | 152.4592
7771 | 246.9027 | 159.4036 | 246.9027 | 159.4036
7772 | 277.5591 | 152.4169 | 277.5591 | 152.4169
7773 | 302.7643 | 155.2183 | 302.7643 | 155.2183
7774 | 319.5524 | 160.4434 | 319.5524 | 160.4434
7775 | 342.3516 | 136.4192 | 342.3516 | 136.4192
7776 | 340.0693 | 111.986 | 340.0693 | 111.986
7777 | 319.4402 | 78.4479 | 319.4402 | 78.4479
7778 | 316.7635 | 46.6884 | 316.7635 | 46.6884
7779 | 315.3707 | 36.7927 | 315.3707 | 36.7927
7780 | 312.4974 | 44.6392 | 312.4974 | 44.6392
7781 | 316.1351 | 50.7296 | 316.1351 | 50.7296
7782 | 313.3851 | 47.8076 | 313.3851 | 47.8076
7783 | 295.8321 | 44.2501 | 295.8321 | 44.2501
7784 | 285.3328 | 48.7246 | 285.3328 | 48.7246
7785 | 285.188 | 53.6573 | 285.188 | 53.6573
7786 | 287.7704 | 52.0533 | 287.7704 | 52.0533
7787 | 276.8049 | 50.9682 | 276.8049 | 50.9682
7788 | 259.7703 | 55.761 | 259.7703 | 55.761
7789 | 245.302 | 65.8189 | 245.302 | 65.8189
7790 | 238.2287 | 78.8007 | 238.2287 | 78.8007
7791 | 232.0506 | 93.4168 | 232.0506 | 93.4168
7792 | 222.5326 | 121.0709 | 222.5326 | 121.0709
7793 | 219.7788 | 164.4681 | 219.7788 | 164.4681
7794 | 225.3271 | 180.264 | 225.3271 | 180.264
7795 | 240.1179 | 193.2299 | 240.1179 | 193.2299
7796 | 266.6402 | 194.7723 | 266.6402 | 194.7723
7797 | 286.5161 | 196.2261 | 286.5161 | 196.2261
7798 | 304.3243 | 193.4509 | 304.3243 | 193.4509
7799 | 326.5335 | 192.242 | 326.5335 | 192.242
7800 | 325.2953 | 189.5666 | 325.2953 | 189.5666
7801 | 311.7309 | 182.5282 | 311.7309 | 182.5282
7802 | 308.034 | 176.6886 | 308.034 | 176.6886
7803 | 307.5936 | 156.0975 | 307.5936 | 156.0975
7804 | 308.4601 | 140.8387 | 308.4601 | 140.8387
7805 | 310.118 | 127.2014 | 310.118 | 127.2014
7806 | 304.6564 | 109.5837 | 304.6564 | 109.5837
7807 | 291.9788 | 97.0707 | 291.9788 | 97.0707
7808 | 283.5778 | 87.259 | 283.5778 | 87.259
7809 | 283.8869 | 82.1189 | 283.8869 | 82.1189
7810 | 287.2827 | 76.2929 | 287.2827 | 76.2929
7811 | 276.4996 | 75.1822 | 276.4996 | 75.1822
7812 | 261.2956 | 88.2654 | 261.2956 | 88.2654
7813 | 248.2599 | 121.9147 | 248.2599 | 121.9147
7814 | 239.8676 | 144.739 | 239.8676 | 144.739
7815 | 232.9565 | 149.5638 | 232.9565 | 149.5638
7816 | 224.0256 | 166.8891 | 224.0256 | 166.8891
7817 | 220.8769 | 199.8638 | 220.8769 | 199.8638
7818 | 224.2787 | 205.6466 | 224.2787 | 205.6466
7819 | 235.8078 | 212.8042 | 235.8078 | 212.8042
7820 | 255.6576 | 199.958 | 255.6576 | 199.958
7821 | 275.7403 | 194.0768 | 275.7403 | 194.0768
7822 | 293.206 | 189.5105 | 293.206 | 189.5105
7823 | 314.7266 | 172.284 | 314.7266 | 172.284
7824 | 316.7602 | 148.2091 | 316.7602 | 148.2091
7825 | 302.7129 | 118.1337 | 302.7129 | 118.1337
7826 | 301.4871 | 93.4363 | 301.4871 | 93.4363
7827 | 300.8703 | 66.201 | 300.8703 | 66.201
7828 | 303.1787 | 58.0639 | 303.1787 | 58.0639
7829 | 303.6747 | 53.3395 | 303.6747 | 53.3395
7830 | 298.0255 | 47.8076 | 298.0255 | 47.8076
7831 | 285.2988 | 44.2501 | 285.2988 | 44.2501
7832 | 280.5062 | 37.7988 | 280.5062 | 37.7988
7833 | 282.1855 | 43.7465 | 282.1855 | 43.7465
7834 | 285.8517 | 45.2812 | 285.8517 | 45.2812
7835 | 275.0072 | 48.2559 | 275.0072 | 48.2559
7836 | 259.1045 | 57.4754 | 259.1045 | 57.4754
7837 | 245.7535 | 65.1622 | 245.7535 | 65.1622
7838 | 237.8005 | 74.8006 | 237.8005 | 74.8006
7839 | 230.9851 | 82.9431 | 230.9851 | 82.9431
7840 | 223.7631 | 104.7206 | 223.7631 | 104.7206
7841 | 220.4395 | 143.316 | 220.4395 | 143.316
7842 | 224.4126 | 146.6509 | 224.4126 | 146.6509
7843 | 236.6811 | 149.6037 | 236.6811 | 149.6037
7844 | 257.7343 | 147.5894 | 257.7343 | 147.5894
7845 | 275.267 | 145.1966 | 275.267 | 145.1966
7846 | 291.3762 | 139.4533 | 291.3762 | 139.4533
7847 | 314.0254 | 132.8028 | 314.0254 | 132.8028
7848 | 314.1294 | 124.1997 | 314.1294 | 124.1997
7849 | 301.6279 | 112.5471 | 301.6279 | 112.5471
7850 | 297.3688 | 105.667 | 297.3688 | 105.667
7851 | 298.094 | 89.1698 | 298.094 | 89.1698
7852 | 302.3814 | 81.0754 | 302.3814 | 81.0754
7853 | 305.0161 | 76.0866 | 305.0161 | 76.0866
7854 | 298.9825 | 67.5183 | 298.9825 | 67.5183
7855 | 291.0814 | 60.7027 | 291.0814 | 60.7027
7856 | 282.8748 | 62.0897 | 282.8748 | 62.0897
7857 | 283.4575 | 75.0312 | 283.4575 | 75.0312
7858 | 288.2465 | 93.7861 | 288.2465 | 93.7861
7859 | 275.7276 | 104.9572 | 275.7276 | 104.9572
7860 | 259.4656 | 115.9849 | 259.4656 | 115.9849
7861 | 245.2716 | 127.4074 | 245.2716 | 127.4074
7862 | 237.9954 | 139.161 | 237.9954 | 139.161
7863 | 231.3472 | 149.8367 | 231.3472 | 149.8367
7864 | 223.8007 | 170.8722 | 223.8007 | 170.8722
7865 | 223.6438 | 208.4014 | 223.6438 | 208.4014
7866 | 227.9964 | 218.4061 | 227.9964 | 218.4061
7867 | 243.4768 | 227.2439 | 243.4768 | 227.2439
7868 | 270.1699 | 227.2084 | 270.1699 | 227.2084
7869 | 287.9735 | 227.3317 | 287.9735 | 227.3317
7870 | 305.397 | 221.1619 | 305.397 | 221.1619
7871 | 329.913 | 213.3003 | 329.913 | 213.3003
7872 | 326.2801 | 200.6458 | 326.2801 | 200.6458
7873 | 308.4501 | 181.7436 | 308.4501 | 181.7436
7874 | 302.8468 | 166.4196 | 302.8468 | 166.4196
7875 | 305.9846 | 148.174 | 305.9846 | 148.174
7876 | 307.6423 | 143.1842 | 307.6423 | 143.1842
7877 | 313.5712 | 138.3148 | 313.5712 | 138.3148
7878 | 306.0458 | 127.111 | 306.0458 | 127.111
7879 | 292.8377 | 118.5128 | 292.8377 | 118.5128
7880 | 283.9817 | 110.006 | 283.9817 | 110.006
7881 | 286.9048 | 104.303 | 286.9048 | 104.303
7882 | 291.5851 | 96.3959 | 291.5851 | 96.3959
7883 | 279.6874 | 92.283 | 279.6874 | 92.283
7884 | 259.5265 | 100.7605 | 259.5265 | 100.7605
7885 | 245.4684 | 130.0941 | 245.4684 | 130.0941
7886 | 237.6319 | 148.3639 | 237.6319 | 148.3639
7887 | 230.7567 | 147.6106 | 230.7567 | 147.6106
7888 | 222.4257 | 151.4173 | 222.4257 | 151.4173
7889 | 222.2078 | 176.2979 | 222.2078 | 176.2979
7890 | 227.4806 | 188.4178 | 227.4806 | 188.4178
7891 | 247.0056 | 213.6315 | 247.0056 | 213.6315
7892 | 277.4268 | 224.5644 | 277.4268 | 224.5644
7893 | 298.4634 | 220.1416 | 298.4634 | 220.1416
7894 | 315.5242 | 194.0224 | 315.5242 | 194.0224
7895 | 340.7167 | 170.9364 | 340.7167 | 170.9364
7896 | 334.998 | 145.693 | 334.998 | 145.693
7897 | 314.021 | 114.125 | 314.021 | 114.125
7898 | 309.6152 | 98.187 | 309.6152 | 98.187
7899 | 312.5353 | 81.7239 | 312.5353 | 81.7239
7900 | 313.3943 | 78.7981 | 313.3943 | 78.7981
7901 | 317.8989 | 75.5834 | 317.8989 | 75.5834
7902 | 310.3092 | 65.4457 | 310.3092 | 65.4457
7903 | 294.1252 | 57.5726 | 294.1252 | 57.5726
7904 | 285.2748 | 49.134 | 285.2748 | 49.134
7905 | 287.0234 | 42.3819 | 287.0234 | 42.3819
7906 | 289.8522 | 33.7584 | 289.8522 | 33.7584
7907 | 277.9631 | 31.3342 | 277.9631 | 31.3342
7908 | 258.1422 | 45.0912 | 258.1422 | 45.0912
7909 | 243.6727 | 67.7295 | 243.6727 | 67.7295
7910 | 236.8476 | 81.1633 | 236.8476 | 81.1633
7911 | 229.2503 | 85.5189 | 229.2503 | 85.5189
7912 | 222.2924 | 96.6095 | 222.2924 | 96.6095
7913 | 220.1506 | 129.5671 | 220.1506 | 129.5671
7914 | 226.48 | 140.1859 | 226.48 | 140.1859
7915 | 246.0268 | 146.6355 | 246.0268 | 146.6355
7916 | 278.0907 | 145.1331 | 278.0907 | 145.1331
7917 | 300.7217 | 146.9109 | 300.7217 | 146.9109
7918 | 318.2684 | 140.6133 | 318.2684 | 140.6133
7919 | 343.9372 | 132.0438 | 343.9372 | 132.0438
7920 | 336.6382 | 121.1377 | 336.6382 | 121.1377
7921 | 315.9265 | 105.8603 | 315.9265 | 105.8603
7922 | 315.8914 | 93.4448 | 315.8914 | 93.4448
7923 | 316.8635 | 77.6982 | 316.8635 | 77.6982
7924 | 317.4526 | 76.4953 | 317.4526 | 76.4953
7925 | 321.57 | 79.9247 | 321.57 | 79.9247
7926 | 315.6229 | 76.2947 | 315.6229 | 76.2947
7927 | 299.7805 | 78.0594 | 299.7805 | 78.0594
7928 | 290.4996 | 78.1073 | 290.4996 | 78.1073
7929 | 291.2813 | 78.9119 | 291.2813 | 78.9119
7930 | 295.4058 | 70.4846 | 295.4058 | 70.4846
7931 | 279.9286 | 66.1926 | 279.9286 | 66.1926
7932 | 262.1347 | 73.1007 | 262.1347 | 73.1007
7933 | 247.6248 | 87.7643 | 247.6248 | 87.7643
7934 | 238.6993 | 108.6098 | 238.6993 | 108.6098
7935 | 232.5051 | 119.6523 | 232.5051 | 119.6523
7936 | 223.7718 | 143.0333 | 223.7718 | 143.0333
7937 | 223.068 | 182.3109 | 223.068 | 182.3109
7938 | 229.3777 | 189.5266 | 229.3777 | 189.5266
7939 | 247.4817 | 190.765 | 247.4817 | 190.765
7940 | 279.251 | 183.5395 | 279.251 | 183.5395
7941 | 301.297 | 182.3152 | 301.297 | 182.3152
7942 | 314.7663 | 177.6039 | 314.7663 | 177.6039
7943 | 340.6989 | 158.5521 | 340.6989 | 158.5521
7944 | 336.9492 | 138.8015 | 336.9492 | 138.8015
7945 | 315.4857 | 122.3385 | 315.4857 | 122.3385
7946 | 311.364 | 115.6545 | 311.364 | 115.6545
7947 | 312.9345 | 106.8933 | 312.9345 | 106.8933
7948 | 311.7491 | 109.264 | 311.7491 | 109.264
7949 | 315.1755 | 110.8511 | 315.1755 | 110.8511
7950 | 308.8137 | 104.0569 | 308.8137 | 104.0569
7951 | 294.0571 | 100.1839 | 294.0571 | 100.1839
7952 | 284.5497 | 95.3616 | 284.5497 | 95.3616
7953 | 286.919 | 93.0873 | 286.919 | 93.0873
7954 | 290.0353 | 89.223 | 290.0353 | 89.223
7955 | 280.0821 | 88.3938 | 280.0821 | 88.3938
7956 | 261.9185 | 97.6985 | 261.9185 | 97.6985
7957 | 247.0901 | 116.4817 | 247.0901 | 116.4817
7958 | 237.8634 | 142.6153 | 237.8634 | 142.6153
7959 | 230.2544 | 152.7281 | 230.2544 | 152.7281
7960 | 221.0847 | 174.7017 | 221.0847 | 174.7017
7961 | 219.214 | 213.3909 | 219.214 | 213.3909
7962 | 224.0034 | 224.3764 | 224.0034 | 224.3764
7963 | 238.4419 | 234.8774 | 238.4419 | 234.8774
7964 | 265.2703 | 234.5775 | 265.2703 | 234.5775
7965 | 287.2567 | 233.7711 | 287.2567 | 233.7711
7966 | 304.9101 | 215.0466 | 304.9101 | 215.0466
7967 | 328.9176 | 195.1504 | 328.9176 | 195.1504
7968 | 322.8471 | 178.4276 | 322.8471 | 178.4276
7969 | 307.169 | 161.6064 | 307.169 | 161.6064
7970 | 304.3135 | 151.0587 | 304.3135 | 151.0587
7971 | 305.547 | 133.5296 | 305.547 | 133.5296
7972 | 305.9269 | 128.4374 | 305.9269 | 128.4374
7973 | 309.025 | 118.9367 | 309.025 | 118.9367
7974 | 304.093 | 103.6389 | 304.093 | 103.6389
7975 | 292.4692 | 91.3648 | 292.4692 | 91.3648
7976 | 283.5582 | 79.4975 | 283.5582 | 79.4975
7977 | 279.7848 | 72.8989 | 279.7848 | 72.8989
7978 | 283.8284 | 67.7979 | 283.8284 | 67.7979
7979 | 276.014 | 74.099 | 276.014 | 74.099
7980 | 259.4334 | 91.8988 | 259.4334 | 91.8988
7981 | 245.2055 | 105.0612 | 245.2055 | 105.0612
7982 | 236.7603 | 116.6272 | 236.7603 | 116.6272
7983 | 229.5356 | 122.1598 | 229.5356 | 122.1598
7984 | 219.8615 | 135.8262 | 219.8615 | 135.8262
7985 | 217.9884 | 172.1528 | 217.9884 | 172.1528
7986 | 221.808 | 182.0807 | 221.808 | 182.0807
7987 | 232.0983 | 191.3279 | 232.0983 | 191.3279
7988 | 252.3474 | 191.608 | 252.3474 | 191.608
7989 | 270.9991 | 194.1109 | 270.9991 | 194.1109
7990 | 288.8924 | 191.1651 | 288.8924 | 191.1651
7991 | 314.3766 | 186.9455 | 314.3766 | 186.9455
7992 | 315.006 | 176.3721 | 315.006 | 176.3721
7993 | 302.6918 | 159.2183 | 302.6918 | 159.2183
7994 | 299.4892 | 149.8476 | 299.4892 | 149.8476
7995 | 298.8879 | 135.7983 | 298.8879 | 135.7983
7996 | 301.3118 | 136.0112 | 301.3118 | 136.0112
7997 | 303.3084 | 135.7987 | 303.3084 | 135.7987
7998 | 294.9876 | 130.1815 | 294.9876 | 130.1815
7999 | 285.4827 | 121.498 | 285.4827 | 121.498
8000 | 279.0265 | 112.0786 | 279.0265 | 112.0786
8001 | 278.8799 | 102.9042 | 278.8799 | 102.9042
8002 | 281.9887 | 91.0567 | 281.9887 | 91.0567
8003 | 273.1618 | 85.5024 | 273.1618 | 85.5024
8004 | 258.7528 | 34.0119 | 258.7528 | 34.0119
8005 | 242.4249 | 36.0092 | 242.4249 | 36.0092
8006 | 234.2704 | 43.5262 | 234.2704 | 43.5262
8007 | 227.2457 | 46.4712 | 227.2457 | 46.4712
8008 | 217.9756 | 54.3442 | 217.9756 | 54.3442
8009 | 215.5596 | 87.7184 | 215.5596 | 87.7184
8010 | 218.7985 | 97.5629 | 218.7985 | 97.5629
8011 | 230.1319 | 99.2564 | 230.1319 | 99.2564
8012 | 250.4189 | 97.139 | 250.4189 | 97.139
8013 | 269.4833 | 90.822 | 269.4833 | 90.822
8014 | 286.3726 | 86.31 | 286.3726 | 86.31
8015 | 309.4172 | 83.2756 | 309.4172 | 83.2756
8016 | 309.3419 | 78.3922 | 309.3419 | 78.3922
8017 | 297.588 | 74.5294 | 297.588 | 74.5294
8018 | 295.7288 | 74.0341 | 295.7288 | 74.0341
8019 | 294.3682 | 68.9942 | 294.3682 | 68.9942
8020 | 297.3695 | 77.5779 | 297.3695 | 77.5779
8021 | 300.0055 | 79.6452 | 300.0055 | 79.6452
8022 | 293.1464 | 69.794 | 293.1464 | 69.794
8023 | 283.0048 | 63.2704 | 283.0048 | 63.2704
8024 | 275.0408 | 57.4485 | 275.0408 | 57.4485
8025 | 276.0824 | 51.7928 | 276.0824 | 51.7928
8026 | 279.2473 | 40.8667 | 279.2473 | 40.8667
8027 | 272.6387 | 34.9242 | 272.6387 | 34.9242
8028 | 256.2826 | 36.6527 | 256.2826 | 36.6527
8029 | 243.5087 | 36.1242 | 243.5087 | 36.1242
8030 | 235.3039 | 43.5736 | 235.3039 | 43.5736
8031 | 227.9496 | 47.478 | 227.9496 | 47.478
8032 | 218.3866 | 56.2929 | 218.3866 | 56.2929
8033 | 216.5917 | 89.0525 | 216.5917 | 89.0525
8034 | 221.4452 | 97.8227 | 221.4452 | 97.8227
8035 | 234.0611 | 97.2802 | 234.0611 | 97.2802
8036 | 260.1176 | 95.3827 | 260.1176 | 95.3827
8037 | 277.3931 | 90.3199 | 277.3931 | 90.3199
8038 | 295.5064 | 86.6323 | 295.5064 | 86.6323
8039 | 319.5925 | 83.9052 | 319.5925 | 83.9052
8040 | 320.4082 | 78.4696 | 320.4082 | 78.4696
8041 | 303.1718 | 73.0254 | 303.1718 | 73.0254
8042 | 297.3037 | 70.6563 | 297.3037 | 70.6563
8043 | 298.5336 | 63.9176 | 298.5336 | 63.9176
8044 | 297.9979 | 71.2946 | 297.9979 | 71.2946
8045 | 301.2095 | 74.039 | 301.2095 | 74.039
8046 | 295.4884 | 67.3931 | 295.4884 | 67.3931
8047 | 281.7542 | 62.9407 | 281.7542 | 62.9407
8048 | 275.9821 | 57.2287 | 275.9821 | 57.2287
8049 | 276.5666 | 50.7785 | 276.5666 | 50.7785
8050 | 280.872 | 38.8231 | 280.872 | 38.8231
8051 | 273.9861 | 32.0636 | 273.9861 | 32.0636
8052 | 256.0992 | 33.4098 | 256.0992 | 33.4098
8053 | 240.9441 | 34.825 | 240.9441 | 34.825
8054 | 231.7944 | 43.054 | 231.7944 | 43.054
8055 | 223.5158 | 47.8853 | 223.5158 | 47.8853
8056 | 215.3299 | 57.8269 | 215.3299 | 57.8269
8057 | 215.7341 | 92.5352 | 215.7341 | 92.5352
8058 | 220.3774 | 101.7801 | 220.3774 | 101.7801
8059 | 238.087 | 103.1138 | 238.087 | 103.1138
8060 | 269.3967 | 102.1757 | 269.3967 | 102.1757
8061 | 294.8175 | 95.1816 | 294.8175 | 95.1816
8062 | 309.5766 | 88.0489 | 309.5766 | 88.0489
8063 | 334.5853 | 81.6742 | 334.5853 | 81.6742
8064 | 332.8013 | 73.3705 | 332.8013 | 73.3705
8065 | 309.6994 | 64.6585 | 309.6994 | 64.6585
8066 | 305.0502 | 60.6605 | 305.0502 | 60.6605
8067 | 309.6 | 52.6626 | 309.6 | 52.6626
8068 | 308.7858 | 58.7729 | 308.7858 | 58.7729
8069 | 312.9415 | 60.3331 | 312.9415 | 60.3331
8070 | 308.0524 | 53.2975 | 308.0524 | 53.2975
8071 | 292.8634 | 48.7277 | 292.8634 | 48.7277
8072 | 286.1201 | 43.3155 | 286.1201 | 43.3155
8073 | 283.9524 | 37.2201 | 283.9524 | 37.2201
8074 | 285.1672 | 26.0891 | 285.1672 | 26.0891
8075 | 271.7274 | 20.294 | 271.7274 | 20.294
8076 | 252.9999 | 23.1392 | 252.9999 | 23.1392
8077 | 239.1932 | 27.9621 | 239.1932 | 27.9621
8078 | 231.7359 | 35.8788 | 231.7359 | 35.8788
8079 | 224.8158 | 38.1468 | 224.8158 | 38.1468
8080 | 217.1097 | 47.9885 | 217.1097 | 47.9885
8081 | 217.2337 | 81.575 | 217.2337 | 81.575
8082 | 221.7204 | 90.0854 | 221.7204 | 90.0854
8083 | 240.3232 | 91.6515 | 240.3232 | 91.6515
8084 | 273.7244 | 90.5809 | 273.7244 | 90.5809
8085 | 297.0819 | 86.6148 | 297.0819 | 86.6148
8086 | 313.6211 | 82.8074 | 313.6211 | 82.8074
8087 | 341.1727 | 79.1783 | 341.1727 | 79.1783
8088 | 335.6892 | 73.0382 | 335.6892 | 73.0382
8089 | 316.603 | 67.9338 | 316.603 | 67.9338
8090 | 312.974 | 66.5566 | 312.974 | 66.5566
8091 | 315.4847 | 60.9046 | 315.4847 | 60.9046
8092 | 317.24 | 69.5482 | 317.24 | 69.5482
8093 | 320.2614 | 72.6524 | 320.2614 | 72.6524
8094 | 314.488 | 65.0796 | 314.488 | 65.0796
8095 | 297.0644 | 57.8541 | 297.0644 | 57.8541
8096 | 286.9736 | 51.5475 | 286.9736 | 51.5475
8097 | 284.8486 | 42.4291 | 284.8486 | 42.4291
8098 | 286.6499 | 29.1396 | 286.6499 | 29.1396
8099 | 274.4627 | 22.2227 | 274.4627 | 22.2227
8100 | 256.768 | 24.2609 | 256.768 | 24.2609
8101 | 242.4879 | 27.6498 | 242.4879 | 27.6498
8102 | 233.7296 | 36.1586 | 233.7296 | 36.1586
8103 | 224.9035 | 38.9013 | 224.9035 | 38.9013
8104 | 217.4843 | 49.2352 | 217.4843 | 49.2352
8105 | 218.0593 | 84.0108 | 218.0593 | 84.0108
8106 | 224.871 | 91.6369 | 224.871 | 91.6369
8107 | 242.979 | 90.4348 | 242.979 | 90.4348
8108 | 274.9779 | 87.3481 | 274.9779 | 87.3481
8109 | 296.0897 | 81.8205 | 296.0897 | 81.8205
8110 | 313.2287 | 77.8207 | 313.2287 | 77.8207
8111 | 336.5125 | 74.4915 | 336.5125 | 74.4915
8112 | 333.2714 | 66.1953 | 333.2714 | 66.1953
8113 | 314.2105 | 56.8786 | 314.2105 | 56.8786
8114 | 308.2416 | 51.8589 | 308.2416 | 51.8589
8115 | 311.8177 | 43.5587 | 311.8177 | 43.5587
8116 | 312.7328 | 49.4167 | 312.7328 | 49.4167
8117 | 314.652 | 50.9969 | 314.652 | 50.9969
8118 | 309.8678 | 44.7782 | 309.8678 | 44.7782
8119 | 293.5356 | 41.7773 | 293.5356 | 41.7773
8120 | 282.9823 | 36.9447 | 282.9823 | 36.9447
8121 | 282.0153 | 30.9293 | 282.0153 | 30.9293
8122 | 287.2192 | 20.0381 | 287.2192 | 20.0381
8123 | 276.6986 | 12.5466 | 276.6986 | 12.5466
8124 | 259.5226 | 15.2495 | 259.5226 | 15.2495
8125 | 244.9949 | 11.2158 | 244.9949 | 11.2158
8126 | 234.3613 | 16.7391 | 234.3613 | 16.7391
8127 | 225.6807 | 23.5315 | 225.6807 | 23.5315
8128 | 216.8097 | 34.8947 | 216.8097 | 34.8947
8129 | 217.067 | 70.8596 | 217.067 | 70.8596
8130 | 222.1691 | 80.2894 | 222.1691 | 80.2894
8131 | 236.2657 | 80.0317 | 236.2657 | 80.0317
8132 | 260.2013 | 77.4947 | 260.2013 | 77.4947
8133 | 285.2574 | 71.9921 | 285.2574 | 71.9921
8134 | 301.7412 | 66.9455 | 301.7412 | 66.9455
8135 | 324.4897 | 61.1804 | 324.4897 | 61.1804
8136 | 321.6246 | 51.9598 | 321.6246 | 51.9598
8137 | 306.3986 | 43.5351 | 306.3986 | 43.5351
8138 | 302.7718 | 40.509 | 302.7718 | 40.509
8139 | 302.3883 | 34.3499 | 302.3883 | 34.3499
8140 | 301.7733 | 44.0203 | 301.7733 | 44.0203
8141 | 302.5935 | 49.358 | 302.5935 | 49.358
8142 | 296.5369 | 47.334 | 296.5369 | 47.334
8143 | 284.2488 | 46.8914 | 284.2488 | 46.8914
8144 | 277.0167 | 42.586 | 277.0167 | 42.586
8145 | 273.6787 | 36.6005 | 273.6787 | 36.6005
8146 | 278.1696 | 24.8 | 278.1696 | 24.8
8147 | 271.9111 | 18.1604 | 271.9111 | 18.1604
8148 | 258.2397 | 18.6472 | 258.2397 | 18.6472
8149 | 242.6315 | 18.7458 | 242.6315 | 18.7458
8150 | 232.4045 | 26.5001 | 232.4045 | 26.5001
8151 | 221.3424 | 30.7717 | 221.3424 | 30.7717
8152 | 214.6447 | 39.5691 | 214.6447 | 39.5691
8153 | 213.9986 | 71.2619 | 213.9986 | 71.2619
8154 | 216.8777 | 79.0328 | 216.8777 | 79.0328
8155 | 226.9175 | 80.5264 | 226.9175 | 80.5264
8156 | 246.6989 | 78.6139 | 246.6989 | 78.6139
8157 | 266.9472 | 73.7309 | 266.9472 | 73.7309
8158 | 286.4858 | 69.2614 | 286.4858 | 69.2614
8159 | 307.5045 | 63.1266 | 307.5045 | 63.1266
8160 | 310.0926 | 52.9616 | 310.0926 | 52.9616
8161 | 295.8176 | 42.2909 | 295.8176 | 42.2909
8162 | 293.8346 | 38.1331 | 293.8346 | 38.1331
8163 | 293.5741 | 33.7828 | 293.5741 | 33.7828
8164 | 293.6141 | 44.0203 | 293.6141 | 44.0203
8165 | 292.6984 | 49.1681 | 292.6984 | 49.1681
8166 | 286.4012 | 44.7782 | 286.4012 | 44.7782
8167 | 277.1717 | 41.7773 | 277.1717 | 41.7773
8168 | 269.1707 | 36.9447 | 269.1707 | 36.9447
8169 | 266.819 | 30.6694 | 266.819 | 30.6694
8170 | 271.6443 | 18.4817 | 271.6443 | 18.4817
8171 | 267.8626 | 10.5405 | 267.8626 | 10.5405
8172 | 254.3666 | 9.3634 | 254.3666 | 9.3634
8173 | 240.2144 | 6.9162 | 240.2144 | 6.9162
8174 | 231.1664 | 12.327 | 231.1664 | 12.327
8175 | 222.0899 | 15.9391 | 222.0899 | 15.9391
8176 | 214.9737 | 23.9471 | 214.9737 | 23.9471
8177 | 214.2306 | 55.7422 | 214.2306 | 55.7422
8178 | 217.488 | 63.3707 | 217.488 | 63.3707
8179 | 228.7135 | 65.5564 | 228.7135 | 65.5564
8180 | 248.5882 | 62.6846 | 248.5882 | 62.6846
8181 | 266.5876 | 55.6755 | 266.5876 | 55.6755
8182 | 280.7076 | 50.0717 | 280.7076 | 50.0717
8183 | 305.122 | 45.6832 | 305.122 | 45.6832
8184 | 307.662 | 39.778 | 307.662 | 39.778
8185 | 294.1626 | 36.3724 | 294.1626 | 36.3724
8186 | 285.8106 | 37.2986 | 285.8106 | 37.2986
8187 | 283.9424 | 33.7828 | 283.9424 | 33.7828
8188 | 282.5953 | 44.0203 | 282.5953 | 44.0203
8189 | 282.6917 | 49.1681 | 282.6917 | 49.1681
8190 | 276.036 | 44.7782 | 276.036 | 44.7782
8191 | 268.4621 | 41.7773 | 268.4621 | 41.7773
8192 | 265.0811 | 36.9447 | 265.0811 | 36.9447
8193 | 266.5944 | 30.6694 | 266.5944 | 30.6694
8194 | 269.241 | 18.4817 | 269.241 | 18.4817
8195 | 261.1348 | 10.5405 | 261.1348 | 10.5405
8196 | 246.8854 | 9.3634 | 246.8854 | 9.3634
8197 | 232.8812 | 4.4703 | 232.8812 | 4.4703
8198 | 224.2596 | 7.2529 | 224.2596 | 7.2529
8199 | 215.1496 | 9.5384 | 215.1496 | 9.5384
8200 | 207.8745 | 16.9218 | 207.8745 | 16.9218
8201 | 207.8637 | 48.4546 | 207.8637 | 48.4546
8202 | 213.2323 | 57.4322 | 213.2323 | 57.4322
8203 | 227.3756 | 61.4916 | 227.3756 | 61.4916
8204 | 252.4889 | 63.2467 | 252.4889 | 63.2467
8205 | 272.7515 | 60.4848 | 272.7515 | 60.4848
8206 | 287.9988 | 56.9122 | 287.9988 | 56.9122
8207 | 314.7922 | 54.5073 | 314.7922 | 54.5073
8208 | 313.0572 | 50.2185 | 313.0572 | 50.2185
8209 | 294.9889 | 44.9566 | 294.9889 | 44.9566
8210 | 288.6297 | 38.9525 | 288.6297 | 38.9525
8211 | 292.0434 | 35.9363 | 292.0434 | 35.9363
8212 | 293.1881 | 48.3774 | 293.1881 | 48.3774
8213 | 299.9122 | 53.6901 | 299.9122 | 53.6901
8214 | 293.4171 | 48.9604 | 293.4171 | 48.9604
8215 | 280.112 | 46.744 | 280.112 | 46.744
8216 | 272.722 | 44.055 | 272.722 | 44.055
8217 | 269.7607 | 39.5285 | 269.7607 | 39.5285
8218 | 273.7559 | 28.8523 | 273.7559 | 28.8523
8219 | 266.4222 | 22.5175 | 266.4222 | 22.5175
8220 | 249.423 | 23.494 | 249.423 | 23.494
8221 | 233.9221 | 20.9643 | 233.9221 | 20.9643
8222 | 223.413 | 27.3845 | 223.413 | 27.3845
8223 | 214.9504 | 30.7492 | 214.9504 | 30.7492
8224 | 206.7624 | 37.7029 | 206.7624 | 37.7029
8225 | 208.8927 | 69.7179 | 208.8927 | 69.7179
8226 | 214.9956 | 78.5781 | 214.9956 | 78.5781
8227 | 232.7595 | 78.855 | 232.7595 | 78.855
8228 | 263.1962 | 78.2916 | 263.1962 | 78.2916
8229 | 288.0212 | 74.3655 | 288.0212 | 74.3655
8230 | 302.1058 | 70.4456 | 302.1058 | 70.4456
8231 | 325.1971 | 67.2188 | 325.1971 | 67.2188
8232 | 324.6445 | 59.952 | 324.6445 | 59.952
8233 | 305.6361 | 51.0376 | 305.6361 | 51.0376
8234 | 301.2748 | 46.8498 | 301.2748 | 46.8498
8235 | 301.9337 | 40.3834 | 301.9337 | 40.3834
8236 | 301.0126 | 48.9495 | 301.0126 | 48.9495
8237 | 303.5109 | 53.2678 | 303.5109 | 53.2678
8238 | 297.1293 | 48.863 | 297.1293 | 48.863
8239 | 280.0617 | 46.5241 | 280.0617 | 46.5241
8240 | 269.1868 | 43.0706 | 269.1868 | 43.0706
8241 | 266.3283 | 38.6691 | 266.3283 | 38.6691
8242 | 270.8409 | 28.3951 | 270.8409 | 28.3951
8243 | 263.9446 | 22.4275 | 263.9446 | 22.4275
8244 | 250.2694 | 23.5639 | 250.2694 | 23.5639
8245 | 235.7189 | 23.8798 | 235.7189 | 23.8798
8246 | 225.8551 | 33.4129 | 225.8551 | 33.4129
8247 | 215.8262 | 38.1543 | 215.8262 | 38.1543
8248 | 207.6464 | 45.0979 | 207.6464 | 45.0979
8249 | 209.5107 | 76.9905 | 209.5107 | 76.9905
8250 | 217.1069 | 87.632 | 217.1069 | 87.632
8251 | 235.2995 | 87.1445 | 235.2995 | 87.1445
8252 | 267.4195 | 83.2683 | 267.4195 | 83.2683
8253 | 288.5785 | 77.6833 | 288.5785 | 77.6833
8254 | 305.3581 | 74.0108 | 305.3581 | 74.0108
8255 | 329.1864 | 71.2062 | 329.1864 | 71.2062
8256 | 329.3562 | 65.2434 | 329.3562 | 65.2434
8257 | 306.7332 | 58.7874 | 306.7332 | 58.7874
8258 | 304.1214 | 56.0436 | 304.1214 | 56.0436
8259 | 306.4791 | 48.2306 | 306.4791 | 48.2306
8260 | 304.6533 | 57.5712 | 304.6533 | 57.5712
8261 | 307.5119 | 61.9096 | 307.5119 | 61.9096
8262 | 302.3194 | 57.2274 | 302.3194 | 57.2274
8263 | 285.3943 | 54.8811 | 285.3943 | 54.8811
8264 | 276.7466 | 51.1977 | 276.7466 | 51.1977
8265 | 275.7171 | 47.2733 | 275.7171 | 47.2733
8266 | 278.7856 | 37.5839 | 278.7856 | 37.5839
8267 | 268.9108 | 32.5833 | 268.9108 | 32.5833
8268 | 251.7962 | 33.7596 | 251.7962 | 33.7596
8269 | 236.5091 | 31.3898 | 236.5091 | 31.3898
8270 | 226.1923 | 36.1886 | 226.1923 | 36.1886
8271 | 217.0973 | 39.7632 | 217.0973 | 39.7632
8272 | 210.3416 | 48.6231 | 210.3416 | 48.6231
8273 | 211.3081 | 81.7049 | 211.3081 | 81.7049
8274 | 216.5924 | 90.3477 | 216.5924 | 90.3477
8275 | 233.5061 | 91.6815 | 233.5061 | 91.6815
8276 | 264.7518 | 91.153 | 264.7518 | 91.153
8277 | 289.8293 | 86.5824 | 289.8293 | 86.5824
8278 | 303.7166 | 82.1453 | 303.7166 | 82.1453
8279 | 330.0767 | 77.6294 | 330.0767 | 77.6294
8280 | 332.6422 | 68.7161 | 332.6422 | 68.7161
8281 | 310.4916 | 60.1615 | 310.4916 | 60.1615
8282 | 306.0078 | 56.3484 | 306.0078 | 56.3484
8283 | 304.9332 | 49.2399 | 304.9332 | 49.2399
8284 | 307.2926 | 56.412 | 307.2926 | 56.412
8285 | 310.3262 | 59.0515 | 310.3262 | 59.0515
8286 | 301.5985 | 52.6904 | 301.5985 | 52.6904
8287 | 285.5139 | 48.0081 | 285.5139 | 48.0081
8288 | 275.1231 | 43.1156 | 275.1231 | 43.1156
8289 | 271.5188 | 40.2855 | 271.5188 | 40.2855
8290 | 277.0275 | 32.4498 | 277.0275 | 32.4498
8291 | 271.2822 | 28.4135 | 271.2822 | 28.4135
8292 | 254.7248 | 29.8222 | 254.7248 | 29.8222
8293 | 239.4456 | 27.1726 | 239.4456 | 27.1726
8294 | 228.1707 | 32.8683 | 228.1707 | 32.8683
8295 | 219.2203 | 36.4304 | 219.2203 | 36.4304
8296 | 212.2143 | 43.0068 | 212.2143 | 43.0068
8297 | 211.9583 | 74.8745 | 211.9583 | 74.8745
8298 | 217.6362 | 82.5704 | 217.6362 | 82.5704
8299 | 230.4605 | 83.2246 | 230.4605 | 83.2246
8300 | 256.182 | 82.249 | 256.182 | 82.249
8301 | 279.0748 | 77.1936 | 279.0748 | 77.1936
8302 | 296.5039 | 74.1831 | 296.5039 | 74.1831
8303 | 318.1571 | 71.9282 | 318.1571 | 71.9282
8304 | 316.8959 | 65.6657 | 316.8959 | 65.6657
8305 | 302.9186 | 56.7862 | 302.9186 | 56.7862
8306 | 300.2464 | 49.2706 | 300.2464 | 49.2706
8307 | 301.6126 | 42.7668 | 301.6126 | 42.7668
8308 | 298.7515 | 56.407 | 298.7515 | 56.407
8309 | 302.5781 | 63.7009 | 302.5781 | 63.7009
8310 | 297.0898 | 56.96 | 297.0898 | 56.96
8311 | 282.3107 | 55.763 | 282.3107 | 55.763
8312 | 274.2086 | 52.3619 | 274.2086 | 52.3619
8313 | 272.4124 | 45.9317 | 272.4124 | 45.9317
8314 | 275.8659 | 33.714 | 275.8659 | 33.714
8315 | 269.1989 | 26.3499 | 269.1989 | 26.3499
8316 | 255.3607 | 26.5569 | 255.3607 | 26.5569
8317 | 240.6187 | 24.2346 | 240.6187 | 24.2346
8318 | 229.8774 | 30.8297 | 229.8774 | 30.8297
8319 | 219.7393 | 35.1338 | 219.7393 | 35.1338
8320 | 213.2836 | 43.3516 | 213.2836 | 43.3516
8321 | 212.2101 | 75.7164 | 212.2101 | 75.7164
8322 | 216.5599 | 83.6097 | 216.5599 | 83.6097
8323 | 227.2273 | 84.0441 | 227.2273 | 84.0441
8324 | 245.0376 | 83.8829 | 245.0376 | 83.8829
8325 | 261.3804 | 79.9668 | 261.3804 | 79.9668
8326 | 279.6914 | 76.1393 | 279.6914 | 76.1393
8327 | 303.4182 | 73.8119 | 303.4182 | 73.8119
8328 | 305.6557 | 68.5687 | 305.6557 | 68.5687
8329 | 294.2674 | 62.9421 | 294.2674 | 62.9421
8330 | 291.6611 | 61.2276 | 291.6611 | 61.2276
8331 | 291.117 | 55.4608 | 291.117 | 55.4608
8332 | 295.0446 | 63.6072 | 295.0446 | 63.6072
8333 | 293.8975 | 66.7588 | 293.8975 | 66.7588
8334 | 286.2956 | 61.2847 | 286.2956 | 61.2847
8335 | 276.4441 | 59.2157 | 276.4441 | 59.2157
8336 | 268.8493 | 57.0163 | 268.8493 | 57.0163
8337 | 267.834 | 52.6647 | 267.834 | 52.6647
8338 | 269.6226 | 41.1091 | 269.6226 | 41.1091
8339 | 266.3197 | 33.2628 | 266.3197 | 33.2628
8340 | 253.7748 | 32.2881 | 253.7748 | 32.2881
8341 | 237.7304 | 28.5442 | 237.7304 | 28.5442
8342 | 228.9669 | 32.531 | 228.9669 | 32.531
8343 | 219.4939 | 36.1381 | 219.4939 | 36.1381
8344 | 211.3842 | 47.7037 | 211.3842 | 47.7037
8345 | 211.4539 | 80.9604 | 211.4539 | 80.9604
8346 | 214.0822 | 90.7924 | 214.0822 | 90.7924
8347 | 224.6909 | 93.8 | 224.6909 | 93.8
8348 | 246.083 | 95.3802 | 246.083 | 95.3802
8349 | 263.7313 | 89.1831 | 263.7313 | 89.1831
8350 | 281.1973 | 83.7418 | 281.1973 | 83.7418
8351 | 303.9879 | 78.3439 | 303.9879 | 78.3439
8352 | 306.4154 | 71.0521 | 306.4154 | 71.0521
8353 | 293.5774 | 65.9276 | 293.5774 | 65.9276
8354 | 290.8783 | 65.7371 | 290.8783 | 65.7371
8355 | 290.3432 | 61.3818 | 290.3432 | 61.3818
8356 | 293.3357 | 69.6157 | 293.3357 | 69.6157
8357 | 293.2036 | 70.8511 | 293.2036 | 70.8511
8358 | 287.8092 | 61.7443 | 287.8092 | 61.7443
8359 | 275.9179 | 54.8286 | 275.9179 | 54.8286
8360 | 270.0347 | 47.4477 | 270.0347 | 47.4477
8361 | 269.1403 | 40.0507 | 269.1403 | 40.0507
8362 | 269.8443 | 27.5931 | 269.8443 | 27.5931
8363 | 265.1005 | 20.4014 | 265.1005 | 20.4014
8364 | 254.8009 | 21.5777 | 254.8009 | 21.5777
8365 | 238.5702 | 22.5283 | 238.5702 | 22.5283
8366 | 229.3583 | 30.9871 | 229.3583 | 30.9871
8367 | 222.0496 | 35.7684 | 222.0496 | 35.7684
8368 | 211.583 | 45.6301 | 211.583 | 45.6301
8369 | 211.3949 | 79.8336 | 211.3949 | 79.8336
8370 | 217.6732 | 89.2909 | 217.6732 | 89.2909
8371 | 229.3042 | 91.1318 | 229.3042 | 91.1318
8372 | 255.1741 | 89.6091 | 255.1741 | 89.6091
8373 | 274.3056 | 82.6575 | 274.3056 | 82.6575
8374 | 290.6691 | 76.0219 | 290.6691 | 76.0219
8375 | 311.4732 | 69.5648 | 311.4732 | 69.5648
8376 | 316.1002 | 59.7971 | 316.1002 | 59.7971
8377 | 299.5462 | 49.5336 | 299.5462 | 49.5336
8378 | 296.6496 | 46.2951 | 296.6496 | 46.2951
8379 | 298.5478 | 39.5489 | 298.5478 | 39.5489
8380 | 299.4665 | 47.383 | 299.4665 | 47.383
8381 | 304.9768 | 50.5572 | 304.9768 | 50.5572
8382 | 297.2058 | 44.7832 | 297.2058 | 44.7832
8383 | 284.6872 | 41.7773 | 284.6872 | 41.7773
8384 | 277.7326 | 36.9447 | 277.7326 | 36.9447
8385 | 273.5267 | 31.1541 | 273.5267 | 31.1541
8386 | 274.6467 | 20.7102 | 274.6467 | 20.7102
8387 | 269.9922 | 15.6696 | 269.9922 | 15.6696
8388 | 255.2266 | 18.7821 | 255.2266 | 18.7821
8389 | 237.6652 | 20.2748 | 237.6652 | 20.2748
8390 | 228.0696 | 30.5449 | 228.0696 | 30.5449
8391 | 219.3472 | 35.4761 | 219.3472 | 35.4761
8392 | 211.752 | 46.0923 | 211.752 | 46.0923
8393 | 213.1347 | 80.2733 | 213.1347 | 80.2733
8394 | 219.6783 | 89.5507 | 219.6783 | 89.5507
8395 | 236.313 | 91.3991 | 236.313 | 91.3991
8396 | 267.0686 | 90.7183 | 267.0686 | 90.7183
8397 | 287.2141 | 84.3214 | 287.2141 | 84.3214
8398 | 302.3057 | 77.0662 | 302.3057 | 77.0662
8399 | 325.4039 | 71.5035 | 325.4039 | 71.5035
8400 | 325.3244 | 62.905 | 325.3244 | 62.905
8401 | 306.1514 | 55.1523 | 306.1514 | 55.1523
8402 | 302.0292 | 52.3186 | 302.0292 | 52.3186
8403 | 305.5764 | 45.5424 | 305.5764 | 45.5424
8404 | 305.6027 | 53.0942 | 305.6027 | 53.0942
8405 | 307.5617 | 55.9036 | 307.5617 | 55.9036
8406 | 301.8671 | 49.6749 | 301.8671 | 49.6749
8407 | 287.7704 | 45.4648 | 287.7704 | 45.4648
8408 | 275.4496 | 40.1626 | 275.4496 | 40.1626
8409 | 273.2692 | 34.292 | 273.2692 | 34.292
8410 | 274.5796 | 23.5483 | 274.5796 | 23.5483
8411 | 265.6146 | 18.1204 | 265.6146 | 18.1204
8412 | 252.4921 | 20.2861 | 252.4921 | 20.2861
8413 | 234.9931 | 21.9686 | 234.9931 | 21.9686
8414 | 226.7569 | 31.1919 | 226.7569 | 31.1919
8415 | 217.9358 | 36.2505 | 217.9358 | 36.2505
8416 | 210.9749 | 45.5002 | 210.9749 | 45.5002
8417 | 213.0375 | 78.3072 | 213.0375 | 78.3072
8418 | 220.1464 | 86.0156 | 220.1464 | 86.0156
8419 | 237.5037 | 86.1002 | 237.5037 | 86.1002
8420 | 265.5191 | 83.8129 | 265.5191 | 83.8129
8421 | 288.1222 | 78.183 | 288.1222 | 78.183
8422 | 302.4633 | 73.2163 | 302.4633 | 73.2163
8423 | 322.8211 | 66.4868 | 322.8211 | 66.4868
8424 | 322.8326 | 55.6848 | 322.8326 | 55.6848
8425 | 306.6274 | 47.5424 | 306.6274 | 47.5424
8426 | 302.1405 | 47.0446 | 302.1405 | 47.0446
8427 | 303.6012 | 43.2814 | 303.6012 | 43.2814
8428 | 307.1518 | 52.632 | 307.1518 | 52.632
8429 | 308.3432 | 55.9061 | 308.3432 | 55.9061
8430 | 301.1475 | 48.6581 | 301.1475 | 48.6581
8431 | 284.3753 | 43.0265 | 284.3753 | 43.0265
8432 | 277.5798 | 36.9447 | 277.5798 | 36.9447
8433 | 276.1237 | 30.6694 | 276.1237 | 30.6694
8434 | 278.3338 | 19.4211 | 278.3338 | 19.4211
8435 | 266.9739 | 10.5405 | 266.9739 | 10.5405
8436 | 252.3461 | 12.7961 | 252.3461 | 12.7961
8437 | 236.5844 | 10.1165 | 236.5844 | 10.1165
8438 | 227.7087 | 15.0302 | 227.7087 | 15.0302
8439 | 218.636 | 19.8765 | 218.636 | 19.8765
8440 | 211.3528 | 30.9374 | 211.3528 | 30.9374
8441 | 213.4274 | 66.8523 | 213.4274 | 66.8523
8442 | 220.5124 | 78.1434 | 220.5124 | 78.1434
8443 | 235.8586 | 81.7381 | 235.8586 | 81.7381
8444 | 264.5367 | 82.6662 | 264.5367 | 82.6662
8445 | 286.7509 | 79.3497 | 286.7509 | 79.3497
8446 | 300.6047 | 72.2744 | 300.6047 | 72.2744
8447 | 321.2886 | 61.3702 | 321.2886 | 61.3702
8448 | 320.8335 | 51.5951 | 320.8335 | 51.5951
8449 | 303.2739 | 40.6295 | 303.2739 | 40.6295
8450 | 299.9476 | 37.2986 | 299.9476 | 37.2986
8451 | 303.5387 | 33.7828 | 303.5387 | 33.7828
8452 | 302.6658 | 44.0203 | 302.6658 | 44.0203
8453 | 302.5944 | 49.1681 | 302.5944 | 49.1681
8454 | 297.315 | 44.7782 | 297.315 | 44.7782
8455 | 282.1238 | 41.7773 | 282.1238 | 41.7773
8456 | 272.846 | 36.9447 | 272.846 | 36.9447
8457 | 273.0478 | 30.6694 | 273.0478 | 30.6694
8458 | 276.4286 | 18.4817 | 276.4286 | 18.4817
8459 | 267.7981 | 10.5405 | 267.7981 | 10.5405
8460 | 252.1972 | 9.3634 | 252.1972 | 9.3634
8461 | 234.3112 | 8.2078 | 234.3112 | 8.2078
8462 | 224.8762 | 17.0014 | 224.8762 | 17.0014
8463 | 217.5827 | 21.5029 | 217.5827 | 21.5029
8464 | 211.247 | 30.8949 | 211.247 | 30.8949
8465 | 211.2519 | 63.607 | 211.2519 | 63.607
8466 | 217.0319 | 72.5646 | 217.0319 | 72.5646
8467 | 228.6358 | 74.333 | 228.6358 | 74.333
8468 | 254.569 | 74.699 | 254.569 | 74.699
8469 | 276.0584 | 71.0452 | 276.0584 | 71.0452
8470 | 292.8162 | 65.0118 | 292.8162 | 65.0118
8471 | 315.545 | 59.7088 | 315.545 | 59.7088
8472 | 316.2452 | 51.8149 | 316.2452 | 51.8149
8473 | 302.2485 | 42.6831 | 302.2485 | 42.6831
8474 | 300.7094 | 37.6084 | 300.7094 | 37.6084
8475 | 302.393 | 33.7828 | 302.393 | 33.7828
8476 | 299.7683 | 44.0203 | 299.7683 | 44.0203
8477 | 298.7609 | 49.1681 | 298.7609 | 49.1681
8478 | 296.5352 | 44.7782 | 296.5352 | 44.7782
8479 | 285.225 | 41.7773 | 285.225 | 41.7773
8480 | 274.113 | 36.9447 | 274.113 | 36.9447
8481 | 270.9042 | 30.6694 | 270.9042 | 30.6694
8482 | 273.2091 | 18.4817 | 273.2091 | 18.4817
8483 | 266.1521 | 10.5405 | 266.1521 | 10.5405
8484 | 254.3474 | 9.3634 | 254.3474 | 9.3634
8485 | 237.0103 | 10.3989 | 237.0103 | 10.3989
8486 | 226.8592 | 18.7977 | 226.8592 | 18.7977
8487 | 216.371 | 22.8645 | 216.371 | 22.8645
8488 | 209.6537 | 32.4614 | 209.6537 | 32.4614
8489 | 208.8914 | 66.2952 | 208.8914 | 66.2952
8490 | 213.4643 | 75.3003 | 213.4643 | 75.3003
8491 | 223.7781 | 76.9763 | 223.7781 | 76.9763
8492 | 242.9699 | 76.7427 | 242.9699 | 76.7427
8493 | 260.4484 | 72.5417 | 260.4484 | 72.5417
8494 | 277.1751 | 64.6645 | 277.1751 | 64.6645
8495 | 300.2686 | 58.0475 | 300.2686 | 58.0475
8496 | 303.0635 | 49.8737 | 303.0635 | 49.8737
8497 | 287.5385 | 39.7151 | 287.5385 | 39.7151
8498 | 281.722 | 37.2986 | 281.722 | 37.2986
8499 | 282.0758 | 33.7828 | 282.0758 | 33.7828
8500 | 284.2157 | 44.0203 | 284.2157 | 44.0203
8501 | 286.8664 | 49.1681 | 286.8664 | 49.1681
8502 | 280.7372 | 44.7782 | 280.7372 | 44.7782
8503 | 269.6075 | 41.7773 | 269.6075 | 41.7773
8504 | 259.9105 | 36.9447 | 259.9105 | 36.9447
8505 | 259.1351 | 30.6694 | 259.1351 | 30.6694
8506 | 263.9552 | 18.4817 | 263.9552 | 18.4817
8507 | 260.76 | 10.5405 | 260.76 | 10.5405
8508 | 248.2398 | 9.3634 | 248.2398 | 9.3634
8509 | 233.0629 | 6.0967 | 233.0629 | 6.0967
8510 | 224.3009 | 14.0184 | 224.3009 | 14.0184
8511 | 214.7931 | 17.2207 | 214.7931 | 17.2207
8512 | 206.666 | 26.0057 | 206.666 | 26.0057
8513 | 207.2717 | 59.847 | 207.2717 | 59.847
8514 | 211.5272 | 69.2993 | 211.5272 | 69.2993
8515 | 221.6419 | 70.8229 | 221.6419 | 70.8229
8516 | 239.8308 | 70.5493 | 239.8308 | 70.5493
8517 | 255.8344 | 66.6757 | 255.8344 | 66.6757
8518 | 272.1686 | 60.6097 | 272.1686 | 60.6097
8519 | 295.426 | 56.2287 | 295.426 | 56.2287
8520 | 299.6083 | 49.0218 | 299.6083 | 49.0218
8521 | 286.5584 | 42.1785 | 286.5584 | 42.1785
8522 | 281.6864 | 37.7533 | 281.6864 | 37.7533
8523 | 282.5993 | 33.7828 | 282.5993 | 33.7828
8524 | 285.9301 | 44.0203 | 285.9301 | 44.0203
8525 | 284.9629 | 49.1681 | 284.9629 | 49.1681
8526 | 280.239 | 44.7782 | 280.239 | 44.7782
8527 | 271.0135 | 41.7773 | 271.0135 | 41.7773
8528 | 265.4668 | 36.9447 | 265.4668 | 36.9447
8529 | 265.9783 | 30.6694 | 265.9783 | 30.6694
8530 | 266.7284 | 18.4817 | 266.7284 | 18.4817
8531 | 261.7689 | 10.5405 | 261.7689 | 10.5405
8532 | 248.1523 | 9.3634 | 248.1523 | 9.3634
8533 | 233.0793 | 5.5471 | 233.0793 | 5.5471
8534 | 223.4348 | 13.7036 | 223.4348 | 13.7036
8535 | 215.3783 | 18.5648 | 215.3783 | 18.5648
8536 | 207.337 | 27.1849 | 207.337 | 27.1849
8537 | 207.5665 | 60.0593 | 207.5665 | 60.0593
8538 | 212.2767 | 68.4848 | 212.2767 | 68.4848
8539 | 222.7818 | 68.8817 | 222.7818 | 68.8817
8540 | 244.7454 | 66.7468 | 244.7454 | 66.7468
8541 | 264.4563 | 62.2636 | 264.4563 | 62.2636
8542 | 280.4615 | 57.7791 | 280.4615 | 57.7791
8543 | 304.1518 | 53.7803 | 304.1518 | 53.7803
8544 | 304.4383 | 46.9082 | 304.4383 | 46.9082
8545 | 291.4575 | 40.3622 | 291.4575 | 40.3622
8546 | 288.5398 | 37.536 | 288.5398 | 37.536
8547 | 287.1388 | 33.7828 | 287.1388 | 33.7828
8548 | 287.5554 | 44.0203 | 287.5554 | 44.0203
8549 | 290.3646 | 49.1681 | 290.3646 | 49.1681
8550 | 284.6778 | 44.7782 | 284.6778 | 44.7782
8551 | 273.8895 | 41.7773 | 273.8895 | 41.7773
8552 | 265.0837 | 36.9447 | 265.0837 | 36.9447
8553 | 264.396 | 30.6694 | 264.396 | 30.6694
8554 | 267.1196 | 18.4817 | 267.1196 | 18.4817
8555 | 261.7202 | 10.5405 | 261.7202 | 10.5405
8556 | 250.6808 | 9.3634 | 250.6808 | 9.3634
8557 | 234.4196 | 4.4703 | 234.4196 | 4.4703
8558 | 224.8341 | 8.4221 | 224.8341 | 8.4221
8559 | 215.1055 | 12.0517 | 215.1055 | 12.0517
8560 | 209.3475 | 20.7617 | 209.3475 | 20.7617
8561 | 210.4425 | 53.3513 | 210.4425 | 53.3513
8562 | 213.7561 | 61.2871 | 213.7561 | 61.2871
8563 | 225.5749 | 62.1812 | 225.5749 | 62.1812
8564 | 243.4528 | 61.3629 | 243.4528 | 61.3629
8565 | 264.0282 | 57.1845 | 264.0282 | 57.1845
8566 | 279.2504 | 54.3539 | 279.2504 | 54.3539
8567 | 301.3284 | 52.5536 | 301.3284 | 52.5536
8568 | 300.8232 | 48.4172 | 300.8232 | 48.4172
8569 | 288.9938 | 45.4863 | 288.9938 | 45.4863
8570 | 285.9463 | 46.0553 | 285.9463 | 46.0553
8571 | 284.4033 | 41.5026 | 284.4033 | 41.5026
8572 | 285.1322 | 51.0256 | 285.1322 | 51.0256
8573 | 284.2038 | 55.4114 | 284.2038 | 55.4114
8574 | 278.5006 | 49.9297 | 278.5006 | 49.9297
8575 | 268.5801 | 45.6722 | 268.5801 | 45.6722
8576 | 264.8316 | 39.7828 | 264.8316 | 39.7828
8577 | 265.1637 | 32.848 | 265.1637 | 32.848
8578 | 267.9149 | 19.8433 | 267.9149 | 19.8433
8579 | 262.3434 | 12.4717 | 262.3434 | 12.4717
8580 | 249.392 | 13.8204 | 249.392 | 13.8204
8581 | 232.6478 | 11.7055 | 232.6478 | 11.7055
8582 | 223.9097 | 16.6566 | 223.9097 | 16.6566
8583 | 214.9034 | 20.1713 | 214.9034 | 20.1713
8584 | 208.3663 | 28.2317 | 208.3663 | 28.2317
8585 | 209.3047 | 60.1793 | 209.3047 | 60.1793
8586 | 213.9954 | 67.5554 | 213.9954 | 67.5554
8587 | 226.5404 | 68.0522 | 226.5404 | 68.0522
8588 | 253.0243 | 66.6969 | 253.0243 | 66.6969
8589 | 272.1787 | 61.589 | 272.1787 | 61.589
8590 | 287.825 | 57.2245 | 287.825 | 57.2245
8591 | 310.3397 | 53.8228 | 310.3397 | 53.8228
8592 | 314.4006 | 48.1898 | 314.4006 | 48.1898
8593 | 294.9476 | 43.0079 | 294.9476 | 43.0079
8594 | 291.8854 | 41.8706 | 291.8854 | 41.8706
8595 | 296.5886 | 36.9506 | 296.5886 | 36.9506
8596 | 296.0363 | 45.6742 | 296.0363 | 45.6742
8597 | 293.7956 | 49.4829 | 293.7956 | 49.4829
8598 | 290.0388 | 44.9581 | 290.0388 | 44.9581
8599 | 274.5704 | 42.4269 | 274.5704 | 42.4269
8600 | 264.409 | 36.9447 | 264.409 | 36.9447
8601 | 261.7765 | 30.6694 | 261.7765 | 30.6694
8602 | 265.3239 | 19.8333 | 265.3239 | 19.8333
8603 | 261.1553 | 13.8458 | 261.1553 | 13.8458
8604 | 247.7607 | 14.9946 | 247.7607 | 14.9946
8605 | 231.4119 | 12.8322 | 231.4119 | 12.8322
8606 | 221.32 | 17.3861 | 221.32 | 17.3861
8607 | 210.5463 | 20.8683 | 210.5463 | 20.8683
8608 | 204.0502 | 29.5508 | 204.0502 | 29.5508
8609 | 206.0776 | 62.1604 | 206.0776 | 62.1604
8610 | 211.0818 | 70.0088 | 211.0818 | 70.0088
8611 | 225.3135 | 70.8079 | 225.3135 | 70.8079
8612 | 251.2025 | 69.9122 | 251.2025 | 69.9122
8613 | 269.8407 | 65.1816 | 269.8407 | 65.1816
8614 | 283.1157 | 61.4017 | 283.1157 | 61.4017
8615 | 308.9184 | 58.8369 | 308.9184 | 58.8369
8616 | 310.4149 | 54.0684 | 310.4149 | 54.0684
8617 | 293.6237 | 50.4205 | 293.6237 | 50.4205
8618 | 288.597 | 50.6822 | 288.597 | 50.6822
8619 | 291.0609 | 46.1995 | 291.0609 | 46.1995
8620 | 291.1292 | 54.8306 | 291.1292 | 54.8306
8621 | 290.4683 | 58.6667 | 290.4683 | 58.6667
8622 | 288.6538 | 53.8046 | 288.6538 | 53.8046
8623 | 273.5479 | 50.8862 | 273.5479 | 50.8862
8624 | 265.9277 | 46.4034 | 265.9277 | 46.4034
8625 | 263.572 | 40.2705 | 263.572 | 40.2705
8626 | 267.0799 | 28.405 | 267.0799 | 28.405
8627 | 261.0848 | 21.768 | 261.0848 | 21.768
8628 | 247.9993 | 22.6071 | 247.9993 | 22.6071
8629 | 230.204 | 19.6502 | 230.204 | 19.6502
8630 | 220.1836 | 23.7819 | 220.1836 | 23.7819
8631 | 209.8131 | 26.8993 | 209.8131 | 26.8993
8632 | 202.5425 | 34.8573 | 202.5425 | 34.8573
8633 | 201.8477 | 66.7948 | 201.8477 | 66.7948
8634 | 208.0072 | 74.1585 | 208.0072 | 74.1585
8635 | 220.0642 | 74.4779 | 220.0642 | 74.4779
8636 | 243.1987 | 73.2125 | 243.1987 | 73.2125
8637 | 264.5992 | 68.437 | 264.5992 | 68.437
8638 | 281.5981 | 64.3497 | 281.5981 | 64.3497
8639 | 305.366 | 60.3984 | 305.366 | 60.3984
8640 | 309.572 | 53.1565 | 309.572 | 53.1565
8641 | 293.9138 | 45.4563 | 293.9138 | 45.4563
8642 | 288.5462 | 42.1504 | 288.5462 | 42.1504
8643 | 288.2276 | 35.5391 | 288.2276 | 35.5391
8644 | 287.8692 | 44.0203 | 287.8692 | 44.0203
8645 | 290.6495 | 49.1681 | 290.6495 | 49.1681
8646 | 285.4461 | 44.7782 | 285.4461 | 44.7782
8647 | 273.6232 | 41.7773 | 273.6232 | 41.7773
8648 | 265.1901 | 36.9447 | 265.1901 | 36.9447
8649 | 261.2995 | 30.6694 | 261.2995 | 30.6694
8650 | 265.9553 | 18.4817 | 265.9553 | 18.4817
8651 | 262.2324 | 10.5405 | 262.2324 | 10.5405
8652 | 247.3464 | 9.7806 | 247.3464 | 9.7806
8653 | 231.9791 | 10.5013 | 231.9791 | 10.5013
8654 | 222.2409 | 18.318 | 222.2409 | 18.318
8655 | 211.9389 | 22.1899 | 211.9389 | 22.1899
8656 | 203.6541 | 32.1266 | 203.6541 | 32.1266
8657 | 203.4727 | 66.2552 | 203.4727 | 66.2552
8658 | 207.8397 | 76.0922 | 207.8397 | 76.0922
8659 | 217.8654 | 77.9506 | 217.8654 | 77.9506
8660 | 237.7754 | 77.3647 | 237.7754 | 77.3647
8661 | 257.54 | 73.2837 | 257.54 | 73.2837
8662 | 272.0244 | 66.1785 | 272.0244 | 66.1785
8663 | 293.4173 | 58.6845 | 293.4173 | 58.6845
8664 | 297.6238 | 49.8487 | 297.6238 | 49.8487
8665 | 287.8656 | 42.7181 | 287.8656 | 42.7181
8666 | 281.5 | 40.2142 | 281.5 | 40.2142
8667 | 278.9004 | 34.235 | 278.9004 | 34.235
8668 | 278.8095 | 44.0203 | 278.8095 | 44.0203
8669 | 280.1187 | 49.1681 | 280.1187 | 49.1681
8670 | 275.5693 | 44.7782 | 275.5693 | 44.7782
8671 | 264.2475 | 43.1189 | 264.2475 | 43.1189
8672 | 256.6402 | 40.8396 | 256.6402 | 40.8396
8673 | 257.368 | 36.5755 | 257.368 | 36.5755
8674 | 264.5055 | 24.9424 | 264.5055 | 24.9424
8675 | 259.9147 | 17.9555 | 259.9147 | 17.9555
8676 | 246.0204 | 18.5198 | 246.0204 | 18.5198
8677 | 230.7844 | 16.5447 | 230.7844 | 16.5447
8678 | 221.7506 | 23.9068 | 221.7506 | 23.9068
8679 | 212.3734 | 28.9879 | 212.3734 | 28.9879
8680 | 202.9878 | 38.325 | 202.9878 | 38.325
8681 | 202.252 | 71.4243 | 202.252 | 71.4243
8682 | 205.9379 | 79.445 | 205.9379 | 79.445
8683 | 216.2686 | 79.7519 | 216.2686 | 79.7519
8684 | 234.0995 | 78.3041 | 234.0995 | 78.3041
8685 | 251.3663 | 73.8933 | 251.3663 | 73.8933
8686 | 268.1261 | 68.8467 | 268.1261 | 68.8467
8687 | 290.0036 | 64.3482 | 290.0036 | 64.3482
8688 | 294.1918 | 57.4586 | 294.1918 | 57.4586
8689 | 283.2096 | 51.0026 | 283.2096 | 51.0026
8690 | 279.4174 | 47.5793 | 279.4174 | 47.5793
8691 | 281.7823 | 39.4115 | 281.7823 | 39.4115
8692 | 282.9876 | 45.949 | 282.9876 | 45.949
8693 | 283.9006 | 49.1681 | 283.9006 | 49.1681
8694 | 278.3965 | 44.7782 | 278.3965 | 44.7782
8695 | 267.4172 | 41.7773 | 267.4172 | 41.7773
8696 | 262.3265 | 36.9447 | 262.3265 | 36.9447
8697 | 261.5133 | 30.6694 | 261.5133 | 30.6694
8698 | 262.5917 | 18.4817 | 262.5917 | 18.4817
8699 | 258.5536 | 10.5405 | 258.5536 | 10.5405
8700 | 245.7656 | 11.422 | 245.7656 | 11.422
8701 | 229.4264 | 9.7868 | 229.4264 | 9.7868
8702 | 219.605 | 18.2955 | 219.605 | 18.2955
8703 | 210.4982 | 20.8633 | 210.4982 | 20.8633
8704 | 202.2352 | 28.5065 | 202.2352 | 28.5065
8705 | 201.9093 | 61.1686 | 201.9093 | 61.1686
8706 | 206.4526 | 68.5997 | 206.4526 | 68.5997
8707 | 218.0454 | 69.2889 | 218.0454 | 69.2889
8708 | 239.1883 | 68.3608 | 239.1883 | 68.3608
8709 | 257.3679 | 64.1648 | 257.3679 | 64.1648
8710 | 274.5439 | 59.5579 | 274.5439 | 59.5579
8711 | 299.3839 | 54.0276 | 299.3839 | 54.0276
8712 | 303.9935 | 45.6091 | 303.9935 | 45.6091
8713 | 290.4507 | 39.7551 | 290.4507 | 39.7551
8714 | 285.8221 | 39.0874 | 285.8221 | 39.0874
8715 | 287.4133 | 34.0051 | 287.4133 | 34.0051
8716 | 287.7825 | 44.0203 | 287.7825 | 44.0203
8717 | 285.8771 | 49.1681 | 285.8771 | 49.1681
8718 | 283.1183 | 44.7782 | 283.1183 | 44.7782
8719 | 274.2752 | 41.7773 | 274.2752 | 41.7773
8720 | 267.2217 | 36.9447 | 267.2217 | 36.9447
8721 | 266.7956 | 30.6694 | 266.7956 | 30.6694
8722 | 267.3011 | 18.4817 | 267.3011 | 18.4817
8723 | 261.6535 | 10.5405 | 261.6535 | 10.5405
8724 | 248.1193 | 10.928 | 248.1193 | 10.928
8725 | 235.9609 | 6.7119 | 235.9609 | 6.7119
8726 | 226.2347 | 8.3137 | 226.2347 | 8.3137
8727 | 216.7179 | 11.0408 | 216.7179 | 11.0408
8728 | 208.1191 | 23.9004 | 208.1191 | 23.9004
8729 | 207.2831 | 61.1199 | 207.2831 | 61.1199
8730 | 211.2247 | 68.524 | 211.2247 | 68.524
8731 | 220.5383 | 74.2984 | 220.5383 | 74.2984
8732 | 238.4648 | 74.1742 | 238.4648 | 74.1742
8733 | 252.3273 | 73.9498 | 252.3273 | 73.9498
8734 | 265.6682 | 64.7785 | 265.6682 | 64.7785
8735 | 290.3676 | 59.5275 | 290.3676 | 59.5275
8736 | 291.1002 | 49.2251 | 291.1002 | 49.2251
8737 | 276.1165 | 37.3517 | 276.1165 | 37.3517
8738 | 271.6698 | 39.7865 | 271.6698 | 39.7865
8739 | 268.8423 | 37.6091 | 268.8423 | 37.6091
8740 | 270.1636 | 45.5866 | 270.1636 | 45.5866
8741 | 274.135 | 50.5827 | 274.135 | 50.5827
8742 | 268.3406 | 46.0974 | 268.3406 | 46.0974
8743 | 263.2254 | 43.1168 | 263.2254 | 43.1168
8744 | 257.5682 | 35.8617 | 257.5682 | 35.8617
8745 | 258.6808 | 31.5935 | 258.6808 | 31.5935
8746 | 264.4266 | 19.5013 | 264.4266 | 19.5013
8747 | 258.2303 | 11.8825 | 258.2303 | 11.8825
8748 | 247.429 | 10.928 | 247.429 | 10.928
8749 | 233.7695 | 6.9544 | 233.7695 | 6.9544
8750 | 222.1974 | 17.9333 | 222.1974 | 17.9333
8751 | 214.6459 | 23.7817 | 214.6459 | 23.7817
8752 | 207.0775 | 34.9396 | 207.0775 | 34.9396
8753 | 206.9265 | 67.6358 | 206.9265 | 67.6358
8754 | 211.2223 | 74.6255 | 211.2223 | 74.6255
8755 | 222.9365 | 78.4381 | 222.9365 | 78.4381
8756 | 246.5523 | 75.9553 | 246.5523 | 75.9553
8757 | 268.6176 | 73.7911 | 268.6176 | 73.7911
8758 | 287.7323 | 63.8747 | 287.7323 | 63.8747
8759 | 315.39 | 59.3688 | 315.39 | 59.3688