## Summary Scalars
Parameter | Value
Total Cost ($) | 3397243.6027
Capital Cost (CAPEX) | 61496.1375
Operating Cost (OPEX) | 3335747.4652
Annual Fuel Consumption Genset (L) | 779736.8421
Annual Fuel Consumption Diesel Furnace (L) | 765626.1031

## Generator Summary
Size | Built | Capacity (kW) | Capital Cost ($) | Operating Cost ($)
100 kW | 5 | 500 | 31928.6058 | 74500
500 kW | 0 | 0 | 0 | 0
1000 kW | 0 | 0 | 0 | 0
2000 kW | 0 | 0 | 0 | 0
Total | 5 | 500 | 31928.6058 | 74500

## Diesel Furnace Summary
Size | Built | Capacity (MW) | Capital Cost ($) | Operating Cost ($)
17.58 kW | 131 | 2302.98 | 29567.5318 | 36847.68
Total | 131 | 2302.98 | 29567.5318 | 36847.68

## Time Series
Time | Electric Load (kW) | Thermal Load (kW) | Diesel Generation (kW) | Thermal Generation (kW)
0 | 348.9775 | 53.4832 | 348.9775 | 53.4832
1 | 331.2948 | 48.1213 | 331.2948 | 48.1213
2 | 329.7415 | 47.4006 | 329.7415 | 47.4006
3 | 332.0189 | 44.41 | 332.0189 | 44.41
4 | 328.4962 | 49.4334 | 328.4962 | 49.4334
5 | 334.9571 | 53.8722 | 334.9571 | 53.8722
6 | 332.0423 | 48.4953 | 332.0423 | 48.4953
7 | 312.2216 | 45.4908 | 312.2216 | 45.4908
8 | 298.7051 | 38.2877 | 298.7051 | 38.2877
9 | 295.4117 | 35.0272 | 295.4117 | 35.0272
10 | 298.4557 | 21.4423 | 298.4557 | 21.4423
11 | 289.1325 | 15.3496 | 289.1325 | 15.3496
12 | 273.0057 | 15.9127 | 273.0057 | 15.9127
13 | 256.2865 | 12.0219 | 256.2865 | 12.0219
14 | 244.4601 | 14.1108 | 244.4601 | 14.1108
15 | 235.263 | 19.6637 | 235.263 | 19.6637
16 | 225.8404 | 26.6273 | 225.8404 | 26.6273
17 | 225.2411 | 57.7713 | 225.2411 | 57.7713
18 | 231.626 | 62.2351 | 231.626 | 62.2351
19 | 245.592 | 65.2245 | 245.592 | 65.2245
20 | 272.983 | 62.7571 | 272.983 | 62.7571
21 | 298.0147 | 63.4201 | 298.0147 | 63.4201
22 | 317.9572 | 56.8984 | 317.9572 | 56.8984
23 | 346.3691 | 57.5437 | 346.3691 | 57.5437
24 | 351.6678 | 55.4986 | 351.6678 | 55.4986
25 | 334.0826 | 51.2407 | 334.0826 | 51.2407
26 | 327.4743 | 51.8617 | 327.4743 | 51.8617
27 | 328.0835 | 50.8217 | 328.0835 | 50.8217
28 | 328.0307 | 56.1873 | 328.0307 | 56.1873
29 | 329.4386 | 59.9417 | 329.4386 | 59.9417
30 | 325.3978 | 53.9055 | 325.3978 | 53.9055
31 | 309.5627 | 49.7198 | 309.5627 | 49.7198
32 | 296.8965 | 41.6032 | 296.8965 | 41.6032
33 | 292.8696 | 37.7589 | 292.8696 | 37.7589
34 | 295.8962 | 23.9991 | 295.8962 | 23.9991
35 | 289.0554 | 17.8416 | 289.0554 | 17.8416
36 | 270.3181 | 17.9542 | 270.3181 | 17.9542
37 | 253.3451 | 13.5415 | 253.3451 | 13.5415
38 | 244.8782 | 14.7082 | 244.8782 | 14.7082
39 | 236.1939 | 20.527 | 236.1939 | 20.527
40 | 227.253 | 27.7041 | 227.253 | 27.7041
41 | 226.2848 | 58.8636 | 226.2848 | 58.8636
42 | 230.5531 | 63.2839 | 230.5531 | 63.2839
43 | 242.0178 | 66.2637 | 242.0178 | 66.2637
44 | 267.4508 | 63.1254 | 267.4508 | 63.1254
45 | 293.3805 | 63.104 | 293.3805 | 63.104
46 | 311.7747 | 55.9936 | 311.7747 | 55.9936
47 | 338.3533 | 56.5597 | 338.3533 | 56.5597
48 | 340.5347 | 54.4044 | 340.5347 | 54.4044
49 | 327.5199 | 49.8777 | 327.5199 | 49.8777
50 | 322.7791 | 50.8593 | 322.7791 | 50.8593
51 | 324.9266 | 49.8561 | 324.9266 | 49.8561
52 | 323.6001 | 55.3637 | 323.6001 | 55.3637
53 | 328.17 | 59.7628 | 328.17 | 59.7628
54 | 323.1252 | 53.8997 | 323.1252 | 53.8997
55 | 306.3641 | 49.8774 | 306.3641 | 49.8774
56 | 292.7662 | 41.8352 | 292.7662 | 41.8352
57 | 288.3204 | 37.9822 | 288.3204 | 37.9822
58 | 293.855 | 24.0349 | 293.855 | 24.0349
59 | 286.397 | 17.7469 | 286.397 | 17.7469
60 | 268.8959 | 17.468 | 268.8959 | 17.468
61 | 254.5126 | 12.8078 | 254.5126 | 12.8078
62 | 244.3542 | 14.2867 | 244.3542 | 14.2867
63 | 235.01 | 20.0697 | 235.01 | 20.0697
64 | 227.1765 | 28.0888 | 227.1765 | 28.0888
65 | 224.7115 | 59.6833 | 224.7115 | 59.6833
66 | 228.8932 | 64.3482 | 228.8932 | 64.3482
67 | 238.5494 | 67.4101 | 238.5494 | 67.4101
68 | 260.0048 | 64.2177 | 260.0048 | 64.2177
69 | 280.1812 | 64.1025 | 280.1812 | 64.1025
70 | 300.0983 | 56.6229 | 300.0983 | 56.6229
71 | 322.8503 | 56.7076 | 322.8503 | 56.7076
72 | 330.4827 | 54.1695 | 330.4827 | 54.1695
73 | 318.4979 | 48.7545 | 318.4979 | 48.7545
74 | 313.5672 | 47.5041 | 313.5672 | 47.5041
75 | 315.254 | 45.0847 | 315.254 | 45.0847
76 | 312.9601 | 50.5886 | 312.9601 | 50.5886
77 | 313.9231 | 55.3704 | 313.9231 | 55.3704
78 | 304.6619 | 50.1627 | 304.6619 | 50.1627
79 | 295.6118 | 46.5328 | 295.6118 | 46.5328
80 | 287.7319 | 38.6763 | 287.7319 | 38.6763
81 | 286.7346 | 35.0272 | 286.7346 | 35.0272
82 | 288.6692 | 21.4423 | 288.6692 | 21.4423
83 | 284.8784 | 15.2781 | 284.8784 | 15.2781
84 | 267.8863 | 14.8648 | 267.8863 | 14.8648
85 | 251.1194 | 9.9765 | 251.1194 | 9.9765
86 | 242.7081 | 10.8406 | 242.7081 | 10.8406
87 | 235.6649 | 17.136 | 235.6649 | 17.136
88 | 225.7863 | 24.8168 | 225.7863 | 24.8168
89 | 223.719 | 56.3388 | 223.719 | 56.3388
90 | 227.4082 | 61.0752 | 227.4082 | 61.0752
91 | 239.2062 | 64.3053 | 239.2062 | 64.3053
92 | 257.8277 | 61.2308 | 257.8277 | 61.2308
93 | 281.1985 | 61.0799 | 281.1985 | 61.0799
94 | 298.2715 | 53.5229 | 298.2715 | 53.5229
95 | 319.8667 | 53.5283 | 319.8667 | 53.5283
96 | 328.6167 | 51.3363 | 328.6167 | 51.3363
97 | 312.9478 | 46.9817 | 312.9478 | 46.9817
98 | 309.2492 | 46.723 | 309.2492 | 46.723
99 | 308.6909 | 44.1751 | 308.6909 | 44.1751
100 | 313.4597 | 48.952 | 313.4597 | 48.952
101 | 319.9773 | 53.2854 | 319.9773 | 53.2854
102 | 311.8525 | 48.2942 | 311.8525 | 48.2942
103 | 302.581 | 45.4908 | 302.581 | 45.4908
104 | 294.2864 | 38.2877 | 294.2864 | 38.2877
105 | 289.1555 | 35.0272 | 289.1555 | 35.0272
106 | 289.8297 | 21.4423 | 289.8297 | 21.4423
107 | 281.2479 | 15.2781 | 281.2479 | 15.2781
108 | 266.4226 | 15.0659 | 266.4226 | 15.0659
109 | 252.7143 | 10.4019 | 252.7143 | 10.4019
110 | 242.7202 | 11.8537 | 242.7202 | 11.8537
111 | 233.9761 | 17.5391 | 233.9761 | 17.5391
112 | 225.8212 | 24.926 | 225.8212 | 24.926
113 | 223.56 | 56.1599 | 223.56 | 56.1599
114 | 229.4912 | 60.5909 | 229.4912 | 60.5909
115 | 241.5961 | 63.6653 | 241.5961 | 63.6653
116 | 264.6678 | 60.6073 | 264.6678 | 60.6073
117 | 284.18 | 60.5095 | 284.18 | 60.5095
118 | 303.1819 | 53.1353 | 303.1819 | 53.1353
119 | 327.9027 | 53.4297 | 327.9027 | 53.4297
120 | 330.6691 | 51.2725 | 330.6691 | 51.2725
121 | 314.0245 | 46.1223 | 314.0245 | 46.1223
122 | 311.9012 | 45.8956 | 311.9012 | 45.8956
123 | 314.8813 | 44.294 | 314.8813 | 44.294
124 | 314.4496 | 50.0849 | 314.4496 | 50.0849
125 | 315.8264 | 55.0167 | 315.8264 | 55.0167
126 | 310.3758 | 50.0235 | 310.3758 | 50.0235
127 | 297.6424 | 46.5783 | 297.6424 | 46.5783
128 | 288.9589 | 38.9778 | 288.9589 | 38.9778
129 | 286.1552 | 35.726 | 286.1552 | 35.726
130 | 288.375 | 22.1596 | 288.375 | 22.1596
131 | 282.2637 | 16.0089 | 282.2637 | 16.0089
132 | 266.7438 | 16.3351 | 266.7438 | 16.3351
133 | 251.6978 | 11.7909 | 251.6978 | 11.7909
134 | 241.8356 | 13.6787 | 241.8356 | 13.6787
135 | 233.0449 | 19.5023 | 233.0449 | 19.5023
136 | 223.6226 | 26.5799 | 223.6226 | 26.5799
137 | 224.0518 | 57.7704 | 224.0518 | 57.7704
138 | 230.7336 | 62.3511 | 230.7336 | 62.3511
139 | 244.862 | 65.6585 | 244.862 | 65.6585
140 | 273.3485 | 62.9301 | 273.3485 | 62.9301
141 | 296.0089 | 62.9706 | 296.0089 | 62.9706
142 | 315.1224 | 55.5084 | 315.1224 | 55.5084
143 | 339.8511 | 55.7941 | 339.8511 | 55.7941
144 | 343.6236 | 53.2154 | 343.6236 | 53.2154
145 | 324.3431 | 47.8748 | 324.3431 | 47.8748
146 | 318.9956 | 48.1391 | 318.9956 | 48.1391
147 | 324.5884 | 46.9049 | 324.5884 | 46.9049
148 | 322.088 | 52.4281 | 322.088 | 52.4281
149 | 322.2865 | 57.3665 | 322.2865 | 57.3665
150 | 315.9162 | 52.2062 | 315.9162 | 52.2062
151 | 302.9614 | 48.439 | 302.9614 | 48.439
152 | 290.4005 | 40.5844 | 290.4005 | 40.5844
153 | 288.4329 | 37.0948 | 288.4329 | 37.0948
154 | 290.9167 | 23.597 | 290.9167 | 23.597
155 | 282.9141 | 18.0755 | 282.9141 | 18.0755
156 | 267.1328 | 18.7275 | 267.1328 | 18.7275
157 | 250.5106 | 14.8658 | 250.5106 | 14.8658
158 | 239.7727 | 16.8589 | 239.7727 | 16.8589
159 | 229.2045 | 22.3288 | 229.2045 | 22.3288
160 | 220.2349 | 29.5668 | 220.2349 | 29.5668
161 | 220.1641 | 60.9371 | 220.1641 | 60.9371
162 | 228.1103 | 65.3989 | 228.1103 | 65.3989
163 | 240.8096 | 68.484 | 240.8096 | 68.484
164 | 267.7484 | 65.3032 | 267.7484 | 65.3032
165 | 291.8726 | 65.1069 | 291.8726 | 65.1069
166 | 308.2129 | 57.9501 | 308.2129 | 57.9501
167 | 331.3494 | 58.8061 | 331.3494 | 58.8061
168 | 333.8694 | 57.1409 | 333.8694 | 57.1409
169 | 317.4687 | 53.2242 | 317.4687 | 53.2242
170 | 313.2294 | 53.7592 | 313.2294 | 53.7592
171 | 317.4504 | 52.0542 | 317.4504 | 52.0542
172 | 315.2916 | 57.0505 | 315.2916 | 57.0505
173 | 316.057 | 61.2998 | 316.057 | 61.2998
174 | 310.2372 | 55.7392 | 310.2372 | 55.7392
175 | 296.1189 | 51.773 | 296.1189 | 51.773
176 | 284.8092 | 43.753 | 284.8092 | 43.753
177 | 282.0319 | 40.2799 | 282.0319 | 40.2799
178 | 287.3894 | 26.7917 | 287.3894 | 26.7917
179 | 279.63 | 20.6362 | 279.63 | 20.6362
180 | 263.8087 | 20.1775 | 263.8087 | 20.1775
181 | 248.8337 | 15.6294 | 248.8337 | 15.6294
182 | 237.4999 | 17.2456 | 237.4999 | 17.2456
183 | 228.2084 | 22.3462 | 228.2084 | 22.3462
184 | 220.0862 | 29.4199 | 220.0862 | 29.4199
185 | 221.1457 | 60.5195 | 221.1457 | 60.5195
186 | 227.2856 | 64.787 | 227.2856 | 64.787
187 | 242.6075 | 67.646 | 242.6075 | 67.646
188 | 270.4946 | 64.266 | 270.4946 | 64.266
189 | 294.0003 | 64.148 | 294.0003 | 64.148
190 | 314.7454 | 56.852 | 314.7454 | 56.852
191 | 338.584 | 57.1232 | 338.584 | 57.1232
192 | 341.2575 | 54.8964 | 341.2575 | 54.8964
193 | 327.5803 | 50.0788 | 327.5803 | 50.0788
194 | 317.2293 | 48.9985 | 317.2293 | 48.9985
195 | 321.4553 | 47.1476 | 321.4553 | 47.1476
196 | 323.3929 | 51.9196 | 323.3929 | 51.9196
197 | 326.9786 | 56.08 | 326.9786 | 56.08
198 | 320.7165 | 50.6335 | 320.7165 | 50.6335
199 | 305.0099 | 46.933 | 305.0099 | 46.933
200 | 297.5759 | 39.1731 | 297.5759 | 39.1731
201 | 292.1913 | 35.6961 | 292.1913 | 35.6961
202 | 294.0155 | 22.0552 | 294.0155 | 22.0552
203 | 281.7537 | 15.947 | 281.7537 | 15.947
204 | 266.5787 | 15.8131 | 266.5787 | 15.8131
205 | 250.5232 | 11.4516 | 250.5232 | 11.4516
206 | 241.1774 | 12.541 | 241.1774 | 12.541
207 | 233.0222 | 18.3723 | 233.0222 | 18.3723
208 | 226.1875 | 25.8346 | 226.1875 | 25.8346
209 | 224.6198 | 57.6254 | 224.6198 | 57.6254
210 | 229.4087 | 62.6227 | 229.4087 | 62.6227
211 | 243.177 | 66.1651 | 243.177 | 66.1651
212 | 265.7814 | 63.5217 | 265.7814 | 63.5217
213 | 287.1044 | 63.5138 | 287.1044 | 63.5138
214 | 305.4668 | 56.1599 | 305.4668 | 56.1599
215 | 334.041 | 56.4688 | 334.041 | 56.4688
216 | 339.2918 | 54.0834 | 339.2918 | 54.0834
217 | 325.9747 | 48.16 | 325.9747 | 48.16
218 | 324.338 | 47.1764 | 324.338 | 47.1764
219 | 322.996 | 44.2273 | 322.996 | 44.2273
220 | 324.4124 | 49.4257 | 324.4124 | 49.4257
221 | 324.7915 | 54.6996 | 324.7915 | 54.6996
222 | 320.7134 | 50.2729 | 320.7134 | 50.2729
223 | 307.2718 | 47.4444 | 307.2718 | 47.4444
224 | 295.1581 | 40.1049 | 295.1581 | 40.1049
225 | 291.9899 | 36.6096 | 291.9899 | 36.6096
226 | 294.6327 | 22.9677 | 294.6327 | 22.9677
227 | 284.0487 | 17.1234 | 284.0487 | 17.1234
228 | 268.8545 | 17.1857 | 268.8545 | 17.1857
229 | 253.1658 | 12.6483 | 253.1658 | 12.6483
230 | 242.1357 | 14.3901 | 242.1357 | 14.3901
231 | 234.3295 | 20.2379 | 234.3295 | 20.2379
232 | 224.8533 | 28.46 | 224.8533 | 28.46
233 | 224.8757 | 60.3097 | 224.8757 | 60.3097
234 | 228.6213 | 64.8431 | 228.6213 | 64.8431
235 | 237.663 | 67.8789 | 237.663 | 67.8789
236 | 258.131 | 64.8141 | 258.131 | 64.8141
237 | 277.4864 | 64.4602 | 277.4864 | 64.4602
238 | 295.2357 | 56.9265 | 295.2357 | 56.9265
239 | 322.2515 | 57.0333 | 322.2515 | 57.0333
240 | 325.0105 | 54.2797 | 325.0105 | 54.2797
241 | 314.0816 | 48.0334 | 314.0816 | 48.0334
242 | 310.8996 | 47.4693 | 310.8996 | 47.4693
243 | 309.2616 | 45.6686 | 309.2616 | 45.6686
244 | 313.3754 | 51.2642 | 313.3754 | 51.2642
245 | 316.3072 | 56.3235 | 316.3072 | 56.3235
246 | 309.7328 | 51.6243 | 309.7328 | 51.6243
247 | 298.2515 | 48.3424 | 298.2515 | 48.3424
248 | 288.4107 | 40.6308 | 288.4107 | 40.6308
249 | 285.0858 | 36.9836 | 285.0858 | 36.9836
250 | 288.4053 | 23.3311 | 288.4053 | 23.3311
251 | 278.1919 | 17.3457 | 278.1919 | 17.3457
252 | 264.7959 | 17.411 | 264.7959 | 17.411
253 | 250.8593 | 12.975 | 250.8593 | 12.975
254 | 241.1094 | 14.6937 | 241.1094 | 14.6937
255 | 234.0688 | 20.4738 | 234.0688 | 20.4738
256 | 224.2889 | 27.9564 | 224.2889 | 27.9564
257 | 224.7335 | 59.3402 | 224.7335 | 59.3402
258 | 226.8784 | 63.803 | 226.8784 | 63.803
259 | 236.767 | 66.9828 | 236.767 | 66.9828
260 | 253.6207 | 64.1075 | 253.6207 | 64.1075
261 | 272.4203 | 64.0068 | 272.4203 | 64.0068
262 | 291.4402 | 56.4315 | 291.4402 | 56.4315
263 | 313.743 | 56.5587 | 313.743 | 56.5587
264 | 320.4775 | 54.1327 | 320.4775 | 54.1327
265 | 310.2189 | 48.4925 | 310.2189 | 48.4925
266 | 308.4239 | 47.7815 | 308.4239 | 47.7815
267 | 306.986 | 45.5236 | 306.986 | 45.5236
268 | 307.4596 | 50.951 | 307.4596 | 50.951
269 | 309.7018 | 55.8393 | 309.7018 | 55.8393
270 | 301.7469 | 50.9157 | 301.7469 | 50.9157
271 | 291.9668 | 47.5536 | 291.9668 | 47.5536
272 | 284.815 | 40.0006 | 284.815 | 40.0006
273 | 285.805 | 36.5922 | 285.805 | 36.5922
274 | 289.5923 | 22.988 | 289.5923 | 22.988
275 | 281.6455 | 17.0499 | 281.6455 | 17.0499
276 | 265.9261 | 17.0021 | 265.9261 | 17.0021
277 | 249.9985 | 12.657 | 249.9985 | 12.657
278 | 241.3407 | 14.3785 | 241.3407 | 14.3785
279 | 234.1643 | 20.2563 | 234.1643 | 20.2563
280 | 226.9034 | 28.1285 | 226.9034 | 28.1285
281 | 224.0086 | 59.6814 | 224.0086 | 59.6814
282 | 227.8329 | 64.1607 | 227.8329 | 64.1607
283 | 237.3829 | 67.238 | 237.3829 | 67.238
284 | 258.4758 | 64.0601 | 258.4758 | 64.0601
285 | 278.4421 | 63.6782 | 278.4421 | 63.6782
286 | 295.2437 | 55.9888 | 295.2437 | 55.9888
287 | 319.608 | 56.0058 | 319.608 | 56.0058
288 | 326.0403 | 53.3942 | 326.0403 | 53.3942
289 | 313.2052 | 48.2615 | 313.2052 | 48.2615
290 | 308.8756 | 48.6118 | 308.8756 | 48.6118
291 | 309.6996 | 47.4472 | 309.6996 | 47.4472
292 | 310.3706 | 53.2942 | 310.3706 | 53.2942
293 | 315.8773 | 58.31 | 315.8773 | 58.31
294 | 311.6322 | 52.7581 | 311.6322 | 52.7581
295 | 298.9829 | 49.0036 | 298.9829 | 49.0036
296 | 291.6502 | 41.1808 | 291.6502 | 41.1808
297 | 289.4053 | 37.5723 | 289.4053 | 37.5723
298 | 287.6999 | 24.1083 | 287.6999 | 24.1083
299 | 279.3121 | 18.2321 | 279.3121 | 18.2321
300 | 263.3667 | 18.2974 | 263.3667 | 18.2974
301 | 247.5804 | 13.8354 | 247.5804 | 13.8354
302 | 238.7794 | 15.4621 | 238.7794 | 15.4621
303 | 230.6989 | 21.2017 | 230.6989 | 21.2017
304 | 220.9435 | 29.3464 | 220.9435 | 29.3464
305 | 220.7061 | 61.0328 | 220.7061 | 61.0328
306 | 227.1821 | 65.5845 | 227.1821 | 65.5845
307 | 239.5034 | 68.6957 | 239.5034 | 68.6957
308 | 266.4581 | 65.5691 | 266.4581 | 65.5691
309 | 290.6633 | 65.3795 | 290.6633 | 65.3795
310 | 306.0015 | 57.7935 | 306.0015 | 57.7935
311 | 333.2234 | 57.8463 | 333.2234 | 57.8463
312 | 331.3074 | 55.0375 | 331.3074 | 55.0375
313 | 315.7062 | 49.375 | 315.7062 | 49.375
314 | 311.8762 | 49.2227 | 311.8762 | 49.2227
315 | 313.7211 | 47.2887 | 313.7211 | 47.2887
316 | 312.3606 | 52.4716 | 312.3606 | 52.4716
317 | 315.9693 | 57.0882 | 315.9693 | 57.0882
318 | 310.416 | 51.922 | 310.416 | 51.922
319 | 295.5457 | 48.3491 | 295.5457 | 48.3491
320 | 285.4899 | 40.5834 | 285.4899 | 40.5834
321 | 282.8788 | 37.1093 | 282.8788 | 37.1093
322 | 287.5341 | 23.6733 | 287.5341 | 23.6733
323 | 278.2453 | 17.8165 | 278.2453 | 17.8165
324 | 258.4811 | 17.7734 | 258.4811 | 17.7734
325 | 241.914 | 13.3172 | 241.914 | 13.3172
326 | 234.2517 | 14.9334 | 234.2517 | 14.9334
327 | 225.4178 | 20.6642 | 225.4178 | 20.6642
328 | 216.2071 | 28.3546 | 216.2071 | 28.3546
329 | 216.0216 | 59.75 | 216.0216 | 59.75
330 | 223.783 | 64.2641 | 223.783 | 64.2641
331 | 235.2025 | 67.3125 | 235.2025 | 67.3125
332 | 261.7327 | 64.2138 | 261.7327 | 64.2138
333 | 286.4296 | 64.0474 | 286.4296 | 64.0474
334 | 305.5957 | 56.4982 | 305.5957 | 56.4982
335 | 327.0181 | 56.5558 | 327.0181 | 56.5558
336 | 331.6818 | 54.212 | 331.6818 | 54.212
337 | 314.852 | 48.885 | 314.852 | 48.885
338 | 311.9196 | 48.4291 | 311.9196 | 48.4291
339 | 312.1314 | 46.1693 | 312.1314 | 46.1693
340 | 311.4277 | 51.6461 | 311.4277 | 51.6461
341 | 313.9817 | 56.744 | 313.9817 | 56.744
342 | 309.0468 | 51.7722 | 309.0468 | 51.7722
343 | 294.9353 | 48.4226 | 294.9353 | 48.4226
344 | 285.1736 | 41.0561 | 285.1736 | 41.0561
345 | 283.766 | 37.8468 | 283.766 | 37.8468
346 | 288.2924 | 24.5414 | 288.2924 | 24.5414
347 | 276.0399 | 18.8102 | 276.0399 | 18.8102
348 | 258.0164 | 18.8928 | 258.0164 | 18.8928
349 | 243.4184 | 14.4105 | 243.4184 | 14.4105
350 | 233.512 | 15.9484 | 233.512 | 15.9484
351 | 225.8462 | 21.655 | 225.8462 | 21.655
352 | 218.2671 | 29.3358 | 218.2671 | 29.3358
353 | 218.1666 | 60.765 | 218.1666 | 60.765
354 | 225.2261 | 65.2027 | 225.2261 | 65.2027
355 | 237.9778 | 68.2801 | 237.9778 | 68.2801
356 | 263.0812 | 64.9804 | 263.0812 | 64.9804
357 | 286.698 | 64.4312 | 286.698 | 64.4312
358 | 307.7617 | 56.6558 | 307.7617 | 56.6558
359 | 329.8836 | 56.8439 | 329.8836 | 56.8439
360 | 330.6236 | 54.7987 | 330.6236 | 54.7987
361 | 317.8266 | 49.579 | 317.8266 | 49.579
362 | 311.7124 | 49.2595 | 311.7124 | 49.2595
363 | 312.2407 | 48.2978 | 312.2407 | 48.2978
364 | 312.231 | 54.3894 | 312.231 | 54.3894
365 | 317.0238 | 59.6768 | 317.0238 | 59.6768
366 | 310.5018 | 54.6614 | 310.5018 | 54.6614
367 | 296.8382 | 51.4356 | 296.8382 | 51.4356
368 | 286.868 | 43.9396 | 286.868 | 43.9396
369 | 283.4556 | 40.5679 | 283.4556 | 40.5679
370 | 289.0253 | 27.014 | 289.0253 | 27.014
371 | 279.3926 | 21.161 | 279.3926 | 21.161
372 | 262.3414 | 21.2118 | 262.3414 | 21.2118
373 | 246.1239 | 16.6135 | 246.1239 | 16.6135
374 | 234.7127 | 18.0025 | 234.7127 | 18.0025
375 | 227.8196 | 23.2529 | 227.8196 | 23.2529
376 | 219.0811 | 30.2048 | 219.0811 | 30.2048
377 | 217.7469 | 61.2493 | 217.7469 | 61.2493
378 | 222.9627 | 65.6512 | 222.9627 | 65.6512
379 | 233.8732 | 68.5991 | 233.8732 | 68.5991
380 | 257.8164 | 65.4743 | 257.8164 | 65.4743
381 | 280.7958 | 65.3601 | 280.7958 | 65.3601
382 | 299.6706 | 57.9782 | 299.6706 | 57.9782
383 | 323.8883 | 58.2387 | 323.8883 | 58.2387
384 | 327.0954 | 56.1472 | 327.0954 | 56.1472
385 | 311.3607 | 51.8235 | 311.3607 | 51.8235
386 | 307.4571 | 52.3054 | 307.4571 | 52.3054
387 | 308.1411 | 50.6825 | 308.1411 | 50.6825
388 | 310.2857 | 56.3023 | 310.2857 | 56.3023
389 | 307.8702 | 61.2602 | 307.8702 | 61.2602
390 | 304.8989 | 56.3173 | 304.8989 | 56.3173
391 | 293.8789 | 52.9339 | 293.8789 | 52.9339
392 | 278.8046 | 45.435 | 278.8046 | 45.435
393 | 276.1011 | 41.9763 | 276.1011 | 41.9763
394 | 282.3556 | 28.5036 | 282.3556 | 28.5036
395 | 275.9341 | 22.5462 | 275.9341 | 22.5462
396 | 261.0923 | 22.4481 | 261.0923 | 22.4481
397 | 245.1758 | 17.872 | 245.1758 | 17.872
398 | 236.5608 | 19.2987 | 236.5608 | 19.2987
399 | 229.192 | 24.2253 | 229.192 | 24.2253
400 | 220.3908 | 31.0226 | 220.3908 | 31.0226
401 | 218.9153 | 62.0081 | 218.9153 | 62.0081
402 | 222.468 | 66.2718 | 222.468 | 66.2718
403 | 229.4249 | 69.0592 | 229.4249 | 69.0592
404 | 250.9345 | 65.6377 | 250.9345 | 65.6377
405 | 270.9869 | 65.2499 | 270.9869 | 65.2499
406 | 289.6493 | 57.6147 | 289.6493 | 57.6147
407 | 316.0443 | 57.7225 | 316.0443 | 57.7225
408 | 322.103 | 55.1206 | 322.103 | 55.1206
409 | 309.5867 | 49.6109 | 309.5867 | 49.6109
410 | 306.1063 | 49.6249 | 306.1063 | 49.6249
411 | 304.6835 | 47.7101 | 304.6835 | 47.7101
412 | 307.0325 | 52.1284 | 307.0325 | 52.1284
413 | 308.8433 | 55.7948 | 308.8433 | 55.7948
414 | 300.5965 | 50.1318 | 300.5965 | 50.1318
415 | 288.6335 | 46.5212 | 288.6335 | 46.5212
416 | 279.4302 | 38.8928 | 279.4302 | 38.8928
417 | 278.4302 | 35.5327 | 278.4302 | 35.5327
418 | 284.8462 | 21.9836 | 284.8462 | 21.9836
419 | 274.6382 | 16.0572 | 274.6382 | 16.0572
420 | 258.1692 | 16.1833 | 258.1692 | 16.1833
421 | 244.9536 | 11.8276 | 244.9536 | 11.8276
422 | 235.9323 | 13.178 | 235.9323 | 13.178
423 | 228.864 | 19.2191 | 228.864 | 19.2191
424 | 219.8326 | 26.5905 | 219.8326 | 26.5905
425 | 219.1442 | 58.1319 | 219.1442 | 58.1319
426 | 220.9493 | 62.8712 | 220.9493 | 62.8712
427 | 229.7951 | 66.0684 | 229.7951 | 66.0684
428 | 248.0103 | 62.993 | 248.0103 | 62.993
429 | 266.0175 | 62.7628 | 266.0175 | 62.7628
430 | 284.597 | 55.1884 | 284.597 | 55.1884
431 | 309.3154 | 55.3175 | 309.3154 | 55.3175
432 | 314.773 | 53.0704 | 314.773 | 53.0704
433 | 304.1973 | 47.9937 | 304.1973 | 47.9937
434 | 300.0167 | 47.4064 | 300.0167 | 47.4064
435 | 301.7921 | 44.9127 | 301.7921 | 44.9127
436 | 303.8029 | 50.1478 | 303.8029 | 50.1478
437 | 304.9806 | 54.8504 | 304.9806 | 54.8504
438 | 301.5649 | 50.0941 | 301.5649 | 50.0941
439 | 291.5541 | 46.9427 | 291.5541 | 46.9427
440 | 283.5203 | 39.7715 | 283.5203 | 39.7715
441 | 283.7528 | 36.3263 | 283.7528 | 36.3263
442 | 286.1838 | 22.9986 | 286.1838 | 22.9986
443 | 273.9277 | 17.3902 | 273.9277 | 17.3902
444 | 257.1001 | 17.8817 | 257.1001 | 17.8817
445 | 242.6713 | 13.7484 | 242.6713 | 13.7484
446 | 233.5551 | 15.6158 | 233.5551 | 15.6158
447 | 227.019 | 21.0837 | 227.019 | 21.0837
448 | 220.4318 | 29.01 | 220.4318 | 29.01
449 | 216.7013 | 60.7408 | 216.7013 | 60.7408
450 | 220.3076 | 65.2346 | 220.3076 | 65.2346
451 | 230.7595 | 68.2008 | 230.7595 | 68.2008
452 | 251.9256 | 64.8866 | 251.9256 | 64.8866
453 | 273.7556 | 64.6738 | 273.7556 | 64.6738
454 | 291.8962 | 57.2048 | 291.8962 | 57.2048
455 | 317.1825 | 57.2054 | 317.1825 | 57.2054
456 | 319.2669 | 54.9205 | 319.2669 | 54.9205
457 | 308.9361 | 50.4809 | 308.9361 | 50.4809
458 | 303.138 | 50.9975 | 303.138 | 50.9975
459 | 306.1014 | 48.8131 | 306.1014 | 48.8131
460 | 305.5225 | 52.9559 | 305.5225 | 52.9559
461 | 309.2202 | 57.1607 | 309.2202 | 57.1607
462 | 305.8224 | 51.8234 | 305.8224 | 51.8234
463 | 295.9187 | 47.8049 | 295.9187 | 47.8049
464 | 284.6509 | 39.5462 | 284.6509 | 39.5462
465 | 284.6278 | 35.4428 | 284.6278 | 35.4428
466 | 286.5308 | 21.598 | 286.5308 | 21.598
467 | 275.2645 | 16.0601 | 275.2645 | 16.0601
468 | 262.5076 | 16.2355 | 262.5076 | 16.2355
469 | 247.1923 | 11.7648 | 247.1923 | 11.7648
470 | 238.3479 | 14.0325 | 238.3479 | 14.0325
471 | 231.9139 | 20.0166 | 231.9139 | 20.0166
472 | 226.3397 | 27.3049 | 226.3397 | 27.3049
473 | 223.6404 | 58.6065 | 223.6404 | 58.6065
474 | 228.9709 | 63.196 | 228.9709 | 63.196
475 | 242.7252 | 66.1477 | 242.7252 | 66.1477
476 | 271.512 | 62.7745 | 271.512 | 62.7745
477 | 297.3473 | 62.5984 | 297.3473 | 62.5984
478 | 315.3589 | 55.317 | 315.3589 | 55.317
479 | 341.6833 | 55.6017 | 341.6833 | 55.6017
480 | 344.4361 | 53.5866 | 344.4361 | 53.5866
481 | 325.9209 | 48.7922 | 325.9209 | 48.7922
482 | 325.223 | 49.0372 | 325.223 | 49.0372
483 | 329.2626 | 48.1925 | 329.2626 | 48.1925
484 | 325.2223 | 52.6282 | 325.2223 | 52.6282
485 | 326.8042 | 56.2839 | 326.8042 | 56.2839
486 | 323.4428 | 50.9505 | 323.4428 | 50.9505
487 | 306.0653 | 46.556 | 306.0653 | 46.556
488 | 294.1178 | 38.2877 | 294.1178 | 38.2877
489 | 292.3235 | 35.0272 | 292.3235 | 35.0272
490 | 294.4632 | 21.4423 | 294.4632 | 21.4423
491 | 281.0199 | 15.2781 | 281.0199 | 15.2781
492 | 262.2226 | 14.8648 | 262.2226 | 14.8648
493 | 247.1765 | 9.8045 | 247.1765 | 9.8045
494 | 238.7233 | 11.5618 | 238.7233 | 11.5618
495 | 233.2072 | 17.9615 | 233.2072 | 17.9615
496 | 226.2852 | 25.533 | 226.2852 | 25.533
497 | 224.045 | 56.6771 | 224.045 | 56.6771
498 | 228.6447 | 60.9186 | 228.6447 | 60.9186
499 | 240.9702 | 63.6663 | 240.9702 | 63.6663
500 | 268.078 | 60.3676 | 268.078 | 60.3676
501 | 292.6844 | 60.2534 | 292.6844 | 60.2534
502 | 313.5517 | 53.0203 | 313.5517 | 53.0203
503 | 335.6607 | 53.8106 | 335.6607 | 53.8106
504 | 340.9427 | 51.7819 | 340.9427 | 51.7819
505 | 323.7316 | 47.1102 | 323.7316 | 47.1102
506 | 320.327 | 47.1831 | 320.327 | 47.1831
507 | 321.274 | 45.6879 | 321.274 | 45.6879
508 | 320.193 | 50.2609 | 320.193 | 50.2609
509 | 319.2023 | 54.3129 | 319.2023 | 54.3129
510 | 316.3326 | 48.9351 | 316.3326 | 48.9351
511 | 302.3469 | 45.4908 | 302.3469 | 45.4908
512 | 292.8748 | 38.2877 | 292.8748 | 38.2877
513 | 292.7579 | 35.0272 | 292.7579 | 35.0272
514 | 292.7375 | 21.4423 | 292.7375 | 21.4423
515 | 280.4253 | 15.2781 | 280.4253 | 15.2781
516 | 261.7022 | 14.8648 | 261.7022 | 14.8648
517 | 247.0108 | 11.0766 | 247.0108 | 11.0766
518 | 239.1254 | 13.5656 | 239.1254 | 13.5656
519 | 232.5202 | 19.4801 | 232.5202 | 19.4801
520 | 227.4744 | 26.6234 | 227.4744 | 26.6234
521 | 225.8509 | 57.6089 | 225.8509 | 57.6089
522 | 230.6888 | 61.5604 | 230.6888 | 61.5604
523 | 244.1543 | 64.4705 | 244.1543 | 64.4705
524 | 270.541 | 61.1709 | 270.541 | 61.1709
525 | 294.4498 | 60.9175 | 294.4498 | 60.9175
526 | 314.7528 | 53.5481 | 314.7528 | 53.5481
527 | 337.6344 | 54.0145 | 337.6344 | 54.0145
528 | 335.2479 | 52.0777 | 335.2479 | 52.0777
529 | 319.2146 | 47.5558 | 319.2146 | 47.5558
530 | 313.4677 | 48.2513 | 313.4677 | 48.2513
531 | 319.7591 | 47.6212 | 319.7591 | 47.6212
532 | 319.5089 | 53.9824 | 319.5089 | 53.9824
533 | 319.6779 | 59.4564 | 319.6779 | 59.4564
534 | 310.2843 | 54.8915 | 310.2843 | 54.8915
535 | 298.5011 | 51.7014 | 298.5011 | 51.7014
536 | 289.9954 | 44.2847 | 289.9954 | 44.2847
537 | 289.7223 | 41.0078 | 289.7223 | 41.0078
538 | 290.5059 | 27.4364 | 290.5059 | 27.4364
539 | 278.7274 | 21.2471 | 278.7274 | 21.2471
540 | 261.1966 | 20.9488 | 261.1966 | 20.9488
541 | 245.9126 | 16.1311 | 245.9126 | 16.1311
542 | 236.9277 | 17.4689 | 236.9277 | 17.4689
543 | 231.7283 | 23.2335 | 231.7283 | 23.2335
544 | 225.4153 | 31.127 | 225.4153 | 31.127
545 | 221.4834 | 62.4295 | 221.4834 | 62.4295
546 | 225.4932 | 66.9513 | 225.4932 | 66.9513
547 | 237.1895 | 70.0268 | 237.1895 | 70.0268
548 | 261.8605 | 66.817 | 261.8605 | 66.817
549 | 283.7591 | 66.5646 | 283.7591 | 66.5646
550 | 306.9479 | 59.0492 | 306.9479 | 59.0492
551 | 326.661 | 59.101 | 326.661 | 59.101
552 | 329.51 | 56.6653 | 329.51 | 56.6653
553 | 315.2582 | 50.9932 | 315.2582 | 50.9932
554 | 311.8234 | 50.5238 | 311.8234 | 50.5238
555 | 314.3761 | 48.15 | 314.3761 | 48.15
556 | 312.9054 | 53.0796 | 312.9054 | 53.0796
557 | 314.2946 | 57.1897 | 314.2946 | 57.1897
558 | 306.7438 | 51.4686 | 306.7438 | 51.4686
559 | 297.9216 | 47.5894 | 297.9216 | 47.5894
560 | 285.8751 | 39.7695 | 285.8751 | 39.7695
561 | 285.6411 | 36.2084 | 285.6411 | 36.2084
562 | 287.8703 | 22.7318 | 287.8703 | 22.7318
563 | 278.4134 | 16.9243 | 278.4134 | 16.9243
564 | 261.8714 | 17.1113 | 261.8714 | 17.1113
565 | 247.5408 | 12.8146 | 247.5408 | 12.8146
566 | 239.5581 | 14.7662 | 239.5581 | 14.7662
567 | 233.3442 | 20.8904 | 233.3442 | 20.8904
568 | 225.5256 | 28.9414 | 225.5256 | 28.9414
569 | 223.131 | 60.5388 | 223.131 | 60.5388
570 | 225.5471 | 65.077 | 225.5471 | 65.077
571 | 234.2906 | 67.9495 | 234.2906 | 67.9495
572 | 255.319 | 64.6314 | 255.319 | 64.6314
573 | 273.1802 | 64.5056 | 273.1802 | 64.5056
574 | 290.7874 | 57.3672 | 290.7874 | 57.3672
575 | 314.1905 | 57.3397 | 314.1905 | 57.3397
576 | 318.5172 | 54.8577 | 318.5172 | 54.8577
577 | 306.2949 | 49.0425 | 306.2949 | 49.0425
578 | 301.4743 | 48.3624 | 301.4743 | 48.3624
579 | 304.2299 | 46.3278 | 304.2299 | 46.3278
580 | 306.0539 | 51.6383 | 306.0539 | 51.6383
581 | 305.7694 | 56.5082 | 305.7694 | 56.5082
582 | 297.8976 | 51.6842 | 297.8976 | 51.6842
583 | 285.4588 | 48.2573 | 285.4588 | 48.2573
584 | 277.1488 | 40.8203 | 277.1488 | 40.8203
585 | 281.0008 | 38.2789 | 281.0008 | 38.2789
586 | 285.6268 | 25.914 | 285.6268 | 25.914
587 | 272.9235 | 20.5057 | 272.9235 | 20.5057
588 | 256.7508 | 20.6241 | 256.7508 | 20.6241
589 | 243.4192 | 16.1417 | 243.4192 | 16.1417
590 | 236.1732 | 17.697 | 236.1732 | 17.697
591 | 229.9996 | 22.8594 | 229.9996 | 22.8594
592 | 221.789 | 30.5421 | 221.789 | 30.5421
593 | 219.283 | 62.0033 | 219.283 | 62.0033
594 | 222.3802 | 66.3955 | 222.3802 | 66.3955
595 | 232.5274 | 69.5937 | 232.5274 | 69.5937
596 | 249.7421 | 66.3346 | 249.7421 | 66.3346
597 | 266.7824 | 65.5825 | 266.7824 | 65.5825
598 | 286.6637 | 57.5809 | 286.6637 | 57.5809
599 | 308.7915 | 57.505 | 308.7915 | 57.505
600 | 309.664 | 55.226 | 309.664 | 55.226
601 | 299.9968 | 50.2122 | 299.9968 | 50.2122
602 | 294.5049 | 50.4939 | 294.5049 | 50.4939
603 | 298.2617 | 49.1785 | 298.2617 | 49.1785
604 | 300.4446 | 54.7132 | 300.4446 | 54.7132
605 | 301.5924 | 59.3259 | 301.5924 | 59.3259
606 | 294.7382 | 53.6291 | 294.7382 | 53.6291
607 | 284.3778 | 49.5584 | 284.3778 | 49.5584
608 | 277.8132 | 41.754 | 277.8132 | 41.754
609 | 279.2809 | 38.1175 | 279.2809 | 38.1175
610 | 281.8216 | 24.5201 | 281.8216 | 24.5201
611 | 271.7649 | 18.4941 | 271.7649 | 18.4941
612 | 256.1514 | 18.338 | 256.1514 | 18.338
613 | 240.9279 | 13.7571 | 240.9279 | 13.7571
614 | 232.7641 | 15.4438 | 232.7641 | 15.4438
615 | 227.4065 | 21.6599 | 227.4065 | 21.6599
616 | 220.825 | 30.1739 | 220.825 | 30.1739
617 | 217.547 | 61.5393 | 217.547 | 61.5393
618 | 221.4451 | 65.8958 | 221.4451 | 65.8958
619 | 232.7029 | 68.7818 | 232.7029 | 68.7818
620 | 254.1886 | 65.4366 | 254.1886 | 65.4366
621 | 274.6037 | 64.8604 | 274.6037 | 64.8604
622 | 293.0986 | 56.8907 | 293.0986 | 56.8907
623 | 314.9516 | 56.9009 | 314.9516 | 56.9009
624 | 317.4288 | 55.3033 | 317.4288 | 55.3033
625 | 303.033 | 49.8439 | 303.033 | 49.8439
626 | 300.2296 | 49.5852 | 300.2296 | 49.5852
627 | 302.3184 | 48.439 | 302.3184 | 48.439
628 | 302.6945 | 53.967 | 302.6945 | 53.967
629 | 306.873 | 58.7537 | 306.873 | 58.7537
630 | 301.4546 | 53.8833 | 301.4546 | 53.8833
631 | 288.3795 | 50.4506 | 288.3795 | 50.4506
632 | 282.3542 | 42.8048 | 282.3542 | 42.8048
633 | 283.9461 | 39.3422 | 283.9461 | 39.3422
634 | 288.1073 | 26.3364 | 288.1073 | 26.3364
635 | 275.0127 | 21.4269 | 275.0127 | 21.4269
636 | 254.9598 | 22.3717 | 254.9598 | 22.3717
637 | 241.1249 | 18.4597 | 241.1249 | 18.4597
638 | 233.0351 | 20.1977 | 233.0351 | 20.1977
639 | 228.3541 | 25.3253 | 228.3541 | 25.3253
640 | 222.4392 | 32.6504 | 222.4392 | 32.6504
641 | 219.7885 | 64.2932 | 219.7885 | 64.2932
642 | 223.7254 | 69.0432 | 223.7254 | 69.0432
643 | 237.6887 | 71.9958 | 237.6887 | 71.9958
644 | 265.0615 | 68.5753 | 265.0615 | 68.5753
645 | 292.6063 | 68.0319 | 292.6063 | 68.0319
646 | 312.6615 | 60.3909 | 312.6615 | 60.3909
647 | 340.1177 | 60.5297 | 340.1177 | 60.5297
648 | 340.3485 | 58.3792 | 340.3485 | 58.3792
649 | 326.3443 | 52.9622 | 326.3443 | 52.9622
650 | 321.2688 | 52.8989 | 321.2688 | 52.8989
651 | 322.6417 | 51.3234 | 322.6417 | 51.3234
652 | 322.8714 | 56.9751 | 322.8714 | 56.9751
653 | 322.4137 | 61.959 | 322.4137 | 61.959
654 | 315.562 | 57.0094 | 315.562 | 57.0094
655 | 301.6061 | 53.5313 | 301.6061 | 53.5313
656 | 295.0051 | 45.7221 | 295.0051 | 45.7221
657 | 296.578 | 41.987 | 296.578 | 41.987
658 | 294.7033 | 28.1624 | 294.7033 | 28.1624
659 | 278.0323 | 21.9817 | 278.0323 | 21.9817
660 | 250.418 | 21.8372 | 250.418 | 21.8372
661 | 235.8691 | 17.2621 | 235.8691 | 17.2621
662 | 226.8807 | 18.8898 | 226.8807 | 18.8898
663 | 222.6678 | 24.9339 | 222.6678 | 24.9339
664 | 218.0882 | 32.4474 | 218.0882 | 32.4474
665 | 213.6805 | 63.6862 | 213.6805 | 63.6862
666 | 217.7616 | 68.2727 | 217.7616 | 68.2727
667 | 230.9888 | 71.4671 | 230.9888 | 71.4671
668 | 256.4369 | 68.4419 | 256.4369 | 68.4419
669 | 282.7343 | 68.1585 | 282.7343 | 68.1585
670 | 302.7957 | 60.504 | 302.7957 | 60.504
671 | 324.9619 | 60.5664 | 324.9619 | 60.5664
672 | 325.6145 | 58.3627 | 325.6145 | 58.3627
673 | 310.1661 | 53.2986 | 310.1661 | 53.2986
674 | 308.0309 | 52.0898 | 308.0309 | 52.0898
675 | 309.225 | 49.1804 | 309.225 | 49.1804
676 | 309.5028 | 54.139 | 309.5028 | 54.139
677 | 309.5329 | 58.889 | 309.5329 | 58.889
678 | 303.2044 | 54.0331 | 303.2044 | 54.0331
679 | 289.7224 | 50.6691 | 289.7224 | 50.6691
680 | 280.1762 | 43.1247 | 280.1762 | 43.1247
681 | 283.295 | 39.667 | 283.295 | 39.667
682 | 284.1674 | 25.9256 | 284.1674 | 25.9256
683 | 270.5183 | 19.8793 | 270.5183 | 19.8793
684 | 251.8297 | 19.842 | 251.8297 | 19.842
685 | 237.7157 | 15.44 | 237.7157 | 15.44
686 | 228.5308 | 17.5742 | 228.5308 | 17.5742
687 | 224.5147 | 23.2345 | 224.5147 | 23.2345
688 | 217.1408 | 30.4136 | 217.1408 | 30.4136
689 | 213.0164 | 61.7548 | 213.0164 | 61.7548
690 | 219.7237 | 66.41 | 219.7237 | 66.41
691 | 232.6831 | 69.7513 | 232.6831 | 69.7513
692 | 256.8748 | 66.7706 | 256.8748 | 66.7706
693 | 280.3839 | 66.7685 | 280.3839 | 66.7685
694 | 296.4552 | 59.5238 | 296.4552 | 59.5238
695 | 318.0758 | 59.8511 | 318.0758 | 59.8511
696 | 319.6002 | 57.8205 | 319.6002 | 57.8205
697 | 304.8948 | 53.5635 | 304.8948 | 53.5635
698 | 301.4439 | 54.054 | 301.4439 | 54.054
699 | 303.6011 | 52.7328 | 303.6011 | 52.7328
700 | 301.9927 | 58.2095 | 301.9927 | 58.2095
701 | 301.9361 | 62.5477 | 301.9361 | 62.5477
702 | 298.0741 | 56.5908 | 298.0741 | 56.5908
703 | 283.6429 | 51.6531 | 283.6429 | 51.6531
704 | 273.5021 | 43.376 | 273.5021 | 43.376
705 | 277.274 | 39.813 | 277.274 | 39.813
706 | 279.3893 | 26.4031 | 279.3893 | 26.4031
707 | 266.3512 | 20.5008 | 266.3512 | 20.5008
708 | 255.1561 | 28.5118 | 255.1561 | 28.5118
709 | 240.5285 | 26.7904 | 240.5285 | 26.7904
710 | 232.1098 | 30.1925 | 232.1098 | 30.1925
711 | 226.3052 | 35.7958 | 226.3052 | 35.7958
712 | 221.4473 | 47.7522 | 221.4473 | 47.7522
713 | 217.3004 | 75.6168 | 217.3004 | 75.6168
714 | 223.2638 | 82.893 | 223.2638 | 82.893
715 | 235.4877 | 87.3848 | 235.4877 | 87.3848
716 | 259.0807 | 84.9994 | 259.0807 | 84.9994
717 | 280.4471 | 82.3039 | 280.4471 | 82.3039
718 | 300.5558 | 78.6948 | 300.5558 | 78.6948
719 | 320.1416 | 80.5943 | 320.1416 | 80.5943
720 | 325.5993 | 76.6815 | 325.5993 | 76.6815
721 | 311.0649 | 73.078 | 311.0649 | 73.078
722 | 309.6851 | 71.2355 | 309.6851 | 71.2355
723 | 310.1471 | 68.6081 | 310.1471 | 68.6081
724 | 310.187 | 70.8024 | 310.187 | 70.8024
725 | 315.0587 | 76.3352 | 315.0587 | 76.3352
726 | 311.3952 | 71.1223 | 311.3952 | 71.1223
727 | 292.9312 | 66.2175 | 292.9312 | 66.2175
728 | 281.4009 | 61.1117 | 281.4009 | 61.1117
729 | 286.2754 | 54.603 | 286.2754 | 54.603
730 | 286.7177 | 42.9113 | 286.7177 | 42.9113
731 | 272.4157 | 34.0004 | 272.4157 | 34.0004
732 | 255.4215 | 33.9428 | 255.4215 | 33.9428
733 | 239.7299 | 31.3459 | 239.7299 | 31.3459
734 | 231.4749 | 34.5119 | 231.4749 | 34.5119
735 | 229.1961 | 40.2045 | 229.1961 | 40.2045
736 | 222.4639 | 52.8347 | 222.4639 | 52.8347
737 | 218.9952 | 80.1061 | 218.9952 | 80.1061
738 | 221.4262 | 86.7085 | 221.4262 | 86.7085
739 | 230.7195 | 90.6301 | 230.7195 | 90.6301
740 | 250.2535 | 88.3427 | 250.2535 | 88.3427
741 | 273.546 | 85.6673 | 273.546 | 85.6673
742 | 295.3875 | 81.7932 | 295.3875 | 81.7932
743 | 314.6657 | 83.3875 | 314.6657 | 83.3875
744 | 322.1097 | 79.2703 | 322.1097 | 79.2703
745 | 306.9083 | 74.3162 | 306.9083 | 74.3162
746 | 303.3846 | 68.3875 | 303.3846 | 68.3875
747 | 302.1959 | 61.962 | 302.1959 | 61.962
748 | 303.0994 | 59.6786 | 303.0994 | 59.6786
749 | 307.5634 | 60.7912 | 307.5634 | 60.7912
750 | 300.2686 | 54.0348 | 300.2686 | 54.0348
751 | 287.8921 | 48.3726 | 287.8921 | 48.3726
752 | 282.8731 | 42.9242 | 282.8731 | 42.9242
753 | 286.0678 | 37.0951 | 286.0678 | 37.0951
754 | 284.1046 | 27.7157 | 284.1046 | 27.7157
755 | 270.5386 | 21.5519 | 270.5386 | 21.5519
756 | 253.9538 | 23.1587 | 253.9538 | 23.1587
757 | 239.8256 | 21.6993 | 239.8256 | 21.6993
758 | 230.5561 | 26.0286 | 230.5561 | 26.0286
759 | 227.8035 | 33.8607 | 227.8035 | 33.8607
760 | 223.7177 | 48.714 | 223.7177 | 48.714
761 | 218.0268 | 76.976 | 218.0268 | 76.976
762 | 220.6286 | 84.16 | 220.6286 | 84.16
763 | 230.9357 | 88.5942 | 230.9357 | 88.5942
764 | 249.5236 | 86.2722 | 249.5236 | 86.2722
765 | 267.7386 | 83.8762 | 267.7386 | 83.8762
766 | 285.4698 | 79.4031 | 285.4698 | 79.4031
767 | 306.6604 | 80.6231 | 306.6604 | 80.6231
768 | 311.1139 | 76.3388 | 311.1139 | 76.3388
769 | 301.9262 | 69.4468 | 301.9262 | 69.4468
770 | 296.5627 | 66.1846 | 296.5627 | 66.1846
771 | 296.1951 | 63.4421 | 296.1951 | 63.4421
772 | 297.6054 | 63.6582 | 297.6054 | 63.6582
773 | 303.3687 | 66.2278 | 303.3687 | 66.2278
774 | 299.8722 | 61.755 | 299.8722 | 61.755
775 | 288.9618 | 57.7399 | 288.9618 | 57.7399
776 | 284.4 | 51.8567 | 284.4 | 51.8567
777 | 290.9441 | 43.3812 | 290.9441 | 43.3812
778 | 287.2397 | 30.3275 | 287.2397 | 30.3275
779 | 271.9309 | 21.981 | 271.9309 | 21.981
780 | 254.3072 | 23.6453 | 254.3072 | 23.6453
781 | 240.756 | 22.0506 | 240.756 | 22.0506
782 | 232.7399 | 25.5304 | 232.7399 | 25.5304
783 | 229.3788 | 30.411 | 229.3788 | 30.411
784 | 223.7661 | 45.2873 | 223.7661 | 45.2873
785 | 219.6563 | 72.6739 | 219.6563 | 72.6739
786 | 221.8227 | 79.7226 | 221.8227 | 79.7226
787 | 232.0898 | 83.6643 | 232.0898 | 83.6643
788 | 254.5311 | 81.2041 | 254.5311 | 81.2041
789 | 275.5503 | 78.4942 | 275.5503 | 78.4942
790 | 292.517 | 73.6843 | 292.517 | 73.6843
791 | 314.693 | 74.6076 | 314.693 | 74.6076
792 | 321.6767 | 69.7734 | 321.6767 | 69.7734
793 | 306.0961 | 61.6028 | 306.0961 | 61.6028
794 | 304.2011 | 55.5561 | 304.2011 | 55.5561
795 | 304.6839 | 50.7834 | 304.6839 | 50.7834
796 | 305.4952 | 47.6937 | 305.4952 | 47.6937
797 | 310.9314 | 48.3312 | 310.9314 | 48.3312
798 | 305.0293 | 44.6761 | 305.0293 | 44.6761
799 | 290.735 | 41.3608 | 290.735 | 41.3608
800 | 284.6689 | 37.2687 | 284.6689 | 37.2687
801 | 290.2684 | 32.8304 | 290.2684 | 32.8304
802 | 286.3827 | 24.3955 | 286.3827 | 24.3955
803 | 272.01 | 16.4493 | 272.01 | 16.4493
804 | 252.3751 | 15.1764 | 252.3751 | 15.1764
805 | 239.8515 | 10.3796 | 239.8515 | 10.3796
806 | 231.5927 | 13.1021 | 231.5927 | 13.1021
807 | 228.2939 | 19.3706 | 228.2939 | 19.3706
808 | 224.2688 | 30.8692 | 224.2688 | 30.8692
809 | 221.2016 | 57.5531 | 221.2016 | 57.5531
810 | 223.5854 | 64.4031 | 223.5854 | 64.4031
811 | 237.8951 | 68.964 | 237.8951 | 68.964
812 | 265.9006 | 65.9826 | 265.9006 | 65.9826
813 | 289.1854 | 62.6248 | 289.1854 | 62.6248
814 | 310.6656 | 58.1546 | 310.6656 | 58.1546
815 | 334.8244 | 59.7979 | 334.8244 | 59.7979
816 | 337.9198 | 56.2565 | 337.9198 | 56.2565
817 | 318.1629 | 53.7242 | 318.1629 | 53.7242
818 | 314.42 | 51.7204 | 314.42 | 51.7204
819 | 318.328 | 49.5078 | 318.328 | 49.5078
820 | 318.566 | 48.5432 | 318.566 | 48.5432
821 | 319.8011 | 52.3482 | 319.8011 | 52.3482
822 | 316.111 | 46.4816 | 316.111 | 46.4816
823 | 294.3772 | 41.3608 | 294.3772 | 41.3608
824 | 288.0902 | 37.2687 | 288.0902 | 37.2687
825 | 296.0296 | 31.5634 | 296.0296 | 31.5634
826 | 290.9838 | 21.2395 | 290.9838 | 21.2395
827 | 274.9793 | 13.6532 | 274.9793 | 13.6532
828 | 252.8706 | 15.0123 | 252.8706 | 15.0123
829 | 239.5668 | 13.4867 | 239.5668 | 13.4867
830 | 232.4557 | 16.739 | 232.4557 | 16.739
831 | 229.2255 | 23.189 | 229.2255 | 23.189
832 | 225.4418 | 35.8278 | 225.4418 | 35.8278
833 | 221.3134 | 63.7903 | 221.3134 | 63.7903
834 | 224.7529 | 71.4092 | 224.7529 | 71.4092
835 | 238.5938 | 76.1947 | 238.5938 | 76.1947
836 | 267.1468 | 74.1635 | 267.1468 | 74.1635
837 | 292.6948 | 71.4248 | 292.6948 | 71.4248
838 | 313.2606 | 66.6955 | 313.2606 | 66.6955
839 | 332.1796 | 67.5497 | 332.1796 | 67.5497
840 | 333.8192 | 63.2799 | 333.8192 | 63.2799
841 | 316.9642 | 59.1753 | 316.9642 | 59.1753
842 | 313.4751 | 56.6964 | 313.4751 | 56.6964
843 | 314.7974 | 52.9143 | 314.7974 | 52.9143
844 | 313.4224 | 53.8935 | 313.4224 | 53.8935
845 | 314.7257 | 56.7079 | 314.7257 | 56.7079
846 | 310.4066 | 50.2078 | 310.4066 | 50.2078
847 | 296.4901 | 43.4543 | 296.4901 | 43.4543
848 | 285.9741 | 37.6459 | 285.9741 | 37.6459
849 | 294.3181 | 31.5634 | 294.3181 | 31.5634
850 | 291.6392 | 20.7413 | 291.6392 | 20.7413
851 | 274.5861 | 12.1903 | 274.5861 | 12.1903
852 | 254.3541 | 11.7872 | 254.3541 | 11.7872
853 | 240.2631 | 8.8765 | 240.2631 | 8.8765
854 | 231.7457 | 14.3778 | 231.7457 | 14.3778
855 | 228.6564 | 20.5887 | 228.6564 | 20.5887
856 | 224.4979 | 33.3888 | 224.4979 | 33.3888
857 | 221.3808 | 61.6825 | 221.3808 | 61.6825
858 | 224.7986 | 69.0681 | 224.7986 | 69.0681
859 | 237.7734 | 72.8774 | 237.7734 | 72.8774
860 | 266.7911 | 69.4899 | 266.7911 | 69.4899
861 | 284.339 | 65.9392 | 284.339 | 65.9392
862 | 305.1769 | 61.5813 | 305.1769 | 61.5813
863 | 322.3582 | 64.0107 | 322.3582 | 64.0107
864 | 326.2928 | 61.0655 | 326.2928 | 61.0655
865 | 314.6057 | 55.3742 | 314.6057 | 55.3742
866 | 307.1492 | 52.4547 | 307.1492 | 52.4547
867 | 308.7844 | 50.9965 | 308.7844 | 50.9965
868 | 309.4793 | 51.9814 | 309.4793 | 51.9814
869 | 309.582 | 52.3108 | 309.582 | 52.3108
870 | 306.5133 | 45.3845 | 306.5133 | 45.3845
871 | 290.9017 | 41.3608 | 290.9017 | 41.3608
872 | 284.4474 | 37.2687 | 284.4474 | 37.2687
873 | 289.9023 | 31.5634 | 289.9023 | 31.5634
874 | 288.5026 | 20.7413 | 288.5026 | 20.7413
875 | 271.6313 | 12.1903 | 271.6313 | 12.1903
876 | 252.3688 | 12.7 | 252.3688 | 12.7
877 | 238.8255 | 12.522 | 238.8255 | 12.522
878 | 230.5743 | 18.271 | 230.5743 | 18.271
879 | 226.7479 | 26.1146 | 226.7479 | 26.1146
880 | 222.7485 | 39.9111 | 222.7485 | 39.9111
881 | 216.7537 | 68.6338 | 216.7537 | 68.6338
882 | 220.234 | 77.894 | 220.234 | 77.894
883 | 233.5132 | 84.891 | 233.5132 | 84.891
884 | 258.6028 | 85.512 | 258.6028 | 85.512
885 | 280.1514 | 86.0128 | 280.1514 | 86.0128
886 | 300.7738 | 84.1113 | 300.7738 | 84.1113
887 | 319.9445 | 86.1893 | 319.9445 | 86.1893
888 | 326.1042 | 82.1758 | 326.1042 | 82.1758
889 | 307.9556 | 79.4217 | 307.9556 | 79.4217
890 | 306.4227 | 79.6871 | 306.4227 | 79.6871
891 | 304.9522 | 79.4037 | 304.9522 | 79.4037
892 | 307.6514 | 81.4339 | 307.6514 | 81.4339
893 | 308.9207 | 83.5889 | 308.9207 | 83.5889
894 | 305.4349 | 76.6454 | 305.4349 | 76.6454
895 | 291.3636 | 69.3246 | 291.3636 | 69.3246
896 | 285.2591 | 61.9497 | 285.2591 | 61.9497
897 | 292.5081 | 55.2049 | 292.5081 | 55.2049
898 | 287.1597 | 44.2072 | 287.1597 | 44.2072
899 | 271.0877 | 36.1399 | 271.0877 | 36.1399
900 | 252.8671 | 36.448 | 252.8671 | 36.448
901 | 240.1387 | 34.502 | 240.1387 | 34.502
902 | 232.0313 | 38.8284 | 232.0313 | 38.8284
903 | 228.7742 | 45.5778 | 228.7742 | 45.5778
904 | 223.8905 | 60.9523 | 223.8905 | 60.9523
905 | 218.5256 | 89.4533 | 218.5256 | 89.4533
906 | 221.8446 | 97.5415 | 221.8446 | 97.5415
907 | 232.4545 | 102.6005 | 232.4545 | 102.6005
908 | 252.944 | 100.9092 | 252.944 | 100.9092
909 | 269.9524 | 98.5103 | 269.9524 | 98.5103
910 | 290.5719 | 93.948 | 290.5719 | 93.948
911 | 307.5594 | 94.7158 | 307.5594 | 94.7158
912 | 313.2206 | 90.4719 | 313.2206 | 90.4719
913 | 302.8819 | 85.178 | 302.8819 | 85.178
914 | 300.455 | 78.9153 | 300.455 | 78.9153
915 | 300.9379 | 72.8296 | 300.9379 | 72.8296
916 | 304.5025 | 74.4221 | 304.5025 | 74.4221
917 | 304.2243 | 74.0546 | 304.2243 | 74.0546
918 | 300.9539 | 65.988 | 300.9539 | 65.988
919 | 289.4572 | 58.8169 | 289.4572 | 58.8169
920 | 282.0677 | 51.6753 | 282.0677 | 51.6753
921 | 288.8503 | 43.8391 | 288.8503 | 43.8391
922 | 286.1854 | 31.8882 | 286.1854 | 31.8882
923 | 270.5319 | 23.3545 | 270.5319 | 23.3545
924 | 251.9486 | 24.0917 | 251.9486 | 24.0917
925 | 240.2528 | 22.8569 | 240.2528 | 22.8569
926 | 230.6501 | 27.3705 | 230.6501 | 27.3705
927 | 227.1542 | 37.921 | 227.1542 | 37.921
928 | 224.1116 | 53.2551 | 224.1116 | 53.2551
929 | 218.0263 | 82.2111 | 218.0263 | 82.2111
930 | 219.047 | 90.0085 | 219.047 | 90.0085
931 | 230.0994 | 94.6269 | 230.0994 | 94.6269
932 | 246.65 | 92.7888 | 246.65 | 92.7888
933 | 267.3061 | 90.8534 | 267.3061 | 90.8534
934 | 285.2023 | 87.5812 | 285.2023 | 87.5812
935 | 303.9739 | 89.7197 | 303.9739 | 89.7197
936 | 309.2937 | 86.1036 | 309.2937 | 86.1036
937 | 299.7151 | 80.8529 | 299.7151 | 80.8529
938 | 298.0003 | 74.4721 | 298.0003 | 74.4721
939 | 296.58 | 68.6139 | 296.58 | 68.6139
940 | 299.8541 | 66.9351 | 299.8541 | 66.9351
941 | 303.2967 | 67.037 | 303.2967 | 67.037
942 | 299.8384 | 59.1 | 299.8384 | 59.1
943 | 287.5539 | 52.4271 | 287.5539 | 52.4271
944 | 284.7333 | 46.1062 | 284.7333 | 46.1062
945 | 291.8983 | 38.843 | 291.8983 | 38.843
946 | 286.7917 | 27.1398 | 286.7917 | 27.1398
947 | 269.6119 | 18.6435 | 269.6119 | 18.6435
948 | 252.1517 | 19.1071 | 252.1517 | 19.1071
949 | 239.0946 | 16.9163 | 239.0946 | 16.9163
950 | 232.8067 | 21.4443 | 232.8067 | 21.4443
951 | 228.9515 | 28.2167 | 228.9515 | 28.2167
952 | 225.8935 | 40.4899 | 225.8935 | 40.4899
953 | 222.1961 | 68.3343 | 222.1961 | 68.3343
954 | 223.1749 | 75.4665 | 223.1749 | 75.4665
955 | 234.4546 | 79.4198 | 234.4546 | 79.4198
956 | 255.1872 | 76.758 | 255.1872 | 76.758
957 | 277.977 | 74.1144 | 277.977 | 74.1144
958 | 296.4899 | 70.2086 | 296.4899 | 70.2086
959 | 316.4811 | 71.9929 | 316.4811 | 71.9929
960 | 319.7588 | 68.4488 | 319.7588 | 68.4488
961 | 308.4897 | 66.0805 | 308.4897 | 66.0805
962 | 306.1624 | 64.4857 | 306.1624 | 64.4857
963 | 307.4659 | 61.8123 | 307.4659 | 61.8123
964 | 311.42 | 60.2574 | 311.42 | 60.2574
965 | 314.8097 | 62.2252 | 314.8097 | 62.2252
966 | 308.7099 | 58.6536 | 308.7099 | 58.6536
967 | 294.4399 | 55.6609 | 294.4399 | 55.6609
968 | 289.4503 | 51.851 | 289.4503 | 51.851
969 | 294.3027 | 46.8627 | 294.3027 | 46.8627
970 | 290.9701 | 37.299 | 290.9701 | 37.299
971 | 273.4707 | 30.2656 | 273.4707 | 30.2656
972 | 253.456 | 30.925 | 253.456 | 30.925
973 | 239.9587 | 28.4318 | 239.9587 | 28.4318
974 | 231.3869 | 32.0642 | 231.3869 | 32.0642
975 | 227.3362 | 36.4149 | 227.3362 | 36.4149
976 | 225.5457 | 47.0611 | 225.5457 | 47.0611
977 | 220.6841 | 73.7508 | 220.6841 | 73.7508
978 | 223.4988 | 79.9846 | 223.4988 | 79.9846
979 | 237.2551 | 83.3245 | 237.2551 | 83.3245
980 | 266.2283 | 80.3172 | 266.2283 | 80.3172
981 | 289.6109 | 77.5929 | 289.6109 | 77.5929
982 | 309.1196 | 73.8167 | 309.1196 | 73.8167
983 | 329.288 | 75.4513 | 329.288 | 75.4513
984 | 336.0546 | 71.8236 | 336.0546 | 71.8236
985 | 317.2748 | 68.3324 | 317.2748 | 68.3324
986 | 312.8844 | 67.5323 | 312.8844 | 67.5323
987 | 316.0256 | 67.0474 | 316.0256 | 67.0474
988 | 314.3229 | 67.5456 | 314.3229 | 67.5456
989 | 315.8726 | 67.3595 | 315.8726 | 67.3595
990 | 310.9377 | 57.7725 | 310.9377 | 57.7725
991 | 293.8069 | 51.1946 | 293.8069 | 51.1946
992 | 286.2231 | 45.4525 | 286.2231 | 45.4525
993 | 297.2897 | 38.2037 | 297.2897 | 38.2037
994 | 291.9909 | 26.8144 | 291.9909 | 26.8144
995 | 272.7225 | 18.4448 | 272.7225 | 18.4448
996 | 252.8364 | 18.7615 | 252.8364 | 18.7615
997 | 239.2946 | 16.3346 | 239.2946 | 16.3346
998 | 230.3257 | 20.3961 | 230.3257 | 20.3961
999 | 226.6572 | 26.8892 | 226.6572 | 26.8892
1000 | 225.3316 | 39.4129 | 225.3316 | 39.4129
1001 | 221.4735 | 67.7094 | 221.4735 | 67.7094
1002 | 224.8118 | 75.4781 | 224.8118 | 75.4781
1003 | 240.7943 | 80.3384 | 240.7943 | 80.3384
1004 | 268.3326 | 78.6096 | 268.3326 | 78.6096
1005 | 292.2555 | 76.5246 | 292.2555 | 76.5246
1006 | 308.129 | 72.8809 | 308.129 | 72.8809
1007 | 328.6212 | 74.4406 | 328.6212 | 74.4406
1008 | 334.3458 | 70.7121 | 334.3458 | 70.7121
1009 | 317.842 | 67.8832 | 317.842 | 67.8832
1010 | 316.365 | 63.8493 | 316.365 | 63.8493
1011 | 316.9308 | 60.2832 | 316.9308 | 60.2832
1012 | 320.8709 | 57.5649 | 320.8709 | 57.5649
1013 | 321.6249 | 58.5019 | 321.6249 | 58.5019
1014 | 317.373 | 51.9557 | 317.373 | 51.9557
1015 | 302.6817 | 46.3511 | 302.6817 | 46.3511
1016 | 297.7501 | 40.5831 | 297.7501 | 40.5831
1017 | 301.5618 | 33.5647 | 301.5618 | 33.5647
1018 | 292.1578 | 21.8413 | 292.1578 | 21.8413
1019 | 273.5764 | 13.5725 | 273.5764 | 13.5725
1020 | 254.9765 | 14.995 | 254.9765 | 14.995
1021 | 241.7 | 14.0396 | 241.7 | 14.0396
1022 | 233.2569 | 21.355 | 233.2569 | 21.355
1023 | 228.5388 | 28.8157 | 228.5388 | 28.8157
1024 | 227.3574 | 40.4467 | 227.3574 | 40.4467
1025 | 227.632 | 67.8218 | 227.632 | 67.8218
1026 | 228.7547 | 75.3629 | 228.7547 | 75.3629
1027 | 241.1265 | 79.3737 | 241.1265 | 79.3737
1028 | 267.6071 | 77.1353 | 267.6071 | 77.1353
1029 | 293.6148 | 74.7939 | 293.6148 | 74.7939
1030 | 317.8085 | 69.9149 | 317.8085 | 69.9149
1031 | 340.3788 | 70.2738 | 340.3788 | 70.2738
1032 | 341.0672 | 65.3964 | 341.0672 | 65.3964
1033 | 325.6444 | 61.3695 | 325.6444 | 61.3695
1034 | 322.8943 | 58.7438 | 322.8943 | 58.7438
1035 | 324.7941 | 57.2884 | 324.7941 | 57.2884
1036 | 323.0331 | 58.8204 | 323.0331 | 58.8204
1037 | 322.6955 | 59.2823 | 322.6955 | 59.2823
1038 | 316.5237 | 51.8722 | 316.5237 | 51.8722
1039 | 299.3328 | 45.5535 | 299.3328 | 45.5535
1040 | 292.4744 | 39.1059 | 292.4744 | 39.1059
1041 | 300.1594 | 31.7765 | 300.1594 | 31.7765
1042 | 291.8315 | 20.7413 | 291.8315 | 20.7413
1043 | 273.2479 | 12.3574 | 273.2479 | 12.3574
1044 | 255.6814 | 12.8987 | 255.6814 | 12.8987
1045 | 241.4067 | 11.0995 | 241.4067 | 11.0995
1046 | 233.9415 | 16.2581 | 233.9415 | 16.2581
1047 | 229.3062 | 25.0895 | 229.3062 | 25.0895
1048 | 227.3776 | 37.7514 | 227.3776 | 37.7514
1049 | 223.6787 | 64.8615 | 223.6787 | 64.8615
1050 | 225.3049 | 71.5042 | 225.3049 | 71.5042
1051 | 238.2416 | 74.8729 | 238.2416 | 74.8729
1052 | 262.0152 | 72.407 | 262.0152 | 72.407
1053 | 286.482 | 70.6358 | 286.482 | 70.6358
1054 | 306.1923 | 67.0353 | 306.1923 | 67.0353
1055 | 323.6504 | 68.2466 | 323.6504 | 68.2466
1056 | 328.5814 | 64.7514 | 328.5814 | 64.7514
1057 | 315.2312 | 61.9426 | 315.2312 | 61.9426
1058 | 309.8717 | 61.7213 | 309.8717 | 61.7213
1059 | 310.7294 | 62.8461 | 310.7294 | 62.8461
1060 | 312.8675 | 67.6176 | 312.8675 | 67.6176
1061 | 313.4517 | 72.1828 | 313.4517 | 72.1828
1062 | 310.5594 | 65.2422 | 310.5594 | 65.2422
1063 | 298.5916 | 57.6478 | 298.5916 | 57.6478
1064 | 293.0776 | 50.8575 | 293.0776 | 50.8575
1065 | 299.2334 | 43.6721 | 299.2334 | 43.6721
1066 | 295.5927 | 31.9516 | 295.5927 | 31.9516
1067 | 274.1242 | 23.6857 | 274.1242 | 23.6857
1068 | 257.7693 | 24.8346 | 257.7693 | 24.8346
1069 | 244.1335 | 24.0894 | 244.1335 | 24.0894
1070 | 234.951 | 28.8189 | 234.951 | 28.8189
1071 | 230.3523 | 35.7382 | 230.3523 | 35.7382
1072 | 228.2106 | 49.7161 | 228.2106 | 49.7161
1073 | 224.0384 | 79.2595 | 224.0384 | 79.2595
1074 | 224.8118 | 88.2519 | 224.8118 | 88.2519
1075 | 236.0387 | 93.2822 | 236.0387 | 93.2822
1076 | 257.1394 | 91.4267 | 257.1394 | 91.4267
1077 | 278.4582 | 89.4741 | 278.4582 | 89.4741
1078 | 297.5294 | 85.9024 | 297.5294 | 85.9024
1079 | 314.4174 | 87.1799 | 314.4174 | 87.1799
1080 | 319.1023 | 82.6365 | 319.1023 | 82.6365
1081 | 308.5904 | 76.7091 | 308.5904 | 76.7091
1082 | 305.8676 | 71.748 | 305.8676 | 71.748
1083 | 303.9376 | 68.6772 | 303.9376 | 68.6772
1084 | 308.2317 | 69.1352 | 308.2317 | 69.1352
1085 | 311.4709 | 71.2383 | 311.4709 | 71.2383
1086 | 305.2435 | 64.8678 | 305.2435 | 64.8678
1087 | 296.4264 | 59.8824 | 296.4264 | 59.8824
1088 | 294.2194 | 55.4735 | 294.2194 | 55.4735
1089 | 299.6869 | 50.2289 | 299.6869 | 50.2289
1090 | 288.9342 | 39.5998 | 288.9342 | 39.5998
1091 | 270.0557 | 31.2273 | 270.0557 | 31.2273
1092 | 253.3259 | 32.575 | 253.3259 | 32.575
1093 | 239.749 | 31.2365 | 239.749 | 31.2365
1094 | 232.5834 | 36.2281 | 232.5834 | 36.2281
1095 | 228.9241 | 42.4563 | 228.9241 | 42.4563
1096 | 228.2199 | 54.2025 | 228.2199 | 54.2025
1097 | 226.0934 | 81.5373 | 226.0934 | 81.5373
1098 | 225.6254 | 88.1656 | 225.6254 | 88.1656
1099 | 237.025 | 91.8021 | 237.025 | 91.8021
1100 | 259.3764 | 88.2764 | 259.3764 | 88.2764
1101 | 278.4269 | 84.1066 | 278.4269 | 84.1066
1102 | 299.3833 | 79.2534 | 299.3833 | 79.2534
1103 | 320.8718 | 79.8226 | 320.8718 | 79.8226
1104 | 326.4401 | 74.9163 | 326.4401 | 74.9163
1105 | 314.1318 | 71.068 | 314.1318 | 71.068
1106 | 310.0287 | 70.2334 | 310.0287 | 70.2334
1107 | 310.8118 | 70.2812 | 310.8118 | 70.2812
1108 | 316.3725 | 75.1765 | 316.3725 | 75.1765
1109 | 321.8021 | 80.4242 | 321.8021 | 80.4242
1110 | 314.9356 | 76.0464 | 314.9356 | 76.0464
1111 | 304.4152 | 71.035 | 304.4152 | 71.035
1112 | 302.2601 | 64.8322 | 302.2601 | 64.8322
1113 | 304.5051 | 58.4012 | 304.5051 | 58.4012
1114 | 292.8799 | 48.1292 | 292.8799 | 48.1292
1115 | 275.2984 | 40.5831 | 275.2984 | 40.5831
1116 | 257.3605 | 42.1755 | 257.3605 | 42.1755
1117 | 242.4789 | 41.5368 | 242.4789 | 41.5368
1118 | 234.6352 | 45.9612 | 234.6352 | 45.9612
1119 | 231.8495 | 50.8647 | 231.8495 | 50.8647
1120 | 230.5383 | 62.8471 | 230.5383 | 62.8471
1121 | 228.4173 | 92.1083 | 228.4173 | 92.1083
1122 | 229.8935 | 101.7486 | 229.8935 | 101.7486
1123 | 243.4357 | 107.683 | 243.4357 | 107.683
1124 | 267.8823 | 106.1299 | 267.8823 | 106.1299
1125 | 290.9257 | 103.9873 | 290.9257 | 103.9873
1126 | 309.5785 | 100.1967 | 309.5785 | 100.1967
1127 | 333.2725 | 101.4973 | 333.2725 | 101.4973
1128 | 332.7629 | 97.2188 | 332.7629 | 97.2188
1129 | 318.53 | 94.4158 | 318.53 | 94.4158
1130 | 314.518 | 94.5256 | 314.518 | 94.5256
1131 | 315.7552 | 93.8939 | 315.7552 | 93.8939
1132 | 315.6374 | 95.3596 | 315.6374 | 95.3596
1133 | 323.5973 | 96.5327 | 323.5973 | 96.5327
1134 | 317.7399 | 89.2407 | 317.7399 | 89.2407
1135 | 303.6935 | 83.7196 | 303.6935 | 83.7196
1136 | 301.5545 | 79.3136 | 301.5545 | 79.3136
1137 | 306.3176 | 74.2735 | 306.3176 | 74.2735
1138 | 293.7841 | 64.635 | 293.7841 | 64.635
1139 | 272.7251 | 57.0544 | 272.7251 | 57.0544
1140 | 255.0459 | 58.1198 | 255.0459 | 58.1198
1141 | 241.4733 | 56.4128 | 241.4733 | 56.4128
1142 | 233.6191 | 59.4809 | 233.6191 | 59.4809
1143 | 229.3297 | 63.1376 | 229.3297 | 63.1376
1144 | 229.6291 | 73.8414 | 229.6291 | 73.8414
1145 | 227.1379 | 100.7758 | 227.1379 | 100.7758
1146 | 229.4201 | 107.5078 | 229.4201 | 107.5078
1147 | 248.2002 | 111.6943 | 248.2002 | 111.6943
1148 | 277.2636 | 109.0844 | 277.2636 | 109.0844
1149 | 302.1546 | 106.6077 | 302.1546 | 106.6077
1150 | 320.7275 | 102.4111 | 320.7275 | 102.4111
1151 | 343.255 | 103.4554 | 343.255 | 103.4554
1152 | 345.4965 | 99.0099 | 345.4965 | 99.0099
1153 | 324.4626 | 95.199 | 324.4626 | 95.199
1154 | 319.9696 | 91.2026 | 319.9696 | 91.2026
1155 | 322.8953 | 88.0713 | 322.8953 | 88.0713
1156 | 321.1379 | 90.5075 | 321.1379 | 90.5075
1157 | 326.0478 | 92.7921 | 326.0478 | 92.7921
1158 | 324.2978 | 85.3878 | 324.2978 | 85.3878
1159 | 307.1488 | 78.3146 | 307.1488 | 78.3146
1160 | 302.4029 | 71.5099 | 302.4029 | 71.5099
1161 | 310.3004 | 63.5355 | 310.3004 | 63.5355
1162 | 297.2323 | 50.7525 | 297.2323 | 50.7525
1163 | 276.4345 | 42.2101 | 276.4345 | 42.2101
1164 | 257.6386 | 43.2007 | 257.6386 | 43.2007
1165 | 243.2009 | 41.1913 | 243.2009 | 41.1913
1166 | 234.8196 | 46.6523 | 234.8196 | 46.6523
1167 | 231.6981 | 53.0561 | 231.6981 | 53.0561
1168 | 231.4666 | 64.5835 | 231.4666 | 64.5835
1169 | 228.8501 | 91.5727 | 228.8501 | 91.5727
1170 | 229.4364 | 98.6818 | 229.4364 | 98.6818
1171 | 249.2535 | 102.5429 | 249.2535 | 102.5429
1172 | 281.3695 | 99.3888 | 281.3695 | 99.3888
1173 | 302.8497 | 95.5846 | 302.8497 | 95.5846
1174 | 321.7368 | 90.4003 | 321.7368 | 90.4003
1175 | 350.5712 | 92.3027 | 350.5712 | 92.3027
1176 | 350.0599 | 87.503 | 350.0599 | 87.503
1177 | 328.566 | 84.8008 | 328.566 | 84.8008
1178 | 322.7129 | 85.5298 | 322.7129 | 85.5298
1179 | 326.334 | 86.047 | 326.334 | 86.047
1180 | 327.2976 | 88.2643 | 327.2976 | 88.2643
1181 | 334.9339 | 90.3819 | 334.9339 | 90.3819
1182 | 332.0357 | 83.7666 | 332.0357 | 83.7666
1183 | 316.9563 | 77.0534 | 316.9563 | 77.0534
1184 | 315.107 | 69.5115 | 315.107 | 69.5115
1185 | 313.2014 | 61.2376 | 313.2014 | 61.2376
1186 | 298.8456 | 49.5834 | 298.8456 | 49.5834
1187 | 278.9926 | 40.9085 | 278.9926 | 40.9085
1188 | 258.5169 | 40.9517 | 258.5169 | 40.9517
1189 | 246.3514 | 38.4038 | 246.3514 | 38.4038
1190 | 238.2855 | 41.1119 | 238.2855 | 41.1119
1191 | 233.1559 | 44.5527 | 233.1559 | 44.5527
1192 | 232.7905 | 55.1816 | 232.7905 | 55.1816
1193 | 234.2554 | 82.0901 | 234.2554 | 82.0901
1194 | 234.3696 | 88.4391 | 234.3696 | 88.4391
1195 | 254.6273 | 91.8078 | 254.6273 | 91.8078
1196 | 285.8749 | 88.6537 | 285.8749 | 88.6537
1197 | 309.3353 | 85.5204 | 309.3353 | 85.5204
1198 | 327.5699 | 80.4225 | 327.5699 | 80.4225
1199 | 351.6223 | 79.9723 | 351.6223 | 79.9723
1200 | 351.4731 | 74.8875 | 351.4731 | 74.8875
1201 | 329.4961 | 71.7159 | 329.4961 | 71.7159
1202 | 325.68 | 69.7985 | 325.68 | 69.7985
1203 | 330.4049 | 68.2021 | 330.4049 | 68.2021
1204 | 330.9247 | 70.5548 | 330.9247 | 70.5548
1205 | 336.4084 | 73.0208 | 336.4084 | 73.0208
1206 | 330.5414 | 65.821 | 330.5414 | 65.821
1207 | 314.12 | 58.791 | 314.12 | 58.791
1208 | 310.1115 | 52.4038 | 310.1115 | 52.4038
1209 | 312.4576 | 48.386 | 312.4576 | 48.386
1210 | 300.0096 | 43.1619 | 300.0096 | 43.1619
1211 | 281.2495 | 40.3355 | 281.2495 | 40.3355
1212 | 261.1291 | 43.5174 | 261.1291 | 43.5174
1213 | 246.588 | 42.6656 | 246.588 | 42.6656
1214 | 238.3847 | 47.1619 | 238.3847 | 47.1619
1215 | 234.9229 | 51.5962 | 234.9229 | 51.5962
1216 | 235.2507 | 62.1588 | 235.2507 | 62.1588
1217 | 235.9175 | 89.125 | 235.9175 | 89.125
1218 | 235.3593 | 96.2515 | 235.3593 | 96.2515
1219 | 250.7033 | 100.7922 | 250.7033 | 100.7922
1220 | 277.9197 | 98.3406 | 277.9197 | 98.3406
1221 | 299.9926 | 95.7113 | 299.9926 | 95.7113
1222 | 315.0696 | 92.0417 | 315.0696 | 92.0417
1223 | 341.4083 | 93.8692 | 341.4083 | 93.8692
1224 | 344.2212 | 90.8779 | 344.2212 | 90.8779
1225 | 327.0368 | 87.4443 | 327.0368 | 87.4443
1226 | 323.5494 | 81.435 | 323.5494 | 81.435
1227 | 325.5528 | 78.1569 | 325.5528 | 78.1569
1228 | 328.3291 | 78.897 | 328.3291 | 78.897
1229 | 330.4518 | 81.2795 | 330.4518 | 81.2795
1230 | 327.5132 | 75.1768 | 327.5132 | 75.1768
1231 | 312.0992 | 69.457 | 312.0992 | 69.457
1232 | 309.0829 | 63.9049 | 309.0829 | 63.9049
1233 | 310.4584 | 57.9376 | 310.4584 | 57.9376
1234 | 298.0407 | 46.554 | 298.0407 | 46.554
1235 | 277.1571 | 39.175 | 277.1571 | 39.175
1236 | 260.8744 | 41.4556 | 260.8744 | 41.4556
1237 | 248.179 | 41.151 | 248.179 | 41.151
1238 | 240.5433 | 45.797 | 240.5433 | 45.797
1239 | 236.5614 | 51.0807 | 236.5614 | 51.0807
1240 | 236.5356 | 62.8327 | 236.5356 | 62.8327
1241 | 235.1792 | 90.2682 | 235.1792 | 90.2682
1242 | 232.2901 | 97.9792 | 232.2901 | 97.9792
1243 | 244.5293 | 102.1744 | 244.5293 | 102.1744
1244 | 268.2285 | 99.982 | 268.2285 | 99.982
1245 | 290.8185 | 96.5493 | 290.8185 | 96.5493
1246 | 307.8343 | 91.8401 | 307.8343 | 91.8401
1247 | 332.459 | 92.392 | 332.459 | 92.392
1248 | 328.5654 | 87.6269 | 328.5654 | 87.6269
1249 | 315.03 | 84.9332 | 315.03 | 84.9332
1250 | 313.0962 | 85.4549 | 313.0962 | 85.4549
1251 | 310.381 | 85.3415 | 310.381 | 85.3415
1252 | 314.2829 | 87.1758 | 314.2829 | 87.1758
1253 | 318.9996 | 88.4554 | 318.9996 | 88.4554
1254 | 312.525 | 81.4917 | 312.525 | 81.4917
1255 | 303.1408 | 75.5646 | 303.1408 | 75.5646
1256 | 306.745 | 68.783 | 306.745 | 68.783
1257 | 305.2027 | 60.8892 | 305.2027 | 60.8892
1258 | 293.0507 | 49.4365 | 293.0507 | 49.4365
1259 | 274.2527 | 42.1007 | 274.2527 | 42.1007
1260 | 257.1554 | 43.5376 | 257.1554 | 43.5376
1261 | 243.932 | 41.7557 | 243.932 | 41.7557
1262 | 237.4842 | 45.3017 | 237.4842 | 45.3017
1263 | 233.5669 | 50.7553 | 233.5669 | 50.7553
1264 | 234.6131 | 61.4332 | 234.6131 | 61.4332
1265 | 233.6132 | 88.0538 | 233.6132 | 88.0538
1266 | 231.0639 | 94.1954 | 231.0639 | 94.1954
1267 | 240.6864 | 97.4259 | 240.6864 | 97.4259
1268 | 265.7102 | 93.9089 | 265.7102 | 93.9089
1269 | 287.3746 | 90.4877 | 287.3746 | 90.4877
1270 | 305.4032 | 85.9168 | 305.4032 | 85.9168
1271 | 332.1402 | 86.5176 | 332.1402 | 86.5176
1272 | 331.0319 | 81.8965 | 331.0319 | 81.8965
1273 | 317.2968 | 78.8631 | 317.2968 | 78.8631
1274 | 310.6692 | 76.4763 | 310.6692 | 76.4763
1275 | 311.1808 | 73.9815 | 311.1808 | 73.9815
1276 | 313.8669 | 75.286 | 313.8669 | 75.286
1277 | 318.5825 | 77.248 | 318.5825 | 77.248
1278 | 312.2025 | 69.4752 | 312.2025 | 69.4752
1279 | 300.7669 | 62.3415 | 300.7669 | 62.3415
1280 | 303.0734 | 55.3929 | 303.0734 | 55.3929
1281 | 306.9777 | 49.3103 | 306.9777 | 49.3103
1282 | 293.3416 | 40.1239 | 293.3416 | 40.1239
1283 | 270.4102 | 34.0234 | 270.4102 | 34.0234
1284 | 253.2244 | 35.8663 | 253.2244 | 35.8663
1285 | 239.9568 | 34.5509 | 239.9568 | 34.5509
1286 | 232.9483 | 38.9033 | 232.9483 | 38.9033
1287 | 229.4675 | 46.1019 | 229.4675 | 46.1019
1288 | 230.6054 | 57.9345 | 230.6054 | 57.9345
1289 | 230.5465 | 84.4169 | 230.5465 | 84.4169
1290 | 230.2042 | 90.5988 | 230.2042 | 90.5988
1291 | 244.6088 | 94.29 | 244.6088 | 94.29
1292 | 271.6546 | 92.2157 | 271.6546 | 92.2157
1293 | 295.2033 | 89.9982 | 295.2033 | 89.9982
1294 | 314.095 | 85.865 | 314.095 | 85.865
1295 | 339.7689 | 86.2181 | 339.7689 | 86.2181
1296 | 340.6553 | 81.6575 | 340.6553 | 81.6575
1297 | 321.5469 | 79.367 | 321.5469 | 79.367
1298 | 314.8498 | 77.2625 | 314.8498 | 77.2625
1299 | 316.7507 | 76.8841 | 316.7507 | 76.8841
1300 | 317.2528 | 78.5629 | 317.2528 | 78.5629
1301 | 326.7482 | 79.8742 | 326.7482 | 79.8742
1302 | 321.755 | 73.2186 | 321.755 | 73.2186
1303 | 311.6876 | 67.7955 | 311.6876 | 67.7955
1304 | 312.8314 | 62.4824 | 312.8314 | 62.4824
1305 | 310.4708 | 56.1753 | 310.4708 | 56.1753
1306 | 294.7647 | 45.8284 | 294.7647 | 45.8284
1307 | 272.5712 | 38.1009 | 272.5712 | 38.1009
1308 | 253.3172 | 39.0339 | 253.3172 | 39.0339
1309 | 240.4259 | 37.7271 | 240.4259 | 37.7271
1310 | 233.2105 | 43.0988 | 233.2105 | 43.0988
1311 | 230.3874 | 51.6221 | 230.3874 | 51.6221
1312 | 231.6857 | 63.1955 | 231.6857 | 63.1955
1313 | 231.5387 | 90.3315 | 231.5387 | 90.3315
1314 | 233.9154 | 97.1585 | 233.9154 | 97.1585
1315 | 253.5081 | 101.0052 | 253.5081 | 101.0052
1316 | 289.4297 | 98.3176 | 289.4297 | 98.3176
1317 | 312.9815 | 96.1663 | 312.9815 | 96.1663
1318 | 333.1397 | 92.9804 | 333.1397 | 92.9804
1319 | 363.8699 | 94.8368 | 363.8699 | 94.8368
1320 | 357.3677 | 90.7311 | 357.3677 | 90.7311
1321 | 332.0529 | 87.5969 | 332.0529 | 87.5969
1322 | 330.9353 | 82.5667 | 330.9353 | 82.5667
1323 | 331.6667 | 78.8624 | 331.6667 | 78.8624
1324 | 330.6107 | 77.6386 | 330.6107 | 77.6386
1325 | 338.9285 | 78.0284 | 338.9285 | 78.0284
1326 | 332.8737 | 70.339 | 332.8737 | 70.339
1327 | 316.6538 | 63.8015 | 316.6538 | 63.8015
1328 | 323.4716 | 57.1897 | 323.4716 | 57.1897
1329 | 319.9414 | 49.6328 | 319.9414 | 49.6328
1330 | 301.4404 | 38.2205 | 301.4404 | 38.2205
1331 | 276.2153 | 30.9019 | 276.2153 | 30.9019
1332 | 255.8376 | 33.6951 | 255.8376 | 33.6951
1333 | 241.9143 | 33.5459 | 241.9143 | 33.5459
1334 | 235.4649 | 40.0407 | 235.4649 | 40.0407
1335 | 231.593 | 46.6202 | 231.593 | 46.6202
1336 | 233.1447 | 58.8703 | 233.1447 | 58.8703
1337 | 233.6361 | 86.5305 | 233.6361 | 86.5305
1338 | 235.7249 | 93.2567 | 235.7249 | 93.2567
1339 | 254.615 | 96.4209 | 254.615 | 96.4209
1340 | 291.4004 | 93.2495 | 291.4004 | 93.2495
1341 | 313.6523 | 89.8571 | 313.6523 | 89.8571
1342 | 332.6637 | 85.2919 | 332.6637 | 85.2919
1343 | 358.5112 | 86.4312 | 358.5112 | 86.4312
1344 | 352.6306 | 82.6509 | 352.6306 | 82.6509
1345 | 330.8696 | 80.3029 | 330.8696 | 80.3029
1346 | 325.888 | 78.7426 | 325.888 | 78.7426
1347 | 326.7093 | 77.8171 | 326.7093 | 77.8171
1348 | 328.868 | 79.6284 | 328.868 | 79.6284
1349 | 333.4397 | 81.1614 | 333.4397 | 81.1614
1350 | 329.8155 | 73.1495 | 329.8155 | 73.1495
1351 | 314.8407 | 66.2578 | 314.8407 | 66.2578
1352 | 318.691 | 60.5473 | 318.691 | 60.5473
1353 | 319.6122 | 55.248 | 319.6122 | 55.248
1354 | 301.1406 | 47.32 | 301.1406 | 47.32
1355 | 277.9707 | 41.1389 | 277.9707 | 41.1389
1356 | 260.3662 | 41.7148 | 260.3662 | 41.7148
1357 | 246.6753 | 40.1172 | 246.6753 | 40.1172
1358 | 238.8127 | 45.2038 | 238.8127 | 45.2038
1359 | 236.3173 | 54.3491 | 236.3173 | 54.3491
1360 | 236.4854 | 67.2989 | 236.4854 | 67.2989
1361 | 238.5287 | 95.4687 | 238.5287 | 95.4687
1362 | 239.4223 | 102.9062 | 239.4223 | 102.9062
1363 | 259.6987 | 106.8969 | 259.6987 | 106.8969
1364 | 295.1014 | 103.8205 | 295.1014 | 103.8205
1365 | 312.4557 | 100.6498 | 312.4557 | 100.6498
1366 | 327.2085 | 95.238 | 327.2085 | 95.238
1367 | 352.8012 | 95.6603 | 352.8012 | 95.6603
1368 | 345.782 | 90.7051 | 345.782 | 90.7051
1369 | 326.3495 | 87.7495 | 326.3495 | 87.7495
1370 | 324.8372 | 82.3939 | 324.8372 | 82.3939
1371 | 328.0886 | 78.01 | 328.0886 | 78.01
1372 | 327.5733 | 77.0742 | 327.5733 | 77.0742
1373 | 332.1357 | 76.5051 | 332.1357 | 76.5051
1374 | 327.0161 | 67.7445 | 327.0161 | 67.7445
1375 | 316.3256 | 60.7779 | 316.3256 | 60.7779
1376 | 322.1564 | 54.0193 | 322.1564 | 54.0193
1377 | 319.2877 | 46.592 | 319.2877 | 46.592
1378 | 303.1127 | 35.5799 | 303.1127 | 35.5799
1379 | 279.6762 | 27.6163 | 279.6762 | 27.6163
1380 | 261.1605 | 28.9985 | 261.1605 | 28.9985
1381 | 247.3221 | 28.1093 | 247.3221 | 28.1093
1382 | 239.9834 | 35.3412 | 239.9834 | 35.3412
1383 | 237.267 | 42.7443 | 237.267 | 42.7443
1384 | 237.909 | 54.1708 | 237.909 | 54.1708
1385 | 239.7337 | 81.6121 | 239.7337 | 81.6121
1386 | 239.7108 | 88.8739 | 239.7108 | 88.8739
1387 | 254.2668 | 93.3484 | 254.2668 | 93.3484
1388 | 284.7809 | 91.2885 | 284.7809 | 91.2885
1389 | 305.3678 | 89.2898 | 305.3678 | 89.2898
1390 | 321.7529 | 85.9197 | 321.7529 | 85.9197
1391 | 348.3663 | 87.7587 | 348.3663 | 87.7587
1392 | 343.968 | 84.1109 | 343.968 | 84.1109
1393 | 327.449 | 82.1084 | 327.449 | 82.1084
1394 | 327.1806 | 79.9837 | 327.1806 | 79.9837
1395 | 329.2134 | 74.2838 | 329.2134 | 74.2838
1396 | 333.9588 | 69.7543 | 333.9588 | 69.7543
1397 | 340.0341 | 68.5862 | 340.0341 | 68.5862
1398 | 335.3254 | 61.3346 | 335.3254 | 61.3346
1399 | 318.3905 | 55.252 | 318.3905 | 55.252
1400 | 317.9344 | 49.1009 | 317.9344 | 49.1009
1401 | 314.2674 | 41.904 | 314.2674 | 41.904
1402 | 300.4427 | 30.4139 | 300.4427 | 30.4139
1403 | 279.4403 | 22.3438 | 279.4403 | 22.3438
1404 | 261.8538 | 23.3631 | 261.8538 | 23.3631
1405 | 249.3334 | 20.5906 | 249.3334 | 20.5906
1406 | 242.0674 | 27.7074 | 242.0674 | 27.7074
1407 | 238.05 | 34.8484 | 238.05 | 34.8484
1408 | 237.965 | 46.874 | 237.965 | 46.874
1409 | 242.081 | 74.3728 | 242.081 | 74.3728
1410 | 239.3551 | 81.3352 | 239.3551 | 81.3352
1411 | 250.0329 | 85.0436 | 250.0329 | 85.0436
1412 | 273.1096 | 82.4856 | 273.1096 | 82.4856
1413 | 295.8911 | 80.0694 | 295.8911 | 80.0694
1414 | 315.2912 | 76.9872 | 315.2912 | 76.9872
1415 | 339.4861 | 79.2668 | 339.4861 | 79.2668
1416 | 333.6683 | 76.1574 | 333.6683 | 76.1574
1417 | 318.3157 | 74.9929 | 318.3157 | 74.9929
1418 | 312.7272 | 74.8637 | 312.7272 | 74.8637
1419 | 315.268 | 71.3841 | 315.268 | 71.3841
1420 | 317.0618 | 66.8574 | 317.0618 | 66.8574
1421 | 323.3028 | 64.31 | 323.3028 | 64.31
1422 | 316.8222 | 57.4874 | 316.8222 | 57.4874
1423 | 308.2378 | 51.7648 | 308.2378 | 51.7648
1424 | 312.3579 | 45.9103 | 312.3579 | 45.9103
1425 | 310.977 | 38.8775 | 310.977 | 38.8775
1426 | 297.7754 | 27.4566 | 297.7754 | 27.4566
1427 | 278.7934 | 19.3864 | 278.7934 | 19.3864
1428 | 261.8431 | 20.593 | 261.8431 | 20.593
1429 | 250.5948 | 18.0105 | 250.5948 | 18.0105
1430 | 243.7542 | 23.9207 | 243.7542 | 23.9207
1431 | 239.5856 | 29.9042 | 239.5856 | 29.9042
1432 | 240.3141 | 42.1745 | 240.3141 | 42.1745
1433 | 241.5795 | 70.1974 | 241.5795 | 70.1974
1434 | 237.9689 | 77.6723 | 237.9689 | 77.6723
1435 | 248.5356 | 82.3541 | 248.5356 | 82.3541
1436 | 270.0277 | 80.4238 | 270.0277 | 80.4238
1437 | 290.699 | 78.0076 | 290.699 | 78.0076
1438 | 312.8006 | 73.9175 | 312.8006 | 73.9175
1439 | 337.912 | 75.4715 | 337.912 | 75.4715
1440 | 332.9825 | 71.8294 | 332.9825 | 71.8294
1441 | 316.6458 | 70.2272 | 316.6458 | 70.2272
1442 | 314.9043 | 70.2132 | 314.9043 | 70.2132
1443 | 316.5615 | 66.8977 | 316.5615 | 66.8977
1444 | 316.6997 | 63.5401 | 316.6997 | 63.5401
1445 | 322.0811 | 62.5765 | 322.0811 | 62.5765
1446 | 317.3367 | 56.229 | 317.3367 | 56.229
1447 | 310.5954 | 50.9383 | 310.5954 | 50.9383
1448 | 317.0409 | 45.4093 | 317.0409 | 45.4093
1449 | 314.6967 | 38.3679 | 314.6967 | 38.3679
1450 | 298.065 | 26.8346 | 298.065 | 26.8346
1451 | 279.8455 | 18.655 | 279.8455 | 18.655
1452 | 263.0608 | 48.9985 | 263.0608 | 48.9985
1453 | 250.4306 | 55.0334 | 250.4306 | 55.0334
1454 | 241.6631 | 78.297 | 241.6631 | 78.297
1455 | 238.5505 | 109.5315 | 238.5505 | 109.5315
1456 | 239.5393 | 131.5967 | 239.5393 | 131.5967
1457 | 240.6454 | 167.5804 | 240.6454 | 167.5804
1458 | 239.0592 | 183.658 | 239.0592 | 183.658
1459 | 250.3194 | 196.4279 | 250.3194 | 196.4279
1460 | 271.9841 | 200.3645 | 271.9841 | 200.3645
1461 | 293.5198 | 208.1398 | 293.5198 | 208.1398
1462 | 313.7788 | 213.3319 | 313.7788 | 213.3319
1463 | 338.7937 | 218.8832 | 338.7937 | 218.8832
1464 | 334.2396 | 225.0802 | 334.2396 | 225.0802
1465 | 318.5377 | 228.156 | 318.5377 | 228.156
1466 | 313.0773 | 210.4458 | 313.0773 | 210.4458
1467 | 313.8343 | 185.3246 | 313.8343 | 185.3246
1468 | 317.515 | 173.7105 | 317.515 | 173.7105
1469 | 324.1141 | 162.7813 | 324.1141 | 162.7813
1470 | 319.8685 | 151.1581 | 319.8685 | 151.1581
1471 | 316.5059 | 139.7473 | 316.5059 | 139.7473
1472 | 319.9785 | 127.0806 | 319.9785 | 127.0806
1473 | 314.8676 | 119.6988 | 314.8676 | 119.6988
1474 | 298.4654 | 110.9882 | 298.4654 | 110.9882
1475 | 278.5774 | 96.7717 | 278.5774 | 96.7717
1476 | 262.1353 | 96.4928 | 262.1353 | 96.4928
1477 | 249.0488 | 101.5906 | 249.0488 | 101.5906
1478 | 242.2767 | 118.0693 | 242.2767 | 118.0693
1479 | 238.1835 | 140.1823 | 238.1835 | 140.1823
1480 | 239.4632 | 160.1733 | 239.4632 | 160.1733
1481 | 242.6978 | 195.6572 | 242.6978 | 195.6572
1482 | 241.8905 | 209.6606 | 241.8905 | 209.6606
1483 | 259.5689 | 220.5937 | 259.5689 | 220.5937
1484 | 290.9239 | 223.7431 | 290.9239 | 223.7431
1485 | 313.5953 | 228.1822 | 313.5953 | 228.1822
1486 | 332.7844 | 224.99 | 332.7844 | 224.99
1487 | 362.027 | 222.6942 | 362.027 | 222.6942
1488 | 356.7185 | 225.4925 | 356.7185 | 225.4925
1489 | 331.7685 | 225.7069 | 331.7685 | 225.7069
1490 | 327.8129 | 213.1948 | 327.8129 | 213.1948
1491 | 330.9992 | 204.0924 | 330.9992 | 204.0924
1492 | 334.6251 | 186.9429 | 334.6251 | 186.9429
1493 | 339.7581 | 160.8695 | 339.7581 | 160.8695
1494 | 333.2753 | 135.1143 | 333.2753 | 135.1143
1495 | 324.43 | 127.6394 | 324.43 | 127.6394
1496 | 328.0346 | 118.8963 | 328.0346 | 118.8963
1497 | 322.0671 | 109.2777 | 322.0671 | 109.2777
1498 | 304.7707 | 91.1832 | 304.7707 | 91.1832
1499 | 280.5483 | 77.454 | 280.5483 | 77.454
1500 | 262.6137 | 83.6977 | 262.6137 | 83.6977
1501 | 248.765 | 92.4566 | 248.765 | 92.4566
1502 | 242.4137 | 112.6089 | 242.4137 | 112.6089
1503 | 239.0273 | 148.879 | 239.0273 | 148.879
1504 | 240.6608 | 166.5459 | 240.6608 | 166.5459
1505 | 243.2305 | 198.4811 | 243.2305 | 198.4811
1506 | 245.6658 | 208.1736 | 245.6658 | 208.1736
1507 | 265.4479 | 214.2586 | 265.4479 | 214.2586
1508 | 303.4624 | 210.5731 | 303.4624 | 210.5731
1509 | 324.9613 | 208.3647 | 324.9613 | 208.3647
1510 | 342.7493 | 202.8609 | 342.7493 | 202.8609
1511 | 371.2373 | 198.9658 | 371.2373 | 198.9658
1512 | 360.553 | 200.0397 | 360.553 | 200.0397
1513 | 337.6541 | 201.3787 | 337.6541 | 201.3787
1514 | 336.1814 | 187.0798 | 336.1814 | 187.0798
1515 | 338.1613 | 172.7794 | 338.1613 | 172.7794
1516 | 341.7099 | 170.7491 | 341.7099 | 170.7491
1517 | 347.6549 | 161.5192 | 347.6549 | 161.5192
1518 | 344.4255 | 140.5122 | 344.4255 | 140.5122
1519 | 337.0015 | 113.2574 | 337.0015 | 113.2574
1520 | 337.1252 | 96.7047 | 337.1252 | 96.7047
1521 | 328.8197 | 98.057 | 328.8197 | 98.057
1522 | 308.5437 | 100.7796 | 308.5437 | 100.7796
1523 | 283.9085 | 98.5085 | 283.9085 | 98.5085
1524 | 263.154 | 107.1138 | 263.154 | 107.1138
1525 | 249.4995 | 114.8355 | 249.4995 | 114.8355
1526 | 242.5886 | 127.2533 | 242.5886 | 127.2533
1527 | 238.7479 | 143.8309 | 238.7479 | 143.8309
1528 | 240.643 | 158.6614 | 240.643 | 158.6614
1529 | 245.7535 | 188.6849 | 245.7535 | 188.6849
1530 | 249.839 | 198.3649 | 249.839 | 198.3649
1531 | 270.2828 | 204.3874 | 270.2828 | 204.3874
1532 | 311.0599 | 200.7269 | 311.0599 | 200.7269
1533 | 337.5842 | 202.0047 | 337.5842 | 202.0047
1534 | 352.842 | 198.6 | 352.842 | 198.6
1535 | 383.2981 | 196.3668 | 383.2981 | 196.3668
1536 | 372.6197 | 198.9402 | 372.6197 | 198.9402
1537 | 349.3507 | 200.7665 | 349.3507 | 200.7665
1538 | 344.8798 | 187.817 | 344.8798 | 187.817
1539 | 349.0069 | 183.7627 | 349.0069 | 183.7627
1540 | 351.8344 | 184.7063 | 351.8344 | 184.7063
1541 | 353.9511 | 175.0516 | 353.9511 | 175.0516
1542 | 349.8049 | 151.8954 | 349.8049 | 151.8954
1543 | 339.7653 | 135.0616 | 339.7653 | 135.0616
1544 | 340.6458 | 119.5085 | 340.6458 | 119.5085
1545 | 330.1898 | 109.1528 | 330.1898 | 109.1528
1546 | 314.6467 | 98.9927 | 314.6467 | 98.9927
1547 | 290.4575 | 90.4116 | 290.4575 | 90.4116
1548 | 272.4573 | 99.7166 | 272.4573 | 99.7166
1549 | 258.8777 | 111.7992 | 258.8777 | 111.7992
1550 | 250.5922 | 141.048 | 250.5922 | 141.048
1551 | 247.0049 | 168.5965 | 247.0049 | 168.5965
1552 | 248.4003 | 183.152 | 248.4003 | 183.152
1553 | 251.9938 | 216.0619 | 251.9938 | 216.0619
1554 | 253.3529 | 230.0278 | 253.3529 | 230.0278
1555 | 269.2459 | 239.424 | 269.2459 | 239.424
1556 | 299.9668 | 240.2993 | 299.9668 | 240.2993
1557 | 324.0454 | 242.2893 | 324.0454 | 242.2893
1558 | 339.2571 | 237.7851 | 339.2571 | 237.7851
1559 | 366.0516 | 234.5522 | 366.0516 | 234.5522
1560 | 362.5798 | 235.2638 | 362.5798 | 235.2638
1561 | 342.1359 | 234.4411 | 342.1359 | 234.4411
1562 | 338.544 | 221.779 | 338.544 | 221.779
1563 | 340.7505 | 197.9823 | 340.7505 | 197.9823
1564 | 341.6683 | 173.0857 | 341.6683 | 173.0857
1565 | 344.7084 | 138.6655 | 344.7084 | 138.6655
1566 | 342.0626 | 115.8341 | 342.0626 | 115.8341
1567 | 333.809 | 97.4634 | 333.809 | 97.4634
1568 | 336.0831 | 79.6113 | 336.0831 | 79.6113
1569 | 326.0508 | 67.7686 | 326.0508 | 67.7686
1570 | 311.4382 | 56.9463 | 311.4382 | 56.9463
1571 | 291.7244 | 47.9528 | 291.7244 | 47.9528
1572 | 273.8253 | 57.4577 | 273.8253 | 57.4577
1573 | 259.8966 | 65.4794 | 259.8966 | 65.4794
1574 | 252.6205 | 85.7191 | 252.6205 | 85.7191
1575 | 247.3659 | 107.9696 | 247.3659 | 107.9696
1576 | 248.2212 | 129.9848 | 248.2212 | 129.9848
1577 | 251.4478 | 164.6316 | 251.4478 | 164.6316
1578 | 248.7554 | 179.3971 | 248.7554 | 179.3971
1579 | 261.6134 | 190.1928 | 261.6134 | 190.1928
1580 | 286.9288 | 193.2672 | 286.9288 | 193.2672
1581 | 310.0784 | 198.431 | 310.0784 | 198.431
1582 | 325.0464 | 198.2502 | 325.0464 | 198.2502
1583 | 346.6498 | 194.4175 | 346.6498 | 194.4175
1584 | 340.8805 | 192.68 | 340.8805 | 192.68
1585 | 328.612 | 192.3822 | 328.612 | 192.3822
1586 | 322.0222 | 185.9927 | 322.0222 | 185.9927
1587 | 322.8226 | 171.8422 | 322.8226 | 171.8422
1588 | 324.6929 | 159.4159 | 324.6929 | 159.4159
1589 | 330.8351 | 131.0559 | 330.8351 | 131.0559
1590 | 325.566 | 106.0254 | 325.566 | 106.0254
1591 | 321.7361 | 90.1912 | 321.7361 | 90.1912
1592 | 329.6061 | 83.3848 | 329.6061 | 83.3848
1593 | 324.1364 | 86.7114 | 324.1364 | 86.7114
1594 | 307.1065 | 79.3627 | 307.1065 | 79.3627
1595 | 286.8147 | 79.9781 | 286.8147 | 79.9781
1596 | 270.042 | 94.856 | 270.042 | 94.856
1597 | 258.8614 | 106.5762 | 258.8614 | 106.5762
1598 | 251.1729 | 118.1818 | 251.1729 | 118.1818
1599 | 248.6927 | 133.5223 | 248.6927 | 133.5223
1600 | 249.0006 | 148.2279 | 249.0006 | 148.2279
1601 | 252.3847 | 178.9011 | 252.3847 | 178.9011
1602 | 249.7435 | 189.2933 | 249.7435 | 189.2933
1603 | 259.5336 | 196.3155 | 259.5336 | 196.3155
1604 | 279.2944 | 195.3789 | 279.2944 | 195.3789
1605 | 299.7184 | 199.0558 | 299.7184 | 199.0558
1606 | 318.1504 | 197.9128 | 318.1504 | 197.9128
1607 | 343.0531 | 196.6792 | 343.0531 | 196.6792
1608 | 338.3702 | 198.103 | 338.3702 | 198.103
1609 | 324.3888 | 197.2178 | 324.3888 | 197.2178
1610 | 320.1452 | 191.0532 | 320.1452 | 191.0532
1611 | 322.0854 | 182.0508 | 322.0854 | 182.0508
1612 | 326.7436 | 174.0603 | 326.7436 | 174.0603
1613 | 333.9855 | 167.9168 | 333.9855 | 167.9168
1614 | 326.1505 | 153.5197 | 326.1505 | 153.5197
1615 | 323.3848 | 135.5989 | 323.3848 | 135.5989
1616 | 331.761 | 117.6592 | 331.761 | 117.6592
1617 | 323.6181 | 103.9673 | 323.6181 | 103.9673
1618 | 309.1094 | 89.8962 | 309.1094 | 89.8962
1619 | 286.8502 | 79.7532 | 286.8502 | 79.7532
1620 | 267.4836 | 88.2085 | 267.4836 | 88.2085
1621 | 257.0047 | 99.179 | 257.0047 | 99.179
1622 | 249.505 | 126.4536 | 249.505 | 126.4536
1623 | 246.8362 | 155.5264 | 246.8362 | 155.5264
1624 | 248.1437 | 176.642 | 248.1437 | 176.642
1625 | 252.5042 | 216.6742 | 252.5042 | 216.6742
1626 | 252.5933 | 234.9134 | 252.5933 | 234.9134
1627 | 270.7823 | 247.8958 | 270.7823 | 247.8958
1628 | 299.1713 | 251.2826 | 299.1713 | 251.2826
1629 | 316.135 | 257.521 | 316.135 | 257.521
1630 | 334.6511 | 258.6021 | 334.6511 | 258.6021
1631 | 361.0837 | 257.1436 | 361.0837 | 257.1436
1632 | 355.3929 | 255.8809 | 355.3929 | 255.8809
1633 | 332.5451 | 248.9231 | 332.5451 | 248.9231
1634 | 329.7557 | 236.8857 | 329.7557 | 236.8857
1635 | 330.1 | 227.3335 | 330.1 | 227.3335
1636 | 334.9177 | 217.4063 | 334.9177 | 217.4063
1637 | 342.8822 | 193.1696 | 342.8822 | 193.1696
1638 | 337.8044 | 162.4163 | 337.8044 | 162.4163
1639 | 335.695 | 138.9226 | 335.695 | 138.9226
1640 | 338.3135 | 118.3215 | 338.3135 | 118.3215
1641 | 326.7175 | 106.6413 | 326.7175 | 106.6413
1642 | 311.432 | 97.9931 | 311.432 | 97.9931
1643 | 286.8241 | 90.0367 | 286.8241 | 90.0367
1644 | 266.6674 | 101.0786 | 266.6674 | 101.0786
1645 | 255.3435 | 115.8601 | 255.3435 | 115.8601
1646 | 247.9036 | 150.5944 | 247.9036 | 150.5944
1647 | 245.263 | 187.5142 | 245.263 | 187.5142
1648 | 247.8804 | 210.629 | 247.8804 | 210.629
1649 | 254.94 | 251.5359 | 254.94 | 251.5359
1650 | 257.2922 | 269.7126 | 257.2922 | 269.7126
1651 | 278.1459 | 278.7215 | 278.1459 | 278.7215
1652 | 316.4232 | 277.4101 | 316.4232 | 277.4101
1653 | 338.4255 | 276.0639 | 338.4255 | 276.0639
1654 | 357.8309 | 270.76 | 357.8309 | 270.76
1655 | 384.6089 | 267.5521 | 384.6089 | 267.5521
1656 | 374.0726 | 268.0263 | 374.0726 | 268.0263
1657 | 346.4032 | 268.5781 | 346.4032 | 268.5781
1658 | 343.1183 | 258.7524 | 343.1183 | 258.7524
1659 | 346.7833 | 225.3343 | 346.7833 | 225.3343
1660 | 347.0196 | 206.7729 | 347.0196 | 206.7729
1661 | 354.9755 | 186.7721 | 354.9755 | 186.7721
1662 | 351.6659 | 162.0165 | 351.6659 | 162.0165
1663 | 346.0391 | 140.8094 | 346.0391 | 140.8094
1664 | 346.5266 | 121.6827 | 346.5266 | 121.6827
1665 | 335.3762 | 109.2153 | 335.3762 | 109.2153
1666 | 317.621 | 97.7557 | 317.621 | 97.7557
1667 | 291.4721 | 89.287 | 291.4721 | 89.287
1668 | 270.6431 | 100.029 | 270.6431 | 100.029
1669 | 258.9147 | 118.4841 | 258.9147 | 118.4841
1670 | 251.7768 | 153.0809 | 251.7768 | 153.0809
1671 | 249.9761 | 178.5052 | 249.9761 | 178.5052
1672 | 251.1476 | 195.7097 | 251.1476 | 195.7097
1673 | 256.8337 | 227.7575 | 256.8337 | 227.7575
1674 | 258.4902 | 239.2368 | 258.4902 | 239.2368
1675 | 279.0039 | 246.4713 | 279.0039 | 246.4713
1676 | 316.6031 | 246.297 | 316.6031 | 246.297
1677 | 338.8742 | 249.8114 | 338.8742 | 249.8114
1678 | 352.3472 | 246.7941 | 352.3472 | 246.7941
1679 | 382.4326 | 242.4617 | 382.4326 | 242.4617
1680 | 369.1686 | 241.0491 | 369.1686 | 241.0491
1681 | 346.6703 | 237.4649 | 346.6703 | 237.4649
1682 | 348.3536 | 227.7017 | 348.3536 | 227.7017
1683 | 353.2694 | 209.4404 | 353.2694 | 209.4404
1684 | 353.7951 | 194.64 | 353.7951 | 194.64
1685 | 357.5929 | 191.5578 | 357.5929 | 191.5578
1686 | 353.9835 | 177.0233 | 353.9835 | 177.0233
1687 | 349.6481 | 161.339 | 349.6481 | 161.339
1688 | 351.5052 | 142.0374 | 351.5052 | 142.0374
1689 | 338.2545 | 128.8078 | 338.2545 | 128.8078
1690 | 318.9443 | 115.8738 | 318.9443 | 115.8738
1691 | 293.8538 | 106.0931 | 293.8538 | 106.0931
1692 | 273.864 | 113.4738 | 273.864 | 113.4738
1693 | 261.2525 | 122.1827 | 261.2525 | 122.1827
1694 | 254.2239 | 143.647 | 254.2239 | 143.647
1695 | 252.262 | 165.8225 | 252.262 | 165.8225
1696 | 254.3298 | 178.9661 | 254.3298 | 178.9661
1697 | 260.7049 | 207.5027 | 260.7049 | 207.5027
1698 | 265.0749 | 217.77 | 265.0749 | 217.77
1699 | 285.3523 | 226.6039 | 285.3523 | 226.6039
1700 | 320.9755 | 225.405 | 320.9755 | 225.405
1701 | 345.4548 | 224.571 | 345.4548 | 224.571
1702 | 360.5195 | 219.7045 | 360.5195 | 219.7045
1703 | 384.8266 | 216.0593 | 384.8266 | 216.0593
1704 | 373.2708 | 214.2468 | 373.2708 | 214.2468
1705 | 351.0103 | 210.5127 | 351.0103 | 210.5127
1706 | 347.1107 | 203.1236 | 347.1107 | 203.1236
1707 | 349.0053 | 190.9974 | 349.0053 | 190.9974
1708 | 348.6575 | 183.9691 | 348.6575 | 183.9691
1709 | 354.098 | 175.214 | 354.098 | 175.214
1710 | 350.8529 | 153.3073 | 350.8529 | 153.3073
1711 | 351.8959 | 134.7742 | 351.8959 | 134.7742
1712 | 350.2632 | 114.8353 | 350.2632 | 114.8353
1713 | 336.9205 | 99.9813 | 336.9205 | 99.9813
1714 | 321.0448 | 87.2347 | 321.0448 | 87.2347
1715 | 298.062 | 77.7289 | 298.062 | 77.7289
1716 | 278.495 | 84.8473 | 278.495 | 84.8473
1717 | 264.9824 | 96.0802 | 264.9824 | 96.0802
1718 | 256.8424 | 114.858 | 256.8424 | 114.858
1719 | 254.4113 | 133.2475 | 254.4113 | 133.2475
1720 | 256.858 | 152.3138 | 256.858 | 152.3138
1721 | 262.9602 | 189.3846 | 262.9602 | 189.3846
1722 | 264.9439 | 204.8999 | 264.9439 | 204.8999
1723 | 283.7315 | 213.7963 | 283.7315 | 213.7963
1724 | 313.3938 | 215.0089 | 313.3938 | 215.0089
1725 | 333.6038 | 221.4847 | 333.6038 | 221.4847
1726 | 348.3091 | 224.1528 | 348.3091 | 224.1528
1727 | 377.8537 | 224.8059 | 377.8537 | 224.8059
1728 | 368.4816 | 225.3301 | 368.4816 | 225.3301
1729 | 348.5752 | 224.195 | 348.5752 | 224.195
1730 | 344.4299 | 210.7082 | 344.4299 | 210.7082
1731 | 343.8697 | 203.5051 | 343.8697 | 203.5051
1732 | 344.483 | 204.1614 | 344.483 | 204.1614
1733 | 353.7958 | 194.1818 | 353.7958 | 194.1818
1734 | 349.9959 | 175.6238 | 349.9959 | 175.6238
1735 | 351.8055 | 162.3761 | 351.8055 | 162.3761
1736 | 348.8093 | 147.2854 | 348.8093 | 147.2854
1737 | 335.4529 | 139.7536 | 335.4529 | 139.7536
1738 | 320.3371 | 135.9286 | 320.3371 | 135.9286
1739 | 298.582 | 131.9082 | 298.582 | 131.9082
1740 | 281.0163 | 141.5131 | 281.0163 | 141.5131
1741 | 268.2399 | 147.7105 | 268.2399 | 147.7105
1742 | 260.2318 | 155.7174 | 260.2318 | 155.7174
1743 | 257.452 | 173.657 | 257.452 | 173.657
1744 | 258.3174 | 189.9619 | 258.3174 | 189.9619
1745 | 264.4266 | 216.6367 | 264.4266 | 216.6367
1746 | 264.4272 | 222.1183 | 264.4272 | 222.1183
1747 | 272.1521 | 227.8534 | 272.1521 | 227.8534
1748 | 297.8088 | 225.7798 | 297.8088 | 225.7798
1749 | 320.2671 | 225.5457 | 320.2671 | 225.5457
1750 | 335.1218 | 223.0282 | 335.1218 | 223.0282
1751 | 363.7287 | 219.9078 | 363.7287 | 219.9078
1752 | 360.7914 | 218.6076 | 360.7914 | 218.6076
1753 | 343.2505 | 216.1731 | 343.2505 | 216.1731
1754 | 338.4197 | 207.4845 | 338.4197 | 207.4845
1755 | 338.7941 | 185.7369 | 338.7941 | 185.7369
1756 | 340.9226 | 174.1728 | 340.9226 | 174.1728
1757 | 348.508 | 163.2311 | 348.508 | 163.2311
1758 | 344.0451 | 146.4849 | 344.0451 | 146.4849
1759 | 344.5395 | 135.274 | 344.5395 | 135.274
1760 | 342.5442 | 128.78 | 342.5442 | 128.78
1761 | 332.3896 | 126.6336 | 332.3896 | 126.6336
1762 | 315.8939 | 119.6848 | 315.8939 | 119.6848
1763 | 295.91 | 111.9659 | 295.91 | 111.9659
1764 | 275.9121 | 120.4837 | 275.9121 | 120.4837
1765 | 264.1525 | 132.6037 | 264.1525 | 132.6037
1766 | 257.008 | 152.3687 | 257.008 | 152.3687
1767 | 254.9421 | 166.8846 | 254.9421 | 166.8846
1768 | 254.8949 | 178.4538 | 254.8949 | 178.4538
1769 | 259.3228 | 207.3527 | 259.3228 | 207.3527
1770 | 261.4301 | 214.5087 | 261.4301 | 214.5087
1771 | 273.5666 | 219.6066 | 273.5666 | 219.6066
1772 | 296.1433 | 218.4826 | 296.1433 | 218.4826
1773 | 317.4943 | 221.8971 | 317.4943 | 221.8971
1774 | 338.1487 | 221.079 | 338.1487 | 221.079
1775 | 362.726 | 220.2952 | 362.726 | 220.2952
1776 | 359.4216 | 222.956 | 359.4216 | 222.956
1777 | 343.3101 | 222.5706 | 343.3101 | 222.5706
1778 | 341.0205 | 216.9808 | 341.0205 | 216.9808
1779 | 345.0028 | 212.0394 | 345.0028 | 212.0394
1780 | 349.9897 | 212.5082 | 349.9897 | 212.5082
1781 | 352.9027 | 205.365 | 352.9027 | 205.365
1782 | 349.5878 | 186.0573 | 349.5878 | 186.0573
1783 | 349.7695 | 163.9505 | 349.7695 | 163.9505
1784 | 344.4641 | 147.3604 | 344.4641 | 147.3604
1785 | 332.482 | 139.4412 | 332.482 | 139.4412
1786 | 315.5994 | 129.1437 | 315.5994 | 129.1437
1787 | 293.0383 | 119.9753 | 293.0383 | 119.9753
1788 | 275.5342 | 124.3572 | 275.5342 | 124.3572
1789 | 264.2516 | 135.9774 | 264.2516 | 135.9774
1790 | 255.6545 | 147.2956 | 255.6545 | 147.2956
1791 | 252.08 | 165.7475 | 252.08 | 165.7475
1792 | 254.7135 | 185.6761 | 254.7135 | 185.6761
1793 | 259.6805 | 218.486 | 259.6805 | 218.486
1794 | 264.0059 | 230.4026 | 264.0059 | 230.4026
1795 | 279.3048 | 239.0741 | 279.3048 | 239.0741
1796 | 308.1213 | 238.2501 | 308.1213 | 238.2501
1797 | 326.0961 | 240.9773 | 326.0961 | 240.9773
1798 | 344.8633 | 237.4477 | 344.8633 | 237.4477
1799 | 372.7282 | 234.2273 | 372.7282 | 234.2273
1800 | 364.9704 | 236.3134 | 364.9704 | 236.3134
1801 | 349.9862 | 244.2623 | 349.9862 | 244.2623
1802 | 344.5892 | 247.3067 | 344.5892 | 247.3067
1803 | 349.4525 | 248.363 | 349.4525 | 248.363
1804 | 348.9897 | 253.58 | 348.9897 | 253.58
1805 | 355.5174 | 254.7461 | 355.5174 | 254.7461
1806 | 355.7901 | 247.1965 | 355.7901 | 247.1965
1807 | 357.1091 | 236.6103 | 357.1091 | 236.6103
1808 | 352.9762 | 221.5945 | 352.9762 | 221.5945
1809 | 340.2095 | 209.6144 | 340.2095 | 209.6144
1810 | 322.8373 | 198.8671 | 322.8373 | 198.8671
1811 | 296.939 | 189.5862 | 296.939 | 189.5862
1812 | 277.8613 | 195.5925 | 277.8613 | 195.5925
1813 | 265.2586 | 200.9901 | 265.2586 | 200.9901
1814 | 256.8156 | 214.4825 | 256.8156 | 214.4825
1815 | 255.4089 | 234.0964 | 255.4089 | 234.0964
1816 | 257.4116 | 250.139 | 257.4116 | 250.139
1817 | 263.7578 | 280.3499 | 263.7578 | 280.3499
1818 | 268.409 | 288.7678 | 268.409 | 288.7678
1819 | 292.2193 | 293.7532 | 292.2193 | 293.7532
1820 | 328.5456 | 292.3294 | 328.5456 | 292.3294
1821 | 351.1945 | 294.2819 | 351.1945 | 294.2819
1822 | 367.828 | 291.4146 | 367.828 | 291.4146
1823 | 395.8322 | 288.669 | 395.8322 | 288.669
1824 | 386.3319 | 288.7434 | 386.3319 | 288.7434
1825 | 362.7797 | 287.9956 | 362.7797 | 287.9956
1826 | 359.2414 | 283.1306 | 359.2414 | 283.1306
1827 | 364.2943 | 270.2297 | 364.2943 | 270.2297
1828 | 366.051 | 252.193 | 366.051 | 252.193
1829 | 374.8547 | 233.0544 | 374.8547 | 233.0544
1830 | 372.3945 | 209.0485 | 372.3945 | 209.0485
1831 | 369.0416 | 186.8543 | 369.0416 | 186.8543
1832 | 364.9282 | 169.4644 | 364.9282 | 169.4644
1833 | 348.5796 | 158.359 | 348.5796 | 158.359
1834 | 325.3898 | 147.4367 | 325.3898 | 147.4367
1835 | 298.9303 | 139.3929 | 298.9303 | 139.3929
1836 | 280.5194 | 149.1977 | 280.5194 | 149.1977
1837 | 266.8238 | 160.1807 | 266.8238 | 160.1807
1838 | 259.2635 | 176.8094 | 259.2635 | 176.8094
1839 | 254.8113 | 193.6744 | 254.8113 | 193.6744
1840 | 257.9502 | 210.1167 | 257.9502 | 210.1167
1841 | 264.5509 | 242.0145 | 264.5509 | 242.0145
1842 | 270.195 | 252.4817 | 270.195 | 252.4817
1843 | 292.0292 | 257.1797 | 292.0292 | 257.1797
1844 | 328.8474 | 254.3564 | 328.8474 | 254.3564
1845 | 349.8865 | 258.0208 | 349.8865 | 258.0208
1846 | 366.0135 | 256.5279 | 366.0135 | 256.5279
1847 | 392.6358 | 254.4821 | 392.6358 | 254.4821
1848 | 385.4952 | 257.1429 | 385.4952 | 257.1429
1849 | 361.2045 | 257.3823 | 361.2045 | 257.3823
1850 | 358.086 | 252.5797 | 358.086 | 252.5797
1851 | 360.5017 | 241.3407 | 360.5017 | 241.3407
1852 | 362.0201 | 238.7981 | 362.0201 | 238.7981
1853 | 369.1433 | 228.3312 | 369.1433 | 228.3312
1854 | 370.5878 | 201.6888 | 370.5878 | 201.6888
1855 | 371.8638 | 171.3352 | 371.8638 | 171.3352
1856 | 364.4235 | 143.2619 | 364.4235 | 143.2619
1857 | 349.3046 | 124.9842 | 349.3046 | 124.9842
1858 | 329.3763 | 112.725 | 329.3763 | 112.725
1859 | 304.944 | 104.3438 | 304.944 | 104.3438
1860 | 283.4296 | 114.6609 | 283.4296 | 114.6609
1861 | 270.7763 | 126.2312 | 270.7763 | 126.2312
1862 | 264.0454 | 140.1484 | 264.0454 | 140.1484
1863 | 261.3866 | 156.576 | 261.3866 | 156.576
1864 | 262.6388 | 175.1176 | 262.6388 | 175.1176
1865 | 267.9975 | 212.5633 | 267.9975 | 212.5633
1866 | 274.7257 | 228.116 | 274.7257 | 228.116
1867 | 296.6491 | 237.9621 | 296.6491 | 237.9621
1868 | 332.2233 | 238.7374 | 332.2233 | 238.7374
1869 | 352.4327 | 243.9761 | 352.4327 | 243.9761
1870 | 369.6892 | 244.0827 | 369.6892 | 244.0827
1871 | 393.1546 | 243.9861 | 393.1546 | 243.9861
1872 | 386.1881 | 247.4466 | 386.1881 | 247.4466
1873 | 361.9882 | 249.6728 | 361.9882 | 249.6728
1874 | 359.8828 | 248.7937 | 359.8828 | 248.7937
1875 | 364.8547 | 234.1684 | 364.8547 | 234.1684
1876 | 363.4157 | 213.9076 | 363.4157 | 213.9076
1877 | 370.2688 | 177.3382 | 370.2688 | 177.3382
1878 | 368.2032 | 153.5447 | 368.2032 | 153.5447
1879 | 368.5569 | 138.6852 | 368.5569 | 138.6852
1880 | 359.2696 | 124.3442 | 359.2696 | 124.3442
1881 | 345.1473 | 113.7885 | 345.1473 | 113.7885
1882 | 324.8289 | 103.491 | 324.8289 | 103.491
1883 | 304.1072 | 103.5066 | 304.1072 | 103.5066
1884 | 282.7009 | 126.4189 | 282.7009 | 126.4189
1885 | 269.7867 | 141.7377 | 269.7867 | 141.7377
1886 | 261.8544 | 166.8132 | 261.8544 | 166.8132
1887 | 259.4453 | 185.7774 | 259.4453 | 185.7774
1888 | 261.0526 | 200.7453 | 261.0526 | 200.7453
1889 | 267.7774 | 227.5575 | 267.7774 | 227.5575
1890 | 274.0791 | 236.6877 | 274.0791 | 236.6877
1891 | 292.738 | 242.1355 | 292.738 | 242.1355
1892 | 323.4181 | 238.1626 | 323.4181 | 238.1626
1893 | 344.5828 | 236.7539 | 344.5828 | 236.7539
1894 | 360.2858 | 233.5867 | 360.2858 | 233.5867
1895 | 392.3232 | 230.0039 | 392.3232 | 230.0039
1896 | 383.8001 | 231.1529 | 383.8001 | 231.1529
1897 | 361.678 | 241.2135 | 361.678 | 241.2135
1898 | 356.4485 | 238.5601 | 356.4485 | 238.5601
1899 | 355.5896 | 214.6009 | 355.5896 | 214.6009
1900 | 360.5474 | 209.7592 | 360.5474 | 209.7592
1901 | 370.3872 | 208.7512 | 370.3872 | 208.7512
1902 | 368.7603 | 197.7029 | 368.7603 | 197.7029
1903 | 371.6766 | 184.3927 | 371.6766 | 184.3927
1904 | 362.2585 | 169.5769 | 362.2585 | 169.5769
1905 | 346.2053 | 151.3242 | 346.2053 | 151.3242
1906 | 326.7596 | 138.7151 | 326.7596 | 138.7151
1907 | 305.6848 | 128.7719 | 305.6848 | 128.7719
1908 | 286.5623 | 136.1777 | 286.5623 | 136.1777
1909 | 274.9785 | 152.2587 | 274.9785 | 152.2587
1910 | 266.5531 | 185.0437 | 266.5531 | 185.0437
1911 | 263.1136 | 204.1954 | 263.1136 | 204.1954
1912 | 264.289 | 219.863 | 264.289 | 219.863
1913 | 270.1203 | 253.2102 | 270.1203 | 253.2102
1914 | 274.4417 | 266.6138 | 274.4417 | 266.6138
1915 | 285.449 | 271.7991 | 285.449 | 271.7991
1916 | 309.5093 | 268.7759 | 309.5093 | 268.7759
1917 | 329.7947 | 263.4562 | 329.7947 | 263.4562
1918 | 345.543 | 256.1406 | 345.543 | 256.1406
1919 | 372.4145 | 254.0947 | 372.4145 | 254.0947
1920 | 368.241 | 253.2819 | 368.241 | 253.2819
1921 | 349.2696 | 251.3596 | 349.2696 | 251.3596
1922 | 345.0467 | 246.1322 | 345.0467 | 246.1322
1923 | 348.7356 | 239.4664 | 348.7356 | 239.4664
1924 | 354.7738 | 233.1628 | 354.7738 | 233.1628
1925 | 359.9984 | 223.8329 | 359.9984 | 223.8329
1926 | 360.1135 | 199.2398 | 360.1135 | 199.2398
1927 | 361.3021 | 171.5976 | 361.3021 | 171.5976
1928 | 350.9526 | 152.8583 | 350.9526 | 152.8583
1929 | 337.1319 | 143.8395 | 337.1319 | 143.8395
1930 | 323.4697 | 135.2164 | 323.4697 | 135.2164
1931 | 303.541 | 136.0067 | 303.541 | 136.0067
1932 | 284.9773 | 155.4328 | 284.9773 | 155.4328
1933 | 274.1896 | 170.6892 | 274.1896 | 170.6892
1934 | 266.5128 | 180.8203 | 266.5128 | 180.8203
1935 | 264.4466 | 193.337 | 264.4466 | 193.337
1936 | 265.8837 | 210.5791 | 265.8837 | 210.5791
1937 | 270.0981 | 241.1648 | 270.0981 | 241.1648
1938 | 275.1735 | 248.7706 | 275.1735 | 248.7706
1939 | 284.8542 | 248.683 | 284.8542 | 248.683
1940 | 307.6228 | 242.236 | 307.6228 | 242.236
1941 | 328.8502 | 242.1268 | 328.8502 | 242.1268
1942 | 344.9244 | 240.2216 | 344.9244 | 240.2216
1943 | 373.8553 | 238.4882 | 373.8553 | 238.4882
1944 | 364.9085 | 236.5758 | 364.9085 | 236.5758
1945 | 350.2075 | 231.4173 | 350.2075 | 231.4173
1946 | 345.7992 | 223.5408 | 345.7992 | 223.5408
1947 | 347.0671 | 212.4517 | 347.0671 | 212.4517
1948 | 354.7533 | 203.2367 | 354.7533 | 203.2367
1949 | 366.1001 | 189.3461 | 366.1001 | 189.3461
1950 | 361.606 | 165.915 | 361.606 | 165.915
1951 | 364.341 | 146.8321 | 364.341 | 146.8321
1952 | 355.9592 | 128.73 | 355.9592 | 128.73
1953 | 342.3399 | 120.7858 | 342.3399 | 120.7858
1954 | 324.5119 | 118.7102 | 324.5119 | 118.7102
1955 | 303.4426 | 115.477 | 303.4426 | 115.477
1956 | 287.7954 | 124.8445 | 287.7954 | 124.8445
1957 | 275.8031 | 137.4394 | 275.8031 | 137.4394
1958 | 267.3507 | 156.0048 | 267.3507 | 156.0048
1959 | 265.1298 | 176.8683 | 265.1298 | 176.8683
1960 | 266.0634 | 192.7109 | 266.0634 | 192.7109
1961 | 270.784 | 222.7594 | 270.784 | 222.7594
1962 | 277.032 | 233.4015 | 277.032 | 233.4015
1963 | 293.4903 | 239.1241 | 293.4903 | 239.1241
1964 | 320.9893 | 233.0895 | 320.9893 | 233.0895
1965 | 341.6212 | 233.1678 | 341.6212 | 233.1678
1966 | 359.1892 | 231.0252 | 359.1892 | 231.0252
1967 | 386.0837 | 231.0036 | 386.0837 | 231.0036
1968 | 375.5586 | 237.1631 | 375.5586 | 237.1631
1969 | 355.4953 | 242.8504 | 355.4953 | 242.8504
1970 | 351.0034 | 245.6074 | 351.0034 | 245.6074
1971 | 353.5463 | 230.8572 | 353.5463 | 230.8572
1972 | 358.417 | 226.8402 | 358.417 | 226.8402
1973 | 368.2311 | 218.485 | 368.2311 | 218.485
1974 | 367.3864 | 201.6514 | 367.3864 | 201.6514
1975 | 371.5031 | 192.2897 | 371.5031 | 192.2897
1976 | 360.4863 | 182.497 | 360.4863 | 182.497
1977 | 346.1176 | 176.802 | 346.1176 | 176.802
1978 | 325.3101 | 170.6404 | 325.3101 | 170.6404
1979 | 304.3109 | 167.0073 | 304.3109 | 167.0073
1980 | 284.1285 | 181.7728 | 284.1285 | 181.7728
1981 | 272.8078 | 195.992 | 272.8078 | 195.992
1982 | 266.2858 | 213.7453 | 266.2858 | 213.7453
1983 | 262.311 | 228.2112 | 262.311 | 228.2112
1984 | 264.1777 | 247.1401 | 264.1777 | 247.1401
1985 | 272.1532 | 280.05 | 272.1532 | 280.05
1986 | 279.0837 | 290.5172 | 279.0837 | 290.5172
1987 | 300.4005 | 299.2886 | 300.4005 | 299.2886
1988 | 335.8187 | 299.4267 | 335.8187 | 299.4267
1989 | 357.6769 | 301.1918 | 357.6769 | 301.1918
1990 | 374.5064 | 295.9504 | 374.5064 | 295.9504
1991 | 400.3537 | 290.056 | 400.3537 | 290.056
1992 | 387.737 | 288.6309 | 387.737 | 288.6309
1993 | 365.9698 | 287.7083 | 365.9698 | 287.7083
1994 | 360.9407 | 284.8924 | 360.9407 | 284.8924
1995 | 365.7877 | 282.2876 | 365.7877 | 282.2876
1996 | 367.1586 | 280.8446 | 367.1586 | 280.8446
1997 | 376.3197 | 271.4647 | 376.3197 | 271.4647
1998 | 380.6825 | 255.031 | 380.6825 | 255.031
1999 | 379.0451 | 240.9836 | 379.0451 | 240.9836
2000 | 366.9019 | 230.2662 | 366.9019 | 230.2662
2001 | 350.2954 | 225.3459 | 350.2954 | 225.3459
2002 | 330.4963 | 214.911 | 330.4963 | 214.911
2003 | 305.6694 | 195.8088 | 305.6694 | 195.8088
2004 | 284.8713 | 192.906 | 284.8713 | 192.906
2005 | 272.2294 | 205.7383 | 272.2294 | 205.7383
2006 | 265.6016 | 234.9871 | 265.6016 | 234.9871
2007 | 263.0098 | 251.5648 | 263.0098 | 251.5648
2008 | 265.1092 | 265.3082 | 265.1092 | 265.3082
2009 | 271.346 | 294.6319 | 271.346 | 294.6319
2010 | 279.7748 | 296.8273 | 279.7748 | 296.8273
2011 | 300.0381 | 296.7771 | 300.0381 | 296.7771
2012 | 336.3928 | 290.9924 | 336.3928 | 290.9924
2013 | 358.9753 | 292.1577 | 358.9753 | 292.1577
2014 | 376.0869 | 290.6274 | 376.0869 | 290.6274
2015 | 405.1573 | 289.0814 | 405.1573 | 289.0814
2016 | 391.6377 | 287.5688 | 391.6377 | 287.5688
2017 | 369.509 | 285.2842 | 369.509 | 285.2842
2018 | 363.977 | 279.6444 | 363.977 | 279.6444
2019 | 369.5023 | 264.7318 | 369.5023 | 264.7318
2020 | 369.7192 | 260.7023 | 369.7192 | 260.7023
2021 | 375.5919 | 259.1944 | 375.5919 | 259.1944
2022 | 376.8519 | 246.8841 | 376.8519 | 246.8841
2023 | 378.734 | 229.413 | 378.734 | 229.413
2024 | 363.3686 | 207.3375 | 363.3686 | 207.3375
2025 | 347.3443 | 187.6728 | 347.3443 | 187.6728
2026 | 327.2593 | 171.74 | 327.2593 | 171.74
2027 | 303.0197 | 157.9983 | 303.0197 | 157.9983
2028 | 282.7779 | 163.6422 | 282.7779 | 163.6422
2029 | 269.7992 | 185.2961 | 269.7992 | 185.2961
2030 | 261.8514 | 216.7691 | 261.8514 | 216.7691
2031 | 259.7684 | 226.1495 | 259.7684 | 226.1495
2032 | 260.5073 | 238.9307 | 260.5073 | 238.9307
2033 | 267.7751 | 271.5407 | 267.7751 | 271.5407
2034 | 277.0138 | 284.1946 | 277.0138 | 284.1946
2035 | 292.9947 | 294.1781 | 292.9947 | 294.1781
2036 | 329.1235 | 293.9663 | 329.1235 | 293.9663
2037 | 351.7513 | 295.1941 | 351.7513 | 295.1941
2038 | 369.0709 | 288.3408 | 369.0709 | 288.3408
2039 | 396.2665 | 279.8474 | 396.2665 | 279.8474
2040 | 386.6822 | 277.7476 | 386.6822 | 277.7476
2041 | 360.8003 | 276.4626 | 360.8003 | 276.4626
2042 | 356.7613 | 272.6846 | 356.7613 | 272.6846
2043 | 362.3726 | 264.0445 | 362.3726 | 264.0445
2044 | 364.403 | 256.1415 | 364.403 | 256.1415
2045 | 369.7299 | 252.2096 | 369.7299 | 252.2096
2046 | 374.026 | 246.1094 | 374.026 | 246.1094
2047 | 374.2529 | 241.7583 | 374.2529 | 241.7583
2048 | 360.8702 | 233.3775 | 360.8702 | 233.3775
2049 | 348.6756 | 227.5451 | 348.6756 | 227.5451
2050 | 330.3955 | 218.797 | 330.3955 | 218.797
2051 | 306.0655 | 208.3166 | 306.0655 | 208.3166
2052 | 286.3812 | 212.5985 | 286.3812 | 212.5985
2053 | 271.955 | 215.9094 | 271.955 | 215.9094
2054 | 264.5543 | 222.0421 | 264.5543 | 222.0421
2055 | 261.9539 | 232.722 | 261.9539 | 232.722
2056 | 262.1019 | 246.3279 | 262.1019 | 246.3279
2057 | 268.5265 | 277.2136 | 268.5265 | 277.2136
2058 | 276.063 | 287.8682 | 276.063 | 287.8682
2059 | 290.6647 | 294.1906 | 290.6647 | 294.1906
2060 | 322.1553 | 295.953 | 322.1553 | 295.953
2061 | 343.9873 | 303.7658 | 343.9873 | 303.7658
2062 | 360.1481 | 306.8337 | 360.1481 | 306.8337
2063 | 383.9221 | 306.4248 | 383.9221 | 306.4248
2064 | 378.924 | 308.7732 | 378.924 | 308.7732
2065 | 360.8395 | 306.4886 | 360.8395 | 306.4886
2066 | 357.945 | 305.0847 | 357.945 | 305.0847
2067 | 361.8025 | 285.3239 | 361.8025 | 285.3239
2068 | 365.7031 | 274.397 | 365.7031 | 274.397
2069 | 371.4739 | 265.4171 | 371.4739 | 265.4171
2070 | 375.042 | 250.4952 | 375.042 | 250.4952
2071 | 373.2038 | 237.4849 | 373.2038 | 237.4849
2072 | 357.8961 | 226.3427 | 357.8961 | 226.3427
2073 | 344.727 | 221.3974 | 344.727 | 221.3974
2074 | 328.8056 | 216.223 | 328.8056 | 216.223
2075 | 304.7248 | 210.8656 | 304.7248 | 210.8656
2076 | 284.1177 | 221.2327 | 284.1177 | 221.2327
2077 | 271.6286 | 238.001 | 271.6286 | 238.001
2078 | 264.022 | 259.0904 | 264.022 | 259.0904
2079 | 260.7316 | 269.9328 | 260.7316 | 269.9328
2080 | 260.9838 | 280.3649 | 260.9838 | 280.3649
2081 | 267.3224 | 307.0647 | 267.3224 | 307.0647
2082 | 274.4892 | 312.6337 | 274.4892 | 312.6337
2083 | 283.5947 | 314.3454 | 283.5947 | 314.3454
2084 | 307.7985 | 309.6853 | 307.7985 | 309.6853
2085 | 331.7518 | 309.2887 | 331.7518 | 309.2887
2086 | 348.7458 | 305.1468 | 348.7458 | 305.1468
2087 | 372.5309 | 304.7129 | 372.5309 | 304.7129
2088 | 367.7483 | 307.911 | 367.7483 | 307.911
2089 | 353.3885 | 308.3879 | 353.3885 | 308.3879
2090 | 346.2805 | 305.622 | 346.2805 | 305.622
2091 | 349.0879 | 296.2822 | 349.0879 | 296.2822
2092 | 352.6605 | 289.9286 | 352.6605 | 289.9286
2093 | 360.6634 | 281.7608 | 360.6634 | 281.7608
2094 | 358.3513 | 262.6905 | 358.3513 | 262.6905
2095 | 359.7734 | 247.4311 | 359.7734 | 247.4311
2096 | 348.805 | 232.5653 | 348.805 | 232.5653
2097 | 337.0827 | 222.1221 | 337.0827 | 222.1221
2098 | 320.616 | 211.5872 | 320.616 | 211.5872
2099 | 300.7911 | 203.4809 | 300.7911 | 203.4809
2100 | 282.0939 | 214.6602 | 282.0939 | 214.6602
2101 | 271.0854 | 232.1532 | 271.0854 | 232.1532
2102 | 262.9395 | 246.2828 | 262.9395 | 246.2828
2103 | 260.8796 | 258.4621 | 260.8796 | 258.4621
2104 | 261.2786 | 272.6429 | 261.2786 | 272.6429
2105 | 267.8907 | 301.5168 | 267.8907 | 301.5168
2106 | 273.689 | 311.4342 | 273.689 | 311.4342
2107 | 283.5503 | 318.044 | 283.5503 | 318.044
2108 | 305.3953 | 318.2195 | 305.3953 | 318.2195
2109 | 326.9181 | 321.9838 | 326.9181 | 321.9838
2110 | 343.0319 | 319.5039 | 343.0319 | 319.5039
2111 | 371.8404 | 315.5213 | 371.8404 | 315.5213
2112 | 365.6962 | 312.7717 | 365.6962 | 312.7717
2113 | 349.305 | 308.2129 | 349.305 | 308.2129
2114 | 345.9718 | 304.2225 | 345.9718 | 304.2225
2115 | 347.6396 | 296.732 | 347.6396 | 296.732
2116 | 356.6621 | 286.7548 | 356.6621 | 286.7548
2117 | 365.5029 | 276.088 | 365.5029 | 276.088
2118 | 364.3178 | 259.0669 | 364.3178 | 259.0669
2119 | 366.0041 | 245.7318 | 366.0041 | 245.7318
2120 | 351.6271 | 233.2026 | 351.6271 | 233.2026
2121 | 338.651 | 223.4716 | 338.651 | 223.4716
2122 | 321.5378 | 213.3241 | 321.5378 | 213.3241
2123 | 301.8584 | 205.2927 | 301.8584 | 205.2927
2124 | 281.399 | 216.1096 | 281.399 | 216.1096
2125 | 268.4975 | 236.1517 | 268.4975 | 236.1517
2126 | 261.7641 | 249.744 | 261.7641 | 249.744
2127 | 258.8181 | 264.2974 | 258.8181 | 264.2974
2128 | 259.4014 | 281.0646 | 259.4014 | 281.0646
2129 | 265.8393 | 310.8382 | 265.8393 | 310.8382
2130 | 271.3399 | 322.43 | 271.3399 | 322.43
2131 | 288.4892 | 329.9269 | 288.4892 | 329.9269
2132 | 313.2262 | 330.065 | 313.2262 | 330.065
2133 | 334.0832 | 333.2295 | 334.0832 | 333.2295
2134 | 357.6549 | 330.6246 | 357.6549 | 330.6246
2135 | 380.8473 | 327.5917 | 380.8473 | 327.5917
2136 | 376.0436 | 325.6168 | 376.0436 | 325.6168
2137 | 355.089 | 322.7949 | 355.089 | 322.7949
2138 | 351.5596 | 320.3289 | 351.5596 | 320.3289
2139 | 355.9644 | 309.7646 | 355.9644 | 309.7646
2140 | 362.7968 | 290.6408 | 362.7968 | 290.6408
2141 | 377.6164 | 272.7393 | 377.6164 | 272.7393
2142 | 377.8323 | 253.3191 | 377.8323 | 253.3191
2143 | 372.0908 | 237.1101 | 372.0908 | 237.1101
2144 | 357.0747 | 220.1576 | 357.0747 | 220.1576
2145 | 345.7077 | 208.6773 | 345.7077 | 208.6773
2146 | 324.2967 | 198.4672 | 324.2967 | 198.4672
2147 | 302.4008 | 191.6604 | 302.4008 | 191.6604
2148 | 282.6107 | 204.5516 | 282.6107 | 204.5516
2149 | 269.6443 | 219.9579 | 269.6443 | 219.9579
2150 | 261.4103 | 233.0004 | 261.4103 | 233.0004
2151 | 261.508 | 246.0044 | 261.508 | 246.0044
2152 | 261.3517 | 259.6853 | 261.3517 | 259.6853
2153 | 267.124 | 287.4597 | 267.124 | 287.4597
2154 | 279.2841 | 292.0291 | 279.2841 | 292.0291
2155 | 302.0313 | 296.1023 | 302.0313 | 296.1023
2156 | 336.8776 | 292.7542 | 336.8776 | 292.7542
2157 | 358.3319 | 295.6939 | 358.3319 | 295.6939
2158 | 373.5185 | 295.6505 | 373.5185 | 295.6505
2159 | 403.8978 | 293.7296 | 403.8978 | 293.7296
2160 | 390.8844 | 293.9914 | 390.8844 | 293.9914
2161 | 367.2004 | 292.9438 | 367.2004 | 292.9438
2162 | 361.8897 | 292.7894 | 361.8897 | 292.7894
2163 | 365.2346 | 282.4 | 365.2346 | 282.4
2164 | 369.0401 | 268.2369 | 369.0401 | 268.2369
2165 | 377.7405 | 242.4383 | 377.7405 | 242.4383
2166 | 385.9747 | 212.6971 | 385.9747 | 212.6971
2167 | 379.7012 | 188.6786 | 379.7012 | 188.6786
2168 | 366.5927 | 168.9646 | 366.5927 | 168.9646
2169 | 351.1631 | 162.3325 | 351.1631 | 162.3325
2170 | 331.8203 | 160.2568 | 331.8203 | 160.2568
2171 | 305.114 | 155.8366 | 305.114 | 155.8366
2172 | 286.378 | 373.1457 | 286.378 | 373.1457
2173 | 271.7812 | 425.8983 | 271.7812 | 425.8983
2174 | 263.8607 | 452.294 | 263.8607 | 452.294
2175 | 261.9992 | 466.7789 | 261.9992 | 466.7789
2176 | 262.349 | 485.2071 | 262.349 | 485.2071
2177 | 269.9176 | 515.4716 | 269.9176 | 515.4716
2178 | 281.7275 | 522.715 | 281.7275 | 522.715
2179 | 301.2339 | 523.852 | 301.2339 | 523.852
2180 | 334.3384 | 515.7905 | 334.3384 | 515.7905
2181 | 358.7423 | 509.1849 | 358.7423 | 509.1849
2182 | 372.6919 | 507.7132 | 372.6919 | 507.7132
2183 | 404.5504 | 506.6299 | 404.5504 | 506.6299
2184 | 393.182 | 512.8849 | 393.182 | 512.8849
2185 | 362.5009 | 517.7177 | 362.5009 | 517.7177
2186 | 363.4551 | 513.7247 | 363.4551 | 513.7247
2187 | 370.8295 | 503.752 | 370.8295 | 503.752
2188 | 372.2886 | 477.8143 | 372.2886 | 477.8143
2189 | 384.0546 | 448.1918 | 384.0546 | 448.1918
2190 | 393.847 | 386.1888 | 393.847 | 386.1888
2191 | 387.5896 | 324.0374 | 387.5896 | 324.0374
2192 | 367.205 | 278.2158 | 367.205 | 278.2158
2193 | 355.4439 | 249.7373 | 355.4439 | 249.7373
2194 | 334.0952 | 240.6894 | 334.0952 | 240.6894
2195 | 312.0163 | 250.1278 | 312.0163 | 250.1278
2196 | 291.8731 | 289.8857 | 291.8731 | 289.8857
2197 | 277.0769 | 335.3166 | 277.0769 | 335.3166
2198 | 268.1567 | 369.9317 | 268.1567 | 369.9317
2199 | 264.8918 | 395.0766 | 264.8918 | 395.0766
2200 | 264.7753 | 427.7836 | 264.7753 | 427.7836
2201 | 272.0127 | 472.972 | 272.0127 | 472.972
2202 | 282.9634 | 497.3274 | 282.9634 | 497.3274
2203 | 302.4337 | 508.1425 | 302.4337 | 508.1425
2204 | 335.926 | 509.3665 | 335.926 | 509.3665
2205 | 357.401 | 510.1667 | 357.401 | 510.1667
2206 | 372.9527 | 513.2676 | 372.9527 | 513.2676
2207 | 403.3638 | 515.3543 | 403.3638 | 515.3543
2208 | 393.1978 | 520.2907 | 393.1978 | 520.2907
2209 | 368.2348 | 525.6846 | 368.2348 | 525.6846
2210 | 367.7098 | 530.1354 | 367.7098 | 530.1354
2211 | 372.7355 | 524.9878 | 372.7355 | 524.9878
2212 | 374.8062 | 508.6441 | 374.8062 | 508.6441
2213 | 391.7833 | 474.0563 | 391.7833 | 474.0563
2214 | 400.6451 | 416.8222 | 400.6451 | 416.8222
2215 | 387.9139 | 366.2285 | 387.9139 | 366.2285
2216 | 368.9132 | 334.2648 | 368.9132 | 334.2648
2217 | 348.3441 | 318.3819 | 348.3441 | 318.3819
2218 | 323.9975 | 316.5435 | 323.9975 | 316.5435
2219 | 300.5644 | 327.1882 | 300.5644 | 327.1882
2220 | 281.6619 | 357.9132 | 281.6619 | 357.9132
2221 | 269.4462 | 389.6825 | 269.4462 | 389.6825
2222 | 261.925 | 406.9891 | 261.925 | 406.9891
2223 | 260.2964 | 423.0169 | 260.2964 | 423.0169
2224 | 260.5103 | 444.559 | 260.5103 | 444.559
2225 | 267.4108 | 480.0973 | 267.4108 | 480.0973
2226 | 276.4938 | 496.0931 | 276.4938 | 496.0931
2227 | 291.6833 | 506.4874 | 291.6833 | 506.4874
2228 | 319.2326 | 509.8714 | 319.2326 | 509.8714
2229 | 339.9132 | 512.439 | 339.9132 | 512.439
2230 | 354.2364 | 515.5119 | 354.2364 | 515.5119
2231 | 385.3076 | 518.2156 | 385.3076 | 518.2156
2232 | 376.8868 | 521.9458 | 376.8868 | 521.9458
2233 | 353.9567 | 522.5427 | 353.9567 | 522.5427
2234 | 355.3264 | 520.0365 | 355.3264 | 520.0365
2235 | 366.6062 | 512.308 | 366.6062 | 512.308
2236 | 368.2808 | 492.6821 | 368.2808 | 492.6821
2237 | 382.1666 | 454.6439 | 382.1666 | 454.6439
2238 | 389.2967 | 412.6143 | 389.2967 | 412.6143
2239 | 380.2306 | 377.8422 | 380.2306 | 377.8422
2240 | 362.5942 | 349.7498 | 362.5942 | 349.7498
2241 | 347.1533 | 326.3769 | 347.1533 | 326.3769
2242 | 329.372 | 317.3851 | 329.372 | 317.3851
2243 | 307.0074 | 316.5843 | 307.0074 | 316.5843
2244 | 290.3741 | 337.3226 | 290.3741 | 337.3226
2245 | 276.2375 | 375.9648 | 276.2375 | 375.9648
2246 | 267.6131 | 397.3671 | 267.6131 | 397.3671
2247 | 264.5448 | 412.8338 | 264.5448 | 412.8338
2248 | 264.7584 | 435.2455 | 264.7584 | 435.2455
2249 | 270.7808 | 470.0545 | 270.7808 | 470.0545
2250 | 280.7816 | 485.1526 | 280.7816 | 485.1526
2251 | 293.7253 | 496.5568 | 293.7253 | 496.5568
2252 | 317.0979 | 501.7081 | 317.0979 | 501.7081
2253 | 337.032 | 507.2492 | 337.032 | 507.2492
2254 | 354.2829 | 516.9145 | 354.2829 | 516.9145
2255 | 382.1855 | 522.7882 | 382.1855 | 522.7882
2256 | 381.0943 | 530.7824 | 381.0943 | 530.7824
2257 | 360.8271 | 537.2423 | 360.8271 | 537.2423
2258 | 357.3829 | 541.4406 | 357.3829 | 541.4406
2259 | 355.446 | 534.2451 | 355.446 | 534.2451
2260 | 363.5254 | 512.0665 | 363.5254 | 512.0665
2261 | 374.0288 | 498.6584 | 374.0288 | 498.6584
2262 | 383.3013 | 475.8448 | 383.3013 | 475.8448
2263 | 374.7023 | 449.6848 | 374.7023 | 449.6848
2264 | 357.9732 | 428.886 | 357.9732 | 428.886
2265 | 340.2784 | 413.0593 | 340.2784 | 413.0593
2266 | 325.0063 | 403.6467 | 325.0063 | 403.6467
2267 | 304.7151 | 399.2272 | 304.7151 | 399.2272
2268 | 286.8804 | 414.1024 | 286.8804 | 414.1024
2269 | 275.9257 | 459.7016 | 275.9257 | 459.7016
2270 | 267.4328 | 512.4107 | 267.4328 | 512.4107
2271 | 264.5062 | 540.0522 | 264.5062 | 540.0522
2272 | 263.6956 | 571.3565 | 263.6956 | 571.3565
2273 | 269.1684 | 616.8255 | 269.1684 | 616.8255
2274 | 277.3897 | 636.1315 | 277.3897 | 636.1315
2275 | 291.2389 | 642.4301 | 291.2389 | 642.4301
2276 | 314.5134 | 636.7251 | 314.5134 | 636.7251
2277 | 333.349 | 629.0254 | 333.349 | 629.0254
2278 | 347.2194 | 628.3392 | 347.2194 | 628.3392
2279 | 375.1579 | 625.8252 | 375.1579 | 625.8252
2280 | 371.9765 | 625.067 | 371.9765 | 625.067
2281 | 351.593 | 609.6459 | 351.593 | 609.6459
2282 | 349.1856 | 593.2256 | 349.1856 | 593.2256
2283 | 353.4358 | 580.1952 | 353.4358 | 580.1952
2284 | 361.2922 | 565.0858 | 361.2922 | 565.0858
2285 | 374.6286 | 532.5458 | 374.6286 | 532.5458
2286 | 383.2739 | 482.6896 | 383.2739 | 482.6896
2287 | 373.742 | 442.6997 | 373.742 | 442.6997
2288 | 359.1122 | 418.0858 | 359.1122 | 418.0858
2289 | 342.5662 | 403.2689 | 342.5662 | 403.2689
2290 | 326.4312 | 394.4455 | 326.4312 | 394.4455
2291 | 305.7151 | 395.0754 | 305.7151 | 395.0754
2292 | 288.3074 | 417.5248 | 288.3074 | 417.5248
2293 | 275.2878 | 464.723 | 275.2878 | 464.723
2294 | 267.5896 | 503.0692 | 267.5896 | 503.0692
2295 | 265.02 | 525.8576 | 265.02 | 525.8576
2296 | 265.6684 | 551.0184 | 265.6684 | 551.0184
2297 | 269.252 | 584.6211 | 269.252 | 584.6211
2298 | 279.3135 | 598.8777 | 279.3135 | 598.8777
2299 | 293.8643 | 600.3793 | 293.8643 | 600.3793
2300 | 316.3197 | 590.8591 | 316.3197 | 590.8591
2301 | 335.8508 | 578.082 | 335.8508 | 578.082
2302 | 353.1127 | 563.089 | 353.1127 | 563.089
2303 | 380.2978 | 550.6724 | 380.2978 | 550.6724
2304 | 374.8294 | 544.9489 | 374.8294 | 544.9489
2305 | 359.6398 | 538.3083 | 359.6398 | 538.3083
2306 | 356.3971 | 531.2295 | 356.3971 | 531.2295
2307 | 358.2211 | 529.6445 | 358.2211 | 529.6445
2308 | 361.6345 | 526.8221 | 361.6345 | 526.8221
2309 | 376.2739 | 521.1565 | 376.2739 | 521.1565
2310 | 387.5159 | 506.7867 | 387.5159 | 506.7867
2311 | 379.3046 | 480.0096 | 379.3046 | 480.0096
2312 | 359.6905 | 446.3347 | 359.6905 | 446.3347
2313 | 345.3966 | 421.8678 | 345.3966 | 421.8678
2314 | 327.2526 | 412.9321 | 327.2526 | 412.9321
2315 | 302.9717 | 415.3293 | 302.9717 | 415.3293
2316 | 283.5036 | 434.5527 | 283.5036 | 434.5527
2317 | 271.002 | 456.4756 | 271.002 | 456.4756
2318 | 262.7986 | 469.8549 | 262.7986 | 469.8549
2319 | 260.7238 | 487.4536 | 260.7238 | 487.4536
2320 | 262.2855 | 508.9957 | 262.2855 | 508.9957
2321 | 269.1298 | 543.2436 | 269.1298 | 543.2436
2322 | 283.1358 | 559.9408 | 283.1358 | 559.9408
2323 | 301.9142 | 577.6007 | 301.9142 | 577.6007
2324 | 333.4498 | 612.8524 | 333.4498 | 612.8524
2325 | 357.054 | 648.9427 | 357.054 | 648.9427
2326 | 375.0703 | 668.4824 | 375.0703 | 668.4824
2327 | 404.877 | 673.4304 | 404.877 | 673.4304
2328 | 397.0293 | 674.6359 | 397.0293 | 674.6359
2329 | 375.5308 | 670.9969 | 375.5308 | 670.9969
2330 | 370.6391 | 664.423 | 370.6391 | 664.423
2331 | 375.2057 | 648.3629 | 375.2057 | 648.3629
2332 | 378.5762 | 619.0309 | 378.5762 | 619.0309
2333 | 393.2369 | 610.2234 | 393.2369 | 610.2234
2334 | 402.2968 | 613.5267 | 402.2968 | 613.5267
2335 | 387.4663 | 626.7526 | 387.4663 | 626.7526
2336 | 369.1745 | 648.1448 | 369.1745 | 648.1448
2337 | 356.4843 | 662.4746 | 356.4843 | 662.4746
2338 | 335.6723 | 663.1048 | 335.6723 | 663.1048
2339 | 310.8973 | 657.8998 | 310.8973 | 657.8998
2340 | 289.2091 | 667.1365 | 289.2091 | 667.1365
2341 | 277.9057 | 689.1996 | 277.9057 | 689.1996
2342 | 269.7264 | 708.6663 | 269.7264 | 708.6663
2343 | 267.1281 | 725.9565 | 267.1281 | 725.9565
2344 | 267.4787 | 746.3203 | 267.4787 | 746.3203
2345 | 274.1303 | 779.1937 | 274.1303 | 779.1937
2346 | 286.6599 | 788.8496 | 286.6599 | 788.8496
2347 | 306.9731 | 791.4453 | 306.9731 | 791.4453
2348 | 337.8501 | 790.397 | 337.8501 | 790.397
2349 | 361.7073 | 790.3276 | 361.7073 | 790.3276
2350 | 376.7822 | 788.0424 | 376.7822 | 788.0424
2351 | 404.6025 | 782.8074 | 404.6025 | 782.8074
2352 | 396.8039 | 782.6663 | 396.8039 | 782.6663
2353 | 377.0129 | 785.311 | 377.0129 | 785.311
2354 | 369.4466 | 788.5275 | 369.4466 | 788.5275
2355 | 374.2318 | 784.0532 | 374.2318 | 784.0532
2356 | 377.4007 | 750.6815 | 377.4007 | 750.6815
2357 | 392.82 | 717.4964 | 392.82 | 717.4964
2358 | 401.4601 | 691.0079 | 401.4601 | 691.0079
2359 | 391.1771 | 667.9618 | 391.1771 | 667.9618
2360 | 375.69 | 652.0441 | 375.69 | 652.0441
2361 | 360.6423 | 638.0969 | 360.6423 | 638.0969
2362 | 340.5331 | 627.2536 | 340.5331 | 627.2536
2363 | 317.1947 | 624.6856 | 317.1947 | 624.6856
2364 | 294.8051 | 647.4997 | 294.8051 | 647.4997
2365 | 283.0883 | 698.9619 | 283.0883 | 698.9619
2366 | 274.2646 | 741.6842 | 274.2646 | 741.6842
2367 | 272.0911 | 761.499 | 272.0911 | 761.499
2368 | 272.5666 | 792.9998 | 272.5666 | 792.9998
2369 | 278.4191 | 830.6421 | 278.4191 | 830.6421
2370 | 290.0598 | 847.6758 | 290.0598 | 847.6758
2371 | 309.4734 | 868.0849 | 309.4734 | 868.0849
2372 | 342.054 | 871.7774 | 342.054 | 871.7774
2373 | 361.9301 | 868.1734 | 361.9301 | 868.1734
2374 | 379.2209 | 867.0104 | 379.2209 | 867.0104
2375 | 402.724 | 865.366 | 402.724 | 865.366
2376 | 397.1932 | 864.2151 | 397.1932 | 864.2151
2377 | 378.8671 | 863.6057 | 378.8671 | 863.6057
2378 | 376.7389 | 865.672 | 376.7389 | 865.672
2379 | 378.625 | 847.2556 | 378.625 | 847.2556
2380 | 383.3152 | 783.4188 | 383.3152 | 783.4188
2381 | 394.0509 | 719.6564 | 394.0509 | 719.6564
2382 | 402.4083 | 664.7507 | 402.4083 | 664.7507
2383 | 389.8964 | 621.7873 | 389.8964 | 621.7873
2384 | 371.4777 | 597.3977 | 371.4777 | 597.3977
2385 | 355.81 | 578.6255 | 355.81 | 578.6255
2386 | 338.4395 | 559.8714 | 338.4395 | 559.8714
2387 | 316.8302 | 544.9882 | 316.8302 | 544.9882
2388 | 299.5056 | 552.6821 | 299.5056 | 552.6821
2389 | 286.9945 | 593.2599 | 286.9945 | 593.2599
2390 | 278.5892 | 628.1555 | 278.5892 | 628.1555
2391 | 274.9461 | 653.3284 | 274.9461 | 653.3284
2392 | 275.1342 | 682.8655 | 275.1342 | 682.8655
2393 | 281.9718 | 720.9285 | 281.9718 | 720.9285
2394 | 292.3738 | 737.4854 | 292.3738 | 737.4854
2395 | 301.9669 | 745.7196 | 301.9669 | 745.7196
2396 | 326.8618 | 747.9535 | 326.8618 | 747.9535
2397 | 349.0496 | 752.2883 | 349.0496 | 752.2883
2398 | 367.2254 | 754.9685 | 367.2254 | 754.9685
2399 | 391.789 | 752.202 | 391.789 | 752.202
2400 | 387.6345 | 750.7986 | 387.6345 | 750.7986
2401 | 371.0517 | 746.2899 | 371.0517 | 746.2899
2402 | 368.4112 | 741.0065 | 368.4112 | 741.0065
2403 | 369.3783 | 735.0734 | 369.3783 | 735.0734
2404 | 373.2285 | 701.4212 | 373.2285 | 701.4212
2405 | 381.6703 | 644.3072 | 381.6703 | 644.3072
2406 | 395.4789 | 580.8455 | 395.4789 | 580.8455
2407 | 385.2197 | 536.5636 | 385.2197 | 536.5636
2408 | 367.061 | 512.4827 | 367.061 | 512.4827
2409 | 352.2829 | 494.1031 | 352.2829 | 494.1031
2410 | 338.0363 | 479.4728 | 338.0363 | 479.4728
2411 | 317.9423 | 474.913 | 317.9423 | 474.913
2412 | 299.5194 | 500.2238 | 299.5194 | 500.2238
2413 | 285.0477 | 540.9418 | 285.0477 | 540.9418
2414 | 279.2797 | 563.7188 | 279.2797 | 563.7188
2415 | 275.4695 | 589.8735 | 275.4695 | 589.8735
2416 | 275.7717 | 619.7753 | 275.7717 | 619.7753
2417 | 280.844 | 662.9158 | 280.844 | 662.9158
2418 | 288.9257 | 684.0172 | 288.9257 | 684.0172
2419 | 298.5224 | 700.4989 | 298.5224 | 700.4989
2420 | 316.0511 | 707.0248 | 316.0511 | 707.0248
2421 | 336.9412 | 717.6715 | 336.9412 | 717.6715
2422 | 355.8496 | 716.2559 | 355.8496 | 716.2559
2423 | 381.3279 | 709.9829 | 381.3279 | 709.9829
2424 | 377.6254 | 716.0134 | 377.6254 | 716.0134
2425 | 362.4643 | 718.546 | 362.4643 | 718.546
2426 | 358.9433 | 716.3763 | 358.9433 | 716.3763
2427 | 361.1355 | 708.4796 | 361.1355 | 708.4796
2428 | 363.2581 | 677.5485 | 363.2581 | 677.5485
2429 | 374.5994 | 635.7793 | 374.5994 | 635.7793
2430 | 385.8155 | 584.0435 | 385.8155 | 584.0435
2431 | 379.4922 | 549.1311 | 379.4922 | 549.1311
2432 | 361.6634 | 534.2514 | 361.6634 | 534.2514
2433 | 346.2988 | 521.1738 | 346.2988 | 521.1738
2434 | 332.031 | 512.9675 | 332.031 | 512.9675
2435 | 313.9912 | 505.5744 | 313.9912 | 505.5744
2436 | 297.3415 | 512.6511 | 297.3415 | 512.6511
2437 | 285.827 | 536.8742 | 285.827 | 536.8742
2438 | 277.6034 | 553.171 | 277.6034 | 553.171
2439 | 274.53 | 562.5784 | 274.53 | 562.5784
2440 | 274.8556 | 586.1402 | 274.8556 | 586.1402
2441 | 279.3008 | 629.1125 | 279.3008 | 629.1125
2442 | 287.2344 | 646.7634 | 287.2344 | 646.7634
2443 | 293.8479 | 659.0933 | 293.8479 | 659.0933
2444 | 307.4556 | 667.9195 | 307.4556 | 667.9195
2445 | 326.3926 | 671.3848 | 326.3926 | 671.3848
2446 | 344.97 | 678.2447 | 344.97 | 678.2447
2447 | 372.2637 | 681.0046 | 372.2637 | 681.0046
2448 | 369.1582 | 684.4262 | 369.1582 | 684.4262
2449 | 358.0185 | 686.2294 | 358.0185 | 686.2294
2450 | 354.5341 | 690.7363 | 354.5341 | 690.7363
2451 | 355.1408 | 697.9879 | 355.1408 | 697.9879
2452 | 363.2003 | 671.3208 | 363.2003 | 671.3208
2453 | 374.4747 | 624.7546 | 374.4747 | 624.7546
2454 | 380.9878 | 579.0501 | 380.9878 | 579.0501
2455 | 371.7818 | 539.2847 | 371.7818 | 539.2847
2456 | 362.2022 | 525.8357 | 362.2022 | 525.8357
2457 | 346.8337 | 516.2085 | 346.8337 | 516.2085
2458 | 330.8379 | 510.1342 | 330.8379 | 510.1342
2459 | 311.6578 | 508.4358 | 311.6578 | 508.4358
2460 | 293.9699 | 533.2977 | 293.9699 | 533.2977
2461 | 282.502 | 577.8029 | 282.502 | 577.8029
2462 | 273.9553 | 589.0222 | 273.9553 | 589.0222
2463 | 269.7702 | 602.1044 | 269.7702 | 602.1044
2464 | 270.7114 | 635.12 | 270.7114 | 635.12
2465 | 275.13 | 678.1764 | 275.13 | 678.1764
2466 | 286.1062 | 697.3422 | 286.1062 | 697.3422
2467 | 298.4947 | 709.083 | 298.4947 | 709.083
2468 | 316.2432 | 714.4868 | 316.2432 | 714.4868
2469 | 335.277 | 716.8299 | 335.277 | 716.8299
2470 | 351.1891 | 717.1536 | 351.1891 | 717.1536
2471 | 378.6882 | 723.1115 | 378.6882 | 723.1115
2472 | 371.4999 | 737.165 | 371.4999 | 737.165
2473 | 358.8787 | 749.7404 | 358.8787 | 749.7404
2474 | 357.151 | 760.1103 | 357.151 | 760.1103
2475 | 362.7877 | 765.7909 | 362.7877 | 765.7909
2476 | 369.1164 | 719.8517 | 369.1164 | 719.8517
2477 | 381.44 | 656.0052 | 381.44 | 656.0052
2478 | 388.5362 | 578.6013 | 388.5362 | 578.6013
2479 | 376.0964 | 547.8688 | 376.0964 | 547.8688
2480 | 361.7699 | 535.7382 | 361.7699 | 535.7382
2481 | 349.1629 | 532.3107 | 349.1629 | 532.3107
2482 | 332.2613 | 533.3898 | 332.2613 | 533.3898
2483 | 310.7442 | 534.7491 | 310.7442 | 534.7491
2484 | 292.2344 | 558.6011 | 292.2344 | 558.6011
2485 | 281.6981 | 603.8357 | 281.6981 | 603.8357
2486 | 273.6671 | 631.0449 | 273.6671 | 631.0449
2487 | 269.4709 | 652.571 | 269.4709 | 652.571
2488 | 271.0906 | 677.311 | 271.0906 | 677.311
2489 | 277.1725 | 715.4302 | 277.1725 | 715.4302
2490 | 289.5305 | 730.6967 | 289.5305 | 730.6967
2491 | 306.7826 | 739.3237 | 306.7826 | 739.3237
2492 | 335.0153 | 743.8858 | 335.0153 | 743.8858
2493 | 353.3364 | 749.5953 | 353.3364 | 749.5953
2494 | 376.4281 | 758.3348 | 376.4281 | 758.3348
2495 | 405.7576 | 765.6392 | 405.7576 | 765.6392
2496 | 397.4091 | 779.8049 | 397.4091 | 779.8049
2497 | 381.2696 | 790.6971 | 381.2696 | 790.6971
2498 | 376.2571 | 792.0341 | 376.2571 | 792.0341
2499 | 381.7319 | 789.2148 | 381.7319 | 789.2148
2500 | 387.2747 | 758.3399 | 387.2747 | 758.3399
2501 | 400.3399 | 699.8513 | 400.3399 | 699.8513
2502 | 402.0518 | 655.6616 | 402.0518 | 655.6616
2503 | 389.5282 | 618.8137 | 389.5282 | 618.8137
2504 | 372.9428 | 591.3945 | 372.9428 | 591.3945
2505 | 359.3195 | 576.8582 | 359.3195 | 576.8582
2506 | 340.4969 | 569.5495 | 340.4969 | 569.5495
2507 | 315.1524 | 572.1151 | 315.1524 | 572.1151
2508 | 295.2099 | 594.1718 | 295.2099 | 594.1718
2509 | 280.6959 | 628.9147 | 280.6959 | 628.9147
2510 | 272.5919 | 644.8468 | 272.5919 | 644.8468
2511 | 270.0054 | 651.0842 | 270.0054 | 651.0842
2512 | 273.2676 | 666.1461 | 273.2676 | 666.1461
2513 | 278.6978 | 697.3363 | 278.6978 | 697.3363
2514 | 290.3932 | 705.8701 | 290.3932 | 705.8701
2515 | 314.5479 | 705.1556 | 314.5479 | 705.1556
2516 | 346.6883 | 697.9638 | 346.6883 | 697.9638
2517 | 370.1886 | 689.4787 | 370.1886 | 689.4787
2518 | 387.383 | 677.852 | 387.383 | 677.852
2519 | 417.8283 | 665.7721 | 417.8283 | 665.7721
2520 | 410.1507 | 656.7103 | 410.1507 | 656.7103
2521 | 388.161 | 648.6109 | 388.161 | 648.6109
2522 | 388.6547 | 645.0387 | 388.6547 | 645.0387
2523 | 389.2115 | 646.5956 | 389.2115 | 646.5956
2524 | 390.1291 | 628.9895 | 390.1291 | 628.9895
2525 | 409.7673 | 607.3901 | 409.7673 | 607.3901
2526 | 420.7546 | 585.3058 | 420.7546 | 585.3058
2527 | 407.0064 | 561.8389 | 407.0064 | 561.8389
2528 | 386.1069 | 544.7431 | 386.1069 | 544.7431
2529 | 369.9745 | 533.6853 | 369.9745 | 533.6853
2530 | 350.2932 | 528.5086 | 350.2932 | 528.5086
2531 | 326.7845 | 524.2855 | 326.7845 | 524.2855
2532 | 303.8943 | 535.9627 | 303.8943 | 535.9627
2533 | 289.3474 | 554.0704 | 289.3474 | 554.0704
2534 | 281.9393 | 580.8869 | 281.9393 | 580.8869
2535 | 278.0603 | 607.6308 | 278.0603 | 607.6308
2536 | 279.0967 | 632.2306 | 279.0967 | 632.2306
2537 | 284.8334 | 669.9009 | 284.8334 | 669.9009
2538 | 297.445 | 688.5898 | 297.445 | 688.5898
2539 | 320.1639 | 696.8801 | 320.1639 | 696.8801
2540 | 349.5669 | 691.4837 | 349.5669 | 691.4837
2541 | 372.4924 | 687.6272 | 372.4924 | 687.6272
2542 | 389.5439 | 683.9394 | 389.5439 | 683.9394
2543 | 422.8629 | 678.9007 | 422.8629 | 678.9007
2544 | 409.804 | 677.2167 | 409.804 | 677.2167
2545 | 389.6513 | 673.6338 | 389.6513 | 673.6338
2546 | 384.4601 | 667.9857 | 384.4601 | 667.9857
2547 | 386.5657 | 662.7258 | 386.5657 | 662.7258
2548 | 389.7798 | 630.2519 | 389.7798 | 630.2519
2549 | 409.2649 | 581.1329 | 409.2649 | 581.1329
2550 | 420.1213 | 544.3491 | 420.1213 | 544.3491
2551 | 402.5166 | 523.0142 | 402.5166 | 523.0142
2552 | 386.4491 | 510.8276 | 386.4491 | 510.8276
2553 | 369.3985 | 503.1641 | 369.3985 | 503.1641
2554 | 350.544 | 500.0353 | 350.544 | 500.0353
2555 | 325.9128 | 497.3831 | 325.9128 | 497.3831
2556 | 305.3193 | 507.7699 | 305.3193 | 507.7699
2557 | 291.2877 | 530.1697 | 291.2877 | 530.1697
2558 | 283.3604 | 541.4731 | 283.3604 | 541.4731
2559 | 278.8282 | 558.2022 | 278.8282 | 558.2022
2560 | 280.3947 | 582.3251 | 280.3947 | 582.3251
2561 | 283.7084 | 616.9377 | 283.7084 | 616.9377
2562 | 298.0042 | 634.8411 | 298.0042 | 634.8411
2563 | 317.118 | 643.1034 | 317.118 | 643.1034
2564 | 339.9909 | 646.9643 | 339.9909 | 646.9643
2565 | 364.6108 | 659.4344 | 364.6108 | 659.4344
2566 | 381.4579 | 675.8322 | 381.4579 | 675.8322
2567 | 409.317 | 680.2753 | 409.317 | 680.2753
2568 | 401.3997 | 697.639 | 401.3997 | 697.639
2569 | 378.6453 | 716.7506 | 378.6453 | 716.7506
2570 | 375.8152 | 728.8317 | 375.8152 | 728.8317
2571 | 374.4294 | 738.4958 | 374.4294 | 738.4958
2572 | 385.0645 | 711.7726 | 385.0645 | 711.7726
2573 | 405.3195 | 648.5712 | 405.3195 | 648.5712
2574 | 415.9999 | 615.7429 | 415.9999 | 615.7429
2575 | 398.7111 | 586.3849 | 398.7111 | 586.3849
2576 | 378.4388 | 563.5383 | 378.4388 | 563.5383
2577 | 364.2876 | 547.5713 | 364.2876 | 547.5713
2578 | 346.4705 | 538.3551 | 346.4705 | 538.3551
2579 | 326.7269 | 531.6913 | 326.7269 | 531.6913
2580 | 305.342 | 545.6409 | 305.342 | 545.6409
2581 | 293.1356 | 584.7319 | 293.1356 | 584.7319
2582 | 283.0108 | 605.6293 | 283.0108 | 605.6293
2583 | 279.1451 | 618.2066 | 279.1451 | 618.2066
2584 | 278.8904 | 642.5259 | 278.8904 | 642.5259
2585 | 284.8203 | 685.5262 | 284.8203 | 685.5262
2586 | 294.0487 | 707.1606 | 294.0487 | 707.1606
2587 | 309.079 | 720.8931 | 309.079 | 720.8931
2588 | 328.2067 | 725.5114 | 328.2067 | 725.5114
2589 | 347.5411 | 730.6598 | 347.5411 | 730.6598
2590 | 363.6495 | 731.1519 | 363.6495 | 731.1519
2591 | 388.8547 | 728.3293 | 388.8547 | 728.3293
2592 | 383.1235 | 725.8599 | 383.1235 | 725.8599
2593 | 368.3357 | 721.8562 | 368.3357 | 721.8562
2594 | 365.6401 | 716.4324 | 365.6401 | 716.4324
2595 | 365.949 | 719.6445 | 365.949 | 719.6445
2596 | 372.5832 | 708.9674 | 372.5832 | 708.9674
2597 | 388.662 | 661.784 | 388.662 | 661.784
2598 | 398.8509 | 615.6587 | 398.8509 | 615.6587
2599 | 387.2263 | 573.9576 | 387.2263 | 573.9576
2600 | 372.4548 | 549.512 | 372.4548 | 549.512
2601 | 358.431 | 537.6968 | 358.431 | 537.6968
2602 | 342.5925 | 530.7528 | 342.5925 | 530.7528
2603 | 320.5459 | 525.127 | 320.5459 | 525.127
2604 | 304.3381 | 547.7167 | 304.3381 | 547.7167
2605 | 290.0776 | 591.9414 | 290.0776 | 591.9414
2606 | 282.4082 | 620.3008 | 282.4082 | 620.3008
2607 | 279.5731 | 656.1898 | 279.5731 | 656.1898
2608 | 281.2455 | 688.0832 | 281.2455 | 688.0832
2609 | 284.5623 | 725.7255 | 284.5623 | 725.7255
2610 | 292.9974 | 750.9787 | 292.9974 | 750.9787
2611 | 309.84 | 762.9439 | 309.84 | 762.9439
2612 | 327.7796 | 773.1447 | 327.7796 | 773.1447
2613 | 345.0873 | 772.5142 | 345.0873 | 772.5142
2614 | 362.828 | 770.4815 | 362.828 | 770.4815
2615 | 389.863 | 763.1145 | 389.863 | 763.1145
2616 | 384.2852 | 765.1896 | 384.2852 | 765.1896
2617 | 371.6808 | 766.8805 | 371.6808 | 766.8805
2618 | 367.1368 | 768.3858 | 367.1368 | 768.3858
2619 | 367.7312 | 778.5268 | 367.7312 | 778.5268
2620 | 379.6287 | 777.8364 | 379.6287 | 777.8364
2621 | 402.4872 | 732.4203 | 402.4872 | 732.4203
2622 | 407.3233 | 667.6681 | 407.3233 | 667.6681
2623 | 389.5753 | 615.9243 | 389.5753 | 615.9243
2624 | 374.668 | 581.8005 | 374.668 | 581.8005
2625 | 360.1019 | 560.1108 | 360.1019 | 560.1108
2626 | 343.2231 | 549.4639 | 343.2231 | 549.4639
2627 | 320.0338 | 546.3067 | 320.0338 | 546.3067
2628 | 302.2625 | 573.6654 | 302.2625 | 573.6654
2629 | 287.8647 | 607.9033 | 287.8647 | 607.9033
2630 | 279.832 | 631.0449 | 279.832 | 631.0449
2631 | 276.177 | 652.6832 | 276.177 | 652.6832
2632 | 276.9287 | 679.8077 | 276.9287 | 679.8077
2633 | 280.0787 | 719.8625 | 280.0787 | 719.8625
2634 | 291.4088 | 740.2906 | 291.4088 | 740.2906
2635 | 313.7216 | 752.2278 | 313.7216 | 752.2278
2636 | 334.5403 | 755.4715 | 334.5403 | 755.4715
2637 | 349.4948 | 762.4714 | 349.4948 | 762.4714
2638 | 366.3141 | 771.772 | 366.3141 | 771.772
2639 | 398.3344 | 775.6259 | 398.3344 | 775.6259
2640 | 389.1673 | 780.8148 | 389.1673 | 780.8148
2641 | 373.46 | 790.2763 | 373.46 | 790.2763
2642 | 369.2263 | 798.8789 | 369.2263 | 798.8789
2643 | 371.5865 | 812.8351 | 371.5865 | 812.8351
2644 | 382.1138 | 811.4153 | 382.1138 | 811.4153
2645 | 401.621 | 765.326 | 401.621 | 765.326
2646 | 413.0085 | 706.8576 | 413.0085 | 706.8576
2647 | 393.5308 | 665.9981 | 393.5308 | 665.9981
2648 | 376.9851 | 630.1631 | 376.9851 | 630.1631
2649 | 364.7873 | 604.7985 | 364.7873 | 604.7985
2650 | 346.6933 | 596.3958 | 346.6933 | 596.3958
2651 | 324.0083 | 594.6413 | 324.0083 | 594.6413
2652 | 300.0781 | 613.9769 | 300.0781 | 613.9769
2653 | 287.4075 | 641.5664 | 287.4075 | 641.5664
2654 | 279.913 | 659.2097 | 279.913 | 659.2097
2655 | 276.3052 | 674.2275 | 276.3052 | 674.2275
2656 | 277.5077 | 695.1525 | 277.5077 | 695.1525
2657 | 283.1378 | 735.8525 | 283.1378 | 735.8525
2658 | 297.4893 | 762.8729 | 297.4893 | 762.8729
2659 | 323.8365 | 791.2489 | 323.8365 | 791.2489
2660 | 351.1755 | 814.8588 | 351.1755 | 814.8588
2661 | 369.8112 | 834.0896 | 369.8112 | 834.0896
2662 | 385.0617 | 846.7564 | 385.0617 | 846.7564
2663 | 413.5967 | 851.5642 | 413.5967 | 851.5642
2664 | 406.1626 | 859.6425 | 406.1626 | 859.6425
2665 | 385.6459 | 873.6766 | 385.6459 | 873.6766
2666 | 377.1725 | 883.7379 | 377.1725 | 883.7379
2667 | 386.951 | 894.7485 | 386.951 | 894.7485
2668 | 394.0948 | 887.9988 | 394.0948 | 887.9988
2669 | 415.8397 | 837.4491 | 415.8397 | 837.4491
2670 | 419.9577 | 772.7811 | 419.9577 | 772.7811
2671 | 398.5964 | 724.8243 | 398.5964 | 724.8243
2672 | 380.3839 | 683.5752 | 380.3839 | 683.5752
2673 | 364.3478 | 649.8229 | 364.3478 | 649.8229
2674 | 345.0804 | 629.6942 | 345.0804 | 629.6942
2675 | 321.277 | 623.1707 | 321.277 | 623.1707
2676 | 300.5513 | 641.3842 | 300.5513 | 641.3842
2677 | 286.9733 | 668.6651 | 286.9733 | 668.6651
2678 | 280.7429 | 678.4537 | 280.7429 | 678.4537
2679 | 276.797 | 685.4766 | 276.797 | 685.4766
2680 | 276.9374 | 699.725 | 276.9374 | 699.725
2681 | 284.1467 | 734.6462 | 284.1467 | 734.6462
2682 | 295.3387 | 754.8219 | 295.3387 | 754.8219
2683 | 321.74 | 763.8416 | 321.74 | 763.8416
2684 | 352.2262 | 767.1975 | 352.2262 | 767.1975
2685 | 371.5391 | 771.7288 | 371.5391 | 771.7288
2686 | 390.6622 | 758.1384 | 390.6622 | 758.1384
2687 | 415.4692 | 754.2498 | 415.4692 | 754.2498
2688 | 404.8556 | 777.9254 | 404.8556 | 777.9254
2689 | 386.6433 | 772.9679 | 386.6433 | 772.9679
2690 | 383.7458 | 755.8463 | 383.7458 | 755.8463
2691 | 385.6319 | 756.1689 | 385.6319 | 756.1689
2692 | 390.2893 | 754.693 | 390.2893 | 754.693
2693 | 410.0323 | 747.7651 | 410.0323 | 747.7651
2694 | 420.4672 | 726.4102 | 420.4672 | 726.4102
2695 | 398.6889 | 705.8608 | 398.6889 | 705.8608
2696 | 380.2394 | 691.0372 | 380.2394 | 691.0372
2697 | 362.4473 | 675.4629 | 362.4473 | 675.4629
2698 | 342.1713 | 662.2352 | 342.1713 | 662.2352
2699 | 319.726 | 657.9839 | 319.726 | 657.9839
2700 | 298.1169 | 715.0783 | 298.1169 | 715.0783
2701 | 286.3132 | 782.5585 | 286.3132 | 782.5585
2702 | 277.1565 | 808.3651 | 277.1565 | 808.3651
2703 | 274.7625 | 845.6567 | 274.7625 | 845.6567
2704 | 277.8946 | 874.9133 | 277.8946 | 874.9133
2705 | 281.7261 | 926.8062 | 281.7261 | 926.8062
2706 | 295.0144 | 934.3863 | 295.0144 | 934.3863
2707 | 322.33 | 929.2956 | 322.33 | 929.2956
2708 | 351.4852 | 924.1796 | 351.4852 | 924.1796
2709 | 375.2405 | 941.5309 | 375.2405 | 941.5309
2710 | 393.172 | 928.0247 | 393.172 | 928.0247
2711 | 418.4588 | 916.9266 | 418.4588 | 916.9266
2712 | 409.7191 | 919.6469 | 409.7191 | 919.6469
2713 | 386.9257 | 904.7588 | 386.9257 | 904.7588
2714 | 382.2982 | 905.6189 | 382.2982 | 905.6189
2715 | 389.3051 | 921.3704 | 389.3051 | 921.3704
2716 | 395.1448 | 920.9886 | 395.1448 | 920.9886
2717 | 413.3627 | 889.0097 | 413.3627 | 889.0097
2718 | 422.1423 | 853.0114 | 422.1423 | 853.0114
2719 | 405.3479 | 824.3828 | 405.3479 | 824.3828
2720 | 386.1905 | 794.7475 | 386.1905 | 794.7475
2721 | 369.1492 | 763.1552 | 369.1492 | 763.1552
2722 | 350.7905 | 732.3104 | 350.7905 | 732.3104
2723 | 329.7705 | 705.1683 | 329.7705 | 705.1683
2724 | 309.4862 | 700.7434 | 309.4862 | 700.7434
2725 | 296.765 | 728.5012 | 296.765 | 728.5012
2726 | 291.1383 | 741.8525 | 291.1383 | 741.8525
2727 | 285.1431 | 741.3012 | 285.1431 | 741.3012
2728 | 287.9407 | 734.1455 | 287.9407 | 734.1455
2729 | 292.0107 | 732.907 | 292.0107 | 732.907
2730 | 305.7275 | 725.2264 | 305.7275 | 725.2264
2731 | 325.2002 | 718.7611 | 325.2002 | 718.7611
2732 | 346.1868 | 708.2871 | 346.1868 | 708.2871
2733 | 369.2623 | 699.7739 | 369.2623 | 699.7739
2734 | 384.5547 | 686.3239 | 384.5547 | 686.3239
2735 | 406.3306 | 683.1927 | 406.3306 | 683.1927
2736 | 404.2789 | 690.2892 | 404.2789 | 690.2892
2737 | 382.2025 | 693.8036 | 382.2025 | 693.8036
2738 | 378.613 | 679.7678 | 378.613 | 679.7678
2739 | 385.7236 | 669.6829 | 385.7236 | 669.6829
2740 | 390.9545 | 662.2037 | 390.9545 | 662.2037
2741 | 408.4779 | 630.309 | 408.4779 | 630.309
2742 | 411.5801 | 596.3305 | 411.5801 | 596.3305
2743 | 393.1718 | 572.1623 | 393.1718 | 572.1623
2744 | 379.9027 | 559.3024 | 379.9027 | 559.3024
2745 | 364.5682 | 548.9178 | 364.5682 | 548.9178
2746 | 349.1161 | 541.8055 | 349.1161 | 541.8055
2747 | 329.7612 | 537.6946 | 329.7612 | 537.6946
2748 | 309.9387 | 550.7745 | 309.9387 | 550.7745
2749 | 296.5285 | 575.5026 | 296.5285 | 575.5026
2750 | 289.346 | 601.0287 | 289.346 | 601.0287
2751 | 285.6838 | 623.5085 | 285.6838 | 623.5085
2752 | 285.9016 | 646.7618 | 285.9016 | 646.7618
2753 | 291.4859 | 680.7292 | 291.4859 | 680.7292
2754 | 303.3641 | 700.6243 | 303.3641 | 700.6243
2755 | 318.5205 | 726.3353 | 318.5205 | 726.3353
2756 | 334.2685 | 745.0921 | 334.2685 | 745.0921
2757 | 353.1258 | 760.9285 | 353.1258 | 760.9285
2758 | 371.408 | 766.3298 | 371.408 | 766.3298
2759 | 391.2844 | 768.2481 | 391.2844 | 768.2481
2760 | 387.9775 | 770.744 | 387.9775 | 770.744
2761 | 371.9311 | 783.2913 | 371.9311 | 783.2913
2762 | 373.6269 | 803.732 | 373.6269 | 803.732
2763 | 374.3822 | 839.2325 | 374.3822 | 839.2325
2764 | 385.7633 | 867.3521 | 385.7633 | 867.3521
2765 | 407.6524 | 833.6339 | 407.6524 | 833.6339
2766 | 406.1153 | 767.8719 | 406.1153 | 767.8719
2767 | 387.9027 | 717.5587 | 387.9027 | 717.5587
2768 | 374.229 | 670.6149 | 374.229 | 670.6149
2769 | 360.7525 | 639.3873 | 360.7525 | 639.3873
2770 | 346.9956 | 618.922 | 346.9956 | 618.922
2771 | 329.595 | 611.9778 | 329.595 | 611.9778
2772 | 310.9442 | 665.6777 | 310.9442 | 665.6777
2773 | 296.4338 | 746.0621 | 296.4338 | 746.0621
2774 | 289.2394 | 782.8092 | 289.2394 | 782.8092
2775 | 285.2407 | 804.9244 | 285.2407 | 804.9244
2776 | 286.4491 | 824.2223 | 286.4491 | 824.2223
2777 | 290.7174 | 886.4947 | 290.7174 | 886.4947
2778 | 302.3605 | 923.2494 | 302.3605 | 923.2494
2779 | 318.6738 | 949.3251 | 318.6738 | 949.3251
2780 | 335.1465 | 957.8707 | 335.1465 | 957.8707
2781 | 349.0989 | 973.0619 | 349.0989 | 973.0619
2782 | 363.2686 | 969.7669 | 363.2686 | 969.7669
2783 | 386.0511 | 963.6341 | 386.0511 | 963.6341
2784 | 383.1497 | 971.1795 | 383.1497 | 971.1795
2785 | 370.0706 | 979.5469 | 370.0706 | 979.5469
2786 | 368.9292 | 995.1346 | 368.9292 | 995.1346
2787 | 373.9363 | 1021.9108 | 373.9363 | 1021.9108
2788 | 382.6429 | 1019.8458 | 382.6429 | 1019.8458
2789 | 404.2907 | 950.0801 | 404.2907 | 950.0801
2790 | 410.602 | 869.871 | 410.602 | 869.871
2791 | 389.8582 | 806.2609 | 389.8582 | 806.2609
2792 | 377.8242 | 747.7594 | 377.8242 | 747.7594
2793 | 364.4722 | 698.9148 | 364.4722 | 698.9148
2794 | 348.4705 | 672.3621 | 348.4705 | 672.3621
2795 | 327.5021 | 664.0433 | 327.5021 | 664.0433
2796 | 307.9192 | 693.6181 | 307.9192 | 693.6181
2797 | 296.3327 | 723.1713 | 296.3327 | 723.1713
2798 | 290.4553 | 734.3905 | 290.4553 | 734.3905
2799 | 287.0327 | 753.0552 | 287.0327 | 753.0552
2800 | 287.9659 | 782.5923 | 287.9659 | 782.5923
2801 | 293.7396 | 827.8929 | 293.7396 | 827.8929
2802 | 303.9497 | 859.0652 | 303.9497 | 859.0652
2803 | 322.204 | 882.6161 | 322.204 | 882.6161
2804 | 345.7198 | 898.6798 | 345.7198 | 898.6798
2805 | 362.0505 | 923.5211 | 362.0505 | 923.5211
2806 | 373.6674 | 948.2786 | 373.6674 | 948.2786
2807 | 395.0561 | 962.5962 | 395.0561 | 962.5962
2808 | 388.4292 | 973.0309 | 388.4292 | 973.0309
2809 | 370.1845 | 982.2119 | 370.1845 | 982.2119
2810 | 368.6897 | 987.3079 | 368.6897 | 987.3079
2811 | 374.4813 | 1003.4241 | 374.4813 | 1003.4241
2812 | 387.2586 | 1003.94 | 387.2586 | 1003.94
2813 | 408.7295 | 952.2962 | 408.7295 | 952.2962
2814 | 412.9167 | 903.4779 | 412.9167 | 903.4779
2815 | 392.6922 | 847.7786 | 392.6922 | 847.7786
2816 | 380.4861 | 794.3828 | 380.4861 | 794.3828
2817 | 365.2869 | 747.3055 | 365.2869 | 747.3055
2818 | 346.3224 | 721.931 | 346.3224 | 721.931
2819 | 322.0419 | 711.7887 | 322.0419 | 711.7887
2820 | 302.6331 | 738.5022 | 302.6331 | 738.5022
2821 | 292.2692 | 784.9149 | 292.2692 | 784.9149
2822 | 286.6164 | 802.7827 | 286.6164 | 802.7827
2823 | 283.3939 | 816.5101 | 283.3939 | 816.5101
2824 | 287.7412 | 829.917 | 287.7412 | 829.917
2825 | 293.3485 | 863.5477 | 293.3485 | 863.5477
2826 | 309.8503 | 892.1952 | 309.8503 | 892.1952
2827 | 337.1669 | 917.0085 | 337.1669 | 917.0085
2828 | 366.6075 | 927.3496 | 366.6075 | 927.3496
2829 | 387.8332 | 927.3363 | 387.8332 | 927.3363
2830 | 400.5052 | 940.7044 | 400.5052 | 940.7044
2831 | 422.9926 | 958.4725 | 422.9926 | 958.4725
2832 | 410.6443 | 972.5821 | 410.6443 | 972.5821
2833 | 386.7455 | 988.5799 | 386.7455 | 988.5799
2834 | 386.6493 | 1006.1873 | 386.6493 | 1006.1873
2835 | 394.0852 | 1030.4949 | 394.0852 | 1030.4949
2836 | 403.2114 | 1045.065 | 403.2114 | 1045.065
2837 | 424.2834 | 1011.0944 | 424.2834 | 1011.0944
2838 | 428.1284 | 978.771 | 428.1284 | 978.771
2839 | 410.5604 | 940.5765 | 410.5604 | 940.5765
2840 | 391.825 | 908.4445 | 391.825 | 908.4445
2841 | 374.4022 | 873.2615 | 374.4022 | 873.2615
2842 | 356.0098 | 846.2319 | 356.0098 | 846.2319
2843 | 331.4057 | 827.8422 | 331.4057 | 827.8422
2844 | 307.2988 | 841.4831 | 307.2988 | 841.4831
2845 | 295.8789 | 883.5758 | 295.8789 | 883.5758
2846 | 289.0112 | 902.9022 | 289.0112 | 902.9022
2847 | 287.2706 | 911.8608 | 287.2706 | 911.8608
2848 | 290.3215 | 924.2296 | 290.3215 | 924.2296
2849 | 297.0395 | 947.7615 | 297.0395 | 947.7615
2850 | 311.5997 | 956.7161 | 311.5997 | 956.7161
2851 | 340.6901 | 963.5477 | 340.6901 | 963.5477
2852 | 369.2478 | 966.567 | 369.2478 | 966.567
2853 | 386.925 | 974.184 | 386.925 | 974.184
2854 | 402.9141 | 980.0341 | 402.9141 | 980.0341
2855 | 425.6433 | 982.5416 | 425.6433 | 982.5416
2856 | 412.9039 | 988.1793 | 412.9039 | 988.1793
2857 | 395.1979 | 1001.6524 | 395.1979 | 1001.6524
2858 | 394.5675 | 1017.9413 | 394.5675 | 1017.9413
2859 | 399.9831 | 1032.5427 | 399.9831 | 1032.5427
2860 | 409.6176 | 1023.2682 | 409.6176 | 1023.2682
2861 | 429.9139 | 969.2119 | 429.9139 | 969.2119
2862 | 437.5742 | 904.2634 | 437.5742 | 904.2634
2863 | 417.853 | 830.9752 | 417.853 | 830.9752
2864 | 398.0964 | 763.1322 | 398.0964 | 763.1322
2865 | 380.5534 | 705.8438 | 380.5534 | 705.8438
2866 | 363.935 | 666.9199 | 363.935 | 666.9199
2867 | 337.9493 | 652.4856 | 337.9493 | 652.4856
2868 | 315.6756 | 680.3492 | 315.6756 | 680.3492
2869 | 304.9454 | 705.2457 | 304.9454 | 705.2457
2870 | 296.0125 | 716.1844 | 296.0125 | 716.1844
2871 | 293.8472 | 729.4069 | 293.8472 | 729.4069
2872 | 297.8804 | 739.3352 | 297.8804 | 739.3352
2873 | 300.808 | 763.4842 | 300.808 | 763.4842
2874 | 319.1145 | 772.5791 | 319.1145 | 772.5791
2875 | 346.7673 | 775.7078 | 346.7673 | 775.7078
2876 | 380.4307 | 773.6216 | 380.4307 | 773.6216
2877 | 391.6283 | 778.9944 | 391.6283 | 778.9944
2878 | 407.7375 | 786.1629 | 407.7375 | 786.1629
2879 | 428.8873 | 786.2298 | 428.8873 | 786.2298
2880 | 417.0248 | 785.163 | 417.0248 | 785.163
2881 | 396.7262 | 783.4596 | 396.7262 | 783.4596
2882 | 395.7119 | 801.8525 | 395.7119 | 801.8525
2883 | 400.081 | 834.6319 | 400.081 | 834.6319
2884 | 411.0793 | 851.811 | 411.0793 | 851.811
2885 | 434.2833 | 808.6111 | 434.2833 | 808.6111
2886 | 439.8941 | 733.1148 | 439.8941 | 733.1148
2887 | 418.8245 | 688.1035 | 418.8245 | 688.1035
2888 | 403.8646 | 655.158 | 403.8646 | 655.158
2889 | 389.8792 | 629.7933 | 389.8792 | 629.7933
2890 | 368.2174 | 612.3016 | 368.2174 | 612.3016
2891 | 344.5286 | 606.1428 | 344.5286 | 606.1428
2892 | 318.9027 | 643.6284 | 318.9027 | 643.6284
2893 | 304.292 | 720.899 | 304.292 | 720.899
2894 | 296.2818 | 763.7335 | 296.2818 | 763.7335
2895 | 294.0822 | 794.6852 | 294.0822 | 794.6852
2896 | 295.3554 | 811.1778 | 295.3554 | 811.1778
2897 | 301.5553 | 846.3795 | 301.5553 | 846.3795
2898 | 314.5735 | 862.5437 | 314.5735 | 862.5437
2899 | 336.2136 | 861.2401 | 336.2136 | 861.2401
2900 | 359.9964 | 864.9607 | 359.9964 | 864.9607
2901 | 378.9214 | 883.406 | 378.9214 | 883.406
2902 | 391.9524 | 876.8007 | 391.9524 | 876.8007
2903 | 415.295 | 878.3824 | 415.295 | 878.3824
2904 | 403.7825 | 891.4822 | 403.7825 | 891.4822
2905 | 382.0479 | 902.5146 | 382.0479 | 902.5146
2906 | 377.9944 | 908.1997 | 377.9944 | 908.1997
2907 | 381.9966 | 924.5123 | 381.9966 | 924.5123
2908 | 386.5993 | 939.363 | 386.5993 | 939.363
2909 | 400.369 | 906.795 | 400.369 | 906.795
2910 | 394.8696 | 842.127 | 394.8696 | 842.127
2911 | 385.0925 | 806.9622 | 385.0925 | 806.9622
2912 | 370.0483 | 766.0217 | 370.0483 | 766.0217
2913 | 361.367 | 723.0961 | 361.367 | 723.0961
2914 | 349.1137 | 687.763 | 349.1137 | 687.763
2915 | 333.6847 | 679.4161 | 333.6847 | 679.4161
2916 | 323.1308 | 1165.6039 | 323.1308 | 1165.6039
2917 | 310.3359 | 1216.8898 | 310.3359 | 1216.8898
2918 | 300.3057 | 1258.1038 | 300.3057 | 1258.1038
2919 | 302.1872 | 1288.9431 | 302.1872 | 1288.9431
2920 | 301.3812 | 1320.4949 | 301.3812 | 1320.4949
2921 | 304.9017 | 1353.1756 | 304.9017 | 1353.1756
2922 | 316.3111 | 1371.1388 | 316.3111 | 1371.1388
2923 | 333.1037 | 1362.6839 | 333.1037 | 1362.6839
2924 | 357.1918 | 1371.9569 | 357.1918 | 1371.9569
2925 | 369.278 | 1381.2472 | 369.278 | 1381.2472
2926 | 385.611 | 1377.4878 | 385.611 | 1377.4878
2927 | 408.2454 | 1365.0142 | 408.2454 | 1365.0142
2928 | 406.233 | 1360.7512 | 406.233 | 1360.7512
2929 | 392.6392 | 1351.9328 | 392.6392 | 1351.9328
2930 | 390.9452 | 1337.7863 | 390.9452 | 1337.7863
2931 | 394.9643 | 1330.1947 | 394.9643 | 1330.1947
2932 | 413.9508 | 1322.2768 | 413.9508 | 1322.2768
2933 | 431.6473 | 1299.1153 | 431.6473 | 1299.1153
2934 | 419.497 | 1275.9271 | 419.497 | 1275.9271
2935 | 408.9505 | 1244.7038 | 408.9505 | 1244.7038
2936 | 394.2057 | 1204.8572 | 394.2057 | 1204.8572
2937 | 376.2374 | 1150.6812 | 376.2374 | 1150.6812
2938 | 359.8187 | 1091.2614 | 359.8187 | 1091.2614
2939 | 340.0418 | 1065.1773 | 340.0418 | 1065.1773
2940 | 321.7627 | 1130.9735 | 321.7627 | 1130.9735
2941 | 308.3212 | 1180.5302 | 308.3212 | 1180.5302
2942 | 300.9068 | 1180.8339 | 300.9068 | 1180.8339
2943 | 298.7038 | 1188.4649 | 298.7038 | 1188.4649
2944 | 300.238 | 1178.5149 | 300.238 | 1178.5149
2945 | 308.7205 | 1143.664 | 308.7205 | 1143.664
2946 | 320.227 | 1105.9728 | 320.227 | 1105.9728
2947 | 332.9933 | 1065.5724 | 332.9933 | 1065.5724
2948 | 350.3281 | 1035.6189 | 350.3281 | 1035.6189
2949 | 365.9739 | 1007.4119 | 365.9739 | 1007.4119
2950 | 388.0662 | 1008.3396 | 388.0662 | 1008.3396
2951 | 403.5074 | 1010.1096 | 403.5074 | 1010.1096
2952 | 396.5761 | 982.5928 | 396.5761 | 982.5928
2953 | 385.7117 | 946.9255 | 385.7117 | 946.9255
2954 | 383.554 | 941.3343 | 383.554 | 941.3343
2955 | 395.25 | 954.0841 | 395.25 | 954.0841
2956 | 413.5877 | 962.8216 | 413.5877 | 962.8216
2957 | 437.589 | 894.2446 | 437.589 | 894.2446
2958 | 422.7811 | 859.4067 | 422.7811 | 859.4067
2959 | 403.4453 | 855.3508 | 403.4453 | 855.3508
2960 | 388.3253 | 851.3633 | 388.3253 | 851.3633
2961 | 378.3485 | 844.1954 | 378.3485 | 844.1954
2962 | 359.1028 | 841.7041 | 359.1028 | 841.7041
2963 | 337.4272 | 831.7749 | 337.4272 | 831.7749
2964 | 318.0425 | 826.2624 | 318.0425 | 826.2624
2965 | 303.9884 | 825.58 | 303.9884 | 825.58
2966 | 299.1723 | 829.5697 | 299.1723 | 829.5697
2967 | 297.1258 | 830.2383 | 297.1258 | 830.2383
2968 | 297.3218 | 864.0199 | 297.3218 | 864.0199
2969 | 306.3021 | 909.5789 | 306.3021 | 909.5789
2970 | 315.9627 | 942.3317 | 315.9627 | 942.3317
2971 | 334.5407 | 950.7597 | 334.5407 | 950.7597
2972 | 358.2746 | 954.0259 | 358.2746 | 954.0259
2973 | 372.7552 | 952.3946 | 372.7552 | 952.3946
2974 | 385.5054 | 961.468 | 385.5054 | 961.468
2975 | 397.3133 | 987.1288 | 397.3133 | 987.1288
2976 | 400.5277 | 997.3369 | 400.5277 | 997.3369
2977 | 383.1696 | 1006.721 | 383.1696 | 1006.721
2978 | 384.0581 | 1011.6417 | 384.0581 | 1011.6417
2979 | 392.2236 | 1022.7078 | 392.2236 | 1022.7078
2980 | 421.0676 | 1034.4032 | 421.0676 | 1034.4032
2981 | 437.6675 | 1037.4533 | 437.6675 | 1037.4533
2982 | 423.4525 | 1021.0456 | 423.4525 | 1021.0456
2983 | 406.8304 | 990.869 | 406.8304 | 990.869
2984 | 390.8546 | 964.6288 | 390.8546 | 964.6288
2985 | 375.4347 | 925.7429 | 375.4347 | 925.7429
2986 | 363.1926 | 914.924 | 363.1926 | 914.924
2987 | 340.3539 | 920.4669 | 340.3539 | 920.4669
2988 | 317.7635 | 948.7657 | 317.7635 | 948.7657
2989 | 305.3717 | 981.2575 | 305.3717 | 981.2575
2990 | 299.6315 | 1011.641 | 299.6315 | 1011.641
2991 | 297.6879 | 1034.5621 | 297.6879 | 1034.5621
2992 | 300.8939 | 1051.5064 | 300.8939 | 1051.5064
2993 | 310.631 | 1079.2724 | 310.631 | 1079.2724
2994 | 324.6311 | 1109.8409 | 324.6311 | 1109.8409
2995 | 341.6726 | 1122.8195 | 341.6726 | 1122.8195
2996 | 371.0702 | 1134.1403 | 371.0702 | 1134.1403
2997 | 391.0362 | 1135.9221 | 391.0362 | 1135.9221
2998 | 403.5323 | 1139.8077 | 403.5323 | 1139.8077
2999 | 430.0398 | 1140.5765 | 430.0398 | 1140.5765
3000 | 424.3243 | 1142.2749 | 424.3243 | 1142.2749
3001 | 399.9502 | 1144.651 | 399.9502 | 1144.651
3002 | 399.6759 | 1145.5216 | 399.6759 | 1145.5216
3003 | 413.4338 | 1149.5342 | 413.4338 | 1149.5342
3004 | 434.6405 | 1148.9428 | 434.6405 | 1148.9428
3005 | 452.6403 | 1140.3889 | 452.6403 | 1140.3889
3006 | 444.5744 | 1110.2382 | 444.5744 | 1110.2382
3007 | 421.5063 | 1079.0604 | 421.5063 | 1079.0604
3008 | 405.4199 | 1049.7713 | 405.4199 | 1049.7713
3009 | 391.2759 | 1019.4862 | 391.2759 | 1019.4862
3010 | 371.8457 | 1003.2064 | 371.8457 | 1003.2064
3011 | 346.2962 | 1005.0178 | 346.2962 | 1005.0178
3012 | 327.5229 | 1051.1097 | 327.5229 | 1051.1097
3013 | 310.4109 | 1085.9678 | 310.4109 | 1085.9678
3014 | 305.2357 | 1118.0805 | 305.2357 | 1118.0805
3015 | 303.212 | 1148.4647 | 303.212 | 1148.4647
3016 | 303.827 | 1181.6548 | 303.827 | 1181.6548
3017 | 312.624 | 1215.8372 | 312.624 | 1215.8372
3018 | 325.8284 | 1259.739 | 325.8284 | 1259.739
3019 | 345.377 | 1290.1011 | 345.377 | 1290.1011
3020 | 373.2477 | 1322.1729 | 373.2477 | 1322.1729
3021 | 389.3284 | 1349.9388 | 389.3284 | 1349.9388
3022 | 404.4407 | 1373.7108 | 404.4407 | 1373.7108
3023 | 429.231 | 1406.6526 | 429.231 | 1406.6526
3024 | 425.9985 | 1442.2988 | 425.9985 | 1442.2988
3025 | 406.5606 | 1474.7546 | 406.5606 | 1474.7546
3026 | 404.7527 | 1502.019 | 404.7527 | 1502.019
3027 | 415.2124 | 1530.5596 | 415.2124 | 1530.5596
3028 | 441.5259 | 1566.4188 | 441.5259 | 1566.4188
3029 | 450.6435 | 1555.4075 | 450.6435 | 1555.4075
3030 | 446.6517 | 1509.9211 | 446.6517 | 1509.9211
3031 | 426.2311 | 1466.5477 | 426.2311 | 1466.5477
3032 | 404.9132 | 1431.2972 | 404.9132 | 1431.2972
3033 | 390.5076 | 1410.3409 | 390.5076 | 1410.3409
3034 | 376.5738 | 1416.4503 | 376.5738 | 1416.4503
3035 | 349.1755 | 1442.1526 | 349.1755 | 1442.1526
3036 | 325.0237 | 1497.1182 | 325.0237 | 1497.1182
3037 | 311.2479 | 1542.1242 | 311.2479 | 1542.1242
3038 | 305.664 | 1579.6522 | 305.664 | 1579.6522
3039 | 301.9879 | 1602.5279 | 301.9879 | 1602.5279
3040 | 306.3359 | 1622.9761 | 306.3359 | 1622.9761
3041 | 312.9795 | 1653.518 | 312.9795 | 1653.518
3042 | 323.566 | 1682.4482 | 323.566 | 1682.4482
3043 | 340.6284 | 1692.56 | 340.6284 | 1692.56
3044 | 367.2679 | 1706.4292 | 367.2679 | 1706.4292
3045 | 387.0045 | 1712.8981 | 387.0045 | 1712.8981
3046 | 401.9012 | 1723.3367 | 401.9012 | 1723.3367
3047 | 424.6392 | 1736.8017 | 424.6392 | 1736.8017
3048 | 419.8995 | 1751.1509 | 419.8995 | 1751.1509
3049 | 402.4264 | 1774.0959 | 402.4264 | 1774.0959
3050 | 404.9401 | 1810.5526 | 404.9401 | 1810.5526
3051 | 415.8007 | 1865.3504 | 415.8007 | 1865.3504
3052 | 442.1868 | 1902.6658 | 442.1868 | 1902.6658
3053 | 453.0156 | 1884.3735 | 453.0156 | 1884.3735
3054 | 444.4632 | 1793.4717 | 444.4632 | 1793.4717
3055 | 428.8541 | 1707.4587 | 428.8541 | 1707.4587
3056 | 410.4229 | 1623.0158 | 410.4229 | 1623.0158
3057 | 392.0154 | 1544.1753 | 392.0154 | 1544.1753
3058 | 375.7251 | 1495.1309 | 375.7251 | 1495.1309
3059 | 348.8321 | 1471.4132 | 348.8321 | 1471.4132
3060 | 329.1805 | 1484.5584 | 329.1805 | 1484.5584
3061 | 314.3309 | 1504.7635 | 314.3309 | 1504.7635
3062 | 307.5296 | 1513.4403 | 307.5296 | 1513.4403
3063 | 305.4826 | 1503.1873 | 305.4826 | 1503.1873
3064 | 307.7657 | 1491.9176 | 307.7657 | 1491.9176
3065 | 314.17 | 1493.1078 | 314.17 | 1493.1078
3066 | 325.5551 | 1498.9208 | 325.5551 | 1498.9208
3067 | 342.2031 | 1482.4113 | 342.2031 | 1482.4113
3068 | 369.1652 | 1473.3452 | 369.1652 | 1473.3452
3069 | 384.7475 | 1457.2885 | 384.7475 | 1457.2885
3070 | 393.9311 | 1432.6416 | 393.9311 | 1432.6416
3071 | 416.5745 | 1421.3512 | 416.5745 | 1421.3512
3072 | 414.3662 | 1413.4932 | 414.3662 | 1413.4932
3073 | 396.8968 | 1387.0637 | 396.8968 | 1387.0637
3074 | 398.0868 | 1372.4622 | 398.0868 | 1372.4622
3075 | 406.273 | 1355.3143 | 406.273 | 1355.3143
3076 | 433.5214 | 1332.1972 | 433.5214 | 1332.1972
3077 | 444.4868 | 1294.3371 | 444.4868 | 1294.3371
3078 | 434.9831 | 1232.696 | 434.9831 | 1232.696
3079 | 417.8729 | 1170.0278 | 417.8729 | 1170.0278
3080 | 400.4692 | 1133.6397 | 400.4692 | 1133.6397
3081 | 387.1082 | 1101.8073 | 387.1082 | 1101.8073
3082 | 368.491 | 1094.9019 | 368.491 | 1094.9019
3083 | 344.9189 | 1093.9829 | 344.9189 | 1093.9829
3084 | 328.8927 | 1110.6321 | 328.8927 | 1110.6321
3085 | 315.098 | 1131.9748 | 315.098 | 1131.9748
3086 | 308.3354 | 1141.5163 | 308.3354 | 1141.5163
3087 | 307.1261 | 1135.8139 | 307.1261 | 1135.8139
3088 | 303.3334 | 1137.6956 | 303.3334 | 1137.6956
3089 | 309.5759 | 1160.3193 | 309.5759 | 1160.3193
3090 | 321.5243 | 1195.0289 | 321.5243 | 1195.0289
3091 | 335.6951 | 1211.9211 | 335.6951 | 1211.9211
3092 | 354.2938 | 1223.0599 | 354.2938 | 1223.0599
3093 | 369.7489 | 1210.3251 | 369.7489 | 1210.3251
3094 | 385.2446 | 1195.7806 | 385.2446 | 1195.7806
3095 | 404.5349 | 1187.0841 | 404.5349 | 1187.0841
3096 | 403.8349 | 1177.8609 | 403.8349 | 1177.8609
3097 | 385.2587 | 1182.1483 | 385.2587 | 1182.1483
3098 | 385.7989 | 1169.8675 | 385.7989 | 1169.8675
3099 | 392.9886 | 1173.8347 | 392.9886 | 1173.8347
3100 | 423.4966 | 1206.0534 | 423.4966 | 1206.0534
3101 | 432.8358 | 1211.6974 | 432.8358 | 1211.6974
3102 | 419.5699 | 1162.2065 | 419.5699 | 1162.2065
3103 | 402.0247 | 1120.1072 | 402.0247 | 1120.1072
3104 | 391.325 | 1094.8682 | 391.325 | 1094.8682
3105 | 378.0934 | 1078.6445 | 378.0934 | 1078.6445
3106 | 362.8634 | 1085.1635 | 362.8634 | 1085.1635
3107 | 341.6663 | 1101.9465 | 341.6663 | 1101.9465
3108 | 323.0498 | 1138.118 | 323.0498 | 1138.118
3109 | 310.0998 | 1189.6769 | 310.0998 | 1189.6769
3110 | 304.3857 | 1262.5179 | 304.3857 | 1262.5179
3111 | 301.9511 | 1340.1833 | 301.9511 | 1340.1833
3112 | 301.5504 | 1420.154 | 301.5504 | 1420.154
3113 | 306.9715 | 1508.8531 | 306.9715 | 1508.8531
3114 | 318.4653 | 1590.2067 | 318.4653 | 1590.2067
3115 | 329.559 | 1636.0865 | 329.559 | 1636.0865
3116 | 347.8279 | 1672.2538 | 347.8279 | 1672.2538
3117 | 363.9045 | 1689.1892 | 363.9045 | 1689.1892
3118 | 376.7901 | 1693.6665 | 376.7901 | 1693.6665
3119 | 394.5268 | 1696.2555 | 394.5268 | 1696.2555
3120 | 394.5147 | 1703.5967 | 394.5147 | 1703.5967
3121 | 382.7926 | 1716.4848 | 382.7926 | 1716.4848
3122 | 382.6999 | 1730.9163 | 382.6999 | 1730.9163
3123 | 397.4484 | 1746.078 | 397.4484 | 1746.078
3124 | 423.2972 | 1764.4173 | 423.2972 | 1764.4173
3125 | 435.3092 | 1770.6984 | 435.3092 | 1770.6984
3126 | 423.7307 | 1766.4409 | 423.7307 | 1766.4409
3127 | 406.8191 | 1759.0175 | 406.8191 | 1759.0175
3128 | 391.2741 | 1749.2961 | 391.2741 | 1749.2961
3129 | 379.4566 | 1737.4411 | 379.4566 | 1737.4411
3130 | 360.4436 | 1735.0863 | 360.4436 | 1735.0863
3131 | 340.271 | 1731.346 | 340.271 | 1731.346
3132 | 322.3797 | 1737.8472 | 322.3797 | 1737.8472
3133 | 307.3256 | 1751.1353 | 307.3256 | 1751.1353
3134 | 302.9102 | 1773.4186 | 302.9102 | 1773.4186
3135 | 301.1975 | 1821.1408 | 301.1975 | 1821.1408
3136 | 302.88 | 1891.6006 | 302.88 | 1891.6006
3137 | 308.8293 | 1955.5442 | 308.8293 | 1955.5442
3138 | 317.1531 | 2013.0069 | 317.1531 | 2013.0069
3139 | 331.8002 | 2038.2723 | 331.8002 | 2038.2723
3140 | 346.7952 | 2043.4498 | 346.7952 | 2043.4498
3141 | 367.5015 | 2025.7093 | 367.5015 | 2025.7093
3142 | 380.7201 | 1997.3764 | 380.7201 | 1997.3764
3143 | 401.6813 | 1975.9835 | 401.6813 | 1975.9835
3144 | 399.0542 | 1970.5374 | 399.0542 | 1970.5374
3145 | 389.8377 | 1966.0875 | 389.8377 | 1966.0875
3146 | 387.1213 | 1956.5827 | 387.1213 | 1956.5827
3147 | 397.4573 | 1951.312 | 397.4573 | 1951.312
3148 | 428.0274 | 1954.6342 | 428.0274 | 1954.6342
3149 | 437.9214 | 1940.3464 | 437.9214 | 1940.3464
3150 | 420.9583 | 1879.6154 | 420.9583 | 1879.6154
3151 | 407.2154 | 1802.8402 | 407.2154 | 1802.8402
3152 | 391.0028 | 1739.4668 | 391.0028 | 1739.4668
3153 | 381.1385 | 1678.3283 | 381.1385 | 1678.3283
3154 | 363.2365 | 1635.9733 | 363.2365 | 1635.9733
3155 | 340.66 | 1620.9474 | 340.66 | 1620.9474
3156 | 324.1882 | 1655.4351 | 324.1882 | 1655.4351
3157 | 311.8983 | 1681.4649 | 311.8983 | 1681.4649
3158 | 301.1386 | 1695.8756 | 301.1386 | 1695.8756
3159 | 300.8534 | 1699.0925 | 300.8534 | 1699.0925
3160 | 302.3247 | 1700.7011 | 302.3247 | 1700.7011
3161 | 309.8011 | 1707.8982 | 309.8011 | 1707.8982
3162 | 321.8248 | 1723.1765 | 321.8248 | 1723.1765
3163 | 336.805 | 1724.46 | 336.805 | 1724.46
3164 | 352.377 | 1736.1904 | 352.377 | 1736.1904
3165 | 372.6201 | 1734.4226 | 372.6201 | 1734.4226
3166 | 392.4393 | 1719.0135 | 392.4393 | 1719.0135
3167 | 411.9629 | 1714.7311 | 411.9629 | 1714.7311
3168 | 413.1942 | 1724.3931 | 413.1942 | 1724.3931
3169 | 391.7889 | 1714.2549 | 391.7889 | 1714.2549
3170 | 390.5288 | 1690.5976 | 390.5288 | 1690.5976
3171 | 407.0021 | 1677.7273 | 407.0021 | 1677.7273
3172 | 432.5955 | 1681.4591 | 432.5955 | 1681.4591
3173 | 444.4689 | 1668.9915 | 444.4689 | 1668.9915
3174 | 429.4255 | 1595.4277 | 429.4255 | 1595.4277
3175 | 415.5218 | 1536.127 | 415.5218 | 1536.127
3176 | 398.4832 | 1491.9573 | 398.4832 | 1491.9573
3177 | 387.2092 | 1458.5777 | 387.2092 | 1458.5777
3178 | 370.0704 | 1442.9351 | 370.0704 | 1442.9351
3179 | 347.8137 | 1423.95 | 347.8137 | 1423.95
3180 | 327.2117 | 1439.234 | 327.2117 | 1439.234
3181 | 315.1254 | 1465.0819 | 315.1254 | 1465.0819
3182 | 303.6392 | 1464.6119 | 303.6392 | 1464.6119
3183 | 304.4855 | 1438.3862 | 304.4855 | 1438.3862
3184 | 307.3301 | 1427.9811 | 307.3301 | 1427.9811
3185 | 313.385 | 1437.954 | 313.385 | 1437.954
3186 | 324.6154 | 1447.1345 | 324.6154 | 1447.1345
3187 | 345.8244 | 1441.7286 | 345.8244 | 1441.7286
3188 | 370.3411 | 1438.2143 | 370.3411 | 1438.2143
3189 | 392.0538 | 1427.0267 | 392.0538 | 1427.0267
3190 | 403.7377 | 1427.9544 | 403.7377 | 1427.9544
3191 | 421.7036 | 1437.3239 | 421.7036 | 1437.3239
3192 | 408.7045 | 1456.8153 | 408.7045 | 1456.8153
3193 | 404.4702 | 1470.0674 | 404.4702 | 1470.0674
3194 | 406.2995 | 1450.4147 | 406.2995 | 1450.4147
3195 | 420.1107 | 1416.0199 | 420.1107 | 1416.0199
3196 | 446.0927 | 1390.0814 | 446.0927 | 1390.0814
3197 | 456.3377 | 1361.2316 | 456.3377 | 1361.2316
3198 | 451.3175 | 1306.3254 | 451.3175 | 1306.3254
3199 | 430.9729 | 1249.3 | 430.9729 | 1249.3
3200 | 418.4602 | 1199.3965 | 418.4602 | 1199.3965
3201 | 399.1544 | 1147.7688 | 399.1544 | 1147.7688
3202 | 383.0962 | 1116.5175 | 383.0962 | 1116.5175
3203 | 352.179 | 1111.4119 | 352.179 | 1111.4119
3204 | 332.6507 | 1139.7562 | 332.6507 | 1139.7562
3205 | 315.8266 | 1164.5119 | 315.8266 | 1164.5119
3206 | 309.9408 | 1181.0614 | 309.9408 | 1181.0614
3207 | 305.313 | 1174.904 | 305.313 | 1174.904
3208 | 307.5782 | 1171.6434 | 307.5782 | 1171.6434
3209 | 313.3705 | 1178.6129 | 313.3705 | 1178.6129
3210 | 327.8716 | 1203.4476 | 327.8716 | 1203.4476
3211 | 346.4484 | 1235.4479 | 346.4484 | 1235.4479
3212 | 374.1119 | 1257.2807 | 374.1119 | 1257.2807
3213 | 392.9563 | 1252.2365 | 392.9563 | 1252.2365
3214 | 407.0898 | 1257.8969 | 407.0898 | 1257.8969
3215 | 430.5401 | 1264.8091 | 430.5401 | 1264.8091
3216 | 429.6146 | 1270.9671 | 429.6146 | 1270.9671
3217 | 404.2835 | 1288.3603 | 404.2835 | 1288.3603
3218 | 405.3308 | 1274.3048 | 405.3308 | 1274.3048
3219 | 417.8279 | 1258.0671 | 417.8279 | 1258.0671
3220 | 439.546 | 1259.4325 | 439.546 | 1259.4325
3221 | 454.0055 | 1246.7374 | 454.0055 | 1246.7374
3222 | 443.9358 | 1184.7322 | 443.9358 | 1184.7322
3223 | 428.6639 | 1098.0821 | 428.6639 | 1098.0821
3224 | 409.4915 | 1038.8953 | 409.4915 | 1038.8953
3225 | 398.7133 | 1012.9788 | 398.7133 | 1012.9788
3226 | 385.1528 | 1018.9517 | 385.1528 | 1018.9517
3227 | 360.0773 | 1039.9668 | 360.0773 | 1039.9668
3228 | 337.2293 | 1080.2793 | 337.2293 | 1080.2793
3229 | 320.1662 | 1106.7642 | 320.1662 | 1106.7642
3230 | 312.0377 | 1125.134 | 312.0377 | 1125.134
3231 | 308.0588 | 1129.3065 | 308.0588 | 1129.3065
3232 | 308.3981 | 1134.3281 | 308.3981 | 1134.3281
3233 | 312.5357 | 1153.0838 | 312.5357 | 1153.0838
3234 | 327.4786 | 1176.3257 | 327.4786 | 1176.3257
3235 | 349.1102 | 1178.7469 | 349.1102 | 1178.7469
3236 | 368.8129 | 1179.5102 | 368.8129 | 1179.5102
3237 | 387.0727 | 1169.7333 | 387.0727 | 1169.7333
3238 | 402.8854 | 1158.6019 | 402.8854 | 1158.6019
3239 | 422.9489 | 1144.5356 | 422.9489 | 1144.5356
3240 | 422.2871 | 1134.2657 | 422.2871 | 1134.2657
3241 | 399.7199 | 1126.1299 | 399.7199 | 1126.1299
3242 | 405.99 | 1120.311 | 405.99 | 1120.311
3243 | 420.6975 | 1119.8185 | 420.6975 | 1119.8185
3244 | 446.9914 | 1124.0508 | 446.9914 | 1124.0508
3245 | 450.6671 | 1116.3615 | 450.6671 | 1116.3615
3246 | 439.6286 | 1081.1141 | 439.6286 | 1081.1141
3247 | 424.3786 | 1043.2924 | 424.3786 | 1043.2924
3248 | 404.6686 | 1008.861 | 404.6686 | 1008.861
3249 | 394.0455 | 982.7625 | 394.0455 | 982.7625
3250 | 377.6307 | 983.6387 | 377.6307 | 983.6387
3251 | 355.912 | 989.4547 | 355.912 | 989.4547
3252 | 334.9296 | 1009.2438 | 334.9296 | 1009.2438
3253 | 322.7821 | 1030.996 | 322.7821 | 1030.996
3254 | 313.394 | 1049.9574 | 313.394 | 1049.9574
3255 | 308.3013 | 1061.3654 | 308.3013 | 1061.3654
3256 | 310.3101 | 1073.213 | 310.3101 | 1073.213
3257 | 313.8546 | 1095.4271 | 313.8546 | 1095.4271
3258 | 326.4779 | 1122.3096 | 326.4779 | 1122.3096
3259 | 340.9564 | 1136.5624 | 340.9564 | 1136.5624
3260 | 358.5757 | 1161.4897 | 358.5757 | 1161.4897
3261 | 375.5041 | 1181.9746 | 375.5041 | 1181.9746
3262 | 391.7987 | 1184.9501 | 391.7987 | 1184.9501
3263 | 412.5755 | 1175.6165 | 412.5755 | 1175.6165
3264 | 406.196 | 1187.1442 | 406.196 | 1187.1442
3265 | 393.7501 | 1196.0277 | 393.7501 | 1196.0277
3266 | 393.495 | 1194.5775 | 393.495 | 1194.5775
3267 | 409.4549 | 1199.0452 | 409.4549 | 1199.0452
3268 | 432.1021 | 1209.7849 | 432.1021 | 1209.7849
3269 | 440.3631 | 1207.6929 | 440.3631 | 1207.6929
3270 | 427.9773 | 1168.1223 | 427.9773 | 1168.1223
3271 | 412.6818 | 1101.7226 | 412.6818 | 1101.7226
3272 | 398.051 | 1052.9568 | 398.051 | 1052.9568
3273 | 384.2561 | 1042.2849 | 384.2561 | 1042.2849
3274 | 370.7707 | 1055.1293 | 370.7707 | 1055.1293
3275 | 350.9635 | 1081.9692 | 350.9635 | 1081.9692
3276 | 333.4895 | 1149.2216 | 333.4895 | 1149.2216
3277 | 320.7924 | 1202.7373 | 320.7924 | 1202.7373
3278 | 311.2984 | 1232.8022 | 311.2984 | 1232.8022
3279 | 309.0706 | 1245.712 | 309.0706 | 1245.712
3280 | 309.2667 | 1255.5572 | 309.2667 | 1255.5572
3281 | 314.418 | 1282.231 | 314.418 | 1282.231
3282 | 323.9481 | 1324.5402 | 323.9481 | 1324.5402
3283 | 336.0513 | 1345.892 | 336.0513 | 1345.892
3284 | 349.0994 | 1372.7305 | 349.0994 | 1372.7305
3285 | 361.4987 | 1368.915 | 361.4987 | 1368.915
3286 | 367.8091 | 1324.8824 | 367.8091 | 1324.8824
3287 | 408.3931 | 1327.79 | 408.3931 | 1327.79
3288 | 408.3657 | 1332.3552 | 408.3657 | 1332.3552
3289 | 399.5956 | 1333.1841 | 399.5956 | 1333.1841
3290 | 397.8785 | 1311.7566 | 397.8785 | 1311.7566
3291 | 411.8567 | 1289.5575 | 411.8567 | 1289.5575
3292 | 438.4932 | 1276.1333 | 438.4932 | 1276.1333
3293 | 445.4772 | 1254.701 | 445.4772 | 1254.701
3294 | 429.1841 | 1216.6777 | 429.1841 | 1216.6777
3295 | 415.1365 | 1169.8913 | 415.1365 | 1169.8913
3296 | 397.6462 | 1121.0344 | 397.6462 | 1121.0344
3297 | 383.7867 | 1091.2043 | 383.7867 | 1091.2043
3298 | 365.7385 | 1086.4832 | 365.7385 | 1086.4832
3299 | 342.0017 | 1094.1194 | 342.0017 | 1094.1194
3300 | 324.6306 | 1130.746 | 324.6306 | 1130.746
3301 | 310.82 | 1155.001 | 310.82 | 1155.001
3302 | 301.2215 | 1154.6222 | 301.2215 | 1154.6222
3303 | 300.6149 | 1141.5933 | 300.6149 | 1141.5933
3304 | 301.9004 | 1147.5705 | 301.9004 | 1147.5705
3305 | 305.2708 | 1163.5958 | 305.2708 | 1163.5958
3306 | 315.6599 | 1178.5556 | 315.6599 | 1178.5556
3307 | 334.9585 | 1162.3191 | 334.9585 | 1162.3191
3308 | 352.8287 | 1139.4646 | 352.8287 | 1139.4646
3309 | 370.8951 | 1112.1677 | 370.8951 | 1112.1677
3310 | 387.4929 | 1085.5185 | 387.4929 | 1085.5185
3311 | 411.2239 | 1076.9585 | 411.2239 | 1076.9585
3312 | 411.2271 | 1081.2963 | 411.2271 | 1081.2963
3313 | 396.9344 | 1084.7645 | 396.9344 | 1084.7645
3314 | 396.7798 | 1070.8455 | 396.7798 | 1070.8455
3315 | 414.9353 | 1046.6442 | 414.9353 | 1046.6442
3316 | 438.8858 | 1005.2335 | 438.8858 | 1005.2335
3317 | 443.9283 | 976.5657 | 443.9283 | 976.5657
3318 | 431.8089 | 912.6493 | 431.8089 | 912.6493
3319 | 413.6354 | 860.7206 | 413.6354 | 860.7206
3320 | 404.6885 | 855.2313 | 404.6885 | 855.2313
3321 | 390.9701 | 844.1044 | 390.9701 | 844.1044
3322 | 370.2607 | 838.3822 | 370.2607 | 838.3822
3323 | 346.2238 | 827.2697 | 346.2238 | 827.2697
3324 | 327.8302 | 818.8904 | 327.8302 | 818.8904
3325 | 317.6555 | 819.8007 | 317.6555 | 819.8007
3326 | 311.7804 | 837.8974 | 311.7804 | 837.8974
3327 | 308.6688 | 853.6741 | 308.6688 | 853.6741
3328 | 312.3305 | 884.5888 | 312.3305 | 884.5888
3329 | 318.1231 | 945.7565 | 318.1231 | 945.7565
3330 | 330.9973 | 990.25 | 330.9973 | 990.25
3331 | 352.884 | 1013.2855 | 352.884 | 1013.2855
3332 | 380.7347 | 1040.8066 | 380.7347 | 1040.8066
3333 | 398.6739 | 1080.8138 | 398.6739 | 1080.8138
3334 | 412.9451 | 1147.6348 | 412.9451 | 1147.6348
3335 | 439.8849 | 1213.0683 | 439.8849 | 1213.0683
3336 | 430.9038 | 1268.6917 | 430.9038 | 1268.6917
3337 | 415.9543 | 1297.5526 | 415.9543 | 1297.5526
3338 | 420.7378 | 1304.5666 | 420.7378 | 1304.5666
3339 | 436.9035 | 1326.9183 | 436.9035 | 1326.9183
3340 | 458.9489 | 1341.9811 | 458.9489 | 1341.9811
3341 | 466.6151 | 1345.9869 | 466.6151 | 1345.9869
3342 | 449.2865 | 1322.0706 | 449.2865 | 1322.0706
3343 | 430.6185 | 1257.3091 | 430.6185 | 1257.3091
3344 | 416.2981 | 1198.8049 | 416.2981 | 1198.8049
3345 | 400.9481 | 1182.0351 | 400.9481 | 1182.0351
3346 | 381.4274 | 1182.7748 | 381.4274 | 1182.7748
3347 | 355.3046 | 1191.1847 | 355.3046 | 1191.1847
3348 | 337.5016 | 1214.2047 | 337.5016 | 1214.2047
3349 | 326.6257 | 1232.1344 | 326.6257 | 1232.1344
3350 | 317.2279 | 1252.3245 | 317.2279 | 1252.3245
3351 | 314.8274 | 1263.0499 | 314.8274 | 1263.0499
3352 | 315.6401 | 1281.2684 | 315.6401 | 1281.2684
3353 | 320.5344 | 1324.8706 | 320.5344 | 1324.8706
3354 | 337.1108 | 1376.099 | 337.1108 | 1376.099
3355 | 355.1661 | 1402.0014 | 355.1661 | 1402.0014
3356 | 380.3508 | 1419.1016 | 380.3508 | 1419.1016
3357 | 396.9402 | 1420.8378 | 396.9402 | 1420.8378
3358 | 417.6282 | 1439.24 | 417.6282 | 1439.24
3359 | 441.1084 | 1468.8599 | 441.1084 | 1468.8599
3360 | 430.6515 | 1493.0839 | 430.6515 | 1493.0839
3361 | 413.333 | 1510.5682 | 413.333 | 1510.5682
3362 | 412.9126 | 1531.0066 | 412.9126 | 1531.0066
3363 | 431.2652 | 1550.7189 | 431.2652 | 1550.7189
3364 | 455.4255 | 1561.5041 | 455.4255 | 1561.5041
3365 | 460.4432 | 1547.6714 | 460.4432 | 1547.6714
3366 | 447.6249 | 1487.0314 | 447.6249 | 1487.0314
3367 | 431.7236 | 1410.6658 | 431.7236 | 1410.6658
3368 | 415.9046 | 1366.6326 | 415.9046 | 1366.6326
3369 | 395.5734 | 1335.4373 | 395.5734 | 1335.4373
3370 | 375.9341 | 1327.7583 | 375.9341 | 1327.7583
3371 | 350.4345 | 1362.6529 | 350.4345 | 1362.6529
3372 | 334.0774 | 1387.6753 | 334.0774 | 1387.6753
3373 | 321.5901 | 1397.4138 | 321.5901 | 1397.4138
3374 | 315.0079 | 1402.5412 | 315.0079 | 1402.5412
3375 | 311.5594 | 1415.997 | 311.5594 | 1415.997
3376 | 309.802 | 1440.0858 | 309.802 | 1440.0858
3377 | 313.2045 | 1487.9201 | 313.2045 | 1487.9201
3378 | 329.0403 | 1530.0472 | 329.0403 | 1530.0472
3379 | 351.0786 | 1540.8416 | 351.0786 | 1540.8416
3380 | 376.9821 | 1556.622 | 376.9821 | 1556.622
3381 | 394.7154 | 1563.1364 | 394.7154 | 1563.1364
3382 | 408.7645 | 1558.6944 | 408.7645 | 1558.6944
3383 | 440.0388 | 1543.5814 | 440.0388 | 1543.5814
3384 | 434.8684 | 1556.4744 | 434.8684 | 1556.4744
3385 | 417.6437 | 1579.4194 | 417.6437 | 1579.4194
3386 | 420.071 | 1591.8031 | 420.071 | 1591.8031
3387 | 443.2653 | 1595.6793 | 443.2653 | 1595.6793
3388 | 461.6235 | 1581.9365 | 461.6235 | 1581.9365
3389 | 466.828 | 1558.1834 | 466.828 | 1558.1834
3390 | 455.455 | 1488.2601 | 455.455 | 1488.2601
3391 | 433.6988 | 1417.4462 | 433.6988 | 1417.4462
3392 | 412.1222 | 1362.4915 | 412.1222 | 1362.4915
3393 | 399.3158 | 1308.27 | 399.3158 | 1308.27
3394 | 384.0203 | 1280.7957 | 384.0203 | 1280.7957
3395 | 356.6835 | 1284.9279 | 356.6835 | 1284.9279
3396 | 338.8809 | 1285.2403 | 338.8809 | 1285.2403
3397 | 320.4789 | 1275.8206 | 320.4789 | 1275.8206
3398 | 311.7908 | 1274.122 | 311.7908 | 1274.122
3399 | 309.9026 | 1270.331 | 309.9026 | 1270.331
3400 | 312.2949 | 1271.348 | 312.2949 | 1271.348
3401 | 316.7842 | 1285.644 | 316.7842 | 1285.644
3402 | 329.4762 | 1305.7915 | 329.4762 | 1305.7915
3403 | 347.5285 | 1303.4345 | 347.5285 | 1303.4345
3404 | 371.0211 | 1299.7382 | 371.0211 | 1299.7382
3405 | 385.5636 | 1287.4585 | 385.5636 | 1287.4585
3406 | 398.5643 | 1268.1814 | 398.5643 | 1268.1814
3407 | 426.9533 | 1246.743 | 426.9533 | 1246.743
3408 | 423.1537 | 1242.571 | 423.1537 | 1242.571
3409 | 411.2473 | 1246.7219 | 411.2473 | 1246.7219
3410 | 416.5265 | 1244.6346 | 416.5265 | 1244.6346
3411 | 434.949 | 1222.481 | 434.949 | 1222.481
3412 | 454.5995 | 1217.0205 | 454.5995 | 1217.0205
3413 | 458.8889 | 1223.4836 | 458.8889 | 1223.4836
3414 | 444.1224 | 1210.1248 | 444.1224 | 1210.1248
3415 | 425.2288 | 1157.0584 | 425.2288 | 1157.0584
3416 | 407.8412 | 1115.8922 | 407.8412 | 1115.8922
3417 | 398.7198 | 1103.218 | 398.7198 | 1103.218
3418 | 385.5936 | 1111.9668 | 385.5936 | 1111.9668
3419 | 363.3608 | 1132.4814 | 363.3608 | 1132.4814
3420 | 340.5509 | 1158.6869 | 340.5509 | 1158.6869
3421 | 325.8114 | 1172.703 | 325.8114 | 1172.703
3422 | 317.6159 | 1182.4721 | 317.6159 | 1182.4721
3423 | 315.4211 | 1189.193 | 315.4211 | 1189.193
3424 | 313.3389 | 1208.1851 | 313.3389 | 1208.1851
3425 | 317.8767 | 1248.6928 | 317.8767 | 1248.6928
3426 | 329.505 | 1300.6493 | 329.505 | 1300.6493
3427 | 343.6597 | 1347.9398 | 343.6597 | 1347.9398
3428 | 362.114 | 1373.1856 | 362.114 | 1373.1856
3429 | 376.8155 | 1380.9742 | 376.8155 | 1380.9742
3430 | 391.3841 | 1389.1829 | 391.3841 | 1389.1829
3431 | 414.2062 | 1404.5593 | 414.2062 | 1404.5593
3432 | 411.9739 | 1386.3259 | 411.9739 | 1386.3259
3433 | 401.1274 | 1335.5049 | 401.1274 | 1335.5049
3434 | 402.7861 | 1282.1319 | 402.7861 | 1282.1319
3435 | 420.0212 | 1240.274 | 420.0212 | 1240.274
3436 | 439.418 | 1204.5517 | 439.418 | 1204.5517
3437 | 444.5431 | 1180.0705 | 444.5431 | 1180.0705
3438 | 433.2891 | 1133.9925 | 433.2891 | 1133.9925
3439 | 413.9735 | 1075.8295 | 413.9735 | 1075.8295
3440 | 399.5964 | 1028.0648 | 399.5964 | 1028.0648
3441 | 388.1695 | 984.6738 | 388.1695 | 984.6738
3442 | 375.8775 | 958.7012 | 375.8775 | 958.7012
3443 | 355.8907 | 949.2725 | 355.8907 | 949.2725
3444 | 340.4813 | 958.1401 | 340.4813 | 958.1401
3445 | 324.5194 | 963.1915 | 324.5194 | 963.1915
3446 | 317.2304 | 964.4963 | 317.2304 | 964.4963
3447 | 312.5262 | 957.8838 | 312.5262 | 957.8838
3448 | 313.1399 | 1026.0228 | 313.1399 | 1026.0228
3449 | 320.5631 | 1134.7902 | 320.5631 | 1134.7902
3450 | 328.9924 | 1232.7992 | 328.9924 | 1232.7992
3451 | 338.9928 | 1281.3639 | 338.9928 | 1281.3639
3452 | 355.2427 | 1313.5722 | 355.2427 | 1313.5722
3453 | 370.6288 | 1325.9114 | 370.6288 | 1325.9114
3454 | 384.7601 | 1325.565 | 384.7601 | 1325.565
3455 | 403.6688 | 1322.6477 | 403.6688 | 1322.6477
3456 | 404.3404 | 1328.9423 | 404.3404 | 1328.9423
3457 | 393.7084 | 1342.0579 | 393.7084 | 1342.0579
3458 | 400.8829 | 1363.3154 | 400.8829 | 1363.3154
3459 | 419.1907 | 1361.5942 | 419.1907 | 1361.5942
3460 | 441.7787 | 1338.9777 | 441.7787 | 1338.9777
3461 | 448.7752 | 1299.7524 | 448.7752 | 1299.7524
3462 | 438.7774 | 1243.845 | 438.7774 | 1243.845
3463 | 422.3326 | 1189.095 | 422.3326 | 1189.095
3464 | 409.472 | 1146.6545 | 409.472 | 1146.6545
3465 | 396.9641 | 1115.3682 | 396.9641 | 1115.3682
3466 | 386.2224 | 1116.836 | 386.2224 | 1116.836
3467 | 360.8623 | 1127.8852 | 360.8623 | 1127.8852
3468 | 341.1683 | 1143.8063 | 341.1683 | 1143.8063
3469 | 323.5229 | 1157.5039 | 323.5229 | 1157.5039
3470 | 317.1709 | 1174.5085 | 317.1709 | 1174.5085
3471 | 312.8519 | 1190.3307 | 312.8519 | 1190.3307
3472 | 313.7962 | 1218.1965 | 313.7962 | 1218.1965
3473 | 315.3965 | 1260.5245 | 315.3965 | 1260.5245
3474 | 328.01 | 1292.4582 | 328.01 | 1292.4582
3475 | 346.5896 | 1303.3435 | 346.5896 | 1303.3435
3476 | 366.5407 | 1312.8896 | 366.5407 | 1312.8896
3477 | 377.0414 | 1318.1753 | 377.0414 | 1318.1753
3478 | 398.3523 | 1316.2361 | 398.3523 | 1316.2361
3479 | 420.9724 | 1304.1721 | 420.9724 | 1304.1721
3480 | 415.7851 | 1304.3233 | 415.7851 | 1304.3233
3481 | 401.2745 | 1334.5493 | 401.2745 | 1334.5493
3482 | 405.4822 | 1374.1459 | 405.4822 | 1374.1459
3483 | 427.3796 | 1413.8356 | 427.3796 | 1413.8356
3484 | 449.7609 | 1448.9212 | 449.7609 | 1448.9212
3485 | 458.6442 | 1453.6551 | 458.6442 | 1453.6551
3486 | 446.0141 | 1360.478 | 446.0141 | 1360.478
3487 | 423.8381 | 1249.8461 | 423.8381 | 1249.8461
3488 | 409.4103 | 1190.3862 | 409.4103 | 1190.3862
3489 | 399.5751 | 1167.4276 | 399.5751 | 1167.4276
3490 | 380.6244 | 1195.5166 | 380.6244 | 1195.5166
3491 | 357.4273 | 1269.2282 | 357.4273 | 1269.2282
3492 | 336.1264 | 1345.3543 | 336.1264 | 1345.3543
3493 | 320.4675 | 1408.3353 | 320.4675 | 1408.3353
3494 | 312.7554 | 1451.9612 | 312.7554 | 1451.9612
3495 | 308.9979 | 1475.656 | 308.9979 | 1475.656
3496 | 308.9797 | 1493.1008 | 308.9797 | 1493.1008
3497 | 315.8281 | 1523.5516 | 315.8281 | 1523.5516
3498 | 331.9546 | 1561.7652 | 331.9546 | 1561.7652
3499 | 358.5167 | 1583.3446 | 358.5167 | 1583.3446
3500 | 384.0679 | 1607.9988 | 384.0679 | 1607.9988
3501 | 401.7376 | 1627.0274 | 401.7376 | 1627.0274
3502 | 419.9775 | 1628.9563 | 419.9775 | 1628.9563
3503 | 444.6582 | 1626.9492 | 444.6582 | 1626.9492
3504 | 441.2998 | 1632.2881 | 441.2998 | 1632.2881
3505 | 419.1406 | 1634.8917 | 419.1406 | 1634.8917
3506 | 424.9098 | 1632.8499 | 424.9098 | 1632.8499
3507 | 449.1509 | 1634.6783 | 449.1509 | 1634.6783
3508 | 469.0516 | 1639.7752 | 469.0516 | 1639.7752
3509 | 476.5525 | 1640.368 | 476.5525 | 1640.368
3510 | 464.541 | 1616.1331 | 464.541 | 1616.1331
3511 | 443.3389 | 1542.4979 | 443.3389 | 1542.4979
3512 | 428.0974 | 1490.137 | 428.0974 | 1490.137
3513 | 416.1964 | 1459.9429 | 416.1964 | 1459.9429
3514 | 396.067 | 1465.3697 | 396.067 | 1465.3697
3515 | 366.4889 | 1494.4395 | 366.4889 | 1494.4395
3516 | 345.535 | 1519.7349 | 345.535 | 1519.7349
3517 | 329.145 | 1531.6123 | 329.145 | 1531.6123
3518 | 321.341 | 1540.6987 | 321.341 | 1540.6987
3519 | 315.2864 | 1556.7939 | 315.2864 | 1556.7939
3520 | 315.0929 | 1582.6575 | 315.0929 | 1582.6575
3521 | 319.0778 | 1623.8023 | 319.0778 | 1623.8023
3522 | 332.814 | 1676.5324 | 332.814 | 1676.5324
3523 | 360.6052 | 1711.5362 | 360.6052 | 1711.5362
3524 | 384.5575 | 1748.2041 | 384.5575 | 1748.2041
3525 | 400.8019 | 1770.4637 | 400.8019 | 1770.4637
3526 | 412.0401 | 1781.4029 | 412.0401 | 1781.4029
3527 | 436.8611 | 1798.736 | 436.8611 | 1798.736
3528 | 436.3478 | 1819.274 | 436.3478 | 1819.274
3529 | 415.764 | 1842.5831 | 415.764 | 1842.5831
3530 | 423.5655 | 1872.1227 | 423.5655 | 1872.1227
3531 | 444.3639 | 1902.8477 | 444.3639 | 1902.8477
3532 | 466.3173 | 1928.832 | 466.3173 | 1928.832
3533 | 472.7939 | 1945.6251 | 472.7939 | 1945.6251
3534 | 462.5112 | 1914.6098 | 462.5112 | 1914.6098
3535 | 440.5538 | 1839.1998 | 440.5538 | 1839.1998
3536 | 424.2045 | 1765.6785 | 424.2045 | 1765.6785
3537 | 409.1396 | 1719.5116 | 409.1396 | 1719.5116
3538 | 393.817 | 1706.4173 | 393.817 | 1706.4173
3539 | 368.3556 | 1742.2675 | 368.3556 | 1742.2675
3540 | 348.0438 | 1793.2286 | 348.0438 | 1793.2286
3541 | 331.2011 | 1824.4461 | 331.2011 | 1824.4461
3542 | 323.0608 | 1842.5428 | 323.0608 | 1842.5428
3543 | 320.0591 | 1863.6893 | 320.0591 | 1863.6893
3544 | 320.4479 | 1887.8236 | 320.4479 | 1887.8236
3545 | 326.7838 | 1918.6839 | 326.7838 | 1918.6839
3546 | 339.6354 | 1957.8077 | 339.6354 | 1957.8077
3547 | 364.3688 | 1970.1037 | 364.3688 | 1970.1037
3548 | 394.233 | 1983.6088 | 394.233 | 1983.6088
3549 | 411.9583 | 1984.799 | 411.9583 | 1984.799
3550 | 421.8379 | 1989.9133 | 421.8379 | 1989.9133
3551 | 446.3045 | 2003.4239 | 446.3045 | 2003.4239
3552 | 440.5722 | 2016.3169 | 440.5722 | 2016.3169
3553 | 422.4701 | 2025.1094 | 422.4701 | 2025.1094
3554 | 426.1414 | 2036.3555 | 426.1414 | 2036.3555
3555 | 446.0833 | 2064.1679 | 446.0833 | 2064.1679
3556 | 462.8205 | 2097.1603 | 462.8205 | 2097.1603
3557 | 469.7685 | 2116.0012 | 469.7685 | 2116.0012
3558 | 462.3373 | 2106.1464 | 462.3373 | 2106.1464
3559 | 438.0644 | 2051.2598 | 438.0644 | 2051.2598
3560 | 422.6014 | 1991.3904 | 422.6014 | 1991.3904
3561 | 408.0566 | 1944.0858 | 408.0566 | 1944.0858
3562 | 394.3935 | 1927.3055 | 394.3935 | 1927.3055
3563 | 370.5296 | 1938.1272 | 370.5296 | 1938.1272
3564 | 350.1685 | 1959.418 | 350.1685 | 1959.418
3565 | 334.249 | 1972.3875 | 334.249 | 1972.3875
3566 | 326.1608 | 1983.6128 | 326.1608 | 1983.6128
3567 | 321.1815 | 1987.2847 | 321.1815 | 1987.2847
3568 | 319.3492 | 1993.1709 | 319.3492 | 1993.1709
3569 | 323.5058 | 2016.8868 | 323.5058 | 2016.8868
3570 | 334.5109 | 2045.4985 | 334.5109 | 2045.4985
3571 | 355.8645 | 2055.2007 | 355.8645 | 2055.2007
3572 | 379.169 | 2061.8344 | 379.169 | 2061.8344
3573 | 392.7016 | 2054.9244 | 392.7016 | 2054.9244
3574 | 408.5197 | 2051.2105 | 408.5197 | 2051.2105
3575 | 435.2352 | 2047.2011 | 435.2352 | 2047.2011
3576 | 431.1521 | 2040.8903 | 431.1521 | 2040.8903
3577 | 417.1797 | 2036.0764 | 417.1797 | 2036.0764
3578 | 424.045 | 2030.6671 | 424.045 | 2030.6671
3579 | 445.8725 | 2024.7139 | 445.8725 | 2024.7139
3580 | 463.318 | 2021.1646 | 463.318 | 2021.1646
3581 | 464.9172 | 2007.8779 | 464.9172 | 2007.8779
3582 | 453.8073 | 1971.6294 | 453.8073 | 1971.6294
3583 | 438.2765 | 1903.0908 | 438.2765 | 1903.0908
3584 | 420.8544 | 1842.7208 | 420.8544 | 1842.7208
3585 | 404.8566 | 1788.0898 | 404.8566 | 1788.0898
3586 | 390.9317 | 1761.1615 | 390.9317 | 1761.1615
3587 | 371.2029 | 1760.4246 | 371.2029 | 1760.4246
3588 | 354.1375 | 1768.9281 | 354.1375 | 1768.9281
3589 | 338.7133 | 1766.1524 | 338.7133 | 1766.1524
3590 | 329.9761 | 1759.5391 | 329.9761 | 1759.5391
3591 | 325.5577 | 1750.3783 | 325.5577 | 1750.3783
3592 | 324.4094 | 1747.2997 | 324.4094 | 1747.2997
3593 | 329.9051 | 1761.0042 | 329.9051 | 1761.0042
3594 | 340.4531 | 1780.014 | 340.4531 | 1780.014
3595 | 355.3703 | 1774.7446 | 355.3703 | 1774.7446
3596 | 373.3431 | 1767.0437 | 373.3431 | 1767.0437
3597 | 383.3745 | 1747.6195 | 383.3745 | 1747.6195
3598 | 400.775 | 1730.0716 | 400.775 | 1730.0716
3599 | 422.7456 | 1707.5411 | 422.7456 | 1707.5411
3600 | 424.9717 | 1678.6592 | 424.9717 | 1678.6592
3601 | 410.6137 | 1650.9555 | 410.6137 | 1650.9555
3602 | 416.2638 | 1627.4347 | 416.2638 | 1627.4347
3603 | 436.1594 | 1616.2937 | 436.1594 | 1616.2937
3604 | 453.4959 | 1613.882 | 453.4959 | 1613.882
3605 | 456.6901 | 1611.1984 | 456.6901 | 1611.1984
3606 | 446.5791 | 1587.1455 | 446.5791 | 1587.1455
3607 | 427.3503 | 1547.0941 | 427.3503 | 1547.0941
3608 | 416.6181 | 1502.6058 | 416.6181 | 1502.6058
3609 | 401.3035 | 1467.1329 | 401.3035 | 1467.1329
3610 | 387.0408 | 1446.6211 | 387.0408 | 1446.6211
3611 | 367.9637 | 1427.4995 | 367.9637 | 1427.4995
3612 | 350.1943 | 1413.9325 | 350.1943 | 1413.9325
3613 | 335.3615 | 1404.9679 | 335.3615 | 1404.9679
3614 | 328.1659 | 1403.0417 | 328.1659 | 1403.0417
3615 | 322.066 | 1394.9731 | 322.066 | 1394.9731
3616 | 318.0616 | 1388.9821 | 318.0616 | 1388.9821
3617 | 321.7747 | 1399.5921 | 321.7747 | 1399.5921
3618 | 331.0697 | 1412.7316 | 331.0697 | 1412.7316
3619 | 345.983 | 1401.9104 | 345.983 | 1401.9104
3620 | 361.9711 | 1389.3404 | 361.9711 | 1389.3404
3621 | 374.4629 | 1375.6499 | 374.4629 | 1375.6499
3622 | 390.4104 | 1369.7972 | 390.4104 | 1369.7972
3623 | 416.5135 | 1368.4272 | 416.5135 | 1368.4272
3624 | 416.9689 | 1374.2211 | 416.9689 | 1374.2211
3625 | 404.6309 | 1383.9238 | 404.6309 | 1383.9238
3626 | 410.2655 | 1393.3041 | 410.2655 | 1393.3041
3627 | 429.4119 | 1400.5932 | 429.4119 | 1400.5932
3628 | 450.8834 | 1417.8858 | 450.8834 | 1417.8858
3629 | 458.1627 | 1437.9554 | 458.1627 | 1437.9554
3630 | 442.6046 | 1429.5568 | 442.6046 | 1429.5568
3631 | 424.2614 | 1387.1845 | 424.2614 | 1387.1845
3632 | 414.9201 | 1337.554 | 414.9201 | 1337.554
3633 | 401.5168 | 1317.5533 | 401.5168 | 1317.5533
3634 | 387.3706 | 1313.5603 | 387.3706 | 1313.5603
3635 | 364.4207 | 1318.1476 | 364.4207 | 1318.1476
3636 | 347.7774 | 1352.4611 | 347.7774 | 1352.4611
3637 | 336.1008 | 1379.1321 | 336.1008 | 1379.1321
3638 | 326.2466 | 1395.5618 | 326.2466 | 1395.5618
3639 | 323.986 | 1414.4532 | 323.986 | 1414.4532
3640 | 322.4066 | 1435.4416 | 322.4066 | 1435.4416
3641 | 329.2711 | 1468.6615 | 329.2711 | 1468.6615
3642 | 338.2187 | 1523.4515 | 338.2187 | 1523.4515
3643 | 357.9119 | 1559.4516 | 357.9119 | 1559.4516
3644 | 379.8797 | 1587.9778 | 379.8797 | 1587.9778
3645 | 396.5066 | 1598.2156 | 396.5066 | 1598.2156
3646 | 410.9932 | 1605.7804 | 410.9932 | 1605.7804
3647 | 437.7132 | 1602.5291 | 437.7132 | 1602.5291
3648 | 431.1149 | 1593.3805 | 431.1149 | 1593.3805
3649 | 418.9975 | 1586.2843 | 418.9975 | 1586.2843
3650 | 427.0611 | 1571.8291 | 427.0611 | 1571.8291
3651 | 447.4138 | 1572.2473 | 447.4138 | 1572.2473
3652 | 463.7558 | 1577.0521 | 463.7558 | 1577.0521
3653 | 472.3559 | 1590.6935 | 472.3559 | 1590.6935
3654 | 459.6854 | 1569.8247 | 459.6854 | 1569.8247
3655 | 440.3302 | 1534.1362 | 440.3302 | 1534.1362
3656 | 427.3407 | 1513.7105 | 427.3407 | 1513.7105
3657 | 413.5217 | 1492.1753 | 413.5217 | 1492.1753
3658 | 394.6165 | 1491.1066 | 394.6165 | 1491.1066
3659 | 371.3592 | 1508.5109 | 371.3592 | 1508.5109
3660 | 349.2867 | 1522.0232 | 349.2867 | 1522.0232
3661 | 333.5927 | 1524.1907 | 333.5927 | 1524.1907
3662 | 325.8271 | 1527.7071 | 325.8271 | 1527.7071
3663 | 323.513 | 1534.7346 | 323.513 | 1534.7346
3664 | 322.4946 | 1533.3186 | 322.4946 | 1533.3186
3665 | 330.1167 | 1542.3544 | 330.1167 | 1542.3544
3666 | 342.9331 | 1577.4777 | 342.9331 | 1577.4777
3667 | 366.9786 | 1599.1499 | 366.9786 | 1599.1499
3668 | 394.6033 | 1615.5385 | 394.6033 | 1615.5385
3669 | 410.6699 | 1603.6456 | 410.6699 | 1603.6456
3670 | 426.9197 | 1577.809 | 426.9197 | 1577.809
3671 | 452.0075 | 1545.8563 | 452.0075 | 1545.8563
3672 | 446.8294 | 1525.3001 | 446.8294 | 1525.3001
3673 | 426.1661 | 1517.0175 | 426.1661 | 1517.0175
3674 | 435.0362 | 1508.8137 | 435.0362 | 1508.8137
3675 | 456.8093 | 1529.9936 | 456.8093 | 1529.9936
3676 | 471.2677 | 1567.0134 | 471.2677 | 1567.0134
3677 | 479.6616 | 1584.3966 | 479.6616 | 1584.3966
3678 | 471.5868 | 1562.2045 | 471.5868 | 1562.2045
3679 | 448.2383 | 1494.0272 | 448.2383 | 1494.0272
3680 | 432.8778 | 1395.4368 | 432.8778 | 1395.4368
3681 | 418.0777 | 1293.4098 | 418.0777 | 1293.4098
3682 | 398.0239 | 1222.7092 | 398.0239 | 1222.7092
3683 | 373.1278 | 1187.5474 | 373.1278 | 1187.5474
3684 | 351.4805 | 1174.8224 | 351.4805 | 1174.8224
3685 | 336.5095 | 1175.9861 | 336.5095 | 1175.9861
3686 | 328.7676 | 1172.0191 | 328.7676 | 1172.0191
3687 | 325.5893 | 1165.8138 | 325.5893 | 1165.8138
3688 | 325.4989 | 1158.2376 | 325.4989 | 1158.2376
3689 | 332.4028 | 1179.3198 | 332.4028 | 1179.3198
3690 | 345.7909 | 1250.9474 | 345.7909 | 1250.9474
3691 | 369.5243 | 1303.1463 | 369.5243 | 1303.1463
3692 | 397.1783 | 1335.2773 | 397.1783 | 1335.2773
3693 | 417.0195 | 1340.3589 | 417.0195 | 1340.3589
3694 | 429.1105 | 1351.9391 | 429.1105 | 1351.9391
3695 | 454.9294 | 1383.2756 | 454.9294 | 1383.2756
3696 | 451.1783 | 1445.949 | 451.1783 | 1445.949
3697 | 432.552 | 1520.6679 | 432.552 | 1520.6679
3698 | 441.9698 | 1558.4595 | 441.9698 | 1558.4595
3699 | 460.5406 | 1526.617 | 460.5406 | 1526.617
3700 | 470.4539 | 1537.2169 | 470.4539 | 1537.2169
3701 | 477.9888 | 1540.0439 | 477.9888 | 1540.0439
3702 | 471.1466 | 1539.8456 | 471.1466 | 1539.8456
3703 | 450.3942 | 1525.0102 | 450.3942 | 1525.0102
3704 | 434.3788 | 1494.8195 | 434.3788 | 1494.8195
3705 | 420.7981 | 1445.5411 | 420.7981 | 1445.5411
3706 | 398.5779 | 1456.7013 | 398.5779 | 1456.7013
3707 | 374.3956 | 1488.251 | 374.3956 | 1488.251
3708 | 353.0348 | 1510.7525 | 353.0348 | 1510.7525
3709 | 336.5816 | 1520.9054 | 336.5816 | 1520.9054
3710 | 328.203 | 1518.3529 | 328.203 | 1518.3529
3711 | 335.5734 | 1520.8174 | 335.5734 | 1520.8174
3712 | 335.5192 | 1530.7633 | 335.5192 | 1530.7633
3713 | 342.2009 | 1546.7349 | 342.2009 | 1546.7349
3714 | 356.0141 | 1586.4213 | 356.0141 | 1586.4213
3715 | 379.0039 | 1602.2071 | 379.0039 | 1602.2071
3716 | 406.6522 | 1621.0598 | 406.6522 | 1621.0598
3717 | 416.3238 | 1629.3355 | 416.3238 | 1629.3355
3718 | 429.0706 | 1637.5847 | 429.0706 | 1637.5847
3719 | 451.7116 | 1642.3187 | 451.7116 | 1642.3187
3720 | 445.7313 | 1653.3843 | 445.7313 | 1653.3843
3721 | 433.5228 | 1674.7614 | 433.5228 | 1674.7614
3722 | 437.3652 | 1694.027 | 437.3652 | 1694.027
3723 | 459.3638 | 1707.6323 | 459.3638 | 1707.6323
3724 | 471.553 | 1712.8478 | 471.553 | 1712.8478
3725 | 473.4583 | 1722.4282 | 473.4583 | 1722.4282
3726 | 467.712 | 1709.6815 | 467.712 | 1709.6815
3727 | 447.1778 | 1653.2313 | 447.1778 | 1653.2313
3728 | 426.7229 | 1601.3662 | 426.7229 | 1601.3662
3729 | 413.4302 | 1574.0816 | 413.4302 | 1574.0816
3730 | 397.8594 | 1575.8876 | 397.8594 | 1575.8876
3731 | 375.4835 | 1597.9918 | 375.4835 | 1597.9918
3732 | 356.5427 | 1616.1585 | 356.5427 | 1616.1585
3733 | 340.5495 | 1625.5356 | 340.5495 | 1625.5356
3734 | 332.4743 | 1620.8385 | 332.4743 | 1620.8385
3735 | 327.9626 | 1624.1243 | 327.9626 | 1624.1243
3736 | 327.0846 | 1628.6859 | 327.0846 | 1628.6859
3737 | 332.9928 | 1651.4107 | 332.9928 | 1651.4107
3738 | 343.5884 | 1686.0322 | 343.5884 | 1686.0322
3739 | 363.0486 | 1700.8598 | 363.0486 | 1700.8598
3740 | 387.5041 | 1720.9445 | 387.5041 | 1720.9445
3741 | 402.7468 | 1735.3803 | 402.7468 | 1735.3803
3742 | 418.6314 | 1751.4323 | 418.6314 | 1751.4323
3743 | 443.3313 | 1749.0023 | 443.3313 | 1749.0023
3744 | 439.7986 | 1749.5729 | 439.7986 | 1749.5729
3745 | 425.907 | 1744.9408 | 425.907 | 1744.9408
3746 | 433.0142 | 1726.3789 | 433.0142 | 1726.3789
3747 | 457.3557 | 1682.4444 | 457.3557 | 1682.4444
3748 | 468.3383 | 1657.407 | 468.3383 | 1657.407
3749 | 474.583 | 1664.4777 | 474.583 | 1664.4777
3750 | 463.0597 | 1644.0196 | 463.0597 | 1644.0196
3751 | 439.7609 | 1584.7858 | 439.7609 | 1584.7858
3752 | 423.9195 | 1501.1621 | 423.9195 | 1501.1621
3753 | 410.9009 | 1463.6107 | 410.9009 | 1463.6107
3754 | 395.1431 | 1496.5822 | 395.1431 | 1496.5822
3755 | 374.3548 | 1559.6624 | 374.3548 | 1559.6624
3756 | 355.0341 | 1598.7734 | 355.0341 | 1598.7734
3757 | 341.7746 | 1623.8017 | 341.7746 | 1623.8017
3758 | 332.0225 | 1638.0412 | 332.0225 | 1638.0412
3759 | 328.1664 | 1670.1196 | 328.1664 | 1670.1196
3760 | 326.2327 | 1704.6603 | 326.2327 | 1704.6603
3761 | 331.5462 | 1741.3937 | 331.5462 | 1741.3937
3762 | 338.8526 | 1792.8983 | 338.8526 | 1792.8983
3763 | 355.026 | 1821.0044 | 355.026 | 1821.0044
3764 | 371.7214 | 1856.3295 | 371.7214 | 1856.3295
3765 | 386.9984 | 1896.4552 | 386.9984 | 1896.4552
3766 | 403.5215 | 1943.8095 | 403.5215 | 1943.8095
3767 | 424.8046 | 1987.3749 | 424.8046 | 1987.3749
3768 | 419.6733 | 2034.3515 | 419.6733 | 2034.3515
3769 | 412.461 | 2085.1602 | 412.461 | 2085.1602
3770 | 419.0155 | 2116.5635 | 419.0155 | 2116.5635
3771 | 437.4537 | 2147.3257 | 437.4537 | 2147.3257
3772 | 456.3099 | 2153.1344 | 456.3099 | 2153.1344
3773 | 460.286 | 2137.6181 | 460.286 | 2137.6181
3774 | 443.3481 | 2098.4515 | 443.3481 | 2098.4515
3775 | 431.8155 | 2013.2542 | 431.8155 | 2013.2542
3776 | 416.1578 | 1940.5818 | 416.1578 | 1940.5818
3777 | 404.1259 | 1894.8625 | 404.1259 | 1894.8625
3778 | 390.6663 | 1877.5494 | 390.6663 | 1877.5494
3779 | 371.2436 | 1879.8957 | 371.2436 | 1879.8957
3780 | 351.34 | 1893.6819 | 351.34 | 1893.6819
3781 | 336.4021 | 1910.588 | 336.4021 | 1910.588
3782 | 328.0328 | 1911.5947 | 328.0328 | 1911.5947
3783 | 325.8645 | 1914.4242 | 325.8645 | 1914.4242
3784 | 324.5038 | 1913.7382 | 324.5038 | 1913.7382
3785 | 328.8129 | 1922.5915 | 328.8129 | 1922.5915
3786 | 337.1115 | 1950.0946 | 337.1115 | 1950.0946
3787 | 355.0429 | 1955.1574 | 355.0429 | 1955.1574
3788 | 374.6887 | 1953.7958 | 374.6887 | 1953.7958
3789 | 387.1993 | 1938.6632 | 387.1993 | 1938.6632
3790 | 402.2974 | 1925.8768 | 402.2974 | 1925.8768
3791 | 425.8165 | 1914.2752 | 425.8165 | 1914.2752
3792 | 424.4557 | 1904.6246 | 424.4557 | 1904.6246
3793 | 415.1966 | 1904.3274 | 415.1966 | 1904.3274
3794 | 420.4638 | 1879.8792 | 420.4638 | 1879.8792
3795 | 443.8764 | 1860.3569 | 443.8764 | 1860.3569
3796 | 461.2964 | 1842.2553 | 461.2964 | 1842.2553
3797 | 465.4915 | 1839.4242 | 465.4915 | 1839.4242
3798 | 452.5838 | 1809.9769 | 452.5838 | 1809.9769
3799 | 432.248 | 1763.5197 | 432.248 | 1763.5197
3800 | 421.7474 | 1729.5873 | 421.7474 | 1729.5873
3801 | 411.6586 | 1705.2687 | 411.6586 | 1705.2687
3802 | 394.7582 | 1695.439 | 394.7582 | 1695.439
3803 | 373.6893 | 1708.8734 | 373.6893 | 1708.8734
3804 | 354.0729 | 1728.774 | 354.0729 | 1728.774
3805 | 337.3574 | 1747.8704 | 337.3574 | 1747.8704
3806 | 329.6719 | 1752.2081 | 329.6719 | 1752.2081
3807 | 325.3511 | 1760.6045 | 325.3511 | 1760.6045
3808 | 325.0061 | 1778.5813 | 325.0061 | 1778.5813
3809 | 330.7724 | 1805.8236 | 330.7724 | 1805.8236
3810 | 341.3309 | 1843.5935 | 341.3309 | 1843.5935
3811 | 361.4495 | 1855.8203 | 361.4495 | 1855.8203
3812 | 385.4838 | 1871.9351 | 385.4838 | 1871.9351
3813 | 400.8371 | 1881.169 | 400.8371 | 1881.169
3814 | 417.3654 | 1886.9542 | 417.3654 | 1886.9542
3815 | 439.2886 | 1856.8723 | 439.2886 | 1856.8723
3816 | 436.3852 | 1803.2341 | 436.3852 | 1803.2341
3817 | 421.8569 | 1765.155 | 421.8569 | 1765.155
3818 | 428.6094 | 1715.9296 | 428.6094 | 1715.9296
3819 | 450.8157 | 1687.1899 | 450.8157 | 1687.1899
3820 | 466.6268 | 1656.1294 | 466.6268 | 1656.1294
3821 | 469.8084 | 1622.9085 | 469.8084 | 1622.9085
3822 | 459.5454 | 1574.6615 | 459.5454 | 1574.6615
3823 | 439.7253 | 1502.9707 | 439.7253 | 1502.9707
3824 | 427.5579 | 1423.4081 | 427.5579 | 1423.4081
3825 | 412.2521 | 1379.7423 | 412.2521 | 1379.7423
3826 | 393.3202 | 1373.2892 | 393.3202 | 1373.2892
3827 | 371.2694 | 1378.5558 | 371.2694 | 1378.5558
3828 | 349.7886 | 1385.7712 | 349.7886 | 1385.7712
3829 | 335.1335 | 1379.0864 | 335.1335 | 1379.0864
3830 | 328.0622 | 1366.541 | 328.0622 | 1366.541
3831 | 323.888 | 1371.9257 | 323.888 | 1371.9257
3832 | 324.8574 | 1360.5623 | 324.8574 | 1360.5623
3833 | 330.0952 | 1356.3197 | 330.0952 | 1356.3197
3834 | 340.5495 | 1374.1948 | 340.5495 | 1374.1948
3835 | 362.1926 | 1378.4362 | 362.1926 | 1378.4362
3836 | 392.0518 | 1385.2425 | 392.0518 | 1385.2425
3837 | 408.068 | 1397.1686 | 408.068 | 1397.1686
3838 | 422.2857 | 1422.3467 | 422.2857 | 1422.3467
3839 | 444.9297 | 1447.2036 | 444.9297 | 1447.2036
3840 | 440.8816 | 1463.2885 | 440.8816 | 1463.2885
3841 | 425.0226 | 1455.0516 | 425.0226 | 1455.0516
3842 | 433.7812 | 1427.4549 | 433.7812 | 1427.4549
3843 | 455.3544 | 1415.0966 | 455.3544 | 1415.0966
3844 | 468.3569 | 1401.0561 | 468.3569 | 1401.0561
3845 | 476.5375 | 1399.3658 | 476.5375 | 1399.3658
3846 | 466.8249 | 1388.3531 | 466.8249 | 1388.3531
3847 | 446.735 | 1356.8169 | 446.735 | 1356.8169
3848 | 434.3155 | 1323.5235 | 434.3155 | 1323.5235
3849 | 418.6359 | 1297.2427 | 418.6359 | 1297.2427
3850 | 398.1177 | 1284.6295 | 398.1177 | 1284.6295
3851 | 372.0536 | 1283.873 | 372.0536 | 1283.873
3852 | 351.8441 | 1298.4348 | 351.8441 | 1298.4348
3853 | 335.2883 | 1327.8893 | 335.2883 | 1327.8893
3854 | 325.3878 | 1356.2285 | 325.3878 | 1356.2285
3855 | 322.3084 | 1388.6264 | 322.3084 | 1388.6264
3856 | 321.5659 | 1418.6953 | 321.5659 | 1418.6953
3857 | 326.9622 | 1446.8958 | 326.9622 | 1446.8958
3858 | 341.7525 | 1484.1182 | 341.7525 | 1484.1182
3859 | 366.5888 | 1490.7324 | 366.5888 | 1490.7324
3860 | 395.5065 | 1490.4659 | 395.5065 | 1490.4659
3861 | 412.7066 | 1480.8546 | 412.7066 | 1480.8546
3862 | 423.7793 | 1471.2623 | 423.7793 | 1471.2623
3863 | 447.3092 | 1451.721 | 447.3092 | 1451.721
3864 | 443.0964 | 1428.6551 | 443.0964 | 1428.6551
3865 | 428.1678 | 1423.658 | 428.1678 | 1423.658
3866 | 431.0479 | 1409.6591 | 431.0479 | 1409.6591
3867 | 449.1541 | 1407.6132 | 449.1541 | 1407.6132
3868 | 464.722 | 1400.2804 | 464.722 | 1400.2804
3869 | 470.5554 | 1391.7911 | 470.5554 | 1391.7911
3870 | 460.8471 | 1358.739 | 460.8471 | 1358.739
3871 | 440.8965 | 1312.5556 | 440.8965 | 1312.5556
3872 | 428.311 | 1275.7942 | 428.311 | 1275.7942
3873 | 413.9702 | 1259.9628 | 413.9702 | 1259.9628
3874 | 393.1652 | 1266.8794 | 393.1652 | 1266.8794
3875 | 366.8091 | 1286.0176 | 366.8091 | 1286.0176
3876 | 346.1763 | 1319.2422 | 346.1763 | 1319.2422
3877 | 330.6393 | 1349.9287 | 330.6393 | 1349.9287
3878 | 321.7527 | 1361.7042 | 321.7527 | 1361.7042
3879 | 316.3559 | 1364.5793 | 316.3559 | 1364.5793
3880 | 316.965 | 1357.9614 | 316.965 | 1357.9614
3881 | 322.5326 | 1354.677 | 322.5326 | 1354.677
3882 | 334.534 | 1373.2366 | 334.534 | 1373.2366
3883 | 357.5943 | 1376.1547 | 357.5943 | 1376.1547
3884 | 386.3455 | 1383.0066 | 386.3455 | 1383.0066
3885 | 401.7979 | 1385.1679 | 401.7979 | 1385.1679
3886 | 414.7261 | 1395.7898 | 414.7261 | 1395.7898
3887 | 438.6484 | 1406.9577 | 438.6484 | 1406.9577
3888 | 435.6172 | 1414.236 | 435.6172 | 1414.236
3889 | 420.6076 | 1421.6959 | 420.6076 | 1421.6959
3890 | 428.8921 | 1407.2863 | 428.8921 | 1407.2863
3891 | 448.1638 | 1409.1646 | 448.1638 | 1409.1646
3892 | 462.1946 | 1418.7607 | 462.1946 | 1418.7607
3893 | 462.9999 | 1444.9504 | 462.9999 | 1444.9504
3894 | 452.1739 | 1452.6005 | 452.1739 | 1452.6005
3895 | 432.4096 | 1438.1757 | 432.4096 | 1438.1757
3896 | 421.3849 | 1419.7121 | 421.3849 | 1419.7121
3897 | 407.6164 | 1406.2991 | 407.6164 | 1406.2991
3898 | 388.4962 | 1412.3031 | 388.4962 | 1412.3031
3899 | 366.3426 | 1419.9425 | 366.3426 | 1419.9425
3900 | 345.7335 | 1430.0326 | 345.7335 | 1430.0326
3901 | 330.5523 | 1442.6494 | 330.5523 | 1442.6494
3902 | 320.5482 | 1448.7211 | 320.5482 | 1448.7211
3903 | 315.9371 | 1464.829 | 315.9371 | 1464.829
3904 | 315.6802 | 1475.9613 | 315.6802 | 1475.9613
3905 | 320.7369 | 1487.4155 | 320.7369 | 1487.4155
3906 | 336.1881 | 1516.2419 | 336.1881 | 1516.2419
3907 | 357.3278 | 1519.7532 | 357.3278 | 1519.7532
3908 | 380.4547 | 1522.4071 | 380.4547 | 1522.4071
3909 | 394.6477 | 1512.7958 | 394.6477 | 1512.7958
3910 | 405.7341 | 1508.9986 | 405.7341 | 1508.9986
3911 | 429.7999 | 1498.127 | 429.7999 | 1498.127
3912 | 429.6681 | 1479.5785 | 429.6681 | 1479.5785
3913 | 416.5269 | 1476.8629 | 416.5269 | 1476.8629
3914 | 422.5542 | 1463.5941 | 422.5542 | 1463.5941
3915 | 444.3867 | 1463.7385 | 444.3867 | 1463.7385
3916 | 459.7219 | 1471.053 | 459.7219 | 1471.053
3917 | 462.5924 | 1491.9496 | 462.5924 | 1491.9496
3918 | 448.4399 | 1494.8542 | 448.4399 | 1494.8542
3919 | 428.946 | 1478.376 | 428.946 | 1478.376
3920 | 414.554 | 1475.7461 | 414.554 | 1475.7461
3921 | 400.3602 | 1483.2774 | 400.3602 | 1483.2774
3922 | 386.4842 | 1505.982 | 386.4842 | 1505.982
3923 | 367.5757 | 1559.3886 | 367.5757 | 1559.3886
3924 | 348.4937 | 1622.1361 | 348.4937 | 1622.1361
3925 | 334.2014 | 1656.3817 | 334.2014 | 1656.3817
3926 | 324.1095 | 1663.6854 | 324.1095 | 1663.6854
3927 | 318.5162 | 1660.1722 | 318.5162 | 1660.1722
3928 | 316.2365 | 1646.4817 | 316.2365 | 1646.4817
3929 | 322.3466 | 1635.1664 | 322.3466 | 1635.1664
3930 | 333.5674 | 1642.5009 | 333.5674 | 1642.5009
3931 | 350.817 | 1628.0339 | 350.817 | 1628.0339
3932 | 368.3222 | 1611.7056 | 368.3222 | 1611.7056
3933 | 377.4433 | 1594.3827 | 377.4433 | 1594.3827
3934 | 392.7075 | 1595.6505 | 392.7075 | 1595.6505
3935 | 413.3969 | 1588.7487 | 413.3969 | 1588.7487
3936 | 414.2114 | 1577.8662 | 414.2114 | 1577.8662
3937 | 405.3393 | 1578.0708 | 405.3393 | 1578.0708
3938 | 412.4971 | 1570.0039 | 412.4971 | 1570.0039
3939 | 435.1277 | 1576.9472 | 435.1277 | 1576.9472
3940 | 451.7126 | 1591.6538 | 451.7126 | 1591.6538
3941 | 445.5968 | 1631.2132 | 445.5968 | 1631.2132
3942 | 428.722 | 1637.9507 | 428.722 | 1637.9507
3943 | 413.3886 | 1603.2205 | 413.3886 | 1603.2205
3944 | 403.4163 | 1547.9332 | 403.4163 | 1547.9332
3945 | 397.0505 | 1515.2642 | 397.0505 | 1515.2642
3946 | 380.791 | 1530.3942 | 380.791 | 1530.3942
3947 | 364.1873 | 1541.5015 | 364.1873 | 1541.5015
3948 | 345.6854 | 1554.1469 | 345.6854 | 1554.1469
3949 | 330.532 | 1570.3686 | 330.532 | 1570.3686
3950 | 322.7248 | 1579.2693 | 322.7248 | 1579.2693
3951 | 317.9384 | 1590.5861 | 317.9384 | 1590.5861
3952 | 318.0496 | 1605.8707 | 318.0496 | 1605.8707
3953 | 320.8155 | 1632.0179 | 320.8155 | 1632.0179
3954 | 329.4238 | 1680.5565 | 329.4238 | 1680.5565
3955 | 348.8728 | 1710.214 | 348.8728 | 1710.214
3956 | 366.0691 | 1737.5539 | 366.0691 | 1737.5539
3957 | 379.44 | 1755.412 | 379.44 | 1755.412
3958 | 394.3834 | 1770.1863 | 394.3834 | 1770.1863
3959 | 419.9595 | 1779.9853 | 419.9595 | 1779.9853
3960 | 417.7484 | 1782.1529 | 417.7484 | 1782.1529
3961 | 407.8514 | 1786.7381 | 407.8514 | 1786.7381
3962 | 416.6156 | 1773.9257 | 416.6156 | 1773.9257
3963 | 441.5279 | 1775.3933 | 441.5279 | 1775.3933
3964 | 452.6149 | 1777.4603 | 452.6149 | 1777.4603
3965 | 458.0933 | 1795.1172 | 458.0933 | 1795.1172
3966 | 444.5278 | 1779.8609 | 444.5278 | 1779.8609
3967 | 427.6161 | 1715.836 | 427.6161 | 1715.836
3968 | 413.9745 | 1660.3662 | 413.9745 | 1660.3662
3969 | 402.4846 | 1638.6941 | 402.4846 | 1638.6941
3970 | 387.613 | 1655.3756 | 387.613 | 1655.3756
3971 | 367.5864 | 1705.6793 | 367.5864 | 1705.6793
3972 | 349.3779 | 1747.2543 | 349.3779 | 1747.2543
3973 | 333.7624 | 1775.4767 | 333.7624 | 1775.4767
3974 | 324.5241 | 1776.2553 | 324.5241 | 1776.2553
3975 | 319.3376 | 1768.6811 | 319.3376 | 1768.6811
3976 | 318.7408 | 1758.2759 | 318.7408 | 1758.2759
3977 | 323.2275 | 1760.4671 | 323.2275 | 1760.4671
3978 | 333.8734 | 1787.012 | 333.8734 | 1787.012
3979 | 353.624 | 1800.3795 | 353.624 | 1800.3795
3980 | 376.1616 | 1804.8585 | 376.1616 | 1804.8585
3981 | 390.0915 | 1799.6733 | 390.0915 | 1799.6733
3982 | 403.5884 | 1803.2683 | 403.5884 | 1803.2683
3983 | 428.252 | 1808.6867 | 428.252 | 1808.6867
3984 | 425.0542 | 1802.8235 | 425.0542 | 1802.8235
3985 | 411.6427 | 1802.3437 | 411.6427 | 1802.3437
3986 | 414.4105 | 1801.3038 | 414.4105 | 1801.3038
3987 | 439.6223 | 1807.2432 | 439.6223 | 1807.2432
3988 | 457.0553 | 1808.1239 | 457.0553 | 1808.1239
3989 | 462.5425 | 1815.6965 | 462.5425 | 1815.6965
3990 | 448.8495 | 1794.9189 | 448.8495 | 1794.9189
3991 | 430.1299 | 1729.5707 | 430.1299 | 1729.5707
3992 | 417.4134 | 1668.6253 | 417.4134 | 1668.6253
3993 | 408.1314 | 1640.4281 | 408.1314 | 1640.4281
3994 | 389.6308 | 1662.859 | 389.6308 | 1662.859
3995 | 369.7169 | 1692.9941 | 369.7169 | 1692.9941
3996 | 348.1798 | 1722.5683 | 348.1798 | 1722.5683
3997 | 335.1193 | 1755.3538 | 335.1193 | 1755.3538
3998 | 324.3521 | 1779.8144 | 324.3521 | 1779.8144
3999 | 320.6788 | 1820.8365 | 320.6788 | 1820.8365
4000 | 320.2536 | 1857.7499 | 320.2536 | 1857.7499
4001 | 324.9996 | 1885.6766 | 324.9996 | 1885.6766
4002 | 338.1343 | 1919.2029 | 338.1343 | 1919.2029
4003 | 361.235 | 1931.1102 | 361.235 | 1931.1102
4004 | 390.4261 | 1941.3387 | 390.4261 | 1941.3387
4005 | 406.4038 | 1939.0282 | 406.4038 | 1939.0282
4006 | 414.184 | 1935.4136 | 414.184 | 1935.4136
4007 | 437.7261 | 1918.0625 | 437.7261 | 1918.0625
4008 | 433.3554 | 1887.8327 | 433.3554 | 1887.8327
4009 | 418.1192 | 1871.8842 | 418.1192 | 1871.8842
4010 | 419.9643 | 1829.4577 | 419.9643 | 1829.4577
4011 | 445.0757 | 1783.4698 | 445.0757 | 1783.4698
4012 | 458.0626 | 1750.1734 | 458.0626 | 1750.1734
4013 | 460.0309 | 1734.3833 | 460.0309 | 1734.3833
4014 | 449.2422 | 1709.499 | 449.2422 | 1709.499
4015 | 426.1163 | 1670.7077 | 426.1163 | 1670.7077
4016 | 417.035 | 1639.6044 | 417.035 | 1639.6044
4017 | 411.8715 | 1613.5062 | 411.8715 | 1613.5062
4018 | 394.4665 | 1596.5582 | 394.4665 | 1596.5582
4019 | 370.9742 | 1581.9756 | 370.9742 | 1581.9756
4020 | 350.6275 | 1574.133 | 350.6275 | 1574.133
4021 | 335.2928 | 1563.7066 | 335.2928 | 1563.7066
4022 | 326.448 | 1546.0505 | 326.448 | 1546.0505
4023 | 322.6703 | 1530.3085 | 322.6703 | 1530.3085
4024 | 322.4624 | 1526.1546 | 322.4624 | 1526.1546
4025 | 327.9045 | 1524.8323 | 327.9045 | 1524.8323
4026 | 341.4872 | 1556.214 | 341.4872 | 1556.214
4027 | 362.5926 | 1569.764 | 362.5926 | 1569.764
4028 | 391.0013 | 1582.0915 | 391.0013 | 1582.0915
4029 | 403.7293 | 1566.2288 | 403.7293 | 1566.2288
4030 | 417.7583 | 1543.9514 | 417.7583 | 1543.9514
4031 | 442.7584 | 1508.0288 | 442.7584 | 1508.0288
4032 | 439.2394 | 1478.0727 | 439.2394 | 1478.0727
4033 | 419.1072 | 1454.3671 | 419.1072 | 1454.3671
4034 | 428.4068 | 1410.0242 | 428.4068 | 1410.0242
4035 | 452.0356 | 1384.7981 | 452.0356 | 1384.7981
4036 | 469.2238 | 1366.6965 | 469.2238 | 1366.6965
4037 | 467.9205 | 1353.6898 | 467.9205 | 1353.6898
4038 | 453.3378 | 1307.6331 | 453.3378 | 1307.6331
4039 | 435.8921 | 1184.9733 | 435.8921 | 1184.9733
4040 | 426.2005 | 1097.3341 | 426.2005 | 1097.3341
4041 | 416.7697 | 1065.0758 | 416.7697 | 1065.0758
4042 | 398.5915 | 1066.7906 | 398.5915 | 1066.7906
4043 | 372.9663 | 1076.8027 | 372.9663 | 1076.8027
4044 | 353.3437 | 1100.9013 | 353.3437 | 1100.9013
4045 | 336.8703 | 1135.6945 | 336.8703 | 1135.6945
4046 | 326.6649 | 1174.5744 | 326.6649 | 1174.5744
4047 | 320.7117 | 1246.2143 | 320.7117 | 1246.2143
4048 | 320.2513 | 1299.144 | 320.2513 | 1299.144
4049 | 326.4507 | 1314.7049 | 326.4507 | 1314.7049
4050 | 339.2182 | 1355.2126 | 339.2182 | 1355.2126
4051 | 360.1898 | 1358.4502 | 360.1898 | 1358.4502
4052 | 391.0635 | 1356.176 | 391.0635 | 1356.176
4053 | 404.0589 | 1353.8198 | 404.0589 | 1353.8198
4054 | 412.1384 | 1345.5965 | 412.1384 | 1345.5965
4055 | 435.796 | 1347.6383 | 435.796 | 1347.6383
4056 | 436.4181 | 1352.5438 | 436.4181 | 1352.5438
4057 | 416.6765 | 1357.3115 | 416.6765 | 1357.3115
4058 | 419.8124 | 1356.1348 | 419.8124 | 1356.1348
4059 | 440.8035 | 1383.3835 | 440.8035 | 1383.3835
4060 | 454.5138 | 1415.9772 | 454.5138 | 1415.9772
4061 | 454.0678 | 1462.0161 | 454.0678 | 1462.0161
4062 | 443.7426 | 1473.5905 | 443.7426 | 1473.5905
4063 | 424.4265 | 1411.0257 | 424.4265 | 1411.0257
4064 | 411.5026 | 1348.6657 | 411.5026 | 1348.6657
4065 | 402.6123 | 1322.1568 | 402.6123 | 1322.1568
4066 | 387.9662 | 1318.8523 | 387.9662 | 1318.8523
4067 | 367.872 | 1330.644 | 367.872 | 1330.644
4068 | 346.0064 | 1351.2291 | 346.0064 | 1351.2291
4069 | 331.2468 | 1398.3881 | 331.2468 | 1398.3881
4070 | 320.5663 | 1434.2563 | 320.5663 | 1434.2563
4071 | 315.9208 | 1420.2482 | 315.9208 | 1420.2482
4072 | 313.6494 | 1402.7703 | 313.6494 | 1402.7703
4073 | 317.4869 | 1396.6112 | 317.4869 | 1396.6112
4074 | 329.7975 | 1408.235 | 329.7975 | 1408.235
4075 | 347.0809 | 1393.3573 | 347.0809 | 1393.3573
4076 | 373.6351 | 1385.3337 | 373.6351 | 1385.3337
4077 | 385.3529 | 1380.6048 | 385.3529 | 1380.6048
4078 | 398.549 | 1402.9538 | 398.549 | 1402.9538
4079 | 417.5187 | 1431.0049 | 417.5187 | 1431.0049
4080 | 417.8975 | 1439.1957 | 417.8975 | 1439.1957
4081 | 404.4787 | 1456.6943 | 404.4787 | 1456.6943
4082 | 411.6797 | 1466.8795 | 411.6797 | 1466.8795
4083 | 434.0694 | 1488.6982 | 434.0694 | 1488.6982
4084 | 449.1737 | 1505.1844 | 449.1737 | 1505.1844
4085 | 451.1808 | 1529.9596 | 451.1808 | 1529.9596
4086 | 434.4939 | 1533.2292 | 434.4939 | 1533.2292
4087 | 417.3756 | 1506.8493 | 417.3756 | 1506.8493
4088 | 404.2833 | 1485.7847 | 404.2833 | 1485.7847
4089 | 396.4606 | 1478.9881 | 396.4606 | 1478.9881
4090 | 384.9098 | 1499.2744 | 384.9098 | 1499.2744
4091 | 365.658 | 1537.8968 | 365.658 | 1537.8968
4092 | 347.3274 | 1552.0936 | 347.3274 | 1552.0936
4093 | 332.1311 | 1562.8396 | 332.1311 | 1562.8396
4094 | 322.0405 | 1563.7094 | 322.0405 | 1563.7094
4095 | 318.5319 | 1560.0138 | 318.5319 | 1560.0138
4096 | 316.4164 | 1553.8522 | 316.4164 | 1553.8522
4097 | 321.6421 | 1556.8192 | 321.6421 | 1556.8192
4098 | 330.233 | 1584.5961 | 330.233 | 1584.5961
4099 | 344.7098 | 1590.3433 | 344.7098 | 1590.3433
4100 | 359.725 | 1594.8224 | 359.725 | 1594.8224
4101 | 368.6314 | 1594.839 | 368.6314 | 1594.839
4102 | 382.0883 | 1604.2746 | 382.0883 | 1604.2746
4103 | 401.5662 | 1610.0581 | 401.5662 | 1610.0581
4104 | 406.6372 | 1604.0123 | 406.6372 | 1604.0123
4105 | 399.5378 | 1602.7112 | 399.5378 | 1602.7112
4106 | 406.099 | 1594.4161 | 406.099 | 1594.4161
4107 | 426.7852 | 1593.6479 | 426.7852 | 1593.6479
4108 | 440.0741 | 1588.7791 | 440.0741 | 1588.7791
4109 | 435.1586 | 1596.7167 | 435.1586 | 1596.7167
4110 | 427.115 | 1592.5942 | 427.115 | 1592.5942
4111 | 412.9639 | 1576.3442 | 412.9639 | 1576.3442
4112 | 406.5383 | 1548.0701 | 406.5383 | 1548.0701
4113 | 393.9175 | 1527.6756 | 393.9175 | 1527.6756
4114 | 382.8177 | 1524.1885 | 382.8177 | 1524.1885
4115 | 365.1658 | 1536.391 | 365.1658 | 1536.391
4116 | 349.1037 | 1548.0325 | 349.1037 | 1548.0325
4117 | 334.5567 | 1561.6988 | 334.5567 | 1561.6988
4118 | 326.6689 | 1575.8014 | 326.6689 | 1575.8014
4119 | 321.4835 | 1592.5938 | 321.4835 | 1592.5938
4120 | 318.3886 | 1606.2814 | 318.3886 | 1606.2814
4121 | 319.9652 | 1622.3899 | 319.9652 | 1622.3899
4122 | 327.5752 | 1653.4065 | 327.5752 | 1653.4065
4123 | 339.9821 | 1650.1189 | 339.9821 | 1650.1189
4124 | 355.9027 | 1644.7419 | 355.9027 | 1644.7419
4125 | 366.7188 | 1644.3022 | 366.7188 | 1644.3022
4126 | 381.0304 | 1654.1485 | 381.0304 | 1654.1485
4127 | 401.1034 | 1658.0611 | 401.1034 | 1658.0611
4128 | 403.6191 | 1658.723 | 403.6191 | 1658.723
4129 | 395.7133 | 1658.1064 | 395.7133 | 1658.1064
4130 | 400.0983 | 1646.5259 | 400.0983 | 1646.5259
4131 | 420.705 | 1643.9781 | 420.705 | 1643.9781
4132 | 435.084 | 1630.6677 | 435.084 | 1630.6677
4133 | 439.2644 | 1623.2279 | 439.2644 | 1623.2279
4134 | 426.4686 | 1602.6329 | 426.4686 | 1602.6329
4135 | 413.8525 | 1561.0581 | 413.8525 | 1561.0581
4136 | 404.8805 | 1519.7793 | 404.8805 | 1519.7793
4137 | 397.2388 | 1503.0353 | 397.2388 | 1503.0353
4138 | 386.3597 | 1519.4886 | 386.3597 | 1519.4886
4139 | 368.8375 | 1535.1589 | 368.8375 | 1535.1589
4140 | 352.1914 | 1548.3975 | 352.1914 | 1548.3975
4141 | 338.2801 | 1557.8203 | 338.2801 | 1557.8203
4142 | 328.5389 | 1559.8308 | 328.5389 | 1559.8308
4143 | 325.2418 | 1566.3564 | 325.2418 | 1566.3564
4144 | 321.4318 | 1576.8955 | 321.4318 | 1576.8955
4145 | 322.72 | 1593.0496 | 322.72 | 1593.0496
4146 | 329.3086 | 1637.3903 | 329.3086 | 1637.3903
4147 | 341.3837 | 1659.245 | 341.3837 | 1659.245
4148 | 359.4156 | 1668.4696 | 359.4156 | 1668.4696
4149 | 372.3508 | 1660.4097 | 372.3508 | 1660.4097
4150 | 386.3597 | 1659.0309 | 386.3597 | 1659.0309
4151 | 412.3895 | 1665.8639 | 412.3895 | 1665.8639
4152 | 409.0012 | 1667.7122 | 409.0012 | 1667.7122
4153 | 397.9171 | 1681.2865 | 397.9171 | 1681.2865
4154 | 404.7769 | 1683.167 | 404.7769 | 1683.167
4155 | 429.0031 | 1694.9015 | 429.0031 | 1694.9015
4156 | 443.2378 | 1709.0149 | 443.2378 | 1709.0149
4157 | 446.5796 | 1729.1358 | 446.5796 | 1729.1358
4158 | 435.0483 | 1725.9715 | 435.0483 | 1725.9715
4159 | 418.3186 | 1695.6218 | 418.3186 | 1695.6218
4160 | 405.4939 | 1640.3801 | 405.4939 | 1640.3801
4161 | 397.2811 | 1615.7421 | 397.2811 | 1615.7421
4162 | 387.3049 | 1624.6208 | 387.3049 | 1624.6208
4163 | 373.1129 | 1665.114 | 373.1129 | 1665.114
4164 | 355.0721 | 1688.9844 | 355.0721 | 1688.9844
4165 | 342.085 | 1705.8449 | 342.085 | 1705.8449
4166 | 332.1033 | 1711.0952 | 332.1033 | 1711.0952
4167 | 325.5253 | 1721.2256 | 325.5253 | 1721.2256
4168 | 322.3418 | 1733.7724 | 322.3418 | 1733.7724
4169 | 324.7491 | 1743.4927 | 324.7491 | 1743.4927
4170 | 336.3058 | 1768.8968 | 336.3058 | 1768.8968
4171 | 351.134 | 1776.1954 | 351.134 | 1776.1954
4172 | 370.0665 | 1770.5902 | 370.0665 | 1770.5902
4173 | 384.4992 | 1753.4499 | 384.4992 | 1753.4499
4174 | 397.4549 | 1753.0293 | 397.4549 | 1753.0293
4175 | 419.0785 | 1750.0974 | 419.0785 | 1750.0974
4176 | 425.3937 | 1728.5374 | 425.3937 | 1728.5374
4177 | 411.7429 | 1719.3878 | 411.7429 | 1719.3878
4178 | 413.6985 | 1703.9288 | 413.6985 | 1703.9288
4179 | 435.6805 | 1684.1783 | 435.6805 | 1684.1783
4180 | 450.7577 | 1671.5981 | 450.7577 | 1671.5981
4181 | 450.0907 | 1702.0314 | 450.0907 | 1702.0314
4182 | 443.7019 | 1701.4681 | 443.7019 | 1701.4681
4183 | 425.1548 | 1612.7116 | 425.1548 | 1612.7116
4184 | 408.7147 | 1542.5944 | 408.7147 | 1542.5944
4185 | 398.3725 | 1508.4197 | 398.3725 | 1508.4197
4186 | 391.3792 | 1493.1143 | 391.3792 | 1493.1143
4187 | 375.3467 | 1499.978 | 375.3467 | 1499.978
4188 | 360.3449 | 1523.3921 | 360.3449 | 1523.3921
4189 | 345.3269 | 1538.1536 | 345.3269 | 1538.1536
4190 | 333.1006 | 1537.2895 | 333.1006 | 1537.2895
4191 | 325.7675 | 1536.6967 | 325.7675 | 1536.6967
4192 | 321.9543 | 1536.8321 | 321.9543 | 1536.8321
4193 | 325.1179 | 1543.3582 | 325.1179 | 1543.3582
4194 | 336.6307 | 1572.4584 | 336.6307 | 1572.4584
4195 | 348.6875 | 1582.0842 | 348.6875 | 1582.0842
4196 | 366.5714 | 1586.472 | 366.5714 | 1586.472
4197 | 382.0149 | 1576.9976 | 382.0149 | 1576.9976
4198 | 394.2317 | 1572.2421 | 394.2317 | 1572.2421
4199 | 411.9716 | 1576.6567 | 411.9716 | 1576.6567
4200 | 417.5795 | 1579.4632 | 417.5795 | 1579.4632
4201 | 406.4956 | 1591.2124 | 406.4956 | 1591.2124
4202 | 409.1197 | 1593.4123 | 409.1197 | 1593.4123
4203 | 430.6496 | 1601.7244 | 430.6496 | 1601.7244
4204 | 445.3077 | 1603.5633 | 445.3077 | 1603.5633
4205 | 444.0469 | 1615.8815 | 444.0469 | 1615.8815
4206 | 433.6174 | 1607.2872 | 433.6174 | 1607.2872
4207 | 418.6947 | 1583.8732 | 418.6947 | 1583.8732
4208 | 403.5847 | 1566.0484 | 403.5847 | 1566.0484
4209 | 393.8122 | 1552.2247 | 393.8122 | 1552.2247
4210 | 380.7313 | 1556.0841 | 380.7313 | 1556.0841
4211 | 371.3197 | 1578.2339 | 371.3197 | 1578.2339
4212 | 359.894 | 1592.2026 | 359.894 | 1592.2026
4213 | 350.094 | 1596.1041 | 350.094 | 1596.1041
4214 | 339.826 | 1594.6011 | 339.826 | 1594.6011
4215 | 330.016 | 1595.4685 | 330.016 | 1595.4685
4216 | 324.999 | 1606.5095 | 324.999 | 1606.5095
4217 | 325.1239 | 1630.7859 | 325.1239 | 1630.7859
4218 | 333.4944 | 1656.0531 | 333.4944 | 1656.0531
4219 | 344.6996 | 1675.4894 | 344.6996 | 1675.4894
4220 | 355.44 | 1690.6916 | 355.44 | 1690.6916
4221 | 362.1811 | 1701.9789 | 362.1811 | 1701.9789
4222 | 373.344 | 1721.6357 | 373.344 | 1721.6357
4223 | 388.4014 | 1727.3279 | 388.4014 | 1727.3279
4224 | 390.2904 | 1733.3742 | 390.2904 | 1733.3742
4225 | 384.2352 | 1759.6794 | 384.2352 | 1759.6794
4226 | 390.3983 | 1790.0788 | 390.3983 | 1790.0788
4227 | 406.8361 | 1839.4582 | 406.8361 | 1839.4582
4228 | 419.503 | 1889.6195 | 419.503 | 1889.6195
4229 | 417.3785 | 1939.3089 | 417.3785 | 1939.3089
4230 | 406.1885 | 1953.4385 | 406.1885 | 1953.4385
4231 | 396.6911 | 1926.4198 | 396.6911 | 1926.4198
4232 | 386.0508 | 1893.8107 | 386.0508 | 1893.8107
4233 | 379.265 | 1854.3885 | 379.265 | 1854.3885
4234 | 369.5195 | 1830.9153 | 369.5195 | 1830.9153
4235 | 362.5737 | 1822.9948 | 362.5737 | 1822.9948
4236 | 354.1758 | 1823.3656 | 354.1758 | 1823.3656
4237 | 345.4446 | 1829.0923 | 345.4446 | 1829.0923
4238 | 335.9087 | 1847.256 | 335.9087 | 1847.256
4239 | 326.9627 | 1885.9509 | 326.9627 | 1885.9509
4240 | 323.2696 | 1915.8829 | 323.2696 | 1915.8829
4241 | 323.9924 | 1941.8475 | 323.9924 | 1941.8475
4242 | 330.7124 | 1967.0235 | 330.7124 | 1967.0235
4243 | 339.5937 | 1966.93 | 339.5937 | 1966.93
4244 | 351.0067 | 1970.679 | 351.0067 | 1970.679
4245 | 361.0749 | 1953.9493 | 361.0749 | 1953.9493
4246 | 376.424 | 1930.4855 | 376.424 | 1930.4855
4247 | 398.5175 | 1887.9465 | 398.5175 | 1887.9465
4248 | 407.7485 | 1833.8521 | 407.7485 | 1833.8521
4249 | 403.9811 | 1784.2741 | 403.9811 | 1784.2741
4250 | 411.4736 | 1727.0177 | 411.4736 | 1727.0177
4251 | 430.9946 | 1688.5589 | 430.9946 | 1688.5589
4252 | 446.1977 | 1671.0049 | 446.1977 | 1671.0049
4253 | 450.0993 | 1679.3532 | 450.0993 | 1679.3532
4254 | 433.3577 | 1647.67 | 433.3577 | 1647.67
4255 | 414.9748 | 1586.9305 | 414.9748 | 1586.9305
4256 | 399.9848 | 1546.108 | 399.9848 | 1546.108
4257 | 387.9855 | 1518.9602 | 387.9855 | 1518.9602
4258 | 379.8418 | 1526.6526 | 379.8418 | 1526.6526
4259 | 371.4854 | 1578.0514 | 371.4854 | 1578.0514
4260 | 362.722 | 1623.3681 | 362.722 | 1623.3681
4261 | 353.4842 | 1642.3732 | 353.4842 | 1642.3732
4262 | 342.9978 | 1628.7326 | 342.9978 | 1628.7326
4263 | 331.6315 | 1627.7747 | 331.6315 | 1627.7747
4264 | 325.3959 | 1625.583 | 325.3959 | 1625.583
4265 | 325.1803 | 1648.4448 | 325.1803 | 1648.4448
4266 | 331.0365 | 1679.5983 | 331.0365 | 1679.5983
4267 | 341.6013 | 1676.0826 | 341.6013 | 1676.0826
4268 | 351.817 | 1659.1611 | 351.817 | 1659.1611
4269 | 362.3428 | 1650.006 | 362.3428 | 1650.006
4270 | 377.5927 | 1644.1098 | 377.5927 | 1644.1098
4271 | 401.5698 | 1617.724 | 401.5698 | 1617.724
4272 | 409.068 | 1600.8182 | 409.068 | 1600.8182
4273 | 405.847 | 1595.0909 | 405.847 | 1595.0909
4274 | 409.8321 | 1574.6582 | 409.8321 | 1574.6582
4275 | 431.4412 | 1575.6239 | 431.4412 | 1575.6239
4276 | 445.8473 | 1580.52 | 445.8473 | 1580.52
4277 | 444.8374 | 1584.1684 | 444.8374 | 1584.1684
4278 | 433.2856 | 1561.8394 | 433.2856 | 1561.8394
4279 | 415.9524 | 1526.3334 | 415.9524 | 1526.3334
4280 | 402.455 | 1477.3888 | 402.455 | 1477.3888
4281 | 388.4136 | 1447.6857 | 388.4136 | 1447.6857
4282 | 378.4937 | 1456.3363 | 378.4937 | 1456.3363
4283 | 368.5004 | 1466.2572 | 368.5004 | 1466.2572
4284 | 361.3169 | 1523.3009 | 361.3169 | 1523.3009
4285 | 350.0622 | 1515.1103 | 350.0622 | 1515.1103
4286 | 338.8887 | 1513.1511 | 338.8887 | 1513.1511
4287 | 331.6246 | 1563.7555 | 331.6246 | 1563.7555
4288 | 326.1314 | 1616.8676 | 326.1314 | 1616.8676
4289 | 325.4339 | 1608.5639 | 325.4339 | 1608.5639
4290 | 330.4852 | 1577.3865 | 330.4852 | 1577.3865
4291 | 341.3138 | 1542.7965 | 341.3138 | 1542.7965
4292 | 350.8921 | 1525.1905 | 350.8921 | 1525.1905
4293 | 357.717 | 1512.2938 | 357.717 | 1512.2938
4294 | 372.6629 | 1501.5608 | 372.6629 | 1501.5608
4295 | 393.6996 | 1482.1564 | 393.6996 | 1482.1564
4296 | 404.6071 | 1460.0488 | 404.6071 | 1460.0488
4297 | 401.4933 | 1436.7539 | 401.4933 | 1436.7539
4298 | 409.1799 | 1393.7341 | 409.1799 | 1393.7341
4299 | 430.2075 | 1374.8507 | 430.2075 | 1374.8507
4300 | 441.8437 | 1360.2626 | 441.8437 | 1360.2626
4301 | 449.0336 | 1336.8066 | 449.0336 | 1336.8066
4302 | 435.3586 | 1294.1266 | 435.3586 | 1294.1266
4303 | 417.1978 | 1253.6469 | 417.1978 | 1253.6469
4304 | 404.4546 | 1227.3804 | 404.4546 | 1227.3804
4305 | 394.6286 | 1205.0695 | 394.6286 | 1205.0695
4306 | 385.2488 | 1219.6976 | 385.2488 | 1219.6976
4307 | 375.2678 | 1290.0331 | 375.2678 | 1290.0331
4308 | 365.4472 | 1356.0659 | 365.4472 | 1356.0659
4309 | 354.3581 | 1382.2349 | 354.3581 | 1382.2349
4310 | 344.9147 | 1405.0073 | 344.9147 | 1405.0073
4311 | 337.5215 | 1400.3078 | 337.5215 | 1400.3078
4312 | 333.625 | 1398.983 | 333.625 | 1398.983
4313 | 334.3804 | 1353.08 | 334.3804 | 1353.08
4314 | 339.1471 | 1332.3519 | 339.1471 | 1332.3519
4315 | 349.9667 | 1363.4695 | 349.9667 | 1363.4695
4316 | 362.554 | 1423.2525 | 362.554 | 1423.2525
4317 | 370.5154 | 1440.6999 | 370.5154 | 1440.6999
4318 | 387.3505 | 1410.5741 | 387.3505 | 1410.5741
4319 | 407.6793 | 1342.0258 | 407.6793 | 1342.0258
4320 | 417.3238 | 1332.1015 | 417.3238 | 1332.1015
4321 | 414.2318 | 1344.0331 | 414.2318 | 1344.0331
4322 | 416.2352 | 1335.7837 | 416.2352 | 1335.7837
4323 | 434.772 | 1338.4377 | 434.772 | 1338.4377
4324 | 453.1334 | 1341.7824 | 453.1334 | 1341.7824
4325 | 455.832 | 1363.1809 | 455.832 | 1363.1809
4326 | 443.9495 | 1362.6176 | 443.9495 | 1362.6176
4327 | 426.4163 | 1319.2176 | 426.4163 | 1319.2176
4328 | 408.9665 | 1282.1368 | 408.9665 | 1282.1368
4329 | 394.4966 | 1267.3549 | 394.4966 | 1267.3549
4330 | 388.0206 | 1269.7084 | 388.0206 | 1269.7084
4331 | 375.8639 | 1290.7175 | 375.8639 | 1290.7175
4332 | 366.483 | 1315.1355 | 366.483 | 1315.1355
4333 | 356.4445 | 1332.9542 | 356.4445 | 1332.9542
4334 | 346.7539 | 1354.8596 | 346.7539 | 1354.8596
4335 | 340.3463 | 1398.6651 | 340.3463 | 1398.6651
4336 | 334.228 | 1435.0309 | 334.228 | 1435.0309
4337 | 336.1162 | 1444.3862 | 336.1162 | 1444.3862
4338 | 343.189 | 1462.2613 | 343.189 | 1462.2613
4339 | 354.4536 | 1462.4416 | 354.4536 | 1462.4416
4340 | 369.0096 | 1466.6013 | 369.0096 | 1466.6013
4341 | 378.9998 | 1463.4238 | 378.9998 | 1463.4238
4342 | 391.6383 | 1456.25 | 391.6383 | 1456.25
4343 | 412.7023 | 1438.8533 | 412.7023 | 1438.8533
4344 | 420.712 | 1422.6776 | 420.712 | 1422.6776
4345 | 416.0538 | 1442.8227 | 416.0538 | 1442.8227
4346 | 422.4753 | 1458.8486 | 422.4753 | 1458.8486
4347 | 438.4278 | 1453.7454 | 438.4278 | 1453.7454
4348 | 456.078 | 1432.6779 | 456.078 | 1432.6779
4349 | 460.9922 | 1414.0587 | 460.9922 | 1414.0587
4350 | 449.3667 | 1385.2502 | 449.3667 | 1385.2502
4351 | 428.7046 | 1344.588 | 428.7046 | 1344.588
4352 | 411.6441 | 1315.9945 | 411.6441 | 1315.9945
4353 | 395.66 | 1299.5242 | 395.66 | 1299.5242
4354 | 385.9518 | 1300.2351 | 385.9518 | 1300.2351
4355 | 375.6116 | 1314.0802 | 375.6116 | 1314.0802
4356 | 353.1943 | 1335.1672 | 353.1943 | 1335.1672
4357 | 345.9103 | 1352.7578 | 345.9103 | 1352.7578
4358 | 338.3523 | 1358.9663 | 338.3523 | 1358.9663
4359 | 331.0898 | 1368.4578 | 331.0898 | 1368.4578
4360 | 325.312 | 1379.4533 | 325.312 | 1379.4533
4361 | 325.9615 | 1401.7218 | 325.9615 | 1401.7218
4362 | 333.5126 | 1453.2265 | 333.5126 | 1453.2265
4363 | 342.6974 | 1456.1902 | 342.6974 | 1456.1902
4364 | 355.8408 | 1426.2185 | 355.8408 | 1426.2185
4365 | 365.2075 | 1389.3658 | 365.2075 | 1389.3658
4366 | 379.7872 | 1396.1549 | 379.7872 | 1396.1549
4367 | 401.76 | 1415.2624 | 401.76 | 1415.2624
4368 | 408.3174 | 1418.799 | 408.3174 | 1418.799
4369 | 401.7495 | 1405.9534 | 401.7495 | 1405.9534
4370 | 409.4792 | 1381.2771 | 409.4792 | 1381.2771
4371 | 425.2844 | 1365.6333 | 425.2844 | 1365.6333
4372 | 438.6382 | 1352.2317 | 438.6382 | 1352.2317
4373 | 442.6799 | 1352.8685 | 442.6799 | 1352.8685
4374 | 427.3848 | 1333.5055 | 427.3848 | 1333.5055
4375 | 407.2859 | 1301.8781 | 407.2859 | 1301.8781
4376 | 393.7406 | 1274.2427 | 393.7406 | 1274.2427
4377 | 378.9075 | 1244.4485 | 378.9075 | 1244.4485
4378 | 366.82 | 1240.1856 | 366.82 | 1240.1856
4379 | 357.7949 | 1258.5482 | 357.7949 | 1258.5482
4380 | 352.8293 | 1442.4698 | 352.8293 | 1442.4698
4381 | 352.5147 | 1418.3324 | 352.5147 | 1418.3324
4382 | 345.3936 | 1393.3384 | 345.3936 | 1393.3384
4383 | 333.1833 | 1371.4743 | 333.1833 | 1371.4743
4384 | 326.9468 | 1365.3434 | 326.9468 | 1365.3434
4385 | 325.9856 | 1423.0455 | 325.9856 | 1423.0455
4386 | 328.4941 | 1520.3901 | 328.4941 | 1520.3901
4387 | 331.8254 | 1509.9438 | 331.8254 | 1509.9438
4388 | 334.2738 | 1424.9878 | 334.2738 | 1424.9878
4389 | 334.1281 | 1377.8083 | 334.1281 | 1377.8083
4390 | 338.1446 | 1342.9598 | 338.1446 | 1342.9598
4391 | 355.1282 | 1363.1332 | 355.1282 | 1363.1332
4392 | 363.6501 | 1359.1613 | 363.6501 | 1359.1613
4393 | 362.1114 | 1324.445 | 362.1114 | 1324.445
4394 | 371.6511 | 1302.4992 | 371.6511 | 1302.4992
4395 | 395.3696 | 1277.8961 | 395.3696 | 1277.8961
4396 | 409.8462 | 1258.6612 | 409.8462 | 1258.6612
4397 | 413.4363 | 1317.6274 | 413.4363 | 1317.6274
4398 | 404.9033 | 1312.382 | 404.9033 | 1312.382
4399 | 395.4031 | 1237.2888 | 395.4031 | 1237.2888
4400 | 387.7805 | 1165.564 | 387.7805 | 1165.564
4401 | 376.1962 | 1139.3856 | 376.1962 | 1139.3856
4402 | 367.3774 | 1140.2053 | 367.3774 | 1140.2053
4403 | 362.7415 | 1176.1911 | 362.7415 | 1176.1911
4404 | 356.2489 | 1203.4219 | 356.2489 | 1203.4219
4405 | 349.0242 | 1215.0695 | 349.0242 | 1215.0695
4406 | 341.6316 | 1249.7794 | 341.6316 | 1249.7794
4407 | 332.3306 | 1261.839 | 332.3306 | 1261.839
4408 | 325.6893 | 1234.2091 | 325.6893 | 1234.2091
4409 | 325.9883 | 1231.1836 | 325.9883 | 1231.1836
4410 | 329.5683 | 1248.0234 | 329.5683 | 1248.0234
4411 | 337.1272 | 1210.9128 | 337.1272 | 1210.9128
4412 | 346.3913 | 1173.6083 | 346.3913 | 1173.6083
4413 | 353.6178 | 1134.7119 | 353.6178 | 1134.7119
4414 | 363.6375 | 1107.5416 | 363.6375 | 1107.5416
4415 | 384.3735 | 1097.9329 | 384.3735 | 1097.9329
4416 | 393.8958 | 1102.0115 | 393.8958 | 1102.0115
4417 | 394.56 | 1113.2712 | 394.56 | 1113.2712
4418 | 404.5596 | 1147.8649 | 404.5596 | 1147.8649
4419 | 422.8704 | 1206.1864 | 422.8704 | 1206.1864
4420 | 439.6886 | 1263.2216 | 439.6886 | 1263.2216
4421 | 443.6745 | 1320.0006 | 443.6745 | 1320.0006
4422 | 432.6651 | 1338.2087 | 432.6651 | 1338.2087
4423 | 414.953 | 1308.2539 | 414.953 | 1308.2539
4424 | 404.0614 | 1267.6607 | 404.0614 | 1267.6607
4425 | 394.3067 | 1271.0783 | 394.3067 | 1271.0783
4426 | 383.0406 | 1338.3494 | 383.0406 | 1338.3494
4427 | 373.0279 | 1432.4102 | 373.0279 | 1432.4102
4428 | 364.9084 | 1506.4548 | 364.9084 | 1506.4548
4429 | 354.765 | 1535.0875 | 354.765 | 1535.0875
4430 | 345.5123 | 1539.643 | 345.5123 | 1539.643
4431 | 335.8324 | 1522.0136 | 335.8324 | 1522.0136
4432 | 329.6341 | 1550.2251 | 329.6341 | 1550.2251
4433 | 328.142 | 1601.9708 | 328.142 | 1601.9708
4434 | 332.5507 | 1653.665 | 332.5507 | 1653.665
4435 | 340.0964 | 1684.8205 | 340.0964 | 1684.8205
4436 | 348.7966 | 1715.4564 | 348.7966 | 1715.4564
4437 | 356.0732 | 1726.352 | 356.0732 | 1726.352
4438 | 368.4712 | 1725.4272 | 368.4712 | 1725.4272
4439 | 388.3636 | 1715.5393 | 388.3636 | 1715.5393
4440 | 397.4591 | 1721.1069 | 397.4591 | 1721.1069
4441 | 393.8715 | 1748.0489 | 393.8715 | 1748.0489
4442 | 405.1877 | 1776.6396 | 405.1877 | 1776.6396
4443 | 424.6644 | 1817.7898 | 424.6644 | 1817.7898
4444 | 442.2977 | 1855.0478 | 442.2977 | 1855.0478
4445 | 444.7074 | 1893.12 | 444.7074 | 1893.12
4446 | 437.0566 | 1899.5548 | 437.0566 | 1899.5548
4447 | 422.0884 | 1829.9061 | 422.0884 | 1829.9061
4448 | 409.253 | 1769.9545 | 409.253 | 1769.9545
4449 | 396.2044 | 1730.5603 | 396.2044 | 1730.5603
4450 | 382.0277 | 1722.7246 | 382.0277 | 1722.7246
4451 | 375.6962 | 1754.1965 | 375.6962 | 1754.1965
4452 | 363.4561 | 1765.5591 | 363.4561 | 1765.5591
4453 | 352.927 | 1758.0345 | 352.927 | 1758.0345
4454 | 341.5918 | 1742.2078 | 341.5918 | 1742.2078
4455 | 333.3166 | 1743.9368 | 333.3166 | 1743.9368
4456 | 327.3113 | 1769.9612 | 327.3113 | 1769.9612
4457 | 328.0752 | 1809.701 | 328.0752 | 1809.701
4458 | 330.681 | 1867.1189 | 330.681 | 1867.1189
4459 | 337.6352 | 1885.8497 | 337.6352 | 1885.8497
4460 | 344.7083 | 1900.3847 | 344.7083 | 1900.3847
4461 | 351.4922 | 1901.8338 | 351.4922 | 1901.8338
4462 | 364.0052 | 1883.1327 | 364.0052 | 1883.1327
4463 | 385.778 | 1865.1478 | 385.778 | 1865.1478
4464 | 393.4597 | 1856.8947 | 393.4597 | 1856.8947
4465 | 390.4841 | 1852.3793 | 390.4841 | 1852.3793
4466 | 394.9212 | 1857.0513 | 394.9212 | 1857.0513
4467 | 415.3857 | 1866.8838 | 415.3857 | 1866.8838
4468 | 433.4811 | 1877.9893 | 433.4811 | 1877.9893
4469 | 441.754 | 1892.422 | 441.754 | 1892.422
4470 | 432.8574 | 1867.9578 | 432.8574 | 1867.9578
4471 | 417.615 | 1815.9923 | 417.615 | 1815.9923
4472 | 408.801 | 1730.4932 | 408.801 | 1730.4932
4473 | 402.1148 | 1667.3664 | 402.1148 | 1667.3664
4474 | 390.928 | 1649.2001 | 390.928 | 1649.2001
4475 | 378.006 | 1641.7226 | 378.006 | 1641.7226
4476 | 363.6545 | 1649.2692 | 363.6545 | 1649.2692
4477 | 348.6807 | 1651.8427 | 348.6807 | 1651.8427
4478 | 338.87 | 1663.0526 | 338.87 | 1663.0526
4479 | 330.8951 | 1676.1825 | 330.8951 | 1676.1825
4480 | 324.3708 | 1680.103 | 324.3708 | 1680.103
4481 | 325.4783 | 1691.4102 | 325.4783 | 1691.4102
4482 | 328.2925 | 1729.9351 | 328.2925 | 1729.9351
4483 | 338.0473 | 1736.9858 | 338.0473 | 1736.9858
4484 | 348.1505 | 1730.0217 | 348.1505 | 1730.0217
4485 | 357.113 | 1727.8411 | 357.113 | 1727.8411
4486 | 370.0916 | 1727.8935 | 370.0916 | 1727.8935
4487 | 391.4328 | 1725.4977 | 391.4328 | 1725.4977
4488 | 396.8214 | 1722.3168 | 396.8214 | 1722.3168
4489 | 394.6138 | 1714.6371 | 394.6138 | 1714.6371
4490 | 397.8659 | 1712.1892 | 397.8659 | 1712.1892
4491 | 418.464 | 1707.503 | 418.464 | 1707.503
4492 | 436.1034 | 1698.1799 | 436.1034 | 1698.1799
4493 | 441.49 | 1696.9769 | 441.49 | 1696.9769
4494 | 433.6165 | 1681.0751 | 433.6165 | 1681.0751
4495 | 419.5306 | 1639.161 | 419.5306 | 1639.161
4496 | 412.621 | 1588.6094 | 412.621 | 1588.6094
4497 | 406.6274 | 1552.3796 | 406.6274 | 1552.3796
4498 | 392.6357 | 1523.9756 | 392.6357 | 1523.9756
4499 | 378.2756 | 1510.5882 | 378.2756 | 1510.5882
4500 | 363.2963 | 1505.5241 | 363.2963 | 1505.5241
4501 | 349.3698 | 1499.2559 | 349.3698 | 1499.2559
4502 | 338.5297 | 1498.7857 | 338.5297 | 1498.7857
4503 | 331.4284 | 1508.472 | 331.4284 | 1508.472
4504 | 326.3683 | 1502.3411 | 326.3683 | 1502.3411
4505 | 326.4096 | 1506.0631 | 326.4096 | 1506.0631
4506 | 332.5342 | 1532.8613 | 332.5342 | 1532.8613
4507 | 345.4223 | 1540.2377 | 345.4223 | 1540.2377
4508 | 363.0158 | 1553.7489 | 363.0158 | 1553.7489
4509 | 369.0545 | 1562.3178 | 369.0545 | 1562.3178
4510 | 382.3206 | 1573.4454 | 382.3206 | 1573.4454
4511 | 409.3003 | 1582.8693 | 409.3003 | 1582.8693
4512 | 409.3246 | 1595.4172 | 409.3246 | 1595.4172
4513 | 400.1312 | 1612.6799 | 400.1312 | 1612.6799
4514 | 409.2794 | 1632.4756 | 409.2794 | 1632.4756
4515 | 430.0854 | 1652.0803 | 430.0854 | 1652.0803
4516 | 449.0708 | 1684.1265 | 449.0708 | 1684.1265
4517 | 451.0681 | 1726.9452 | 451.0681 | 1726.9452
4518 | 440.0402 | 1756.3215 | 440.0402 | 1756.3215
4519 | 424.9363 | 1774.0646 | 424.9363 | 1774.0646
4520 | 416.8731 | 1790.104 | 416.8731 | 1790.104
4521 | 406.4905 | 1806.97 | 406.4905 | 1806.97
4522 | 393.7161 | 1826.7293 | 393.7161 | 1826.7293
4523 | 378.537 | 1845.125 | 378.537 | 1845.125
4524 | 361.1825 | 1867.7489 | 361.1825 | 1867.7489
4525 | 345.2423 | 1892.4728 | 345.2423 | 1892.4728
4526 | 337.797 | 1917.5965 | 337.797 | 1917.5965
4527 | 330.6127 | 1937.1947 | 330.6127 | 1937.1947
4528 | 325.2165 | 1947.7697 | 325.2165 | 1947.7697
4529 | 327.2907 | 1964.2422 | 327.2907 | 1964.2422
4530 | 334.3836 | 2000.9057 | 334.3836 | 2000.9057
4531 | 349.5028 | 2009.5851 | 349.5028 | 2009.5851
4532 | 373.4654 | 2013.4636 | 373.4654 | 2013.4636
4533 | 387.3773 | 2009.98 | 387.3773 | 2009.98
4534 | 402.2132 | 2032.0898 | 402.2132 | 2032.0898
4535 | 428.1569 | 2052.9147 | 428.1569 | 2052.9147
4536 | 427.3883 | 2060.716 | 427.3883 | 2060.716
4537 | 415.0819 | 2071.5104 | 415.0819 | 2071.5104
4538 | 421.3886 | 2080.5101 | 421.3886 | 2080.5101
4539 | 439.9475 | 2086.7594 | 439.9475 | 2086.7594
4540 | 459.4044 | 2093.7235 | 459.4044 | 2093.7235
4541 | 463.9221 | 2106.5739 | 463.9221 | 2106.5739
4542 | 454.3539 | 2097.4662 | 454.3539 | 2097.4662
4543 | 433.7078 | 2064.4867 | 433.7078 | 2064.4867
4544 | 423.6003 | 2034.1776 | 423.6003 | 2034.1776
4545 | 414.0096 | 2012.3269 | 414.0096 | 2012.3269
4546 | 402.5479 | 2014.7289 | 402.5479 | 2014.7289
4547 | 379.8497 | 2039.9186 | 379.8497 | 2039.9186
4548 | 360.258 | 2087.8107 | 360.258 | 2087.8107
4549 | 345.875 | 2130.6365 | 345.875 | 2130.6365
4550 | 337.33 | 2154.4108 | 337.33 | 2154.4108
4551 | 330.0732 | 2184.2 | 330.0732 | 2184.2
4552 | 324.4015 | 2191.5641 | 324.4015 | 2191.5641
4553 | 327.1553 | 2209.9911 | 327.1553 | 2209.9911
4554 | 335.4215 | 2258.1021 | 335.4215 | 2258.1021
4555 | 352.559 | 2284.9299 | 352.559 | 2284.9299
4556 | 377.9674 | 2295.9282 | 377.9674 | 2295.9282
4557 | 388.1907 | 2285.8833 | 388.1907 | 2285.8833
4558 | 401.9847 | 2251.407 | 401.9847 | 2251.407
4559 | 429.3226 | 2208.2004 | 429.3226 | 2208.2004
4560 | 424.4457 | 2171.4682 | 424.4457 | 2171.4682
4561 | 411.8948 | 2141.2657 | 411.8948 | 2141.2657
4562 | 418.8291 | 2111.1764 | 418.8291 | 2111.1764
4563 | 437.8331 | 2080.71 | 437.8331 | 2080.71
4564 | 455.8176 | 2049.7483 | 455.8176 | 2049.7483
4565 | 459.8483 | 2028.3494 | 459.8483 | 2028.3494
4566 | 454.2279 | 1982.7585 | 454.2279 | 1982.7585
4567 | 432.2298 | 1924.79 | 432.2298 | 1924.79
4568 | 422.1996 | 1874.4246 | 422.1996 | 1874.4246
4569 | 414.0251 | 1850.2937 | 414.0251 | 1850.2937
4570 | 400.7056 | 1854.0451 | 400.7056 | 1854.0451
4571 | 380.3525 | 1894.7309 | 380.3525 | 1894.7309
4572 | 360.9062 | 1938.2022 | 360.9062 | 1938.2022
4573 | 346.0548 | 1940.5895 | 346.0548 | 1940.5895
4574 | 335.9247 | 1950.7291 | 335.9247 | 1950.7291
4575 | 329.878 | 1953.761 | 329.878 | 1953.761
4576 | 325.5029 | 1937.9974 | 325.5029 | 1937.9974
4577 | 329.2346 | 1951.7244 | 329.2346 | 1951.7244
4578 | 337.1986 | 1976.1959 | 337.1986 | 1976.1959
4579 | 354.9342 | 1969.007 | 354.9342 | 1969.007
4580 | 380.0676 | 1979.0746 | 380.0676 | 1979.0746
4581 | 394.3557 | 1974.195 | 394.3557 | 1974.195
4582 | 405.3673 | 1940.3702 | 405.3673 | 1940.3702
4583 | 433.9548 | 1896.6517 | 433.9548 | 1896.6517
4584 | 431.2838 | 1862.5254 | 431.2838 | 1862.5254
4585 | 418.0826 | 1779.0409 | 418.0826 | 1779.0409
4586 | 422.7963 | 1674.124 | 422.7963 | 1674.124
4587 | 441.6265 | 1631.0933 | 441.6265 | 1631.0933
4588 | 461.448 | 1633.4969 | 461.448 | 1633.4969
4589 | 465.1801 | 1657.5622 | 465.1801 | 1657.5622
4590 | 455.7101 | 1659.1574 | 455.7101 | 1659.1574
4591 | 436.5098 | 1650.7947 | 436.5098 | 1650.7947
4592 | 424.5511 | 1645.6142 | 424.5511 | 1645.6142
4593 | 412.1892 | 1637.2586 | 412.1892 | 1637.2586
4594 | 398.8385 | 1626.5378 | 398.8385 | 1626.5378
4595 | 378.8174 | 1616.3613 | 378.8174 | 1616.3613
4596 | 360.9572 | 1611.7624 | 360.9572 | 1611.7624
4597 | 345.9661 | 1607.123 | 345.9661 | 1607.123
4598 | 336.6499 | 1605.3498 | 336.6499 | 1605.3498
4599 | 330.2162 | 1608.5213 | 330.2162 | 1608.5213
4600 | 325.2018 | 1614.2101 | 325.2018 | 1614.2101
4601 | 327.1433 | 1630.543 | 327.1433 | 1630.543
4602 | 333.5896 | 1661.3432 | 333.5896 | 1661.3432
4603 | 349.4492 | 1670.7671 | 349.4492 | 1670.7671
4604 | 370.1312 | 1697.3079 | 370.1312 | 1697.3079
4605 | 385.0877 | 1716.8124 | 385.0877 | 1716.8124
4606 | 398.5729 | 1705.5569 | 398.5729 | 1705.5569
4607 | 423.0341 | 1677.381 | 423.0341 | 1677.381
4608 | 425.6657 | 1678.1556 | 425.6657 | 1678.1556
4609 | 416.6884 | 1691.8351 | 416.6884 | 1691.8351
4610 | 421.8227 | 1698.8804 | 421.8227 | 1698.8804
4611 | 440.1342 | 1692.9377 | 440.1342 | 1692.9377
4612 | 461.0645 | 1680.8225 | 461.0645 | 1680.8225
4613 | 467.3922 | 1668.2186 | 467.3922 | 1668.2186
4614 | 458.7457 | 1619.4634 | 458.7457 | 1619.4634
4615 | 440.4559 | 1545.0682 | 440.4559 | 1545.0682
4616 | 428.5841 | 1489.9097 | 428.5841 | 1489.9097
4617 | 416.6374 | 1465.4065 | 416.6374 | 1465.4065
4618 | 402.4727 | 1467.5758 | 402.4727 | 1467.5758
4619 | 384.7163 | 1517.5684 | 384.7163 | 1517.5684
4620 | 369.2991 | 1556.8517 | 369.2991 | 1556.8517
4621 | 353.5749 | 1531.5044 | 353.5749 | 1531.5044
4622 | 342.1148 | 1478.264 | 342.1148 | 1478.264
4623 | 334.3122 | 1435.4593 | 334.3122 | 1435.4593
4624 | 329.761 | 1400.1047 | 329.761 | 1400.1047
4625 | 331.7443 | 1371.811 | 331.7443 | 1371.811
4626 | 336.4118 | 1364.8717 | 336.4118 | 1364.8717
4627 | 348.1162 | 1330.1808 | 348.1162 | 1330.1808
4628 | 365.5879 | 1299.205 | 365.5879 | 1299.205
4629 | 376.6226 | 1279.1551 | 376.6226 | 1279.1551
4630 | 388.7061 | 1266.3639 | 388.7061 | 1266.3639
4631 | 412.5791 | 1237.8157 | 412.5791 | 1237.8157
4632 | 412.4778 | 1212.2052 | 412.4778 | 1212.2052
4633 | 406.0148 | 1191.8215 | 406.0148 | 1191.8215
4634 | 412.134 | 1175.6926 | 412.134 | 1175.6926
4635 | 429.8067 | 1163.142 | 429.8067 | 1163.142
4636 | 448.3281 | 1154.61 | 448.3281 | 1154.61
4637 | 454.2735 | 1158.5723 | 454.2735 | 1158.5723
4638 | 443.9016 | 1150.9537 | 443.9016 | 1150.9537
4639 | 426.9792 | 1114.2514 | 426.9792 | 1114.2514
4640 | 416.7961 | 1070.6335 | 416.7961 | 1070.6335
4641 | 406.8738 | 1051.3422 | 406.8738 | 1051.3422
4642 | 394.8156 | 1055.0471 | 394.8156 | 1055.0471
4643 | 376.9008 | 1081.8656 | 376.9008 | 1081.8656
4644 | 361.0889 | 1111.7023 | 361.0889 | 1111.7023
4645 | 346.3236 | 1129.1202 | 346.3236 | 1129.1202
4646 | 337.4966 | 1137.1193 | 337.4966 | 1137.1193
4647 | 331.0888 | 1140.8957 | 331.0888 | 1140.8957
4648 | 326.0606 | 1144.3974 | 326.0606 | 1144.3974
4649 | 326.3205 | 1170.6887 | 326.3205 | 1170.6887
4650 | 330.48 | 1215.4027 | 330.48 | 1215.4027
4651 | 343.2885 | 1228.3167 | 343.2885 | 1228.3167
4652 | 357.7474 | 1236.3834 | 357.7474 | 1236.3834
4653 | 367.2839 | 1239.6938 | 367.2839 | 1239.6938
4654 | 385.5365 | 1248.1224 | 385.5365 | 1248.1224
4655 | 408.8741 | 1263.4563 | 408.8741 | 1263.4563
4656 | 409.9182 | 1277.1675 | 409.9182 | 1277.1675
4657 | 402.6101 | 1285.449 | 402.6101 | 1285.449
4658 | 409.1509 | 1302.1269 | 409.1509 | 1302.1269
4659 | 425.9006 | 1333.9702 | 425.9006 | 1333.9702
4660 | 444.8264 | 1367.2263 | 444.8264 | 1367.2263
4661 | 453.6431 | 1402.3668 | 453.6431 | 1402.3668
4662 | 442.7392 | 1407.9174 | 442.7392 | 1407.9174
4663 | 422.7585 | 1382.4765 | 422.7585 | 1382.4765
4664 | 415.2222 | 1347.514 | 415.2222 | 1347.514
4665 | 405.6844 | 1324.2207 | 405.6844 | 1324.2207
4666 | 389.2817 | 1321.4573 | 389.2817 | 1321.4573
4667 | 370.2315 | 1330.1738 | 370.2315 | 1330.1738
4668 | 353.9667 | 1346.5621 | 353.9667 | 1346.5621
4669 | 338.4952 | 1363.0028 | 338.4952 | 1363.0028
4670 | 328.7812 | 1378.587 | 328.7812 | 1378.587
4671 | 322.7361 | 1377.5238 | 322.7361 | 1377.5238
4672 | 318.2426 | 1361.7603 | 318.2426 | 1361.7603
4673 | 318.8035 | 1351.3823 | 318.8035 | 1351.3823
4674 | 325.966 | 1364.9647 | 325.966 | 1364.9647
4675 | 340.6702 | 1359.4511 | 340.6702 | 1359.4511
4676 | 359.742 | 1353.5573 | 359.742 | 1353.5573
4677 | 366.8212 | 1348.7243 | 366.8212 | 1348.7243
4678 | 378.8653 | 1348.4509 | 378.8653 | 1348.4509
4679 | 404.0292 | 1342.0531 | 404.0292 | 1342.0531
4680 | 406.8889 | 1343.2465 | 406.8889 | 1343.2465
4681 | 395.2665 | 1337.3816 | 395.2665 | 1337.3816
4682 | 398.7205 | 1323.8585 | 398.7205 | 1323.8585
4683 | 417.7263 | 1327.0366 | 417.7263 | 1327.0366
4684 | 435.3891 | 1352.3817 | 435.3891 | 1352.3817
4685 | 445.3502 | 1372.3055 | 445.3502 | 1372.3055
4686 | 434.792 | 1371.2947 | 434.792 | 1371.2947
4687 | 415.6162 | 1325.9836 | 415.6162 | 1325.9836
4688 | 407.9723 | 1253.1419 | 407.9723 | 1253.1419
4689 | 398.7932 | 1216.7725 | 398.7932 | 1216.7725
4690 | 385.4397 | 1208.1457 | 385.4397 | 1208.1457
4691 | 367.6596 | 1217.5603 | 367.6596 | 1217.5603
4692 | 349.5733 | 1238.1831 | 349.5733 | 1238.1831
4693 | 333.3742 | 1246.4803 | 333.3742 | 1246.4803
4694 | 323.9914 | 1246.9873 | 323.9914 | 1246.9873
4695 | 315.9651 | 1245.5053 | 315.9651 | 1245.5053
4696 | 312.9131 | 1236.2101 | 312.9131 | 1236.2101
4697 | 314.9976 | 1233.4173 | 314.9976 | 1233.4173
4698 | 324.2348 | 1255.4224 | 324.2348 | 1255.4224
4699 | 345.4347 | 1252.0028 | 345.4347 | 1252.0028
4700 | 374.4621 | 1257.4635 | 374.4621 | 1257.4635
4701 | 387.5078 | 1273.1522 | 387.5078 | 1273.1522
4702 | 398.7485 | 1289.1659 | 398.7485 | 1289.1659
4703 | 425.8655 | 1297.9849 | 425.8655 | 1297.9849
4704 | 423.1883 | 1303.9248 | 423.1883 | 1303.9248
4705 | 407.7926 | 1305.1797 | 407.7926 | 1305.1797
4706 | 416.5918 | 1310.2704 | 416.5918 | 1310.2704
4707 | 429.3401 | 1314.7049 | 429.3401 | 1314.7049
4708 | 452.6682 | 1314.4096 | 452.6682 | 1314.4096
4709 | 463.0511 | 1322.0016 | 463.0511 | 1322.0016
4710 | 456.9144 | 1314.8949 | 456.9144 | 1314.8949
4711 | 432.2293 | 1276.3312 | 432.2293 | 1276.3312
4712 | 423.7641 | 1224.4301 | 423.7641 | 1224.4301
4713 | 416.8966 | 1200.7181 | 416.8966 | 1200.7181
4714 | 394.6043 | 1196.7913 | 394.6043 | 1196.7913
4715 | 374.2107 | 1210.2078 | 374.2107 | 1210.2078
4716 | 354.9164 | 1232.2267 | 354.9164 | 1232.2267
4717 | 338.5789 | 1248.016 | 338.5789 | 1248.016
4718 | 330.6664 | 1256.4338 | 330.6664 | 1256.4338
4719 | 325.872 | 1260.8617 | 325.872 | 1260.8617
4720 | 320.492 | 1269.7149 | 320.492 | 1269.7149
4721 | 323.7562 | 1291.5854 | 323.7562 | 1291.5854
4722 | 335.1362 | 1335.1826 | 335.1362 | 1335.1826
4723 | 354.7218 | 1351.4471 | 354.7218 | 1351.4471
4724 | 388.8728 | 1366.3543 | 388.8728 | 1366.3543
4725 | 397.0785 | 1367.0123 | 397.0785 | 1367.0123
4726 | 408.2053 | 1366.6459 | 408.2053 | 1366.6459
4727 | 435.4006 | 1365.3669 | 435.4006 | 1365.3669
4728 | 433.45 | 1362.9771 | 433.45 | 1362.9771
4729 | 417.695 | 1358.2756 | 417.695 | 1358.2756
4730 | 422.124 | 1350.8951 | 422.124 | 1350.8951
4731 | 437.6006 | 1353.794 | 437.6006 | 1353.794
4732 | 463.177 | 1355.36 | 463.177 | 1355.36
4733 | 474.8803 | 1356.0649 | 474.8803 | 1356.0649
4734 | 467.9039 | 1336.3008 | 467.9039 | 1336.3008
4735 | 445.0462 | 1276.2382 | 445.0462 | 1276.2382
4736 | 432.3985 | 1234.9935 | 432.3985 | 1234.9935
4737 | 421.9212 | 1213.5616 | 421.9212 | 1213.5616
4738 | 405.3936 | 1219.6863 | 405.3936 | 1219.6863
4739 | 384.9158 | 1236.4533 | 384.9158 | 1236.4533
4740 | 361.6806 | 1257.5415 | 361.6806 | 1257.5415
4741 | 345.4783 | 1270.9575 | 345.4783 | 1270.9575
4742 | 339.3699 | 1277.3278 | 339.3699 | 1277.3278
4743 | 333.6545 | 1285.1062 | 333.6545 | 1285.1062
4744 | 331.9144 | 1302.103 | 331.9144 | 1302.103
4745 | 334.5961 | 1337.422 | 334.5961 | 1337.422
4746 | 345.6773 | 1387.534 | 345.6773 | 1387.534
4747 | 365.8016 | 1425.9954 | 365.8016 | 1425.9954
4748 | 392.447 | 1470.6848 | 392.447 | 1470.6848
4749 | 404.1679 | 1509.9664 | 404.1679 | 1509.9664
4750 | 416.0444 | 1552.9236 | 416.0444 | 1552.9236
4751 | 437.0385 | 1592.0366 | 437.0385 | 1592.0366
4752 | 431.436 | 1631.9002 | 431.436 | 1631.9002
4753 | 418.9837 | 1640.2749 | 418.9837 | 1640.2749
4754 | 425.8664 | 1632.7082 | 425.8664 | 1632.7082
4755 | 439.4662 | 1628.3477 | 439.4662 | 1628.3477
4756 | 462.5144 | 1636.5216 | 462.5144 | 1636.5216
4757 | 472.5083 | 1649.186 | 472.5083 | 1649.186
4758 | 461.4283 | 1607.1318 | 461.4283 | 1607.1318
4759 | 438.9822 | 1538.2741 | 438.9822 | 1538.2741
4760 | 429.9627 | 1498.6116 | 429.9627 | 1498.6116
4761 | 423.2221 | 1482.4847 | 423.2221 | 1482.4847
4762 | 403.2354 | 1492.6114 | 403.2354 | 1492.6114
4763 | 382.2364 | 1552.004 | 382.2364 | 1552.004
4764 | 362.6543 | 1658.4366 | 362.6543 | 1658.4366
4765 | 348.8481 | 1743.8415 | 348.8481 | 1743.8415
4766 | 340.7727 | 1811.2651 | 340.7727 | 1811.2651
4767 | 335.0166 | 1879.3988 | 335.0166 | 1879.3988
4768 | 331.2924 | 1946.234 | 331.2924 | 1946.234
4769 | 333.6856 | 2019.0133 | 333.6856 | 2019.0133
4770 | 342.714 | 2103.4678 | 342.714 | 2103.4678
4771 | 359.663 | 2145.8847 | 359.663 | 2145.8847
4772 | 381.2352 | 2167.6325 | 381.2352 | 2167.6325
4773 | 393.9982 | 2165.0331 | 393.9982 | 2165.0331
4774 | 407.6426 | 2151.2647 | 407.6426 | 2151.2647
4775 | 432.744 | 2136.258 | 432.744 | 2136.258
4776 | 433.742 | 2126.8881 | 433.742 | 2126.8881
4777 | 422.3955 | 2119.7667 | 422.3955 | 2119.7667
4778 | 428.2087 | 2110.5249 | 428.2087 | 2110.5249
4779 | 442.5994 | 2097.6951 | 442.5994 | 2097.6951
4780 | 466.0034 | 2094.7007 | 466.0034 | 2094.7007
4781 | 477.8406 | 2094.1957 | 477.8406 | 2094.1957
4782 | 467.7655 | 2040.7406 | 467.7655 | 2040.7406
4783 | 450.2634 | 1912.8306 | 450.2634 | 1912.8306
4784 | 435.8381 | 1793.9663 | 435.8381 | 1793.9663
4785 | 426.562 | 1745.9633 | 426.562 | 1745.9633
4786 | 413.2837 | 1732.2642 | 413.2837 | 1732.2642
4787 | 388.9069 | 1765.7371 | 388.9069 | 1765.7371
4788 | 368.7896 | 1824.2391 | 368.7896 | 1824.2391
4789 | 354.5923 | 1844.4026 | 354.5923 | 1844.4026
4790 | 345.2963 | 1846.6779 | 345.2963 | 1846.6779
4791 | 339.1259 | 1849.1979 | 339.1259 | 1849.1979
4792 | 335.3661 | 1856.7016 | 335.3661 | 1856.7016
4793 | 337.8528 | 1880.4335 | 337.8528 | 1880.4335
4794 | 345.4081 | 1926.5435 | 345.4081 | 1926.5435
4795 | 358.6445 | 1942.7149 | 358.6445 | 1942.7149
4796 | 374.5162 | 1956.2726 | 374.5162 | 1956.2726
4797 | 385.092 | 1958.699 | 385.092 | 1958.699
4798 | 397.7376 | 1972.7582 | 397.7376 | 1972.7582
4799 | 423.7877 | 1982.4148 | 423.7877 | 1982.4148
4800 | 427.4858 | 1989.3786 | 427.4858 | 1989.3786
4801 | 417.5707 | 1988.1671 | 417.5707 | 1988.1671
4802 | 416.2721 | 1965.0114 | 416.2721 | 1965.0114
4803 | 428.6114 | 1904.9955 | 428.6114 | 1904.9955
4804 | 453.9225 | 1838.9003 | 453.9225 | 1838.9003
4805 | 464.2405 | 1783.8104 | 464.2405 | 1783.8104
4806 | 455.9096 | 1716.7671 | 455.9096 | 1716.7671
4807 | 438.6926 | 1656.7045 | 438.6926 | 1656.7045
4808 | 425.3096 | 1607.1767 | 425.3096 | 1607.1767
4809 | 416.9756 | 1567.3172 | 416.9756 | 1567.3172
4810 | 404.0474 | 1548.6389 | 404.0474 | 1548.6389
4811 | 384.9536 | 1550.1426 | 384.9536 | 1550.1426
4812 | 367.5056 | 1590.2169 | 367.5056 | 1590.2169
4813 | 352.01 | 1642.2566 | 352.01 | 1642.2566
4814 | 343.6333 | 1680.6427 | 343.6333 | 1680.6427
4815 | 337.9042 | 1701.8695 | 337.9042 | 1701.8695
4816 | 333.5354 | 1708.0703 | 333.5354 | 1708.0703
4817 | 334.6093 | 1720.4012 | 334.6093 | 1720.4012
4818 | 340.6214 | 1765.6271 | 340.6214 | 1765.6271
4819 | 352.5566 | 1780.0767 | 352.5566 | 1780.0767
4820 | 367.2759 | 1771.9493 | 367.2759 | 1771.9493
4821 | 377.5311 | 1733.7975 | 377.5311 | 1733.7975
4822 | 393.0534 | 1692.5272 | 393.0534 | 1692.5272
4823 | 416.4663 | 1649.786 | 416.4663 | 1649.786
4824 | 417.9989 | 1596.3479 | 417.9989 | 1596.3479
4825 | 404.9497 | 1532.594 | 404.9497 | 1532.594
4826 | 413.2979 | 1478.772 | 413.2979 | 1478.772
4827 | 427.3519 | 1430.9482 | 427.3519 | 1430.9482
4828 | 452.1823 | 1397.4272 | 452.1823 | 1397.4272
4829 | 461.5184 | 1373.1431 | 461.5184 | 1373.1431
4830 | 449.4911 | 1338.3483 | 449.4911 | 1338.3483
4831 | 432.1197 | 1267.1639 | 432.1197 | 1267.1639
4832 | 422.3011 | 1214.0529 | 422.3011 | 1214.0529
4833 | 414.0788 | 1214.12 | 414.0788 | 1214.12
4834 | 400.4392 | 1239.51 | 400.4392 | 1239.51
4835 | 381.3564 | 1324.3105 | 381.3564 | 1324.3105
4836 | 361.4968 | 1420.6451 | 361.4968 | 1420.6451
4837 | 346.0741 | 1445.9274 | 346.0741 | 1445.9274
4838 | 338.3093 | 1438.9888 | 338.3093 | 1438.9888
4839 | 331.7351 | 1438.9959 | 331.7351 | 1438.9959
4840 | 329.05 | 1431.3759 | 329.05 | 1431.3759
4841 | 331.6177 | 1440.2168 | 331.6177 | 1440.2168
4842 | 338.2472 | 1479.7654 | 338.2472 | 1479.7654
4843 | 356.7986 | 1500.1715 | 356.7986 | 1500.1715
4844 | 376.5958 | 1513.6827 | 376.5958 | 1513.6827
4845 | 384.6519 | 1526.3 | 384.6519 | 1526.3
4846 | 396.0529 | 1514.1138 | 396.0529 | 1514.1138
4847 | 422.8852 | 1463.1825 | 422.8852 | 1463.1825
4848 | 420.5213 | 1398.7622 | 420.5213 | 1398.7622
4849 | 404.1659 | 1393.3161 | 404.1659 | 1393.3161
4850 | 408.1978 | 1355.0367 | 408.1978 | 1355.0367
4851 | 423.9683 | 1326.3386 | 423.9683 | 1326.3386
4852 | 448.7485 | 1302.9621 | 448.7485 | 1302.9621
4853 | 458.2983 | 1294.174 | 458.2983 | 1294.174
4854 | 452.3948 | 1272.4554 | 452.3948 | 1272.4554
4855 | 434.031 | 1220.4898 | 434.031 | 1220.4898
4856 | 424.2179 | 1166.1224 | 424.2179 | 1166.1224
4857 | 414.3636 | 1138.9202 | 414.3636 | 1138.9202
4858 | 400.4683 | 1156.3528 | 400.4683 | 1156.3528
4859 | 380.6836 | 1184.1485 | 380.6836 | 1184.1485
4860 | 360.5582 | 1210.5416 | 360.5582 | 1210.5416
4861 | 346.349 | 1238.7091 | 346.349 | 1238.7091
4862 | 337.7647 | 1261.0407 | 337.7647 | 1261.0407
4863 | 329.626 | 1279.6152 | 329.626 | 1279.6152
4864 | 328.1346 | 1311.6891 | 328.1346 | 1311.6891
4865 | 330.5938 | 1334.4438 | 330.5938 | 1334.4438
4866 | 341.2656 | 1369.5251 | 341.2656 | 1369.5251
4867 | 364.087 | 1365.7798 | 364.087 | 1365.7798
4868 | 391.2921 | 1366.4474 | 391.2921 | 1366.4474
4869 | 404.0709 | 1371.6192 | 404.0709 | 1371.6192
4870 | 414.428 | 1382.0953 | 414.428 | 1382.0953
4871 | 437.5058 | 1387.5173 | 437.5058 | 1387.5173
4872 | 432.4538 | 1404.8117 | 432.4538 | 1404.8117
4873 | 417.7263 | 1422.1675 | 417.7263 | 1422.1675
4874 | 423.161 | 1441.4048 | 423.161 | 1441.4048
4875 | 435.5056 | 1461.7541 | 435.5056 | 1461.7541
4876 | 463.122 | 1488.9141 | 463.122 | 1488.9141
4877 | 473.4798 | 1513.3516 | 473.4798 | 1513.3516
4878 | 464.3135 | 1508.1063 | 464.3135 | 1508.1063
4879 | 446.4084 | 1414.7715 | 446.4084 | 1414.7715
4880 | 435.3388 | 1361.5209 | 435.3388 | 1361.5209
4881 | 426.7164 | 1350.7454 | 426.7164 | 1350.7454
4882 | 409.3084 | 1357.9404 | 409.3084 | 1357.9404
4883 | 382.3498 | 1399.6034 | 382.3498 | 1399.6034
4884 | 362.7177 | 1445.1222 | 362.7177 | 1445.1222
4885 | 347.5807 | 1465.7511 | 347.5807 | 1465.7511
4886 | 338.9657 | 1477.659 | 338.9657 | 1477.659
4887 | 331.3984 | 1473.8503 | 331.3984 | 1473.8503
4888 | 328.8424 | 1480.8887 | 328.8424 | 1480.8887
4889 | 330.7265 | 1497.6404 | 330.7265 | 1497.6404
4890 | 339.044 | 1528.2079 | 339.044 | 1528.2079
4891 | 362.1309 | 1529.1625 | 362.1309 | 1529.1625
4892 | 387.7574 | 1528.7133 | 387.7574 | 1528.7133
4893 | 400.05 | 1517.7842 | 400.05 | 1517.7842
4894 | 409.4491 | 1512.2059 | 409.4491 | 1512.2059
4895 | 433.4951 | 1506.4596 | 433.4951 | 1506.4596
4896 | 431.1855 | 1496.159 | 431.1855 | 1496.159
4897 | 414.0745 | 1484.8961 | 414.0745 | 1484.8961
4898 | 419.6207 | 1475.8403 | 419.6207 | 1475.8403
4899 | 432.0866 | 1469.665 | 432.0866 | 1469.665
4900 | 459.323 | 1480.9101 | 459.323 | 1480.9101
4901 | 472.7138 | 1502.9279 | 472.7138 | 1502.9279
4902 | 465.929 | 1497.7756 | 465.929 | 1497.7756
4903 | 445.755 | 1446.9269 | 445.755 | 1446.9269
4904 | 432.7869 | 1398.3297 | 432.7869 | 1398.3297
4905 | 418.9639 | 1372.1978 | 418.9639 | 1372.1978
4906 | 403.4022 | 1370.0859 | 403.4022 | 1370.0859
4907 | 379.4719 | 1376.7549 | 379.4719 | 1376.7549
4908 | 361.0576 | 1398.4016 | 361.0576 | 1398.4016
4909 | 344.7918 | 1429.3611 | 344.7918 | 1429.3611
4910 | 338.4533 | 1450.5759 | 338.4533 | 1450.5759
4911 | 332.5027 | 1469.8018 | 332.5027 | 1469.8018
4912 | 328.4308 | 1490.6609 | 328.4308 | 1490.6609
4913 | 332.3014 | 1520.768 | 332.3014 | 1520.768
4914 | 341.8322 | 1572.6018 | 341.8322 | 1572.6018
4915 | 361.7412 | 1605.0603 | 361.7412 | 1605.0603
4916 | 386.8543 | 1638.7675 | 386.8543 | 1638.7675
4917 | 399.6407 | 1659.575 | 399.6407 | 1659.575
4918 | 409.325 | 1672.3312 | 409.325 | 1672.3312
4919 | 433.0775 | 1678.6839 | 433.0775 | 1678.6839
4920 | 433.175 | 1686.6249 | 433.175 | 1686.6249
4921 | 416.5511 | 1692.7193 | 416.5511 | 1692.7193
4922 | 421.2018 | 1706.6516 | 421.2018 | 1706.6516
4923 | 434.5808 | 1723.2316 | 434.5808 | 1723.2316
4924 | 457.4444 | 1739.7818 | 457.4444 | 1739.7818
4925 | 468.2491 | 1766.7322 | 468.2491 | 1766.7322
4926 | 459.1727 | 1762.8829 | 459.1727 | 1762.8829
4927 | 438.1335 | 1700.6797 | 438.1335 | 1700.6797
4928 | 426.6265 | 1653.6182 | 426.6265 | 1653.6182
4929 | 416.2695 | 1616.225 | 416.2695 | 1616.225
4930 | 397.9793 | 1594.4755 | 397.9793 | 1594.4755
4931 | 379.455 | 1614.1276 | 379.455 | 1614.1276
4932 | 362.4169 | 1644.0574 | 362.4169 | 1644.0574
4933 | 348.0746 | 1654.3555 | 348.0746 | 1654.3555
4934 | 338.2071 | 1604.931 | 338.2071 | 1604.931
4935 | 331.719 | 1562.4055 | 331.719 | 1562.4055
4936 | 328.2824 | 1543.3846 | 328.2824 | 1543.3846
4937 | 330.5498 | 1564.6966 | 330.5498 | 1564.6966
4938 | 337.1487 | 1621.5562 | 337.1487 | 1621.5562
4939 | 353.7556 | 1643.6375 | 353.7556 | 1643.6375
4940 | 374.8397 | 1635.6497 | 374.8397 | 1635.6497
4941 | 388.6924 | 1596.4741 | 388.6924 | 1596.4741
4942 | 400.3485 | 1577.2612 | 400.3485 | 1577.2612
4943 | 422.8497 | 1585.3822 | 422.8497 | 1585.3822
4944 | 421.9782 | 1590.1588 | 421.9782 | 1590.1588
4945 | 410.2632 | 1584.0612 | 410.2632 | 1584.0612
4946 | 412.8957 | 1582.9628 | 412.8957 | 1582.9628
4947 | 426.3994 | 1587.9092 | 426.3994 | 1587.9092
4948 | 448.5762 | 1570.2099 | 448.5762 | 1570.2099
4949 | 458.1432 | 1553.3248 | 458.1432 | 1553.3248
4950 | 455.6692 | 1506.8498 | 455.6692 | 1506.8498
4951 | 433.2188 | 1454.8843 | 433.2188 | 1454.8843
4952 | 420.3463 | 1431.9742 | 420.3463 | 1431.9742
4953 | 409.1686 | 1404.2136 | 409.1686 | 1404.2136
4954 | 395.2298 | 1374.5998 | 395.2298 | 1374.5998
4955 | 376.3272 | 1361.0728 | 376.3272 | 1361.0728
4956 | 356.8267 | 1361.1274 | 356.8267 | 1361.1274
4957 | 341.1569 | 1351.9276 | 341.1569 | 1351.9276
4958 | 331.7208 | 1387.8939 | 331.7208 | 1387.8939
4959 | 325.665 | 1442.486 | 325.665 | 1442.486
4960 | 321.9402 | 1523.6539 | 321.9402 | 1523.6539
4961 | 325.2206 | 1529.0047 | 325.2206 | 1529.0047
4962 | 330.9581 | 1517.9703 | 330.9581 | 1517.9703
4963 | 346.6952 | 1548.8466 | 346.6952 | 1548.8466
4964 | 359.7004 | 1569.6637 | 359.7004 | 1569.6637
4965 | 372.529 | 1538.1664 | 372.529 | 1538.1664
4966 | 385.8512 | 1498.804 | 385.8512 | 1498.804
4967 | 406.6701 | 1508.2745 | 406.6701 | 1508.2745
4968 | 408.6403 | 1487.6432 | 408.6403 | 1487.6432
4969 | 399.3341 | 1469.307 | 399.3341 | 1469.307
4970 | 406.3385 | 1440.2879 | 406.3385 | 1440.2879
4971 | 416.9324 | 1382.5523 | 416.9324 | 1382.5523
4972 | 438.4989 | 1359.3619 | 438.4989 | 1359.3619
4973 | 450.959 | 1353.7847 | 450.959 | 1353.7847
4974 | 443.203 | 1314.383 | 443.203 | 1314.383
4975 | 428.0351 | 1221.1878 | 428.0351 | 1221.1878
4976 | 417.29 | 1136.3403 | 417.29 | 1136.3403
4977 | 408.2564 | 1094.9451 | 408.2564 | 1094.9451
4978 | 395.5306 | 1094.4619 | 395.5306 | 1094.4619
4979 | 375.4002 | 1122.5833 | 375.4002 | 1122.5833
4980 | 355.7545 | 1135.2953 | 355.7545 | 1135.2953
4981 | 343.4052 | 1138.4737 | 343.4052 | 1138.4737
4982 | 335.2011 | 1175.6033 | 335.2011 | 1175.6033
4983 | 327.5312 | 1145.5026 | 327.5312 | 1145.5026
4984 | 325.7232 | 1126.6212 | 325.7232 | 1126.6212
4985 | 326.4055 | 1129.2264 | 326.4055 | 1129.2264
4986 | 331.789 | 1162.0276 | 331.789 | 1162.0276
4987 | 347.7271 | 1162.7961 | 347.7271 | 1162.7961
4988 | 359.5236 | 1162.3934 | 359.5236 | 1162.3934
4989 | 371.0981 | 1152.4881 | 371.0981 | 1152.4881
4990 | 387.5824 | 1147.8405 | 387.5824 | 1147.8405
4991 | 410.1454 | 1137.8595 | 410.1454 | 1137.8595
4992 | 409.1213 | 1130.2579 | 409.1213 | 1130.2579
4993 | 403.6461 | 1114.9 | 403.6461 | 1114.9
4994 | 406.7886 | 1094.5363 | 406.7886 | 1094.5363
4995 | 418.0344 | 1085.3827 | 418.0344 | 1085.3827
4996 | 440.3242 | 1073.8725 | 440.3242 | 1073.8725
4997 | 456.8663 | 991.6064 | 456.8663 | 991.6064
4998 | 448.342 | 927.1226 | 448.342 | 927.1226
4999 | 426.688 | 888.0471 | 426.688 | 888.0471
5000 | 414.9649 | 875.4676 | 414.9649 | 875.4676
5001 | 410.1702 | 868.6942 | 410.1702 | 868.6942
5002 | 397.4515 | 863.1852 | 397.4515 | 863.1852
5003 | 378.4626 | 857.9879 | 378.4626 | 857.9879
5004 | 358.7381 | 863.4871 | 358.7381 | 863.4871
5005 | 343.3487 | 904.0327 | 343.3487 | 904.0327
5006 | 333.6036 | 921.6644 | 333.6036 | 921.6644
5007 | 328.6142 | 923.8121 | 328.6142 | 923.8121
5008 | 325.5409 | 947.3702 | 325.5409 | 947.3702
5009 | 327.5661 | 993.5317 | 327.5661 | 993.5317
5010 | 334.5488 | 1049.0418 | 334.5488 | 1049.0418
5011 | 348.6851 | 1083.1755 | 348.6851 | 1083.1755
5012 | 365.3775 | 1135.4034 | 365.3775 | 1135.4034
5013 | 376.8683 | 1212.5642 | 376.8683 | 1212.5642
5014 | 388.6789 | 1328.3945 | 388.6789 | 1328.3945
5015 | 409.1225 | 1440.3806 | 409.1225 | 1440.3806
5016 | 407.8471 | 1513.5164 | 407.8471 | 1513.5164
5017 | 397.4322 | 1581.176 | 397.4322 | 1581.176
5018 | 399.142 | 1676.3111 | 399.142 | 1676.3111
5019 | 409.5929 | 1767.5325 | 409.5929 | 1767.5325
5020 | 434.8583 | 1823.1251 | 434.8583 | 1823.1251
5021 | 452.5713 | 1843.7934 | 452.5713 | 1843.7934
5022 | 445.4966 | 1787.1739 | 445.4966 | 1787.1739
5023 | 424.2145 | 1662.4283 | 424.2145 | 1662.4283
5024 | 415.744 | 1575.9055 | 415.744 | 1575.9055
5025 | 407.8552 | 1537.2559 | 407.8552 | 1537.2559
5026 | 394.2533 | 1527.4657 | 394.2533 | 1527.4657
5027 | 376.7246 | 1573.6891 | 376.7246 | 1573.6891
5028 | 356.4104 | 1608.3654 | 356.4104 | 1608.3654
5029 | 342.1521 | 1631.6467 | 342.1521 | 1631.6467
5030 | 335.4018 | 1656.2586 | 335.4018 | 1656.2586
5031 | 327.4224 | 1697.1696 | 327.4224 | 1697.1696
5032 | 323.6872 | 1746.9266 | 323.6872 | 1746.9266
5033 | 328.1374 | 1792.0179 | 328.1374 | 1792.0179
5034 | 336.8029 | 1850.0873 | 336.8029 | 1850.0873
5035 | 356.3266 | 1879.1488 | 356.3266 | 1879.1488
5036 | 379.6647 | 1900.1985 | 379.6647 | 1900.1985
5037 | 391.2977 | 1889.9209 | 391.2977 | 1889.9209
5038 | 401.7111 | 1857.1664 | 401.7111 | 1857.1664
5039 | 426.9905 | 1810.1905 | 426.9905 | 1810.1905
5040 | 424.1945 | 1760.0098 | 424.1945 | 1760.0098
5041 | 409.6622 | 1709.0995 | 409.6622 | 1709.0995
5042 | 410.4678 | 1658.1161 | 410.4678 | 1658.1161
5043 | 425.8229 | 1629.6042 | 425.8229 | 1629.6042
5044 | 449.6945 | 1614.9761 | 449.6945 | 1614.9761
5045 | 467.6669 | 1594.5079 | 467.6669 | 1594.5079
5046 | 463.878 | 1558.1309 | 463.878 | 1558.1309
5047 | 437.6921 | 1506.5376 | 437.6921 | 1506.5376
5048 | 427.6436 | 1463.2454 | 427.6436 | 1463.2454
5049 | 416.4738 | 1435.2521 | 416.4738 | 1435.2521
5050 | 402.2195 | 1428.859 | 402.2195 | 1428.859
5051 | 378.2505 | 1434.4112 | 378.2505 | 1434.4112
5052 | 359.4207 | 1472.5311 | 359.4207 | 1472.5311
5053 | 341.9504 | 1513.542 | 341.9504 | 1513.542
5054 | 334.6714 | 1544.4826 | 334.6714 | 1544.4826
5055 | 329.3139 | 1574.9233 | 329.3139 | 1574.9233
5056 | 326.1301 | 1598.528 | 326.1301 | 1598.528
5057 | 329.0621 | 1618.351 | 329.0621 | 1618.351
5058 | 339.6843 | 1657.8996 | 339.6843 | 1657.8996
5059 | 358.0625 | 1673.373 | 358.0625 | 1673.373
5060 | 384.3662 | 1691.0723 | 384.3662 | 1691.0723
5061 | 395.3228 | 1702.3867 | 395.3228 | 1702.3867
5062 | 405.7845 | 1712.4906 | 405.7845 | 1712.4906
5063 | 429.6711 | 1714.0967 | 429.6711 | 1714.0967
5064 | 424.8567 | 1717.3376 | 424.8567 | 1717.3376
5065 | 409.3241 | 1721.0123 | 409.3241 | 1721.0123
5066 | 411.7889 | 1720.1001 | 411.7889 | 1720.1001
5067 | 422.9292 | 1713.8782 | 422.9292 | 1713.8782
5068 | 446.3794 | 1702.0423 | 446.3794 | 1702.0423
5069 | 465.5868 | 1677.6651 | 465.5868 | 1677.6651
5070 | 456.1457 | 1620.3941 | 456.1457 | 1620.3941
5071 | 435.3069 | 1534.2722 | 435.3069 | 1534.2722
5072 | 424.9197 | 1423.7841 | 424.9197 | 1423.7841
5073 | 413.0797 | 1378.2008 | 413.0797 | 1378.2008
5074 | 397.3427 | 1345.1899 | 397.3427 | 1345.1899
5075 | 375.05 | 1324.2174 | 375.05 | 1324.2174
5076 | 353.9312 | 1314.7325 | 353.9312 | 1314.7325
5077 | 339.9187 | 1307.2079 | 339.9187 | 1307.2079
5078 | 330.5683 | 1300.502 | 330.5683 | 1300.502
5079 | 325.9579 | 1289.4339 | 325.9579 | 1289.4339
5080 | 321.7291 | 1286.1416 | 321.7291 | 1286.1416
5081 | 324.9743 | 1305.127 | 324.9743 | 1305.127
5082 | 334.0909 | 1358.8687 | 334.0909 | 1358.8687
5083 | 353.8451 | 1389.652 | 353.8451 | 1389.652
5084 | 378.5023 | 1408.4215 | 378.5023 | 1408.4215
5085 | 391.03 | 1437.2795 | 391.03 | 1437.2795
5086 | 402.5984 | 1444.0793 | 402.5984 | 1444.0793
5087 | 427.7757 | 1436.7974 | 427.7757 | 1436.7974
5088 | 424.8818 | 1436.7344 | 424.8818 | 1436.7344
5089 | 411.7569 | 1433.3823 | 411.7569 | 1433.3823
5090 | 414.8136 | 1435.3553 | 414.8136 | 1435.3553
5091 | 426.6234 | 1453.4244 | 426.6234 | 1453.4244
5092 | 446.7549 | 1462.3429 | 446.7549 | 1462.3429
5093 | 461.0889 | 1459.1389 | 461.0889 | 1459.1389
5094 | 456.2497 | 1409.0342 | 456.2497 | 1409.0342
5095 | 436.657 | 1346.2261 | 436.657 | 1346.2261
5096 | 426.0251 | 1303.6785 | 426.0251 | 1303.6785
5097 | 412.6617 | 1259.8635 | 412.6617 | 1259.8635
5098 | 399.2901 | 1242.6278 | 399.2901 | 1242.6278
5099 | 377.8768 | 1274.0532 | 377.8768 | 1274.0532
5100 | 359.9318 | 1333.4393 | 359.9318 | 1333.4393
5101 | 343.7486 | 1342.7603 | 343.7486 | 1342.7603
5102 | 336.6873 | 1332.8901 | 336.6873 | 1332.8901
5103 | 329.1799 | 1308.0943 | 329.1799 | 1308.0943
5104 | 324.8289 | 1291.7258 | 324.8289 | 1291.7258
5105 | 327.1887 | 1311.828 | 327.1887 | 1311.828
5106 | 336.1656 | 1372.7825 | 336.1656 | 1372.7825
5107 | 350.5508 | 1389.2797 | 350.5508 | 1389.2797
5108 | 369.3409 | 1407.1186 | 369.3409 | 1407.1186
5109 | 385.2987 | 1409.9172 | 385.2987 | 1409.9172
5110 | 395.8787 | 1373.2072 | 395.8787 | 1373.2072
5111 | 418.4955 | 1367.6936 | 418.4955 | 1367.6936
5112 | 421.2136 | 1366.2346 | 421.2136 | 1366.2346
5113 | 408.6522 | 1339.8479 | 408.6522 | 1339.8479
5114 | 412.6123 | 1307.1526 | 412.6123 | 1307.1526
5115 | 420.9387 | 1278.1753 | 420.9387 | 1278.1753
5116 | 441.5571 | 1243.2583 | 441.5571 | 1243.2583
5117 | 458.1253 | 1223.5345 | 458.1253 | 1223.5345
5118 | 454.1603 | 1206.7021 | 454.1603 | 1206.7021
5119 | 437.6838 | 1199.9215 | 437.6838 | 1199.9215
5120 | 426.6095 | 1178.2213 | 426.6095 | 1178.2213
5121 | 417.1635 | 1201.6953 | 417.1635 | 1201.6953
5122 | 403.3374 | 1258.7288 | 403.3374 | 1258.7288
5123 | 382.0224 | 1333.1521 | 382.0224 | 1333.1521
5124 | 362.2175 | 1014.0977 | 362.2175 | 1014.0977
5125 | 346.8962 | 1085.4939 | 346.8962 | 1085.4939
5126 | 339.3846 | 1166.1515 | 339.3846 | 1166.1515
5127 | 332.5195 | 1240.3656 | 332.5195 | 1240.3656
5128 | 328.415 | 1292.819 | 328.415 | 1292.819
5129 | 330.1019 | 1344.8594 | 330.1019 | 1344.8594
5130 | 337.0736 | 1403.1691 | 337.0736 | 1403.1691
5131 | 347.595 | 1426.7848 | 347.595 | 1426.7848
5132 | 362.5414 | 1445.7382 | 362.5414 | 1445.7382
5133 | 375.2055 | 1452.5438 | 375.2055 | 1452.5438
5134 | 389.926 | 1452.1322 | 389.926 | 1452.1322
5135 | 413.3396 | 1452.7534 | 413.3396 | 1452.7534
5136 | 416.6997 | 1456.8162 | 416.6997 | 1456.8162
5137 | 407.5522 | 1455.3104 | 407.5522 | 1455.3104
5138 | 406.7119 | 1460.8319 | 406.7119 | 1460.8319
5139 | 418.1942 | 1475.9298 | 418.1942 | 1475.9298
5140 | 438.93 | 1497.9373 | 438.93 | 1497.9373
5141 | 455.468 | 1525.9087 | 455.468 | 1525.9087
5142 | 449.5737 | 1546.6726 | 449.5737 | 1546.6726
5143 | 433.7368 | 1552.3127 | 433.7368 | 1552.3127
5144 | 423.9666 | 1556.858 | 423.9666 | 1556.858
5145 | 414.0479 | 1553.3866 | 414.0479 | 1553.3866
5146 | 403.2795 | 1552.4029 | 403.2795 | 1552.4029
5147 | 385.3996 | 1553.4918 | 385.3996 | 1553.4918
5148 | 367.0734 | 1565.7614 | 367.0734 | 1565.7614
5149 | 351.7145 | 1583.4285 | 351.7145 | 1583.4285
5150 | 342.7414 | 1605.3465 | 342.7414 | 1605.3465
5151 | 335.7842 | 1632.0284 | 335.7842 | 1632.0284
5152 | 333.7201 | 1654.8483 | 333.7201 | 1654.8483
5153 | 333.1818 | 1688.1329 | 333.1818 | 1688.1329
5154 | 338.856 | 1733.1916 | 338.856 | 1733.1916
5155 | 351.1712 | 1746.1604 | 351.1712 | 1746.1604
5156 | 366.7149 | 1756.7083 | 366.7149 | 1756.7083
5157 | 378.4329 | 1754.6469 | 378.4329 | 1754.6469
5158 | 390.9577 | 1743.5554 | 390.9577 | 1743.5554
5159 | 414.4027 | 1732.4089 | 414.4027 | 1732.4089
5160 | 414.3805 | 1727.7367 | 414.3805 | 1727.7367
5161 | 409.0547 | 1722.3742 | 409.0547 | 1722.3742
5162 | 408.9727 | 1727.9616 | 408.9727 | 1727.9616
5163 | 415.567 | 1745.4658 | 415.567 | 1745.4658
5164 | 437.2291 | 1783.7898 | 437.2291 | 1783.7898
5165 | 458.7248 | 1813.1786 | 458.7248 | 1813.1786
5166 | 451.1598 | 1785.4214 | 451.1598 | 1785.4214
5167 | 435.681 | 1690.2616 | 435.681 | 1690.2616
5168 | 422.421 | 1640.6162 | 422.421 | 1640.6162
5169 | 414.6208 | 1613.115 | 414.6208 | 1613.115
5170 | 401.7513 | 1608.7361 | 401.7513 | 1608.7361
5171 | 382.0043 | 1653.9292 | 382.0043 | 1653.9292
5172 | 365.004 | 1727.1138 | 365.004 | 1727.1138
5173 | 350.9022 | 1780.8091 | 350.9022 | 1780.8091
5174 | 341.2286 | 1821.8455 | 341.2286 | 1821.8455
5175 | 334.8644 | 1849.6152 | 334.8644 | 1849.6152
5176 | 332.3711 | 1873.4899 | 332.3711 | 1873.4899
5177 | 333.7397 | 1910.8948 | 333.7397 | 1910.8948
5178 | 341.0413 | 1964.6227 | 341.0413 | 1964.6227
5179 | 354.5076 | 1986.854 | 354.5076 | 1986.854
5180 | 372.5331 | 2004.1593 | 372.5331 | 2004.1593
5181 | 388.0767 | 2008.8882 | 388.0767 | 2008.8882
5182 | 401.5039 | 2014.3439 | 401.5039 | 2014.3439
5183 | 423.093 | 2024.4255 | 423.093 | 2024.4255
5184 | 422.343 | 2033.0701 | 422.343 | 2033.0701
5185 | 407.1604 | 2027.5429 | 407.1604 | 2027.5429
5186 | 408.0544 | 2018.7915 | 408.0544 | 2018.7915
5187 | 417.356 | 2010.5847 | 417.356 | 2010.5847
5188 | 438.8679 | 1993.5314 | 438.8679 | 1993.5314
5189 | 462.1338 | 1967.51 | 462.1338 | 1967.51
5190 | 456.7859 | 1896.9672 | 456.7859 | 1896.9672
5191 | 439.273 | 1764.4936 | 439.273 | 1764.4936
5192 | 429.2641 | 1686.8958 | 429.2641 | 1686.8958
5193 | 419.0949 | 1621.8831 | 419.0949 | 1621.8831
5194 | 404.894 | 1576.5975 | 404.894 | 1576.5975
5195 | 381.5363 | 1593.4097 | 381.5363 | 1593.4097
5196 | 361.5877 | 1641.0812 | 361.5877 | 1641.0812
5197 | 347.9153 | 1656.7045 | 347.9153 | 1656.7045
5198 | 339.1805 | 1655.6146 | 339.1805 | 1655.6146
5199 | 333.8759 | 1658.926 | 333.8759 | 1658.926
5200 | 330.5654 | 1664.6053 | 330.5654 | 1664.6053
5201 | 334.7926 | 1682.1666 | 334.7926 | 1682.1666
5202 | 345.794 | 1715.9851 | 345.794 | 1715.9851
5203 | 364.6995 | 1726.5146 | 364.6995 | 1726.5146
5204 | 388.8422 | 1740.0292 | 388.8422 | 1740.0292
5205 | 403.1271 | 1742.187 | 403.1271 | 1742.187
5206 | 414.6184 | 1742.3358 | 414.6184 | 1742.3358
5207 | 440.081 | 1741.7374 | 440.081 | 1741.7374
5208 | 435.0646 | 1744.0532 | 435.0646 | 1744.0532
5209 | 418.6662 | 1742.0529 | 418.6662 | 1742.0529
5210 | 419.4367 | 1745.333 | 419.4367 | 1745.333
5211 | 430.6874 | 1744.7076 | 430.6874 | 1744.7076
5212 | 451.8123 | 1736.3565 | 451.8123 | 1736.3565
5213 | 474.6079 | 1717.0264 | 474.6079 | 1717.0264
5214 | 470.8323 | 1662.932 | 470.8323 | 1662.932
5215 | 449.1021 | 1577.8258 | 449.1021 | 1577.8258
5216 | 435.9235 | 1494.7562 | 435.9235 | 1494.7562
5217 | 423.3604 | 1431.7872 | 423.3604 | 1431.7872
5218 | 407.5282 | 1383.5679 | 407.5282 | 1383.5679
5219 | 385.0278 | 1349.0572 | 385.0278 | 1349.0572
5220 | 365.6843 | 1336.341 | 365.6843 | 1336.341
5221 | 348.777 | 1332.3845 | 348.777 | 1332.3845
5222 | 340.6183 | 1333.602 | 340.6183 | 1333.602
5223 | 335.9977 | 1338.7593 | 335.9977 | 1338.7593
5224 | 332.6627 | 1341.9994 | 332.6627 | 1341.9994
5225 | 334.6863 | 1360.9452 | 334.6863 | 1360.9452
5226 | 344.6443 | 1398.5872 | 344.6443 | 1398.5872
5227 | 364.6448 | 1412.6438 | 364.6448 | 1412.6438
5228 | 387.7786 | 1426.0595 | 387.7786 | 1426.0595
5229 | 402.5236 | 1442.655 | 402.5236 | 1442.655
5230 | 412.4084 | 1455.4944 | 412.4084 | 1455.4944
5231 | 441.4502 | 1460.3678 | 441.4502 | 1460.3678
5232 | 436.5169 | 1451.8059 | 436.5169 | 1451.8059
5233 | 421.5446 | 1449.5749 | 421.5446 | 1449.5749
5234 | 421.9006 | 1465.9082 | 421.9006 | 1465.9082
5235 | 430.6008 | 1474.4794 | 430.6008 | 1474.4794
5236 | 451.446 | 1470.0838 | 451.446 | 1470.0838
5237 | 472.6019 | 1464.8947 | 472.6019 | 1464.8947
5238 | 467.4247 | 1407.0755 | 467.4247 | 1407.0755
5239 | 446.5704 | 1350.2843 | 446.5704 | 1350.2843
5240 | 434.1895 | 1313.4284 | 434.1895 | 1313.4284
5241 | 422.9522 | 1266.3804 | 422.9522 | 1266.3804
5242 | 408.8692 | 1236.818 | 408.8692 | 1236.818
5243 | 385.9819 | 1239.3903 | 385.9819 | 1239.3903
5244 | 364.5532 | 1261.5157 | 364.5532 | 1261.5157
5245 | 351.8245 | 1274.9965 | 351.8245 | 1274.9965
5246 | 341.7456 | 1284.2569 | 341.7456 | 1284.2569
5247 | 337.5228 | 1297.0944 | 337.5228 | 1297.0944
5248 | 333.4662 | 1301.686 | 333.4662 | 1301.686
5249 | 336.2834 | 1318.2585 | 336.2834 | 1318.2585
5250 | 348.5341 | 1351.3517 | 348.5341 | 1351.3517
5251 | 364.4629 | 1360.7605 | 364.4629 | 1360.7605
5252 | 388.7471 | 1382.5158 | 388.7471 | 1382.5158
5253 | 403.4577 | 1401.2539 | 403.4577 | 1401.2539
5254 | 415.1662 | 1419.8617 | 415.1662 | 1419.8617
5255 | 438.4821 | 1441.8427 | 438.4821 | 1441.8427
5256 | 435.1654 | 1471.0232 | 435.1654 | 1471.0232
5257 | 420.6233 | 1488.7346 | 420.6233 | 1488.7346
5258 | 422.3306 | 1509.8804 | 422.3306 | 1509.8804
5259 | 430.7306 | 1536.3174 | 430.7306 | 1536.3174
5260 | 451.8351 | 1545.2717 | 451.8351 | 1545.2717
5261 | 471.5659 | 1536.4897 | 471.5659 | 1536.4897
5262 | 472.1951 | 1485.8234 | 472.1951 | 1485.8234
5263 | 447.6924 | 1417.8578 | 447.6924 | 1417.8578
5264 | 430.8524 | 1353.8737 | 430.8524 | 1353.8737
5265 | 420.3133 | 1295.1238 | 420.3133 | 1295.1238
5266 | 406.3968 | 1255.9364 | 406.3968 | 1255.9364
5267 | 384.5665 | 1232.2703 | 384.5665 | 1232.2703
5268 | 365.0548 | 1226.3774 | 365.0548 | 1226.3774
5269 | 350.8632 | 1221.2673 | 350.8632 | 1221.2673
5270 | 341.3531 | 1210.6512 | 341.3531 | 1210.6512
5271 | 336.9373 | 1199.8875 | 336.9373 | 1199.8875
5272 | 334.169 | 1187.9976 | 334.169 | 1187.9976
5273 | 335.7885 | 1195.3406 | 335.7885 | 1195.3406
5274 | 343.336 | 1225.632 | 343.336 | 1225.632
5275 | 357.9371 | 1232.1071 | 357.9371 | 1232.1071
5276 | 376.2106 | 1243.2484 | 376.2106 | 1243.2484
5277 | 392.123 | 1259.1517 | 392.123 | 1259.1517
5278 | 407.8544 | 1283.9894 | 407.8544 | 1283.9894
5279 | 429.6833 | 1314.1782 | 429.6833 | 1314.1782
5280 | 429.7474 | 1341.3479 | 429.7474 | 1341.3479
5281 | 415.081 | 1351.9394 | 415.081 | 1351.9394
5282 | 417.5427 | 1361.0868 | 417.5427 | 1361.0868
5283 | 422.437 | 1359.3078 | 422.437 | 1359.3078
5284 | 446.6626 | 1348.6492 | 446.6626 | 1348.6492
5285 | 468.4798 | 1328.0666 | 468.4798 | 1328.0666
5286 | 462.5002 | 1244.5035 | 462.5002 | 1244.5035
5287 | 442.9639 | 1149.5415 | 442.9639 | 1149.5415
5288 | 431.138 | 1103.5549 | 431.138 | 1103.5549
5289 | 422.3073 | 1078.0974 | 422.3073 | 1078.0974
5290 | 408.5704 | 1070.4882 | 408.5704 | 1070.4882
5291 | 387.6218 | 1080.2793 | 387.6218 | 1080.2793
5292 | 367.3579 | 1144.0366 | 367.3579 | 1144.0366
5293 | 352.8137 | 1195.029 | 352.8137 | 1195.029
5294 | 343.0071 | 1200.3998 | 343.0071 | 1200.3998
5295 | 336.2708 | 1211.3914 | 336.2708 | 1211.3914
5296 | 333.2092 | 1226.8936 | 333.2092 | 1226.8936
5297 | 333.4077 | 1258.7938 | 333.4077 | 1258.7938
5298 | 341.4121 | 1312.5546 | 341.4121 | 1312.5546
5299 | 351.62 | 1340.2577 | 351.62 | 1340.2577
5300 | 363.7357 | 1368.0452 | 363.7357 | 1368.0452
5301 | 383.5061 | 1371.06 | 383.5061 | 1371.06
5302 | 394.6355 | 1371.7032 | 394.6355 | 1371.7032
5303 | 419.7932 | 1387.0258 | 419.7932 | 1387.0258
5304 | 416.0197 | 1406.7789 | 416.0197 | 1406.7789
5305 | 404.7232 | 1431.0499 | 404.7232 | 1431.0499
5306 | 406.8013 | 1468.5452 | 406.8013 | 1468.5452
5307 | 415.2172 | 1512.2217 | 415.2172 | 1512.2217
5308 | 429.6636 | 1543.9532 | 429.6636 | 1543.9532
5309 | 453.7623 | 1548.4882 | 453.7623 | 1548.4882
5310 | 450.8773 | 1497.0637 | 450.8773 | 1497.0637
5311 | 435.0505 | 1428.6696 | 435.0505 | 1428.6696
5312 | 424.0209 | 1392.1763 | 424.0209 | 1392.1763
5313 | 414.6325 | 1363.4226 | 414.6325 | 1363.4226
5314 | 402.376 | 1348.2319 | 402.376 | 1348.2319
5315 | 382.9616 | 1349.6835 | 382.9616 | 1349.6835
5316 | 363.1486 | 1372.9626 | 363.1486 | 1372.9626
5317 | 349.4429 | 1405.0014 | 349.4429 | 1405.0014
5318 | 341.4309 | 1431.1387 | 341.4309 | 1431.1387
5319 | 334.2453 | 1460.985 | 334.2453 | 1460.985
5320 | 331.0206 | 1487.3978 | 331.0206 | 1487.3978
5321 | 331.7178 | 1528.1649 | 331.7178 | 1528.1649
5322 | 337.3194 | 1586.3428 | 337.3194 | 1586.3428
5323 | 346.9094 | 1614.2767 | 346.9094 | 1614.2767
5324 | 357.7758 | 1642.987 | 357.7758 | 1642.987
5325 | 375.9962 | 1665.2851 | 375.9962 | 1665.2851
5326 | 389.2939 | 1687.321 | 389.2939 | 1687.321
5327 | 414.103 | 1715.8616 | 414.103 | 1715.8616
5328 | 414.2656 | 1747.2506 | 414.2656 | 1747.2506
5329 | 405.032 | 1765.9509 | 405.032 | 1765.9509
5330 | 404.8211 | 1777.999 | 404.8211 | 1777.999
5331 | 408.6542 | 1781.1644 | 408.6542 | 1781.1644
5332 | 423.6871 | 1771.1651 | 423.6871 | 1771.1651
5333 | 446.6092 | 1745.8358 | 446.6092 | 1745.8358
5334 | 444.2731 | 1676.7434 | 444.2731 | 1676.7434
5335 | 426.8377 | 1588.5057 | 426.8377 | 1588.5057
5336 | 414.6619 | 1515.6216 | 414.6619 | 1515.6216
5337 | 402.7228 | 1453.4766 | 402.7228 | 1453.4766
5338 | 390.2684 | 1394.9401 | 390.2684 | 1394.9401
5339 | 370.9275 | 1341.0802 | 370.9275 | 1341.0802
5340 | 351.2134 | 1360.206 | 351.2134 | 1360.206
5341 | 337.6308 | 1426.0975 | 337.6308 | 1426.0975
5342 | 329.8071 | 1471.0565 | 329.8071 | 1471.0565
5343 | 323.7836 | 1468.7312 | 323.7836 | 1468.7312
5344 | 321.3167 | 1397.6404 | 321.3167 | 1397.6404
5345 | 323.3728 | 1362.1318 | 323.3728 | 1362.1318
5346 | 330.7919 | 1386.3911 | 330.7919 | 1386.3911
5347 | 343.3883 | 1392.4707 | 343.3883 | 1392.4707
5348 | 359.0009 | 1393.6901 | 359.0009 | 1393.6901
5349 | 378.036 | 1376.3011 | 378.036 | 1376.3011
5350 | 390.09 | 1342.5971 | 390.09 | 1342.5971
5351 | 414.3349 | 1297.0046 | 414.3349 | 1297.0046
5352 | 410.031 | 1269.654 | 410.031 | 1269.654
5353 | 397.6763 | 1255.8531 | 397.6763 | 1255.8531
5354 | 400.2888 | 1250.464 | 400.2888 | 1250.464
5355 | 406.3599 | 1252.4427 | 406.3599 | 1252.4427
5356 | 424.7549 | 1255.2988 | 424.7549 | 1255.2988
5357 | 450.0501 | 1242.4954 | 450.0501 | 1242.4954
5358 | 451.4875 | 1198.8502 | 451.4875 | 1198.8502
5359 | 433.3794 | 1133.7523 | 433.3794 | 1133.7523
5360 | 422.5905 | 1104.5768 | 422.5905 | 1104.5768
5361 | 412.7263 | 1084.5252 | 412.7263 | 1084.5252
5362 | 400.9394 | 1080.6407 | 400.9394 | 1080.6407
5363 | 376.3705 | 1128.3719 | 376.3705 | 1128.3719
5364 | 355.8446 | 1204.8858 | 355.8446 | 1204.8858
5365 | 340.3737 | 1248.3297 | 340.3737 | 1248.3297
5366 | 334.899 | 1280.2354 | 334.899 | 1280.2354
5367 | 327.5458 | 1302.3685 | 327.5458 | 1302.3685
5368 | 324.8525 | 1319.9803 | 324.8525 | 1319.9803
5369 | 329.3877 | 1351.9463 | 329.3877 | 1351.9463
5370 | 340.5543 | 1411.6075 | 340.5543 | 1411.6075
5371 | 358.2144 | 1450.6169 | 358.2144 | 1450.6169
5372 | 381.4856 | 1497.6875 | 381.4856 | 1497.6875
5373 | 395.2097 | 1536.8624 | 395.2097 | 1536.8624
5374 | 404.8759 | 1575.6104 | 404.8759 | 1575.6104
5375 | 430.4527 | 1614.6002 | 430.4527 | 1614.6002
5376 | 427.0032 | 1642.1984 | 427.0032 | 1642.1984
5377 | 410.6275 | 1652.724 | 410.6275 | 1652.724
5378 | 410.5939 | 1659.1355 | 410.5939 | 1659.1355
5379 | 421.3215 | 1661.7075 | 421.3215 | 1661.7075
5380 | 438.6026 | 1652.8619 | 438.6026 | 1652.8619
5381 | 467.4705 | 1617.6109 | 467.4705 | 1617.6109
5382 | 467.303 | 1529.3672 | 467.303 | 1529.3672
5383 | 448.1819 | 1438.888 | 448.1819 | 1438.888
5384 | 438.2545 | 1368.0806 | 438.2545 | 1368.0806
5385 | 423.99 | 1301.5845 | 423.99 | 1301.5845
5386 | 408.3665 | 1257.6834 | 408.3665 | 1257.6834
5387 | 384.6997 | 1246.8728 | 384.6997 | 1246.8728
5388 | 363.0407 | 1260.3949 | 363.0407 | 1260.3949
5389 | 346.7348 | 1279.9079 | 346.7348 | 1279.9079
5390 | 338.6954 | 1292.8272 | 338.6954 | 1292.8272
5391 | 333.2019 | 1315.0591 | 333.2019 | 1315.0591
5392 | 330.603 | 1344.2738 | 330.603 | 1344.2738
5393 | 331.7785 | 1387.9416 | 331.7785 | 1387.9416
5394 | 344.348 | 1448.9213 | 344.348 | 1448.9213
5395 | 362.1691 | 1475.9652 | 362.1691 | 1475.9652
5396 | 388.4817 | 1499.4345 | 388.4817 | 1499.4345
5397 | 403.1613 | 1510.723 | 403.1613 | 1510.723
5398 | 410.8318 | 1519.475 | 410.8318 | 1519.475
5399 | 434.7962 | 1534.2701 | 434.7962 | 1534.2701
5400 | 428.0318 | 1553.0673 | 428.0318 | 1553.0673
5401 | 411.8565 | 1561.0877 | 411.8565 | 1561.0877
5402 | 410.4879 | 1575.7399 | 410.4879 | 1575.7399
5403 | 417.5929 | 1598.3203 | 417.5929 | 1598.3203
5404 | 434.1424 | 1617.9544 | 434.1424 | 1617.9544
5405 | 462.1329 | 1619.7865 | 462.1329 | 1619.7865
5406 | 465.8177 | 1567.2083 | 465.8177 | 1567.2083
5407 | 445.0042 | 1491.925 | 445.0042 | 1491.925
5408 | 429.9516 | 1428.3694 | 429.9516 | 1428.3694
5409 | 420.5583 | 1375.6847 | 420.5583 | 1375.6847
5410 | 404.8579 | 1357.9559 | 404.8579 | 1357.9559
5411 | 381.8104 | 1355.4849 | 381.8104 | 1355.4849
5412 | 359.7195 | 1373.1603 | 359.7195 | 1373.1603
5413 | 345.2448 | 1402.5292 | 345.2448 | 1402.5292
5414 | 334.6192 | 1428.9631 | 334.6192 | 1428.9631
5415 | 328.5317 | 1447.3055 | 328.5317 | 1447.3055
5416 | 325.3829 | 1453.2485 | 325.3829 | 1453.2485
5417 | 329.0946 | 1464.8106 | 329.0946 | 1464.8106
5418 | 340.0474 | 1492.3002 | 340.0474 | 1492.3002
5419 | 353.7511 | 1494.7539 | 353.7511 | 1494.7539
5420 | 379.2179 | 1500.4893 | 379.2179 | 1500.4893
5421 | 395.4281 | 1504.493 | 395.4281 | 1504.493
5422 | 406.1513 | 1509.5861 | 406.1513 | 1509.5861
5423 | 430.7645 | 1512.35 | 430.7645 | 1512.35
5424 | 423.3847 | 1515.0284 | 423.3847 | 1515.0284
5425 | 406.903 | 1511.9074 | 406.903 | 1511.9074
5426 | 408.3511 | 1509.5837 | 408.3511 | 1509.5837
5427 | 417.3906 | 1506.8158 | 417.3906 | 1506.8158
5428 | 429.8704 | 1495.0036 | 429.8704 | 1495.0036
5429 | 455.3029 | 1464.1696 | 455.3029 | 1464.1696
5430 | 461.0264 | 1414.8877 | 461.0264 | 1414.8877
5431 | 438.8422 | 1359.2831 | 438.8422 | 1359.2831
5432 | 426.0135 | 1302.3859 | 426.0135 | 1302.3859
5433 | 416.0002 | 1242.6143 | 416.0002 | 1242.6143
5434 | 401.3618 | 1195.4169 | 401.3618 | 1195.4169
5435 | 378.0356 | 1165.3561 | 378.0356 | 1165.3561
5436 | 358.3623 | 1160.518 | 358.3623 | 1160.518
5437 | 344.0451 | 1172.911 | 344.0451 | 1172.911
5438 | 336.9905 | 1179.897 | 336.9905 | 1179.897
5439 | 330.1423 | 1187.1309 | 330.1423 | 1187.1309
5440 | 325.4037 | 1192.4146 | 325.4037 | 1192.4146
5441 | 327.595 | 1205.3283 | 327.595 | 1205.3283
5442 | 334.4847 | 1234.466 | 334.4847 | 1234.466
5443 | 344.5245 | 1236.7878 | 344.5245 | 1236.7878
5444 | 365.1577 | 1242.1606 | 365.1577 | 1242.1606
5445 | 381.336 | 1235.9459 | 381.336 | 1235.9459
5446 | 394.4888 | 1233.2928 | 394.4888 | 1233.2928
5447 | 417.1803 | 1244.594 | 417.1803 | 1244.594
5448 | 416.5405 | 1254.5901 | 416.5405 | 1254.5901
5449 | 404.0942 | 1254.0731 | 404.0942 | 1254.0731
5450 | 407.3189 | 1268.0001 | 407.3189 | 1268.0001
5451 | 409.6611 | 1292.0309 | 409.6611 | 1292.0309
5452 | 421.5781 | 1318.9498 | 421.5781 | 1318.9498
5453 | 445.5088 | 1300.0483 | 445.5088 | 1300.0483
5454 | 450.2794 | 1255.7768 | 450.2794 | 1255.7768
5455 | 432.0023 | 1191.9315 | 432.0023 | 1191.9315
5456 | 417.9232 | 1179.1714 | 417.9232 | 1179.1714
5457 | 406.7858 | 1165.943 | 406.7858 | 1165.943
5458 | 396.072 | 1159.3557 | 396.072 | 1159.3557
5459 | 376.7482 | 1161.3016 | 376.7482 | 1161.3016
5460 | 358.0095 | 1185.8004 | 358.0095 | 1185.8004
5461 | 343.0006 | 1221.6958 | 343.0006 | 1221.6958
5462 | 333.8129 | 1242.4272 | 333.8129 | 1242.4272
5463 | 327.4825 | 1249.5293 | 327.4825 | 1249.5293
5464 | 324.9019 | 1247.3635 | 324.9019 | 1247.3635
5465 | 325.6272 | 1261.2 | 325.6272 | 1261.2
5466 | 333.2118 | 1296.4029 | 333.2118 | 1296.4029
5467 | 338.3702 | 1306.9654 | 338.3702 | 1306.9654
5468 | 353.219 | 1320.3481 | 353.219 | 1320.3481
5469 | 368.6465 | 1327.5493 | 368.6465 | 1327.5493
5470 | 381.2635 | 1337.5868 | 381.2635 | 1337.5868
5471 | 406.1287 | 1366.1933 | 406.1287 | 1366.1933
5472 | 408.3988 | 1404.7681 | 408.3988 | 1404.7681
5473 | 395.9718 | 1417.9966 | 395.9718 | 1417.9966
5474 | 396.8144 | 1419.8593 | 396.8144 | 1419.8593
5475 | 401.5935 | 1423.3213 | 401.5935 | 1423.3213
5476 | 414.716 | 1412.0365 | 414.716 | 1412.0365
5477 | 441.8157 | 1368.7755 | 441.8157 | 1368.7755
5478 | 440.8637 | 1326.3829 | 440.8637 | 1326.3829
5479 | 423.8456 | 1296.2585 | 423.8456 | 1296.2585
5480 | 414.6608 | 1273.5765 | 414.6608 | 1273.5765
5481 | 405.244 | 1251.9097 | 405.244 | 1251.9097
5482 | 392.5618 | 1237.741 | 392.5618 | 1237.741
5483 | 372.3007 | 1225.9745 | 372.3007 | 1225.9745
5484 | 354.5619 | 1228.2234 | 354.5619 | 1228.2234
5485 | 341.7599 | 1246.3849 | 341.7599 | 1246.3849
5486 | 332.5989 | 1263.5233 | 332.5989 | 1263.5233
5487 | 327.3216 | 1279.0639 | 327.3216 | 1279.0639
5488 | 323.4139 | 1291.5335 | 323.4139 | 1291.5335
5489 | 325.4589 | 1321.0273 | 325.4589 | 1321.0273
5490 | 330.7625 | 1374.8541 | 330.7625 | 1374.8541
5491 | 337.3985 | 1400.118 | 337.3985 | 1400.118
5492 | 350.5688 | 1419.8296 | 350.5688 | 1419.8296
5493 | 366.4867 | 1426.8988 | 366.4867 | 1426.8988
5494 | 380.9193 | 1428.3661 | 380.9193 | 1428.3661
5495 | 401.0472 | 1429.9762 | 401.0472 | 1429.9762
5496 | 402.7422 | 1433.6435 | 402.7422 | 1433.6435
5497 | 392.2388 | 1429.5666 | 392.2388 | 1429.5666
5498 | 392.2817 | 1430.9677 | 392.2817 | 1430.9677
5499 | 397.8314 | 1431.529 | 397.8314 | 1431.529
5500 | 411.9033 | 1417.5083 | 411.9033 | 1417.5083
5501 | 440.5671 | 1389.6079 | 440.5671 | 1389.6079
5502 | 442.1725 | 1366.4325 | 442.1725 | 1366.4325
5503 | 424.3086 | 1338.187 | 424.3086 | 1338.187
5504 | 411.5972 | 1316.1973 | 411.5972 | 1316.1973
5505 | 406.3426 | 1290.9046 | 406.3426 | 1290.9046
5506 | 391.3356 | 1267.2426 | 391.3356 | 1267.2426
5507 | 372.7562 | 1245.785 | 372.7562 | 1245.785
5508 | 353.311 | 1253.1432 | 353.311 | 1253.1432
5509 | 340.7109 | 1292.9282 | 340.7109 | 1292.9282
5510 | 331.8021 | 1317.0877 | 331.8021 | 1317.0877
5511 | 326.4658 | 1336.4519 | 326.4658 | 1336.4519
5512 | 322.9794 | 1366.8203 | 322.9794 | 1366.8203
5513 | 325.1489 | 1406.4996 | 325.1489 | 1406.4996
5514 | 333.66 | 1460.8208 | 333.66 | 1460.8208
5515 | 342.6643 | 1481.9644 | 342.6643 | 1481.9644
5516 | 362.7141 | 1496.1382 | 362.7141 | 1496.1382
5517 | 376.9974 | 1510.3604 | 376.9974 | 1510.3604
5518 | 387.1078 | 1527.1882 | 387.1078 | 1527.1882
5519 | 408.9836 | 1537.8631 | 408.9836 | 1537.8631
5520 | 408.2238 | 1553.5618 | 408.2238 | 1553.5618
5521 | 397.2732 | 1573.7454 | 397.2732 | 1573.7454
5522 | 396.6426 | 1600.0664 | 396.6426 | 1600.0664
5523 | 402.9697 | 1623.9653 | 402.9697 | 1623.9653
5524 | 416.0689 | 1625.8655 | 416.0689 | 1625.8655
5525 | 444.8369 | 1604.261 | 444.8369 | 1604.261
5526 | 449.0195 | 1527.4883 | 449.0195 | 1527.4883
5527 | 428.1127 | 1434.0755 | 428.1127 | 1434.0755
5528 | 418.8456 | 1357.7962 | 418.8456 | 1357.7962
5529 | 406.8644 | 1291.5639 | 406.8644 | 1291.5639
5530 | 394.6698 | 1255.2442 | 394.6698 | 1255.2442
5531 | 371.6356 | 1242.4558 | 371.6356 | 1242.4558
5532 | 349.5289 | 1256.7361 | 349.5289 | 1256.7361
5533 | 335.6834 | 1283.5668 | 335.6834 | 1283.5668
5534 | 329.3436 | 1307.3967 | 329.3436 | 1307.3967
5535 | 324.6846 | 1325.4424 | 324.6846 | 1325.4424
5536 | 320.5806 | 1338.3075 | 320.5806 | 1338.3075
5537 | 324.1458 | 1362.3296 | 324.1458 | 1362.3296
5538 | 334.4917 | 1401.1254 | 334.4917 | 1401.1254
5539 | 349.2669 | 1409.6442 | 349.2669 | 1409.6442
5540 | 375.1274 | 1416.2037 | 375.1274 | 1416.2037
5541 | 388.993 | 1406.6597 | 388.993 | 1406.6597
5542 | 401.134 | 1383.2731 | 401.134 | 1383.2731
5543 | 423.8699 | 1357.0627 | 423.8699 | 1357.0627
5544 | 417.6365 | 1338.0846 | 417.6365 | 1338.0846
5545 | 403.0346 | 1316.2738 | 403.0346 | 1316.2738
5546 | 406.0952 | 1306.7313 | 406.0952 | 1306.7313
5547 | 412.0419 | 1308.4793 | 412.0419 | 1308.4793
5548 | 423.8034 | 1285.0642 | 423.8034 | 1285.0642
5549 | 453.0485 | 1220.806 | 453.0485 | 1220.806
5550 | 461.3511 | 1153.2628 | 461.3511 | 1153.2628
5551 | 439.1896 | 1087.7694 | 439.1896 | 1087.7694
5552 | 425.6439 | 993.6243 | 425.6439 | 993.6243
5553 | 414.7601 | 921.4587 | 414.7601 | 921.4587
5554 | 398.1846 | 878.2827 | 398.1846 | 878.2827
5555 | 375.3021 | 859.66 | 375.3021 | 859.66
5556 | 353.206 | 887.0924 | 353.206 | 887.0924
5557 | 337.8976 | 941.7436 | 337.8976 | 941.7436
5558 | 331.0096 | 980.3408 | 331.0096 | 980.3408
5559 | 325.7512 | 1022.4822 | 325.7512 | 1022.4822
5560 | 322.412 | 1026.6123 | 322.412 | 1026.6123
5561 | 326.3198 | 1022.9786 | 326.3198 | 1022.9786
5562 | 336.6421 | 1051.8197 | 336.6421 | 1051.8197
5563 | 352.7501 | 1065.3818 | 352.7501 | 1065.3818
5564 | 376.9661 | 1080.083 | 376.9661 | 1080.083
5565 | 391.8795 | 1086.1305 | 391.8795 | 1086.1305
5566 | 402.4996 | 1088.5206 | 402.4996 | 1088.5206
5567 | 426.6035 | 1091.1196 | 426.6035 | 1091.1196
5568 | 423.3186 | 1098.0173 | 423.3186 | 1098.0173
5569 | 405.8955 | 1102.4118 | 405.8955 | 1102.4118
5570 | 406.7003 | 1116.2728 | 406.7003 | 1116.2728
5571 | 412.4489 | 1127.7118 | 412.4489 | 1127.7118
5572 | 424.7039 | 1121.7669 | 424.7039 | 1121.7669
5573 | 453.9753 | 1088.4278 | 453.9753 | 1088.4278
5574 | 459.1375 | 1043.7937 | 459.1375 | 1043.7937
5575 | 437.6404 | 992.1776 | 437.6404 | 992.1776
5576 | 422.6251 | 944.2462 | 422.6251 | 944.2462
5577 | 411.3977 | 908.8999 | 411.3977 | 908.8999
5578 | 396.5112 | 885.5016 | 396.5112 | 885.5016
5579 | 373.0221 | 880.7891 | 373.0221 | 880.7891
5580 | 354.7789 | 929.9109 | 354.7789 | 929.9109
5581 | 339.4862 | 966.3338 | 339.4862 | 966.3338
5582 | 333.8536 | 975.2316 | 333.8536 | 975.2316
5583 | 325.8765 | 980.1251 | 325.8765 | 980.1251
5584 | 322.087 | 978.9152 | 322.087 | 978.9152
5585 | 326.3034 | 993.8725 | 326.3034 | 993.8725
5586 | 335.7018 | 1041.9638 | 335.7018 | 1041.9638
5587 | 349.0164 | 1058.3278 | 349.0164 | 1058.3278
5588 | 374.7258 | 1074.9079 | 374.7258 | 1074.9079
5589 | 387.643 | 1083.889 | 387.643 | 1083.889
5590 | 398.2407 | 1095.7724 | 398.2407 | 1095.7724
5591 | 426.302 | 1114.1935 | 426.302 | 1114.1935
5592 | 424.8468 | 1137.7703 | 424.8468 | 1137.7703
5593 | 407.7614 | 1150.1088 | 407.7614 | 1150.1088
5594 | 404.4199 | 1161.7943 | 404.4199 | 1161.7943
5595 | 411.5917 | 1167.5308 | 411.5917 | 1167.5308
5596 | 422.4187 | 1157.5974 | 422.4187 | 1157.5974
5597 | 447.599 | 1136.9818 | 447.599 | 1136.9818
5598 | 454.9936 | 1075.8664 | 454.9936 | 1075.8664
5599 | 437.7261 | 1011.5596 | 437.7261 | 1011.5596
5600 | 421.4444 | 961.4857 | 421.4444 | 961.4857
5601 | 411.1004 | 932.2045 | 411.1004 | 932.2045
5602 | 395.5095 | 919.2554 | 395.5095 | 919.2554
5603 | 373.6771 | 911.3125 | 373.6771 | 911.3125
5604 | 355.898 | 931.625 | 355.898 | 931.625
5605 | 342.022 | 958.2909 | 342.022 | 958.2909
5606 | 333.3825 | 986.9333 | 333.3825 | 986.9333
5607 | 326.842 | 1002.5727 | 326.842 | 1002.5727
5608 | 324.2969 | 1011.9768 | 324.2969 | 1011.9768
5609 | 325.1545 | 1040.5807 | 325.1545 | 1040.5807
5610 | 334.483 | 1090.1882 | 334.483 | 1090.1882
5611 | 343.7597 | 1110.8044 | 343.7597 | 1110.8044
5612 | 364.93 | 1131.8015 | 364.93 | 1131.8015
5613 | 380.9965 | 1150.2759 | 380.9965 | 1150.2759
5614 | 393.3399 | 1170.367 | 393.3399 | 1170.367
5615 | 415.4459 | 1194.6555 | 415.4459 | 1194.6555
5616 | 413.3212 | 1209.9256 | 413.3212 | 1209.9256
5617 | 403.7446 | 1209.8042 | 403.7446 | 1209.8042
5618 | 405.6344 | 1214.8643 | 405.6344 | 1214.8643
5619 | 411.2016 | 1217.6341 | 411.2016 | 1217.6341
5620 | 419.2051 | 1203.053 | 419.2051 | 1203.053
5621 | 443.2096 | 1163.7146 | 443.2096 | 1163.7146
5622 | 450.362 | 1131.4085 | 450.362 | 1131.4085
5623 | 431.9285 | 1081.7372 | 431.9285 | 1081.7372
5624 | 414.346 | 1018.4123 | 414.346 | 1018.4123
5625 | 402.1446 | 963.3213 | 402.1446 | 963.3213
5626 | 390.9995 | 931.6494 | 390.9995 | 931.6494
5627 | 373.2239 | 915.1692 | 373.2239 | 915.1692
5628 | 354.3936 | 929.5813 | 354.3936 | 929.5813
5629 | 340.9943 | 958.8842 | 340.9943 | 958.8842
5630 | 332.9252 | 978.5278 | 332.9252 | 978.5278
5631 | 326.8301 | 988.6295 | 326.8301 | 988.6295
5632 | 322.4094 | 993.254 | 322.4094 | 993.254
5633 | 323.4985 | 1011.112 | 323.4985 | 1011.112
5634 | 329.0833 | 1049.2815 | 329.0833 | 1049.2815
5635 | 334.8219 | 1063.1403 | 334.8219 | 1063.1403
5636 | 351.1022 | 1076.7208 | 351.1022 | 1076.7208
5637 | 365.6486 | 1074.3957 | 365.6486 | 1074.3957
5638 | 375.5219 | 1067.0949 | 375.5219 | 1067.0949
5639 | 399.7524 | 1060.2336 | 399.7524 | 1060.2336
5640 | 396.2481 | 1063.5383 | 396.2481 | 1063.5383
5641 | 387.0413 | 1074.7561 | 387.0413 | 1074.7561
5642 | 386.7366 | 1102.7581 | 386.7366 | 1102.7581
5643 | 390.958 | 1123.5256 | 390.958 | 1123.5256
5644 | 400.4928 | 1139.2042 | 400.4928 | 1139.2042
5645 | 422.6347 | 1175.4493 | 422.6347 | 1175.4493
5646 | 428.529 | 1200.8279 | 428.529 | 1200.8279
5647 | 413.2778 | 1202.5455 | 413.2778 | 1202.5455
5648 | 405.1152 | 1197.1031 | 405.1152 | 1197.1031
5649 | 393.8447 | 1185.2592 | 393.8447 | 1185.2592
5650 | 381.8834 | 1174.5185 | 381.8834 | 1174.5185
5651 | 362.3329 | 1167.9601 | 362.3329 | 1167.9601
5652 | 345.2132 | 1188.5363 | 345.2132 | 1188.5363
5653 | 332.3503 | 1262.141 | 332.3503 | 1262.141
5654 | 324.6994 | 1328.1302 | 324.6994 | 1328.1302
5655 | 319.3242 | 1368.8872 | 319.3242 | 1368.8872
5656 | 313.0436 | 1403.0463 | 313.0436 | 1403.0463
5657 | 315.4544 | 1445.2637 | 315.4544 | 1445.2637
5658 | 319.9828 | 1495.4646 | 319.9828 | 1495.4646
5659 | 325.6368 | 1521.1241 | 325.6368 | 1521.1241
5660 | 340.9312 | 1542.5167 | 340.9312 | 1542.5167
5661 | 352.8844 | 1541.4442 | 352.8844 | 1541.4442
5662 | 368.8189 | 1543.1751 | 368.8189 | 1543.1751
5663 | 388.7444 | 1555.564 | 388.7444 | 1555.564
5664 | 384.263 | 1575.8775 | 384.263 | 1575.8775
5665 | 376.2349 | 1584.3264 | 376.2349 | 1584.3264
5666 | 376.5005 | 1596.7042 | 376.5005 | 1596.7042
5667 | 382.7849 | 1606.5609 | 382.7849 | 1606.5609
5668 | 394.1791 | 1595.0454 | 394.1791 | 1595.0454
5669 | 421.197 | 1555.5422 | 421.197 | 1555.5422
5670 | 427.281 | 1465.9799 | 427.281 | 1465.9799
5671 | 412.8759 | 1372.1715 | 412.8759 | 1372.1715
5672 | 400.2615 | 1311.8462 | 400.2615 | 1311.8462
5673 | 390.1121 | 1272.4785 | 390.1121 | 1272.4785
5674 | 377.4065 | 1244.9268 | 377.4065 | 1244.9268
5675 | 359.0657 | 1228.9741 | 359.0657 | 1228.9741
5676 | 343.298 | 1238.0133 | 343.298 | 1238.0133
5677 | 329.4035 | 1269.7225 | 329.4035 | 1269.7225
5678 | 321.5521 | 1300.5075 | 321.5521 | 1300.5075
5679 | 316.5618 | 1329.5627 | 316.5618 | 1329.5627
5680 | 312.8809 | 1356.1404 | 312.8809 | 1356.1404
5681 | 314.9549 | 1394.1386 | 314.9549 | 1394.1386
5682 | 321.8289 | 1447.3061 | 321.8289 | 1447.3061
5683 | 329.2553 | 1469.9 | 329.2553 | 1469.9
5684 | 350.1545 | 1492.3805 | 350.1545 | 1492.3805
5685 | 361.7272 | 1502.0867 | 361.7272 | 1502.0867
5686 | 374.9268 | 1505.5317 | 374.9268 | 1505.5317
5687 | 399.6304 | 1511.5259 | 399.6304 | 1511.5259
5688 | 396.272 | 1522.0824 | 396.272 | 1522.0824
5689 | 382.0641 | 1524.0706 | 382.0641 | 1524.0706
5690 | 383.3321 | 1533.6136 | 383.3321 | 1533.6136
5691 | 390.2994 | 1543.6681 | 390.2994 | 1543.6681
5692 | 400.3691 | 1532.8448 | 400.3691 | 1532.8448
5693 | 428.6966 | 1495.4512 | 428.6966 | 1495.4512
5694 | 438.6105 | 1416.0744 | 438.6105 | 1416.0744
5695 | 422.7102 | 1299.0273 | 422.7102 | 1299.0273
5696 | 408.7527 | 1230.2965 | 408.7527 | 1230.2965
5697 | 396.8503 | 1169.7008 | 396.8503 | 1169.7008
5698 | 382.5992 | 1126.36 | 382.5992 | 1126.36
5699 | 359.4491 | 1119.0105 | 359.4491 | 1119.0105
5700 | 341.9842 | 1162.4628 | 341.9842 | 1162.4628
5701 | 328.0968 | 1206.1044 | 328.0968 | 1206.1044
5702 | 320.8077 | 1243.515 | 320.8077 | 1243.515
5703 | 318.2581 | 1276.8224 | 318.2581 | 1276.8224
5704 | 312.5994 | 1302.2463 | 312.5994 | 1302.2463
5705 | 317.2248 | 1340.2116 | 317.2248 | 1340.2116
5706 | 328.2905 | 1396.181 | 328.2905 | 1396.181
5707 | 338.7062 | 1425.5652 | 338.7062 | 1425.5652
5708 | 366.2902 | 1450.353 | 366.2902 | 1450.353
5709 | 379.546 | 1455.1808 | 379.546 | 1455.1808
5710 | 392.9793 | 1456.8458 | 392.9793 | 1456.8458
5711 | 415.8898 | 1465.4111 | 415.8898 | 1465.4111
5712 | 410.168 | 1478.0442 | 410.168 | 1478.0442
5713 | 395.2424 | 1481.2521 | 395.2424 | 1481.2521
5714 | 394.8944 | 1489.081 | 394.8944 | 1489.081
5715 | 402.9594 | 1502.6955 | 402.9594 | 1502.6955
5716 | 409.4309 | 1494.608 | 409.4309 | 1494.608
5717 | 440.4861 | 1432.822 | 440.4861 | 1432.822
5718 | 452.7225 | 1346.622 | 452.7225 | 1346.622
5719 | 433.3179 | 1254.7255 | 433.3179 | 1254.7255
5720 | 418.6542 | 1178.8088 | 418.6542 | 1178.8088
5721 | 408.5983 | 1115.5101 | 408.5983 | 1115.5101
5722 | 392.3419 | 1067.0931 | 392.3419 | 1067.0931
5723 | 369.2009 | 1043.1633 | 369.2009 | 1043.1633
5724 | 346.9961 | 1078.6716 | 346.9961 | 1078.6716
5725 | 334.0038 | 1118.8192 | 334.0038 | 1118.8192
5726 | 327.6224 | 1148.945 | 327.6224 | 1148.945
5727 | 321.8576 | 1180.7691 | 321.8576 | 1180.7691
5728 | 317.0699 | 1206.6216 | 317.0699 | 1206.6216
5729 | 320.1285 | 1236.8736 | 320.1285 | 1236.8736
5730 | 329.5774 | 1282.7563 | 329.5774 | 1282.7563
5731 | 341.7189 | 1303.2736 | 341.7189 | 1303.2736
5732 | 372.8571 | 1325.8859 | 372.8571 | 1325.8859
5733 | 385.4796 | 1345.6787 | 385.4796 | 1345.6787
5734 | 394.9106 | 1367.7147 | 394.9106 | 1367.7147
5735 | 420.5465 | 1390.1243 | 420.5465 | 1390.1243
5736 | 417.6652 | 1414.624 | 417.6652 | 1414.624
5737 | 398.886 | 1425.0507 | 398.886 | 1425.0507
5738 | 395.4817 | 1439.9995 | 395.4817 | 1439.9995
5739 | 400.5802 | 1451.4385 | 400.5802 | 1451.4385
5740 | 410.6731 | 1409.0698 | 410.6731 | 1409.0698
5741 | 435.3336 | 1337.6258 | 435.3336 | 1337.6258
5742 | 448.4236 | 1267.6104 | 448.4236 | 1267.6104
5743 | 429.8073 | 1182.5042 | 429.8073 | 1182.5042
5744 | 416.7228 | 1097.3909 | 416.7228 | 1097.3909
5745 | 405.7419 | 1013.2269 | 405.7419 | 1013.2269
5746 | 392.0088 | 956.9317 | 392.0088 | 956.9317
5747 | 367.9008 | 913.7847 | 367.9008 | 913.7847
5748 | 347.7523 | 908.7489 | 347.7523 | 908.7489
5749 | 334.829 | 922.0319 | 334.829 | 922.0319
5750 | 326.4033 | 940.6867 | 326.4033 | 940.6867
5751 | 321.1827 | 970.4671 | 321.1827 | 970.4671
5752 | 318.6375 | 1000.0773 | 318.6375 | 1000.0773
5753 | 322.1856 | 1038.1415 | 322.1856 | 1038.1415
5754 | 330.6658 | 1089.1334 | 330.6658 | 1089.1334
5755 | 340.2505 | 1116.0784 | 340.2505 | 1116.0784
5756 | 367.1513 | 1142.844 | 367.1513 | 1142.844
5757 | 381.9914 | 1161.5491 | 381.9914 | 1161.5491
5758 | 391.8164 | 1178.8384 | 391.8164 | 1178.8384
5759 | 421.2669 | 1199.9954 | 421.2669 | 1199.9954
5760 | 416.3043 | 1224.66 | 416.3043 | 1224.66
5761 | 398.9572 | 1244.0854 | 398.9572 | 1244.0854
5762 | 401.9521 | 1268.6594 | 401.9521 | 1268.6594
5763 | 405.0605 | 1285.1746 | 405.0605 | 1285.1746
5764 | 412.3511 | 1255.1999 | 412.3511 | 1255.1999
5765 | 436.63 | 1189.7881 | 436.63 | 1189.7881
5766 | 454.8939 | 1122.0141 | 454.8939 | 1122.0141
5767 | 433.2977 | 1045.1486 | 433.2977 | 1045.1486
5768 | 419.4314 | 967.1553 | 419.4314 | 967.1553
5769 | 408.94 | 916.1187 | 408.94 | 916.1187
5770 | 393.2796 | 882.436 | 393.2796 | 882.436
5771 | 373.6633 | 858.7041 | 373.6633 | 858.7041
5772 | 353.1499 | 859.7334 | 353.1499 | 859.7334
5773 | 338.9773 | 885.8059 | 338.9773 | 885.8059
5774 | 332.1133 | 920.2498 | 332.1133 | 920.2498
5775 | 325.7038 | 956.6557 | 325.7038 | 956.6557
5776 | 326.5894 | 990.4851 | 326.5894 | 990.4851
5777 | 330.4866 | 1030.7248 | 330.4866 | 1030.7248
5778 | 337.0805 | 1081.8157 | 337.0805 | 1081.8157
5779 | 343.0729 | 1101.6078 | 343.0729 | 1101.6078
5780 | 364.497 | 1120.4623 | 364.497 | 1120.4623
5781 | 378.7193 | 1125.7516 | 378.7193 | 1125.7516
5782 | 392.3518 | 1130.3173 | 392.3518 | 1130.3173
5783 | 416.5952 | 1141.3877 | 416.5952 | 1141.3877
5784 | 417.858 | 1157.482 | 417.858 | 1157.482
5785 | 404.5336 | 1168.7657 | 404.5336 | 1168.7657
5786 | 404.9556 | 1182.5938 | 404.9556 | 1182.5938
5787 | 409.5849 | 1197.1972 | 409.5849 | 1197.1972
5788 | 417.8636 | 1168.0466 | 417.8636 | 1168.0466
5789 | 438.8226 | 1115.589 | 438.8226 | 1115.589
5790 | 450.7226 | 1041.1237 | 450.7226 | 1041.1237
5791 | 433.282 | 958.9512 | 433.282 | 958.9512
5792 | 418.9485 | 883.7597 | 418.9485 | 883.7597
5793 | 408.7328 | 827.0206 | 408.7328 | 827.0206
5794 | 395.7645 | 791.8546 | 395.7645 | 791.8546
5795 | 377.1804 | 769.0126 | 377.1804 | 769.0126
5796 | 355.5514 | 826.8823 | 355.5514 | 826.8823
5797 | 342.9317 | 881.2693 | 342.9317 | 881.2693
5798 | 337.0876 | 943.9111 | 337.0876 | 943.9111
5799 | 332.4595 | 1006.2884 | 332.4595 | 1006.2884
5800 | 330.5662 | 1062.1204 | 330.5662 | 1062.1204
5801 | 333.1311 | 1118.144 | 333.1311 | 1118.144
5802 | 337.5269 | 1166.5194 | 337.5269 | 1166.5194
5803 | 339.1151 | 1224.095 | 339.1151 | 1224.095
5804 | 353.5439 | 1276.3627 | 353.5439 | 1276.3627
5805 | 371.7745 | 1320.6171 | 371.7745 | 1320.6171
5806 | 382.0767 | 1360.9678 | 382.0767 | 1360.9678
5807 | 405.1918 | 1410.1801 | 405.1918 | 1410.1801
5808 | 403.9339 | 1474.4164 | 403.9339 | 1474.4164
5809 | 395.1991 | 1548.1408 | 395.1991 | 1548.1408
5810 | 394.6945 | 1592.7854 | 394.6945 | 1592.7854
5811 | 393.8513 | 1631.6462 | 393.8513 | 1631.6462
5812 | 399.4434 | 1636.3596 | 399.4434 | 1636.3596
5813 | 417.4708 | 1547.9071 | 417.4708 | 1547.9071
5814 | 435.7763 | 1493.4362 | 435.7763 | 1493.4362
5815 | 420.9915 | 1453.681 | 420.9915 | 1453.681
5816 | 408.7182 | 1418.2999 | 408.7182 | 1418.2999
5817 | 399.7175 | 1386.4958 | 399.7175 | 1386.4958
5818 | 389.8125 | 1350.1429 | 389.8125 | 1350.1429
5819 | 367.8595 | 1330.2417 | 367.8595 | 1330.2417
5820 | 352.9547 | 1368.0076 | 352.9547 | 1368.0076
5821 | 339.1905 | 1441.7716 | 339.1905 | 1441.7716
5822 | 331.2896 | 1487.2708 | 331.2896 | 1487.2708
5823 | 326.1127 | 1517.004 | 326.1127 | 1517.004
5824 | 322.7501 | 1557.0201 | 322.7501 | 1557.0201
5825 | 324.2472 | 1615.6273 | 324.2472 | 1615.6273
5826 | 327.9007 | 1654.8553 | 327.9007 | 1654.8553
5827 | 334.6623 | 1679.9962 | 334.6623 | 1679.9962
5828 | 354.9405 | 1691.2755 | 354.9405 | 1691.2755
5829 | 369.8369 | 1705.4692 | 369.8369 | 1705.4692
5830 | 382.0203 | 1714.4326 | 382.0203 | 1714.4326
5831 | 402.7726 | 1716.1626 | 402.7726 | 1716.1626
5832 | 401.5883 | 1715.5294 | 401.5883 | 1715.5294
5833 | 389.1367 | 1718.2396 | 389.1367 | 1718.2396
5834 | 390.1305 | 1712.7833 | 390.1305 | 1712.7833
5835 | 392.9038 | 1709.0147 | 392.9038 | 1709.0147
5836 | 402.4016 | 1682.7597 | 402.4016 | 1682.7597
5837 | 426.4375 | 1624.682 | 426.4375 | 1624.682
5838 | 438.2068 | 1509.5314 | 438.2068 | 1509.5314
5839 | 423.7706 | 1411.5752 | 423.7706 | 1411.5752
5840 | 410.8333 | 1319.8785 | 410.8333 | 1319.8785
5841 | 401.538 | 1263.4953 | 401.538 | 1263.4953
5842 | 387.2483 | 1224.1399 | 387.2483 | 1224.1399
5843 | 369.1626 | 1209.7551 | 369.1626 | 1209.7551
5844 | 351.4455 | 1227.3059 | 351.4455 | 1227.3059
5845 | 339.1068 | 1265.912 | 339.1068 | 1265.912
5846 | 331.9956 | 1308.6531 | 331.9956 | 1308.6531
5847 | 326.4308 | 1343.309 | 326.4308 | 1343.309
5848 | 324.6625 | 1381.789 | 324.6625 | 1381.789
5849 | 327.4779 | 1429.8174 | 327.4779 | 1429.8174
5850 | 330.861 | 1458.8157 | 330.861 | 1458.8157
5851 | 342.4304 | 1480.4303 | 342.4304 | 1480.4303
5852 | 365.0644 | 1491.7445 | 365.0644 | 1491.7445
5853 | 378.1047 | 1500.3521 | 378.1047 | 1500.3521
5854 | 387.2101 | 1511.7594 | 387.2101 | 1511.7594
5855 | 412.7468 | 1526.3375 | 412.7468 | 1526.3375
5856 | 407.4181 | 1539.8444 | 407.4181 | 1539.8444
5857 | 392.2254 | 1554.8791 | 392.2254 | 1554.8791
5858 | 390.1813 | 1563.3184 | 390.1813 | 1563.3184
5859 | 394.4086 | 1578.5427 | 394.4086 | 1578.5427
5860 | 402.2809 | 1570.1286 | 402.2809 | 1570.1286
5861 | 421.7474 | 1495.5368 | 421.7474 | 1495.5368
5862 | 443.0556 | 1394.7705 | 443.0556 | 1394.7705
5863 | 425.8786 | 1289.3778 | 425.8786 | 1289.3778
5864 | 411.4037 | 1196.2496 | 411.4037 | 1196.2496
5865 | 400.4341 | 1118.2549 | 400.4341 | 1118.2549
5866 | 388.9824 | 1065.3181 | 388.9824 | 1065.3181
5867 | 365.8211 | 1043.0079 | 365.8211 | 1043.0079
5868 | 348.9971 | 1056.7881 | 348.9971 | 1056.7881
5869 | 335.5441 | 1092.8106 | 335.5441 | 1092.8106
5870 | 327.9822 | 1132.0254 | 327.9822 | 1132.0254
5871 | 322.8409 | 1160.0478 | 322.8409 | 1160.0478
5872 | 320.2488 | 1195.9092 | 320.2488 | 1195.9092
5873 | 324.8377 | 1246.8354 | 324.8377 | 1246.8354
5874 | 330.712 | 1280.0233 | 330.712 | 1280.0233
5875 | 344.1516 | 1307.2242 | 344.1516 | 1307.2242
5876 | 372.2953 | 1327.2667 | 372.2953 | 1327.2667
5877 | 387.2748 | 1345.2311 | 387.2748 | 1345.2311
5878 | 397.3379 | 1356.7781 | 397.3379 | 1356.7781
5879 | 423.3843 | 1365.9446 | 423.3843 | 1365.9446
5880 | 418.6039 | 1376.2045 | 418.6039 | 1376.2045
5881 | 400.3674 | 1390.7854 | 400.3674 | 1390.7854
5882 | 401.6031 | 1402.8556 | 401.6031 | 1402.8556
5883 | 403.7348 | 1414.4141 | 403.7348 | 1414.4141
5884 | 412.0515 | 1404.8478 | 412.0515 | 1404.8478
5885 | 431.621 | 1343.5929 | 431.621 | 1343.5929
5886 | 448.8646 | 1238.6022 | 448.8646 | 1238.6022
5887 | 428.039 | 1143.5089 | 428.039 | 1143.5089
5888 | 416.074 | 1064.9397 | 416.074 | 1064.9397
5889 | 406.3793 | 1008.9056 | 406.3793 | 1008.9056
5890 | 389.3559 | 964.9067 | 389.3559 | 964.9067
5891 | 366.7917 | 944.7262 | 366.7917 | 944.7262
5892 | 346.9877 | 970.4469 | 346.9877 | 970.4469
5893 | 332.3664 | 1017.0831 | 332.3664 | 1017.0831
5894 | 325.3339 | 1065.7944 | 325.3339 | 1065.7944
5895 | 320.274 | 1111.483 | 320.274 | 1111.483
5896 | 319.5825 | 1166.5469 | 319.5825 | 1166.5469
5897 | 323.9471 | 1237.0945 | 323.9471 | 1237.0945
5898 | 328.8928 | 1287.2854 | 328.8928 | 1287.2854
5899 | 344.8171 | 1324.0176 | 344.8171 | 1324.0176
5900 | 370.5757 | 1348.2498 | 370.5757 | 1348.2498
5901 | 385.7159 | 1376.2344 | 385.7159 | 1376.2344
5902 | 399.1945 | 1401.8166 | 399.1945 | 1401.8166
5903 | 426.4818 | 1422.0856 | 426.4818 | 1422.0856
5904 | 419.6768 | 1435.2783 | 419.6768 | 1435.2783
5905 | 401.9892 | 1443.051 | 401.9892 | 1443.051
5906 | 402.4726 | 1442.4476 | 402.4726 | 1442.4476
5907 | 406.0558 | 1439.5867 | 406.0558 | 1439.5867
5908 | 414.1173 | 1416.858 | 414.1173 | 1416.858
5909 | 433.5305 | 1351.9722 | 433.5305 | 1351.9722
5910 | 453.972 | 1247.2956 | 453.972 | 1247.2956
5911 | 437.1587 | 1171.7889 | 437.1587 | 1171.7889
5912 | 421.3473 | 1101.2498 | 421.3473 | 1101.2498
5913 | 410.2822 | 1042.7718 | 410.2822 | 1042.7718
5914 | 391.4431 | 1000.6582 | 391.4431 | 1000.6582
5915 | 369.1288 | 981.4902 | 369.1288 | 981.4902
5916 | 348.2298 | 997.9937 | 348.2298 | 997.9937
5917 | 334.0143 | 1041.0338 | 334.0143 | 1041.0338
5918 | 325.5793 | 1088.9071 | 325.5793 | 1088.9071
5919 | 320.742 | 1130.8949 | 320.742 | 1130.8949
5920 | 319.0146 | 1181.1408 | 319.0146 | 1181.1408
5921 | 321.9676 | 1247.2893 | 321.9676 | 1247.2893
5922 | 326.393 | 1296.7469 | 326.393 | 1296.7469
5923 | 342.1634 | 1338.1925 | 342.1634 | 1338.1925
5924 | 368.8447 | 1373.7367 | 368.8447 | 1373.7367
5925 | 386.1527 | 1403.2575 | 386.1527 | 1403.2575
5926 | 397.8986 | 1423.7074 | 397.8986 | 1423.7074
5927 | 423.5924 | 1439.0536 | 423.5924 | 1439.0536
5928 | 416.3038 | 1451.7575 | 416.3038 | 1451.7575
5929 | 396.9863 | 1466.5827 | 396.9863 | 1466.5827
5930 | 398.1661 | 1471.9496 | 398.1661 | 1471.9496
5931 | 397.5158 | 1472.7546 | 397.5158 | 1472.7546
5932 | 402.9965 | 1449.3975 | 402.9965 | 1449.3975
5933 | 422.5726 | 1386.1526 | 422.5726 | 1386.1526
5934 | 443.1009 | 1295.9651 | 443.1009 | 1295.9651
5935 | 428.294 | 1219.5157 | 428.294 | 1219.5157
5936 | 413.3659 | 1147.9991 | 413.3659 | 1147.9991
5937 | 400.5348 | 1090.1844 | 400.5348 | 1090.1844
5938 | 385.541 | 1042.1355 | 385.541 | 1042.1355
5939 | 364.6224 | 1015.6706 | 364.6224 | 1015.6706
5940 | 344.582 | 1019.9543 | 344.582 | 1019.9543
5941 | 332.5106 | 1049.9717 | 332.5106 | 1049.9717
5942 | 326.4804 | 1088.4183 | 326.4804 | 1088.4183
5943 | 320.9291 | 1117.6278 | 320.9291 | 1117.6278
5944 | 318.4744 | 1156.8758 | 318.4744 | 1156.8758
5945 | 321.8176 | 1205.9516 | 321.8176 | 1205.9516
5946 | 324.0877 | 1237.2542 | 324.0877 | 1237.2542
5947 | 333.5241 | 1265.6421 | 333.5241 | 1265.6421
5948 | 356.4385 | 1287.7795 | 356.4385 | 1287.7795
5949 | 372.2007 | 1310.1779 | 372.2007 | 1310.1779
5950 | 385.8978 | 1328.3236 | 385.8978 | 1328.3236
5951 | 405.4498 | 1344.2982 | 405.4498 | 1344.2982
5952 | 400.9192 | 1357.8749 | 400.9192 | 1357.8749
5953 | 389.3638 | 1379.5083 | 389.3638 | 1379.5083
5954 | 388.3048 | 1403.5888 | 388.3048 | 1403.5888
5955 | 393.8095 | 1421.3269 | 393.8095 | 1421.3269
5956 | 399.1279 | 1387.1815 | 399.1279 | 1387.1815
5957 | 418.4215 | 1306.829 | 418.4215 | 1306.829
5958 | 437.2035 | 1203.7235 | 437.2035 | 1203.7235
5959 | 419.6223 | 1109.0143 | 419.6223 | 1109.0143
5960 | 406.2483 | 1029.5723 | 406.2483 | 1029.5723
5961 | 395.5102 | 970.0119 | 395.5102 | 970.0119
5962 | 381.1164 | 923.185 | 381.1164 | 923.185
5963 | 364.1976 | 900.0369 | 364.1976 | 900.0369
5964 | 344.6382 | 932.9497 | 344.6382 | 932.9497
5965 | 332.2968 | 985.1023 | 332.2968 | 985.1023
5966 | 328.3602 | 1035.1752 | 328.3602 | 1035.1752
5967 | 319.9837 | 1093.712 | 319.9837 | 1093.712
5968 | 316.7251 | 1159.215 | 316.7251 | 1159.215
5969 | 317.6343 | 1234.057 | 317.6343 | 1234.057
5970 | 318.1902 | 1290.8116 | 318.1902 | 1290.8116
5971 | 325.147 | 1337.7037 | 325.147 | 1337.7037
5972 | 340.6129 | 1373.4923 | 340.6129 | 1373.4923
5973 | 357.8044 | 1397.6015 | 357.8044 | 1397.6015
5974 | 372.957 | 1417.9816 | 372.957 | 1417.9816
5975 | 392.9259 | 1434.3403 | 392.9259 | 1434.3403
5976 | 392.3816 | 1450.4657 | 392.3816 | 1450.4657
5977 | 384.3921 | 1468.2585 | 384.3921 | 1468.2585
5978 | 383.321 | 1476.0694 | 383.321 | 1476.0694
5979 | 385.079 | 1479.4929 | 385.079 | 1479.4929
5980 | 391.9544 | 1424.1899 | 391.9544 | 1424.1899
5981 | 403.2548 | 1323.1336 | 403.2548 | 1323.1336
5982 | 418.1645 | 1203.2696 | 418.1645 | 1203.2696
5983 | 412.7782 | 1104.9294 | 412.7782 | 1104.9294
5984 | 403.6419 | 1019.4125 | 403.6419 | 1019.4125
5985 | 394.3502 | 947.3879 | 394.3502 | 947.3879
5986 | 379.4572 | 899.5834 | 379.4572 | 899.5834
5987 | 362.9778 | 878.1112 | 362.9778 | 878.1112
5988 | 345.6499 | 898.5948 | 345.6499 | 898.5948
5989 | 331.0418 | 946.3831 | 331.0418 | 946.3831
5990 | 325.6317 | 1002.3215 | 325.6317 | 1002.3215
5991 | 319.619 | 1054.1898 | 319.619 | 1054.1898
5992 | 317.3913 | 1114.1067 | 317.3913 | 1114.1067
5993 | 317.4831 | 1190.6246 | 317.4831 | 1190.6246
5994 | 320.4501 | 1249.4042 | 320.4501 | 1249.4042
5995 | 327.3407 | 1299.3337 | 327.3407 | 1299.3337
5996 | 343.3211 | 1338.9628 | 343.3211 | 1338.9628
5997 | 358.3104 | 1373.4064 | 358.3104 | 1373.4064
5998 | 373.7472 | 1399.1283 | 373.7472 | 1399.1283
5999 | 392.5342 | 1422.8188 | 392.5342 | 1422.8188
6000 | 389.6565 | 1445.9618 | 389.6565 | 1445.9618
6001 | 383.2987 | 1466.3034 | 383.2987 | 1466.3034
6002 | 383.9587 | 1483.2267 | 383.9587 | 1483.2267
6003 | 386.5246 | 1489.1989 | 386.5246 | 1489.1989
6004 | 392.3353 | 1434.6989 | 392.3353 | 1434.6989
6005 | 401.266 | 1361.329 | 401.266 | 1361.329
6006 | 408.8488 | 1279.2415 | 408.8488 | 1279.2415
6007 | 411.6905 | 1188.2681 | 411.6905 | 1188.2681
6008 | 401.5725 | 1096.1525 | 401.5725 | 1096.1525
6009 | 392.5476 | 1021.1254 | 392.5476 | 1021.1254
6010 | 378.8063 | 970.7722 | 378.8063 | 970.7722
6011 | 358.5359 | 945.4943 | 358.5359 | 945.4943
6012 | 344.7052 | 964.5814 | 344.7052 | 964.5814
6013 | 330.8755 | 1015.7913 | 330.8755 | 1015.7913
6014 | 323.9489 | 1062.2332 | 323.9489 | 1062.2332
6015 | 317.2763 | 1102.9641 | 317.2763 | 1102.9641
6016 | 316.7944 | 1152.5466 | 316.7944 | 1152.5466
6017 | 316.709 | 1214.1214 | 316.709 | 1214.1214
6018 | 325.2807 | 1261.7636 | 325.2807 | 1261.7636
6019 | 335.6784 | 1304.5009 | 335.6784 | 1304.5009
6020 | 355.5771 | 1337.5313 | 355.5771 | 1337.5313
6021 | 366.3592 | 1364.3288 | 366.3592 | 1364.3288
6022 | 378.9518 | 1380.4495 | 378.9518 | 1380.4495
6023 | 399.8714 | 1392.7932 | 399.8714 | 1392.7932
6024 | 401.384 | 1391.6014 | 401.384 | 1391.6014
6025 | 388.0659 | 1390.6457 | 388.0659 | 1390.6457
6026 | 386.2295 | 1372.7951 | 386.2295 | 1372.7951
6027 | 389.6233 | 1342.2128 | 389.6233 | 1342.2128
6028 | 396.2333 | 1298.7455 | 396.2333 | 1298.7455
6029 | 407.2987 | 1253.3065 | 407.2987 | 1253.3065
6030 | 417.0777 | 1202.5015 | 417.0777 | 1202.5015
6031 | 420.8038 | 1131.778 | 420.8038 | 1131.778
6032 | 409.1864 | 1064.6953 | 409.1864 | 1064.6953
6033 | 398.8184 | 1014.4569 | 398.8184 | 1014.4569
6034 | 379.996 | 967.4205 | 379.996 | 967.4205
6035 | 358.4505 | 937.4991 | 358.4505 | 937.4991
6036 | 340.7056 | 927.608 | 340.7056 | 927.608
6037 | 326.7244 | 952.0042 | 326.7244 | 952.0042
6038 | 319.0166 | 994.1866 | 319.0166 | 994.1866
6039 | 316.8941 | 1022.2789 | 316.8941 | 1022.2789
6040 | 314.9579 | 1037.2271 | 314.9579 | 1037.2271
6041 | 319.5475 | 1050.4815 | 319.5475 | 1050.4815
6042 | 329.7132 | 1048.2322 | 329.7132 | 1048.2322
6043 | 344.1398 | 1050.4349 | 344.1398 | 1050.4349
6044 | 371.3502 | 1078.0886 | 371.3502 | 1078.0886
6045 | 387.6696 | 1103.8388 | 387.6696 | 1103.8388
6046 | 402.5746 | 1115.2112 | 402.5746 | 1115.2112
6047 | 422.3023 | 1112.1231 | 422.3023 | 1112.1231
6048 | 419.0601 | 1107.8589 | 419.0601 | 1107.8589
6049 | 402.36 | 1111.2325 | 402.36 | 1111.2325
6050 | 398.6185 | 1114.2951 | 398.6185 | 1114.2951
6051 | 401.9363 | 1112.2023 | 401.9363 | 1112.2023
6052 | 406.8101 | 1091.4986 | 406.8101 | 1091.4986
6053 | 416.9649 | 1033.2812 | 416.9649 | 1033.2812
6054 | 424.0989 | 979.9276 | 424.0989 | 979.9276
6055 | 427.1396 | 910.6355 | 427.1396 | 910.6355
6056 | 419.5159 | 873.8578 | 419.5159 | 873.8578
6057 | 408.2945 | 863.5954 | 408.2945 | 863.5954
6058 | 386.1852 | 852.101 | 386.1852 | 852.101
6059 | 365.215 | 847.3872 | 365.215 | 847.3872
6060 | 345.5111 | 861.9705 | 345.5111 | 861.9705
6061 | 331.3067 | 942.0888 | 331.3067 | 942.0888
6062 | 323.1788 | 1028.1925 | 323.1788 | 1028.1925
6063 | 319.5133 | 1077.4423 | 319.5133 | 1077.4423
6064 | 317.9575 | 1122.067 | 317.9575 | 1122.067
6065 | 321.0149 | 1179.2078 | 321.0149 | 1179.2078
6066 | 332.5139 | 1217.8772 | 332.5139 | 1217.8772
6067 | 347.8358 | 1242.5293 | 347.8358 | 1242.5293
6068 | 374.8079 | 1252.2026 | 374.8079 | 1252.2026
6069 | 392.5847 | 1254.8399 | 392.5847 | 1254.8399
6070 | 402.8022 | 1236.7802 | 402.8022 | 1236.7802
6071 | 423.0161 | 1230.6895 | 423.0161 | 1230.6895
6072 | 418.4404 | 1223.5624 | 418.4404 | 1223.5624
6073 | 396.8471 | 1228.6817 | 396.8471 | 1228.6817
6074 | 394.8547 | 1235.5499 | 394.8547 | 1235.5499
6075 | 399.6816 | 1251.3677 | 399.6816 | 1251.3677
6076 | 401.0386 | 1219.7361 | 401.0386 | 1219.7361
6077 | 410.3365 | 1119.8319 | 410.3365 | 1119.8319
6078 | 420.4426 | 1053.2112 | 420.4426 | 1053.2112
6079 | 423.11 | 978.8915 | 423.11 | 978.8915
6080 | 416.1275 | 921.6545 | 416.1275 | 921.6545
6081 | 405.4531 | 879.7255 | 405.4531 | 879.7255
6082 | 386.2638 | 847.9812 | 386.2638 | 847.9812
6083 | 361.2447 | 833.5265 | 361.2447 | 833.5265
6084 | 342.7606 | 845.8753 | 342.7606 | 845.8753
6085 | 329.6595 | 924.1781 | 329.6595 | 924.1781
6086 | 324.4717 | 1012.6908 | 324.4717 | 1012.6908
6087 | 317.6193 | 1050.105 | 317.6193 | 1050.105
6088 | 317.261 | 1089.2483 | 317.261 | 1089.2483
6089 | 321.4005 | 1152.4291 | 321.4005 | 1152.4291
6090 | 329.35 | 1195.0787 | 329.35 | 1195.0787
6091 | 346.3278 | 1223.7808 | 346.3278 | 1223.7808
6092 | 372.8731 | 1229.4389 | 372.8731 | 1229.4389
6093 | 388.025 | 1239.6525 | 388.025 | 1239.6525
6094 | 403.4908 | 1245.5086 | 403.4908 | 1245.5086
6095 | 419.2053 | 1249.7174 | 419.2053 | 1249.7174
6096 | 416.5585 | 1255.4036 | 416.5585 | 1255.4036
6097 | 397.442 | 1266.4582 | 397.442 | 1266.4582
6098 | 393.5043 | 1279.506 | 393.5043 | 1279.506
6099 | 397.046 | 1278.4607 | 397.046 | 1278.4607
6100 | 400.1839 | 1229.3373 | 400.1839 | 1229.3373
6101 | 409.4268 | 1174.9605 | 409.4268 | 1174.9605
6102 | 415.1877 | 1104.2897 | 415.1877 | 1104.2897
6103 | 419.8424 | 1016.0395 | 419.8424 | 1016.0395
6104 | 410.0421 | 940.822 | 410.0421 | 940.822
6105 | 398.3907 | 883.2866 | 398.3907 | 883.2866
6106 | 381.6026 | 839.1131 | 381.6026 | 839.1131
6107 | 362.7155 | 821.5163 | 362.7155 | 821.5163
6108 | 344.7025 | 836.5883 | 344.7025 | 836.5883
6109 | 331.1262 | 904.836 | 331.1262 | 904.836
6110 | 323.2619 | 967.5476 | 323.2619 | 967.5476
6111 | 318.2836 | 1020.7077 | 318.2836 | 1020.7077
6112 | 318.1909 | 1074.2005 | 318.1909 | 1074.2005
6113 | 320.3082 | 1120.4134 | 320.3082 | 1120.4134
6114 | 328.5607 | 1149.8307 | 328.5607 | 1149.8307
6115 | 337.9601 | 1163.7644 | 337.9601 | 1163.7644
6116 | 360.8629 | 1154.7588 | 360.8629 | 1154.7588
6117 | 380.9812 | 1141.9295 | 380.9812 | 1141.9295
6118 | 394.0022 | 1121.74 | 394.0022 | 1121.74
6119 | 411.3993 | 1101.7537 | 411.3993 | 1101.7537
6120 | 406.8342 | 1090.9957 | 406.8342 | 1090.9957
6121 | 394.9602 | 1088.1197 | 394.9602 | 1088.1197
6122 | 390.7386 | 1081.1272 | 390.7386 | 1081.1272
6123 | 388.6225 | 1063.6724 | 388.6225 | 1063.6724
6124 | 394.219 | 1018.8435 | 394.219 | 1018.8435
6125 | 396.4614 | 977.3148 | 396.4614 | 977.3148
6126 | 403.6436 | 938.0313 | 403.6436 | 938.0313
6127 | 410.7729 | 883.8568 | 410.7729 | 883.8568
6128 | 407.7136 | 832.5202 | 407.7136 | 832.5202
6129 | 393.6524 | 800.0178 | 393.6524 | 800.0178
6130 | 375.5315 | 779.9347 | 375.5315 | 779.9347
6131 | 357.6025 | 775.8843 | 357.6025 | 775.8843
6132 | 340.0378 | 792.7369 | 340.0378 | 792.7369
6133 | 328.0247 | 846.4954 | 328.0247 | 846.4954
6134 | 321.275 | 926.5591 | 321.275 | 926.5591
6135 | 317.4085 | 979.021 | 317.4085 | 979.021
6136 | 317.443 | 1022.1444 | 317.443 | 1022.1444
6137 | 317.6441 | 1085.011 | 317.6441 | 1085.011
6138 | 323.0105 | 1124.4136 | 323.0105 | 1124.4136
6139 | 328.8491 | 1158.2829 | 328.8491 | 1158.2829
6140 | 345.6131 | 1183.4927 | 345.6131 | 1183.4927
6141 | 360.2607 | 1185.4667 | 360.2607 | 1185.4667
6142 | 373.1198 | 1180.744 | 373.1198 | 1180.744
6143 | 390.4514 | 1189.701 | 390.4514 | 1189.701
6144 | 382.262 | 1189.7312 | 382.262 | 1189.7312
6145 | 371.9344 | 1193.1397 | 371.9344 | 1193.1397
6146 | 369.4522 | 1199.9729 | 369.4522 | 1199.9729
6147 | 369.6505 | 1214.3943 | 369.6505 | 1214.3943
6148 | 372.8797 | 1164.9567 | 372.8797 | 1164.9567
6149 | 386.0006 | 1103.4575 | 386.0006 | 1103.4575
6150 | 389.77 | 1050.8021 | 389.77 | 1050.8021
6151 | 398.7853 | 974.5622 | 398.7853 | 974.5622
6152 | 397.0472 | 921.8291 | 397.0472 | 921.8291
6153 | 384.7054 | 885.9052 | 384.7054 | 885.9052
6154 | 369.714 | 857.9665 | 369.714 | 857.9665
6155 | 351.3486 | 840.8235 | 351.3486 | 840.8235
6156 | 334.8683 | 834.3888 | 334.8683 | 834.3888
6157 | 322.977 | 853.1639 | 322.977 | 853.1639
6158 | 315.3173 | 878.0641 | 315.3173 | 878.0641
6159 | 310.528 | 898.8245 | 310.528 | 898.8245
6160 | 310.1418 | 925.0498 | 310.1418 | 925.0498
6161 | 311.6821 | 973.4273 | 311.6821 | 973.4273
6162 | 315.3625 | 1012.9346 | 315.3625 | 1012.9346
6163 | 324.5884 | 1040.5544 | 324.5884 | 1040.5544
6164 | 340.7241 | 1057.1405 | 340.7241 | 1057.1405
6165 | 353.1683 | 1073.3942 | 353.1683 | 1073.3942
6166 | 368.3643 | 1095.52 | 368.3643 | 1095.52
6167 | 386.0869 | 1121.5148 | 386.0869 | 1121.5148
6168 | 385.1081 | 1140.2587 | 385.1081 | 1140.2587
6169 | 376.756 | 1150.4753 | 376.756 | 1150.4753
6170 | 375.3365 | 1146.5901 | 375.3365 | 1146.5901
6171 | 379.0757 | 1117.6139 | 379.0757 | 1117.6139
6172 | 382.8986 | 1071.9121 | 382.8986 | 1071.9121
6173 | 391.007 | 1023.8895 | 391.007 | 1023.8895
6174 | 396.4978 | 962.2962 | 396.4978 | 962.2962
6175 | 401.9482 | 906.4808 | 401.9482 | 906.4808
6176 | 399.2913 | 857.5532 | 399.2913 | 857.5532
6177 | 389.1521 | 816.1479 | 389.1521 | 816.1479
6178 | 371.1616 | 778.9571 | 371.1616 | 778.9571
6179 | 352.5373 | 750.537 | 352.5373 | 750.537
6180 | 335.2915 | 739.4239 | 335.2915 | 739.4239
6181 | 322.39 | 767.4162 | 322.39 | 767.4162
6182 | 315.2084 | 812.9154 | 315.2084 | 812.9154
6183 | 311.4441 | 853.9257 | 311.4441 | 853.9257
6184 | 311.2847 | 909.0943 | 311.2847 | 909.0943
6185 | 313.3838 | 952.1999 | 313.3838 | 952.1999
6186 | 321.2547 | 957.6315 | 321.2547 | 957.6315
6187 | 332.9166 | 954.9464 | 332.9166 | 954.9464
6188 | 357.4682 | 960.3601 | 357.4682 | 960.3601
6189 | 372.9516 | 973.9603 | 372.9516 | 973.9603
6190 | 387.8382 | 984.8789 | 387.8382 | 984.8789
6191 | 408.1128 | 1009.1979 | 408.1128 | 1009.1979
6192 | 401.7618 | 1029.2685 | 401.7618 | 1029.2685
6193 | 387.2546 | 1034.8067 | 387.2546 | 1034.8067
6194 | 384.3917 | 1048.099 | 384.3917 | 1048.099
6195 | 387.527 | 1063.463 | 387.527 | 1063.463
6196 | 390.8835 | 1033.3675 | 390.8835 | 1033.3675
6197 | 399.0569 | 992.0483 | 399.0569 | 992.0483
6198 | 406.6916 | 926.1607 | 406.6916 | 926.1607
6199 | 410.2475 | 838.1898 | 410.2475 | 838.1898
6200 | 407.2993 | 774.3542 | 407.2993 | 774.3542
6201 | 397.7508 | 726.8739 | 397.7508 | 726.8739
6202 | 376.9026 | 681.5483 | 376.9026 | 681.5483
6203 | 355.1112 | 656.2355 | 355.1112 | 656.2355
6204 | 337.1889 | 642.8181 | 337.1889 | 642.8181
6205 | 322.8301 | 653.6678 | 322.8301 | 653.6678
6206 | 316.902 | 687.2965 | 316.902 | 687.2965
6207 | 312.2309 | 719.5434 | 312.2309 | 719.5434
6208 | 312.4944 | 742.3122 | 312.4944 | 742.3122
6209 | 316.1033 | 790.7247 | 316.1033 | 790.7247
6210 | 326.8812 | 829.3242 | 326.8812 | 829.3242
6211 | 343.3331 | 858.0612 | 343.3331 | 858.0612
6212 | 372.2848 | 872.5874 | 372.2848 | 872.5874
6213 | 386.6618 | 891.1105 | 386.6618 | 891.1105
6214 | 398.8011 | 900.6674 | 398.8011 | 900.6674
6215 | 418.9571 | 897.4047 | 418.9571 | 897.4047
6216 | 409.844 | 891.5694 | 409.844 | 891.5694
6217 | 392.0096 | 892.8831 | 392.0096 | 892.8831
6218 | 389.7731 | 891.1276 | 389.7731 | 891.1276
6219 | 390.1135 | 869.4134 | 390.1135 | 869.4134
6220 | 392.7866 | 804.2298 | 392.7866 | 804.2298
6221 | 402.3257 | 747.5836 | 402.3257 | 747.5836
6222 | 410.3716 | 696.6041 | 410.3716 | 696.6041
6223 | 410.9992 | 674.9689 | 410.9992 | 674.9689
6224 | 407.2193 | 667.2394 | 407.2193 | 667.2394
6225 | 396.762 | 661.2364 | 396.762 | 661.2364
6226 | 377.1922 | 650.4054 | 377.1922 | 650.4054
6227 | 352.2377 | 640.699 | 352.2377 | 640.699
6228 | 333.3999 | 629.4811 | 333.3999 | 629.4811
6229 | 321.7879 | 623.1534 | 321.7879 | 623.1534
6230 | 314.1678 | 625.6042 | 314.1678 | 625.6042
6231 | 310.5739 | 663.8912 | 310.5739 | 663.8912
6232 | 310.0797 | 709.0396 | 310.0797 | 709.0396
6233 | 313.9376 | 764.4697 | 313.9376 | 764.4697
6234 | 323.5558 | 804.8149 | 323.5558 | 804.8149
6235 | 339.8223 | 838.7889 | 339.8223 | 838.7889
6236 | 367.3869 | 860.8216 | 367.3869 | 860.8216
6237 | 381.2623 | 875.3994 | 381.2623 | 875.3994
6238 | 390.8535 | 890.1584 | 390.8535 | 890.1584
6239 | 412.0502 | 905.9585 | 412.0502 | 905.9585
6240 | 402.251 | 920.6175 | 402.251 | 920.6175
6241 | 386.6781 | 934.7445 | 386.6781 | 934.7445
6242 | 382.6923 | 938.5751 | 382.6923 | 938.5751
6243 | 385.9209 | 935.7143 | 385.9209 | 935.7143
6244 | 386.8858 | 902.0227 | 386.8858 | 902.0227
6245 | 395.0955 | 844.0847 | 395.0955 | 844.0847
6246 | 401.8428 | 782.4216 | 401.8428 | 782.4216
6247 | 404.1964 | 724.9302 | 404.1964 | 724.9302
6248 | 403.8652 | 679.7384 | 403.8652 | 679.7384
6249 | 392.146 | 656.2438 | 392.146 | 656.2438
6250 | 375.1367 | 635.8464 | 375.1367 | 635.8464
6251 | 352.7944 | 620.484 | 352.7944 | 620.484
6252 | 332.0307 | 607.3808 | 332.0307 | 607.3808
6253 | 317.2622 | 597.2824 | 317.2622 | 597.2824
6254 | 309.9013 | 609.928 | 309.9013 | 609.928
6255 | 306.8436 | 654.3598 | 306.8436 | 654.3598
6256 | 308.0365 | 706.2814 | 308.0365 | 706.2814
6257 | 311.0488 | 763.7016 | 311.0488 | 763.7016
6258 | 319.1924 | 799.0192 | 319.1924 | 799.0192
6259 | 334.2576 | 822.9033 | 334.2576 | 822.9033
6260 | 362.8405 | 850.5221 | 362.8405 | 850.5221
6261 | 375.9739 | 855.6383 | 375.9739 | 855.6383
6262 | 389.7013 | 845.3643 | 389.7013 | 845.3643
6263 | 411.4896 | 837.9818 | 411.4896 | 837.9818
6264 | 404.1614 | 833.6129 | 404.1614 | 833.6129
6265 | 388.506 | 829.7245 | 388.506 | 829.7245
6266 | 387.4729 | 819.3453 | 387.4729 | 819.3453
6267 | 386.9646 | 811.422 | 386.9646 | 811.422
6268 | 389.3068 | 783.7705 | 389.3068 | 783.7705
6269 | 396.0077 | 729.0445 | 396.0077 | 729.0445
6270 | 399.3286 | 677.5762 | 399.3286 | 677.5762
6271 | 398.8955 | 644.9084 | 398.8955 | 644.9084
6272 | 397.0526 | 636.306 | 397.0526 | 636.306
6273 | 385.0461 | 608.5868 | 385.0461 | 608.5868
6274 | 369.4296 | 571.2563 | 369.4296 | 571.2563
6275 | 349.3827 | 543.3949 | 349.3827 | 543.3949
6276 | 328.1726 | 526.5559 | 328.1726 | 526.5559
6277 | 316.3375 | 523.8592 | 316.3375 | 523.8592
6278 | 308.0724 | 548.6198 | 308.0724 | 548.6198
6279 | 303.9628 | 578.8417 | 303.9628 | 578.8417
6280 | 302.4 | 592.9869 | 302.4 | 592.9869
6281 | 304.9711 | 670.238 | 304.9711 | 670.238
6282 | 312.7659 | 726.015 | 312.7659 | 726.015
6283 | 324.4984 | 764.1088 | 324.4984 | 764.1088
6284 | 348.4168 | 786.1415 | 348.4168 | 786.1415
6285 | 366.9996 | 788.9883 | 366.9996 | 788.9883
6286 | 381.4315 | 770.9635 | 381.4315 | 770.9635
6287 | 401.6935 | 751.466 | 401.6935 | 751.466
6288 | 397.4098 | 739.4859 | 397.4098 | 739.4859
6289 | 380.971 | 740.5203 | 380.971 | 740.5203
6290 | 377.7913 | 732.3756 | 377.7913 | 732.3756
6291 | 379.1721 | 728.5721 | 379.1721 | 728.5721
6292 | 382.1948 | 715.305 | 382.1948 | 715.305
6293 | 389.1252 | 679.4672 | 389.1252 | 679.4672
6294 | 391.9909 | 657.4311 | 391.9909 | 657.4311
6295 | 393.5774 | 647.3523 | 393.5774 | 647.3523
6296 | 392.3585 | 639.8672 | 392.3585 | 639.8672
6297 | 382.0193 | 629.9539 | 382.0193 | 629.9539
6298 | 366.1044 | 611.2323 | 366.1044 | 611.2323
6299 | 348.7307 | 589.7252 | 348.7307 | 589.7252
6300 | 329.4222 | 569.6741 | 329.4222 | 569.6741
6301 | 315.3247 | 560.2392 | 315.3247 | 560.2392
6302 | 308.7491 | 567.0192 | 308.7491 | 567.0192
6303 | 304.5178 | 606.214 | 304.5178 | 606.214
6304 | 302.788 | 651.537 | 302.788 | 651.537
6305 | 304.9052 | 703.2313 | 304.9052 | 703.2313
6306 | 308.0137 | 737.2572 | 308.0137 | 737.2572
6307 | 313.772 | 763.8295 | 313.772 | 763.8295
6308 | 333.0718 | 782.1962 | 333.0718 | 782.1962
6309 | 351.9002 | 789.128 | 351.9002 | 789.128
6310 | 369.1729 | 781.0535 | 369.1729 | 781.0535
6311 | 388.0023 | 768.7482 | 388.0023 | 768.7482
6312 | 386.1422 | 756.8031 | 386.1422 | 756.8031
6313 | 375.9624 | 751.0642 | 375.9624 | 751.0642
6314 | 369.8859 | 742.6053 | 369.8859 | 742.6053
6315 | 370.1265 | 743.7595 | 370.1265 | 743.7595
6316 | 372.8629 | 731.435 | 372.8629 | 731.435
6317 | 381.8681 | 679.7465 | 381.8681 | 679.7465
6318 | 382.7387 | 662.4237 | 382.7387 | 662.4237
6319 | 386.6774 | 654.4398 | 386.6774 | 654.4398
6320 | 391.6301 | 644.1615 | 391.6301 | 644.1615
6321 | 380.1731 | 626.9513 | 380.1731 | 626.9513
6322 | 364.2438 | 593.3566 | 364.2438 | 593.3566
6323 | 346.444 | 567.6249 | 346.444 | 567.6249
6324 | 328.5548 | 563.0057 | 328.5548 | 563.0057
6325 | 316.5082 | 588.8334 | 316.5082 | 588.8334
6326 | 310.9596 | 590.2368 | 310.9596 | 590.2368
6327 | 305.5652 | 592.2136 | 305.5652 | 592.2136
6328 | 304.2532 | 609.6407 | 304.2532 | 609.6407
6329 | 305.355 | 649.4644 | 305.355 | 649.4644
6330 | 310.8383 | 677.6248 | 310.8383 | 677.6248
6331 | 318.4032 | 703.2545 | 318.4032 | 703.2545
6332 | 338.7246 | 711.9502 | 338.7246 | 711.9502
6333 | 356.4951 | 709.0013 | 356.4951 | 709.0013
6334 | 368.2546 | 697.9593 | 368.2546 | 697.9593
6335 | 387.6461 | 681.2898 | 387.6461 | 681.2898
6336 | 385.65 | 668.5416 | 385.65 | 668.5416
6337 | 371.9994 | 666.6083 | 371.9994 | 666.6083
6338 | 369.2916 | 657.521 | 369.2916 | 657.521
6339 | 371.4667 | 652.9843 | 371.4667 | 652.9843
6340 | 372.5784 | 662.6902 | 372.5784 | 662.6902
6341 | 380.3396 | 670.4246 | 380.3396 | 670.4246
6342 | 385.068 | 669.2667 | 385.068 | 669.2667
6343 | 388.6706 | 668.3354 | 388.6706 | 668.3354
6344 | 393.1581 | 664.0273 | 393.1581 | 664.0273
6345 | 382.1255 | 658.7575 | 382.1255 | 658.7575
6346 | 362.4241 | 648.136 | 362.4241 | 648.136
6347 | 344.8693 | 639.4421 | 344.8693 | 639.4421
6348 | 325.9178 | 632.2043 | 325.9178 | 632.2043
6349 | 314.3882 | 630.9391 | 314.3882 | 630.9391
6350 | 306.8523 | 628.6766 | 306.8523 | 628.6766
6351 | 303.8274 | 629.7457 | 303.8274 | 629.7457
6352 | 302.0611 | 642.7737 | 302.0611 | 642.7737
6353 | 302.9458 | 671.9487 | 302.9458 | 671.9487
6354 | 309.332 | 687.1911 | 309.332 | 687.1911
6355 | 320.3913 | 698.4364 | 320.3913 | 698.4364
6356 | 345.2559 | 738.9732 | 345.2559 | 738.9732
6357 | 360.155 | 778.4793 | 360.155 | 778.4793
6358 | 373.1201 | 798.8245 | 373.1201 | 798.8245
6359 | 395.6954 | 815.7768 | 395.6954 | 815.7768
6360 | 391.8486 | 832.1116 | 391.8486 | 832.1116
6361 | 373.6995 | 853.8846 | 373.6995 | 853.8846
6362 | 373.4206 | 871.1221 | 373.4206 | 871.1221
6363 | 376.7399 | 885.4038 | 376.7399 | 885.4038
6364 | 377.5066 | 867.3535 | 377.5066 | 867.3535
6365 | 386.9388 | 788.5372 | 386.9388 | 788.5372
6366 | 389.2684 | 720.45 | 389.2684 | 720.45
6367 | 388.7552 | 682.8594 | 388.7552 | 682.8594
6368 | 388.9144 | 671.4988 | 388.9144 | 671.4988
6369 | 382.7787 | 661.8998 | 382.7787 | 661.8998
6370 | 365.2013 | 647.5774 | 365.2013 | 647.5774
6371 | 345.9637 | 637.0679 | 345.9637 | 637.0679
6372 | 326.3652 | 629.5509 | 326.3652 | 629.5509
6373 | 312.5321 | 629.4378 | 312.5321 | 629.4378
6374 | 305.9332 | 641.3153 | 305.9332 | 641.3153
6375 | 303.4755 | 684.4203 | 303.4755 | 684.4203
6376 | 302.6286 | 733.6188 | 302.6286 | 733.6188
6377 | 305.4903 | 794.4604 | 305.4903 | 794.4604
6378 | 314.1375 | 840.4267 | 314.1375 | 840.4267
6379 | 330.9514 | 879.0094 | 330.9514 | 879.0094
6380 | 355.9177 | 904.3588 | 355.9177 | 904.3588
6381 | 372.3307 | 928.1537 | 372.3307 | 928.1537
6382 | 388.2467 | 953.8757 | 388.2467 | 953.8757
6383 | 405.8964 | 981.3718 | 405.8964 | 981.3718
6384 | 402.7366 | 1005.8764 | 402.7366 | 1005.8764
6385 | 383.6837 | 1013.265 | 383.6837 | 1013.265
6386 | 381.9819 | 1020.5522 | 381.9819 | 1020.5522
6387 | 382.1338 | 1004.878 | 382.1338 | 1004.878
6388 | 386.4891 | 954.2185 | 386.4891 | 954.2185
6389 | 395.0463 | 891.7766 | 395.0463 | 891.7766
6390 | 395.6324 | 810.3874 | 395.6324 | 810.3874
6391 | 396.0643 | 748.3572 | 396.0643 | 748.3572
6392 | 400.9711 | 714.0235 | 400.9711 | 714.0235
6393 | 388.782 | 690.9828 | 388.782 | 690.9828
6394 | 366.5478 | 667.0591 | 366.5478 | 667.0591
6395 | 344.0971 | 651.7666 | 344.0971 | 651.7666
6396 | 325.401 | 643.0275 | 325.401 | 643.0275
6397 | 312.9476 | 656.4958 | 312.9476 | 656.4958
6398 | 306.4806 | 678.1142 | 306.4806 | 678.1142
6399 | 302.1378 | 711.3736 | 302.1378 | 711.3736
6400 | 302.9137 | 756.138 | 302.9137 | 756.138
6401 | 304.8359 | 809.8573 | 304.8359 | 809.8573
6402 | 312.8323 | 845.7685 | 312.8323 | 845.7685
6403 | 328.6534 | 877.124 | 328.6534 | 877.124
6404 | 354.7069 | 899.436 | 354.7069 | 899.436
6405 | 371.7591 | 914.0836 | 371.7591 | 914.0836
6406 | 385.985 | 918.194 | 385.985 | 918.194
6407 | 405.0922 | 917.1308 | 405.0922 | 917.1308
6408 | 400.0072 | 915.1361 | 400.0072 | 915.1361
6409 | 381.6729 | 916.3799 | 381.6729 | 916.3799
6410 | 379.9193 | 913.0533 | 379.9193 | 913.0533
6411 | 382.6839 | 906.5265 | 382.6839 | 906.5265
6412 | 386.5643 | 877.269 | 386.5643 | 877.269
6413 | 393.3701 | 805.0513 | 393.3701 | 805.0513
6414 | 393.2236 | 741.2934 | 393.2236 | 741.2934
6415 | 391.3477 | 686.246 | 391.3477 | 686.246
6416 | 393.5604 | 669.4738 | 393.5604 | 669.4738
6417 | 388.2986 | 661.9347 | 388.2986 | 661.9347
6418 | 368.2108 | 650.545 | 368.2108 | 650.545
6419 | 344.9588 | 641.7464 | 344.9588 | 641.7464
6420 | 325.9383 | 635.5909 | 325.9383 | 635.5909
6421 | 312.1956 | 636.5602 | 312.1956 | 636.5602
6422 | 305.8363 | 646.5174 | 305.8363 | 646.5174
6423 | 303.0264 | 679.2182 | 303.0264 | 679.2182
6424 | 302.0616 | 733.3045 | 302.0616 | 733.3045
6425 | 305.1429 | 789.2932 | 305.1429 | 789.2932
6426 | 311.8661 | 812.5657 | 311.8661 | 812.5657
6427 | 329.0274 | 827.5468 | 329.0274 | 827.5468
6428 | 357.6718 | 830.0278 | 357.6718 | 830.0278
6429 | 374.8844 | 829.4531 | 374.8844 | 829.4531
6430 | 387.6827 | 823.7179 | 387.6827 | 823.7179
6431 | 405.76 | 824.5401 | 405.76 | 824.5401
6432 | 399.7483 | 829.6328 | 399.7483 | 829.6328
6433 | 380.9097 | 840.4778 | 380.9097 | 840.4778
6434 | 374.651 | 847.6602 | 374.651 | 847.6602
6435 | 378.954 | 847.4179 | 378.954 | 847.4179
6436 | 381.3436 | 820.9883 | 381.3436 | 820.9883
6437 | 390.3877 | 768.9158 | 390.3877 | 768.9158
6438 | 387.2566 | 722.1608 | 387.2566 | 722.1608
6439 | 384.9881 | 692.6003 | 384.9881 | 692.6003
6440 | 388.8477 | 674.8156 | 388.8477 | 674.8156
6441 | 381.3166 | 662.7377 | 381.3166 | 662.7377
6442 | 365.9096 | 643.6321 | 365.9096 | 643.6321
6443 | 344.1616 | 623.312 | 344.1616 | 623.312
6444 | 325.2006 | 603.0166 | 325.2006 | 603.0166
6445 | 312.4967 | 589.4618 | 312.4967 | 589.4618
6446 | 305.1885 | 581.7528 | 305.1885 | 581.7528
6447 | 300.967 | 606.1092 | 300.967 | 606.1092
6448 | 300.0104 | 649.7913 | 300.0104 | 649.7913
6449 | 300.9205 | 705.0817 | 300.9205 | 705.0817
6450 | 305.0252 | 738.13 | 305.0252 | 738.13
6451 | 317.6396 | 760.9317 | 317.6396 | 760.9317
6452 | 339.7926 | 776.0514 | 339.7926 | 776.0514
6453 | 358.3731 | 789.128 | 358.3731 | 789.128
6454 | 374.3005 | 795.5078 | 374.3005 | 795.5078
6455 | 395.4553 | 800.2053 | 395.4553 | 800.2053
6456 | 393.1306 | 803.7618 | 393.1306 | 803.7618
6457 | 376.2589 | 807.7987 | 376.2589 | 807.7987
6458 | 371.259 | 809.0807 | 371.259 | 809.0807
6459 | 366.653 | 811.1078 | 366.653 | 811.1078
6460 | 370.2861 | 796.1648 | 370.2861 | 796.1648
6461 | 376.8039 | 746.4663 | 376.8039 | 746.4663
6462 | 380.1964 | 692.5541 | 380.1964 | 692.5541
6463 | 377.8845 | 675.2133 | 377.8845 | 675.2133
6464 | 383.8182 | 667.0648 | 383.8182 | 667.0648
6465 | 371.4475 | 661.3062 | 371.4475 | 661.3062
6466 | 355.5196 | 650.3006 | 355.5196 | 650.3006
6467 | 339.6155 | 640.4895 | 339.6155 | 640.4895
6468 | 323.6411 | 633.0423 | 323.6411 | 633.0423
6469 | 312.2937 | 632.0563 | 312.2937 | 632.0563
6470 | 304.3566 | 635.3102 | 304.3566 | 635.3102
6471 | 298.6353 | 674.6096 | 298.6353 | 674.6096
6472 | 298.014 | 718.3266 | 298.014 | 718.3266
6473 | 297.8909 | 772.5347 | 297.8909 | 772.5347
6474 | 297.7876 | 809.4584 | 297.7876 | 809.4584
6475 | 302.5845 | 837.8463 | 302.5845 | 837.8463
6476 | 318.1856 | 858.203 | 318.1856 | 858.203
6477 | 333.6521 | 881.1252 | 333.6521 | 881.1252
6478 | 347.0766 | 901.5053 | 347.0766 | 901.5053
6479 | 362.829 | 917.3403 | 362.829 | 917.3403
6480 | 362.8355 | 930.8123 | 362.8355 | 930.8123
6481 | 354.1434 | 946.7547 | 354.1434 | 946.7547
6482 | 349.6872 | 954.5306 | 349.6872 | 954.5306
6483 | 348.8912 | 938.4724 | 348.8912 | 938.4724
6484 | 352.8449 | 894.4115 | 352.8449 | 894.4115
6485 | 357.9171 | 830.4684 | 357.9171 | 830.4684
6486 | 359.1251 | 749.4632 | 359.1251 | 749.4632
6487 | 362.8937 | 695.4981 | 362.8937 | 695.4981
6488 | 372.3455 | 671.0799 | 372.3455 | 671.0799
6489 | 365.3711 | 661.2364 | 365.3711 | 661.2364
6490 | 354.253 | 649.2881 | 354.253 | 649.2881
6491 | 335.1068 | 639.6515 | 335.1068 | 639.6515
6492 | 317.1352 | 632.5884 | 317.1352 | 632.5884
6493 | 305.766 | 631.9865 | 305.766 | 631.9865
6494 | 299.4541 | 642.9912 | 299.4541 | 642.9912
6495 | 295.8709 | 685.4328 | 295.8709 | 685.4328
6496 | 294.4766 | 726.1123 | 294.4766 | 726.1123
6497 | 295.2382 | 778.5747 | 295.2382 | 778.5747
6498 | 295.866 | 817.4187 | 295.866 | 817.4187
6499 | 304.8688 | 852.1608 | 304.8688 | 852.1608
6500 | 323.0397 | 878.8719 | 323.0397 | 878.8719
6501 | 341.4808 | 894.4622 | 341.4808 | 894.4622
6502 | 356.5953 | 901.8545 | 356.5953 | 901.8545
6503 | 379.875 | 908.6468 | 379.875 | 908.6468
6504 | 377.974 | 911.8891 | 377.974 | 911.8891
6505 | 365.517 | 917.4273 | 365.517 | 917.4273
6506 | 358.4703 | 916.3701 | 358.4703 | 916.3701
6507 | 360.0468 | 910.6463 | 360.0468 | 910.6463
6508 | 359.0021 | 871.8225 | 359.0021 | 871.8225
6509 | 369.5811 | 795.9389 | 369.5811 | 795.9389
6510 | 370.5327 | 725.2332 | 370.5327 | 725.2332
6511 | 371.598 | 688.2361 | 371.598 | 688.2361
6512 | 378.8289 | 673.2794 | 378.8289 | 673.2794
6513 | 370.4359 | 664.7976 | 370.4359 | 664.7976
6514 | 352.3971 | 652.7795 | 352.3971 | 652.7795
6515 | 332.8584 | 643.0032 | 332.8584 | 643.0032
6516 | 315.0113 | 636.6733 | 315.0113 | 636.6733
6517 | 302.5349 | 638.0266 | 302.5349 | 638.0266
6518 | 296.2222 | 643.6894 | 296.2222 | 643.6894
6519 | 293.2166 | 674.6096 | 293.2166 | 674.6096
6520 | 292.0178 | 708.9698 | 292.0178 | 708.9698
6521 | 292.4328 | 757.0331 | 292.4328 | 757.0331
6522 | 295.4597 | 787.2883 | 295.4597 | 787.2883
6523 | 307.415 | 810.9628 | 307.415 | 810.9628
6524 | 333.2929 | 829.0851 | 333.2929 | 829.0851
6525 | 352.8348 | 844.3961 | 352.8348 | 844.3961
6526 | 366.4166 | 853.9181 | 366.4166 | 853.9181
6527 | 386.5966 | 860.0123 | 386.5966 | 860.0123
6528 | 383.5211 | 870.0277 | 383.5211 | 870.0277
6529 | 370.2465 | 890.6137 | 370.2465 | 890.6137
6530 | 364.8642 | 914.6943 | 364.8642 | 914.6943
6531 | 370.0023 | 915.6739 | 370.0023 | 915.6739
6532 | 375.2849 | 839.702 | 375.2849 | 839.702
6533 | 381.7002 | 764.377 | 381.7002 | 764.377
6534 | 380.0279 | 719.9612 | 380.0279 | 719.9612
6535 | 377.3367 | 695.1839 | 377.3367 | 695.1839
6536 | 386.3157 | 678.4815 | 386.3157 | 678.4815
6537 | 378.985 | 667.9747 | 378.985 | 667.9747
6538 | 361.6445 | 653.8269 | 361.6445 | 653.8269
6539 | 339.763 | 643.108 | 339.763 | 643.108
6540 | 318.9173 | 356.687 | 318.9173 | 356.687
6541 | 305.6271 | 357.01 | 305.6271 | 357.01
6542 | 296.7904 | 370.2175 | 296.7904 | 370.2175
6543 | 292.8698 | 392.4245 | 292.8698 | 392.4245
6544 | 290.9304 | 425.3784 | 290.9304 | 425.3784
6545 | 292.5646 | 473.8275 | 292.5646 | 473.8275
6546 | 296.4685 | 493.8084 | 296.4685 | 493.8084
6547 | 313.5558 | 505.4743 | 313.5558 | 505.4743
6548 | 336.6735 | 513.1573 | 336.6735 | 513.1573
6549 | 355.3997 | 523.38 | 355.3997 | 523.38
6550 | 373.3736 | 535.4396 | 373.3736 | 535.4396
6551 | 398.6017 | 555.1528 | 398.6017 | 555.1528
6552 | 394.3193 | 566.8899 | 394.3193 | 566.8899
6553 | 375.0818 | 577.2315 | 375.0818 | 577.2315
6554 | 373.4068 | 583.5733 | 373.4068 | 583.5733
6555 | 378.3817 | 570.8586 | 378.3817 | 570.8586
6556 | 378.47 | 536.233 | 378.47 | 536.233
6557 | 387.9606 | 481.3999 | 387.9606 | 481.3999
6558 | 385.0323 | 434.4483 | 385.0323 | 434.4483
6559 | 382.9789 | 405.022 | 382.9789 | 405.022
6560 | 394.1765 | 389.6121 | 394.1765 | 389.6121
6561 | 382.226 | 380.3215 | 382.226 | 380.3215
6562 | 364.7998 | 368.5225 | 364.7998 | 368.5225
6563 | 343.9424 | 359.4549 | 343.9424 | 359.4549
6564 | 323.8456 | 354.3889 | 323.8456 | 354.3889
6565 | 310.3149 | 353.8623 | 310.3149 | 353.8623
6566 | 302.1919 | 360.4845 | 302.1919 | 360.4845
6567 | 297.4532 | 381.2045 | 297.4532 | 381.2045
6568 | 295.7265 | 408.3457 | 295.7265 | 408.3457
6569 | 298.138 | 450.2675 | 298.138 | 450.2675
6570 | 300.293 | 468.1048 | 300.293 | 468.1048
6571 | 318.5157 | 485.6994 | 318.5157 | 485.6994
6572 | 349.2409 | 495.5645 | 349.2409 | 495.5645
6573 | 365.3947 | 507.5639 | 365.3947 | 507.5639
6574 | 381.279 | 519.9518 | 381.279 | 519.9518
6575 | 402.2053 | 537.0579 | 402.2053 | 537.0579
6576 | 397.3729 | 548.5633 | 397.3729 | 548.5633
6577 | 378.1339 | 563.3465 | 378.1339 | 563.3465
6578 | 373.5151 | 572.6816 | 373.5151 | 572.6816
6579 | 378.3424 | 557.3791 | 378.3424 | 557.3791
6580 | 379.392 | 538.0676 | 379.392 | 538.0676
6581 | 385.9781 | 502.237 | 385.9781 | 502.237
6582 | 385.1701 | 452.4273 | 385.1701 | 452.4273
6583 | 381.5637 | 415.8171 | 381.5637 | 415.8171
6584 | 384.6294 | 393.571 | 384.6294 | 393.571
6585 | 378.6858 | 382.6775 | 378.6858 | 382.6775
6586 | 360.3555 | 371.0717 | 360.3555 | 371.0717
6587 | 336.99 | 363.1241 | 336.99 | 363.1241
6588 | 318.0095 | 358.9271 | 318.0095 | 358.9271
6589 | 303.8062 | 360.8917 | 303.8062 | 360.8917
6590 | 296.6491 | 377.6717 | 296.6491 | 377.6717
6591 | 290.1982 | 400.6705 | 290.1982 | 400.6705
6592 | 288.2526 | 436.0577 | 288.2526 | 436.0577
6593 | 289.0729 | 486.2448 | 289.0729 | 486.2448
6594 | 290.6502 | 507.5775 | 290.6502 | 507.5775
6595 | 308.1273 | 526.6204 | 308.1273 | 526.6204
6596 | 335.6508 | 538.9961 | 335.6508 | 538.9961
6597 | 350.3433 | 543.2901 | 350.3433 | 543.2901
6598 | 367.522 | 547.181 | 367.522 | 547.181
6599 | 391.6772 | 554.3224 | 391.6772 | 554.3224
6600 | 393.1651 | 553.3139 | 393.1651 | 553.3139
6601 | 374.909 | 558.1324 | 374.909 | 558.1324
6602 | 370.3452 | 561.172 | 370.3452 | 561.172
6603 | 370.0092 | 544.4598 | 370.0092 | 544.4598
6604 | 372.8236 | 528.1028 | 372.8236 | 528.1028
6605 | 379.2722 | 505.1724 | 379.2722 | 505.1724
6606 | 376.0617 | 472.6851 | 376.0617 | 472.6851
6607 | 370.577 | 442.4863 | 370.577 | 442.4863
6608 | 374.2132 | 417.0924 | 374.2132 | 417.0924
6609 | 370.9996 | 397.8177 | 370.9996 | 397.8177
6610 | 357.8037 | 382.3882 | 357.8037 | 382.3882
6611 | 334.4658 | 371.9494 | 334.4658 | 371.9494
6612 | 317.9142 | 367.5207 | 317.9142 | 367.5207
6613 | 304.4194 | 370.2384 | 304.4194 | 370.2384
6614 | 296.5772 | 380.6843 | 296.5772 | 380.6843
6615 | 293.0229 | 399.2801 | 293.0229 | 399.2801
6616 | 291.8169 | 432.5237 | 291.8169 | 432.5237
6617 | 291.817 | 475.6042 | 291.817 | 475.6042
6618 | 293.1977 | 486.3928 | 293.1977 | 486.3928
6619 | 309.3326 | 491.0487 | 309.3326 | 491.0487
6620 | 336.3293 | 495.3907 | 336.3293 | 495.3907
6621 | 357.4185 | 501.3456 | 357.4185 | 501.3456
6622 | 371.2262 | 506.4531 | 371.2262 | 506.4531
6623 | 393.5004 | 517.9975 | 393.5004 | 517.9975
6624 | 388.5593 | 523.1494 | 388.5593 | 523.1494
6625 | 372.1299 | 531.1156 | 372.1299 | 531.1156
6626 | 371.5653 | 540.4894 | 371.5653 | 540.4894
6627 | 371.8661 | 541.9493 | 371.8661 | 541.9493
6628 | 374.9432 | 544.73 | 374.9432 | 544.73
6629 | 379.6339 | 534.8349 | 379.6339 | 534.8349
6630 | 377.2678 | 509.261 | 377.2678 | 509.261
6631 | 375.6074 | 483.4846 | 375.6074 | 483.4846
6632 | 384.0402 | 456.2754 | 384.0402 | 456.2754
6633 | 380.3284 | 434.8958 | 380.3284 | 434.8958
6634 | 365.5023 | 416.9172 | 365.5023 | 416.9172
6635 | 343.2455 | 407.3667 | 343.2455 | 407.3667
6636 | 324.0061 | 407.1286 | 324.0061 | 407.1286
6637 | 309.7673 | 416.1032 | 309.7673 | 416.1032
6638 | 301.2705 | 430.199 | 301.2705 | 430.199
6639 | 297.0077 | 443.5807 | 297.0077 | 443.5807
6640 | 295.9907 | 467.9023 | 295.9907 | 467.9023
6641 | 296.1519 | 507.024 | 296.1519 | 507.024
6642 | 295.6188 | 520.8445 | 295.6188 | 520.8445
6643 | 307.1527 | 530.3476 | 307.1527 | 530.3476
6644 | 327.935 | 532.0053 | 327.935 | 532.0053
6645 | 343.4331 | 533.3447 | 343.4331 | 533.3447
6646 | 356.3786 | 533.0064 | 356.3786 | 533.0064
6647 | 378.0921 | 537.9849 | 378.0921 | 537.9849
6648 | 375.5615 | 537.6909 | 375.5615 | 537.6909
6649 | 358.7131 | 541.3894 | 358.7131 | 541.3894
6650 | 356.7927 | 544.1006 | 356.7927 | 544.1006
6651 | 359.5443 | 531.1348 | 359.5443 | 531.1348
6652 | 358.9177 | 514.5462 | 358.9177 | 514.5462
6653 | 361.6638 | 484.9726 | 361.6638 | 484.9726
6654 | 365.4811 | 446.9042 | 365.4811 | 446.9042
6655 | 362.7302 | 417.1882 | 362.7302 | 417.1882
6656 | 372.4466 | 395.1352 | 372.4466 | 395.1352
6657 | 372.7771 | 382.9672 | 372.7771 | 382.9672
6658 | 357.3674 | 371.0137 | 357.3674 | 371.0137
6659 | 339.3654 | 362.2165 | 339.3654 | 362.2165
6660 | 324.471 | 358.5216 | 324.471 | 358.5216
6661 | 310.8977 | 364.2905 | 310.8977 | 364.2905
6662 | 303.6471 | 378.5214 | 303.6471 | 378.5214
6663 | 299.2543 | 392.5983 | 299.2543 | 392.5983
6664 | 297.0186 | 419.4112 | 297.0186 | 419.4112
6665 | 295.8583 | 461.7965 | 295.8583 | 461.7965
6666 | 292.4821 | 477.3743 | 292.4821 | 477.3743
6667 | 303.2836 | 489.6775 | 303.2836 | 489.6775
6668 | 318.4578 | 496.3949 | 318.4578 | 496.3949
6669 | 337.2291 | 504.6285 | 337.2291 | 504.6285
6670 | 353.3256 | 505.0047 | 353.3256 | 505.0047
6671 | 373.5517 | 511.644 | 373.5517 | 511.644
6672 | 369.3927 | 513.0108 | 369.3927 | 513.0108
6673 | 356.3532 | 513.5035 | 356.3532 | 513.5035
6674 | 355.1691 | 514.8051 | 355.1691 | 514.8051
6675 | 357.0303 | 502.3607 | 357.0303 | 502.3607
6676 | 361.0123 | 493.6318 | 361.0123 | 493.6318
6677 | 364.7664 | 481.8827 | 364.7664 | 481.8827
6678 | 364.1446 | 457.12 | 364.1446 | 457.12
6679 | 360.4561 | 434.6072 | 360.4561 | 434.6072
6680 | 374.7559 | 417.7876 | 374.7559 | 417.7876
6681 | 369.0087 | 404.7119 | 369.0087 | 404.7119
6682 | 356.6727 | 390.1514 | 356.6727 | 390.1514
6683 | 336.8104 | 380.4465 | 336.8104 | 380.4465
6684 | 319.1723 | 377.7752 | 319.1723 | 377.7752
6685 | 305.7844 | 385.3014 | 305.7844 | 385.3014
6686 | 298.2998 | 423.7876 | 298.2998 | 423.7876
6687 | 294.7008 | 471.9879 | 294.7008 | 471.9879
6688 | 293.2804 | 516.2197 | 293.2804 | 516.2197
6689 | 292.4803 | 568.1063 | 292.4803 | 568.1063
6690 | 288.6507 | 582.9309 | 288.6507 | 582.9309
6691 | 305.2129 | 576.0193 | 305.2129 | 576.0193
6692 | 329.798 | 561.5326 | 329.798 | 561.5326
6693 | 346.6325 | 548.2725 | 346.6325 | 548.2725
6694 | 363.557 | 536.2314 | 363.557 | 536.2314
6695 | 386.8852 | 532.3073 | 386.8852 | 532.3073
6696 | 387.3405 | 521.1023 | 387.3405 | 521.1023
6697 | 368.0477 | 510.5296 | 368.0477 | 510.5296
6698 | 364.1392 | 510.8462 | 364.1392 | 510.8462
6699 | 366.6976 | 501.5496 | 366.6976 | 501.5496
6700 | 367.9969 | 466.9047 | 367.9969 | 466.9047
6701 | 376.7061 | 442.2169 | 376.7061 | 442.2169
6702 | 378.2195 | 421.0268 | 378.2195 | 421.0268
6703 | 368.0953 | 408.8843 | 368.0953 | 408.8843
6704 | 377.8524 | 397.8581 | 377.8524 | 397.8581
6705 | 375.5674 | 386.9067 | 375.5674 | 386.9067
6706 | 359.2176 | 373.756 | 359.2176 | 373.756
6707 | 336.8278 | 364.5725 | 336.8278 | 364.5725
6708 | 315.6495 | 360.5686 | 315.6495 | 360.5686
6709 | 304.1899 | 364.0008 | 304.1899 | 364.0008
6710 | 298.1367 | 379.6801 | 298.1367 | 379.6801
6711 | 293.5155 | 417.7612 | 293.5155 | 417.7612
6712 | 292.3684 | 467.2651 | 292.3684 | 467.2651
6713 | 293.0284 | 511.1567 | 293.0284 | 511.1567
6714 | 292.5547 | 523.5288 | 292.5547 | 523.5288
6715 | 312.6067 | 533.2636 | 312.6067 | 533.2636
6716 | 346.2144 | 534.9986 | 346.2144 | 534.9986
6717 | 367.1938 | 540.8376 | 367.1938 | 540.8376
6718 | 380.19 | 548.9577 | 380.19 | 548.9577
6719 | 403.8591 | 561.429 | 403.8591 | 561.429
6720 | 397.7879 | 562.5062 | 397.7879 | 562.5062
6721 | 376.1249 | 564.2349 | 376.1249 | 564.2349
6722 | 374.3649 | 565.8647 | 374.3649 | 565.8647
6723 | 376.1256 | 544.9812 | 376.1256 | 544.9812
6724 | 379.1504 | 523.1591 | 379.1504 | 523.1591
6725 | 389.7912 | 487.5989 | 389.7912 | 487.5989
6726 | 392.6932 | 453.4701 | 392.6932 | 453.4701
6727 | 375.1087 | 425.2025 | 375.1087 | 425.2025
6728 | 386.673 | 402.3963 | 386.673 | 402.3963
6729 | 383.1656 | 387.6213 | 383.1656 | 387.6213
6730 | 363.9796 | 373.9877 | 363.9796 | 373.9877
6731 | 340.0567 | 364.8235 | 340.0567 | 364.8235
6732 | 319.1123 | 361.6501 | 319.1123 | 361.6501
6733 | 303.809 | 366.9362 | 303.809 | 366.9362
6734 | 297.1178 | 389.529 | 297.1178 | 389.529
6735 | 293.6405 | 413.8796 | 293.6405 | 413.8796
6736 | 292.8178 | 444.2651 | 292.8178 | 444.2651
6737 | 291.6818 | 487.8477 | 291.6818 | 487.8477
6738 | 293.8866 | 502.4599 | 293.8866 | 502.4599
6739 | 313.3884 | 512.7162 | 313.3884 | 512.7162
6740 | 344.9198 | 517.7921 | 344.9198 | 517.7921
6741 | 369.6718 | 524.5966 | 369.6718 | 524.5966
6742 | 380.8741 | 530.8435 | 380.8741 | 530.8435
6743 | 405.3123 | 542.33 | 405.3123 | 542.33
6744 | 396.35 | 547.3853 | 396.35 | 547.3853
6745 | 373.6982 | 556.2399 | 373.6982 | 556.2399
6746 | 371.8639 | 562.0217 | 371.8639 | 562.0217
6747 | 372.9818 | 542.5865 | 372.9818 | 542.5865
6748 | 373.5517 | 519.8568 | 373.5517 | 519.8568
6749 | 379.7736 | 482.3269 | 379.7736 | 482.3269
6750 | 378.9492 | 439.5272 | 378.9492 | 439.5272
6751 | 367.8482 | 412.9397 | 367.8482 | 412.9397
6752 | 377.1875 | 394.3821 | 377.1875 | 394.3821
6753 | 375.132 | 379.858 | 375.132 | 379.858
6754 | 358.2382 | 364.9306 | 358.2382 | 364.9306
6755 | 334.5566 | 355.863 | 334.5566 | 355.863
6756 | 312.6093 | 352.6123 | 312.6093 | 352.6123
6757 | 299.3834 | 357.3963 | 299.3834 | 357.3963
6758 | 292.1328 | 370.9127 | 292.1328 | 370.9127
6759 | 289.3221 | 392.7335 | 289.3221 | 392.7335
6760 | 288.0511 | 425.1274 | 288.0511 | 425.1274
6761 | 286.4964 | 466.5471 | 286.4964 | 466.5471
6762 | 287.1247 | 481.0435 | 287.1247 | 481.0435
6763 | 308.0404 | 488.4802 | 308.0404 | 488.4802
6764 | 337.5254 | 484.5377 | 337.5254 | 484.5377
6765 | 358.1087 | 479.9098 | 358.1087 | 479.9098
6766 | 373.0206 | 474.2029 | 373.0206 | 474.2029
6767 | 394.5016 | 475.9563 | 394.5016 | 475.9563
6768 | 390.9063 | 474.0016 | 390.9063 | 474.0016
6769 | 369.5733 | 474.6681 | 369.5733 | 474.6681
6770 | 364.6506 | 472.8798 | 364.6506 | 472.8798
6771 | 364.6004 | 461.7679 | 364.6004 | 461.7679
6772 | 368.8846 | 447.6898 | 368.8846 | 447.6898
6773 | 376.442 | 422.384 | 376.442 | 422.384
6774 | 373.681 | 403.5885 | 373.681 | 403.5885
6775 | 363.8903 | 396.9691 | 363.8903 | 396.9691
6776 | 371.5418 | 390.3266 | 371.5418 | 390.3266
6777 | 372.888 | 382.9479 | 372.888 | 382.9479
6778 | 359.3073 | 372.0179 | 359.3073 | 372.0179
6779 | 336.4756 | 365.0746 | 336.4756 | 365.0746
6780 | 314.3938 | 362.7508 | 314.3938 | 362.7508
6781 | 301.0605 | 373.1351 | 301.0605 | 373.1351
6782 | 293.2216 | 397.7557 | 293.2216 | 397.7557
6783 | 289.703 | 420.6 | 289.703 | 420.6
6784 | 287.814 | 451.3138 | 287.814 | 451.3138
6785 | 285.1174 | 494.0467 | 285.1174 | 494.0467
6786 | 284.2865 | 510.4742 | 284.2865 | 510.4742
6787 | 302.3272 | 517.911 | 302.3272 | 517.911
6788 | 327.9994 | 517.3672 | 327.9994 | 517.3672
6789 | 347.1105 | 517.0844 | 347.1105 | 517.0844
6790 | 361.6887 | 516.0316 | 361.6887 | 516.0316
6791 | 382.203 | 520.508 | 382.203 | 520.508
6792 | 384.3997 | 519.7505 | 384.3997 | 519.7505
6793 | 363.1672 | 523.8159 | 363.1672 | 523.8159
6794 | 359.4005 | 518.9764 | 359.4005 | 518.9764
6795 | 363.7506 | 487.6646 | 363.7506 | 487.6646
6796 | 365.1121 | 469.589 | 365.1121 | 469.589
6797 | 370.8843 | 453.6107 | 370.8843 | 453.6107
6798 | 368.0348 | 427.303 | 368.0348 | 427.303
6799 | 360.7632 | 408.2277 | 360.7632 | 408.2277
6800 | 365.3379 | 392.0647 | 365.3379 | 392.0647
6801 | 368.6534 | 378.7959 | 368.6534 | 378.7959
6802 | 357.6759 | 364.1388 | 357.6759 | 364.1388
6803 | 337.7185 | 353.2945 | 337.7185 | 353.2945
6804 | 316.5682 | 348.2865 | 316.5682 | 348.2865
6805 | 303.8069 | 349.4206 | 303.8069 | 349.4206
6806 | 295.2687 | 354.44 | 295.2687 | 354.44
6807 | 290.6967 | 365.5622 | 290.6967 | 365.5622
6808 | 289.5229 | 404.6958 | 289.5229 | 404.6958
6809 | 287.0584 | 459.3246 | 287.0584 | 459.3246
6810 | 282.0471 | 484.3264 | 282.0471 | 484.3264
6811 | 295.6319 | 504.1225 | 295.6319 | 504.1225
6812 | 319.3701 | 517.1741 | 319.3701 | 517.1741
6813 | 338.8996 | 531.0273 | 338.8996 | 531.0273
6814 | 350.7989 | 537.4867 | 350.7989 | 537.4867
6815 | 370.8484 | 546.5206 | 370.8484 | 546.5206
6816 | 368.1013 | 550.9386 | 368.1013 | 550.9386
6817 | 354.8123 | 559.2139 | 354.8123 | 559.2139
6818 | 353.5682 | 552.8487 | 353.5682 | 552.8487
6819 | 355.7234 | 530.0341 | 355.7234 | 530.0341
6820 | 355.8081 | 507.343 | 355.8081 | 507.343
6821 | 361.1903 | 473.6947 | 361.1903 | 473.6947
6822 | 360.6369 | 443.6019 | 360.6369 | 443.6019
6823 | 352.7913 | 426.6508 | 352.7913 | 426.6508
6824 | 360.6375 | 412.5928 | 360.6375 | 412.5928
6825 | 362.7511 | 398.7254 | 362.7511 | 398.7254
6826 | 351.2278 | 380.6309 | 351.2278 | 380.6309
6827 | 331.9821 | 367.3533 | 331.9821 | 367.3533
6828 | 311.8044 | 361.2638 | 311.8044 | 361.2638
6829 | 298.0199 | 366.1251 | 298.0199 | 366.1251
6830 | 290.8715 | 392.5609 | 290.8715 | 392.5609
6831 | 284.6953 | 423.7284 | 284.6953 | 423.7284
6832 | 284.6949 | 454.0753 | 284.6949 | 454.0753
6833 | 279.0469 | 494.7226 | 279.0469 | 494.7226
6834 | 275.3234 | 508.9293 | 275.3234 | 508.9293
6835 | 288.1371 | 515.6708 | 288.1371 | 515.6708
6836 | 311.95 | 520.6115 | 311.95 | 520.6115
6837 | 327.4411 | 524.8477 | 327.4411 | 524.8477
6838 | 340.028 | 523.9879 | 340.028 | 523.9879
6839 | 366.0707 | 529.1595 | 366.0707 | 529.1595
6840 | 363.6227 | 530.7581 | 363.6227 | 530.7581
6841 | 350.6387 | 537.5077 | 350.6387 | 537.5077
6842 | 349.3814 | 540.7018 | 349.3814 | 540.7018
6843 | 348.2212 | 517.3464 | 348.2212 | 517.3464
6844 | 352.9881 | 479.8048 | 352.9881 | 479.8048
6845 | 356.6163 | 447.2765 | 356.6163 | 447.2765
6846 | 353.9791 | 423.9042 | 353.9791 | 423.9042
6847 | 346.5493 | 415.5853 | 346.5493 | 415.5853
6848 | 354.5751 | 407.4559 | 354.5751 | 407.4559
6849 | 355.2639 | 398.3971 | 355.2639 | 398.3971
6850 | 341.8822 | 387.583 | 341.8822 | 387.583
6851 | 321.2467 | 382.0687 | 321.2467 | 382.0687
6852 | 302.0769 | 381.8306 | 302.0769 | 381.8306
6853 | 289.9452 | 388.8547 | 289.9452 | 388.8547
6854 | 282.1545 | 409.5936 | 282.1545 | 409.5936
6855 | 280.2123 | 431.5882 | 280.2123 | 431.5882
6856 | 280.6296 | 461.0468 | 280.6296 | 461.0468
6857 | 276.3068 | 503.5673 | 276.3068 | 503.5673
6858 | 274.0695 | 520.632 | 274.0695 | 520.632
6859 | 288.586 | 533.6691 | 288.586 | 533.6691
6860 | 313.8457 | 537.9146 | 313.8457 | 537.9146
6861 | 333.1755 | 541.6487 | 333.1755 | 541.6487
6862 | 347.2197 | 543.8595 | 347.2197 | 543.8595
6863 | 371.3117 | 550.6146 | 371.3117 | 550.6146
6864 | 367.4228 | 550.8421 | 367.4228 | 550.8421
6865 | 351.8495 | 551.412 | 351.8495 | 551.412
6866 | 349.94 | 544.0427 | 349.94 | 544.0427
6867 | 350.0572 | 515.087 | 350.0572 | 515.087
6868 | 358.2651 | 499.1935 | 358.2651 | 499.1935
6869 | 361.157 | 477.0355 | 361.157 | 477.0355
6870 | 358.9456 | 448.2367 | 358.9456 | 448.2367
6871 | 351.6869 | 431.2083 | 351.6869 | 431.2083
6872 | 362.8615 | 418.1352 | 362.8615 | 418.1352
6873 | 365.8836 | 406.5079 | 365.8836 | 406.5079
6874 | 354.433 | 394.5158 | 354.433 | 394.5158
6875 | 328.3733 | 387.8814 | 328.3733 | 387.8814
6876 | 307.3762 | 387.8944 | 307.3762 | 387.8944
6877 | 293.7029 | 395.942 | 293.7029 | 395.942
6878 | 287.2417 | 417.183 | 287.2417 | 417.183
6879 | 284.4085 | 437.9803 | 284.4085 | 437.9803
6880 | 283.165 | 462.7655 | 283.165 | 462.7655
6881 | 278.7749 | 501.4816 | 278.7749 | 501.4816
6882 | 280.2192 | 515.2634 | 280.2192 | 515.2634
6883 | 301.9112 | 524.2451 | 301.9112 | 524.2451
6884 | 333.5973 | 526.656 | 333.5973 | 526.656
6885 | 353.2275 | 529.5404 | 353.2275 | 529.5404
6886 | 365.9117 | 530.071 | 365.9117 | 530.071
6887 | 393.9307 | 535.0495 | 393.9307 | 535.0495
6888 | 389.3888 | 533.9831 | 389.3888 | 533.9831
6889 | 368.0682 | 536.0208 | 368.0682 | 536.0208
6890 | 365.2132 | 532.9386 | 365.2132 | 532.9386
6891 | 368.4235 | 507.5169 | 368.4235 | 507.5169
6892 | 369.4739 | 490.1557 | 369.4739 | 490.1557
6893 | 379.377 | 468.5578 | 379.377 | 468.5578
6894 | 377.5212 | 448.3912 | 377.5212 | 448.3912
6895 | 364.3484 | 437.5039 | 364.3484 | 437.5039
6896 | 369.4141 | 428.7372 | 369.4141 | 428.7372
6897 | 372.1989 | 418.539 | 372.1989 | 418.539
6898 | 355.3642 | 406.0834 | 355.3642 | 406.0834
6899 | 332.585 | 398.5607 | 332.585 | 398.5607
6900 | 312.2518 | 396.9322 | 312.2518 | 396.9322
6901 | 297.2386 | 402.141 | 297.2386 | 402.141
6902 | 288.7623 | 418.6507 | 288.7623 | 418.6507
6903 | 285.2834 | 433.809 | 285.2834 | 433.809
6904 | 284.1357 | 467.323 | 284.1357 | 467.323
6905 | 280.4295 | 516.4094 | 280.4295 | 516.4094
6906 | 281.4124 | 537.491 | 281.4124 | 537.491
6907 | 303.0195 | 553.6758 | 303.0195 | 553.6758
6908 | 334.4581 | 562.2085 | 334.4581 | 562.2085
6909 | 353.9457 | 569.4765 | 353.9457 | 569.4765
6910 | 366.8421 | 573.2902 | 366.8421 | 573.2902
6911 | 390.2475 | 584.8925 | 390.2475 | 584.8925
6912 | 389.185 | 588.2484 | 389.185 | 588.2484
6913 | 368.7082 | 590.7109 | 368.7082 | 590.7109
6914 | 367.0046 | 581.6036 | 367.0046 | 581.6036
6915 | 366.8704 | 536.0013 | 366.8704 | 536.0013
6916 | 371.0481 | 498.5562 | 371.0481 | 498.5562
6917 | 378.514 | 460.9491 | 378.514 | 460.9491
6918 | 378.9968 | 424.8312 | 378.9968 | 424.8312
6919 | 361.1788 | 405.3116 | 361.1788 | 405.3116
6920 | 363.8929 | 391.0991 | 363.8929 | 391.0991
6921 | 370.2418 | 379.3366 | 370.2418 | 379.3366
6922 | 356.9763 | 365.4134 | 356.9763 | 365.4134
6923 | 334.6976 | 355.6119 | 334.6976 | 355.6119
6924 | 314.4055 | 351.1832 | 314.4055 | 351.1832
6925 | 298.9475 | 352.8581 | 298.9475 | 352.8581
6926 | 291.5499 | 364.0185 | 291.5499 | 364.0185
6927 | 287.9086 | 375.16 | 287.9086 | 375.16
6928 | 286.6423 | 406.1249 | 286.6423 | 406.1249
6929 | 282.1544 | 454.265 | 282.1544 | 454.265
6930 | 283.2304 | 472.8168 | 283.2304 | 472.8168
6931 | 304.4651 | 488.0361 | 304.4651 | 488.0361
6932 | 336.4552 | 487.3958 | 336.4552 | 487.3958
6933 | 354.9636 | 480.6243 | 354.9636 | 480.6243
6934 | 368.517 | 480.8653 | 368.517 | 480.8653
6935 | 393.8412 | 489.0109 | 393.8412 | 489.0109
6936 | 390.7123 | 485.1636 | 390.7123 | 485.1636
6937 | 368.1099 | 482.5472 | 368.1099 | 482.5472
6938 | 363.145 | 475.4289 | 363.145 | 475.4289
6939 | 369.7781 | 451.8225 | 369.7781 | 451.8225
6940 | 370.5223 | 436.5277 | 370.5223 | 436.5277
6941 | 376.6032 | 424.8172 | 376.6032 | 424.8172
6942 | 377.7673 | 409.4013 | 377.7673 | 409.4013
6943 | 360.6722 | 398.1471 | 360.6722 | 398.1471
6944 | 368.6541 | 386.9857 | 368.6541 | 386.9857
6945 | 371.1174 | 375.5516 | 371.1174 | 375.5516
6946 | 357.9995 | 362.8257 | 357.9995 | 362.8257
6947 | 337.8879 | 355.3609 | 337.8879 | 355.3609
6948 | 316.2096 | 354.1765 | 316.2096 | 354.1765
6949 | 301.5693 | 360.3316 | 301.5693 | 360.3316
6950 | 293.4458 | 384.759 | 293.4458 | 384.759
6951 | 288.5117 | 427.5907 | 288.5117 | 427.5907
6952 | 287.3226 | 453.9787 | 287.3226 | 453.9787
6953 | 278.7821 | 491.8452 | 278.7821 | 491.8452
6954 | 279.3054 | 505.1635 | 279.3054 | 505.1635
6955 | 293.4579 | 519.031 | 293.4579 | 519.031
6956 | 316.3574 | 523.5855 | 316.3574 | 523.5855
6957 | 333.8944 | 527.9568 | 333.8944 | 527.9568
6958 | 344.8104 | 534.9375 | 344.8104 | 534.9375
6959 | 368.7794 | 545.7095 | 368.7794 | 545.7095
6960 | 370.3681 | 549.2585 | 370.3681 | 549.2585
6961 | 352.7535 | 553.768 | 352.7535 | 553.768
6962 | 348.775 | 520.5792 | 348.775 | 520.5792
6963 | 350.4174 | 454.6999 | 350.4174 | 454.6999
6964 | 352.366 | 431.4874 | 352.366 | 431.4874
6965 | 362.5039 | 427.3857 | 362.5039 | 427.3857
6966 | 356.75 | 416.5851 | 356.75 | 416.5851
6967 | 348.8636 | 408.2856 | 348.8636 | 408.2856
6968 | 352.1215 | 398.7271 | 352.1215 | 398.7271
6969 | 358.7405 | 387.8723 | 358.7405 | 387.8723
6970 | 348.1489 | 371.5158 | 348.1489 | 371.5158
6971 | 327.1934 | 362.1199 | 327.1934 | 362.1199
6972 | 309.164 | 359.6223 | 309.164 | 359.6223
6973 | 296.1233 | 366.8396 | 296.1233 | 366.8396
6974 | 289.1218 | 389.2393 | 289.1218 | 389.2393
6975 | 284.9234 | 426.2003 | 284.9234 | 426.2003
6976 | 284.4339 | 463.3062 | 284.4339 | 463.3062
6977 | 275.725 | 504.3783 | 275.725 | 504.3783
6978 | 276.0342 | 519.3575 | 276.0342 | 519.3575
6979 | 290.6641 | 534.8085 | 290.6641 | 534.8085
6980 | 311.3813 | 542.5108 | 311.3813 | 542.5108
6981 | 329.9819 | 548.736 | 329.9819 | 548.736
6982 | 343.6483 | 551.8737 | 343.6483 | 551.8737
6983 | 371.2478 | 558.0688 | 371.2478 | 558.0688
6984 | 371.9748 | 549.5675 | 371.9748 | 549.5675
6985 | 356.2528 | 544.3247 | 356.2528 | 544.3247
6986 | 348.9809 | 531.413 | 348.9809 | 531.413
6987 | 352.0407 | 491.9518 | 352.0407 | 491.9518
6988 | 355.8992 | 454.1591 | 355.8992 | 454.1591
6989 | 361.5602 | 435.5351 | 361.5602 | 435.5351
6990 | 355.4708 | 419.1536 | 355.4708 | 419.1536
6991 | 347.5122 | 410.5644 | 347.5122 | 410.5644
6992 | 353.9217 | 402.6667 | 353.9217 | 402.6667
6993 | 359.8351 | 398.6674 | 359.8351 | 398.6674
6994 | 349.3687 | 395.0952 | 349.3687 | 395.0952
6995 | 331.4799 | 396.6875 | 331.4799 | 396.6875
6996 | 312.8064 | 404.4057 | 312.8064 | 404.4057
6997 | 298.5745 | 419.3476 | 298.5745 | 419.3476
6998 | 290.5942 | 439.6423 | 290.5942 | 439.6423
6999 | 287.6823 | 470.3271 | 287.6823 | 470.3271
7000 | 284.9102 | 516.2776 | 284.9102 | 516.2776
7001 | 276.7568 | 568.4925 | 276.7568 | 568.4925
7002 | 277.4757 | 594.1123 | 277.4757 | 594.1123
7003 | 291.8114 | 613.7539 | 291.8114 | 613.7539
7004 | 314.5554 | 622.6535 | 314.5554 | 622.6535
7005 | 331.5956 | 625.5185 | 331.5956 | 625.5185
7006 | 346.4253 | 622.2448 | 346.4253 | 622.2448
7007 | 366.2481 | 625.4467 | 366.2481 | 625.4467
7008 | 364.4022 | 622.4684 | 364.4022 | 622.4684
7009 | 356.8549 | 615.1013 | 356.8549 | 615.1013
7010 | 349.6668 | 598.3466 | 349.6668 | 598.3466
7011 | 351.7812 | 543.5521 | 351.7812 | 543.5521
7012 | 355.8424 | 508.6948 | 355.8424 | 508.6948
7013 | 361.4861 | 491.8088 | 361.4861 | 491.8088
7014 | 359.3386 | 477.0688 | 359.3386 | 477.0688
7015 | 347.6817 | 467.3015 | 347.6817 | 467.3015
7016 | 353.5807 | 454.9429 | 353.5807 | 454.9429
7017 | 358.5984 | 440.7472 | 358.5984 | 440.7472
7018 | 348.602 | 425.8198 | 348.602 | 425.8198
7019 | 327.239 | 416.1535 | 327.239 | 416.1535
7020 | 309.8239 | 413.7911 | 309.8239 | 413.7911
7021 | 294.6296 | 419.0965 | 294.6296 | 419.0965
7022 | 287.7946 | 432.6322 | 287.7946 | 432.6322
7023 | 284.6634 | 447.6361 | 284.6634 | 447.6361
7024 | 282.7425 | 479.4699 | 282.7425 | 479.4699
7025 | 275.8875 | 530.951 | 275.8875 | 530.951
7026 | 276.3777 | 555.8755 | 276.3777 | 555.8755
7027 | 292.1307 | 577.68 | 292.1307 | 577.68
7028 | 317.3872 | 590.2681 | 317.3872 | 590.2681
7029 | 332.6 | 598.9845 | 332.6 | 598.9845
7030 | 348.8645 | 597.5647 | 348.8645 | 597.5647
7031 | 371.0802 | 593.0613 | 371.0802 | 593.0613
7032 | 367.2082 | 577.8009 | 367.2082 | 577.8009
7033 | 354.7453 | 564.7949 | 354.7453 | 564.7949
7034 | 348.7521 | 549.3533 | 348.7521 | 549.3533
7035 | 349.323 | 519.5479 | 349.323 | 519.5479
7036 | 352.5824 | 490.8896 | 352.5824 | 490.8896
7037 | 360.7195 | 459.9062 | 360.7195 | 459.9062
7038 | 358.1326 | 425.4298 | 358.1326 | 425.4298
7039 | 346.9011 | 404.5971 | 346.9011 | 404.5971
7040 | 349.3643 | 386.0202 | 349.3643 | 386.0202
7041 | 361.346 | 370.4726 | 361.346 | 370.4726
7042 | 349.3545 | 356.028 | 349.3545 | 356.028
7043 | 325.9437 | 347.5783 | 325.9437 | 347.5783
7044 | 305.8552 | 345.5636 | 305.8552 | 345.5636
7045 | 293.258 | 349.2468 | 293.258 | 349.2468
7046 | 286.3163 | 357.6457 | 286.3163 | 357.6457
7047 | 283.506 | 366.1802 | 283.506 | 366.1802
7048 | 280.916 | 396.4691 | 280.916 | 396.4691
7049 | 276.2434 | 444.8989 | 276.2434 | 444.8989
7050 | 277.8165 | 458.8739 | 277.8165 | 458.8739
7051 | 300.681 | 466.4844 | 300.681 | 466.4844
7052 | 329.4342 | 467.3504 | 329.4342 | 467.3504
7053 | 355.0137 | 466.0441 | 355.0137 | 466.0441
7054 | 367.3257 | 456.8612 | 367.3257 | 456.8612
7055 | 395.6481 | 449.152 | 395.6481 | 449.152
7056 | 390.298 | 433.9689 | 390.298 | 433.9689
7057 | 368.2997 | 423.2609 | 368.2997 | 423.2609
7058 | 363.7969 | 407.6069 | 363.7969 | 407.6069
7059 | 365.5133 | 389.9291 | 365.5133 | 389.9291
7060 | 369.2044 | 391.3774 | 369.2044 | 391.3774
7061 | 377.3777 | 392.1808 | 377.3777 | 392.1808
7062 | 377.6848 | 380.9554 | 377.6848 | 380.9554
7063 | 361.4387 | 371.4972 | 361.4387 | 371.4972
7064 | 359.1328 | 361.398 | 359.1328 | 361.398
7065 | 364.0208 | 354.9076 | 364.0208 | 354.9076
7066 | 355.1875 | 343.8811 | 355.1875 | 343.8811
7067 | 324.4727 | 336.2039 | 324.4727 | 336.2039
7068 | 305.1787 | 335.5988 | 305.1787 | 335.5988
7069 | 288.5759 | 341.1746 | 288.5759 | 341.1746
7070 | 280.5564 | 351.0412 | 280.5564 | 351.0412
7071 | 277.0392 | 369.4245 | 277.0392 | 369.4245
7072 | 275.6093 | 402.4943 | 275.6093 | 402.4943
7073 | 268.3142 | 461.9317 | 268.3142 | 461.9317
7074 | 271.7039 | 494.0787 | 271.7039 | 494.0787
7075 | 293.386 | 522.0629 | 293.386 | 522.0629
7076 | 327.752 | 541.719 | 327.752 | 541.719
7077 | 346.1527 | 557.8896 | 346.1527 | 557.8896
7078 | 358.9913 | 570.4707 | 358.9913 | 570.4707
7079 | 383.6196 | 582.0537 | 383.6196 | 582.0537
7080 | 380.8576 | 585.3517 | 380.8576 | 585.3517
7081 | 358.0413 | 585.883 | 358.0413 | 585.883
7082 | 354.3405 | 570.8857 | 354.3405 | 570.8857
7083 | 357.6382 | 525.5538 | 357.6382 | 525.5538
7084 | 361.5185 | 494.6746 | 361.5185 | 494.6746
7085 | 368.7627 | 485.5133 | 368.7627 | 485.5133
7086 | 366.0604 | 471.4298 | 366.0604 | 471.4298
7087 | 352.3069 | 457.5879 | 352.3069 | 457.5879
7088 | 353.3729 | 440.9614 | 353.3729 | 440.9614
7089 | 362.5153 | 421.5322 | 362.5153 | 421.5322
7090 | 351.4129 | 399.923 | 351.4129 | 399.923
7091 | 326.3252 | 385.931 | 326.3252 | 385.931
7092 | 304.3222 | 381.7533 | 304.3222 | 381.7533
7093 | 286.7164 | 386.7304 | 286.7164 | 386.7304
7094 | 279.0118 | 402.5836 | 279.0118 | 402.5836
7095 | 276.4714 | 432.2255 | 276.4714 | 432.2255
7096 | 274.9363 | 471.3398 | 274.9363 | 471.3398
7097 | 269.1543 | 517.626 | 269.1543 | 517.626
7098 | 274.6532 | 539.9049 | 274.6532 | 539.9049
7099 | 298.0073 | 553.3476 | 298.0073 | 553.3476
7100 | 328.097 | 552.7072 | 328.097 | 552.7072
7101 | 346.013 | 556.5185 | 346.013 | 556.5185
7102 | 363.2849 | 570.49 | 363.2849 | 570.49
7103 | 386.1901 | 594.471 | 386.1901 | 594.471
7104 | 382.8384 | 604.1032 | 382.8384 | 604.1032
7105 | 358.4985 | 604.6731 | 358.4985 | 604.6731
7106 | 356.1079 | 582.5305 | 356.1079 | 582.5305
7107 | 357.1152 | 550.0022 | 357.1152 | 550.0022
7108 | 354.5105 | 543.3203 | 354.5105 | 543.3203
7109 | 364.4988 | 537.0557 | 364.4988 | 537.0557
7110 | 359.7715 | 522.5087 | 359.7715 | 522.5087
7111 | 344.8539 | 508.5895 | 344.8539 | 508.5895
7112 | 343.7092 | 494.1259 | 343.7092 | 494.1259
7113 | 354.6105 | 481.1275 | 354.6105 | 481.1275
7114 | 344.781 | 469.2899 | 344.781 | 469.2899
7115 | 320.1975 | 461.2844 | 320.1975 | 461.2844
7116 | 300.7328 | 457.4351 | 300.7328 | 457.4351
7117 | 286.8287 | 459.7279 | 286.8287 | 459.7279
7118 | 279.5254 | 471.2166 | 279.5254 | 471.2166
7119 | 276.5627 | 500.0861 | 276.5627 | 500.0861
7120 | 272.6721 | 541.7302 | 272.6721 | 541.7302
7121 | 264.6028 | 586.6646 | 264.6028 | 586.6646
7122 | 269.3394 | 605.0426 | 269.3394 | 605.0426
7123 | 288.1802 | 617.6355 | 288.1802 | 617.6355
7124 | 313.9777 | 619.1967 | 313.9777 | 619.1967
7125 | 330.4137 | 625.9241 | 330.4137 | 625.9241
7126 | 346.7232 | 628.1155 | 346.7232 | 628.1155
7127 | 370.5881 | 633.1906 | 370.5881 | 633.1906
7128 | 371.0446 | 637.1838 | 371.0446 | 637.1838
7129 | 355.0278 | 641.5581 | 355.0278 | 641.5581
7130 | 347.2214 | 630.1527 | 347.2214 | 630.1527
7131 | 347.7852 | 594.689 | 347.7852 | 594.689
7132 | 348.7445 | 549.7124 | 348.7445 | 549.7124
7133 | 356.0744 | 520.3512 | 356.0744 | 520.3512
7134 | 354.6654 | 500.8219 | 354.6654 | 500.8219
7135 | 341.477 | 488.718 | 341.477 | 488.718
7136 | 342.0453 | 475.5676 | 342.0453 | 475.5676
7137 | 350.8425 | 461.5264 | 350.8425 | 461.5264
7138 | 338.9952 | 444.494 | 338.9952 | 444.494
7139 | 317.8626 | 432.5682 | 317.8626 | 432.5682
7140 | 299.023 | 426.6719 | 299.023 | 426.6719
7141 | 284.0095 | 428.115 | 284.0095 | 428.115
7142 | 277.0964 | 436.9966 | 277.0964 | 436.9966
7143 | 273.7058 | 448.2734 | 273.7058 | 448.2734
7144 | 269.8306 | 477.1139 | 269.8306 | 477.1139
7145 | 261.7827 | 522.8594 | 261.7827 | 522.8594
7146 | 265.1753 | 543.632 | 265.1753 | 543.632
7147 | 278.8848 | 562.4433 | 278.8848 | 562.4433
7148 | 301.2525 | 574.9541 | 301.2525 | 574.9541
7149 | 316.5562 | 582.5697 | 316.5562 | 582.5697
7150 | 329.3095 | 585.9006 | 329.3095 | 585.9006
7151 | 356.8472 | 594.7993 | 356.8472 | 594.7993
7152 | 356.4834 | 598.5221 | 356.4834 | 598.5221
7153 | 343.5199 | 602.7227 | 343.5199 | 602.7227
7154 | 338.6722 | 592.7849 | 338.6722 | 592.7849
7155 | 338.2085 | 559.4455 | 338.2085 | 559.4455
7156 | 340.6593 | 516.2842 | 340.6593 | 516.2842
7157 | 344.6837 | 476.5141 | 344.6837 | 476.5141
7158 | 339.7987 | 447.9277 | 339.7987 | 447.9277
7159 | 329.9023 | 440.4972 | 329.9023 | 440.4972
7160 | 331.3596 | 432.8892 | 331.3596 | 432.8892
7161 | 341.0698 | 423.7917 | 341.0698 | 423.7917
7162 | 335.7824 | 409.2891 | 335.7824 | 409.2891
7163 | 315.4332 | 399.8353 | 315.4332 | 399.8353
7164 | 296.4337 | 395.4838 | 296.4337 | 395.4838
7165 | 282.467 | 398.7229 | 282.467 | 398.7229
7166 | 274.7041 | 412.6835 | 274.7041 | 412.6835
7167 | 269.8194 | 436.5127 | 269.8194 | 436.5127
7168 | 267.7652 | 472.1122 | 267.7652 | 472.1122
7169 | 259.8109 | 513.1264 | 259.8109 | 513.1264
7170 | 261.4082 | 525.0737 | 261.4082 | 525.0737
7171 | 276.9124 | 532.9546 | 276.9124 | 532.9546
7172 | 299.9097 | 533.9751 | 299.9097 | 533.9751
7173 | 318.3941 | 537.7864 | 318.3941 | 537.7864
7174 | 330.3581 | 542.8746 | 330.3581 | 542.8746
7175 | 353.7468 | 548.3938 | 353.7468 | 548.3938
7176 | 354.4716 | 546.497 | 354.4716 | 546.497
7177 | 339.9871 | 541.988 | 339.9871 | 541.988
7178 | 338.2525 | 525.7933 | 338.2525 | 525.7933
7179 | 337.747 | 492.8208 | 337.747 | 492.8208
7180 | 338.9157 | 479.0323 | 338.9157 | 479.0323
7181 | 344.0633 | 467.0901 | 344.0633 | 467.0901
7182 | 342.6465 | 446.7304 | 342.6465 | 446.7304
7183 | 328.8852 | 430.32 | 328.8852 | 430.32
7184 | 329.8746 | 416.7255 | 329.8746 | 416.7255
7185 | 341.523 | 404.2485 | 341.523 | 404.2485
7186 | 333.8675 | 391.6963 | 333.8675 | 391.6963
7187 | 311.8828 | 383.2467 | 311.8828 | 383.2467
7188 | 292.0573 | 379.687 | 292.0573 | 379.687
7189 | 280.1752 | 384.7607 | 280.1752 | 384.7607
7190 | 272.0893 | 401.2124 | 272.0893 | 401.2124
7191 | 269.487 | 434.8132 | 269.487 | 434.8132
7192 | 266.1001 | 469.0803 | 266.1001 | 469.0803
7193 | 258.6974 | 515.0962 | 258.6974 | 515.0962
7194 | 262.4286 | 531.4465 | 262.4286 | 531.4465
7195 | 281.4484 | 543.3442 | 281.4484 | 543.3442
7196 | 305.3046 | 550.8147 | 305.3046 | 550.8147
7197 | 324.5065 | 558.6235 | 324.5065 | 558.6235
7198 | 338.2011 | 565.1794 | 338.2011 | 565.1794
7199 | 365.6696 | 579.5819 | 365.6696 | 579.5819
7200 | 362.0524 | 589.4844 | 362.0524 | 589.4844
7201 | 344.5727 | 597.721 | 344.5727 | 597.721
7202 | 341.337 | 580.0973 | 341.337 | 580.0973
7203 | 342.8206 | 540.2498 | 342.8206 | 540.2498
7204 | 341.3144 | 497.0693 | 341.3144 | 497.0693
7205 | 348.0505 | 458.4386 | 348.0505 | 458.4386
7206 | 345.7834 | 433.4055 | 345.7834 | 433.4055
7207 | 335.8289 | 422.1706 | 335.8289 | 422.1706
7208 | 332.7088 | 410.7968 | 332.7088 | 410.7968
7209 | 342.4665 | 395.9638 | 342.4665 | 395.9638
7210 | 338.1495 | 376.8072 | 338.1495 | 376.8072
7211 | 311.7255 | 362.4675 | 311.7255 | 362.4675
7212 | 290.7743 | 354.7365 | 290.7743 | 354.7365
7213 | 276.7876 | 354.9823 | 276.7876 | 354.9823
7214 | 270.2497 | 367.7456 | 270.2497 | 367.7456
7215 | 266.7362 | 395.6495 | 266.7362 | 395.6495
7216 | 264.2157 | 429.1055 | 264.2157 | 429.1055
7217 | 258.1572 | 473.9434 | 258.1572 | 473.9434
7218 | 263.2953 | 490.9116 | 263.2953 | 490.9116
7219 | 287.8503 | 504.7984 | 287.8503 | 504.7984
7220 | 320.7628 | 515.4747 | 320.7628 | 515.4747
7221 | 342.0582 | 524.3842 | 342.0582 | 524.3842
7222 | 355.3393 | 529.6076 | 355.3393 | 529.6076
7223 | 383.7468 | 540.9589 | 383.7468 | 540.9589
7224 | 378.8254 | 548.5054 | 378.8254 | 548.5054
7225 | 360.1065 | 554.946 | 360.1065 | 554.946
7226 | 356.2017 | 536.6078 | 356.2017 | 536.6078
7227 | 355.6021 | 492.6663 | 355.6021 | 492.6663
7228 | 358.2908 | 445.2372 | 358.2908 | 445.2372
7229 | 364.2169 | 425.1262 | 364.2169 | 425.1262
7230 | 359.9706 | 408.9957 | 359.9706 | 408.9957
7231 | 339.6099 | 401.1017 | 339.6099 | 401.1017
7232 | 335.9635 | 390.5004 | 335.9635 | 390.5004
7233 | 345.7343 | 378.429 | 345.7343 | 378.429
7234 | 337.693 | 364.0423 | 337.693 | 364.0423
7235 | 312.9975 | 354.1829 | 312.9975 | 354.1829
7236 | 290.5391 | 349.8314 | 290.5391 | 349.8314
7237 | 275.1523 | 351.9311 | 275.1523 | 351.9311
7238 | 268.5634 | 361.8942 | 268.5634 | 361.8942
7239 | 265.5022 | 370.448 | 265.5022 | 370.448
7240 | 261.8279 | 398.323 | 261.8279 | 398.323
7241 | 255.1912 | 445.8066 | 255.1912 | 445.8066
7242 | 262.2221 | 467.1971 | 262.2221 | 467.1971
7243 | 280.4311 | 484.3669 | 280.4311 | 484.3669
7244 | 312.7022 | 495.1397 | 312.7022 | 495.1397
7245 | 331.7084 | 504.4547 | 331.7084 | 504.4547
7246 | 349.201 | 507.747 | 349.201 | 507.747
7247 | 373.293 | 514.5987 | 373.293 | 514.5987
7248 | 374.9522 | 515.7917 | 374.9522 | 515.7917
7249 | 351.0416 | 514.4112 | 351.0416 | 514.4112
7250 | 346.4423 | 505.13 | 346.4423 | 505.13
7251 | 347.4473 | 475.7688 | 347.4473 | 475.7688
7252 | 349.0797 | 434.8476 | 349.0797 | 434.8476
7253 | 356.4589 | 413.1724 | 356.4589 | 413.1724
7254 | 353.0832 | 393.9907 | 353.0832 | 393.9907
7255 | 341.1814 | 382.4854 | 341.1814 | 382.4854
7256 | 334.2206 | 370.3585 | 334.2206 | 370.3585
7257 | 343.583 | 360.2762 | 343.583 | 360.2762
7258 | 338.717 | 348.6703 | 338.717 | 348.6703
7259 | 314.9613 | 340.9738 | 314.9613 | 340.9738
7260 | 290.8618 | 140.3328 | 290.8618 | 140.3328
7261 | 276.1196 | 141.9588 | 276.1196 | 141.9588
7262 | 268.7406 | 144.7901 | 268.7406 | 144.7901
7263 | 266.9353 | 148.2158 | 266.9353 | 148.2158
7264 | 262.3583 | 162.9652 | 262.3583 | 162.9652
7265 | 253.6474 | 196.0081 | 253.6474 | 196.0081
7266 | 262.4125 | 209.7701 | 262.4125 | 209.7701
7267 | 284.9396 | 224.3959 | 284.9396 | 224.3959
7268 | 316.0982 | 224.8062 | 316.0982 | 224.8062
7269 | 336.1945 | 224.282 | 336.1945 | 224.282
7270 | 351.6404 | 220.0595 | 351.6404 | 220.0595
7271 | 380.0534 | 219.3615 | 380.0534 | 219.3615
7272 | 379.2621 | 215.8826 | 379.2621 | 215.8826
7273 | 357.3391 | 211.9928 | 357.3391 | 211.9928
7274 | 353.337 | 212.7255 | 353.337 | 212.7255
7275 | 352.9664 | 205.45 | 352.9664 | 205.45
7276 | 351.649 | 200.7717 | 351.649 | 200.7717
7277 | 354.1456 | 198.0802 | 354.1456 | 198.0802
7278 | 352.2131 | 190.3641 | 352.2131 | 190.3641
7279 | 337.0858 | 184.019 | 337.0858 | 184.019
7280 | 329.6351 | 174.8132 | 329.6351 | 174.8132
7281 | 337.5944 | 166.7339 | 337.5944 | 166.7339
7282 | 333.3608 | 154.1273 | 333.3608 | 154.1273
7283 | 316.0508 | 144.3509 | 316.0508 | 144.3509
7284 | 295.1996 | 142.238 | 295.1996 | 142.238
7285 | 279.6964 | 143.8716 | 279.6964 | 143.8716
7286 | 270.0767 | 145.7389 | 270.0767 | 145.7389
7287 | 265.9479 | 151.6971 | 265.9479 | 151.6971
7288 | 261.2295 | 171.4045 | 261.2295 | 171.4045
7289 | 255.5143 | 203.6822 | 255.5143 | 203.6822
7290 | 260.7084 | 210.5658 | 260.7084 | 210.5658
7291 | 279.2936 | 216.6147 | 279.2936 | 216.6147
7292 | 305.1004 | 215.6707 | 305.1004 | 215.6707
7293 | 325.3737 | 222.637 | 325.3737 | 222.637
7294 | 337.9894 | 220.9088 | 337.9894 | 220.9088
7295 | 362.0365 | 218.2138 | 362.0365 | 218.2138
7296 | 363.1347 | 211.2077 | 363.1347 | 211.2077
7297 | 346.4338 | 203.6836 | 346.4338 | 203.6836
7298 | 340.7288 | 197.4308 | 340.7288 | 197.4308
7299 | 339.3707 | 185.358 | 339.3707 | 185.358
7300 | 337.9655 | 183.2428 | 337.9655 | 183.2428
7301 | 343.7567 | 182.533 | 343.7567 | 182.533
7302 | 339.2436 | 175.0235 | 339.2436 | 175.0235
7303 | 327.2328 | 169.6501 | 327.2328 | 169.6501
7304 | 322.3811 | 162.6401 | 322.3811 | 162.6401
7305 | 332.2395 | 156.9404 | 332.2395 | 156.9404
7306 | 328.4253 | 146.6674 | 328.4253 | 146.6674
7307 | 312.132 | 138.5513 | 312.132 | 138.5513
7308 | 292.7895 | 136.9433 | 292.7895 | 136.9433
7309 | 276.8837 | 138.5234 | 276.8837 | 138.5234
7310 | 270.1447 | 142.5024 | 270.1447 | 142.5024
7311 | 265.2977 | 147.6114 | 265.2977 | 147.6114
7312 | 259.2381 | 163.4013 | 259.2381 | 163.4013
7313 | 252.7907 | 198.7702 | 252.7907 | 198.7702
7314 | 255.0343 | 207.3064 | 255.0343 | 207.3064
7315 | 268.7328 | 219.1625 | 268.7328 | 219.1625
7316 | 290.0897 | 220.9883 | 290.0897 | 220.9883
7317 | 306.979 | 223.7311 | 306.979 | 223.7311
7318 | 322.264 | 225.0939 | 322.264 | 225.0939
7319 | 345.661 | 231.2438 | 345.661 | 231.2438
7320 | 348.0347 | 233.9012 | 348.0347 | 233.9012
7321 | 334.9081 | 235.1377 | 334.9081 | 235.1377
7322 | 328.9224 | 236.5437 | 328.9224 | 236.5437
7323 | 325.0283 | 233.3003 | 325.0283 | 233.3003
7324 | 327.4006 | 236.7629 | 327.4006 | 236.7629
7325 | 333.0797 | 236.6269 | 333.0797 | 236.6269
7326 | 330.0375 | 226.141 | 330.0375 | 226.141
7327 | 320.9182 | 214.8763 | 320.9182 | 214.8763
7328 | 318.1791 | 197.3842 | 318.1791 | 197.3842
7329 | 328.9805 | 180.3071 | 328.9805 | 180.3071
7330 | 324.6226 | 163.6454 | 324.6226 | 163.6454
7331 | 306.4381 | 153.1651 | 306.4381 | 153.1651
7332 | 289.7071 | 150.3023 | 289.7071 | 150.3023
7333 | 276.2657 | 151.4616 | 276.2657 | 151.4616
7334 | 268.0482 | 153.7497 | 268.0482 | 153.7497
7335 | 264.7494 | 158.7362 | 264.7494 | 158.7362
7336 | 259.7349 | 176.4696 | 259.7349 | 176.4696
7337 | 252.3201 | 213.4911 | 252.3201 | 213.4911
7338 | 254.8225 | 228.1024 | 254.8225 | 228.1024
7339 | 269.4186 | 237.5713 | 269.4186 | 237.5713
7340 | 292.5295 | 236.3136 | 292.5295 | 236.3136
7341 | 310.0741 | 235.5063 | 310.0741 | 235.5063
7342 | 325.1429 | 231.3679 | 325.1429 | 231.3679
7343 | 350.4511 | 231.0066 | 350.4511 | 231.0066
7344 | 349.0508 | 225.4466 | 349.0508 | 225.4466
7345 | 333.7759 | 218.9631 | 333.7759 | 218.9631
7346 | 330.8087 | 214.2252 | 330.8087 | 214.2252
7347 | 329.1311 | 205.0674 | 329.1311 | 205.0674
7348 | 333.8166 | 201.0089 | 333.8166 | 201.0089
7349 | 339.2391 | 198.5622 | 339.2391 | 198.5622
7350 | 330.8256 | 189.8591 | 330.8256 | 189.8591
7351 | 320.6361 | 182.6571 | 320.6361 | 182.6571
7352 | 316.841 | 173.2982 | 316.841 | 173.2982
7353 | 327.5689 | 164.4385 | 327.5689 | 164.4385
7354 | 325.8181 | 151.832 | 325.8181 | 151.832
7355 | 306.1969 | 142.308 | 306.1969 | 142.308
7356 | 288.0663 | 140.0038 | 288.0663 | 140.0038
7357 | 273.5957 | 141.2549 | 273.5957 | 141.2549
7358 | 265.9912 | 143.1757 | 265.9912 | 143.1757
7359 | 261.8455 | 150.2816 | 261.8455 | 150.2816
7360 | 256.6901 | 168.9178 | 256.6901 | 168.9178
7361 | 250.187 | 204.1796 | 250.187 | 204.1796
7362 | 256.1592 | 211.7059 | 256.1592 | 211.7059
7363 | 274.7252 | 217.1044 | 274.7252 | 217.1044
7364 | 304.6904 | 215.204 | 304.6904 | 215.204
7365 | 320.5661 | 213.0348 | 320.5661 | 213.0348
7366 | 339.5171 | 207.9935 | 339.5171 | 207.9935
7367 | 368.94 | 206.8441 | 368.94 | 206.8441
7368 | 365.6976 | 203.1281 | 365.6976 | 203.1281
7369 | 345.8518 | 199.6438 | 345.8518 | 199.6438
7370 | 341.8949 | 197.8746 | 341.8949 | 197.8746
7371 | 341.2749 | 188.495 | 341.2749 | 188.495
7372 | 345.7736 | 185.5688 | 345.7736 | 185.5688
7373 | 349.0077 | 187.0395 | 349.0077 | 187.0395
7374 | 345.1383 | 180.4328 | 345.1383 | 180.4328
7375 | 332.1967 | 175.3426 | 332.1967 | 175.3426
7376 | 327.2683 | 168.2102 | 327.2683 | 168.2102
7377 | 337.0618 | 162.3498 | 337.0618 | 162.3498
7378 | 333.6089 | 151.7784 | 333.6089 | 151.7784
7379 | 308.97 | 143.0961 | 308.97 | 143.0961
7380 | 291.6819 | 140.8225 | 291.6819 | 140.8225
7381 | 275.5857 | 142.655 | 275.5857 | 142.655
7382 | 267.6282 | 145.6547 | 267.6282 | 145.6547
7383 | 264.6306 | 151.8195 | 264.6306 | 151.8195
7384 | 259.5208 | 171.0372 | 259.5208 | 171.0372
7385 | 252.5373 | 205.9011 | 252.5373 | 205.9011
7386 | 260.816 | 214.0854 | 260.816 | 214.0854
7387 | 281.7259 | 221.5191 | 281.7259 | 221.5191
7388 | 317.0681 | 219.8177 | 317.0681 | 219.8177
7389 | 338.9701 | 217.8474 | 338.9701 | 217.8474
7390 | 349.4881 | 212.2706 | 349.4881 | 212.2706
7391 | 377.782 | 209.8204 | 377.782 | 209.8204
7392 | 372.2058 | 205.2092 | 372.2058 | 205.2092
7393 | 352.0583 | 200.4319 | 352.0583 | 200.4319
7394 | 347.817 | 197.8593 | 347.817 | 197.8593
7395 | 350.0481 | 187.3396 | 350.0481 | 187.3396
7396 | 351.5992 | 184.3293 | 351.5992 | 184.3293
7397 | 359.3839 | 185.2874 | 359.3839 | 185.2874
7398 | 353.3117 | 178.1987 | 353.3117 | 178.1987
7399 | 335.4412 | 173.1314 | 335.4412 | 173.1314
7400 | 331.7385 | 165.6394 | 331.7385 | 165.6394
7401 | 338.4985 | 158.4476 | 338.4985 | 158.4476
7402 | 332.847 | 145.9253 | 332.847 | 145.9253
7403 | 309.1589 | 135.2536 | 309.1589 | 135.2536
7404 | 291.968 | 131.5722 | 291.968 | 131.5722
7405 | 279.5192 | 131.3695 | 279.5192 | 131.3695
7406 | 271.7046 | 131.2322 | 271.7046 | 131.2322
7407 | 265.674 | 136.5401 | 265.674 | 136.5401
7408 | 260.147 | 157.793 | 260.147 | 157.793
7409 | 253.6685 | 196.2682 | 253.6685 | 196.2682
7410 | 263.0657 | 206.1281 | 263.0657 | 206.1281
7411 | 283.6892 | 213.7302 | 283.6892 | 213.7302
7412 | 318.5247 | 214.5537 | 318.5247 | 214.5537
7413 | 340.8714 | 215.2077 | 340.8714 | 215.2077
7414 | 357.2009 | 211.3754 | 357.2009 | 211.3754
7415 | 382.6576 | 211.1364 | 382.6576 | 211.1364
7416 | 379.5472 | 208.3156 | 379.5472 | 208.3156
7417 | 355.2714 | 202.513 | 355.2714 | 202.513
7418 | 352.9677 | 198.6167 | 352.9677 | 198.6167
7419 | 350.965 | 187.5539 | 350.965 | 187.5539
7420 | 351.032 | 181.4524 | 351.032 | 181.4524
7421 | 357.2405 | 182.2728 | 357.2405 | 182.2728
7422 | 353.424 | 176.3318 | 353.424 | 176.3318
7423 | 335.9264 | 170.3846 | 335.9264 | 170.3846
7424 | 329.3313 | 161.2094 | 329.3313 | 161.2094
7425 | 336.6394 | 151.7911 | 336.6394 | 151.7911
7426 | 333.2728 | 137.0958 | 333.2728 | 137.0958
7427 | 311.9868 | 126.4548 | 311.9868 | 126.4548
7428 | 289.86 | 122.4979 | 289.86 | 122.4979
7429 | 276.6631 | 122.9532 | 276.6631 | 122.9532
7430 | 270.9472 | 124.2543 | 270.9472 | 124.2543
7431 | 266.0932 | 132.4773 | 266.0932 | 132.4773
7432 | 260.5467 | 154.0822 | 260.5467 | 154.0822
7433 | 255.6649 | 193.1925 | 255.6649 | 193.1925
7434 | 264.4875 | 207.2452 | 264.4875 | 207.2452
7435 | 284.5087 | 217.7547 | 284.5087 | 217.7547
7436 | 317.8018 | 215.9156 | 317.8018 | 215.9156
7437 | 340.3908 | 211.5963 | 340.3908 | 211.5963
7438 | 356.9667 | 206.5322 | 356.9667 | 206.5322
7439 | 378.4459 | 211.1594 | 378.4459 | 211.1594
7440 | 371.8772 | 207.7723 | 371.8772 | 207.7723
7441 | 348.1703 | 201.0746 | 348.1703 | 201.0746
7442 | 346.5527 | 192.6182 | 346.5527 | 192.6182
7443 | 349.9367 | 177.3089 | 349.9367 | 177.3089
7444 | 350.6797 | 171.5518 | 350.6797 | 171.5518
7445 | 351.5446 | 166.3354 | 351.5446 | 166.3354
7446 | 352.638 | 155.643 | 352.638 | 155.643
7447 | 334.2742 | 147.2857 | 334.2742 | 147.2857
7448 | 327.7455 | 137.1999 | 327.7455 | 137.1999
7449 | 334.2568 | 129.4726 | 334.2568 | 129.4726
7450 | 330.8314 | 118.0061 | 330.8314 | 118.0061
7451 | 312.5171 | 107.8547 | 312.5171 | 107.8547
7452 | 292.8298 | 104.9384 | 292.8298 | 104.9384
7453 | 279.1461 | 104.3761 | 279.1461 | 104.3761
7454 | 271.6655 | 106.4194 | 271.6655 | 106.4194
7455 | 266.7908 | 115.354 | 266.7908 | 115.354
7456 | 259.3657 | 136.2167 | 259.3657 | 136.2167
7457 | 254.9408 | 172.5113 | 254.9408 | 172.5113
7458 | 259.1621 | 184.1157 | 259.1621 | 184.1157
7459 | 276.502 | 194.7782 | 276.502 | 194.7782
7460 | 303.4822 | 195.4027 | 303.4822 | 195.4027
7461 | 325.2586 | 194.4806 | 325.2586 | 194.4806
7462 | 342.6134 | 190.962 | 342.6134 | 190.962
7463 | 366.9281 | 192.7506 | 366.9281 | 192.7506
7464 | 363.625 | 192.0798 | 363.625 | 192.0798
7465 | 344.1942 | 184.9153 | 344.1942 | 184.9153
7466 | 341.4423 | 176.0228 | 341.4423 | 176.0228
7467 | 342.263 | 163.1619 | 342.263 | 163.1619
7468 | 343.3842 | 160.6412 | 343.3842 | 160.6412
7469 | 346.8912 | 156.9015 | 346.8912 | 156.9015
7470 | 341.5876 | 143.9902 | 341.5876 | 143.9902
7471 | 328.1136 | 133.7813 | 328.1136 | 133.7813
7472 | 319.9894 | 121.8823 | 319.9894 | 121.8823
7473 | 326.8926 | 111.2934 | 326.8926 | 111.2934
7474 | 330.559 | 98.1972 | 330.559 | 98.1972
7475 | 314.7909 | 88.13 | 314.7909 | 88.13
7476 | 296.1203 | 85.9864 | 296.1203 | 85.9864
7477 | 280.2676 | 89.4563 | 280.2676 | 89.4563
7478 | 272.1638 | 95.4323 | 272.1638 | 95.4323
7479 | 266.3356 | 104.0149 | 266.3356 | 104.0149
7480 | 257.9956 | 124.9235 | 257.9956 | 124.9235
7481 | 251.9284 | 161.8532 | 251.9284 | 161.8532
7482 | 256.246 | 172.5318 | 256.246 | 172.5318
7483 | 270.1509 | 182.1461 | 270.1509 | 182.1461
7484 | 292.0804 | 182.105 | 292.0804 | 182.105
7485 | 310.8842 | 183.417 | 310.8842 | 183.417
7486 | 326.4366 | 183.0736 | 326.4366 | 183.0736
7487 | 349.7236 | 186.6833 | 349.7236 | 186.6833
7488 | 349.5341 | 186.2343 | 349.5341 | 186.2343
7489 | 337.0879 | 181.9619 | 337.0879 | 181.9619
7490 | 334.0712 | 174.4696 | 334.0712 | 174.4696
7491 | 334.5091 | 155.0287 | 334.5091 | 155.0287
7492 | 337.2452 | 146.3411 | 337.2452 | 146.3411
7493 | 340.7623 | 138.1178 | 340.7623 | 138.1178
7494 | 336.9833 | 124.4262 | 336.9833 | 124.4262
7495 | 325.9895 | 113.0849 | 325.9895 | 113.0849
7496 | 321.3407 | 99.8086 | 321.3407 | 99.8086
7497 | 326.7611 | 87.919 | 326.7611 | 87.919
7498 | 329.2389 | 71.4792 | 329.2389 | 71.4792
7499 | 314.2189 | 59.7517 | 314.2189 | 59.7517
7500 | 294.7707 | 57.3174 | 294.7707 | 57.3174
7501 | 281.0594 | 61.8891 | 281.0594 | 61.8891
7502 | 273.8679 | 73.1291 | 273.8679 | 73.1291
7503 | 270.8009 | 87.9245 | 270.8009 | 87.9245
7504 | 259.0835 | 110.0113 | 259.0835 | 110.0113
7505 | 254.0731 | 143.7352 | 254.0731 | 143.7352
7506 | 258.9064 | 151.6517 | 258.9064 | 151.6517
7507 | 271.9128 | 158.4351 | 271.9128 | 158.4351
7508 | 294.4809 | 155.5783 | 294.4809 | 155.5783
7509 | 311.9516 | 153.4244 | 311.9516 | 153.4244
7510 | 327.818 | 148.7121 | 327.818 | 148.7121
7511 | 352.879 | 148.4732 | 352.879 | 148.4732
7512 | 352.6259 | 144.5582 | 352.6259 | 144.5582
7513 | 337.6686 | 138.7633 | 337.6686 | 138.7633
7514 | 334.104 | 130.9879 | 334.104 | 130.9879
7515 | 330.2585 | 113.8347 | 330.2585 | 113.8347
7516 | 331.403 | 108.4601 | 331.403 | 108.4601
7517 | 336.4091 | 105.103 | 336.4091 | 105.103
7518 | 329.6874 | 96.6294 | 329.6874 | 96.6294
7519 | 315.2169 | 93.077 | 315.2169 | 93.077
7520 | 312.5558 | 88.4848 | 312.5558 | 88.4848
7521 | 319.4234 | 85.5318 | 319.4234 | 85.5318
7522 | 323.2392 | 80.7754 | 323.2392 | 80.7754
7523 | 309.6903 | 78.9485 | 309.6903 | 78.9485
7524 | 290.3519 | 85.2825 | 290.3519 | 85.2825
7525 | 276.7346 | 95.9445 | 276.7346 | 95.9445
7526 | 268.8556 | 109.3039 | 268.8556 | 109.3039
7527 | 262.443 | 125.7749 | 262.443 | 125.7749
7528 | 253.7941 | 154.6178 | 253.7941 | 154.6178
7529 | 248.7434 | 192.741 | 248.7434 | 192.741
7530 | 255.7942 | 203.542 | 255.7942 | 203.542
7531 | 274.5131 | 214.5795 | 274.5131 | 214.5795
7532 | 299.3704 | 216.5583 | 299.3704 | 216.5583
7533 | 318.6903 | 217.9774 | 318.6903 | 217.9774
7534 | 334.4992 | 214.4358 | 334.4992 | 214.4358
7535 | 358.8943 | 214.8396 | 358.8943 | 214.8396
7536 | 353.9941 | 210.5956 | 353.9941 | 210.5956
7537 | 335.1539 | 193.2245 | 335.1539 | 193.2245
7538 | 337.0046 | 184.7222 | 337.0046 | 184.7222
7539 | 337.6765 | 174.0342 | 337.6765 | 174.0342
7540 | 335.615 | 171.7507 | 335.615 | 171.7507
7541 | 340.5229 | 167.3607 | 340.5229 | 167.3607
7542 | 336.4562 | 155.5282 | 336.4562 | 155.5282
7543 | 321.0366 | 146.6583 | 321.0366 | 146.6583
7544 | 316.2252 | 138.2634 | 316.2252 | 138.2634
7545 | 320.4967 | 130.5973 | 320.4967 | 130.5973
7546 | 324.3393 | 118.6335 | 324.3393 | 118.6335
7547 | 308.0308 | 109.6451 | 308.0308 | 109.6451
7548 | 287.1482 | 108.4121 | 287.1482 | 108.4121
7549 | 272.9596 | 111.224 | 272.9596 | 111.224
7550 | 264.8156 | 116.6491 | 264.8156 | 116.6491
7551 | 261.55 | 133.2195 | 261.55 | 133.2195
7552 | 250.4829 | 157.4946 | 250.4829 | 157.4946
7553 | 248.4633 | 189.3898 | 248.4633 | 189.3898
7554 | 255.2982 | 196.1739 | 255.2982 | 196.1739
7555 | 278.335 | 202.1846 | 278.335 | 202.1846
7556 | 311.0057 | 198.708 | 311.0057 | 198.708
7557 | 334.706 | 196.4776 | 334.706 | 196.4776
7558 | 352.457 | 191.643 | 352.457 | 191.643
7559 | 377.721 | 191.6412 | 377.721 | 191.6412
7560 | 371.2608 | 188.0476 | 371.2608 | 188.0476
7561 | 349.0421 | 175.9863 | 349.0421 | 175.9863
7562 | 345.4779 | 164.1252 | 345.4779 | 164.1252
7563 | 348.6369 | 153.3837 | 348.6369 | 153.3837
7564 | 349.4678 | 153.6633 | 349.4678 | 153.6633
7565 | 355.2841 | 153.5044 | 355.2841 | 153.5044
7566 | 348.3426 | 143.7301 | 348.3426 | 143.7301
7567 | 329.8108 | 134.8984 | 329.8108 | 134.8984
7568 | 322.8355 | 124.0781 | 322.8355 | 124.0781
7569 | 328.9507 | 113.8489 | 328.9507 | 113.8489
7570 | 328.6391 | 101.8009 | 328.6391 | 101.8009
7571 | 310.7856 | 92.5906 | 310.7856 | 92.5906
7572 | 288.3317 | 91.9008 | 288.3317 | 91.9008
7573 | 274.2475 | 95.8221 | 274.2475 | 95.8221
7574 | 268.2519 | 103.0146 | 268.2519 | 103.0146
7575 | 261.7059 | 121.0005 | 261.7059 | 121.0005
7576 | 253.0594 | 158.4434 | 253.0594 | 158.4434
7577 | 248.2173 | 198.4871 | 248.2173 | 198.4871
7578 | 258.1516 | 208.347 | 258.1516 | 208.347
7579 | 279.0735 | 216.6453 | 279.0735 | 216.6453
7580 | 311.1982 | 213.0158 | 311.1982 | 213.0158
7581 | 333.6408 | 206.6919 | 333.6408 | 206.6919
7582 | 350.0013 | 201.0769 | 350.0013 | 201.0769
7583 | 373.1014 | 199.1776 | 373.1014 | 199.1776
7584 | 370.4895 | 193.3269 | 370.4895 | 193.3269
7585 | 345.2598 | 180.0338 | 345.2598 | 180.0338
7586 | 344.2175 | 170.82 | 344.2175 | 170.82
7587 | 346.044 | 159.1297 | 346.044 | 159.1297
7588 | 347.414 | 158.5218 | 347.414 | 158.5218
7589 | 354.3068 | 155.4478 | 354.3068 | 155.4478
7590 | 351.0797 | 143.271 | 351.0797 | 143.271
7591 | 332.9701 | 134.2404 | 332.9701 | 134.2404
7592 | 324.5252 | 125.0728 | 324.5252 | 125.0728
7593 | 330.3306 | 118.8604 | 330.3306 | 118.8604
7594 | 330.785 | 108.5798 | 330.785 | 108.5798
7595 | 311.9785 | 102.5907 | 311.9785 | 102.5907
7596 | 293.9757 | 105.5582 | 293.9757 | 105.5582
7597 | 276.6876 | 112.7695 | 276.6876 | 112.7695
7598 | 271.2291 | 120.1992 | 271.2291 | 120.1992
7599 | 265.492 | 129.0113 | 265.492 | 129.0113
7600 | 256.4612 | 150.4632 | 256.4612 | 150.4632
7601 | 251.6645 | 184.1947 | 251.6645 | 184.1947
7602 | 260.2246 | 191.5373 | 260.2246 | 191.5373
7603 | 280.8342 | 198.5043 | 280.8342 | 198.5043
7604 | 310.3963 | 197.2084 | 310.3963 | 197.2084
7605 | 336.2549 | 196.8296 | 336.2549 | 196.8296
7606 | 352.2817 | 192.2474 | 352.2817 | 192.2474
7607 | 376.0655 | 191.6642 | 376.0655 | 191.6642
7608 | 370.4426 | 187.4355 | 370.4426 | 187.4355
7609 | 348.3644 | 179.46 | 348.3644 | 179.46
7610 | 341.8944 | 175.0434 | 341.8944 | 175.0434
7611 | 344.8908 | 167.9133 | 344.8908 | 167.9133
7612 | 345.0293 | 167.971 | 345.0293 | 167.971
7613 | 346.8832 | 165.4402 | 346.8832 | 165.4402
7614 | 342.7278 | 154.3423 | 342.7278 | 154.3423
7615 | 327.2304 | 145.327 | 327.2304 | 145.327
7616 | 317.3702 | 134.4608 | 317.3702 | 134.4608
7617 | 320.4911 | 123.9484 | 320.4911 | 123.9484
7618 | 324.5496 | 109.9341 | 324.5496 | 109.9341
7619 | 309.3319 | 100.7544 | 309.3319 | 100.7544
7620 | 291.7738 | 99.8504 | 291.7738 | 99.8504
7621 | 277.2049 | 103.3585 | 277.2049 | 103.3585
7622 | 266.9523 | 108.2557 | 266.9523 | 108.2557
7623 | 264.3759 | 122.4466 | 264.3759 | 122.4466
7624 | 253.3477 | 156.4234 | 253.3477 | 156.4234
7625 | 250.1373 | 193.3608 | 250.1373 | 193.3608
7626 | 257.4101 | 202.2949 | 257.4101 | 202.2949
7627 | 274.0862 | 211.1364 | 274.0862 | 211.1364
7628 | 299.3046 | 211.2254 | 299.3046 | 211.2254
7629 | 320.0798 | 210.4946 | 320.0798 | 210.4946
7630 | 336.2673 | 203.5712 | 336.2673 | 203.5712
7631 | 357.4554 | 199.9734 | 357.4554 | 199.9734
7632 | 357.3541 | 192.1257 | 357.3541 | 192.1257
7633 | 339.6638 | 179.1922 | 339.6638 | 179.1922
7634 | 333.1971 | 175.097 | 333.1971 | 175.097
7635 | 332.5791 | 168.2346 | 332.5791 | 168.2346
7636 | 333.6108 | 167.8104 | 333.6108 | 167.8104
7637 | 335.0581 | 164.1166 | 335.0581 | 164.1166
7638 | 329.7498 | 151.1288 | 329.7498 | 151.1288
7639 | 317.2875 | 140.5832 | 317.2875 | 140.5832
7640 | 309.612 | 129.7247 | 309.612 | 129.7247
7641 | 315.7896 | 120.8497 | 315.7896 | 120.8497
7642 | 318.8303 | 106.3151 | 318.8303 | 106.3151
7643 | 303.662 | 94.9854 | 303.662 | 94.9854
7644 | 286.6842 | 93.1326 | 286.6842 | 93.1326
7645 | 270.7388 | 97.8038 | 270.7388 | 97.8038
7646 | 262.0588 | 104.6137 | 262.0588 | 104.6137
7647 | 257.1532 | 115.4687 | 257.1532 | 115.4687
7648 | 247.0691 | 143.47 | 247.0691 | 143.47
7649 | 243.0059 | 180.9659 | 243.0059 | 180.9659
7650 | 247.5014 | 188.4156 | 247.5014 | 188.4156
7651 | 261.4009 | 196.8287 | 261.4009 | 196.8287
7652 | 281.0912 | 193.7807 | 281.0912 | 193.7807
7653 | 300.0475 | 193.5319 | 300.0475 | 193.5319
7654 | 316.5044 | 189.47 | 316.5044 | 189.47
7655 | 338.8109 | 187.3566 | 338.8109 | 187.3566
7656 | 339.8559 | 180.6565 | 339.8559 | 180.6565
7657 | 325.3431 | 166.0857 | 325.3431 | 166.0857
7658 | 323.75 | 156.0761 | 323.75 | 156.0761
7659 | 322.1855 | 141.3331 | 322.1855 | 141.3331
7660 | 325.2656 | 135.5683 | 325.2656 | 135.5683
7661 | 325.4204 | 129.8928 | 325.4204 | 129.8928
7662 | 319.3444 | 115.7421 | 319.3444 | 115.7421
7663 | 311.6618 | 103.3908 | 311.6618 | 103.3908
7664 | 306.5088 | 91.4764 | 306.5088 | 91.4764
7665 | 308.7106 | 86.7025 | 308.7106 | 86.7025
7666 | 313.164 | 85.5574 | 313.164 | 85.5574
7667 | 301.4194 | 84.84 | 301.4194 | 84.84
7668 | 286.3326 | 88.4807 | 286.3326 | 88.4807
7669 | 272.8306 | 93.6798 | 272.8306 | 93.6798
7670 | 263.1576 | 99.4721 | 263.1576 | 99.4721
7671 | 258.5416 | 108.8428 | 258.5416 | 108.8428
7672 | 248.2498 | 135.7193 | 248.2498 | 135.7193
7673 | 242.7014 | 171.991 | 242.7014 | 171.991
7674 | 246.8651 | 178.4997 | 246.8651 | 178.4997
7675 | 256.1406 | 184.9617 | 256.1406 | 184.9617
7676 | 273.3893 | 182.6023 | 273.3893 | 182.6023
7677 | 291.6699 | 181.4583 | 291.6699 | 181.4583
7678 | 311.3189 | 174.7415 | 311.3189 | 174.7415
7679 | 333.4196 | 172.3832 | 333.4196 | 172.3832
7680 | 335.3519 | 168.5524 | 335.3519 | 168.5524
7681 | 325.2039 | 162.2678 | 325.2039 | 162.2678
7682 | 321.8221 | 156.321 | 321.8221 | 156.321
7683 | 318.5173 | 143.4142 | 318.5173 | 143.4142
7684 | 320.1758 | 138.491 | 320.1758 | 138.491
7685 | 326.2194 | 126.4957 | 326.2194 | 126.4957
7686 | 319.2116 | 105.4589 | 319.2116 | 105.4589
7687 | 309.644 | 91.4703 | 309.644 | 91.4703
7688 | 304.5601 | 79.005 | 304.5601 | 79.005
7689 | 310.1988 | 69.0588 | 310.1988 | 69.0588
7690 | 314.3865 | 58.0055 | 314.3865 | 58.0055
7691 | 301.6733 | 52.4219 | 301.6733 | 52.4219
7692 | 282.9927 | 59.5057 | 282.9927 | 59.5057
7693 | 269.1136 | 69.3949 | 269.1136 | 69.3949
7694 | 261.3704 | 80.1835 | 261.3704 | 80.1835
7695 | 254.7462 | 92.7371 | 254.7462 | 92.7371
7696 | 244.9997 | 117.104 | 244.9997 | 117.104
7697 | 242.7334 | 155.1125 | 242.7334 | 155.1125
7698 | 247.4641 | 166.8087 | 247.4641 | 166.8087
7699 | 260.8129 | 174.5255 | 260.8129 | 174.5255
7700 | 284.1853 | 171.707 | 284.1853 | 171.707
7701 | 299.9502 | 169.752 | 299.9502 | 169.752
7702 | 319.0561 | 165.1469 | 319.0561 | 165.1469
7703 | 343.381 | 164.5637 | 343.381 | 164.5637
7704 | 343.239 | 158.5293 | 343.239 | 158.5293
7705 | 327.3058 | 148.1666 | 327.3058 | 148.1666
7706 | 321.8197 | 138.9834 | 321.8197 | 138.9834
7707 | 327.8977 | 128.9687 | 327.8977 | 128.9687
7708 | 328.7468 | 127.5804 | 328.7468 | 127.5804
7709 | 332.4369 | 120.6119 | 332.4369 | 120.6119
7710 | 325.784 | 98.9018 | 325.784 | 98.9018
7711 | 314.5089 | 85.7548 | 314.5089 | 85.7548
7712 | 309.3283 | 73.7027 | 309.3283 | 73.7027
7713 | 311.2821 | 65.7688 | 311.2821 | 65.7688
7714 | 317.8541 | 55.4194 | 317.8541 | 55.4194
7715 | 303.3454 | 50.9911 | 303.3454 | 50.9911
7716 | 284.5042 | 55.198 | 284.5042 | 55.198
7717 | 269.0289 | 62.0268 | 269.0289 | 62.0268
7718 | 261.7416 | 71.0403 | 261.7416 | 71.0403
7719 | 253.7863 | 83.5174 | 253.7863 | 83.5174
7720 | 244.537 | 109.8124 | 244.537 | 109.8124
7721 | 242.2663 | 147.9586 | 242.2663 | 147.9586
7722 | 247.196 | 158.6678 | 247.196 | 158.6678
7723 | 266.7563 | 167.999 | 266.7563 | 167.999
7724 | 296.9469 | 168.1569 | 296.9469 | 168.1569
7725 | 316.4034 | 168.6349 | 316.4034 | 168.6349
7726 | 335.339 | 166.241 | 335.339 | 166.241
7727 | 362.6172 | 168.1674 | 362.6172 | 168.1674
7728 | 359.6832 | 163.8469 | 359.6832 | 163.8469
7729 | 339.5596 | 149.9493 | 339.5596 | 149.9493
7730 | 335.4074 | 139.6873 | 335.4074 | 139.6873
7731 | 337.6657 | 120.4147 | 337.6657 | 120.4147
7732 | 340.6473 | 106.6162 | 340.6473 | 106.6162
7733 | 343.4331 | 99.3646 | 343.4331 | 99.3646
7734 | 339.8395 | 87.096 | 339.8395 | 87.096
7735 | 322.8047 | 77.1778 | 322.8047 | 77.1778
7736 | 317.7226 | 66.5183 | 317.7226 | 66.5183
7737 | 319.4089 | 57.8192 | 319.4089 | 57.8192
7738 | 320.7909 | 45.8095 | 320.7909 | 45.8095
7739 | 303.3151 | 37.7928 | 303.3151 | 37.7928
7740 | 283.9732 | 37.8069 | 283.9732 | 37.8069
7741 | 267.9547 | 42.3403 | 267.9547 | 42.3403
7742 | 260.9952 | 51.4686 | 260.9952 | 51.4686
7743 | 254.6906 | 70.9694 | 254.6906 | 70.9694
7744 | 245.9962 | 111.3733 | 245.9962 | 111.3733
7745 | 242.2273 | 151.5088 | 242.2273 | 151.5088
7746 | 250.2366 | 158.0404 | 250.2366 | 158.0404
7747 | 270.6036 | 162.9646 | 270.6036 | 162.9646
7748 | 306.7266 | 159.6334 | 306.7266 | 159.6334
7749 | 330.0279 | 157.4565 | 330.0279 | 157.4565
7750 | 347.9521 | 153.2416 | 347.9521 | 153.2416
7751 | 376.0552 | 154.6401 | 376.0552 | 154.6401
7752 | 371.7692 | 151.911 | 371.7692 | 151.911
7753 | 348.9321 | 141.1658 | 348.9321 | 141.1658
7754 | 341.1009 | 121.4239 | 341.1009 | 121.4239
7755 | 342.2364 | 102.4038 | 342.2364 | 102.4038
7756 | 345.082 | 99.2251 | 345.082 | 99.2251
7757 | 346.2455 | 100.1526 | 346.2455 | 100.1526
7758 | 340.4749 | 92.054 | 340.4749 | 92.054
7759 | 323.0137 | 85.5788 | 323.0137 | 85.5788
7760 | 311.9829 | 78.4082 | 311.9829 | 78.4082
7761 | 316.5385 | 73.7643 | 316.5385 | 73.7643
7762 | 319.5978 | 65.8403 | 319.5978 | 65.8403
7763 | 302.7273 | 60.907 | 302.7273 | 60.907
7764 | 282.4727 | 62.5585 | 282.4727 | 62.5585
7765 | 267.3662 | 67.5127 | 267.3662 | 67.5127
7766 | 259.9628 | 73.6035 | 259.9628 | 73.6035
7767 | 253.7261 | 86.2106 | 253.7261 | 86.2106
7768 | 245.049 | 111.9624 | 245.049 | 111.9624
7769 | 241.8411 | 146.9028 | 241.8411 | 146.9028
7770 | 248.3807 | 154.2607 | 248.3807 | 154.2607
7771 | 268.5929 | 161.748 | 268.5929 | 161.748
7772 | 301.9425 | 161.638 | 301.9425 | 161.638
7773 | 329.362 | 161.9172 | 329.362 | 161.9172
7774 | 347.6248 | 158.827 | 347.6248 | 158.827
7775 | 372.4269 | 160.2331 | 372.4269 | 160.2331
7776 | 369.9441 | 156.9226 | 369.9441 | 156.9226
7777 | 347.5028 | 145.833 | 347.5028 | 145.833
7778 | 344.5909 | 132.8165 | 344.5909 | 132.8165
7779 | 343.0757 | 114.0413 | 343.0757 | 114.0413
7780 | 339.9501 | 112.0256 | 339.9501 | 112.0256
7781 | 343.9073 | 112.5476 | 343.9073 | 112.5476
7782 | 340.9158 | 105.0227 | 340.9158 | 105.0227
7783 | 321.8208 | 96.9179 | 321.8208 | 96.9179
7784 | 310.3991 | 84.0012 | 310.3991 | 84.0012
7785 | 310.2416 | 73.0757 | 310.2416 | 73.0757
7786 | 313.0508 | 59.9489 | 313.0508 | 59.9489
7787 | 301.122 | 51.9552 | 301.122 | 51.9552
7788 | 282.5909 | 53.1093 | 282.5909 | 53.1093
7789 | 266.8515 | 57.9564 | 266.8515 | 57.9564
7790 | 259.1569 | 63.2897 | 259.1569 | 63.2897
7791 | 252.436 | 72.9281 | 252.436 | 72.9281
7792 | 242.0819 | 93.3241 | 242.0819 | 93.3241
7793 | 239.0863 | 128.7695 | 239.0863 | 128.7695
7794 | 245.1219 | 137.8949 | 245.1219 | 137.8949
7795 | 261.2121 | 146.3768 | 261.2121 | 146.3768
7796 | 290.0643 | 145.693 | 290.0643 | 145.693
7797 | 311.6863 | 145.9874 | 311.6863 | 145.9874
7798 | 331.059 | 143.2109 | 331.059 | 143.2109
7799 | 355.2193 | 145.0455 | 355.2193 | 145.0455
7800 | 353.8723 | 142.5766 | 353.8723 | 142.5766
7801 | 339.1162 | 134.6317 | 339.1162 | 134.6317
7802 | 335.0946 | 123.7652 | 335.0946 | 123.7652
7803 | 334.6155 | 98.341 | 334.6155 | 98.341
7804 | 335.5581 | 86.7613 | 335.5581 | 86.7613
7805 | 337.3617 | 83.0599 | 337.3617 | 83.0599
7806 | 331.4202 | 74.3109 | 331.4202 | 74.3109
7807 | 317.6289 | 67.0171 | 317.6289 | 67.0171
7808 | 308.4899 | 58.4386 | 308.4899 | 58.4386
7809 | 308.8262 | 52.0885 | 308.8262 | 52.0885
7810 | 312.5203 | 44.3711 | 312.5203 | 44.3711
7811 | 300.7899 | 39.8969 | 300.7899 | 39.8969
7812 | 284.2502 | 43.4305 | 284.2502 | 43.4305
7813 | 270.0694 | 50.1063 | 270.0694 | 50.1063
7814 | 260.9397 | 56.0823 | 260.9397 | 56.0823
7815 | 253.4216 | 68.3145 | 253.4216 | 68.3145
7816 | 243.7061 | 89.4756 | 243.7061 | 89.4756
7817 | 240.2808 | 125.2729 | 240.2808 | 125.2729
7818 | 243.9814 | 135.9515 | 243.9814 | 135.9515
7819 | 256.5233 | 146.5834 | 256.5233 | 146.5834
7820 | 278.117 | 148.0419 | 278.117 | 148.0419
7821 | 299.9638 | 150.5705 | 299.9638 | 150.5705
7822 | 318.9639 | 149.9899 | 318.9639 | 149.9899
7823 | 342.375 | 152.7885 | 342.375 | 152.7885
7824 | 344.5873 | 150.1589 | 344.5873 | 150.1589
7825 | 329.306 | 136.7357 | 329.306 | 136.7357
7826 | 327.9725 | 121.5846 | 327.9725 | 121.5846
7827 | 327.3015 | 105.755 | 327.3015 | 105.755
7828 | 329.8127 | 99.0032 | 329.8127 | 99.0032
7829 | 330.3523 | 96.3271 | 330.3523 | 96.3271
7830 | 324.2068 | 87.5321 | 324.2068 | 87.5321
7831 | 310.3621 | 80.9881 | 310.3621 | 80.9881
7832 | 305.1485 | 73.8864 | 305.1485 | 73.8864
7833 | 306.9753 | 67.322 | 306.9753 | 67.322
7834 | 310.9636 | 57.9137 | 310.9636 | 57.9137
7835 | 299.1664 | 50.6621 | 299.1664 | 50.6621
7836 | 281.8666 | 51.5408 | 281.8666 | 51.5408
7837 | 267.3428 | 57.0459 | 267.3428 | 57.0459
7838 | 258.6911 | 65.7763 | 258.6911 | 65.7763
7839 | 251.277 | 79.2863 | 251.277 | 79.2863
7840 | 243.4206 | 107.4941 | 243.4206 | 107.4941
7841 | 239.805 | 146.612 | 239.805 | 146.612
7842 | 244.127 | 156.9157 | 244.127 | 156.9157
7843 | 257.4733 | 166.8514 | 257.4733 | 166.8514
7844 | 280.3761 | 166.9327 | 280.3761 | 166.9327
7845 | 299.449 | 165.628 | 299.449 | 165.628
7846 | 316.9734 | 158.8806 | 316.9734 | 158.8806
7847 | 341.6123 | 156.3616 | 341.6123 | 156.3616
7848 | 341.7255 | 149.7917 | 341.7255 | 149.7917
7849 | 328.1257 | 137.3708 | 328.1257 | 137.3708
7850 | 323.4924 | 120.8348 | 323.4924 | 120.8348
7851 | 324.2813 | 105.6479 | 324.2813 | 105.6479
7852 | 328.9454 | 96.662 | 328.9454 | 96.662
7853 | 331.8115 | 91.3691 | 331.8115 | 91.3691
7854 | 325.2478 | 81.4647 | 325.2478 | 81.4647
7855 | 316.6527 | 73.796 | 316.6527 | 73.796
7856 | 307.7252 | 63.0829 | 307.7252 | 63.0829
7857 | 308.3591 | 52.4251 | 308.3591 | 52.4251
7858 | 313.5687 | 39.4513 | 313.5687 | 39.4513
7859 | 299.95 | 30.2564 | 299.95 | 30.2564
7860 | 282.2595 | 28.8091 | 282.2595 | 28.8091
7861 | 266.8186 | 32.0036 | 266.8186 | 32.0036
7862 | 258.9031 | 32.8303 | 258.9031 | 32.8303
7863 | 251.6709 | 42.8743 | 251.6709 | 42.8743
7864 | 243.4614 | 64.9229 | 243.4614 | 64.9229
7865 | 243.2907 | 102.2887 | 243.2907 | 102.2887
7866 | 248.0257 | 114.2756 | 248.0257 | 114.2756
7867 | 264.8661 | 124.678 | 264.8661 | 124.678
7868 | 293.9041 | 125.7157 | 293.9041 | 125.7157
7869 | 313.2717 | 128.1754 | 313.2717 | 128.1754
7870 | 332.2259 | 127.9698 | 332.2259 | 127.9698
7871 | 358.8956 | 131.8548 | 358.8956 | 131.8548
7872 | 354.9436 | 129.9368 | 354.9436 | 129.9368
7873 | 335.5472 | 120.3163 | 335.5472 | 120.3163
7874 | 329.4516 | 106.1675 | 329.4516 | 106.1675
7875 | 332.8651 | 84.8061 | 332.8651 | 84.8061
7876 | 334.6685 | 73.6395 | 334.6685 | 73.6395
7877 | 341.1182 | 67.8799 | 341.1182 | 67.8799
7878 | 332.9317 | 55.0528 | 332.9317 | 55.0528
7879 | 318.5632 | 45.1194 | 318.5632 | 45.1194
7880 | 308.9293 | 39.0199 | 308.9293 | 39.0199
7881 | 312.1091 | 33.0447 | 312.1091 | 33.0447
7882 | 317.2006 | 22.0831 | 317.2006 | 22.0831
7883 | 304.2578 | 12.9188 | 304.2578 | 12.9188
7884 | 282.3257 | 9.9642 | 282.3257 | 9.9642
7885 | 267.0326 | 10.9705 | 267.0326 | 10.9705
7886 | 258.5077 | 20.9251 | 258.5077 | 20.9251
7887 | 251.0285 | 38.5054 | 251.0285 | 38.5054
7888 | 241.9656 | 62.6658 | 241.9656 | 62.6658
7889 | 241.7285 | 98.9145 | 241.7285 | 98.9145
7890 | 247.4646 | 107.6727 | 247.4646 | 107.6727
7891 | 268.7048 | 116.8738 | 268.7048 | 116.8738
7892 | 301.7985 | 118.34 | 301.7985 | 118.34
7893 | 324.6832 | 121.0445 | 324.6832 | 121.0445
7894 | 343.2428 | 119.1403 | 343.2428 | 119.1403
7895 | 370.6484 | 120.9213 | 370.6484 | 120.9213
7896 | 364.4274 | 118.9421 | 364.4274 | 118.9421
7897 | 341.6075 | 111.5557 | 341.6075 | 111.5557
7898 | 336.8146 | 96.504 | 336.8146 | 96.504
7899 | 339.9913 | 79.3508 | 339.9913 | 79.3508
7900 | 340.9258 | 67.7787 | 340.9258 | 67.7787
7901 | 345.8261 | 64.9113 | 345.8261 | 64.9113
7902 | 337.5696 | 53.4461 | 337.5696 | 53.4461
7903 | 319.9639 | 45.1194 | 319.9639 | 45.1194
7904 | 310.336 | 39.0199 | 310.336 | 39.0199
7905 | 312.2382 | 33.0447 | 312.2382 | 33.0447
7906 | 315.3154 | 22.0831 | 315.3154 | 22.0831
7907 | 302.382 | 12.9188 | 302.382 | 12.9188
7908 | 280.8197 | 9.9642 | 280.8197 | 9.9642
7909 | 265.0792 | 9.9299 | 265.0792 | 9.9299
7910 | 257.6545 | 17.8875 | 257.6545 | 17.8875
7911 | 249.3897 | 34.94 | 249.3897 | 34.94
7912 | 241.8206 | 62.9183 | 241.8206 | 62.9183
7913 | 239.4907 | 102.2504 | 239.4907 | 102.2504
7914 | 246.376 | 113.5029 | 246.376 | 113.5029
7915 | 267.6401 | 123.4156 | 267.6401 | 123.4156
7916 | 302.5207 | 125.7234 | 302.5207 | 125.7234
7917 | 327.1399 | 128.0607 | 327.1399 | 128.0607
7918 | 346.2281 | 125.4449 | 346.2281 | 125.4449
7919 | 374.1519 | 126.9198 | 374.1519 | 126.9198
7920 | 366.2116 | 123.0278 | 366.2116 | 123.0278
7921 | 343.6804 | 108.9007 | 343.6804 | 108.9007
7922 | 343.6422 | 90.6432 | 343.6422 | 90.6432
7923 | 344.6997 | 71.0493 | 344.6997 | 71.0493
7924 | 345.3406 | 63.3334 | 345.3406 | 63.3334
7925 | 349.8197 | 61.759 | 349.8197 | 61.759
7926 | 343.3502 | 51.342 | 343.3502 | 51.342
7927 | 326.116 | 45.1194 | 326.116 | 45.1194
7928 | 316.0198 | 39.0199 | 316.0198 | 39.0199
7929 | 316.8702 | 33.0447 | 316.8702 | 33.0447
7930 | 321.357 | 22.0831 | 321.357 | 22.0831
7931 | 304.5201 | 12.9188 | 304.5201 | 12.9188
7932 | 285.163 | 9.9642 | 285.163 | 9.9642
7933 | 269.3785 | 9.9299 | 269.3785 | 9.9299
7934 | 259.6689 | 12.5929 | 259.6689 | 12.5929
7935 | 252.9305 | 30.4258 | 252.9305 | 30.4258
7936 | 243.43 | 61.1126 | 243.43 | 61.1126
7937 | 242.6643 | 101.2405 | 242.6643 | 101.2405
7938 | 249.5284 | 114.0767 | 249.5284 | 114.0767
7939 | 269.2228 | 125.6497 | 269.2228 | 125.6497
7940 | 303.783 | 127.1924 | 303.783 | 127.1924
7941 | 327.7657 | 130.3407 | 327.7657 | 130.3407
7942 | 342.4183 | 131.4052 | 342.4183 | 131.4052
7943 | 370.629 | 136.6292 | 370.629 | 136.6292
7944 | 366.5499 | 131.5283 | 366.5499 | 131.5283
7945 | 343.2009 | 108.4799 | 343.2009 | 108.4799
7946 | 338.7171 | 94.5989 | 338.7171 | 94.5989
7947 | 340.4255 | 81.2483 | 340.4255 | 81.2483
7948 | 339.136 | 81.4132 | 339.136 | 81.4132
7949 | 342.8634 | 81.5985 | 342.8634 | 81.5985
7950 | 335.9427 | 73.1709 | 335.9427 | 73.1709
7951 | 319.8898 | 67.3614 | 319.8898 | 67.3614
7952 | 309.5471 | 60.0836 | 309.5471 | 60.0836
7953 | 312.1246 | 51.0097 | 312.1246 | 51.0097
7954 | 315.5147 | 36.9571 | 315.5147 | 36.9571
7955 | 304.6871 | 27.9993 | 304.6871 | 27.9993
7956 | 284.9278 | 27.6079 | 284.9278 | 27.6079
7957 | 268.7968 | 32.1948 | 268.7968 | 32.1948
7958 | 258.7596 | 40.0224 | 258.7596 | 40.0224
7959 | 250.4821 | 56.3633 | 250.4821 | 56.3633
7960 | 240.5069 | 90.9981 | 240.5069 | 90.9981
7961 | 238.4717 | 130.0931 | 238.4717 | 130.0931
7962 | 243.6819 | 138.155 | 243.6819 | 138.155
7963 | 259.3888 | 145.9713 | 259.3888 | 145.9713
7964 | 288.5741 | 146.0985 | 288.5741 | 146.0985
7965 | 312.492 | 149.0479 | 312.492 | 149.0479
7966 | 331.6962 | 148.1383 | 331.6962 | 148.1383
7967 | 357.8128 | 150.3554 | 357.8128 | 150.3554
7968 | 351.2089 | 146.2874 | 351.2089 | 146.2874
7969 | 334.1536 | 129.7808 | 334.1536 | 129.7808
7970 | 331.0473 | 114.645 | 331.0473 | 114.645
7971 | 332.3891 | 97.4688 | 332.3891 | 97.4688
7972 | 332.8024 | 90.8471 | 332.8024 | 90.8471
7973 | 336.1726 | 83.4731 | 336.1726 | 83.4731
7974 | 330.8073 | 68.5954 | 330.8073 | 68.5954
7975 | 318.1624 | 56.6727 | 318.1624 | 56.6727
7976 | 308.4686 | 44.6359 | 308.4686 | 44.6359
7977 | 304.3637 | 35.187 | 304.3637 | 35.187
7978 | 308.7625 | 24.0801 | 308.7625 | 24.0801
7979 | 300.2616 | 16.7903 | 300.2616 | 16.7903
7980 | 282.2244 | 16.682 | 282.2244 | 16.682
7981 | 266.7466 | 20.5956 | 266.7466 | 20.5956
7982 | 257.5595 | 29.2342 | 257.5595 | 29.2342
7983 | 249.7001 | 44.9018 | 249.7001 | 44.9018
7984 | 239.1762 | 69.2382 | 239.1762 | 69.2382
7985 | 237.1385 | 105.8848 | 237.1385 | 105.8848
7986 | 241.2937 | 114.0767 | 241.2937 | 114.0767
7987 | 252.488 | 120.9136 | 252.488 | 120.9136
7988 | 274.516 | 117.7814 | 274.516 | 117.7814
7989 | 294.8062 | 115.5204 | 294.8062 | 115.5204
7990 | 314.2714 | 111.2596 | 314.2714 | 111.2596
7991 | 341.9943 | 111.5869 | 341.9943 | 111.5869
7992 | 342.6791 | 108.6436 | 342.6791 | 108.6436
7993 | 329.2831 | 101.4408 | 329.2831 | 101.4408
7994 | 325.7991 | 87.6286 | 325.7991 | 87.6286
7995 | 325.145 | 77.4992 | 325.145 | 77.4992
7996 | 327.7818 | 76.1491 | 327.7818 | 76.1491
7997 | 329.9539 | 75.4699 | 329.9539 | 75.4699
7998 | 320.902 | 66.4302 | 320.902 | 66.4302
7999 | 310.5621 | 57.5984 | 310.5621 | 57.5984
8000 | 303.5388 | 48.7752 | 303.5388 | 48.7752
8001 | 303.3793 | 43.3049 | 303.3793 | 43.3049
8002 | 306.7612 | 32.2975 | 306.7612 | 32.2975
8003 | 297.1589 | 24.0283 | 297.1589 | 24.0283
8004 | 281.4841 | 14.7844 | 281.4841 | 14.7844
8005 | 263.7217 | 7.3105 | 263.7217 | 7.3105
8006 | 254.8509 | 13.5585 | 254.8509 | 13.5585
8007 | 247.2091 | 18.4507 | 247.2091 | 18.4507
8008 | 237.1246 | 24.9841 | 237.1246 | 24.9841
8009 | 234.4963 | 57.9266 | 234.4963 | 57.9266
8010 | 238.0198 | 65.3431 | 238.0198 | 65.3431
8011 | 250.3489 | 66.8208 | 250.3489 | 66.8208
8012 | 272.4181 | 62.4002 | 272.4181 | 62.4002
8013 | 293.1572 | 60.5952 | 293.1572 | 60.5952
8014 | 311.5302 | 58.0397 | 311.5302 | 58.0397
8015 | 336.5993 | 55.9106 | 336.5993 | 55.9106
8016 | 336.5174 | 53.0946 | 336.5174 | 53.0946
8017 | 323.7309 | 49.5523 | 323.7309 | 49.5523
8018 | 321.7084 | 46.7449 | 321.7084 | 46.7449
8019 | 320.2283 | 45.78 | 320.2283 | 45.78
8020 | 323.4931 | 54.7955 | 323.4931 | 54.7955
8021 | 326.3607 | 58.8364 | 326.3607 | 58.8364
8022 | 318.8991 | 53.869 | 318.8991 | 53.869
8023 | 307.8666 | 51.8294 | 307.8666 | 51.8294
8024 | 299.2029 | 46.5517 | 299.2029 | 46.5517
8025 | 300.336 | 40.205 | 300.336 | 40.205
8026 | 303.779 | 27.883 | 303.779 | 27.883
8027 | 296.5898 | 23.0636 | 296.5898 | 23.0636
8028 | 278.7968 | 23.6229 | 278.7968 | 23.6229
8029 | 264.9007 | 16.4834 | 264.9007 | 16.4834
8030 | 255.9752 | 22.6084 | 255.9752 | 22.6084
8031 | 247.9748 | 26.8844 | 247.9748 | 26.8844
8032 | 237.5717 | 32.6511 | 237.5717 | 32.6511
8033 | 235.6192 | 65.5432 | 235.6192 | 65.5432
8034 | 240.899 | 73.1142 | 240.899 | 73.1142
8035 | 254.6232 | 74.6739 | 254.6232 | 74.6739
8036 | 282.9687 | 70.0904 | 282.9687 | 70.0904
8037 | 301.7619 | 68.3179 | 301.7619 | 68.3179
8038 | 321.4664 | 66.0369 | 321.4664 | 66.0369
8039 | 347.6685 | 64.055 | 347.6685 | 64.055
8040 | 348.5558 | 60.2107 | 348.5558 | 60.2107
8041 | 329.8052 | 54.9984 | 329.8052 | 54.9984
8042 | 323.4216 | 51.4707 | 323.4216 | 51.4707
8043 | 324.7596 | 49.5142 | 324.7596 | 49.5142
8044 | 324.1768 | 57.9713 | 324.1768 | 57.9713
8045 | 327.6705 | 61.417 | 327.6705 | 61.417
8046 | 321.4469 | 55.3938 | 321.4469 | 55.3938
8047 | 306.5061 | 52.6002 | 306.5061 | 52.6002
8048 | 300.2269 | 47.1259 | 300.2269 | 47.1259
8049 | 300.8627 | 40.5762 | 300.8627 | 40.5762
8050 | 305.5464 | 27.7473 | 305.5464 | 27.7473
8051 | 298.0555 | 22.4242 | 298.0555 | 22.4242
8052 | 278.5974 | 22.3988 | 278.5974 | 22.3988
8053 | 262.1108 | 14.6484 | 262.1108 | 14.6484
8054 | 252.1574 | 21.2056 | 252.1574 | 21.2056
8055 | 243.1515 | 26.225 | 243.1515 | 26.225
8056 | 234.2464 | 32.1874 | 234.2464 | 32.1874
8057 | 234.6862 | 64.988 | 234.6862 | 64.988
8058 | 239.7373 | 72.1857 | 239.7373 | 72.1857
8059 | 259.0028 | 73.1218 | 259.0028 | 73.1218
8060 | 293.063 | 68.1135 | 293.063 | 68.1135
8061 | 320.717 | 66.0171 | 320.717 | 66.0171
8062 | 336.7727 | 63.4458 | 336.7727 | 63.4458
8063 | 363.9783 | 61.2599 | 363.9783 | 61.2599
8064 | 362.0376 | 58.261 | 362.0376 | 58.261
8065 | 336.9063 | 55.0089 | 336.9063 | 55.0089
8066 | 331.8486 | 52.1973 | 331.8486 | 52.1973
8067 | 336.7981 | 50.6741 | 336.7981 | 50.6741
8068 | 335.9124 | 59.679 | 335.9124 | 59.679
8069 | 340.4331 | 63.8083 | 340.4331 | 63.8083
8070 | 335.1145 | 58.4244 | 335.1145 | 58.4244
8071 | 318.5912 | 55.8895 | 318.5912 | 55.8895
8072 | 311.2555 | 50.4909 | 311.2555 | 50.4909
8073 | 308.8974 | 43.446 | 308.8974 | 43.446
8074 | 310.2189 | 29.7506 | 310.2189 | 29.7506
8075 | 295.5984 | 23.684 | 295.5984 | 23.684
8076 | 275.2257 | 23.3379 | 275.2257 | 23.3379
8077 | 260.2061 | 15.4812 | 260.2061 | 15.4812
8078 | 252.0937 | 21.2024 | 252.0937 | 21.2024
8079 | 244.5658 | 25.5699 | 244.5658 | 25.5699
8080 | 236.1826 | 32.241 | 236.1826 | 32.241
8081 | 236.3175 | 65.7861 | 236.3175 | 65.7861
8082 | 241.1984 | 73.6222 | 241.1984 | 73.6222
8083 | 261.4354 | 75.1913 | 261.4354 | 75.1913
8084 | 297.7709 | 70.6446 | 297.7709 | 70.6446
8085 | 323.1803 | 68.9226 | 323.1803 | 68.9226
8086 | 341.1725 | 66.4807 | 341.1725 | 66.4807
8087 | 371.1445 | 64.4052 | 371.1445 | 64.4052
8088 | 365.1793 | 60.6155 | 365.1793 | 60.6155
8089 | 344.4164 | 55.6473 | 344.4164 | 55.6473
8090 | 340.4685 | 52.1353 | 340.4685 | 52.1353
8091 | 343.1998 | 49.8749 | 343.1998 | 49.8749
8092 | 345.1093 | 58.2005 | 345.1093 | 58.2005
8093 | 348.3961 | 62.1268 | 348.3961 | 62.1268
8094 | 342.1155 | 56.9596 | 342.1155 | 56.9596
8095 | 323.1613 | 54.7191 | 323.1613 | 54.7191
8096 | 312.184 | 49.6633 | 312.184 | 49.6633
8097 | 309.8723 | 43.0758 | 309.8723 | 43.0758
8098 | 311.8319 | 29.9746 | 311.8319 | 29.9746
8099 | 298.574 | 24.3781 | 298.574 | 24.3781
8100 | 279.3249 | 24.4284 | 279.3249 | 24.4284
8101 | 263.7903 | 16.821 | 263.7903 | 16.821
8102 | 254.2626 | 22.5705 | 254.2626 | 22.5705
8103 | 244.6611 | 26.8507 | 244.6611 | 26.8507
8104 | 236.5901 | 33.1874 | 236.5901 | 33.1874
8105 | 237.2157 | 65.9028 | 237.2157 | 65.9028
8106 | 244.6257 | 73.0522 | 244.6257 | 73.0522
8107 | 264.3245 | 74.0745 | 264.3245 | 74.0745
8108 | 299.1345 | 69.0357 | 299.1345 | 69.0357
8109 | 322.101 | 66.9183 | 322.101 | 66.9183
8110 | 340.7456 | 64.326 | 340.7456 | 64.326
8111 | 366.0748 | 62.2095 | 366.0748 | 62.2095
8112 | 362.5491 | 59.1118 | 362.5491 | 59.1118
8113 | 341.8136 | 55.2929 | 341.8136 | 55.2929
8114 | 335.3204 | 52.5317 | 335.3204 | 52.5317
8115 | 339.2107 | 50.9832 | 339.2107 | 50.9832
8116 | 340.2061 | 59.4466 | 340.2061 | 59.4466
8117 | 342.2939 | 63.0343 | 342.2939 | 63.0343
8118 | 337.0895 | 57.5905 | 337.0895 | 57.5905
8119 | 319.3225 | 54.9442 | 319.3225 | 54.9442
8120 | 307.842 | 49.6297 | 307.842 | 49.6297
8121 | 306.7901 | 42.9276 | 306.7901 | 42.9276
8122 | 312.4512 | 29.942 | 312.4512 | 29.942
8123 | 301.0063 | 24.6788 | 301.0063 | 24.6788
8124 | 282.3215 | 24.9931 | 282.3215 | 24.9931
8125 | 266.5176 | 17.6212 | 266.5176 | 17.6212
8126 | 254.9498 | 23.5874 | 254.9498 | 23.5874
8127 | 245.5066 | 27.6741 | 245.5066 | 27.6741
8128 | 235.8562 | 33.3336 | 235.8562 | 33.3336
8129 | 236.1361 | 66.1826 | 236.1361 | 66.1826
8130 | 241.6865 | 73.6295 | 241.6865 | 73.6295
8131 | 257.0214 | 74.88 | 257.0214 | 74.88
8132 | 283.0598 | 70.1935 | 283.0598 | 70.1935
8133 | 310.317 | 68.1549 | 310.317 | 68.1549
8134 | 328.2489 | 65.6131 | 328.2489 | 65.6131
8135 | 352.9958 | 63.4872 | 352.9958 | 63.4872
8136 | 349.8791 | 59.851 | 349.8791 | 59.851
8137 | 333.3154 | 55.4958 | 333.3154 | 55.4958
8138 | 329.3701 | 52.2878 | 329.3701 | 52.2878
8139 | 328.9528 | 50.0641 | 328.9528 | 50.0641
8140 | 328.2839 | 58.2079 | 328.2839 | 58.2079
8141 | 329.1762 | 61.6557 | 329.1762 | 61.6557
8142 | 322.5875 | 56.0321 | 322.5875 | 56.0321
8143 | 309.2198 | 53.4888 | 309.2198 | 53.4888
8144 | 301.3524 | 48.4603 | 301.3524 | 48.4603
8145 | 297.7211 | 42.0485 | 297.7211 | 42.0485
8146 | 302.6066 | 29.0692 | 302.6066 | 29.0692
8147 | 295.7983 | 23.766 | 295.7983 | 23.766
8148 | 280.9258 | 24.0982 | 280.9258 | 24.0982
8149 | 263.9465 | 16.7694 | 263.9465 | 16.7694
8150 | 252.821 | 22.824 | 252.821 | 22.824
8151 | 240.7872 | 27.1494 | 240.7872 | 27.1494
8152 | 233.5011 | 33.2042 | 233.5011 | 33.2042
8153 | 232.7982 | 66.3087 | 232.7982 | 66.3087
8154 | 235.9303 | 73.7231 | 235.9303 | 73.7231
8155 | 246.8521 | 74.8716 | 246.8521 | 74.8716
8156 | 268.3712 | 69.9884 | 268.3712 | 69.9884
8157 | 290.3983 | 67.6723 | 290.3983 | 67.6723
8158 | 311.6534 | 64.9548 | 311.6534 | 64.9548
8159 | 334.5185 | 62.6396 | 334.5185 | 62.6396
8160 | 337.334 | 59.4924 | 337.334 | 59.4924
8161 | 321.805 | 56.2046 | 321.805 | 56.2046
8162 | 319.6478 | 53.4844 | 319.6478 | 53.4844
8163 | 319.3644 | 51.6709 | 319.3644 | 51.6709
8164 | 319.4079 | 59.9451 | 319.4079 | 59.9451
8165 | 318.4117 | 63.314 | 318.4117 | 63.314
8166 | 311.5613 | 57.4559 | 311.5613 | 57.4559
8167 | 301.5211 | 54.9452 | 301.5211 | 54.9452
8168 | 292.8171 | 49.6265 | 292.8171 | 49.6265
8169 | 290.2589 | 42.692 | 290.2589 | 42.692
8170 | 295.508 | 29.3257 | 295.508 | 29.3257
8171 | 291.3941 | 23.6272 | 291.3941 | 23.6272
8172 | 276.7125 | 23.7596 | 276.7125 | 23.7596
8173 | 261.3171 | 16.3057 | 261.3171 | 16.3057
8174 | 251.4742 | 22.0973 | 251.4742 | 22.0973
8175 | 241.6003 | 26.2387 | 241.6003 | 26.2387
8176 | 233.8589 | 31.6542 | 233.8589 | 31.6542
8177 | 233.0506 | 63.8722 | 233.0506 | 63.8722
8178 | 236.5942 | 71.0342 | 236.5942 | 71.0342
8179 | 248.8058 | 72.1975 | 248.8058 | 72.1975
8180 | 270.4265 | 67.37 | 270.4265 | 67.37
8181 | 290.0071 | 65.3714 | 290.0071 | 65.3714
8182 | 305.3675 | 62.7181 | 305.3675 | 62.7181
8183 | 331.9267 | 60.4555 | 331.9267 | 60.4555
8184 | 334.6898 | 57.8688 | 334.6898 | 57.8688
8185 | 320.0045 | 55.0289 | 320.0045 | 55.0289
8186 | 310.9189 | 52.6106 | 310.9189 | 52.6106
8187 | 308.8865 | 51.7877 | 308.8865 | 51.7877
8188 | 307.4211 | 60.9178 | 307.4211 | 60.9178
8189 | 307.5259 | 64.3109 | 307.5259 | 64.3109
8190 | 300.2856 | 57.8239 | 300.2856 | 57.8239
8191 | 292.0463 | 54.553 | 292.0463 | 54.553
8192 | 288.3682 | 49.0345 | 288.3682 | 49.0345
8193 | 290.0145 | 42.6615 | 290.0145 | 42.6615
8194 | 292.8936 | 29.4193 | 292.8936 | 29.4193
8195 | 284.0753 | 23.6661 | 284.0753 | 23.6661
8196 | 268.5741 | 23.8269 | 268.5741 | 23.8269
8197 | 253.3397 | 16.312 | 253.3397 | 16.312
8198 | 243.9607 | 21.968 | 243.9607 | 21.968
8199 | 234.0504 | 26.0557 | 234.0504 | 26.0557
8200 | 226.1361 | 32.282 | 226.1361 | 32.282
8201 | 226.1243 | 65.4265 | 226.1243 | 65.4265
8202 | 231.9646 | 72.6347 | 231.9646 | 72.6347
8203 | 247.3503 | 73.6644 | 247.3503 | 73.6644
8204 | 274.6699 | 68.5541 | 274.6699 | 68.5541
8205 | 296.7125 | 66.2579 | 296.7125 | 66.2579
8206 | 313.2992 | 63.571 | 313.2992 | 63.571
8207 | 342.4465 | 61.3945 | 342.4465 | 61.3945
8208 | 340.559 | 57.6206 | 340.559 | 57.6206
8209 | 320.9035 | 52.8196 | 320.9035 | 52.8196
8210 | 313.9856 | 49.4821 | 313.9856 | 49.4821
8211 | 317.6992 | 47.4415 | 317.6992 | 47.4415
8212 | 318.9445 | 55.8408 | 318.9445 | 55.8408
8213 | 326.2593 | 59.2907 | 326.2593 | 59.2907
8214 | 319.1936 | 53.4494 | 319.1936 | 53.4494
8215 | 304.7196 | 50.8872 | 304.7196 | 50.8872
8216 | 296.6804 | 45.5611 | 296.6804 | 45.5611
8217 | 293.459 | 38.7749 | 293.459 | 38.7749
8218 | 297.8051 | 25.3613 | 297.8051 | 25.3613
8219 | 289.8272 | 19.6849 | 289.8272 | 19.6849
8220 | 271.3347 | 19.7026 | 271.3347 | 19.7026
8221 | 254.472 | 12.2624 | 254.472 | 12.2624
8222 | 243.0396 | 18.3222 | 243.0396 | 18.3222
8223 | 233.8337 | 23.1282 | 233.8337 | 23.1282
8224 | 224.9263 | 29.8718 | 224.9263 | 29.8718
8225 | 227.2438 | 63.0289 | 227.2438 | 63.0289
8226 | 233.8828 | 70.4516 | 233.8828 | 70.4516
8227 | 253.2073 | 71.7989 | 253.2073 | 71.7989
8228 | 286.3178 | 67.1691 | 286.3178 | 67.1691
8229 | 313.3237 | 65.078 | 313.3237 | 65.078
8230 | 328.6455 | 62.3406 | 328.6455 | 62.3406
8231 | 353.7654 | 60.0527 | 353.7654 | 60.0527
8232 | 353.1643 | 57.0812 | 353.1643 | 57.0812
8233 | 332.486 | 53.4284 | 332.486 | 53.4284
8234 | 327.7415 | 50.4128 | 327.7415 | 50.4128
8235 | 328.4583 | 48.2733 | 328.4583 | 48.2733
8236 | 327.4563 | 56.5001 | 327.4563 | 56.5001
8237 | 330.1741 | 59.6388 | 330.1741 | 59.6388
8238 | 323.2319 | 53.7112 | 323.2319 | 53.7112
8239 | 304.6649 | 51.149 | 304.6649 | 51.149
8240 | 292.8347 | 45.9376 | 292.8347 | 45.9376
8241 | 289.725 | 39.634 | 289.725 | 39.634
8242 | 294.6341 | 26.5075 | 294.6341 | 26.5075
8243 | 287.132 | 20.6145 | 287.132 | 20.6145
8244 | 272.2554 | 20.5239 | 272.2554 | 20.5239
8245 | 256.4267 | 12.9806 | 256.4267 | 12.9806
8246 | 245.6963 | 18.8974 | 245.6963 | 18.8974
8247 | 234.7864 | 23.1534 | 234.7864 | 23.1534
8248 | 225.888 | 29.8834 | 225.888 | 29.8834
8249 | 227.9161 | 63.1992 | 227.9161 | 63.1992
8250 | 236.1796 | 70.5663 | 236.1796 | 70.5663
8251 | 255.9704 | 71.2363 | 255.9704 | 71.2363
8252 | 290.9121 | 65.9104 | 290.9121 | 65.9104
8253 | 313.9299 | 63.6142 | 313.9299 | 63.6142
8254 | 332.1835 | 61.0072 | 332.1835 | 61.0072
8255 | 358.1052 | 58.9486 | 358.1052 | 58.9486
8256 | 358.2899 | 55.9318 | 358.2899 | 55.9318
8257 | 333.6795 | 52.2012 | 333.6795 | 52.2012
8258 | 330.8382 | 49.6252 | 330.8382 | 49.6252
8259 | 333.4031 | 48.287 | 333.4031 | 48.287
8260 | 331.4169 | 57.2667 | 331.4169 | 57.2667
8261 | 334.5266 | 61.3686 | 334.5266 | 61.3686
8262 | 328.878 | 56.0047 | 328.878 | 56.0047
8263 | 310.466 | 53.6087 | 310.466 | 53.6087
8264 | 301.0586 | 47.1774 | 301.0586 | 47.1774
8265 | 299.9386 | 38.9926 | 299.9386 | 38.9926
8266 | 303.2767 | 25.0805 | 303.2767 | 25.0805
8267 | 292.5344 | 19.1759 | 292.5344 | 19.1759
8268 | 273.9163 | 19.3997 | 273.9163 | 19.3997
8269 | 257.2863 | 12.0037 | 257.2863 | 12.0037
8270 | 246.0631 | 18.0119 | 246.0631 | 18.0119
8271 | 236.1691 | 22.2553 | 236.1691 | 22.2553
8272 | 228.82 | 28.9527 | 228.82 | 28.9527
8273 | 229.8714 | 62.6556 | 229.8714 | 62.6556
8274 | 235.6198 | 69.807 | 235.6198 | 69.807
8275 | 254.0195 | 70.679 | 254.0195 | 70.679
8276 | 288.01 | 65.6454 | 288.01 | 65.6454
8277 | 315.2906 | 63.3997 | 315.2906 | 63.3997
8278 | 330.3979 | 60.5424 | 330.3979 | 60.5424
8279 | 359.0737 | 58.3996 | 359.0737 | 58.3996
8280 | 361.8646 | 55.1631 | 361.8646 | 55.1631
8281 | 337.768 | 50.8542 | 337.768 | 50.8542
8282 | 332.8903 | 47.3559 | 332.8903 | 47.3559
8283 | 331.7213 | 45.3836 | 331.7213 | 45.3836
8284 | 334.288 | 54.6346 | 334.288 | 54.6346
8285 | 337.5881 | 59.1456 | 337.5881 | 59.1456
8286 | 328.0937 | 54.0309 | 328.0937 | 54.0309
8287 | 310.596 | 52.1995 | 310.596 | 52.1995
8288 | 299.2925 | 47.2899 | 299.2925 | 47.2899
8289 | 295.3715 | 40.3438 | 295.3715 | 40.3438
8290 | 301.3642 | 25.8324 | 301.3642 | 25.8324
8291 | 295.1141 | 18.6964 | 295.1141 | 18.6964
8292 | 277.1021 | 18.1358 | 277.1021 | 18.1358
8293 | 260.4807 | 10.4673 | 260.4807 | 10.4673
8294 | 248.2154 | 16.3904 | 248.2154 | 16.3904
8295 | 238.4786 | 20.8704 | 238.4786 | 20.8704
8296 | 230.8572 | 27.6992 | 230.8572 | 27.6992
8297 | 230.5787 | 60.8952 | 230.5787 | 60.8952
8298 | 236.7554 | 68.4053 | 236.7554 | 68.4053
8299 | 250.7063 | 69.8577 | 250.7063 | 69.8577
8300 | 278.6874 | 65.2847 | 278.6874 | 65.2847
8301 | 303.5913 | 63.2851 | 303.5913 | 63.2851
8302 | 322.5516 | 60.5456 | 322.5516 | 60.5456
8303 | 346.1069 | 58.1084 | 346.1069 | 58.1084
8304 | 344.735 | 54.5679 | 344.735 | 54.5679
8305 | 329.5297 | 49.7658 | 329.5297 | 49.7658
8306 | 326.6228 | 46.5083 | 326.6228 | 46.5083
8307 | 328.109 | 44.4697 | 328.109 | 44.4697
8308 | 324.9966 | 52.8406 | 324.9966 | 52.8406
8309 | 329.1594 | 56.5808 | 329.1594 | 56.5808
8310 | 323.1889 | 51.2001 | 323.1889 | 51.2001
8311 | 307.1115 | 49.0175 | 307.1115 | 49.0175
8312 | 298.2976 | 43.8807 | 298.2976 | 43.8807
8313 | 296.3437 | 37.2312 | 296.3437 | 37.2312
8314 | 300.1005 | 23.9964 | 300.1005 | 23.9964
8315 | 292.8478 | 18.4724 | 292.8478 | 18.4724
8316 | 277.7939 | 18.5469 | 277.7939 | 18.5469
8317 | 261.7569 | 11.0636 | 261.7569 | 11.0636
8318 | 250.072 | 16.994 | 250.072 | 16.994
8319 | 239.0432 | 21.4099 | 239.0432 | 21.4099
8320 | 232.0204 | 28.2408 | 232.0204 | 28.2408
8321 | 230.8526 | 61.5009 | 230.8526 | 61.5009
8322 | 235.5845 | 69.133 | 235.5845 | 69.133
8323 | 247.1891 | 70.5244 | 247.1891 | 70.5244
8324 | 266.564 | 65.6139 | 266.564 | 65.6139
8325 | 284.3424 | 63.4197 | 284.3424 | 63.4197
8326 | 304.2621 | 60.7475 | 304.2621 | 60.7475
8327 | 330.0732 | 58.5679 | 330.0732 | 58.5679
8328 | 332.5073 | 55.1631 | 332.5073 | 55.1631
8329 | 320.1186 | 50.2653 | 320.1186 | 50.2653
8330 | 317.2833 | 46.6397 | 317.2833 | 46.6397
8331 | 316.6914 | 44.434 | 316.6914 | 44.434
8332 | 320.9641 | 52.8921 | 320.9641 | 52.8921
8333 | 319.7162 | 56.4988 | 319.7162 | 56.4988
8334 | 311.4464 | 50.8268 | 311.4464 | 50.8268
8335 | 300.7295 | 48.5663 | 300.7295 | 48.5663
8336 | 292.4675 | 43.458 | 292.4675 | 43.458
8337 | 291.363 | 36.5981 | 291.363 | 36.5981
8338 | 293.3087 | 23.0636 | 293.3087 | 23.0636
8339 | 289.7157 | 17.1222 | 289.7157 | 17.1222
8340 | 276.0687 | 16.9843 | 276.0687 | 16.9843
8341 | 258.6149 | 9.3737 | 258.6149 | 9.3737
8342 | 249.0815 | 15.1191 | 249.0815 | 15.1191
8343 | 238.7763 | 19.4087 | 238.7763 | 19.4087
8344 | 229.9542 | 24.9841 | 229.9542 | 24.9841
8345 | 230.03 | 57.4997 | 230.03 | 57.4997
8346 | 232.8891 | 65.0087 | 232.8891 | 65.0087
8347 | 244.4298 | 66.4611 | 244.4298 | 66.4611
8348 | 267.7012 | 61.7377 | 267.7012 | 61.7377
8349 | 286.8999 | 59.8138 | 286.8999 | 59.8138
8350 | 305.9003 | 57.4045 | 305.9003 | 57.4045
8351 | 330.693 | 55.3553 | 330.693 | 55.3553
8352 | 333.3338 | 52.3312 | 333.3338 | 52.3312
8353 | 319.368 | 48.3998 | 319.368 | 48.3998
8354 | 316.4317 | 44.5976 | 316.4317 | 44.5976
8355 | 315.8496 | 40.6452 | 315.8496 | 40.6452
8356 | 319.105 | 48.4818 | 319.105 | 48.4818
8357 | 318.9613 | 52.018 | 318.9613 | 52.018
8358 | 313.093 | 46.3944 | 313.093 | 46.3944
8359 | 300.1571 | 44.0446 | 300.1571 | 44.0446
8360 | 293.757 | 39.1549 | 293.757 | 39.1549
8361 | 292.7841 | 32.5611 | 292.7841 | 32.5611
8362 | 293.5499 | 19.2811 | 293.5499 | 19.2811
8363 | 288.3894 | 13.4648 | 288.3894 | 13.4648
8364 | 277.185 | 13.1702 | 277.185 | 13.1702
8365 | 259.5284 | 5.4071 | 259.5284 | 5.4071
8366 | 249.5073 | 11.3144 | 249.5073 | 11.3144
8367 | 241.5564 | 16.2614 | 241.5564 | 16.2614
8368 | 230.1704 | 21.9408 | 230.1704 | 21.9408
8369 | 229.9658 | 55.0253 | 229.9658 | 55.0253
8370 | 236.7956 | 63.1474 | 236.7956 | 63.1474
8371 | 249.4484 | 65.0489 | 249.4484 | 65.0489
8372 | 277.591 | 60.3097 | 277.591 | 60.3097
8373 | 298.4031 | 58.1702 | 298.4031 | 58.1702
8374 | 316.2041 | 55.7252 | 316.2041 | 55.7252
8375 | 338.8358 | 53.7012 | 338.8358 | 53.7012
8376 | 343.8694 | 50.7076 | 343.8694 | 50.7076
8377 | 325.8611 | 46.9633 | 325.8611 | 46.9633
8378 | 322.7101 | 44.2979 | 322.7101 | 44.2979
8379 | 324.775 | 43.0964 | 324.775 | 43.0964
8380 | 325.7744 | 52.1918 | 325.7744 | 52.1918
8381 | 331.7687 | 56.7417 | 331.7687 | 56.7417
8382 | 323.3151 | 51.9057 | 323.3151 | 51.9057
8383 | 309.6968 | 49.599 | 309.6968 | 49.599
8384 | 302.1312 | 43.6946 | 302.1312 | 43.6946
8385 | 297.5558 | 35.8189 | 297.5558 | 35.8189
8386 | 298.7742 | 21.6387 | 298.7742 | 21.6387
8387 | 293.7109 | 15.7267 | 293.7109 | 15.7267
8388 | 277.648 | 15.7623 | 277.648 | 15.7623
8389 | 258.544 | 8.3179 | 258.544 | 8.3179
8390 | 248.1053 | 14.221 | 248.1053 | 14.221
8391 | 238.6167 | 18.7704 | 238.6167 | 18.7704
8392 | 230.3543 | 24.9946 | 230.3543 | 24.9946
8393 | 231.8585 | 57.9971 | 231.8585 | 57.9971
8394 | 238.9769 | 65.7374 | 238.9769 | 65.7374
8395 | 257.0729 | 67.4023 | 257.0729 | 67.4023
8396 | 290.5303 | 62.8472 | 290.5303 | 62.8472
8397 | 312.4456 | 61.1367 | 312.4456 | 61.1367
8398 | 328.863 | 58.7842 | 328.863 | 58.7842
8399 | 353.9903 | 56.3407 | 353.9903 | 56.3407
8400 | 353.904 | 53.0652 | 353.904 | 53.0652
8401 | 333.0466 | 48.9119 | 333.0466 | 48.9119
8402 | 328.5622 | 44.9919 | 328.5622 | 44.9919
8403 | 332.4211 | 43.1122 | 332.4211 | 43.1122
8404 | 332.4497 | 52.6966 | 332.4497 | 52.6966
8405 | 334.5807 | 57.6208 | 334.5807 | 57.6208
8406 | 328.3859 | 52.7606 | 328.3859 | 52.7606
8407 | 313.0509 | 50.6737 | 313.0509 | 50.6737
8408 | 299.6477 | 45.6652 | 299.6477 | 45.6652
8409 | 297.2757 | 38.9831 | 297.2757 | 38.9831
8410 | 298.7012 | 25.2993 | 298.7012 | 25.2993
8411 | 288.9487 | 19.2611 | 288.9487 | 19.2611
8412 | 274.6733 | 19.1316 | 274.6733 | 19.1316
8413 | 255.6371 | 11.4022 | 255.6371 | 11.4022
8414 | 246.6774 | 16.8216 | 246.6774 | 16.8216
8415 | 237.0813 | 20.8473 | 237.0813 | 20.8473
8416 | 229.5089 | 27.816 | 229.5089 | 27.816
8417 | 231.7527 | 61.7102 | 231.7527 | 61.7102
8418 | 239.4861 | 69.3801 | 239.4861 | 69.3801
8419 | 258.3682 | 70.6937 | 258.3682 | 70.6937
8420 | 288.8448 | 65.6664 | 288.8448 | 65.6664
8421 | 313.4335 | 63.2851 | 313.4335 | 63.2851
8422 | 329.0345 | 60.4362 | 329.0345 | 60.4362
8423 | 351.1807 | 58.0158 | 351.1807 | 58.0158
8424 | 351.1932 | 55.4449 | 351.1932 | 55.4449
8425 | 333.5644 | 53.0562 | 333.5644 | 53.0562
8426 | 328.6834 | 50.9365 | 328.6834 | 50.9365
8427 | 330.2723 | 49.8118 | 330.2723 | 49.8118
8428 | 334.1349 | 58.9923 | 334.1349 | 58.9923
8429 | 335.4309 | 63.2951 | 335.4309 | 63.2951
8430 | 327.6031 | 58.0227 | 327.6031 | 58.0227
8431 | 309.3575 | 55.9453 | 309.3575 | 55.9453
8432 | 301.965 | 50.8758 | 301.965 | 50.8758
8433 | 300.3809 | 44.0538 | 300.3809 | 44.0538
8434 | 302.7853 | 30.3079 | 302.7853 | 30.3079
8435 | 290.4273 | 24.6693 | 290.4273 | 24.6693
8436 | 274.5145 | 24.9542 | 274.5145 | 24.9542
8437 | 257.3681 | 17.3909 | 257.3681 | 17.3909
8438 | 247.7128 | 22.967 | 247.7128 | 22.967
8439 | 237.843 | 26.8928 | 237.843 | 26.8928
8440 | 229.92 | 32.2925 | 229.92 | 32.2925
8441 | 232.1769 | 64.9007 | 232.1769 | 64.9007
8442 | 239.8842 | 72.1773 | 239.8842 | 72.1773
8443 | 256.5786 | 73.3458 | 256.5786 | 73.3458
8444 | 287.7761 | 68.4047 | 287.7761 | 68.4047
8445 | 311.9417 | 66.3452 | 311.9417 | 66.3452
8446 | 327.0126 | 63.756 | 327.0126 | 63.756
8447 | 349.5136 | 61.4166 | 349.5136 | 61.4166
8448 | 349.0184 | 58.1769 | 349.0184 | 58.1769
8449 | 329.9163 | 55.1204 | 329.9163 | 55.1204
8450 | 326.2978 | 52.7294 | 326.2978 | 52.7294
8451 | 330.2044 | 51.5237 | 330.2044 | 51.5237
8452 | 329.2547 | 60.5802 | 329.2547 | 60.5802
8453 | 329.1771 | 64.5076 | 329.1771 | 64.5076
8454 | 323.4339 | 58.9407 | 323.4339 | 58.9407
8455 | 306.9082 | 56.6067 | 306.9082 | 56.6067
8456 | 296.8154 | 51.6739 | 296.8154 | 51.6739
8457 | 297.0348 | 45.2379 | 297.0348 | 45.2379
8458 | 300.7126 | 32.1177 | 300.7126 | 32.1177
8459 | 291.3239 | 26.2646 | 291.3239 | 26.2646
8460 | 274.3526 | 25.9479 | 274.3526 | 25.9479
8461 | 254.8952 | 18.1049 | 254.8952 | 18.1049
8462 | 244.6314 | 23.66 | 244.6314 | 23.66
8463 | 236.6972 | 27.3355 | 236.6972 | 27.3355
8464 | 229.8048 | 33.1022 | 229.8048 | 33.1022
8465 | 229.8103 | 66.3298 | 229.8103 | 66.3298
8466 | 236.098 | 74.0386 | 236.098 | 74.0386
8467 | 248.7213 | 75.5878 | 248.7213 | 75.5878
8468 | 276.9327 | 70.9359 | 276.9327 | 70.9359
8469 | 300.3099 | 69.1255 | 300.3099 | 69.1255
8470 | 318.5399 | 66.5974 | 318.5399 | 66.5974
8471 | 343.2653 | 64.4609 | 343.2653 | 64.4609
8472 | 344.0271 | 60.2727 | 344.0271 | 60.2727
8473 | 328.8009 | 55.4822 | 328.8009 | 55.4822
8474 | 327.1265 | 52.0964 | 327.1265 | 52.0964
8475 | 328.958 | 49.7098 | 328.958 | 49.7098
8476 | 326.1027 | 57.6863 | 326.1027 | 57.6863
8477 | 325.0068 | 60.7177 | 325.0068 | 60.7177
8478 | 322.5856 | 54.318 | 322.5856 | 54.318
8479 | 310.2818 | 50.9787 | 310.2818 | 50.9787
8480 | 298.1936 | 44.7588 | 298.1936 | 44.7588
8481 | 294.7029 | 37.4867 | 294.7029 | 37.4867
8482 | 297.2103 | 24.1289 | 297.2103 | 24.1289
8483 | 289.5333 | 18.5029 | 289.5333 | 18.5029
8484 | 276.6917 | 18.65 | 276.6917 | 18.65
8485 | 257.8314 | 11.2634 | 257.8314 | 11.2634
8486 | 246.7886 | 17.4346 | 246.7886 | 17.4346
8487 | 235.379 | 22.1102 | 235.379 | 22.1102
8488 | 228.0716 | 29.0852 | 228.0716 | 29.0852
8489 | 227.2423 | 61.8921 | 227.2423 | 61.8921
8490 | 232.2169 | 68.9889 | 232.2169 | 68.9889
8491 | 243.4369 | 70.1038 | 243.4369 | 70.1038
8492 | 264.3146 | 65.2826 | 264.3146 | 65.2826
8493 | 283.3286 | 63.1242 | 283.3286 | 63.1242
8494 | 301.5247 | 60.6045 | 301.5247 | 60.6045
8495 | 326.647 | 58.5689 | 326.647 | 58.5689
8496 | 329.6874 | 55.5196 | 329.6874 | 55.5196
8497 | 312.7985 | 51.3842 | 312.7985 | 51.3842
8498 | 306.471 | 47.053 | 306.471 | 47.053
8499 | 306.856 | 44.4056 | 306.856 | 44.4056
8500 | 309.1838 | 52.9531 | 309.1838 | 52.9531
8501 | 312.0674 | 56.5093 | 312.0674 | 56.5093
8502 | 305.3998 | 50.5092 | 305.3998 | 50.5092
8503 | 293.2923 | 47.5379 | 293.2923 | 47.5379
8504 | 282.7434 | 41.8396 | 282.7434 | 41.8396
8505 | 281.9 | 34.8115 | 281.9 | 34.8115
8506 | 287.1435 | 21.5357 | 287.1435 | 21.5357
8507 | 283.6676 | 16.263 | 283.6676 | 16.263
8508 | 270.0475 | 16.8654 | 270.0475 | 16.8654
8509 | 253.5373 | 9.3579 | 253.5373 | 9.3579
8510 | 244.0056 | 14.9529 | 244.0056 | 14.9529
8511 | 233.6626 | 19.5297 | 233.6626 | 19.5297
8512 | 224.8214 | 25.3248 | 224.8214 | 25.3248
8513 | 225.4803 | 58.6396 | 225.4803 | 58.6396
8514 | 230.1097 | 66.7343 | 230.1097 | 66.7343
8515 | 241.1129 | 68.4097 | 241.1129 | 68.4097
8516 | 260.8997 | 63.6684 | 260.8997 | 63.6684
8517 | 278.3093 | 61.6036 | 278.3093 | 61.6036
8518 | 296.0784 | 58.8662 | 296.0784 | 58.8662
8519 | 321.3789 | 56.571 | 321.3789 | 56.571
8520 | 325.9286 | 53.0032 | 325.9286 | 53.0032
8521 | 311.7324 | 49.1138 | 311.7324 | 49.1138
8522 | 306.4323 | 46.3674 | 306.4323 | 46.3674
8523 | 307.4255 | 44.8893 | 307.4255 | 44.8893
8524 | 311.0488 | 53.786 | 311.0488 | 53.786
8525 | 309.9967 | 57.7901 | 309.9967 | 57.7901
8526 | 304.8578 | 52.3989 | 304.8578 | 52.3989
8527 | 294.8218 | 50.1363 | 294.8218 | 50.1363
8528 | 288.7878 | 45.3329 | 288.7878 | 45.3329
8529 | 289.3442 | 39.2271 | 289.3442 | 39.2271
8530 | 290.1603 | 26.4739 | 290.1603 | 26.4739
8531 | 284.7651 | 21.2097 | 284.7651 | 21.2097
8532 | 269.9523 | 21.5134 | 269.9523 | 21.5134
8533 | 253.5551 | 14.0122 | 253.5551 | 14.0122
8534 | 243.0634 | 19.7165 | 243.0634 | 19.7165
8535 | 234.2991 | 23.6224 | 234.2991 | 23.6224
8536 | 225.5514 | 29.2461 | 225.5514 | 29.2461
8537 | 225.8011 | 62.0309 | 225.8011 | 62.0309
8538 | 230.9251 | 69.236 | 230.9251 | 69.236
8539 | 242.3531 | 70.292 | 242.3531 | 70.292
8540 | 266.2461 | 65.2384 | 266.2461 | 65.2384
8541 | 287.6886 | 62.9917 | 287.6886 | 62.9917
8542 | 305.0999 | 60.2911 | 305.0999 | 60.2911
8543 | 330.8713 | 57.9822 | 330.8713 | 57.9822
8544 | 331.1829 | 54.9686 | 331.1829 | 54.9686
8545 | 317.0618 | 52.1539 | 317.0618 | 52.1539
8546 | 313.8878 | 49.8597 | 313.8878 | 49.8597
8547 | 312.3637 | 48.5783 | 312.3637 | 48.5783
8548 | 312.8169 | 57.3782 | 312.8169 | 57.3782
8549 | 315.8729 | 60.5579 | 315.8729 | 60.5579
8550 | 309.6865 | 54.5819 | 309.6865 | 54.5819
8551 | 297.9505 | 51.9924 | 297.9505 | 51.9924
8552 | 288.3711 | 46.5097 | 288.3711 | 46.5097
8553 | 287.623 | 39.3133 | 287.623 | 39.3133
8554 | 290.5859 | 25.723 | 290.5859 | 25.723
8555 | 284.7121 | 20.116 | 284.7121 | 20.116
8556 | 272.7029 | 20.3094 | 272.7029 | 20.3094
8557 | 255.0131 | 12.7545 | 255.0131 | 12.7545
8558 | 244.5856 | 18.4452 | 244.5856 | 18.4452
8559 | 234.0024 | 22.7044 | 234.0024 | 22.7044
8560 | 227.7385 | 28.8549 | 227.7385 | 28.8549
8561 | 228.9298 | 61.9542 | 228.9298 | 61.9542
8562 | 232.5344 | 69.5988 | 232.5344 | 69.5988
8563 | 245.3915 | 70.9335 | 245.3915 | 70.9335
8564 | 264.8399 | 66.0965 | 264.8399 | 66.0965
8565 | 287.2229 | 63.916 | 287.2229 | 63.916
8566 | 303.7823 | 61.2933 | 303.7823 | 61.2933
8567 | 327.7999 | 59.038 | 327.7999 | 59.038
8568 | 327.2503 | 55.4502 | 327.2503 | 55.4502
8569 | 314.3817 | 51.4641 | 314.3817 | 51.4641
8570 | 311.0664 | 48.7303 | 311.0664 | 48.7303
8571 | 309.3879 | 47.0566 | 309.3879 | 47.0566
8572 | 310.1809 | 55.3234 | 310.1809 | 55.3234
8573 | 309.1708 | 58.7008 | 309.1708 | 58.7008
8574 | 302.9666 | 52.6838 | 302.9666 | 52.6838
8575 | 292.1747 | 49.9197 | 292.1747 | 49.9197
8576 | 288.0969 | 44.6 | 288.0969 | 44.6
8577 | 288.4581 | 37.8022 | 288.4581 | 37.8022
8578 | 291.451 | 24.58 | 291.451 | 24.58
8579 | 285.3901 | 18.8331 | 285.3901 | 18.8331
8580 | 271.3009 | 18.5774 | 271.3009 | 18.5774
8581 | 253.0857 | 10.6861 | 253.0857 | 10.6861
8582 | 243.58 | 16.2222 | 243.58 | 16.2222
8583 | 233.7825 | 20.434 | 233.7825 | 20.434
8584 | 226.6712 | 26.0083 | 226.6712 | 26.0083
8585 | 227.692 | 58.6238 | 227.692 | 58.6238
8586 | 232.7948 | 66.0256 | 232.7948 | 66.0256
8587 | 246.4418 | 67.2141 | 246.4418 | 67.2141
8588 | 275.2523 | 62.2362 | 275.2523 | 62.2362
8589 | 296.0894 | 60.2019 | 296.0894 | 60.2019
8590 | 313.1102 | 57.8336 | 313.1102 | 57.8336
8591 | 337.6028 | 55.859 | 337.6028 | 55.859
8592 | 342.0204 | 53.0053 | 342.0204 | 53.0053
8593 | 320.8585 | 49.0875 | 320.8585 | 49.0875
8594 | 317.5273 | 45.3158 | 317.5273 | 45.3158
8595 | 322.6437 | 42.5937 | 322.6437 | 42.5937
8596 | 322.0429 | 50.8626 | 322.0429 | 50.8626
8597 | 319.6053 | 54.2463 | 319.6053 | 54.2463
8598 | 315.5185 | 48.3556 | 315.5185 | 48.3556
8599 | 298.6912 | 45.7197 | 298.6912 | 45.7197
8600 | 287.6371 | 40.2864 | 287.6371 | 40.2864
8601 | 284.7734 | 33.2857 | 284.7734 | 33.2857
8602 | 288.6324 | 19.8773 | 288.6324 | 19.8773
8603 | 284.0976 | 14.1683 | 284.0976 | 14.1683
8604 | 269.5263 | 14.2418 | 269.5263 | 14.2418
8605 | 251.7412 | 6.6122 | 251.7412 | 6.6122
8606 | 240.7628 | 12.141 | 240.7628 | 12.141
8607 | 229.0426 | 16.9733 | 229.0426 | 16.9733
8608 | 221.9758 | 22.4508 | 221.9758 | 22.4508
8609 | 224.1814 | 55.0632 | 224.1814 | 55.0632
8610 | 229.6252 | 62.426 | 229.6252 | 62.426
8611 | 245.1071 | 63.604 | 245.1071 | 63.604
8612 | 273.2705 | 58.6324 | 273.2705 | 58.6324
8613 | 293.546 | 56.8358 | 293.546 | 56.8358
8614 | 307.9872 | 54.8471 | 307.9872 | 54.8471
8615 | 336.0567 | 53.3542 | 336.0567 | 53.3542
8616 | 337.6846 | 50.8779 | 337.6846 | 50.8779
8617 | 319.4183 | 46.9318 | 319.4183 | 46.9318
8618 | 313.95 | 43.2105 | 313.95 | 43.2105
8619 | 316.6304 | 40.1089 | 316.6304 | 40.1089
8620 | 316.7047 | 48.6385 | 316.7047 | 48.6385
8621 | 315.9857 | 52.5585 | 315.9857 | 52.5585
8622 | 314.0119 | 47.1809 | 314.0119 | 47.1809
8623 | 297.5789 | 44.8301 | 297.5789 | 44.8301
8624 | 289.2892 | 39.6103 | 289.2892 | 39.6103
8625 | 286.7266 | 32.8125 | 286.7266 | 32.8125
8626 | 290.5427 | 19.5598 | 290.5427 | 19.5598
8627 | 284.0209 | 14.2167 | 284.0209 | 14.2167
8628 | 269.7859 | 14.6077 | 269.7859 | 14.6077
8629 | 250.4272 | 7.2611 | 250.4272 | 7.2611
8630 | 239.5265 | 13.4902 | 239.5265 | 13.4902
8631 | 228.245 | 18.2783 | 228.245 | 18.2783
8632 | 220.3357 | 24.5161 | 220.3357 | 24.5161
8633 | 219.5799 | 57.5396 | 219.5799 | 57.5396
8634 | 226.2805 | 64.9424 | 226.2805 | 64.9424
8635 | 239.3966 | 66.0731 | 239.3966 | 66.0731
8636 | 264.5636 | 61.1163 | 264.5636 | 61.1163
8637 | 287.8441 | 59.1713 | 287.8441 | 59.1713
8638 | 306.3362 | 56.6327 | 306.3362 | 56.6327
8639 | 332.1922 | 54.5025 | 332.1922 | 54.5025
8640 | 336.7677 | 51.145 | 336.7677 | 51.145
8641 | 319.7339 | 47.8456 | 319.7339 | 47.8456
8642 | 313.8947 | 45.5209 | 313.8947 | 45.5209
8643 | 313.5482 | 44.5255 | 313.5482 | 44.5255
8644 | 313.1583 | 53.4295 | 313.1583 | 53.4295
8645 | 316.1828 | 56.8984 | 316.1828 | 56.8984
8646 | 310.5223 | 50.9256 | 310.5223 | 50.9256
8647 | 297.6607 | 47.6893 | 297.6607 | 47.6893
8648 | 288.4868 | 41.5557 | 288.4868 | 41.5557
8649 | 284.2544 | 34.0775 | 284.2544 | 34.0775
8650 | 289.3192 | 20.5661 | 289.3192 | 20.5661
8651 | 285.2694 | 14.6478 | 285.2694 | 14.6478
8652 | 269.0756 | 14.7339 | 269.0756 | 14.7339
8653 | 252.3583 | 7.3725 | 252.3583 | 7.3725
8654 | 241.7646 | 13.6342 | 241.7646 | 13.6342
8655 | 230.5576 | 18.558 | 230.5576 | 18.558
8656 | 221.545 | 25.7475 | 221.545 | 25.7475
8657 | 221.3476 | 59.9015 | 221.3476 | 59.9015
8658 | 226.0983 | 67.8017 | 226.0983 | 67.8017
8659 | 237.0047 | 69.4076 | 237.0047 | 69.4076
8660 | 258.6638 | 64.679 | 258.6638 | 64.679
8661 | 280.1647 | 62.5101 | 280.1647 | 62.5101
8662 | 295.9215 | 59.7579 | 295.9215 | 59.7579
8663 | 319.1937 | 57.429 | 319.1937 | 57.429
8664 | 323.7698 | 53.5847 | 323.7698 | 53.5847
8665 | 313.1543 | 49.5975 | 313.1543 | 49.5975
8666 | 306.2296 | 46.1034 | 306.2296 | 46.1034
8667 | 303.4015 | 44.148 | 303.4015 | 44.148
8668 | 303.3027 | 52.8879 | 303.3027 | 52.8879
8669 | 304.7269 | 56.3053 | 304.7269 | 56.3053
8670 | 299.7779 | 49.772 | 299.7779 | 49.772
8671 | 287.4615 | 46.2834 | 287.4615 | 46.2834
8672 | 279.1859 | 40.2128 | 279.1859 | 40.2128
8673 | 279.9776 | 32.7725 | 279.9776 | 32.7725
8674 | 287.7421 | 19.2811 | 287.7421 | 19.2811
8675 | 282.748 | 13.5174 | 282.748 | 13.5174
8676 | 267.6332 | 13.7149 | 267.6332 | 13.7149
8677 | 251.0587 | 6.362 | 251.0587 | 6.362
8678 | 241.2313 | 12.0306 | 241.2313 | 12.0306
8679 | 231.0302 | 16.8408 | 231.0302 | 16.8408
8680 | 220.8202 | 23.2952 | 220.8202 | 23.2952
8681 | 220.0197 | 56.4176 | 220.0197 | 56.4176
8682 | 224.0294 | 64.1811 | 224.0294 | 64.1811
8683 | 235.2676 | 65.4779 | 235.2676 | 65.4779
8684 | 254.6649 | 60.7293 | 254.6649 | 60.7293
8685 | 273.4486 | 58.8948 | 273.4486 | 58.8948
8686 | 291.6808 | 56.5422 | 291.6808 | 56.5422
8687 | 315.4802 | 54.5046 | 315.4802 | 54.5046
8688 | 320.0364 | 51.3659 | 320.0364 | 51.3659
8689 | 308.0893 | 47.2441 | 308.0893 | 47.2441
8690 | 303.964 | 44.5103 | 303.964 | 44.5103
8691 | 306.5367 | 43.4213 | 306.5367 | 43.4213
8692 | 307.8478 | 52.8385 | 307.8478 | 52.8385
8693 | 308.841 | 56.3158 | 308.841 | 56.3158
8694 | 302.8534 | 50.0454 | 302.8534 | 50.0454
8695 | 290.9096 | 46.8155 | 290.9096 | 46.8155
8696 | 285.3717 | 41.0457 | 285.3717 | 41.0457
8697 | 284.4871 | 33.9177 | 284.4871 | 33.9177
8698 | 285.6602 | 20.3463 | 285.6602 | 20.3463
8699 | 281.2674 | 14.5427 | 281.2674 | 14.5427
8700 | 267.3559 | 14.5593 | 267.3559 | 14.5593
8701 | 249.5813 | 7.2127 | 249.5813 | 7.2127
8702 | 238.8972 | 12.896 | 238.8972 | 12.896
8703 | 228.9903 | 17.2761 | 228.9903 | 17.2761
8704 | 220.0014 | 23.5339 | 220.0014 | 23.5339
8705 | 219.6468 | 56.69 | 219.6468 | 56.69
8706 | 224.5893 | 64.444 | 224.5893 | 64.444
8707 | 237.2005 | 65.9785 | 237.2005 | 65.9785
8708 | 260.2008 | 61.2635 | 260.2008 | 61.2635
8709 | 279.9775 | 59.0641 | 279.9775 | 59.0641
8710 | 298.6623 | 56.2825 | 298.6623 | 56.2825
8711 | 325.6846 | 54.0388 | 325.6846 | 54.0388
8712 | 330.6991 | 50.9673 | 330.6991 | 50.9673
8713 | 315.9666 | 46.5795 | 315.9666 | 46.5795
8714 | 310.9314 | 42.9908 | 310.9314 | 42.9908
8715 | 312.6623 | 40.0069 | 312.6623 | 40.0069
8716 | 313.064 | 48.1485 | 313.064 | 48.1485
8717 | 310.9912 | 52.243 | 310.9912 | 52.243
8718 | 307.99 | 47.2388 | 307.99 | 47.2388
8719 | 298.37 | 44.8879 | 298.37 | 44.8879
8720 | 290.697 | 39.3116 | 290.697 | 39.3116
8721 | 290.2334 | 32.5611 | 290.2334 | 32.5611
8722 | 290.7833 | 19.2811 | 290.7833 | 19.2811
8723 | 284.6396 | 13.5416 | 284.6396 | 13.5416
8724 | 269.9164 | 15.0707 | 269.9164 | 15.0707
8725 | 256.6899 | 10.3313 | 256.6899 | 10.3313
8726 | 246.1092 | 12.0315 | 246.1092 | 12.0315
8727 | 235.7564 | 17.8436 | 235.7564 | 17.8436
8728 | 226.4023 | 26.2174 | 226.4023 | 26.2174
8729 | 225.4928 | 58.2034 | 225.4928 | 58.2034
8730 | 229.7807 | 62.7184 | 229.7807 | 62.7184
8731 | 239.9124 | 65.3889 | 239.9124 | 65.3889
8732 | 259.4137 | 61.8717 | 259.4137 | 61.8717
8733 | 274.4941 | 61.3495 | 274.4941 | 61.3495
8734 | 289.0069 | 53.8071 | 289.0069 | 53.8071
8735 | 315.8762 | 53.8251 | 315.8762 | 53.8251
8736 | 316.6732 | 51.2676 | 316.6732 | 51.2676
8737 | 300.3731 | 45.9135 | 300.3731 | 45.9135
8738 | 295.5358 | 46.1334 | 295.5358 | 46.1334
8739 | 292.4599 | 45.3786 | 292.4599 | 45.3786
8740 | 293.8973 | 51.2778 | 293.8973 | 51.2778
8741 | 298.2175 | 55.9678 | 298.2175 | 55.9678
8742 | 291.9141 | 50.5397 | 291.9141 | 50.5397
8743 | 286.3495 | 46.9156 | 286.3495 | 46.9156
8744 | 280.1954 | 39.0832 | 280.1954 | 39.0832
8745 | 281.4057 | 35.4612 | 281.4057 | 35.4612
8746 | 287.6563 | 21.8029 | 287.6563 | 21.8029
8747 | 280.9156 | 15.7952 | 280.9156 | 15.7952
8748 | 269.1654 | 15.8102 | 269.1654 | 15.8102
8749 | 254.306 | 11.4342 | 254.306 | 11.4342
8750 | 241.7172 | 13.0861 | 241.7172 | 13.0861
8751 | 233.5024 | 19.105 | 233.5024 | 19.105
8752 | 225.2691 | 26.6137 | 225.2691 | 26.6137
8753 | 225.1049 | 57.8873 | 225.1049 | 57.8873
8754 | 229.778 | 62.4449 | 229.778 | 62.4449
8755 | 242.5213 | 65.616 | 242.5213 | 65.616
8756 | 268.2117 | 62.5058 | 268.2117 | 62.5058
8757 | 292.2154 | 62.5801 | 292.2154 | 62.5801
8758 | 313.0094 | 55.4465 | 313.0094 | 55.4465
8759 | 343.0968 | 55.8221 | 343.0968 | 55.8221