## Summary Scalars
Parameter | Value
Total Cost ($) | 4623785.0354
Capital Cost (CAPEX) | 88327.3169
Operating Cost (OPEX) | 4535457.7185
Annual Fuel Consumption Genset (L) | 1189473.6842
Annual Fuel Consumption Diesel Furnace (L) | 904869.2434

## Generator Summary
Size | Built | Capacity (kW) | Capital Cost ($) | Operating Cost ($)
100 kW | 8 | 800 | 51085.7693 | 119200
500 kW | 0 | 0 | 0 | 0
1000 kW | 0 | 0 | 0 | 0
2000 kW | 0 | 0 | 0 | 0
Total | 8 | 800 | 51085.7693 | 119200

## Diesel Furnace Summary
Size | Built | Capacity (MW) | Capital Cost ($) | Operating Cost ($)
17.58 kW | 165 | 2900.7 | 37241.5476 | 46411.2
Total | 165 | 2900.7 | 37241.5476 | 46411.2

## Time Series
Time | Electric Load (kW) | Thermal Load (kW) | Diesel Generation (kW) | Thermal Generation (kW)
0 | 532.3585 | 54.3185 | 532.3585 | 54.3185
1 | 505.384 | 49.82 | 505.384 | 49.82
2 | 503.0144 | 50.1864 | 503.0144 | 50.1864
3 | 506.4885 | 51.1489 | 506.4885 | 51.1489
4 | 501.1146 | 58.1783 | 501.1146 | 58.1783
5 | 510.9706 | 65.273 | 510.9706 | 65.273
6 | 506.5242 | 61.0891 | 506.5242 | 61.0891
7 | 476.2881 | 58.0701 | 476.2881 | 58.0701
8 | 455.669 | 50.3255 | 455.669 | 50.3255
9 | 450.6449 | 47.0971 | 450.6449 | 47.0971
10 | 455.2884 | 32.8364 | 455.2884 | 32.8364
11 | 441.066 | 25.6439 | 441.066 | 25.6439
12 | 416.4651 | 25.6633 | 416.4651 | 25.6633
13 | 390.9601 | 21.4816 | 390.9601 | 21.4816
14 | 372.9193 | 22.4557 | 372.9193 | 22.4557
15 | 358.8893 | 26.7219 | 358.8893 | 26.7219
16 | 344.5152 | 34.4993 | 344.5152 | 34.4993
17 | 343.601 | 68.1982 | 343.601 | 68.1982
18 | 353.341 | 73.0535 | 353.341 | 73.0535
19 | 374.6459 | 74.6274 | 374.6459 | 74.6274
20 | 416.4303 | 69.8161 | 416.4303 | 69.8161
21 | 454.6158 | 68.3491 | 454.6158 | 68.3491
22 | 485.0377 | 60.2045 | 485.0377 | 60.2045
23 | 528.3795 | 58.8358 | 528.3795 | 58.8358
24 | 536.4626 | 55.0525 | 536.4626 | 55.0525
25 | 509.6366 | 50.8233 | 509.6366 | 50.8233
26 | 499.5559 | 51.1775 | 499.5559 | 51.1775
27 | 500.4851 | 52.364 | 500.4851 | 52.364
28 | 500.4046 | 59.5421 | 500.4046 | 59.5421
29 | 502.5522 | 66.7628 | 502.5522 | 66.7628
30 | 496.3882 | 62.452 | 496.3882 | 62.452
31 | 472.2321 | 59.1417 | 472.2321 | 59.1417
32 | 452.91 | 51.2274 | 452.91 | 51.2274
33 | 446.7669 | 47.8135 | 446.7669 | 47.8135
34 | 451.384 | 33.3027 | 451.384 | 33.3027
35 | 440.9485 | 25.6964 | 440.9485 | 25.6964
36 | 412.3651 | 25.2049 | 412.3651 | 25.2049
37 | 386.4731 | 20.6961 | 386.4731 | 20.6961
38 | 373.557 | 21.4515 | 373.557 | 21.4515
39 | 360.3093 | 25.792 | 360.3093 | 25.792
40 | 346.6701 | 33.7889 | 346.6701 | 33.7889
41 | 345.1932 | 67.5255 | 345.1932 | 67.5255
42 | 351.7043 | 72.3694 | 351.7043 | 72.3694
43 | 369.1935 | 73.9512 | 369.1935 | 73.9512
44 | 407.9911 | 69.2318 | 407.9911 | 69.2318
45 | 447.5464 | 67.8864 | 447.5464 | 67.8864
46 | 475.6064 | 59.7907 | 475.6064 | 59.7907
47 | 516.1516 | 58.2155 | 516.1516 | 58.2155
48 | 519.4792 | 54.1506 | 519.4792 | 54.1506
49 | 499.6254 | 49.8209 | 499.6254 | 49.8209
50 | 492.3933 | 49.9668 | 492.3933 | 49.9668
51 | 495.6694 | 50.946 | 495.6694 | 50.946
52 | 493.6457 | 57.8267 | 493.6457 | 57.8267
53 | 500.6171 | 64.6756 | 500.6171 | 64.6756
54 | 492.9213 | 60.1041 | 492.9213 | 60.1041
55 | 467.3527 | 56.5961 | 467.3527 | 56.5961
56 | 446.6093 | 48.4745 | 446.6093 | 48.4745
57 | 439.8273 | 44.9653 | 439.8273 | 44.9653
58 | 448.2701 | 30.7352 | 448.2701 | 30.7352
59 | 436.8931 | 23.9328 | 436.8931 | 23.9328
60 | 410.1956 | 24.5628 | 410.1956 | 24.5628
61 | 388.2541 | 20.599 | 388.2541 | 20.599
62 | 372.7577 | 21.6343 | 372.7577 | 21.6343
63 | 358.5033 | 26.0054 | 358.5033 | 26.0054
64 | 346.5534 | 33.8091 | 346.5534 | 33.8091
65 | 342.7931 | 67.4346 | 342.7931 | 67.4346
66 | 349.1722 | 72.2303 | 349.1722 | 72.2303
67 | 363.9026 | 73.701 | 363.9026 | 73.701
68 | 396.6324 | 68.3535 | 396.6324 | 68.3535
69 | 427.4111 | 66.4649 | 427.4111 | 66.4649
70 | 457.7943 | 58.2896 | 457.7943 | 58.2896
71 | 492.502 | 56.7739 | 492.502 | 56.7739
72 | 504.1451 | 52.5174 | 504.1451 | 52.5174
73 | 485.8624 | 47.4721 | 485.8624 | 47.4721
74 | 478.3407 | 46.9121 | 478.3407 | 46.9121
75 | 480.9139 | 47.3682 | 480.9139 | 47.3682
76 | 477.4147 | 54.1334 | 477.4147 | 54.1334
77 | 478.8837 | 60.7452 | 478.8837 | 60.7452
78 | 464.756 | 55.823 | 464.756 | 55.823
79 | 450.9502 | 52.1488 | 450.9502 | 52.1488
80 | 438.9295 | 43.9869 | 438.9295 | 43.9869
81 | 437.4082 | 40.5704 | 437.4082 | 40.5704
82 | 440.3593 | 26.4252 | 440.3593 | 26.4252
83 | 434.5766 | 19.4278 | 434.5766 | 19.4278
84 | 408.6554 | 19.5416 | 408.6554 | 19.5416
85 | 383.0778 | 15.7291 | 383.0778 | 15.7291
86 | 370.2466 | 17.061 | 370.2466 | 17.061
87 | 359.5023 | 21.5878 | 359.5023 | 21.5878
88 | 344.4328 | 29.3888 | 344.4328 | 29.3888
89 | 341.2791 | 63.2007 | 341.2791 | 63.2007
90 | 346.9069 | 68.0384 | 346.9069 | 68.0384
91 | 364.9045 | 69.6613 | 364.9045 | 69.6613
92 | 393.3112 | 65.1527 | 393.3112 | 65.1527
93 | 428.9629 | 63.8869 | 428.9629 | 63.8869
94 | 455.0075 | 55.8788 | 455.0075 | 55.8788
95 | 487.9505 | 54.552 | 487.9505 | 54.552
96 | 501.2985 | 50.7565 | 501.2985 | 50.7565
97 | 477.3959 | 46.3454 | 477.3959 | 46.3454
98 | 471.7538 | 46.1467 | 471.7538 | 46.1467
99 | 470.902 | 46.3526 | 470.902 | 46.3526
100 | 478.1769 | 52.2946 | 478.1769 | 52.2946
101 | 488.1193 | 58.3081 | 488.1193 | 58.3081
102 | 475.725 | 53.0649 | 475.725 | 53.0649
103 | 461.5815 | 48.9848 | 461.5815 | 48.9848
104 | 448.9282 | 40.5359 | 448.9282 | 40.5359
105 | 441.1012 | 37.2332 | 441.1012 | 37.2332
106 | 442.1297 | 23.1999 | 442.1297 | 23.1999
107 | 429.0383 | 16.2235 | 429.0383 | 16.2235
108 | 406.4226 | 16.4756 | 406.4226 | 16.4756
109 | 385.5108 | 12.9824 | 385.5108 | 12.9824
110 | 370.265 | 14.6676 | 370.265 | 14.6676
111 | 356.9261 | 19.6529 | 356.9261 | 19.6529
112 | 344.4859 | 28.1808 | 344.4859 | 28.1808
113 | 341.0366 | 62.3303 | 341.0366 | 62.3303
114 | 350.0844 | 67.6736 | 350.0844 | 67.6736
115 | 368.5503 | 69.8739 | 368.5503 | 69.8739
116 | 403.7457 | 65.4396 | 403.7457 | 65.4396
117 | 433.5112 | 64.5797 | 433.5112 | 64.5797
118 | 462.4983 | 57.5828 | 462.4983 | 57.5828
119 | 500.2094 | 57.3434 | 500.2094 | 57.3434
120 | 504.4294 | 54.085 | 504.4294 | 54.085
121 | 479.0383 | 50.1052 | 479.0383 | 50.1052
122 | 475.7993 | 50.6465 | 475.7993 | 50.6465
123 | 480.3454 | 51.9992 | 480.3454 | 51.9992
124 | 479.6869 | 59.1834 | 479.6869 | 59.1834
125 | 481.7872 | 66.3674 | 481.7872 | 66.3674
126 | 473.4724 | 61.9097 | 473.4724 | 61.9097
127 | 454.0479 | 58.3299 | 454.0479 | 58.3299
128 | 440.8012 | 50.049 | 440.8012 | 50.049
129 | 436.5242 | 46.3877 | 436.5242 | 46.3877
130 | 439.9105 | 31.9056 | 439.9105 | 31.9056
131 | 430.5879 | 24.4227 | 430.5879 | 24.4227
132 | 406.9125 | 24.0205 | 406.9125 | 24.0205
133 | 383.9603 | 19.7461 | 383.9603 | 19.7461
134 | 368.9157 | 20.8068 | 368.9157 | 20.8068
135 | 355.5056 | 25.275 | 355.5056 | 25.275
136 | 341.1321 | 33.1783 | 341.1321 | 33.1783
137 | 341.7867 | 66.9141 | 341.7867 | 66.9141
138 | 351.9797 | 71.7203 | 351.9797 | 71.7203
139 | 373.5324 | 73.2155 | 373.5324 | 73.2155
140 | 416.9879 | 68.5188 | 416.9879 | 68.5188
141 | 451.5559 | 67.2548 | 451.5559 | 67.2548
142 | 480.7132 | 59.3481 | 480.7132 | 59.3481
143 | 518.4363 | 58.2409 | 518.4363 | 58.2409
144 | 524.1913 | 54.6816 | 524.1913 | 54.6816
145 | 494.7792 | 50.7088 | 494.7792 | 50.7088
146 | 486.6217 | 51.2169 | 486.6217 | 51.2169
147 | 495.1533 | 52.4523 | 495.1533 | 52.4523
148 | 491.3391 | 59.7652 | 491.3391 | 59.7652
149 | 491.6419 | 67.0698 | 491.6419 | 67.0698
150 | 481.9242 | 62.7739 | 481.9242 | 62.7739
151 | 462.1618 | 59.4689 | 462.1618 | 59.4689
152 | 443.0004 | 51.446 | 443.0004 | 51.446
153 | 439.9988 | 47.9176 | 439.9988 | 47.9176
154 | 443.7879 | 33.349 | 443.7879 | 33.349
155 | 431.5801 | 25.7567 | 431.5801 | 25.7567
156 | 407.5059 | 25.2495 | 407.5059 | 25.2495
157 | 382.1491 | 20.7582 | 382.1491 | 20.7582
158 | 365.7687 | 21.4366 | 365.7687 | 21.4366
159 | 349.6471 | 25.5182 | 349.6471 | 25.5182
160 | 335.9642 | 33.1434 | 335.9642 | 33.1434
161 | 335.8561 | 66.7251 | 335.8561 | 66.7251
162 | 347.978 | 71.5121 | 347.978 | 71.5121
163 | 367.3505 | 73.0502 | 367.3505 | 73.0502
164 | 408.445 | 68.3867 | 408.445 | 68.3867
165 | 445.2461 | 67.1288 | 445.2461 | 67.1288
166 | 470.1729 | 59.2527 | 470.1729 | 59.2527
167 | 505.4672 | 58.1683 | 505.4672 | 58.1683
168 | 509.3114 | 54.6579 | 509.3114 | 54.6579
169 | 484.2925 | 50.8277 | 484.2925 | 50.8277
170 | 477.8255 | 51.5554 | 477.8255 | 51.5554
171 | 484.2645 | 53.0568 | 484.2645 | 53.0568
172 | 480.9714 | 60.2909 | 480.9714 | 60.2909
173 | 482.1389 | 67.5737 | 482.1389 | 67.5737
174 | 473.261 | 63.2498 | 473.261 | 63.2498
175 | 451.7237 | 59.8057 | 451.7237 | 59.8057
176 | 434.471 | 51.6569 | 434.471 | 51.6569
177 | 430.2342 | 48.0182 | 430.2342 | 48.0182
178 | 438.4071 | 33.2895 | 438.4071 | 33.2895
179 | 426.5702 | 25.5101 | 426.5702 | 25.5101
180 | 402.4352 | 24.82 | 402.4352 | 24.82
181 | 379.591 | 20.2263 | 379.591 | 20.2263
182 | 362.3016 | 20.917 | 362.3016 | 20.917
183 | 348.1275 | 24.9199 | 348.1275 | 24.9199
184 | 335.7373 | 32.5205 | 335.7373 | 32.5205
185 | 337.3535 | 66.1399 | 337.3535 | 66.1399
186 | 346.7198 | 70.9619 | 346.7198 | 70.9619
187 | 370.0931 | 72.5892 | 370.0931 | 72.5892
188 | 412.6344 | 67.9826 | 412.6344 | 67.9826
189 | 448.4919 | 66.7947 | 448.4919 | 66.7947
190 | 480.1381 | 58.9912 | 480.1381 | 58.9912
191 | 516.5034 | 58.0144 | 516.5034 | 58.0144
192 | 520.5818 | 54.6299 | 520.5818 | 54.6299
193 | 499.7175 | 50.9239 | 499.7175 | 50.9239
194 | 483.9273 | 51.7094 | 483.9273 | 51.7094
195 | 490.3739 | 53.1618 | 490.3739 | 53.1618
196 | 493.3297 | 60.3661 | 493.3297 | 60.3661
197 | 498.7997 | 67.3349 | 498.7997 | 67.3349
198 | 489.2469 | 62.543 | 489.2469 | 62.543
199 | 465.2868 | 58.6379 | 465.2868 | 58.6379
200 | 453.9464 | 50.0849 | 453.9464 | 50.0849
201 | 445.7322 | 46.2801 | 445.7322 | 46.2801
202 | 448.515 | 31.6957 | 448.515 | 31.6957
203 | 429.8099 | 24.5338 | 429.8099 | 24.5338
204 | 406.6607 | 24.7019 | 406.6607 | 24.7019
205 | 382.1684 | 20.2071 | 382.1684 | 20.2071
206 | 367.9115 | 20.9572 | 367.9115 | 20.9572
207 | 355.4709 | 25.2418 | 355.4709 | 25.2418
208 | 345.0447 | 33.0489 | 345.0447 | 33.0489
209 | 342.6532 | 66.8187 | 342.6532 | 66.8187
210 | 349.9586 | 71.7308 | 349.9586 | 71.7308
211 | 370.9619 | 73.3485 | 370.9619 | 73.3485
212 | 405.4444 | 68.1409 | 405.4444 | 68.1409
213 | 437.9722 | 65.9444 | 437.9722 | 65.9444
214 | 465.9837 | 57.1139 | 465.9837 | 57.1139
215 | 509.5732 | 54.7864 | 509.5732 | 54.7864
216 | 517.5832 | 49.9902 | 517.5832 | 49.9902
217 | 497.2683 | 45.6097 | 497.2683 | 45.6097
218 | 494.7715 | 46.0977 | 494.7715 | 46.0977
219 | 492.7242 | 47.3839 | 492.7242 | 47.3839
220 | 494.8849 | 54.5279 | 494.8849 | 54.5279
221 | 495.4632 | 61.6296 | 495.4632 | 61.6296
222 | 489.2422 | 57.1404 | 489.2422 | 57.1404
223 | 468.7373 | 53.6079 | 468.7373 | 53.6079
224 | 450.258 | 45.5335 | 450.258 | 45.5335
225 | 445.425 | 42.1494 | 445.425 | 42.1494
226 | 449.4566 | 27.9219 | 449.4566 | 27.9219
227 | 433.3109 | 20.9691 | 433.3109 | 20.9691
228 | 410.1325 | 20.7768 | 410.1325 | 20.7768
229 | 386.1996 | 16.4237 | 386.1996 | 16.4237
230 | 369.3734 | 17.4197 | 369.3734 | 17.4197
231 | 357.4652 | 21.8503 | 357.4652 | 21.8503
232 | 343.0094 | 29.8289 | 343.0094 | 29.8289
233 | 343.0435 | 63.7002 | 343.0435 | 63.7002
234 | 348.7575 | 68.677 | 348.7575 | 68.677
235 | 362.5503 | 70.3305 | 362.5503 | 70.3305
236 | 393.7739 | 65.5717 | 393.7739 | 65.5717
237 | 423.3002 | 63.9963 | 423.3002 | 63.9963
238 | 450.3764 | 55.6776 | 450.3764 | 55.6776
239 | 491.5886 | 54.0744 | 491.5886 | 54.0744
240 | 495.7973 | 49.8406 | 495.7973 | 49.8406
241 | 479.1254 | 44.9633 | 479.1254 | 44.9633
242 | 474.2714 | 44.6194 | 474.2714 | 44.6194
243 | 471.7726 | 45.2932 | 471.7726 | 45.2932
244 | 478.0482 | 52.1652 | 478.0482 | 52.1652
245 | 482.5206 | 59.1838 | 482.5206 | 59.1838
246 | 472.4915 | 54.7645 | 472.4915 | 54.7645
247 | 454.977 | 51.4306 | 454.977 | 51.4306
248 | 439.9651 | 43.3282 | 439.9651 | 43.3282
249 | 434.893 | 39.693 | 434.893 | 39.693
250 | 439.9568 | 25.1664 | 439.9568 | 25.1664
251 | 424.3765 | 18.12 | 424.3765 | 18.12
252 | 403.9411 | 18.2951 | 403.9411 | 18.2951
253 | 382.6811 | 14.0146 | 382.6811 | 14.0146
254 | 367.8077 | 14.9108 | 367.8077 | 14.9108
255 | 357.0674 | 19.2111 | 357.0674 | 19.2111
256 | 342.1484 | 26.971 | 342.1484 | 26.971
257 | 342.8266 | 60.6078 | 342.8266 | 60.6078
258 | 346.0987 | 65.4718 | 346.0987 | 65.4718
259 | 361.1835 | 67.0772 | 361.1835 | 67.0772
260 | 386.8935 | 62.2353 | 386.8935 | 62.2353
261 | 415.5719 | 60.8532 | 415.5719 | 60.8532
262 | 444.5864 | 52.8486 | 444.5864 | 52.8486
263 | 478.6089 | 51.5192 | 478.6089 | 51.5192
264 | 488.8823 | 47.5662 | 488.8823 | 47.5662
265 | 473.233 | 43.0965 | 473.233 | 43.0965
266 | 470.4947 | 43.1235 | 470.4947 | 43.1235
267 | 468.3013 | 44.0029 | 468.3013 | 44.0029
268 | 469.0238 | 50.8766 | 469.0238 | 50.8766
269 | 472.4441 | 57.7308 | 472.4441 | 57.7308
270 | 460.3091 | 53.0771 | 460.3091 | 53.0771
271 | 445.3897 | 49.717 | 445.3897 | 49.717
272 | 434.4799 | 41.9233 | 434.4799 | 41.9233
273 | 435.9901 | 38.7465 | 435.9901 | 38.7465
274 | 441.7675 | 24.6232 | 441.7675 | 24.6232
275 | 429.6448 | 17.5059 | 429.6448 | 17.5059
276 | 405.6653 | 17.3984 | 405.6653 | 17.3984
277 | 381.368 | 13.1975 | 381.368 | 13.1975
278 | 368.1607 | 14.2224 | 368.1607 | 14.2224
279 | 357.2131 | 18.6547 | 357.2131 | 18.6547
280 | 346.1368 | 26.573 | 346.1368 | 26.573
281 | 341.7209 | 60.3874 | 341.7209 | 60.3874
282 | 347.5547 | 65.3922 | 347.5547 | 65.3922
283 | 362.123 | 67.1455 | 362.123 | 67.1455
284 | 394.3 | 62.44 | 394.3 | 62.44
285 | 424.7581 | 60.9958 | 424.7581 | 60.9958
286 | 450.3886 | 52.8171 | 450.3886 | 52.8171
287 | 487.5559 | 51.297 | 487.5559 | 51.297
288 | 497.3682 | 47.4148 | 497.3682 | 47.4148
289 | 477.7886 | 43.2846 | 477.7886 | 43.2846
290 | 471.1838 | 43.4594 | 471.1838 | 43.4594
291 | 472.4409 | 43.9636 | 472.4409 | 43.9636
292 | 473.4645 | 50.5739 | 473.4645 | 50.5739
293 | 481.8649 | 57.4351 | 481.8649 | 57.4351
294 | 475.389 | 52.9223 | 475.389 | 52.9223
295 | 456.0927 | 49.3303 | 456.0927 | 49.3303
296 | 444.9068 | 41.1439 | 444.9068 | 41.1439
297 | 441.4823 | 37.7187 | 441.4823 | 37.7187
298 | 438.8807 | 23.4939 | 438.8807 | 23.4939
299 | 426.0852 | 16.4877 | 426.0852 | 16.4877
300 | 401.7609 | 16.5744 | 401.7609 | 16.5744
301 | 377.6792 | 12.2992 | 377.6792 | 12.2992
302 | 364.2534 | 13.2007 | 364.2534 | 13.2007
303 | 351.9267 | 17.542 | 351.9267 | 17.542
304 | 337.045 | 25.4401 | 337.045 | 25.4401
305 | 336.6829 | 59.2353 | 336.6829 | 59.2353
306 | 346.562 | 64.1894 | 346.562 | 64.1894
307 | 365.3579 | 65.982 | 365.3579 | 65.982
308 | 406.4767 | 61.3203 | 406.4767 | 61.3203
309 | 443.4014 | 59.9216 | 443.4014 | 59.9216
310 | 466.7995 | 51.77 | 466.7995 | 51.77
311 | 508.326 | 50.3032 | 508.326 | 50.3032
312 | 505.4031 | 46.3704 | 505.4031 | 46.3704
313 | 481.6038 | 42.0686 | 481.6038 | 42.0686
314 | 475.7611 | 42.3694 | 475.7611 | 42.3694
315 | 478.5755 | 43.4886 | 478.5755 | 43.4886
316 | 476.5001 | 50.6789 | 476.5001 | 50.6789
317 | 482.0051 | 58.1393 | 482.0051 | 58.1393
318 | 473.5336 | 54.3342 | 473.5336 | 54.3342
319 | 450.8493 | 51.6091 | 450.8493 | 51.6091
320 | 435.5094 | 44.0674 | 435.5094 | 44.0674
321 | 431.5263 | 40.9676 | 431.5263 | 40.9676
322 | 438.6278 | 26.7323 | 438.6278 | 26.7323
323 | 424.4579 | 19.4899 | 424.4579 | 19.4899
324 | 394.308 | 19.3116 | 394.308 | 19.3116
325 | 369.0353 | 15.0748 | 369.0353 | 15.0748
326 | 357.3465 | 15.9369 | 357.3465 | 15.9369
327 | 343.8706 | 20.169 | 343.8706 | 20.169
328 | 329.8197 | 27.8554 | 329.8197 | 27.8554
329 | 329.5369 | 61.4538 | 329.5369 | 61.4538
330 | 341.3767 | 66.3055 | 341.3767 | 66.3055
331 | 358.7969 | 67.8969 | 358.7969 | 67.8969
332 | 399.2683 | 62.7147 | 399.2683 | 62.7147
333 | 436.9429 | 60.4421 | 436.9429 | 60.4421
334 | 466.1805 | 51.8242 | 466.1805 | 51.8242
335 | 498.8599 | 49.4827 | 498.8599 | 49.4827
336 | 505.9742 | 44.8719 | 505.9742 | 44.8719
337 | 480.3007 | 40.376 | 480.3007 | 40.376
338 | 475.8274 | 40.7074 | 475.8274 | 40.7074
339 | 476.1505 | 42.0627 | 476.1505 | 42.0627
340 | 475.077 | 49.4359 | 475.077 | 49.4359
341 | 478.9731 | 56.6933 | 478.9731 | 56.6933
342 | 471.445 | 52.2837 | 471.445 | 52.2837
343 | 449.9182 | 48.7722 | 449.9182 | 48.7722
344 | 435.0268 | 40.7791 | 435.0268 | 40.7791
345 | 432.8796 | 37.4186 | 432.8796 | 37.4186
346 | 439.7846 | 23.2174 | 439.7846 | 23.2174
347 | 421.0936 | 16.206 | 421.0936 | 16.206
348 | 393.599 | 16.0845 | 393.599 | 16.0845
349 | 371.3301 | 11.8565 | 371.3301 | 11.8565
350 | 356.2182 | 12.8857 | 356.2182 | 12.8857
351 | 344.524 | 17.2376 | 344.524 | 17.2376
352 | 332.9622 | 25.1506 | 332.9622 | 25.1506
353 | 332.809 | 58.9414 | 332.809 | 58.9414
354 | 343.5782 | 63.7774 | 343.5782 | 63.7774
355 | 363.0305 | 65.2787 | 363.0305 | 65.2787
356 | 401.3253 | 60.5742 | 401.3253 | 60.5742
357 | 437.3523 | 59.0792 | 437.3523 | 59.0792
358 | 469.4846 | 50.5497 | 469.4846 | 50.5497
359 | 503.2311 | 48.5633 | 503.2311 | 48.5633
360 | 504.36 | 44.592 | 504.36 | 44.592
361 | 484.8384 | 41.0574 | 484.8384 | 41.0574
362 | 475.5113 | 42.1044 | 475.5113 | 42.1044
363 | 476.3173 | 43.318 | 476.3173 | 43.318
364 | 476.3025 | 50.6317 | 476.3025 | 50.6317
365 | 483.6138 | 57.5812 | 483.6138 | 57.5812
366 | 473.6646 | 52.8934 | 473.6646 | 52.8934
367 | 452.821 | 49.0696 | 452.821 | 49.0696
368 | 437.6117 | 40.8823 | 437.6117 | 40.8823
369 | 432.4061 | 37.6155 | 432.4061 | 37.6155
370 | 440.9026 | 23.7327 | 440.9026 | 23.7327
371 | 426.2081 | 17.2409 | 426.2081 | 17.2409
372 | 400.1968 | 17.5402 | 400.1968 | 17.5402
373 | 375.4574 | 13.6909 | 375.4574 | 13.6909
374 | 358.0497 | 14.9677 | 358.0497 | 14.9677
375 | 347.5345 | 19.9144 | 347.5345 | 19.9144
376 | 334.2041 | 28.7126 | 334.2041 | 28.7126
377 | 332.1687 | 63.0983 | 332.1687 | 63.0983
378 | 340.1254 | 68.3804 | 340.1254 | 68.3804
379 | 356.7691 | 70.1171 | 356.7691 | 70.1171
380 | 393.294 | 65.5656 | 393.294 | 65.5656
381 | 428.3487 | 64.55 | 428.3487 | 64.55
382 | 457.1419 | 56.9783 | 457.1419 | 56.9783
383 | 494.0855 | 56.138 | 494.0855 | 56.138
384 | 498.9778 | 52.82 | 498.9778 | 52.82
385 | 474.9748 | 49.2698 | 474.9748 | 49.2698
386 | 469.0199 | 50.3736 | 469.0199 | 50.3736
387 | 470.0634 | 52.1908 | 470.0634 | 52.1908
388 | 473.3349 | 59.7407 | 473.3349 | 59.7407
389 | 469.6501 | 67.1442 | 469.6501 | 67.1442
390 | 465.1174 | 62.8859 | 465.1174 | 62.8859
391 | 448.3066 | 59.5406 | 448.3066 | 59.5406
392 | 425.3111 | 51.4067 | 425.3111 | 51.4067
393 | 421.187 | 47.6613 | 421.187 | 47.6613
394 | 430.7281 | 32.7979 | 430.7281 | 32.7979
395 | 420.9322 | 24.8986 | 420.9322 | 24.8986
396 | 398.2913 | 24.1998 | 398.2913 | 24.1998
397 | 374.011 | 19.621 | 374.011 | 19.621
398 | 360.869 | 20.2566 | 360.869 | 20.2566
399 | 349.628 | 24.3294 | 349.628 | 24.3294
400 | 336.2019 | 31.9598 | 336.2019 | 31.9598
401 | 333.951 | 65.5249 | 333.951 | 65.5249
402 | 339.3706 | 70.2603 | 339.3706 | 70.2603
403 | 349.9833 | 71.7494 | 349.9833 | 71.7494
404 | 382.7957 | 67.0676 | 382.7957 | 67.0676
405 | 413.3853 | 65.8298 | 413.3853 | 65.8298
406 | 441.8544 | 58.0219 | 441.8544 | 58.0219
407 | 482.1196 | 57.0687 | 482.1196 | 57.0687
408 | 491.362 | 53.652 | 491.362 | 53.652
409 | 472.2686 | 49.8112 | 472.2686 | 49.8112
410 | 466.9594 | 50.4165 | 466.9594 | 50.4165
411 | 464.7888 | 51.7044 | 464.7888 | 51.7044
412 | 468.3723 | 58.8152 | 468.3723 | 58.8152
413 | 471.1346 | 65.776 | 471.1346 | 65.776
414 | 458.5543 | 61.0611 | 458.5543 | 61.0611
415 | 440.3049 | 57.3126 | 440.3049 | 57.3126
416 | 426.2655 | 48.9145 | 426.2655 | 48.9145
417 | 424.74 | 45.0484 | 424.74 | 45.0484
418 | 434.5275 | 30.1649 | 434.5275 | 30.1649
419 | 418.9554 | 22.4422 | 418.9554 | 22.4422
420 | 393.8321 | 22.1108 | 393.8321 | 22.1108
421 | 373.6721 | 17.7962 | 373.6721 | 17.7962
422 | 359.9102 | 18.7126 | 359.9102 | 18.7126
423 | 349.1277 | 23.0268 | 349.1277 | 23.0268
424 | 335.3504 | 30.8068 | 335.3504 | 30.8068
425 | 334.3003 | 64.477 | 334.3003 | 64.477
426 | 337.054 | 69.3182 | 337.054 | 69.3182
427 | 350.548 | 70.9122 | 350.548 | 70.9122
428 | 378.335 | 66.017 | 378.335 | 66.017
429 | 405.8047 | 64.4127 | 405.8047 | 64.4127
430 | 434.1473 | 55.9881 | 434.1473 | 55.9881
431 | 471.8547 | 54.1094 | 471.8547 | 54.1094
432 | 480.1801 | 49.5921 | 480.1801 | 49.5921
433 | 464.0472 | 45.2511 | 464.0472 | 45.2511
434 | 457.6698 | 45.816 | 457.6698 | 45.816
435 | 460.3782 | 47.0375 | 460.3782 | 47.0375
436 | 463.4455 | 53.8876 | 463.4455 | 53.8876
437 | 465.2421 | 60.8021 | 465.2421 | 60.8021
438 | 460.0316 | 56.2097 | 460.0316 | 56.2097
439 | 444.7603 | 52.6483 | 444.7603 | 52.6483
440 | 432.5048 | 44.5371 | 432.5048 | 44.5371
441 | 432.8595 | 41.0708 | 432.8595 | 41.0708
442 | 436.568 | 26.7305 | 436.568 | 26.7305
443 | 417.8715 | 19.7672 | 417.8715 | 19.7672
444 | 392.2012 | 20.1583 | 392.2012 | 20.1583
445 | 370.1905 | 16.3861 | 370.1905 | 16.3861
446 | 356.2838 | 17.4512 | 356.2838 | 17.4512
447 | 346.3132 | 21.5686 | 346.3132 | 21.5686
448 | 336.2645 | 29.0818 | 336.2645 | 29.0818
449 | 330.5737 | 62.5551 | 330.5737 | 62.5551
450 | 336.075 | 67.2782 | 336.075 | 67.2782
451 | 352.0192 | 68.7988 | 352.0192 | 68.7988
452 | 384.3077 | 64.0312 | 384.3077 | 64.0312
453 | 417.609 | 62.5853 | 417.609 | 62.5853
454 | 445.2821 | 54.3812 | 445.2821 | 54.3812
455 | 483.8559 | 52.7141 | 483.8559 | 52.7141
456 | 487.0356 | 48.4514 | 487.0356 | 48.4514
457 | 471.2761 | 43.8794 | 471.2761 | 43.8794
458 | 462.4313 | 44.0298 | 462.4313 | 44.0298
459 | 466.9519 | 45.1681 | 466.9519 | 45.1681
460 | 466.0688 | 52.4713 | 466.0688 | 52.4713
461 | 471.7095 | 59.7235 | 471.7095 | 59.7235
462 | 466.5262 | 55.4565 | 466.5262 | 55.4565
463 | 451.4183 | 52.2652 | 451.4183 | 52.2652
464 | 434.2296 | 44.4488 | 434.2296 | 44.4488
465 | 434.1943 | 41.3236 | 434.1943 | 41.3236
466 | 437.0973 | 27.2877 | 437.0973 | 27.2877
467 | 419.9108 | 20.2614 | 419.9108 | 20.2614
468 | 400.4503 | 20.3071 | 400.4503 | 20.3071
469 | 377.0871 | 16.2986 | 377.0871 | 16.2986
470 | 363.5952 | 17.4083 | 363.5952 | 17.4083
471 | 353.7803 | 21.8363 | 353.7803 | 21.8363
472 | 345.2769 | 29.7248 | 345.2769 | 29.7248
473 | 341.1592 | 63.5873 | 341.1592 | 63.5873
474 | 349.2907 | 68.6394 | 349.2907 | 68.6394
475 | 370.2726 | 70.425 | 370.2726 | 70.425
476 | 414.1864 | 66.01 | 414.1864 | 66.01
477 | 453.5976 | 64.8982 | 453.5976 | 64.8982
478 | 481.074 | 56.9897 | 481.074 | 56.9897
479 | 521.2313 | 55.837 | 521.2313 | 55.837
480 | 525.4308 | 52.2278 | 525.4308 | 52.2278
481 | 497.1861 | 48.3241 | 497.1861 | 48.3241
482 | 496.1215 | 49.0833 | 496.1215 | 49.0833
483 | 502.2838 | 50.6162 | 502.2838 | 50.6162
484 | 496.1204 | 57.9938 | 496.1204 | 57.9938
485 | 498.5336 | 65.2512 | 498.5336 | 65.2512
486 | 493.4058 | 60.9413 | 493.4058 | 60.9413
487 | 466.8968 | 57.5689 | 466.8968 | 57.5689
488 | 448.6711 | 49.4874 | 448.6711 | 49.4874
489 | 445.9339 | 45.9406 | 445.9339 | 45.9406
490 | 449.198 | 31.3475 | 449.198 | 31.3475
491 | 428.6905 | 23.7115 | 428.6905 | 23.7115
492 | 400.0156 | 23.2165 | 400.0156 | 23.2165
493 | 377.063 | 18.8048 | 377.063 | 18.8048
494 | 364.1678 | 19.6013 | 364.1678 | 19.6013
495 | 355.7531 | 23.829 | 355.7531 | 23.829
496 | 345.1937 | 31.5758 | 345.1937 | 31.5758
497 | 341.7764 | 65.2371 | 341.7764 | 65.2371
498 | 348.7932 | 70.067 | 348.7932 | 70.067
499 | 367.5954 | 71.6514 | 367.5954 | 71.6514
500 | 408.9479 | 67.0011 | 408.9479 | 67.0011
501 | 446.4844 | 65.6916 | 446.4844 | 65.6916
502 | 478.3171 | 57.6817 | 478.3171 | 57.6817
503 | 512.044 | 56.4966 | 512.044 | 56.4966
504 | 520.1015 | 52.6468 | 520.1015 | 52.6468
505 | 493.8464 | 48.2996 | 493.8464 | 48.2996
506 | 488.6528 | 48.7308 | 488.6528 | 48.7308
507 | 490.0973 | 49.9295 | 490.0973 | 49.9295
508 | 488.4483 | 56.7839 | 488.4483 | 56.7839
509 | 486.9371 | 63.164 | 486.9371 | 63.164
510 | 482.5593 | 57.9006 | 482.5593 | 57.9006
511 | 461.2245 | 53.838 | 461.2245 | 53.838
512 | 446.775 | 45.3043 | 446.775 | 45.3043
513 | 446.5966 | 41.6289 | 446.5966 | 41.6289
514 | 446.5655 | 27.8213 | 446.5655 | 27.8213
515 | 427.7835 | 21.3383 | 427.7835 | 21.3383
516 | 399.2217 | 21.2798 | 399.2217 | 21.2798
517 | 376.8102 | 16.8147 | 376.8102 | 16.8147
518 | 364.7812 | 17.4354 | 364.7812 | 17.4354
519 | 354.7051 | 21.4619 | 354.7051 | 21.4619
520 | 347.0078 | 28.9095 | 347.0078 | 28.9095
521 | 344.5313 | 62.2664 | 344.5313 | 62.2664
522 | 351.9113 | 66.7053 | 351.9113 | 66.7053
523 | 372.4527 | 67.8864 | 372.4527 | 67.8864
524 | 412.7052 | 62.8109 | 412.7052 | 62.8109
525 | 449.1775 | 61.1305 | 449.1775 | 61.1305
526 | 480.1494 | 52.72 | 480.1494 | 52.72
527 | 515.0549 | 50.8552 | 515.0549 | 50.8552
528 | 511.4142 | 46.6713 | 511.4142 | 46.6713
529 | 486.9557 | 42.3844 | 486.9557 | 42.3844
530 | 478.189 | 42.8208 | 478.189 | 42.8208
531 | 487.7864 | 44.1254 | 487.7864 | 44.1254
532 | 487.4047 | 51.4216 | 487.4047 | 51.4216
533 | 487.6625 | 58.7954 | 487.6625 | 58.7954
534 | 473.3327 | 54.6718 | 473.3327 | 54.6718
535 | 455.3577 | 51.6721 | 455.3577 | 51.6721
536 | 442.3825 | 43.8364 | 442.3825 | 43.8364
537 | 441.9659 | 40.2966 | 441.9659 | 40.2966
538 | 443.1612 | 25.7228 | 443.1612 | 25.7228
539 | 425.1934 | 18.5976 | 425.1934 | 18.5976
540 | 398.4505 | 18.5313 | 398.4505 | 18.5313
541 | 375.135 | 14.0198 | 375.135 | 14.0198
542 | 361.4287 | 14.7892 | 361.4287 | 14.7892
543 | 353.4971 | 19.1271 | 353.4971 | 19.1271
544 | 343.8667 | 27.3541 | 343.8667 | 27.3541
545 | 337.8687 | 61.5369 | 337.8687 | 61.5369
546 | 343.9856 | 66.6781 | 343.9856 | 66.6781
547 | 361.828 | 68.4121 | 361.828 | 68.4121
548 | 399.4632 | 63.502 | 399.4632 | 63.502
549 | 432.869 | 61.8137 | 432.869 | 61.8137
550 | 468.2432 | 53.4924 | 468.2432 | 53.4924
551 | 498.3151 | 51.5638 | 498.3151 | 51.5638
552 | 502.6612 | 47.4533 | 502.6612 | 47.4533
553 | 480.9203 | 43.2391 | 480.9203 | 43.2391
554 | 475.6807 | 43.7105 | 475.6807 | 43.7105
555 | 479.5748 | 45.0045 | 479.5748 | 45.0045
556 | 477.3313 | 52.3305 | 477.3313 | 52.3305
557 | 479.4503 | 59.6483 | 479.4503 | 59.6483
558 | 467.9318 | 55.2562 | 467.9318 | 55.2562
559 | 454.4737 | 51.7027 | 454.4737 | 51.7027
560 | 436.097 | 43.4979 | 436.097 | 43.4979
561 | 435.74 | 39.8181 | 435.74 | 39.8181
562 | 439.1406 | 25.3562 | 439.1406 | 25.3562
563 | 424.7143 | 18.1121 | 424.7143 | 18.1121
564 | 399.4799 | 17.9128 | 399.4799 | 17.9128
565 | 377.6188 | 13.8143 | 377.6188 | 13.8143
566 | 365.4413 | 14.9729 | 365.4413 | 14.9729
567 | 355.9621 | 19.4665 | 355.9621 | 19.4665
568 | 344.0349 | 27.4661 | 344.0349 | 27.4661
569 | 340.3821 | 61.3628 | 340.3821 | 61.3628
570 | 344.0678 | 66.3361 | 344.0678 | 66.3361
571 | 357.4058 | 68.0386 | 357.4058 | 68.0386
572 | 389.4843 | 63.4172 | 389.4843 | 63.4172
573 | 416.7312 | 62.0718 | 416.7312 | 62.0718
574 | 443.5907 | 53.8038 | 443.5907 | 53.8038
575 | 479.2915 | 52.1989 | 479.2915 | 52.1989
576 | 485.8919 | 48.3823 | 485.8919 | 48.3823
577 | 467.2471 | 44.4253 | 467.2471 | 44.4253
578 | 459.8933 | 44.6491 | 459.8933 | 44.6491
579 | 464.097 | 45.2224 | 464.097 | 45.2224
580 | 466.8794 | 51.5449 | 466.8794 | 51.5449
581 | 466.4455 | 58.4245 | 466.4455 | 58.4245
582 | 454.4371 | 53.9956 | 454.4371 | 53.9956
583 | 435.4619 | 50.3477 | 435.4619 | 50.3477
584 | 422.7852 | 42.2102 | 422.7852 | 42.2102
585 | 428.6613 | 38.5051 | 428.6613 | 38.5051
586 | 435.7182 | 23.7519 | 435.7182 | 23.7519
587 | 416.3396 | 16.1623 | 416.3396 | 16.1623
588 | 391.6684 | 15.7154 | 391.6684 | 15.7154
589 | 371.3314 | 11.4034 | 371.3314 | 11.4034
590 | 360.2777 | 12.3679 | 360.2777 | 12.3679
591 | 350.8599 | 16.5745 | 350.8599 | 16.5745
592 | 338.3349 | 23.9749 | 338.3349 | 23.9749
593 | 334.5121 | 57.3939 | 334.5121 | 57.3939
594 | 339.2367 | 62.3576 | 339.2367 | 62.3576
595 | 354.7162 | 64.0435 | 354.7162 | 64.0435
596 | 380.9768 | 59.4273 | 380.9768 | 59.4273
597 | 406.9714 | 58.0951 | 406.9714 | 58.0951
598 | 437.3 | 49.9811 | 437.3 | 49.9811
599 | 471.0556 | 48.2493 | 471.0556 | 48.2493
600 | 472.3866 | 44.5596 | 472.3866 | 44.5596
601 | 457.6395 | 41.2245 | 457.6395 | 41.2245
602 | 449.2616 | 42.268 | 449.2616 | 42.268
603 | 454.9926 | 44.0484 | 454.9926 | 44.0484
604 | 458.3226 | 51.95 | 458.3226 | 51.95
605 | 460.0734 | 59.6999 | 460.0734 | 59.6999
606 | 449.6175 | 55.9087 | 449.6175 | 55.9087
607 | 433.8129 | 53.2274 | 433.8129 | 53.2274
608 | 423.7987 | 45.8265 | 423.7987 | 45.8265
609 | 426.0377 | 43.1029 | 426.0377 | 43.1029
610 | 429.9135 | 29.0644 | 429.9135 | 29.0644
611 | 414.5722 | 21.5491 | 414.5722 | 21.5491
612 | 390.754 | 20.887 | 390.754 | 20.887
613 | 367.5309 | 16.2759 | 367.5309 | 16.2759
614 | 355.0772 | 17.2403 | 355.0772 | 17.2403
615 | 346.9042 | 21.6491 | 346.9042 | 21.6491
616 | 336.8643 | 29.4999 | 336.8643 | 29.4999
617 | 331.8637 | 63.2182 | 331.8637 | 63.2182
618 | 337.8102 | 68.0769 | 337.8102 | 68.0769
619 | 354.9838 | 69.6823 | 354.9838 | 69.6823
620 | 387.7599 | 64.5955 | 387.7599 | 64.5955
621 | 418.9026 | 62.8075 | 418.9026 | 62.8075
622 | 447.1163 | 54.5482 | 447.1163 | 54.5482
623 | 480.4527 | 52.9039 | 480.4527 | 52.9039
624 | 484.2315 | 48.9571 | 484.2315 | 48.9571
625 | 462.2711 | 44.8408 | 462.2711 | 44.8408
626 | 457.9945 | 45.4268 | 457.9945 | 45.4268
627 | 461.181 | 46.9553 | 461.181 | 46.9553
628 | 461.7547 | 54.5288 | 461.7547 | 54.5288
629 | 468.129 | 61.906 | 468.129 | 61.906
630 | 459.8632 | 57.4895 | 459.8632 | 57.4895
631 | 439.9174 | 54.3287 | 439.9174 | 54.3287
632 | 430.726 | 46.7302 | 430.726 | 46.7302
633 | 433.1543 | 44.003 | 433.1543 | 44.003
634 | 439.5021 | 30.2261 | 439.5021 | 30.2261
635 | 419.5266 | 23.0957 | 419.5266 | 23.0957
636 | 388.9364 | 22.745 | 388.9364 | 22.745
637 | 367.8314 | 18.315 | 367.8314 | 18.315
638 | 355.4907 | 19.101 | 355.4907 | 19.101
639 | 348.3498 | 23.1423 | 348.3498 | 23.1423
640 | 339.3267 | 30.6678 | 339.3267 | 30.6678
641 | 335.2831 | 64.2443 | 335.2831 | 64.2443
642 | 341.2889 | 69.0173 | 341.2889 | 69.0173
643 | 362.5895 | 70.4862 | 362.5895 | 70.4862
644 | 404.3463 | 65.7423 | 404.3463 | 65.7423
645 | 446.3654 | 64.5036 | 446.3654 | 64.5036
646 | 476.9592 | 56.6223 | 476.9592 | 56.6223
647 | 518.8431 | 55.4731 | 518.8431 | 55.4731
648 | 519.1951 | 51.7651 | 519.1951 | 51.7651
649 | 497.8321 | 47.5972 | 497.8321 | 47.5972
650 | 490.0894 | 48.0117 | 490.0894 | 48.0117
651 | 492.1837 | 49.507 | 492.1837 | 49.507
652 | 492.5341 | 56.9195 | 492.5341 | 56.9195
653 | 491.836 | 64.4613 | 491.836 | 64.4613
654 | 481.3838 | 60.5835 | 481.3838 | 60.5835
655 | 460.0944 | 57.5925 | 460.0944 | 57.5925
656 | 450.0247 | 49.6878 | 450.0247 | 49.6878
657 | 452.424 | 46.078 | 452.424 | 46.078
658 | 449.5643 | 31.3047 | 449.5643 | 31.3047
659 | 424.133 | 23.5025 | 424.133 | 23.5025
660 | 382.0078 | 22.8386 | 382.0078 | 22.8386
661 | 359.8138 | 18.3613 | 359.8138 | 18.3613
662 | 346.1022 | 19.1867 | 346.1022 | 19.1867
663 | 339.6755 | 23.4459 | 339.6755 | 23.4459
664 | 332.6895 | 31.2399 | 332.6895 | 31.2399
665 | 325.9656 | 64.9257 | 325.9656 | 64.9257
666 | 332.1912 | 69.7879 | 332.1912 | 69.7879
667 | 352.369 | 71.424 | 352.369 | 71.424
668 | 391.1896 | 66.9888 | 391.1896 | 66.9888
669 | 431.3058 | 65.9033 | 431.3058 | 65.9033
670 | 461.909 | 57.9572 | 461.909 | 57.9572
671 | 495.7232 | 56.6252 | 495.7232 | 56.6252
672 | 496.7187 | 52.8883 | 496.7187 | 52.8883
673 | 473.1524 | 48.8831 | 473.1524 | 48.8831
674 | 469.8953 | 49.5111 | 469.8953 | 49.5111
675 | 471.7168 | 51.0116 | 471.7168 | 51.0116
676 | 472.1406 | 58.4758 | 472.1406 | 58.4758
677 | 472.1866 | 65.7918 | 472.1866 | 65.7918
678 | 462.5325 | 61.3866 | 462.5325 | 61.3866
679 | 441.966 | 57.9415 | 441.966 | 57.9415
680 | 427.4034 | 49.8303 | 427.4034 | 49.8303
681 | 432.1611 | 46.19 | 432.1611 | 46.19
682 | 433.492 | 31.4481 | 433.492 | 31.4481
683 | 412.6705 | 23.9014 | 412.6705 | 23.9014
684 | 384.1615 | 23.7528 | 384.1615 | 23.7528
685 | 362.6307 | 19.6656 | 362.6307 | 19.6656
686 | 348.6194 | 20.4481 | 348.6194 | 20.4481
687 | 342.4929 | 24.6443 | 342.4929 | 24.6443
688 | 331.2441 | 32.2581 | 331.2441 | 32.2581
689 | 324.9525 | 65.9247 | 324.9525 | 65.9247
690 | 335.1843 | 70.7239 | 335.1843 | 70.7239
691 | 354.9536 | 72.2165 | 354.9536 | 72.2165
692 | 391.8576 | 67.4472 | 391.8576 | 67.4472
693 | 427.7203 | 65.9829 | 427.7203 | 65.9829
694 | 452.2368 | 57.8216 | 452.2368 | 57.8216
695 | 485.2185 | 56.5229 | 485.2185 | 56.5229
696 | 487.5441 | 52.6565 | 487.5441 | 52.6565
697 | 465.1112 | 48.1072 | 465.1112 | 48.1072
698 | 459.8469 | 48.3511 | 459.8469 | 48.3511
699 | 463.1376 | 49.3714 | 463.1376 | 49.3714
700 | 460.6841 | 56.3466 | 460.6841 | 56.3466
701 | 460.5978 | 63.5305 | 460.5978 | 63.5305
702 | 454.7064 | 59.1157 | 454.7064 | 59.1157
703 | 432.6918 | 55.8106 | 432.6918 | 55.8106
704 | 417.2223 | 47.891 | 417.2223 | 47.891
705 | 422.9762 | 44.4658 | 422.9762 | 44.4658
706 | 426.2031 | 30.0818 | 426.2031 | 30.0818
707 | 406.3136 | 22.5577 | 406.3136 | 22.5577
708 | 389.2357 | 52.5579 | 389.2357 | 52.5579
709 | 366.9216 | 49.8686 | 366.9216 | 49.8686
710 | 354.0791 | 51.2689 | 354.0791 | 51.2689
711 | 345.2243 | 53.8859 | 345.2243 | 53.8859
712 | 337.8136 | 64.7768 | 337.8136 | 64.7768
713 | 331.4876 | 94.7302 | 331.4876 | 94.7302
714 | 340.5847 | 101.275 | 340.5847 | 101.275
715 | 359.2319 | 103.3838 | 359.2319 | 103.3838
716 | 395.2226 | 98.5832 | 395.2226 | 98.5832
717 | 427.8167 | 94.5939 | 427.8167 | 94.5939
718 | 458.4922 | 87.2383 | 458.4922 | 87.2383
719 | 488.3699 | 85.066 | 488.3699 | 85.066
720 | 496.6955 | 78.0874 | 496.6955 | 78.0874
721 | 474.5236 | 72.8653 | 474.5236 | 72.8653
722 | 472.4188 | 73.6251 | 472.4188 | 73.6251
723 | 473.1236 | 75.7312 | 473.1236 | 75.7312
724 | 473.1844 | 81.2284 | 473.1844 | 81.2284
725 | 480.616 | 87.0812 | 480.616 | 87.0812
726 | 475.0274 | 83.4057 | 475.0274 | 83.4057
727 | 446.8609 | 80.3173 | 446.8609 | 80.3173
728 | 429.2717 | 75.8549 | 429.2717 | 75.8549
729 | 436.7076 | 70.2587 | 436.7076 | 70.2587
730 | 437.3823 | 59.8569 | 437.3823 | 59.8569
731 | 415.565 | 51.2226 | 415.565 | 51.2226
732 | 389.6407 | 52.0614 | 389.6407 | 52.0614
733 | 365.7035 | 49.8399 | 365.7035 | 49.8399
734 | 353.1105 | 51.8188 | 353.1105 | 51.8188
735 | 349.6343 | 54.9694 | 349.6343 | 54.9694
736 | 339.3645 | 66.1271 | 339.3645 | 66.1271
737 | 334.0729 | 96.2281 | 334.0729 | 96.2281
738 | 337.7814 | 102.4734 | 337.7814 | 102.4734
739 | 351.9582 | 104.5247 | 351.9582 | 104.5247
740 | 381.757 | 99.8268 | 381.757 | 99.8268
741 | 417.2891 | 95.8579 | 417.2891 | 95.8579
742 | 450.608 | 88.8635 | 450.608 | 88.8635
743 | 480.0166 | 87.4709 | 480.0166 | 87.4709
744 | 491.3722 | 81.8918 | 491.3722 | 81.8918
745 | 468.1828 | 77.1991 | 468.1828 | 77.1991
746 | 462.8075 | 78.0163 | 462.8075 | 78.0163
747 | 460.994 | 79.8845 | 460.994 | 79.8845
748 | 462.3724 | 85.1231 | 462.3724 | 85.1231
749 | 469.1821 | 91.3411 | 469.1821 | 91.3411
750 | 458.054 | 87.8175 | 458.054 | 87.8175
751 | 439.1739 | 84.6224 | 439.1739 | 84.6224
752 | 431.5175 | 79.8932 | 431.5175 | 79.8932
753 | 436.391 | 73.7676 | 436.391 | 73.7676
754 | 433.3962 | 62.5162 | 433.3962 | 62.5162
755 | 412.7015 | 53.3115 | 412.7015 | 53.3115
756 | 387.4017 | 53.9984 | 387.4017 | 53.9984
757 | 365.8494 | 51.6252 | 365.8494 | 51.6252
758 | 351.709 | 53.3455 | 351.709 | 53.3455
759 | 347.5099 | 56.0446 | 347.5099 | 56.0446
760 | 341.277 | 66.9027 | 341.277 | 66.9027
761 | 332.5958 | 96.9217 | 332.5958 | 96.9217
762 | 336.5647 | 103.4994 | 336.5647 | 103.4994
763 | 352.288 | 106.0555 | 352.288 | 106.0555
764 | 380.6435 | 101.3863 | 380.6435 | 101.3863
765 | 408.4301 | 97.3148 | 408.4301 | 97.3148
766 | 435.4788 | 90.1398 | 435.4788 | 90.1398
767 | 467.8046 | 87.3068 | 467.8046 | 87.3068
768 | 474.5983 | 79.9547 | 474.5983 | 79.9547
769 | 460.5826 | 72.89 | 460.5826 | 72.89
770 | 452.4008 | 72.2174 | 452.4008 | 72.2174
771 | 451.84 | 71.8653 | 451.84 | 71.8653
772 | 453.9913 | 77.5307 | 453.9913 | 77.5307
773 | 462.7831 | 83.56 | 462.7831 | 83.56
774 | 457.4493 | 79.7121 | 457.4493 | 79.7121
775 | 440.8057 | 76.7509 | 440.8057 | 76.7509
776 | 433.8468 | 72.5553 | 433.8468 | 72.5553
777 | 443.8297 | 67.2874 | 443.8297 | 67.2874
778 | 438.1787 | 57.4765 | 438.1787 | 57.4765
779 | 414.8254 | 50.1596 | 414.8254 | 50.1596
780 | 387.9408 | 51.8972 | 387.9408 | 51.8972
781 | 367.2687 | 49.9097 | 367.2687 | 49.9097
782 | 355.0402 | 51.9296 | 355.0402 | 51.9296
783 | 349.913 | 55.1171 | 349.913 | 55.1171
784 | 341.3509 | 66.1681 | 341.3509 | 66.1681
785 | 335.0815 | 96.146 | 335.0815 | 96.146
786 | 338.3863 | 102.3872 | 338.3863 | 102.3872
787 | 354.0486 | 104.6191 | 354.0486 | 104.6191
788 | 388.2823 | 100.1551 | 388.2823 | 100.1551
789 | 420.3467 | 96.6336 | 420.3467 | 96.6336
790 | 446.2291 | 90.5502 | 446.2291 | 90.5502
791 | 480.0581 | 89.7363 | 480.0581 | 89.7363
792 | 490.7116 | 83.8412 | 490.7116 | 83.8412
793 | 466.9438 | 78.2005 | 466.9438 | 78.2005
794 | 464.0529 | 78.9069 | 464.0529 | 78.9069
795 | 464.7895 | 81.3989 | 464.7895 | 81.3989
796 | 466.0271 | 87.0232 | 466.0271 | 87.0232
797 | 474.3199 | 93.311 | 474.3199 | 93.311
798 | 465.3164 | 89.615 | 465.3164 | 89.615
799 | 443.5108 | 86.1737 | 443.5108 | 86.1737
800 | 434.257 | 81.2024 | 434.257 | 81.2024
801 | 442.799 | 75.0932 | 442.799 | 75.0932
802 | 436.8714 | 64.1291 | 436.8714 | 64.1291
803 | 414.946 | 54.8464 | 414.946 | 54.8464
804 | 384.9934 | 55.0326 | 384.9934 | 55.0326
805 | 365.8889 | 52.2243 | 365.8889 | 52.2243
806 | 353.2902 | 53.5589 | 353.2902 | 53.5589
807 | 348.258 | 56.1267 | 348.258 | 56.1267
808 | 342.1178 | 67.0381 | 342.1178 | 67.0381
809 | 337.4388 | 97.0038 | 337.4388 | 97.0038
810 | 341.0753 | 103.4132 | 341.0753 | 103.4132
811 | 362.9044 | 105.6287 | 362.9044 | 105.6287
812 | 405.6263 | 101.0826 | 405.6263 | 101.0826
813 | 441.1468 | 97.4297 | 441.1468 | 97.4297
814 | 473.9144 | 90.8949 | 473.9144 | 90.8949
815 | 510.7682 | 89.6625 | 510.7682 | 89.6625
816 | 515.4902 | 83.6565 | 515.4902 | 83.6565
817 | 485.3515 | 78.7463 | 485.3515 | 78.7463
818 | 479.6417 | 78.7797 | 479.6417 | 78.7797
819 | 485.6033 | 79.1622 | 485.6033 | 79.1622
820 | 485.9664 | 84.0971 | 485.9664 | 84.0971
821 | 487.8505 | 90.3808 | 487.8505 | 90.3808
822 | 482.2213 | 86.6437 | 482.2213 | 86.6437
823 | 449.0668 | 83.3501 | 449.0668 | 83.3501
824 | 439.4762 | 78.703 | 439.4762 | 78.703
825 | 451.5876 | 73.1725 | 451.5876 | 73.1725
826 | 443.8903 | 63.3329 | 443.8903 | 63.3329
827 | 419.4757 | 54.8874 | 419.4757 | 54.8874
828 | 385.7492 | 55.5333 | 385.7492 | 55.5333
829 | 365.4546 | 52.881 | 365.4546 | 52.881
830 | 354.6068 | 54.2361 | 354.6068 | 54.2361
831 | 349.6791 | 56.6479 | 349.6791 | 56.6479
832 | 343.9071 | 67.2762 | 343.9071 | 67.2762
833 | 337.6094 | 96.9135 | 337.6094 | 96.9135
834 | 342.8563 | 102.6745 | 342.8563 | 102.6745
835 | 363.9703 | 104.4221 | 363.9703 | 104.4221
836 | 407.5273 | 99.8144 | 407.5273 | 99.8144
837 | 446.5003 | 96.2601 | 446.5003 | 96.2601
838 | 477.873 | 89.9018 | 477.873 | 89.9018
839 | 506.7337 | 88.8499 | 506.7337 | 88.8499
840 | 509.2348 | 83.123 | 509.2348 | 83.123
841 | 483.5228 | 78.1307 | 483.5228 | 78.1307
842 | 478.2003 | 78.6853 | 478.2003 | 78.6853
843 | 480.2175 | 80.2333 | 480.2175 | 80.2333
844 | 478.1199 | 84.5608 | 478.1199 | 84.5608
845 | 480.108 | 89.2645 | 480.108 | 89.2645
846 | 473.5193 | 83.7258 | 473.5193 | 83.7258
847 | 452.29 | 78.4541 | 452.29 | 78.4541
848 | 436.2481 | 72.8384 | 436.2481 | 72.8384
849 | 448.9767 | 66.6348 | 448.9767 | 66.6348
850 | 444.8901 | 55.9868 | 444.8901 | 55.9868
851 | 418.8758 | 47.5864 | 418.8758 | 47.5864
852 | 388.0124 | 47.9574 | 388.0124 | 47.9574
853 | 366.5168 | 45.1737 | 366.5168 | 45.1737
854 | 353.5236 | 46.5288 | 353.5236 | 46.5288
855 | 348.811 | 49.1335 | 348.811 | 49.1335
856 | 342.4673 | 60.3774 | 342.4673 | 60.3774
857 | 337.7122 | 90.8396 | 337.7122 | 90.8396
858 | 342.926 | 97.8276 | 342.926 | 97.8276
859 | 362.7187 | 100.7737 | 362.7187 | 100.7737
860 | 406.9848 | 96.6831 | 406.9848 | 96.6831
861 | 433.7537 | 90.4817 | 433.7537 | 90.4817
862 | 465.5415 | 80.9428 | 465.5415 | 80.9428
863 | 491.7513 | 75.3642 | 491.7513 | 75.3642
864 | 497.7535 | 64.9957 | 497.7535 | 64.9957
865 | 479.925 | 57.7257 | 479.925 | 57.7257
866 | 468.5503 | 56.9013 | 468.5503 | 56.9013
867 | 471.0447 | 57.9076 | 471.0447 | 57.9076
868 | 472.1048 | 63.3186 | 472.1048 | 63.3186
869 | 472.2614 | 70.1071 | 472.2614 | 70.1071
870 | 467.5802 | 66.8872 | 467.5802 | 66.8872
871 | 443.765 | 63.2981 | 443.765 | 63.2981
872 | 433.9191 | 58.298 | 433.9191 | 58.298
873 | 442.2404 | 52.1273 | 442.2404 | 52.1273
874 | 440.1053 | 41.0442 | 440.1053 | 41.0442
875 | 414.3683 | 31.8394 | 414.3683 | 31.8394
876 | 384.9838 | 32.3951 | 384.9838 | 32.3951
877 | 364.3237 | 30.1449 | 364.3237 | 30.1449
878 | 351.7367 | 32.5178 | 351.7367 | 32.5178
879 | 345.8996 | 35.262 | 345.8996 | 35.262
880 | 339.7985 | 45.9355 | 339.7985 | 45.9355
881 | 330.6537 | 75.5071 | 330.6537 | 75.5071
882 | 335.9628 | 81.7647 | 335.9628 | 81.7647
883 | 356.22 | 84.2839 | 356.22 | 84.2839
884 | 394.4936 | 79.9512 | 394.4936 | 79.9512
885 | 427.3657 | 74.669 | 427.3657 | 74.669
886 | 458.8247 | 66.5378 | 458.8247 | 66.5378
887 | 488.0692 | 61.4681 | 488.0692 | 61.4681
888 | 497.4657 | 51.4977 | 497.4657 | 51.4977
889 | 469.7804 | 43.0088 | 469.7804 | 43.0088
890 | 467.442 | 41.5442 | 467.442 | 41.5442
891 | 465.1987 | 43.0799 | 465.1987 | 43.0799
892 | 469.3163 | 48.7946 | 469.3163 | 48.7946
893 | 471.2527 | 55.2958 | 471.2527 | 55.2958
894 | 465.935 | 51.4233 | 465.935 | 51.4233
895 | 444.4695 | 47.5716 | 444.4695 | 47.5716
896 | 435.1573 | 42.3992 | 435.1573 | 42.3992
897 | 446.2155 | 37.5499 | 446.2155 | 37.5499
898 | 438.0567 | 29.8116 | 438.0567 | 29.8116
899 | 413.5391 | 24.6862 | 413.5391 | 24.6862
900 | 385.7439 | 27.0845 | 385.7439 | 27.0845
901 | 366.327 | 25.0929 | 366.327 | 25.0929
902 | 353.9594 | 26.8789 | 353.9594 | 26.8789
903 | 348.9907 | 29.775 | 348.9907 | 29.775
904 | 341.5407 | 41.2282 | 341.5407 | 41.2282
905 | 333.3567 | 71.7396 | 333.3567 | 71.7396
906 | 338.4196 | 78.4158 | 338.4196 | 78.4158
907 | 354.6049 | 80.344 | 354.6049 | 80.344
908 | 385.8613 | 74.7965 | 385.8613 | 74.7965
909 | 411.8073 | 70.0726 | 411.8073 | 70.0726
910 | 443.2619 | 62.7005 | 443.2619 | 62.7005
911 | 469.176 | 61.3901 | 469.176 | 61.3901
912 | 477.812 | 55.1256 | 477.812 | 55.1256
913 | 462.0406 | 49.3085 | 462.0406 | 49.3085
914 | 458.3384 | 48.5826 | 458.3384 | 48.5826
915 | 459.0751 | 49.437 | 459.0751 | 49.437
916 | 464.5128 | 54.6633 | 464.5128 | 54.6633
917 | 464.0884 | 61.2055 | 464.0884 | 61.2055
918 | 459.0995 | 57.8994 | 459.0995 | 57.8994
919 | 441.5615 | 55.5046 | 441.5615 | 55.5046
920 | 430.289 | 52.0189 | 430.289 | 52.0189
921 | 440.6356 | 47.3092 | 440.6356 | 47.3092
922 | 436.5704 | 37.4983 | 436.5704 | 37.4983
923 | 412.6913 | 28.8025 | 412.6913 | 28.8025
924 | 384.3428 | 29.3458 | 384.3428 | 29.3458
925 | 366.501 | 27.1572 | 366.501 | 27.1572
926 | 351.8523 | 29.2223 | 351.8523 | 29.2223
927 | 346.5194 | 32.2497 | 346.5194 | 32.2497
928 | 341.8779 | 43.9614 | 341.8779 | 43.9614
929 | 332.595 | 74.596 | 332.595 | 74.596
930 | 334.152 | 81.346 | 334.152 | 81.346
931 | 351.0122 | 83.7134 | 351.0122 | 83.7134
932 | 376.2599 | 79.2206 | 376.2599 | 79.2206
933 | 407.7704 | 74.9235 | 407.7704 | 74.9235
934 | 435.0706 | 66.981 | 435.0706 | 66.981
935 | 463.7063 | 63.0399 | 463.7063 | 63.0399
936 | 471.8217 | 53.7261 | 471.8217 | 53.7261
937 | 457.2097 | 45.6805 | 457.2097 | 45.6805
938 | 454.5938 | 45.9314 | 454.5938 | 45.9314
939 | 452.4272 | 46.6135 | 452.4272 | 46.6135
940 | 457.4218 | 49.7713 | 457.4218 | 49.7713
941 | 462.6733 | 54.6761 | 462.6733 | 54.6761
942 | 457.3978 | 51.1361 | 457.3978 | 51.1361
943 | 438.6581 | 46.3773 | 438.6581 | 46.3773
944 | 434.3552 | 41.0572 | 434.3552 | 41.0572
945 | 445.2853 | 35.7195 | 445.2853 | 35.7195
946 | 437.4952 | 27.185 | 437.4952 | 27.185
947 | 411.2878 | 21.8627 | 411.2878 | 21.8627
948 | 384.6527 | 25.3731 | 384.6527 | 25.3731
949 | 364.7342 | 25.3309 | 364.7342 | 25.3309
950 | 355.1421 | 28.898 | 355.1421 | 28.898
951 | 349.2611 | 33.3619 | 349.2611 | 33.3619
952 | 344.5962 | 45.9642 | 344.5962 | 45.9642
953 | 338.9559 | 77.5427 | 338.9559 | 77.5427
954 | 340.449 | 85.5978 | 340.449 | 85.5978
955 | 357.6561 | 89.6847 | 357.6561 | 89.6847
956 | 389.2832 | 87.3712 | 389.2832 | 87.3712
957 | 424.0487 | 85.9673 | 424.0487 | 85.9673
958 | 452.2897 | 81.111 | 452.2897 | 81.111
959 | 482.7858 | 81.1836 | 482.7858 | 81.1836
960 | 487.786 | 76.6838 | 487.786 | 76.6838
961 | 470.5951 | 73.7025 | 470.5951 | 73.7025
962 | 467.045 | 75.9685 | 467.045 | 75.9685
963 | 469.0334 | 78.5753 | 469.0334 | 78.5753
964 | 475.0653 | 83.1737 | 475.0653 | 83.1737
965 | 480.2362 | 88.14 | 480.2362 | 88.14
966 | 470.931 | 83.968 | 470.931 | 83.968
967 | 449.1625 | 80.3583 | 449.1625 | 80.3583
968 | 441.5509 | 75.4363 | 441.5509 | 75.4363
969 | 448.9532 | 69.6061 | 448.9532 | 69.6061
970 | 443.8694 | 58.9252 | 443.8694 | 58.9252
971 | 417.1744 | 49.8559 | 417.1744 | 49.8559
972 | 386.6423 | 50.1038 | 386.6423 | 50.1038
973 | 366.0525 | 47.4842 | 366.0525 | 47.4842
974 | 352.9763 | 48.8968 | 352.9763 | 48.8968
975 | 346.7971 | 51.3661 | 346.7971 | 51.3661
976 | 344.0656 | 61.9861 | 344.0656 | 61.9861
977 | 336.6493 | 91.763 | 336.6493 | 91.763
978 | 340.9432 | 98.0616 | 340.9432 | 98.0616
979 | 361.9282 | 100.2771 | 361.9282 | 100.2771
980 | 406.1262 | 95.8459 | 406.1262 | 95.8459
981 | 441.7959 | 92.4229 | 441.7959 | 92.4229
982 | 471.5561 | 85.9948 | 471.5561 | 85.9948
983 | 502.3225 | 85.0742 | 502.3225 | 85.0742
984 | 512.6448 | 79.4171 | 512.6448 | 79.4171
985 | 483.9966 | 74.3387 | 483.9966 | 74.3387
986 | 477.2993 | 75.041 | 477.2993 | 75.041
987 | 482.091 | 77.1389 | 482.091 | 77.1389
988 | 479.4936 | 83.5636 | 479.4936 | 83.5636
989 | 481.8576 | 90.4998 | 481.8576 | 90.4998
990 | 474.3296 | 86.9187 | 474.3296 | 86.9187
991 | 448.1968 | 83.4814 | 448.1968 | 83.4814
992 | 436.6279 | 78.7359 | 436.6279 | 78.7359
993 | 453.5098 | 72.8154 | 453.5098 | 72.8154
994 | 445.4266 | 61.7488 | 445.4266 | 61.7488
995 | 416.0329 | 52.2239 | 416.0329 | 52.2239
996 | 385.6971 | 52.3568 | 385.6971 | 52.3568
997 | 365.0394 | 49.7578 | 365.0394 | 49.7578
998 | 351.3575 | 51.3222 | 351.3575 | 51.3222
999 | 345.7612 | 54.0829 | 345.7612 | 54.0829
1000 | 343.739 | 65.0067 | 343.739 | 65.0067
1001 | 337.8536 | 94.8656 | 337.8536 | 94.8656
1002 | 342.9461 | 101.1437 | 342.9461 | 101.1437
1003 | 367.3271 | 103.2894 | 367.3271 | 103.2894
1004 | 409.3362 | 98.8746 | 409.3362 | 98.8746
1005 | 445.8303 | 95.7512 | 445.8303 | 95.7512
1006 | 470.0449 | 89.8238 | 470.0449 | 89.8238
1007 | 501.3054 | 89.2357 | 501.3054 | 89.2357
1008 | 510.0382 | 83.9684 | 510.0382 | 83.9684
1009 | 484.8618 | 79.797 | 484.8618 | 79.797
1010 | 482.6088 | 81.1354 | 482.6088 | 81.1354
1011 | 483.4719 | 83.4837 | 483.4719 | 83.4837
1012 | 489.4824 | 89.7113 | 489.4824 | 89.7113
1013 | 490.6327 | 96.3685 | 490.6327 | 96.3685
1014 | 484.1464 | 92.812 | 484.1464 | 92.812
1015 | 461.7351 | 89.3994 | 461.7351 | 89.3994
1016 | 454.2121 | 84.6538 | 454.2121 | 84.6538
1017 | 460.0268 | 77.888 | 460.0268 | 77.888
1018 | 445.6812 | 65.5368 | 445.6812 | 65.5368
1019 | 417.3355 | 55.0146 | 417.3355 | 55.0146
1020 | 388.9618 | 54.2036 | 388.9618 | 54.2036
1021 | 368.7087 | 50.7838 | 368.7087 | 50.7838
1022 | 355.8289 | 51.5479 | 355.8289 | 51.5479
1023 | 348.6315 | 53.7628 | 348.6315 | 53.7628
1024 | 346.8293 | 64.4649 | 346.8293 | 64.4649
1025 | 347.2483 | 94.3239 | 347.2483 | 94.3239
1026 | 348.961 | 100.8112 | 348.961 | 100.8112
1027 | 367.8338 | 103.1129 | 367.8338 | 103.1129
1028 | 408.2295 | 98.6858 | 408.2295 | 98.6858
1029 | 447.9037 | 95.271 | 447.9037 | 95.271
1030 | 484.8108 | 88.8429 | 484.8108 | 88.8429
1031 | 519.2414 | 87.3355 | 519.2414 | 87.3355
1032 | 520.2916 | 80.9438 | 520.2916 | 80.9438
1033 | 496.7643 | 75.4344 | 496.7643 | 75.4344
1034 | 492.569 | 74.7373 | 492.569 | 74.7373
1035 | 495.4671 | 74.972 | 495.4671 | 74.972
1036 | 492.7809 | 78.9999 | 492.7809 | 78.9999
1037 | 492.2658 | 85.0292 | 492.2658 | 85.0292
1038 | 482.8508 | 82.3387 | 482.8508 | 82.3387
1039 | 456.6265 | 79.7017 | 456.6265 | 79.7017
1040 | 446.1641 | 75.4239 | 446.1641 | 75.4239
1041 | 457.8875 | 69.9221 | 457.8875 | 69.9221
1042 | 445.1834 | 59.7132 | 445.1834 | 59.7132
1043 | 416.8345 | 52.622 | 416.8345 | 52.622
1044 | 390.0371 | 54.1134 | 390.0371 | 54.1134
1045 | 368.2613 | 51.9247 | 368.2613 | 51.9247
1046 | 356.8733 | 53.6656 | 356.8733 | 53.6656
1047 | 349.8023 | 56.6151 | 349.8023 | 56.6151
1048 | 346.8601 | 67.3336 | 346.8601 | 67.3336
1049 | 341.2177 | 97.172 | 341.2177 | 97.172
1050 | 343.6984 | 104.0575 | 343.6984 | 104.0575
1051 | 363.433 | 106.8435 | 363.433 | 106.8435
1052 | 399.6993 | 102.9171 | 399.6993 | 102.9171
1053 | 437.0228 | 99.5802 | 437.0228 | 99.5802
1054 | 467.0905 | 92.36 | 467.0905 | 92.36
1055 | 493.7225 | 89.2644 | 493.7225 | 89.2644
1056 | 501.2447 | 81.6291 | 501.2447 | 81.6291
1057 | 480.8792 | 76.5589 | 480.8792 | 76.5589
1058 | 472.7034 | 77.1176 | 472.7034 | 77.1176
1059 | 474.0118 | 78.6246 | 474.0118 | 78.6246
1060 | 477.2734 | 83.6292 | 477.2734 | 83.6292
1061 | 478.1645 | 89.1291 | 478.1645 | 89.1291
1062 | 473.7524 | 84.6123 | 473.7524 | 84.6123
1063 | 455.4957 | 80.2106 | 455.4957 | 80.2106
1064 | 447.0843 | 74.1681 | 447.0843 | 74.1681
1065 | 456.4749 | 67.5664 | 456.4749 | 67.5664
1066 | 450.921 | 57.3534 | 450.921 | 57.3534
1067 | 418.1713 | 51.6535 | 418.1713 | 51.6535
1068 | 393.2221 | 52.4348 | 393.2221 | 52.4348
1069 | 372.421 | 49.4172 | 372.421 | 49.4172
1070 | 358.4132 | 50.2347 | 358.4132 | 50.2347
1071 | 351.398 | 52.1746 | 351.398 | 52.1746
1072 | 348.1309 | 62.3883 | 348.1309 | 62.3883
1073 | 341.7663 | 91.6234 | 341.7663 | 91.6234
1074 | 342.9461 | 97.4131 | 342.9461 | 97.4131
1075 | 360.0725 | 99.0459 | 360.0725 | 99.0459
1076 | 392.2612 | 93.8965 | 392.2612 | 93.8965
1077 | 424.7827 | 86.6445 | 424.7827 | 86.6445
1078 | 453.8755 | 76.1944 | 453.8755 | 76.1944
1079 | 479.6378 | 69.988 | 479.6378 | 69.988
1080 | 486.7844 | 57.8342 | 486.7844 | 57.8342
1081 | 470.7488 | 47.7695 | 470.7488 | 47.7695
1082 | 466.5952 | 45.2871 | 466.5952 | 45.2871
1083 | 463.651 | 45.7681 | 463.651 | 45.7681
1084 | 470.2015 | 50.9943 | 470.2015 | 50.9943
1085 | 475.1429 | 57.0277 | 475.1429 | 57.0277
1086 | 465.6431 | 53.106 | 465.6431 | 53.106
1087 | 452.1928 | 50.3582 | 452.1928 | 50.3582
1088 | 448.8261 | 46.1748 | 448.8261 | 46.1748
1089 | 457.1666 | 41.461 | 457.1666 | 41.461
1090 | 440.7636 | 33.2507 | 440.7636 | 33.2507
1091 | 411.9648 | 27.0173 | 411.9648 | 27.0173
1092 | 386.4438 | 28.3608 | 386.4438 | 28.3608
1093 | 365.7325 | 26.833 | 365.7325 | 26.833
1094 | 354.8016 | 29.3043 | 354.8016 | 29.3043
1095 | 349.2193 | 33.0459 | 349.2193 | 33.0459
1096 | 348.1451 | 45.2993 | 348.1451 | 45.2993
1097 | 344.9012 | 75.9298 | 344.9012 | 75.9298
1098 | 344.1873 | 82.606 | 344.1873 | 82.606
1099 | 361.5771 | 85.0882 | 361.5771 | 85.0882
1100 | 395.6738 | 81.0633 | 395.6738 | 81.0633
1101 | 424.7349 | 76.8072 | 424.7349 | 76.8072
1102 | 456.7035 | 67.5966 | 456.7035 | 67.5966
1103 | 489.4838 | 62.0098 | 489.4838 | 62.0098
1104 | 497.9782 | 51.4853 | 497.9782 | 51.4853
1105 | 479.2021 | 43.2058 | 479.2021 | 43.2058
1106 | 472.9428 | 42.4553 | 472.9428 | 42.4553
1107 | 474.1374 | 43.7899 | 474.1374 | 43.7899
1108 | 482.6202 | 49.5456 | 482.6202 | 49.5456
1109 | 490.9029 | 56.4942 | 490.9029 | 56.4942
1110 | 480.4282 | 54.3905 | 480.4282 | 54.3905
1111 | 464.3795 | 53.0463 | 464.3795 | 53.0463
1112 | 461.092 | 50.5784 | 461.092 | 50.5784
1113 | 464.5168 | 47.3338 | 464.5168 | 47.3338
1114 | 446.7826 | 39.8704 | 446.7826 | 39.8704
1115 | 419.9625 | 33.2553 | 419.9625 | 33.2553
1116 | 392.5985 | 33.8889 | 392.5985 | 33.8889
1117 | 369.8969 | 30.703 | 369.8969 | 30.703
1118 | 357.9315 | 30.712 | 357.9315 | 30.712
1119 | 353.6819 | 32.3687 | 353.6819 | 32.3687
1120 | 351.6817 | 42.9231 | 351.6817 | 42.9231
1121 | 348.4462 | 72.663 | 348.4462 | 72.663
1122 | 350.6981 | 78.7072 | 350.6981 | 78.7072
1123 | 371.3566 | 79.9665 | 371.3566 | 79.9665
1124 | 408.6494 | 74.1481 | 408.6494 | 74.1481
1125 | 443.8016 | 70.3434 | 443.8016 | 70.3434
1126 | 472.256 | 63.6486 | 472.256 | 63.6486
1127 | 508.4008 | 61.3162 | 508.4008 | 61.3162
1128 | 507.6234 | 53.3239 | 507.6234 | 53.3239
1129 | 485.9114 | 46.3495 | 485.9114 | 46.3495
1130 | 479.7912 | 45.5784 | 479.7912 | 45.5784
1131 | 481.6785 | 46.1374 | 481.6785 | 46.1374
1132 | 481.4988 | 51.8233 | 481.4988 | 51.8233
1133 | 493.6415 | 59.3793 | 493.6415 | 59.3793
1134 | 484.7062 | 56.8858 | 484.7062 | 56.8858
1135 | 463.2786 | 56.6783 | 463.2786 | 56.6783
1136 | 460.0156 | 58.3021 | 460.0156 | 58.3021
1137 | 467.2816 | 60.4296 | 467.2816 | 60.4296
1138 | 448.162 | 55.2399 | 448.162 | 55.2399
1139 | 416.0369 | 48.2964 | 416.0369 | 48.2964
1140 | 389.0677 | 49.6113 | 389.0677 | 49.6113
1141 | 368.363 | 47.9193 | 368.363 | 47.9193
1142 | 356.3815 | 50.4152 | 356.3815 | 50.4152
1143 | 349.8381 | 54.0993 | 349.8381 | 54.0993
1144 | 350.2947 | 65.1708 | 350.2947 | 65.1708
1145 | 346.4946 | 94.9641 | 346.4946 | 94.9641
1146 | 349.9759 | 101.1601 | 349.9759 | 101.1601
1147 | 378.6246 | 103.3222 | 378.6246 | 103.3222
1148 | 422.9603 | 98.7433 | 422.9603 | 98.7433
1149 | 460.9311 | 95.111 | 460.9311 | 95.111
1150 | 489.2637 | 88.0344 | 489.2637 | 88.0344
1151 | 523.629 | 85.9032 | 523.629 | 85.9032
1152 | 527.0484 | 78.7112 | 527.0484 | 78.7112
1153 | 494.9615 | 73.128 | 494.9615 | 73.128
1154 | 488.1075 | 73.2311 | 488.1075 | 73.2311
1155 | 492.5707 | 73.5726 | 492.5707 | 73.5726
1156 | 489.8897 | 77.4897 | 489.8897 | 77.4897
1157 | 497.3798 | 82.2754 | 497.3798 | 82.2754
1158 | 494.7102 | 78.1854 | 494.7102 | 78.1854
1159 | 468.5497 | 75.651 | 468.5497 | 75.651
1160 | 461.3099 | 72.6291 | 461.3099 | 72.6291
1161 | 473.3573 | 70.1232 | 473.3573 | 70.1232
1162 | 453.4221 | 62.2413 | 453.4221 | 62.2413
1163 | 421.6956 | 53.964 | 421.6956 | 53.964
1164 | 393.0228 | 54.2611 | 393.0228 | 54.2611
1165 | 370.9984 | 51.5636 | 370.9984 | 51.5636
1166 | 358.2128 | 52.9802 | 358.2128 | 52.9802
1167 | 353.4511 | 55.2649 | 353.4511 | 55.2649
1168 | 353.0979 | 65.7905 | 353.0979 | 65.7905
1169 | 349.1064 | 95.3909 | 349.1064 | 95.3909
1170 | 350.0008 | 101.0944 | 350.0008 | 101.0944
1171 | 380.2314 | 102.6205 | 380.2314 | 102.6205
1172 | 429.2238 | 97.6311 | 429.2238 | 97.6311
1173 | 461.9915 | 94.048 | 461.9915 | 94.048
1174 | 490.8033 | 87.1726 | 490.8033 | 87.1726
1175 | 534.7897 | 85.2835 | 534.7897 | 85.2835
1176 | 534.0097 | 78.8959 | 534.0097 | 78.8959
1177 | 501.2212 | 73.5958 | 501.2212 | 73.5958
1178 | 492.2924 | 74.1258 | 492.2924 | 74.1258
1179 | 497.8163 | 75.7107 | 497.8163 | 75.7107
1180 | 499.2863 | 82.2298 | 499.2863 | 82.2298
1181 | 510.9353 | 88.1195 | 510.9353 | 88.1195
1182 | 506.5141 | 83.6519 | 506.5141 | 83.6519
1183 | 483.5108 | 79.8576 | 483.5108 | 79.8576
1184 | 480.6897 | 75.7892 | 480.6897 | 75.7892
1185 | 477.7828 | 70.3613 | 477.7828 | 70.3613
1186 | 455.8833 | 60.7844 | 455.8833 | 60.7844
1187 | 425.5979 | 52.6302 | 425.5979 | 52.6302
1188 | 394.3626 | 53.0504 | 394.3626 | 53.0504
1189 | 375.8043 | 50.2667 | 375.8043 | 50.2667
1190 | 363.5 | 51.4453 | 363.5 | 51.4453
1191 | 355.6749 | 53.7792 | 355.6749 | 53.7792
1192 | 355.1175 | 64.3664 | 355.1175 | 64.3664
1193 | 357.3522 | 94.0079 | 357.3522 | 94.0079
1194 | 357.5263 | 100.1546 | 357.5263 | 100.1546
1195 | 388.429 | 102.3537 | 388.429 | 102.3537
1196 | 436.0966 | 98.062 | 436.0966 | 98.062
1197 | 471.8851 | 94.8483 | 471.8851 | 94.8483
1198 | 499.7016 | 88.4243 | 499.7016 | 88.4243
1199 | 536.3931 | 87.1837 | 536.3931 | 87.1837
1200 | 536.1655 | 81.5224 | 536.1655 | 81.5224
1201 | 502.64 | 76.9324 | 502.64 | 76.9324
1202 | 496.8186 | 78.0984 | 496.8186 | 78.0984
1203 | 504.0264 | 79.7778 | 504.0264 | 79.7778
1204 | 504.8193 | 83.8672 | 504.8193 | 83.8672
1205 | 513.1847 | 88.8787 | 513.1847 | 88.8787
1206 | 504.2347 | 83.8243 | 504.2347 | 83.8243
1207 | 479.184 | 79.4719 | 479.184 | 79.4719
1208 | 473.0692 | 74.8412 | 473.0692 | 74.8412
1209 | 476.6481 | 70.4023 | 476.6481 | 70.4023
1210 | 457.6589 | 61.5067 | 457.6589 | 61.5067
1211 | 429.0408 | 54.4893 | 429.0408 | 54.4893
1212 | 398.3474 | 55.7919 | 398.3474 | 55.7919
1213 | 376.1653 | 53.8741 | 376.1653 | 53.8741
1214 | 363.6514 | 55.9597 | 363.6514 | 55.9597
1215 | 358.3703 | 58.7163 | 358.3703 | 58.7163
1216 | 358.8705 | 69.2994 | 358.8705 | 69.2994
1217 | 359.8877 | 98.6823 | 359.8877 | 98.6823
1218 | 359.0362 | 104.394 | 359.0362 | 104.394
1219 | 382.4431 | 106.1088 | 382.4431 | 106.1088
1220 | 423.9612 | 100.9061 | 423.9612 | 100.9061
1221 | 457.633 | 96.8264 | 457.633 | 96.8264
1222 | 480.6327 | 89.7622 | 480.6327 | 89.7622
1223 | 520.8118 | 87.8526 | 520.8118 | 87.8526
1224 | 525.1029 | 81.231 | 525.1029 | 81.231
1225 | 498.8884 | 76.0993 | 498.8884 | 76.0993
1226 | 493.5684 | 76.937 | 493.5684 | 76.937
1227 | 496.6246 | 78.7395 | 496.6246 | 78.7395
1228 | 500.8597 | 84.0314 | 500.8597 | 84.0314
1229 | 504.098 | 90.1838 | 504.098 | 90.1838
1230 | 499.6151 | 86.5576 | 499.6151 | 86.5576
1231 | 476.1014 | 83.4691 | 476.1014 | 83.4691
1232 | 471.5 | 79.2735 | 471.5 | 79.2735
1233 | 473.5984 | 74.8756 | 473.5984 | 74.8756
1234 | 454.6554 | 65.6599 | 454.6554 | 65.6599
1235 | 422.7978 | 57.3006 | 422.7978 | 57.3006
1236 | 397.9589 | 57.9629 | 397.9589 | 57.9629
1237 | 378.5923 | 55.6101 | 378.5923 | 55.6101
1238 | 366.9441 | 57.2607 | 366.9441 | 57.2607
1239 | 360.8699 | 59.6151 | 360.8699 | 59.6151
1240 | 360.8305 | 69.9315 | 360.8305 | 69.9315
1241 | 358.7614 | 99.2856 | 358.7614 | 99.2856
1242 | 354.3542 | 105.1451 | 354.3542 | 105.1451
1243 | 373.0248 | 107.102 | 373.0248 | 107.102
1244 | 409.1775 | 102.6749 | 409.1775 | 102.6749
1245 | 443.6381 | 99.5556 | 443.6381 | 99.5556
1246 | 469.5953 | 93.4107 | 469.5953 | 93.4107
1247 | 507.1599 | 92.5476 | 507.1599 | 92.5476
1248 | 501.2203 | 87.0587 | 501.2203 | 87.0587
1249 | 480.5722 | 82.7559 | 480.5722 | 82.7559
1250 | 477.6222 | 84.0574 | 477.6222 | 84.0574
1251 | 473.4804 | 86.1431 | 473.4804 | 86.1431
1252 | 479.4325 | 91.6566 | 479.4325 | 91.6566
1253 | 486.6277 | 97.6653 | 486.6277 | 97.6653
1254 | 476.7509 | 93.5015 | 476.7509 | 93.5015
1255 | 462.4355 | 90.1135 | 462.4355 | 90.1135
1256 | 467.9336 | 85.5567 | 467.9336 | 85.5567
1257 | 465.5809 | 79.9851 | 465.5809 | 79.9851
1258 | 447.0432 | 69.1483 | 447.0432 | 69.1483
1259 | 418.3673 | 59.1679 | 418.3673 | 59.1679
1260 | 392.2857 | 58.7632 | 392.2857 | 58.7632
1261 | 372.1136 | 55.7004 | 372.1136 | 55.7004
1262 | 362.2777 | 56.8995 | 362.2777 | 56.8995
1263 | 356.3019 | 59.8695 | 356.3019 | 59.8695
1264 | 357.8978 | 71.6798 | 357.8978 | 71.6798
1265 | 356.3725 | 102.3882 | 356.3725 | 102.3882
1266 | 352.4836 | 109.1464 | 352.4836 | 109.1464
1267 | 367.1625 | 112.0022 | 367.1625 | 112.0022
1268 | 405.3359 | 108.2687 | 405.3359 | 108.2687
1269 | 438.3844 | 105.4489 | 438.3844 | 105.4489
1270 | 465.8867 | 99.2342 | 465.8867 | 99.2342
1271 | 506.6735 | 97.8992 | 506.6735 | 97.8992
1272 | 504.9829 | 91.5936 | 504.9829 | 91.5936
1273 | 484.0302 | 85.5836 | 484.0302 | 85.5836
1274 | 473.9199 | 82.9247 | 473.9199 | 82.9247
1275 | 474.7004 | 82.8435 | 474.7004 | 82.8435
1276 | 478.7979 | 85.5294 | 478.7979 | 85.5294
1277 | 485.9916 | 89.0306 | 485.9916 | 89.0306
1278 | 476.2589 | 82.8517 | 476.2589 | 82.8517
1279 | 458.8142 | 78.0929 | 458.8142 | 78.0929
1280 | 462.3327 | 73.1585 | 462.3327 | 73.1585
1281 | 468.2886 | 68.6499 | 468.2886 | 68.6499
1282 | 447.487 | 61.0634 | 447.487 | 61.0634
1283 | 412.5056 | 52.8642 | 412.5056 | 52.8642
1284 | 386.2889 | 54.019 | 386.2889 | 54.019
1285 | 366.0495 | 51.026 | 366.0495 | 51.026
1286 | 355.3581 | 51.2771 | 355.3581 | 51.2771
1287 | 350.0483 | 52.5644 | 350.0483 | 52.5644
1288 | 351.7841 | 62.6756 | 351.7841 | 62.6756
1289 | 351.6943 | 92.2596 | 351.6943 | 92.2596
1290 | 351.1721 | 97.1464 | 351.1721 | 97.1464
1291 | 373.1461 | 98.0117 | 373.1461 | 98.0117
1292 | 414.4039 | 93.9498 | 414.4039 | 93.9498
1293 | 450.327 | 90.2026 | 450.327 | 90.2026
1294 | 479.1459 | 80.7909 | 479.1459 | 80.7909
1295 | 518.311 | 76.8621 | 518.311 | 76.8621
1296 | 519.6632 | 68.1147 | 519.6632 | 68.1147
1297 | 490.5137 | 60.3974 | 490.5137 | 60.3974
1298 | 480.2974 | 58.7769 | 480.2974 | 58.7769
1299 | 483.1972 | 59.6108 | 483.1972 | 59.6108
1300 | 483.9631 | 64.9479 | 483.9631 | 64.9479
1301 | 498.4481 | 70.2343 | 498.4481 | 70.2343
1302 | 490.8312 | 65.1963 | 490.8312 | 65.1963
1303 | 475.4734 | 62.2228 | 475.4734 | 62.2228
1304 | 477.2183 | 59.7057 | 477.2183 | 59.7057
1305 | 473.6173 | 54.762 | 473.6173 | 54.762
1306 | 449.6579 | 44.1263 | 449.6579 | 44.1263
1307 | 415.8022 | 35.6315 | 415.8022 | 35.6315
1308 | 386.4305 | 36.5073 | 386.4305 | 36.5073
1309 | 366.7651 | 35.242 | 366.7651 | 35.242
1310 | 355.7581 | 38.3659 | 355.7581 | 38.3659
1311 | 351.4516 | 42.3742 | 351.4516 | 42.3742
1312 | 353.4322 | 54.1598 | 353.4322 | 54.1598
1313 | 353.2078 | 84.9914 | 353.2078 | 84.9914
1314 | 356.8336 | 91.844 | 356.8336 | 91.844
1315 | 386.7218 | 94.5192 | 386.7218 | 94.5192
1316 | 441.5195 | 90.5723 | 441.5195 | 90.5723
1317 | 477.4472 | 85.5692 | 477.4472 | 85.5692
1318 | 508.1983 | 74.0152 | 508.1983 | 74.0152
1319 | 555.0767 | 70.0618 | 555.0767 | 70.0618
1320 | 545.1576 | 59.2788 | 545.1576 | 59.2788
1321 | 506.5404 | 48.3892 | 506.5404 | 48.3892
1322 | 504.8354 | 44.9916 | 504.8354 | 44.9916
1323 | 505.9512 | 44.6025 | 505.9512 | 44.6025
1324 | 504.3403 | 48.2939 | 504.3403 | 48.2939
1325 | 517.029 | 53.1905 | 517.029 | 53.1905
1326 | 507.7925 | 49.2852 | 507.7925 | 49.2852
1327 | 483.0493 | 45.5196 | 483.0493 | 45.5196
1328 | 493.4497 | 40.1009 | 493.4497 | 40.1009
1329 | 488.0645 | 35.0136 | 488.0645 | 35.0136
1330 | 459.8417 | 28.8061 | 459.8417 | 28.8061
1331 | 421.3612 | 22.4577 | 421.3612 | 22.4577
1332 | 390.2754 | 23.3335 | 390.2754 | 23.3335
1333 | 369.0357 | 21.4568 | 369.0357 | 21.4568
1334 | 359.1972 | 23.9486 | 359.1972 | 23.9486
1335 | 353.2907 | 28.0144 | 353.2907 | 28.0144
1336 | 355.6578 | 40.6085 | 355.6578 | 40.6085
1337 | 356.4074 | 72.1706 | 356.4074 | 72.1706
1338 | 359.5939 | 79.6962 | 359.5939 | 79.6962
1339 | 388.4103 | 82.8393 | 388.4103 | 82.8393
1340 | 444.5257 | 79.2576 | 444.5257 | 79.2576
1341 | 478.4707 | 75.416 | 478.4707 | 75.416
1342 | 507.4721 | 66.1889 | 507.4721 | 66.1889
1343 | 546.902 | 61.6035 | 546.902 | 61.6035
1344 | 537.9313 | 50.878 | 537.9313 | 50.878
1345 | 504.7352 | 40.2715 | 504.7352 | 40.2715
1346 | 497.136 | 38.22 | 497.136 | 38.22
1347 | 498.3889 | 40.7899 | 498.3889 | 40.7899
1348 | 501.6818 | 47.2474 | 501.6818 | 47.2474
1349 | 508.6558 | 55.9607 | 508.6558 | 55.9607
1350 | 503.1272 | 55.2277 | 503.1272 | 55.2277
1351 | 480.2836 | 55.6852 | 480.2836 | 55.6852
1352 | 486.1571 | 55.4334 | 486.1571 | 55.4334
1353 | 487.5623 | 54.9303 | 487.5623 | 54.9303
1354 | 459.3843 | 49.958 | 459.3843 | 49.958
1355 | 424.039 | 45.3785 | 424.039 | 45.3785
1356 | 397.1837 | 47.9451 | 397.1837 | 47.9451
1357 | 376.2985 | 46.922 | 376.2985 | 46.922
1358 | 364.3043 | 49.3892 | 364.3043 | 49.3892
1359 | 360.4975 | 52.6383 | 360.4975 | 52.6383
1360 | 360.754 | 63.5333 | 360.754 | 63.5333
1361 | 363.871 | 93.6303 | 363.871 | 93.6303
1362 | 365.2342 | 100.3598 | 365.2342 | 100.3598
1363 | 396.1654 | 103.0924 | 396.1654 | 103.0924
1364 | 450.1716 | 99.2399 | 450.1716 | 99.2399
1365 | 476.6451 | 96.6869 | 476.6451 | 96.6869
1366 | 499.1503 | 90.7308 | 499.1503 | 90.7308
1367 | 538.1915 | 89.3054 | 538.1915 | 89.3054
1368 | 527.4839 | 83.4923 | 527.4839 | 83.4923
1369 | 497.8399 | 78.574 | 497.8399 | 78.574
1370 | 495.5329 | 78.6771 | 495.5329 | 78.6771
1371 | 500.4929 | 80.1553 | 500.4929 | 80.1553
1372 | 499.7068 | 84.7373 | 499.7068 | 84.7373
1373 | 506.6666 | 89.6256 | 506.6666 | 89.6256
1374 | 498.8568 | 84.6656 | 498.8568 | 84.6656
1375 | 482.5487 | 80.6784 | 482.5487 | 80.6784
1376 | 491.4435 | 76.0683 | 491.4435 | 76.0683
1377 | 487.0673 | 70.8537 | 487.0673 | 70.8537
1378 | 462.3926 | 61.5313 | 462.3926 | 61.5313
1379 | 426.6407 | 53.9476 | 426.6407 | 53.9476
1380 | 398.3953 | 54.9342 | 398.3953 | 54.9342
1381 | 377.2852 | 52.4788 | 377.2852 | 52.4788
1382 | 366.0901 | 53.6779 | 366.0901 | 53.6779
1383 | 361.9463 | 56.4919 | 361.9463 | 56.4919
1384 | 362.9257 | 67.4116 | 362.9257 | 67.4116
1385 | 365.7092 | 97.0694 | 365.7092 | 97.0694
1386 | 365.6742 | 103.0807 | 365.6742 | 103.0807
1387 | 387.8791 | 104.9967 | 387.8791 | 104.9967
1388 | 434.4278 | 100.311 | 434.4278 | 100.311
1389 | 465.8327 | 96.4817 | 465.8327 | 96.4817
1390 | 490.8279 | 88.4161 | 490.8279 | 88.4161
1391 | 531.4262 | 84.2206 | 531.4262 | 84.2206
1392 | 524.7166 | 72.9779 | 524.7166 | 72.9779
1393 | 499.5172 | 61.7764 | 499.5172 | 61.7764
1394 | 499.1077 | 56.257 | 499.1077 | 56.257
1395 | 502.2088 | 53.0157 | 502.2088 | 53.0157
1396 | 509.4478 | 55.915 | 509.4478 | 55.915
1397 | 518.7156 | 61.7842 | 518.7156 | 61.7842
1398 | 511.5325 | 59.66 | 511.5325 | 59.66
1399 | 485.6986 | 57.5853 | 485.6986 | 57.5853
1400 | 485.0028 | 53.9765 | 485.0028 | 53.9765
1401 | 479.4089 | 49.7059 | 479.4089 | 49.7059
1402 | 458.3196 | 41.1632 | 458.3196 | 41.1632
1403 | 426.2809 | 32.258 | 426.2809 | 32.258
1404 | 399.4529 | 31.9436 | 399.4529 | 31.9436
1405 | 380.3533 | 29.0697 | 380.3533 | 29.0697
1406 | 369.2691 | 30.7489 | 369.2691 | 30.7489
1407 | 363.1408 | 32.8571 | 363.1408 | 32.8571
1408 | 363.011 | 43.9737 | 363.011 | 43.9737
1409 | 369.29 | 74.1897 | 369.29 | 74.1897
1410 | 365.1316 | 81.1203 | 365.1316 | 81.1203
1411 | 381.4204 | 83.9761 | 381.4204 | 83.9761
1412 | 416.6235 | 80.1153 | 416.6235 | 80.1153
1413 | 451.3762 | 77.1519 | 451.3762 | 77.1519
1414 | 480.9707 | 70.7156 | 480.9707 | 70.7156
1415 | 517.8796 | 69.2082 | 517.8796 | 69.2082
1416 | 509.0046 | 62.7426 | 509.0046 | 62.7426
1417 | 485.5845 | 56.7285 | 485.5845 | 56.7285
1418 | 477.0594 | 54.0327 | 477.0594 | 54.0327
1419 | 480.9354 | 50.9391 | 480.9354 | 50.9391
1420 | 483.6717 | 52.8698 | 483.6717 | 52.8698
1421 | 493.1923 | 57.2616 | 493.1923 | 57.2616
1422 | 483.3062 | 52.8187 | 483.3062 | 52.8187
1423 | 470.2108 | 49.8247 | 470.2108 | 49.8247
1424 | 476.496 | 45.7644 | 476.496 | 45.7644
1425 | 474.3894 | 41.4815 | 474.3894 | 41.4815
1426 | 454.2506 | 34.2644 | 454.2506 | 34.2644
1427 | 425.2941 | 26.7587 | 425.2941 | 26.7587
1428 | 399.4366 | 27.4457 | 399.4366 | 27.4457
1429 | 382.2776 | 25.8809 | 382.2776 | 25.8809
1430 | 371.8424 | 28.6108 | 371.8424 | 28.6108
1431 | 365.4832 | 31.8229 | 365.4832 | 31.8229
1432 | 366.5946 | 42.64 | 366.5946 | 42.64
1433 | 368.525 | 71.8997 | 368.525 | 71.8997
1434 | 363.0171 | 77.4432 | 363.0171 | 77.4432
1435 | 379.1363 | 79.4412 | 379.1363 | 79.4412
1436 | 411.9221 | 75.8923 | 411.9221 | 75.8923
1437 | 443.4558 | 72.9618 | 443.4558 | 72.9618
1438 | 477.1714 | 65.6924 | 477.1714 | 65.6924
1439 | 515.4782 | 62.9086 | 515.4782 | 62.9086
1440 | 507.9584 | 55.8602 | 507.9584 | 55.8602
1441 | 483.0372 | 50.236 | 483.0372 | 50.236
1442 | 480.3804 | 50.6222 | 480.3804 | 50.6222
1443 | 482.9085 | 52.3016 | 482.9085 | 52.3016
1444 | 483.1194 | 58.2461 | 483.1194 | 58.2461
1445 | 491.3286 | 64.5585 | 491.3286 | 64.5585
1446 | 484.0911 | 61.396 | 484.0911 | 61.396
1447 | 473.8074 | 59.8507 | 473.8074 | 59.8507
1448 | 483.6399 | 57.5429 | 483.6399 | 57.5429
1449 | 480.0639 | 54.2367 | 480.0639 | 54.2367
1450 | 454.6924 | 46.0428 | 454.6924 | 46.0428
1451 | 426.899 | 38.611 | 426.899 | 38.611
1452 | 401.2942 | 142.0963 | 401.2942 | 142.0963
1453 | 382.0271 | 154.5533 | 382.0271 | 154.5533
1454 | 368.6524 | 164.284 | 368.6524 | 164.284
1455 | 363.9043 | 178.6494 | 363.9043 | 178.6494
1456 | 365.4126 | 197.4242 | 365.4126 | 197.4242
1457 | 367.1 | 234.6016 | 367.1 | 234.6016
1458 | 364.6803 | 247.7265 | 364.6803 | 247.7265
1459 | 381.8575 | 255.9809 | 381.8575 | 255.9809
1460 | 414.9065 | 257.33 | 414.9065 | 257.33
1461 | 447.7589 | 261.9272 | 447.7589 | 261.9272
1462 | 478.6635 | 253.0092 | 478.6635 | 253.0092
1463 | 516.8233 | 245.0559 | 516.8233 | 245.0559
1464 | 509.8762 | 237.5277 | 509.8762 | 237.5277
1465 | 485.9231 | 227.9244 | 485.9231 | 227.9244
1466 | 477.5935 | 221.3764 | 477.5935 | 221.3764
1467 | 478.7482 | 215.9446 | 478.7482 | 215.9446
1468 | 484.3631 | 219.5878 | 484.3631 | 219.5878
1469 | 494.4299 | 220.7956 | 494.4299 | 220.7956
1470 | 487.9533 | 216.2475 | 487.9533 | 216.2475
1471 | 482.8238 | 210.9201 | 482.8238 | 210.9201
1472 | 488.1211 | 203.7676 | 488.1211 | 203.7676
1473 | 480.3245 | 200.9761 | 480.3245 | 200.9761
1474 | 455.3032 | 200.7897 | 455.3032 | 200.7897
1475 | 424.9645 | 195.2672 | 424.9645 | 195.2672
1476 | 399.8825 | 200.8933 | 399.8825 | 200.8933
1477 | 379.9192 | 192.3166 | 379.9192 | 192.3166
1478 | 369.5884 | 187.7307 | 369.5884 | 187.7307
1479 | 363.3443 | 192.0836 | 363.3443 | 192.0836
1480 | 365.2966 | 200.1614 | 365.2966 | 200.1614
1481 | 370.2308 | 228.5148 | 370.2308 | 228.5148
1482 | 368.9994 | 234.1483 | 368.9994 | 234.1483
1483 | 395.9675 | 237.8646 | 395.9675 | 237.8646
1484 | 443.7988 | 237.827 | 443.7988 | 237.827
1485 | 478.3837 | 237.3099 | 478.3837 | 237.3099
1486 | 507.6562 | 221.963 | 507.6562 | 221.963
1487 | 552.2652 | 198.8107 | 552.2652 | 198.8107
1488 | 544.1673 | 170.1228 | 544.1673 | 170.1228
1489 | 506.1065 | 143.8438 | 506.1065 | 143.8438
1490 | 500.0723 | 125.0141 | 500.0723 | 125.0141
1491 | 504.933 | 115.7466 | 504.933 | 115.7466
1492 | 510.4641 | 121.1726 | 510.4641 | 121.1726
1493 | 518.2945 | 128.2151 | 518.2945 | 128.2151
1494 | 508.405 | 128.4031 | 508.405 | 128.4031
1495 | 494.9118 | 134.313 | 494.9118 | 134.313
1496 | 500.4106 | 131.2483 | 500.4106 | 131.2483
1497 | 491.3071 | 125.0893 | 491.3071 | 125.0893
1498 | 464.922 | 117.2673 | 464.922 | 117.2673
1499 | 427.9711 | 106.1803 | 427.9711 | 106.1803
1500 | 400.6122 | 107.8806 | 400.6122 | 107.8806
1501 | 379.4862 | 107.8038 | 379.4862 | 107.8038
1502 | 369.7976 | 111.8439 | 369.7976 | 111.8439
1503 | 364.6315 | 125.1288 | 364.6315 | 125.1288
1504 | 367.1234 | 141.9407 | 367.1234 | 141.9407
1505 | 371.0435 | 178.0376 | 371.0435 | 178.0376
1506 | 374.7584 | 192.8193 | 374.7584 | 192.8193
1507 | 404.9357 | 207.4306 | 404.9357 | 207.4306
1508 | 462.9262 | 219.7467 | 462.9262 | 219.7467
1509 | 495.7223 | 236.7517 | 495.7223 | 236.7517
1510 | 522.8576 | 235.8293 | 522.8576 | 235.8293
1511 | 566.3155 | 224.5625 | 566.3155 | 224.5625
1512 | 550.0167 | 205.9592 | 550.0167 | 205.9592
1513 | 515.0849 | 186.6135 | 515.0849 | 186.6135
1514 | 512.8383 | 173.5824 | 512.8383 | 173.5824
1515 | 515.8585 | 165.8276 | 515.8585 | 165.8276
1516 | 521.2719 | 167.796 | 521.2719 | 167.796
1517 | 530.3409 | 167.2931 | 530.3409 | 167.2931
1518 | 525.4146 | 160.9981 | 525.4146 | 160.9981
1519 | 514.0893 | 160.443 | 514.0893 | 160.443
1520 | 514.2781 | 160.5297 | 514.2781 | 160.5297
1521 | 501.6082 | 167.2106 | 501.6082 | 167.2106
1522 | 470.6775 | 175.1819 | 470.6775 | 175.1819
1523 | 433.097 | 174.8458 | 433.097 | 174.8458
1524 | 401.4364 | 185.1181 | 401.4364 | 185.1181
1525 | 380.6068 | 189.8135 | 380.6068 | 189.8135
1526 | 370.0643 | 193.4574 | 370.0643 | 193.4574
1527 | 364.2054 | 204.3112 | 364.2054 | 204.3112
1528 | 367.0963 | 221.8794 | 367.0963 | 221.8794
1529 | 374.8923 | 259.7231 | 374.8923 | 259.7231
1530 | 381.1246 | 273.2262 | 381.1246 | 273.2262
1531 | 412.3112 | 280.166 | 412.3112 | 280.166
1532 | 474.516 | 277.4992 | 474.516 | 277.4992
1533 | 514.9783 | 276.0997 | 514.9783 | 276.0997
1534 | 538.2537 | 258.4297 | 538.2537 | 258.4297
1535 | 584.714 | 234.9353 | 584.714 | 234.9353
1536 | 568.4242 | 207.688 | 568.4242 | 207.688
1537 | 532.9279 | 183.2099 | 532.9279 | 183.2099
1538 | 526.1076 | 167.2255 | 526.1076 | 167.2255
1539 | 532.4034 | 157.3637 | 532.4034 | 157.3637
1540 | 536.7167 | 159.3141 | 536.7167 | 159.3141
1541 | 539.9456 | 160.576 | 539.9456 | 160.576
1542 | 533.6207 | 160.4939 | 533.6207 | 160.4939
1543 | 518.3055 | 164.2787 | 518.3055 | 164.2787
1544 | 519.6486 | 165.1218 | 519.6486 | 165.1218
1545 | 503.6983 | 169.4076 | 503.6983 | 169.4076
1546 | 479.9876 | 171.9044 | 479.9876 | 171.9044
1547 | 443.0873 | 166.562 | 443.0873 | 166.562
1548 | 415.6284 | 172.0261 | 415.6284 | 172.0261
1549 | 394.913 | 175.1547 | 394.913 | 175.1547
1550 | 382.2737 | 175.9353 | 382.2737 | 175.9353
1551 | 376.8013 | 180.3782 | 376.8013 | 180.3782
1552 | 378.93 | 187.3215 | 378.93 | 187.3215
1553 | 384.4117 | 213.3698 | 384.4117 | 213.3698
1554 | 386.485 | 218.7152 | 386.485 | 218.7152
1555 | 410.7294 | 223.9802 | 410.7294 | 223.9802
1556 | 457.5936 | 223.3304 | 457.5936 | 223.3304
1557 | 494.3251 | 226.631 | 494.3251 | 226.631
1558 | 517.5302 | 220.7564 | 517.5302 | 220.7564
1559 | 558.4047 | 206.6803 | 558.4047 | 206.6803
1560 | 553.1086 | 174.0306 | 553.1086 | 174.0306
1561 | 521.9217 | 126.0697 | 521.9217 | 126.0697
1562 | 516.4425 | 106.4296 | 516.4425 | 106.4296
1563 | 519.8083 | 111.9288 | 519.8083 | 111.9288
1564 | 521.2084 | 144.5473 | 521.2084 | 144.5473
1565 | 525.8461 | 173.3078 | 525.8461 | 173.3078
1566 | 521.81 | 181.5815 | 521.81 | 181.5815
1567 | 509.2193 | 190.2466 | 509.2193 | 190.2466
1568 | 512.6884 | 194.8895 | 512.6884 | 194.8895
1569 | 497.3843 | 202.885 | 497.3843 | 202.885
1570 | 475.093 | 212.6211 | 475.093 | 212.6211
1571 | 445.0201 | 224.4406 | 445.0201 | 224.4406
1572 | 417.7152 | 240.7456 | 417.7152 | 240.7456
1573 | 396.4673 | 244.1084 | 396.4673 | 244.1084
1574 | 385.3677 | 242.0617 | 385.3677 | 242.0617
1575 | 377.352 | 246.3425 | 377.352 | 246.3425
1576 | 378.6567 | 257.0135 | 378.6567 | 257.0135
1577 | 383.5788 | 288.2662 | 383.5788 | 288.2662
1578 | 379.4716 | 300.0765 | 379.4716 | 300.0765
1579 | 399.0862 | 307.4486 | 399.0862 | 307.4486
1580 | 437.7043 | 305.5381 | 437.7043 | 305.5381
1581 | 473.0188 | 304.967 | 473.0188 | 304.967
1582 | 495.852 | 297.0394 | 495.852 | 297.0394
1583 | 528.8076 | 288.0417 | 528.8076 | 288.0417
1584 | 520.0068 | 275.5792 | 520.0068 | 275.5792
1585 | 501.2914 | 259.4929 | 501.2914 | 259.4929
1586 | 491.2387 | 247.5424 | 491.2387 | 247.5424
1587 | 492.4597 | 238.599 | 492.4597 | 238.599
1588 | 495.3128 | 239.721 | 495.3128 | 239.721
1589 | 504.6826 | 239.3982 | 504.6826 | 239.3982
1590 | 496.6447 | 239.6222 | 496.6447 | 239.6222
1591 | 490.8023 | 239.5533 | 490.8023 | 239.5533
1592 | 502.8079 | 236.5066 | 502.8079 | 236.5066
1593 | 494.464 | 235.66 | 494.464 | 235.66
1594 | 468.4851 | 229.693 | 468.4851 | 229.693
1595 | 437.5304 | 218.876 | 437.5304 | 218.876
1596 | 411.944 | 221.2607 | 411.944 | 221.2607
1597 | 394.8882 | 221.1478 | 394.8882 | 221.1478
1598 | 383.1595 | 221.3702 | 383.1595 | 221.3702
1599 | 379.376 | 228.7484 | 379.376 | 228.7484
1600 | 379.8457 | 241.3463 | 379.8457 | 241.3463
1601 | 385.0081 | 273.8056 | 385.0081 | 273.8056
1602 | 380.979 | 283.9951 | 380.979 | 283.9951
1603 | 395.9136 | 292.4837 | 395.9136 | 292.4837
1604 | 426.0583 | 297.9386 | 426.0583 | 297.9386
1605 | 457.2148 | 301.1312 | 457.2148 | 301.1312
1606 | 485.3324 | 272.9264 | 485.3324 | 272.9264
1607 | 523.321 | 250.3684 | 523.321 | 250.3684
1608 | 516.1772 | 220.6359 | 516.1772 | 220.6359
1609 | 494.8489 | 195.9958 | 494.8489 | 195.9958
1610 | 488.3753 | 181.9743 | 488.3753 | 181.9743
1611 | 491.3352 | 176.0203 | 491.3352 | 176.0203
1612 | 498.4411 | 179.6634 | 498.4411 | 179.6634
1613 | 509.4885 | 180.9613 | 509.4885 | 180.9613
1614 | 497.5364 | 179.3665 | 497.5364 | 179.3665
1615 | 493.3174 | 177.5688 | 493.3174 | 177.5688
1616 | 506.0951 | 170.6504 | 506.0951 | 170.6504
1617 | 493.6732 | 165.6259 | 493.6732 | 165.6259
1618 | 471.5405 | 158.3082 | 471.5405 | 158.3082
1619 | 437.5845 | 166.9582 | 437.5845 | 166.9582
1620 | 408.0412 | 187.5312 | 408.0412 | 187.5312
1621 | 392.0558 | 196.5486 | 392.0558 | 196.5486
1622 | 380.6151 | 199.4901 | 380.6151 | 199.4901
1623 | 376.5439 | 208.6692 | 376.5439 | 208.6692
1624 | 378.5385 | 223.194 | 378.5385 | 223.194
1625 | 385.1903 | 258.6606 | 385.1903 | 258.6606
1626 | 385.3262 | 271.4794 | 385.3262 | 271.4794
1627 | 413.0732 | 277.6629 | 413.0732 | 277.6629
1628 | 456.3801 | 275.6804 | 456.3801 | 275.6804
1629 | 482.2579 | 277.3783 | 482.2579 | 277.3783
1630 | 510.5039 | 268.3703 | 510.5039 | 268.3703
1631 | 550.8263 | 256.4552 | 550.8263 | 256.4552
1632 | 542.1451 | 250.4756 | 542.1451 | 250.4756
1633 | 507.2913 | 247.3373 | 507.2913 | 247.3373
1634 | 503.036 | 245.2914 | 503.036 | 245.2914
1635 | 503.5613 | 249.2599 | 503.5613 | 249.2599
1636 | 510.9105 | 264.3203 | 510.9105 | 264.3203
1637 | 523.0602 | 274.7844 | 523.0602 | 274.7844
1638 | 515.3141 | 277.2235 | 515.3141 | 277.2235
1639 | 512.0962 | 284.1237 | 512.0962 | 284.1237
1640 | 516.0908 | 287.1098 | 516.0908 | 287.1098
1641 | 498.4014 | 287.3978 | 498.4014 | 287.3978
1642 | 475.0836 | 280.6564 | 475.0836 | 280.6564
1643 | 437.5447 | 269.7674 | 437.5447 | 269.7674
1644 | 406.7961 | 271.2876 | 406.7961 | 271.2876
1645 | 389.5216 | 267.3391 | 389.5216 | 267.3391
1646 | 378.1722 | 261.6907 | 378.1722 | 261.6907
1647 | 374.1441 | 263.3783 | 374.1441 | 263.3783
1648 | 378.1368 | 271.7803 | 378.1368 | 271.7803
1649 | 388.9062 | 300.2597 | 388.9062 | 300.2597
1650 | 392.4944 | 306.8116 | 392.4944 | 306.8116
1651 | 424.3062 | 311.1583 | 424.3062 | 311.1583
1652 | 482.6975 | 310.8505 | 482.6975 | 310.8505
1653 | 516.2616 | 314.1332 | 516.2616 | 314.1332
1654 | 545.8642 | 309.6272 | 545.8642 | 309.6272
1655 | 586.7135 | 303.1326 | 586.7135 | 303.1326
1656 | 570.6407 | 295.2082 | 570.6407 | 295.2082
1657 | 528.4314 | 283.0477 | 528.4314 | 283.0477
1658 | 523.4205 | 274.4647 | 523.4205 | 274.4647
1659 | 529.0113 | 271.3921 | 529.0113 | 271.3921
1660 | 529.3718 | 278.7629 | 529.3718 | 278.7629
1661 | 541.5083 | 282.7081 | 541.5083 | 282.7081
1662 | 536.4596 | 279.6186 | 536.4596 | 279.6186
1663 | 527.876 | 280.6301 | 527.876 | 280.6301
1664 | 528.6197 | 279.6004 | 528.6197 | 279.6004
1665 | 511.6101 | 280.2845 | 511.6101 | 280.2845
1666 | 484.5247 | 278.6754 | 484.5247 | 278.6754
1667 | 444.6351 | 266.2918 | 444.6351 | 266.2918
1668 | 412.8609 | 265.0028 | 412.8609 | 265.0028
1669 | 394.9694 | 262.0086 | 394.9694 | 262.0086
1670 | 384.0808 | 259.4577 | 384.0808 | 259.4577
1671 | 381.3337 | 264.6209 | 381.3337 | 264.6209
1672 | 383.1209 | 276.5705 | 383.1209 | 276.5705
1673 | 391.795 | 309.642 | 391.795 | 309.642
1674 | 394.3219 | 320.714 | 394.3219 | 320.714
1675 | 425.6152 | 328.05 | 425.6152 | 328.05
1676 | 482.972 | 326.9499 | 482.972 | 326.9499
1677 | 516.9462 | 322.9212 | 516.9462 | 322.9212
1678 | 537.4989 | 308.2406 | 537.4989 | 308.2406
1679 | 583.3937 | 290.869 | 583.3937 | 290.869
1680 | 563.1597 | 262.8833 | 563.1597 | 262.8833
1681 | 528.839 | 232.6426 | 528.839 | 232.6426
1682 | 531.4068 | 213.6688 | 531.4068 | 213.6688
1683 | 538.9057 | 207.3547 | 538.9057 | 207.3547
1684 | 539.7077 | 214.6895 | 539.7077 | 214.6895
1685 | 545.5012 | 224.1992 | 545.5012 | 224.1992
1686 | 539.9951 | 227.0164 | 539.9951 | 227.0164
1687 | 533.3815 | 226.7134 | 533.3815 | 226.7134
1688 | 536.2145 | 223.0004 | 536.2145 | 223.0004
1689 | 516.0007 | 226.944 | 516.0007 | 226.944
1690 | 486.5434 | 239.2914 | 486.5434 | 239.2914
1691 | 448.2684 | 236.254 | 448.2684 | 236.254
1692 | 417.7743 | 242.5644 | 417.7743 | 242.5644
1693 | 398.5358 | 245.0088 | 398.5358 | 245.0088
1694 | 387.8137 | 248.7968 | 387.8137 | 248.7968
1695 | 384.8209 | 260.587 | 384.8209 | 260.587
1696 | 387.9752 | 278.2633 | 387.9752 | 278.2633
1697 | 397.7003 | 314.4862 | 397.7003 | 314.4862
1698 | 404.3666 | 326.8908 | 404.3666 | 326.8908
1699 | 435.2995 | 332.39 | 435.2995 | 332.39
1700 | 489.6421 | 326.6618 | 489.6421 | 326.6618
1701 | 526.9847 | 324.1458 | 526.9847 | 324.1458
1702 | 549.9657 | 311.1579 | 549.9657 | 311.1579
1703 | 587.0456 | 290.977 | 587.0456 | 290.977
1704 | 569.4175 | 266.449 | 569.4175 | 266.449
1705 | 535.4596 | 244.546 | 535.4596 | 244.546
1706 | 529.5108 | 233.8201 | 529.5108 | 233.8201
1707 | 532.401 | 228.5864 | 532.401 | 228.5864
1708 | 531.8703 | 231.9414 | 531.8703 | 231.9414
1709 | 540.1697 | 230.7722 | 540.1697 | 230.7722
1710 | 535.2194 | 223.0186 | 535.2194 | 223.0186
1711 | 536.8105 | 216.3406 | 536.8105 | 216.3406
1712 | 534.3198 | 208.3237 | 534.3198 | 208.3237
1713 | 513.9658 | 211.565 | 513.9658 | 211.565
1714 | 489.7477 | 222.1835 | 489.7477 | 222.1835
1715 | 454.6879 | 221.4332 | 454.6879 | 221.4332
1716 | 424.8388 | 230.3188 | 424.8388 | 230.3188
1717 | 404.2256 | 233.7536 | 404.2256 | 233.7536
1718 | 391.8081 | 236.3711 | 391.8081 | 236.3711
1719 | 388.0996 | 244.7217 | 388.0996 | 244.7217
1720 | 391.832 | 260.7232 | 391.832 | 260.7232
1721 | 401.1408 | 295.7396 | 401.1408 | 295.7396
1722 | 404.1668 | 305.1548 | 404.1668 | 305.1548
1723 | 432.827 | 310.4559 | 432.827 | 310.4559
1724 | 478.0762 | 310.5624 | 478.0762 | 310.5624
1725 | 508.9062 | 317.5008 | 508.9062 | 317.5008
1726 | 531.3388 | 294.4282 | 531.3388 | 294.4282
1727 | 576.4085 | 268.6288 | 576.4085 | 268.6288
1728 | 562.1116 | 241.3455 | 562.1116 | 241.3455
1729 | 531.7449 | 224.0887 | 531.7449 | 224.0887
1730 | 525.4212 | 216.3521 | 525.4212 | 216.3521
1731 | 524.5667 | 213.6756 | 524.5667 | 213.6756
1732 | 525.5022 | 220.9744 | 525.5022 | 220.9744
1733 | 539.7087 | 227.4047 | 539.7087 | 227.4047
1734 | 533.912 | 228.6732 | 533.912 | 228.6732
1735 | 536.6726 | 230.6032 | 536.6726 | 230.6032
1736 | 532.1019 | 231.7884 | 532.1019 | 231.7884
1737 | 511.727 | 234.4535 | 511.727 | 234.4535
1738 | 488.6681 | 239.6875 | 488.6681 | 239.6875
1739 | 455.4811 | 229.3748 | 455.4811 | 229.3748
1740 | 428.685 | 232.2277 | 428.685 | 232.2277
1741 | 409.1949 | 229.0355 | 409.1949 | 229.0355
1742 | 396.9786 | 224.2695 | 396.9786 | 224.2695
1743 | 392.7381 | 228.8384 | 392.7381 | 228.8384
1744 | 394.0583 | 241.4724 | 394.0583 | 241.4724
1745 | 403.3778 | 273.1933 | 403.3778 | 273.1933
1746 | 403.3787 | 280.7356 | 403.3787 | 280.7356
1747 | 415.1629 | 286.613 | 415.1629 | 286.613
1748 | 454.3017 | 286.0531 | 454.3017 | 286.0531
1749 | 488.5614 | 289.1737 | 488.5614 | 289.1737
1750 | 511.2218 | 277.5365 | 511.2218 | 277.5365
1751 | 554.8612 | 261.5335 | 554.8612 | 261.5335
1752 | 550.3804 | 247.3602 | 550.3804 | 247.3602
1753 | 523.6221 | 234.1013 | 523.6221 | 234.1013
1754 | 516.2528 | 219.6116 | 516.2528 | 219.6116
1755 | 516.8239 | 208.9754 | 516.8239 | 208.9754
1756 | 520.071 | 207.7383 | 520.071 | 207.7383
1757 | 531.6423 | 204.6782 | 531.6423 | 204.6782
1758 | 524.8342 | 196.4024 | 524.8342 | 196.4024
1759 | 525.5884 | 190.7148 | 525.5884 | 190.7148
1760 | 522.5446 | 186.0834 | 522.5446 | 186.0834
1761 | 507.054 | 194.9794 | 507.054 | 194.9794
1762 | 481.8901 | 207.1466 | 481.8901 | 207.1466
1763 | 451.4051 | 198.2746 | 451.4051 | 198.2746
1764 | 420.8986 | 197.8319 | 420.8986 | 197.8319
1765 | 402.9595 | 199.8081 | 402.9595 | 199.8081
1766 | 392.0608 | 206.9996 | 392.0608 | 206.9996
1767 | 388.9093 | 220.9148 | 388.9093 | 220.9148
1768 | 388.8374 | 239.9777 | 388.8374 | 239.9777
1769 | 395.592 | 276.2007 | 395.592 | 276.2007
1770 | 398.8067 | 288.6593 | 398.8067 | 288.6593
1771 | 417.3207 | 295.0949 | 417.3207 | 295.0949
1772 | 451.7609 | 294.6251 | 451.7609 | 294.6251
1773 | 484.3315 | 295.5847 | 484.3315 | 295.5847
1774 | 515.8394 | 281.5163 | 515.8394 | 281.5163
1775 | 553.3316 | 258.1119 | 553.3316 | 258.1119
1776 | 548.2908 | 234.4303 | 548.2908 | 234.4303
1777 | 523.713 | 217.2455 | 523.713 | 217.2455
1778 | 520.2202 | 201.2972 | 520.2202 | 201.2972
1779 | 526.2952 | 185.9968 | 526.2952 | 185.9968
1780 | 533.9026 | 189.7661 | 533.9026 | 189.7661
1781 | 538.3463 | 189.2452 | 538.3463 | 189.2452
1782 | 533.2895 | 188.0825 | 533.2895 | 188.0825
1783 | 533.5666 | 185.5465 | 533.5666 | 185.5465
1784 | 525.4734 | 179.6365 | 525.4734 | 179.6365
1785 | 507.195 | 184.4445 | 507.195 | 184.4445
1786 | 481.4408 | 193.8385 | 481.4408 | 193.8385
1787 | 447.0244 | 183.7419 | 447.0244 | 183.7419
1788 | 420.3222 | 184.5778 | 420.3222 | 184.5778
1789 | 403.1108 | 183.7627 | 403.1108 | 183.7627
1790 | 389.9961 | 185.3717 | 389.9961 | 185.3717
1791 | 384.5433 | 196.1174 | 384.5433 | 196.1174
1792 | 388.5606 | 214.1719 | 388.5606 | 214.1719
1793 | 396.1377 | 249.3683 | 396.1377 | 249.3683
1794 | 402.7359 | 259.1077 | 402.7359 | 259.1077
1795 | 426.0742 | 263.0222 | 426.0742 | 263.0222
1796 | 470.0331 | 260.3554 | 470.0331 | 260.3554
1797 | 497.4534 | 261.387 | 497.4534 | 261.387
1798 | 526.0824 | 252.415 | 526.0824 | 252.415
1799 | 568.5898 | 241.9045 | 568.5898 | 241.9045
1800 | 556.7553 | 231.4409 | 556.7553 | 231.4409
1801 | 533.8973 | 219.3525 | 533.8973 | 219.3525
1802 | 525.6643 | 216.172 | 525.6643 | 216.172
1803 | 533.0831 | 216.1067 | 533.0831 | 216.1067
1804 | 532.3772 | 224.8462 | 532.3772 | 224.8462
1805 | 542.3351 | 232.6991 | 542.3351 | 232.6991
1806 | 542.7511 | 236.3807 | 542.7511 | 236.3807
1807 | 544.7631 | 241.9664 | 544.7631 | 241.9664
1808 | 538.4585 | 243.836 | 538.4585 | 243.836
1809 | 518.9831 | 247.9957 | 518.9831 | 247.9957
1810 | 492.4822 | 246.1885 | 492.4822 | 246.1885
1811 | 452.9748 | 237.1184 | 452.9748 | 237.1184
1812 | 423.8721 | 238.1164 | 423.8721 | 238.1164
1813 | 404.6469 | 234.7261 | 404.6469 | 234.7261
1814 | 391.7673 | 232.3192 | 391.7673 | 232.3192
1815 | 389.6213 | 237.2663 | 389.6213 | 237.2663
1816 | 392.6765 | 248.5136 | 392.6765 | 248.5136
1817 | 402.3575 | 279.5502 | 402.3575 | 279.5502
1818 | 409.4527 | 285.9941 | 409.4527 | 285.9941
1819 | 445.775 | 288.2157 | 445.775 | 288.2157
1820 | 501.1901 | 283.1538 | 501.1901 | 283.1538
1821 | 535.7406 | 281.016 | 535.7406 | 281.016
1822 | 561.1146 | 274.0429 | 561.1146 | 274.0429
1823 | 603.8345 | 269.6912 | 603.8345 | 269.6912
1824 | 589.3419 | 265.3505 | 589.3419 | 265.3505
1825 | 553.4135 | 256.6476 | 553.4135 | 256.6476
1826 | 548.016 | 249.6674 | 548.016 | 249.6674
1827 | 555.724 | 249.8181 | 555.724 | 249.8181
1828 | 558.4038 | 260.3585 | 558.4038 | 260.3585
1829 | 571.8337 | 268.0853 | 571.8337 | 268.0853
1830 | 568.0807 | 272.1451 | 568.0807 | 272.1451
1831 | 562.966 | 277.9649 | 562.966 | 277.9649
1832 | 556.691 | 279.2042 | 556.691 | 279.2042
1833 | 531.7515 | 280.9508 | 531.7515 | 280.9508
1834 | 496.3759 | 274.6596 | 496.3759 | 274.6596
1835 | 456.0125 | 262.6001 | 456.0125 | 262.6001
1836 | 427.927 | 263.6161 | 427.927 | 263.6161
1837 | 407.0346 | 261.2703 | 407.0346 | 261.2703
1838 | 395.5015 | 258.8454 | 395.5015 | 258.8454
1839 | 388.7098 | 264.2787 | 388.7098 | 264.2787
1840 | 393.4981 | 275.508 | 393.4981 | 275.508
1841 | 403.5673 | 306.2565 | 403.5673 | 306.2565
1842 | 412.1773 | 314.0869 | 412.1773 | 314.0869
1843 | 445.4849 | 317.5692 | 445.4849 | 317.5692
1844 | 501.6505 | 314.1821 | 501.6505 | 314.1821
1845 | 533.7452 | 312.3684 | 533.7452 | 312.3684
1846 | 558.3466 | 301.4875 | 558.3466 | 301.4875
1847 | 598.9583 | 289.1042 | 598.9583 | 289.1042
1848 | 588.0655 | 277.1099 | 588.0655 | 277.1099
1849 | 551.0105 | 265.3456 | 551.0105 | 265.3456
1850 | 546.2534 | 256.3304 | 546.2534 | 256.3304
1851 | 549.9385 | 256.121 | 549.9385 | 256.121
1852 | 552.2547 | 266.0851 | 552.2547 | 266.0851
1853 | 563.121 | 271.9931 | 563.121 | 271.9931
1854 | 565.3246 | 271.803 | 565.3246 | 271.803
1855 | 567.2711 | 273.841 | 567.2711 | 273.841
1856 | 555.9211 | 275.3144 | 555.9211 | 275.3144
1857 | 532.8576 | 283.544 | 532.8576 | 283.544
1858 | 502.4573 | 295.8733 | 502.4573 | 295.8733
1859 | 465.1862 | 292.5118 | 465.1862 | 292.5118
1860 | 432.3664 | 297.0575 | 432.3664 | 297.0575
1861 | 413.0641 | 301.4287 | 413.0641 | 301.4287
1862 | 402.7963 | 299.6701 | 402.7963 | 299.6701
1863 | 398.7403 | 309.0653 | 398.7403 | 309.0653
1864 | 400.6505 | 325.8411 | 400.6505 | 325.8411
1865 | 408.8251 | 361.3978 | 408.8251 | 361.3978
1866 | 419.0889 | 371.5873 | 419.0889 | 371.5873
1867 | 452.5325 | 376.042 | 452.5325 | 376.042
1868 | 506.8003 | 371.5564 | 506.8003 | 371.5564
1869 | 537.6294 | 369.5446 | 537.6294 | 369.5446
1870 | 563.9538 | 342.7444 | 563.9538 | 342.7444
1871 | 599.7499 | 306.7523 | 599.7499 | 306.7523
1872 | 589.1226 | 279.4509 | 589.1226 | 279.4509
1873 | 552.2061 | 237.3788 | 552.2061 | 237.3788
1874 | 548.9943 | 210.1212 | 548.9943 | 210.1212
1875 | 556.5788 | 194.0646 | 556.5788 | 194.0646
1876 | 554.3836 | 193.2777 | 554.3836 | 193.2777
1877 | 564.8381 | 197.4029 | 564.8381 | 197.4029
1878 | 561.6869 | 194.8176 | 561.6869 | 194.8176
1879 | 562.2265 | 197.684 | 562.2265 | 197.684
1880 | 548.0589 | 200.256 | 548.0589 | 200.256
1881 | 526.5156 | 207.8193 | 526.5156 | 207.8193
1882 | 495.5203 | 196.9719 | 495.5203 | 196.9719
1883 | 463.9097 | 182.1031 | 463.9097 | 182.1031
1884 | 431.2548 | 193.1318 | 431.2548 | 193.1318
1885 | 411.5545 | 195.8102 | 411.5545 | 195.8102
1886 | 399.4538 | 191.0983 | 399.4538 | 191.0983
1887 | 395.7789 | 195.0729 | 395.7789 | 195.0729
1888 | 398.2308 | 207.4728 | 398.2308 | 207.4728
1889 | 408.4893 | 234.1333 | 408.4893 | 234.1333
1890 | 418.1025 | 238.4522 | 418.1025 | 238.4522
1891 | 446.5662 | 245.32 | 446.5662 | 245.32
1892 | 493.3682 | 245.5526 | 493.3682 | 245.5526
1893 | 525.6545 | 248.295 | 525.6545 | 248.295
1894 | 549.6091 | 242.4024 | 549.6091 | 242.4024
1895 | 598.4816 | 231.6398 | 598.4816 | 231.6398
1896 | 585.4797 | 212.4062 | 585.4797 | 212.4062
1897 | 551.7328 | 188.2162 | 551.7328 | 188.2162
1898 | 543.7554 | 163.1376 | 543.7554 | 163.1376
1899 | 542.4452 | 147.5492 | 542.4452 | 147.5492
1900 | 550.0082 | 145.5197 | 550.0082 | 145.5197
1901 | 565.0186 | 142.3336 | 565.0186 | 142.3336
1902 | 562.5368 | 133.4094 | 562.5368 | 133.4094
1903 | 566.9855 | 128.4062 | 566.9855 | 128.4062
1904 | 552.6184 | 123.9009 | 552.6184 | 123.9009
1905 | 528.1296 | 125.0173 | 528.1296 | 125.0173
1906 | 498.4655 | 119.5904 | 498.4655 | 119.5904
1907 | 466.3163 | 111.1866 | 466.3163 | 111.1866
1908 | 437.1454 | 116.8667 | 437.1454 | 116.8667
1909 | 419.4745 | 116.5738 | 419.4745 | 116.5738
1910 | 406.6216 | 113.7708 | 406.6216 | 113.7708
1911 | 401.3748 | 118.1416 | 401.3748 | 118.1416
1912 | 403.1678 | 128.8307 | 403.1678 | 128.8307
1913 | 412.0634 | 157.22 | 412.0634 | 157.22
1914 | 418.6557 | 163.5919 | 418.6557 | 163.5919
1915 | 435.4469 | 167.3262 | 435.4469 | 167.3262
1916 | 472.1506 | 163.795 | 472.1506 | 163.795
1917 | 503.0956 | 164.0703 | 503.0956 | 164.0703
1918 | 527.1192 | 157.6014 | 527.1192 | 157.6014
1919 | 568.1113 | 145.11 | 568.1113 | 145.11
1920 | 561.7446 | 129.0639 | 561.7446 | 129.0639
1921 | 532.804 | 116.003 | 532.804 | 116.003
1922 | 526.3622 | 135.2248 | 526.3622 | 135.2248
1923 | 531.9895 | 180.2702 | 531.9895 | 180.2702
1924 | 541.2007 | 217.3187 | 541.2007 | 217.3187
1925 | 549.1706 | 223.803 | 549.1706 | 223.803
1926 | 549.3463 | 215.311 | 549.3463 | 215.311
1927 | 551.1594 | 209.8216 | 551.1594 | 209.8216
1928 | 535.3714 | 204.1097 | 535.3714 | 204.1097
1929 | 514.2883 | 212.3754 | 514.2883 | 212.3754
1930 | 493.4468 | 213.0533 | 493.4468 | 213.0533
1931 | 463.046 | 193.8805 | 463.046 | 193.8805
1932 | 434.7274 | 193.7981 | 434.7274 | 193.7981
1933 | 418.2711 | 198.4214 | 418.2711 | 198.4214
1934 | 406.5601 | 204.4604 | 406.5601 | 204.4604
1935 | 403.4083 | 216.899 | 403.4083 | 216.899
1936 | 405.6006 | 234.2691 | 405.6006 | 234.2691
1937 | 412.0295 | 272.0948 | 412.0295 | 272.0948
1938 | 419.7719 | 286.7504 | 419.7719 | 286.7504
1939 | 434.5397 | 295.257 | 434.5397 | 295.257
1940 | 469.2727 | 294.6251 | 469.2727 | 294.6251
1941 | 501.6548 | 297.2775 | 501.6548 | 297.2775
1942 | 526.1756 | 288.4855 | 526.1756 | 288.4855
1943 | 570.3092 | 273.3289 | 570.3092 | 273.3289
1944 | 556.6609 | 260.7404 | 556.6609 | 260.7404
1945 | 534.2348 | 250.903 | 534.2348 | 250.903
1946 | 527.5101 | 243.5446 | 527.5101 | 243.5446
1947 | 529.4442 | 237.9867 | 529.4442 | 237.9867
1948 | 541.1694 | 241.5398 | 541.1694 | 241.5398
1949 | 558.4787 | 242.4236 | 558.4787 | 242.4236
1950 | 551.623 | 236.975 | 551.623 | 236.975
1951 | 555.7952 | 233.6466 | 555.7952 | 233.6466
1952 | 543.009 | 230.2757 | 543.009 | 230.2757
1953 | 522.233 | 234.5796 | 522.233 | 234.5796
1954 | 495.0367 | 233.5647 | 495.0367 | 233.5647
1955 | 462.8959 | 228.9426 | 462.8959 | 228.9426
1956 | 439.0265 | 232.0116 | 439.0265 | 232.0116
1957 | 420.7323 | 224.9836 | 420.7323 | 224.9836
1958 | 407.8384 | 222.9369 | 407.8384 | 222.9369
1959 | 404.4504 | 228.4783 | 404.4504 | 228.4783
1960 | 405.8747 | 241.7425 | 405.8747 | 241.7425
1961 | 413.0758 | 273.9136 | 413.0758 | 273.9136
1962 | 422.607 | 286.6423 | 422.607 | 286.6423
1963 | 447.7138 | 296.1754 | 447.7138 | 296.1754
1964 | 489.663 | 292.4101 | 489.663 | 292.4101
1965 | 521.1366 | 287.1028 | 521.1366 | 287.1028
1966 | 547.9364 | 275.5016 | 547.9364 | 275.5016
1967 | 588.9633 | 259.3725 | 588.9633 | 259.3725
1968 | 572.9074 | 232.8996 | 572.9074 | 232.8996
1969 | 542.3013 | 199.6154 | 542.3013 | 199.6154
1970 | 535.4489 | 182.8387 | 535.4489 | 182.8387
1971 | 539.3281 | 169.9155 | 539.3281 | 169.9155
1972 | 546.7583 | 165.1488 | 546.7583 | 165.1488
1973 | 561.7295 | 150.0051 | 561.7295 | 150.0051
1974 | 560.441 | 141.6392 | 560.441 | 141.6392
1975 | 566.7208 | 126.6594 | 566.7208 | 126.6594
1976 | 549.915 | 102.0209 | 549.915 | 102.0209
1977 | 527.9957 | 88.6045 | 527.9957 | 88.6045
1978 | 496.2543 | 81.0527 | 496.2543 | 81.0527
1979 | 464.2205 | 74.3597 | 464.2205 | 74.3597
1980 | 433.4326 | 77.9149 | 433.4326 | 77.9149
1981 | 416.1631 | 78.5044 | 416.1631 | 78.5044
1982 | 406.2139 | 82.2203 | 406.2139 | 82.2203
1983 | 400.1505 | 95.6133 | 400.1505 | 95.6133
1984 | 402.998 | 120.835 | 402.998 | 120.835
1985 | 415.1646 | 166.6384 | 415.1646 | 166.6384
1986 | 425.7369 | 188.9655 | 425.7369 | 188.9655
1987 | 458.2552 | 202.4063 | 458.2552 | 202.4063
1988 | 512.285 | 203.3412 | 512.285 | 203.3412
1989 | 545.6293 | 205.8675 | 545.6293 | 205.8675
1990 | 571.3023 | 198.5162 | 571.3023 | 198.5162
1991 | 610.7319 | 195.2811 | 610.7319 | 195.2811
1992 | 591.4854 | 186.6363 | 591.4854 | 186.6363
1993 | 558.2799 | 181.319 | 558.2799 | 181.319
1994 | 550.6082 | 183.0368 | 550.6082 | 183.0368
1995 | 558.0022 | 191.1652 | 558.0022 | 191.1652
1996 | 560.0935 | 211.6101 | 560.0935 | 211.6101
1997 | 574.0685 | 240.8749 | 574.0685 | 240.8749
1998 | 580.7239 | 265.248 | 580.7239 | 265.248
1999 | 578.2261 | 283.4934 | 578.2261 | 283.4934
2000 | 559.7018 | 288.8026 | 559.7018 | 288.8026
2001 | 534.3689 | 283.6881 | 534.3689 | 283.6881
2002 | 504.1657 | 269.095 | 504.1657 | 269.095
2003 | 466.2928 | 253.9741 | 466.2928 | 253.9741
2004 | 434.5657 | 253.5675 | 434.5657 | 253.5675
2005 | 415.2807 | 251.6899 | 415.2807 | 251.6899
2006 | 405.1702 | 251.1198 | 405.1702 | 251.1198
2007 | 401.2164 | 261.0012 | 401.2164 | 261.0012
2008 | 404.419 | 277.3629 | 404.419 | 277.3629
2009 | 413.9331 | 313.2257 | 413.9331 | 313.2257
2010 | 426.7911 | 325.2701 | 426.7911 | 325.2701
2011 | 457.7024 | 331.7777 | 457.7024 | 331.7777
2012 | 513.1608 | 330.9838 | 513.1608 | 330.9838
2013 | 547.6099 | 331.4031 | 547.6099 | 331.4031
2014 | 573.7133 | 324.34 | 573.7133 | 324.34
2015 | 618.0598 | 314.6039 | 618.0598 | 314.6039
2016 | 597.4359 | 303.2219 | 597.4359 | 303.2219
2017 | 563.679 | 288.054 | 563.679 | 288.054
2018 | 555.24 | 274.1226 | 555.24 | 274.1226
2019 | 563.6686 | 265.8095 | 563.6686 | 265.8095
2020 | 563.9996 | 267.7058 | 563.9996 | 267.7058
2021 | 572.9583 | 266.9868 | 572.9583 | 266.9868
2022 | 574.8804 | 262.0065 | 574.8804 | 262.0065
2023 | 577.7514 | 259.5424 | 577.7514 | 259.5424
2024 | 554.3118 | 256.6218 | 554.3118 | 256.6218
2025 | 529.867 | 264.3292 | 529.867 | 264.3292
2026 | 499.2278 | 260.289 | 499.2278 | 260.289
2027 | 462.2508 | 257.2876 | 462.2508 | 257.2876
2028 | 431.3722 | 270.7294 | 431.3722 | 270.7294
2029 | 411.5735 | 273.678 | 411.5735 | 273.678
2030 | 399.4493 | 271.9014 | 399.4493 | 271.9014
2031 | 396.2717 | 276.8125 | 396.2717 | 276.8125
2032 | 397.3989 | 288.2219 | 397.3989 | 288.2219
2033 | 408.4858 | 321.2033 | 408.4858 | 321.2033
2034 | 422.5792 | 331.9512 | 422.5792 | 331.9512
2035 | 446.9579 | 338.0266 | 446.9579 | 338.0266
2036 | 502.0716 | 336.8004 | 502.0716 | 336.8004
2037 | 536.5899 | 339.921 | 536.5899 | 339.921
2038 | 563.0106 | 327.6535 | 563.0106 | 327.6535
2039 | 604.4969 | 291.5173 | 604.4969 | 291.5173
2040 | 589.8763 | 269.4564 | 589.8763 | 269.4564
2041 | 550.394 | 235.0017 | 550.394 | 235.0017
2042 | 544.2326 | 205.1329 | 544.2326 | 205.1329
2043 | 552.7924 | 190.661 | 552.7924 | 190.661
2044 | 555.8899 | 186.9208 | 555.8899 | 186.9208
2045 | 564.016 | 183.1584 | 564.016 | 183.1584
2046 | 570.5695 | 176.1611 | 570.5695 | 176.1611
2047 | 570.9156 | 175.9121 | 570.9156 | 175.9121
2048 | 550.5006 | 181.3833 | 550.5006 | 181.3833
2049 | 531.898 | 210.7006 | 531.898 | 210.7006
2050 | 504.0121 | 225.443 | 504.0121 | 225.443
2051 | 466.8971 | 223.6482 | 466.8971 | 223.6482
2052 | 436.8691 | 236.2796 | 436.8691 | 236.2796
2053 | 414.8622 | 247.2959 | 414.8622 | 247.2959
2054 | 403.5725 | 256.3062 | 403.5725 | 256.3062
2055 | 399.6056 | 268.6727 | 399.6056 | 268.6727
2056 | 399.8314 | 285.1965 | 399.8314 | 285.1965
2057 | 409.632 | 321.8156 | 409.632 | 321.8156
2058 | 421.1289 | 335.4988 | 421.1289 | 335.4988
2059 | 443.4034 | 343.1049 | 443.4034 | 343.1049
2060 | 491.4417 | 342.0769 | 491.4417 | 342.0769
2061 | 524.746 | 342.3522 | 524.746 | 342.3522
2062 | 549.399 | 331.5253 | 549.399 | 331.5253
2063 | 585.6658 | 306.8423 | 585.6658 | 306.8423
2064 | 578.0413 | 283.2507 | 578.0413 | 283.2507
2065 | 550.4537 | 254.1985 | 550.4537 | 254.1985
2066 | 546.0383 | 229.6062 | 546.0383 | 229.6062
2067 | 551.9229 | 210.7762 | 551.9229 | 210.7762
2068 | 557.8731 | 205.5773 | 557.8731 | 205.5773
2069 | 566.6764 | 207.3795 | 566.6764 | 207.3795
2070 | 572.1195 | 206.0908 | 572.1195 | 206.0908
2071 | 569.3154 | 205.4636 | 569.3154 | 205.4636
2072 | 545.9637 | 203.1193 | 545.9637 | 203.1193
2073 | 525.8745 | 209.44 | 525.8745 | 209.44
2074 | 501.5867 | 216.0427 | 501.5867 | 216.0427
2075 | 464.8518 | 209.4757 | 464.8518 | 209.4757
2076 | 433.4162 | 210.1496 | 433.4162 | 210.1496
2077 | 414.3643 | 208.5961 | 414.3643 | 208.5961
2078 | 402.7606 | 207.7919 | 402.7606 | 207.7919
2079 | 397.741 | 211.5865 | 397.741 | 211.5865
2080 | 398.1258 | 221.3572 | 398.1258 | 221.3572
2081 | 407.7952 | 251.1512 | 407.7952 | 251.1512
2082 | 418.728 | 258.4954 | 418.728 | 258.4954
2083 | 432.6183 | 262.9501 | 432.6183 | 262.9501
2084 | 469.5407 | 260.5895 | 469.5407 | 260.5895
2085 | 506.081 | 262.8457 | 506.081 | 262.8457
2086 | 532.005 | 259.2581 | 532.005 | 259.2581
2087 | 568.2887 | 255.1766 | 568.2887 | 255.1766
2088 | 560.993 | 250.1335 | 560.993 | 250.1335
2089 | 539.0874 | 241.0705 | 539.0874 | 241.0705
2090 | 528.2442 | 231.3169 | 528.2442 | 231.3169
2091 | 532.527 | 225.597 | 532.527 | 225.597
2092 | 537.9769 | 229.4023 | 537.9769 | 229.4023
2093 | 550.1851 | 229.8358 | 550.1851 | 229.8358
2094 | 546.658 | 223.3787 | 546.658 | 223.3787
2095 | 548.8274 | 219.0419 | 548.8274 | 219.0419
2096 | 532.0954 | 215.7431 | 532.0954 | 215.7431
2097 | 514.2132 | 216.0851 | 514.2132 | 216.0851
2098 | 489.0936 | 209.2536 | 489.0936 | 209.2536
2099 | 458.851 | 198.3106 | 458.851 | 198.3106
2100 | 430.3288 | 203.0903 | 430.3288 | 203.0903
2101 | 413.5355 | 204.4722 | 413.5355 | 204.4722
2102 | 401.1092 | 203.6861 | 401.1092 | 203.6861
2103 | 397.9668 | 214.1257 | 397.9668 | 214.1257
2104 | 398.5755 | 232.5403 | 398.5755 | 232.5403
2105 | 408.6621 | 271.1583 | 408.6621 | 271.1583
2106 | 417.5073 | 287.3267 | 417.5073 | 287.3267
2107 | 432.5506 | 298.2283 | 432.5506 | 298.2283
2108 | 465.8747 | 299.0911 | 465.8747 | 299.0911
2109 | 498.7073 | 300.1048 | 498.7073 | 300.1048
2110 | 523.2886 | 292.1052 | 523.2886 | 292.1052
2111 | 567.2354 | 282.6032 | 567.2354 | 282.6032
2112 | 557.8626 | 278.3705 | 557.8626 | 278.3705
2113 | 532.8581 | 268.8572 | 532.8581 | 268.8572
2114 | 527.7734 | 251.7743 | 527.7734 | 251.7743
2115 | 530.3175 | 224.5345 | 530.3175 | 224.5345
2116 | 544.0812 | 206.6218 | 544.0812 | 206.6218
2117 | 557.5677 | 193.0269 | 557.5677 | 193.0269
2118 | 555.7599 | 179.1504 | 555.7599 | 179.1504
2119 | 558.3322 | 171.0138 | 558.3322 | 171.0138
2120 | 536.4004 | 174.6482 | 536.4004 | 174.6482
2121 | 516.6056 | 192.9084 | 516.6056 | 192.9084
2122 | 490.4998 | 190.0027 | 490.4998 | 190.0027
2123 | 460.4792 | 178.6996 | 460.4792 | 178.6996
2124 | 429.2688 | 183.4253 | 429.2688 | 183.4253
2125 | 409.5879 | 183.4565 | 409.5879 | 183.4565
2126 | 399.3162 | 182.8505 | 399.3162 | 182.8505
2127 | 394.822 | 189.8505 | 394.822 | 189.8505
2128 | 395.7119 | 204.6995 | 395.7119 | 204.6995
2129 | 405.5328 | 251.5293 | 405.5328 | 251.5293
2130 | 413.9239 | 277.8723 | 413.9239 | 277.8723
2131 | 440.0848 | 295.9233 | 440.0848 | 295.9233
2132 | 477.8206 | 301.7924 | 477.8206 | 301.7924
2133 | 509.6376 | 308.7848 | 509.6376 | 308.7848
2134 | 545.5957 | 306.0076 | 545.5957 | 306.0076
2135 | 580.9752 | 295.371 | 580.9752 | 295.371
2136 | 573.6473 | 282.8905 | 573.6473 | 282.8905
2137 | 541.6815 | 266.5702 | 541.6815 | 266.5702
2138 | 536.2974 | 253.6292 | 536.2974 | 253.6292
2139 | 543.0168 | 249.2779 | 543.0168 | 249.2779
2140 | 553.4397 | 256.8829 | 553.4397 | 256.8829
2141 | 576.0466 | 265.078 | 576.0466 | 265.078
2142 | 576.376 | 266.1304 | 576.376 | 266.1304
2143 | 567.6174 | 268.0964 | 567.6174 | 268.0964
2144 | 544.7107 | 267.841 | 544.7107 | 267.841
2145 | 527.3706 | 270.7402 | 527.3706 | 270.7402
2146 | 494.7085 | 265.3853 | 494.7085 | 265.3853
2147 | 461.3066 | 253.596 | 461.3066 | 253.596
2148 | 431.1172 | 254.72 | 431.1172 | 254.72
2149 | 411.3373 | 250.6454 | 411.3373 | 250.6454
2150 | 398.7765 | 247.05 | 398.7765 | 247.05
2151 | 398.9255 | 255.6347 | 398.9255 | 255.6347
2152 | 398.687 | 272.0504 | 398.687 | 272.0504
2153 | 407.4926 | 308.2374 | 407.4926 | 308.2374
2154 | 426.0426 | 320.5339 | 426.0426 | 320.5339
2155 | 460.7431 | 327.2576 | 460.7431 | 327.2576
2156 | 513.9003 | 326.0135 | 513.9003 | 326.0135
2157 | 546.6285 | 328.1256 | 546.6285 | 328.1256
2158 | 569.7953 | 322.9714 | 569.7953 | 322.9714
2159 | 616.1383 | 312.4429 | 616.1383 | 312.4429
2160 | 596.2868 | 295.4243 | 596.2868 | 295.4243
2161 | 560.1573 | 277.9694 | 560.1573 | 277.9694
2162 | 552.0558 | 265.4786 | 552.0558 | 265.4786
2163 | 557.1585 | 260.2269 | 557.1585 | 260.2269
2164 | 562.9636 | 265.923 | 562.9636 | 265.923
2165 | 576.236 | 269.7061 | 576.236 | 269.7061
2166 | 588.797 | 268.4534 | 588.797 | 268.4534
2167 | 579.227 | 271.2478 | 579.227 | 271.2478
2168 | 559.2302 | 271.2265 | 559.2302 | 271.2265
2169 | 535.6927 | 274.738 | 535.6927 | 274.738
2170 | 506.1856 | 270.0315 | 506.1856 | 270.0315
2171 | 465.4455 | 260.8713 | 465.4455 | 260.8713
2172 | 436.8641 | 745.8263 | 436.8641 | 745.8263
2173 | 414.5971 | 755.6908 | 414.5971 | 755.6908
2174 | 402.5144 | 765.1614 | 402.5144 | 765.1614
2175 | 399.6748 | 772.3036 | 399.6748 | 772.3036
2176 | 400.2084 | 785.0054 | 400.2084 | 785.0054
2177 | 411.7542 | 816.1298 | 411.7542 | 816.1298
2178 | 429.77 | 826.5647 | 429.77 | 826.5647
2179 | 459.5265 | 832.072 | 459.5265 | 832.072
2180 | 510.0268 | 830.4513 | 510.0268 | 830.4513
2181 | 547.2546 | 828.3165 | 547.2546 | 828.3165
2182 | 568.5344 | 821.6892 | 568.5344 | 821.6892
2183 | 617.1339 | 805.6299 | 617.1339 | 805.6299
2184 | 599.7916 | 790.4745 | 599.7916 | 790.4745
2185 | 552.9882 | 770.6288 | 552.9882 | 770.6288
2186 | 554.4439 | 749.3396 | 554.4439 | 749.3396
2187 | 565.6934 | 732.2711 | 565.6934 | 732.2711
2188 | 567.9192 | 737.1363 | 567.9192 | 737.1363
2189 | 585.868 | 747.6876 | 585.868 | 747.6876
2190 | 600.8061 | 762.2069 | 600.8061 | 762.2069
2191 | 591.2605 | 775.1913 | 591.2605 | 775.1913
2192 | 560.1642 | 788.0354 | 560.1642 | 788.0354
2193 | 542.2229 | 799.6893 | 542.2229 | 799.6893
2194 | 509.6558 | 816.7333 | 509.6558 | 816.7333
2195 | 475.9749 | 822.8586 | 475.9749 | 822.8586
2196 | 445.2468 | 832.2221 | 445.2468 | 832.2221
2197 | 422.6755 | 839.6241 | 422.6755 | 839.6241
2198 | 409.068 | 843.6458 | 409.068 | 843.6458
2199 | 404.0875 | 855.6082 | 404.0875 | 855.6082
2200 | 403.9096 | 872.0299 | 403.9096 | 872.0299
2201 | 414.9502 | 900.4823 | 414.9502 | 900.4823
2202 | 431.6552 | 900.7005 | 431.6552 | 900.7005
2203 | 461.3569 | 893.7384 | 461.3569 | 893.7384
2204 | 512.4487 | 890.3886 | 512.4487 | 890.3886
2205 | 545.2084 | 888.1491 | 545.2084 | 888.1491
2206 | 568.9323 | 884.2462 | 568.9323 | 884.2462
2207 | 615.3237 | 860.5376 | 615.3237 | 860.5376
2208 | 599.8157 | 815.0992 | 599.8157 | 815.0992
2209 | 561.7352 | 771.8338 | 561.7352 | 771.8338
2210 | 560.9342 | 744.2575 | 560.9342 | 744.2575
2211 | 568.6008 | 731.7996 | 568.6008 | 731.7996
2212 | 571.7598 | 733.7308 | 571.7598 | 733.7308
2213 | 597.6579 | 736.6327 | 597.6579 | 736.6327
2214 | 611.1765 | 735.801 | 611.1765 | 735.801
2215 | 591.7553 | 737.1017 | 591.7553 | 737.1017
2216 | 562.77 | 752.9846 | 562.77 | 752.9846
2217 | 531.3923 | 806.1336 | 531.3923 | 806.1336
2218 | 494.2521 | 823.8588 | 494.2521 | 823.8588
2219 | 458.5052 | 814.1614 | 458.5052 | 814.1614
2220 | 429.6698 | 812.6272 | 429.6698 | 812.6272
2221 | 411.0351 | 808.2932 | 411.0351 | 808.2932
2222 | 399.5616 | 798.4832 | 399.5616 | 798.4832
2223 | 397.0772 | 799.2335 | 397.0772 | 799.2335
2224 | 397.4035 | 816.3887 | 397.4035 | 816.3887
2225 | 407.9301 | 855.634 | 407.9301 | 855.634
2226 | 421.786 | 869.7887 | 421.786 | 869.7887
2227 | 444.9573 | 880.6401 | 444.9573 | 880.6401
2228 | 486.9832 | 882.4773 | 486.9832 | 882.4773
2229 | 518.5311 | 885.1627 | 518.5311 | 885.1627
2230 | 540.3809 | 886.4991 | 540.3809 | 886.4991
2231 | 587.7794 | 873.3215 | 587.7794 | 873.3215
2232 | 574.9336 | 841.5575 | 574.9336 | 841.5575
2233 | 539.9543 | 799.5496 | 539.9543 | 799.5496
2234 | 542.0436 | 770.6635 | 542.0436 | 770.6635
2235 | 559.2508 | 769.8892 | 559.2508 | 769.8892
2236 | 561.8053 | 777.1644 | 561.8053 | 777.1644
2237 | 582.9878 | 784.3626 | 582.9878 | 784.3626
2238 | 593.8647 | 782.0638 | 593.8647 | 782.0638
2239 | 580.0345 | 781.0593 | 580.0345 | 781.0593
2240 | 553.1306 | 791.179 | 553.1306 | 791.179
2241 | 529.5757 | 812.997 | 529.5757 | 812.997
2242 | 502.4507 | 814.5852 | 502.4507 | 814.5852
2243 | 468.3339 | 810.4939 | 468.3339 | 810.4939
2244 | 442.9601 | 823.4725 | 442.9601 | 823.4725
2245 | 421.395 | 838.8382 | 421.395 | 838.8382
2246 | 408.2387 | 843.3315 | 408.2387 | 843.3315
2247 | 403.5581 | 850.0546 | 403.5581 | 850.0546
2248 | 403.8838 | 871.4536 | 403.8838 | 871.4536
2249 | 413.071 | 918.0339 | 413.071 | 918.0339
2250 | 428.3269 | 935.4893 | 428.3269 | 935.4893
2251 | 448.0724 | 945.6596 | 448.0724 | 945.6596
2252 | 483.7267 | 948.6495 | 483.7267 | 948.6495
2253 | 514.1358 | 950.3394 | 514.1358 | 950.3394
2254 | 540.4518 | 947.7463 | 540.4518 | 947.7463
2255 | 583.0168 | 919.0604 | 583.0168 | 919.0604
2256 | 581.352 | 872.8885 | 581.352 | 872.8885
2257 | 550.4349 | 826.3223 | 550.4349 | 826.3223
2258 | 545.1808 | 799.6891 | 545.1808 | 799.6891
2259 | 542.226 | 793.5707 | 542.226 | 793.5707
2260 | 554.5511 | 813.5774 | 554.5511 | 813.5774
2261 | 570.5738 | 826.958 | 570.5738 | 826.958
2262 | 584.7188 | 823.3494 | 584.7188 | 823.3494
2263 | 571.6012 | 812.5474 | 571.6012 | 812.5474
2264 | 546.0813 | 803.5961 | 546.0813 | 803.5961
2265 | 519.0882 | 789.8918 | 519.0882 | 789.8918
2266 | 495.7909 | 771.6231 | 495.7909 | 771.6231
2267 | 464.8371 | 757.158 | 464.8371 | 757.158
2268 | 437.6306 | 761.3346 | 437.6306 | 761.3346
2269 | 420.9193 | 766.3266 | 420.9193 | 766.3266
2270 | 407.9637 | 775.2732 | 407.9637 | 775.2732
2271 | 403.4991 | 806.9353 | 403.4991 | 806.9353
2272 | 402.2626 | 846.4622 | 402.2626 | 846.4622
2273 | 410.6113 | 896.0813 | 410.6113 | 896.0813
2274 | 423.1527 | 921.6576 | 423.1527 | 921.6576
2275 | 444.2794 | 939.2677 | 444.2794 | 939.2677
2276 | 479.7842 | 945.925 | 479.7842 | 945.925
2277 | 508.5176 | 944.9429 | 508.5176 | 944.9429
2278 | 529.6765 | 938.5252 | 529.6765 | 938.5252
2279 | 572.2962 | 902.7662 | 572.2962 | 902.7662
2280 | 567.4431 | 849.8356 | 567.4431 | 849.8356
2281 | 536.3484 | 802.3788 | 536.3484 | 802.3788
2282 | 532.676 | 765.5814 | 532.676 | 765.5814
2283 | 539.1595 | 740.9683 | 539.1595 | 740.9683
2284 | 551.1444 | 728.3867 | 551.1444 | 728.3867
2285 | 571.4887 | 724.8443 | 571.4887 | 724.8443
2286 | 584.6771 | 719.9259 | 584.6771 | 719.9259
2287 | 570.1363 | 716.5637 | 570.1363 | 716.5637
2288 | 547.8188 | 725.8451 | 547.8188 | 725.8451
2289 | 522.5782 | 738.1801 | 522.5782 | 738.1801
2290 | 497.9645 | 737.3058 | 497.9645 | 737.3058
2291 | 466.3626 | 736.2009 | 466.3626 | 736.2009
2292 | 439.8075 | 750.4893 | 439.8075 | 750.4893
2293 | 419.9462 | 773.1376 | 419.9462 | 773.1376
2294 | 408.2028 | 790.5719 | 408.2028 | 790.5719
2295 | 404.2829 | 797.4522 | 404.2829 | 797.4522
2296 | 405.272 | 806.958 | 405.272 | 806.958
2297 | 410.7387 | 839.6018 | 410.7387 | 839.6018
2298 | 426.0874 | 851.1893 | 426.0874 | 851.1893
2299 | 448.2844 | 861.2024 | 448.2844 | 861.2024
2300 | 482.5396 | 881.4819 | 482.5396 | 881.4819
2301 | 512.334 | 894.4362 | 512.334 | 894.4362
2302 | 538.6667 | 900.1737 | 538.6667 | 900.1737
2303 | 580.1371 | 871.2781 | 580.1371 | 871.2781
2304 | 571.7951 | 823.2724 | 571.7951 | 823.2724
2305 | 548.6236 | 761.0409 | 548.6236 | 761.0409
2306 | 543.6769 | 708.2112 | 543.6769 | 708.2112
2307 | 546.4595 | 670.4476 | 546.4595 | 670.4476
2308 | 551.6666 | 642.3053 | 551.6666 | 642.3053
2309 | 573.9987 | 623.307 | 573.9987 | 623.307
2310 | 591.1481 | 611.368 | 591.1481 | 611.368
2311 | 578.622 | 612.7735 | 578.622 | 612.7735
2312 | 548.701 | 640.4448 | 548.701 | 640.4448
2313 | 526.8959 | 666.9782 | 526.8959 | 666.9782
2314 | 499.2176 | 664.375 | 499.2176 | 664.375
2315 | 462.1775 | 660.1265 | 462.1775 | 660.1265
2316 | 432.4793 | 677.7156 | 432.4793 | 677.7156
2317 | 413.4084 | 686.6895 | 413.4084 | 686.6895
2318 | 400.8943 | 679.4467 | 400.8943 | 679.4467
2319 | 397.7292 | 680.197 | 397.7292 | 680.197
2320 | 400.1115 | 702.382 | 400.1115 | 702.382
2321 | 410.5524 | 734.8685 | 410.5524 | 734.8685
2322 | 431.9182 | 743.522 | 431.9182 | 743.522
2323 | 460.5643 | 743.9473 | 460.5643 | 743.9473
2324 | 508.6713 | 741.593 | 508.6713 | 741.593
2325 | 544.679 | 734.5333 | 544.679 | 734.5333
2326 | 572.1625 | 728.168 | 572.1625 | 728.168
2327 | 617.6321 | 713.209 | 617.6321 | 713.209
2328 | 605.6606 | 678.6158 | 605.6606 | 678.6158
2329 | 572.8651 | 617.5893 | 572.8651 | 617.5893
2330 | 565.4029 | 550.5088 | 565.4029 | 550.5088
2331 | 572.3691 | 499.385 | 572.3691 | 499.385
2332 | 577.5108 | 469.9329 | 577.5108 | 469.9329
2333 | 599.8754 | 451.0918 | 599.8754 | 451.0918
2334 | 613.6961 | 441.7724 | 613.6961 | 441.7724
2335 | 591.0724 | 450.5653 | 591.0724 | 450.5653
2336 | 563.1687 | 481.3278 | 563.1687 | 481.3278
2337 | 543.81 | 514.9866 | 543.81 | 514.9866
2338 | 512.0616 | 536.9032 | 512.0616 | 536.9032
2339 | 474.2679 | 545.3338 | 474.2679 | 545.3338
2340 | 441.183 | 551.3965 | 441.183 | 551.3965
2341 | 423.9399 | 552.459 | 423.9399 | 552.459
2342 | 411.4624 | 555.0138 | 411.4624 | 555.0138
2343 | 407.4988 | 558.2265 | 407.4988 | 558.2265
2344 | 408.0336 | 592.4094 | 408.0336 | 592.4094
2345 | 418.1806 | 633.3312 | 418.1806 | 633.3312
2346 | 437.2942 | 657.493 | 437.2942 | 657.493
2347 | 468.2817 | 677.9323 | 468.2817 | 677.9323
2348 | 515.3839 | 686.1614 | 515.3839 | 686.1614
2349 | 551.7776 | 688.0609 | 551.7776 | 688.0609
2350 | 574.7741 | 686.1489 | 574.7741 | 686.1489
2351 | 617.2134 | 671.5043 | 617.2134 | 671.5043
2352 | 605.3168 | 635.2346 | 605.3168 | 635.2346
2353 | 575.1259 | 590.9214 | 575.1259 | 590.9214
2354 | 563.5838 | 565.9647 | 563.5838 | 565.9647
2355 | 570.8835 | 565.4523 | 570.8835 | 565.4523
2356 | 575.7176 | 575.6092 | 575.7176 | 575.6092
2357 | 599.2394 | 587.2084 | 599.2394 | 587.2084
2358 | 612.4197 | 596.4884 | 612.4197 | 596.4884
2359 | 596.7333 | 605.0194 | 596.7333 | 605.0194
2360 | 573.1079 | 623.8887 | 573.1079 | 623.8887
2361 | 550.1529 | 647.1737 | 550.1529 | 647.1737
2362 | 519.4767 | 661.5458 | 519.4767 | 661.5458
2363 | 483.8745 | 669.0333 | 483.8745 | 669.0333
2364 | 449.7196 | 684.7887 | 449.7196 | 684.7887
2365 | 431.8458 | 695.4915 | 431.8458 | 695.4915
2366 | 418.3854 | 701.8709 | 418.3854 | 701.8709
2367 | 415.0698 | 715.6146 | 415.0698 | 715.6146
2368 | 415.7951 | 738.0091 | 415.7951 | 738.0091
2369 | 424.723 | 771.6483 | 424.723 | 771.6483
2370 | 442.4807 | 779.1491 | 442.4807 | 779.1491
2371 | 472.0958 | 784.0802 | 472.0958 | 784.0802
2372 | 521.7969 | 782.5118 | 521.7969 | 782.5118
2373 | 552.1175 | 779.7483 | 552.1175 | 779.7483
2374 | 578.4943 | 778.2031 | 578.4943 | 778.2031
2375 | 614.3477 | 760.9912 | 614.3477 | 760.9912
2376 | 605.9107 | 725.8742 | 605.9107 | 725.8742
2377 | 577.9546 | 684.1282 | 577.9546 | 684.1282
2378 | 574.7081 | 650.2648 | 574.7081 | 650.2648
2379 | 577.5853 | 636.3398 | 577.5853 | 636.3398
2380 | 584.74 | 641.1526 | 584.74 | 641.1526
2381 | 601.1171 | 649.9226 | 601.1171 | 649.9226
2382 | 613.8662 | 655.8495 | 613.8662 | 655.8495
2383 | 594.7796 | 664.7996 | 594.7796 | 664.7996
2384 | 566.6822 | 692.7852 | 566.6822 | 692.7852
2385 | 542.7813 | 743.6289 | 542.7813 | 743.6289
2386 | 516.2831 | 741.2877 | 516.2831 | 741.2877
2387 | 483.3184 | 739.3968 | 483.3184 | 739.3968
2388 | 456.8901 | 752.7946 | 456.8901 | 752.7946
2389 | 437.8046 | 775.4429 | 437.8046 | 775.4429
2390 | 424.9826 | 797.383 | 424.9826 | 797.383
2391 | 419.425 | 818.5665 | 419.425 | 818.5665
2392 | 419.7119 | 845.7287 | 419.7119 | 845.7287
2393 | 430.1425 | 889.6893 | 430.1425 | 889.6893
2394 | 446.0107 | 910.3932 | 446.0107 | 910.3932
2395 | 460.6447 | 918.4678 | 460.6447 | 918.4678
2396 | 498.6214 | 914.1226 | 498.6214 | 914.1226
2397 | 532.4685 | 901.6664 | 532.4685 | 901.6664
2398 | 560.1954 | 894.358 | 560.1954 | 894.358
2399 | 597.6666 | 848.2253 | 597.6666 | 848.2253
2400 | 591.329 | 805.9304 | 591.329 | 805.9304
2401 | 566.0323 | 735.8399 | 566.0323 | 735.8399
2402 | 562.0042 | 666.9781 | 562.0042 | 666.9781
2403 | 563.4795 | 603.1228 | 563.4795 | 603.1228
2404 | 569.3529 | 557.9004 | 569.3529 | 557.9004
2405 | 582.2308 | 522.6604 | 582.2308 | 522.6604
2406 | 603.2955 | 491.5456 | 603.2955 | 491.5456
2407 | 587.6454 | 469.2696 | 587.6454 | 469.2696
2408 | 559.9446 | 501.8658 | 559.9446 | 501.8658
2409 | 537.4009 | 556.6389 | 537.4009 | 556.6389
2410 | 515.668 | 550.3158 | 515.668 | 550.3158
2411 | 485.0149 | 535.1172 | 485.0149 | 535.1172
2412 | 456.9112 | 533.5306 | 456.9112 | 533.5306
2413 | 434.8348 | 537.6843 | 434.8348 | 537.6843
2414 | 426.0359 | 549.3029 | 426.0359 | 549.3029
2415 | 420.2235 | 573.368 | 420.2235 | 573.368
2416 | 420.6845 | 607.7605 | 420.6845 | 607.7605
2417 | 428.4221 | 658.2702 | 428.4221 | 658.2702
2418 | 440.7506 | 684.5801 | 440.7506 | 684.5801
2419 | 455.3903 | 700.1468 | 455.3903 | 700.1468
2420 | 482.1299 | 705.8087 | 482.1299 | 705.8087
2421 | 513.9974 | 706.9747 | 513.9974 | 706.9747
2422 | 542.8417 | 707.63 | 542.8417 | 707.63
2423 | 581.7084 | 677.2151 | 581.7084 | 677.2151
2424 | 576.0604 | 623.9701 | 576.0604 | 623.9701
2425 | 552.9323 | 550.3693 | 552.9323 | 550.3693
2426 | 547.5612 | 462.8032 | 547.5612 | 462.8032
2427 | 550.9054 | 382.6538 | 550.9054 | 382.6538
2428 | 554.1433 | 342.4087 | 554.1433 | 342.4087
2429 | 571.4442 | 319.2714 | 571.4442 | 319.2714
2430 | 588.5542 | 307.018 | 588.5542 | 307.018
2431 | 578.908 | 311.6196 | 578.908 | 311.6196
2432 | 551.7106 | 374.5512 | 551.7106 | 374.5512
2433 | 528.2723 | 454.2109 | 528.2723 | 454.2109
2434 | 506.5069 | 476.6515 | 506.5069 | 476.6515
2435 | 478.9876 | 493.6745 | 478.9876 | 493.6745
2436 | 453.5888 | 525.6192 | 453.5888 | 525.6192
2437 | 436.0237 | 558.1699 | 436.0237 | 558.1699
2438 | 423.4787 | 589.4882 | 423.4787 | 589.4882
2439 | 418.7903 | 625.8657 | 418.7903 | 625.8657
2440 | 419.287 | 666.7024 | 419.287 | 666.7024
2441 | 426.0681 | 719.0983 | 426.0681 | 719.0983
2442 | 438.1705 | 742.4218 | 438.1705 | 742.4218
2443 | 448.2593 | 760.6606 | 448.2593 | 760.6606
2444 | 469.0176 | 777.1677 | 469.0176 | 777.1677
2445 | 497.9057 | 790.0697 | 497.9057 | 790.0697
2446 | 526.2452 | 800.8892 | 526.2452 | 800.8892
2447 | 567.8811 | 758.2144 | 567.8811 | 758.2144
2448 | 563.1439 | 698.4203 | 563.1439 | 698.4203
2449 | 546.1505 | 626.2865 | 546.1505 | 626.2865
2450 | 540.835 | 535.1577 | 540.835 | 535.1577
2451 | 541.7606 | 463.9674 | 541.7606 | 463.9674
2452 | 554.0551 | 413.0867 | 554.0551 | 413.0867
2453 | 571.254 | 372.6073 | 571.254 | 372.6073
2454 | 581.1896 | 350.0325 | 581.1896 | 350.0325
2455 | 567.146 | 355.3676 | 567.146 | 355.3676
2456 | 552.5326 | 403.5768 | 552.5326 | 403.5768
2457 | 529.0881 | 455.9923 | 529.0881 | 455.9923
2458 | 504.687 | 455.2228 | 504.687 | 455.2228
2459 | 475.4281 | 461.61 | 475.4281 | 461.61
2460 | 448.4454 | 478.9896 | 448.4454 | 478.9896
2461 | 430.9515 | 496.1891 | 430.9515 | 496.1891
2462 | 417.9136 | 515.4572 | 417.9136 | 515.4572
2463 | 411.5292 | 543.7661 | 411.5292 | 543.7661
2464 | 412.9651 | 575.8009 | 412.9651 | 575.8009
2465 | 419.7055 | 627.2537 | 419.7055 | 627.2537
2466 | 436.4496 | 661.7892 | 436.4496 | 661.7892
2467 | 455.3479 | 692.1307 | 455.3479 | 692.1307
2468 | 482.4229 | 733.7341 | 482.4229 | 733.7341
2469 | 511.4587 | 782.0536 | 511.4587 | 782.0536
2470 | 535.7323 | 817.0262 | 535.7323 | 817.0262
2471 | 577.6817 | 812.3362 | 577.6817 | 812.3362
2472 | 566.716 | 790.9461 | 566.716 | 790.9461
2473 | 547.4625 | 766.6469 | 547.4625 | 766.6469
2474 | 544.827 | 746.3532 | 544.827 | 746.3532
2475 | 553.4257 | 735.4147 | 553.4257 | 735.4147
2476 | 563.08 | 747.0385 | 563.08 | 747.0385
2477 | 581.8794 | 761.6241 | 581.8794 | 761.6241
2478 | 592.7046 | 776.5626 | 592.7046 | 776.5626
2479 | 573.7279 | 798.0346 | 573.7279 | 798.0346
2480 | 551.8731 | 832.936 | 551.8731 | 832.936
2481 | 532.6413 | 863.2418 | 532.6413 | 863.2418
2482 | 506.8583 | 872.0078 | 506.8583 | 872.0078
2483 | 474.0343 | 877.0328 | 474.0343 | 877.0328
2484 | 445.798 | 891.7927 | 445.798 | 891.7927
2485 | 429.7251 | 902.9147 | 429.7251 | 902.9147
2486 | 417.4739 | 912.5424 | 417.4739 | 912.5424
2487 | 411.0727 | 925.867 | 411.0727 | 925.867
2488 | 413.5435 | 941.398 | 413.5435 | 941.398
2489 | 422.8214 | 971.5793 | 422.8214 | 971.5793
2490 | 441.6732 | 976.3034 | 441.6732 | 976.3034
2491 | 467.991 | 973.5326 | 467.991 | 973.5326
2492 | 511.0595 | 964.3149 | 511.0595 | 964.3149
2493 | 539.0079 | 960.6607 | 539.0079 | 960.6607
2494 | 574.2339 | 955.7101 | 574.2339 | 955.7101
2495 | 618.9754 | 938.341 | 618.9754 | 938.341
2496 | 606.2401 | 918.3654 | 606.2401 | 918.3654
2497 | 581.6196 | 908.1599 | 581.6196 | 908.1599
2498 | 573.9731 | 896.0395 | 573.9731 | 896.0395
2499 | 582.3248 | 884.3675 | 582.3248 | 884.3675
2500 | 590.7801 | 873.7768 | 590.7801 | 873.7768
2501 | 610.7109 | 861.904 | 610.7109 | 861.904
2502 | 613.3224 | 847.1357 | 613.3224 | 847.1357
2503 | 594.2178 | 837.3292 | 594.2178 | 837.3292
2504 | 568.9171 | 847.7632 | 568.9171 | 847.7632
2505 | 548.1351 | 882.6271 | 548.1351 | 882.6271
2506 | 519.4216 | 877.1423 | 519.4216 | 877.1423
2507 | 480.759 | 866.8686 | 480.759 | 866.8686
2508 | 450.3371 | 868.5303 | 450.3371 | 868.5303
2509 | 428.1962 | 870.1168 | 428.1962 | 870.1168
2510 | 415.8337 | 867.0654 | 415.8337 | 867.0654
2511 | 411.8881 | 868.7588 | 411.8881 | 868.7588
2512 | 416.8644 | 876.5357 | 416.8644 | 876.5357
2513 | 425.1482 | 902.2112 | 425.1482 | 902.2112
2514 | 442.9892 | 905.7826 | 442.9892 | 905.7826
2515 | 479.8368 | 907.0985 | 479.8368 | 907.0985
2516 | 528.8664 | 904.168 | 528.8664 | 904.168
2517 | 564.7157 | 899.3611 | 564.7157 | 899.3611
2518 | 590.9454 | 877.016 | 590.9454 | 877.016
2519 | 637.3891 | 845.0293 | 637.3891 | 845.0293
2520 | 625.6771 | 820.2861 | 625.6771 | 820.2861
2521 | 592.1322 | 781.0026 | 592.1322 | 781.0026
2522 | 592.8853 | 731.788 | 592.8853 | 731.788
2523 | 593.7348 | 666.7801 | 593.7348 | 666.7801
2524 | 595.1345 | 618.7285 | 595.1345 | 618.7285
2525 | 625.0922 | 583.4361 | 625.0922 | 583.4361
2526 | 641.8531 | 560.8089 | 641.8531 | 560.8089
2527 | 620.8805 | 563.2623 | 620.8805 | 563.2623
2528 | 588.9988 | 588.5235 | 588.9988 | 588.5235
2529 | 564.389 | 601.8015 | 564.389 | 601.8015
2530 | 534.3655 | 599.2507 | 534.3655 | 599.2507
2531 | 498.5036 | 598.041 | 498.5036 | 598.041
2532 | 463.5849 | 625.4276 | 463.5849 | 625.4276
2533 | 441.394 | 647.7616 | 441.394 | 647.7616
2534 | 430.093 | 662.1571 | 430.093 | 662.1571
2535 | 424.1757 | 676.7915 | 424.1757 | 676.7915
2536 | 425.7567 | 722.5008 | 425.7567 | 722.5008
2537 | 434.508 | 781.4458 | 434.508 | 781.4458
2538 | 453.7466 | 817.7103 | 453.7466 | 817.7103
2539 | 488.404 | 852.348 | 488.404 | 852.348
2540 | 533.2577 | 864.297 | 533.2577 | 864.297
2541 | 568.23 | 869.2876 | 568.23 | 869.2876
2542 | 594.2417 | 879.0069 | 594.2417 | 879.0069
2543 | 645.0692 | 863.8384 | 645.0692 | 863.8384
2544 | 625.1482 | 827.883 | 625.1482 | 827.883
2545 | 594.4056 | 781.4217 | 594.4056 | 781.4217
2546 | 586.4865 | 738.2847 | 586.4865 | 738.2847
2547 | 589.6985 | 718.1774 | 589.6985 | 718.1774
2548 | 594.6016 | 727.3912 | 594.6016 | 727.3912
2549 | 624.3259 | 742.2911 | 624.3259 | 742.2911
2550 | 640.887 | 739.7304 | 640.887 | 739.7304
2551 | 614.0314 | 727.1471 | 614.0314 | 727.1471
2552 | 589.5208 | 739.4148 | 589.5208 | 739.4148
2553 | 563.5104 | 760.6042 | 563.5104 | 760.6042
2554 | 534.7482 | 774.6619 | 534.7482 | 774.6619
2555 | 497.1738 | 774.4476 | 497.1738 | 774.4476
2556 | 465.7588 | 776.3713 | 465.7588 | 776.3713
2557 | 444.3538 | 788.8031 | 444.3538 | 788.8031
2558 | 432.2609 | 807.9663 | 432.2609 | 807.9663
2559 | 425.3471 | 828.8355 | 425.3471 | 828.8355
2560 | 427.7368 | 853.7448 | 427.7368 | 853.7448
2561 | 432.7917 | 899.9583 | 432.7917 | 899.9583
2562 | 454.5997 | 923.177 | 454.5997 | 923.177
2563 | 483.7574 | 938.6914 | 483.7574 | 938.6914
2564 | 518.6496 | 943.2006 | 518.6496 | 943.2006
2565 | 556.2069 | 948.1389 | 556.2069 | 948.1389
2566 | 581.9067 | 950.8899 | 581.9067 | 950.8899
2567 | 624.4053 | 909.5249 | 624.4053 | 909.5249
2568 | 612.3276 | 844.9631 | 612.3276 | 844.9631
2569 | 577.6162 | 766.4897 | 577.6162 | 766.4897
2570 | 573.2989 | 698.2566 | 573.2989 | 698.2566
2571 | 571.185 | 654.5201 | 571.185 | 654.5201
2572 | 587.4086 | 632.1411 | 587.4086 | 632.1411
2573 | 618.3071 | 629.8037 | 618.3071 | 629.8037
2574 | 634.5999 | 630.9105 | 634.5999 | 630.9105
2575 | 608.2262 | 647.51 | 608.2262 | 647.51
2576 | 577.3012 | 675.9671 | 577.3012 | 675.9671
2577 | 555.7137 | 680.8623 | 555.7137 | 680.8623
2578 | 528.5341 | 685.175 | 528.5341 | 685.175
2579 | 498.4156 | 679.8786 | 498.4156 | 679.8786
2580 | 465.7933 | 700.035 | 465.7933 | 700.035
2581 | 447.1728 | 721.4259 | 447.1728 | 721.4259
2582 | 431.7276 | 716.3837 | 431.7276 | 716.3837
2583 | 425.8305 | 716.6624 | 425.8305 | 716.6624
2584 | 425.4421 | 730.4645 | 425.4421 | 730.4645
2585 | 434.488 | 763.1607 | 434.488 | 763.1607
2586 | 448.5657 | 780.459 | 448.5657 | 780.459
2587 | 471.4941 | 798.069 | 471.4941 | 798.069
2588 | 500.673 | 806.2458 | 500.673 | 806.2458
2589 | 530.1673 | 818.4142 | 530.1673 | 818.4142
2590 | 554.7403 | 835.3113 | 554.7403 | 835.3113
2591 | 593.1904 | 839.7376 | 593.1904 | 839.7376
2592 | 584.4475 | 833.0175 | 584.4475 | 833.0175
2593 | 561.889 | 816.5249 | 561.889 | 816.5249
2594 | 557.777 | 804.9808 | 557.777 | 804.9808
2595 | 558.2483 | 798.548 | 558.2483 | 798.548
2596 | 568.3686 | 800.3744 | 568.3686 | 800.3744
2597 | 592.8965 | 802.9096 | 592.8965 | 802.9096
2598 | 608.4394 | 790.9182 | 608.4394 | 790.9182
2599 | 590.7063 | 775.7676 | 590.7063 | 775.7676
2600 | 568.1727 | 761.577 | 568.1727 | 761.577
2601 | 546.7797 | 747.3488 | 546.7797 | 747.3488
2602 | 522.6183 | 736.5199 | 522.6183 | 736.5199
2603 | 488.9867 | 734.1575 | 488.9867 | 734.1575
2604 | 464.2619 | 746.2454 | 464.2619 | 746.2454
2605 | 442.5079 | 741.9115 | 442.5079 | 741.9115
2606 | 430.8083 | 735.9262 | 430.8083 | 735.9262
2607 | 426.4835 | 740.0296 | 426.4835 | 740.0296
2608 | 429.0347 | 752.7315 | 429.0347 | 752.7315
2609 | 434.0944 | 791.5576 | 434.0944 | 791.5576
2610 | 446.962 | 805.5027 | 446.962 | 805.5027
2611 | 472.655 | 808.9668 | 472.655 | 808.9668
2612 | 500.0215 | 805.8266 | 500.0215 | 805.8266
2613 | 526.4241 | 801.6485 | 526.4241 | 801.6485
2614 | 553.4872 | 795.8595 | 553.4872 | 795.8595
2615 | 594.7286 | 791.9554 | 594.7286 | 791.9554
2616 | 586.2197 | 790.4745 | 586.2197 | 790.4745
2617 | 566.992 | 789.333 | 566.992 | 789.333
2618 | 560.0601 | 791.6206 | 560.0601 | 791.6206
2619 | 560.967 | 799.5959 | 560.967 | 799.5959
2620 | 579.1164 | 813.1583 | 579.1164 | 813.1583
2621 | 613.9865 | 823.6048 | 613.9865 | 823.6048
2622 | 621.364 | 825.2879 | 621.364 | 825.2879
2623 | 594.2897 | 823.7071 | 594.2897 | 823.7071
2624 | 571.549 | 823.9245 | 571.549 | 823.9245
2625 | 549.3285 | 820.4892 | 549.3285 | 820.4892
2626 | 523.5803 | 815.3711 | 523.5803 | 815.3711
2627 | 488.2055 | 809.446 | 488.2055 | 809.446
2628 | 461.0957 | 810.6886 | 461.0957 | 810.6886
2629 | 439.1321 | 803.4731 | 439.1321 | 803.4731
2630 | 426.8784 | 792.7724 | 426.8784 | 792.7724
2631 | 421.3027 | 795.1993 | 421.3027 | 795.1993
2632 | 422.4494 | 808.5822 | 422.4494 | 808.5822
2633 | 427.2547 | 839.5494 | 427.2547 | 839.5494
2634 | 444.5386 | 849.8271 | 444.5386 | 849.8271
2635 | 478.5763 | 852.1384 | 478.5763 | 852.1384
2636 | 510.3349 | 840.8774 | 510.3349 | 840.8774
2637 | 533.1476 | 829.6787 | 533.1476 | 829.6787
2638 | 558.8051 | 818.9124 | 558.8051 | 818.9124
2639 | 607.6515 | 809.6118 | 607.6515 | 809.6118
2640 | 593.6673 | 804.411 | 593.6673 | 804.411
2641 | 569.7061 | 803.7934 | 569.7061 | 803.7934
2642 | 563.2476 | 809.4342 | 563.2476 | 809.4342
2643 | 566.8481 | 822.7011 | 566.8481 | 822.7011
2644 | 582.9073 | 841.5028 | 582.9073 | 841.5028
2645 | 612.6652 | 852.9972 | 612.6652 | 852.9972
2646 | 630.0366 | 855.571 | 630.0366 | 855.571
2647 | 600.3238 | 856.4526 | 600.3238 | 856.4526
2648 | 575.0836 | 857.7179 | 575.0836 | 857.7179
2649 | 556.4761 | 848.467 | 556.4761 | 848.467
2650 | 528.874 | 832.0844 | 528.874 | 832.0844
2651 | 494.2684 | 814.4234 | 494.2684 | 814.4234
2652 | 457.7634 | 813.2035 | 457.7634 | 813.2035
2653 | 438.4347 | 814.8947 | 438.4347 | 814.8947
2654 | 427.002 | 817.1351 | 427.002 | 817.1351
2655 | 421.4984 | 825.7443 | 421.4984 | 825.7443
2656 | 423.3327 | 840.8562 | 423.3327 | 840.8562
2657 | 431.9213 | 871.5614 | 431.9213 | 871.5614
2658 | 453.8142 | 880.0577 | 453.8142 | 880.0577
2659 | 494.0063 | 882.5263 | 494.0063 | 882.5263
2660 | 535.7115 | 879.1766 | 535.7115 | 879.1766
2661 | 564.14 | 874.6841 | 564.14 | 874.6841
2662 | 587.4043 | 869.1047 | 587.4043 | 869.1047
2663 | 630.9339 | 860.7996 | 630.9339 | 860.7996
2664 | 619.5933 | 849.1021 | 619.5933 | 849.1021
2665 | 588.2955 | 833.7621 | 588.2955 | 833.7621
2666 | 575.3695 | 816.874 | 575.3695 | 816.874
2667 | 590.2863 | 815.7329 | 590.2863 | 815.7329
2668 | 601.1841 | 824.5275 | 601.1841 | 824.5275
2669 | 634.3556 | 839.2179 | 634.3556 | 839.2179
2670 | 640.6375 | 848.9695 | 640.6375 | 848.9695
2671 | 608.0513 | 858.7579 | 608.0513 | 858.7579
2672 | 580.2683 | 870.7637 | 580.2683 | 870.7637
2673 | 555.8057 | 876.2352 | 555.8057 | 876.2352
2674 | 526.4135 | 872.165 | 526.4135 | 872.165
2675 | 490.102 | 865.6635 | 490.102 | 865.6635
2676 | 458.4852 | 871.2023 | 458.4852 | 871.2023
2677 | 437.7724 | 873.6271 | 437.7724 | 873.6271
2678 | 428.268 | 876.9153 | 428.268 | 876.9153
2679 | 422.2485 | 885.4721 | 422.2485 | 885.4721
2680 | 422.4627 | 901.4747 | 422.4627 | 901.4747
2681 | 433.4603 | 942.2917 | 433.4603 | 942.2917
2682 | 450.5335 | 957.4943 | 450.5335 | 957.4943
2683 | 490.8082 | 964.9926 | 490.8082 | 964.9926
2684 | 537.3143 | 965.52 | 537.3143 | 965.52
2685 | 566.7758 | 962.7565 | 566.7758 | 962.7565
2686 | 595.9478 | 961.4209 | 595.9478 | 961.4209
2687 | 633.7903 | 951.282 | 633.7903 | 951.282
2688 | 617.5995 | 917.6843 | 617.5995 | 917.6843
2689 | 589.817 | 884.3736 | 589.817 | 884.3736
2690 | 585.3969 | 866.0184 | 585.3969 | 866.0184
2691 | 588.2741 | 856.6517 | 588.2741 | 856.6517
2692 | 595.3789 | 850.7763 | 595.3789 | 850.7763
2693 | 625.4965 | 847.8627 | 625.4965 | 847.8627
2694 | 641.4147 | 842.6299 | 641.4147 | 842.6299
2695 | 608.1923 | 843.8259 | 608.1923 | 843.8259
2696 | 580.0479 | 867.3057 | 580.0479 | 867.3057
2697 | 552.9065 | 889.7001 | 552.9065 | 889.7001
2698 | 521.9758 | 887.6208 | 521.9758 | 887.6208
2699 | 487.7359 | 879.1809 | 487.7359 | 879.1809
2700 | 454.7717 | 889.697 | 454.7717 | 889.697
2701 | 436.7653 | 922.2476 | 436.7653 | 922.2476
2702 | 422.797 | 957.4431 | 422.797 | 957.4431
2703 | 419.145 | 984.023 | 419.145 | 984.023
2704 | 423.9229 | 1005.9984 | 423.9229 | 1005.9984
2705 | 429.7678 | 1041.5238 | 429.7678 | 1041.5238
2706 | 450.0389 | 1052.3778 | 450.0389 | 1052.3778
2707 | 491.7082 | 1054.3224 | 491.7082 | 1054.3224
2708 | 536.184 | 1050.344 | 536.184 | 1050.344
2709 | 572.4223 | 1038.3593 | 572.4223 | 1038.3593
2710 | 599.7764 | 1027.2263 | 599.7764 | 1027.2263
2711 | 638.3509 | 1003.7272 | 638.3509 | 1003.7272
2712 | 625.0187 | 950.587 | 625.0187 | 950.587
2713 | 590.2478 | 886.3121 | 590.2478 | 886.3121
2714 | 583.1887 | 821.3797 | 583.1887 | 821.3797
2715 | 593.8775 | 781.3632 | 593.8775 | 781.3632
2716 | 602.7859 | 761.7609 | 602.7859 | 761.7609
2717 | 630.577 | 753.1889 | 630.577 | 753.1889
2718 | 643.9701 | 750.1042 | 643.9701 | 750.1042
2719 | 618.3505 | 765.8654 | 618.3505 | 765.8654
2720 | 589.1263 | 822.6671 | 589.1263 | 822.6671
2721 | 563.1301 | 845.6902 | 563.1301 | 845.6902
2722 | 535.1242 | 840.9388 | 535.1242 | 840.9388
2723 | 503.0587 | 838.4717 | 503.0587 | 838.4717
2724 | 472.1152 | 859.2568 | 472.1152 | 859.2568
2725 | 452.7093 | 877.7137 | 452.7093 | 877.7137
2726 | 444.126 | 884.4075 | 444.126 | 884.4075
2727 | 434.9804 | 876.9321 | 434.9804 | 876.9321
2728 | 439.2481 | 887.643 | 439.2481 | 887.643
2729 | 445.4567 | 919.6056 | 445.4567 | 919.6056
2730 | 466.3814 | 934.8606 | 466.3814 | 934.8606
2731 | 496.0867 | 938.639 | 496.0867 | 938.639
2732 | 528.1014 | 927.5876 | 528.1014 | 927.5876
2733 | 563.3026 | 917.6986 | 563.3026 | 917.6986
2734 | 586.6309 | 910.1283 | 586.6309 | 910.1283
2735 | 619.8496 | 896.1647 | 619.8496 | 896.1647
2736 | 616.7198 | 872.9932 | 616.7198 | 872.9932
2737 | 583.0426 | 832.5571 | 583.0426 | 832.5571
2738 | 577.5669 | 792.1969 | 577.5669 | 792.1969
2739 | 588.414 | 759.201 | 588.414 | 759.201
2740 | 596.3936 | 746.3574 | 596.3936 | 746.3574
2741 | 623.1252 | 742.0292 | 623.1252 | 742.0292
2742 | 627.8577 | 744.7077 | 627.8577 | 744.7077
2743 | 599.7761 | 757.3777 | 599.7761 | 757.3777
2744 | 579.5343 | 788.9261 | 579.5343 | 788.9261
2745 | 556.1418 | 797.9603 | 556.1418 | 797.9603
2746 | 532.5699 | 793.0518 | 532.5699 | 793.0518
2747 | 503.0444 | 784.8738 | 503.0444 | 784.8738
2748 | 472.8055 | 800.3148 | 472.8055 | 800.3148
2749 | 452.3486 | 814.9995 | 452.3486 | 814.9995
2750 | 441.3918 | 826.199 | 441.3918 | 826.199
2751 | 435.8052 | 847.5921 | 435.8052 | 847.5921
2752 | 436.1375 | 875.1735 | 436.1375 | 875.1735
2753 | 444.6562 | 906.7694 | 444.6562 | 906.7694
2754 | 462.7761 | 920.6098 | 462.7761 | 920.6098
2755 | 485.897 | 917.3151 | 485.897 | 917.3151
2756 | 509.9203 | 904.2727 | 509.9203 | 904.2727
2757 | 538.6867 | 891.869 | 538.6867 | 891.869
2758 | 566.5758 | 883.3556 | 566.5758 | 883.3556
2759 | 596.8968 | 881.3899 | 596.8968 | 881.3899
2760 | 591.8522 | 857.5374 | 591.8522 | 857.5374
2761 | 567.3738 | 809.7138 | 567.3738 | 809.7138
2762 | 569.9608 | 750.7018 | 569.9608 | 750.7018
2763 | 571.1129 | 711.1044 | 571.1129 | 711.1044
2764 | 588.4746 | 699.0467 | 588.4746 | 699.0467
2765 | 621.8659 | 712.7416 | 621.8659 | 712.7416
2766 | 619.5212 | 738.3158 | 619.5212 | 738.3158
2767 | 591.7382 | 764.2936 | 591.7382 | 764.2936
2768 | 570.8792 | 800.7669 | 570.8792 | 800.7669
2769 | 550.321 | 825.4665 | 550.321 | 825.4665
2770 | 529.3352 | 831.6653 | 529.3352 | 831.6653
2771 | 502.7909 | 835.4329 | 502.7909 | 835.4329
2772 | 474.3395 | 850.7691 | 474.3395 | 850.7691
2773 | 452.2041 | 867.2875 | 452.2041 | 867.2875
2774 | 441.2292 | 888.3893 | 441.2292 | 888.3893
2775 | 435.1292 | 910.7779 | 435.1292 | 910.7779
2776 | 436.9726 | 927.9331 | 436.9726 | 927.9331
2777 | 443.4839 | 962.8297 | 443.4839 | 962.8297
2778 | 461.2452 | 967.9729 | 461.2452 | 967.9729
2779 | 486.1308 | 969.0792 | 486.1308 | 969.0792
2780 | 511.2595 | 969.5018 | 511.2595 | 969.5018
2781 | 532.5437 | 974.6496 | 532.5437 | 974.6496
2782 | 554.1594 | 967.2365 | 554.1594 | 967.2365
2783 | 588.9136 | 948.2432 | 588.9136 | 948.2432
2784 | 584.4876 | 920.6183 | 584.4876 | 920.6183
2785 | 564.5356 | 896.7907 | 564.5356 | 896.7907
2786 | 562.7944 | 883.0461 | 562.7944 | 883.0461
2787 | 570.4327 | 881.2239 | 570.4327 | 881.2239
2788 | 583.7144 | 892.1143 | 583.7144 | 892.1143
2789 | 616.7378 | 903.7134 | 616.7378 | 903.7134
2790 | 626.3655 | 910.6358 | 626.3655 | 910.6358
2791 | 594.7213 | 917.2807 | 594.7213 | 917.2807
2792 | 576.3636 | 927.7147 | 576.3636 | 927.7147
2793 | 555.9954 | 929.9378 | 555.9954 | 929.9378
2794 | 531.5851 | 921.519 | 531.5851 | 921.519
2795 | 499.5983 | 910.5118 | 499.5983 | 910.5118
2796 | 469.7249 | 908.8728 | 469.7249 | 908.8728
2797 | 452.0499 | 905.9535 | 452.0499 | 905.9535
2798 | 443.084 | 900.5969 | 443.084 | 900.5969
2799 | 437.8629 | 901.1376 | 437.8629 | 901.1376
2800 | 439.2865 | 911.0626 | 439.2865 | 911.0626
2801 | 448.0941 | 937.9955 | 448.0941 | 937.9955
2802 | 463.6695 | 943.6102 | 463.6695 | 943.6102
2803 | 491.516 | 947.8078 | 491.516 | 947.8078
2804 | 527.3889 | 953.522 | 527.3889 | 953.522
2805 | 552.3012 | 953.2734 | 552.3012 | 953.2734
2806 | 570.0225 | 960.7922 | 570.0225 | 960.7922
2807 | 602.6505 | 965.4804 | 602.6505 | 965.4804
2808 | 592.5413 | 943.1472 | 592.5413 | 943.1472
2809 | 564.7094 | 906.3262 | 564.7094 | 906.3262
2810 | 562.429 | 871.4149 | 562.429 | 871.4149
2811 | 571.2641 | 851.9363 | 571.2641 | 851.9363
2812 | 590.7556 | 848.9426 | 590.7556 | 848.9426
2813 | 623.5091 | 852.1065 | 623.5091 | 852.1065
2814 | 629.8965 | 858.2954 | 629.8965 | 858.2954
2815 | 599.0445 | 872.8515 | 599.0445 | 872.8515
2816 | 580.4243 | 923.8376 | 580.4243 | 923.8376
2817 | 557.2382 | 962.631 | 557.2382 | 962.631
2818 | 528.3082 | 971.7637 | 528.3082 | 971.7637
2819 | 491.2688 | 969.2442 | 491.2688 | 969.2442
2820 | 461.661 | 971.6394 | 461.661 | 971.6394
2821 | 445.8511 | 971.2873 | 445.8511 | 971.2873
2822 | 437.2278 | 966.6642 | 437.2278 | 966.6642
2823 | 432.312 | 967.7813 | 432.312 | 967.7813
2824 | 438.9438 | 981.7929 | 438.9438 | 981.7929
2825 | 447.4975 | 1013.8603 | 447.4975 | 1013.8603
2826 | 472.6707 | 1019.6322 | 472.6707 | 1019.6322
2827 | 514.3417 | 1028.4927 | 514.3417 | 1028.4927
2828 | 559.2527 | 1034.6261 | 559.2527 | 1034.6261
2829 | 591.6321 | 1038.7785 | 591.6321 | 1038.7785
2830 | 610.963 | 1039.2242 | 610.963 | 1039.2242
2831 | 645.2672 | 1029.5045 | 645.2672 | 1029.5045
2832 | 626.4301 | 998.2121 | 626.4301 | 998.2121
2833 | 589.9728 | 963.0676 | 589.9728 | 963.0676
2834 | 589.8261 | 927.3181 | 589.8261 | 927.3181
2835 | 601.1694 | 897.7277 | 601.1694 | 897.7277
2836 | 615.0912 | 884.3602 | 615.0912 | 884.3602
2837 | 647.2362 | 881.6037 | 647.2362 | 881.6037
2838 | 653.1018 | 882.8676 | 653.1018 | 882.8676
2839 | 626.302 | 899.8338 | 626.302 | 899.8338
2840 | 597.7215 | 914.3545 | 597.7215 | 914.3545
2841 | 571.1435 | 916.2633 | 571.1435 | 916.2633
2842 | 543.0862 | 920.4188 | 543.0862 | 920.4188
2843 | 505.553 | 906.006 | 505.553 | 906.006
2844 | 468.7784 | 897.1368 | 468.7784 | 897.1368
2845 | 451.3576 | 887.2492 | 451.3576 | 887.2492
2846 | 440.8811 | 880.5304 | 440.8811 | 880.5304
2847 | 438.2258 | 885.8389 | 438.2258 | 885.8389
2848 | 442.88 | 915.7256 | 442.88 | 915.7256
2849 | 453.1281 | 951.9844 | 453.1281 | 951.9844
2850 | 475.3394 | 967.3442 | 475.3394 | 967.3442
2851 | 519.7162 | 980.2389 | 519.7162 | 980.2389
2852 | 563.2805 | 985.0101 | 563.2805 | 985.0101
2853 | 590.2467 | 967.4194 | 590.2467 | 967.4194
2854 | 614.6378 | 949.8421 | 614.6378 | 949.8421
2855 | 649.3107 | 936.0881 | 649.3107 | 936.0881
2856 | 629.877 | 905.3196 | 629.877 | 905.3196
2857 | 602.8669 | 882.4875 | 602.8669 | 882.4875
2858 | 601.9052 | 866.1232 | 601.9052 | 866.1232
2859 | 610.1666 | 817.0427 | 610.1666 | 817.0427
2860 | 624.8638 | 776.5357 | 624.8638 | 776.5357
2861 | 655.8254 | 756.7516 | 655.8254 | 756.7516
2862 | 667.5111 | 740.8307 | 667.5111 | 740.8307
2863 | 637.4268 | 761.8835 | 637.4268 | 761.8835
2864 | 607.2885 | 800.7145 | 607.2885 | 800.7145
2865 | 580.527 | 807.3386 | 580.527 | 807.3386
2866 | 555.1759 | 811.1273 | 555.1759 | 811.1273
2867 | 515.5352 | 816.0999 | 515.5352 | 816.0999
2868 | 481.5572 | 831.2266 | 481.5572 | 831.2266
2869 | 465.1884 | 854.2417 | 465.1884 | 854.2417
2870 | 451.5615 | 864.0791 | 451.5615 | 864.0791
2871 | 448.2583 | 864.3578 | 448.2583 | 864.3578
2872 | 454.4109 | 881.775 | 454.4109 | 881.775
2873 | 458.8769 | 910.9084 | 458.8769 | 910.9084
2874 | 486.8031 | 915.3705 | 486.8031 | 915.3705
2875 | 528.9869 | 919.0441 | 528.9869 | 919.0441
2876 | 580.3398 | 921.4052 | 580.3398 | 921.4052
2877 | 597.4215 | 914.5551 | 597.4215 | 914.5551
2878 | 621.9958 | 898.3923 | 621.9958 | 898.3923
2879 | 654.2594 | 878.3512 | 654.2594 | 878.3512
2880 | 636.1634 | 853.8699 | 636.1634 | 853.8699
2881 | 605.1982 | 828.5228 | 605.1982 | 828.5228
2882 | 603.6509 | 804.614 | 603.6509 | 804.614
2883 | 610.316 | 780.7345 | 610.316 | 780.7345
2884 | 627.0936 | 769.8294 | 627.0936 | 769.8294
2885 | 662.4909 | 783.1575 | 662.4909 | 783.1575
2886 | 671.0501 | 793.2235 | 671.0501 | 793.2235
2887 | 638.9088 | 789.285 | 638.9088 | 789.285
2888 | 616.0877 | 820.8333 | 616.0877 | 820.8333
2889 | 594.7532 | 863.2942 | 594.7532 | 863.2942
2890 | 561.7086 | 899.6188 | 561.7086 | 899.6188
2891 | 525.5718 | 919.3662 | 525.5718 | 919.3662
2892 | 486.48 | 938.1604 | 486.48 | 938.1604
2893 | 464.1916 | 948.0249 | 464.1916 | 948.0249
2894 | 451.9723 | 951.6799 | 451.9723 | 951.6799
2895 | 448.6168 | 956.2025 | 448.6168 | 956.2025
2896 | 450.5591 | 966.4418 | 450.5591 | 966.4418
2897 | 460.0169 | 996.1516 | 460.0169 | 996.1516
2898 | 479.8759 | 1006.3768 | 479.8759 | 1006.3768
2899 | 512.8875 | 1014.8182 | 512.8875 | 1014.8182
2900 | 549.1676 | 1019.5894 | 549.1676 | 1019.5894
2901 | 578.0374 | 1024.2656 | 578.0374 | 1024.2656
2902 | 597.916 | 1032.4132 | 597.916 | 1032.4132
2903 | 633.5246 | 1034.3246 | 633.5246 | 1034.3246
2904 | 615.9625 | 1006.595 | 615.9625 | 1006.595
2905 | 582.8068 | 956.2566 | 582.8068 | 956.2566
2906 | 576.6232 | 910.8667 | 576.6232 | 910.8667
2907 | 582.7285 | 879.6521 | 582.7285 | 879.6521
2908 | 589.7498 | 871.8907 | 589.7498 | 871.8907
2909 | 610.7553 | 879.9795 | 610.7553 | 879.9795
2910 | 602.366 | 894.656 | 602.366 | 894.656
2911 | 587.4512 | 924.3013 | 587.4512 | 924.3013
2912 | 564.5017 | 952.0773 | 564.5017 | 952.0773
2913 | 551.2584 | 955.7675 | 551.2584 | 955.7675
2914 | 532.5663 | 952.064 | 532.5663 | 952.064
2915 | 509.0296 | 950.9591 | 509.0296 | 950.9591
2916 | 492.9299 | 1378.4726 | 492.9299 | 1378.4726
2917 | 473.4115 | 1395.7275 | 473.4115 | 1395.7275
2918 | 458.1106 | 1417.5097 | 458.1106 | 1417.5097
2919 | 460.9808 | 1437.0845 | 460.9808 | 1437.0845
2920 | 459.7513 | 1456.6762 | 459.7513 | 1456.6762
2921 | 465.1217 | 1487.9545 | 465.1217 | 1487.9545
2922 | 482.5266 | 1534.2078 | 482.5266 | 1534.2078
2923 | 508.1433 | 1563.4096 | 508.1433 | 1563.4096
2924 | 544.8892 | 1596.1628 | 544.8892 | 1596.1628
2925 | 563.3266 | 1591.5281 | 563.3266 | 1591.5281
2926 | 588.2422 | 1584.6411 | 588.2422 | 1584.6411
2927 | 622.7705 | 1558.9988 | 622.7705 | 1558.9988
2928 | 619.7007 | 1498.4292 | 619.7007 | 1498.4292
2929 | 598.9637 | 1441.059 | 598.9637 | 1441.059
2930 | 596.3794 | 1397.7955 | 596.3794 | 1397.7955
2931 | 602.5105 | 1384.1246 | 602.5105 | 1384.1246
2932 | 631.4741 | 1386.5088 | 631.4741 | 1386.5088
2933 | 658.4698 | 1400.5454 | 658.4698 | 1400.5454
2934 | 639.9347 | 1403.2312 | 639.9347 | 1403.2312
2935 | 623.8462 | 1441.1418 | 623.8462 | 1441.1418
2936 | 601.3533 | 1462.9899 | 601.3533 | 1462.9899
2937 | 573.9429 | 1445.7993 | 573.9429 | 1445.7993
2938 | 548.8966 | 1418.9219 | 548.8966 | 1418.9219
2939 | 518.7273 | 1401.8858 | 518.7273 | 1401.8858
2940 | 490.8429 | 1400.3811 | 490.8429 | 1400.3811
2941 | 470.3382 | 1400.1694 | 470.3382 | 1400.1694
2942 | 459.0276 | 1402.3771 | 459.0276 | 1402.3771
2943 | 455.667 | 1402.7537 | 455.667 | 1402.7537
2944 | 458.0074 | 1404.126 | 458.0074 | 1404.126
2945 | 470.9472 | 1416.2061 | 470.9472 | 1416.2061
2946 | 488.5002 | 1433.3987 | 488.5002 | 1433.3987
2947 | 507.975 | 1421.1928 | 507.975 | 1421.1928
2948 | 534.4188 | 1401.5462 | 534.4188 | 1401.5462
2949 | 558.2862 | 1368.3778 | 558.2862 | 1368.3778
2950 | 591.9876 | 1353.134 | 591.9876 | 1353.134
2951 | 615.5429 | 1351.5082 | 615.5429 | 1351.5082
2952 | 604.9693 | 1352.0716 | 604.9693 | 1352.0716
2953 | 588.3958 | 1368.1061 | 588.3958 | 1368.1061
2954 | 585.1043 | 1379.6514 | 585.1043 | 1379.6514
2955 | 602.9464 | 1390.7498 | 602.9464 | 1390.7498
2956 | 630.9201 | 1411.8804 | 630.9201 | 1411.8804
2957 | 667.5337 | 1439.9957 | 667.5337 | 1439.9957
2958 | 644.9445 | 1460.1481 | 644.9445 | 1460.1481
2959 | 615.4482 | 1479.9145 | 615.4482 | 1479.9145
2960 | 592.3828 | 1516.1424 | 592.3828 | 1516.1424
2961 | 577.1635 | 1536.5952 | 577.1635 | 1536.5952
2962 | 547.8045 | 1543.9734 | 547.8045 | 1543.9734
2963 | 514.7387 | 1568.1945 | 514.7387 | 1568.1945
2964 | 485.1677 | 1640.6967 | 485.1677 | 1640.6967
2965 | 463.7285 | 1732.7868 | 463.7285 | 1732.7868
2966 | 456.3817 | 1799.5906 | 456.3817 | 1799.5906
2967 | 453.2598 | 1850.4094 | 453.2598 | 1850.4094
2968 | 453.5587 | 1882.8752 | 453.5587 | 1882.8752
2969 | 467.258 | 1925.1453 | 467.258 | 1925.1453
2970 | 481.995 | 1955.6637 | 481.995 | 1955.6637
2971 | 510.3354 | 1909.7292 | 510.3354 | 1909.7292
2972 | 546.5411 | 1855.526 | 546.5411 | 1855.526
2973 | 568.6309 | 1816.4853 | 568.6309 | 1816.4853
2974 | 588.0812 | 1810.7275 | 588.0812 | 1810.7275
2975 | 606.0938 | 1809.2523 | 606.0938 | 1809.2523
2976 | 610.9973 | 1778.647 | 610.9973 | 1778.647
2977 | 584.5179 | 1717.2113 | 584.5179 | 1717.2113
2978 | 585.8734 | 1641.8755 | 585.8734 | 1641.8755
2979 | 598.3296 | 1590.26 | 598.3296 | 1590.26
2980 | 642.3306 | 1536.4802 | 642.3306 | 1536.4802
2981 | 667.6534 | 1494.2776 | 667.6534 | 1494.2776
2982 | 645.9688 | 1476.3347 | 645.9688 | 1476.3347
2983 | 620.6121 | 1470.4284 | 620.6121 | 1470.4284
2984 | 596.2413 | 1475.4122 | 596.2413 | 1475.4122
2985 | 572.7185 | 1491.1972 | 572.7185 | 1491.1972
2986 | 554.0434 | 1498.6507 | 554.0434 | 1498.6507
2987 | 519.2034 | 1475.7422 | 519.2034 | 1475.7422
2988 | 484.7421 | 1467.4617 | 484.7421 | 1467.4617
2989 | 465.8387 | 1456.4087 | 465.8387 | 1456.4087
2990 | 457.0821 | 1433.6211 | 457.0821 | 1433.6211
2991 | 454.1173 | 1476.7607 | 454.1173 | 1476.7607
2992 | 459.0079 | 1492.5128 | 459.0079 | 1492.5128
2993 | 473.8617 | 1453.8495 | 473.8617 | 1453.8495
2994 | 495.2186 | 1462.7606 | 495.2186 | 1462.7606
2995 | 521.2151 | 1479.4648 | 521.2151 | 1479.4648
2996 | 566.0605 | 1511.6156 | 566.0605 | 1511.6156
2997 | 596.5182 | 1548.6146 | 596.5182 | 1548.6146
2998 | 615.5809 | 1588.7818 | 615.5809 | 1588.7818
2999 | 656.0175 | 1627.5098 | 656.0175 | 1627.5098
3000 | 647.2986 | 1660.5972 | 647.2986 | 1660.5972
3001 | 610.1163 | 1681.977 | 610.1163 | 1681.977
3002 | 609.698 | 1664.311 | 609.698 | 1664.311
3003 | 630.6854 | 1620.6006 | 630.6854 | 1620.6006
3004 | 663.0358 | 1561.1743 | 663.0358 | 1561.1743
3005 | 690.4942 | 1513.4757 | 690.4942 | 1513.4757
3006 | 678.1898 | 1487.2513 | 678.1898 | 1487.2513
3007 | 642.9998 | 1471.5577 | 642.9998 | 1471.5577
3008 | 618.4603 | 1470.895 | 618.4603 | 1470.895
3009 | 596.884 | 1468.31 | 596.884 | 1468.31
3010 | 567.2435 | 1475.2364 | 567.2435 | 1475.2364
3011 | 528.2683 | 1479.356 | 528.2683 | 1479.356
3012 | 499.6299 | 1490.65 | 499.6299 | 1490.65
3013 | 473.5259 | 1534.4059 | 473.5259 | 1534.4059
3014 | 465.6313 | 1581.861 | 465.6313 | 1581.861
3015 | 462.5442 | 1644.4998 | 462.5442 | 1644.4998
3016 | 463.4822 | 1714.3831 | 463.4822 | 1714.3831
3017 | 476.902 | 1765.4619 | 476.902 | 1765.4619
3018 | 497.045 | 1813.6727 | 497.045 | 1813.6727
3019 | 526.866 | 1841.444 | 526.866 | 1841.444
3020 | 569.3822 | 1859.4409 | 569.3822 | 1859.4409
3021 | 593.9131 | 1859.9258 | 593.9131 | 1859.9258
3022 | 616.9666 | 1876.0012 | 616.9666 | 1876.0012
3023 | 654.7837 | 1890.261 | 654.7837 | 1890.261
3024 | 649.8525 | 1888.3399 | 649.8525 | 1888.3399
3025 | 620.2005 | 1855.4379 | 620.2005 | 1855.4379
3026 | 617.4426 | 1784.6194 | 617.4426 | 1784.6194
3027 | 633.3987 | 1713.4293 | 633.3987 | 1713.4293
3028 | 673.5393 | 1649.3352 | 673.5393 | 1649.3352
3029 | 687.448 | 1616.6187 | 687.448 | 1616.6187
3030 | 681.3586 | 1604.6988 | 681.3586 | 1604.6988
3031 | 650.2075 | 1597.8138 | 650.2075 | 1597.8138
3032 | 617.6873 | 1575.5437 | 617.6873 | 1575.5437
3033 | 595.7119 | 1531.551 | 595.7119 | 1531.551
3034 | 574.4561 | 1486.3036 | 574.4561 | 1486.3036
3035 | 532.6605 | 1434.8615 | 532.6605 | 1434.8615
3036 | 495.8175 | 1443.2193 | 495.8175 | 1443.2193
3037 | 474.8028 | 1450.4611 | 474.8028 | 1450.4611
3038 | 466.2846 | 1450.3348 | 466.2846 | 1450.3348
3039 | 460.6768 | 1447.5494 | 460.6768 | 1447.5494
3040 | 467.3096 | 1389.7462 | 467.3096 | 1389.7462
3041 | 477.4443 | 1329.2498 | 477.4443 | 1329.2498
3042 | 493.5937 | 1340.57 | 493.5937 | 1340.57
3043 | 519.6221 | 1338.3772 | 519.6221 | 1338.3772
3044 | 560.2602 | 1337.703 | 560.2602 | 1337.703
3045 | 590.368 | 1335.3269 | 590.368 | 1335.3269
3046 | 613.0926 | 1336.5708 | 613.0926 | 1336.5708
3047 | 647.7789 | 1334.3428 | 647.7789 | 1334.3428
3048 | 640.5487 | 1326.8505 | 640.5487 | 1326.8505
3049 | 613.8939 | 1322.3316 | 613.8939 | 1322.3316
3050 | 617.7283 | 1317.7656 | 617.7283 | 1317.7656
3051 | 634.296 | 1317.571 | 634.296 | 1317.571
3052 | 674.5475 | 1321.3103 | 674.5475 | 1321.3103
3053 | 691.0667 | 1331.5074 | 691.0667 | 1331.5074
3054 | 678.0201 | 1338.5598 | 678.0201 | 1338.5598
3055 | 654.2087 | 1350.0447 | 654.2087 | 1350.0447
3056 | 626.0923 | 1352.8452 | 626.0923 | 1352.8452
3057 | 598.012 | 1346.4206 | 598.012 | 1346.4206
3058 | 573.1615 | 1343.1833 | 573.1615 | 1343.1833
3059 | 532.1368 | 1330.7397 | 532.1368 | 1330.7397
3060 | 502.1586 | 1321.4051 | 502.1586 | 1321.4051
3061 | 479.5058 | 1320.6665 | 479.5058 | 1320.6665
3062 | 469.1306 | 1324.0787 | 469.1306 | 1324.0787
3063 | 466.0079 | 1328.7467 | 466.0079 | 1328.7467
3064 | 469.4907 | 1335.6902 | 469.4907 | 1335.6902
3065 | 479.2604 | 1359.0634 | 479.2604 | 1359.0634
3066 | 496.6281 | 1394.1743 | 496.6281 | 1394.1743
3067 | 522.0243 | 1432.7869 | 522.0243 | 1432.7869
3068 | 563.1545 | 1485.5664 | 563.1545 | 1485.5664
3069 | 586.925 | 1508.6373 | 586.925 | 1508.6373
3070 | 600.9343 | 1535.8552 | 600.9343 | 1535.8552
3071 | 635.4765 | 1551.9971 | 635.4765 | 1551.9971
3072 | 632.1078 | 1550.076 | 632.1078 | 1550.076
3073 | 605.4585 | 1538.4802 | 605.4585 | 1538.4802
3074 | 607.2738 | 1513.662 | 607.2738 | 1513.662
3075 | 619.7617 | 1493.4411 | 619.7617 | 1493.4411
3076 | 661.3286 | 1484.9087 | 661.3286 | 1484.9087
3077 | 678.0561 | 1487.5017 | 678.0561 | 1487.5017
3078 | 663.5585 | 1487.9289 | 663.5585 | 1487.9289
3079 | 637.4572 | 1486.0128 | 637.4572 | 1486.0128
3080 | 610.9081 | 1484.296 | 610.9081 | 1484.296
3081 | 590.5262 | 1476.3657 | 590.5262 | 1476.3657
3082 | 562.1259 | 1473.0531 | 562.1259 | 1473.0531
3083 | 526.1671 | 1461.6636 | 526.1671 | 1461.6636
3084 | 501.7196 | 1450.0704 | 501.7196 | 1450.0704
3085 | 480.676 | 1443.0829 | 480.676 | 1443.0829
3086 | 470.3597 | 1438.6653 | 470.3597 | 1438.6653
3087 | 468.515 | 1437.9127 | 468.515 | 1437.9127
3088 | 462.7293 | 1442.3717 | 462.7293 | 1442.3717
3089 | 472.2521 | 1449.4829 | 472.2521 | 1449.4829
3090 | 490.4792 | 1453.1239 | 490.4792 | 1453.1239
3091 | 512.0965 | 1436.6266 | 512.0965 | 1436.6266
3092 | 540.4685 | 1450.558 | 540.4685 | 1450.558
3093 | 564.0449 | 1481.1576 | 564.0449 | 1481.1576
3094 | 587.6833 | 1507.5473 | 587.6833 | 1507.5473
3095 | 617.1103 | 1525.195 | 617.1103 | 1525.195
3096 | 616.0425 | 1534.1905 | 616.0425 | 1534.1905
3097 | 587.7048 | 1535.3182 | 587.7048 | 1535.3182
3098 | 588.5289 | 1518.7815 | 588.5289 | 1518.7815
3099 | 599.4966 | 1495.3986 | 599.4966 | 1495.3986
3100 | 646.036 | 1481.8219 | 646.036 | 1481.8219
3101 | 660.2827 | 1478.919 | 660.2827 | 1478.919
3102 | 640.0458 | 1479.9485 | 640.0458 | 1479.9485
3103 | 613.2811 | 1481.0438 | 613.2811 | 1481.0438
3104 | 596.9588 | 1482.3386 | 596.9588 | 1482.3386
3105 | 576.7743 | 1475.387 | 576.7743 | 1475.387
3106 | 553.5412 | 1470.4934 | 553.5412 | 1470.4934
3107 | 521.2054 | 1460.9107 | 521.2054 | 1460.9107
3108 | 492.8063 | 1460.3847 | 492.8063 | 1460.3847
3109 | 473.0513 | 1471.0897 | 473.0513 | 1471.0897
3110 | 464.3346 | 1484.8915 | 464.3346 | 1484.8915
3111 | 460.6206 | 1495.733 | 460.6206 | 1495.733
3112 | 460.0094 | 1512.1626 | 460.0094 | 1512.1626
3113 | 468.2792 | 1546.9794 | 468.2792 | 1546.9794
3114 | 485.8127 | 1596.4701 | 485.8127 | 1596.4701
3115 | 502.7359 | 1627.2529 | 502.7359 | 1627.2529
3116 | 530.6048 | 1663.1681 | 530.6048 | 1663.1681
3117 | 555.1294 | 1693.0901 | 555.1294 | 1693.0901
3118 | 574.7861 | 1726.1051 | 574.7861 | 1726.1051
3119 | 601.8431 | 1751.2061 | 601.8431 | 1751.2061
3120 | 601.8247 | 1769.989 | 601.8247 | 1769.989
3121 | 583.9428 | 1795.5096 | 583.9428 | 1795.5096
3122 | 583.8014 | 1810.8945 | 583.8014 | 1810.8945
3123 | 606.3 | 1826.2091 | 606.3 | 1826.2091
3124 | 645.7318 | 1842.6719 | 645.7318 | 1842.6719
3125 | 664.0559 | 1863.1832 | 664.0559 | 1863.1832
3126 | 646.3931 | 1886.2717 | 646.3931 | 1886.2717
3127 | 620.5947 | 1916.5784 | 620.5947 | 1916.5784
3128 | 596.8812 | 1962.8946 | 596.8812 | 1962.8946
3129 | 578.8538 | 1998.3296 | 578.8538 | 1998.3296
3130 | 549.8498 | 2035.1449 | 549.8498 | 2035.1449
3131 | 519.077 | 2057.9356 | 519.077 | 2057.9356
3132 | 491.7841 | 2086.6961 | 491.7841 | 2086.6961
3133 | 468.8193 | 2113.7383 | 468.8193 | 2113.7383
3134 | 462.0838 | 2124.7545 | 462.0838 | 2124.7545
3135 | 459.4711 | 2115.4945 | 459.4711 | 2115.4945
3136 | 462.0377 | 2118.8995 | 462.0377 | 2118.8995
3137 | 471.1132 | 2144.0042 | 471.1132 | 2144.0042
3138 | 483.811 | 2193.7208 | 483.811 | 2193.7208
3139 | 506.1548 | 2230.6018 | 506.1548 | 2230.6018
3140 | 529.0295 | 2278.6382 | 529.0295 | 2278.6382
3141 | 560.6165 | 2323.6176 | 560.6165 | 2323.6176
3142 | 580.7812 | 2382.8324 | 580.7812 | 2382.8324
3143 | 612.7572 | 2423.9696 | 612.7572 | 2423.9696
3144 | 608.7495 | 2431.2335 | 608.7495 | 2431.2335
3145 | 594.69 | 2409.474 | 594.69 | 2409.474
3146 | 590.5461 | 2350.6261 | 590.5461 | 2350.6261
3147 | 606.3135 | 2274.2412 | 606.3135 | 2274.2412
3148 | 652.9476 | 2203.0701 | 652.9476 | 2203.0701
3149 | 668.0407 | 2160.8675 | 668.0407 | 2160.8675
3150 | 642.1639 | 2150.9051 | 642.1639 | 2150.9051
3151 | 621.1993 | 2156.9693 | 621.1993 | 2156.9693
3152 | 596.4673 | 2185.4426 | 596.4673 | 2185.4426
3153 | 581.4196 | 2204.465 | 581.4196 | 2204.465
3154 | 554.1103 | 2219.4471 | 554.1103 | 2219.4471
3155 | 519.6704 | 2218.5224 | 519.6704 | 2218.5224
3156 | 494.5429 | 2209.3384 | 494.5429 | 2209.3384
3157 | 475.795 | 2185.4867 | 475.795 | 2185.4867
3158 | 459.3812 | 2151.632 | 459.3812 | 2151.632
3159 | 458.9462 | 2116.7743 | 458.9462 | 2116.7743
3160 | 461.1905 | 2081.7078 | 461.1905 | 2081.7078
3161 | 472.5957 | 2038.5273 | 472.5957 | 2038.5273
3162 | 490.9376 | 1992.5543 | 490.9376 | 1992.5543
3163 | 513.7897 | 1933.9716 | 513.7897 | 1933.9716
3164 | 537.5444 | 1888.577 | 537.5444 | 1888.577
3165 | 568.4248 | 1864.5936 | 568.4248 | 1864.5936
3166 | 598.6586 | 1872.538 | 598.6586 | 1872.538
3167 | 628.4416 | 1913.7505 | 628.4416 | 1913.7505
3168 | 630.3199 | 1993.0639 | 630.3199 | 1993.0639
3169 | 597.6665 | 2084.0841 | 597.6665 | 2084.0841
3170 | 595.7442 | 2139.07 | 595.7442 | 2139.07
3171 | 620.874 | 2169.6677 | 620.874 | 2169.6677
3172 | 659.9161 | 2187.3352 | 659.9161 | 2187.3352
3173 | 678.0289 | 2194.3701 | 678.0289 | 2194.3701
3174 | 655.0803 | 2199.8415 | 655.0803 | 2199.8415
3175 | 633.8706 | 2232.1056 | 633.8706 | 2232.1056
3176 | 607.8786 | 2297.6201 | 607.8786 | 2297.6201
3177 | 590.6802 | 2341.6377 | 590.6802 | 2341.6377
3178 | 564.5354 | 2347.5854 | 564.5354 | 2347.5854
3179 | 530.5832 | 2275.364 | 530.5832 | 2275.364
3180 | 499.1553 | 2104.3132 | 499.1553 | 2104.3132
3181 | 480.7179 | 1932.4476 | 480.7179 | 1932.4476
3182 | 463.1957 | 1868.3275 | 463.1957 | 1868.3275
3183 | 464.4868 | 1905.5194 | 464.4868 | 1905.5194
3184 | 468.8262 | 1955 | 468.8262 | 1955
3185 | 478.0628 | 1991.5483 | 478.0628 | 1991.5483
3186 | 495.1946 | 2032.1552 | 495.1946 | 2032.1552
3187 | 527.5485 | 2051.9461 | 527.5485 | 2051.9461
3188 | 564.9483 | 2074.4602 | 564.9483 | 2074.4602
3189 | 598.0705 | 2083.3019 | 598.0705 | 2083.3019
3190 | 615.8941 | 2094.1826 | 615.8941 | 2094.1826
3191 | 643.3009 | 2118.7566 | 643.3009 | 2118.7566
3192 | 623.4709 | 2140.5509 | 623.4709 | 2140.5509
3193 | 617.0115 | 2131.3643 | 617.0115 | 2131.3643
3194 | 619.8021 | 2089.3054 | 619.8021 | 2089.3054
3195 | 640.8709 | 2040.0238 | 640.8709 | 2040.0238
3196 | 680.506 | 2007.249 | 680.506 | 2007.249
3197 | 696.1345 | 1994.1823 | 696.1345 | 1994.1823
3198 | 688.4762 | 1992.2756 | 688.4762 | 1992.2756
3199 | 657.4409 | 1993.5215 | 657.4409 | 1993.5215
3200 | 638.3531 | 2013.7133 | 638.3531 | 2013.7133
3201 | 608.9024 | 2028.2937 | 608.9024 | 2028.2937
3202 | 584.406 | 2036.8765 | 584.406 | 2036.8765
3203 | 537.2423 | 2019.991 | 537.2423 | 2019.991
3204 | 507.4523 | 1988.3715 | 507.4523 | 1988.3715
3205 | 481.7874 | 1935.6849 | 481.7874 | 1935.6849
3206 | 472.8088 | 1905.7451 | 472.8088 | 1905.7451
3207 | 465.7491 | 1910.7895 | 465.7491 | 1910.7895
3208 | 469.2047 | 1934.8231 | 469.2047 | 1934.8231
3209 | 478.0408 | 1928.8344 | 478.0408 | 1928.8344
3210 | 500.1619 | 1914.3312 | 500.1619 | 1914.3312
3211 | 528.5004 | 1859.8893 | 528.5004 | 1859.8893
3212 | 570.7006 | 1805.1591 | 570.7006 | 1805.1591
3213 | 599.4473 | 1771.539 | 599.4473 | 1771.539
3214 | 621.0078 | 1744.2492 | 621.0078 | 1744.2492
3215 | 656.7806 | 1711.8311 | 656.7806 | 1711.8311
3216 | 655.3688 | 1674.4499 | 655.3688 | 1674.4499
3217 | 616.7268 | 1637.2566 | 616.7268 | 1637.2566
3218 | 618.3243 | 1590.7557 | 618.3243 | 1590.7557
3219 | 637.3885 | 1551.2614 | 637.3885 | 1551.2614
3220 | 670.519 | 1527.8975 | 670.519 | 1527.8975
3221 | 692.5768 | 1513.8521 | 692.5768 | 1513.8521
3222 | 677.2155 | 1502.4593 | 677.2155 | 1502.4593
3223 | 653.9187 | 1495.0472 | 653.9187 | 1495.0472
3224 | 624.6714 | 1491.0719 | 624.6714 | 1491.0719
3225 | 608.2296 | 1484.6473 | 608.2296 | 1484.6473
3226 | 587.5433 | 1496.5426 | 587.5433 | 1496.5426
3227 | 549.291 | 1515.042 | 549.291 | 1515.042
3228 | 514.4369 | 1550.5031 | 514.4369 | 1550.5031
3229 | 488.4075 | 1601.7877 | 488.4075 | 1601.7877
3230 | 476.0076 | 1648.4146 | 476.0076 | 1648.4146
3231 | 469.9378 | 1699.911 | 469.9378 | 1699.911
3232 | 470.4555 | 1778.377 | 470.4555 | 1778.377
3233 | 476.7672 | 1885.0174 | 476.7672 | 1885.0174
3234 | 499.5624 | 1986.0043 | 499.5624 | 1986.0043
3235 | 532.5609 | 2023.1865 | 532.5609 | 2023.1865
3236 | 562.6171 | 2031.4714 | 562.6171 | 2031.4714
3237 | 590.4721 | 1995.9692 | 590.4721 | 1995.9692
3238 | 614.594 | 1960.0214 | 614.594 | 1960.0214
3239 | 645.2005 | 1947.479 | 645.2005 | 1947.479
3240 | 644.1909 | 1956.3992 | 644.1909 | 1956.3992
3241 | 609.7651 | 1967.0884 | 609.7651 | 1967.0884
3242 | 619.33 | 1969.2228 | 619.33 | 1969.2228
3243 | 641.766 | 1972.642 | 641.766 | 1972.642
3244 | 681.8768 | 1985.2652 | 681.8768 | 1985.2652
3245 | 687.4841 | 2012.0253 | 687.4841 | 2012.0253
3246 | 670.6451 | 2039.9322 | 670.6451 | 2039.9322
3247 | 647.3815 | 2062.8607 | 647.3815 | 2062.8607
3248 | 617.3143 | 2085.0852 | 617.3143 | 2085.0852
3249 | 601.1089 | 2094.6215 | 601.1089 | 2094.6215
3250 | 576.0684 | 2104.5594 | 576.0684 | 2104.5594
3251 | 542.937 | 2092.1911 | 542.937 | 2092.1911
3252 | 510.9287 | 2073.8974 | 510.9287 | 2073.8974
3253 | 492.3979 | 2072.6317 | 492.3979 | 2072.6317
3254 | 478.0766 | 2067.6118 | 478.0766 | 2067.6118
3255 | 470.3078 | 2068.8166 | 470.3078 | 2068.8166
3256 | 473.3722 | 2080.2773 | 473.3722 | 2080.2773
3257 | 478.7793 | 2112.3085 | 478.7793 | 2112.3085
3258 | 498.0358 | 2156.8302 | 498.0358 | 2156.8302
3259 | 520.1225 | 2158.8535 | 520.1225 | 2158.8535
3260 | 547.0005 | 2146.5851 | 547.0005 | 2146.5851
3261 | 572.8243 | 2111.6098 | 572.8243 | 2111.6098
3262 | 597.6814 | 2085.1481 | 597.6814 | 2085.1481
3263 | 629.376 | 2079.231 | 629.376 | 2079.231
3264 | 619.6443 | 2058.4882 | 619.6443 | 2058.4882
3265 | 600.6582 | 1979.6613 | 600.6582 | 1979.6613
3266 | 600.2692 | 1892.3549 | 600.2692 | 1892.3549
3267 | 624.6157 | 1820.0355 | 624.6157 | 1820.0355
3268 | 659.1636 | 1748.0363 | 659.1636 | 1748.0363
3269 | 671.7655 | 1708.1675 | 671.7655 | 1708.1675
3270 | 652.8712 | 1690.3 | 652.8712 | 1690.3
3271 | 629.5382 | 1681.7586 | 629.5382 | 1681.7586
3272 | 607.2192 | 1656.5524 | 607.2192 | 1656.5524
3273 | 586.1753 | 1604.1275 | 586.1753 | 1604.1275
3274 | 565.6036 | 1553.1584 | 565.6036 | 1553.1584
3275 | 535.3882 | 1492.6065 | 535.3882 | 1492.6065
3276 | 508.7319 | 1443.4451 | 508.7319 | 1443.4451
3277 | 489.3627 | 1414.2481 | 489.3627 | 1414.2481
3278 | 474.8798 | 1395.9024 | 474.8798 | 1395.9024
3279 | 471.4813 | 1380.77 | 471.4813 | 1380.77
3280 | 471.7805 | 1375.8181 | 471.7805 | 1375.8181
3281 | 479.6387 | 1403.1815 | 479.6387 | 1403.1815
3282 | 494.1767 | 1483.0128 | 494.1767 | 1483.0128
3283 | 512.6399 | 1600.8272 | 512.6399 | 1600.8272
3284 | 532.5444 | 1694.9391 | 532.5444 | 1694.9391
3285 | 551.4593 | 1708.9756 | 551.4593 | 1708.9756
3286 | 561.0857 | 1698.1737 | 561.0857 | 1698.1737
3287 | 622.9958 | 1683.1468 | 622.9958 | 1683.1468
3288 | 622.954 | 1661.4253 | 622.954 | 1661.4253
3289 | 609.5754 | 1637.3319 | 609.5754 | 1637.3319
3290 | 606.9561 | 1587.9701 | 606.9561 | 1587.9701
3291 | 628.2796 | 1534.7736 | 628.2796 | 1534.7736
3292 | 668.9131 | 1480.4668 | 668.9131 | 1480.4668
3293 | 679.5669 | 1448.202 | 679.5669 | 1448.202
3294 | 654.7122 | 1427.6241 | 654.7122 | 1427.6241
3295 | 633.2828 | 1403.1972 | 633.2828 | 1403.1972
3296 | 606.6018 | 1397.0386 | 606.6018 | 1397.0386
3297 | 585.4593 | 1384.4405 | 585.4593 | 1384.4405
3298 | 557.9272 | 1376.9871 | 557.9272 | 1376.9871
3299 | 521.7171 | 1369.8136 | 521.7171 | 1369.8136
3300 | 495.2178 | 1374.6329 | 495.2178 | 1374.6329
3301 | 474.15 | 1397.158 | 474.15 | 1397.158
3302 | 459.5077 | 1434.9763 | 459.5077 | 1434.9763
3303 | 458.5823 | 1485.0423 | 458.5823 | 1485.0423
3304 | 460.5433 | 1540.0188 | 460.5433 | 1540.0188
3305 | 465.6848 | 1610.8226 | 465.6848 | 1610.8226
3306 | 481.5332 | 1689.4493 | 481.5332 | 1689.4493
3307 | 510.9728 | 1738.4516 | 510.9728 | 1738.4516
3308 | 538.2334 | 1783.2506 | 538.2334 | 1783.2506
3309 | 565.7935 | 1833.9518 | 565.7935 | 1833.9518
3310 | 591.1131 | 1923.8084 | 591.1131 | 1923.8084
3311 | 627.3142 | 2008.7625 | 627.3142 | 2008.7625
3312 | 627.3191 | 2047.7975 | 627.3191 | 2047.7975
3313 | 605.5158 | 2059.9171 | 605.5158 | 2059.9171
3314 | 605.2799 | 2056.932 | 605.2799 | 2056.932
3315 | 632.9758 | 2053.5001 | 632.9758 | 2053.5001
3316 | 669.512 | 2053.3998 | 669.512 | 2053.3998
3317 | 677.2042 | 2052.9814 | 677.2042 | 2052.9814
3318 | 658.7162 | 2050.7735 | 658.7162 | 2050.7735
3319 | 630.9929 | 2061.1291 | 630.9929 | 2061.1291
3320 | 617.3446 | 2076.7284 | 617.3446 | 2076.7284
3321 | 596.4174 | 2061.7211 | 596.4174 | 2061.7211
3322 | 564.8257 | 2056.8275 | 564.8257 | 2056.8275
3323 | 528.1578 | 2048.4494 | 528.1578 | 2048.4494
3324 | 500.0988 | 2040.9217 | 500.0988 | 2040.9217
3325 | 484.5774 | 2037.1716 | 484.5774 | 2037.1716
3326 | 475.615 | 2030.646 | 475.615 | 2030.646
3327 | 470.8684 | 2026.4301 | 470.8684 | 2026.4301
3328 | 476.4542 | 2038.719 | 476.4542 | 2038.719
3329 | 485.2907 | 2073.611 | 485.2907 | 2073.611
3330 | 504.93 | 2110.6041 | 504.93 | 2110.6041
3331 | 538.3178 | 2111.1216 | 538.3178 | 2111.1216
3332 | 580.8035 | 2124.3754 | 580.8035 | 2124.3754
3333 | 608.1695 | 2131.3349 | 608.1695 | 2131.3349
3334 | 629.9398 | 2129.9438 | 629.9398 | 2129.9438
3335 | 671.0361 | 2125.7583 | 671.0361 | 2125.7583
3336 | 657.3356 | 2096.6587 | 657.3356 | 2096.6587
3337 | 634.5304 | 2039.5143 | 634.5304 | 2039.5143
3338 | 641.8276 | 1977.0527 | 641.8276 | 1977.0527
3339 | 666.4879 | 1912.789 | 666.4879 | 1912.789
3340 | 700.1179 | 1846.8127 | 700.1179 | 1846.8127
3341 | 711.8124 | 1805.8146 | 711.8124 | 1805.8146
3342 | 685.3779 | 1786.1402 | 685.3779 | 1786.1402
3343 | 656.9003 | 1796.7217 | 656.9003 | 1796.7217
3344 | 635.0548 | 1850.4914 | 635.0548 | 1850.4914
3345 | 611.6387 | 1880.3551 | 611.6387 | 1880.3551
3346 | 581.8602 | 1893.0033 | 581.8602 | 1893.0033
3347 | 542.0104 | 1901.64 | 542.0104 | 1901.64
3348 | 514.8522 | 1909.245 | 514.8522 | 1909.245
3349 | 498.2612 | 1920.9287 | 498.2612 | 1920.9287
3350 | 483.9251 | 1949.1103 | 483.9251 | 1949.1103
3351 | 480.2632 | 1980.5051 | 480.2632 | 1980.5051
3352 | 481.503 | 2013.8743 | 481.503 | 2013.8743
3353 | 488.9691 | 2061.9415 | 488.9691 | 2061.9415
3354 | 514.2561 | 2111.4322 | 514.2561 | 2111.4322
3355 | 541.7991 | 2123.0169 | 541.7991 | 2123.0169
3356 | 580.2179 | 2100.8859 | 580.2179 | 2100.8859
3357 | 605.5247 | 2066.1365 | 605.5247 | 2066.1365
3358 | 637.0839 | 2055.711 | 637.0839 | 2055.711
3359 | 672.9025 | 2056.4944 | 672.9025 | 2056.4944
3360 | 656.9507 | 2028.5241 | 656.9507 | 2028.5241
3361 | 630.5316 | 1963.1734 | 630.5316 | 1963.1734
3362 | 629.8904 | 1866.381 | 629.8904 | 1866.381
3363 | 657.8869 | 1776.7456 | 657.8869 | 1776.7456
3364 | 694.743 | 1726.2784 | 694.743 | 1726.2784
3365 | 702.3974 | 1700.8647 | 702.3974 | 1700.8647
3366 | 682.8432 | 1684.5029 | 682.8432 | 1684.5029
3367 | 658.5862 | 1681.6833 | 658.5862 | 1681.6833
3368 | 634.4546 | 1675.3741 | 634.4546 | 1675.3741
3369 | 603.4397 | 1647.2669 | 603.4397 | 1647.2669
3370 | 573.4804 | 1631.3814 | 573.4804 | 1631.3814
3371 | 534.5811 | 1611.108 | 534.5811 | 1611.108
3372 | 509.6288 | 1586.6408 | 509.6288 | 1586.6408
3373 | 490.5795 | 1570.3177 | 490.5795 | 1570.3177
3374 | 480.5385 | 1557.6939 | 480.5385 | 1557.6939
3375 | 475.2779 | 1549.3372 | 475.2779 | 1549.3372
3376 | 472.597 | 1546.8699 | 472.597 | 1546.8699
3377 | 477.7875 | 1552.4 | 477.7875 | 1552.4
3378 | 501.9448 | 1560.2571 | 501.9448 | 1560.2571
3379 | 535.5636 | 1552.2672 | 535.5636 | 1552.2672
3380 | 575.079 | 1551.3671 | 575.079 | 1551.3671
3381 | 602.1308 | 1538.1497 | 602.1308 | 1538.1497
3382 | 623.5625 | 1537.4362 | 623.5625 | 1537.4362
3383 | 671.2708 | 1534.7564 | 671.2708 | 1534.7564
3384 | 663.3834 | 1522.0693 | 663.3834 | 1522.0693
3385 | 637.1075 | 1478.1755 | 637.1075 | 1478.1755
3386 | 640.8102 | 1410.6696 | 640.8102 | 1410.6696
3387 | 676.1928 | 1377.0476 | 676.1928 | 1377.0476
3388 | 704.1978 | 1371.8278 | 704.1978 | 1371.8278
3389 | 712.1372 | 1377.3571 | 712.1372 | 1377.3571
3390 | 694.788 | 1382.3014 | 694.788 | 1382.3014
3391 | 661.5992 | 1387.7634 | 661.5992 | 1387.7634
3392 | 628.6845 | 1397.0386 | 628.6845 | 1397.0386
3393 | 609.1486 | 1427.7304 | 609.1486 | 1427.7304
3394 | 585.8157 | 1482.1628 | 585.8157 | 1482.1628
3395 | 544.1138 | 1490.7243 | 544.1138 | 1490.7243
3396 | 516.9563 | 1485.3046 | 516.9563 | 1485.3046
3397 | 488.8845 | 1478.4678 | 488.8845 | 1478.4678
3398 | 475.6309 | 1475.1042 | 475.6309 | 1475.1042
3399 | 472.7505 | 1473.6739 | 472.7505 | 1473.6739
3400 | 476.3999 | 1480.9186 | 476.3999 | 1480.9186
3401 | 483.2482 | 1504.2164 | 483.2482 | 1504.2164
3402 | 502.6096 | 1536.9934 | 502.6096 | 1536.9934
3403 | 530.1481 | 1559.2689 | 530.1481 | 1559.2689
3404 | 565.9856 | 1585.2462 | 565.9856 | 1585.2462
3405 | 588.17 | 1605.2303 | 588.17 | 1605.2303
3406 | 608.0022 | 1622.9621 | 608.0022 | 1622.9621
3407 | 651.3091 | 1622.9926 | 651.3091 | 1622.9926
3408 | 645.5128 | 1634.0962 | 645.5128 | 1634.0962
3409 | 627.3499 | 1629.5021 | 627.3499 | 1629.5021
3410 | 635.4033 | 1575.5478 | 635.4033 | 1575.5478
3411 | 663.5064 | 1507.1433 | 663.5064 | 1507.1433
3412 | 693.4829 | 1492.8138 | 693.4829 | 1492.8138
3413 | 700.0263 | 1503.4626 | 700.0263 | 1503.4626
3414 | 677.5002 | 1538.3711 | 677.5002 | 1538.3711
3415 | 648.6784 | 1611.2148 | 648.6784 | 1611.2148
3416 | 622.154 | 1709.7802 | 622.154 | 1709.7802
3417 | 608.2395 | 1789.785 | 608.2395 | 1789.785
3418 | 588.2156 | 1846.7771 | 588.2156 | 1846.7771
3419 | 554.3 | 1852.4777 | 554.3 | 1852.4777
3420 | 519.504 | 1819.3525 | 519.504 | 1819.3525
3421 | 497.019 | 1782.9279 | 497.019 | 1782.9279
3422 | 484.5171 | 1773.2402 | 484.5171 | 1773.2402
3423 | 481.1689 | 1783.4794 | 481.1689 | 1783.4794
3424 | 477.9925 | 1788.616 | 477.9925 | 1788.616
3425 | 484.9148 | 1791.21 | 484.9148 | 1791.21
3426 | 502.6536 | 1804.7888 | 502.6536 | 1804.7888
3427 | 524.2464 | 1806.8121 | 524.2464 | 1806.8121
3428 | 552.398 | 1813.9677 | 552.398 | 1813.9677
3429 | 574.8248 | 1810.6129 | 574.8248 | 1810.6129
3430 | 597.049 | 1798.2299 | 597.049 | 1798.2299
3431 | 631.8637 | 1785.1605 | 631.8637 | 1785.1605
3432 | 628.4583 | 1773.9792 | 628.4583 | 1773.9792
3433 | 611.9122 | 1752.5961 | 611.9122 | 1752.5961
3434 | 614.4425 | 1721.002 | 614.4425 | 1721.002
3435 | 640.7343 | 1691.4456 | 640.7343 | 1691.4456
3436 | 670.3238 | 1652.1961 | 670.3238 | 1652.1961
3437 | 678.142 | 1628.4388 | 678.142 | 1628.4388
3438 | 660.9742 | 1618.6269 | 660.9742 | 1618.6269
3439 | 631.5087 | 1626.0463 | 631.5087 | 1626.0463
3440 | 609.5766 | 1633.2887 | 609.5766 | 1633.2887
3441 | 592.1452 | 1615.1947 | 592.1452 | 1615.1947
3442 | 573.394 | 1604.7299 | 573.394 | 1604.7299
3443 | 542.9045 | 1589.049 | 542.9045 | 1589.049
3444 | 519.3978 | 1573.842 | 519.3978 | 1573.842
3445 | 495.0482 | 1561.5092 | 495.0482 | 1561.5092
3446 | 483.9289 | 1552.8002 | 483.9289 | 1552.8002
3447 | 476.7527 | 1540.1522 | 476.7527 | 1540.1522
3448 | 477.689 | 1527.0694 | 477.689 | 1527.0694
3449 | 489.0129 | 1528.0071 | 489.0129 | 1528.0071
3450 | 501.8717 | 1545.1244 | 501.8717 | 1545.1244
3451 | 517.1271 | 1539.1673 | 517.1271 | 1539.1673
3452 | 541.916 | 1523.0592 | 541.916 | 1523.0592
3453 | 565.3872 | 1503.2919 | 565.3872 | 1503.2919
3454 | 586.9442 | 1484.0578 | 586.9442 | 1484.0578
3455 | 615.7891 | 1459.1684 | 615.7891 | 1459.1684
3456 | 616.8135 | 1430.2946 | 616.8135 | 1430.2946
3457 | 600.5947 | 1400.0277 | 600.5947 | 1400.0277
3458 | 611.5393 | 1368.3583 | 611.5393 | 1368.3583
3459 | 639.4675 | 1356.6449 | 639.4675 | 1356.6449
3460 | 673.925 | 1359.8572 | 673.925 | 1359.8572
3461 | 684.598 | 1369.9789 | 684.598 | 1369.9789
3462 | 669.3466 | 1377.4078 | 669.3466 | 1377.4078
3463 | 644.2604 | 1377.0727 | 644.2604 | 1377.0727
3464 | 624.6418 | 1374.8289 | 624.6418 | 1374.8289
3465 | 605.5612 | 1370.0607 | 605.5612 | 1370.0607
3466 | 589.1749 | 1366.6728 | 589.1749 | 1366.6728
3467 | 550.4886 | 1350.6908 | 550.4886 | 1350.6908
3468 | 520.4457 | 1337.5165 | 520.4457 | 1337.5165
3469 | 493.528 | 1333.2394 | 493.528 | 1333.2394
3470 | 483.8381 | 1334.0919 | 483.8381 | 1334.0919
3471 | 477.2496 | 1328.4456 | 477.2496 | 1328.4456
3472 | 478.6901 | 1325.6771 | 478.6901 | 1325.6771
3473 | 481.1314 | 1339.6394 | 481.1314 | 1339.6394
3474 | 500.373 | 1364.1348 | 500.373 | 1364.1348
3475 | 528.7158 | 1365.8569 | 528.7158 | 1365.8569
3476 | 559.1508 | 1367.6671 | 559.1508 | 1367.6671
3477 | 575.1695 | 1365.6675 | 575.1695 | 1365.6675
3478 | 607.6788 | 1364.954 | 607.6788 | 1364.954
3479 | 642.1854 | 1363.1023 | 642.1854 | 1363.1023
3480 | 634.2723 | 1361.2566 | 634.2723 | 1361.2566
3481 | 612.1366 | 1359.2975 | 612.1366 | 1359.2975
3482 | 618.5553 | 1349.0096 | 618.5553 | 1349.0096
3483 | 651.9594 | 1345.9541 | 651.9594 | 1345.9541
3484 | 686.1016 | 1348.6395 | 686.1016 | 1348.6395
3485 | 699.6529 | 1357.933 | 699.6529 | 1357.933
3486 | 680.386 | 1364.3079 | 680.386 | 1364.3079
3487 | 646.5569 | 1364.1986 | 646.5569 | 1364.1986
3488 | 624.5476 | 1361.8043 | 624.5476 | 1361.8043
3489 | 609.5442 | 1353.4976 | 609.5442 | 1353.4976
3490 | 580.6352 | 1347.3241 | 580.6352 | 1347.3241
3491 | 545.2486 | 1332.1702 | 545.2486 | 1332.1702
3492 | 512.7544 | 1320.4264 | 512.7544 | 1320.4264
3493 | 488.8671 | 1318.182 | 488.8671 | 1318.182
3494 | 477.1024 | 1323.627 | 477.1024 | 1323.627
3495 | 471.3704 | 1325.7353 | 471.3704 | 1325.7353
3496 | 471.3427 | 1330.4201 | 471.3427 | 1330.4201
3497 | 481.7897 | 1349.8031 | 481.7897 | 1349.8031
3498 | 506.3905 | 1378.6652 | 506.3905 | 1378.6652
3499 | 546.9105 | 1384.3775 | 546.9105 | 1384.3775
3500 | 585.8882 | 1389.2745 | 585.8882 | 1389.2745
3501 | 612.8431 | 1385.468 | 612.8431 | 1385.468
3502 | 640.6676 | 1379.0326 | 640.6676 | 1379.0326
3503 | 678.3176 | 1372.8896 | 678.3176 | 1372.8896
3504 | 673.1945 | 1370.3663 | 673.1945 | 1370.3663
3505 | 639.3911 | 1370.5152 | 639.3911 | 1370.5152
3506 | 648.1918 | 1366.6267 | 648.1918 | 1366.6267
3507 | 685.1711 | 1368.4649 | 685.1711 | 1368.4649
3508 | 715.5293 | 1371.5267 | 715.5293 | 1371.5267
3509 | 726.9718 | 1377.2065 | 726.9718 | 1377.2065
3510 | 708.6485 | 1377.7842 | 708.6485 | 1377.7842
3511 | 676.305 | 1370.4474 | 676.305 | 1370.4474
3512 | 653.0544 | 1361.2773 | 653.0544 | 1361.2773
3513 | 634.8997 | 1347.3241 | 634.8997 | 1347.3241
3514 | 604.1927 | 1339.4189 | 604.1927 | 1339.4189
3515 | 559.0719 | 1324.4909 | 559.0719 | 1324.4909
3516 | 527.1071 | 1316.3609 | 527.1071 | 1316.3609
3517 | 502.1044 | 1312.3849 | 502.1044 | 1312.3849
3518 | 490.1996 | 1312.9363 | 490.1996 | 1312.9363
3519 | 480.9635 | 1308.2687 | 480.9635 | 1308.2687
3520 | 480.6682 | 1310.3938 | 480.6682 | 1310.3938
3521 | 486.7471 | 1330.3791 | 486.7471 | 1330.3791
3522 | 507.7014 | 1357.6601 | 507.7014 | 1357.6601
3523 | 550.0964 | 1358.4035 | 550.0964 | 1358.4035
3524 | 586.6351 | 1362.1712 | 586.6351 | 1362.1712
3525 | 611.4157 | 1353.0946 | 611.4157 | 1353.0946
3526 | 628.5593 | 1344.7018 | 628.5593 | 1344.7018
3527 | 666.4233 | 1334.5686 | 666.4233 | 1334.5686
3528 | 665.6403 | 1323.5379 | 665.6403 | 1323.5379
3529 | 634.2401 | 1322.2564 | 634.2401 | 1322.2564
3530 | 646.1411 | 1321.0029 | 646.1411 | 1321.0029
3531 | 677.8686 | 1326.3796 | 677.8686 | 1326.3796
3532 | 711.3582 | 1329.1402 | 711.3582 | 1329.1402
3533 | 721.2381 | 1331.1309 | 721.2381 | 1331.1309
3534 | 705.552 | 1338.4845 | 705.552 | 1338.4845
3535 | 672.0564 | 1339.2787 | 672.0564 | 1339.2787
3536 | 647.1159 | 1337.5619 | 647.1159 | 1337.5619
3537 | 624.1347 | 1331.4385 | 624.1347 | 1331.4385
3538 | 600.7604 | 1330.6857 | 600.7604 | 1330.6857
3539 | 561.9195 | 1318.3927 | 561.9195 | 1318.3927
3540 | 530.9343 | 1311.1661 | 530.9343 | 1311.1661
3541 | 505.241 | 1310.8039 | 505.241 | 1310.8039
3542 | 492.8231 | 1314.6679 | 492.8231 | 1314.6679
3543 | 488.244 | 1311.506 | 488.244 | 1311.506
3544 | 488.8372 | 1309.7162 | 488.8372 | 1309.7162
3545 | 498.5025 | 1322.1728 | 498.5025 | 1322.1728
3546 | 518.1074 | 1344.9367 | 518.1074 | 1344.9367
3547 | 555.8377 | 1346.5835 | 555.8377 | 1346.5835
3548 | 601.3949 | 1348.6196 | 601.3949 | 1348.6196
3549 | 628.4346 | 1343.5332 | 628.4346 | 1343.5332
3550 | 643.5056 | 1338.3777 | 643.5056 | 1338.3777
3551 | 680.829 | 1329.9761 | 680.829 | 1329.9761
3552 | 672.0846 | 1321.6557 | 672.0846 | 1321.6557
3553 | 644.47 | 1321.2776 | 644.47 | 1321.2776
3554 | 650.0706 | 1317.7656 | 650.0706 | 1317.7656
3555 | 680.4915 | 1320.1308 | 680.4915 | 1320.1308
3556 | 706.0238 | 1328.312 | 706.0238 | 1328.312
3557 | 716.6229 | 1340.0901 | 716.6229 | 1340.0901
3558 | 705.2867 | 1346.3896 | 705.2867 | 1346.3896
3559 | 668.2589 | 1350.3458 | 668.2589 | 1350.3458
3560 | 644.6704 | 1352.017 | 644.6704 | 1352.017
3561 | 622.4826 | 1348.2275 | 622.4826 | 1348.2275
3562 | 601.6398 | 1347.8511 | 601.6398 | 1347.8511
3563 | 565.2358 | 1337.5908 | 565.2358 | 1337.5908
3564 | 534.1753 | 1330.5148 | 534.1753 | 1330.5148
3565 | 509.8905 | 1333.2394 | 509.8905 | 1333.2394
3566 | 497.5522 | 1340.3407 | 497.5522 | 1340.3407
3567 | 489.9562 | 1341.7714 | 489.9562 | 1341.7714
3568 | 487.1611 | 1347.1338 | 487.1611 | 1347.1338
3569 | 493.502 | 1371.034 | 493.502 | 1371.034
3570 | 510.29 | 1399.2938 | 510.29 | 1399.2938
3571 | 542.8645 | 1403.3498 | 542.8645 | 1403.3498
3572 | 578.4151 | 1407.0422 | 578.4151 | 1407.0422
3573 | 599.0588 | 1402.6334 | 599.0588 | 1402.6334
3574 | 623.189 | 1397.6285 | 623.189 | 1397.6285
3575 | 663.9429 | 1391.4102 | 663.9429 | 1391.4102
3576 | 657.7143 | 1387.08 | 657.7143 | 1387.08
3577 | 636.3997 | 1387.3042 | 636.3997 | 1387.3042
3578 | 646.8726 | 1386.5025 | 646.8726 | 1386.5025
3579 | 680.17 | 1393.9872 | 680.17 | 1393.9872
3580 | 706.7828 | 1405.0293 | 706.7828 | 1405.0293
3581 | 709.2223 | 1419.6683 | 709.2223 | 1419.6683
3582 | 692.2744 | 1435.454 | 692.2744 | 1435.454
3583 | 668.5824 | 1448.5952 | 668.5824 | 1448.5952
3584 | 642.0054 | 1460.5807 | 642.0054 | 1460.5807
3585 | 617.601 | 1454.0055 | 617.601 | 1454.0055
3586 | 596.3588 | 1443.6913 | 596.3588 | 1443.6913
3587 | 566.263 | 1426.2788 | 566.263 | 1426.2788
3588 | 540.23 | 1413.0292 | 540.23 | 1413.0292
3589 | 516.7007 | 1409.2039 | 516.7007 | 1409.2039
3590 | 503.3722 | 1412.0891 | 503.3722 | 1412.0891
3591 | 496.6321 | 1417.5099 | 496.6321 | 1417.5099
3592 | 494.8803 | 1423.8511 | 494.8803 | 1423.8511
3593 | 503.264 | 1440.6743 | 503.264 | 1440.6743
3594 | 519.3547 | 1463.8146 | 519.3547 | 1463.8146
3595 | 542.1106 | 1463.8804 | 542.1106 | 1463.8804
3596 | 569.5278 | 1463.2062 | 569.5278 | 1463.2062
3597 | 584.8304 | 1459.9267 | 584.8304 | 1459.9267
3598 | 611.3746 | 1458.1591 | 611.3746 | 1458.1591
3599 | 644.8904 | 1452.0161 | 644.8904 | 1452.0161
3600 | 648.2862 | 1446.1802 | 648.2862 | 1446.1802
3601 | 626.3834 | 1445.4257 | 626.3834 | 1445.4257
3602 | 635.0024 | 1442.8923 | 635.0024 | 1442.8923
3603 | 665.3528 | 1448.796 | 665.3528 | 1448.796
3604 | 691.7994 | 1462.3226 | 691.7994 | 1462.3226
3605 | 696.6721 | 1484.5656 | 696.6721 | 1484.5656
3606 | 681.2479 | 1500.7277 | 681.2479 | 1500.7277
3607 | 651.9147 | 1503.5546 | 651.9147 | 1503.5546
3608 | 635.543 | 1505.3764 | 635.543 | 1505.3764
3609 | 612.1809 | 1497.8225 | 612.1809 | 1497.8225
3610 | 590.4234 | 1488.5622 | 590.4234 | 1488.5622
3611 | 561.3217 | 1470.171 | 561.3217 | 1470.171
3612 | 534.2147 | 1453.4583 | 534.2147 | 1453.4583
3613 | 511.5875 | 1445.4921 | 511.5875 | 1445.4921
3614 | 500.6108 | 1444.1613 | 500.6108 | 1444.1613
3615 | 491.3056 | 1438.3644 | 491.3056 | 1438.3644
3616 | 485.1968 | 1432.1327 | 485.1968 | 1432.1327
3617 | 490.8612 | 1451.3651 | 490.8612 | 1451.3651
3618 | 505.0404 | 1480.5283 | 505.0404 | 1480.5283
3619 | 527.7904 | 1483.1538 | 527.7904 | 1483.1538
3620 | 552.18 | 1484.5876 | 552.18 | 1484.5876
3621 | 571.2361 | 1467.8318 | 571.2361 | 1467.8318
3622 | 595.5635 | 1445.2098 | 595.5635 | 1445.2098
3623 | 635.3834 | 1427.0209 | 635.3834 | 1427.0209
3624 | 636.0781 | 1413.9574 | 636.0781 | 1413.9574
3625 | 617.2568 | 1409.5138 | 617.2568 | 1409.5138
3626 | 625.8523 | 1402.2374 | 625.8523 | 1402.2374
3627 | 655.0597 | 1412.9595 | 655.0597 | 1412.9595
3628 | 687.814 | 1433.5631 | 687.814 | 1433.5631
3629 | 698.9185 | 1455.5048 | 698.9185 | 1455.5048
3630 | 675.1849 | 1473.4738 | 675.1849 | 1473.4738
3631 | 647.2027 | 1480.6674 | 647.2027 | 1480.6674
3632 | 632.9527 | 1484.2208 | 632.9527 | 1484.2208
3633 | 612.5062 | 1484.1956 | 612.5062 | 1484.1956
3634 | 590.9264 | 1486.6048 | 590.9264 | 1486.6048
3635 | 555.9168 | 1486.3577 | 555.9168 | 1486.3577
3636 | 530.5277 | 1335.9348 | 530.5277 | 1335.9348
3637 | 512.7154 | 1351.9036 | 512.7154 | 1351.9036
3638 | 497.6829 | 1367.8229 | 497.6829 | 1367.8229
3639 | 494.2345 | 1398.1701 | 494.2345 | 1398.1701
3640 | 491.8251 | 1431.9821 | 491.8251 | 1431.9821
3641 | 502.2967 | 1471.0796 | 502.2967 | 1471.0796
3642 | 515.9462 | 1532.1631 | 515.9462 | 1532.1631
3643 | 545.9877 | 1564.9214 | 545.9877 | 1564.9214
3644 | 579.4993 | 1597.0928 | 579.4993 | 1597.0928
3645 | 604.8633 | 1617.3627 | 604.8633 | 1617.3627
3646 | 626.9623 | 1647.1364 | 626.9623 | 1647.1364
3647 | 667.7231 | 1674.7588 | 667.7231 | 1674.7588
3648 | 657.6575 | 1697.8925 | 657.6575 | 1697.8925
3649 | 639.1727 | 1720.0885 | 639.1727 | 1720.0885
3650 | 651.4735 | 1722.7108 | 651.4735 | 1722.7108
3651 | 682.5213 | 1730.2287 | 682.5213 | 1730.2287
3652 | 707.4507 | 1724.5196 | 707.4507 | 1724.5196
3653 | 720.57 | 1725.0976 | 720.57 | 1725.0976
3654 | 701.2413 | 1723.4084 | 701.2413 | 1723.4084
3655 | 671.7153 | 1730.4266 | 671.7153 | 1730.4266
3656 | 651.9001 | 1748.7019 | 651.9001 | 1748.7019
3657 | 630.8194 | 1760.9731 | 630.8194 | 1760.9731
3658 | 601.9799 | 1776.1009 | 601.9799 | 1776.1009
3659 | 566.5015 | 1788.6092 | 566.5015 | 1788.6092
3660 | 532.8302 | 1801.352 | 532.8302 | 1801.352
3661 | 508.8892 | 1814.0958 | 508.8892 | 1814.0958
3662 | 497.043 | 1823.9009 | 497.043 | 1823.9009
3663 | 493.513 | 1835.6367 | 493.513 | 1835.6367
3664 | 491.9594 | 1839.5498 | 491.9594 | 1839.5498
3665 | 503.5867 | 1832.8244 | 503.5867 | 1832.8244
3666 | 523.1379 | 1853.5946 | 523.1379 | 1853.5946
3667 | 559.8188 | 1856.9242 | 559.8188 | 1856.9242
3668 | 601.9598 | 1858.4574 | 601.9598 | 1858.4574
3669 | 626.4691 | 1839.2203 | 626.4691 | 1839.2203
3670 | 651.2579 | 1817.9305 | 651.2579 | 1817.9305
3671 | 689.5288 | 1818.0727 | 689.5288 | 1818.0727
3672 | 681.6297 | 1843.0204 | 681.6297 | 1843.0204
3673 | 650.1082 | 1849.6959 | 650.1082 | 1849.6959
3674 | 663.6394 | 1823.5613 | 663.6394 | 1823.5613
3675 | 696.8539 | 1808.1678 | 696.8539 | 1808.1678
3676 | 718.9099 | 1786.8709 | 718.9099 | 1786.8709
3677 | 731.7146 | 1791.8162 | 731.7146 | 1791.8162
3678 | 719.3966 | 1808.5367 | 719.3966 | 1808.5367
3679 | 683.779 | 1817.6377 | 683.779 | 1817.6377
3680 | 660.3468 | 1802.8561 | 660.3468 | 1802.8561
3681 | 637.7695 | 1786.1018 | 637.7695 | 1786.1018
3682 | 607.1779 | 1771.6664 | 607.1779 | 1771.6664
3683 | 569.1993 | 1740.502 | 569.1993 | 1740.502
3684 | 536.1769 | 1725.8318 | 536.1769 | 1725.8318
3685 | 513.3389 | 1732.6629 | 513.3389 | 1732.6629
3686 | 501.5287 | 1743.5431 | 501.5287 | 1743.5431
3687 | 496.6803 | 1774.2933 | 496.6803 | 1774.2933
3688 | 496.5423 | 1811.3976 | 496.5423 | 1811.3976
3689 | 507.0741 | 1853.7202 | 507.0741 | 1853.7202
3690 | 527.4974 | 1914.938 | 527.4974 | 1914.938
3691 | 563.7023 | 1956.9684 | 563.7023 | 1956.9684
3692 | 605.8879 | 2001.6369 | 605.8879 | 2001.6369
3693 | 636.1553 | 2030.3726 | 636.1553 | 2030.3726
3694 | 654.5999 | 2058.3995 | 654.5999 | 2058.3995
3695 | 693.9861 | 2080.7139 | 693.9861 | 2080.7139
3696 | 688.2639 | 2090.0739 | 688.2639 | 2090.0739
3697 | 659.8498 | 2056.1 | 659.8498 | 2056.1
3698 | 674.2165 | 2007.8604 | 674.2165 | 2007.8604
3699 | 702.5458 | 1988.234 | 702.5458 | 1988.234
3700 | 717.6684 | 1961.9651 | 717.6684 | 1961.9651
3701 | 729.1629 | 1953.4054 | 729.1629 | 1953.4054
3702 | 718.7252 | 1967.4383 | 718.7252 | 1967.4383
3703 | 687.0677 | 2025.856 | 687.0677 | 2025.856
3704 | 662.6366 | 2077.5241 | 662.6366 | 2077.5241
3705 | 641.9195 | 2098.0596 | 641.9195 | 2098.0596
3706 | 608.023 | 2125.0127 | 608.023 | 2125.0127
3707 | 571.1333 | 2132.9521 | 571.1333 | 2132.9521
3708 | 538.5479 | 2128.3602 | 538.5479 | 2128.3602
3709 | 513.4489 | 2102.0673 | 513.4489 | 2102.0673
3710 | 500.6674 | 2059.801 | 500.6674 | 2059.801
3711 | 511.9108 | 2023.4296 | 511.9108 | 2023.4296
3712 | 511.8281 | 1918.8998 | 511.8281 | 1918.8998
3713 | 522.0209 | 1856.2733 | 522.0209 | 1856.2733
3714 | 543.0927 | 1854.6696 | 543.0927 | 1854.6696
3715 | 578.1632 | 1783.8227 | 578.1632 | 1783.8227
3716 | 620.3401 | 1690.9556 | 620.3401 | 1690.9556
3717 | 635.0941 | 1609.3672 | 635.0941 | 1609.3672
3718 | 654.5391 | 1542.4562 | 654.5391 | 1542.4562
3719 | 689.0774 | 1484.2784 | 689.0774 | 1484.2784
3720 | 679.9546 | 1445.3295 | 679.9546 | 1445.3295
3721 | 661.3308 | 1426.2045 | 661.3308 | 1426.2045
3722 | 667.1922 | 1389.7228 | 667.1922 | 1389.7228
3723 | 700.7507 | 1361.9666 | 700.7507 | 1361.9666
3724 | 719.3452 | 1345.6417 | 719.3452 | 1345.6417
3725 | 722.2516 | 1353.476 | 722.2516 | 1353.476
3726 | 713.4858 | 1361.5963 | 713.4858 | 1361.5963
3727 | 682.1612 | 1361.9628 | 682.1612 | 1361.9628
3728 | 650.9577 | 1362.2315 | 650.9577 | 1362.2315
3729 | 630.6799 | 1357.2352 | 630.6799 | 1357.2352
3730 | 606.927 | 1348.0407 | 606.927 | 1348.0407
3731 | 572.7929 | 1329.9108 | 572.7929 | 1329.9108
3732 | 543.8991 | 1317.861 | 543.8991 | 1317.861
3733 | 519.5018 | 1317.4357 | 519.5018 | 1317.4357
3734 | 507.1832 | 1319.7829 | 507.1832 | 1319.7829
3735 | 500.3007 | 1337.8345 | 500.3007 | 1337.8345
3736 | 498.9613 | 1366.8089 | 498.9613 | 1366.8089
3737 | 507.9741 | 1405.7048 | 507.9741 | 1405.7048
3738 | 524.1375 | 1460.4726 | 524.1375 | 1460.4726
3739 | 553.8237 | 1478.6509 | 553.8237 | 1478.6509
3740 | 591.1301 | 1494.5626 | 591.1301 | 1494.5626
3741 | 614.3825 | 1498.4384 | 614.3825 | 1498.4384
3742 | 638.6142 | 1507.8539 | 638.6142 | 1507.8539
3743 | 676.2935 | 1520.9635 | 676.2935 | 1520.9635
3744 | 670.9043 | 1535.161 | 670.9043 | 1535.161
3745 | 649.713 | 1542.5084 | 649.713 | 1542.5084
3746 | 660.555 | 1517.1129 | 660.555 | 1517.1129
3747 | 697.6874 | 1509.4461 | 697.6874 | 1509.4461
3748 | 714.4411 | 1512.606 | 714.4411 | 1512.606
3749 | 723.9674 | 1528.4358 | 723.9674 | 1528.4358
3750 | 706.3887 | 1542.2672 | 706.3887 | 1542.2672
3751 | 670.8469 | 1553.787 | 670.8469 | 1553.787
3752 | 646.6811 | 1565.0747 | 646.6811 | 1565.0747
3753 | 626.8215 | 1566.7973 | 626.8215 | 1566.7973
3754 | 602.7833 | 1567.6811 | 602.7833 | 1567.6811
3755 | 571.071 | 1552.306 | 571.071 | 1552.306
3756 | 541.5977 | 1534.8138 | 541.5977 | 1534.8138
3757 | 521.3706 | 1519.607 | 521.3706 | 1519.607
3758 | 506.4939 | 1497.0943 | 506.4939 | 1497.0943
3759 | 500.6115 | 1479.4686 | 500.6115 | 1479.4686
3760 | 497.6618 | 1471.9595 | 497.6618 | 1471.9595
3761 | 505.7674 | 1484.9205 | 505.7674 | 1484.9205
3762 | 516.9132 | 1526.5192 | 516.9132 | 1526.5192
3763 | 541.5853 | 1548.4601 | 541.5853 | 1548.4601
3764 | 567.0539 | 1575.7939 | 567.0539 | 1575.7939
3765 | 590.3587 | 1597.2732 | 590.3587 | 1597.2732
3766 | 615.5643 | 1622.1422 | 615.5643 | 1622.1422
3767 | 648.0313 | 1640.6941 | 648.0313 | 1640.6941
3768 | 640.2036 | 1653.7494 | 640.2036 | 1653.7494
3769 | 629.2014 | 1665.7999 | 629.2014 | 1665.7999
3770 | 639.2002 | 1660.3596 | 639.2002 | 1660.3596
3771 | 667.3273 | 1667.5415 | 667.3273 | 1667.5415
3772 | 696.092 | 1674.1952 | 696.092 | 1674.1952
3773 | 702.1576 | 1693.5188 | 702.1576 | 1693.5188
3774 | 676.3191 | 1704.4611 | 676.3191 | 1704.4611
3775 | 658.7264 | 1712.1512 | 658.7264 | 1712.1512
3776 | 634.8407 | 1719.945 | 634.8407 | 1719.945
3777 | 616.4864 | 1709.7752 | 616.4864 | 1709.7752
3778 | 595.954 | 1689.3601 | 595.954 | 1689.3601
3779 | 566.3251 | 1658.8003 | 566.3251 | 1658.8003
3780 | 535.9625 | 1634.119 | 535.9625 | 1634.119
3781 | 513.175 | 1618.1731 | 513.175 | 1618.1731
3782 | 500.4078 | 1600.3636 | 500.4078 | 1600.3636
3783 | 497.1002 | 1595.1678 | 497.1002 | 1595.1678
3784 | 495.0243 | 1595.3183 | 495.0243 | 1595.3183
3785 | 501.5978 | 1601.5604 | 501.5978 | 1601.5604
3786 | 514.2572 | 1634.4245 | 514.2572 | 1634.4245
3787 | 541.6111 | 1649.3778 | 541.6111 | 1649.3778
3788 | 571.5805 | 1658.8393 | 571.5805 | 1658.8393
3789 | 590.6651 | 1643.7679 | 590.6651 | 1643.7679
3790 | 613.697 | 1619.1187 | 613.697 | 1619.1187
3791 | 649.575 | 1582.0382 | 649.575 | 1582.0382
3792 | 647.4991 | 1528.4422 | 647.4991 | 1528.4422
3793 | 633.3745 | 1476.5289 | 633.3745 | 1476.5289
3794 | 641.4096 | 1446.0271 | 641.4096 | 1446.0271
3795 | 677.125 | 1434.9337 | 677.125 | 1434.9337
3796 | 703.6989 | 1420.3557 | 703.6989 | 1420.3557
3797 | 710.0984 | 1426.5103 | 710.0984 | 1426.5103
3798 | 690.4079 | 1433.6228 | 690.4079 | 1433.6228
3799 | 659.3861 | 1436.4081 | 659.3861 | 1436.4081
3800 | 643.3677 | 1438.8268 | 643.3677 | 1438.8268
3801 | 627.9773 | 1435.3759 | 627.9773 | 1435.3759
3802 | 602.1961 | 1429.8095 | 602.1961 | 1429.8095
3803 | 570.0559 | 1418.3985 | 570.0559 | 1418.3985
3804 | 540.1315 | 1411.3207 | 540.1315 | 1411.3207
3805 | 514.6323 | 1413.8517 | 514.6323 | 1413.8517
3806 | 502.9082 | 1416.1317 | 502.9082 | 1416.1317
3807 | 496.3169 | 1433.377 | 496.3169 | 1433.377
3808 | 495.7907 | 1457.178 | 495.7907 | 1457.178
3809 | 504.5869 | 1484.3158 | 504.5869 | 1484.3158
3810 | 520.6938 | 1530.6849 | 520.6938 | 1530.6849
3811 | 551.3843 | 1560.7557 | 551.3843 | 1560.7557
3812 | 588.0482 | 1607.1711 | 588.0482 | 1607.1711
3813 | 611.4693 | 1653.1072 | 611.4693 | 1653.1072
3814 | 636.6829 | 1722.8583 | 636.6829 | 1722.8583
3815 | 670.1264 | 1804.3662 | 670.1264 | 1804.3662
3816 | 665.6974 | 1888.9776 | 665.6974 | 1888.9776
3817 | 643.5347 | 1966.8732 | 643.5347 | 1966.8732
3818 | 653.8355 | 2009.3385 | 653.8355 | 2009.3385
3819 | 687.7107 | 2051.5931 | 687.7107 | 2051.5931
3820 | 711.8304 | 2085.6598 | 711.8304 | 2085.6598
3821 | 716.6838 | 2123.7963 | 716.6838 | 2123.7963
3822 | 701.0277 | 2158.5906 | 701.0277 | 2158.5906
3823 | 670.7925 | 2210.6926 | 670.7925 | 2210.6926
3824 | 652.2314 | 2264.6451 | 652.2314 | 2264.6451
3825 | 628.8827 | 2286.0541 | 628.8827 | 2286.0541
3826 | 600.0024 | 2290.6332 | 600.0024 | 2290.6332
3827 | 566.3643 | 2257.3187 | 566.3643 | 2257.3187
3828 | 533.5958 | 2213.4213 | 533.5958 | 2213.4213
3829 | 511.2398 | 2180.6782 | 511.2398 | 2180.6782
3830 | 500.4526 | 2113.5521 | 500.4526 | 2113.5521
3831 | 494.085 | 2016.442 | 494.085 | 2016.442
3832 | 495.5638 | 1942.2144 | 495.5638 | 1942.2144
3833 | 503.5539 | 1917.0121 | 503.5539 | 1917.0121
3834 | 519.5018 | 1929.0477 | 519.5018 | 1929.0477
3835 | 552.5179 | 1915.5801 | 552.5179 | 1915.5801
3836 | 598.0676 | 1890.5737 | 598.0676 | 1890.5737
3837 | 622.4999 | 1868.1115 | 622.4999 | 1868.1115
3838 | 644.1887 | 1850.8531 | 644.1887 | 1850.8531
3839 | 678.7318 | 1813.0335 | 678.7318 | 1813.0335
3840 | 672.5565 | 1813.7933 | 672.5565 | 1813.7933
3841 | 648.3639 | 1837.1987 | 648.3639 | 1837.1987
3842 | 661.725 | 1860.8511 | 661.725 | 1860.8511
3843 | 694.6344 | 1918.4919 | 694.6344 | 1918.4919
3844 | 714.4696 | 1974.7982 | 714.4696 | 1974.7982
3845 | 726.9489 | 2028.8585 | 726.9489 | 2028.8585
3846 | 712.1325 | 2078.9046 | 712.1325 | 2078.9046
3847 | 681.4857 | 2136.5832 | 681.4857 | 2136.5832
3848 | 662.54 | 2187.1092 | 662.54 | 2187.1092
3849 | 638.621 | 2211.0713 | 638.621 | 2211.0713
3850 | 607.321 | 2232.3805 | 607.321 | 2232.3805
3851 | 567.5606 | 2245.5606 | 567.5606 | 2245.5606
3852 | 536.7314 | 2261.1254 | 536.7314 | 2261.1254
3853 | 511.4759 | 2288.7179 | 511.4759 | 2288.7179
3854 | 496.3729 | 2315.2531 | 496.3729 | 2315.2531
3855 | 491.6754 | 2326.1154 | 491.6754 | 2326.1154
3856 | 490.5426 | 2316.1876 | 490.5426 | 2316.1876
3857 | 498.7746 | 2308.7231 | 498.7746 | 2308.7231
3858 | 521.3369 | 2320.4228 | 521.3369 | 2320.4228
3859 | 559.2242 | 2297.9519 | 559.2242 | 2297.9519
3860 | 603.3376 | 2225.1742 | 603.3376 | 2225.1742
3861 | 629.576 | 2084.93 | 629.576 | 2084.93
3862 | 646.4672 | 1960.5725 | 646.4672 | 1960.5725
3863 | 682.3616 | 1856.0344 | 682.3616 | 1856.0344
3864 | 675.9351 | 1749.0232 | 675.9351 | 1749.0232
3865 | 653.1618 | 1659.4842 | 653.1618 | 1659.4842
3866 | 657.5554 | 1569.1171 | 657.5554 | 1569.1171
3867 | 685.1761 | 1490.7676 | 685.1761 | 1490.7676
3868 | 708.9246 | 1433.9278 | 708.9246 | 1433.9278
3869 | 717.8232 | 1427.9213 | 717.8232 | 1427.9213
3870 | 703.0135 | 1461.2374 | 703.0135 | 1461.2374
3871 | 672.5792 | 1500.1031 | 672.5792 | 1500.1031
3872 | 653.3802 | 1524.2911 | 653.3802 | 1524.2911
3873 | 631.5036 | 1548.8579 | 631.5036 | 1548.8579
3874 | 599.766 | 1582.8657 | 599.766 | 1582.8657
3875 | 559.5602 | 1615.1947 | 559.5602 | 1615.1947
3876 | 528.0854 | 1649.438 | 528.0854 | 1649.438
3877 | 504.3839 | 1650.155 | 504.3839 | 1650.155
3878 | 490.8276 | 1566.702 | 490.8276 | 1566.702
3879 | 482.595 | 1497.3408 | 482.595 | 1497.3408
3880 | 483.524 | 1705.508 | 483.524 | 1705.508
3881 | 492.0173 | 1974.0554 | 492.0173 | 1974.0554
3882 | 510.3252 | 2128.2627 | 510.3252 | 2128.2627
3883 | 545.5032 | 2227.1348 | 545.5032 | 2227.1348
3884 | 589.3626 | 2313.0573 | 589.3626 | 2313.0573
3885 | 612.935 | 2360.7403 | 612.935 | 2360.7403
3886 | 632.6567 | 2363.5041 | 632.6567 | 2363.5041
3887 | 669.1497 | 2289.9401 | 669.1497 | 2289.9401
3888 | 664.5257 | 2184.9445 | 664.5257 | 2184.9445
3889 | 641.6288 | 2131.0156 | 641.6288 | 2131.0156
3890 | 654.2667 | 2103.4701 | 654.2667 | 2103.4701
3891 | 683.6653 | 2097.4159 | 683.6653 | 2097.4159
3892 | 705.0691 | 2095.4694 | 705.0691 | 2095.4694
3893 | 706.2975 | 2126.5511 | 706.2975 | 2126.5511
3894 | 689.7827 | 2172.969 | 689.7827 | 2172.969
3895 | 659.6327 | 2225.1382 | 659.6327 | 2225.1382
3896 | 642.8147 | 2280.7033 | 642.8147 | 2280.7033
3897 | 621.8111 | 2318.6407 | 621.8111 | 2318.6407
3898 | 592.6436 | 2330.4762 | 592.6436 | 2330.4762
3899 | 558.8486 | 2323.4325 | 558.8486 | 2323.4325
3900 | 527.4099 | 2326.1642 | 527.4099 | 2326.1642
3901 | 504.2512 | 2350.5989 | 504.2512 | 2350.5989
3902 | 488.9901 | 2370.012 | 488.9901 | 2370.012
3903 | 481.956 | 2405.0623 | 481.956 | 2405.0623
3904 | 481.5641 | 2464.6078 | 481.5641 | 2464.6078
3905 | 489.2781 | 2537.6356 | 489.2781 | 2537.6356
3906 | 512.8486 | 2615.7851 | 512.8486 | 2615.7851
3907 | 545.0967 | 2658.0842 | 545.0967 | 2658.0842
3908 | 580.3763 | 2693.4806 | 580.3763 | 2693.4806
3909 | 602.0275 | 2707.3004 | 602.0275 | 2707.3004
3910 | 618.9396 | 2719.6051 | 618.9396 | 2719.6051
3911 | 655.6515 | 2727.8099 | 655.6515 | 2727.8099
3912 | 655.4505 | 2724.2023 | 655.4505 | 2724.2023
3913 | 635.4038 | 2704.1366 | 635.4038 | 2704.1366
3914 | 644.5983 | 2658.7189 | 644.5983 | 2658.7189
3915 | 677.9034 | 2621.8249 | 677.9034 | 2621.8249
3916 | 701.2969 | 2590.2481 | 701.2969 | 2590.2481
3917 | 705.6759 | 2583.0994 | 705.6759 | 2583.0994
3918 | 684.0865 | 2583.0227 | 684.0865 | 2583.0227
3919 | 654.349 | 2596.8941 | 654.349 | 2596.8941
3920 | 632.3942 | 2612.9522 | 632.3942 | 2612.9522
3921 | 610.7419 | 2624.1484 | 610.7419 | 2624.1484
3922 | 589.5743 | 2637.5293 | 589.5743 | 2637.5293
3923 | 560.7297 | 2645.2672 | 560.7297 | 2645.2672
3924 | 531.6205 | 2645.4457 | 531.6205 | 2645.4457
3925 | 509.8178 | 2648.9846 | 509.8178 | 2648.9846
3926 | 494.4228 | 2650.1896 | 494.4228 | 2650.1896
3927 | 485.8903 | 2624.3668 | 485.8903 | 2624.3668
3928 | 482.4127 | 2633.4534 | 482.4127 | 2633.4534
3929 | 491.7336 | 2654.9473 | 491.7336 | 2654.9473
3930 | 508.8507 | 2679.8161 | 508.8507 | 2679.8161
3931 | 535.1646 | 2659.3608 | 535.1646 | 2659.3608
3932 | 561.8685 | 2642.8874 | 561.8685 | 2642.8874
3933 | 575.7826 | 2633.9302 | 575.7826 | 2633.9302
3934 | 599.0678 | 2639.5159 | 599.0678 | 2639.5159
3935 | 630.6291 | 2644.2269 | 630.6291 | 2644.2269
3936 | 631.8716 | 2641.7616 | 631.8716 | 2641.7616
3937 | 618.3373 | 2640.24 | 618.3373 | 2640.24
3938 | 629.2565 | 2615.1133 | 629.2565 | 2615.1133
3939 | 663.779 | 2597.4354 | 663.779 | 2597.4354
3940 | 689.079 | 2578.2213 | 689.079 | 2578.2213
3941 | 679.7494 | 2580.9493 | 679.7494 | 2580.9493
3942 | 654.0073 | 2592.1604 | 654.0073 | 2592.1604
3943 | 630.6165 | 2617.4539 | 630.6165 | 2617.4539
3944 | 615.4038 | 2662.2688 | 615.4038 | 2662.2688
3945 | 605.693 | 2701.6172 | 605.693 | 2701.6172
3946 | 580.8895 | 2731.2578 | 580.8895 | 2731.2578
3947 | 555.5608 | 2745.0426 | 555.5608 | 2745.0426
3948 | 527.3365 | 2755.837 | 527.3365 | 2755.837
3949 | 504.2203 | 2765.6917 | 504.2203 | 2765.6917
3950 | 492.3106 | 2764.8138 | 492.3106 | 2764.8138
3951 | 485.0089 | 2785.2841 | 485.0089 | 2785.2841
3952 | 485.1787 | 2817.4165 | 485.1787 | 2817.4165
3953 | 489.398 | 2840.9261 | 489.398 | 2840.9261
3954 | 502.5298 | 2881.3155 | 502.5298 | 2881.3155
3955 | 532.1988 | 2887.8701 | 532.1988 | 2887.8701
3956 | 558.4315 | 2888.5299 | 558.4315 | 2888.5299
3957 | 578.8284 | 2875.071 | 578.8284 | 2875.071
3958 | 601.6243 | 2860.6345 | 601.6243 | 2860.6345
3959 | 640.6402 | 2841.6278 | 640.6402 | 2841.6278
3960 | 637.2672 | 2815.1761 | 637.2672 | 2815.1761
3961 | 622.1695 | 2782.6804 | 622.1695 | 2782.6804
3962 | 635.5392 | 2720.667 | 635.5392 | 2720.667
3963 | 673.5424 | 2654.0084 | 673.5424 | 2654.0084
3964 | 690.4555 | 2575.8697 | 690.4555 | 2575.8697
3965 | 698.8127 | 2515.1714 | 698.8127 | 2515.1714
3966 | 678.1187 | 2472.5642 | 678.1187 | 2472.5642
3967 | 652.3202 | 2471.4525 | 652.3202 | 2471.4525
3968 | 631.5102 | 2456.6709 | 631.5102 | 2456.6709
3969 | 613.9826 | 2400.2751 | 613.9826 | 2400.2751
3970 | 591.2962 | 2334.0372 | 591.2962 | 2334.0372
3971 | 560.7461 | 2271.4283 | 560.7461 | 2271.4283
3972 | 532.9694 | 2229.4123 | 532.9694 | 2229.4123
3973 | 509.1481 | 2189.8831 | 509.1481 | 2189.8831
3974 | 495.0554 | 2138.6808 | 495.0554 | 2138.6808
3975 | 487.1435 | 2097.8749 | 487.1435 | 2097.8749
3976 | 486.2331 | 2032.9865 | 486.2331 | 2032.9865
3977 | 493.0774 | 1940.9313 | 493.0774 | 1940.9313
3978 | 509.3175 | 1874.4232 | 509.3175 | 1874.4232
3979 | 539.4467 | 1810.5639 | 539.4467 | 1810.5639
3980 | 573.8274 | 1754.5835 | 573.8274 | 1754.5835
3981 | 595.0771 | 1681.7968 | 595.0771 | 1681.7968
3982 | 615.6664 | 1612.1982 | 615.6664 | 1612.1982
3983 | 653.2903 | 1547.1 | 653.2903 | 1547.1
3984 | 648.4121 | 1503.2463 | 648.4121 | 1503.2463
3985 | 627.9531 | 1484.1213 | 627.9531 | 1484.1213
3986 | 632.1753 | 1457.0461 | 632.1753 | 1457.0461
3987 | 670.6355 | 1447.5652 | 670.6355 | 1447.5652
3988 | 697.2291 | 1435.8091 | 697.2291 | 1435.8091
3989 | 705.5997 | 1427.9213 | 705.5997 | 1427.9213
3990 | 684.7114 | 1407.4191 | 684.7114 | 1407.4191
3991 | 656.1549 | 1375.535 | 656.1549 | 1375.535
3992 | 636.7562 | 1352.2876 | 636.7562 | 1352.2876
3993 | 622.5966 | 1322.9017 | 622.5966 | 1322.9017
3994 | 594.3744 | 1290.8629 | 594.3744 | 1290.8629
3995 | 563.9961 | 1258.4891 | 563.9961 | 1258.4891
3996 | 531.1417 | 1239.3172 | 531.1417 | 1239.3172
3997 | 511.2181 | 1229.8215 | 511.2181 | 1229.8215
3998 | 494.793 | 1219.0668 | 494.793 | 1219.0668
3999 | 489.1894 | 1222.2696 | 489.1894 | 1222.2696
4000 | 488.5407 | 1232.0953 | 488.5407 | 1232.0953
4001 | 495.7808 | 1250.8345 | 495.7808 | 1250.8345
4002 | 515.8175 | 1296.0614 | 515.8175 | 1296.0614
4003 | 551.0572 | 1327.6103 | 551.0572 | 1327.6103
4004 | 595.5876 | 1359.0426 | 595.5876 | 1359.0426
4005 | 619.9613 | 1370.6452 | 619.9613 | 1370.6452
4006 | 631.8298 | 1390.8781 | 631.8298 | 1390.8781
4007 | 667.7428 | 1415.2755 | 667.7428 | 1415.2755
4008 | 661.0754 | 1416.0352 | 661.0754 | 1416.0352
4009 | 637.8329 | 1401.8149 | 637.8329 | 1401.8149
4010 | 640.6475 | 1351.7611 | 640.6475 | 1351.7611
4011 | 678.9544 | 1321.3173 | 678.9544 | 1321.3173
4012 | 698.7658 | 1317.9598 | 698.7658 | 1317.9598
4013 | 701.7684 | 1337.6866 | 701.7684 | 1337.6866
4014 | 685.3104 | 1360.3198 | 685.3104 | 1360.3198
4015 | 650.0324 | 1389.9134 | 650.0324 | 1389.9134
4016 | 636.179 | 1416.6545 | 636.179 | 1416.6545
4017 | 628.3022 | 1429.5977 | 628.3022 | 1429.5977
4018 | 601.7511 | 1430.5486 | 601.7511 | 1430.5486
4019 | 565.9141 | 1422.2283 | 565.9141 | 1422.2283
4020 | 534.8755 | 1481.6002 | 534.8755 | 1481.6002
4021 | 511.4828 | 1521.6899 | 511.4828 | 1521.6899
4022 | 497.9901 | 1519.9385 | 497.9901 | 1519.9385
4023 | 492.2274 | 1526.2992 | 492.2274 | 1526.2992
4024 | 491.9102 | 1526.1809 | 491.9102 | 1526.1809
4025 | 500.212 | 1515.1555 | 500.212 | 1515.1555
4026 | 520.9323 | 1520.6066 | 520.9323 | 1520.6066
4027 | 553.1281 | 1498.0013 | 553.1281 | 1498.0013
4028 | 596.465 | 1487.0374 | 596.465 | 1487.0374
4029 | 615.8814 | 1468.405 | 615.8814 | 1468.405
4030 | 637.2823 | 1455.6482 | 637.2823 | 1455.6482
4031 | 675.4195 | 1446.2495 | 675.4195 | 1446.2495
4032 | 670.0513 | 1426.651 | 670.0513 | 1426.651
4033 | 639.3401 | 1412.9011 | 639.3401 | 1412.9011
4034 | 653.5264 | 1394.9636 | 653.5264 | 1394.9636
4035 | 689.5717 | 1383.6014 | 689.5717 | 1383.6014
4036 | 715.7919 | 1379.908 | 715.7919 | 1379.908
4037 | 713.8038 | 1400.5754 | 713.8038 | 1400.5754
4038 | 691.5582 | 1446.4559 | 691.5582 | 1446.4559
4039 | 664.945 | 1503.7313 | 664.945 | 1503.7313
4040 | 650.1608 | 1577.0343 | 650.1608 | 1577.0343
4041 | 635.7742 | 1646.5505 | 635.7742 | 1646.5505
4042 | 608.0438 | 1693.7945 | 608.0438 | 1693.7945
4043 | 568.953 | 1706.5044 | 568.953 | 1706.5044
4044 | 539.0191 | 1705.3392 | 539.0191 | 1705.3392
4045 | 513.8892 | 1715.261 | 513.8892 | 1715.261
4046 | 498.3211 | 1718.8848 | 498.3211 | 1718.8848
4047 | 489.2395 | 1680.5648 | 489.2395 | 1680.5648
4048 | 488.5373 | 1610.0998 | 488.5373 | 1610.0998
4049 | 497.9943 | 1546.4655 | 497.9943 | 1546.4655
4050 | 517.4709 | 1517.0456 | 517.4709 | 1517.0456
4051 | 549.4627 | 1472.8726 | 549.4627 | 1472.8726
4052 | 596.5599 | 1435.4364 | 596.5599 | 1435.4364
4053 | 616.3841 | 1400.0067 | 616.3841 | 1400.0067
4054 | 628.7093 | 1375.6263 | 628.7093 | 1375.6263
4055 | 664.7985 | 1339.4192 | 664.7985 | 1339.4192
4056 | 665.7475 | 1297.0437 | 665.7475 | 1297.0437
4057 | 635.632 | 1288.0642 | 635.632 | 1288.0642
4058 | 640.4158 | 1273.4189 | 640.4158 | 1273.4189
4059 | 672.4373 | 1269.985 | 672.4373 | 1269.985
4060 | 693.3522 | 1259.7071 | 693.3522 | 1259.7071
4061 | 692.6718 | 1260.1507 | 692.6718 | 1260.1507
4062 | 676.9208 | 1250.8691 | 676.9208 | 1250.8691
4063 | 647.4545 | 1237.3947 | 647.4545 | 1237.3947
4064 | 627.7393 | 1236.1852 | 627.7393 | 1236.1852
4065 | 614.1774 | 1230.9202 | 614.1774 | 1230.9202
4066 | 591.835 | 1221.9272 | 591.835 | 1221.9272
4067 | 561.1817 | 1207.963 | 561.1817 | 1207.963
4068 | 527.8262 | 1197.9289 | 527.8262 | 1197.9289
4069 | 505.3107 | 1216.1821 | 505.3107 | 1216.1821
4070 | 489.0177 | 1220.545 | 489.0177 | 1220.545
4071 | 481.9312 | 1219.0445 | 481.9312 | 1219.0445
4072 | 478.4661 | 1216.4403 | 478.4661 | 1216.4403
4073 | 484.3202 | 1224.9668 | 484.3202 | 1224.9668
4074 | 503.0998 | 1262.803 | 503.0998 | 1262.803
4075 | 529.4653 | 1270.8357 | 529.4653 | 1270.8357
4076 | 569.9733 | 1273.2424 | 569.9733 | 1273.2424
4077 | 587.8485 | 1265.4946 | 587.8485 | 1265.4946
4078 | 607.9788 | 1265.9068 | 607.9788 | 1265.9068
4079 | 636.9168 | 1267.7287 | 636.9168 | 1267.7287
4080 | 637.4947 | 1266.1368 | 637.4947 | 1266.1368
4081 | 617.0245 | 1267.7059 | 617.0245 | 1267.7059
4082 | 628.0095 | 1254.4717 | 628.0095 | 1254.4717
4083 | 662.1646 | 1261.3849 | 662.1646 | 1261.3849
4084 | 685.2059 | 1266.6947 | 685.2059 | 1266.6947
4085 | 688.2677 | 1287.6981 | 688.2677 | 1287.6981
4086 | 662.8122 | 1304.9561 | 662.8122 | 1304.9561
4087 | 636.6985 | 1316.0728 | 636.6985 | 1316.0728
4088 | 616.7265 | 1320.3057 | 616.7265 | 1320.3057
4089 | 604.7931 | 1316.8547 | 604.7931 | 1316.8547
4090 | 587.1725 | 1307.0555 | 587.1725 | 1307.0555
4091 | 557.8044 | 1288.9256 | 557.8044 | 1288.9256
4092 | 529.8414 | 1279.4961 | 529.8414 | 1279.4961
4093 | 506.6596 | 1283.2366 | 506.6596 | 1283.2366
4094 | 491.2666 | 1280.4774 | 491.2666 | 1280.4774
4095 | 485.9144 | 1283.2771 | 485.9144 | 1283.2771
4096 | 482.6872 | 1293.2371 | 482.6872 | 1293.2371
4097 | 490.6589 | 1313.8576 | 490.6589 | 1313.8576
4098 | 503.7641 | 1350.686 | 503.7641 | 1350.686
4099 | 525.8482 | 1356.8375 | 525.8482 | 1356.8375
4100 | 548.7537 | 1363.4771 | 548.7537 | 1363.4771
4101 | 562.3402 | 1355.0574 | 562.3402 | 1355.0574
4102 | 582.8685 | 1346.6679 | 582.8685 | 1346.6679
4103 | 612.5816 | 1339.8224 | 612.5816 | 1339.8224
4104 | 620.3173 | 1340.179 | 620.3173 | 1340.179
4105 | 609.4874 | 1349.3404 | 609.4874 | 1349.3404
4106 | 619.4963 | 1340.4734 | 619.4963 | 1340.4734
4107 | 651.0528 | 1342.4146 | 651.0528 | 1342.4146
4108 | 671.3247 | 1341.8791 | 671.3247 | 1341.8791
4109 | 663.8262 | 1351.9979 | 663.8262 | 1351.9979
4110 | 651.5557 | 1352.8618 | 651.5557 | 1352.8618
4111 | 629.9685 | 1348.7266 | 629.9685 | 1348.7266
4112 | 620.1664 | 1355.1095 | 620.1664 | 1355.1095
4113 | 600.9137 | 1361.401 | 600.9137 | 1361.401
4114 | 583.981 | 1365.1738 | 583.981 | 1365.1738
4115 | 557.0534 | 1363.6396 | 557.0534 | 1363.6396
4116 | 532.551 | 1375.845 | 532.551 | 1375.845
4117 | 510.3599 | 1402.4968 | 510.3599 | 1402.4968
4118 | 498.3271 | 1436.6915 | 498.3271 | 1436.6915
4119 | 490.417 | 1480.5436 | 490.417 | 1480.5436
4120 | 485.6957 | 1530.3466 | 485.6957 | 1530.3466
4121 | 488.1008 | 1603.0385 | 488.1008 | 1603.0385
4122 | 499.7097 | 1717.2684 | 499.7097 | 1717.2684
4123 | 518.6362 | 1797.1261 | 518.6362 | 1797.1261
4124 | 542.9228 | 1847.64 | 542.9228 | 1847.64
4125 | 559.4226 | 1876.7789 | 559.4226 | 1876.7789
4126 | 581.2545 | 1906.8214 | 581.2545 | 1906.8214
4127 | 611.8756 | 1927.1874 | 611.8756 | 1927.1874
4128 | 615.7133 | 1931.441 | 615.7133 | 1931.441
4129 | 603.653 | 1910.6362 | 603.653 | 1910.6362
4130 | 610.3423 | 1854.6698 | 610.3423 | 1854.6698
4131 | 641.7775 | 1828.7276 | 641.7775 | 1828.7276
4132 | 663.7124 | 1826.9155 | 663.7124 | 1826.9155
4133 | 670.0894 | 1845.5672 | 670.0894 | 1845.5672
4134 | 650.5698 | 1869.8801 | 650.5698 | 1869.8801
4135 | 631.324 | 1908.1411 | 631.324 | 1908.1411
4136 | 617.6375 | 1953.9638 | 617.6375 | 1953.9638
4137 | 605.9802 | 1985.3167 | 605.9802 | 1985.3167
4138 | 589.3843 | 2010.7244 | 589.3843 | 2010.7244
4139 | 562.6545 | 2023.0983 | 562.6545 | 2023.0983
4140 | 537.2613 | 2032.4817 | 537.2613 | 2032.4817
4141 | 516.0399 | 2045.2255 | 516.0399 | 2045.2255
4142 | 501.1798 | 2051.2681 | 501.1798 | 2051.2681
4143 | 496.1502 | 2060.6522 | 496.1502 | 2060.6522
4144 | 490.3381 | 2073.2998 | 490.3381 | 2073.2998
4145 | 492.3032 | 2100.0345 | 492.3032 | 2100.0345
4146 | 502.354 | 2153.7273 | 502.354 | 2153.7273
4147 | 520.7744 | 2179.2291 | 520.7744 | 2179.2291
4148 | 548.2817 | 2197.3581 | 548.2817 | 2197.3581
4149 | 568.0141 | 2198.7479 | 568.0141 | 2198.7479
4150 | 589.3843 | 2205.1399 | 589.3843 | 2205.1399
4151 | 629.0923 | 2216.637 | 629.0923 | 2216.637
4152 | 623.9235 | 2231.4392 | 623.9235 | 2231.4392
4153 | 607.0149 | 2244.5648 | 607.0149 | 2244.5648
4154 | 617.4794 | 2234.8915 | 617.4794 | 2234.8915
4155 | 654.436 | 2231.8608 | 654.436 | 2231.8608
4156 | 676.1507 | 2226.2861 | 676.1507 | 2226.2861
4157 | 681.2486 | 2234.322 | 681.2486 | 2234.322
4158 | 663.6579 | 2242.6439 | 663.6579 | 2242.6439
4159 | 638.137 | 2251.0731 | 638.137 | 2251.0731
4160 | 618.5732 | 2250.5355 | 618.5732 | 2250.5355
4161 | 606.0448 | 2226.9951 | 606.0448 | 2226.9951
4162 | 590.8263 | 2198.7188 | 590.8263 | 2198.7188
4163 | 569.1766 | 2180.9921 | 569.1766 | 2180.9921
4164 | 541.6557 | 2178.0128 | 541.6557 | 2178.0128
4165 | 521.8441 | 2183.7017 | 521.8441 | 2183.7017
4166 | 506.6172 | 2177.7847 | 506.6172 | 2177.7847
4167 | 496.5827 | 2169.9013 | 496.5827 | 2169.9013
4168 | 491.7263 | 2141.5637 | 491.7263 | 2141.5637
4169 | 495.3986 | 2105.2753 | 495.3986 | 2105.2753
4170 | 513.0281 | 2098.2965 | 513.0281 | 2098.2965
4171 | 535.6482 | 2083.2835 | 535.6482 | 2083.2835
4172 | 564.5294 | 2072.7227 | 564.5294 | 2072.7227
4173 | 586.5463 | 2050.9324 | 586.5463 | 2050.9324
4174 | 606.3098 | 2035.4209 | 606.3098 | 2035.4209
4175 | 639.2962 | 2020.8487 | 639.2962 | 2020.8487
4176 | 648.93 | 2008.5738 | 648.93 | 2008.5738
4177 | 628.1059 | 1998.5192 | 628.1059 | 1998.5192
4178 | 631.0892 | 1969.5627 | 631.0892 | 1969.5627
4179 | 664.6223 | 1957.9318 | 664.6223 | 1957.9318
4180 | 687.6222 | 1949.2664 | 687.6222 | 1949.2664
4181 | 686.6048 | 1959.0492 | 686.6048 | 1959.0492
4182 | 676.8589 | 1977.8526 | 676.8589 | 1977.8526
4183 | 648.5656 | 2015.9792 | 648.5656 | 2015.9792
4184 | 623.4864 | 2059.2488 | 623.4864 | 2059.2488
4185 | 607.7097 | 2082.8078 | 607.7097 | 2082.8078
4186 | 597.0416 | 2095.4496 | 597.0416 | 2095.4496
4187 | 572.5842 | 2091.6309 | 572.5842 | 2091.6309
4188 | 549.6993 | 2088.5844 | 549.6993 | 2088.5844
4189 | 526.7896 | 2091.317 | 526.7896 | 2091.317
4190 | 508.1387 | 2090.4392 | 508.1387 | 2090.4392
4191 | 496.9521 | 2097.203 | 496.9521 | 2097.203
4192 | 491.1352 | 2104.5426 | 491.1352 | 2104.5426
4193 | 495.9612 | 2112.3973 | 495.9612 | 2112.3973
4194 | 513.5237 | 2125.172 | 513.5237 | 2125.172
4195 | 531.9162 | 2101.4916 | 531.9162 | 2101.4916
4196 | 559.1976 | 2075.8806 | 559.1976 | 2075.8806
4197 | 582.7564 | 2042.7354 | 582.7564 | 2042.7354
4198 | 601.393 | 2007.1344 | 601.393 | 2007.1344
4199 | 628.4549 | 1964.4772 | 628.4549 | 1964.4772
4200 | 637.0096 | 1921.9673 | 637.0096 | 1921.9673
4201 | 620.1012 | 1871.4651 | 620.1012 | 1871.4651
4202 | 624.1043 | 1786.809 | 624.1043 | 1786.809
4203 | 656.9477 | 1756.8355 | 656.9477 | 1756.8355
4204 | 679.3084 | 1766.2439 | 679.3084 | 1766.2439
4205 | 677.3852 | 1809.7556 | 677.3852 | 1809.7556
4206 | 661.475 | 1855.1657 | 661.475 | 1855.1657
4207 | 638.7109 | 1890.2017 | 638.7109 | 1890.2017
4208 | 615.6608 | 1916.674 | 615.6608 | 1916.674
4209 | 600.7529 | 1929.4828 | 600.7529 | 1929.4828
4210 | 580.7984 | 1942.1918 | 580.7984 | 1942.1918
4211 | 566.4411 | 1949.7281 | 566.4411 | 1949.7281
4212 | 549.0114 | 1958.9099 | 549.0114 | 1958.9099
4213 | 534.0617 | 1971.2505 | 534.0617 | 1971.2505
4214 | 518.3981 | 1980.2494 | 518.3981 | 1980.2494
4215 | 503.4331 | 1995.815 | 503.4331 | 1995.815
4216 | 495.7798 | 2012.2252 | 495.7798 | 2012.2252
4217 | 495.9704 | 2035.5332 | 495.9704 | 2035.5332
4218 | 508.7394 | 2075.721 | 508.7394 | 2075.721
4219 | 525.8327 | 2086.3741 | 525.8327 | 2086.3741
4220 | 542.2169 | 2097.5154 | 542.2169 | 2097.5154
4221 | 552.5004 | 2105.3554 | 552.5004 | 2105.3554
4222 | 569.5291 | 2122.4976 | 569.5291 | 2122.4976
4223 | 592.4989 | 2124.9914 | 592.4989 | 2124.9914
4224 | 595.3806 | 2116.7478 | 595.3806 | 2116.7478
4225 | 586.1435 | 2105.7526 | 586.1435 | 2105.7526
4226 | 595.5451 | 2073.168 | 595.5451 | 2073.168
4227 | 620.6207 | 2058.0432 | 620.6207 | 2058.0432
4228 | 639.9438 | 2042.7261 | 639.9438 | 2042.7261
4229 | 636.7029 | 2040.6837 | 636.7029 | 2040.6837
4230 | 619.6329 | 2024.1457 | 619.6329 | 2024.1457
4231 | 605.1448 | 1992.3287 | 605.1448 | 1992.3287
4232 | 588.9131 | 1956.3154 | 588.9131 | 1956.3154
4233 | 578.5615 | 1910.2668 | 578.5615 | 1910.2668
4234 | 563.695 | 1869.359 | 563.695 | 1869.359
4235 | 553.0993 | 1843.7712 | 553.0993 | 1843.7712
4236 | 540.2885 | 1828.8323 | 540.2885 | 1828.8323
4237 | 526.9692 | 1806.705 | 526.9692 | 1806.705
4238 | 512.4224 | 1778.6828 | 512.4224 | 1778.6828
4239 | 498.7754 | 1763.14 | 498.7754 | 1763.14
4240 | 493.1417 | 1754.2199 | 493.1417 | 1754.2199
4241 | 494.2442 | 1767.5168 | 494.2442 | 1767.5168
4242 | 504.4955 | 1802.4639 | 504.4955 | 1802.4639
4243 | 518.0437 | 1809.9592 | 518.0437 | 1809.9592
4244 | 535.4541 | 1817.0019 | 535.4541 | 1817.0019
4245 | 550.813 | 1798.571 | 550.813 | 1798.571
4246 | 574.2276 | 1784.2017 | 574.2276 | 1784.2017
4247 | 607.9309 | 1777.3562 | 607.9309 | 1777.3562
4248 | 622.0126 | 1772.5393 | 622.0126 | 1772.5393
4249 | 616.2655 | 1783.1117 | 616.2655 | 1783.1117
4250 | 627.6952 | 1788.6903 | 627.6952 | 1788.6903
4251 | 657.474 | 1823.2853 | 657.474 | 1823.2853
4252 | 680.666 | 1869.9163 | 680.666 | 1869.9163
4253 | 686.6179 | 1939.9004 | 686.6179 | 1939.9004
4254 | 661.0789 | 2005.736 | 661.0789 | 2005.736
4255 | 633.0361 | 2053.7394 | 633.0361 | 2053.7394
4256 | 610.1692 | 2089.215 | 610.1692 | 2089.215
4257 | 591.8644 | 2096.1112 | 591.8644 | 2096.1112
4258 | 579.4414 | 2092.3589 | 579.4414 | 2092.3589
4259 | 566.6938 | 2083.837 | 566.6938 | 2083.837
4260 | 553.3256 | 2075.8185 | 553.3256 | 2075.8185
4261 | 539.2333 | 2048.8537 | 539.2333 | 2048.8537
4262 | 523.2366 | 1986.0277 | 523.2366 | 1986.0277
4263 | 505.8976 | 1948.2453 | 505.8976 | 1948.2453
4264 | 496.3852 | 1960.221 | 496.3852 | 1960.221
4265 | 496.0563 | 2013.2937 | 496.0563 | 2013.2937
4266 | 504.9898 | 2085.7321 | 504.9898 | 2085.7321
4267 | 521.1063 | 2112.2419 | 521.1063 | 2112.2419
4268 | 536.6901 | 2120.4268 | 536.6901 | 2120.4268
4269 | 552.747 | 2110.3274 | 552.747 | 2110.3274
4270 | 576.0105 | 2099.4519 | 576.0105 | 2099.4519
4271 | 612.5871 | 2089.2469 | 612.5871 | 2089.2469
4272 | 624.0255 | 2080.7346 | 624.0255 | 2080.7346
4273 | 619.1118 | 2083.5131 | 619.1118 | 2083.5131
4274 | 625.1911 | 2073.9742 | 625.1911 | 2073.9742
4275 | 658.1553 | 2083.0375 | 658.1553 | 2083.0375
4276 | 680.1315 | 2093.4537 | 680.1315 | 2093.4537
4277 | 678.591 | 2116.6071 | 678.591 | 2116.6071
4278 | 660.9689 | 2142.3981 | 660.9689 | 2142.3981
4279 | 634.5274 | 2170.3792 | 634.5274 | 2170.3792
4280 | 613.9375 | 2193.089 | 613.9375 | 2193.089
4281 | 592.5175 | 2197.4992 | 592.5175 | 2197.4992
4282 | 577.3849 | 2187.9686 | 577.3849 | 2187.9686
4283 | 562.1404 | 2162.5152 | 562.1404 | 2162.5152
4284 | 551.182 | 2142.2683 | 551.182 | 2142.2683
4285 | 534.0133 | 2134.1835 | 534.0133 | 2134.1835
4286 | 516.9683 | 2124.7055 | 516.9683 | 2124.7055
4287 | 505.887 | 2115.8815 | 505.887 | 2115.8815
4288 | 497.5073 | 2103.2661 | 497.5073 | 2103.2661
4289 | 496.4432 | 2109.441 | 496.4432 | 2109.441
4290 | 504.1488 | 2143.9177 | 504.1488 | 2143.9177
4291 | 520.6677 | 2139.7221 | 520.6677 | 2139.7221
4292 | 535.2792 | 2133.9318 | 535.2792 | 2133.9318
4293 | 545.6905 | 2119.7338 | 545.6905 | 2119.7338
4294 | 568.4901 | 2106.4395 | 568.4901 | 2106.4395
4295 | 600.5812 | 2088.5079 | 600.5812 | 2088.5079
4296 | 617.2205 | 2067.7 | 617.2205 | 2067.7
4297 | 612.4704 | 2050.5234 | 612.4704 | 2050.5234
4298 | 624.1962 | 2013.1683 | 624.1962 | 2013.1683
4299 | 656.2734 | 1981.112 | 656.2734 | 1981.112
4300 | 674.0242 | 1957.1275 | 674.0242 | 1957.1275
4301 | 684.9921 | 1951.3225 | 684.9921 | 1951.3225
4302 | 664.1312 | 1945.4676 | 664.1312 | 1945.4676
4303 | 636.4273 | 1949.3279 | 636.4273 | 1949.3279
4304 | 616.9877 | 1951.8138 | 616.9877 | 1951.8138
4305 | 601.9984 | 1930.0203 | 601.9984 | 1930.0203
4306 | 587.6896 | 1885.6859 | 587.6896 | 1885.6859
4307 | 572.4638 | 1815.3503 | 572.4638 | 1815.3503
4308 | 557.4828 | 1746.9291 | 557.4828 | 1746.9291
4309 | 540.5665 | 1691.4761 | 540.5665 | 1691.4761
4310 | 526.1608 | 1638.9972 | 526.1608 | 1638.9972
4311 | 514.8826 | 1594.7647 | 514.8826 | 1594.7647
4312 | 508.9386 | 1567.4349 | 508.9386 | 1567.4349
4313 | 510.0909 | 1554.0578 | 510.0909 | 1554.0578
4314 | 517.3625 | 1565.8247 | 517.3625 | 1565.8247
4315 | 533.8675 | 1556.4556 | 533.8675 | 1556.4556
4316 | 553.0693 | 1562.6249 | 553.0693 | 1562.6249
4317 | 565.2142 | 1572.2118 | 565.2142 | 1572.2118
4318 | 590.8959 | 1588.0102 | 590.8959 | 1588.0102
4319 | 621.907 | 1592.5869 | 621.907 | 1592.5869
4320 | 636.6195 | 1585.5527 | 636.6195 | 1585.5527
4321 | 631.9027 | 1582.8889 | 631.9027 | 1582.8889
4322 | 634.9588 | 1573.0813 | 634.9588 | 1573.0813
4323 | 663.2363 | 1572.4693 | 663.2363 | 1572.4693
4324 | 691.2464 | 1560.5116 | 691.2464 | 1560.5116
4325 | 695.363 | 1548.4581 | 695.363 | 1548.4581
4326 | 677.2364 | 1526.8138 | 677.2364 | 1526.8138
4327 | 650.49 | 1511.1221 | 650.49 | 1511.1221
4328 | 623.8706 | 1510.3158 | 623.8706 | 1510.3158
4329 | 601.797 | 1510.5602 | 601.797 | 1510.5602
4330 | 591.9181 | 1510.2346 | 591.9181 | 1510.2346
4331 | 573.3732 | 1508.2301 | 573.3732 | 1508.2301
4332 | 559.0629 | 1524.6683 | 559.0629 | 1524.6683
4333 | 543.7494 | 1559.1813 | 543.7494 | 1559.1813
4334 | 528.9664 | 1592.6369 | 528.9664 | 1592.6369
4335 | 519.1918 | 1650.4642 | 519.1918 | 1650.4642
4336 | 509.8584 | 1738.6993 | 509.8584 | 1738.6993
4337 | 512.7389 | 1844.9184 | 512.7389 | 1844.9184
4338 | 523.5283 | 1956.528 | 523.5283 | 1956.528
4339 | 540.7122 | 2024.762 | 540.7122 | 2024.762
4340 | 562.9171 | 2070.3039 | 562.9171 | 2070.3039
4341 | 578.157 | 2079.4205 | 578.157 | 2079.4205
4342 | 597.4368 | 2091.2548 | 597.4368 | 2091.2548
4343 | 629.5696 | 2106.5145 | 629.5696 | 2106.5145
4344 | 641.7882 | 2111.8431 | 641.7882 | 2111.8431
4345 | 634.6822 | 2101.3853 | 634.6822 | 2101.3853
4346 | 644.478 | 2067.4569 | 644.478 | 2067.4569
4347 | 668.8133 | 2069.4653 | 668.8133 | 2069.4653
4348 | 695.7383 | 2088.3473 | 695.7383 | 2088.3473
4349 | 703.2349 | 2120.1009 | 703.2349 | 2120.1009
4350 | 685.5003 | 2160.4047 | 685.5003 | 2160.4047
4351 | 653.9807 | 2228.296 | 653.9807 | 2228.296
4352 | 627.9553 | 2305.0256 | 627.9553 | 2305.0256
4353 | 603.5718 | 2346.3897 | 603.5718 | 2346.3897
4354 | 588.7622 | 2352.7829 | 588.7622 | 2352.7829
4355 | 572.9883 | 2338.886 | 572.9883 | 2338.886
4356 | 538.7912 | 2331.405 | 538.7912 | 2331.405
4357 | 527.6795 | 2337.497 | 527.6795 | 2337.497
4358 | 516.15 | 2333.8644 | 516.15 | 2333.8644
4359 | 505.0711 | 2308.7135 | 505.0711 | 2308.7135
4360 | 496.2572 | 2287.4979 | 496.2572 | 2287.4979
4361 | 497.248 | 2282.7882 | 497.248 | 2282.7882
4362 | 508.7672 | 2312.6289 | 508.7672 | 2312.6289
4363 | 522.7784 | 2322.8117 | 522.7784 | 2322.8117
4364 | 542.8284 | 2330.5936 | 542.8284 | 2330.5936
4365 | 557.1171 | 2341.8602 | 557.1171 | 2341.8602
4366 | 579.3581 | 2369.0136 | 579.3581 | 2369.0136
4367 | 612.8772 | 2391.8656 | 612.8772 | 2391.8656
4368 | 622.8805 | 2403.2412 | 622.8805 | 2403.2412
4369 | 612.8613 | 2384.1833 | 612.8613 | 2384.1833
4370 | 624.6527 | 2313.9056 | 624.6527 | 2313.9056
4371 | 648.7633 | 2257.9973 | 648.7633 | 2257.9973
4372 | 669.1343 | 2215.939 | 669.1343 | 2215.939
4373 | 675.2998 | 2200.3916 | 675.2998 | 2200.3916
4374 | 651.9673 | 2187.1459 | 651.9673 | 2187.1459
4375 | 621.3069 | 2187.0421 | 621.3069 | 2187.0421
4376 | 600.6437 | 2204.5783 | 600.6437 | 2204.5783
4377 | 578.0162 | 2209.6603 | 578.0162 | 2209.6603
4378 | 559.5769 | 2202.0783 | 559.5769 | 2202.0783
4379 | 545.8093 | 2176.2217 | 545.8093 | 2176.2217
4380 | 538.2344 | 2151.7119 | 538.2344 | 2151.7119
4381 | 537.7545 | 2144.512 | 537.7545 | 2144.512
4382 | 526.8913 | 2145.3668 | 526.8913 | 2145.3668
4383 | 508.2648 | 2159.2256 | 508.2648 | 2159.2256
4384 | 498.7512 | 2175.682 | 498.7512 | 2175.682
4385 | 497.2848 | 2195.3125 | 497.2848 | 2195.3125
4386 | 501.1115 | 2238.4095 | 501.1115 | 2238.4095
4387 | 506.1934 | 2268.2705 | 506.1934 | 2268.2705
4388 | 509.9282 | 2307.7925 | 509.9282 | 2307.7925
4389 | 509.706 | 2322.8671 | 509.706 | 2322.8671
4390 | 515.8331 | 2311.88 | 515.8331 | 2311.88
4391 | 541.7413 | 2275.1818 | 541.7413 | 2275.1818
4392 | 554.7414 | 2238.482 | 554.7414 | 2238.482
4393 | 552.394 | 2184.1054 | 552.394 | 2184.1054
4394 | 566.9466 | 2095.0292 | 566.9466 | 2095.0292
4395 | 603.1288 | 2000.8067 | 603.1288 | 2000.8067
4396 | 625.2126 | 1916.6137 | 625.2126 | 1916.6137
4397 | 630.6892 | 1869.7859 | 630.6892 | 1869.7859
4398 | 617.6723 | 1842.002 | 617.6723 | 1842.002
4399 | 603.18 | 1825.25 | 603.18 | 1825.25
4400 | 591.5517 | 1807.4471 | 591.5517 | 1807.4471
4401 | 573.8802 | 1786.9611 | 573.8802 | 1786.9611
4402 | 560.4273 | 1768.1663 | 560.4273 | 1768.1663
4403 | 553.3552 | 1747.1002 | 553.3552 | 1747.1002
4404 | 543.4509 | 1732.2256 | 543.4509 | 1732.2256
4405 | 532.4297 | 1729.9211 | 532.4297 | 1729.9211
4406 | 521.1525 | 1732.3914 | 521.1525 | 1732.3914
4407 | 506.964 | 1751.2925 | 506.964 | 1751.2925
4408 | 496.8328 | 1795.0652 | 496.8328 | 1795.0652
4409 | 497.289 | 1865.412 | 497.289 | 1865.412
4410 | 502.7501 | 1968.1348 | 502.7501 | 1968.1348
4411 | 514.2811 | 2048.5162 | 514.2811 | 2048.5162
4412 | 528.4134 | 2122.0612 | 528.4134 | 2122.0612
4413 | 539.4372 | 2177.327 | 539.4372 | 2177.327
4414 | 554.7221 | 2234.288 | 554.7221 | 2234.288
4415 | 586.3544 | 2267.1533 | 586.3544 | 2267.1533
4416 | 600.8805 | 2282.8342 | 600.8805 | 2282.8342
4417 | 601.8937 | 2281.0342 | 601.8937 | 2281.0342
4418 | 617.1479 | 2257.6052 | 617.1479 | 2257.6052
4419 | 645.0807 | 2235.6877 | 645.0807 | 2235.6877
4420 | 670.7366 | 2214.8411 | 670.7366 | 2214.8411
4421 | 676.817 | 2210.3584 | 676.817 | 2210.3584
4422 | 660.0224 | 2212.1917 | 660.0224 | 2212.1917
4423 | 633.0029 | 2217.6159 | 633.0029 | 2217.6159
4424 | 616.3879 | 2225.5627 | 616.3879 | 2225.5627
4425 | 601.5074 | 2223.4344 | 601.5074 | 2223.4344
4426 | 584.3212 | 2219.13 | 584.3212 | 2219.13
4427 | 569.047 | 2217.5965 | 569.047 | 2217.5965
4428 | 556.6608 | 2219.7578 | 556.6608 | 2219.7578
4429 | 541.1873 | 2231.5521 | 541.1873 | 2231.5521
4430 | 527.0725 | 2240.4354 | 527.0725 | 2240.4354
4431 | 512.306 | 2254.7348 | 512.306 | 2254.7348
4432 | 502.8505 | 2270.8485 | 502.8505 | 2270.8485
4433 | 500.5743 | 2295.815 | 500.5743 | 2295.815
4434 | 507.2997 | 2343.2199 | 507.2997 | 2343.2199
4435 | 518.8106 | 2364.2691 | 518.8106 | 2364.2691
4436 | 532.0826 | 2384.1606 | 532.0826 | 2384.1606
4437 | 543.1829 | 2391.0599 | 543.1829 | 2391.0599
4438 | 562.0958 | 2397.0109 | 562.0958 | 2397.0109
4439 | 592.4413 | 2407.3574 | 592.4413 | 2407.3574
4440 | 606.3163 | 2419.7584 | 606.3163 | 2419.7584
4441 | 600.8435 | 2396.4186 | 600.8435 | 2396.4186
4442 | 618.1061 | 2334.4629 | 618.1061 | 2334.4629
4443 | 647.8175 | 2280.7743 | 647.8175 | 2280.7743
4444 | 674.7167 | 2224.2403 | 674.7167 | 2224.2403
4445 | 678.3927 | 2188.2312 | 678.3927 | 2188.2312
4446 | 666.7215 | 2174.8398 | 666.7215 | 2174.8398
4447 | 643.8878 | 2196.0272 | 643.8878 | 2196.0272
4448 | 624.3077 | 2221.8422 | 624.3077 | 2221.8422
4449 | 604.4023 | 2209.6783 | 604.4023 | 2209.6783
4450 | 582.776 | 2167.6304 | 582.776 | 2167.6304
4451 | 573.1173 | 2114.2058 | 573.1173 | 2114.2058
4452 | 554.4453 | 2072.9939 | 554.4453 | 2072.9939
4453 | 538.3834 | 2064.7171 | 538.3834 | 2064.7171
4454 | 521.0918 | 2082.3631 | 521.0918 | 2082.3631
4455 | 508.4681 | 2107.9709 | 508.4681 | 2107.9709
4456 | 499.3071 | 2134.267 | 499.3071 | 2134.267
4457 | 500.4724 | 2172.9896 | 500.4724 | 2172.9896
4458 | 504.4475 | 2236.6961 | 504.4475 | 2236.6961
4459 | 515.056 | 2270.5223 | 515.056 | 2270.5223
4460 | 525.846 | 2293.5469 | 525.846 | 2293.5469
4461 | 536.1947 | 2298.6349 | 536.1947 | 2298.6349
4462 | 555.283 | 2295.5294 | 555.283 | 2295.5294
4463 | 588.497 | 2284.2382 | 588.497 | 2284.2382
4464 | 600.2153 | 2276.3723 | 600.2153 | 2276.3723
4465 | 595.676 | 2240.5004 | 595.676 | 2240.5004
4466 | 602.4448 | 2160.4316 | 602.4448 | 2160.4316
4467 | 633.663 | 2076.2447 | 633.663 | 2076.2447
4468 | 661.2672 | 2001.8425 | 661.2672 | 2001.8425
4469 | 673.8874 | 1949.6297 | 673.8874 | 1949.6297
4470 | 660.3157 | 1910.8312 | 660.3157 | 1910.8312
4471 | 637.0637 | 1882.0856 | 637.0637 | 1882.0856
4472 | 623.6181 | 1846.0718 | 623.6181 | 1846.0718
4473 | 613.4185 | 1803.7523 | 613.4185 | 1803.7523
4474 | 596.3531 | 1762.9282 | 596.3531 | 1762.9282
4475 | 576.6409 | 1715.6718 | 576.6409 | 1715.6718
4476 | 554.7479 | 1675.1942 | 554.7479 | 1675.1942
4477 | 531.9058 | 1638.8178 | 531.9058 | 1638.8178
4478 | 516.9397 | 1605.8455 | 516.9397 | 1605.8455
4479 | 504.7741 | 1577.457 | 504.7741 | 1577.457
4480 | 494.8215 | 1555.044 | 494.8215 | 1555.044
4481 | 496.5109 | 1549.4143 | 496.5109 | 1549.4143
4482 | 500.804 | 1570.9715 | 500.804 | 1570.9715
4483 | 515.6847 | 1569.7957 | 515.6847 | 1569.7957
4484 | 531.097 | 1575.6863 | 531.097 | 1575.6863
4485 | 544.7691 | 1591.5442 | 544.7691 | 1591.5442
4486 | 564.5677 | 1633.1826 | 564.5677 | 1633.1826
4487 | 597.1233 | 1683.8671 | 597.1233 | 1683.8671
4488 | 605.3434 | 1718.689 | 605.3434 | 1718.689
4489 | 601.9759 | 1704.8953 | 601.9759 | 1704.8953
4490 | 606.9368 | 1658.6048 | 606.9368 | 1658.6048
4491 | 638.3589 | 1626.2601 | 638.3589 | 1626.2601
4492 | 665.2674 | 1603.1616 | 665.2674 | 1603.1616
4493 | 673.4846 | 1589.084 | 673.4846 | 1589.084
4494 | 661.4736 | 1590.7704 | 661.4736 | 1590.7704
4495 | 639.9859 | 1616.2657 | 639.9859 | 1616.2657
4496 | 629.4454 | 1642.6682 | 629.4454 | 1642.6682
4497 | 620.3024 | 1648.6662 | 620.3024 | 1648.6662
4498 | 598.9582 | 1634.7179 | 598.9582 | 1634.7179
4499 | 577.0522 | 1597.9376 | 577.0522 | 1597.9376
4500 | 554.2016 | 1563.824 | 554.2016 | 1563.824
4501 | 532.9569 | 1545.2179 | 532.9569 | 1545.2179
4502 | 516.4206 | 1534.9601 | 516.4206 | 1534.9601
4503 | 505.5877 | 1524.2931 | 505.5877 | 1524.2931
4504 | 497.8687 | 1517.4474 | 497.8687 | 1517.4474
4505 | 497.9316 | 1539.036 | 497.9316 | 1539.036
4506 | 507.2745 | 1604.9945 | 507.2745 | 1604.9945
4507 | 526.9351 | 1651.4508 | 526.9351 | 1651.4508
4508 | 553.7737 | 1697.6795 | 553.7737 | 1697.6795
4509 | 562.9856 | 1732.9232 | 562.9856 | 1732.9232
4510 | 583.2227 | 1761.2461 | 583.2227 | 1761.2461
4511 | 624.3799 | 1777.7608 | 624.3799 | 1777.7608
4512 | 624.4169 | 1770.776 | 624.4169 | 1770.776
4513 | 610.3925 | 1719.2878 | 610.3925 | 1719.2878
4514 | 624.3479 | 1649.7441 | 624.3479 | 1649.7441
4515 | 656.0871 | 1605.9442 | 656.0871 | 1605.9442
4516 | 685.0489 | 1566.9357 | 685.0489 | 1566.9357
4517 | 688.0958 | 1555.7953 | 688.0958 | 1555.7953
4518 | 671.273 | 1559.1461 | 671.273 | 1559.1461
4519 | 648.2322 | 1567.2628 | 648.2322 | 1567.2628
4520 | 635.932 | 1574.9159 | 635.932 | 1574.9159
4521 | 620.0935 | 1562.752 | 620.0935 | 1562.752
4522 | 600.6065 | 1528.9773 | 600.6065 | 1528.9773
4523 | 577.451 | 1476.7276 | 577.451 | 1476.7276
4524 | 550.977 | 1418.186 | 550.977 | 1418.186
4525 | 526.6605 | 1366.1934 | 526.6605 | 1366.1934
4526 | 515.3029 | 1315.108 | 515.3029 | 1315.108
4527 | 504.3434 | 1275.4602 | 504.3434 | 1275.4602
4528 | 496.1116 | 1249.2287 | 496.1116 | 1249.2287
4529 | 499.2757 | 1253.3409 | 499.2757 | 1253.3409
4530 | 510.0958 | 1293.2558 | 510.0958 | 1293.2558
4531 | 533.1599 | 1318.613 | 533.1599 | 1318.613
4532 | 569.7143 | 1332.4342 | 569.7143 | 1332.4342
4533 | 590.9367 | 1349.418 | 590.9367 | 1349.418
4534 | 613.5686 | 1386.112 | 613.5686 | 1386.112
4535 | 653.1453 | 1433.174 | 653.1453 | 1433.174
4536 | 651.9727 | 1477.7378 | 651.9727 | 1477.7378
4537 | 633.1996 | 1522.2482 | 633.1996 | 1522.2482
4538 | 642.8203 | 1562.8998 | 642.8203 | 1562.8998
4539 | 671.1315 | 1616.3225 | 671.1315 | 1616.3225
4540 | 700.8127 | 1666.9976 | 700.8127 | 1666.9976
4541 | 707.7043 | 1703.9789 | 707.7043 | 1703.9789
4542 | 693.1082 | 1724.023 | 693.1082 | 1724.023
4543 | 661.613 | 1740.7555 | 661.613 | 1740.7555
4544 | 646.1942 | 1768.235 | 646.1942 | 1768.235
4545 | 631.5637 | 1806.5916 | 631.5637 | 1806.5916
4546 | 614.0792 | 1845.7583 | 614.0792 | 1845.7583
4547 | 579.4536 | 1872.9119 | 579.4536 | 1872.9119
4548 | 549.5668 | 1895.1443 | 549.5668 | 1895.1443
4549 | 527.6257 | 1922.8976 | 527.6257 | 1922.8976
4550 | 514.5905 | 1944.9983 | 514.5905 | 1944.9983
4551 | 503.5204 | 1963.9973 | 503.5204 | 1963.9973
4552 | 494.8683 | 1978.006 | 494.8683 | 1978.006
4553 | 499.0692 | 1997.147 | 499.0692 | 1997.147
4554 | 511.6791 | 2037.6004 | 511.6791 | 2037.6004
4555 | 537.822 | 2050.7192 | 537.822 | 2050.7192
4556 | 576.582 | 2062.9249 | 576.582 | 2062.9249
4557 | 592.1775 | 2067.866 | 592.1775 | 2067.866
4558 | 613.22 | 2073.1316 | 613.22 | 2073.1316
4559 | 654.9234 | 2072.953 | 654.9234 | 2072.953
4560 | 647.4838 | 2074.5352 | 647.4838 | 2074.5352
4561 | 628.3377 | 2061.9164 | 628.3377 | 2061.9164
4562 | 638.9159 | 2032.3192 | 638.9159 | 2032.3192
4563 | 667.906 | 2004.9678 | 667.906 | 2004.9678
4564 | 695.3411 | 1979.8622 | 695.3411 | 1979.8622
4565 | 701.4899 | 1965.3929 | 701.4899 | 1965.3929
4566 | 692.916 | 1971.0935 | 692.916 | 1971.0935
4567 | 659.3583 | 2020.3315 | 659.3583 | 2020.3315
4568 | 644.0574 | 2067.1478 | 644.0574 | 2067.1478
4569 | 631.5874 | 2085.1885 | 631.5874 | 2085.1885
4570 | 611.2687 | 2087.7866 | 611.2687 | 2087.7866
4571 | 580.2205 | 2077.0498 | 580.2205 | 2077.0498
4572 | 550.5555 | 2064.7207 | 550.5555 | 2064.7207
4573 | 527.8999 | 2056.3949 | 527.8999 | 2056.3949
4574 | 512.4467 | 2038.4025 | 512.4467 | 2038.4025
4575 | 503.2226 | 2003.699 | 503.2226 | 2003.699
4576 | 496.5485 | 1975.852 | 496.5485 | 1975.852
4577 | 502.2411 | 1984.4679 | 502.2411 | 1984.4679
4578 | 514.3901 | 2024.6766 | 514.3901 | 2024.6766
4579 | 541.4453 | 2023.0112 | 541.4453 | 2023.0112
4580 | 579.7859 | 2001.9283 | 579.7859 | 2001.9283
4581 | 601.5821 | 1971.7694 | 601.5821 | 1971.7694
4582 | 618.3801 | 1955.1037 | 618.3801 | 1955.1037
4583 | 661.9898 | 1946.7498 | 661.9898 | 1946.7498
4584 | 657.9152 | 1944.024 | 657.9152 | 1944.024
4585 | 637.7771 | 1910.7466 | 637.7771 | 1910.7466
4586 | 644.9677 | 1836.5524 | 644.9677 | 1836.5524
4587 | 673.6929 | 1777.2341 | 673.6929 | 1777.2341
4588 | 703.9302 | 1725.8402 | 703.9302 | 1725.8402
4589 | 709.6233 | 1693.7965 | 709.6233 | 1693.7965
4590 | 695.1771 | 1685.3494 | 695.1771 | 1685.3494
4591 | 665.8873 | 1694.543 | 665.8873 | 1694.543
4592 | 647.6445 | 1698.2309 | 647.6445 | 1698.2309
4593 | 628.7867 | 1701.8791 | 628.7867 | 1701.8791
4594 | 608.4205 | 1709.9111 | 608.4205 | 1709.9111
4595 | 577.8787 | 1720.6162 | 577.8787 | 1720.6162
4596 | 550.6334 | 1717.2946 | 550.6334 | 1717.2946
4597 | 527.7646 | 1721.4031 | 527.7646 | 1721.4031
4598 | 513.5529 | 1735.2307 | 513.5529 | 1735.2307
4599 | 503.7386 | 1754.8172 | 503.7386 | 1754.8172
4600 | 496.0891 | 1781.6028 | 496.0891 | 1781.6028
4601 | 499.0509 | 1829.8224 | 499.0509 | 1829.8224
4602 | 508.8846 | 1894.6549 | 508.8846 | 1894.6549
4603 | 533.0781 | 1935.4816 | 533.0781 | 1935.4816
4604 | 564.6281 | 1911.3635 | 564.6281 | 1911.3635
4605 | 587.4439 | 1862.3084 | 587.4439 | 1862.3084
4606 | 608.0154 | 1822.0958 | 608.0154 | 1822.0958
4607 | 645.3305 | 1743.3462 | 645.3305 | 1743.3462
4608 | 649.3449 | 1669.7841 | 649.3449 | 1669.7841
4609 | 635.6503 | 1576.3912 | 635.6503 | 1576.3912
4610 | 643.4824 | 1477.8668 | 643.4824 | 1477.8668
4611 | 671.4164 | 1410.2754 | 671.4164 | 1410.2754
4612 | 703.3451 | 1341.8945 | 703.3451 | 1341.8945
4613 | 712.9979 | 1277.9817 | 712.9979 | 1277.9817
4614 | 699.8077 | 1215.6853 | 699.8077 | 1215.6853
4615 | 671.9071 | 1166.6727 | 671.9071 | 1166.6727
4616 | 653.7968 | 1119.7912 | 653.7968 | 1119.7912
4617 | 635.5724 | 1081.0942 | 635.5724 | 1081.0942
4618 | 613.9644 | 1049.1798 | 613.9644 | 1049.1798
4619 | 586.8774 | 1019.4978 | 586.8774 | 1019.4978
4620 | 563.3588 | 995.8115 | 563.3588 | 995.8115
4621 | 539.3718 | 983.2267 | 539.3718 | 983.2267
4622 | 521.8897 | 972.6752 | 521.8897 | 972.6752
4623 | 509.9868 | 971.4562 | 509.9868 | 971.4562
4624 | 503.0441 | 975.8699 | 503.0441 | 975.8699
4625 | 506.0696 | 993.1507 | 506.0696 | 993.1507
4626 | 513.1898 | 1035.4644 | 513.1898 | 1035.4644
4627 | 531.0446 | 1046.0375 | 531.0446 | 1046.0375
4628 | 557.6974 | 1048.893 | 557.6974 | 1048.893
4629 | 574.5306 | 1045.7567 | 574.5306 | 1045.7567
4630 | 592.9637 | 1040.5951 | 592.9637 | 1040.5951
4631 | 629.3816 | 1033.7588 | 629.3816 | 1033.7588
4632 | 629.227 | 1030.7883 | 629.227 | 1030.7883
4633 | 619.3679 | 1024.0439 | 619.3679 | 1024.0439
4634 | 628.7025 | 1002.1814 | 628.7025 | 1002.1814
4635 | 655.662 | 999.356 | 655.662 | 999.356
4636 | 683.9159 | 998.6295 | 683.9159 | 998.6295
4637 | 692.9856 | 1010.938 | 692.9856 | 1010.938
4638 | 677.1635 | 1023.0516 | 677.1635 | 1023.0516
4639 | 651.3486 | 1029.5038 | 651.3486 | 1029.5038
4640 | 635.8144 | 1034.6603 | 635.8144 | 1034.6603
4641 | 620.6782 | 1030.1332 | 620.6782 | 1030.1332
4642 | 602.2836 | 1026.2204 | 602.2836 | 1026.2204
4643 | 574.9549 | 1017.7355 | 574.9549 | 1017.7355
4644 | 550.8342 | 1011.2809 | 550.8342 | 1011.2809
4645 | 528.31 | 1011.4242 | 528.31 | 1011.4242
4646 | 514.8446 | 1014.0413 | 514.8446 | 1014.0413
4647 | 505.0696 | 1014.9273 | 505.0696 | 1014.9273
4648 | 497.3993 | 1022.1804 | 497.3993 | 1022.1804
4649 | 497.7957 | 1048.6644 | 497.7957 | 1048.6644
4650 | 504.141 | 1102.8739 | 504.141 | 1102.8739
4651 | 523.68 | 1126.5178 | 523.68 | 1126.5178
4652 | 545.7368 | 1145.5281 | 545.7368 | 1145.5281
4653 | 560.2846 | 1155.8052 | 560.2846 | 1155.8052
4654 | 588.1287 | 1161.854 | 588.1287 | 1161.854
4655 | 623.7297 | 1166.6198 | 623.7297 | 1166.6198
4656 | 625.3224 | 1178.874 | 625.3224 | 1178.874
4657 | 614.1741 | 1195.5785 | 614.1741 | 1195.5785
4658 | 624.1519 | 1212.5365 | 624.1519 | 1212.5365
4659 | 649.7032 | 1240.7968 | 649.7032 | 1240.7968
4660 | 678.5742 | 1264.1556 | 678.5742 | 1264.1556
4661 | 692.0239 | 1295.0666 | 692.0239 | 1295.0666
4662 | 675.3902 | 1316.971 | 675.3902 | 1316.971
4663 | 644.91 | 1330.3747 | 644.91 | 1330.3747
4664 | 633.4136 | 1354.3784 | 633.4136 | 1354.3784
4665 | 618.8638 | 1368.2091 | 618.8638 | 1368.2091
4666 | 593.8418 | 1367.4293 | 593.8418 | 1367.4293
4667 | 564.7811 | 1362.1754 | 564.7811 | 1362.1754
4668 | 539.9694 | 1361.1057 | 539.9694 | 1361.1057
4669 | 516.368 | 1368.6411 | 516.368 | 1368.6411
4670 | 501.5495 | 1373.8527 | 501.5495 | 1373.8527
4671 | 492.3278 | 1386.194 | 492.3278 | 1386.194
4672 | 485.473 | 1407.252 | 485.473 | 1407.252
4673 | 486.3287 | 1436.9671 | 486.3287 | 1436.9671
4674 | 497.2549 | 1488.2393 | 497.2549 | 1488.2393
4675 | 519.6859 | 1504.4422 | 519.6859 | 1504.4422
4676 | 548.7796 | 1508.8642 | 548.7796 | 1508.8642
4677 | 559.5787 | 1498.5806 | 559.5787 | 1498.5806
4678 | 577.9519 | 1491.0203 | 577.9519 | 1491.0203
4679 | 616.3388 | 1486.8275 | 616.3388 | 1486.8275
4680 | 620.7013 | 1486.7453 | 620.7013 | 1486.7453
4681 | 602.9715 | 1490.1344 | 602.9715 | 1490.1344
4682 | 608.2405 | 1502.4417 | 608.2405 | 1502.4417
4683 | 637.2335 | 1526.6878 | 637.2335 | 1526.6878
4684 | 664.1778 | 1548.1864 | 664.1778 | 1548.1864
4685 | 679.3732 | 1583.2095 | 679.3732 | 1583.2095
4686 | 663.267 | 1614.7578 | 663.267 | 1614.7578
4687 | 634.0146 | 1643.8267 | 634.0146 | 1643.8267
4688 | 622.354 | 1669.8866 | 622.354 | 1669.8866
4689 | 608.3514 | 1686.7524 | 608.3514 | 1686.7524
4690 | 587.9809 | 1705.8969 | 587.9809 | 1705.8969
4691 | 560.8577 | 1729.4768 | 560.8577 | 1729.4768
4692 | 533.2674 | 1761.9895 | 533.2674 | 1761.9895
4693 | 508.556 | 1812.2127 | 508.556 | 1812.2127
4694 | 494.2427 | 1860.6507 | 494.2427 | 1860.6507
4695 | 481.9988 | 1905.5953 | 481.9988 | 1905.5953
4696 | 477.343 | 1926.5065 | 477.343 | 1926.5065
4697 | 480.5228 | 1941.878 | 480.5228 | 1941.878
4698 | 494.614 | 1979.2963 | 494.614 | 1979.2963
4699 | 526.954 | 1987.6175 | 526.954 | 1987.6175
4700 | 571.2347 | 1994.1446 | 571.2347 | 1994.1446
4701 | 591.1357 | 1993.1623 | 591.1357 | 1993.1623
4702 | 608.2833 | 1989.5672 | 608.2833 | 1989.5672
4703 | 649.6497 | 1968.2406 | 649.6497 | 1968.2406
4704 | 645.5657 | 1927.5755 | 645.5657 | 1927.5755
4705 | 622.0798 | 1854.6944 | 622.0798 | 1854.6944
4706 | 635.5028 | 1770.9541 | 635.5028 | 1770.9541
4707 | 654.9502 | 1706.6915 | 654.9502 | 1706.6915
4708 | 690.5367 | 1658.8712 | 690.5367 | 1658.8712
4709 | 706.3756 | 1637.5484 | 706.3756 | 1637.5484
4710 | 697.0141 | 1630.4231 | 697.0141 | 1630.4231
4711 | 659.3575 | 1635.5046 | 659.3575 | 1635.5046
4712 | 646.4441 | 1657.2565 | 646.4441 | 1657.2565
4713 | 635.9678 | 1693.1653 | 635.9678 | 1693.1653
4714 | 601.9613 | 1719.7019 | 601.9613 | 1719.7019
4715 | 570.8513 | 1710.6296 | 570.8513 | 1710.6296
4716 | 541.4182 | 1684.5444 | 541.4182 | 1684.5444
4717 | 516.4956 | 1651.3501 | 516.4956 | 1651.3501
4718 | 504.4253 | 1614.6082 | 504.4253 | 1614.6082
4719 | 497.1115 | 1589.2549 | 497.1115 | 1589.2549
4720 | 488.9044 | 1584.9059 | 488.9044 | 1584.9059
4721 | 493.8839 | 1612.2711 | 493.8839 | 1612.2711
4722 | 511.2439 | 1689.0484 | 511.2439 | 1689.0484
4723 | 541.1213 | 1757.6809 | 541.1213 | 1757.6809
4724 | 593.2181 | 1836.3171 | 593.2181 | 1836.3171
4725 | 605.7356 | 1906.5138 | 605.7356 | 1906.5138
4726 | 622.7094 | 1958.5794 | 622.7094 | 1958.5794
4727 | 664.1954 | 1986.5493 | 664.1954 | 1986.5493
4728 | 661.2197 | 2002.5729 | 661.2197 | 2002.5729
4729 | 637.1858 | 1982.9047 | 637.1858 | 1982.9047
4730 | 643.9421 | 1960.21 | 643.9421 | 1960.21
4731 | 667.5513 | 1945.3909 | 667.5513 | 1945.3909
4732 | 706.5677 | 1925.5723 | 706.5677 | 1925.5723
4733 | 724.4209 | 1922.5093 | 724.4209 | 1922.5093
4734 | 713.7784 | 1934.9655 | 713.7784 | 1934.9655
4735 | 678.9095 | 1974.119 | 678.9095 | 1974.119
4736 | 659.6156 | 2029.8449 | 659.6156 | 2029.8449
4737 | 643.6327 | 2057.2358 | 643.6327 | 2057.2358
4738 | 618.4202 | 2076.9677 | 618.4202 | 2076.9677
4739 | 587.1818 | 2091.9318 | 587.1818 | 2091.9318
4740 | 551.7368 | 2102.2194 | 551.7368 | 2102.2194
4741 | 527.0206 | 2114.1606 | 527.0206 | 2114.1606
4742 | 517.7024 | 2126.7154 | 517.7024 | 2126.7154
4743 | 508.9835 | 2146.3997 | 508.9835 | 2146.3997
4744 | 506.3291 | 2173.1854 | 506.3291 | 2173.1854
4745 | 510.42 | 2204.9565 | 510.42 | 2204.9565
4746 | 527.3241 | 2251.2844 | 527.3241 | 2251.2844
4747 | 558.0233 | 2264.7458 | 558.0233 | 2264.7458
4748 | 598.6704 | 2275.0913 | 598.6704 | 2275.0913
4749 | 616.5504 | 2274.8922 | 616.5504 | 2274.8922
4750 | 634.6678 | 2272.0804 | 634.6678 | 2272.0804
4751 | 666.694 | 2260.5445 | 666.694 | 2260.5445
4752 | 658.1474 | 2245.2376 | 658.1474 | 2245.2376
4753 | 639.1516 | 2191.4975 | 639.1516 | 2191.4975
4754 | 649.6511 | 2128.6116 | 649.6511 | 2128.6116
4755 | 670.3972 | 2083.392 | 670.3972 | 2083.392
4756 | 705.5568 | 2030.9701 | 705.5568 | 2030.9701
4757 | 720.8024 | 1993.7372 | 720.8024 | 1993.7372
4758 | 703.9 | 1969.2822 | 703.9 | 1969.2822
4759 | 669.659 | 1953.852 | 669.659 | 1953.852
4760 | 655.8999 | 1941.8257 | 655.8999 | 1941.8257
4761 | 645.6172 | 1922.5145 | 645.6172 | 1922.5145
4762 | 615.1279 | 1900.8804 | 615.1279 | 1900.8804
4763 | 583.0943 | 1875.0658 | 583.0943 | 1875.0658
4764 | 553.2222 | 1851.1347 | 553.2222 | 1851.1347
4765 | 532.161 | 1834.7805 | 532.161 | 1834.7805
4766 | 519.8422 | 1822.5645 | 519.8422 | 1822.5645
4767 | 511.0614 | 1804.9949 | 511.0614 | 1804.9949
4768 | 505.3803 | 1781.456 | 505.3803 | 1781.456
4769 | 509.031 | 1768.5321 | 509.031 | 1768.5321
4770 | 522.8037 | 1782.8441 | 522.8037 | 1782.8441
4771 | 548.6591 | 1774.8637 | 548.6591 | 1774.8637
4772 | 581.5671 | 1760.5364 | 581.5671 | 1760.5364
4773 | 601.0368 | 1737.8185 | 601.0368 | 1737.8185
4774 | 621.851 | 1728.0553 | 621.851 | 1728.0553
4775 | 660.1427 | 1715.5893 | 660.1427 | 1715.5893
4776 | 661.6652 | 1697.0514 | 661.6652 | 1697.0514
4777 | 644.3563 | 1679.2434 | 644.3563 | 1679.2434
4778 | 653.2242 | 1648.814 | 653.2242 | 1648.814
4779 | 675.177 | 1649.7091 | 675.177 | 1649.7091
4780 | 710.8793 | 1659.165 | 710.8793 | 1659.165
4781 | 728.9367 | 1686.6492 | 728.9367 | 1686.6492
4782 | 713.5674 | 1713.0084 | 713.5674 | 1713.0084
4783 | 686.8682 | 1747.4133 | 686.8682 | 1747.4133
4784 | 664.8627 | 1815.035 | 664.8627 | 1815.035
4785 | 650.7122 | 1882.8129 | 650.7122 | 1882.8129
4786 | 630.4564 | 1941.1206 | 630.4564 | 1941.1206
4787 | 593.27 | 1992.1147 | 593.27 | 1992.1147
4788 | 562.5815 | 2047.9295 | 562.5815 | 2047.9295
4789 | 540.9238 | 2108.7757 | 540.9238 | 2108.7757
4790 | 526.7429 | 2173.7111 | 526.7429 | 2173.7111
4791 | 517.3301 | 2236.0344 | 517.3301 | 2236.0344
4792 | 511.5946 | 2286.9543 | 511.5946 | 2286.9543
4793 | 515.3881 | 2335.2719 | 515.3881 | 2335.2719
4794 | 526.9134 | 2398.9784 | 526.9134 | 2398.9784
4795 | 547.1054 | 2428.7904 | 547.1054 | 2428.7904
4796 | 571.3173 | 2454.2627 | 571.3173 | 2454.2627
4797 | 587.4505 | 2469.4352 | 587.4505 | 2469.4352
4798 | 606.7412 | 2480.9669 | 606.7412 | 2480.9669
4799 | 646.48 | 2486.1732 | 646.48 | 2486.1732
4800 | 652.1214 | 2486.4826 | 652.1214 | 2486.4826
4801 | 636.9961 | 2462.7512 | 636.9961 | 2462.7512
4802 | 635.0151 | 2419.1532 | 635.0151 | 2419.1532
4803 | 653.8385 | 2370.9475 | 653.8385 | 2370.9475
4804 | 692.4501 | 2320.8753 | 692.4501 | 2320.8753
4805 | 708.19 | 2290.0554 | 708.19 | 2290.0554
4806 | 695.4814 | 2277.9368 | 695.4814 | 2277.9368
4807 | 669.2173 | 2289.8229 | 669.2173 | 2289.8229
4808 | 648.8017 | 2305.0639 | 648.8017 | 2305.0639
4809 | 636.0883 | 2307.3904 | 636.0883 | 2307.3904
4810 | 616.3666 | 2308.4709 | 616.3666 | 2308.4709
4811 | 587.2393 | 2309.6789 | 587.2393 | 2309.6789
4812 | 560.6229 | 2309.1477 | 560.6229 | 2309.1477
4813 | 536.9845 | 2295.1433 | 536.9845 | 2295.1433
4814 | 524.2061 | 2262.8073 | 524.2061 | 2262.8073
4815 | 515.4664 | 2213.4666 | 515.4664 | 2213.4666
4816 | 508.8019 | 2172.1084 | 508.8019 | 2172.1084
4817 | 510.4401 | 2161.6812 | 510.4401 | 2161.6812
4818 | 519.6114 | 2173.6924 | 519.6114 | 2173.6924
4819 | 537.8184 | 2152.8371 | 537.8184 | 2152.8371
4820 | 560.2723 | 2144.678 | 560.2723 | 2144.678
4821 | 575.9165 | 2097.2384 | 575.9165 | 2097.2384
4822 | 599.5954 | 2039.4023 | 599.5954 | 2039.4023
4823 | 635.3113 | 1982.7799 | 635.3113 | 1982.7799
4824 | 637.6493 | 1945.1989 | 637.6493 | 1945.1989
4825 | 617.7431 | 1938.9441 | 617.7431 | 1938.9441
4826 | 630.478 | 1978.3719 | 630.478 | 1978.3719
4827 | 651.9172 | 2039.2356 | 651.9172 | 2039.2356
4828 | 689.7955 | 2091.7709 | 689.7955 | 2091.7709
4829 | 704.0376 | 2142.5083 | 704.0376 | 2142.5083
4830 | 685.6901 | 2194.1766 | 685.6901 | 2194.1766
4831 | 659.1904 | 2244.0999 | 659.1904 | 2244.0999
4832 | 644.2123 | 2288.8602 | 644.2123 | 2288.8602
4833 | 631.6694 | 2346.3088 | 631.6694 | 2346.3088
4834 | 610.8624 | 2406.0851 | 610.8624 | 2406.0851
4835 | 581.7519 | 2438.6236 | 581.7519 | 2438.6236
4836 | 551.4565 | 2456.6459 | 551.4565 | 2456.6459
4837 | 527.9294 | 2472.4055 | 527.9294 | 2472.4055
4838 | 516.0844 | 2484.0302 | 516.0844 | 2484.0302
4839 | 506.0556 | 2496.7631 | 506.0556 | 2496.7631
4840 | 501.9595 | 2510.2332 | 501.9595 | 2510.2332
4841 | 505.8765 | 2531.2345 | 505.8765 | 2531.2345
4842 | 515.9897 | 2574.7231 | 515.9897 | 2574.7231
4843 | 544.2895 | 2586.9606 | 544.2895 | 2586.9606
4844 | 574.4897 | 2595.4948 | 574.4897 | 2595.4948
4845 | 586.7791 | 2592.1137 | 586.7791 | 2592.1137
4846 | 604.1712 | 2592.8756 | 604.1712 | 2592.8756
4847 | 645.1032 | 2594.6552 | 645.1032 | 2594.6552
4848 | 641.4972 | 2598.1955 | 641.4972 | 2598.1955
4849 | 616.5474 | 2580.6813 | 616.5474 | 2580.6813
4850 | 622.6979 | 2540.9016 | 622.6979 | 2540.9016
4851 | 646.7555 | 2508.1653 | 646.7555 | 2508.1653
4852 | 684.5573 | 2481.4932 | 684.5573 | 2481.4932
4853 | 699.1253 | 2468.8842 | 699.1253 | 2468.8842
4854 | 690.1197 | 2463.8639 | 690.1197 | 2463.8639
4855 | 662.106 | 2467.183 | 662.106 | 2467.183
4856 | 647.1363 | 2470.0877 | 647.1363 | 2470.0877
4857 | 632.1038 | 2452.2941 | 632.1038 | 2452.2941
4858 | 610.9068 | 2419.2537 | 610.9068 | 2419.2537
4859 | 580.7255 | 2381.5433 | 580.7255 | 2381.5433
4860 | 550.0247 | 2349.9753 | 550.0247 | 2349.9753
4861 | 528.3488 | 2327.7956 | 528.3488 | 2327.7956
4862 | 515.2536 | 2308.1876 | 515.2536 | 2308.1876
4863 | 502.8381 | 2292.2335 | 502.8381 | 2292.2335
4864 | 500.5631 | 2281.1288 | 500.5631 | 2281.1288
4865 | 504.3145 | 2279.1217 | 504.3145 | 2279.1217
4866 | 520.5942 | 2300.7768 | 520.5942 | 2300.7768
4867 | 555.4078 | 2287.9989 | 555.4078 | 2287.9989
4868 | 596.9087 | 2266.1816 | 596.9087 | 2266.1816
4869 | 616.4025 | 2231.4701 | 616.4025 | 2231.4701
4870 | 632.202 | 2188.7119 | 632.202 | 2188.7119
4871 | 667.4068 | 2133.4601 | 667.4068 | 2133.4601
4872 | 659.7001 | 2069.7867 | 659.7001 | 2069.7867
4873 | 637.2335 | 1986.821 | 637.2335 | 1986.821
4874 | 645.5241 | 1902.5912 | 645.5241 | 1902.5912
4875 | 664.3555 | 1845.7206 | 664.3555 | 1845.7206
4876 | 706.4838 | 1813.6636 | 706.4838 | 1813.6636
4877 | 722.2844 | 1810.6985 | 722.2844 | 1810.6985
4878 | 708.3014 | 1810.6715 | 708.3014 | 1810.6715
4879 | 680.9875 | 1802.2417 | 680.9875 | 1802.2417
4880 | 664.1011 | 1789.8727 | 664.1011 | 1789.8727
4881 | 650.9477 | 1756.9034 | 650.9477 | 1756.9034
4882 | 624.3921 | 1706.3375 | 624.3921 | 1706.3375
4883 | 583.2674 | 1639.4016 | 583.2674 | 1639.4016
4884 | 553.3189 | 1571.216 | 553.3189 | 1571.216
4885 | 530.2277 | 1513.1041 | 530.2277 | 1513.1041
4886 | 517.0857 | 1452.8154 | 517.0857 | 1452.8154
4887 | 505.5419 | 1398.6283 | 505.5419 | 1398.6283
4888 | 501.6427 | 1365.1517 | 501.6427 | 1365.1517
4889 | 504.517 | 1360.4521 | 504.517 | 1360.4521
4890 | 517.2052 | 1387.5411 | 517.2052 | 1387.5411
4891 | 552.4237 | 1383.6238 | 552.4237 | 1383.6238
4892 | 591.5166 | 1378.7936 | 591.5166 | 1378.7936
4893 | 610.2686 | 1376.9791 | 610.2686 | 1376.9791
4894 | 624.6068 | 1383.9091 | 624.6068 | 1383.9091
4895 | 661.2885 | 1394.941 | 661.2885 | 1394.941
4896 | 657.7653 | 1414.783 | 657.7653 | 1414.783
4897 | 631.6628 | 1439.516 | 631.6628 | 1439.516
4898 | 640.1233 | 1468.6635 | 640.1233 | 1468.6635
4899 | 659.1399 | 1507.1062 | 659.1399 | 1507.1062
4900 | 700.6884 | 1539.3257 | 700.6884 | 1539.3257
4901 | 721.1159 | 1578.8037 | 721.1159 | 1578.8037
4902 | 710.7657 | 1617.9888 | 710.7657 | 1617.9888
4903 | 679.9908 | 1654.4498 | 679.9908 | 1654.4498
4904 | 660.2082 | 1704.3991 | 660.2082 | 1704.3991
4905 | 639.1214 | 1766.4983 | 639.1214 | 1766.4983
4906 | 615.3824 | 1829.8972 | 615.3824 | 1829.8972
4907 | 578.8772 | 1891.6123 | 578.8772 | 1891.6123
4908 | 550.7866 | 1967.0086 | 550.7866 | 1967.0086
4909 | 525.9734 | 2036.9602 | 525.9734 | 2036.9602
4910 | 516.3041 | 2096.5108 | 516.3041 | 2096.5108
4911 | 507.2266 | 2134.9934 | 507.2266 | 2134.9934
4912 | 501.0149 | 2158.6461 | 501.0149 | 2158.6461
4913 | 506.9195 | 2172.3532 | 506.9195 | 2172.3532
4914 | 521.4584 | 2186.2735 | 521.4584 | 2186.2735
4915 | 551.8293 | 2157.8304 | 551.8293 | 2157.8304
4916 | 590.1388 | 2140.1252 | 590.1388 | 2140.1252
4917 | 609.6443 | 2127.4429 | 609.6443 | 2127.4429
4918 | 624.4174 | 2127.1278 | 624.4174 | 2127.1278
4919 | 660.6515 | 2131.9425 | 660.6515 | 2131.9425
4920 | 660.8001 | 2128.4335 | 660.8001 | 2128.4335
4921 | 635.4407 | 2091.5335 | 635.4407 | 2091.5335
4922 | 642.5353 | 2044.7535 | 642.5353 | 2044.7535
4923 | 662.9447 | 2008.1988 | 662.9447 | 2008.1988
4924 | 697.8227 | 1971.1974 | 697.8227 | 1971.1974
4925 | 714.3051 | 1946.7415 | 714.3051 | 1946.7415
4926 | 700.4592 | 1940.84 | 700.4592 | 1940.84
4927 | 668.3643 | 1962.7617 | 668.3643 | 1962.7617
4928 | 650.8106 | 1999.1508 | 650.8106 | 1999.1508
4929 | 635.0112 | 1995.5538 | 635.0112 | 1995.5538
4930 | 607.1099 | 1972.2063 | 607.1099 | 1972.2063
4931 | 578.8514 | 1945.5595 | 578.8514 | 1945.5595
4932 | 552.86 | 1922.7053 | 552.86 | 1922.7053
4933 | 530.9812 | 1925.2473 | 530.9812 | 1925.2473
4934 | 515.9285 | 1948.0335 | 515.9285 | 1948.0335
4935 | 506.0309 | 1965.2701 | 506.0309 | 1965.2701
4936 | 500.7886 | 1979.9642 | 500.7886 | 1979.9642
4937 | 504.2474 | 1997.8813 | 504.2474 | 1997.8813
4938 | 514.3139 | 2026.341 | 514.3139 | 2026.341
4939 | 539.6474 | 2023.0602 | 539.6474 | 2023.0602
4940 | 571.8109 | 2020.9714 | 571.8109 | 2020.9714
4941 | 592.9429 | 2011.1773 | 592.9429 | 2011.1773
4942 | 610.7241 | 2003.2254 | 610.7241 | 2003.2254
4943 | 645.0491 | 1979.0594 | 645.0491 | 1979.0594
4944 | 643.7197 | 1944.3178 | 643.7197 | 1944.3178
4945 | 625.8487 | 1883.773 | 625.8487 | 1883.773
4946 | 629.8645 | 1810.1172 | 629.8645 | 1810.1172
4947 | 650.4642 | 1753.2956 | 650.4642 | 1753.2956
4948 | 684.2945 | 1694.6566 | 684.2945 | 1694.6566
4949 | 698.8887 | 1648.3672 | 698.8887 | 1648.3672
4950 | 695.1147 | 1606.6804 | 695.1147 | 1606.6804
4951 | 660.867 | 1576.9557 | 660.867 | 1576.9557
4952 | 641.2302 | 1571.1954 | 641.2302 | 1571.1954
4953 | 624.1788 | 1561.8219 | 624.1788 | 1561.8219
4954 | 602.9155 | 1541.8033 | 602.9155 | 1541.8033
4955 | 574.0799 | 1514.0305 | 574.0799 | 1514.0305
4956 | 544.3323 | 1491.8128 | 544.3323 | 1491.8128
4957 | 520.4284 | 1475.4586 | 520.4284 | 1475.4586
4958 | 506.0337 | 1458.9347 | 506.0337 | 1458.9347
4959 | 496.7957 | 1443.2743 | 496.7957 | 1443.2743
4960 | 491.1136 | 1429.7709 | 491.1136 | 1429.7709
4961 | 496.1179 | 1428.3022 | 496.1179 | 1428.3022
4962 | 504.8703 | 1442.2716 | 504.8703 | 1442.2716
4963 | 528.877 | 1408.1987 | 528.877 | 1408.1987
4964 | 548.7161 | 1354.9041 | 548.7161 | 1354.9041
4965 | 568.2858 | 1286.3653 | 568.2858 | 1286.3653
4966 | 588.6086 | 1224.2703 | 588.6086 | 1224.2703
4967 | 620.3675 | 1174.0119 | 620.3675 | 1174.0119
4968 | 623.3729 | 1140.9347 | 623.3729 | 1140.9347
4969 | 609.1765 | 1112.3079 | 609.1765 | 1112.3079
4970 | 619.8616 | 1083.5429 | 619.8616 | 1083.5429
4971 | 636.0225 | 1072.3463 | 636.0225 | 1072.3463
4972 | 668.9217 | 1072.9905 | 668.9217 | 1072.9905
4973 | 687.9294 | 1094.894 | 687.9294 | 1094.894
4974 | 676.0977 | 1123.7498 | 676.0977 | 1123.7498
4975 | 652.9594 | 1151.448 | 652.9594 | 1151.448
4976 | 636.568 | 1178.6827 | 636.568 | 1178.6827
4977 | 622.7874 | 1209.2556 | 622.7874 | 1209.2556
4978 | 603.3744 | 1264.9688 | 603.3744 | 1264.9688
4979 | 572.6658 | 1329.1315 | 572.6658 | 1329.1315
4980 | 542.6967 | 1380.4425 | 542.6967 | 1380.4425
4981 | 523.858 | 1428.267 | 523.858 | 1428.267
4982 | 511.3429 | 1478.9568 | 511.3429 | 1478.9568
4983 | 499.6425 | 1536.091 | 499.6425 | 1536.091
4984 | 496.8845 | 1588.1858 | 496.8845 | 1588.1858
4985 | 497.9254 | 1645.8046 | 497.9254 | 1645.8046
4986 | 506.1377 | 1725.7638 | 506.1377 | 1725.7638
4987 | 530.451 | 1775.2064 | 530.451 | 1775.2064
4988 | 548.4464 | 1821.3372 | 548.4464 | 1821.3372
4989 | 566.1031 | 1853.8883 | 566.1031 | 1853.8883
4990 | 591.2496 | 1879.3719 | 591.2496 | 1879.3719
4991 | 625.669 | 1895.2992 | 625.669 | 1895.2992
4992 | 624.1067 | 1906.1826 | 624.1067 | 1906.1826
4993 | 615.7544 | 1896.8437 | 615.7544 | 1896.8437
4994 | 620.5483 | 1871.7013 | 620.5483 | 1871.7013
4995 | 637.7035 | 1851.5951 | 637.7035 | 1851.5951
4996 | 671.7062 | 1837.8468 | 671.7062 | 1837.8468
4997 | 696.9408 | 1846.6307 | 696.9408 | 1846.6307
4998 | 683.9371 | 1872.3534 | 683.9371 | 1872.3534
4999 | 650.9044 | 1910.5278 | 650.9044 | 1910.5278
5000 | 633.021 | 1960.4282 | 633.021 | 1960.4282
5001 | 625.7068 | 2004.4145 | 625.7068 | 2004.4145
5002 | 606.3047 | 2041.0355 | 606.3047 | 2041.0355
5003 | 577.3375 | 2065.9862 | 577.3375 | 2065.9862
5004 | 547.2482 | 2087.4353 | 547.2482 | 2087.4353
5005 | 523.7719 | 2114.6501 | 523.7719 | 2114.6501
5006 | 508.906 | 2146.9333 | 508.906 | 2146.9333
5007 | 501.2947 | 2184.339 | 501.2947 | 2184.339
5008 | 496.6064 | 2223.7058 | 496.6064 | 2223.7058
5009 | 499.6959 | 2273.492 | 499.6959 | 2273.492
5010 | 510.3479 | 2342.5345 | 510.3479 | 2342.5345
5011 | 531.9125 | 2376.2139 | 531.9125 | 2376.2139
5012 | 557.3764 | 2399.8259 | 557.3764 | 2399.8259
5013 | 574.9054 | 2413.8724 | 574.9054 | 2413.8724
5014 | 592.9223 | 2432.3067 | 592.9223 | 2432.3067
5015 | 624.1085 | 2444.6603 | 624.1085 | 2444.6603
5016 | 622.163 | 2448.2986 | 622.163 | 2448.2986
5017 | 606.2753 | 2424.714 | 606.2753 | 2424.714
5018 | 608.8835 | 2378.2766 | 608.8835 | 2378.2766
5019 | 624.8261 | 2320.3291 | 624.8261 | 2320.3291
5020 | 663.3681 | 2270.0122 | 663.3681 | 2270.0122
5021 | 690.389 | 2242.717 | 690.389 | 2242.717
5022 | 679.5966 | 2228.2486 | 679.5966 | 2228.2486
5023 | 647.1312 | 2231.4698 | 647.1312 | 2231.4698
5024 | 634.2096 | 2254.5924 | 634.2096 | 2254.5924
5025 | 622.1754 | 2272.2904 | 622.1754 | 2272.2904
5026 | 601.4259 | 2281.4483 | 601.4259 | 2281.4483
5027 | 574.6862 | 2283.8802 | 574.6862 | 2283.8802
5028 | 543.6973 | 2291.0837 | 543.6973 | 2291.0837
5029 | 521.9465 | 2304.7872 | 521.9465 | 2304.7872
5030 | 511.649 | 2306.8659 | 511.649 | 2306.8659
5031 | 499.4766 | 2272.0645 | 499.4766 | 2272.0645
5032 | 493.7787 | 2226.1535 | 493.7787 | 2226.1535
5033 | 500.5674 | 2206.0824 | 500.5674 | 2206.0824
5034 | 513.7864 | 2266.3132 | 513.7864 | 2266.3132
5035 | 543.5695 | 2321.0918 | 543.5695 | 2321.0918
5036 | 579.1713 | 2312.1983 | 579.1713 | 2312.1983
5037 | 596.9172 | 2263.0454 | 596.9172 | 2263.0454
5038 | 612.8027 | 2196.7403 | 612.8027 | 2196.7403
5039 | 651.3658 | 2069.2815 | 651.3658 | 2069.2815
5040 | 647.1006 | 1942.2127 | 647.1006 | 1942.2127
5041 | 624.9319 | 1840.1061 | 624.9319 | 1840.1061
5042 | 626.1609 | 1752.5474 | 626.1609 | 1752.5474
5043 | 649.5848 | 1673.8923 | 649.5848 | 1673.8923
5044 | 686.0003 | 1586.5663 | 686.0003 | 1586.5663
5045 | 713.4169 | 1502.8271 | 713.4169 | 1502.8271
5046 | 707.637 | 1416.7881 | 707.637 | 1416.7881
5047 | 667.691 | 1341.732 | 667.691 | 1341.732
5048 | 652.3622 | 1308.068 | 652.3622 | 1308.068
5049 | 635.3228 | 1304.2752 | 635.3228 | 1304.2752
5050 | 613.5782 | 1453.7841 | 613.5782 | 1453.7841
5051 | 577.014 | 1640.3806 | 577.014 | 1640.3806
5052 | 548.2894 | 1700.9929 | 548.2894 | 1700.9929
5053 | 521.6388 | 1741.0337 | 521.6388 | 1741.0337
5054 | 510.5348 | 1810.6687 | 510.5348 | 1810.6687
5055 | 502.3621 | 1880.4819 | 502.3621 | 1880.4819
5056 | 497.5053 | 1924.4504 | 497.5053 | 1924.4504
5057 | 501.978 | 1935.7588 | 501.978 | 1935.7588
5058 | 518.1819 | 1953.9871 | 518.1819 | 1953.9871
5059 | 546.2175 | 1952.7134 | 546.2175 | 1952.7134
5060 | 586.3433 | 1924.0426 | 586.3433 | 1924.0426
5061 | 603.0574 | 1833.2787 | 603.0574 | 1833.2787
5062 | 619.0165 | 1730.1114 | 619.0165 | 1730.1114
5063 | 655.4551 | 1591.8827 | 655.4551 | 1591.8827
5064 | 648.1108 | 1474.8495 | 648.1108 | 1474.8495
5065 | 624.4162 | 1431.7323 | 624.4162 | 1431.7323
5066 | 628.1762 | 1428.5213 | 628.1762 | 1428.5213
5067 | 645.1704 | 1440.9205 | 645.1704 | 1440.9205
5068 | 680.9432 | 1458.6496 | 680.9432 | 1458.6496
5069 | 710.2439 | 1486.0359 | 710.2439 | 1486.0359
5070 | 695.8416 | 1507.7445 | 695.8416 | 1507.7445
5071 | 664.0524 | 1523.1553 | 664.0524 | 1523.1553
5072 | 648.2069 | 1544.026 | 648.2069 | 1544.026
5073 | 630.1452 | 1555.36 | 630.1452 | 1555.36
5074 | 606.1387 | 1563.6857 | 606.1387 | 1563.6857
5075 | 572.1316 | 1572.5305 | 572.1316 | 1572.5305
5076 | 539.9153 | 1594.9098 | 539.9153 | 1594.9098
5077 | 518.5395 | 1622.4183 | 518.5395 | 1622.4183
5078 | 504.2756 | 1646.673 | 504.2756 | 1646.673
5079 | 497.2426 | 1669.1478 | 497.2426 | 1669.1478
5080 | 490.7916 | 1669.6941 | 490.7916 | 1669.6941
5081 | 495.7421 | 1656.2318 | 495.7421 | 1656.2318
5082 | 509.6492 | 1671.1802 | 509.6492 | 1671.1802
5083 | 539.784 | 1669.6127 | 539.784 | 1669.6127
5084 | 577.3981 | 1671.9298 | 577.3981 | 1671.9298
5085 | 596.5088 | 1663.5554 | 596.5088 | 1663.5554
5086 | 614.1562 | 1644.0014 | 614.1562 | 1644.0014
5087 | 652.5637 | 1618.073 | 652.5637 | 1618.073
5088 | 648.1491 | 1598.4582 | 648.1491 | 1598.4582
5089 | 628.1273 | 1562.1946 | 628.1273 | 1562.1946
5090 | 632.7902 | 1508.2183 | 632.7902 | 1508.2183
5091 | 650.8058 | 1480.769 | 650.8058 | 1480.769
5092 | 681.5161 | 1464.4262 | 681.5161 | 1464.4262
5093 | 703.3823 | 1457.8874 | 703.3823 | 1457.8874
5094 | 696.0002 | 1448.1676 | 696.0002 | 1448.1676
5095 | 666.112 | 1433.5206 | 666.112 | 1433.5206
5096 | 649.8932 | 1421.6901 | 649.8932 | 1421.6901
5097 | 629.5075 | 1386.4199 | 629.5075 | 1386.4199
5098 | 609.1094 | 1326.308 | 609.1094 | 1326.308
5099 | 576.4438 | 1259.1274 | 576.4438 | 1259.1274
5100 | 549.0691 | 1219.433 | 549.0691 | 1219.433
5101 | 524.3819 | 1200.8759 | 524.3819 | 1200.8759
5102 | 513.6101 | 1190.3244 | 513.6101 | 1190.3244
5103 | 502.1577 | 1170.7967 | 502.1577 | 1170.7967
5104 | 495.5203 | 1141.2363 | 495.5203 | 1141.2363
5105 | 499.1201 | 1121.8016 | 499.1201 | 1121.8016
5106 | 512.8143 | 1126.7145 | 512.8143 | 1126.7145
5107 | 534.7586 | 1104.7332 | 534.7586 | 1104.7332
5108 | 563.4225 | 1086.2449 | 563.4225 | 1086.2449
5109 | 587.7658 | 1060.0023 | 587.7658 | 1060.0023
5110 | 603.9054 | 1053.3232 | 603.9054 | 1053.3232
5111 | 638.407 | 1062.6906 | 638.407 | 1062.6906
5112 | 642.5533 | 1083.0222 | 642.5533 | 1083.0222
5113 | 623.3912 | 1109.7133 | 623.3912 | 1109.7133
5114 | 629.4322 | 1171.8068 | 629.4322 | 1171.8068
5115 | 642.1339 | 1230.0759 | 642.1339 | 1230.0759
5116 | 673.587 | 1277.9117 | 673.587 | 1277.9117
5117 | 698.8614 | 1348.0837 | 698.8614 | 1348.0837
5118 | 692.8129 | 1418.0119 | 692.8129 | 1418.0119
5119 | 667.6782 | 1479.88 | 667.6782 | 1479.88
5120 | 650.7846 | 1554.1105 | 650.7846 | 1554.1105
5121 | 636.3749 | 1611.0696 | 636.3749 | 1611.0696
5122 | 615.2835 | 1631.6827 | 615.2835 | 1631.6827
5123 | 582.7679 | 1638.0798 | 582.7679 | 1638.0798
5124 | 552.5559 | 1456.4951 | 552.5559 | 1456.4951
5125 | 529.1835 | 1463.2943 | 529.1835 | 1463.2943
5126 | 517.7247 | 1505.3284 | 517.7247 | 1505.3284
5127 | 507.2522 | 1573.9643 | 507.2522 | 1573.9643
5128 | 500.9909 | 1629.5109 | 500.9909 | 1629.5109
5129 | 503.5642 | 1697.2109 | 503.5642 | 1697.2109
5130 | 514.1994 | 1774.0179 | 514.1994 | 1774.0179
5131 | 530.2496 | 1823.4385 | 530.2496 | 1823.4385
5132 | 553.05 | 1862.9154 | 553.05 | 1862.9154
5133 | 572.3689 | 1903.3944 | 572.3689 | 1903.3944
5134 | 594.8247 | 1936.9573 | 594.8247 | 1936.9573
5135 | 630.5417 | 1967.033 | 630.5417 | 1967.033
5136 | 635.6675 | 1976.03 | 635.6675 | 1976.03
5137 | 621.713 | 1950.7617 | 621.713 | 1950.7617
5138 | 620.4313 | 1917.1418 | 620.4313 | 1917.1418
5139 | 637.9473 | 1896.0971 | 637.9473 | 1896.0971
5140 | 669.5794 | 1881.7679 | 669.5794 | 1881.7679
5141 | 694.8077 | 1886.2449 | 694.8077 | 1886.2449
5142 | 685.8161 | 1894.1859 | 685.8161 | 1894.1859
5143 | 661.6572 | 1897.9368 | 661.6572 | 1897.9368
5144 | 646.753 | 1905.7358 | 646.753 | 1905.7358
5145 | 631.6222 | 1906.4866 | 631.6222 | 1906.4866
5146 | 615.1951 | 1901.6139 | 615.1951 | 1901.6139
5147 | 587.9197 | 1880.612 | 587.9197 | 1880.612
5148 | 559.9634 | 1854.7655 | 559.9634 | 1854.7655
5149 | 536.5338 | 1839.5397 | 536.5338 | 1839.5397
5150 | 522.8455 | 1834.1421 | 522.8455 | 1834.1421
5151 | 512.2324 | 1829.7661 | 512.2324 | 1829.7661
5152 | 509.0837 | 1816.8965 | 509.0837 | 1816.8965
5153 | 508.2625 | 1816.4839 | 508.2625 | 1816.4839
5154 | 516.9184 | 1836.4509 | 516.9184 | 1836.4509
5155 | 535.705 | 1839.2635 | 535.705 | 1839.2635
5156 | 559.4165 | 1857.4092 | 559.4165 | 1857.4092
5157 | 577.2922 | 1878.6813 | 577.2922 | 1878.6813
5158 | 596.3985 | 1902.1423 | 596.3985 | 1902.1423
5159 | 632.1634 | 1926.9718 | 632.1634 | 1926.9718
5160 | 632.1296 | 1939.3506 | 632.1296 | 1939.3506
5161 | 624.0051 | 1914.0823 | 624.0051 | 1914.0823
5162 | 623.88 | 1878.6414 | 623.88 | 1878.6414
5163 | 633.9395 | 1845.0668 | 633.9395 | 1845.0668
5164 | 666.9846 | 1810.3602 | 666.9846 | 1810.3602
5165 | 699.7759 | 1787.0025 | 699.7759 | 1787.0025
5166 | 688.2357 | 1758.1773 | 688.2357 | 1758.1773
5167 | 664.623 | 1730.3216 | 664.623 | 1730.3216
5168 | 644.3952 | 1737.0367 | 644.3952 | 1737.0367
5169 | 632.4961 | 1715.5458 | 632.4961 | 1715.5458
5170 | 612.864 | 1655.3938 | 612.864 | 1655.3938
5171 | 582.7402 | 1598.6664 | 582.7402 | 1598.6664
5172 | 556.8067 | 1586.0002 | 556.8067 | 1586.0002
5173 | 535.2946 | 1611.5726 | 535.2946 | 1611.5726
5174 | 520.5377 | 1648.9676 | 520.5377 | 1648.9676
5175 | 510.8293 | 1682.1815 | 510.8293 | 1682.1815
5176 | 507.0257 | 1698.7508 | 507.0257 | 1698.7508
5177 | 509.1135 | 1716.7646 | 509.1135 | 1716.7646
5178 | 520.252 | 1751.7328 | 520.252 | 1751.7328
5179 | 540.7946 | 1755.5859 | 540.7946 | 1755.5859
5180 | 568.2921 | 1753.4843 | 568.2921 | 1753.4843
5181 | 592.0036 | 1734.6953 | 592.0036 | 1734.6953
5182 | 612.4866 | 1695.8533 | 612.4866 | 1695.8533
5183 | 645.4204 | 1646.0234 | 645.4204 | 1646.0234
5184 | 644.2761 | 1593.4112 | 644.2761 | 1593.4112
5185 | 621.1155 | 1527.7782 | 621.1155 | 1527.7782
5186 | 622.4792 | 1491.5569 | 622.4792 | 1491.5569
5187 | 636.6686 | 1487.2044 | 636.6686 | 1487.2044
5188 | 669.4847 | 1489.7408 | 669.4847 | 1489.7408
5189 | 704.9763 | 1503.4527 | 704.9763 | 1503.4527
5190 | 696.8182 | 1519.0243 | 696.8182 | 1519.0243
5191 | 670.1026 | 1540.9849 | 670.1026 | 1540.9849
5192 | 654.8342 | 1577.7025 | 654.8342 | 1577.7025
5193 | 639.3212 | 1597.1832 | 639.3212 | 1597.1832
5194 | 617.6581 | 1601.8922 | 617.6581 | 1601.8922
5195 | 582.0264 | 1577.8988 | 582.0264 | 1577.8988
5196 | 551.5952 | 1526.472 | 551.5952 | 1526.472
5197 | 530.7381 | 1485.1892 | 530.7381 | 1485.1892
5198 | 517.4133 | 1475.6293 | 517.4133 | 1475.6293
5199 | 509.3213 | 1473.2044 | 509.3213 | 1473.2044
5200 | 504.2711 | 1485.8283 | 504.2711 | 1485.8283
5201 | 510.7198 | 1533.8013 | 510.7198 | 1533.8013
5202 | 527.5022 | 1619.3228 | 527.5022 | 1619.3228
5203 | 556.3421 | 1663.8441 | 556.3421 | 1663.8441
5204 | 593.1714 | 1697.3813 | 593.1714 | 1697.3813
5205 | 614.9627 | 1722.2954 | 614.9627 | 1722.2954
5206 | 632.4924 | 1732.7061 | 632.4924 | 1732.7061
5207 | 671.3351 | 1732.3023 | 671.3351 | 1732.3023
5208 | 663.6828 | 1719.1009 | 663.6828 | 1719.1009
5209 | 638.6673 | 1663.6567 | 638.6673 | 1663.6567
5210 | 639.8427 | 1598.5168 | 639.8427 | 1598.5168
5211 | 657.0054 | 1552.5423 | 657.0054 | 1552.5423
5212 | 689.231 | 1519.1363 | 689.231 | 1519.1363
5213 | 724.0053 | 1515.0288 | 724.0053 | 1515.0288
5214 | 718.2456 | 1525.7445 | 718.2456 | 1525.7445
5215 | 685.0966 | 1567.8658 | 685.0966 | 1567.8658
5216 | 664.993 | 1651.5382 | 664.993 | 1651.5382
5217 | 645.8283 | 1708.2619 | 645.8283 | 1708.2619
5218 | 621.6765 | 1738.2042 | 621.6765 | 1738.2042
5219 | 587.3526 | 1749.6762 | 587.3526 | 1749.6762
5220 | 557.8444 | 1753.9622 | 557.8444 | 1753.9622
5221 | 532.0526 | 1754.4314 | 532.0526 | 1754.4314
5222 | 519.6067 | 1751.8953 | 519.6067 | 1751.8953
5223 | 512.5581 | 1760.136 | 512.5581 | 1760.136
5224 | 507.4706 | 1777.3123 | 507.4706 | 1777.3123
5225 | 510.5576 | 1810.6742 | 510.5576 | 1810.6742
5226 | 525.7484 | 1860.687 | 525.7484 | 1860.687
5227 | 556.2587 | 1871.9541 | 556.2587 | 1871.9541
5228 | 591.5489 | 1886.0243 | 591.5489 | 1886.0243
5229 | 614.0421 | 1894.2462 | 614.0421 | 1894.2462
5230 | 629.1211 | 1898.2836 | 629.1211 | 1898.2836
5231 | 673.4238 | 1909.586 | 673.4238 | 1909.586
5232 | 665.8982 | 1907.0502 | 665.8982 | 1907.0502
5233 | 643.0582 | 1857.4591 | 643.0582 | 1857.4591
5234 | 643.6014 | 1806.8869 | 643.6014 | 1806.8869
5235 | 656.8734 | 1755.9264 | 656.8734 | 1755.9264
5236 | 688.6723 | 1720.8729 | 688.6723 | 1720.8729
5237 | 720.9452 | 1710.8256 | 720.9452 | 1710.8256
5238 | 713.0475 | 1704.7625 | 713.0475 | 1704.7625
5239 | 681.2346 | 1693.5988 | 681.2346 | 1693.5988
5240 | 662.3479 | 1686.6567 | 662.3479 | 1686.6567
5241 | 645.2056 | 1675.0944 | 645.2056 | 1675.0944
5242 | 623.7222 | 1660.3364 | 623.7222 | 1660.3364
5243 | 588.8081 | 1637.1234 | 588.8081 | 1637.1234
5244 | 556.1189 | 1615.0055 | 556.1189 | 1615.0055
5245 | 536.7015 | 1598.8693 | 536.7015 | 1598.8693
5246 | 521.3264 | 1591.3038 | 521.3264 | 1591.3038
5247 | 514.8847 | 1585.1502 | 514.8847 | 1585.1502
5248 | 508.6963 | 1578.4806 | 508.6963 | 1578.4806
5249 | 512.9939 | 1587.6931 | 512.9939 | 1587.6931
5250 | 531.6821 | 1616.548 | 531.6821 | 1616.548
5251 | 555.9812 | 1629.2459 | 555.9812 | 1629.2459
5252 | 593.0263 | 1652.074 | 593.0263 | 1652.074
5253 | 615.4671 | 1668.1001 | 615.4671 | 1668.1001
5254 | 633.3281 | 1684.2338 | 633.3281 | 1684.2338
5255 | 668.896 | 1702.3865 | 668.896 | 1702.3865
5256 | 663.8365 | 1712.294 | 663.8365 | 1712.294
5257 | 641.6527 | 1705.2353 | 641.6527 | 1705.2353
5258 | 644.2573 | 1704.3494 | 644.2573 | 1704.3494
5259 | 657.0713 | 1702.3381 | 657.0713 | 1702.3381
5260 | 689.2659 | 1688.6592 | 689.2659 | 1688.6592
5261 | 719.3648 | 1683.5545 | 719.3648 | 1683.5545
5262 | 720.3246 | 1682.3906 | 720.3246 | 1682.3906
5263 | 682.9462 | 1691.9947 | 682.9462 | 1691.9947
5264 | 657.2572 | 1741.8926 | 657.2572 | 1741.8926
5265 | 641.1799 | 1788.1675 | 641.1799 | 1788.1675
5266 | 619.9506 | 1807.2273 | 619.9506 | 1807.2273
5267 | 586.6489 | 1810.6784 | 586.6489 | 1810.6784
5268 | 556.8842 | 1821.0343 | 556.8842 | 1821.0343
5269 | 535.2352 | 1842.9215 | 535.2352 | 1842.9215
5270 | 520.7276 | 1868.697 | 520.7276 | 1868.697
5271 | 513.9914 | 1890.6383 | 513.9914 | 1890.6383
5272 | 509.7684 | 1896.3685 | 509.7684 | 1896.3685
5273 | 512.239 | 1906.3181 | 512.239 | 1906.3181
5274 | 523.7526 | 1934.9129 | 523.7526 | 1934.9129
5275 | 546.0262 | 1937.1619 | 546.0262 | 1937.1619
5276 | 573.9021 | 1943.9049 | 573.9021 | 1943.9049
5277 | 598.1762 | 1943.8458 | 598.1762 | 1943.8458
5278 | 622.1741 | 1943.3741 | 622.1741 | 1943.3741
5279 | 655.4737 | 1939.7619 | 655.4737 | 1939.7619
5280 | 655.5714 | 1917.1956 | 655.5714 | 1917.1956
5281 | 633.1981 | 1875.8855 | 633.1981 | 1875.8855
5282 | 636.9534 | 1836.239 | 636.9534 | 1836.239
5283 | 644.4196 | 1794.3834 | 644.4196 | 1794.3834
5284 | 681.3752 | 1756.295 | 681.3752 | 1756.295
5285 | 714.6569 | 1737.0561 | 714.6569 | 1737.0561
5286 | 705.5352 | 1722.3217 | 705.5352 | 1722.3217
5287 | 675.7329 | 1728.4573 | 675.7329 | 1728.4573
5288 | 657.6929 | 1793.3998 | 657.6929 | 1793.3998
5289 | 644.2218 | 1839.3712 | 644.2218 | 1839.3712
5290 | 623.2663 | 1853.8787 | 623.2663 | 1853.8787
5291 | 591.3097 | 1832.7467 | 591.3097 | 1832.7467
5292 | 560.3975 | 1813.1001 | 560.3975 | 1813.1001
5293 | 538.2105 | 1829.9147 | 538.2105 | 1829.9147
5294 | 523.2508 | 1869.0438 | 523.2508 | 1869.0438
5295 | 512.9746 | 1904.8157 | 512.9746 | 1904.8157
5296 | 508.3043 | 1924.8102 | 508.3043 | 1924.8102
5297 | 508.6071 | 1947.5499 | 508.6071 | 1947.5499
5298 | 520.8177 | 1990.062 | 520.8177 | 1990.062
5299 | 536.3896 | 2008.4829 | 536.3896 | 2008.4829
5300 | 554.8719 | 2026.5419 | 554.8719 | 2026.5419
5301 | 585.0312 | 2036.5414 | 585.0312 | 2036.5414
5302 | 602.009 | 2035.2026 | 602.009 | 2035.2026
5303 | 640.3865 | 2014.4647 | 640.3865 | 2014.4647
5304 | 634.6301 | 1987.6495 | 634.6301 | 1987.6495
5305 | 617.3975 | 1927.436 | 617.3975 | 1927.436
5306 | 620.5677 | 1869.8835 | 620.5677 | 1869.8835
5307 | 633.4059 | 1800.7134 | 633.4059 | 1800.7134
5308 | 655.4436 | 1731.5385 | 655.4436 | 1731.5385
5309 | 692.2057 | 1684.9419 | 692.2057 | 1684.9419
5310 | 687.8047 | 1646.5784 | 687.8047 | 1646.5784
5311 | 663.6612 | 1608.9675 | 663.6612 | 1608.9675
5312 | 646.8357 | 1580.4339 | 646.8357 | 1580.4339
5313 | 632.5139 | 1546.0662 | 632.5139 | 1546.0662
5314 | 613.817 | 1506.5085 | 613.817 | 1506.5085
5315 | 584.2005 | 1463.2215 | 584.2005 | 1463.2215
5316 | 553.9763 | 1429.6142 | 553.9763 | 1429.6142
5317 | 533.0685 | 1410.6598 | 533.0685 | 1410.6598
5318 | 520.8464 | 1399.4091 | 520.8464 | 1399.4091
5319 | 509.8849 | 1383.8472 | 509.8849 | 1383.8472
5320 | 504.9656 | 1357.2337 | 504.9656 | 1357.2337
5321 | 506.0291 | 1340.9961 | 506.0291 | 1340.9961
5322 | 514.5743 | 1339.9786 | 514.5743 | 1339.9786
5323 | 529.2037 | 1305.0713 | 529.2037 | 1305.0713
5324 | 545.7802 | 1271.0594 | 545.7802 | 1271.0594
5325 | 573.575 | 1237.009 | 573.575 | 1237.009
5326 | 593.8604 | 1208.0522 | 593.8604 | 1208.0522
5327 | 631.7063 | 1185.5368 | 631.7063 | 1185.5368
5328 | 631.9543 | 1158.9817 | 631.9543 | 1158.9817
5329 | 617.8686 | 1124.6519 | 617.8686 | 1124.6519
5330 | 617.5469 | 1107.8109 | 617.5469 | 1107.8109
5331 | 623.3941 | 1096.2612 | 623.3941 | 1096.2612
5332 | 646.3265 | 1091.6438 | 646.3265 | 1091.6438
5333 | 681.2938 | 1109.7347 | 681.2938 | 1109.7347
5334 | 677.7302 | 1124.4825 | 677.7302 | 1124.4825
5335 | 651.1328 | 1121.9902 | 651.1328 | 1121.9902
5336 | 632.5589 | 1107.8509 | 632.5589 | 1107.8509
5337 | 614.346 | 1068.6707 | 614.346 | 1068.6707
5338 | 595.347 | 1015.8459 | 595.347 | 1015.8459
5339 | 565.8428 | 971.475 | 565.8428 | 971.475
5340 | 535.7693 | 940.9027 | 535.7693 | 940.9027
5341 | 515.0493 | 929.1888 | 515.0493 | 929.1888
5342 | 503.1144 | 931.075 | 503.1144 | 931.075
5343 | 493.9257 | 936.0639 | 493.9257 | 936.0639
5344 | 490.1625 | 938.1523 | 490.1625 | 938.1523
5345 | 493.2991 | 958.8108 | 493.2991 | 958.8108
5346 | 504.6168 | 1002.4936 | 504.6168 | 1002.4936
5347 | 523.8323 | 1021.3914 | 523.8323 | 1021.3914
5348 | 547.649 | 1047.7314 | 547.649 | 1047.7314
5349 | 576.6868 | 1071.9951 | 576.6868 | 1071.9951
5350 | 595.0749 | 1102.0029 | 595.0749 | 1102.0029
5351 | 632.0601 | 1134.6365 | 632.0601 | 1134.6365
5352 | 625.4945 | 1168.4767 | 625.4945 | 1168.4767
5353 | 606.6476 | 1203.3001 | 606.6476 | 1203.3001
5354 | 610.633 | 1242.4753 | 610.633 | 1242.4753
5355 | 619.8943 | 1282.0427 | 619.8943 | 1282.0427
5356 | 647.9555 | 1322.8626 | 647.9555 | 1322.8626
5357 | 686.5429 | 1377.286 | 686.5429 | 1377.286
5358 | 688.7356 | 1414.1456 | 688.7356 | 1414.1456
5359 | 661.112 | 1440.5718 | 661.112 | 1440.5718
5360 | 644.6537 | 1472.607 | 644.6537 | 1472.607
5361 | 629.6061 | 1494.2121 | 629.6061 | 1494.2121
5362 | 611.6254 | 1492.5911 | 611.6254 | 1492.5911
5363 | 574.146 | 1493.2674 | 574.146 | 1493.2674
5364 | 542.8341 | 1491.4402 | 542.8341 | 1491.4402
5365 | 519.2336 | 1457.051 | 519.2336 | 1457.051
5366 | 510.882 | 1413.8033 | 510.882 | 1413.8033
5367 | 499.6648 | 1364.2502 | 499.6648 | 1364.2502
5368 | 495.5563 | 1302.865 | 495.5563 | 1302.865
5369 | 502.4746 | 1234.5999 | 502.4746 | 1234.5999
5370 | 519.5091 | 1137.6783 | 519.5091 | 1137.6783
5371 | 546.4493 | 1049.1827 | 546.4493 | 1049.1827
5372 | 581.949 | 997.7417 | 581.949 | 997.7417
5373 | 602.8848 | 972.059 | 602.8848 | 972.059
5374 | 617.6305 | 994.2626 | 617.6305 | 994.2626
5375 | 656.6474 | 1038.429 | 656.6474 | 1038.429
5376 | 651.3852 | 1076.9083 | 651.3852 | 1076.9083
5377 | 626.4044 | 1091.1375 | 626.4044 | 1091.1375
5378 | 626.3532 | 1102.8682 | 626.3532 | 1102.8682
5379 | 642.7179 | 1123.3588 | 642.7179 | 1123.3588
5380 | 669.0798 | 1144.5384 | 669.0798 | 1144.5384
5381 | 713.1174 | 1181.9228 | 713.1174 | 1181.9228
5382 | 712.8618 | 1208.7237 | 712.8618 | 1208.7237
5383 | 683.6929 | 1216.8103 | 683.6929 | 1216.8103
5384 | 668.5489 | 1222.6583 | 668.5489 | 1222.6583
5385 | 646.7886 | 1212.0931 | 646.7886 | 1212.0931
5386 | 622.9553 | 1199.4162 | 622.9553 | 1199.4162
5387 | 586.852 | 1193.2422 | 586.852 | 1193.2422
5388 | 553.8117 | 1198.4821 | 553.8117 | 1198.4821
5389 | 528.9373 | 1221.0196 | 528.9373 | 1221.0196
5390 | 516.6733 | 1269.8173 | 516.6733 | 1269.8173
5391 | 508.2931 | 1338.9301 | 508.2931 | 1338.9301
5392 | 504.3285 | 1404.0584 | 504.3285 | 1404.0584
5393 | 506.1217 | 1471.1081 | 506.1217 | 1471.1081
5394 | 525.2963 | 1555.0689 | 525.2963 | 1555.0689
5395 | 552.482 | 1605.9636 | 552.482 | 1605.9636
5396 | 592.6214 | 1647.4783 | 592.6214 | 1647.4783
5397 | 615.0148 | 1687.9139 | 615.0148 | 1687.9139
5398 | 626.7161 | 1739.4697 | 626.7161 | 1739.4697
5399 | 663.2733 | 1792.5675 | 663.2733 | 1792.5675
5400 | 652.9543 | 1830.5265 | 652.9543 | 1830.5265
5401 | 628.2793 | 1842.3277 | 628.2793 | 1842.3277
5402 | 626.1914 | 1838.7537 | 626.1914 | 1838.7537
5403 | 637.0301 | 1816.8853 | 637.0301 | 1816.8853
5404 | 662.2759 | 1774.2011 | 662.2759 | 1774.2011
5405 | 704.975 | 1747.1148 | 704.975 | 1747.1148
5406 | 710.5961 | 1723.4924 | 710.5961 | 1723.4924
5407 | 678.8455 | 1709.5973 | 678.8455 | 1709.5973
5408 | 655.8829 | 1721.9921 | 655.8829 | 1721.9921
5409 | 641.5537 | 1743.077 | 641.5537 | 1743.077
5410 | 617.6029 | 1754.0726 | 617.6029 | 1754.0726
5411 | 582.4445 | 1765.5012 | 582.4445 | 1765.5012
5412 | 548.7452 | 1782.6641 | 548.7452 | 1782.6641
5413 | 526.6644 | 1804.1177 | 526.6644 | 1804.1177
5414 | 510.4552 | 1826.8582 | 510.4552 | 1826.8582
5415 | 501.1688 | 1848.4093 | 501.1688 | 1848.4093
5416 | 496.3654 | 1868.2303 | 496.3654 | 1868.2303
5417 | 502.0275 | 1898.4706 | 502.0275 | 1898.4706
5418 | 518.7359 | 1944.4512 | 518.7359 | 1944.4512
5419 | 539.6405 | 1961.1379 | 539.6405 | 1961.1379
5420 | 578.4896 | 1981.0612 | 578.4896 | 1981.0612
5421 | 603.2181 | 1991.2775 | 603.2181 | 1991.2775
5422 | 619.576 | 1991.803 | 619.576 | 1991.803
5423 | 657.123 | 1986.9769 | 657.123 | 1986.9769
5424 | 645.8653 | 1950.71 | 645.8653 | 1950.71
5425 | 620.7228 | 1894.4419 | 620.7228 | 1894.4419
5426 | 622.9318 | 1838.1467 | 622.9318 | 1838.1467
5427 | 636.7213 | 1783.2842 | 636.7213 | 1783.2842
5428 | 655.7591 | 1740.3399 | 655.7591 | 1740.3399
5429 | 694.5559 | 1718.0661 | 694.5559 | 1718.0661
5430 | 703.2871 | 1707.5806 | 703.2871 | 1707.5806
5431 | 669.4455 | 1720.5664 | 669.4455 | 1720.5664
5432 | 649.8754 | 1791.4921 | 649.8754 | 1791.4921
5433 | 634.6004 | 1840.0215 | 634.6004 | 1840.0215
5434 | 612.2697 | 1859.7317 | 612.2697 | 1859.7317
5435 | 576.6861 | 1862.8793 | 576.6861 | 1862.8793
5436 | 546.6749 | 1860.5319 | 546.6749 | 1860.5319
5437 | 524.8342 | 1853.9774 | 524.8342 | 1853.9774
5438 | 514.0726 | 1846.7587 | 514.0726 | 1846.7587
5439 | 503.6258 | 1840.5618 | 503.6258 | 1840.5618
5440 | 496.3972 | 1844.341 | 496.3972 | 1844.341
5441 | 499.74 | 1881.605 | 499.74 | 1881.605
5442 | 510.2501 | 1953.3826 | 510.2501 | 1953.3826
5443 | 525.5656 | 1978.0035 | 525.5656 | 1978.0035
5444 | 557.0411 | 1989.2122 | 557.0411 | 1989.2122
5445 | 581.7208 | 1988.8929 | 581.7208 | 1988.8929
5446 | 601.7851 | 1980.6171 | 601.7851 | 1980.6171
5447 | 636.4006 | 1966.6861 | 636.4006 | 1966.6861
5448 | 635.4245 | 1915.8516 | 635.4245 | 1915.8516
5449 | 616.4381 | 1834.5236 | 616.4381 | 1834.5236
5450 | 621.3572 | 1767.0858 | 621.3572 | 1767.0858
5451 | 624.9301 | 1699.2598 | 624.9301 | 1699.2598
5452 | 643.1094 | 1624.3186 | 643.1094 | 1624.3186
5453 | 679.6151 | 1575.1639 | 679.6151 | 1575.1639
5454 | 686.8927 | 1538.2745 | 686.8927 | 1538.2745
5455 | 659.0113 | 1497.4119 | 659.0113 | 1497.4119
5456 | 637.5339 | 1470.8727 | 637.5339 | 1470.8727
5457 | 620.544 | 1440.4504 | 620.544 | 1440.4504
5458 | 604.2003 | 1408.1765 | 604.2003 | 1408.1765
5459 | 574.7222 | 1393.5914 | 574.7222 | 1393.5914
5460 | 546.1367 | 1414.136 | 546.1367 | 1414.136
5461 | 523.2409 | 1461.8202 | 523.2409 | 1461.8202
5462 | 509.2251 | 1522.8876 | 509.2251 | 1522.8876
5463 | 499.5683 | 1573.2706 | 499.5683 | 1573.2706
5464 | 495.6317 | 1608.9167 | 495.6317 | 1608.9167
5465 | 496.738 | 1655.8924 | 496.738 | 1655.8924
5466 | 508.3083 | 1716.5275 | 508.3083 | 1716.5275
5467 | 516.1773 | 1743.7063 | 516.1773 | 1743.7063
5468 | 538.8288 | 1775.0323 | 538.8288 | 1775.0323
5469 | 562.3633 | 1802.5478 | 562.3633 | 1802.5478
5470 | 581.6102 | 1824.8815 | 581.6102 | 1824.8815
5471 | 619.5416 | 1841.56 | 619.5416 | 1841.56
5472 | 623.0046 | 1835.7292 | 623.0046 | 1835.7292
5473 | 604.0474 | 1800.0988 | 604.0474 | 1800.0988
5474 | 605.3329 | 1755.1629 | 605.3329 | 1755.1629
5475 | 612.6232 | 1694.6207 | 612.6232 | 1694.6207
5476 | 632.6413 | 1641.2275 | 632.6413 | 1641.2275
5477 | 673.9815 | 1609.8923 | 673.9815 | 1609.8923
5478 | 672.5291 | 1588.0475 | 672.5291 | 1588.0475
5479 | 646.5683 | 1592.232 | 646.5683 | 1592.232
5480 | 632.5571 | 1643.7774 | 632.5571 | 1643.7774
5481 | 618.1919 | 1681.5111 | 618.1919 | 1681.5111
5482 | 598.8455 | 1706.5541 | 598.8455 | 1706.5541
5483 | 567.9375 | 1727.6946 | 567.9375 | 1727.6946
5484 | 540.8774 | 1745.1609 | 540.8774 | 1745.1609
5485 | 521.3482 | 1752.7839 | 521.3482 | 1752.7839
5486 | 507.3733 | 1743.1373 | 507.3733 | 1743.1373
5487 | 499.3229 | 1711.1434 | 499.3229 | 1711.1434
5488 | 493.3618 | 1663.9357 | 493.3618 | 1663.9357
5489 | 496.4813 | 1632.4801 | 496.4813 | 1632.4801
5490 | 504.5719 | 1628.6444 | 504.5719 | 1628.6444
5491 | 514.6949 | 1600.1105 | 514.6949 | 1600.1105
5492 | 534.7861 | 1572.0384 | 534.7861 | 1572.0384
5493 | 559.0685 | 1533.6524 | 559.0685 | 1533.6524
5494 | 581.0851 | 1491.6021 | 581.0851 | 1491.6021
5495 | 611.7899 | 1458.9412 | 611.7899 | 1458.9412
5496 | 614.3756 | 1438.9763 | 614.3756 | 1438.9763
5497 | 598.3527 | 1406.4675 | 598.3527 | 1406.4675
5498 | 598.4183 | 1372.1538 | 598.4183 | 1372.1538
5499 | 606.8843 | 1338.7526 | 606.8843 | 1338.7526
5500 | 628.3507 | 1306.5607 | 628.3507 | 1306.5607
5501 | 672.0767 | 1294.8658 | 672.0767 | 1294.8658
5502 | 674.5257 | 1285.681 | 674.5257 | 1285.681
5503 | 647.2747 | 1257.0449 | 647.2747 | 1257.0449
5504 | 627.8837 | 1236.619 | 627.8837 | 1236.619
5505 | 619.8679 | 1214.7812 | 619.8679 | 1214.7812
5506 | 596.9751 | 1209.7784 | 596.9751 | 1209.7784
5507 | 568.6324 | 1210.8015 | 568.6324 | 1210.8015
5508 | 538.9692 | 1209.1044 | 538.9692 | 1209.1044
5509 | 519.748 | 1206.4086 | 519.748 | 1206.4086
5510 | 506.1578 | 1206.3437 | 506.1578 | 1206.3437
5511 | 498.0174 | 1200.7538 | 498.0174 | 1200.7538
5512 | 492.6989 | 1204.0127 | 492.6989 | 1204.0127
5513 | 496.0084 | 1259.1395 | 496.0084 | 1259.1395
5514 | 508.992 | 1338.6345 | 508.992 | 1338.6345
5515 | 522.7278 | 1371.7965 | 522.7278 | 1371.7965
5516 | 553.3134 | 1419.7279 | 553.3134 | 1419.7279
5517 | 575.1023 | 1465.8432 | 575.1023 | 1465.8432
5518 | 590.5256 | 1495.1573 | 590.5256 | 1495.1573
5519 | 623.8966 | 1509.4946 | 623.8966 | 1509.4946
5520 | 622.7377 | 1504.1841 | 622.7377 | 1504.1841
5521 | 606.0328 | 1468.2067 | 606.0328 | 1468.2067
5522 | 605.0707 | 1422.3604 | 605.0707 | 1422.3604
5523 | 614.7226 | 1379.4208 | 614.7226 | 1379.4208
5524 | 634.7051 | 1353.0386 | 634.7051 | 1353.0386
5525 | 678.5902 | 1367.6609 | 678.5902 | 1367.6609
5526 | 684.9707 | 1407.2086 | 684.9707 | 1407.2086
5527 | 653.0778 | 1448.5927 | 653.0778 | 1448.5927
5528 | 638.941 | 1489.776 | 638.941 | 1489.776
5529 | 620.6639 | 1515.2399 | 620.6639 | 1515.2399
5530 | 602.0613 | 1534.7334 | 602.0613 | 1534.7334
5531 | 566.923 | 1541.9998 | 566.923 | 1541.9998
5532 | 533.1996 | 1539.2188 | 533.1996 | 1539.2188
5533 | 512.0786 | 1523.2993 | 512.0786 | 1523.2993
5534 | 502.4074 | 1473.158 | 502.4074 | 1473.158
5535 | 495.3001 | 1366.8082 | 495.3001 | 1366.8082
5536 | 489.0396 | 1199.417 | 489.0396 | 1199.417
5537 | 494.4783 | 1087.6222 | 494.4783 | 1087.6222
5538 | 510.2608 | 1087.6452 | 510.2608 | 1087.6452
5539 | 532.8001 | 1118.1192 | 532.8001 | 1118.1192
5540 | 572.2497 | 1167.1778 | 572.2497 | 1167.1778
5541 | 593.4013 | 1209.5211 | 593.4013 | 1209.5211
5542 | 611.9222 | 1240.0058 | 611.9222 | 1240.0058
5543 | 646.6055 | 1272.8996 | 646.6055 | 1272.8996
5544 | 637.0965 | 1309.081 | 637.0965 | 1309.081
5545 | 614.8216 | 1332.7185 | 614.8216 | 1332.7185
5546 | 619.4905 | 1357.8896 | 619.4905 | 1357.8896
5547 | 628.5621 | 1380.2879 | 628.5621 | 1380.2879
5548 | 646.5041 | 1394.7906 | 646.5041 | 1394.7906
5549 | 691.1168 | 1425.108 | 691.1168 | 1425.108
5550 | 703.7822 | 1449.2208 | 703.7822 | 1449.2208
5551 | 669.9754 | 1459.4752 | 669.9754 | 1459.4752
5552 | 649.3116 | 1471.6965 | 649.3116 | 1471.6965
5553 | 632.7086 | 1477.8235 | 632.7086 | 1477.8235
5554 | 607.4229 | 1488.8625 | 607.4229 | 1488.8625
5555 | 572.5162 | 1504.8869 | 572.5162 | 1504.8869
5556 | 538.809 | 1530.851 | 538.809 | 1530.851
5557 | 515.4564 | 1571.338 | 515.4564 | 1571.338
5558 | 504.9488 | 1618.5315 | 504.9488 | 1618.5315
5559 | 496.9273 | 1665.8362 | 496.9273 | 1665.8362
5560 | 491.8333 | 1705.7745 | 491.8333 | 1705.7745
5561 | 497.7947 | 1749.5419 | 497.7947 | 1749.5419
5562 | 513.541 | 1803.5435 | 513.541 | 1803.5435
5563 | 538.1135 | 1819.4063 | 538.1135 | 1819.4063
5564 | 575.0546 | 1832.0024 | 575.0546 | 1832.0024
5565 | 597.8046 | 1834.3712 | 597.8046 | 1834.3712
5566 | 614.0055 | 1829.9108 | 614.0055 | 1829.9108
5567 | 650.7755 | 1826.8623 | 650.7755 | 1826.8623
5568 | 645.7645 | 1803.1253 | 645.7645 | 1803.1253
5569 | 619.1859 | 1754.2279 | 619.1859 | 1754.2279
5570 | 620.4135 | 1704.6528 | 620.4135 | 1704.6528
5571 | 629.1829 | 1663.6643 | 629.1829 | 1663.6643
5572 | 647.8777 | 1629.4346 | 647.8777 | 1629.4346
5573 | 692.5307 | 1618.6936 | 692.5307 | 1618.6936
5574 | 700.4056 | 1616.2724 | 700.4056 | 1616.2724
5575 | 667.6121 | 1619.9366 | 667.6121 | 1619.9366
5576 | 644.7065 | 1640.6558 | 644.7065 | 1640.6558
5577 | 627.5794 | 1668.2441 | 627.5794 | 1668.2441
5578 | 604.8703 | 1701.2647 | 604.8703 | 1701.2647
5579 | 569.0381 | 1727.2177 | 569.0381 | 1727.2177
5580 | 541.2084 | 1749.7133 | 541.2084 | 1749.7133
5581 | 517.8798 | 1770.1698 | 517.8798 | 1770.1698
5582 | 509.2873 | 1790.8725 | 509.2873 | 1790.8725
5583 | 497.1184 | 1811.5565 | 497.1184 | 1811.5565
5584 | 491.3375 | 1828.2559 | 491.3375 | 1828.2559
5585 | 497.7697 | 1856.4584 | 497.7697 | 1856.4584
5586 | 512.1068 | 1903.6964 | 512.1068 | 1903.6964
5587 | 532.4178 | 1922.1173 | 532.4178 | 1922.1173
5588 | 571.637 | 1943.2545 | 571.637 | 1943.2545
5589 | 591.3421 | 1959.3239 | 591.3421 | 1959.3239
5590 | 607.5085 | 1974.8073 | 607.5085 | 1974.8073
5591 | 650.3156 | 1989.1013 | 650.3156 | 1989.1013
5592 | 648.0956 | 1988.9502 | 648.0956 | 1988.9502
5593 | 622.0322 | 1962.9882 | 622.0322 | 1962.9882
5594 | 616.9348 | 1924.4256 | 616.9348 | 1924.4256
5595 | 627.8754 | 1883.0902 | 627.8754 | 1883.0902
5596 | 644.3917 | 1842.097 | 644.3917 | 1842.097
5597 | 682.8037 | 1822.4679 | 682.8037 | 1822.4679
5598 | 694.084 | 1804.7419 | 694.084 | 1804.7419
5599 | 667.7429 | 1788.1588 | 667.7429 | 1788.1588
5600 | 642.9053 | 1793.1397 | 642.9053 | 1793.1397
5601 | 627.1258 | 1805.033 | 627.1258 | 1805.033
5602 | 603.3423 | 1814.5545 | 603.3423 | 1814.5545
5603 | 570.0373 | 1823.1217 | 570.0373 | 1823.1217
5604 | 542.9156 | 1836.9461 | 542.9156 | 1836.9461
5605 | 521.7481 | 1855.0179 | 521.7481 | 1855.0179
5606 | 508.5687 | 1873.5963 | 508.5687 | 1873.5963
5607 | 498.5912 | 1890.5515 | 498.5912 | 1890.5515
5608 | 494.7087 | 1903.479 | 494.7087 | 1903.479
5609 | 496.017 | 1928.6032 | 496.017 | 1928.6032
5610 | 510.2474 | 1971.5923 | 510.2474 | 1971.5923
5611 | 524.3988 | 1983.6831 | 524.3988 | 1983.6831
5612 | 556.6938 | 1994.3282 | 556.6938 | 1994.3282
5613 | 581.2029 | 1991.1474 | 581.2029 | 1991.1474
5614 | 600.0326 | 1985.2562 | 600.0326 | 1985.2562
5615 | 633.7548 | 1979.9965 | 633.7548 | 1979.9965
5616 | 630.5136 | 1951.5771 | 630.5136 | 1951.5771
5617 | 615.9047 | 1905.1943 | 615.9047 | 1905.1943
5618 | 618.7875 | 1847.6851 | 618.7875 | 1847.6851
5619 | 627.2802 | 1788.617 | 627.2802 | 1788.617
5620 | 639.4894 | 1726.3358 | 639.4894 | 1726.3358
5621 | 676.1078 | 1690.4915 | 676.1078 | 1690.4915
5622 | 687.0187 | 1666.9558 | 687.0187 | 1666.9558
5623 | 658.8987 | 1651.023 | 658.8987 | 1651.023
5624 | 632.0769 | 1675.3408 | 632.0769 | 1675.3408
5625 | 613.464 | 1726.038 | 613.464 | 1726.038
5626 | 596.4624 | 1747.3524 | 596.4624 | 1747.3524
5627 | 569.346 | 1750.8468 | 569.346 | 1750.8468
5628 | 540.6207 | 1754.2224 | 540.6207 | 1754.2224
5629 | 520.1803 | 1759.2873 | 520.1803 | 1759.2873
5630 | 507.8711 | 1763.9483 | 507.8711 | 1763.9483
5631 | 498.5731 | 1769.6743 | 498.5731 | 1769.6743
5632 | 491.8294 | 1778.8731 | 491.8294 | 1778.8731
5633 | 493.4907 | 1806.9022 | 493.4907 | 1806.9022
5634 | 502.0104 | 1857.0451 | 502.0104 | 1857.0451
5635 | 510.7644 | 1875.8562 | 510.7644 | 1875.8562
5636 | 535.5997 | 1886.3712 | 535.5997 | 1886.3712
5637 | 557.7899 | 1874.1723 | 557.7899 | 1874.1723
5638 | 572.8515 | 1853.1931 | 572.8515 | 1853.1931
5639 | 609.8146 | 1826.5154 | 609.8146 | 1826.5154
5640 | 604.4689 | 1833.0411 | 604.4689 | 1833.0411
5641 | 590.4241 | 1871.9834 | 590.4241 | 1871.9834
5642 | 589.9593 | 1905.6957 | 589.9593 | 1905.6957
5643 | 596.399 | 1910.4047 | 596.399 | 1910.4047
5644 | 610.9441 | 1891.3496 | 610.9441 | 1891.3496
5645 | 644.7212 | 1882.9065 | 644.7212 | 1882.9065
5646 | 653.7128 | 1870.9903 | 653.7128 | 1870.9903
5647 | 630.4474 | 1852.4128 | 630.4474 | 1852.4128
5648 | 617.9954 | 1839.0973 | 617.9954 | 1839.0973
5649 | 600.8026 | 1823.2427 | 600.8026 | 1823.2427
5650 | 582.5559 | 1813.7308 | 582.5559 | 1813.7308
5651 | 552.7319 | 1813.4532 | 552.7319 | 1813.4532
5652 | 526.6161 | 1822.7252 | 526.6161 | 1822.7252
5653 | 506.994 | 1833.6433 | 506.994 | 1833.6433
5654 | 495.3228 | 1840.8189 | 495.3228 | 1840.8189
5655 | 487.123 | 1848.9729 | 487.123 | 1848.9729
5656 | 477.542 | 1859.3423 | 477.542 | 1859.3423
5657 | 481.2196 | 1881.4316 | 481.2196 | 1881.4316
5658 | 488.1277 | 1916.1396 | 488.1277 | 1916.1396
5659 | 496.7528 | 1910.8013 | 496.7528 | 1910.8013
5660 | 520.084 | 1898.9011 | 520.084 | 1898.9011
5661 | 538.3185 | 1875.5163 | 538.3185 | 1875.5163
5662 | 562.6261 | 1849.7246 | 562.6261 | 1849.7246
5663 | 593.0222 | 1824.4777 | 593.0222 | 1824.4777
5664 | 586.1859 | 1791.5059 | 586.1859 | 1791.5059
5665 | 573.9391 | 1741.221 | 573.9391 | 1741.221
5666 | 574.3444 | 1696.4152 | 574.3444 | 1696.4152
5667 | 583.9311 | 1669.6041 | 583.9311 | 1669.6041
5668 | 601.3127 | 1651.633 | 601.3127 | 1651.633
5669 | 642.5281 | 1649.3464 | 642.5281 | 1649.3464
5670 | 651.809 | 1645.1043 | 651.809 | 1645.1043
5671 | 629.8343 | 1637.3658 | 629.8343 | 1637.3658
5672 | 610.5913 | 1639.0082 | 610.5913 | 1639.0082
5673 | 595.1086 | 1636.6374 | 595.1086 | 1636.6374
5674 | 575.7264 | 1633.3255 | 575.7264 | 1633.3255
5675 | 547.748 | 1647.7023 | 547.748 | 1647.7023
5676 | 523.6946 | 1665.2554 | 523.6946 | 1665.2554
5677 | 502.4987 | 1680.2056 | 502.4987 | 1680.2056
5678 | 490.5215 | 1698.6972 | 490.5215 | 1698.6972
5679 | 482.909 | 1718.6874 | 482.909 | 1718.6874
5680 | 477.2939 | 1733.9994 | 477.2939 | 1733.9994
5681 | 480.4577 | 1764.1096 | 480.4577 | 1764.1096
5682 | 490.9438 | 1808.3994 | 490.9438 | 1808.3994
5683 | 502.2728 | 1818.8427 | 502.2728 | 1818.8427
5684 | 534.1541 | 1827.2332 | 534.1541 | 1827.2332
5685 | 551.8079 | 1830.1657 | 551.8079 | 1830.1657
5686 | 571.9437 | 1831.3849 | 571.9437 | 1831.3849
5687 | 609.6286 | 1821.0959 | 609.6286 | 1821.0959
5688 | 604.5053 | 1788.0807 | 604.5053 | 1788.0807
5689 | 582.8315 | 1731.6393 | 582.8315 | 1731.6393
5690 | 584.7659 | 1676.1678 | 584.7659 | 1676.1678
5691 | 595.3944 | 1614.455 | 595.3944 | 1614.455
5692 | 610.7554 | 1560.3681 | 610.7554 | 1560.3681
5693 | 653.9684 | 1535.9265 | 653.9684 | 1535.9265
5694 | 669.092 | 1519.1544 | 669.092 | 1519.1544
5695 | 644.8364 | 1509.1614 | 644.8364 | 1509.1614
5696 | 623.5445 | 1551.6888 | 623.5445 | 1551.6888
5697 | 605.3876 | 1623.6305 | 605.3876 | 1623.6305
5698 | 583.6478 | 1660.5098 | 583.6478 | 1660.5098
5699 | 548.3327 | 1669.814 | 548.3327 | 1669.814
5700 | 521.6904 | 1684.3321 | 521.6904 | 1684.3321
5701 | 500.5055 | 1713.7633 | 500.5055 | 1713.7633
5702 | 489.386 | 1733.9458 | 489.386 | 1733.9458
5703 | 485.4967 | 1738.7614 | 485.4967 | 1738.7614
5704 | 476.8644 | 1734.4763 | 476.8644 | 1734.4763
5705 | 483.9204 | 1749.1517 | 483.9204 | 1749.1517
5706 | 500.8008 | 1783.036 | 500.8008 | 1783.036
5707 | 516.6898 | 1789.7507 | 516.6898 | 1789.7507
5708 | 558.7687 | 1810.8446 | 558.7687 | 1810.8446
5709 | 578.9902 | 1817.2889 | 578.9902 | 1817.2889
5710 | 599.4824 | 1805.4579 | 599.4824 | 1805.4579
5711 | 634.4319 | 1787.6682 | 634.4319 | 1787.6682
5712 | 625.7035 | 1755.6069 | 625.7035 | 1755.6069
5713 | 602.9347 | 1691.1012 | 602.9347 | 1691.1012
5714 | 602.4039 | 1629.0396 | 602.4039 | 1629.0396
5715 | 614.7069 | 1557.5716 | 614.7069 | 1557.5716
5716 | 624.579 | 1466.6753 | 624.579 | 1466.6753
5717 | 671.9531 | 1410.9305 | 671.9531 | 1410.9305
5718 | 690.6195 | 1372.9572 | 690.6195 | 1372.9572
5719 | 661.0182 | 1332.4414 | 661.0182 | 1332.4414
5720 | 638.649 | 1308.8938 | 638.649 | 1308.8938
5721 | 623.3089 | 1299.0657 | 623.3089 | 1299.0657
5722 | 598.5101 | 1267.0086 | 598.5101 | 1267.0086
5723 | 563.2089 | 1210.5413 | 563.2089 | 1210.5413
5724 | 529.336 | 1151.614 | 529.336 | 1151.614
5725 | 509.5164 | 1106.299 | 509.5164 | 1106.299
5726 | 499.7817 | 1084.426 | 499.7817 | 1084.426
5727 | 490.9876 | 1072.2892 | 490.9876 | 1072.2892
5728 | 483.6841 | 1054.1302 | 483.6841 | 1054.1302
5729 | 488.35 | 1055.105 | 488.35 | 1055.105
5730 | 502.764 | 1078.1069 | 502.764 | 1078.1069
5731 | 521.2857 | 1067.5658 | 521.2857 | 1067.5658
5732 | 568.7864 | 1070.5801 | 568.7864 | 1070.5801
5733 | 588.0418 | 1065.0148 | 588.0418 | 1065.0148
5734 | 602.4286 | 1049.0649 | 602.4286 | 1049.0649
5735 | 641.5356 | 1034.1368 | 641.5356 | 1034.1368
5736 | 637.1403 | 1028.7829 | 637.1403 | 1028.7829
5737 | 608.4931 | 1017.6487 | 608.4931 | 1017.6487
5738 | 603.2998 | 1010.1292 | 603.2998 | 1010.1292
5739 | 611.0775 | 1004.8229 | 611.0775 | 1004.8229
5740 | 626.474 | 998.688 | 626.474 | 998.688
5741 | 664.0931 | 1010.102 | 664.0931 | 1010.102
5742 | 684.0617 | 1017.8696 | 684.0617 | 1017.8696
5743 | 655.6628 | 1017.8919 | 655.6628 | 1017.8919
5744 | 635.7026 | 1020.0545 | 635.7026 | 1020.0545
5745 | 618.9515 | 1008.4055 | 618.9515 | 1008.4055
5746 | 598.0019 | 988.5315 | 598.0019 | 988.5315
5747 | 561.2257 | 964.1045 | 561.2257 | 964.1045
5748 | 530.4895 | 950.9613 | 530.4895 | 950.9613
5749 | 510.7753 | 944.9704 | 510.7753 | 944.9704
5750 | 497.9221 | 933.8064 | 497.9221 | 933.8064
5751 | 489.9581 | 919.2851 | 489.9581 | 919.2851
5752 | 486.0754 | 909.6672 | 486.0754 | 909.6672
5753 | 491.488 | 911.6392 | 491.488 | 911.6392
5754 | 504.4243 | 943.4424 | 504.4243 | 943.4424
5755 | 519.0456 | 949.4634 | 519.0456 | 949.4634
5756 | 560.0823 | 969.9937 | 560.0823 | 969.9937
5757 | 582.7206 | 988.8379 | 582.7206 | 988.8379
5758 | 597.7085 | 999.3787 | 597.7085 | 999.3787
5759 | 642.6347 | 1031.9256 | 642.6347 | 1031.9256
5760 | 635.0643 | 1091.2592 | 635.0643 | 1091.2592
5761 | 608.6016 | 1147.4139 | 608.6016 | 1147.4139
5762 | 613.1702 | 1207.0099 | 613.1702 | 1207.0099
5763 | 617.912 | 1261.9254 | 617.912 | 1261.9254
5764 | 629.0338 | 1297.8461 | 629.0338 | 1297.8461
5765 | 666.0707 | 1333.0627 | 666.0707 | 1333.0627
5766 | 693.932 | 1349.7616 | 693.932 | 1349.7616
5767 | 660.9875 | 1349.8706 | 660.9875 | 1349.8706
5768 | 639.8347 | 1350.2123 | 639.8347 | 1350.2123
5769 | 623.8302 | 1349.7058 | 623.8302 | 1349.7058
5770 | 599.9405 | 1349.3421 | 599.9405 | 1349.3421
5771 | 570.0162 | 1345.0758 | 570.0162 | 1345.0758
5772 | 538.7235 | 1342.5549 | 538.7235 | 1342.5549
5773 | 517.1034 | 1339.9024 | 517.1034 | 1339.9024
5774 | 506.6325 | 1339.3607 | 506.6325 | 1339.3607
5775 | 496.855 | 1335.4183 | 496.855 | 1335.4183
5776 | 498.2059 | 1323.9795 | 498.2059 | 1323.9795
5777 | 504.151 | 1325.4745 | 504.151 | 1325.4745
5778 | 514.2099 | 1345.4848 | 514.2099 | 1345.4848
5779 | 523.3511 | 1341.7506 | 523.3511 | 1341.7506
5780 | 556.0333 | 1339.9525 | 556.0333 | 1339.9525
5781 | 577.7291 | 1327.5802 | 577.7291 | 1327.5802
5782 | 598.5252 | 1320.7785 | 598.5252 | 1320.7785
5783 | 635.508 | 1324.06 | 635.508 | 1324.06
5784 | 637.4344 | 1328.1144 | 637.4344 | 1328.1144
5785 | 617.1083 | 1322.2263 | 617.1083 | 1322.2263
5786 | 617.7521 | 1321.5571 | 617.7521 | 1321.5571
5787 | 624.8139 | 1326.4395 | 624.8139 | 1326.4395
5788 | 637.443 | 1332.6178 | 637.443 | 1332.6178
5789 | 669.4156 | 1352.4863 | 669.4156 | 1352.4863
5790 | 687.5687 | 1367.6677 | 687.5687 | 1367.6677
5791 | 660.9635 | 1372.4592 | 660.9635 | 1372.4592
5792 | 639.098 | 1378.9141 | 639.098 | 1378.9141
5793 | 623.5141 | 1376.5433 | 623.5141 | 1376.5433
5794 | 603.7312 | 1368.2888 | 603.7312 | 1368.2888
5795 | 575.3815 | 1353.5736 | 575.3815 | 1353.5736
5796 | 542.3868 | 1137.3698 | 542.3868 | 1137.3698
5797 | 523.1358 | 1105.05 | 523.1358 | 1105.05
5798 | 514.2207 | 1064.2484 | 514.2207 | 1064.2484
5799 | 507.1606 | 1028.3042 | 507.1606 | 1028.3042
5800 | 504.2724 | 1028.8231 | 504.2724 | 1028.8231
5801 | 508.1852 | 1084.2817 | 508.1852 | 1084.2817
5802 | 514.8908 | 1122.8176 | 514.8908 | 1122.8176
5803 | 517.3136 | 1146.0325 | 517.3136 | 1146.0325
5804 | 539.3244 | 1164.0907 | 539.3244 | 1164.0907
5805 | 567.1348 | 1185.8377 | 567.1348 | 1185.8377
5806 | 582.8507 | 1205.9459 | 582.8507 | 1205.9459
5807 | 618.1123 | 1222.9919 | 618.1123 | 1222.9919
5808 | 616.1934 | 1235.4096 | 616.1934 | 1235.4096
5809 | 602.8686 | 1237.6829 | 602.8686 | 1237.6829
5810 | 602.0989 | 1222.2281 | 602.0989 | 1222.2281
5811 | 600.8127 | 1203.3361 | 600.8127 | 1203.3361
5812 | 609.3433 | 1189.1024 | 609.3433 | 1189.1024
5813 | 636.8437 | 1178.7898 | 636.8437 | 1178.7898
5814 | 664.7684 | 1162.6764 | 664.7684 | 1162.6764
5815 | 642.2145 | 1147.2213 | 642.2145 | 1147.2213
5816 | 623.4918 | 1135.8663 | 623.4918 | 1135.8663
5817 | 609.7614 | 1139.0238 | 609.7614 | 1139.0238
5818 | 594.6515 | 1153.2189 | 594.6515 | 1153.2189
5819 | 561.1626 | 1173.4173 | 561.1626 | 1173.4173
5820 | 538.4256 | 1190.9688 | 538.4256 | 1190.9688
5821 | 517.4286 | 1211.617 | 517.4286 | 1211.617
5822 | 505.376 | 1226.0477 | 505.376 | 1226.0477
5823 | 497.4786 | 1233.0125 | 497.4786 | 1233.0125
5824 | 492.3492 | 1248.5272 | 492.3492 | 1248.5272
5825 | 494.6329 | 1280.7868 | 494.6329 | 1280.7868
5826 | 500.2062 | 1293.8223 | 500.2062 | 1293.8223
5827 | 510.521 | 1300.371 | 510.521 | 1300.371
5828 | 541.4549 | 1299.573 | 541.4549 | 1299.573
5829 | 564.1791 | 1297.2302 | 564.1791 | 1297.2302
5830 | 582.7646 | 1290.7615 | 582.7646 | 1290.7615
5831 | 614.422 | 1280.8225 | 614.422 | 1280.8225
5832 | 612.6153 | 1267.3686 | 612.6153 | 1267.3686
5833 | 593.6205 | 1249.7835 | 593.6205 | 1249.7835
5834 | 595.1366 | 1228.3156 | 595.1366 | 1228.3156
5835 | 599.3673 | 1212.2074 | 599.3673 | 1212.2074
5836 | 613.856 | 1205.917 | 613.856 | 1205.917
5837 | 650.5223 | 1203.585 | 650.5223 | 1203.585
5838 | 668.4761 | 1195.5633 | 668.4761 | 1195.5633
5839 | 646.454 | 1196.5889 | 646.454 | 1196.5889
5840 | 626.7184 | 1212.2189 | 626.7184 | 1212.2189
5841 | 612.5385 | 1245.331 | 612.5385 | 1245.331
5842 | 590.7399 | 1277.0089 | 590.7399 | 1277.0089
5843 | 563.1505 | 1297.0959 | 563.1505 | 1297.0959
5844 | 536.1234 | 1313.2369 | 536.1234 | 1313.2369
5845 | 517.3009 | 1341.7914 | 517.3009 | 1341.7914
5846 | 506.453 | 1373.7049 | 506.453 | 1373.7049
5847 | 497.964 | 1408.1744 | 497.964 | 1408.1744
5848 | 495.2665 | 1456.873 | 495.2665 | 1456.873
5849 | 499.5612 | 1525.2117 | 499.5612 | 1525.2117
5850 | 504.7222 | 1573.1385 | 504.7222 | 1573.1385
5851 | 522.3711 | 1611.275 | 522.3711 | 1611.275
5852 | 556.8988 | 1639.3923 | 556.8988 | 1639.3923
5853 | 576.7916 | 1659.9516 | 576.7916 | 1659.9516
5854 | 590.6816 | 1671.1884 | 590.6816 | 1671.1884
5855 | 629.6374 | 1652.4152 | 629.6374 | 1652.4152
5856 | 621.5085 | 1585.8077 | 621.5085 | 1585.8077
5857 | 598.3324 | 1534.1479 | 598.3324 | 1534.1479
5858 | 595.2142 | 1477.4917 | 595.2142 | 1477.4917
5859 | 601.6628 | 1414.8741 | 601.6628 | 1414.8741
5860 | 613.6718 | 1378.8147 | 613.6718 | 1378.8147
5861 | 643.3676 | 1350.2399 | 643.3676 | 1350.2399
5862 | 675.8729 | 1323.4364 | 675.8729 | 1323.4364
5863 | 649.6697 | 1310.1713 | 649.6697 | 1310.1713
5864 | 627.5885 | 1318.6746 | 627.5885 | 1318.6746
5865 | 610.8545 | 1344.6228 | 610.8545 | 1344.6228
5866 | 593.3852 | 1340.0732 | 593.3852 | 1340.0732
5867 | 558.0531 | 1325.1946 | 558.0531 | 1325.1946
5868 | 532.3885 | 1312.012 | 532.3885 | 1312.012
5869 | 511.8662 | 1302.3345 | 511.8662 | 1302.3345
5870 | 500.3306 | 1286.6621 | 500.3306 | 1286.6621
5871 | 492.4876 | 1271.8755 | 492.4876 | 1271.8755
5872 | 488.5334 | 1272.1716 | 488.5334 | 1272.1716
5873 | 495.5337 | 1288.9528 | 495.5337 | 1288.9528
5874 | 504.4949 | 1290.3331 | 504.4949 | 1290.3331
5875 | 524.9966 | 1296.8818 | 524.9966 | 1296.8818
5876 | 567.9294 | 1334.4643 | 567.9294 | 1334.4643
5877 | 590.7803 | 1402.2382 | 590.7803 | 1402.2382
5878 | 606.1314 | 1458.3884 | 606.1314 | 1458.3884
5879 | 645.8647 | 1479.0721 | 645.8647 | 1479.0721
5880 | 638.5722 | 1431.6548 | 638.5722 | 1431.6548
5881 | 610.7528 | 1364.5909 | 610.7528 | 1364.5909
5882 | 612.6378 | 1328.6096 | 612.6378 | 1328.6096
5883 | 615.8897 | 1272.6734 | 615.8897 | 1272.6734
5884 | 628.5767 | 1216.8298 | 628.5767 | 1216.8298
5885 | 658.4295 | 1184.8402 | 658.4295 | 1184.8402
5886 | 684.7343 | 1157.1086 | 684.7343 | 1157.1086
5887 | 652.9653 | 1139.278 | 652.9653 | 1139.278
5888 | 634.7129 | 1136.5716 | 634.7129 | 1136.5716
5889 | 619.9239 | 1158.1769 | 619.9239 | 1158.1769
5890 | 593.955 | 1176.5293 | 593.955 | 1176.5293
5891 | 559.5337 | 1182.5484 | 559.5337 | 1182.5484
5892 | 529.3231 | 1180.0188 | 529.3231 | 1180.0188
5893 | 507.0187 | 1174.5357 | 507.0187 | 1174.5357
5894 | 496.2906 | 1164.6909 | 496.2906 | 1164.6909
5895 | 488.5719 | 1156.8083 | 488.5719 | 1156.8083
5896 | 487.517 | 1161.8927 | 487.517 | 1161.8927
5897 | 494.1752 | 1184.1303 | 494.1752 | 1184.1303
5898 | 501.7197 | 1186.9212 | 501.7197 | 1186.9212
5899 | 526.0118 | 1181.0352 | 526.0118 | 1181.0352
5900 | 565.3062 | 1166.689 | 565.3062 | 1166.689
5901 | 588.4023 | 1151.0577 | 588.4023 | 1151.0577
5902 | 608.9635 | 1130.3727 | 608.9635 | 1130.3727
5903 | 650.5899 | 1103.4705 | 650.5899 | 1103.4705
5904 | 640.209 | 1072.5339 | 640.209 | 1072.5339
5905 | 613.2268 | 1044.2958 | 613.2268 | 1044.2958
5906 | 613.9643 | 1024.6096 | 613.9643 | 1024.6096
5907 | 619.4305 | 1018.078 | 619.4305 | 1018.078
5908 | 631.728 | 1023.0716 | 631.728 | 1023.0716
5909 | 661.3425 | 1029.6108 | 661.3425 | 1029.6108
5910 | 692.5256 | 1022.8141 | 692.5256 | 1022.8141
5911 | 666.8773 | 1012.2216 | 666.8773 | 1012.2216
5912 | 642.7572 | 1004.1701 | 642.7572 | 1004.1701
5913 | 625.8777 | 1003.4301 | 625.8777 | 1003.4301
5914 | 597.139 | 1012.0204 | 597.139 | 1012.0204
5915 | 563.0989 | 1025.5003 | 563.0989 | 1025.5003
5916 | 531.2178 | 1045.5016 | 531.2178 | 1045.5016
5917 | 509.5325 | 1071.6062 | 509.5325 | 1071.6062
5918 | 496.665 | 1092.7925 | 496.665 | 1092.7925
5919 | 489.2858 | 1112.8601 | 489.2858 | 1112.8601
5920 | 486.6507 | 1141.3291 | 486.6507 | 1141.3291
5921 | 491.1555 | 1181.7548 | 491.1555 | 1181.7548
5922 | 497.9063 | 1202.6223 | 497.9063 | 1202.6223
5923 | 521.9637 | 1217.5597 | 521.9637 | 1217.5597
5924 | 562.6656 | 1225.8186 | 562.6656 | 1225.8186
5925 | 589.0686 | 1235.9847 | 589.0686 | 1235.9847
5926 | 606.9867 | 1250.9705 | 606.9867 | 1250.9705
5927 | 646.1821 | 1268.9446 | 646.1821 | 1268.9446
5928 | 635.0636 | 1284.6287 | 635.0636 | 1284.6287
5929 | 605.595 | 1288.164 | 605.595 | 1288.164
5930 | 607.3948 | 1275.6045 | 607.3948 | 1275.6045
5931 | 606.4028 | 1258.5312 | 606.4028 | 1258.5312
5932 | 614.7635 | 1241.4765 | 614.7635 | 1241.4765
5933 | 644.6265 | 1228.2687 | 644.6265 | 1228.2687
5934 | 675.942 | 1211.1531 | 675.942 | 1211.1531
5935 | 653.3543 | 1201.0059 | 653.3543 | 1201.0059
5936 | 630.5817 | 1198.8192 | 630.5817 | 1198.8192
5937 | 611.0082 | 1207.6558 | 611.0082 | 1207.6558
5938 | 588.1355 | 1220.0692 | 588.1355 | 1220.0692
5939 | 556.2245 | 1247.0603 | 556.2245 | 1247.0603
5940 | 525.6532 | 1290.0379 | 525.6532 | 1290.0379
5941 | 507.2385 | 1339.1189 | 507.2385 | 1339.1189
5942 | 498.0396 | 1380.6832 | 498.0396 | 1380.6832
5943 | 489.5712 | 1413.8906 | 489.5712 | 1413.8906
5944 | 485.8266 | 1446.3685 | 485.8266 | 1446.3685
5945 | 490.9267 | 1484.4185 | 490.9267 | 1484.4185
5946 | 494.3897 | 1491.9234 | 494.3897 | 1491.9234
5947 | 508.7847 | 1480.7666 | 508.7847 | 1480.7666
5948 | 543.7402 | 1470.8746 | 543.7402 | 1470.8746
5949 | 567.7851 | 1465.0426 | 567.7851 | 1465.0426
5950 | 588.6797 | 1454.2682 | 588.6797 | 1454.2682
5951 | 618.5059 | 1439.578 | 618.5059 | 1439.578
5952 | 611.5946 | 1422.8206 | 611.5946 | 1422.8206
5953 | 593.967 | 1405.681 | 593.967 | 1405.681
5954 | 592.3515 | 1389.0755 | 592.3515 | 1389.0755
5955 | 600.749 | 1375.2687 | 600.749 | 1375.2687
5956 | 608.862 | 1370.2775 | 608.862 | 1370.2775
5957 | 638.294 | 1368.1681 | 638.294 | 1368.1681
5958 | 666.9457 | 1358.736 | 666.9457 | 1358.736
5959 | 640.1259 | 1352.8204 | 640.1259 | 1352.8204
5960 | 619.724 | 1349.7799 | 619.724 | 1349.7799
5961 | 603.3433 | 1349.4853 | 603.3433 | 1349.4853
5962 | 581.3858 | 1343.7479 | 581.3858 | 1343.7479
5963 | 555.5765 | 1341.5267 | 555.5765 | 1341.5267
5964 | 525.7389 | 1342.6347 | 525.7389 | 1342.6347
5965 | 506.9125 | 1350.9968 | 506.9125 | 1350.9968
5966 | 500.9072 | 1359.8968 | 500.9072 | 1359.8968
5967 | 488.129 | 1369.831 | 488.129 | 1369.831
5968 | 483.1582 | 1392.5838 | 483.1582 | 1392.5838
5969 | 484.5451 | 1436.0903 | 484.5451 | 1436.0903
5970 | 485.393 | 1463.7134 | 485.393 | 1463.7134
5971 | 496.0055 | 1483.1051 | 496.0055 | 1483.1051
5972 | 519.5985 | 1490.3247 | 519.5985 | 1490.3247
5973 | 545.8238 | 1495.9994 | 545.8238 | 1495.9994
5974 | 568.9388 | 1499.1816 | 568.9388 | 1499.1816
5975 | 599.4009 | 1494.9588 | 599.4009 | 1494.9588
5976 | 598.5706 | 1484.9569 | 598.5706 | 1484.9569
5977 | 586.3827 | 1469.1164 | 586.3827 | 1469.1164
5978 | 584.7488 | 1442.3776 | 584.7488 | 1442.3776
5979 | 587.4307 | 1412.7212 | 587.4307 | 1412.7212
5980 | 597.9189 | 1387.983 | 597.9189 | 1387.983
5981 | 615.1576 | 1365.5698 | 615.1576 | 1365.5698
5982 | 637.902 | 1340.6222 | 637.902 | 1340.6222
5983 | 629.6853 | 1326.2807 | 629.6853 | 1326.2807
5984 | 615.7481 | 1320.2336 | 615.7481 | 1320.2336
5985 | 601.5737 | 1322.6487 | 601.5737 | 1322.6487
5986 | 578.8547 | 1320.0292 | 578.8547 | 1320.0292
5987 | 553.7157 | 1320.2207 | 553.7157 | 1320.2207
5988 | 527.2823 | 1324.8179 | 527.2823 | 1324.8179
5989 | 504.9979 | 1330.5074 | 504.9979 | 1330.5074
5990 | 496.745 | 1329.0885 | 496.745 | 1329.0885
5991 | 487.5727 | 1323.0618 | 487.5727 | 1323.0618
5992 | 484.1744 | 1319.8688 | 484.1744 | 1319.8688
5993 | 484.3144 | 1324.9577 | 484.3144 | 1324.9577
5994 | 488.8405 | 1297.4599 | 488.8405 | 1297.4599
5995 | 499.352 | 1255.9773 | 499.352 | 1255.9773
5996 | 523.7298 | 1209.5608 | 523.7298 | 1209.5608
5997 | 546.5957 | 1163.3811 | 546.5957 | 1163.3811
5998 | 570.1442 | 1120.1651 | 570.1442 | 1120.1651
5999 | 598.8034 | 1076.968 | 598.8034 | 1076.968
6000 | 594.4135 | 1038.2364 | 594.4135 | 1038.2364
6001 | 584.7148 | 1019.3522 | 584.7148 | 1019.3522
6002 | 585.7217 | 997.3646 | 585.7217 | 997.3646
6003 | 589.6359 | 977.3962 | 589.6359 | 977.3962
6004 | 598.5 | 970.1407 | 598.5 | 970.1407
6005 | 612.1236 | 976.7913 | 612.1236 | 976.7913
6006 | 623.691 | 987.9599 | 623.691 | 987.9599
6007 | 628.026 | 1000.2323 | 628.026 | 1000.2323
6008 | 612.5912 | 1001.6831 | 612.5912 | 1001.6831
6009 | 598.8239 | 998.5676 | 598.8239 | 998.5676
6010 | 577.8617 | 992.162 | 577.8617 | 992.162
6011 | 546.9397 | 993.3186 | 546.9397 | 993.3186
6012 | 525.8412 | 1024.2699 | 525.8412 | 1024.2699
6013 | 504.7442 | 1096.9953 | 504.7442 | 1096.9953
6014 | 494.1779 | 1183.1017 | 494.1779 | 1183.1017
6015 | 483.9989 | 1263.9321 | 483.9989 | 1263.9321
6016 | 483.2638 | 1337.0918 | 483.2638 | 1337.0918
6017 | 483.1336 | 1410.4415 | 483.1336 | 1410.4415
6018 | 496.2095 | 1456.2154 | 496.2095 | 1456.2154
6019 | 512.0711 | 1490.937 | 512.0711 | 1490.937
6020 | 542.4261 | 1515.8993 | 542.4261 | 1515.8993
6021 | 558.8739 | 1536.7555 | 558.8739 | 1536.7555
6022 | 578.0838 | 1549.477 | 578.0838 | 1549.477
6023 | 609.9962 | 1528.5138 | 609.9962 | 1528.5138
6024 | 612.3037 | 1489.5967 | 612.3037 | 1489.5967
6025 | 591.9871 | 1444.0986 | 591.9871 | 1444.0986
6026 | 589.1858 | 1388.8157 | 589.1858 | 1388.8157
6027 | 594.3629 | 1342.8643 | 594.3629 | 1342.8643
6028 | 604.4464 | 1305.6914 | 604.4464 | 1305.6914
6029 | 621.3264 | 1276.5969 | 621.3264 | 1276.5969
6030 | 636.244 | 1239.66 | 636.244 | 1239.66
6031 | 641.9282 | 1212.2528 | 641.9282 | 1212.2528
6032 | 624.206 | 1220.3108 | 624.206 | 1220.3108
6033 | 608.3898 | 1268.6785 | 608.3898 | 1268.6785
6034 | 579.6766 | 1291.9677 | 579.6766 | 1291.9677
6035 | 546.8094 | 1269.6283 | 546.8094 | 1269.6283
6036 | 519.7399 | 1219.6985 | 519.7399 | 1219.6985
6037 | 498.4118 | 1178.5074 | 498.4118 | 1178.5074
6038 | 486.6537 | 1150.8086 | 486.6537 | 1150.8086
6039 | 483.416 | 1132.7184 | 483.416 | 1132.7184
6040 | 480.4623 | 1123.9206 | 480.4623 | 1123.9206
6041 | 487.4636 | 1131.7933 | 487.4636 | 1131.7933
6042 | 502.9712 | 1127.4203 | 502.9712 | 1127.4203
6043 | 524.9788 | 1122.4623 | 524.9788 | 1122.4623
6044 | 566.4877 | 1110.4174 | 566.4877 | 1110.4174
6045 | 591.3826 | 1099.0548 | 591.3826 | 1099.0548
6046 | 614.1198 | 1088.5031 | 614.1198 | 1088.5031
6047 | 644.2141 | 1067.1316 | 644.2141 | 1067.1316
6048 | 639.2682 | 1034.7102 | 639.2682 | 1034.7102
6049 | 613.7925 | 995.2624 | 613.7925 | 995.2624
6050 | 608.085 | 952.1915 | 608.085 | 952.1915
6051 | 613.1462 | 918.6377 | 613.1462 | 918.6377
6052 | 620.581 | 901.0261 | 620.581 | 901.0261
6053 | 636.072 | 890.7136 | 636.072 | 890.7136
6054 | 646.9547 | 875.0456 | 646.9547 | 875.0456
6055 | 651.5933 | 863.0425 | 651.5933 | 863.0425
6056 | 639.9635 | 861.9322 | 639.9635 | 861.9322
6057 | 622.8454 | 878.044 | 622.8454 | 878.044
6058 | 589.1182 | 898.2152 | 589.1182 | 898.2152
6059 | 557.1285 | 913.1057 | 557.1285 | 913.1057
6060 | 527.0706 | 913.5084 | 527.0706 | 913.5084
6061 | 505.4021 | 905.5012 | 505.4021 | 905.5012
6062 | 493.003 | 899.591 | 493.003 | 899.591
6063 | 487.4115 | 905.5536 | 487.4115 | 905.5536
6064 | 485.0381 | 936.4353 | 485.0381 | 936.4353
6065 | 489.702 | 990.966 | 489.702 | 990.966
6066 | 507.2436 | 1024.6764 | 507.2436 | 1024.6764
6067 | 530.6169 | 1048.114 | 530.6169 | 1048.114
6068 | 571.7624 | 1058.9712 | 571.7624 | 1058.9712
6069 | 598.8805 | 1065.7967 | 598.8805 | 1065.7967
6070 | 614.467 | 1062.3346 | 614.467 | 1062.3346
6071 | 645.303 | 1040.5177 | 645.303 | 1040.5177
6072 | 638.3228 | 994.3253 | 638.3228 | 994.3253
6073 | 605.3826 | 961.5959 | 605.3826 | 961.5959
6074 | 602.3433 | 943.4686 | 602.3433 | 943.4686
6075 | 609.7066 | 935.4152 | 609.7066 | 935.4152
6076 | 611.7767 | 929.1248 | 611.7767 | 929.1248
6077 | 625.9605 | 924.046 | 625.9605 | 924.046
6078 | 641.3772 | 916.7667 | 641.3772 | 916.7667
6079 | 645.4462 | 923.0259 | 645.4462 | 923.0259
6080 | 634.7946 | 938.2477 | 634.7946 | 938.2477
6081 | 618.5109 | 948.9402 | 618.5109 | 948.9402
6082 | 589.2381 | 946.6548 | 589.2381 | 946.6548
6083 | 551.0718 | 958.353 | 551.0718 | 958.353
6084 | 522.8748 | 989.8239 | 522.8748 | 989.8239
6085 | 502.8893 | 1048.1845 | 502.8893 | 1048.1845
6086 | 494.9754 | 1115.3605 | 494.9754 | 1115.3605
6087 | 484.5222 | 1171.8041 | 484.5222 | 1171.8041
6088 | 483.9756 | 1222.0617 | 483.9756 | 1222.0617
6089 | 490.2903 | 1263.8607 | 490.2903 | 1263.8607
6090 | 502.4172 | 1269.1385 | 502.4172 | 1269.1385
6091 | 528.3165 | 1257.9075 | 528.3165 | 1257.9075
6092 | 568.8108 | 1235.3581 | 568.8108 | 1235.3581
6093 | 591.9248 | 1215.0128 | 591.9248 | 1215.0128
6094 | 615.5176 | 1197.1859 | 615.5176 | 1197.1859
6095 | 639.4897 | 1165.4212 | 639.4897 | 1165.4212
6096 | 635.452 | 1127.2094 | 635.452 | 1127.2094
6097 | 606.2902 | 1096.1874 | 606.2902 | 1096.1874
6098 | 600.2833 | 1061.4682 | 600.2833 | 1061.4682
6099 | 605.6861 | 1042.0565 | 605.6861 | 1042.0565
6100 | 610.473 | 1035.0608 | 610.473 | 1035.0608
6101 | 624.5728 | 1040.7092 | 624.5728 | 1040.7092
6102 | 633.3609 | 1043.2664 | 633.3609 | 1043.2664
6103 | 640.4616 | 1044.0692 | 640.4616 | 1044.0692
6104 | 625.5114 | 1044.5178 | 625.5114 | 1044.5178
6105 | 607.7374 | 1066.3459 | 607.7374 | 1066.3459
6106 | 582.1275 | 1089.1525 | 582.1275 | 1089.1525
6107 | 553.3156 | 1102.4097 | 553.3156 | 1102.4097
6108 | 525.8371 | 1112.055 | 525.8371 | 1112.055
6109 | 505.1266 | 1130.4761 | 505.1266 | 1130.4761
6110 | 493.1299 | 1137.0006 | 493.1299 | 1137.0006
6111 | 485.5355 | 1129.8974 | 485.5355 | 1129.8974
6112 | 485.3942 | 1129.5997 | 485.3942 | 1129.5997
6113 | 488.624 | 1152.6168 | 488.624 | 1152.6168
6114 | 501.2131 | 1168.3248 | 501.2131 | 1168.3248
6115 | 515.5518 | 1190.6488 | 515.5518 | 1190.6488
6116 | 550.4894 | 1211.7508 | 550.4894 | 1211.7508
6117 | 581.1796 | 1234.6485 | 581.1796 | 1234.6485
6118 | 601.0428 | 1259.0252 | 601.0428 | 1259.0252
6119 | 627.5817 | 1261.3724 | 627.5817 | 1261.3724
6120 | 620.6178 | 1200.8523 | 620.6178 | 1200.8523
6121 | 602.5043 | 1158.9918 | 602.5043 | 1158.9918
6122 | 596.0643 | 1137.0413 | 596.0643 | 1137.0413
6123 | 592.8362 | 1126.0926 | 592.8362 | 1126.0926
6124 | 601.3736 | 1122.9944 | 601.3736 | 1122.9944
6125 | 604.7943 | 1127.2323 | 604.7943 | 1127.2323
6126 | 615.7507 | 1121.2151 | 615.7507 | 1121.2151
6127 | 626.6262 | 1121.6467 | 626.6262 | 1121.6467
6128 | 621.9594 | 1140.0607 | 621.9594 | 1140.0607
6129 | 600.5092 | 1188.9481 | 600.5092 | 1188.9481
6130 | 572.8662 | 1214.0932 | 572.8662 | 1214.0932
6131 | 545.5158 | 1219.9638 | 545.5158 | 1219.9638
6132 | 518.7211 | 1231.2052 | 518.7211 | 1231.2052
6133 | 500.3955 | 1238.0825 | 500.3955 | 1238.0825
6134 | 490.0988 | 1254.3691 | 490.0988 | 1254.3691
6135 | 484.2006 | 1276.9607 | 484.2006 | 1276.9607
6136 | 484.2532 | 1308.7704 | 484.2532 | 1308.7704
6137 | 484.56 | 1357.2136 | 484.56 | 1357.2136
6138 | 492.7463 | 1388.066 | 492.7463 | 1388.066
6139 | 501.653 | 1408.9424 | 501.653 | 1408.9424
6140 | 527.2262 | 1399.0133 | 527.2262 | 1399.0133
6141 | 549.5708 | 1383.9388 | 549.5708 | 1383.9388
6142 | 569.1871 | 1354.0856 | 569.1871 | 1354.0856
6143 | 595.6261 | 1285.2396 | 595.6261 | 1285.2396
6144 | 583.1334 | 1210.763 | 583.1334 | 1210.763
6145 | 567.3788 | 1137.8714 | 567.3788 | 1137.8714
6146 | 563.5922 | 1063.1014 | 563.5922 | 1063.1014
6147 | 563.8947 | 987.4924 | 563.8947 | 987.4924
6148 | 568.8209 | 927.1575 | 568.8209 | 927.1575
6149 | 588.8365 | 884.6262 | 588.8365 | 884.6262
6150 | 594.5867 | 849.0998 | 594.5867 | 849.0998
6151 | 608.3393 | 825.2931 | 608.3393 | 825.2931
6152 | 605.688 | 803.1737 | 605.688 | 803.1737
6153 | 586.8608 | 789.2938 | 586.8608 | 789.2938
6154 | 563.9917 | 777.3205 | 563.9917 | 777.3205
6155 | 535.9756 | 768.1581 | 535.9756 | 768.1581
6156 | 510.8352 | 759.6896 | 510.8352 | 759.6896
6157 | 492.6953 | 758.2152 | 492.6953 | 758.2152
6158 | 481.0105 | 753.1959 | 481.0105 | 753.1959
6159 | 473.7045 | 744.0512 | 473.7045 | 744.0512
6160 | 473.1154 | 746.6858 | 473.1154 | 746.6858
6161 | 475.465 | 765.5457 | 475.465 | 765.5457
6162 | 481.0794 | 766.7775 | 481.0794 | 766.7775
6163 | 495.1534 | 765.4942 | 495.1534 | 765.4942
6164 | 519.7681 | 766.1439 | 519.7681 | 766.1439
6165 | 538.7515 | 775.0108 | 538.7515 | 775.0108
6166 | 561.9327 | 780.5685 | 561.9327 | 780.5685
6167 | 588.9682 | 762.946 | 588.9682 | 762.946
6168 | 587.4751 | 727.7407 | 587.4751 | 727.7407
6169 | 574.734 | 702.9175 | 574.734 | 702.9175
6170 | 572.5687 | 686.5719 | 572.5687 | 686.5719
6171 | 578.2727 | 678.9639 | 578.2727 | 678.9639
6172 | 584.1044 | 683.5121 | 584.1044 | 683.5121
6173 | 596.4737 | 691.1278 | 596.4737 | 691.1278
6174 | 604.8498 | 689.1564 | 604.8498 | 689.1564
6175 | 613.1643 | 681.8303 | 613.1643 | 681.8303
6176 | 609.1112 | 676.1173 | 609.1112 | 676.1173
6177 | 593.6442 | 673.3358 | 593.6442 | 673.3358
6178 | 566.1999 | 664.9629 | 566.1999 | 664.9629
6179 | 537.7889 | 660.9601 | 537.7889 | 660.9601
6180 | 511.4808 | 672.7211 | 511.4808 | 672.7211
6181 | 491.7998 | 689.2121 | 491.7998 | 689.2121
6182 | 480.8445 | 694.2147 | 480.8445 | 694.2147
6183 | 475.102 | 697.282 | 475.102 | 697.282
6184 | 474.8589 | 723.3383 | 474.8589 | 723.3383
6185 | 478.061 | 773.0436 | 478.061 | 773.0436
6186 | 490.0679 | 810.9484 | 490.0679 | 810.9484
6187 | 507.8579 | 837.0957 | 507.8579 | 837.0957
6188 | 545.3109 | 850.8853 | 545.3109 | 850.8853
6189 | 568.9305 | 859.4553 | 568.9305 | 859.4553
6190 | 591.6397 | 858.3688 | 591.6397 | 858.3688
6191 | 622.5683 | 849.2092 | 622.5683 | 849.2092
6192 | 612.88 | 842.4367 | 612.88 | 842.4367
6193 | 590.7494 | 842.6313 | 590.7494 | 842.6313
6194 | 586.3822 | 845.8471 | 586.3822 | 845.8471
6195 | 591.1651 | 849.7087 | 591.1651 | 849.7087
6196 | 596.2853 | 854.0713 | 596.2853 | 854.0713
6197 | 608.7537 | 853.5952 | 608.7537 | 853.5952
6198 | 620.4002 | 838.8922 | 620.4002 | 838.8922
6199 | 625.8248 | 816.0135 | 625.8248 | 816.0135
6200 | 621.3273 | 787.5468 | 621.3273 | 787.5468
6201 | 606.7612 | 766.8 | 606.7612 | 766.8
6202 | 574.9577 | 766.3705 | 574.9577 | 766.3705
6203 | 541.7154 | 798.7066 | 541.7154 | 798.7066
6204 | 514.3753 | 829.695 | 514.3753 | 829.695
6205 | 492.4711 | 868.6055 | 492.4711 | 868.6055
6206 | 483.428 | 918.5586 | 483.428 | 918.5586
6207 | 476.3022 | 969.0632 | 476.3022 | 969.0632
6208 | 476.7043 | 1021.6592 | 476.7043 | 1021.6592
6209 | 482.2095 | 1085.3953 | 482.2095 | 1085.3953
6210 | 498.6511 | 1133.3221 | 498.6511 | 1133.3221
6211 | 523.748 | 1176.7666 | 523.748 | 1176.7666
6212 | 567.9134 | 1209.4123 | 567.9134 | 1209.4123
6213 | 589.8453 | 1237.5437 | 589.8453 | 1237.5437
6214 | 608.3635 | 1261.9205 | 608.3635 | 1261.9205
6215 | 639.111 | 1277.8159 | 639.111 | 1277.8159
6216 | 625.2093 | 1277.3906 | 625.2093 | 1277.3906
6217 | 598.0032 | 1262.775 | 598.0032 | 1262.775
6218 | 594.5914 | 1239.3769 | 594.5914 | 1239.3769
6219 | 595.1107 | 1217.4782 | 595.1107 | 1217.4782
6220 | 599.1884 | 1200.3121 | 599.1884 | 1200.3121
6221 | 613.7402 | 1188.552 | 613.7402 | 1188.552
6222 | 626.0141 | 1173.7006 | 626.0141 | 1173.7006
6223 | 626.9714 | 1162.1058 | 626.9714 | 1162.1058
6224 | 621.2053 | 1156.9867 | 621.2053 | 1156.9867
6225 | 605.2528 | 1183.0463 | 605.2528 | 1183.0463
6226 | 575.3996 | 1223.0016 | 575.3996 | 1223.0016
6227 | 537.3319 | 1237.261 | 537.3319 | 1237.261
6228 | 508.5952 | 1252.5483 | 508.5952 | 1252.5483
6229 | 490.8813 | 1285.0373 | 490.8813 | 1285.0373
6230 | 479.257 | 1319.512 | 479.257 | 1319.512
6231 | 473.7745 | 1320.9832 | 473.7745 | 1320.9832
6232 | 473.0207 | 1327.1069 | 473.0207 | 1327.1069
6233 | 478.9058 | 1395.0002 | 478.9058 | 1395.0002
6234 | 493.5782 | 1465.0868 | 493.5782 | 1465.0868
6235 | 518.3924 | 1532.1014 | 518.3924 | 1532.1014
6236 | 560.4417 | 1590.9528 | 560.4417 | 1590.9528
6237 | 581.6084 | 1630.1455 | 581.6084 | 1630.1455
6238 | 596.2395 | 1642.1618 | 596.2395 | 1642.1618
6239 | 628.5748 | 1603.159 | 628.5748 | 1603.159
6240 | 613.6262 | 1535.4009 | 613.6262 | 1535.4009
6241 | 589.8701 | 1462.6578 | 589.8701 | 1462.6578
6242 | 583.7899 | 1396.425 | 583.7899 | 1396.425
6243 | 588.715 | 1346.0194 | 588.715 | 1346.0194
6244 | 590.187 | 1304.2809 | 590.187 | 1304.2809
6245 | 602.7107 | 1265.4243 | 602.7107 | 1265.4243
6246 | 613.0036 | 1224.7384 | 613.0036 | 1224.7384
6247 | 616.5939 | 1196.1806 | 616.5939 | 1196.1806
6248 | 616.0887 | 1180.8539 | 616.0887 | 1180.8539
6249 | 598.2112 | 1189.0223 | 598.2112 | 1189.0223
6250 | 572.2639 | 1213.3508 | 572.2639 | 1213.3508
6251 | 538.1811 | 1236.2959 | 538.1811 | 1236.2959
6252 | 506.5066 | 1256.0003 | 506.5066 | 1256.0003
6253 | 483.9774 | 1272.8996 | 483.9774 | 1272.8996
6254 | 472.7486 | 1284.6577 | 472.7486 | 1284.6577
6255 | 468.084 | 1298.7121 | 468.084 | 1298.7121
6256 | 469.9038 | 1322.6527 | 469.9038 | 1322.6527
6257 | 474.4991 | 1349.5672 | 474.4991 | 1349.5672
6258 | 486.9219 | 1343.7837 | 486.9219 | 1343.7837
6259 | 509.9036 | 1334.1116 | 509.9036 | 1334.1116
6260 | 553.5062 | 1327.3376 | 553.5062 | 1327.3376
6261 | 573.541 | 1336.4644 | 573.541 | 1336.4644
6262 | 594.4818 | 1351.5615 | 594.4818 | 1351.5615
6263 | 627.7196 | 1335.9062 | 627.7196 | 1335.9062
6264 | 616.5405 | 1284.7029 | 616.5405 | 1284.7029
6265 | 592.6585 | 1212.1083 | 592.6585 | 1212.1083
6266 | 591.0825 | 1139.7881 | 591.0825 | 1139.7881
6267 | 590.307 | 1075.8714 | 590.307 | 1075.8714
6268 | 593.8801 | 1028.0083 | 593.8801 | 1028.0083
6269 | 604.1022 | 1011.7197 | 604.1022 | 1011.7197
6270 | 609.1682 | 1029.05 | 609.1682 | 1029.05
6271 | 608.5075 | 1072.7989 | 608.5075 | 1072.7989
6272 | 605.6962 | 1109.5122 | 605.6962 | 1109.5122
6273 | 587.3805 | 1134.7923 | 587.3805 | 1134.7923
6274 | 563.5577 | 1154.9635 | 563.5577 | 1154.9635
6275 | 532.9767 | 1194.8718 | 532.9767 | 1194.8718
6276 | 500.621 | 1265.5026 | 500.621 | 1265.5026
6277 | 482.5668 | 1335.9638 | 482.5668 | 1335.9638
6278 | 469.9586 | 1387.6614 | 469.9586 | 1387.6614
6279 | 463.6894 | 1430.4083 | 463.6894 | 1430.4083
6280 | 461.3054 | 1479.1812 | 461.3054 | 1479.1812
6281 | 465.2275 | 1535.2708 | 465.2275 | 1535.2708
6282 | 477.1184 | 1567.8677 | 477.1184 | 1567.8677
6283 | 495.0162 | 1592.3075 | 495.0162 | 1592.3075
6284 | 531.5032 | 1607.2478 | 531.5032 | 1607.2478
6285 | 559.8509 | 1620.903 | 559.8509 | 1620.903
6286 | 581.8665 | 1621.5239 | 581.8665 | 1621.5239
6287 | 612.7757 | 1585.8989 | 612.7757 | 1585.8989
6288 | 606.2411 | 1524.8221 | 606.2411 | 1524.8221
6289 | 581.1639 | 1439.533 | 581.1639 | 1439.533
6290 | 576.3134 | 1335.6992 | 576.3134 | 1335.6992
6291 | 578.4198 | 1233.4021 | 578.4198 | 1233.4021
6292 | 583.0308 | 1171.3598 | 583.0308 | 1171.3598
6293 | 593.603 | 1130.1647 | 593.603 | 1130.1647
6294 | 597.9747 | 1099.0183 | 597.9747 | 1099.0183
6295 | 600.3948 | 1071.9451 | 600.3948 | 1071.9451
6296 | 598.5354 | 1043.9239 | 598.5354 | 1043.9239
6297 | 582.7632 | 1012.7097 | 582.7632 | 1012.7097
6298 | 558.4853 | 969.4826 | 558.4853 | 969.4826
6299 | 531.982 | 935.451 | 531.982 | 935.451
6300 | 502.5273 | 911.17 | 502.5273 | 911.17
6301 | 481.0218 | 895.3308 | 481.0218 | 895.3308
6302 | 470.9909 | 887.9358 | 470.9909 | 887.9358
6303 | 464.5361 | 893.1189 | 464.5361 | 893.1189
6304 | 461.8973 | 899.9479 | 461.8973 | 899.9479
6305 | 465.127 | 920.4038 | 465.127 | 920.4038
6306 | 469.869 | 908.6071 | 469.869 | 908.6071
6307 | 478.6532 | 876.5155 | 478.6532 | 876.5155
6308 | 508.0946 | 841.4943 | 508.0946 | 841.4943
6309 | 536.8171 | 818.5136 | 536.8171 | 818.5136
6310 | 563.1663 | 797.6059 | 563.1663 | 797.6059
6311 | 591.8901 | 768.3653 | 591.8901 | 768.3653
6312 | 589.0526 | 731.7495 | 589.0526 | 731.7495
6313 | 573.5234 | 699.9852 | 573.5234 | 699.9852
6314 | 564.2538 | 682.1548 | 564.2538 | 682.1548
6315 | 564.621 | 675.3263 | 564.621 | 675.3263
6316 | 568.7953 | 686.1846 | 568.7953 | 686.1846
6317 | 582.5324 | 716.7395 | 582.5324 | 716.7395
6318 | 583.8606 | 766.0658 | 583.8606 | 766.0658
6319 | 589.8691 | 859.442 | 589.8691 | 859.442
6320 | 597.4242 | 935.2411 | 597.4242 | 935.2411
6321 | 579.9468 | 979.0062 | 579.9468 | 979.0062
6322 | 555.6469 | 1006.7124 | 555.6469 | 1006.7124
6323 | 528.4938 | 1038.8629 | 528.4938 | 1038.8629
6324 | 501.2041 | 1073.1177 | 501.2041 | 1073.1177
6325 | 482.8272 | 1113.847 | 482.8272 | 1113.847
6326 | 474.363 | 1161.7957 | 474.363 | 1161.7957
6327 | 466.1338 | 1205.5077 | 466.1338 | 1205.5077
6328 | 464.1324 | 1246.9311 | 464.1324 | 1246.9311
6329 | 465.8132 | 1282.6798 | 465.8132 | 1282.6798
6330 | 474.1779 | 1283.9488 | 474.1779 | 1283.9488
6331 | 485.7179 | 1262.9927 | 485.7179 | 1262.9927
6332 | 516.7179 | 1221.4758 | 516.7179 | 1221.4758
6333 | 543.8264 | 1183.091 | 543.8264 | 1183.091
6334 | 561.7654 | 1146.5935 | 561.7654 | 1146.5935
6335 | 591.3468 | 1104.0644 | 591.3468 | 1104.0644
6336 | 588.3017 | 1067.3373 | 588.3017 | 1067.3373
6337 | 567.478 | 1028.1864 | 567.478 | 1028.1864
6338 | 563.3474 | 988.4933 | 563.3474 | 988.4933
6339 | 566.6654 | 966.6689 | 566.6654 | 966.6689
6340 | 568.3613 | 967.6166 | 568.3613 | 967.6166
6341 | 580.2007 | 977.3852 | 580.2007 | 977.3852
6342 | 587.4139 | 980.0537 | 587.4139 | 980.0537
6343 | 592.9096 | 987.5007 | 592.9096 | 987.5007
6344 | 599.7552 | 997.2289 | 599.7552 | 997.2289
6345 | 582.9252 | 998.1593 | 582.9252 | 998.1593
6346 | 552.871 | 991.1598 | 552.871 | 991.1598
6347 | 526.0916 | 982.0717 | 526.0916 | 982.0717
6348 | 497.1814 | 977.4264 | 497.1814 | 977.4264
6349 | 479.5932 | 984.712 | 479.5932 | 984.712
6350 | 468.0973 | 997.9549 | 468.0973 | 997.9549
6351 | 463.483 | 1018.1338 | 463.483 | 1018.1338
6352 | 460.7884 | 1050.2033 | 460.7884 | 1050.2033
6353 | 462.138 | 1100.0571 | 462.138 | 1100.0571
6354 | 471.8801 | 1139.0755 | 471.8801 | 1139.0755
6355 | 488.7508 | 1185.0068 | 488.7508 | 1185.0068
6356 | 526.6813 | 1227.9344 | 526.6813 | 1227.9344
6357 | 549.4096 | 1259.3322 | 549.4096 | 1259.3322
6358 | 569.1875 | 1270.0494 | 569.1875 | 1270.0494
6359 | 603.6258 | 1259.9248 | 603.6258 | 1259.9248
6360 | 597.7576 | 1231.1039 | 597.7576 | 1231.1039
6361 | 570.0714 | 1174.4331 | 570.0714 | 1174.4331
6362 | 569.646 | 1089.4555 | 569.646 | 1089.4555
6363 | 574.7096 | 1022.8662 | 574.7096 | 1022.8662
6364 | 575.8792 | 1004.4752 | 575.8792 | 1004.4752
6365 | 590.2678 | 1028.8313 | 590.2678 | 1028.8313
6366 | 593.8215 | 1075.4109 | 593.8215 | 1075.4109
6367 | 593.0387 | 1158.4682 | 593.0387 | 1158.4682
6368 | 593.2815 | 1249.1518 | 593.2815 | 1249.1518
6369 | 583.9217 | 1301.2314 | 583.9217 | 1301.2314
6370 | 557.1075 | 1325.931 | 557.1075 | 1325.931
6371 | 527.7611 | 1351.1033 | 527.7611 | 1351.1033
6372 | 497.8639 | 1376.264 | 497.8639 | 1376.264
6373 | 476.7618 | 1398.694 | 476.7618 | 1398.694
6374 | 466.6953 | 1408.2993 | 466.6953 | 1408.2993
6375 | 462.9461 | 1423.2074 | 462.9461 | 1423.2074
6376 | 461.6541 | 1469.419 | 461.6541 | 1469.419
6377 | 466.0197 | 1547.0373 | 466.0197 | 1547.0373
6378 | 479.2108 | 1609.0321 | 479.2108 | 1609.0321
6379 | 504.86 | 1654.0726 | 504.86 | 1654.0726
6380 | 542.9456 | 1681.9301 | 542.9456 | 1681.9301
6381 | 567.9834 | 1699.3714 | 567.9834 | 1699.3714
6382 | 592.2629 | 1698.2106 | 592.2629 | 1698.2106
6383 | 619.1872 | 1652.9349 | 619.1872 | 1652.9349
6384 | 614.367 | 1590.8929 | 614.367 | 1590.8929
6385 | 585.3022 | 1520.0058 | 585.3022 | 1520.0058
6386 | 582.706 | 1456.6682 | 582.706 | 1456.6682
6387 | 582.9379 | 1410.6797 | 582.9379 | 1410.6797
6388 | 589.5817 | 1400.9373 | 589.5817 | 1400.9373
6389 | 602.6356 | 1402.0202 | 602.6356 | 1402.0202
6390 | 603.5297 | 1401.2366 | 603.5297 | 1401.2366
6391 | 604.1885 | 1407.0133 | 604.1885 | 1407.0133
6392 | 611.6737 | 1416.8529 | 611.6737 | 1416.8529
6393 | 593.0795 | 1428.0651 | 593.0795 | 1428.0651
6394 | 559.1617 | 1451.9481 | 559.1617 | 1451.9481
6395 | 524.9135 | 1499.5028 | 524.9135 | 1499.5028
6396 | 496.393 | 1543.9652 | 496.393 | 1543.9652
6397 | 477.3956 | 1577.1223 | 477.3956 | 1577.1223
6398 | 467.5303 | 1596.8981 | 467.5303 | 1596.8981
6399 | 460.9054 | 1610.4699 | 460.9054 | 1610.4699
6400 | 462.0891 | 1632.8886 | 462.0891 | 1632.8886
6401 | 465.0213 | 1677.2488 | 465.0213 | 1677.2488
6402 | 477.2197 | 1703.7583 | 477.2197 | 1703.7583
6403 | 501.3545 | 1716.0604 | 501.3545 | 1716.0604
6404 | 541.0985 | 1707.913 | 541.0985 | 1707.913
6405 | 567.1115 | 1702.9347 | 567.1115 | 1702.9347
6406 | 588.8128 | 1686.9266 | 588.8128 | 1686.9266
6407 | 617.9605 | 1641.7993 | 617.9605 | 1641.7993
6408 | 610.2033 | 1578.384 | 610.2033 | 1578.384
6409 | 582.2347 | 1501.8549 | 582.2347 | 1501.8549
6410 | 579.5597 | 1439.8907 | 579.5597 | 1439.8907
6411 | 583.777 | 1397.5769 | 583.777 | 1397.5769
6412 | 589.6965 | 1373.6181 | 589.6965 | 1373.6181
6413 | 600.0787 | 1361.4868 | 600.0787 | 1361.4868
6414 | 599.8552 | 1344.4825 | 599.8552 | 1344.4825
6415 | 596.9935 | 1332.2196 | 596.9935 | 1332.2196
6416 | 600.3689 | 1322.0153 | 600.3689 | 1322.0153
6417 | 592.342 | 1316.5613 | 592.342 | 1316.5613
6418 | 561.6985 | 1320.3262 | 561.6985 | 1320.3262
6419 | 526.2281 | 1332.9152 | 526.2281 | 1332.9152
6420 | 497.2126 | 1342.3749 | 497.2126 | 1342.3749
6421 | 476.2485 | 1358.272 | 476.2485 | 1358.272
6422 | 466.5475 | 1375.932 | 466.5475 | 1375.932
6423 | 462.261 | 1392.6218 | 462.261 | 1392.6218
6424 | 460.7892 | 1427.1782 | 460.7892 | 1427.1782
6425 | 465.4897 | 1466.4161 | 465.4897 | 1466.4161
6426 | 475.7458 | 1453.4316 | 475.7458 | 1453.4316
6427 | 501.925 | 1450.1439 | 501.925 | 1450.1439
6428 | 545.6214 | 1472.5078 | 545.6214 | 1472.5078
6429 | 571.8791 | 1505.1677 | 571.8791 | 1505.1677
6430 | 591.4026 | 1520.636 | 591.4026 | 1520.636
6431 | 618.9792 | 1510.9939 | 618.9792 | 1510.9939
6432 | 609.8085 | 1468.4392 | 609.8085 | 1468.4392
6433 | 581.0705 | 1387.6414 | 581.0705 | 1387.6414
6434 | 571.523 | 1301.3647 | 571.523 | 1301.3647
6435 | 578.087 | 1228.3539 | 578.087 | 1228.3539
6436 | 581.7324 | 1182.2726 | 581.7324 | 1182.2726
6437 | 595.529 | 1153.9576 | 595.529 | 1153.9576
6438 | 590.7525 | 1128.8615 | 590.7525 | 1128.8615
6439 | 587.292 | 1114.4457 | 587.292 | 1114.4457
6440 | 593.1797 | 1114.3376 | 593.1797 | 1114.3376
6441 | 581.6912 | 1134.9408 | 581.6912 | 1134.9408
6442 | 558.1882 | 1177.4201 | 558.1882 | 1177.4201
6443 | 525.012 | 1202.147 | 525.012 | 1202.147
6444 | 496.0873 | 1178.5341 | 496.0873 | 1178.5341
6445 | 476.7077 | 1117.4104 | 476.7077 | 1117.4104
6446 | 465.5593 | 1071.7464 | 465.5593 | 1071.7464
6447 | 459.1194 | 1043.2259 | 459.1194 | 1043.2259
6448 | 457.6601 | 1042.7796 | 457.6601 | 1042.7796
6449 | 459.0484 | 1067.4671 | 459.0484 | 1067.4671
6450 | 465.3101 | 1071.7797 | 465.3101 | 1071.7797
6451 | 484.5532 | 1064.2234 | 484.5532 | 1064.2234
6452 | 518.3472 | 1062.8316 | 518.3472 | 1062.8316
6453 | 546.6913 | 1070.5107 | 546.6913 | 1070.5107
6454 | 570.9883 | 1074.4723 | 570.9883 | 1074.4723
6455 | 603.2595 | 1044.7492 | 603.2595 | 1044.7492
6456 | 599.7132 | 997.7773 | 599.7132 | 997.7773
6457 | 573.9758 | 942.2944 | 573.9758 | 942.2944
6458 | 566.3485 | 886.4918 | 566.3485 | 886.4918
6459 | 559.3222 | 834.3046 | 559.3222 | 834.3046
6460 | 564.8644 | 785.7363 | 564.8644 | 785.7363
6461 | 574.8071 | 756.1221 | 574.8071 | 756.1221
6462 | 579.9824 | 731.1374 | 579.9824 | 731.1374
6463 | 576.4556 | 712.1561 | 576.4556 | 712.1561
6464 | 585.5073 | 702.657 | 585.5073 | 702.657
6465 | 566.6361 | 702.8821 | 566.6361 | 702.8821
6466 | 542.3384 | 695.6599 | 542.3384 | 695.6599
6467 | 518.077 | 684.9386 | 518.077 | 684.9386
6468 | 493.7084 | 677.6207 | 493.7084 | 677.6207
6469 | 476.398 | 677.0001 | 476.398 | 677.0001
6470 | 464.2901 | 675.5441 | 464.2901 | 675.5441
6471 | 455.5625 | 673.4891 | 455.5625 | 673.4891
6472 | 454.6147 | 685.2548 | 454.6147 | 685.2548
6473 | 454.4269 | 721.783 | 454.4269 | 721.783
6474 | 454.2693 | 742.6876 | 454.2693 | 742.6876
6475 | 461.5869 | 752.2429 | 461.5869 | 752.2429
6476 | 485.3861 | 765.4757 | 485.3861 | 765.4757
6477 | 508.9799 | 796.5024 | 508.9799 | 796.5024
6478 | 529.4588 | 845.0804 | 529.4588 | 845.0804
6479 | 553.4887 | 902.2515 | 553.4887 | 902.2515
6480 | 553.4987 | 939.2416 | 553.4987 | 939.2416
6481 | 540.239 | 955.2116 | 540.239 | 955.2116
6482 | 533.4411 | 951.2264 | 533.4411 | 951.2264
6483 | 532.2269 | 958.1317 | 532.2269 | 958.1317
6484 | 538.2582 | 990.4073 | 538.2582 | 990.4073
6485 | 545.9957 | 1036.9232 | 545.9957 | 1036.9232
6486 | 547.8385 | 1073.4065 | 547.8385 | 1073.4065
6487 | 553.5874 | 1100.5263 | 553.5874 | 1100.5263
6488 | 568.006 | 1121.1674 | 568.006 | 1121.1674
6489 | 557.3666 | 1128.4079 | 557.3666 | 1128.4079
6490 | 540.4062 | 1137.5921 | 540.4062 | 1137.5921
6491 | 511.199 | 1170.3736 | 511.199 | 1170.3736
6492 | 483.7837 | 1196.351 | 483.7837 | 1196.351
6493 | 466.4402 | 1211.4685 | 466.4402 | 1211.4685
6494 | 456.8115 | 1219.6634 | 456.8115 | 1219.6634
6495 | 451.3454 | 1237.3924 | 451.3454 | 1237.3924
6496 | 449.2185 | 1274.2131 | 449.2185 | 1274.2131
6497 | 450.3802 | 1324.6979 | 450.3802 | 1324.6979
6498 | 451.3379 | 1366.2032 | 451.3379 | 1366.2032
6499 | 465.0715 | 1407.9402 | 465.0715 | 1407.9402
6500 | 492.7909 | 1433.0138 | 492.7909 | 1433.0138
6501 | 520.9225 | 1446.7804 | 520.9225 | 1446.7804
6502 | 543.9793 | 1422.6804 | 543.9793 | 1422.6804
6503 | 579.4921 | 1352.758 | 579.4921 | 1352.758
6504 | 576.5922 | 1286.3361 | 576.5922 | 1286.3361
6505 | 557.5892 | 1207.8397 | 557.5892 | 1207.8397
6506 | 546.8395 | 1111.2811 | 546.8395 | 1111.2811
6507 | 549.2446 | 1032.1087 | 549.2446 | 1032.1087
6508 | 547.6508 | 993.3397 | 547.6508 | 993.3397
6509 | 563.789 | 966.5466 | 563.789 | 966.5466
6510 | 565.2405 | 938.5552 | 565.2405 | 938.5552
6511 | 566.8656 | 917.6066 | 566.8656 | 917.6066
6512 | 577.8962 | 905.732 | 577.8962 | 905.732
6513 | 565.0929 | 906.8108 | 565.0929 | 906.8108
6514 | 537.575 | 911.9491 | 537.575 | 911.9491
6515 | 507.7692 | 923.8329 | 507.7692 | 923.8329
6516 | 480.5437 | 928.3558 | 480.5437 | 928.3558
6517 | 461.5112 | 925.9906 | 461.5112 | 925.9906
6518 | 451.8814 | 923.8294 | 451.8814 | 923.8294
6519 | 447.2964 | 923.9643 | 447.2964 | 923.9643
6520 | 445.4675 | 939.1078 | 445.4675 | 939.1078
6521 | 446.1006 | 978.9396 | 446.1006 | 978.9396
6522 | 450.7182 | 999.6957 | 450.7182 | 999.6957
6523 | 468.9557 | 1011.2925 | 468.9557 | 1011.2925
6524 | 508.4319 | 1013.5012 | 508.4319 | 1013.5012
6525 | 538.2428 | 1017.2458 | 538.2428 | 1017.2458
6526 | 558.9615 | 1009.7749 | 558.9615 | 1009.7749
6527 | 589.7458 | 986.5475 | 589.7458 | 986.5475
6528 | 585.0542 | 963.517 | 585.0542 | 963.517
6529 | 564.8039 | 936.2441 | 564.8039 | 936.2441
6530 | 556.5933 | 898.8523 | 556.5933 | 898.8523
6531 | 564.4314 | 868.4906 | 564.4314 | 868.4906
6532 | 572.49 | 855.3705 | 572.49 | 855.3705
6533 | 582.2764 | 854.6716 | 582.2764 | 854.6716
6534 | 579.7253 | 849.3225 | 579.7253 | 849.3225
6535 | 575.62 | 846.0794 | 575.62 | 846.0794
6536 | 589.3172 | 844.2638 | 589.3172 | 844.2638
6537 | 578.1345 | 854.5852 | 578.1345 | 854.5852
6538 | 551.6817 | 862.8414 | 551.6817 | 862.8414
6539 | 518.3019 | 866.0395 | 518.3019 | 866.0395
6540 | 486.5022 | 527.1873 | 486.5022 | 527.1873
6541 | 466.2283 | 529.7693 | 466.2283 | 529.7693
6542 | 452.7481 | 531.2256 | 452.7481 | 531.2256
6543 | 446.7672 | 526.822 | 446.7672 | 526.822
6544 | 443.8087 | 533.5343 | 443.8087 | 533.5343
6545 | 446.3017 | 559.5365 | 446.3017 | 559.5365
6546 | 452.257 | 558.1151 | 452.257 | 558.1151
6547 | 478.3234 | 549.2868 | 478.3234 | 549.2868
6548 | 513.589 | 527.0891 | 513.589 | 527.0891
6549 | 542.1554 | 496.9687 | 542.1554 | 496.9687
6550 | 569.5743 | 462.2832 | 569.5743 | 462.2832
6551 | 608.0592 | 447.9776 | 608.0592 | 447.9776
6552 | 601.5265 | 434.8825 | 601.5265 | 434.8825
6553 | 572.1802 | 429.1808 | 572.1802 | 429.1808
6554 | 569.625 | 430.3517 | 569.625 | 430.3517
6555 | 577.2141 | 430.4914 | 577.2141 | 430.4914
6556 | 577.3488 | 442.6395 | 577.3488 | 442.6395
6557 | 591.8265 | 449.0407 | 591.8265 | 449.0407
6558 | 587.3594 | 445.8027 | 587.3594 | 445.8027
6559 | 584.2271 | 441.5953 | 584.2271 | 441.5953
6560 | 601.3088 | 440.938 | 601.3088 | 440.938
6561 | 583.0785 | 436.1848 | 583.0785 | 436.1848
6562 | 556.4951 | 432.7068 | 556.4951 | 432.7068
6563 | 524.6776 | 444.3421 | 524.6776 | 444.3421
6564 | 494.0203 | 480.6862 | 494.0203 | 480.6862
6565 | 473.3795 | 523.0145 | 473.3795 | 523.0145
6566 | 460.9879 | 552.698 | 460.9879 | 552.698
6567 | 453.7592 | 567.8208 | 453.7592 | 567.8208
6568 | 451.1251 | 592.5385 | 451.1251 | 592.5385
6569 | 454.8038 | 639.1409 | 454.8038 | 639.1409
6570 | 458.0913 | 674.7145 | 458.0913 | 674.7145
6571 | 485.8896 | 711.09 | 485.8896 | 711.09
6572 | 532.7603 | 725.4177 | 532.7603 | 725.4177
6573 | 557.4027 | 733.2318 | 557.4027 | 733.2318
6574 | 581.6339 | 735.8321 | 581.6339 | 735.8321
6575 | 613.5565 | 735.8191 | 613.5565 | 735.8191
6576 | 606.1848 | 718.7427 | 606.1848 | 718.7427
6577 | 576.836 | 698.4577 | 576.836 | 698.4577
6578 | 569.7902 | 680.0574 | 569.7902 | 680.0574
6579 | 577.1542 | 658.0313 | 577.1542 | 658.0313
6580 | 578.7552 | 646.1349 | 578.7552 | 646.1349
6581 | 588.8022 | 632.9425 | 588.8022 | 632.9425
6582 | 587.5697 | 622.3234 | 587.5697 | 622.3234
6583 | 582.0682 | 619.7936 | 582.0682 | 619.7936
6584 | 586.7449 | 615.2667 | 586.7449 | 615.2667
6585 | 577.678 | 612.4371 | 577.678 | 612.4371
6586 | 549.7155 | 610.3458 | 549.7155 | 610.3458
6587 | 514.0718 | 612.6542 | 514.0718 | 612.6542
6588 | 485.1175 | 622.6275 | 485.1175 | 622.6275
6589 | 463.4505 | 627.5357 | 463.4505 | 627.5357
6590 | 452.5326 | 630.4682 | 452.5326 | 630.4682
6591 | 442.6918 | 629.8223 | 442.6918 | 629.8223
6592 | 439.7239 | 639.4422 | 439.7239 | 639.4422
6593 | 440.9753 | 665.4445 | 440.9753 | 665.4445
6594 | 443.3813 | 663.6875 | 443.3813 | 663.6875
6595 | 470.0423 | 654.0764 | 470.0423 | 654.0764
6596 | 512.0288 | 637.2916 | 512.0288 | 637.2916
6597 | 534.442 | 628.3527 | 534.442 | 628.3527
6598 | 560.6478 | 621.626 | 560.6478 | 621.626
6599 | 597.4961 | 608.7295 | 597.4961 | 608.7295
6600 | 599.7659 | 570.9636 | 599.7659 | 570.9636
6601 | 571.9165 | 522.5409 | 571.9165 | 522.5409
6602 | 564.9546 | 485.3523 | 564.9546 | 485.3523
6603 | 564.4419 | 462.9907 | 564.4419 | 462.9907
6604 | 568.7354 | 460.1305 | 568.7354 | 460.1305
6605 | 578.5725 | 456.735 | 578.5725 | 456.735
6606 | 573.675 | 448.5762 | 573.675 | 448.5762
6607 | 565.3082 | 443.1163 | 565.3082 | 443.1163
6608 | 570.8552 | 435.5251 | 570.8552 | 435.5251
6609 | 565.9528 | 427.3498 | 565.9528 | 427.3498
6610 | 545.8227 | 419.2195 | 545.8227 | 419.2195
6611 | 510.2213 | 417.3451 | 510.2213 | 417.3451
6612 | 484.972 | 424.5673 | 484.972 | 424.5673
6613 | 464.3859 | 434.4186 | 464.3859 | 434.4186
6614 | 452.4229 | 441.9587 | 452.4229 | 441.9587
6615 | 447.0008 | 449.4321 | 447.0008 | 449.4321
6616 | 445.1611 | 471.3539 | 445.1611 | 471.3539
6617 | 445.1613 | 511.0448 | 445.1613 | 511.0448
6618 | 447.2675 | 520.4714 | 447.2675 | 520.4714
6619 | 471.881 | 523.0502 | 471.881 | 523.0502
6620 | 513.064 | 524.4722 | 513.064 | 524.4722
6621 | 545.2351 | 524.7486 | 545.2351 | 524.7486
6622 | 566.2985 | 513.9063 | 566.2985 | 513.9063
6623 | 600.2774 | 504.8793 | 600.2774 | 504.8793
6624 | 592.7398 | 488.9213 | 592.7398 | 488.9213
6625 | 567.677 | 474.0268 | 567.677 | 474.0268
6626 | 566.8158 | 461.5537 | 566.8158 | 461.5537
6627 | 567.2747 | 451.74 | 567.2747 | 451.74
6628 | 571.9687 | 457.1781 | 571.9687 | 457.1781
6629 | 579.1242 | 461.611 | 579.1242 | 461.611
6630 | 575.5149 | 459.5361 | 575.5149 | 459.5361
6631 | 572.982 | 459.064 | 572.982 | 459.064
6632 | 585.8459 | 455.0739 | 585.8459 | 455.0739
6633 | 580.1836 | 449.8287 | 580.1836 | 449.8287
6634 | 557.5668 | 453.6871 | 557.5668 | 453.6871
6635 | 523.6144 | 454.7428 | 523.6144 | 454.7428
6636 | 494.2651 | 453.9352 | 494.2651 | 453.9352
6637 | 472.5442 | 454.124 | 472.5442 | 454.124
6638 | 459.5824 | 453.9922 | 459.5824 | 453.9922
6639 | 453.0796 | 453.5476 | 453.0796 | 453.5476
6640 | 451.5282 | 469.1172 | 451.5282 | 469.1172
6641 | 451.774 | 504.2899 | 451.774 | 504.2899
6642 | 450.9609 | 511.4127 | 450.9609 | 511.4127
6643 | 468.5556 | 514.4165 | 468.5556 | 514.4165
6644 | 500.2587 | 514.6307 | 500.2587 | 514.6307
6645 | 523.9007 | 521.6172 | 523.9007 | 521.6172
6646 | 543.6488 | 541.7756 | 543.6488 | 541.7756
6647 | 576.7722 | 580.7036 | 576.7722 | 580.7036
6648 | 572.9119 | 608.0258 | 572.9119 | 608.0258
6649 | 547.21 | 623.6399 | 547.21 | 623.6399
6650 | 544.2804 | 641.4071 | 544.2804 | 641.4071
6651 | 548.478 | 659.4628 | 548.478 | 659.4628
6652 | 547.5221 | 690.8242 | 547.5221 | 690.8242
6653 | 551.7112 | 713.1731 | 551.7112 | 713.1731
6654 | 557.5345 | 719.3516 | 557.5345 | 719.3516
6655 | 553.338 | 721.161 | 553.338 | 721.161
6656 | 568.1602 | 720.6602 | 568.1602 | 720.6602
6657 | 568.6643 | 717.1148 | 568.6643 | 717.1148
6658 | 545.1571 | 710.9752 | 545.1571 | 710.9752
6659 | 517.6954 | 706.1931 | 517.6954 | 706.1931
6660 | 494.9744 | 709.2103 | 494.9744 | 709.2103
6661 | 474.2685 | 719.1958 | 474.2685 | 719.1958
6662 | 463.2079 | 733.7368 | 463.2079 | 733.7368
6663 | 456.5067 | 749.0386 | 456.5067 | 749.0386
6664 | 453.0962 | 778.4758 | 453.0962 | 778.4758
6665 | 451.3262 | 824.4742 | 451.3262 | 824.4742
6666 | 446.1759 | 840.5661 | 446.1759 | 840.5661
6667 | 462.6533 | 852.226 | 462.6533 | 852.226
6668 | 485.8012 | 859.0832 | 485.8012 | 859.0832
6669 | 514.4365 | 863.162 | 514.4365 | 863.162
6670 | 538.9914 | 853.1473 | 538.9914 | 853.1473
6671 | 569.846 | 833.563 | 569.846 | 833.563
6672 | 563.5015 | 792.5539 | 563.5015 | 792.5539
6673 | 543.6101 | 749.3427 | 543.6101 | 749.3427
6674 | 541.8037 | 704.9072 | 541.8037 | 704.9072
6675 | 544.6429 | 661.8337 | 544.6429 | 661.8337
6676 | 550.7173 | 638.5972 | 550.7173 | 638.5972
6677 | 556.4442 | 620.1933 | 556.4442 | 620.1933
6678 | 555.4956 | 603.2443 | 555.4956 | 603.2443
6679 | 549.8689 | 596.7555 | 549.8689 | 596.7555
6680 | 571.683 | 596.4113 | 571.683 | 596.4113
6681 | 562.9157 | 606.5545 | 562.9157 | 606.5545
6682 | 544.0973 | 635.2404 | 544.0973 | 635.2404
6683 | 513.7979 | 657.1422 | 513.7979 | 657.1422
6684 | 486.8912 | 671.8574 | 486.8912 | 671.8574
6685 | 466.4682 | 687.0767 | 466.4682 | 687.0767
6686 | 455.0507 | 698.6653 | 455.0507 | 698.6653
6687 | 449.5604 | 700.4798 | 449.5604 | 700.4798
6688 | 447.3936 | 711.3299 | 447.3936 | 711.3299
6689 | 446.1731 | 742.2082 | 446.1731 | 742.2082
6690 | 440.3311 | 748.906 | 440.3311 | 748.906
6691 | 465.5965 | 756.674 | 465.5965 | 756.674
6692 | 503.1006 | 760.4892 | 503.1006 | 760.4892
6693 | 528.7813 | 765.2391 | 528.7813 | 765.2391
6694 | 554.5993 | 764.529 | 554.5993 | 764.529
6695 | 590.186 | 762.0332 | 590.186 | 762.0332
6696 | 590.8805 | 751.3762 | 590.8805 | 751.3762
6697 | 561.4498 | 743.7509 | 561.4498 | 743.7509
6698 | 555.4875 | 741.276 | 555.4875 | 741.276
6699 | 559.3901 | 738.15 | 559.3901 | 738.15
6700 | 561.3723 | 747.2563 | 561.3723 | 747.2563
6701 | 574.658 | 753.5009 | 574.658 | 753.5009
6702 | 576.9666 | 751.3141 | 576.9666 | 751.3141
6703 | 561.5224 | 748.0686 | 561.5224 | 748.0686
6704 | 576.4067 | 739.9854 | 576.4067 | 739.9854
6705 | 572.9209 | 730.1996 | 572.9209 | 730.1996
6706 | 547.9796 | 719.8325 | 547.9796 | 719.8325
6707 | 513.8244 | 711.427 | 513.8244 | 711.427
6708 | 481.5173 | 711.5589 | 481.5173 | 711.5589
6709 | 464.036 | 718.9498 | 464.036 | 718.9498
6710 | 454.8018 | 729.0397 | 454.8018 | 729.0397
6711 | 447.7523 | 735.1263 | 447.7523 | 735.1263
6712 | 446.0024 | 751.8142 | 446.0024 | 751.8142
6713 | 447.0092 | 789.7829 | 447.0092 | 789.7829
6714 | 446.2866 | 791.3139 | 446.2866 | 791.3139
6715 | 476.8756 | 786.288 | 476.8756 | 786.288
6716 | 528.1435 | 784.4443 | 528.1435 | 784.4443
6717 | 560.1471 | 790.6033 | 560.1471 | 790.6033
6718 | 579.9726 | 792.9352 | 579.9726 | 792.9352
6719 | 616.0793 | 791.8261 | 616.0793 | 791.8261
6720 | 606.8179 | 777.5456 | 606.8179 | 777.5456
6721 | 573.7713 | 757.1712 | 573.7713 | 757.1712
6722 | 571.0865 | 735.6842 | 571.0865 | 735.6842
6723 | 573.7725 | 721.1735 | 573.7725 | 721.1735
6724 | 578.3867 | 722.742 | 578.3867 | 722.742
6725 | 594.6191 | 721.3595 | 594.6191 | 721.3595
6726 | 599.0459 | 712.1718 | 599.0459 | 712.1718
6727 | 572.2212 | 705.3699 | 572.2212 | 705.3699
6728 | 589.8623 | 696.7499 | 589.8623 | 696.7499
6729 | 584.5118 | 685.6444 | 584.5118 | 685.6444
6730 | 555.244 | 670.2672 | 555.244 | 670.2672
6731 | 518.7499 | 654.4582 | 518.7499 | 654.4582
6732 | 486.7997 | 644.3235 | 486.7997 | 644.3235
6733 | 463.4548 | 638.2047 | 463.4548 | 638.2047
6734 | 453.2475 | 633.2864 | 453.2475 | 633.2864
6735 | 447.943 | 630.5828 | 447.943 | 630.5828
6736 | 446.688 | 644.4748 | 446.688 | 644.4748
6737 | 444.9551 | 676.5609 | 444.9551 | 676.5609
6738 | 448.3184 | 681.6706 | 448.3184 | 681.6706
6739 | 478.068 | 680.0669 | 478.068 | 680.0669
6740 | 526.1686 | 666.8608 | 526.1686 | 666.8608
6741 | 563.9274 | 646.0674 | 563.9274 | 646.0674
6742 | 581.0162 | 610.1964 | 581.0162 | 610.1964
6743 | 618.2962 | 572.8975 | 618.2962 | 572.8975
6744 | 604.6243 | 533.0291 | 604.6243 | 533.0291
6745 | 570.0695 | 502.2987 | 570.0695 | 502.2987
6746 | 567.2712 | 481.7512 | 567.2712 | 481.7512
6747 | 568.9766 | 464.959 | 568.9766 | 464.959
6748 | 569.846 | 465.1408 | 569.846 | 465.1408
6749 | 579.3374 | 469.3723 | 579.3374 | 469.3723
6750 | 578.0797 | 467.5658 | 578.0797 | 467.5658
6751 | 561.1455 | 465.282 | 561.1455 | 465.282
6752 | 575.3923 | 459.2789 | 575.3923 | 459.2789
6753 | 572.2567 | 453.4969 | 572.2567 | 453.4969
6754 | 546.4855 | 447.3572 | 546.4855 | 447.3572
6755 | 510.3598 | 441.6134 | 510.3598 | 441.6134
6756 | 476.8796 | 441.6781 | 476.8796 | 441.6781
6757 | 456.7036 | 445.11 | 456.7036 | 445.11
6758 | 445.643 | 448.6465 | 445.643 | 448.6465
6759 | 441.3553 | 448.1348 | 441.3553 | 448.1348
6760 | 439.4164 | 459.6112 | 439.4164 | 459.6112
6761 | 437.0447 | 491.9433 | 437.0447 | 491.9433
6762 | 438.0032 | 496.7847 | 438.0032 | 496.7847
6763 | 469.9098 | 497.932 | 469.9098 | 497.932
6764 | 514.8886 | 497.4752 | 514.8886 | 497.4752
6765 | 546.288 | 502.0684 | 546.288 | 502.0684
6766 | 569.0358 | 508.2027 | 569.0358 | 508.2027
6767 | 601.8046 | 520.1336 | 601.8046 | 520.1336
6768 | 596.3201 | 524.1494 | 596.3201 | 524.1494
6769 | 563.777 | 526.9919 | 563.777 | 526.9919
6770 | 556.2675 | 531.2047 | 556.2675 | 531.2047
6771 | 556.1909 | 532.0377 | 556.1909 | 532.0377
6772 | 562.7264 | 539.7796 | 562.7264 | 539.7796
6773 | 574.255 | 542.5573 | 574.255 | 542.5573
6774 | 570.0433 | 538.5812 | 570.0433 | 538.5812
6775 | 555.1078 | 534.2844 | 555.1078 | 534.2844
6776 | 566.7799 | 528.1918 | 566.7799 | 528.1918
6777 | 568.8335 | 521.694 | 568.8335 | 521.694
6778 | 548.1164 | 511.5282 | 548.1164 | 511.5282
6779 | 513.2871 | 499.3203 | 513.2871 | 499.3203
6780 | 479.6018 | 490.9751 | 479.6018 | 490.9751
6781 | 459.2621 | 488.0771 | 459.2621 | 488.0771
6782 | 447.304 | 492.9109 | 447.304 | 492.9109
6783 | 441.9364 | 500.4066 | 441.9364 | 500.4066
6784 | 439.0548 | 522.1494 | 439.0548 | 522.1494
6785 | 434.9412 | 563.3613 | 434.9412 | 563.3613
6786 | 433.6736 | 580.0572 | 433.6736 | 580.0572
6787 | 461.1943 | 593.9985 | 461.1943 | 593.9985
6788 | 500.3568 | 602.0187 | 500.3568 | 602.0187
6789 | 529.5104 | 606.433 | 529.5104 | 606.433
6790 | 551.7492 | 603.3745 | 551.7492 | 603.3745
6791 | 583.0434 | 603.5627 | 583.0434 | 603.5627
6792 | 586.3944 | 597.4238 | 586.3944 | 597.4238
6793 | 554.0047 | 588.1434 | 554.0047 | 588.1434
6794 | 548.2586 | 575.6704 | 548.2586 | 575.6704
6795 | 554.8947 | 563.2845 | 554.8947 | 563.2845
6796 | 556.9715 | 569.2594 | 556.9715 | 569.2594
6797 | 565.7769 | 574.9895 | 565.7769 | 574.9895
6798 | 561.43 | 573.3619 | 561.43 | 573.3619
6799 | 550.3374 | 573.874 | 550.3374 | 573.874
6800 | 557.316 | 574.6482 | 557.316 | 574.6482
6801 | 562.3738 | 574.2118 | 562.3738 | 574.2118
6802 | 545.6278 | 574.8717 | 545.6278 | 574.8717
6803 | 515.1831 | 587.5136 | 515.1831 | 587.5136
6804 | 482.9188 | 605.0023 | 482.9188 | 605.0023
6805 | 463.4516 | 617.6047 | 463.4516 | 617.6047
6806 | 450.4268 | 621.0964 | 450.4268 | 621.0964
6807 | 443.4522 | 621.4123 | 443.4522 | 621.4123
6808 | 441.6616 | 638.6594 | 441.6616 | 638.6594
6809 | 437.9022 | 690.6745 | 437.9022 | 690.6745
6810 | 430.2574 | 725.8008 | 430.2574 | 725.8008
6811 | 450.9808 | 752.0888 | 450.9808 | 752.0888
6812 | 487.193 | 765.1192 | 487.193 | 765.1192
6813 | 516.9848 | 769.6901 | 516.9848 | 769.6901
6814 | 535.1371 | 754.7099 | 535.1371 | 754.7099
6815 | 565.7221 | 731.7259 | 565.7221 | 731.7259
6816 | 561.5314 | 691.522 | 561.5314 | 691.522
6817 | 541.2594 | 644.5084 | 541.2594 | 644.5084
6818 | 539.3616 | 606.4251 | 539.3616 | 606.4251
6819 | 542.6492 | 572.4773 | 542.6492 | 572.4773
6820 | 542.7784 | 560.2454 | 542.7784 | 560.2454
6821 | 550.9889 | 549.3569 | 550.9889 | 549.3569
6822 | 550.1447 | 531.6698 | 550.1447 | 531.6698
6823 | 538.1765 | 517.5314 | 538.1765 | 517.5314
6824 | 550.1457 | 504.684 | 550.1457 | 504.684
6825 | 553.3699 | 496.285 | 553.3699 | 496.285
6826 | 535.7914 | 492.561 | 535.7914 | 492.561
6827 | 506.4323 | 492.3866 | 506.4323 | 492.3866
6828 | 475.6517 | 503.098 | 475.6517 | 503.098
6829 | 454.6237 | 525.9222 | 454.6237 | 525.9222
6830 | 443.7189 | 546.3457 | 443.7189 | 546.3457
6831 | 434.2972 | 566.1657 | 434.2972 | 566.1657
6832 | 434.2967 | 604.0128 | 434.2967 | 604.0128
6833 | 425.6807 | 663.9235 | 425.6807 | 663.9235
6834 | 420.0005 | 696.3211 | 420.0005 | 696.3211
6835 | 439.5476 | 715.6081 | 439.5476 | 715.6081
6836 | 475.8738 | 729.1083 | 475.8738 | 729.1083
6837 | 499.5051 | 730.7043 | 499.5051 | 730.7043
6838 | 518.7062 | 711.0271 | 518.7062 | 711.0271
6839 | 558.4338 | 695.29 | 558.4338 | 695.29
6840 | 554.6995 | 660.812 | 554.6995 | 660.812
6841 | 534.8927 | 612.8143 | 534.8927 | 612.8143
6842 | 532.9746 | 573.0758 | 532.9746 | 573.0758
6843 | 531.2048 | 535.3704 | 531.2048 | 535.3704
6844 | 538.4766 | 519.8953 | 538.4766 | 519.8953
6845 | 544.0114 | 509.9462 | 544.0114 | 509.9462
6846 | 539.9883 | 497.0456 | 539.9883 | 497.0456
6847 | 528.6543 | 487.8727 | 528.6543 | 487.8727
6848 | 540.8976 | 478.8277 | 540.8976 | 478.8277
6849 | 541.9482 | 474.7232 | 541.9482 | 474.7232
6850 | 521.5347 | 483.4576 | 521.5347 | 483.4576
6851 | 490.0557 | 491.2235 | 490.0557 | 491.2235
6852 | 460.8125 | 513.6553 | 460.8125 | 513.6553
6853 | 442.3059 | 542.7422 | 442.3059 | 542.7422
6854 | 430.4214 | 575.6465 | 430.4214 | 575.6465
6855 | 427.4586 | 597.323 | 427.4586 | 597.323
6856 | 428.095 | 622.5327 | 428.095 | 622.5327
6857 | 421.5007 | 660.9487 | 421.5007 | 660.9487
6858 | 418.0878 | 670.4648 | 418.0878 | 670.4648
6859 | 440.2324 | 675.6382 | 440.2324 | 675.6382
6860 | 478.7656 | 677.3733 | 478.7656 | 677.3733
6861 | 508.2528 | 678.2089 | 508.2528 | 678.2089
6862 | 529.6771 | 653.1188 | 529.6771 | 653.1188
6863 | 566.4289 | 617.4079 | 566.4289 | 617.4079
6864 | 560.4965 | 585.2785 | 560.4965 | 585.2785
6865 | 536.7396 | 564.1212 | 536.7396 | 564.1212
6866 | 533.8268 | 552.3639 | 533.8268 | 552.3639
6867 | 534.0056 | 541.1411 | 534.0056 | 541.1411
6868 | 546.5265 | 543.3136 | 546.5265 | 543.3136
6869 | 550.9381 | 541.2824 | 550.9381 | 541.2824
6870 | 547.5647 | 531.2001 | 547.5647 | 531.2001
6871 | 536.4916 | 524.6218 | 536.4916 | 524.6218
6872 | 553.5383 | 518.9095 | 553.5383 | 518.9095
6873 | 558.1485 | 518.0929 | 558.1485 | 518.0929
6874 | 540.6808 | 536.1544 | 540.6808 | 536.1544
6875 | 500.9271 | 557.3405 | 500.9271 | 557.3405
6876 | 468.8965 | 568.4321 | 468.8965 | 568.4321
6877 | 448.0382 | 579.4465 | 448.0382 | 579.4465
6878 | 438.1817 | 585.1749 | 438.1817 | 585.1749
6879 | 433.8598 | 585.0658 | 433.8598 | 585.0658
6880 | 431.9627 | 599.7183 | 431.9627 | 599.7183
6881 | 425.2658 | 635.4727 | 425.2658 | 635.4727
6882 | 427.469 | 642.327 | 427.469 | 642.327
6883 | 460.5598 | 644.1678 | 460.5598 | 644.1678
6884 | 508.8964 | 645.5226 | 508.8964 | 645.5226
6885 | 538.8419 | 651.4132 | 538.8419 | 651.4132
6886 | 558.1913 | 640.3472 | 558.1913 | 640.3472
6887 | 600.9337 | 630.269 | 600.9337 | 630.269
6888 | 594.0052 | 604.2234 | 594.0052 | 604.2234
6889 | 561.481 | 577.698 | 561.481 | 577.698
6890 | 557.1258 | 550.664 | 557.1258 | 550.664
6891 | 562.023 | 528.6827 | 562.023 | 528.6827
6892 | 563.6254 | 528.8421 | 563.6254 | 528.8421
6893 | 578.7323 | 529.7857 | 578.7323 | 529.7857
6894 | 575.9014 | 524.3781 | 575.9014 | 524.3781
6895 | 555.8065 | 524.4876 | 555.8065 | 524.4876
6896 | 563.5342 | 531.5469 | 563.5342 | 531.5469
6897 | 567.7823 | 533.7946 | 567.7823 | 533.7946
6898 | 542.1012 | 536.8254 | 542.1012 | 536.8254
6899 | 507.3521 | 540.9678 | 507.3521 | 540.9678
6900 | 476.3342 | 544.9468 | 476.3342 | 544.9468
6901 | 453.4318 | 546.4328 | 453.4318 | 546.4328
6902 | 440.5014 | 539.4567 | 440.5014 | 539.4567
6903 | 435.1944 | 525.5248 | 435.1944 | 525.5248
6904 | 433.4436 | 525.1913 | 433.4436 | 525.1913
6905 | 427.7898 | 546.4071 | 427.7898 | 546.4071
6906 | 429.2892 | 544.6278 | 429.2892 | 544.6278
6907 | 462.2504 | 540.4518 | 462.2504 | 540.4518
6908 | 510.2094 | 534.9176 | 510.2094 | 534.9176
6909 | 539.9374 | 527.8352 | 539.9374 | 527.8352
6910 | 559.6106 | 515.7628 | 559.6106 | 515.7628
6911 | 595.3151 | 504.2754 | 595.3151 | 504.2754
6912 | 593.6944 | 481.5178 | 593.6944 | 481.5178
6913 | 562.4573 | 466.8917 | 562.4573 | 466.8917
6914 | 559.8586 | 459.6749 | 559.8586 | 459.6749
6915 | 559.6537 | 453.7307 | 559.6537 | 453.7307
6916 | 566.0268 | 462.3673 | 566.0268 | 462.3673
6917 | 577.4159 | 469.4171 | 577.4159 | 469.4171
6918 | 578.1524 | 468.9302 | 578.1524 | 468.9302
6919 | 550.9714 | 471.9474 | 550.9714 | 471.9474
6920 | 555.1116 | 471.7598 | 555.1116 | 471.7598
6921 | 564.7968 | 472.1286 | 564.7968 | 472.1286
6922 | 544.5605 | 471.2452 | 544.5605 | 471.2452
6923 | 510.5748 | 470.5116 | 510.5748 | 470.5116
6924 | 479.6197 | 474.1998 | 479.6197 | 474.1998
6925 | 456.0388 | 480.7631 | 456.0388 | 480.7631
6926 | 444.7538 | 487.9901 | 444.7538 | 487.9901
6927 | 439.1991 | 493.182 | 439.1991 | 493.182
6928 | 437.2674 | 512.5763 | 437.2674 | 512.5763
6929 | 430.4211 | 553.1396 | 430.4211 | 553.1396
6930 | 432.0625 | 570.9761 | 432.0625 | 570.9761
6931 | 464.4558 | 583.8662 | 464.4558 | 583.8662
6932 | 513.2559 | 590.2537 | 513.2559 | 590.2537
6933 | 541.4902 | 589.2104 | 541.4902 | 589.2104
6934 | 562.1657 | 581.2311 | 562.1657 | 581.2311
6935 | 600.7972 | 581.1509 | 600.7972 | 581.1509
6936 | 596.0242 | 571.9254 | 596.0242 | 571.9254
6937 | 561.5446 | 562.1305 | 561.5446 | 562.1305
6938 | 553.9708 | 549.9259 | 553.9708 | 549.9259
6939 | 564.0894 | 540.3806 | 564.0894 | 540.3806
6940 | 565.2247 | 548.1001 | 565.2247 | 548.1001
6941 | 574.5009 | 551.5265 | 574.5009 | 551.5265
6942 | 576.2769 | 549.4963 | 576.2769 | 549.4963
6943 | 550.1985 | 550.9478 | 550.1985 | 550.9478
6944 | 562.3747 | 552.2588 | 562.3747 | 552.2588
6945 | 566.1326 | 551.5764 | 566.1326 | 551.5764
6946 | 546.1214 | 547.2932 | 546.1214 | 547.2932
6947 | 515.4415 | 546.6937 | 515.4415 | 546.6937
6948 | 482.3718 | 551.4779 | 482.3718 | 551.4779
6949 | 460.0382 | 562.0226 | 460.0382 | 562.0226
6950 | 447.6459 | 580.5449 | 447.6459 | 580.5449
6951 | 440.1191 | 607.2987 | 440.1191 | 607.2987
6952 | 438.3051 | 651.7441 | 438.3051 | 651.7441
6953 | 425.2768 | 710.447 | 425.2768 | 710.447
6954 | 426.0751 | 729.1111 | 426.0751 | 729.1111
6955 | 447.6644 | 725.2483 | 447.6644 | 725.2483
6956 | 482.5972 | 713.0711 | 482.5972 | 713.0711
6957 | 509.3495 | 708.9412 | 509.3495 | 708.9412
6958 | 526.0017 | 689.1521 | 526.0017 | 689.1521
6959 | 562.566 | 666.2352 | 562.566 | 666.2352
6960 | 564.9895 | 627.1944 | 564.9895 | 627.1944
6961 | 538.1188 | 586.0856 | 538.1188 | 586.0856
6962 | 532.0496 | 547.8682 | 532.0496 | 547.8682
6963 | 534.5551 | 516.761 | 534.5551 | 516.761
6964 | 537.5277 | 506.3185 | 537.5277 | 506.3185
6965 | 552.9928 | 495.2957 | 552.9928 | 495.2957
6966 | 544.2153 | 479.2191 | 544.2153 | 479.2191
6967 | 532.1848 | 467.1832 | 532.1848 | 467.1832
6968 | 537.1546 | 454.6937 | 537.1546 | 454.6937
6969 | 547.2518 | 443.8567 | 547.2518 | 443.8567
6970 | 531.0945 | 433.7357 | 531.0945 | 433.7357
6971 | 499.1273 | 444.2974 | 499.1273 | 444.2974
6972 | 471.6238 | 463.1952 | 471.6238 | 463.1952
6973 | 451.7304 | 467.5889 | 451.7304 | 467.5889
6974 | 441.0497 | 469.4478 | 441.0497 | 469.4478
6975 | 434.6452 | 469.54 | 434.6452 | 469.54
6976 | 433.8984 | 480.3454 | 433.8984 | 480.3454
6977 | 420.6133 | 506.2359 | 420.6133 | 506.2359
6978 | 421.0849 | 504.2329 | 421.0849 | 504.2329
6979 | 443.4025 | 501.4437 | 443.4025 | 501.4437
6980 | 475.0063 | 494.299 | 475.0063 | 494.299
6981 | 503.381 | 487.1049 | 503.381 | 487.1049
6982 | 524.229 | 473.914 | 524.229 | 473.914
6983 | 566.3315 | 461.107 | 566.3315 | 461.107
6984 | 567.4404 | 445.7082 | 567.4404 | 445.7082
6985 | 543.4568 | 437.3224 | 543.4568 | 437.3224
6986 | 532.3638 | 435.608 | 532.3638 | 435.608
6987 | 537.0314 | 432.7057 | 537.0314 | 432.7057
6988 | 542.9174 | 442.4382 | 542.9174 | 442.4382
6989 | 551.5532 | 448.5262 | 551.5532 | 448.5262
6990 | 542.2639 | 445.8027 | 542.2639 | 445.8027
6991 | 530.1233 | 442.2663 | 530.1233 | 442.2663
6992 | 539.9008 | 434.9436 | 539.9008 | 434.9436
6993 | 548.9216 | 425.6723 | 548.9216 | 425.6723
6994 | 532.9554 | 413.0685 | 532.9554 | 413.0685
6995 | 505.6663 | 401.3751 | 505.6663 | 401.3751
6996 | 477.1802 | 399.0913 | 477.1802 | 399.0913
6997 | 455.4697 | 411.0003 | 455.4697 | 411.0003
6998 | 443.2959 | 420.2851 | 443.2959 | 420.2851
6999 | 438.8539 | 427.1545 | 438.8539 | 427.1545
7000 | 434.6251 | 452.2524 | 434.6251 | 452.2524
7001 | 422.1872 | 498.3403 | 422.1872 | 498.3403
7002 | 423.2839 | 520.4937 | 423.2839 | 520.4937
7003 | 445.1528 | 542.8227 | 445.1528 | 542.8227
7004 | 479.8483 | 558.5372 | 479.8483 | 558.5372
7005 | 505.8428 | 564.4948 | 505.8428 | 564.4948
7006 | 528.4652 | 549.0226 | 528.4652 | 549.0226
7007 | 558.7046 | 523.2203 | 558.7046 | 523.2203
7008 | 555.8887 | 486.1701 | 555.8887 | 486.1701
7009 | 544.3753 | 461.4788 | 544.3753 | 461.4788
7010 | 533.41 | 447.4178 | 533.41 | 447.4178
7011 | 536.6355 | 436.016 | 536.6355 | 436.016
7012 | 542.8308 | 442.058 | 542.8308 | 442.058
7013 | 551.4402 | 446.9829 | 551.4402 | 446.9829
7014 | 548.1642 | 444.7962 | 548.1642 | 444.7962
7015 | 530.3818 | 443.34 | 530.3818 | 443.34
7016 | 539.3806 | 439.417 | 539.3806 | 439.417
7017 | 547.0351 | 432.5613 | 547.0351 | 432.5613
7018 | 531.7857 | 423.089 | 531.7857 | 423.089
7019 | 499.1968 | 428.1484 | 499.1968 | 428.1484
7020 | 472.6304 | 434.6101 | 472.6304 | 434.6101
7021 | 449.4518 | 431.6003 | 449.4518 | 431.6003
7022 | 439.0252 | 466.898 | 439.0252 | 466.898
7023 | 434.2485 | 498.8856 | 434.2485 | 498.8856
7024 | 431.3182 | 525.5716 | 431.3182 | 525.5716
7025 | 420.8611 | 563.406 | 420.8611 | 563.406
7026 | 421.609 | 573.0563 | 421.609 | 573.0563
7027 | 445.6397 | 579.5941 | 445.6397 | 579.5941
7028 | 484.1681 | 577.1018 | 484.1681 | 577.1018
7029 | 507.3749 | 564.6067 | 507.3749 | 564.6067
7030 | 532.1862 | 537.0562 | 532.1862 | 537.0562
7031 | 566.0758 | 505.5503 | 566.0758 | 505.5503
7032 | 560.1691 | 470.4461 | 560.1691 | 470.4461
7033 | 541.1572 | 445.0838 | 541.1572 | 445.0838
7034 | 532.0147 | 428.6966 | 532.0147 | 428.6966
7035 | 532.8855 | 420.963 | 532.8855 | 420.963
7036 | 537.8577 | 437.5622 | 537.8577 | 437.5622
7037 | 550.2707 | 448.7499 | 550.2707 | 448.7499
7038 | 546.3245 | 442.5818 | 546.3245 | 442.5818
7039 | 529.1911 | 434.8181 | 529.1911 | 434.8181
7040 | 532.9486 | 428.9045 | 532.9486 | 428.9045
7041 | 551.2264 | 415.3834 | 551.2264 | 415.3834
7042 | 532.9337 | 387.257 | 532.9337 | 387.257
7043 | 497.2209 | 377.3529 | 497.2209 | 377.3529
7044 | 466.5763 | 373.8389 | 466.5763 | 373.8389
7045 | 447.3595 | 373.2895 | 447.3595 | 373.2895
7046 | 436.77 | 373.4932 | 436.77 | 373.4932
7047 | 432.483 | 377.0299 | 432.483 | 377.0299
7048 | 428.532 | 397.99 | 428.532 | 397.99
7049 | 421.404 | 435.0416 | 421.404 | 435.0416
7050 | 423.8037 | 445.5194 | 423.8037 | 445.5194
7051 | 458.6832 | 453.2874 | 458.6832 | 453.2874
7052 | 502.5456 | 467.0336 | 502.5456 | 467.0336
7053 | 541.5667 | 490.7283 | 541.5667 | 490.7283
7054 | 560.3484 | 498.6967 | 560.3484 | 498.6967
7055 | 603.5536 | 498.7284 | 603.5536 | 498.7284
7056 | 595.3921 | 483.844 | 595.3921 | 483.844
7057 | 561.8342 | 470.7612 | 561.8342 | 470.7612
7058 | 554.9652 | 469.7624 | 554.9652 | 469.7624
7059 | 557.5836 | 477.3056 | 557.5836 | 477.3056
7060 | 563.2143 | 499.9886 | 563.2143 | 499.9886
7061 | 575.6824 | 514.017 | 575.6824 | 514.017
7062 | 576.151 | 516.6391 | 576.151 | 516.6391
7063 | 551.3679 | 521.5128 | 551.3679 | 521.5128
7064 | 547.8503 | 527.0064 | 547.8503 | 527.0064
7065 | 555.3067 | 531.9605 | 555.3067 | 531.9605
7066 | 541.8317 | 538.2792 | 541.8317 | 538.2792
7067 | 494.9769 | 558.1904 | 494.9769 | 558.1904
7068 | 465.5442 | 586.1021 | 465.5442 | 586.1021
7069 | 440.2171 | 609.6868 | 440.2171 | 609.6868
7070 | 427.9834 | 629.3275 | 427.9834 | 629.3275
7071 | 422.618 | 645.8147 | 422.618 | 645.8147
7072 | 420.4368 | 671.6731 | 420.4368 | 671.6731
7073 | 409.3082 | 710.447 | 409.3082 | 710.447
7074 | 414.4792 | 719.4038 | 414.4792 | 719.4038
7075 | 447.5547 | 725.1141 | 447.5547 | 725.1141
7076 | 499.9794 | 726.1111 | 499.9794 | 726.1111
7077 | 528.0493 | 721.3325 | 528.0493 | 721.3325
7078 | 547.6344 | 703.6459 | 547.6344 | 703.6459
7079 | 585.2043 | 689.2732 | 585.2043 | 689.2732
7080 | 580.991 | 668.2155 | 580.991 | 668.2155
7081 | 546.1852 | 646.5214 | 546.1852 | 646.5214
7082 | 540.5397 | 624.52 | 540.5397 | 624.52
7083 | 545.5702 | 603.6123 | 545.5702 | 603.6123
7084 | 551.4896 | 595.9209 | 551.4896 | 595.9209
7085 | 562.5405 | 583.0864 | 562.5405 | 583.0864
7086 | 558.4182 | 565.4887 | 558.4182 | 565.4887
7087 | 537.4375 | 556.4725 | 537.4375 | 556.4725
7088 | 539.0636 | 551.2522 | 539.0636 | 551.2522
7089 | 553.0102 | 547.1253 | 553.0102 | 547.1253
7090 | 536.0737 | 545.8169 | 536.0737 | 545.8169
7091 | 497.8028 | 551.8158 | 497.8028 | 551.8158
7092 | 464.2377 | 560.1116 | 464.2377 | 560.1116
7093 | 437.3804 | 568.7103 | 437.3804 | 568.7103
7094 | 425.6272 | 575.8702 | 425.6272 | 575.8702
7095 | 421.7519 | 582.4265 | 421.7519 | 582.4265
7096 | 419.4101 | 606.3613 | 419.4101 | 606.3613
7097 | 410.5897 | 652.1585 | 410.5897 | 652.1585
7098 | 418.9782 | 669.0109 | 418.9782 | 669.0109
7099 | 454.6045 | 681.8339 | 454.6045 | 681.8339
7100 | 500.5057 | 686.7451 | 500.5057 | 686.7451
7101 | 527.8363 | 688.028 | 527.8363 | 688.028
7102 | 554.1842 | 675.0161 | 554.1842 | 675.0161
7103 | 589.1257 | 645.322 | 589.1257 | 645.322
7104 | 584.0127 | 595.4779 | 584.0127 | 595.4779
7105 | 546.8826 | 561.2135 | 546.8826 | 561.2135
7106 | 543.2359 | 548.0247 | 543.2359 | 548.0247
7107 | 544.7724 | 538.2334 | 544.7724 | 538.2334
7108 | 540.799 | 543.7386 | 540.799 | 543.7386
7109 | 556.0359 | 550.2068 | 556.0359 | 550.2068
7110 | 548.8245 | 552.7843 | 548.8245 | 552.7843
7111 | 526.0681 | 565.9561 | 526.0681 | 565.9561
7112 | 524.3219 | 576.5717 | 524.3219 | 576.5717
7113 | 540.9515 | 581.8166 | 540.9515 | 581.8166
7114 | 525.9569 | 588.6498 | 525.9569 | 588.6498
7115 | 488.4552 | 613.3475 | 488.4552 | 613.3475
7116 | 458.7621 | 641.8184 | 458.7621 | 641.8184
7117 | 437.5518 | 657.172 | 437.5518 | 657.172
7118 | 426.4106 | 658.5612 | 426.4106 | 658.5612
7119 | 421.8912 | 651.8538 | 421.8912 | 651.8538
7120 | 415.9561 | 663.3302 | 415.9561 | 663.3302
7121 | 403.6465 | 700.1581 | 403.6465 | 700.1581
7122 | 410.872 | 722.0879 | 410.872 | 722.0879
7123 | 439.6134 | 742.4486 | 439.6134 | 742.4486
7124 | 478.967 | 749.4847 | 478.967 | 749.4847
7125 | 504.0398 | 748.1283 | 504.0398 | 748.1283
7126 | 528.9196 | 733.1033 | 528.9196 | 733.1033
7127 | 565.325 | 702.9842 | 565.325 | 702.9842
7128 | 566.0214 | 646.0274 | 566.0214 | 646.0274
7129 | 541.5881 | 588.3 | 541.5881 | 588.3
7130 | 529.6796 | 550.8877 | 529.6796 | 550.8877
7131 | 530.5396 | 526.267 | 530.5396 | 526.267
7132 | 532.0031 | 518.8217 | 532.0031 | 518.8217
7133 | 543.1848 | 510.7514 | 543.1848 | 510.7514
7134 | 541.0353 | 496.7548 | 541.0353 | 496.7548
7135 | 520.9167 | 486.2623 | 520.9167 | 486.2623
7136 | 521.7836 | 475.1819 | 521.7836 | 475.1819
7137 | 535.2036 | 464.7699 | 535.2036 | 464.7699
7138 | 517.1308 | 453.9778 | 517.1308 | 453.9778
7139 | 484.8934 | 455.9506 | 484.8934 | 455.9506
7140 | 456.1539 | 464.9622 | 456.1539 | 464.9622
7141 | 433.2512 | 470.2506 | 433.2512 | 470.2506
7142 | 422.7052 | 476.0014 | 422.7052 | 476.0014
7143 | 417.5329 | 482.4011 | 417.5329 | 482.4011
7144 | 411.6214 | 501.9744 | 411.6214 | 501.9744
7145 | 399.3446 | 535.313 | 399.3446 | 535.313
7146 | 404.5198 | 538.611 | 404.5198 | 538.611
7147 | 425.4334 | 538.1703 | 425.4334 | 538.1703
7148 | 459.555 | 532.6585 | 459.555 | 532.6585
7149 | 482.9004 | 524.592 | 482.9004 | 524.592
7150 | 502.3553 | 504.3108 | 502.3553 | 504.3108
7151 | 544.3636 | 487.9922 | 544.3636 | 487.9922
7152 | 543.8086 | 467.4489 | 543.8086 | 467.4489
7153 | 524.0331 | 452.3978 | 524.0331 | 452.3978
7154 | 516.638 | 443.347 | 516.638 | 443.347
7155 | 515.9306 | 436.8436 | 515.9306 | 436.8436
7156 | 519.6692 | 445.413 | 519.6692 | 445.413
7157 | 525.8083 | 449.8683 | 525.8083 | 449.8683
7158 | 518.3564 | 445.6014 | 518.3564 | 445.6014
7159 | 503.2597 | 442.1545 | 503.2597 | 442.1545
7160 | 505.4827 | 435.0554 | 505.4827 | 435.0554
7161 | 520.2955 | 426.6117 | 520.2955 | 426.6117
7162 | 512.2296 | 417.9669 | 512.2296 | 417.9669
7163 | 481.1873 | 419.716 | 481.1873 | 419.716
7164 | 452.2039 | 442.6623 | 452.2039 | 442.6623
7165 | 430.898 | 458.3066 | 430.898 | 458.3066
7166 | 419.0558 | 470.3872 | 419.0558 | 470.3872
7167 | 411.6043 | 478.9342 | 411.6043 | 478.9342
7168 | 408.4706 | 499.2679 | 408.4706 | 499.2679
7169 | 396.3366 | 538.601 | 396.3366 | 538.601
7170 | 398.7733 | 550.3761 | 398.7733 | 550.3761
7171 | 422.4245 | 558.7033 | 422.4245 | 558.7033
7172 | 457.5066 | 559.499 | 457.5066 | 559.499
7173 | 485.7042 | 554.4744 | 485.7042 | 554.4744
7174 | 503.955 | 529.1606 | 503.955 | 529.1606
7175 | 539.6341 | 498.5271 | 539.6341 | 498.5271
7176 | 540.7397 | 475.4787 | 540.7397 | 475.4787
7177 | 518.6438 | 458.3027 | 518.6438 | 458.3027
7178 | 515.9978 | 446.9033 | 515.9978 | 446.9033
7179 | 515.2267 | 435.8371 | 515.2267 | 435.8371
7180 | 517.0094 | 442.2816 | 517.0094 | 442.2816
7181 | 524.8619 | 445.3725 | 524.8619 | 445.3725
7182 | 522.7007 | 439.786 | 522.7007 | 439.786
7183 | 501.7081 | 435.1984 | 501.7081 | 435.1984
7184 | 503.2174 | 427.1151 | 503.2174 | 427.1151
7185 | 520.9869 | 416.3452 | 520.9869 | 416.3452
7186 | 509.3085 | 402.8915 | 509.3085 | 402.8915
7187 | 475.7713 | 395.8951 | 475.7713 | 395.8951
7188 | 445.5278 | 411.2366 | 445.5278 | 411.2366
7189 | 427.4019 | 423.6824 | 427.4019 | 423.6824
7190 | 415.0671 | 425.6308 | 415.0671 | 425.6308
7191 | 411.0973 | 419.0129 | 411.0973 | 419.0129
7192 | 405.9306 | 431.1603 | 405.9306 | 431.1603
7193 | 394.638 | 467.2949 | 394.638 | 467.2949
7194 | 400.3299 | 476.6991 | 400.3299 | 476.6991
7195 | 429.3442 | 484.1092 | 429.3442 | 484.1092
7196 | 465.7364 | 490.9664 | 465.7364 | 490.9664
7197 | 495.0285 | 490.3704 | 495.0285 | 490.3704
7198 | 515.9194 | 466.5329 | 515.9194 | 466.5329
7199 | 557.8221 | 460.19 | 557.8221 | 460.19
7200 | 552.304 | 450.4276 | 552.304 | 450.4276
7201 | 525.6391 | 442.8247 | 525.6391 | 442.8247
7202 | 520.7031 | 441.6918 | 520.7031 | 441.6918
7203 | 522.9664 | 439.4382 | 522.9664 | 439.4382
7204 | 520.6686 | 449.5957 | 520.6686 | 449.5957
7205 | 530.9444 | 455.7508 | 530.9444 | 455.7508
7206 | 527.4859 | 452.8259 | 527.4859 | 452.8259
7207 | 512.3006 | 450.0501 | 512.3006 | 450.0501
7208 | 507.5409 | 442.7721 | 507.5409 | 442.7721
7209 | 522.4261 | 431.5772 | 522.4261 | 431.5772
7210 | 515.8406 | 417.9893 | 515.8406 | 417.9893
7211 | 475.5314 | 407.8615 | 475.5314 | 407.8615
7212 | 443.5707 | 405.6895 | 443.5707 | 405.6895
7213 | 422.2343 | 407.9136 | 422.2343 | 407.9136
7214 | 412.2607 | 409.7726 | 412.2607 | 409.7726
7215 | 406.901 | 412.3251 | 406.901 | 412.3251
7216 | 403.0559 | 429.5946 | 403.0559 | 429.5946
7217 | 393.8138 | 468.4132 | 393.8138 | 468.4132
7218 | 401.652 | 483.4539 | 401.652 | 483.4539
7219 | 439.1102 | 494.1967 | 439.1102 | 494.1967
7220 | 489.3176 | 496.8936 | 489.3176 | 496.8936
7221 | 521.8032 | 492.6295 | 521.8032 | 492.6295
7222 | 542.0633 | 475.3231 | 542.0633 | 475.3231
7223 | 585.3984 | 463.5227 | 585.3984 | 463.5227
7224 | 577.8909 | 451.6802 | 577.8909 | 451.6802
7225 | 549.3357 | 444.6141 | 549.3357 | 444.6141
7226 | 543.3789 | 443.8614 | 543.3789 | 443.8614
7227 | 542.4642 | 442.5696 | 542.4642 | 442.5696
7228 | 546.5657 | 453.3086 | 546.5657 | 453.3086
7229 | 555.6059 | 458.6362 | 555.6059 | 458.6362
7230 | 549.1283 | 454.6377 | 549.1283 | 454.6377
7231 | 518.0685 | 451.0566 | 518.0685 | 451.0566
7232 | 512.506 | 443.9128 | 512.506 | 443.9128
7233 | 527.4111 | 436.2295 | 527.4111 | 436.2295
7234 | 515.1442 | 424.7441 | 515.1442 | 424.7441
7235 | 477.4717 | 417.0544 | 477.4717 | 417.0544
7236 | 443.2119 | 419.8255 | 443.2119 | 419.8255
7237 | 419.7396 | 424.264 | 419.7396 | 424.264
7238 | 409.6884 | 424.5348 | 409.6884 | 424.5348
7239 | 405.0186 | 421.1825 | 405.0186 | 421.1825
7240 | 399.4135 | 432.0773 | 399.4135 | 432.0773
7241 | 389.2894 | 460.0479 | 389.2894 | 460.0479
7242 | 400.0149 | 457.9778 | 400.0149 | 457.9778
7243 | 427.7923 | 456.3741 | 427.7923 | 456.3741
7244 | 477.0213 | 452.2266 | 477.0213 | 452.2266
7245 | 506.0149 | 452.1004 | 506.0149 | 452.1004
7246 | 532.6995 | 449.3774 | 532.6995 | 449.3774
7247 | 569.4514 | 451.2432 | 569.4514 | 451.2432
7248 | 571.9825 | 447.3186 | 571.9825 | 447.3186
7249 | 535.5072 | 445.7772 | 535.5072 | 445.7772
7250 | 528.4912 | 448.8045 | 528.4912 | 448.8045
7251 | 530.0242 | 447.2219 | 530.0242 | 447.2219
7252 | 532.5145 | 456.44 | 532.5145 | 456.44
7253 | 543.7712 | 461.5662 | 543.7712 | 461.5662
7254 | 538.6217 | 457.7691 | 538.6217 | 457.7691
7255 | 520.4658 | 454.188 | 520.4658 | 454.188
7256 | 509.8471 | 446.9771 | 509.8471 | 446.9771
7257 | 524.1294 | 437.7057 | 524.1294 | 437.7057
7258 | 516.7063 | 425.4151 | 516.7063 | 425.4151
7259 | 480.4674 | 414.1466 | 480.4674 | 414.1466
7260 | 443.7041 | 122.5395 | 443.7041 | 122.5395
7261 | 421.2151 | 121.9704 | 421.2151 | 121.9704
7262 | 409.9587 | 122.3969 | 409.9587 | 122.3969
7263 | 407.2047 | 123.6852 | 407.2047 | 123.6852
7264 | 400.2226 | 136.5459 | 400.2226 | 136.5459
7265 | 386.9342 | 171.4287 | 386.9342 | 171.4287
7266 | 400.3052 | 176.8045 | 400.3052 | 176.8045
7267 | 434.67 | 181.4056 | 434.67 | 181.4056
7268 | 482.2018 | 178.3311 | 482.2018 | 178.3311
7269 | 512.8583 | 175.9202 | 512.8583 | 175.9202
7270 | 536.4207 | 170.7385 | 536.4207 | 170.7385
7271 | 579.7642 | 168.7467 | 579.7642 | 168.7467
7272 | 578.557 | 164.3035 | 578.557 | 164.3035
7273 | 545.114 | 158.1977 | 545.114 | 158.1977
7274 | 539.0089 | 160.3795 | 539.0089 | 160.3795
7275 | 538.4436 | 157.4305 | 538.4436 | 157.4305
7276 | 536.4338 | 164.9945 | 536.4338 | 164.9945
7277 | 540.2424 | 171.4752 | 540.2424 | 171.4752
7278 | 537.2944 | 167.5581 | 537.2944 | 167.5581
7279 | 514.2179 | 163.1623 | 514.2179 | 163.1623
7280 | 502.8521 | 155.0502 | 502.8521 | 155.0502
7281 | 514.9938 | 147.1969 | 514.9938 | 147.1969
7282 | 508.5356 | 133.1357 | 508.5356 | 133.1357
7283 | 482.1294 | 121.9945 | 482.1294 | 121.9945
7284 | 450.3213 | 118.523 | 450.3213 | 118.523
7285 | 426.6715 | 117.4025 | 426.6715 | 117.4025
7286 | 411.9969 | 117.6848 | 411.9969 | 117.6848
7287 | 405.6984 | 119.9381 | 405.6984 | 119.9381
7288 | 398.5006 | 133.4944 | 398.5006 | 133.4944
7289 | 389.7823 | 168.0075 | 389.7823 | 168.0075
7290 | 397.7057 | 173.6464 | 397.7057 | 173.6464
7291 | 426.0571 | 178.849 | 426.0571 | 178.849
7292 | 465.4248 | 177.2346 | 465.4248 | 177.2346
7293 | 496.3514 | 175.9641 | 496.3514 | 175.9641
7294 | 515.5964 | 171.8288 | 515.5964 | 171.8288
7295 | 552.2797 | 171.3158 | 552.2797 | 171.3158
7296 | 553.9551 | 168.0381 | 553.9551 | 168.0381
7297 | 528.4782 | 162.6904 | 528.4782 | 162.6904
7298 | 519.7753 | 164.9663 | 519.7753 | 164.9663
7299 | 517.7036 | 162.1301 | 517.7036 | 162.1301
7300 | 515.5599 | 169.7755 | 515.5599 | 169.7755
7301 | 524.3943 | 176.1059 | 524.3943 | 176.1059
7302 | 517.5097 | 171.9757 | 517.5097 | 171.9757
7303 | 499.1874 | 167.8368 | 499.1874 | 167.8368
7304 | 491.7863 | 160.6771 | 491.7863 | 160.6771
7305 | 506.8251 | 154.6159 | 506.8251 | 154.6159
7306 | 501.0065 | 142.491 | 501.0065 | 142.491
7307 | 476.1515 | 133.4364 | 476.1515 | 133.4364
7308 | 446.6448 | 132.3835 | 446.6448 | 132.3835
7309 | 422.3808 | 133.3058 | 422.3808 | 133.3058
7310 | 412.1006 | 134.9353 | 412.1006 | 134.9353
7311 | 404.7065 | 137.3453 | 404.7065 | 137.3453
7312 | 395.4628 | 151.6221 | 395.4628 | 151.6221
7313 | 385.6274 | 186.8683 | 385.6274 | 186.8683
7314 | 389.05 | 192.877 | 389.05 | 192.877
7315 | 409.9467 | 198.1297 | 409.9467 | 198.1297
7316 | 442.5264 | 194.955 | 442.5264 | 194.955
7317 | 468.2907 | 191.1969 | 468.2907 | 191.1969
7318 | 491.6076 | 184.5552 | 491.6076 | 184.5552
7319 | 527.2993 | 181.4293 | 527.2993 | 181.4293
7320 | 530.9203 | 175.877 | 530.9203 | 175.877
7321 | 510.8959 | 167.7158 | 510.8959 | 167.7158
7322 | 501.7649 | 166.6519 | 501.7649 | 166.6519
7323 | 495.8245 | 161.6977 | 495.8245 | 161.6977
7324 | 499.4434 | 168.9046 | 499.4434 | 168.9046
7325 | 508.1067 | 175.4417 | 508.1067 | 175.4417
7326 | 503.4659 | 171.5746 | 503.4659 | 171.5746
7327 | 489.5545 | 167.2854 | 489.5545 | 167.2854
7328 | 485.3762 | 159.4991 | 485.3762 | 159.4991
7329 | 501.8534 | 152.3977 | 501.8534 | 152.3977
7330 | 495.2056 | 140.6926 | 495.2056 | 140.6926
7331 | 467.4655 | 133.1231 | 467.4655 | 133.1231
7332 | 441.9426 | 135.5291 | 441.9426 | 135.5291
7333 | 421.4381 | 140.3739 | 421.4381 | 140.3739
7334 | 408.9024 | 145.3683 | 408.9024 | 145.3683
7335 | 403.8702 | 150.0466 | 403.8702 | 150.0466
7336 | 396.2207 | 164.8686 | 396.2207 | 164.8686
7337 | 384.9095 | 198.5107 | 384.9095 | 198.5107
7338 | 388.7268 | 202.3576 | 388.7268 | 202.3576
7339 | 410.993 | 205.9184 | 410.993 | 205.9184
7340 | 446.2482 | 201.9292 | 446.2482 | 201.9292
7341 | 473.0122 | 195.5769 | 473.0122 | 195.5769
7342 | 495.9992 | 184.104 | 495.9992 | 184.104
7343 | 534.6064 | 176.8362 | 534.6064 | 176.8362
7344 | 532.4704 | 168.3264 | 532.4704 | 168.3264
7345 | 509.1688 | 161.2054 | 509.1688 | 161.2054
7346 | 504.6424 | 162.5977 | 504.6424 | 162.5977
7347 | 502.0833 | 159.9119 | 502.0833 | 159.9119
7348 | 509.2308 | 168.1902 | 509.2308 | 168.1902
7349 | 517.5028 | 175.191 | 517.5028 | 175.191
7350 | 504.6681 | 171.8065 | 504.6681 | 171.8065
7351 | 489.1243 | 168.0937 | 489.1243 | 168.0937
7352 | 483.3348 | 161.0844 | 483.3348 | 161.0844
7353 | 499.7001 | 154.2588 | 499.7001 | 154.2588
7354 | 497.0294 | 142.2842 | 497.0294 | 142.2842
7355 | 467.0976 | 134.9214 | 467.0976 | 134.9214
7356 | 439.4397 | 135.4978 | 439.4397 | 135.4978
7357 | 417.365 | 137.0717 | 417.365 | 137.0717
7358 | 405.7645 | 138.9456 | 405.7645 | 138.9456
7359 | 399.4403 | 141.2804 | 399.4403 | 141.2804
7360 | 391.5758 | 155.4695 | 391.5758 | 155.4695
7361 | 381.6555 | 190.3899 | 381.6555 | 190.3899
7362 | 390.766 | 195.703 | 390.766 | 195.703
7363 | 419.088 | 199.7902 | 419.088 | 199.7902
7364 | 464.7994 | 195.4438 | 464.7994 | 195.4438
7365 | 489.0175 | 189.5427 | 489.0175 | 189.5427
7366 | 517.9269 | 179.6802 | 517.9269 | 179.6802
7367 | 562.811 | 174.2922 | 562.811 | 174.2922
7368 | 557.8648 | 167.7499 | 557.8648 | 167.7499
7369 | 527.5904 | 161.0049 | 527.5904 | 161.0049
7370 | 521.5541 | 162.9423 | 521.5541 | 162.9423
7371 | 520.6084 | 159.8931 | 520.6084 | 159.8931
7372 | 527.471 | 167.3443 | 527.471 | 167.3443
7373 | 532.4046 | 173.8752 | 532.4046 | 173.8752
7374 | 526.5019 | 169.9893 | 526.5019 | 169.9893
7375 | 506.7598 | 165.6938 | 506.7598 | 165.6938
7376 | 499.2415 | 157.9702 | 499.2415 | 157.9702
7377 | 514.1813 | 150.5806 | 514.1813 | 150.5806
7378 | 508.9141 | 137.1711 | 508.9141 | 137.1711
7379 | 471.3279 | 128.7556 | 471.3279 | 128.7556
7380 | 444.9552 | 131.8196 | 444.9552 | 131.8196
7381 | 420.4007 | 135.9062 | 420.4007 | 135.9062
7382 | 408.2618 | 139.1962 | 408.2618 | 139.1962
7383 | 403.6889 | 142.3957 | 403.6889 | 142.3957
7384 | 395.8941 | 157.4433 | 395.8941 | 157.4433
7385 | 385.2408 | 192.7522 | 385.2408 | 192.7522
7386 | 397.8698 | 196.9437 | 397.8698 | 196.9437
7387 | 429.7674 | 199.408 | 429.7674 | 199.408
7388 | 483.6814 | 194.3284 | 483.6814 | 194.3284
7389 | 517.0925 | 188.1453 | 517.0925 | 188.1453
7390 | 533.1374 | 178.4458 | 533.1374 | 178.4458
7391 | 576.2992 | 172.6317 | 576.2992 | 172.6317
7392 | 567.7929 | 165.7259 | 567.7929 | 165.7259
7393 | 537.0583 | 158.8243 | 537.0583 | 158.8243
7394 | 530.5882 | 160.649 | 530.5882 | 160.649
7395 | 533.9917 | 157.9506 | 533.9917 | 157.9506
7396 | 536.3578 | 165.8091 | 536.3578 | 165.8091
7397 | 548.2333 | 172.2021 | 548.2333 | 172.2021
7398 | 538.9702 | 168.0844 | 538.9702 | 168.0844
7399 | 511.7091 | 164.1085 | 511.7091 | 164.1085
7400 | 506.0607 | 156.8862 | 506.0607 | 156.8862
7401 | 516.3729 | 149.6031 | 516.3729 | 149.6031
7402 | 507.7517 | 135.7299 | 507.7517 | 135.7299
7403 | 471.616 | 125.1401 | 471.616 | 125.1401
7404 | 445.3916 | 123.8805 | 445.3916 | 123.8805
7405 | 426.4012 | 127.3593 | 426.4012 | 127.3593
7406 | 414.4801 | 130.2922 | 414.4801 | 130.2922
7407 | 405.2806 | 133.6859 | 405.2806 | 133.6859
7408 | 396.8493 | 147.9878 | 396.8493 | 147.9878
7409 | 386.9665 | 181.9745 | 386.9665 | 181.9745
7410 | 401.3017 | 187.0746 | 401.3017 | 187.0746
7411 | 432.7624 | 192.0328 | 432.7624 | 192.0328
7412 | 485.9034 | 187.9934 | 485.9034 | 187.9934
7413 | 519.9928 | 182.2678 | 519.9928 | 182.2678
7414 | 544.9032 | 173.4392 | 544.9032 | 173.4392
7415 | 583.7369 | 168.9285 | 583.7369 | 168.9285
7416 | 578.992 | 163.1882 | 578.992 | 163.1882
7417 | 541.9597 | 156.7878 | 541.9597 | 156.7878
7418 | 538.4455 | 158.7691 | 538.4455 | 158.7691
7419 | 535.3905 | 155.933 | 535.3905 | 155.933
7420 | 535.4927 | 163.5408 | 535.4927 | 163.5408
7421 | 544.9635 | 169.8711 | 544.9635 | 169.8711
7422 | 539.1416 | 165.9038 | 539.1416 | 165.9038
7423 | 512.4494 | 161.5958 | 512.4494 | 161.5958
7424 | 502.3886 | 153.8158 | 502.3886 | 153.8158
7425 | 513.537 | 146.5703 | 513.537 | 146.5703
7426 | 508.4013 | 132.7159 | 508.4013 | 132.7159
7427 | 475.9299 | 121.4431 | 475.9299 | 121.4431
7428 | 442.176 | 117.9903 | 442.176 | 117.9903
7429 | 422.0443 | 116.4563 | 422.0443 | 116.4563
7430 | 413.3248 | 115.899 | 413.3248 | 115.899
7431 | 405.9202 | 116.6547 | 405.9202 | 116.6547
7432 | 397.4591 | 129.8914 | 397.4591 | 129.8914
7433 | 390.012 | 164.4295 | 390.012 | 164.4295
7434 | 403.4707 | 170.1061 | 403.4707 | 170.1061
7435 | 434.0126 | 175.0392 | 434.0126 | 175.0392
7436 | 484.8005 | 171.9711 | 484.8005 | 171.9711
7437 | 519.2597 | 169.0714 | 519.2597 | 169.0714
7438 | 544.546 | 163.4887 | 544.546 | 163.4887
7439 | 577.312 | 161.6598 | 577.312 | 161.6598
7440 | 567.2915 | 157.7179 | 567.2915 | 157.7179
7441 | 531.1271 | 152.4579 | 531.1271 | 152.4579
7442 | 528.6595 | 155.21 | 528.6595 | 155.21
7443 | 533.8217 | 152.9252 | 533.8217 | 152.9252
7444 | 534.9551 | 161.2349 | 534.9551 | 161.2349
7445 | 536.2746 | 168.2608 | 536.2746 | 168.2608
7446 | 537.9425 | 164.8261 | 537.9425 | 164.8261
7447 | 509.9289 | 161.082 | 509.9289 | 161.082
7448 | 499.9695 | 153.7594 | 499.9695 | 153.7594
7449 | 509.9024 | 147.034 | 509.9024 | 147.034
7450 | 504.677 | 133.7686 | 504.677 | 133.7686
7451 | 476.7389 | 123.041 | 476.7389 | 123.041
7452 | 446.7062 | 120.1083 | 446.7062 | 120.1083
7453 | 425.832 | 119.2259 | 425.832 | 119.2259
7454 | 414.4205 | 119.1949 | 414.4205 | 119.1949
7455 | 406.9843 | 119.9507 | 406.9843 | 119.9507
7456 | 395.6574 | 132.8427 | 395.6574 | 132.8427
7457 | 388.9073 | 166.6477 | 388.9073 | 166.6477
7458 | 395.3469 | 171.6538 | 395.3469 | 171.6538
7459 | 421.7985 | 176.2235 | 421.7985 | 176.2235
7460 | 462.9563 | 173.1428 | 462.9563 | 173.1428
7461 | 496.1758 | 170.262 | 496.1758 | 170.262
7462 | 522.6502 | 164.9236 | 522.6502 | 164.9236
7463 | 559.7419 | 163.6274 | 559.7419 | 163.6274
7464 | 554.703 | 160.1429 | 554.703 | 160.1429
7465 | 525.0617 | 154.8453 | 525.0617 | 154.8453
7466 | 520.8637 | 157.3969 | 520.8637 | 157.3969
7467 | 522.1158 | 155.0056 | 522.1158 | 155.0056
7468 | 523.826 | 163.215 | 523.826 | 163.215
7469 | 529.176 | 170.0341 | 529.176 | 170.0341
7470 | 521.0854 | 166.3863 | 521.0854 | 166.3863
7471 | 500.531 | 162.3352 | 500.531 | 162.3352
7472 | 488.1377 | 154.9249 | 488.1377 | 154.9249
7473 | 498.6684 | 147.6731 | 498.6684 | 147.6731
7474 | 504.2614 | 133.8375 | 504.2614 | 133.8375
7475 | 480.2075 | 123.0472 | 480.2075 | 123.0472
7476 | 451.7259 | 120.1396 | 451.7259 | 120.1396
7477 | 427.5428 | 119.3011 | 427.5428 | 119.3011
7478 | 415.1806 | 119.7401 | 415.1806 | 119.7401
7479 | 406.2899 | 121.5297 | 406.2899 | 121.5297
7480 | 393.5673 | 136.0635 | 393.5673 | 136.0635
7481 | 384.312 | 172.2245 | 384.312 | 172.2245
7482 | 390.8984 | 178.4086 | 390.8984 | 178.4086
7483 | 412.1101 | 183.536 | 412.1101 | 183.536
7484 | 445.5631 | 181.1634 | 445.5631 | 181.1634
7485 | 474.2479 | 178.1259 | 474.2479 | 178.1259
7486 | 497.9729 | 171.5782 | 497.9729 | 171.5782
7487 | 533.4967 | 168.377 | 533.4967 | 168.377
7488 | 533.2076 | 163.489 | 533.2076 | 163.489
7489 | 514.2212 | 157.5147 | 514.2212 | 157.5147
7490 | 509.6193 | 159.897 | 509.6193 | 159.897
7491 | 510.2872 | 157.4556 | 510.2872 | 157.4556
7492 | 514.4611 | 165.5961 | 514.4611 | 165.5961
7493 | 519.8265 | 172.5781 | 519.8265 | 172.5781
7494 | 514.0616 | 169.181 | 514.0616 | 169.181
7495 | 497.2908 | 165.3366 | 497.2908 | 165.3366
7496 | 490.1991 | 157.8699 | 490.1991 | 157.8699
7497 | 498.4678 | 150.1294 | 498.4678 | 150.1294
7498 | 502.2476 | 136.0181 | 502.2476 | 136.0181
7499 | 479.335 | 125.4409 | 479.335 | 125.4409
7500 | 449.6671 | 123.7739 | 449.6671 | 123.7739
7501 | 428.7507 | 124.3265 | 428.7507 | 124.3265
7502 | 417.7802 | 126.7894 | 417.7802 | 126.7894
7503 | 413.1016 | 129.6693 | 413.1016 | 129.6693
7504 | 395.227 | 143.9775 | 395.227 | 143.9775
7505 | 387.5837 | 178.9042 | 387.5837 | 178.9042
7506 | 394.9567 | 184.2674 | 394.9567 | 184.2674
7507 | 414.7977 | 188.6241 | 414.7977 | 188.6241
7508 | 449.225 | 185.205 | 449.225 | 185.205
7509 | 475.8763 | 180.0746 | 475.8763 | 180.0746
7510 | 500.0802 | 169.5229 | 500.0802 | 169.5229
7511 | 538.3102 | 165.5009 | 538.3102 | 165.5009
7512 | 537.9241 | 160.1742 | 537.9241 | 160.1742
7513 | 515.1071 | 154.1247 | 515.1071 | 154.1247
7514 | 509.6692 | 156.388 | 509.6692 | 156.388
7515 | 503.8031 | 153.8651 | 503.8031 | 153.8651
7516 | 505.5489 | 162.0056 | 505.5489 | 162.0056
7517 | 513.1857 | 168.8184 | 513.1857 | 168.8184
7518 | 502.9318 | 165.365 | 502.9318 | 165.365
7519 | 480.8574 | 161.2449 | 480.8574 | 161.2449
7520 | 476.7979 | 153.7531 | 476.7979 | 153.7531
7521 | 487.2744 | 146.7332 | 487.2744 | 146.7332
7522 | 493.0953 | 133.5806 | 493.0953 | 133.5806
7523 | 472.4267 | 123.4232 | 472.4267 | 123.4232
7524 | 442.9263 | 121.3176 | 442.9263 | 121.3176
7525 | 422.1534 | 121.7323 | 422.1534 | 121.7323
7526 | 410.1341 | 124.1514 | 410.1341 | 124.1514
7527 | 400.3517 | 128.5665 | 400.3517 | 128.5665
7528 | 387.158 | 144.5352 | 387.158 | 144.5352
7529 | 379.4532 | 180.4519 | 379.4532 | 180.4519
7530 | 390.2092 | 186.2914 | 390.2092 | 186.2914
7531 | 418.7645 | 191.0679 | 418.7645 | 191.0679
7532 | 456.6839 | 187.2979 | 456.6839 | 187.2979
7533 | 486.1559 | 181.0835 | 486.1559 | 181.0835
7534 | 510.2721 | 171.1771 | 510.2721 | 171.1771
7535 | 547.4864 | 166.0335 | 547.4864 | 166.0335
7536 | 540.0113 | 160.782 | 540.0113 | 160.782
7537 | 511.2709 | 154.6009 | 511.2709 | 154.6009
7538 | 514.0941 | 156.7828 | 514.0941 | 156.7828
7539 | 515.1191 | 154.1409 | 515.1191 | 154.1409
7540 | 511.9743 | 162.2187 | 511.9743 | 162.2187
7541 | 519.4612 | 169.1443 | 519.4612 | 169.1443
7542 | 513.2575 | 165.6532 | 513.2575 | 165.6532
7543 | 489.7352 | 161.9342 | 489.7352 | 161.9342
7544 | 482.3955 | 154.7432 | 482.3955 | 154.7432
7545 | 488.9116 | 148.5566 | 488.9116 | 148.5566
7546 | 494.7734 | 136.3565 | 494.7734 | 136.3565
7547 | 469.8951 | 127.0011 | 469.8951 | 127.0011
7548 | 438.0391 | 126.4997 | 438.0391 | 126.4997
7549 | 416.3946 | 128.4809 | 416.3946 | 128.4809
7550 | 403.9711 | 130.5679 | 403.9711 | 130.5679
7551 | 398.9896 | 133.028 | 398.9896 | 133.028
7552 | 382.1068 | 147.2609 | 382.1068 | 147.2609
7553 | 379.0261 | 182.5259 | 379.0261 | 182.5259
7554 | 389.4526 | 188.6975 | 389.4526 | 188.6975
7555 | 424.5947 | 194.0129 | 424.5947 | 194.0129
7556 | 474.4333 | 191.1515 | 474.4333 | 191.1515
7557 | 510.5876 | 185.7329 | 510.5876 | 185.7329
7558 | 537.6664 | 173.8841 | 537.6664 | 173.8841
7559 | 576.2062 | 167.9635 | 576.2062 | 167.9635
7560 | 566.3512 | 161.7658 | 566.3512 | 161.7658
7561 | 532.4571 | 154.5007 | 532.4571 | 154.5007
7562 | 527.02 | 155.4857 | 527.02 | 155.4857
7563 | 531.839 | 152.2046 | 531.839 | 152.2046
7564 | 533.1064 | 159.8814 | 533.1064 | 159.8814
7565 | 541.9791 | 166.3621 | 541.9791 | 166.3621
7566 | 531.39 | 162.4826 | 531.39 | 162.4826
7567 | 503.1201 | 158.2434 | 503.1201 | 158.2434
7568 | 492.4794 | 150.4634 | 492.4794 | 150.4634
7569 | 501.8081 | 143.8821 | 501.8081 | 143.8821
7570 | 501.3326 | 131.4188 | 501.3326 | 131.4188
7571 | 474.0974 | 121.9883 | 474.0974 | 121.9883
7572 | 439.8445 | 124.8016 | 439.8445 | 124.8016
7573 | 418.3593 | 130.4735 | 418.3593 | 130.4735
7574 | 409.2131 | 136.1008 | 409.2131 | 136.1008
7575 | 399.2273 | 141.3994 | 399.2273 | 141.3994
7576 | 386.0373 | 156.8605 | 386.0373 | 156.8605
7577 | 378.6508 | 190.3021 | 378.6508 | 190.3021
7578 | 393.8054 | 191.7366 | 393.8054 | 191.7366
7579 | 425.7212 | 192.7033 | 425.7212 | 192.7033
7580 | 474.7269 | 188.5386 | 474.7269 | 188.5386
7581 | 508.9627 | 182.0735 | 508.9627 | 182.0735
7582 | 533.9204 | 170.7322 | 533.9204 | 170.7322
7583 | 569.159 | 165.4947 | 569.159 | 165.4947
7584 | 565.1747 | 158.2944 | 565.1747 | 158.2944
7585 | 526.6872 | 150.3901 | 526.6872 | 150.3901
7586 | 525.0972 | 152.3214 | 525.0972 | 152.3214
7587 | 527.8835 | 150.2935 | 527.8835 | 150.2935
7588 | 529.9735 | 158.3337 | 529.9735 | 158.3337
7589 | 540.4883 | 165.5225 | 540.4883 | 165.5225
7590 | 535.5653 | 161.8622 | 535.5653 | 161.8622
7591 | 507.9395 | 157.9489 | 507.9395 | 157.9489
7592 | 495.0569 | 150.4133 | 495.0569 | 150.4133
7593 | 503.913 | 143.1866 | 503.913 | 143.1866
7594 | 504.6062 | 128.8685 | 504.6062 | 128.8685
7595 | 475.9173 | 116.5117 | 475.9173 | 116.5117
7596 | 448.4544 | 112.6266 | 448.4544 | 112.6266
7597 | 422.0817 | 111.7505 | 422.0817 | 111.7505
7598 | 413.7548 | 112.5404 | 413.7548 | 112.5404
7599 | 405.0029 | 114.5556 | 405.0029 | 114.5556
7600 | 391.2267 | 129.2961 | 391.2267 | 129.2961
7601 | 383.9094 | 166.0399 | 383.9094 | 166.0399
7602 | 396.9676 | 173.2955 | 396.9676 | 173.2955
7603 | 428.4073 | 179.3566 | 428.4073 | 179.3566
7604 | 473.5037 | 177.0403 | 473.5037 | 177.0403
7605 | 512.9504 | 171.2395 | 512.9504 | 171.2395
7606 | 537.399 | 160.7817 | 537.399 | 160.7817
7607 | 573.6807 | 155.1744 | 573.6807 | 155.1744
7608 | 565.1031 | 147.7298 | 565.1031 | 147.7298
7609 | 531.4233 | 140.5649 | 531.4233 | 140.5649
7610 | 521.5533 | 141.9197 | 521.5533 | 141.9197
7611 | 526.1243 | 138.5885 | 526.1243 | 138.5885
7612 | 526.3356 | 145.8266 | 526.3356 | 145.8266
7613 | 529.1638 | 152.2697 | 529.1638 | 152.2697
7614 | 522.8247 | 149.1484 | 522.8247 | 149.1484
7615 | 499.1838 | 146.7264 | 499.1838 | 146.7264
7616 | 484.1421 | 141.5969 | 484.1421 | 141.5969
7617 | 488.9031 | 137.3153 | 488.9031 | 137.3153
7618 | 495.0942 | 125.4723 | 495.0942 | 125.4723
7619 | 471.8799 | 115.6407 | 471.8799 | 115.6407
7620 | 445.0953 | 113.579 | 445.0953 | 113.579
7621 | 422.8708 | 113.624 | 422.8708 | 113.624
7622 | 407.2307 | 114.8212 | 407.2307 | 114.8212
7623 | 403.3004 | 117.8703 | 403.3004 | 117.8703
7624 | 386.4771 | 134.4969 | 386.4771 | 134.4969
7625 | 381.5797 | 172.1556 | 381.5797 | 172.1556
7626 | 392.6742 | 180.6143 | 392.6742 | 180.6143
7627 | 418.1133 | 187.7406 | 418.1133 | 187.7406
7628 | 456.5834 | 185.7502 | 456.5834 | 185.7502
7629 | 488.2756 | 178.9405 | 488.2756 | 178.9405
7630 | 512.9694 | 168.677 | 512.9694 | 168.677
7631 | 545.2914 | 165.0874 | 545.2914 | 165.0874
7632 | 545.1368 | 159.8421 | 545.1368 | 159.8421
7633 | 518.1507 | 153.8365 | 518.1507 | 153.8365
7634 | 508.2858 | 156.1499 | 508.2858 | 156.1499
7635 | 507.3431 | 153.5894 | 507.3431 | 153.5894
7636 | 508.9169 | 161.7236 | 508.9169 | 161.7236
7637 | 511.1247 | 168.3422 | 511.1247 | 168.3422
7638 | 503.0271 | 164.2809 | 503.0271 | 164.2809
7639 | 484.0161 | 159.8977 | 484.0161 | 159.8977
7640 | 472.3072 | 152.2743 | 472.3072 | 152.2743
7641 | 481.7309 | 145.7933 | 481.7309 | 145.7933
7642 | 486.3696 | 133.6182 | 486.3696 | 133.6182
7643 | 463.2307 | 124.7265 | 463.2307 | 124.7265
7644 | 437.3313 | 124.9708 | 437.3313 | 124.9708
7645 | 413.0069 | 129.1075 | 413.0069 | 129.1075
7646 | 399.7657 | 132.0028 | 399.7657 | 132.0028
7647 | 392.2823 | 134.0932 | 392.2823 | 134.0932
7648 | 376.8992 | 148.6207 | 376.8992 | 148.6207
7649 | 370.7008 | 184.6 | 370.7008 | 184.6
7650 | 377.5587 | 190.6463 | 377.5587 | 190.6463
7651 | 398.7621 | 195.0781 | 398.7621 | 195.0781
7652 | 428.7992 | 190.4873 | 428.7992 | 190.4873
7653 | 457.7167 | 183.1325 | 457.7167 | 183.1325
7654 | 482.8214 | 172.4867 | 482.8214 | 172.4867
7655 | 516.8496 | 166.4784 | 516.8496 | 166.4784
7656 | 518.4437 | 160.0865 | 518.4437 | 160.0865
7657 | 496.3047 | 153.7049 | 496.3047 | 153.7049
7658 | 493.8745 | 155.8366 | 493.8745 | 155.8366
7659 | 491.4879 | 153.0944 | 491.4879 | 153.0944
7660 | 496.1864 | 161.0532 | 496.1864 | 161.0532
7661 | 496.4226 | 168.0164 | 496.4226 | 168.0164
7662 | 487.1538 | 164.6757 | 487.1538 | 164.6757
7663 | 475.4342 | 160.9504 | 475.4342 | 160.9504
7664 | 467.5733 | 153.7218 | 467.5733 | 153.7218
7665 | 470.9321 | 147.3159 | 470.9321 | 147.3159
7666 | 477.7258 | 134.5707 | 477.7258 | 134.5707
7667 | 459.8095 | 124.4571 | 459.8095 | 124.4571
7668 | 436.7949 | 122.2074 | 436.7949 | 122.2074
7669 | 416.1979 | 121.8514 | 416.1979 | 121.8514
7670 | 401.4418 | 122.0272 | 401.4418 | 122.0272
7671 | 394.4002 | 122.996 | 394.4002 | 122.996
7672 | 378.7004 | 136.2389 | 378.7004 | 136.2389
7673 | 370.2364 | 171.1217 | 370.2364 | 171.1217
7674 | 376.5879 | 177.3434 | 376.5879 | 177.3434
7675 | 390.7375 | 182.8468 | 390.7375 | 182.8468
7676 | 417.0502 | 180.3551 | 417.0502 | 180.3551
7677 | 444.9368 | 177.28 | 444.9368 | 177.28
7678 | 474.911 | 171.1458 | 474.911 | 171.1458
7679 | 508.6252 | 168.941 | 508.6252 | 168.941
7680 | 511.5729 | 164.1908 | 511.5729 | 164.1908
7681 | 496.0923 | 157.4896 | 496.0923 | 157.4896
7682 | 490.9335 | 158.7315 | 490.9335 | 158.7315
7683 | 485.8921 | 154.9993 | 485.8921 | 154.9993
7684 | 488.4221 | 162.2312 | 488.4221 | 162.2312
7685 | 497.6415 | 168.6618 | 497.6415 | 168.6618
7686 | 486.9512 | 165.0704 | 486.9512 | 165.0704
7687 | 472.3561 | 161.1822 | 472.3561 | 161.1822
7688 | 464.6006 | 153.797 | 464.6006 | 153.797
7689 | 473.2024 | 147.2345 | 473.2024 | 147.2345
7690 | 479.5906 | 134.2824 | 479.5906 | 134.2824
7691 | 460.1968 | 124.0373 | 460.1968 | 124.0373
7692 | 431.7 | 121.4618 | 431.7 | 121.4618
7693 | 410.5276 | 120.9491 | 410.5276 | 120.9491
7694 | 398.7156 | 120.987 | 398.7156 | 120.987
7695 | 388.6104 | 121.8242 | 388.6104 | 121.8242
7696 | 373.7424 | 134.9481 | 373.7424 | 134.9481
7697 | 370.2852 | 169.1541 | 370.2852 | 169.1541
7698 | 377.5017 | 175.0312 | 377.5017 | 175.0312
7699 | 397.8651 | 179.9393 | 397.8651 | 179.9393
7700 | 433.5192 | 176.8398 | 433.5192 | 176.8398
7701 | 457.5683 | 173.1381 | 457.5683 | 173.1381
7702 | 486.714 | 166.1768 | 486.714 | 166.1768
7703 | 523.8212 | 163.5396 | 523.8212 | 163.5396
7704 | 523.6046 | 159.1466 | 523.6046 | 159.1466
7705 | 499.2988 | 153.6673 | 499.2988 | 153.6673
7706 | 490.9298 | 156.2188 | 490.9298 | 156.2188
7707 | 500.2018 | 153.8464 | 500.2018 | 153.8464
7708 | 501.4969 | 162.3377 | 501.4969 | 162.3377
7709 | 507.1262 | 169.7145 | 507.1262 | 169.7145
7710 | 496.9772 | 166.6495 | 496.9772 | 166.6495
7711 | 479.7773 | 162.8991 | 479.7773 | 162.8991
7712 | 471.8744 | 155.4262 | 471.8744 | 155.4262
7713 | 474.8549 | 148.9389 | 474.8549 | 148.9389
7714 | 484.8804 | 136.2374 | 484.8804 | 136.2374
7715 | 462.7476 | 126.5124 | 462.7476 | 126.5124
7716 | 434.0058 | 125.9733 | 434.0058 | 125.9733
7717 | 410.3984 | 127.7666 | 410.3984 | 127.7666
7718 | 399.2819 | 129.4588 | 399.2819 | 129.4588
7719 | 387.1462 | 131.0667 | 387.1462 | 131.0667
7720 | 373.0365 | 144.1467 | 373.0365 | 144.1467
7721 | 369.5726 | 177.8327 | 369.5726 | 177.8327
7722 | 377.0927 | 182.137 | 377.0927 | 182.137
7723 | 406.9317 | 185.7605 | 406.9317 | 185.7605
7724 | 452.9868 | 181.6146 | 452.9868 | 181.6146
7725 | 482.6673 | 177.2424 | 482.6673 | 177.2424
7726 | 511.5532 | 169.8801 | 511.5532 | 169.8801
7727 | 553.1657 | 165.9082 | 553.1657 | 165.9082
7728 | 548.6899 | 160.2933 | 548.6899 | 160.2933
7729 | 517.9917 | 153.7425 | 517.9917 | 153.7425
7730 | 511.6576 | 155.68 | 511.6576 | 155.68
7731 | 515.1026 | 152.8688 | 515.1026 | 152.8688
7732 | 519.651 | 161.0845 | 519.651 | 161.0845
7733 | 523.9006 | 167.96 | 523.9006 | 167.96
7734 | 518.4187 | 164.3624 | 518.4187 | 164.3624
7735 | 492.4324 | 160.3426 | 492.4324 | 160.3426
7736 | 484.6797 | 152.9197 | 484.6797 | 152.9197
7737 | 487.2522 | 146.1693 | 487.2522 | 146.1693
7738 | 489.3604 | 132.9853 | 489.3604 | 132.9853
7739 | 462.7014 | 122.3204 | 462.7014 | 122.3204
7740 | 433.1956 | 119.3939 | 433.1956 | 119.3939
7741 | 408.7599 | 118.4176 | 408.7599 | 118.4176
7742 | 398.1431 | 118.4179 | 398.1431 | 118.4179
7743 | 388.5257 | 119.111 | 388.5257 | 119.111
7744 | 375.2624 | 131.6709 | 375.2624 | 131.6709
7745 | 369.5131 | 165.407 | 369.5131 | 165.407
7746 | 381.7311 | 170.3881 | 381.7311 | 170.3881
7747 | 412.8007 | 174.7197 | 412.8007 | 174.7197
7748 | 467.9056 | 171.0876 | 467.9056 | 171.0876
7749 | 503.4513 | 167.9185 | 503.4513 | 167.9185
7750 | 530.7943 | 162.2981 | 530.7943 | 162.2981
7751 | 573.6651 | 160.6447 | 573.6651 | 160.6447
7752 | 567.1268 | 156.8908 | 567.1268 | 156.8908
7753 | 532.2892 | 151.8752 | 532.2892 | 151.8752
7754 | 520.3428 | 154.7213 | 520.3428 | 154.7213
7755 | 522.0751 | 152.4365 | 522.0751 | 152.4365
7756 | 526.416 | 160.6521 | 526.416 | 160.6521
7757 | 528.1909 | 167.559 | 528.1909 | 167.559
7758 | 519.388 | 163.8548 | 519.388 | 163.8548
7759 | 492.7513 | 159.716 | 492.7513 | 159.716
7760 | 475.924 | 152.0675 | 475.924 | 152.0675
7761 | 482.8735 | 145.3923 | 482.8735 | 145.3923
7762 | 487.5404 | 132.4151 | 487.5404 | 132.4151
7763 | 461.8047 | 121.6624 | 461.8047 | 121.6624
7764 | 430.9068 | 118.83 | 430.9068 | 118.83
7765 | 407.862 | 118.0667 | 407.862 | 118.0667
7766 | 396.5683 | 118.324 | 396.5683 | 118.324
7767 | 387.0544 | 119.2739 | 387.0544 | 119.2739
7768 | 373.8176 | 132.1158 | 373.8176 | 132.1158
7769 | 368.9239 | 166.1339 | 368.9239 | 166.1339
7770 | 378.9 | 171.328 | 378.9 | 171.328
7771 | 409.7333 | 175.81 | 409.7333 | 175.81
7772 | 460.6075 | 171.9523 | 460.6075 | 171.9523
7773 | 502.4354 | 168.3947 | 502.4354 | 168.3947
7774 | 530.295 | 162.5425 | 530.295 | 162.5425
7775 | 568.1302 | 160.9956 | 568.1302 | 160.9956
7776 | 564.3427 | 157.2166 | 564.3427 | 157.2166
7777 | 530.1089 | 151.7185 | 530.1089 | 151.7185
7778 | 525.6669 | 154.1698 | 525.6669 | 154.1698
7779 | 523.3555 | 151.7284 | 523.3555 | 151.7284
7780 | 518.5874 | 160.4516 | 518.5874 | 160.4516
7781 | 524.624 | 167.9976 | 524.624 | 167.9976
7782 | 520.0605 | 164.8699 | 520.0605 | 164.8699
7783 | 490.9314 | 161.7587 | 490.9314 | 161.7587
7784 | 473.5079 | 154.881 | 473.5079 | 154.881
7785 | 473.2676 | 148.5504 | 473.2676 | 148.5504
7786 | 477.5531 | 135.8552 | 477.5531 | 135.8552
7787 | 459.3559 | 125.798 | 459.3559 | 125.798
7788 | 431.0871 | 123.6173 | 431.0871 | 123.6173
7789 | 407.0769 | 124.0946 | 407.0769 | 124.0946
7790 | 395.3388 | 125.2354 | 395.3388 | 125.2354
7791 | 385.0864 | 126.8621 | 385.0864 | 126.8621
7792 | 369.2913 | 140.5249 | 369.2913 | 140.5249
7793 | 364.7215 | 174.8437 | 364.7215 | 174.8437
7794 | 373.9288 | 179.806 | 373.9288 | 179.806
7795 | 398.4741 | 184.1 | 398.4741 | 184.1
7796 | 442.4876 | 180.4115 | 442.4876 | 180.4115
7797 | 475.4715 | 176.503 | 475.4715 | 176.503
7798 | 505.0242 | 169.3474 | 505.0242 | 169.3474
7799 | 541.8802 | 165.714 | 541.8802 | 165.714
7800 | 539.8254 | 160.9888 | 539.8254 | 160.9888
7801 | 517.3153 | 155.2213 | 517.3153 | 155.2213
7802 | 511.1804 | 157.2465 | 511.1804 | 157.2465
7803 | 510.4495 | 153.9278 | 510.4495 | 153.9278
7804 | 511.8874 | 161.1973 | 511.8874 | 161.1973
7805 | 514.6388 | 167.985 | 514.6388 | 167.985
7806 | 505.5752 | 164.4564 | 505.5752 | 164.4564
7807 | 484.5369 | 160.7561 | 484.5369 | 160.7561
7808 | 470.5954 | 153.7093 | 470.5954 | 153.7093
7809 | 471.1084 | 147.7922 | 471.1084 | 147.7922
7810 | 476.7437 | 135.7675 | 476.7437 | 135.7675
7811 | 458.8493 | 126.362 | 458.8493 | 126.362
7812 | 433.6182 | 124.1938 | 433.6182 | 124.1938
7813 | 411.9857 | 123.8753 | 411.9857 | 123.8753
7814 | 398.0586 | 124.496 | 398.0586 | 124.496
7815 | 386.5898 | 125.045 | 386.5898 | 125.045
7816 | 371.769 | 137.4169 | 371.769 | 137.4169
7817 | 366.5438 | 171.0528 | 366.5438 | 171.0528
7818 | 372.189 | 176.1215 | 372.189 | 176.1215
7819 | 391.3215 | 180.7602 | 391.3215 | 180.7602
7820 | 424.2621 | 177.5103 | 424.2621 | 177.5103
7821 | 457.5891 | 175.0555 | 457.5891 | 175.0555
7822 | 486.5734 | 169.7673 | 486.5734 | 169.7673
7823 | 522.2866 | 167.9823 | 522.2866 | 167.9823
7824 | 525.6614 | 163.4764 | 525.6614 | 163.4764
7825 | 502.35 | 157.1262 | 502.35 | 157.1262
7826 | 500.3158 | 158.9759 | 500.3158 | 158.9759
7827 | 499.2922 | 156.1648 | 499.2922 | 156.1648
7828 | 503.1231 | 164.0546 | 503.1231 | 164.0546
7829 | 503.9462 | 170.8988 | 503.9462 | 170.8988
7830 | 494.5713 | 167.3952 | 494.5713 | 167.3952
7831 | 473.4515 | 163.2438 | 473.4515 | 163.2438
7832 | 465.4981 | 155.5202 | 465.4981 | 155.5202
7833 | 468.285 | 148.5754 | 468.285 | 148.5754
7834 | 474.369 | 135.5607 | 474.369 | 135.5607
7835 | 456.3726 | 125.6602 | 456.3726 | 125.6602
7836 | 429.9822 | 124.2752 | 429.9822 | 124.2752
7837 | 407.8263 | 125.6925 | 407.8263 | 125.6925
7838 | 394.6284 | 127.5601 | 394.6284 | 127.5601
7839 | 383.3183 | 129.4688 | 383.3183 | 129.4688
7840 | 371.3334 | 142.9436 | 371.3334 | 142.9436
7841 | 365.8179 | 177.2938 | 365.8179 | 177.2938
7842 | 372.4112 | 182.3249 | 372.4112 | 182.3249
7843 | 392.7707 | 186.5375 | 392.7707 | 186.5375
7844 | 427.7084 | 182.5482 | 427.7084 | 182.5482
7845 | 456.8037 | 177.5619 | 456.8037 | 177.5619
7846 | 483.5368 | 169.1783 | 483.5368 | 169.1783
7847 | 521.123 | 165.8706 | 521.123 | 165.8706
7848 | 521.2957 | 161.465 | 521.2957 | 161.465
7849 | 500.5495 | 155.7915 | 500.5495 | 155.7915
7850 | 493.4815 | 158.1551 | 493.4815 | 158.1551
7851 | 494.685 | 155.2813 | 494.685 | 155.2813
7852 | 501.7999 | 162.4944 | 501.7999 | 162.4944
7853 | 506.1722 | 168.8498 | 506.1722 | 168.8498
7854 | 496.1594 | 164.801 | 496.1594 | 164.801
7855 | 483.0476 | 160.6058 | 483.0476 | 160.6058
7856 | 469.4289 | 153.7281 | 469.4289 | 153.7281
7857 | 470.3959 | 148.2809 | 470.3959 | 148.2809
7858 | 478.3431 | 137.6473 | 478.3431 | 137.6473
7859 | 457.5681 | 133.6369 | 457.5681 | 133.6369
7860 | 430.5815 | 137.8977 | 430.5815 | 137.8977
7861 | 407.0266 | 139.5092 | 407.0266 | 139.5092
7862 | 394.9518 | 139.873 | 394.9518 | 139.873
7863 | 383.9192 | 141.2866 | 383.9192 | 141.2866
7864 | 371.3957 | 155.2063 | 371.3957 | 155.2063
7865 | 371.1354 | 190.0828 | 371.1354 | 190.0828
7866 | 378.3585 | 195.6591 | 378.3585 | 195.6591
7867 | 404.0482 | 200.8993 | 404.0482 | 200.8993
7868 | 448.3452 | 197.6056 | 448.3452 | 197.6056
7869 | 477.89 | 191.2784 | 477.89 | 191.2784
7870 | 506.8043 | 179.5235 | 506.8043 | 179.5235
7871 | 547.4884 | 171.5539 | 547.4884 | 171.5539
7872 | 541.4597 | 161.158 | 541.4597 | 161.158
7873 | 511.8708 | 151.6684 | 511.8708 | 151.6684
7874 | 502.5721 | 150.0217 | 502.5721 | 150.0217
7875 | 507.7794 | 142.605 | 507.7794 | 142.605
7876 | 510.5304 | 146.8918 | 510.5304 | 146.8918
7877 | 520.3693 | 150.7032 | 520.3693 | 150.7032
7878 | 507.8809 | 145.2446 | 507.8809 | 145.2446
7879 | 485.9621 | 140.3601 | 485.9621 | 140.3601
7880 | 471.2657 | 133.7142 | 471.2657 | 133.7142
7881 | 476.1165 | 130.2597 | 476.1165 | 130.2597
7882 | 483.8835 | 121.9633 | 483.8835 | 121.9633
7883 | 464.1394 | 115.7974 | 464.1394 | 115.7974
7884 | 430.6825 | 116.0479 | 430.6825 | 116.0479
7885 | 407.3532 | 116.7947 | 407.3532 | 116.7947
7886 | 394.3486 | 117.0582 | 394.3486 | 117.0582
7887 | 382.9392 | 116.4229 | 382.9392 | 116.4229
7888 | 369.1139 | 126.633 | 369.1139 | 126.633
7889 | 368.7523 | 157.9755 | 368.7523 | 157.9755
7890 | 377.5025 | 161.3587 | 377.5025 | 161.3587
7891 | 409.9041 | 164.5561 | 409.9041 | 164.5561
7892 | 460.3879 | 158.4176 | 460.3879 | 158.4176
7893 | 495.2981 | 150.9499 | 495.2981 | 150.9499
7894 | 523.6103 | 141.1689 | 523.6103 | 141.1689
7895 | 565.417 | 136.4639 | 565.417 | 136.4639
7896 | 555.927 | 129.3577 | 555.927 | 129.3577
7897 | 521.1158 | 119.912 | 521.1158 | 119.912
7898 | 513.8043 | 117.4193 | 513.8043 | 117.4193
7899 | 518.6502 | 110.648 | 518.6502 | 110.648
7900 | 520.0758 | 116.7395 | 520.0758 | 116.7395
7901 | 527.5511 | 122.7879 | 527.5511 | 122.7879
7902 | 514.956 | 120.7505 | 514.956 | 120.7505
7903 | 488.0989 | 119.8387 | 488.0989 | 119.8387
7904 | 473.4116 | 115.1729 | 473.4116 | 115.1729
7905 | 476.3134 | 111.0229 | 476.3134 | 111.0229
7906 | 481.0077 | 100.314 | 481.0077 | 100.314
7907 | 461.2779 | 92.4813 | 461.2779 | 92.4813
7908 | 428.3852 | 92.5564 | 428.3852 | 92.5564
7909 | 404.3733 | 93.6854 | 404.3733 | 93.6854
7910 | 393.047 | 95.5906 | 393.047 | 95.5906
7911 | 380.4393 | 98.2137 | 380.4393 | 98.2137
7912 | 368.8927 | 113.4053 | 368.8927 | 113.4053
7913 | 365.3384 | 149.3722 | 365.3384 | 149.3722
7914 | 375.842 | 155.6691 | 375.842 | 155.6691
7915 | 408.2798 | 160.8591 | 408.2798 | 160.8591
7916 | 461.4896 | 157.2646 | 461.4896 | 157.2646
7917 | 499.0457 | 152.8172 | 499.0457 | 152.8172
7918 | 528.1643 | 145.4236 | 528.1643 | 145.4236
7919 | 570.7616 | 140.1985 | 570.7616 | 140.1985
7920 | 558.6488 | 131.3879 | 558.6488 | 131.3879
7921 | 524.2779 | 121.6101 | 524.2779 | 121.6101
7922 | 524.2196 | 121.0975 | 524.2196 | 121.0975
7923 | 525.8329 | 116.3564 | 525.8329 | 116.3564
7924 | 526.8105 | 122.9617 | 526.8105 | 122.9617
7925 | 533.6433 | 130.5014 | 533.6433 | 130.5014
7926 | 523.7741 | 128.6458 | 523.7741 | 128.6458
7927 | 497.4838 | 127.5835 | 497.4838 | 127.5835
7928 | 482.0821 | 122.9115 | 482.0821 | 122.9115
7929 | 483.3794 | 119.1875 | 483.3794 | 119.1875
7930 | 490.224 | 109.7194 | 490.224 | 109.7194
7931 | 464.5396 | 104.1049 | 464.5396 | 104.1049
7932 | 435.0108 | 106.9683 | 435.0108 | 106.9683
7933 | 410.9317 | 111.0236 | 410.9317 | 111.0236
7934 | 396.1199 | 114.4891 | 396.1199 | 114.4891
7935 | 385.8406 | 118.1147 | 385.8406 | 118.1147
7936 | 371.3478 | 132.6798 | 371.3478 | 132.6798
7937 | 370.1798 | 167.6879 | 370.1798 | 167.6879
7938 | 380.6508 | 173.6214 | 380.6508 | 173.6214
7939 | 410.6943 | 178.7425 | 410.6943 | 178.7425
7940 | 463.4152 | 175.1104 | 463.4152 | 175.1104
7941 | 500.0004 | 170.876 | 500.0004 | 170.876
7942 | 522.3526 | 163.3445 | 522.3526 | 163.3445
7943 | 565.3875 | 159.3351 | 565.3875 | 159.3351
7944 | 559.1649 | 153.9645 | 559.1649 | 153.9645
7945 | 523.5465 | 147.1193 | 523.5465 | 147.1193
7946 | 516.7065 | 148.3487 | 516.7065 | 148.3487
7947 | 519.3127 | 145.1177 | 519.3127 | 145.1177
7948 | 517.3455 | 152.8446 | 517.3455 | 152.8446
7949 | 523.0316 | 159.7201 | 523.0316 | 159.7201
7950 | 512.4743 | 155.8468 | 512.4743 | 155.8468
7951 | 487.9857 | 152.7544 | 487.9857 | 152.7544
7952 | 472.2083 | 146.8103 | 472.2083 | 146.8103
7953 | 476.1402 | 141.7642 | 476.1402 | 141.7642
7954 | 481.3117 | 130.3223 | 481.3117 | 130.3223
7955 | 464.7944 | 120.9418 | 464.7944 | 120.9418
7956 | 434.652 | 119.1182 | 434.652 | 119.1182
7957 | 410.0444 | 118.9377 | 410.0444 | 118.9377
7958 | 394.7328 | 119.4142 | 394.7328 | 119.4142
7959 | 382.1057 | 120.5146 | 382.1057 | 120.5146
7960 | 366.8886 | 133.4066 | 366.8886 | 133.4066
7961 | 363.7841 | 167.3307 | 363.7841 | 167.3307
7962 | 371.7321 | 172.1426 | 371.7321 | 172.1426
7963 | 395.6927 | 176.2799 | 395.6927 | 176.2799
7964 | 440.2143 | 171.8708 | 440.2143 | 171.8708
7965 | 476.7006 | 167.1477 | 476.7006 | 167.1477
7966 | 505.9962 | 158.9082 | 505.9962 | 158.9082
7967 | 545.8366 | 154.1217 | 545.8366 | 154.1217
7968 | 535.7625 | 145.9941 | 535.7625 | 145.9941
7969 | 509.7449 | 136.611 | 509.7449 | 136.611
7970 | 505.0063 | 134.9894 | 505.0063 | 134.9894
7971 | 507.0532 | 129.8786 | 507.0532 | 129.8786
7972 | 507.6837 | 136.9852 | 507.6837 | 136.9852
7973 | 512.8249 | 143.2215 | 512.8249 | 143.2215
7974 | 504.6403 | 139.7743 | 504.6403 | 139.7743
7975 | 485.3506 | 136.5064 | 485.3506 | 136.5064
7976 | 470.5629 | 130.5311 | 470.5629 | 130.5311
7977 | 464.3009 | 126.5376 | 464.3009 | 126.5376
7978 | 471.0113 | 117.0758 | 471.0113 | 117.0758
7979 | 458.0433 | 111.4174 | 458.0433 | 111.4174
7980 | 430.528 | 113.861 | 430.528 | 113.861
7981 | 406.9169 | 116.8511 | 406.9169 | 116.8511
7982 | 392.9022 | 119.7526 | 392.9022 | 119.7526
7983 | 380.9127 | 122.0623 | 380.9127 | 122.0623
7984 | 364.8587 | 137.442 | 364.8587 | 137.442
7985 | 361.7503 | 173.979 | 361.7503 | 173.979
7986 | 368.0889 | 180.5704 | 368.0889 | 180.5704
7987 | 385.1656 | 185.7542 | 385.1656 | 185.7542
7988 | 418.7689 | 181.2887 | 418.7689 | 181.2887
7989 | 449.7212 | 174.2597 | 449.7212 | 174.2597
7990 | 479.415 | 163.3383 | 479.415 | 163.3383
7991 | 521.7059 | 154.9175 | 521.7059 | 154.9175
7992 | 522.7504 | 144.0892 | 522.7504 | 144.0892
7993 | 502.315 | 134.5119 | 502.315 | 134.5119
7994 | 497.0003 | 134.532 | 497.0003 | 134.532
7995 | 496.0024 | 129.9601 | 496.0024 | 129.9601
7996 | 500.0249 | 136.4275 | 500.0249 | 136.4275
7997 | 503.3383 | 142.9646 | 503.3383 | 142.9646
7998 | 489.5299 | 141.1027 | 489.5299 | 141.1027
7999 | 473.7566 | 141.1183 | 473.7566 | 141.1183
8000 | 463.0427 | 139.36 | 463.0427 | 139.36
8001 | 462.7994 | 138.2176 | 462.7994 | 138.2176
8002 | 467.9584 | 129.821 | 467.9584 | 129.821
8003 | 453.3102 | 122.1199 | 453.3102 | 122.1199
8004 | 429.3986 | 27.4628 | 429.3986 | 27.4628
8005 | 402.3024 | 20.5295 | 402.3024 | 20.5295
8006 | 388.7702 | 24.4643 | 388.7702 | 24.4643
8007 | 377.1127 | 27.5615 | 377.1127 | 27.5615
8008 | 361.7291 | 34.3866 | 361.7291 | 34.3866
8009 | 357.7197 | 69.3399 | 357.7197 | 69.3399
8010 | 363.0947 | 76.217 | 363.0947 | 76.217
8011 | 381.9024 | 76.9561 | 381.9024 | 76.9561
8012 | 415.5686 | 72.3152 | 415.5686 | 72.3152
8013 | 447.2058 | 69.4322 | 447.2058 | 69.4322
8014 | 475.2334 | 65.2384 | 475.2334 | 65.2384
8015 | 513.4758 | 61.7882 | 513.4758 | 61.7882
8016 | 513.3508 | 57.5563 | 513.3508 | 57.5563
8017 | 493.8452 | 52.7894 | 493.8452 | 52.7894
8018 | 490.76 | 50.9958 | 490.76 | 50.9958
8019 | 488.5021 | 50.0766 | 488.5021 | 50.0766
8020 | 493.4826 | 60.8148 | 493.4826 | 60.8148
8021 | 497.8571 | 65.8182 | 497.8571 | 65.8182
8022 | 486.4745 | 61.441 | 486.4745 | 61.441
8023 | 469.6446 | 58.7826 | 469.6446 | 58.7826
8024 | 456.4284 | 52.3045 | 456.4284 | 52.3045
8025 | 458.1569 | 44.9294 | 458.1569 | 44.9294
8026 | 463.4091 | 31.8126 | 463.4091 | 31.8126
8027 | 452.442 | 24.5133 | 452.442 | 24.5133
8028 | 425.2993 | 24.6067 | 425.2993 | 24.6067
8029 | 404.101 | 18.1635 | 404.101 | 18.1635
8030 | 390.4853 | 22.4575 | 390.4853 | 22.4575
8031 | 378.2809 | 25.8216 | 378.2809 | 25.8216
8032 | 362.4111 | 32.8282 | 362.4111 | 32.8282
8033 | 359.4325 | 67.8896 | 359.4325 | 67.8896
8034 | 367.4868 | 74.8294 | 367.4868 | 74.8294
8035 | 388.4228 | 75.6043 | 388.4228 | 75.6043
8036 | 431.6634 | 70.8047 | 431.6634 | 70.8047
8037 | 460.332 | 67.5109 | 460.332 | 67.5109
8038 | 490.3909 | 63.2038 | 490.3909 | 63.2038
8039 | 530.3616 | 59.3559 | 530.3616 | 59.3559
8040 | 531.7152 | 54.7891 | 531.7152 | 54.7891
8041 | 503.1115 | 50.1443 | 503.1115 | 50.1443
8042 | 493.3735 | 48.5399 | 493.3735 | 48.5399
8043 | 495.4146 | 47.667 | 495.4146 | 47.667
8044 | 494.5256 | 58.4156 | 494.5256 | 58.4156
8045 | 499.8551 | 63.4809 | 499.8551 | 63.4809
8046 | 490.3611 | 59.2189 | 490.3611 | 59.2189
8047 | 467.5692 | 56.6852 | 467.5692 | 56.6852
8048 | 457.9904 | 50.215 | 457.9904 | 50.215
8049 | 458.9604 | 42.6392 | 458.9604 | 42.6392
8050 | 466.1053 | 29.0654 | 466.1053 | 29.0654
8051 | 454.678 | 21.9528 | 454.678 | 21.9528
8052 | 424.995 | 22.456 | 424.995 | 22.456
8053 | 399.845 | 16.0312 | 399.845 | 16.0312
8054 | 384.6612 | 20.327 | 384.6612 | 20.327
8055 | 370.923 | 23.7861 | 370.923 | 23.7861
8056 | 357.3385 | 31.0456 | 357.3385 | 31.0456
8057 | 358.0093 | 66.5212 | 358.0093 | 66.5212
8058 | 365.7148 | 73.8745 | 365.7148 | 73.8745
8059 | 395.1038 | 74.9607 | 395.1038 | 74.9607
8060 | 447.062 | 70.4367 | 447.062 | 70.4367
8061 | 489.2477 | 67.4952 | 489.2477 | 67.4952
8062 | 513.7404 | 63.2543 | 513.7404 | 63.2543
8063 | 555.242 | 60.3187 | 555.242 | 60.3187
8064 | 552.2815 | 56.8342 | 552.2815 | 56.8342
8065 | 513.9441 | 52.8514 | 513.9441 | 52.8514
8066 | 506.2287 | 51.288 | 506.2287 | 51.288
8067 | 513.779 | 50.1028 | 513.779 | 50.1028
8068 | 512.4279 | 61.1654 | 512.4279 | 61.1654
8069 | 519.3243 | 66.8926 | 519.3243 | 66.8926
8070 | 511.2108 | 63.3047 | 511.2108 | 63.3047
8071 | 486.0048 | 61.4338 | 486.0048 | 61.4338
8072 | 474.8143 | 55.6587 | 474.8143 | 55.6587
8073 | 471.2171 | 48.6341 | 471.2171 | 48.6341
8074 | 473.233 | 35.4859 | 473.233 | 35.4859
8075 | 450.9297 | 27.7672 | 450.9297 | 27.7672
8076 | 419.8516 | 27.2936 | 419.8516 | 27.2936
8077 | 396.9395 | 20.4118 | 396.9395 | 20.4118
8078 | 384.5642 | 24.3526 | 384.5642 | 24.3526
8079 | 373.0804 | 27.4123 | 373.0804 | 27.4123
8080 | 360.292 | 34.2611 | 360.292 | 34.2611
8081 | 360.4979 | 69.2274 | 360.4979 | 69.2274
8082 | 367.9435 | 76.0513 | 367.9435 | 76.0513
8083 | 398.8147 | 76.6918 | 398.8147 | 76.6918
8084 | 454.2439 | 71.9219 | 454.2439 | 71.9219
8085 | 493.0054 | 69.1418 | 493.0054 | 69.1418
8086 | 520.4522 | 65.3727 | 520.4522 | 65.3727
8087 | 566.1738 | 62.4406 | 566.1738 | 62.4406
8088 | 557.074 | 58.4005 | 557.074 | 58.4005
8089 | 525.4006 | 54.0409 | 525.4006 | 54.0409
8090 | 519.3782 | 52.2342 | 519.3782 | 52.2342
8091 | 523.5447 | 51.3063 | 523.5447 | 51.3063
8092 | 526.4576 | 61.6477 | 526.4576 | 61.6477
8093 | 531.4717 | 65.9595 | 531.4717 | 65.9595
8094 | 521.8907 | 60.8837 | 521.8907 | 60.8837
8095 | 492.9764 | 57.9942 | 492.9764 | 57.9942
8096 | 476.2308 | 51.6845 | 476.2308 | 51.6845
8097 | 472.7043 | 44.53 | 472.7043 | 44.53
8098 | 475.6936 | 31.2797 | 475.6936 | 31.2797
8099 | 455.469 | 23.6203 | 455.469 | 23.6203
8100 | 426.1048 | 23.3098 | 426.1048 | 23.3098
8101 | 402.407 | 16.6059 | 402.407 | 16.6059
8102 | 387.8727 | 20.6444 | 387.8727 | 20.6444
8103 | 373.2259 | 23.9065 | 373.2259 | 23.9065
8104 | 360.9138 | 30.7229 | 360.9138 | 30.7229
8105 | 361.868 | 65.7573 | 361.868 | 65.7573
8106 | 373.1719 | 72.9675 | 373.1719 | 72.9675
8107 | 403.222 | 74.1418 | 403.222 | 74.1418
8108 | 456.3241 | 70.2937 | 456.3241 | 70.2937
8109 | 491.3589 | 68.1877 | 491.3589 | 68.1877
8110 | 519.8009 | 64.5267 | 519.8009 | 64.5267
8111 | 558.4402 | 61.4594 | 558.4402 | 61.4594
8112 | 553.0617 | 57.3924 | 553.0617 | 57.3924
8113 | 521.4301 | 52.3979 | 521.4301 | 52.3979
8114 | 511.5249 | 49.9344 | 511.5249 | 49.9344
8115 | 517.4594 | 48.4432 | 517.4594 | 48.4432
8116 | 518.978 | 58.4793 | 518.978 | 58.4793
8117 | 522.1628 | 63.3388 | 522.1628 | 63.3388
8118 | 514.2235 | 59.0985 | 514.2235 | 59.0985
8119 | 487.1203 | 56.7462 | 487.1203 | 56.7462
8120 | 469.6072 | 50.4783 | 469.6072 | 50.4783
8121 | 468.0025 | 43.2113 | 468.0025 | 43.2113
8122 | 476.6384 | 29.573 | 476.6384 | 29.573
8123 | 459.1794 | 22.0226 | 459.1794 | 22.0226
8124 | 430.676 | 21.8909 | 430.676 | 21.8909
8125 | 406.5675 | 15.1817 | 406.5675 | 15.1817
8126 | 388.921 | 19.3607 | 388.921 | 19.3607
8127 | 374.5156 | 22.8477 | 374.5156 | 22.8477
8128 | 359.7942 | 30.1028 | 359.7942 | 30.1028
8129 | 360.2212 | 65.418 | 360.2212 | 65.418
8130 | 368.6881 | 72.6352 | 368.6881 | 72.6352
8131 | 392.0813 | 73.7057 | 392.0813 | 73.7057
8132 | 431.8023 | 68.873 | 431.8023 | 68.873
8133 | 473.3827 | 65.6734 | 473.3827 | 65.6734
8134 | 500.7374 | 61.2084 | 500.7374 | 61.2084
8135 | 538.4884 | 56.8582 | 538.4884 | 56.8582
8136 | 533.7339 | 52.4161 | 533.7339 | 52.4161
8137 | 508.4664 | 48.0495 | 508.4664 | 48.0495
8138 | 502.4478 | 46.8943 | 502.4478 | 46.8943
8139 | 501.8113 | 46.8053 | 501.8113 | 46.8053
8140 | 500.7908 | 58.4252 | 500.7908 | 58.4252
8141 | 502.1519 | 64.0914 | 502.1519 | 64.0914
8142 | 492.101 | 60.2672 | 492.101 | 60.2672
8143 | 471.709 | 57.8896 | 471.709 | 57.8896
8144 | 459.7073 | 51.456 | 459.7073 | 51.456
8145 | 454.1679 | 43.6753 | 454.1679 | 43.6753
8146 | 461.6206 | 29.9306 | 461.6206 | 29.9306
8147 | 451.2347 | 22.3993 | 451.2347 | 22.3993
8148 | 428.547 | 22.6758 | 428.547 | 22.6758
8149 | 402.6453 | 16.2474 | 402.6453 | 16.2474
8150 | 385.6736 | 20.5171 | 385.6736 | 20.5171
8151 | 367.3163 | 23.7652 | 367.3163 | 23.7652
8152 | 356.2014 | 30.7944 | 356.2014 | 30.7944
8153 | 355.1292 | 65.8575 | 355.1292 | 65.8575
8154 | 359.9072 | 72.8035 | 359.9072 | 72.8035
8155 | 376.5681 | 73.5522 | 376.5681 | 73.5522
8156 | 409.3951 | 68.5416 | 409.3951 | 68.5416
8157 | 442.9971 | 65.1885 | 442.9971 | 65.1885
8158 | 475.4213 | 61.3087 | 475.4213 | 61.3087
8159 | 510.3016 | 58.2457 | 510.3016 | 58.2457
8160 | 514.5966 | 54.2763 | 514.5966 | 54.2763
8161 | 490.9073 | 50.0266 | 490.9073 | 50.0266
8162 | 487.6166 | 48.5234 | 487.6166 | 48.5234
8163 | 487.1843 | 47.8536 | 487.1843 | 47.8536
8164 | 487.2506 | 58.9092 | 487.2506 | 58.9092
8165 | 485.7309 | 64.1908 | 485.7309 | 64.1908
8166 | 475.2808 | 60.0648 | 475.2808 | 60.0648
8167 | 459.9646 | 57.6157 | 459.9646 | 57.6157
8168 | 446.6869 | 51.2824 | 446.6869 | 51.2824
8169 | 442.7844 | 43.7503 | 442.7844 | 43.7503
8170 | 450.7918 | 30.03 | 450.7918 | 30.03
8171 | 444.5162 | 22.258 | 444.5162 | 22.258
8172 | 422.1197 | 21.9206 | 422.1197 | 21.9206
8173 | 398.6342 | 15.3064 | 398.6342 | 15.3064
8174 | 383.619 | 19.5578 | 383.619 | 19.5578
8175 | 368.5566 | 23.0858 | 368.5566 | 23.0858
8176 | 356.7473 | 30.7918 | 356.7473 | 30.7918
8177 | 355.5142 | 66.993 | 355.5142 | 66.993
8178 | 360.9199 | 74.8521 | 360.9199 | 74.8521
8179 | 379.5485 | 75.9261 | 379.5485 | 75.9261
8180 | 412.5305 | 71.4614 | 412.5305 | 71.4614
8181 | 442.4003 | 68.7851 | 442.4003 | 68.7851
8182 | 465.8323 | 64.9462 | 465.8323 | 64.9462
8183 | 506.3479 | 62.0394 | 506.3479 | 62.0394
8184 | 510.5629 | 58.4685 | 510.5629 | 58.4685
8185 | 488.1608 | 54.4831 | 488.1608 | 54.4831
8186 | 474.3008 | 53.2136 | 474.3008 | 53.2136
8187 | 471.2005 | 52.5848 | 471.2005 | 52.5848
8188 | 468.9651 | 63.5271 | 468.9651 | 63.5271
8189 | 469.125 | 68.5357 | 469.125 | 68.5357
8190 | 458.0799 | 64.1001 | 458.0799 | 64.1001
8191 | 445.5111 | 61.3702 | 445.5111 | 61.3702
8192 | 439.9002 | 54.9662 | 439.9002 | 54.9662
8193 | 442.4116 | 47.5919 | 442.4116 | 47.5919
8194 | 446.8036 | 34.1664 | 446.8036 | 34.1664
8195 | 433.3515 | 26.3107 | 433.3515 | 26.3107
8196 | 409.7047 | 25.7997 | 409.7047 | 25.7997
8197 | 386.4648 | 18.9292 | 386.4648 | 18.9292
8198 | 372.1574 | 22.9137 | 372.1574 | 22.9137
8199 | 357.0394 | 26.2803 | 357.0394 | 26.2803
8200 | 344.9663 | 33.5293 | 344.9663 | 33.5293
8201 | 344.9483 | 68.6623 | 344.9483 | 68.6623
8202 | 353.8576 | 75.5332 | 353.8576 | 75.5332
8203 | 377.3282 | 76.2924 | 377.3282 | 76.2924
8204 | 419.0037 | 71.7815 | 419.0037 | 71.7815
8205 | 452.6293 | 69.2578 | 452.6293 | 69.2578
8206 | 477.932 | 65.6169 | 477.932 | 65.6169
8207 | 522.3956 | 62.9342 | 522.3956 | 62.9342
8208 | 519.5163 | 59.5098 | 519.5163 | 59.5098
8209 | 489.5321 | 55.5758 | 489.5321 | 55.5758
8210 | 478.9791 | 54.4424 | 478.9791 | 54.4424
8211 | 484.644 | 53.9183 | 484.644 | 53.9183
8212 | 486.5438 | 64.8893 | 486.5438 | 64.8893
8213 | 497.7023 | 70.0636 | 497.7023 | 70.0636
8214 | 486.9237 | 65.7937 | 486.9237 | 65.7937
8215 | 464.8439 | 63.117 | 464.8439 | 63.117
8216 | 452.5803 | 56.6197 | 452.5803 | 56.6197
8217 | 447.6661 | 49.0702 | 447.6661 | 49.0702
8218 | 454.296 | 35.4283 | 454.296 | 35.4283
8219 | 442.1259 | 27.2919 | 442.1259 | 27.2919
8220 | 413.9158 | 26.6029 | 413.9158 | 26.6029
8221 | 388.1921 | 19.6434 | 388.1921 | 19.6434
8222 | 370.7523 | 23.559 | 370.7523 | 23.559
8223 | 356.7088 | 26.6109 | 356.7088 | 26.6109
8224 | 343.1207 | 33.3741 | 343.1207 | 33.3741
8225 | 346.656 | 68.323 | 346.656 | 68.323
8226 | 356.7837 | 75.2516 | 356.7837 | 75.2516
8227 | 386.2629 | 76.0151 | 386.2629 | 76.0151
8228 | 436.7723 | 71.3969 | 436.7723 | 71.3969
8229 | 477.9693 | 68.82 | 477.9693 | 68.82
8230 | 501.3425 | 65.1765 | 501.3425 | 65.1765
8231 | 539.6624 | 62.424 | 539.6624 | 62.424
8232 | 538.7454 | 58.793 | 538.7454 | 58.793
8233 | 507.201 | 54.5624 | 507.201 | 54.5624
8234 | 499.9635 | 53.1011 | 499.9635 | 53.1011
8235 | 501.0569 | 52.3624 | 501.0569 | 52.3624
8236 | 499.5284 | 63.139 | 499.5284 | 63.139
8237 | 503.6743 | 67.8467 | 503.6743 | 67.8467
8238 | 493.0841 | 62.6175 | 493.0841 | 62.6175
8239 | 464.7605 | 59.5161 | 464.7605 | 59.5161
8240 | 446.7137 | 53.1801 | 446.7137 | 53.1801
8241 | 441.9699 | 46.0056 | 441.9699 | 46.0056
8242 | 449.4587 | 32.9611 | 449.4587 | 32.9611
8243 | 438.0143 | 25.8102 | 438.0143 | 25.8102
8244 | 415.3203 | 26.4451 | 415.3203 | 26.4451
8245 | 391.174 | 19.9679 | 391.174 | 19.9679
8246 | 374.805 | 24.043 | 374.805 | 24.043
8247 | 358.1621 | 27.2405 | 358.1621 | 27.2405
8248 | 344.5879 | 34.1137 | 344.5879 | 34.1137
8249 | 347.6816 | 69.0251 | 347.6816 | 69.0251
8250 | 360.2875 | 75.801 | 360.2875 | 75.801
8251 | 390.4779 | 76.4546 | 390.4779 | 76.4546
8252 | 443.7809 | 71.805 | 443.7809 | 71.805
8253 | 478.8941 | 69.1993 | 478.8941 | 69.1993
8254 | 506.7396 | 65.4076 | 506.7396 | 65.4076
8255 | 546.2826 | 62.2234 | 546.2826 | 62.2234
8256 | 546.5644 | 58.0552 | 546.5644 | 58.0552
8257 | 509.0217 | 53.3929 | 509.0217 | 53.3929
8258 | 504.6874 | 51.3883 | 504.6874 | 51.3883
8259 | 508.6001 | 49.5568 | 508.6001 | 49.5568
8260 | 505.5701 | 59.3688 | 505.5701 | 59.3688
8261 | 510.314 | 63.4417 | 510.314 | 63.4417
8262 | 501.6971 | 58.9546 | 501.6971 | 58.9546
8263 | 473.6099 | 56.6137 | 473.6099 | 56.6137
8264 | 459.2592 | 50.6658 | 459.2592 | 50.6658
8265 | 457.5506 | 44.0608 | 457.5506 | 44.0608
8266 | 462.6428 | 31.8082 | 462.6428 | 31.8082
8267 | 446.2556 | 24.9633 | 446.2556 | 24.9633
8268 | 417.854 | 25.3515 | 417.854 | 25.3515
8269 | 392.4853 | 19.0251 | 392.4853 | 19.0251
8270 | 375.3646 | 23.266 | 375.3646 | 23.266
8271 | 360.2715 | 26.4783 | 360.2715 | 26.4783
8272 | 349.0605 | 33.3968 | 349.0605 | 33.3968
8273 | 350.6644 | 68.5297 | 350.6644 | 68.5297
8274 | 359.4336 | 75.5934 | 359.4336 | 75.5934
8275 | 387.5019 | 76.322 | 387.5019 | 76.322
8276 | 439.3538 | 71.5111 | 439.3538 | 71.5111
8277 | 480.9698 | 68.8051 | 480.9698 | 68.8051
8278 | 504.0157 | 64.941 | 504.0157 | 64.941
8279 | 547.76 | 61.8789 | 547.76 | 61.8789
8280 | 552.0175 | 58.1528 | 552.0175 | 58.1528
8281 | 515.2587 | 53.8377 | 515.2587 | 53.8377
8282 | 507.8178 | 52.2752 | 507.8178 | 52.2752
8283 | 506.0346 | 51.3857 | 506.0346 | 51.3857
8284 | 509.95 | 62.0453 | 509.95 | 62.0453
8285 | 514.9843 | 67.0976 | 514.9843 | 67.0976
8286 | 500.5007 | 62.8913 | 500.5007 | 62.8913
8287 | 473.8083 | 60.4257 | 473.8083 | 60.4257
8288 | 456.565 | 54.122 | 456.565 | 54.122
8289 | 450.5836 | 46.8271 | 450.5836 | 46.8271
8290 | 459.7253 | 33.5908 | 459.7253 | 33.5908
8291 | 450.191 | 26.1503 | 450.191 | 26.1503
8292 | 422.714 | 26.0954 | 422.714 | 26.0954
8293 | 397.3584 | 19.5196 | 397.3584 | 19.5196
8294 | 378.6478 | 23.6515 | 378.6478 | 23.6515
8295 | 363.7946 | 26.7487 | 363.7946 | 26.7487
8296 | 352.1683 | 33.4561 | 352.1683 | 33.4561
8297 | 351.7434 | 68.2663 | 351.7434 | 68.2663
8298 | 361.1659 | 74.9576 | 361.1659 | 74.9576
8299 | 382.4476 | 75.5031 | 382.4476 | 75.5031
8300 | 425.1323 | 70.721 | 425.1323 | 70.721
8301 | 463.1227 | 67.9191 | 463.1227 | 67.9191
8302 | 492.0463 | 64.3078 | 492.0463 | 64.3078
8303 | 527.9795 | 61.7028 | 527.9795 | 61.7028
8304 | 525.8867 | 58.3342 | 525.8867 | 58.3342
8305 | 502.6913 | 54.3183 | 502.6913 | 54.3183
8306 | 498.2569 | 52.9781 | 498.2569 | 52.9781
8307 | 500.524 | 52.2848 | 500.524 | 52.2848
8308 | 495.7761 | 63.0204 | 495.7761 | 63.0204
8309 | 502.1264 | 67.715 | 502.1264 | 67.715
8310 | 493.0185 | 62.7004 | 493.0185 | 62.7004
8311 | 468.4927 | 59.3338 | 468.4927 | 59.3338
8312 | 455.0473 | 52.2731 | 455.0473 | 52.2731
8313 | 452.0666 | 44.4802 | 452.0666 | 44.4802
8314 | 457.7976 | 31.0277 | 457.7976 | 31.0277
8315 | 446.7338 | 23.6874 | 446.7338 | 23.6874
8316 | 423.7693 | 24.0764 | 423.7693 | 24.0764
8317 | 399.3051 | 17.4876 | 399.3051 | 17.4876
8318 | 381.48 | 21.602 | 381.48 | 21.602
8319 | 364.6559 | 24.9626 | 364.6559 | 24.9626
8320 | 353.9426 | 32.1253 | 353.9426 | 32.1253
8321 | 352.1613 | 67.3384 | 352.1613 | 67.3384
8322 | 359.3797 | 74.2259 | 359.3797 | 74.2259
8323 | 377.0822 | 74.8037 | 377.0822 | 74.8037
8324 | 406.6382 | 69.6064 | 406.6382 | 69.6064
8325 | 433.7589 | 66.6135 | 433.7589 | 66.6135
8326 | 464.1461 | 62.7372 | 464.1461 | 62.7372
8327 | 503.5204 | 59.6725 | 503.5204 | 59.6725
8328 | 507.2335 | 55.9612 | 507.2335 | 55.9612
8329 | 488.3348 | 51.7726 | 488.3348 | 51.7726
8330 | 484.0096 | 50.4202 | 484.0096 | 50.4202
8331 | 483.1067 | 49.6571 | 483.1067 | 49.6571
8332 | 489.6245 | 60.2819 | 489.6245 | 60.2819
8333 | 487.7209 | 64.9923 | 487.7209 | 64.9923
8334 | 475.1056 | 60.4686 | 475.1056 | 60.4686
8335 | 458.7571 | 57.9297 | 458.7571 | 57.9297
8336 | 446.1536 | 51.7856 | 446.1536 | 51.7856
8337 | 444.4687 | 44.673 | 444.4687 | 44.673
8338 | 447.4368 | 31.5387 | 447.4368 | 31.5387
8339 | 441.9558 | 24.0494 | 441.9558 | 24.0494
8340 | 421.1375 | 24.0913 | 421.1375 | 24.0913
8341 | 394.5121 | 17.6707 | 394.5121 | 17.6707
8342 | 379.9691 | 21.8288 | 379.9691 | 21.8288
8343 | 364.2487 | 24.8134 | 364.2487 | 24.8134
8344 | 350.7907 | 31.4372 | 350.7907 | 31.4372
8345 | 350.9063 | 66.3363 | 350.9063 | 66.3363
8346 | 355.2679 | 73.23 | 355.2679 | 73.23
8347 | 372.8731 | 74.058 | 372.8731 | 74.058
8348 | 408.3731 | 69.4137 | 408.3731 | 69.4137
8349 | 437.6603 | 66.6641 | 437.6603 | 66.6641
8350 | 466.6451 | 62.6726 | 466.6451 | 62.6726
8351 | 504.4659 | 59.4954 | 504.4659 | 59.4954
8352 | 508.4943 | 55.506 | 508.4943 | 55.506
8353 | 487.1897 | 50.9048 | 487.1897 | 50.9048
8354 | 482.7105 | 49.0745 | 482.7105 | 49.0745
8355 | 481.8225 | 47.9835 | 481.8225 | 47.9835
8356 | 486.7886 | 58.7025 | 486.7886 | 58.7025
8357 | 486.5695 | 63.6693 | 486.5695 | 63.6693
8358 | 477.6175 | 59.3288 | 477.6175 | 59.3288
8359 | 457.8839 | 56.7637 | 457.8839 | 56.7637
8360 | 448.1208 | 50.3397 | 448.1208 | 50.3397
8361 | 446.6365 | 42.9017 | 446.6365 | 42.9017
8362 | 447.8047 | 29.5957 | 447.8047 | 29.5957
8363 | 439.9325 | 21.9109 | 439.9325 | 21.9109
8364 | 422.8405 | 21.7505 | 422.8405 | 21.7505
8365 | 395.9056 | 15.2707 | 395.9056 | 15.2707
8366 | 380.6186 | 19.5883 | 380.6186 | 19.5883
8367 | 368.4898 | 23.0108 | 368.4898 | 23.0108
8368 | 351.1206 | 30.136 | 351.1206 | 30.136
8369 | 350.8084 | 65.3212 | 350.8084 | 65.3212
8370 | 361.2271 | 72.3535 | 361.2271 | 72.3535
8371 | 380.5288 | 73.2522 | 380.5288 | 73.2522
8372 | 423.4597 | 68.6349 | 423.4597 | 68.6349
8373 | 455.2082 | 65.9777 | 455.2082 | 65.9777
8374 | 482.3633 | 61.9366 | 482.3633 | 61.9366
8375 | 516.8876 | 58.0416 | 516.8876 | 58.0416
8376 | 524.5661 | 53.2376 | 524.5661 | 53.2376
8377 | 497.095 | 48.7655 | 497.095 | 48.7655
8378 | 492.2881 | 47.469 | 492.2881 | 47.469
8379 | 495.438 | 46.8271 | 495.438 | 46.8271
8380 | 496.9626 | 57.7014 | 496.9626 | 57.7014
8381 | 506.1069 | 62.7161 | 506.1069 | 62.7161
8382 | 493.211 | 58.229 | 493.211 | 58.229
8383 | 472.4365 | 55.5209 | 472.4365 | 55.5209
8384 | 460.8954 | 48.9391 | 460.8954 | 48.9391
8385 | 453.9157 | 41.5779 | 453.9157 | 41.5779
8386 | 455.7743 | 28.3948 | 455.7743 | 28.3948
8387 | 448.0503 | 21.1583 | 448.0503 | 21.1583
8388 | 423.5467 | 21.6179 | 423.5467 | 21.6179
8389 | 394.4039 | 15.4268 | 394.4039 | 15.4268
8390 | 378.4799 | 19.8133 | 378.4799 | 19.8133
8391 | 364.0052 | 23.2306 | 364.0052 | 23.2306
8392 | 351.4011 | 30.2772 | 351.4011 | 30.2772
8393 | 353.6956 | 65.4337 | 353.6956 | 65.4337
8394 | 364.5547 | 72.4067 | 364.5547 | 72.4067
8395 | 392.1598 | 73.0743 | 392.1598 | 73.0743
8396 | 443.1985 | 68.1308 | 443.1985 | 68.1308
8397 | 476.6298 | 65.042 | 476.6298 | 65.042
8398 | 501.6742 | 60.7008 | 501.6742 | 60.7008
8399 | 540.0055 | 56.9332 | 540.0055 | 56.9332
8400 | 539.8737 | 52.5085 | 539.8737 | 52.5085
8401 | 508.0562 | 48.0417 | 508.0562 | 48.0417
8402 | 501.2154 | 46.7469 | 501.2154 | 46.7469
8403 | 507.102 | 46.2088 | 507.102 | 46.2088
8404 | 507.1457 | 57.1851 | 507.1457 | 57.1851
8405 | 510.3965 | 62.2765 | 510.3965 | 62.2765
8406 | 500.9464 | 57.9726 | 500.9464 | 57.9726
8407 | 477.5531 | 55.3073 | 477.5531 | 55.3073
8408 | 457.1068 | 48.9146 | 457.1068 | 48.9146
8409 | 453.4884 | 41.5805 | 453.4884 | 41.5805
8410 | 455.663 | 28.4131 | 455.663 | 28.4131
8411 | 440.7857 | 21.0659 | 440.7857 | 21.0659
8412 | 419.0089 | 21.277 | 419.0089 | 21.277
8413 | 389.9695 | 14.8931 | 389.9695 | 14.8931
8414 | 376.3016 | 19.2621 | 376.3016 | 19.2621
8415 | 361.663 | 22.7832 | 361.663 | 22.7832
8416 | 350.1114 | 29.999 | 350.1114 | 29.999
8417 | 353.5343 | 65.2863 | 353.5343 | 65.2863
8418 | 365.3315 | 72.3936 | 365.3315 | 72.3936
8419 | 394.1357 | 73.3673 | 394.1357 | 73.3673
8420 | 440.6272 | 68.9183 | 440.6272 | 68.9183
8421 | 478.1368 | 66.3868 | 478.1368 | 66.3868
8422 | 501.9358 | 62.6665 | 501.9358 | 62.6665
8423 | 535.7194 | 59.7736 | 535.7194 | 59.7736
8424 | 535.7385 | 55.9865 | 535.7385 | 55.9865
8425 | 508.8461 | 51.4133 | 508.8461 | 51.4133
8426 | 501.4002 | 49.9449 | 501.4002 | 49.9449
8427 | 503.8241 | 49.2778 | 503.8241 | 49.2778
8428 | 509.7164 | 59.954 | 509.7164 | 59.954
8429 | 511.6935 | 64.9609 | 511.6935 | 64.9609
8430 | 499.7522 | 60.698 | 499.7522 | 60.698
8431 | 471.9189 | 58.3126 | 471.9189 | 58.3126
8432 | 460.6419 | 52.1414 | 460.6419 | 52.1414
8433 | 458.2254 | 44.9032 | 458.2254 | 44.9032
8434 | 461.8931 | 31.5832 | 461.8931 | 31.5832
8435 | 443.0414 | 23.8095 | 443.0414 | 23.8095
8436 | 418.7667 | 23.4694 | 418.7667 | 23.4694
8437 | 392.6102 | 16.7916 | 392.6102 | 16.7916
8438 | 377.8811 | 20.9479 | 377.8811 | 20.9479
8439 | 362.8249 | 24.2797 | 362.8249 | 24.2797
8440 | 350.7386 | 31.3517 | 350.7386 | 31.3517
8441 | 354.1814 | 66.5395 | 354.1814 | 66.5395
8442 | 365.9388 | 73.619 | 365.9388 | 73.619
8443 | 391.4057 | 74.5238 | 391.4057 | 74.5238
8444 | 438.9969 | 70.0512 | 438.9969 | 70.0512
8445 | 475.8612 | 67.5318 | 475.8612 | 67.5318
8446 | 498.8515 | 63.8439 | 498.8515 | 63.8439
8447 | 533.1763 | 60.794 | 533.1763 | 60.794
8448 | 532.421 | 57.3095 | 532.421 | 57.3095
8449 | 503.281 | 53.3624 | 503.281 | 53.3624
8450 | 497.7611 | 52.1897 | 497.7611 | 52.1897
8451 | 503.7205 | 51.5627 | 503.7205 | 51.5627
8452 | 502.2718 | 62.4988 | 502.2718 | 62.4988
8453 | 502.1533 | 67.5737 | 502.1533 | 67.5737
8454 | 493.3923 | 63.0762 | 493.3923 | 63.0762
8455 | 468.1826 | 60.5574 | 468.1826 | 60.5574
8456 | 452.7862 | 54.2188 | 452.7862 | 54.2188
8457 | 453.121 | 46.7565 | 453.121 | 46.7565
8458 | 458.7314 | 33.1486 | 458.7314 | 33.1486
8459 | 444.4091 | 25.2197 | 444.4091 | 25.2197
8460 | 418.5196 | 24.932 | 418.5196 | 24.932
8461 | 388.8378 | 18.2271 | 388.8378 | 18.2271
8462 | 373.1805 | 22.311 | 373.1805 | 22.311
8463 | 361.0771 | 25.5434 | 361.0771 | 25.5434
8464 | 350.5629 | 32.4636 | 350.5629 | 32.4636
8465 | 350.5712 | 67.4771 | 350.5712 | 67.4771
8466 | 360.1629 | 74.4161 | 360.1629 | 74.4161
8467 | 379.4196 | 75.2197 | 379.4196 | 75.2197
8468 | 422.4556 | 70.6364 | 422.4556 | 70.6364
8469 | 458.117 | 67.981 | 458.117 | 67.981
8470 | 485.9266 | 64.143 | 485.9266 | 64.143
8471 | 523.6447 | 61.0618 | 523.6447 | 61.0618
8472 | 524.8068 | 56.9868 | 524.8068 | 56.9868
8473 | 501.5794 | 52.2278 | 501.5794 | 52.2278
8474 | 499.0253 | 50.1132 | 499.0253 | 50.1132
8475 | 501.8192 | 48.5853 | 501.8192 | 48.5853
8476 | 497.4634 | 58.6459 | 497.4634 | 58.6459
8477 | 495.7917 | 63.4408 | 495.7917 | 63.4408
8478 | 492.0981 | 58.9529 | 492.0981 | 58.9529
8479 | 473.3289 | 56.4986 | 473.3289 | 56.4986
8480 | 454.8886 | 50.4522 | 454.8886 | 50.4522
8481 | 449.5636 | 43.4564 | 449.5636 | 43.4564
8482 | 453.3886 | 30.4809 | 453.3886 | 30.4809
8483 | 441.6775 | 23.1572 | 441.6775 | 23.1572
8484 | 422.0878 | 23.2444 | 422.0878 | 23.2444
8485 | 393.3169 | 16.6818 | 393.3169 | 16.6818
8486 | 376.4713 | 20.7761 | 376.4713 | 20.7761
8487 | 359.0662 | 23.9596 | 359.0662 | 23.9596
8488 | 347.9189 | 30.8345 | 347.9189 | 30.8345
8489 | 346.6538 | 65.8645 | 346.6538 | 65.8645
8490 | 354.2425 | 72.8733 | 354.2425 | 72.8733
8491 | 371.3583 | 73.7519 | 371.3583 | 73.7519
8492 | 403.2069 | 69.2559 | 403.2069 | 69.2559
8493 | 432.2123 | 66.7251 | 432.2123 | 66.7251
8494 | 459.9702 | 62.9735 | 459.9702 | 62.9735
8495 | 498.2937 | 60.1321 | 498.2937 | 60.1321
8496 | 502.9318 | 56.5516 | 502.9318 | 56.5516
8497 | 477.1681 | 52.445 | 477.1681 | 52.445
8498 | 467.5157 | 51.2287 | 467.5157 | 51.2287
8499 | 468.103 | 50.6505 | 468.103 | 50.6505
8500 | 471.654 | 61.4846 | 471.654 | 61.4846
8501 | 476.0529 | 66.6606 | 476.0529 | 66.6606
8502 | 465.8815 | 62.4448 | 465.8815 | 62.4448
8503 | 447.4118 | 59.9033 | 447.4118 | 59.9033
8504 | 431.3197 | 53.5691 | 431.3197 | 53.5691
8505 | 430.033 | 46.2498 | 430.033 | 46.2498
8506 | 438.0319 | 32.9332 | 438.0319 | 32.9332
8507 | 432.7295 | 25.0933 | 432.7295 | 25.0933
8508 | 411.9523 | 24.727 | 411.9523 | 24.727
8509 | 386.7662 | 18.0597 | 386.7662 | 18.0597
8510 | 372.2259 | 22.2038 | 372.2259 | 22.2038
8511 | 356.4478 | 25.4658 | 356.4478 | 25.4658
8512 | 342.9608 | 32.4296 | 342.9608 | 32.4296
8513 | 343.9659 | 67.4631 | 343.9659 | 67.4631
8514 | 351.028 | 74.3271 | 351.028 | 74.3271
8515 | 367.8132 | 75.0296 | 367.8132 | 75.0296
8516 | 397.9976 | 70.3905 | 397.9976 | 70.3905
8517 | 424.5555 | 67.7359 | 424.5555 | 67.7359
8518 | 451.662 | 63.9948 | 451.662 | 63.9948
8519 | 490.2574 | 61.1525 | 490.2574 | 61.1525
8520 | 497.1979 | 57.4159 | 497.1979 | 57.4159
8521 | 475.5418 | 53.1348 | 475.5418 | 53.1348
8522 | 467.4567 | 51.7005 | 467.4567 | 51.7005
8523 | 468.9717 | 51.0054 | 468.9717 | 51.0054
8524 | 474.4991 | 62 | 474.4991 | 62
8525 | 472.894 | 67.1298 | 472.894 | 67.1298
8526 | 465.0547 | 62.812 | 465.0547 | 62.812
8527 | 449.745 | 60.2809 | 449.745 | 60.2809
8528 | 440.5403 | 54.0618 | 440.5403 | 54.0618
8529 | 441.3891 | 46.8637 | 441.3891 | 46.8637
8530 | 442.634 | 33.6048 | 442.634 | 33.6048
8531 | 434.4038 | 25.8389 | 434.4038 | 25.8389
8532 | 411.807 | 25.4849 | 411.807 | 25.4849
8533 | 386.7935 | 18.7992 | 386.7935 | 18.7992
8534 | 370.7885 | 22.891 | 370.7885 | 22.891
8535 | 357.4188 | 26.0771 | 357.4188 | 26.0771
8536 | 344.0743 | 32.9555 | 344.0743 | 32.9555
8537 | 344.4552 | 67.7805 | 344.4552 | 67.7805
8538 | 352.2718 | 74.5042 | 352.2718 | 74.5042
8539 | 369.705 | 75.1534 | 369.705 | 75.1534
8540 | 406.1534 | 70.5291 | 406.1534 | 70.5291
8541 | 438.8635 | 67.8868 | 438.8635 | 67.8868
8542 | 465.424 | 64.0593 | 465.424 | 64.0593
8543 | 504.7379 | 61.2405 | 504.7379 | 61.2405
8544 | 505.2132 | 57.7115 | 505.2132 | 57.7115
8545 | 483.6718 | 53.6415 | 483.6718 | 53.6415
8546 | 478.8298 | 52.4557 | 478.8298 | 52.4557
8547 | 476.5049 | 52.031 | 476.5049 | 52.031
8548 | 477.1963 | 63.2829 | 477.1963 | 63.2829
8549 | 481.8581 | 68.9063 | 481.8581 | 68.9063
8550 | 472.4209 | 64.8039 | 472.4209 | 64.8039
8551 | 454.5178 | 62.2719 | 454.5178 | 62.2719
8552 | 439.9046 | 55.7529 | 439.9046 | 55.7529
8553 | 438.7633 | 48.2242 | 438.7633 | 48.2242
8554 | 443.2832 | 34.7272 | 443.2832 | 34.7272
8555 | 434.3229 | 26.8427 | 434.3229 | 26.8427
8556 | 416.0031 | 26.3919 | 416.0031 | 26.3919
8557 | 389.0177 | 19.5266 | 389.0177 | 19.5266
8558 | 373.1107 | 23.6209 | 373.1107 | 23.6209
8559 | 356.9661 | 26.8298 | 356.9661 | 26.8298
8560 | 347.4108 | 33.6968 | 347.4108 | 33.6968
8561 | 349.228 | 68.5899 | 349.228 | 68.5899
8562 | 354.7268 | 75.337 | 354.7268 | 75.337
8563 | 374.34 | 75.9034 | 374.34 | 75.9034
8564 | 404.0083 | 71.055 | 404.0083 | 71.055
8565 | 438.153 | 68.4179 | 438.153 | 68.4179
8566 | 463.4142 | 64.8145 | 463.4142 | 64.8145
8567 | 500.0524 | 62.2068 | 500.0524 | 62.2068
8568 | 499.214 | 58.956 | 499.214 | 58.956
8569 | 479.5833 | 55.152 | 479.5833 | 55.152
8570 | 474.5259 | 54.0168 | 474.5259 | 54.0168
8571 | 471.9654 | 53.5188 | 471.9654 | 53.5188
8572 | 473.175 | 64.5832 | 473.175 | 64.5832
8573 | 471.6342 | 69.7854 | 471.6342 | 69.7854
8574 | 462.1698 | 65.4719 | 462.1698 | 65.4719
8575 | 445.7069 | 62.7612 | 445.7069 | 62.7612
8576 | 439.4863 | 56.1549 | 439.4863 | 56.1549
8577 | 440.0374 | 48.4649 | 440.0374 | 48.4649
8578 | 444.603 | 34.6051 | 444.603 | 34.6051
8579 | 435.3571 | 26.3369 | 435.3571 | 26.3369
8580 | 413.8643 | 25.6017 | 413.8643 | 25.6017
8581 | 386.0774 | 18.6004 | 386.0774 | 18.6004
8582 | 371.5767 | 22.4384 | 371.5767 | 22.4384
8583 | 356.6308 | 25.4553 | 356.6308 | 25.4553
8584 | 345.7825 | 32.2142 | 345.7825 | 32.2142
8585 | 347.3398 | 67.1099 | 347.3398 | 67.1099
8586 | 355.124 | 73.9216 | 355.124 | 73.9216
8587 | 375.9423 | 74.5953 | 375.9423 | 74.5953
8588 | 419.8922 | 69.9352 | 419.8922 | 69.9352
8589 | 451.6787 | 67.2763 | 451.6787 | 67.2763
8590 | 477.6437 | 63.4994 | 477.6437 | 63.4994
8591 | 515.0067 | 60.6248 | 515.0067 | 60.6248
8592 | 521.7456 | 56.9833 | 521.7456 | 56.9833
8593 | 489.4635 | 52.8339 | 489.4635 | 52.8339
8594 | 484.3819 | 51.6002 | 484.3819 | 51.6002
8595 | 492.1868 | 51.0028 | 492.1868 | 51.0028
8596 | 491.2703 | 61.9555 | 491.2703 | 61.9555
8597 | 487.5518 | 67.0505 | 487.5518 | 67.0505
8598 | 481.3175 | 62.682 | 481.3175 | 62.682
8599 | 455.6477 | 60.1082 | 455.6477 | 60.1082
8600 | 438.7849 | 53.5874 | 438.7849 | 53.5874
8601 | 434.4164 | 46.0204 | 434.4164 | 46.0204
8602 | 440.3033 | 32.355 | 440.3033 | 32.355
8603 | 433.3855 | 24.3764 | 433.3855 | 24.3764
8604 | 411.1572 | 24.1165 | 411.1572 | 24.1165
8605 | 384.0265 | 17.2922 | 384.0265 | 17.2922
8606 | 367.279 | 21.22 | 367.279 | 21.22
8607 | 349.4002 | 24.3434 | 349.4002 | 24.3434
8608 | 338.6199 | 31.2122 | 338.6199 | 31.2122
8609 | 341.9844 | 66.223 | 341.9844 | 66.223
8610 | 350.2889 | 73.1567 | 350.2889 | 73.1567
8611 | 373.9062 | 73.9072 | 373.9062 | 73.9072
8612 | 416.8689 | 69.1006 | 416.8689 | 69.1006
8613 | 447.7989 | 66.4687 | 447.7989 | 66.4687
8614 | 469.8286 | 62.8235 | 469.8286 | 62.8235
8615 | 512.6481 | 59.9864 | 512.6481 | 59.9864
8616 | 515.1314 | 56.283 | 515.1314 | 56.283
8617 | 487.2665 | 51.7455 | 487.2665 | 51.7455
8618 | 478.9248 | 49.9528 | 478.9248 | 49.9528
8619 | 483.0136 | 48.7911 | 483.0136 | 48.7911
8620 | 483.127 | 59.7404 | 483.127 | 59.7404
8621 | 482.0302 | 64.9496 | 482.0302 | 64.9496
8622 | 479.0191 | 60.5654 | 479.0191 | 60.5654
8623 | 453.9509 | 57.928 | 453.9509 | 57.928
8624 | 441.3052 | 51.5493 | 441.3052 | 51.5493
8625 | 437.396 | 44.1811 | 437.396 | 44.1811
8626 | 443.2173 | 30.9867 | 443.2173 | 30.9867
8627 | 433.2685 | 23.6255 | 433.2685 | 23.6255
8628 | 411.5532 | 23.6186 | 411.5532 | 23.6186
8629 | 382.0219 | 16.9931 | 382.0219 | 16.9931
8630 | 365.3932 | 21.0151 | 365.3932 | 21.0151
8631 | 348.1835 | 24.1131 | 348.1835 | 24.1131
8632 | 336.1178 | 30.8528 | 336.1178 | 30.8528
8633 | 334.965 | 65.7843 | 334.965 | 65.7843
8634 | 345.1866 | 72.7024 | 345.1866 | 72.7024
8635 | 365.195 | 73.3804 | 365.195 | 73.3804
8636 | 403.5867 | 68.1553 | 403.5867 | 68.1553
8637 | 439.1006 | 64.5824 | 439.1006 | 64.5824
8638 | 467.3101 | 60.0685 | 467.3101 | 60.0685
8639 | 506.7529 | 56.1509 | 506.7529 | 56.1509
8640 | 513.7327 | 50.9518 | 513.7327 | 50.9518
8641 | 487.748 | 45.8509 | 487.748 | 45.8509
8642 | 478.8404 | 43.8314 | 478.8404 | 43.8314
8643 | 478.3118 | 42.8163 | 478.3118 | 42.8163
8644 | 477.717 | 53.6208 | 477.717 | 53.6208
8645 | 482.3309 | 59.0497 | 482.3309 | 59.0497
8646 | 473.6958 | 55.5142 | 473.6958 | 55.5142
8647 | 454.0758 | 54.2581 | 454.0758 | 54.2581
8648 | 440.0812 | 49.2626 | 440.0812 | 49.2626
8649 | 433.6247 | 42.6724 | 433.6247 | 42.6724
8650 | 441.351 | 29.5765 | 441.351 | 29.5765
8651 | 435.173 | 22.3235 | 435.173 | 22.3235
8652 | 410.4697 | 22.4499 | 410.4697 | 22.4499
8653 | 384.9678 | 16.107 | 384.9678 | 16.107
8654 | 368.8073 | 20.4508 | 368.8073 | 20.4508
8655 | 351.7112 | 23.8689 | 351.7112 | 23.8689
8656 | 337.9626 | 30.9339 | 337.9626 | 30.9339
8657 | 337.6616 | 66.0564 | 337.6616 | 66.0564
8658 | 344.9086 | 73.0608 | 344.9086 | 73.0608
8659 | 361.5462 | 73.9264 | 361.5462 | 73.9264
8660 | 394.5866 | 69.4224 | 394.5866 | 69.4224
8661 | 427.3859 | 66.8141 | 427.3859 | 66.8141
8662 | 451.4226 | 62.8505 | 451.4226 | 62.8505
8663 | 486.924 | 59.751 | 486.924 | 59.751
8664 | 493.9047 | 55.8836 | 493.9047 | 55.8836
8665 | 477.711 | 51.5528 | 477.711 | 51.5528
8666 | 467.1474 | 50.0356 | 467.1474 | 50.0356
8667 | 462.8333 | 49.1993 | 462.8333 | 49.1993
8668 | 462.6825 | 59.8459 | 462.6825 | 59.8459
8669 | 464.8551 | 64.7315 | 464.8551 | 64.7315
8670 | 457.3054 | 60.2628 | 457.3054 | 60.2628
8671 | 438.517 | 57.607 | 438.517 | 57.607
8672 | 425.8927 | 51.2955 | 425.8927 | 51.2955
8673 | 427.1005 | 44.1689 | 427.1005 | 44.1689
8674 | 438.9451 | 31.114 | 438.9451 | 31.114
8675 | 431.3266 | 23.5767 | 431.3266 | 23.5767
8676 | 408.2693 | 23.3918 | 408.2693 | 23.3918
8677 | 382.9852 | 16.7149 | 382.9852 | 16.7149
8678 | 367.9937 | 20.7787 | 367.9937 | 20.7787
8679 | 352.4322 | 23.9448 | 352.4322 | 23.9448
8680 | 336.857 | 30.8284 | 336.857 | 30.8284
8681 | 335.6358 | 65.8357 | 335.6358 | 65.8357
8682 | 341.7526 | 72.7329 | 341.7526 | 72.7329
8683 | 358.8963 | 73.4493 | 358.8963 | 73.4493
8684 | 388.4865 | 68.5756 | 388.4865 | 68.5756
8685 | 417.1407 | 65.7135 | 417.1407 | 65.7135
8686 | 444.9535 | 61.5965 | 444.9535 | 61.5965
8687 | 481.2591 | 58.2867 | 481.2591 | 58.2867
8688 | 488.2094 | 54.3583 | 488.2094 | 54.3583
8689 | 469.9844 | 49.7318 | 469.9844 | 49.7318
8690 | 463.6913 | 47.6469 | 463.6913 | 47.6469
8691 | 467.6159 | 46.4661 | 467.6159 | 46.4661
8692 | 469.6159 | 56.9217 | 469.6159 | 56.9217
8693 | 471.1311 | 62.0062 | 471.1311 | 62.0062
8694 | 461.9972 | 58.1157 | 461.9972 | 58.1157
8695 | 443.777 | 56.3303 | 443.777 | 56.3303
8696 | 435.3291 | 50.8001 | 435.3291 | 50.8001
8697 | 433.9796 | 44.0782 | 433.9796 | 44.0782
8698 | 435.7692 | 31.0608 | 435.7692 | 31.0608
8699 | 429.068 | 23.452 | 429.068 | 23.452
8700 | 407.8463 | 23.1973 | 407.8463 | 23.1973
8701 | 380.7315 | 16.5335 | 380.7315 | 16.5335
8702 | 364.4331 | 20.6505 | 364.4331 | 20.6505
8703 | 349.3203 | 23.9535 | 349.3203 | 23.9535
8704 | 335.6079 | 30.9854 | 335.6079 | 30.9854
8705 | 335.0671 | 66.1078 | 335.0671 | 66.1078
8706 | 342.6066 | 73.0791 | 342.6066 | 73.0791
8707 | 361.8448 | 73.8548 | 361.8448 | 73.8548
8708 | 396.9314 | 69.2698 | 396.9314 | 69.2698
8709 | 427.1003 | 66.706 | 427.1003 | 66.706
8710 | 455.6037 | 63.0372 | 455.6037 | 63.0372
8711 | 496.8256 | 60.1862 | 496.8256 | 60.1862
8712 | 504.4752 | 56.3484 | 504.4752 | 56.3484
8713 | 482.001 | 52.0325 | 482.001 | 52.0325
8714 | 474.3199 | 50.5659 | 474.3199 | 50.5659
8715 | 476.9604 | 49.7984 | 476.9604 | 49.7984
8716 | 477.5732 | 60.6805 | 477.5732 | 60.6805
8717 | 474.4111 | 65.7414 | 474.4111 | 65.7414
8718 | 469.8329 | 61.4149 | 469.8329 | 61.4149
8719 | 455.1578 | 58.8899 | 455.1578 | 58.8899
8720 | 443.4527 | 52.6185 | 443.4527 | 52.6185
8721 | 442.7455 | 45.3454 | 442.7455 | 45.3454
8722 | 443.5843 | 32.0201 | 443.5843 | 32.0201
8723 | 434.2123 | 24.2281 | 434.2123 | 24.2281
8724 | 411.7523 | 24.9871 | 411.7523 | 24.9871
8725 | 391.5756 | 20.6856 | 391.5756 | 20.6856
8726 | 375.4349 | 21.6378 | 375.4349 | 21.6378
8727 | 359.6419 | 26.0054 | 359.6419 | 26.0054
8728 | 345.3723 | 33.9 | 345.3723 | 33.9
8729 | 343.9849 | 67.6804 | 343.9849 | 67.6804
8730 | 350.526 | 72.5242 | 350.526 | 72.5242
8731 | 365.9818 | 74.1095 | 365.9818 | 74.1095
8732 | 395.7307 | 69.4085 | 395.7307 | 69.4085
8733 | 418.7355 | 67.9625 | 418.7355 | 67.9625
8734 | 440.8745 | 59.7033 | 440.8745 | 59.7033
8735 | 481.8631 | 58.1981 | 481.8631 | 58.1981
8736 | 483.0789 | 54.315 | 483.0789 | 54.315
8737 | 458.2135 | 50.1113 | 458.2135 | 50.1113
8738 | 450.8343 | 50.5521 | 450.8343 | 50.5521
8739 | 446.142 | 51.7 | 446.142 | 51.7
8740 | 448.3347 | 58.7636 | 448.3347 | 58.7636
8741 | 454.9251 | 65.7909 | 454.9251 | 65.7909
8742 | 445.3094 | 61.2772 | 445.3094 | 61.2772
8743 | 436.8208 | 57.8969 | 436.8208 | 57.8969
8744 | 427.4327 | 49.9152 | 427.4327 | 49.9152
8745 | 429.2791 | 46.546 | 429.2791 | 46.546
8746 | 438.8142 | 32.2302 | 438.8142 | 32.2302
8747 | 428.5315 | 24.9948 | 428.5315 | 24.9948
8748 | 410.6067 | 24.9643 | 410.6067 | 24.9643
8749 | 387.9389 | 20.871 | 387.9389 | 20.871
8750 | 368.7351 | 21.86 | 368.7351 | 21.86
8751 | 356.2035 | 26.1524 | 356.2035 | 26.1524
8752 | 343.6438 | 33.8895 | 343.6438 | 33.8895
8753 | 343.3932 | 67.4774 | 343.3932 | 67.4774
8754 | 350.522 | 72.2391 | 350.522 | 72.2391
8755 | 369.9616 | 73.8156 | 369.9616 | 73.8156
8756 | 409.1519 | 69.2151 | 409.1519 | 69.2151
8757 | 445.7691 | 67.9467 | 445.7691 | 67.9467
8758 | 477.4898 | 59.8808 | 477.4898 | 59.8808
8759 | 523.3876 | 58.4631 | 523.3876 | 58.4631