## Summary Scalars
Parameter | Value
Total Cost ($) | 9194156.9844
Capital Cost (CAPEX) | 178332.9271
Operating Cost (OPEX) | 9015824.0573
Annual Fuel Consumption Genset (L) | 2478947.3684
Annual Fuel Consumption Diesel Furnace (L) | 1703344.6887

## Generator Summary
Size | Built | Capacity (kW) | Capital Cost ($) | Operating Cost ($)
100 kW | 6 | 600 | 38314.3269 | 89400
500 kW | 0 | 0 | 0 | 0
1000 kW | 1 | 1000 | 70952.4573 | 114000
2000 kW | 0 | 0 | 0 | 0
Total | 7 | 1600 | 109266.7842 | 203400

## Diesel Furnace Summary
Size | Built | Capacity (MW) | Capital Cost ($) | Operating Cost ($)
17.58 kW | 306 | 5379.48 | 69066.1429 | 86071.68
Total | 306 | 5379.48 | 69066.1429 | 86071.68

## Time Series
Time | Electric Load (kW) | Thermal Load (kW) | Diesel Generation (kW) | Thermal Generation (kW)
0 | 1109.4729 | 104.3695 | 1109.4729 | 104.3695
1 | 1053.2559 | 95.0763 | 1053.2559 | 95.0763
2 | 1048.3176 | 96.6958 | 1048.3176 | 96.6958
3 | 1055.5579 | 98.2097 | 1055.5579 | 98.2097
4 | 1044.3584 | 111.8751 | 1044.3584 | 111.8751
5 | 1064.8989 | 124.4775 | 1064.8989 | 124.4775
6 | 1055.6324 | 117.0832 | 1055.6324 | 117.0832
7 | 992.6181 | 111.0475 | 992.6181 | 111.0475
8 | 949.6465 | 96.4374 | 949.6465 | 96.4374
9 | 939.176 | 89.9195 | 939.176 | 89.9195
10 | 948.8533 | 63.0025 | 948.8533 | 63.0025
11 | 919.2129 | 48.8274 | 919.2129 | 48.8274
12 | 867.9427 | 48.4676 | 867.9427 | 48.4676
13 | 814.7886 | 40.2867 | 814.7886 | 40.2867
14 | 777.1901 | 42.3932 | 777.1901 | 42.3932
15 | 747.9506 | 50.6667 | 747.9506 | 50.6667
16 | 717.9941 | 65.6835 | 717.9941 | 65.6835
17 | 716.0888 | 130.8457 | 716.0888 | 130.8457
18 | 736.3876 | 139.0831 | 736.3876 | 139.0831
19 | 780.7887 | 142.3462 | 780.7887 | 142.3462
20 | 867.8702 | 133.6775 | 867.8702 | 133.6775
21 | 947.4514 | 130.8757 | 947.4514 | 130.8757
22 | 1010.8528 | 114.3379 | 1010.8528 | 114.3379
23 | 1101.1802 | 110.9986 | 1101.1802 | 110.9986
24 | 1118.026 | 104.3262 | 1118.026 | 104.3262
25 | 1062.1188 | 94.7432 | 1062.1188 | 94.7432
26 | 1041.1098 | 96.0681 | 1041.1098 | 96.0681
27 | 1043.0465 | 97.257 | 1043.0465 | 97.257
28 | 1042.8787 | 111.1305 | 1042.8787 | 111.1305
29 | 1047.3544 | 123.7697 | 1047.3544 | 123.7697
30 | 1034.5081 | 116.1369 | 1034.5081 | 116.1369
31 | 984.1651 | 109.8258 | 984.1651 | 109.8258
32 | 943.8965 | 94.8986 | 943.8965 | 94.8986
33 | 931.0939 | 88.1758 | 931.0939 | 88.1758
34 | 940.7162 | 61.2508 | 940.7162 | 61.2508
35 | 918.9679 | 47.4456 | 918.9679 | 47.4456
36 | 859.398 | 48.1441 | 859.398 | 48.1441
37 | 805.4372 | 40.4517 | 805.4372 | 40.4517
38 | 778.5193 | 42.635 | 778.5193 | 42.635
39 | 750.91 | 51.1007 | 750.91 | 51.1007
40 | 722.4851 | 66.4265 | 722.4851 | 66.4265
41 | 719.4071 | 131.925 | 719.4071 | 131.925
42 | 732.9767 | 140.3993 | 732.9767 | 140.3993
43 | 769.4254 | 143.5215 | 769.4254 | 143.5215
44 | 850.2823 | 133.4853 | 850.2823 | 133.4853
45 | 932.7184 | 128.5779 | 932.7184 | 128.5779
46 | 991.1974 | 110.2868 | 991.1974 | 110.2868
47 | 1075.6964 | 105.0725 | 1075.6964 | 105.0725
48 | 1082.6314 | 96.8309 | 1082.6314 | 96.8309
49 | 1041.2547 | 86.111 | 1041.2547 | 86.111
50 | 1026.1826 | 86.9363 | 1026.1826 | 86.9363
51 | 1033.0101 | 88.0611 | 1033.0101 | 88.0611
52 | 1028.7927 | 102.0387 | 1028.7927 | 102.0387
53 | 1043.3216 | 114.7052 | 1043.3216 | 114.7052
54 | 1027.2828 | 106.9362 | 1027.2828 | 106.9362
55 | 973.996 | 100.3289 | 973.996 | 100.3289
56 | 930.7654 | 85.1375 | 930.7654 | 85.1375
57 | 916.6311 | 78.6101 | 916.6311 | 78.6101
58 | 934.2267 | 52.4248 | 934.2267 | 52.4248
59 | 910.5162 | 39.8301 | 910.5162 | 39.8301
60 | 854.8766 | 40.9418 | 854.8766 | 40.9418
61 | 809.1491 | 33.3582 | 809.1491 | 33.3582
62 | 776.8534 | 35.7096 | 776.8534 | 35.7096
63 | 747.1463 | 44.185 | 747.1463 | 44.185
64 | 722.2417 | 59.4147 | 722.2417 | 59.4147
65 | 714.4052 | 124.8267 | 714.4052 | 124.8267
66 | 727.6996 | 133.1441 | 727.6996 | 133.1441
67 | 758.3987 | 136.1607 | 758.3987 | 136.1607
68 | 826.6099 | 127.4743 | 826.6099 | 127.4743
69 | 890.7549 | 124.6453 | 890.7549 | 124.6453
70 | 954.0757 | 107.9122 | 954.0757 | 107.9122
71 | 1026.409 | 103.4745 | 1026.409 | 103.4745
72 | 1050.674 | 95.521 | 1050.674 | 95.521
73 | 1012.5717 | 84.9229 | 1012.5717 | 84.9229
74 | 996.896 | 85.271 | 996.896 | 85.271
75 | 1002.2586 | 86.58 | 1002.2586 | 86.58
76 | 994.9661 | 101.1724 | 994.9661 | 101.1724
77 | 998.0275 | 114.1768 | 998.0275 | 114.1768
78 | 968.5843 | 105.8426 | 968.5843 | 105.8426
79 | 939.8122 | 98.899 | 939.8122 | 98.899
80 | 914.7602 | 84.5419 | 914.7602 | 84.5419
81 | 911.5896 | 78.2418 | 911.5896 | 78.2418
82 | 917.74 | 51.4817 | 917.74 | 51.4817
83 | 905.6883 | 37.9935 | 905.6883 | 37.9935
84 | 851.6668 | 38.2181 | 851.6668 | 38.2181
85 | 798.3612 | 29.3952 | 798.3612 | 29.3952
86 | 771.6201 | 30.8867 | 771.6201 | 30.8867
87 | 749.2283 | 38.8993 | 749.2283 | 38.8993
88 | 717.8223 | 53.9769 | 717.8223 | 53.9769
89 | 711.2498 | 119.1471 | 711.2498 | 119.1471
90 | 722.9786 | 127.6135 | 722.9786 | 127.6135
91 | 760.4869 | 130.9455 | 760.4869 | 130.9455
92 | 819.6884 | 122.3824 | 819.6884 | 122.3824
93 | 893.9891 | 120.125 | 893.9891 | 120.125
94 | 948.2679 | 105.2654 | 948.2679 | 105.2654
95 | 1016.9235 | 103.958 | 1016.9235 | 103.958
96 | 1044.7416 | 98.6082 | 1044.7416 | 98.6082
97 | 994.9269 | 89.2158 | 994.9269 | 89.2158
98 | 983.1682 | 89.6184 | 983.1682 | 89.6184
99 | 981.3932 | 89.7472 | 981.3932 | 89.7472
100 | 996.5544 | 101.656 | 996.5544 | 101.656
101 | 1017.2751 | 112.7308 | 1017.2751 | 112.7308
102 | 991.4446 | 104.6048 | 991.4446 | 104.6048
103 | 961.9685 | 98.3594 | 961.9685 | 98.3594
104 | 935.5982 | 83.1472 | 935.5982 | 83.1472
105 | 919.2861 | 75.6526 | 919.2861 | 75.6526
106 | 921.4297 | 48.3272 | 921.4297 | 48.3272
107 | 894.1463 | 34.9752 | 894.1463 | 34.9752
108 | 847.0134 | 35.9507 | 847.0134 | 35.9507
109 | 803.4318 | 28.681 | 803.4318 | 28.681
110 | 771.6585 | 31.5544 | 771.6585 | 31.5544
111 | 743.8593 | 41.0225 | 743.8593 | 41.0225
112 | 717.9331 | 57.1138 | 717.9331 | 57.1138
113 | 710.7444 | 123.1262 | 710.7444 | 123.1262
114 | 729.6007 | 132.6141 | 729.6007 | 132.6141
115 | 768.0849 | 136.6763 | 768.0849 | 136.6763
116 | 841.4345 | 128.5663 | 841.4345 | 128.5663
117 | 903.4679 | 126.1152 | 903.4679 | 126.1152
118 | 963.8791 | 110.1779 | 963.8791 | 110.1779
119 | 1042.4717 | 107.881 | 1042.4717 | 107.881
120 | 1051.2665 | 102.3455 | 1051.2665 | 102.3455
121 | 998.3498 | 93.8097 | 998.3498 | 93.8097
122 | 991.5994 | 96.0585 | 991.5994 | 96.0585
123 | 1001.0739 | 97.9583 | 1001.0739 | 97.9583
124 | 999.7015 | 112.269 | 999.7015 | 112.269
125 | 1004.0786 | 125.3229 | 1004.0786 | 125.3229
126 | 986.7499 | 117.919 | 986.7499 | 117.919
127 | 946.2679 | 111.5583 | 946.2679 | 111.5583
128 | 918.661 | 96.162 | 918.661 | 96.162
129 | 909.7474 | 88.7907 | 909.7474 | 88.7907
130 | 916.8047 | 61.3436 | 916.8047 | 61.3436
131 | 897.3757 | 46.8483 | 897.3757 | 46.8483
132 | 848.0346 | 46.5093 | 848.0346 | 46.5093
133 | 800.2004 | 38.5366 | 800.2004 | 38.5366
134 | 768.8463 | 40.808 | 768.8463 | 40.808
135 | 740.8989 | 48.987 | 740.8989 | 48.987
136 | 710.9434 | 63.7701 | 710.9434 | 63.7701
137 | 712.3077 | 128.644 | 712.3077 | 128.644
138 | 733.5506 | 136.6076 | 733.5506 | 136.6076
139 | 778.4679 | 139.4272 | 778.4679 | 139.4272
140 | 869.0323 | 130.7632 | 869.0323 | 130.7632
141 | 941.0744 | 128.1712 | 941.0744 | 128.1712
142 | 1001.8403 | 111.8961 | 1001.8403 | 111.8961
143 | 1080.458 | 109.0515 | 1080.458 | 109.0515
144 | 1092.4517 | 103.0356 | 1092.4517 | 103.0356
145 | 1031.155 | 94.1748 | 1031.155 | 94.1748
146 | 1014.1541 | 96.241 | 1014.1541 | 96.241
147 | 1031.9346 | 98.3651 | 1031.9346 | 98.3651
148 | 1023.9855 | 113.2617 | 1023.9855 | 113.2617
149 | 1024.6166 | 126.4806 | 1024.6166 | 126.4806
150 | 1004.3641 | 119.1792 | 1004.3641 | 119.1792
151 | 963.1779 | 113.009 | 963.1779 | 113.009
152 | 923.2441 | 97.8769 | 923.2441 | 97.8769
153 | 916.9887 | 90.6369 | 916.9887 | 90.6369
154 | 924.8854 | 62.9257 | 924.8854 | 62.9257
155 | 899.4434 | 48.1709 | 899.4434 | 48.1709
156 | 849.2712 | 47.2682 | 849.2712 | 47.2682
157 | 796.4259 | 38.6054 | 796.4259 | 38.6054
158 | 762.2879 | 40.2683 | 762.2879 | 40.2683
159 | 728.6893 | 48.1736 | 728.6893 | 48.1736
160 | 700.1732 | 62.9855 | 700.1732 | 62.9855
161 | 699.9479 | 128.0324 | 699.9479 | 128.0324
162 | 725.2107 | 136.0984 | 725.2107 | 136.0984
163 | 765.5844 | 139.0044 | 765.5844 | 139.0044
164 | 851.2284 | 130.3981 | 851.2284 | 130.3981
165 | 927.9245 | 127.8269 | 927.9245 | 127.8269
166 | 979.8736 | 111.9265 | 979.8736 | 111.9265
167 | 1053.4294 | 109.5527 | 1053.4294 | 109.5527
168 | 1061.4411 | 104.102 | 1061.4411 | 104.102
169 | 1009.2998 | 95.8176 | 1009.2998 | 95.8176
170 | 995.8222 | 98.4139 | 995.8222 | 98.4139
171 | 1009.2415 | 100.7973 | 1009.2415 | 100.7973
172 | 1002.3784 | 115.5002 | 1002.3784 | 115.5002
173 | 1004.8115 | 128.7031 | 1004.8115 | 128.7031
174 | 986.3094 | 121.3184 | 986.3094 | 121.3184
175 | 941.4241 | 114.9049 | 941.4241 | 114.9049
176 | 905.4684 | 99.5967 | 905.4684 | 99.5967
177 | 896.6386 | 92.1132 | 896.6386 | 92.1132
178 | 913.6715 | 64.0818 | 913.6715 | 64.0818
179 | 889.0025 | 48.8643 | 889.0025 | 48.8643
180 | 838.7034 | 47.43 | 838.7034 | 47.43
181 | 791.0946 | 38.3156 | 791.0946 | 38.3156
182 | 755.0622 | 39.7656 | 755.0622 | 39.7656
183 | 725.5223 | 47.7589 | 725.5223 | 47.7589
184 | 699.7003 | 62.6124 | 699.7003 | 62.6124
185 | 703.0686 | 127.5744 | 703.0686 | 127.5744
186 | 722.5887 | 135.6965 | 722.5887 | 135.6965
187 | 771.3003 | 138.6586 | 771.3003 | 138.6586
188 | 859.9593 | 130.1884 | 859.9593 | 130.1884
189 | 934.6888 | 127.646 | 934.6888 | 127.646
190 | 1000.6417 | 111.5934 | 1000.6417 | 111.5934
191 | 1076.4297 | 108.8594 | 1076.4297 | 108.8594
192 | 1084.9294 | 102.9732 | 1084.9294 | 102.9732
193 | 1041.4467 | 94.4998 | 1041.4467 | 94.4998
194 | 1008.5387 | 96.7326 | 1008.5387 | 96.7326
195 | 1021.974 | 98.4531 | 1021.974 | 98.4531
196 | 1028.1341 | 111.7886 | 1028.1341 | 111.7886
197 | 1039.5338 | 123.3278 | 1039.5338 | 123.3278
198 | 1019.6252 | 114.1209 | 1019.6252 | 114.1209
199 | 969.6906 | 105.7666 | 969.6906 | 105.7666
200 | 946.0564 | 89.3744 | 946.0564 | 89.3744
201 | 928.9375 | 81.0327 | 928.9375 | 81.0327
202 | 934.737 | 52.9612 | 934.737 | 52.9612
203 | 895.7543 | 39.4218 | 895.7543 | 39.4218
204 | 847.5097 | 40.724 | 847.5097 | 40.724
205 | 796.466 | 32.9995 | 796.466 | 32.9995
206 | 766.7535 | 35.0756 | 766.7535 | 35.0756
207 | 740.8266 | 43.3299 | 740.8266 | 43.3299
208 | 719.0976 | 58.1337 | 719.0976 | 58.1337
209 | 714.1136 | 122.9517 | 714.1136 | 122.9517
210 | 729.3386 | 131.1474 | 729.3386 | 131.1474
211 | 773.1108 | 134.6987 | 773.1108 | 134.6987
212 | 844.9749 | 125.8891 | 844.9749 | 125.8891
213 | 912.7651 | 121.8591 | 912.7651 | 121.8591
214 | 971.1431 | 104.7722 | 971.1431 | 104.7722
215 | 1061.9866 | 100.4882 | 1061.9866 | 100.4882
216 | 1078.68 | 93.0039 | 1078.68 | 93.0039
217 | 1036.3422 | 83.3393 | 1036.3422 | 83.3393
218 | 1031.1388 | 85.1509 | 1031.1388 | 85.1509
219 | 1026.8722 | 87.0443 | 1026.8722 | 87.0443
220 | 1031.3751 | 101.2781 | 1031.3751 | 101.2781
221 | 1032.5805 | 114.1928 | 1032.5805 | 114.1928
222 | 1019.6155 | 106.7793 | 1019.6155 | 106.7793
223 | 976.8818 | 100.774 | 976.8818 | 100.774
224 | 938.3695 | 85.935 | 938.3695 | 85.935
225 | 928.2972 | 79.2345 | 928.2972 | 79.2345
226 | 936.6994 | 52.4808 | 936.6994 | 52.4808
227 | 903.0506 | 39.0839 | 903.0506 | 39.0839
228 | 854.7451 | 39.5967 | 854.7451 | 39.5967
229 | 804.8673 | 31.6321 | 804.8673 | 31.6321
230 | 769.8002 | 33.6441 | 769.8002 | 33.6441
231 | 744.9828 | 41.3364 | 744.9828 | 41.3364
232 | 714.8558 | 55.5958 | 714.8558 | 55.5958
233 | 714.927 | 120.1255 | 714.927 | 120.1255
234 | 726.8353 | 128.0298 | 726.8353 | 128.0298
235 | 755.5805 | 130.9887 | 755.5805 | 130.9887
236 | 820.6527 | 122.5153 | 820.6527 | 122.5153
237 | 882.1875 | 119.824 | 882.1875 | 119.824
238 | 938.6164 | 103.1662 | 938.6164 | 103.1662
239 | 1024.5054 | 99.4506 | 1024.5054 | 99.4506
240 | 1033.2766 | 91.7357 | 1033.2766 | 91.7357
241 | 998.5313 | 81.1664 | 998.5313 | 81.1664
242 | 988.4151 | 81.7819 | 988.4151 | 81.7819
243 | 983.2075 | 82.7386 | 983.2075 | 82.7386
244 | 996.2863 | 96.2743 | 996.2863 | 96.2743
245 | 1005.607 | 108.6797 | 1005.607 | 108.6797
246 | 984.7058 | 100.6369 | 984.7058 | 100.6369
247 | 948.2042 | 93.6005 | 948.2042 | 93.6005
248 | 916.9183 | 78.0953 | 916.9183 | 78.0953
249 | 906.3478 | 70.5543 | 906.3478 | 70.5543
250 | 916.901 | 43.4195 | 916.901 | 43.4195
251 | 884.4306 | 30.4581 | 884.4306 | 30.4581
252 | 841.8419 | 31.0766 | 841.8419 | 31.0766
253 | 797.5344 | 22.8285 | 797.5344 | 22.8285
254 | 766.5374 | 24.8037 | 766.5374 | 24.8037
255 | 744.1538 | 33.0004 | 744.1538 | 33.0004
256 | 713.0615 | 47.6681 | 713.0615 | 47.6681
257 | 714.4749 | 112.4348 | 714.4749 | 112.4348
258 | 721.2942 | 119.9804 | 721.2942 | 119.9804
259 | 752.732 | 122.7103 | 752.732 | 122.7103
260 | 806.3134 | 115.5147 | 806.3134 | 115.5147
261 | 866.0814 | 114.2693 | 866.0814 | 114.2693
262 | 926.5495 | 99.6082 | 926.5495 | 99.6082
263 | 997.4548 | 98.453 | 997.4548 | 98.453
264 | 1018.8653 | 93.931 | 1018.8653 | 93.931
265 | 986.251 | 86.3736 | 986.251 | 86.3736
266 | 980.5444 | 89.4262 | 980.5444 | 89.4262
267 | 975.9731 | 91.8881 | 975.9731 | 91.8881
268 | 977.4788 | 106.4821 | 977.4788 | 106.4821
269 | 984.607 | 119.5553 | 984.607 | 119.5553
270 | 959.3168 | 112.1594 | 959.3168 | 112.1594
271 | 928.2238 | 106.1397 | 928.2238 | 106.1397
272 | 905.4869 | 91.488 | 905.4869 | 91.488
273 | 908.6343 | 84.77 | 908.6343 | 84.77
274 | 920.6747 | 57.5311 | 920.6747 | 57.5311
275 | 895.4102 | 43.276 | 895.4102 | 43.276
276 | 845.4351 | 42.6039 | 845.4351 | 42.6039
277 | 794.7978 | 33.7425 | 794.7978 | 33.7425
278 | 767.273 | 35.2709 | 767.273 | 35.2709
279 | 744.4575 | 43.3331 | 744.4575 | 43.3331
280 | 721.3736 | 58.4156 | 721.3736 | 58.4156
281 | 712.1706 | 123.8067 | 712.1706 | 123.8067
282 | 724.3286 | 132.2762 | 724.3286 | 132.2762
283 | 754.69 | 135.5154 | 754.69 | 135.5154
284 | 821.749 | 126.9827 | 821.749 | 126.9827
285 | 885.2259 | 124.3298 | 885.2259 | 124.3298
286 | 938.6417 | 108.0387 | 938.6417 | 108.0387
287 | 1016.1009 | 105.0164 | 1016.1009 | 105.0164
288 | 1036.5505 | 98.5554 | 1036.5505 | 98.5554
289 | 995.7453 | 88.8235 | 995.7453 | 88.8235
290 | 981.9803 | 89.6824 | 981.9803 | 89.6824
291 | 984.6003 | 90.9449 | 984.6003 | 90.9449
292 | 986.7335 | 104.9449 | 986.7335 | 104.9449
293 | 1004.2405 | 117.5538 | 1004.2405 | 117.5538
294 | 990.7444 | 109.6167 | 990.7444 | 109.6167
295 | 950.5294 | 102.7996 | 950.5294 | 102.7996
296 | 927.2173 | 87.2576 | 927.2173 | 87.2576
297 | 920.0804 | 79.7005 | 920.0804 | 79.7005
298 | 914.6584 | 52.1798 | 914.6584 | 52.1798
299 | 887.9918 | 38.3986 | 887.9918 | 38.3986
300 | 837.2981 | 38.7561 | 837.2981 | 38.7561
301 | 787.1102 | 30.7338 | 787.1102 | 30.7338
302 | 759.1299 | 32.7634 | 759.1299 | 32.7634
303 | 733.4402 | 41.0642 | 733.4402 | 41.0642
304 | 702.4257 | 56.1706 | 702.4257 | 56.1706
305 | 701.6711 | 121.4946 | 701.6711 | 121.4946
306 | 722.2597 | 129.9176 | 722.2597 | 129.9176
307 | 761.4317 | 133.1616 | 761.4317 | 133.1616
308 | 847.1263 | 124.8867 | 847.1263 | 124.8867
309 | 924.0799 | 122.498 | 924.0799 | 122.498
310 | 972.8431 | 106.3318 | 972.8431 | 106.3318
311 | 1059.3873 | 103.0325 | 1059.3873 | 103.0325
312 | 1053.2959 | 96.4113 | 1053.2959 | 96.4113
313 | 1003.6965 | 86.7851 | 1003.6965 | 86.7851
314 | 991.5199 | 87.9531 | 991.5199 | 87.9531
315 | 997.3853 | 88.7577 | 997.3853 | 88.7577
316 | 993.0599 | 102.1972 | 993.0599 | 102.1972
317 | 1004.5328 | 114.3177 | 1004.5328 | 114.3177
318 | 986.8776 | 106.3133 | 986.8776 | 106.3133
319 | 939.6019 | 99.6964 | 939.6019 | 99.6964
320 | 907.6325 | 84.5515 | 907.6325 | 84.5515
321 | 899.3313 | 77.5693 | 899.3313 | 77.5693
322 | 914.1314 | 50.2183 | 914.1314 | 50.2183
323 | 884.6003 | 35.6365 | 884.6003 | 35.6365
324 | 821.7659 | 34.9388 | 821.7659 | 34.9388
325 | 769.0956 | 26.3752 | 769.0956 | 26.3752
326 | 744.7355 | 28.2527 | 744.7355 | 28.2527
327 | 716.6507 | 36.4126 | 716.6507 | 36.4126
328 | 687.3677 | 51.4134 | 687.3677 | 51.4134
329 | 686.7782 | 116.7853 | 686.7782 | 116.7853
330 | 711.4532 | 125.3413 | 711.4532 | 125.3413
331 | 747.7581 | 128.763 | 747.7581 | 128.763
332 | 832.1034 | 119.7035 | 832.1034 | 119.7035
333 | 910.62 | 115.6384 | 910.62 | 115.6384
334 | 971.5531 | 98.4922 | 971.5531 | 98.4922
335 | 1039.6593 | 94.1665 | 1039.6593 | 94.1665
336 | 1054.4861 | 87.0345 | 1054.4861 | 87.0345
337 | 1000.9806 | 77.5636 | 1000.9806 | 77.5636
338 | 991.658 | 79.4233 | 991.658 | 79.4233
339 | 992.3313 | 81.4561 | 992.3313 | 81.4561
340 | 990.0942 | 95.9492 | 990.0942 | 95.9492
341 | 998.2138 | 109.0784 | 998.2138 | 109.0784
342 | 982.5248 | 102.1981 | 982.5248 | 102.1981
343 | 937.6613 | 97.2849 | 937.6613 | 97.2849
344 | 906.6267 | 84.0807 | 906.6267 | 84.0807
345 | 902.1517 | 78.554 | 902.1517 | 78.554
346 | 916.5423 | 52.1077 | 916.5423 | 52.1077
347 | 877.5889 | 38.2465 | 877.5889 | 38.2465
348 | 820.2883 | 37.7425 | 820.2883 | 37.7425
349 | 773.8783 | 28.7611 | 773.8783 | 28.7611
350 | 742.3839 | 29.7899 | 742.3839 | 29.7899
351 | 718.0125 | 36.2733 | 718.0125 | 36.2733
352 | 693.9169 | 49.6488 | 693.9169 | 49.6488
353 | 693.5975 | 114.0536 | 693.5975 | 114.0536
354 | 716.0413 | 122.0059 | 716.0413 | 122.0059
355 | 756.5813 | 124.7935 | 756.5813 | 124.7935
356 | 836.3903 | 115.971 | 836.3903 | 115.971
357 | 911.4732 | 112.9883 | 911.4732 | 112.9883
358 | 978.4391 | 96.6091 | 978.4391 | 96.6091
359 | 1048.7692 | 93.7037 | 1048.7692 | 93.7037
360 | 1051.1219 | 87.4941 | 1051.1219 | 87.4941
361 | 1010.4376 | 78.0824 | 1010.4376 | 78.0824
362 | 990.9992 | 78.7428 | 990.9992 | 78.7428
363 | 992.6789 | 79.8212 | 992.6789 | 79.8212
364 | 992.6481 | 94.5081 | 992.6481 | 94.5081
365 | 1007.8854 | 107.6357 | 1007.8854 | 107.6357
366 | 987.1506 | 100.1438 | 987.1506 | 100.1438
367 | 943.711 | 95.9015 | 943.711 | 95.9015
368 | 912.0138 | 82.5419 | 912.0138 | 82.5419
369 | 901.1649 | 75.7278 | 901.1649 | 75.7278
370 | 918.8721 | 48.3433 | 918.8721 | 48.3433
371 | 888.2479 | 35.1657 | 888.2479 | 35.1657
372 | 834.0385 | 36.4503 | 834.0385 | 36.4503
373 | 782.4797 | 30.215 | 782.4797 | 30.215
374 | 746.201 | 34.2573 | 746.201 | 34.2573
375 | 724.2865 | 43.7078 | 724.2865 | 43.7078
376 | 696.505 | 59.3475 | 696.505 | 59.3475
377 | 692.263 | 124.9916 | 692.263 | 124.9916
378 | 708.8453 | 133.5764 | 708.8453 | 133.5764
379 | 743.532 | 136.5946 | 743.532 | 136.5946
380 | 819.6526 | 127.9258 | 819.6526 | 127.9258
381 | 892.7089 | 125.4139 | 892.7089 | 125.4139
382 | 952.716 | 109.6928 | 952.716 | 109.6928
383 | 1029.7092 | 107.6136 | 1029.7092 | 107.6136
384 | 1039.9051 | 101.7418 | 1039.9051 | 101.7418
385 | 989.8811 | 92.7417 | 989.8811 | 92.7417
386 | 977.4707 | 94.7871 | 977.4707 | 94.7871
387 | 979.6455 | 96.7382 | 979.6455 | 96.7382
388 | 986.4635 | 111.0152 | 986.4635 | 111.0152
389 | 978.7841 | 123.632 | 978.7841 | 123.632
390 | 969.3376 | 115.6709 | 969.3376 | 115.6709
391 | 934.3028 | 108.7369 | 934.3028 | 108.7369
392 | 886.3785 | 92.9419 | 886.3785 | 92.9419
393 | 877.7834 | 85.1351 | 877.7834 | 85.1351
394 | 897.6678 | 56.9739 | 897.6678 | 56.9739
395 | 877.2524 | 42.3857 | 877.2524 | 42.3857
396 | 830.0672 | 42.1539 | 830.0672 | 42.1539
397 | 779.4653 | 33.5712 | 779.4653 | 33.5712
398 | 752.0765 | 35.1556 | 752.0765 | 35.1556
399 | 728.6495 | 43.1362 | 728.6495 | 43.1362
400 | 700.6686 | 58.4828 | 700.6686 | 58.4828
401 | 695.9776 | 124.151 | 695.9776 | 124.151
402 | 707.2724 | 132.5404 | 707.2724 | 132.5404
403 | 729.3901 | 135.5778 | 729.3901 | 135.5778
404 | 797.7734 | 126.4319 | 797.7734 | 126.4319
405 | 861.5243 | 122.2819 | 861.5243 | 122.2819
406 | 920.8559 | 105.4271 | 920.8559 | 105.4271
407 | 1004.7714 | 102.0269 | 1004.7714 | 102.0269
408 | 1024.0332 | 95.3401 | 1024.0332 | 95.3401
409 | 984.2412 | 86.0261 | 984.2412 | 86.0261
410 | 973.1764 | 87.9435 | 973.1764 | 87.9435
411 | 968.6528 | 89.7953 | 968.6528 | 89.7953
412 | 976.121 | 104.0819 | 976.121 | 104.0819
413 | 981.8778 | 116.846 | 981.8778 | 116.846
414 | 955.6596 | 109.1875 | 955.6596 | 109.1875
415 | 917.6267 | 102.9549 | 917.6267 | 102.9549
416 | 888.3675 | 88.0358 | 888.3675 | 88.0358
417 | 885.1882 | 81.4362 | 885.1882 | 81.4362
418 | 905.586 | 54.737 | 905.586 | 54.737
419 | 873.1327 | 41.2152 | 873.1327 | 41.2152
420 | 820.774 | 41.4045 | 820.774 | 41.4045
421 | 778.7591 | 33.0267 | 778.7591 | 33.0267
422 | 750.0783 | 34.7185 | 750.0783 | 34.7185
423 | 727.6069 | 42.8415 | 727.6069 | 42.8415
424 | 698.894 | 57.8759 | 698.894 | 57.8759
425 | 696.7054 | 123.107 | 696.7054 | 123.107
426 | 702.4443 | 131.3651 | 702.4443 | 131.3651
427 | 730.5669 | 134.3433 | 730.5669 | 134.3433
428 | 788.4769 | 125.3142 | 788.4769 | 125.3142
429 | 845.7256 | 121.992 | 845.7256 | 121.992
430 | 904.7938 | 104.9804 | 904.7938 | 104.9804
431 | 983.3786 | 101.4537 | 983.3786 | 101.4537
432 | 1000.7294 | 94.6372 | 1000.7294 | 94.6372
433 | 967.1072 | 84.9869 | 967.1072 | 84.9869
434 | 953.8163 | 86.7137 | 953.8163 | 86.7137
435 | 959.4607 | 88.2581 | 959.4607 | 88.2581
436 | 965.8533 | 101.9522 | 965.8533 | 101.9522
437 | 969.5975 | 114.4602 | 969.5975 | 114.4602
438 | 958.7383 | 106.9154 | 958.7383 | 106.9154
439 | 926.9119 | 100.4361 | 926.9119 | 100.4361
440 | 901.3705 | 85.5635 | 901.3705 | 85.5635
441 | 902.1098 | 79.004 | 902.1098 | 79.004
442 | 909.8385 | 52.3719 | 909.8385 | 52.3719
443 | 870.8738 | 38.2785 | 870.8738 | 38.2785
444 | 817.3751 | 37.4383 | 817.3751 | 37.4383
445 | 771.5031 | 28.3704 | 771.5031 | 28.3704
446 | 742.5207 | 29.7515 | 742.5207 | 29.7515
447 | 721.7412 | 37.3061 | 721.7412 | 37.3061
448 | 700.799 | 52.1884 | 700.799 | 52.1884
449 | 688.939 | 117.8437 | 688.939 | 117.8437
450 | 700.4041 | 126.712 | 700.4041 | 126.712
451 | 733.633 | 130.2681 | 733.633 | 130.2681
452 | 800.9244 | 121.8956 | 800.9244 | 121.8956
453 | 870.3267 | 118.8632 | 870.3267 | 118.8632
454 | 927.9995 | 101.7827 | 927.9995 | 101.7827
455 | 1008.3899 | 97.5707 | 1008.3899 | 97.5707
456 | 1015.0166 | 90.3827 | 1015.0166 | 90.3827
457 | 982.1727 | 81.1071 | 982.1727 | 81.1071
458 | 963.7395 | 83.159 | 963.7395 | 83.159
459 | 973.1608 | 85.2894 | 973.1608 | 85.2894
460 | 971.3203 | 99.8978 | 971.3203 | 99.8978
461 | 983.076 | 112.7501 | 983.076 | 112.7501
462 | 972.2737 | 105.5607 | 972.2737 | 105.5607
463 | 940.7878 | 100.0086 | 940.7878 | 100.0086
464 | 904.9651 | 86.0214 | 904.9651 | 86.0214
465 | 904.8916 | 80.0784 | 904.8916 | 80.0784
466 | 910.9417 | 53.5601 | 910.9417 | 53.5601
467 | 875.1239 | 39.7036 | 875.1239 | 39.7036
468 | 834.5667 | 39.4542 | 834.5667 | 39.4542
469 | 785.8763 | 31.062 | 785.8763 | 31.062
470 | 757.7581 | 32.9667 | 757.7581 | 32.9667
471 | 737.3031 | 41.1778 | 737.3031 | 41.1778
472 | 719.5815 | 56.3388 | 719.5815 | 56.3388
473 | 710.9998 | 121.8404 | 710.9998 | 121.8404
474 | 727.9465 | 130.5725 | 727.9465 | 130.5725
475 | 771.6743 | 134.0454 | 771.6743 | 134.0454
476 | 863.1938 | 125.833 | 863.1938 | 125.833
477 | 945.3296 | 123.3787 | 945.3296 | 123.3787
478 | 1002.5923 | 107.387 | 1002.5923 | 107.387
479 | 1086.283 | 104.9332 | 1086.283 | 104.9332
480 | 1095.0349 | 99.3736 | 1095.0349 | 99.3736
481 | 1036.171 | 90.9259 | 1036.171 | 90.9259
482 | 1033.9522 | 93.2852 | 1033.9522 | 93.2852
483 | 1046.7951 | 95.4092 | 1046.7951 | 95.4092
484 | 1033.9501 | 110.253 | 1033.9501 | 110.253
485 | 1038.9793 | 123.7361 | 1038.9793 | 123.7361
486 | 1028.2926 | 116.622 | 1028.2926 | 116.622
487 | 973.046 | 110.4534 | 973.046 | 110.4534
488 | 935.0623 | 95.3982 | 935.0623 | 95.3982
489 | 929.3578 | 88.2831 | 929.3578 | 88.2831
490 | 936.1605 | 60.7208 | 936.1605 | 60.7208
491 | 893.4214 | 45.9468 | 893.4214 | 45.9468
492 | 833.6609 | 44.9545 | 833.6609 | 44.9545
493 | 785.8261 | 36.1604 | 785.8261 | 36.1604
494 | 758.9515 | 37.8361 | 758.9515 | 37.8361
495 | 741.4146 | 45.9367 | 741.4146 | 45.9367
496 | 719.4082 | 60.8462 | 719.4082 | 60.8462
497 | 712.2862 | 125.9556 | 712.2862 | 125.9556
498 | 726.9096 | 134.1241 | 726.9096 | 134.1241
499 | 766.0948 | 137.0926 | 766.0948 | 137.0926
500 | 852.2764 | 128.4446 | 852.2764 | 128.4446
501 | 930.5051 | 125.7806 | 930.5051 | 125.7806
502 | 996.8466 | 109.6848 | 996.8466 | 109.6848
503 | 1067.136 | 106.8819 | 1067.136 | 106.8819
504 | 1083.9284 | 100.5441 | 1083.9284 | 100.5441
505 | 1029.2109 | 91.1805 | 1029.2109 | 91.1805
506 | 1018.3869 | 92.7664 | 1018.3869 | 92.7664
507 | 1021.3975 | 94.1442 | 1021.3975 | 94.1442
508 | 1017.9608 | 107.2411 | 1017.9608 | 107.2411
509 | 1014.8113 | 119.6097 | 1014.8113 | 119.6097
510 | 1005.6878 | 111.9945 | 1005.6878 | 111.9945
511 | 961.2244 | 105.432 | 961.2244 | 105.432
512 | 931.1107 | 90.1798 | 931.1107 | 90.1798
513 | 930.7388 | 83.4041 | 930.7388 | 83.4041
514 | 930.674 | 56.7497 | 930.674 | 56.7497
515 | 891.5311 | 43.3512 | 891.5311 | 43.3512
516 | 832.0063 | 43.4733 | 832.0063 | 43.4733
517 | 785.2992 | 35.2477 | 785.2992 | 35.2477
518 | 760.2299 | 37.0531 | 760.2299 | 37.0531
519 | 739.2305 | 45.0913 | 739.2305 | 45.0913
520 | 723.1888 | 59.8711 | 723.1888 | 59.8711
521 | 718.0276 | 124.8571 | 718.0276 | 124.8571
522 | 733.4081 | 132.6525 | 733.4081 | 132.6525
523 | 776.2179 | 135.083 | 776.2179 | 135.083
524 | 860.1068 | 125.8618 | 860.1068 | 125.8618
525 | 936.1178 | 122.2755 | 936.1178 | 122.2755
526 | 1000.6654 | 105.0412 | 1000.6654 | 105.0412
527 | 1073.4108 | 101.2487 | 1073.4108 | 101.2487
528 | 1065.8234 | 93.6236 | 1065.8234 | 93.6236
529 | 1014.8502 | 82.9389 | 1014.8502 | 82.9389
530 | 996.5798 | 83.6217 | 996.5798 | 83.6217
531 | 1016.5815 | 84.2918 | 1016.5815 | 84.2918
532 | 1015.7859 | 97.5889 | 1015.7859 | 97.5889
533 | 1016.3233 | 109.9335 | 1016.3233 | 109.9335
534 | 986.4589 | 102.3807 | 986.4589 | 102.3807
535 | 948.9977 | 96.2697 | 948.9977 | 96.2697
536 | 921.9564 | 81.6228 | 921.9564 | 81.6228
537 | 921.0882 | 75.5949 | 921.0882 | 75.5949
538 | 923.5793 | 48.8797 | 923.5793 | 48.8797
539 | 886.1331 | 35.044 | 886.1331 | 35.044
540 | 830.399 | 35.7106 | 830.399 | 35.7106
541 | 781.8078 | 28.1958 | 781.8078 | 28.1958
542 | 753.243 | 30.677 | 753.243 | 30.677
543 | 736.7129 | 39.2756 | 736.7129 | 39.2756
544 | 716.6425 | 54.5726 | 716.6425 | 54.5726
545 | 704.1423 | 120.023 | 704.1423 | 120.023
546 | 716.8904 | 128.4317 | 716.8904 | 128.4317
547 | 754.0752 | 131.7365 | 754.0752 | 131.7365
548 | 832.5097 | 123.0677 | 832.5097 | 123.0677
549 | 902.1297 | 119.7055 | 902.1297 | 119.7055
550 | 975.8519 | 102.6217 | 975.8519 | 102.6217
551 | 1038.524 | 98.8549 | 1038.524 | 98.8549
552 | 1047.5815 | 91.7678 | 1047.5815 | 91.7678
553 | 1002.272 | 82.3033 | 1002.272 | 82.3033
554 | 991.3522 | 83.9548 | 991.3522 | 83.9548
555 | 999.4678 | 85.8258 | 999.4678 | 85.8258
556 | 994.7921 | 100.1316 | 994.7921 | 100.1316
557 | 999.2085 | 112.7068 | 999.2085 | 112.7068
558 | 975.2031 | 105.066 | 975.2031 | 105.066
559 | 947.1553 | 98.9326 | 947.1553 | 98.9326
560 | 908.857 | 84.0903 | 908.857 | 84.0903
561 | 908.1131 | 77.2394 | 908.1131 | 77.2394
562 | 915.2002 | 49.8868 | 915.2002 | 49.8868
563 | 885.1347 | 36.4035 | 885.1347 | 36.4035
564 | 832.5444 | 36.9451 | 832.5444 | 36.9451
565 | 786.9843 | 28.649 | 786.9843 | 28.649
566 | 761.6054 | 30.5937 | 761.6054 | 30.5937
567 | 741.8503 | 38.8529 | 741.8503 | 38.8529
568 | 716.9932 | 54.2283 | 716.9932 | 54.2283
569 | 709.3804 | 120.1799 | 709.3804 | 120.1799
570 | 717.0616 | 129.1907 | 717.0616 | 129.1907
571 | 744.8591 | 132.7052 | 744.8591 | 132.7052
572 | 811.7129 | 124.1421 | 811.7129 | 124.1421
573 | 868.4972 | 120.7863 | 868.4972 | 120.7863
574 | 924.4743 | 103.6962 | 924.4743 | 103.6962
575 | 998.8775 | 100.2624 | 998.8775 | 100.2624
576 | 1012.6332 | 94.0895 | 1012.6332 | 94.0895
577 | 973.776 | 84.7467 | 973.776 | 84.7467
578 | 958.4501 | 85.8298 | 958.4501 | 85.8298
579 | 967.211 | 86.6633 | 967.211 | 86.6633
580 | 973.0097 | 100.3686 | 973.0097 | 100.3686
581 | 972.1054 | 112.6604 | 972.1054 | 112.6604
582 | 947.079 | 104.7985 | 947.079 | 104.7985
583 | 907.5334 | 97.9446 | 907.5334 | 97.9446
584 | 881.1142 | 81.6693 | 881.1142 | 81.6693
585 | 893.3605 | 73.5085 | 893.3605 | 73.5085
586 | 908.0677 | 45.6804 | 908.0677 | 45.6804
587 | 867.6812 | 31.6799 | 867.6812 | 31.6799
588 | 816.2648 | 31.7331 | 816.2648 | 31.7331
589 | 773.881 | 23.208 | 773.881 | 23.208
590 | 750.8442 | 24.975 | 750.8442 | 24.975
591 | 731.2169 | 32.7201 | 731.2169 | 32.7201
592 | 705.1139 | 47.0884 | 705.1139 | 47.0884
593 | 697.1468 | 111.8087 | 697.1468 | 111.8087
594 | 706.9933 | 119.8699 | 706.9933 | 119.8699
595 | 739.2536 | 123.0786 | 739.2536 | 123.0786
596 | 793.9826 | 114.8069 | 793.9826 | 114.8069
597 | 848.1573 | 112.1156 | 848.1573 | 112.1156
598 | 911.3641 | 96.1319 | 911.3641 | 96.1319
599 | 981.7132 | 93.4796 | 981.7132 | 93.4796
600 | 984.4871 | 86.9833 | 984.4871 | 86.9833
601 | 953.753 | 77.562 | 953.753 | 77.562
602 | 936.2929 | 79.6827 | 936.2929 | 79.6827
603 | 948.2367 | 81.5601 | 948.2367 | 81.5601
604 | 955.1767 | 95.8932 | 955.1767 | 95.8932
605 | 958.8256 | 108.9151 | 958.8256 | 108.9151
606 | 937.0347 | 101.7322 | 937.0347 | 101.7322
607 | 904.0968 | 96.0808 | 904.0968 | 96.0808
608 | 883.2265 | 82.2617 | 883.2265 | 82.2617
609 | 887.8928 | 76.8007 | 887.8928 | 76.8007
610 | 895.9701 | 50.822 | 895.9701 | 50.822
611 | 863.9979 | 37.9599 | 863.9979 | 37.9599
612 | 814.359 | 38.7849 | 814.359 | 38.7849
613 | 765.9605 | 30.6217 | 765.9605 | 30.6217
614 | 740.006 | 32.6481 | 740.006 | 32.6481
615 | 722.9729 | 41.093 | 722.9729 | 41.093
616 | 702.049 | 56.2987 | 702.049 | 56.2987
617 | 691.6275 | 121.4385 | 691.6275 | 121.4385
618 | 704.0205 | 129.2819 | 704.0205 | 129.2819
619 | 739.8113 | 131.5539 | 739.8113 | 131.5539
620 | 808.119 | 122.6354 | 808.119 | 122.6354
621 | 873.0228 | 119.7984 | 873.0228 | 119.7984
622 | 931.822 | 103.9428 | 931.822 | 103.9428
623 | 1001.2975 | 101.6362 | 1001.2975 | 101.6362
624 | 1009.1728 | 96.208 | 1009.1728 | 96.208
625 | 963.4058 | 87.9492 | 963.4058 | 87.9492
626 | 954.493 | 90.9314 | 954.493 | 90.9314
627 | 961.1339 | 93.9264 | 961.1339 | 93.9264
628 | 962.3294 | 109.1898 | 962.3294 | 109.1898
629 | 975.6139 | 122.7337 | 975.6139 | 122.7337
630 | 958.3875 | 115.5973 | 958.3875 | 115.5973
631 | 916.819 | 109.6512 | 916.819 | 109.6512
632 | 897.6634 | 94.8858 | 897.6634 | 94.8858
633 | 902.7242 | 88.2431 | 902.7242 | 88.2431
634 | 915.9535 | 61.1131 | 915.9535 | 61.1131
635 | 874.3231 | 46.6674 | 874.3231 | 46.6674
636 | 810.571 | 45.8047 | 810.571 | 45.8047
637 | 766.5867 | 37.0474 | 766.5867 | 37.0474
638 | 740.8677 | 38.7007 | 740.8677 | 38.7007
639 | 725.9856 | 46.4571 | 725.9856 | 46.4571
640 | 707.1809 | 60.9999 | 707.1809 | 60.9999
641 | 698.7538 | 125.8179 | 698.7538 | 125.8179
642 | 711.2701 | 133.735 | 711.2701 | 133.735
643 | 755.6622 | 136.3512 | 755.6622 | 136.3512
644 | 842.6862 | 127.5367 | 842.6862 | 127.5367
645 | 930.2571 | 124.8294 | 930.2571 | 124.8294
646 | 994.0167 | 108.8169 | 994.0167 | 108.8169
647 | 1081.3058 | 106.4319 | 1081.3058 | 106.4319
648 | 1082.0394 | 100.8804 | 1082.0394 | 100.8804
649 | 1037.5173 | 92.5191 | 1037.5173 | 92.5191
650 | 1021.3811 | 95.0465 | 1021.3811 | 95.0465
651 | 1025.7456 | 97.3547 | 1025.7456 | 97.3547
652 | 1026.4759 | 112.2193 | 1026.4759 | 112.2193
653 | 1025.021 | 125.8529 | 1025.021 | 125.8529
654 | 1003.2378 | 118.9102 | 1003.2378 | 118.9102
655 | 958.8693 | 112.8073 | 958.8693 | 112.8073
656 | 937.8834 | 97.5967 | 937.8834 | 97.5967
657 | 942.8837 | 90.1838 | 942.8837 | 90.1838
658 | 936.9239 | 62.2692 | 936.9239 | 62.2692
659 | 883.9233 | 47.1638 | 883.9233 | 47.1638
660 | 796.1313 | 45.8528 | 796.1313 | 45.8528
661 | 749.8774 | 36.8056 | 749.8774 | 36.8056
662 | 721.3014 | 38.3741 | 721.3014 | 38.3741
663 | 707.9078 | 46.4027 | 707.9078 | 46.4027
664 | 693.3484 | 61.3362 | 693.3484 | 61.3362
665 | 679.3354 | 126.6617 | 679.3354 | 126.6617
666 | 692.3099 | 135.1104 | 692.3099 | 135.1104
667 | 734.3619 | 138.2134 | 734.3619 | 138.2134
668 | 815.2668 | 129.5719 | 815.2668 | 129.5719
669 | 898.8717 | 126.6772 | 898.8717 | 126.6772
670 | 962.6511 | 110.1635 | 962.6511 | 110.1635
671 | 1033.1222 | 107.2405 | 1033.1222 | 107.2405
672 | 1035.1968 | 101.2422 | 1035.1968 | 101.2422
673 | 986.0831 | 92.4198 | 986.0831 | 92.4198
674 | 979.295 | 94.2699 | 979.295 | 94.2699
675 | 983.0913 | 95.8527 | 983.0913 | 95.8527
676 | 983.9745 | 110.0176 | 983.9745 | 110.0176
677 | 984.0703 | 122.8042 | 984.0703 | 122.8042
678 | 963.9506 | 115.229 | 963.9506 | 115.229
679 | 921.0885 | 108.9467 | 921.0885 | 108.9467
680 | 890.739 | 93.8963 | 890.739 | 93.8963
681 | 900.6542 | 86.9669 | 900.6542 | 86.9669
682 | 903.4281 | 59.6736 | 903.4281 | 59.6736
683 | 860.0346 | 45.5017 | 860.0346 | 45.5017
684 | 800.6197 | 45.2203 | 800.6197 | 45.2203
685 | 755.7481 | 36.7416 | 755.7481 | 36.7416
686 | 726.5475 | 38.7808 | 726.5475 | 38.7808
687 | 713.7794 | 47.2689 | 713.7794 | 47.2689
688 | 690.3361 | 62.1544 | 690.3361 | 62.1544
689 | 677.224 | 127.1549 | 677.224 | 127.1549
690 | 698.5479 | 135.1985 | 698.5479 | 135.1985
691 | 739.7484 | 138.1302 | 739.7484 | 138.1302
692 | 816.6589 | 129.5367 | 816.6589 | 129.5367
693 | 891.3995 | 126.9703 | 891.3995 | 126.9703
694 | 942.4935 | 110.828 | 942.4935 | 110.828
695 | 1011.2298 | 107.7033 | 1011.2298 | 107.7033
696 | 1016.0763 | 101.4152 | 1016.0763 | 101.4152
697 | 969.3247 | 92.6856 | 969.3247 | 92.6856
698 | 958.3535 | 95.0449 | 958.3535 | 95.0449
699 | 965.2116 | 96.9928 | 965.2116 | 96.9928
700 | 960.0982 | 111.0088 | 960.0982 | 111.0088
701 | 959.9184 | 123.7809 | 959.9184 | 123.7809
702 | 947.6403 | 116.116 | 947.6403 | 116.116
703 | 901.7604 | 109.7793 | 901.7604 | 109.7793
704 | 869.5207 | 94.7273 | 869.5207 | 94.7273
705 | 881.5123 | 87.6282 | 881.5123 | 87.6282
706 | 888.2373 | 60.1139 | 888.2373 | 60.1139
707 | 846.7864 | 45.5497 | 846.7864 | 45.5497
708 | 811.1948 | 104.7735 | 811.1948 | 104.7735
709 | 764.6907 | 98.9309 | 764.6907 | 98.9309
710 | 737.926 | 102.0138 | 737.926 | 102.0138
711 | 719.472 | 106.8712 | 719.472 | 106.8712
712 | 704.0275 | 127.6005 | 704.0275 | 127.6005
713 | 690.8435 | 184.8761 | 690.8435 | 184.8761
714 | 709.8027 | 195.8183 | 709.8027 | 195.8183
715 | 748.6648 | 199.2026 | 748.6648 | 199.2026
716 | 823.6719 | 190.1057 | 823.6719 | 190.1057
717 | 891.6003 | 181.9271 | 891.6003 | 181.9271
718 | 955.5302 | 168.312 | 955.5302 | 168.312
719 | 1017.7974 | 165.4662 | 1017.7974 | 165.4662
720 | 1035.1486 | 154.3504 | 1035.1486 | 154.3504
721 | 988.9407 | 146.0146 | 988.9407 | 146.0146
722 | 984.5541 | 145.9327 | 984.5541 | 145.9327
723 | 986.023 | 146.6625 | 986.023 | 146.6625
724 | 986.1498 | 153.8833 | 986.1498 | 153.8833
725 | 1001.6377 | 162.3843 | 1001.6377 | 162.3843
726 | 989.9908 | 154.3627 | 989.9908 | 154.3627
727 | 931.2899 | 148.5436 | 931.2899 | 148.5436
728 | 894.6325 | 140.6342 | 894.6325 | 140.6342
729 | 910.1296 | 130.8725 | 910.1296 | 130.8725
730 | 911.5358 | 111.4168 | 911.5358 | 111.4168
731 | 866.0669 | 96.2878 | 866.0669 | 96.2878
732 | 812.0387 | 98.6452 | 812.0387 | 98.6452
733 | 762.1519 | 94.8214 | 762.1519 | 94.8214
734 | 735.9073 | 100.11 | 735.9073 | 100.11
735 | 728.6627 | 106.0881 | 728.6627 | 106.0881
736 | 707.2596 | 127.4424 | 707.2596 | 127.4424
737 | 696.2317 | 185.5946 | 696.2317 | 185.5946
738 | 703.9603 | 197.3054 | 703.9603 | 197.3054
739 | 733.5058 | 200.9772 | 733.5058 | 200.9772
740 | 795.6085 | 192.3185 | 795.6085 | 192.3185
741 | 869.6601 | 184.4129 | 869.6601 | 184.4129
742 | 939.099 | 170.8697 | 939.099 | 170.8697
743 | 1000.3886 | 166.9318 | 1000.3886 | 166.9318
744 | 1024.0544 | 153.8259 | 1024.0544 | 153.8259
745 | 975.726 | 144.6424 | 975.726 | 144.6424
746 | 964.5235 | 144.7257 | 964.5235 | 144.7257
747 | 960.7442 | 148.2934 | 960.7442 | 148.2934
748 | 963.6168 | 159.7888 | 963.6168 | 159.7888
749 | 977.8086 | 172.3561 | 977.8086 | 172.3561
750 | 954.617 | 166.0804 | 954.617 | 166.0804
751 | 915.2696 | 159.5715 | 915.2696 | 159.5715
752 | 899.313 | 150.5414 | 899.313 | 150.5414
753 | 909.4698 | 139.7092 | 909.4698 | 139.7092
754 | 903.2283 | 118.3281 | 903.2283 | 118.3281
755 | 860.0992 | 100.9361 | 860.0992 | 100.9361
756 | 807.3725 | 101.4471 | 807.3725 | 101.4471
757 | 762.456 | 96.3014 | 762.456 | 96.3014
758 | 732.9865 | 99.5999 | 732.9865 | 99.5999
759 | 724.2352 | 104.601 | 724.2352 | 104.601
760 | 711.2455 | 125.4811 | 711.2455 | 125.4811
761 | 693.1531 | 183.0154 | 693.1531 | 183.0154
762 | 701.4247 | 194.5897 | 701.4247 | 194.5897
763 | 734.1931 | 198.398 | 734.1931 | 198.398
764 | 793.288 | 189.9333 | 793.288 | 189.9333
765 | 851.1973 | 182.1786 | 851.1973 | 182.1786
766 | 907.5686 | 169.4112 | 907.5686 | 169.4112
767 | 974.9378 | 166.5941 | 974.9378 | 166.5941
768 | 989.0965 | 154.7024 | 989.0965 | 154.7024
769 | 959.8868 | 146.3092 | 959.8868 | 146.3092
770 | 942.8352 | 148.2101 | 942.8352 | 148.2101
771 | 941.6666 | 152.3669 | 941.6666 | 152.3669
772 | 946.15 | 162.8422 | 946.15 | 162.8422
773 | 964.4727 | 174.2672 | 964.4727 | 174.2672
774 | 953.3568 | 167.934 | 953.3568 | 167.934
775 | 918.6702 | 161.6909 | 918.6702 | 161.6909
776 | 904.1675 | 152.7327 | 904.1675 | 152.7327
777 | 924.9724 | 141.9436 | 924.9724 | 141.9436
778 | 913.1953 | 120.7923 | 913.1953 | 120.7923
779 | 864.5255 | 103.7811 | 864.5255 | 103.7811
780 | 808.496 | 104.4861 | 808.496 | 104.4861
781 | 765.4139 | 99.3332 | 765.4139 | 99.3332
782 | 739.929 | 102.9047 | 739.929 | 102.9047
783 | 729.2434 | 108.15 | 729.2434 | 108.15
784 | 711.3994 | 129.1164 | 711.3994 | 129.1164
785 | 698.3336 | 186.7153 | 698.3336 | 186.7153
786 | 705.2209 | 198.2609 | 705.2209 | 198.2609
787 | 737.8623 | 202.3422 | 737.8623 | 202.3422
788 | 809.2078 | 194.0787 | 809.2078 | 194.0787
789 | 876.0322 | 186.6185 | 876.0322 | 186.6185
790 | 929.973 | 174.0452 | 929.973 | 174.0452
791 | 1000.4751 | 170.3228 | 1000.4751 | 170.3228
792 | 1022.6778 | 157.9138 | 1022.6778 | 157.9138
793 | 973.1439 | 148.7518 | 973.1439 | 148.7518
794 | 967.1192 | 149.3883 | 967.1192 | 149.3883
795 | 968.6543 | 152.0149 | 968.6543 | 152.0149
796 | 971.2334 | 160.2989 | 971.2334 | 160.2989
797 | 988.5162 | 170.9193 | 988.5162 | 170.9193
798 | 969.7523 | 164.1334 | 969.7523 | 164.1334
799 | 924.3078 | 158.3502 | 924.3078 | 158.3502
800 | 905.0222 | 150.8504 | 905.0222 | 150.8504
801 | 922.8244 | 141.0599 | 922.8244 | 141.0599
802 | 910.4709 | 119.8727 | 910.4709 | 119.8727
803 | 864.7769 | 102.1861 | 864.7769 | 102.1861
804 | 802.3535 | 102.2446 | 802.3535 | 102.2446
805 | 762.5384 | 96.833 | 762.5384 | 96.833
806 | 736.2818 | 99.8657 | 736.2818 | 99.8657
807 | 725.7942 | 104.5507 | 725.7942 | 104.5507
808 | 712.9977 | 125.2368 | 712.9977 | 125.2368
809 | 703.2464 | 182.7352 | 703.2464 | 182.7352
810 | 710.825 | 194.094 | 710.825 | 194.094
811 | 756.3184 | 197.8951 | 756.3184 | 197.8951
812 | 845.3539 | 189.4879 | 845.3539 | 189.4879
813 | 919.3811 | 181.92 | 919.3811 | 181.92
814 | 987.6712 | 169.4472 | 987.6712 | 169.4472
815 | 1064.477 | 167.1832 | 1064.477 | 167.1832
816 | 1074.318 | 155.9813 | 1074.318 | 155.9813
817 | 1011.5069 | 147.588 | 1011.5069 | 147.588
818 | 999.6072 | 149.4243 | 999.6072 | 149.4243
819 | 1012.0317 | 153.5523 | 1012.0317 | 153.5523
820 | 1012.7883 | 163.1655 | 1012.7883 | 163.1655
821 | 1016.7149 | 173.8289 | 1016.7149 | 173.8289
822 | 1004.9834 | 166.5977 | 1004.9834 | 166.5977
823 | 935.8869 | 159.9164 | 935.8869 | 159.9164
824 | 915.8994 | 150.6636 | 915.8994 | 150.6636
825 | 941.1405 | 139.7308 | 941.1405 | 139.7308
826 | 925.0988 | 118.558 | 925.0988 | 118.558
827 | 874.217 | 101.5108 | 874.217 | 101.5108
828 | 803.9287 | 102.0219 | 803.9287 | 102.0219
829 | 761.6333 | 96.6606 | 761.6333 | 96.6606
830 | 739.0256 | 100.0022 | 739.0256 | 100.0022
831 | 728.756 | 104.9745 | 728.756 | 104.9745
832 | 716.7268 | 125.9121 | 716.7268 | 125.9121
833 | 703.6018 | 183.4465 | 703.6018 | 183.4465
834 | 714.5368 | 194.8196 | 714.5368 | 194.8196
835 | 758.5399 | 198.2974 | 758.5399 | 198.2974
836 | 849.3158 | 189.4807 | 849.3158 | 189.4807
837 | 930.5382 | 181.3811 | 930.5382 | 181.3811
838 | 995.9212 | 168.6928 | 995.9212 | 168.6928
839 | 1056.0689 | 165.847 | 1056.0689 | 165.847
840 | 1061.2814 | 153.2153 | 1061.2814 | 153.2153
841 | 1007.6958 | 144.4628 | 1007.6958 | 144.4628
842 | 996.6033 | 145.9686 | 996.6033 | 145.9686
843 | 1000.8072 | 149.6656 | 1000.8072 | 149.6656
844 | 996.4358 | 159.1279 | 996.4358 | 159.1279
845 | 1000.5791 | 168.8645 | 1000.5791 | 168.8645
846 | 986.8478 | 161.6836 | 986.8478 | 161.6836
847 | 942.6043 | 155.3831 | 942.6043 | 155.3831
848 | 909.1718 | 146.6547 | 909.1718 | 146.6547
849 | 935.6992 | 136.0596 | 935.6992 | 136.0596
850 | 927.1824 | 114.9084 | 927.1824 | 114.9084
851 | 872.9668 | 98.1414 | 872.9668 | 98.1414
852 | 808.6452 | 98.947 | 808.6452 | 98.947
853 | 763.847 | 93.4636 | 763.847 | 93.4636
854 | 736.7682 | 96.5753 | 736.7682 | 96.5753
855 | 726.9469 | 101.6051 | 726.9469 | 101.6051
856 | 713.726 | 122.6935 | 713.726 | 122.6935
857 | 703.8162 | 180.6877 | 703.8162 | 180.6877
858 | 714.682 | 192.2045 | 714.682 | 192.2045
859 | 755.9315 | 195.6751 | 755.9315 | 195.6751
860 | 848.1851 | 186.3124 | 848.1851 | 186.3124
861 | 903.9733 | 175.9641 | 903.9733 | 175.9641
862 | 970.2215 | 160.8547 | 970.2215 | 160.8547
863 | 1024.8445 | 155.832 | 1024.8445 | 155.832
864 | 1037.3536 | 140.6139 | 1037.3536 | 140.6139
865 | 1000.1976 | 127.3353 | 1000.1976 | 127.3353
866 | 976.492 | 126.5134 | 976.492 | 126.5134
867 | 981.6904 | 130.6989 | 981.6904 | 130.6989
868 | 983.8998 | 142.2806 | 983.8998 | 142.2806
869 | 984.2261 | 153.6122 | 984.2261 | 153.6122
870 | 974.4703 | 144.204 | 974.4703 | 144.204
871 | 924.8376 | 134.297 | 924.8376 | 134.297
872 | 904.3181 | 121.5239 | 904.3181 | 121.5239
873 | 921.6603 | 107.8538 | 921.6603 | 107.8538
874 | 917.2106 | 85.3448 | 917.2106 | 85.3448
875 | 863.5729 | 70.9773 | 863.5729 | 70.9773
876 | 802.3336 | 72.5157 | 802.3336 | 72.5157
877 | 759.2764 | 65.5093 | 759.2764 | 65.5093
878 | 733.0443 | 69.1095 | 733.0443 | 69.1095
879 | 720.8794 | 74.4411 | 720.8794 | 74.4411
880 | 708.1642 | 94.9332 | 708.1642 | 94.9332
881 | 689.1056 | 152.5178 | 689.1056 | 152.5178
882 | 700.1702 | 166.4989 | 700.1702 | 166.4989
883 | 742.3877 | 175.1494 | 742.3877 | 175.1494
884 | 822.1526 | 170.3488 | 822.1526 | 170.3488
885 | 890.6603 | 160.1083 | 890.6603 | 160.1083
886 | 956.2231 | 145.394 | 956.2231 | 145.394
887 | 1017.1709 | 137.555 | 1017.1709 | 137.555
888 | 1036.7538 | 119.0609 | 1036.7538 | 119.0609
889 | 979.0556 | 101.2489 | 979.0556 | 101.2489
890 | 974.1822 | 94.737 | 974.1822 | 94.737
891 | 969.5071 | 93.0457 | 969.5071 | 93.0457
892 | 978.0884 | 100.6257 | 978.0884 | 100.6257
893 | 982.124 | 109.1482 | 982.124 | 109.1482
894 | 971.0416 | 101.4931 | 971.0416 | 101.4931
895 | 926.306 | 96.0619 | 926.306 | 96.0619
896 | 906.8987 | 90.1354 | 906.8987 | 90.1354
897 | 929.9447 | 86.4947 | 929.9447 | 86.4947
898 | 912.9412 | 76.3859 | 912.9412 | 76.3859
899 | 861.8448 | 69.2028 | 861.8448 | 69.2028
900 | 803.9176 | 76.151 | 803.9176 | 76.151
901 | 763.4513 | 74.0946 | 763.4513 | 74.0946
902 | 737.6764 | 79.9794 | 737.6764 | 79.9794
903 | 727.3213 | 86.9562 | 727.3213 | 86.9562
904 | 711.7951 | 108.9427 | 711.7951 | 108.9427
905 | 694.739 | 167.1524 | 694.739 | 167.1524
906 | 705.2905 | 178.8991 | 705.2905 | 178.8991
907 | 739.0217 | 182.6283 | 739.0217 | 182.6283
908 | 804.1623 | 173.4596 | 804.1623 | 173.4596
909 | 858.2355 | 164.7853 | 858.2355 | 164.7853
910 | 923.7891 | 151.4935 | 923.7891 | 151.4935
911 | 977.796 | 148.741 | 977.796 | 148.741
912 | 995.7941 | 137.733 | 995.7941 | 137.733
913 | 962.9253 | 130.1085 | 962.9253 | 130.1085
914 | 955.2097 | 131.0467 | 955.2097 | 131.0467
915 | 956.745 | 130.2607 | 956.745 | 130.2607
916 | 968.0775 | 132.6535 | 968.0775 | 132.6535
917 | 967.193 | 134.3006 | 967.193 | 134.3006
918 | 956.7958 | 120.2945 | 956.7958 | 120.2945
919 | 920.2454 | 110.4952 | 920.2454 | 110.4952
920 | 896.7527 | 101.5945 | 896.7527 | 101.5945
921 | 918.3158 | 93.1187 | 918.3158 | 93.1187
922 | 909.8435 | 74.5179 | 909.8435 | 74.5179
923 | 860.0779 | 58.8717 | 860.0779 | 58.8717
924 | 800.9976 | 59.6989 | 800.9976 | 59.6989
925 | 763.814 | 54.7974 | 763.814 | 54.7974
926 | 733.2851 | 58.8072 | 733.2851 | 58.8072
927 | 722.171 | 64.5482 | 722.171 | 64.5482
928 | 712.4978 | 86.6712 | 712.4978 | 86.6712
929 | 693.1515 | 145.901 | 693.1515 | 145.901
930 | 696.3965 | 159.6882 | 696.3965 | 159.6882
931 | 731.5343 | 166.7078 | 731.5343 | 166.7078
932 | 784.1522 | 162.3239 | 784.1522 | 162.3239
933 | 849.8224 | 157.2561 | 849.8224 | 157.2561
934 | 906.718 | 145.7029 | 906.718 | 145.7029
935 | 966.3968 | 141.9087 | 966.3968 | 141.9087
936 | 983.3098 | 125.5268 | 983.3098 | 125.5268
937 | 952.8574 | 110.5598 | 952.8574 | 110.5598
938 | 947.4057 | 110.4851 | 947.4057 | 110.4851
939 | 942.8902 | 115.0658 | 942.8902 | 115.0658
940 | 953.2994 | 126.0439 | 953.2994 | 126.0439
941 | 964.2438 | 137.5264 | 964.2438 | 137.5264
942 | 953.2494 | 129.7779 | 953.2494 | 129.7779
943 | 914.1945 | 122.4069 | 914.1945 | 122.4069
944 | 905.227 | 115.1298 | 905.227 | 115.1298
945 | 928.0061 | 108.6513 | 928.0061 | 108.6513
946 | 911.771 | 92.6081 | 911.771 | 92.6081
947 | 857.1529 | 79.7853 | 857.1529 | 79.7853
948 | 801.6434 | 83.7449 | 801.6434 | 83.7449
949 | 760.1319 | 81.3292 | 760.1319 | 81.3292
950 | 740.1413 | 86.9123 | 740.1413 | 86.9123
951 | 727.8849 | 93.7957 | 727.8849 | 93.7957
952 | 718.1629 | 116.2276 | 718.1629 | 116.2276
953 | 706.408 | 175.1342 | 706.408 | 175.1342
954 | 709.5199 | 187.8005 | 709.5199 | 187.8005
955 | 745.3806 | 192.6864 | 745.3806 | 192.6864
956 | 811.2937 | 185.1629 | 811.2937 | 185.1629
957 | 883.7475 | 178.5002 | 883.7475 | 178.5002
958 | 942.6038 | 166.6453 | 942.6038 | 166.6453
959 | 1006.1599 | 164.1658 | 1006.1599 | 164.1658
960 | 1016.5805 | 151.4264 | 1016.5805 | 151.4264
961 | 980.7535 | 142.602 | 980.7535 | 142.602
962 | 973.3548 | 144.4383 | 973.3548 | 144.4383
963 | 977.4988 | 147.9845 | 977.4988 | 147.9845
964 | 990.0696 | 157.806 | 990.0696 | 157.806
965 | 1000.8463 | 168.922 | 1000.8463 | 168.922
966 | 981.4536 | 161.6405 | 981.4536 | 161.6405
967 | 936.0864 | 154.8227 | 936.0864 | 154.8227
968 | 920.2233 | 145.6345 | 920.2233 | 145.6345
969 | 935.6502 | 134.9532 | 935.6502 | 134.9532
970 | 925.0552 | 113.529 | 925.0552 | 113.529
971 | 869.421 | 95.5981 | 869.421 | 95.5981
972 | 805.7898 | 95.2183 | 805.7898 | 95.2183
973 | 762.8793 | 89.3254 | 762.8793 | 89.3254
974 | 735.6276 | 91.8408 | 735.6276 | 91.8408
975 | 722.7497 | 95.8935 | 722.7497 | 95.8935
976 | 717.0571 | 116.2133 | 717.0571 | 116.2133
977 | 701.601 | 173.9344 | 701.601 | 173.9344
978 | 710.5497 | 185.8248 | 710.5497 | 185.8248
979 | 754.2839 | 189.7768 | 754.2839 | 189.7768
980 | 846.3958 | 181.5492 | 846.3958 | 181.5492
981 | 920.734 | 173.4209 | 920.734 | 173.4209
982 | 982.7563 | 160.711 | 982.7563 | 160.711
983 | 1046.8757 | 158.1813 | 1046.8757 | 158.1813
984 | 1068.3881 | 147.1732 | 1068.3881 | 147.1732
985 | 1008.6832 | 139.1967 | 1008.6832 | 139.1967
986 | 994.7255 | 141.191 | 994.7255 | 141.191
987 | 1004.7118 | 145.6424 | 1004.7118 | 145.6424
988 | 999.2987 | 156.7858 | 999.2987 | 156.7858
989 | 1004.2254 | 169.3818 | 1004.2254 | 169.3818
990 | 988.5364 | 163.4366 | 988.5364 | 163.4366
991 | 934.0739 | 157.5312 | 934.0739 | 157.5312
992 | 909.9635 | 148.9537 | 909.9635 | 148.9537
993 | 945.1465 | 138.1358 | 945.1465 | 138.1358
994 | 928.3005 | 116.726 | 928.3005 | 116.726
995 | 867.042 | 99.2262 | 867.042 | 99.2262
996 | 803.8201 | 99.3924 | 803.8201 | 99.3924
997 | 760.7679 | 94.2898 | 760.7679 | 94.2898
998 | 732.2538 | 97.7607 | 732.2538 | 97.7607
999 | 720.5908 | 102.4025 | 720.5908 | 102.4025
1000 | 716.3764 | 123.4407 | 716.3764 | 123.4407
1001 | 704.1109 | 181.0972 | 704.1109 | 181.0972
1002 | 714.724 | 192.5925 | 714.724 | 192.5925
1003 | 765.5356 | 196.1493 | 765.5356 | 196.1493
1004 | 853.0856 | 187.6128 | 853.0856 | 187.6128
1005 | 929.1418 | 180.1526 | 929.1418 | 180.1526
1006 | 979.6068 | 167.6942 | 979.6068 | 167.6942
1007 | 1044.756 | 165.5093 | 1044.756 | 165.5093
1008 | 1062.9557 | 153.6966 | 1062.9557 | 153.6966
1009 | 1010.4864 | 144.2042 | 1010.4864 | 144.2042
1010 | 1005.7909 | 144.0073 | 1005.7909 | 144.0073
1011 | 1007.5897 | 146.4901 | 1007.5897 | 146.4901
1012 | 1020.116 | 157.2671 | 1020.116 | 157.2671
1013 | 1022.5132 | 169.5471 | 1022.5132 | 169.5471
1014 | 1008.9955 | 163.3719 | 1008.9955 | 163.3719
1015 | 962.2887 | 157.4306 | 962.2887 | 157.4306
1016 | 946.6102 | 148.5801 | 946.6102 | 148.5801
1017 | 958.7284 | 136.3901 | 958.7284 | 136.3901
1018 | 928.8311 | 113.1051 | 928.8311 | 113.1051
1019 | 869.7568 | 95.9932 | 869.7568 | 95.9932
1020 | 810.624 | 96.2169 | 810.624 | 96.2169
1021 | 768.4151 | 90.8628 | 768.4151 | 90.8628
1022 | 741.5727 | 94.2332 | 741.5727 | 94.2332
1023 | 726.5728 | 100.1467 | 726.5728 | 100.1467
1024 | 722.8169 | 122.8229 | 722.8169 | 122.8229
1025 | 723.6901 | 182.5484 | 723.6901 | 182.5484
1026 | 727.2594 | 196.0841 | 727.2594 | 196.0841
1027 | 766.5918 | 201.7315 | 766.5918 | 201.7315
1028 | 850.7792 | 194.5385 | 850.7792 | 194.5385
1029 | 933.4631 | 181.8625 | 933.4631 | 181.8625
1030 | 1010.38 | 162.6795 | 1010.38 | 162.6795
1031 | 1082.1359 | 154.7615 | 1082.1359 | 154.7615
1032 | 1084.3245 | 137.345 | 1084.3245 | 137.345
1033 | 1035.292 | 123.6138 | 1035.292 | 123.6138
1034 | 1026.5488 | 121.6352 | 1026.5488 | 121.6352
1035 | 1032.5886 | 123.2416 | 1032.5886 | 123.2416
1036 | 1026.9902 | 132.0429 | 1026.9902 | 132.0429
1037 | 1025.9168 | 143.0655 | 1025.9168 | 143.0655
1038 | 1006.2953 | 137.1706 | 1006.2953 | 137.1706
1039 | 951.6419 | 132.8098 | 951.6419 | 132.8098
1040 | 929.8375 | 126.2943 | 929.8375 | 126.2943
1041 | 954.2699 | 118.8028 | 954.2699 | 118.8028
1042 | 927.7936 | 101.4808 | 927.7936 | 101.4808
1043 | 868.7126 | 91.424 | 868.7126 | 91.424
1044 | 812.865 | 96.7917 | 812.865 | 96.7917
1045 | 767.4826 | 94.1245 | 767.4826 | 94.1245
1046 | 743.7491 | 97.6458 | 743.7491 | 97.6458
1047 | 729.0128 | 102.0505 | 729.0128 | 102.0505
1048 | 722.8811 | 122.8157 | 722.8811 | 122.8157
1049 | 711.1218 | 180.5368 | 711.1218 | 180.5368
1050 | 716.2918 | 192.2907 | 716.2918 | 192.2907
1051 | 757.4201 | 196.4654 | 757.4201 | 196.4654
1052 | 833.0015 | 187.9792 | 833.0015 | 187.9792
1053 | 910.7864 | 179.9443 | 910.7864 | 179.9443
1054 | 973.4498 | 167.0117 | 973.4498 | 167.0117
1055 | 1028.9527 | 163.8569 | 1028.9527 | 163.8569
1056 | 1044.6294 | 151.1677 | 1044.6294 | 151.1677
1057 | 1002.1862 | 139.4337 | 1002.1862 | 139.4337
1058 | 985.1473 | 135.2136 | 985.1473 | 135.2136
1059 | 987.8742 | 126.0506 | 987.8742 | 126.0506
1060 | 994.6716 | 130.3761 | 994.6716 | 130.3761
1061 | 996.5288 | 137.8641 | 996.5288 | 137.8641
1062 | 987.3335 | 128.9229 | 987.3335 | 128.9229
1063 | 949.2853 | 123.4917 | 949.2853 | 123.4917
1064 | 931.7552 | 117.7952 | 931.7552 | 117.7952
1065 | 951.3259 | 111.3095 | 951.3259 | 111.3095
1066 | 939.7512 | 95.173 | 939.7512 | 95.173
1067 | 871.4986 | 82.3717 | 871.4986 | 82.3717
1068 | 819.5027 | 84.3915 | 819.5027 | 84.3915
1069 | 776.1517 | 80.3018 | 776.1517 | 80.3018
1070 | 746.9585 | 83.2196 | 746.9585 | 83.2196
1071 | 732.3384 | 87.4735 | 732.3384 | 87.4735
1072 | 725.5294 | 107.7142 | 725.5294 | 107.7142
1073 | 712.2653 | 164.6378 | 712.2653 | 164.6378
1074 | 714.7239 | 175.0627 | 714.7239 | 175.0627
1075 | 750.4166 | 178.21 | 750.4166 | 178.21
1076 | 817.5002 | 169.1346 | 817.5002 | 169.1346
1077 | 885.2772 | 156.0132 | 885.2772 | 156.0132
1078 | 945.9086 | 138.77 | 945.9086 | 138.77
1079 | 999.5991 | 130.5143 | 999.5991 | 130.5143
1080 | 1014.4932 | 109.7787 | 1014.4932 | 109.7787
1081 | 981.0738 | 89.9551 | 981.0738 | 89.9551
1082 | 972.4175 | 86.5971 | 972.4175 | 86.5971
1083 | 966.2816 | 88.4693 | 966.2816 | 88.4693
1084 | 979.9333 | 95.6901 | 979.9333 | 95.6901
1085 | 990.2314 | 105.0962 | 990.2314 | 105.0962
1086 | 970.4332 | 97.6495 | 970.4332 | 97.6495
1087 | 942.4018 | 91.6076 | 942.4018 | 91.6076
1088 | 935.3853 | 84.0287 | 935.3853 | 84.0287
1089 | 952.7676 | 76.6881 | 952.7676 | 76.6881
1090 | 918.5826 | 62.6063 | 918.5826 | 62.6063
1091 | 858.5638 | 51.946 | 858.5638 | 51.946
1092 | 805.3763 | 54.5477 | 805.3763 | 54.5477
1093 | 762.2125 | 51.6722 | 762.2125 | 51.6722
1094 | 739.4316 | 58.1821 | 739.4316 | 58.1821
1095 | 727.7977 | 64.9721 | 727.7977 | 64.9721
1096 | 725.5591 | 86.6999 | 725.5591 | 86.6999
1097 | 718.7986 | 145.1539 | 718.7986 | 145.1539
1098 | 717.3106 | 157.3748 | 717.3106 | 157.3748
1099 | 753.5523 | 161.3196 | 753.5523 | 161.3196
1100 | 824.6122 | 152.1436 | 824.6122 | 152.1436
1101 | 885.1775 | 142.6359 | 885.1775 | 142.6359
1102 | 951.8024 | 127.584 | 951.8024 | 127.584
1103 | 1020.1189 | 122.2164 | 1020.1189 | 122.2164
1104 | 1037.8218 | 107.5803 | 1037.8218 | 107.5803
1105 | 998.6911 | 95.4871 | 998.6911 | 95.4871
1106 | 985.6463 | 92.086 | 985.6463 | 92.086
1107 | 988.136 | 91.1275 | 988.136 | 91.1275
1108 | 1005.8147 | 99.4044 | 1005.8147 | 99.4044
1109 | 1023.0764 | 110.0678 | 1023.0764 | 110.0678
1110 | 1001.2464 | 102.8509 | 1001.2464 | 102.8509
1111 | 967.7998 | 97.0964 | 967.7998 | 97.0964
1112 | 960.9484 | 89.1871 | 960.9484 | 89.1871
1113 | 968.0859 | 85.1082 | 968.0859 | 85.1082
1114 | 931.1266 | 74.1659 | 931.1266 | 74.1659
1115 | 875.2315 | 64.2312 | 875.2315 | 64.2312
1116 | 818.2031 | 68.55 | 818.2031 | 68.55
1117 | 770.8913 | 65.4159 | 770.8913 | 65.4159
1118 | 745.9545 | 70.6254 | 745.9545 | 70.6254
1119 | 737.0982 | 77.1855 | 737.0982 | 77.1855
1120 | 732.9296 | 99.7324 | 732.9296 | 99.7324
1121 | 726.1865 | 159.0412 | 726.1865 | 159.0412
1122 | 730.8797 | 172.699 | 730.8797 | 172.699
1123 | 773.9334 | 178.8853 | 773.9334 | 178.8853
1124 | 851.6542 | 171.8431 | 851.6542 | 171.8431
1125 | 924.9139 | 162.9317 | 924.9139 | 162.9317
1126 | 984.215 | 147.0895 | 984.215 | 147.0895
1127 | 1059.5432 | 140.0911 | 1059.5432 | 140.0911
1128 | 1057.9232 | 118.0982 | 1057.9232 | 118.0982
1129 | 1012.6737 | 102.7361 | 1012.6737 | 102.7361
1130 | 999.9188 | 102.1441 | 999.9188 | 102.1441
1131 | 1003.8521 | 106.3871 | 1003.8521 | 106.3871
1132 | 1003.4776 | 119.226 | 1003.4776 | 119.226
1133 | 1028.7838 | 138.252 | 1028.7838 | 138.252
1134 | 1010.162 | 142.1852 | 1010.162 | 142.1852
1135 | 965.5054 | 145.0089 | 965.5054 | 145.0089
1136 | 958.705 | 141.8412 | 958.705 | 141.8412
1137 | 973.8479 | 134.0767 | 973.8479 | 134.0767
1138 | 934.0014 | 113.4499 | 934.0014 | 113.4499
1139 | 867.0503 | 97.1715 | 867.0503 | 97.1715
1140 | 810.8445 | 98.5662 | 810.8445 | 98.5662
1141 | 767.6945 | 94.534 | 767.6945 | 94.534
1142 | 742.7242 | 98.824 | 742.7242 | 98.824
1143 | 729.0874 | 103.4227 | 729.0874 | 103.4227
1144 | 730.039 | 124.5471 | 730.039 | 124.5471
1145 | 722.1193 | 182.1317 | 722.1193 | 182.1317
1146 | 729.3746 | 191.7232 | 729.3746 | 191.7232
1147 | 789.0805 | 193.5198 | 789.0805 | 193.5198
1148 | 881.4793 | 183.5392 | 881.4793 | 183.5392
1149 | 960.6131 | 174.556 | 960.6131 | 174.556
1150 | 1019.6601 | 160.7397 | 1019.6601 | 160.7397
1151 | 1091.2799 | 156.8665 | 1091.2799 | 156.8665
1152 | 1098.4061 | 144.5078 | 1098.4061 | 144.5078
1153 | 1031.5348 | 135.6117 | 1031.5348 | 135.6117
1154 | 1017.2506 | 137.3761 | 1017.2506 | 137.3761
1155 | 1026.5522 | 140.5127 | 1026.5522 | 140.5127
1156 | 1020.9649 | 149.4793 | 1020.9649 | 149.4793
1157 | 1036.5747 | 160.7678 | 1036.5747 | 160.7678
1158 | 1031.011 | 154.0466 | 1031.011 | 154.0466
1159 | 976.4907 | 147.3079 | 976.4907 | 147.3079
1160 | 961.4025 | 139.3698 | 961.4025 | 139.3698
1161 | 986.5101 | 132.568 | 986.5101 | 132.568
1162 | 944.9638 | 116.4674 | 944.9638 | 116.4674
1163 | 878.8435 | 103.1991 | 878.8435 | 103.1991
1164 | 819.0873 | 106.3828 | 819.0873 | 106.3828
1165 | 773.1869 | 102.8104 | 773.1869 | 102.8104
1166 | 746.5408 | 107.0644 | 746.5408 | 107.0644
1167 | 736.617 | 111.814 | 736.617 | 111.814
1168 | 735.881 | 131.7315 | 735.881 | 131.7315
1169 | 727.5625 | 187.8433 | 727.5625 | 187.8433
1170 | 729.4264 | 197.4204 | 729.4264 | 197.4204
1171 | 792.4293 | 199.8492 | 792.4293 | 199.8492
1172 | 894.5329 | 190.3069 | 894.5329 | 190.3069
1173 | 962.823 | 182.5594 | 962.823 | 182.5594
1174 | 1022.8689 | 169.8998 | 1022.8689 | 169.8998
1175 | 1114.5395 | 166.9102 | 1114.5395 | 166.9102
1176 | 1112.914 | 155.1263 | 1112.914 | 155.1263
1177 | 1044.5805 | 146.4026 | 1044.5805 | 146.4026
1178 | 1025.9722 | 147.8365 | 1025.9722 | 147.8365
1179 | 1037.4843 | 152.0149 | 1037.4843 | 152.0149
1180 | 1040.548 | 162.6554 | 1040.548 | 162.6554
1181 | 1064.8254 | 174.1666 | 1064.8254 | 174.1666
1182 | 1055.6113 | 167.9842 | 1055.6113 | 167.9842
1183 | 1007.6708 | 164.9239 | 1007.6708 | 164.9239
1184 | 1001.7914 | 158.746 | 1001.7914 | 158.746
1185 | 995.7332 | 148.6537 | 995.7332 | 148.6537
1186 | 950.093 | 126.8703 | 950.093 | 126.8703
1187 | 886.9761 | 107.9839 | 886.9761 | 107.9839
1188 | 821.8795 | 106.9 | 821.8795 | 106.9
1189 | 783.2028 | 100.1666 | 783.2028 | 100.1666
1190 | 757.5596 | 101.9851 | 757.5596 | 101.9851
1191 | 741.2516 | 105.2835 | 741.2516 | 105.2835
1192 | 740.0901 | 124.8704 | 740.0901 | 124.8704
1193 | 744.7472 | 181.4708 | 744.7472 | 181.4708
1194 | 745.1101 | 192.2333 | 745.1101 | 192.2333
1195 | 809.5136 | 195.5889 | 809.5136 | 195.5889
1196 | 908.8563 | 187.2248 | 908.8563 | 187.2248
1197 | 983.442 | 180.0233 | 983.442 | 180.0233
1198 | 1041.4136 | 167.0476 | 1041.4136 | 167.0476
1199 | 1117.8811 | 163.6988 | 1117.8811 | 163.6988
1200 | 1117.4068 | 151.4551 | 1117.4068 | 151.4551
1201 | 1047.5373 | 142.7314 | 1047.5373 | 142.7314
1202 | 1035.4051 | 144.2012 | 1035.4051 | 144.2012
1203 | 1050.4266 | 147.7689 | 1050.4266 | 147.7689
1204 | 1052.0792 | 156.7642 | 1052.0792 | 156.7642
1205 | 1069.5132 | 166.1848 | 1069.5132 | 166.1848
1206 | 1050.8608 | 157.1862 | 1050.8608 | 157.1862
1207 | 998.6534 | 149.5709 | 998.6534 | 149.5709
1208 | 985.9098 | 140.6917 | 985.9098 | 140.6917
1209 | 993.3685 | 131.8855 | 993.3685 | 131.8855
1210 | 953.7935 | 114.0031 | 953.7935 | 114.0031
1211 | 894.1513 | 99.5998 | 894.1513 | 99.5998
1212 | 830.1843 | 101.6842 | 830.1843 | 101.6842
1213 | 783.9551 | 97.6377 | 783.9551 | 97.6377
1214 | 757.8752 | 101.9492 | 757.8752 | 101.9492
1215 | 746.8691 | 107.1227 | 746.8691 | 107.1227
1216 | 747.9115 | 128.0531 | 747.9115 | 128.0531
1217 | 750.0314 | 185.5443 | 750.0314 | 185.5443
1218 | 748.2568 | 196.5008 | 748.2568 | 196.5008
1219 | 797.0385 | 199.6337 | 797.0385 | 199.6337
1220 | 883.5651 | 190.4434 | 883.5651 | 190.4434
1221 | 953.7395 | 182.2648 | 953.7395 | 182.2648
1222 | 1001.6725 | 169.7274 | 1001.6725 | 169.7274
1223 | 1085.4087 | 167.4131 | 1085.4087 | 167.4131
1224 | 1094.3516 | 155.895 | 1094.3516 | 155.895
1225 | 1039.7188 | 146.4026 | 1039.7188 | 146.4026
1226 | 1028.6315 | 145.3364 | 1028.6315 | 145.3364
1227 | 1035.0009 | 145.3622 | 1035.0009 | 145.3622
1228 | 1043.8271 | 152.5111 | 1043.8271 | 152.5111
1229 | 1050.5759 | 161.2635 | 1050.5759 | 161.2635
1230 | 1041.2333 | 154.8944 | 1041.2333 | 154.8944
1231 | 992.2291 | 150.354 | 992.2291 | 150.354
1232 | 982.6395 | 143.8313 | 982.6395 | 143.8313
1233 | 987.0126 | 138.0425 | 987.0126 | 138.0425
1234 | 947.534 | 122.2651 | 947.534 | 122.2651
1235 | 881.1406 | 108.3288 | 881.1406 | 108.3288
1236 | 829.3744 | 110.0899 | 829.3744 | 110.0899
1237 | 789.0131 | 105.9141 | 789.0131 | 105.9141
1238 | 764.7376 | 110.0459 | 764.7376 | 110.0459
1239 | 752.0785 | 114.8243 | 752.0785 | 114.8243
1240 | 751.9963 | 135.0219 | 751.9963 | 135.0219
1241 | 747.6841 | 191.7875 | 747.6841 | 191.7875
1242 | 738.4992 | 202.4781 | 738.4992 | 202.4781
1243 | 777.4101 | 205.3165 | 777.4101 | 205.3165
1244 | 852.7548 | 196.2915 | 852.7548 | 196.2915
1245 | 924.5732 | 188.7235 | 924.5732 | 188.7235
1246 | 978.6699 | 175.4748 | 978.6699 | 175.4748
1247 | 1056.9571 | 172.0183 | 1056.9571 | 172.0183
1248 | 1044.5786 | 159.7099 | 1044.5786 | 159.7099
1249 | 1001.5465 | 150.8066 | 1001.5465 | 150.8066
1250 | 995.3985 | 151.7664 | 995.3985 | 151.7664
1251 | 986.7666 | 155.4275 | 986.7666 | 155.4275
1252 | 999.1713 | 164.9472 | 999.1713 | 164.9472
1253 | 1014.1667 | 175.9699 | 1014.1667 | 175.9699
1254 | 993.5825 | 169.4139 | 993.5825 | 169.4139
1255 | 963.7483 | 163.7816 | 963.7483 | 163.7816
1256 | 975.2068 | 155.7932 | 975.2068 | 155.7932
1257 | 970.3036 | 146.1823 | 970.3036 | 146.1823
1258 | 931.6696 | 126.3674 | 931.6696 | 126.3674
1259 | 871.907 | 109.9596 | 871.907 | 109.9596
1260 | 817.5511 | 111.1173 | 817.5511 | 111.1173
1261 | 775.5112 | 107.0635 | 775.5112 | 107.0635
1262 | 755.0123 | 111.5762 | 755.0123 | 111.5762
1263 | 742.5583 | 118.4308 | 742.5583 | 118.4308
1264 | 745.8843 | 138.9589 | 745.8843 | 138.9589
1265 | 742.7054 | 195.4515 | 742.7054 | 195.4515
1266 | 734.6007 | 206.681 | 734.6007 | 206.681
1267 | 765.1926 | 209.8355 | 765.1926 | 209.8355
1268 | 844.7487 | 199.7687 | 844.7487 | 199.7687
1269 | 913.6241 | 190.4262 | 913.6241 | 190.4262
1270 | 970.9409 | 175.0581 | 970.9409 | 175.0581
1271 | 1055.9434 | 169.4032 | 1055.9434 | 169.4032
1272 | 1052.4201 | 155.4927 | 1052.4201 | 155.4927
1273 | 1008.7532 | 143.0547 | 1008.7532 | 143.0547
1274 | 987.6826 | 139.0716 | 987.6826 | 139.0716
1275 | 989.3093 | 132.9404 | 989.3093 | 132.9404
1276 | 997.8488 | 135.3836 | 997.8488 | 135.3836
1277 | 1012.8408 | 141.7652 | 1012.8408 | 141.7652
1278 | 992.5574 | 130.5394 | 992.5574 | 130.5394
1279 | 956.2012 | 120.1079 | 956.2012 | 120.1079
1280 | 963.5341 | 108.2759 | 963.5341 | 108.2759
1281 | 975.9465 | 98.0041 | 975.9465 | 98.0041
1282 | 932.5945 | 84.339 | 932.5945 | 84.339
1283 | 859.6908 | 76.1932 | 859.6908 | 76.1932
1284 | 805.0535 | 76.6324 | 805.0535 | 76.6324
1285 | 762.8731 | 69.9348 | 762.8731 | 69.9348
1286 | 740.5915 | 73.7937 | 740.5915 | 73.7937
1287 | 729.5255 | 80.6627 | 729.5255 | 80.6627
1288 | 733.143 | 103.3389 | 733.143 | 103.3389
1289 | 732.9559 | 162.4969 | 732.9559 | 162.4969
1290 | 731.8675 | 175.1632 | 731.8675 | 175.1632
1291 | 777.6629 | 180.3222 | 777.6629 | 180.3222
1292 | 863.6471 | 171.4408 | 863.6471 | 171.4408
1293 | 938.5133 | 161.9762 | 938.5133 | 161.9762
1294 | 998.5739 | 146.7374 | 998.5739 | 146.7374
1295 | 1080.1969 | 140.594 | 1080.1969 | 140.594
1296 | 1083.0149 | 122.6674 | 1083.0149 | 122.6674
1297 | 1022.2654 | 106.5797 | 1022.2654 | 106.5797
1298 | 1000.9738 | 100.7934 | 1000.9738 | 100.7934
1299 | 1007.0172 | 100.4456 | 1007.0172 | 100.4456
1300 | 1008.6134 | 108.586 | 1008.6134 | 108.586
1301 | 1038.8012 | 120.3917 | 1038.8012 | 120.3917
1302 | 1022.9269 | 116.0917 | 1022.9269 | 116.0917
1303 | 990.9203 | 112.7368 | 990.9203 | 112.7368
1304 | 994.5568 | 104.267 | 994.5568 | 104.267
1305 | 987.052 | 93.7437 | 987.052 | 93.7437
1306 | 937.1189 | 76.0554 | 937.1189 | 76.0554
1307 | 866.5611 | 64.4036 | 866.5611 | 64.4036
1308 | 805.3486 | 66.4593 | 805.3486 | 66.4593
1309 | 764.3645 | 61.6872 | 764.3645 | 61.6872
1310 | 741.4251 | 65.661 | 741.4251 | 65.661
1311 | 732.4501 | 70.1233 | 732.4501 | 70.1233
1312 | 736.5777 | 91.5494 | 736.5777 | 91.5494
1313 | 736.1101 | 151.6916 | 736.1101 | 151.6916
1314 | 743.6664 | 166.2259 | 743.6664 | 166.2259
1315 | 805.9557 | 171.665 | 805.9557 | 171.665
1316 | 920.1579 | 164.0194 | 920.1579 | 164.0194
1317 | 995.0339 | 154.9858 | 995.0339 | 154.9858
1318 | 1059.1213 | 137.132 | 1059.1213 | 137.132
1319 | 1156.819 | 127.655 | 1156.819 | 127.655
1320 | 1136.1471 | 104.5844 | 1136.1471 | 104.5844
1321 | 1055.6661 | 81.6213 | 1055.6661 | 81.6213
1322 | 1052.1128 | 74.4699 | 1052.1128 | 74.4699
1323 | 1054.4381 | 77.233 | 1054.4381 | 77.233
1324 | 1051.0808 | 88.5847 | 1051.0808 | 88.5847
1325 | 1077.5251 | 100.7066 | 1077.5251 | 100.7066
1326 | 1058.2755 | 93.9926 | 1058.2755 | 93.9926
1327 | 1006.7089 | 86.8875 | 1006.7089 | 86.8875
1328 | 1028.3842 | 76.6432 | 1028.3842 | 76.6432
1329 | 1017.1609 | 65.4015 | 1017.1609 | 65.4015
1330 | 958.3426 | 50.8742 | 958.3426 | 50.8742
1331 | 878.1466 | 39.984 | 878.1466 | 39.984
1332 | 813.3616 | 42.2481 | 813.3616 | 42.2481
1333 | 769.0965 | 39.3008 | 769.0965 | 39.3008
1334 | 748.5923 | 45.2216 | 748.5923 | 45.2216
1335 | 736.2829 | 52.5216 | 736.2829 | 52.5216
1336 | 741.216 | 75.8947 | 741.216 | 75.8947
1337 | 742.7783 | 135.9004 | 742.7783 | 135.9004
1338 | 749.4191 | 149.2277 | 749.4191 | 149.2277
1339 | 809.4746 | 154.4226 | 809.4746 | 154.4226
1340 | 926.423 | 147.4235 | 926.423 | 147.4235
1341 | 997.1667 | 139.5682 | 997.1667 | 139.5682
1342 | 1057.6077 | 121.9514 | 1057.6077 | 121.9514
1343 | 1139.7826 | 112.0074 | 1139.7826 | 112.0074
1344 | 1121.087 | 90.46 | 1121.087 | 90.46
1345 | 1051.904 | 73.1294 | 1051.904 | 73.1294
1346 | 1036.0666 | 71.7255 | 1036.0666 | 71.7255
1347 | 1038.6777 | 77.233 | 1038.6777 | 77.233
1348 | 1045.5404 | 88.5847 | 1045.5404 | 88.5847
1349 | 1060.0748 | 100.7066 | 1060.0748 | 100.7066
1350 | 1048.5527 | 93.9926 | 1048.5527 | 93.9926
1351 | 1000.9449 | 86.8875 | 1000.9449 | 86.8875
1352 | 1013.1858 | 81.6579 | 1013.1858 | 81.6579
1353 | 1016.1143 | 84.0305 | 1016.1143 | 84.0305
1354 | 957.3893 | 78.0957 | 957.3893 | 78.0957
1355 | 883.7273 | 74.0091 | 883.7273 | 74.0091
1356 | 827.7589 | 81.6399 | 827.7589 | 81.6399
1357 | 784.2328 | 81.1065 | 784.2328 | 81.1065
1358 | 759.2359 | 87.1063 | 759.2359 | 87.1063
1359 | 751.3023 | 93.5371 | 751.3023 | 93.5371
1360 | 751.8369 | 115.5954 | 751.8369 | 115.5954
1361 | 758.333 | 174.5953 | 758.333 | 174.5953
1362 | 761.1739 | 187.6856 | 761.1739 | 187.6856
1363 | 825.6368 | 193.0456 | 825.6368 | 193.0456
1364 | 938.1894 | 185.7305 | 938.1894 | 185.7305
1365 | 993.3622 | 179.233 | 993.3622 | 179.233
1366 | 1040.2647 | 166.6165 | 1040.2647 | 166.6165
1367 | 1121.6292 | 163.1385 | 1121.6292 | 163.1385
1368 | 1099.3137 | 150.9235 | 1099.3137 | 150.9235
1369 | 1037.5336 | 141.2658 | 1037.5336 | 141.2658
1370 | 1032.7256 | 141.9669 | 1032.7256 | 141.9669
1371 | 1043.0626 | 143.9181 | 1043.0626 | 143.9181
1372 | 1041.4243 | 151.613 | 1041.4243 | 151.613
1373 | 1055.9292 | 161.0695 | 1055.9292 | 161.0695
1374 | 1039.6529 | 152.3583 | 1039.6529 | 152.3583
1375 | 1005.6656 | 145.0735 | 1005.6656 | 145.0735
1376 | 1024.203 | 137.2073 | 1024.203 | 137.2073
1377 | 1015.0827 | 128.5591 | 1015.0827 | 128.5591
1378 | 963.6589 | 109.477 | 963.6589 | 109.477
1379 | 889.1494 | 94.2115 | 889.1494 | 94.2115
1380 | 830.2841 | 94.9381 | 830.2841 | 94.9381
1381 | 786.289 | 89.1889 | 786.289 | 89.1889
1382 | 762.9576 | 91.8408 | 762.9576 | 91.8408
1383 | 754.3217 | 96.3605 | 754.3217 | 96.3605
1384 | 756.3628 | 116.8886 | 756.3628 | 116.8886
1385 | 762.164 | 174.6456 | 762.164 | 174.6456
1386 | 762.0909 | 185.5877 | 762.0909 | 185.5877
1387 | 808.3676 | 189.3744 | 808.3676 | 189.3744
1388 | 905.3783 | 180.5074 | 905.3783 | 180.5074
1389 | 970.8284 | 171.9265 | 970.8284 | 171.9265
1390 | 1022.92 | 156.6231 | 1022.92 | 156.6231
1391 | 1107.5298 | 147.922 | 1107.5298 | 147.922
1392 | 1093.5465 | 126.6044 | 1093.5465 | 126.6044
1393 | 1041.0291 | 106.1702 | 1041.0291 | 106.1702
1394 | 1040.1758 | 96.0589 | 1040.1758 | 96.0589
1395 | 1046.6387 | 91.264 | 1046.6387 | 91.264
1396 | 1061.7252 | 96.0349 | 1061.7252 | 96.0349
1397 | 1081.04 | 110.3336 | 1081.04 | 110.3336
1398 | 1066.0699 | 107.14 | 1066.0699 | 107.14
1399 | 1012.2302 | 102.3266 | 1012.2302 | 102.3266
1400 | 1010.7802 | 94.6903 | 1010.7802 | 94.6903
1401 | 999.122 | 87.5365 | 999.122 | 87.5365
1402 | 955.1705 | 70.6025 | 955.1705 | 70.6025
1403 | 888.3995 | 55.5453 | 888.3995 | 55.5453
1404 | 832.4882 | 55.9414 | 832.4882 | 55.9414
1405 | 792.6832 | 51.1693 | 792.6832 | 51.1693
1406 | 769.583 | 54.7983 | 769.583 | 54.7983
1407 | 756.8111 | 59.9933 | 756.8111 | 59.9933
1408 | 756.5406 | 81.6062 | 756.5406 | 81.6062
1409 | 769.6264 | 139.8662 | 769.6264 | 139.8662
1410 | 760.9602 | 151.6489 | 760.9602 | 151.6489
1411 | 794.9071 | 155.6152 | 794.9071 | 155.6152
1412 | 868.273 | 147.4882 | 868.273 | 147.4882
1413 | 940.6999 | 140.6602 | 940.6999 | 140.6602
1414 | 1002.3769 | 127.857 | 1002.3769 | 127.857
1415 | 1079.2977 | 122.9851 | 1079.2977 | 122.9851
1416 | 1060.8016 | 104.3545 | 1060.8016 | 104.3545
1417 | 1011.9925 | 86.3773 | 1011.9925 | 86.3773
1418 | 994.2256 | 78.486 | 994.2256 | 78.486
1419 | 1002.3033 | 77.233 | 1002.3033 | 77.233
1420 | 1008.006 | 88.5847 | 1008.006 | 88.5847
1421 | 1027.8477 | 100.7066 | 1027.8477 | 100.7066
1422 | 1007.2443 | 93.9926 | 1007.2443 | 93.9926
1423 | 979.9527 | 86.8875 | 979.9527 | 86.8875
1424 | 993.0514 | 76.6432 | 993.0514 | 76.6432
1425 | 988.6611 | 68.8356 | 988.6611 | 68.8356
1426 | 946.6905 | 54.6245 | 946.6905 | 54.6245
1427 | 886.343 | 42.8362 | 886.343 | 42.8362
1428 | 832.4542 | 46.3072 | 832.4542 | 46.3072
1429 | 796.6936 | 45.6876 | 796.6936 | 45.6876
1430 | 774.9458 | 51.5294 | 774.9458 | 51.5294
1431 | 761.6929 | 57.8308 | 761.6929 | 57.8308
1432 | 764.009 | 79.5587 | 764.009 | 79.5587
1433 | 768.0321 | 138.2784 | 768.0321 | 138.2784
1434 | 756.5533 | 150.8083 | 756.5533 | 150.8083
1435 | 790.1469 | 155.529 | 790.1469 | 155.529
1436 | 858.4748 | 148.2641 | 858.4748 | 148.2641
1437 | 924.1933 | 142.1402 | 924.1933 | 142.1402
1438 | 994.459 | 128.8197 | 994.459 | 128.8197
1439 | 1074.2931 | 123.9766 | 1074.2931 | 123.9766
1440 | 1058.6212 | 109.9008 | 1058.6212 | 109.9008
1441 | 1006.6836 | 99.2948 | 1006.6836 | 99.2948
1442 | 1001.1468 | 98.9901 | 1001.1468 | 98.9901
1443 | 1006.4156 | 101.2287 | 1006.4156 | 101.2287
1444 | 1006.8549 | 112.4512 | 1006.8549 | 112.4512
1445 | 1023.9637 | 128.8908 | 1023.9637 | 128.8908
1446 | 1008.8801 | 127.9746 | 1008.8801 | 127.9746
1447 | 987.4481 | 123.9587 | 987.4481 | 123.9587
1448 | 1007.9398 | 116.3296 | 1007.9398 | 116.3296
1449 | 1000.4871 | 108.1556 | 1000.4871 | 108.1556
1450 | 947.6112 | 91.9328 | 947.6112 | 91.9328
1451 | 889.6878 | 78.9448 | 889.6878 | 78.9448
1452 | 836.3256 | 309.1466 | 836.3256 | 309.1466
1453 | 796.1715 | 324.7895 | 796.1715 | 324.7895
1454 | 768.2978 | 336.3644 | 768.2978 | 336.3644
1455 | 758.4023 | 360.276 | 758.4023 | 360.276
1456 | 761.5457 | 393.2099 | 761.5457 | 393.2099
1457 | 765.0624 | 462.5667 | 765.0624 | 462.5667
1458 | 760.0196 | 487.0431 | 760.0196 | 487.0431
1459 | 795.818 | 505.479 | 795.818 | 505.479
1460 | 864.6945 | 513.1714 | 864.6945 | 513.1714
1461 | 933.1612 | 526.2874 | 933.1612 | 526.2874
1462 | 997.5686 | 516.5378 | 997.5686 | 516.5378
1463 | 1077.0964 | 496.8718 | 1077.0964 | 496.8718
1464 | 1062.618 | 472.1337 | 1062.618 | 472.1337
1465 | 1012.6982 | 441.5761 | 1012.6982 | 441.5761
1466 | 995.3386 | 417.6303 | 995.3386 | 417.6303
1467 | 997.7452 | 402.9797 | 997.7452 | 402.9797
1468 | 1009.4469 | 407.8407 | 1009.4469 | 407.8407
1469 | 1030.4269 | 412.3012 | 1030.4269 | 412.3012
1470 | 1016.9293 | 405.5478 | 1016.9293 | 405.5478
1471 | 1006.2389 | 395.2807 | 1006.2389 | 395.2807
1472 | 1017.279 | 380.0983 | 1017.279 | 380.0983
1473 | 1001.0303 | 374.0279 | 1001.0303 | 374.0279
1474 | 948.8842 | 376.4191 | 948.8842 | 376.4191
1475 | 885.6561 | 382.6118 | 885.6561 | 382.6118
1476 | 833.3834 | 385.3193 | 833.3834 | 385.3193
1477 | 791.7786 | 372.1983 | 791.7786 | 372.1983
1478 | 770.2484 | 362.3414 | 770.2484 | 362.3414
1479 | 757.2353 | 367.5416 | 757.2353 | 367.5416
1480 | 761.3039 | 388.0675 | 761.3039 | 388.0675
1481 | 771.5873 | 436.2248 | 771.5873 | 436.2248
1482 | 769.0209 | 442.1224 | 769.0209 | 442.1224
1483 | 825.2242 | 448.3827 | 825.2242 | 448.3827
1484 | 924.9082 | 442.5724 | 924.9082 | 442.5724
1485 | 996.9854 | 438.6689 | 996.9854 | 438.6689
1486 | 1057.9915 | 412.862 | 1057.9915 | 412.862
1487 | 1150.9598 | 379.9256 | 1150.9598 | 379.9256
1488 | 1134.0831 | 336.5092 | 1134.0831 | 336.5092
1489 | 1054.7619 | 279.7424 | 1054.7619 | 279.7424
1490 | 1042.1861 | 262.1665 | 1042.1861 | 262.1665
1491 | 1052.3161 | 262.8433 | 1052.3161 | 262.8433
1492 | 1063.8434 | 276.496 | 1063.8434 | 276.496
1493 | 1080.1623 | 279.8285 | 1080.1623 | 279.8285
1494 | 1059.5521 | 259.9041 | 1059.5521 | 259.9041
1495 | 1031.4313 | 258.2961 | 1031.4313 | 258.2961
1496 | 1042.8911 | 255.0571 | 1042.8911 | 255.0571
1497 | 1023.9189 | 252.9347 | 1023.9189 | 252.9347
1498 | 968.9303 | 248.8565 | 968.9303 | 248.8565
1499 | 891.9221 | 237.4658 | 891.9221 | 237.4658
1500 | 834.9043 | 246.7421 | 834.9043 | 246.7421
1501 | 790.8761 | 250.1761 | 790.8761 | 250.1761
1502 | 770.6843 | 261.9169 | 770.6843 | 261.9169
1503 | 759.9179 | 316.7156 | 759.9179 | 316.7156
1504 | 765.1112 | 382.7925 | 765.1112 | 382.7925
1505 | 773.2808 | 469.2352 | 773.2808 | 469.2352
1506 | 781.0231 | 496.3324 | 781.0231 | 496.3324
1507 | 843.9147 | 517.3893 | 843.9147 | 517.3893
1508 | 964.7709 | 522.0958 | 964.7709 | 522.0958
1509 | 1033.1204 | 526.0883 | 1033.1204 | 526.0883
1510 | 1089.6722 | 504.3953 | 1089.6722 | 504.3953
1511 | 1180.2416 | 471.492 | 1180.2416 | 471.492
1512 | 1146.2737 | 432.853 | 1146.2737 | 432.853
1513 | 1073.4735 | 390.2524 | 1073.4735 | 390.2524
1514 | 1068.7913 | 357.0505 | 1068.7913 | 357.0505
1515 | 1075.0857 | 336.395 | 1075.0857 | 336.395
1516 | 1086.3676 | 340.1944 | 1086.3676 | 340.1944
1517 | 1105.2681 | 346.6455 | 1105.2681 | 346.6455
1518 | 1095.0012 | 342.712 | 1095.0012 | 342.712
1519 | 1071.3985 | 341.8338 | 1071.3985 | 341.8338
1520 | 1071.792 | 336.2725 | 1071.792 | 336.2725
1521 | 1045.3869 | 341.3162 | 1045.3869 | 341.3162
1522 | 980.9253 | 357.4423 | 980.9253 | 357.4423
1523 | 902.6049 | 367.218 | 902.6049 | 367.218
1524 | 836.6218 | 384.6558 | 836.6218 | 384.6558
1525 | 793.2115 | 393.2984 | 793.2115 | 393.2984
1526 | 771.2402 | 401.6552 | 771.2402 | 401.6552
1527 | 759.0298 | 424.273 | 759.0298 | 424.273
1528 | 765.0547 | 455.6143 | 765.0547 | 455.6143
1529 | 781.3022 | 524.6063 | 781.3022 | 524.6063
1530 | 794.2907 | 547.0257 | 794.2907 | 547.0257
1531 | 859.2858 | 557.9638 | 859.2858 | 557.9638
1532 | 988.9249 | 552.4189 | 988.9249 | 552.4189
1533 | 1073.2512 | 548.25 | 1073.2512 | 548.25
1534 | 1121.7588 | 521.6137 | 1121.7588 | 521.6137
1535 | 1218.5853 | 485.5919 | 1218.5853 | 485.5919
1536 | 1184.6364 | 433.8483 | 1184.6364 | 433.8483
1537 | 1110.6594 | 372.1382 | 1110.6594 | 372.1382
1538 | 1096.4455 | 328.8839 | 1096.4455 | 328.8839
1539 | 1109.5664 | 304.2473 | 1109.5664 | 304.2473
1540 | 1118.5556 | 300.2502 | 1118.5556 | 300.2502
1541 | 1125.2849 | 295.8858 | 1125.2849 | 295.8858
1542 | 1112.1034 | 301.0427 | 1112.1034 | 301.0427
1543 | 1080.1854 | 302.3541 | 1080.1854 | 302.3541
1544 | 1082.9846 | 310.1628 | 1082.9846 | 310.1628
1545 | 1049.7429 | 328.9414 | 1049.7429 | 328.9414
1546 | 1000.3281 | 331.8303 | 1000.3281 | 331.8303
1547 | 923.4253 | 323.6577 | 923.4253 | 323.6577
1548 | 866.199 | 335.953 | 866.199 | 335.953
1549 | 823.0266 | 339.3538 | 823.0266 | 339.3538
1550 | 796.6854 | 342.9333 | 796.6854 | 342.9333
1551 | 785.2805 | 361.1718 | 785.2805 | 361.1718
1552 | 789.7169 | 387.0722 | 789.7169 | 387.0722
1553 | 801.1413 | 447.8033 | 801.1413 | 447.8033
1554 | 805.4622 | 462.7249 | 805.4622 | 462.7249
1555 | 855.9892 | 475.2887 | 855.9892 | 475.2887
1556 | 953.6575 | 473.4926 | 953.6575 | 473.4926
1557 | 1030.2084 | 480.0065 | 1030.2084 | 480.0065
1558 | 1078.5695 | 480.6743 | 1078.5695 | 480.6743
1559 | 1163.7549 | 478.7576 | 1163.7549 | 478.7576
1560 | 1152.7175 | 471.2379 | 1152.7175 | 471.2379
1561 | 1087.7219 | 451.8939 | 1087.7219 | 451.8939
1562 | 1076.3026 | 428.4126 | 1076.3026 | 428.4126
1563 | 1083.3173 | 413.1648 | 1083.3173 | 413.1648
1564 | 1086.2353 | 424.3293 | 1086.2353 | 424.3293
1565 | 1095.9005 | 441.9276 | 1095.9005 | 441.9276
1566 | 1087.489 | 459.1938 | 1087.489 | 459.1938
1567 | 1061.249 | 481.8044 | 1061.249 | 481.8044
1568 | 1068.479 | 495.253 | 1068.479 | 495.253
1569 | 1036.5842 | 505.8703 | 1036.5842 | 505.8703
1570 | 990.1274 | 497.6783 | 990.1274 | 497.6783
1571 | 927.4534 | 478.7234 | 927.4534 | 478.7234
1572 | 870.5481 | 483.5873 | 870.5481 | 483.5873
1573 | 826.2659 | 479.4902 | 826.2659 | 479.4902
1574 | 803.1336 | 477.6952 | 803.1336 | 477.6952
1575 | 786.4283 | 494.0426 | 786.4283 | 494.0426
1576 | 789.1474 | 520.7393 | 789.1474 | 520.7393
1577 | 799.4054 | 583.2287 | 799.4054 | 583.2287
1578 | 790.8457 | 594.9654 | 790.8457 | 594.9654
1579 | 831.7239 | 596.8132 | 831.7239 | 596.8132
1580 | 912.2068 | 584.7325 | 912.2068 | 584.7325
1581 | 985.8046 | 577.4119 | 985.8046 | 577.4119
1582 | 1033.3908 | 554.425 | 1033.3908 | 554.425
1583 | 1102.0725 | 530.9438 | 1102.0725 | 530.9438
1584 | 1083.7309 | 508.8929 | 1083.7309 | 508.8929
1585 | 1044.7268 | 476.9088 | 1044.7268 | 476.9088
1586 | 1023.7762 | 439.9248 | 1023.7762 | 439.9248
1587 | 1026.3209 | 415.1554 | 1026.3209 | 415.1554
1588 | 1032.2669 | 425.6895 | 1032.2669 | 425.6895
1589 | 1051.7942 | 437.9133 | 1051.7942 | 437.9133
1590 | 1035.0427 | 435.141 | 1035.0427 | 435.141
1591 | 1022.8668 | 435.6894 | 1022.8668 | 435.6894
1592 | 1047.8872 | 432.2846 | 1047.8872 | 432.2846
1593 | 1030.4979 | 433.4134 | 1030.4979 | 433.4134
1594 | 976.3562 | 429.0367 | 976.3562 | 429.0367
1595 | 911.8442 | 417.9777 | 911.8442 | 417.9777
1596 | 858.5204 | 429.51 | 858.5204 | 429.51
1597 | 822.9749 | 433.7402 | 822.9749 | 433.7402
1598 | 798.5316 | 436.6562 | 798.5316 | 436.6562
1599 | 790.6465 | 453.833 | 790.6465 | 453.833
1600 | 791.6254 | 480.7288 | 791.6254 | 480.7288
1601 | 802.3841 | 546.1708 | 802.3841 | 546.1708
1602 | 793.9873 | 568.5903 | 793.9873 | 568.5903
1603 | 825.112 | 584.7702 | 825.112 | 584.7702
1604 | 887.9357 | 589.709 | 887.9357 | 589.709
1605 | 952.8679 | 593.5688 | 952.8679 | 593.5688
1606 | 1011.4671 | 548.6855 | 1011.4671 | 548.6855
1607 | 1090.638 | 505.3649 | 1090.638 | 505.3649
1608 | 1075.7499 | 459.1949 | 1075.7499 | 459.1949
1609 | 1031.3002 | 406.2102 | 1031.3002 | 406.2102
1610 | 1017.8087 | 370.2879 | 1017.8087 | 370.2879
1611 | 1023.9773 | 350.2627 | 1023.9773 | 350.2627
1612 | 1038.7865 | 349.4837 | 1038.7865 | 349.4837
1613 | 1061.8102 | 348.3374 | 1061.8102 | 348.3374
1614 | 1036.9011 | 341.3518 | 1036.9011 | 341.3518
1615 | 1028.1083 | 340.739 | 1028.1083 | 340.739
1616 | 1054.7381 | 333.0544 | 1054.7381 | 333.0544
1617 | 1028.85 | 334.515 | 1028.85 | 334.515
1618 | 982.7238 | 348.3189 | 982.7238 | 348.3189
1619 | 911.957 | 333.5773 | 911.957 | 333.5773
1620 | 850.3867 | 346.9344 | 850.3867 | 346.9344
1621 | 817.072 | 357.0036 | 817.072 | 357.0036
1622 | 793.2288 | 373.6213 | 793.2288 | 373.6213
1623 | 784.7442 | 408.6801 | 784.7442 | 408.6801
1624 | 788.901 | 444.3676 | 788.901 | 444.3676
1625 | 802.7639 | 514.4544 | 802.7639 | 514.4544
1626 | 803.0471 | 540.2246 | 803.0471 | 540.2246
1627 | 860.8738 | 550.1343 | 860.8738 | 550.1343
1628 | 951.1285 | 542.5656 | 951.1285 | 542.5656
1629 | 1005.0597 | 538.9275 | 1005.0597 | 538.9275
1630 | 1063.9263 | 526.9219 | 1063.9263 | 526.9219
1631 | 1147.9609 | 514.4552 | 1147.9609 | 514.4552
1632 | 1129.8687 | 504.4473 | 1129.8687 | 504.4473
1633 | 1057.2309 | 491.0087 | 1057.2309 | 491.0087
1634 | 1048.3627 | 483.6842 | 1048.3627 | 483.6842
1635 | 1049.4574 | 484.5269 | 1049.4574 | 484.5269
1636 | 1064.7737 | 508.2652 | 1064.7737 | 508.2652
1637 | 1090.0945 | 534.3898 | 1090.0945 | 534.3898
1638 | 1073.9511 | 548.8028 | 1073.9511 | 548.8028
1639 | 1067.2448 | 557.5789 | 1067.2448 | 557.5789
1640 | 1075.5698 | 556.3968 | 1075.5698 | 556.3968
1641 | 1038.7037 | 554.1417 | 1038.7037 | 554.1417
1642 | 990.1078 | 538.1201 | 990.1078 | 538.1201
1643 | 911.8742 | 514.8855 | 911.8742 | 514.8855
1644 | 847.7919 | 519.0195 | 847.7919 | 519.0195
1645 | 811.7907 | 514.7898 | 811.7907 | 514.7898
1646 | 788.1377 | 508.35 | 788.1377 | 508.35
1647 | 779.7427 | 517.1001 | 779.7427 | 517.1001
1648 | 788.0638 | 539.5502 | 788.0638 | 539.5502
1649 | 810.508 | 600.5467 | 810.508 | 600.5467
1650 | 817.9861 | 616.8949 | 817.9861 | 616.8949
1651 | 884.2842 | 625.5107 | 884.2842 | 625.5107
1652 | 1005.9759 | 622.2217 | 1005.9759 | 622.2217
1653 | 1075.9258 | 622.8966 | 1075.9258 | 622.8966
1654 | 1137.6196 | 603.0282 | 1137.6196 | 603.0282
1655 | 1222.7525 | 578.0209 | 1222.7525 | 578.0209
1656 | 1189.2556 | 552.9841 | 1189.2556 | 552.9841
1657 | 1101.2885 | 525.6446 | 1101.2885 | 525.6446
1658 | 1090.8453 | 501.2676 | 1090.8453 | 501.2676
1659 | 1102.497 | 488.0104 | 1102.497 | 488.0104
1660 | 1103.2483 | 491.5112 | 1103.2483 | 491.5112
1661 | 1128.5416 | 488.2748 | 1128.5416 | 488.2748
1662 | 1118.0197 | 477.5734 | 1118.0197 | 477.5734
1663 | 1100.1309 | 473.9748 | 1100.1309 | 473.9748
1664 | 1101.6809 | 470.9017 | 1101.6809 | 470.9017
1665 | 1066.2316 | 472.5614 | 1066.2316 | 472.5614
1666 | 1009.7839 | 468.0519 | 1009.7839 | 468.0519
1667 | 926.6511 | 453.5426 | 926.6511 | 453.5426
1668 | 860.4314 | 465.4731 | 860.4314 | 465.4731
1669 | 823.1442 | 472.5564 | 823.1442 | 472.5564
1670 | 800.4515 | 475.7046 | 800.4515 | 475.7046
1671 | 794.7265 | 494.7393 | 794.7265 | 494.7393
1672 | 798.451 | 526.9433 | 798.451 | 526.9433
1673 | 816.5285 | 596.4992 | 816.5285 | 596.4992
1674 | 821.7948 | 619.4494 | 821.7948 | 619.4494
1675 | 887.0122 | 634.3024 | 887.0122 | 634.3024
1676 | 1006.5477 | 634.4305 | 1006.5477 | 634.4305
1677 | 1077.3525 | 635.1718 | 1077.3525 | 635.1718
1678 | 1120.1858 | 597.1228 | 1120.1858 | 597.1228
1679 | 1215.8338 | 554.134 | 1215.8338 | 554.134
1680 | 1173.6647 | 508.6275 | 1173.6647 | 508.6275
1681 | 1102.1379 | 463.0079 | 1102.1379 | 463.0079
1682 | 1107.4893 | 431.3321 | 1107.4893 | 431.3321
1683 | 1123.1176 | 417.8427 | 1123.1176 | 417.8427
1684 | 1124.7891 | 424.6611 | 1124.7891 | 424.6611
1685 | 1136.863 | 431.278 | 1136.863 | 431.278
1686 | 1125.388 | 428.5721 | 1125.388 | 428.5721
1687 | 1111.6048 | 420.7269 | 1111.6048 | 420.7269
1688 | 1117.509 | 411.6489 | 1117.509 | 411.6489
1689 | 1075.3821 | 420.1761 | 1075.3821 | 420.1761
1690 | 1013.9909 | 449.8713 | 1013.9909 | 449.8713
1691 | 934.2231 | 453.2772 | 934.2231 | 453.2772
1692 | 870.6711 | 471.6438 | 870.6711 | 471.6438
1693 | 830.5768 | 481.4808 | 830.5768 | 481.4808
1694 | 808.2312 | 488.5106 | 808.2312 | 488.5106
1695 | 801.9939 | 508.6401 | 801.9939 | 508.6401
1696 | 808.5678 | 538.2895 | 808.5678 | 538.2895
1697 | 828.8355 | 601.8074 | 828.8355 | 601.8074
1698 | 842.7287 | 620.2788 | 842.7287 | 620.2788
1699 | 907.1949 | 635.0986 | 907.1949 | 635.0986
1700 | 1020.4487 | 636.6865 | 1020.4487 | 636.6865
1701 | 1098.2734 | 636.2002 | 1098.2734 | 636.2002
1702 | 1146.1674 | 610.7251 | 1146.1674 | 610.7251
1703 | 1223.4446 | 580.8409 | 1223.4446 | 580.8409
1704 | 1186.7063 | 531.685 | 1186.7063 | 531.685
1705 | 1115.9356 | 482.0179 | 1115.9356 | 482.0179
1706 | 1103.5379 | 451.1715 | 1103.5379 | 451.1715
1707 | 1109.5613 | 429.7861 | 1109.5613 | 429.7861
1708 | 1108.4554 | 423.9312 | 1108.4554 | 423.9312
1709 | 1125.7519 | 413.8605 | 1125.7519 | 413.8605
1710 | 1115.4351 | 393.1731 | 1115.4351 | 393.1731
1711 | 1118.7511 | 376.5362 | 1118.7511 | 376.5362
1712 | 1113.5603 | 362.0836 | 1113.5603 | 362.0836
1713 | 1071.1411 | 373.2317 | 1071.1411 | 373.2317
1714 | 1020.6688 | 395.96 | 1020.6688 | 395.96
1715 | 947.6018 | 393.1287 | 947.6018 | 393.1287
1716 | 885.3941 | 410.5664 | 885.3941 | 410.5664
1717 | 842.4347 | 422.9248 | 842.4347 | 422.9248
1718 | 816.5558 | 436.0258 | 816.5558 | 436.0258
1719 | 808.8271 | 461.8948 | 808.8271 | 461.8948
1720 | 816.6056 | 495.6581 | 816.6056 | 495.6581
1721 | 836.0058 | 562.8585 | 836.0058 | 562.8585
1722 | 842.3122 | 582.9556 | 842.3122 | 582.9556
1723 | 902.042 | 592.5003 | 902.042 | 592.5003
1724 | 996.3447 | 589.2777 | 996.3447 | 589.2777
1725 | 1060.5966 | 592.4076 | 1060.5966 | 592.4076
1726 | 1107.3478 | 568.4254 | 1107.3478 | 568.4254
1727 | 1201.2762 | 534.8918 | 1201.2762 | 534.8918
1728 | 1171.4805 | 498.5088 | 1171.4805 | 498.5088
1729 | 1108.1939 | 454.8797 | 1108.1939 | 454.8797
1730 | 1095.015 | 421.8105 | 1095.015 | 421.8105
1731 | 1093.2341 | 409.4491 | 1093.2341 | 409.4491
1732 | 1095.1838 | 409.6322 | 1095.1838 | 409.6322
1733 | 1124.7912 | 407.3911 | 1124.7912 | 407.3911
1734 | 1112.7105 | 393.9361 | 1112.7105 | 393.9361
1735 | 1118.4638 | 387.0862 | 1118.4638 | 387.0862
1736 | 1108.938 | 379.0367 | 1108.938 | 379.0367
1737 | 1066.4754 | 383.5163 | 1066.4754 | 383.5163
1738 | 1018.419 | 391.7466 | 1018.419 | 391.7466
1739 | 949.255 | 380.1568 | 949.255 | 380.1568
1740 | 893.4099 | 392.0872 | 893.4099 | 392.0872
1741 | 852.7912 | 400.5308 | 852.7912 | 400.5308
1742 | 827.3315 | 410.9777 | 827.3315 | 410.9777
1743 | 818.494 | 431.24 | 818.494 | 431.24
1744 | 821.2454 | 458.8988 | 821.2454 | 458.8988
1745 | 840.6679 | 524.9049 | 840.6679 | 524.9049
1746 | 840.6698 | 551.3718 | 840.6698 | 551.3718
1747 | 865.2288 | 573.7889 | 865.2288 | 573.7889
1748 | 946.7969 | 578.1305 | 946.7969 | 578.1305
1749 | 1018.1966 | 583.251 | 1018.1966 | 583.251
1750 | 1065.4225 | 567.1315 | 1065.4225 | 567.1315
1751 | 1156.3701 | 535.489 | 1156.3701 | 535.489
1752 | 1147.0317 | 493.101 | 1147.0317 | 493.101
1753 | 1091.2656 | 435.7702 | 1091.2656 | 435.7702
1754 | 1075.9073 | 384.1887 | 1075.9073 | 384.1887
1755 | 1077.0975 | 356.7321 | 1077.0975 | 356.7321
1756 | 1083.8647 | 353.1663 | 1083.8647 | 353.1663
1757 | 1107.9802 | 348.3374 | 1107.9802 | 348.3374
1758 | 1093.7917 | 336.1099 | 1093.7917 | 336.1099
1759 | 1095.3634 | 330.189 | 1095.3634 | 330.189
1760 | 1089.0199 | 327.7131 | 1089.0199 | 327.7131
1761 | 1056.7364 | 344.9324 | 1056.7364 | 344.9324
1762 | 1004.2932 | 369.2863 | 1004.2932 | 369.2863
1763 | 940.7601 | 366.9526 | 940.7601 | 366.9526
1764 | 877.1824 | 376.8925 | 877.1824 | 376.8925
1765 | 839.7962 | 383.445 | 839.7962 | 383.445
1766 | 817.0825 | 389.9772 | 817.0825 | 389.9772
1767 | 810.5145 | 414.5855 | 810.5145 | 414.5855
1768 | 810.3646 | 448.6805 | 810.3646 | 448.6805
1769 | 824.4416 | 512.5301 | 824.4416 | 512.5301
1770 | 831.1414 | 532.8263 | 831.1414 | 532.8263
1771 | 869.7258 | 544.8924 | 869.7258 | 544.8924
1772 | 941.5018 | 546.1818 | 941.5018 | 546.1818
1773 | 1009.3812 | 552.7288 | 1009.3812 | 552.7288
1774 | 1075.0457 | 523.6375 | 1075.0457 | 523.6375
1775 | 1153.1823 | 480.8477 | 1153.1823 | 480.8477
1776 | 1142.6768 | 440.3176 | 1142.6768 | 440.3176
1777 | 1091.4549 | 385.0438 | 1091.4549 | 385.0438
1778 | 1084.1757 | 334.2253 | 1084.1757 | 334.2253
1779 | 1096.8364 | 318.9443 | 1096.8364 | 318.9443
1780 | 1112.6908 | 318.3312 | 1112.6908 | 318.3312
1781 | 1121.9519 | 311.3459 | 1121.9519 | 311.3459
1782 | 1111.413 | 291.2888 | 1111.413 | 291.2888
1783 | 1111.9907 | 273.9553 | 1111.9907 | 273.9553
1784 | 1095.1237 | 265.1759 | 1095.1237 | 265.1759
1785 | 1057.0303 | 287.3716 | 1057.0303 | 287.3716
1786 | 1003.3568 | 307.6116 | 1003.3568 | 307.6116
1787 | 931.6305 | 312.4109 | 931.6305 | 312.4109
1788 | 875.9811 | 331.043 | 875.9811 | 331.043
1789 | 840.1114 | 343.0696 | 840.1114 | 343.0696
1790 | 812.7794 | 354.7772 | 812.7794 | 354.7772
1791 | 801.4155 | 371.6886 | 801.4155 | 371.6886
1792 | 809.7877 | 388.9965 | 809.7877 | 388.9965
1793 | 825.579 | 440.8031 | 825.579 | 440.8031
1794 | 839.3302 | 456.3551 | 839.3302 | 456.3551
1795 | 887.9688 | 478.0755 | 887.9688 | 478.0755
1796 | 979.5823 | 487.5925 | 979.5823 | 487.5925
1797 | 1036.7281 | 493.1775 | 1036.7281 | 493.1775
1798 | 1096.3929 | 482.3662 | 1096.3929 | 482.3662
1799 | 1184.9814 | 476.1035 | 1184.9814 | 476.1035
1800 | 1160.3175 | 478.7689 | 1160.3175 | 478.7689
1801 | 1112.6797 | 477.0083 | 1112.6797 | 477.0083
1802 | 1095.5215 | 475.3238 | 1095.5215 | 475.3238
1803 | 1110.9828 | 476.4319 | 1110.9828 | 476.4319
1804 | 1109.5117 | 492.5065 | 1109.5117 | 492.5065
1805 | 1130.2647 | 502.3415 | 1130.2647 | 502.3415
1806 | 1131.1317 | 496.882 | 1131.1317 | 496.882
1807 | 1135.3249 | 491.3923 | 1135.3249 | 491.3923
1808 | 1122.1856 | 482.6793 | 1122.1856 | 482.6793
1809 | 1081.5975 | 481.7844 | 1081.5975 | 481.7844
1810 | 1026.3678 | 472.5971 | 1026.3678 | 472.5971
1811 | 944.0315 | 453.9076 | 944.0315 | 453.9076
1812 | 883.3795 | 457.4776 | 883.3795 | 457.4776
1813 | 843.3128 | 453.8118 | 843.3128 | 453.8118
1814 | 816.4708 | 449.3295 | 816.4708 | 449.3295
1815 | 811.9985 | 458.5108 | 811.9985 | 458.5108
1816 | 818.3656 | 477.6102 | 818.3656 | 477.6102
1817 | 838.5416 | 533.8956 | 838.5416 | 533.8956
1818 | 853.3285 | 547.3906 | 853.3285 | 547.3906
1819 | 929.0267 | 555.9733 | 929.0267 | 555.9733
1820 | 1044.5157 | 552.7838 | 1044.5157 | 552.7838
1821 | 1116.5213 | 553.6246 | 1116.5213 | 553.6246
1822 | 1169.4025 | 541.1877 | 1169.4025 | 541.1877
1823 | 1258.4339 | 521.4554 | 1258.4339 | 521.4554
1824 | 1228.2302 | 498.4424 | 1228.2302 | 498.4424
1825 | 1153.3529 | 470.2403 | 1153.3529 | 470.2403
1826 | 1142.1041 | 449.0482 | 1142.1041 | 449.0482
1827 | 1158.1683 | 448.2321 | 1158.1683 | 448.2321
1828 | 1163.7531 | 469.0177 | 1163.7531 | 469.0177
1829 | 1191.742 | 484.7913 | 1191.742 | 484.7913
1830 | 1183.9204 | 491.9719 | 1183.9204 | 491.9719
1831 | 1173.261 | 505.2931 | 1173.261 | 505.2931
1832 | 1160.1835 | 511.4099 | 1160.1835 | 511.4099
1833 | 1108.2077 | 516.6194 | 1108.2077 | 516.6194
1834 | 1034.4825 | 513.5034 | 1034.4825 | 513.5034
1835 | 950.3624 | 497.103 | 950.3624 | 497.103
1836 | 891.8302 | 502.5973 | 891.8302 | 502.5973
1837 | 848.2889 | 508.1213 | 848.2889 | 508.1213
1838 | 824.253 | 514.8857 | 824.253 | 514.8857
1839 | 810.0987 | 538.5319 | 810.0987 | 538.5319
1840 | 820.078 | 570.3378 | 820.078 | 570.3378
1841 | 841.0628 | 634.6187 | 841.0628 | 634.6187
1842 | 859.0067 | 646.5212 | 859.0067 | 646.5212
1843 | 928.4222 | 653.1465 | 928.4222 | 653.1465
1844 | 1045.4751 | 652.0471 | 1045.4751 | 652.0471
1845 | 1112.3628 | 654.8784 | 1112.3628 | 654.8784
1846 | 1163.6339 | 629.0052 | 1163.6339 | 629.0052
1847 | 1248.2716 | 583.5613 | 1248.2716 | 583.5613
1848 | 1225.5702 | 531.685 | 1225.5702 | 531.685
1849 | 1148.345 | 487.492 | 1148.345 | 487.492
1850 | 1138.4307 | 454.5555 | 1138.4307 | 454.5555
1851 | 1146.1108 | 438.6774 | 1146.1108 | 438.6774
1852 | 1150.9379 | 446.2588 | 1150.9379 | 446.2588
1853 | 1173.584 | 453.2407 | 1173.584 | 453.2407
1854 | 1178.1764 | 449.7054 | 1178.1764 | 449.7054
1855 | 1182.2332 | 448.6281 | 1182.2332 | 448.6281
1856 | 1158.5789 | 447.1475 | 1158.5789 | 447.1475
1857 | 1110.5129 | 462.7412 | 1110.5129 | 462.7412
1858 | 1047.1565 | 480.9906 | 1047.1565 | 480.9906
1859 | 969.481 | 480.0504 | 969.481 | 480.0504
1860 | 901.0822 | 503.4598 | 901.0822 | 503.4598
1861 | 860.8548 | 508.5858 | 860.8548 | 508.5858
1862 | 839.4559 | 502.8427 | 839.4559 | 502.8427
1863 | 831.003 | 510.5975 | 831.003 | 510.5975
1864 | 834.984 | 531.3225 | 834.984 | 531.3225
1865 | 852.0205 | 594.9731 | 852.0205 | 594.9731
1866 | 873.4108 | 612.1175 | 873.4108 | 612.1175
1867 | 943.1097 | 619.6053 | 943.1097 | 619.6053
1868 | 1056.2077 | 614.193 | 1056.2077 | 614.193
1869 | 1120.4578 | 613.2754 | 1120.4578 | 613.2754
1870 | 1175.3197 | 577.7147 | 1175.3197 | 577.7147
1871 | 1249.9213 | 529.1523 | 1249.9213 | 529.1523
1872 | 1227.7731 | 485.0724 | 1227.7731 | 485.0724
1873 | 1150.8366 | 425.2534 | 1150.8366 | 425.2534
1874 | 1144.1431 | 374.1031 | 1144.1431 | 374.1031
1875 | 1159.9497 | 334.0727 | 1159.9497 | 334.0727
1876 | 1155.3748 | 318.099 | 1155.3748 | 318.099
1877 | 1177.1625 | 311.7109 | 1177.1625 | 311.7109
1878 | 1170.5953 | 302.2038 | 1170.5953 | 302.2038
1879 | 1171.7197 | 299.4678 | 1171.7197 | 299.4678
1880 | 1142.1935 | 301.8356 | 1142.1935 | 301.8356
1881 | 1097.2958 | 322.273 | 1097.2958 | 322.273
1882 | 1032.6993 | 322.6405 | 1032.6993 | 322.6405
1883 | 966.8207 | 304.2164 | 966.8207 | 304.2164
1884 | 898.7656 | 310.5069 | 898.7656 | 310.5069
1885 | 857.7088 | 318.7846 | 857.7088 | 318.7846
1886 | 832.4901 | 326.9755 | 832.4901 | 326.9755
1887 | 824.8313 | 342.0291 | 824.8313 | 342.0291
1888 | 829.9412 | 365.4413 | 829.9412 | 365.4413
1889 | 851.3207 | 428.727 | 851.3207 | 428.727
1890 | 871.3552 | 451.3786 | 871.3552 | 451.3786
1891 | 930.6756 | 474.791 | 930.6756 | 474.791
1892 | 1028.2142 | 480.1942 | 1028.2142 | 480.1942
1893 | 1095.5011 | 489.8599 | 1095.5011 | 489.8599
1894 | 1145.4242 | 482.698 | 1145.4242 | 482.698
1895 | 1247.278 | 454.2735 | 1247.278 | 454.2735
1896 | 1220.1812 | 404.3214 | 1220.1812 | 404.3214
1897 | 1149.8503 | 337.8008 | 1149.8503 | 337.8008
1898 | 1133.2248 | 281.5414 | 1133.2248 | 281.5414
1899 | 1130.4941 | 239.9849 | 1130.4941 | 239.9849
1900 | 1146.2561 | 221.3903 | 1146.2561 | 221.3903
1901 | 1177.5387 | 206.31 | 1177.5387 | 206.31
1902 | 1172.3666 | 184.0632 | 1172.3666 | 184.0632
1903 | 1181.6379 | 179.3035 | 1181.6379 | 179.3035
1904 | 1151.6959 | 196.4679 | 1151.6959 | 196.4679
1905 | 1100.6594 | 212.5592 | 1100.6594 | 212.5592
1906 | 1038.8375 | 207.2535 | 1038.8375 | 207.2535
1907 | 971.8362 | 185.3459 | 971.8362 | 185.3459
1908 | 911.0419 | 178.7972 | 911.0419 | 178.7972
1909 | 874.2145 | 172.5437 | 874.2145 | 172.5437
1910 | 847.4283 | 177.8815 | 847.4283 | 177.8815
1911 | 836.4935 | 195.1247 | 836.4935 | 195.1247
1912 | 840.2303 | 217.608 | 840.2303 | 217.608
1913 | 858.7693 | 273.993 | 858.7693 | 273.993
1914 | 872.508 | 289.0805 | 872.508 | 289.0805
1915 | 907.5022 | 298.4593 | 907.5022 | 298.4593
1916 | 983.9952 | 293.0803 | 983.9952 | 293.0803
1917 | 1048.4868 | 289.3095 | 1048.4868 | 289.3095
1918 | 1098.5537 | 280.9533 | 1098.5537 | 280.9533
1919 | 1183.9841 | 272.3682 | 1183.9841 | 272.3682
1920 | 1170.7155 | 289.4985 | 1170.7155 | 289.4985
1921 | 1110.4014 | 307.0464 | 1110.4014 | 307.0464
1922 | 1096.9761 | 309.3099 | 1096.9761 | 309.3099
1923 | 1108.7037 | 307.8635 | 1108.7037 | 307.8635
1924 | 1127.9006 | 316.6392 | 1127.9006 | 316.6392
1925 | 1144.5105 | 319.7727 | 1144.5105 | 319.7727
1926 | 1144.8766 | 315.7397 | 1144.8766 | 315.7397
1927 | 1148.6552 | 323.2883 | 1148.6552 | 323.2883
1928 | 1115.752 | 335.4099 | 1115.752 | 335.4099
1929 | 1071.8132 | 358.8332 | 1071.8132 | 358.8332
1930 | 1028.3781 | 372.7698 | 1028.3781 | 372.7698
1931 | 965.0207 | 363.071 | 965.0207 | 363.071
1932 | 906.0026 | 377.9873 | 906.0026 | 377.9873
1933 | 871.7065 | 390.2793 | 871.7065 | 390.2793
1934 | 847.3001 | 402.5842 | 847.3001 | 402.5842
1935 | 840.7314 | 427.292 | 840.7314 | 427.292
1936 | 845.3003 | 464.8373 | 845.3003 | 464.8373
1937 | 858.6986 | 532.7345 | 858.6986 | 532.7345
1938 | 874.8343 | 549.3812 | 874.8343 | 549.3812
1939 | 905.6115 | 560.5848 | 905.6115 | 560.5848
1940 | 977.9975 | 561.2438 | 977.9975 | 561.2438
1941 | 1045.4841 | 567.4922 | 1045.4841 | 567.4922
1942 | 1096.5873 | 554.9227 | 1096.5873 | 554.9227
1943 | 1188.5647 | 531.3751 | 1188.5647 | 531.3751
1944 | 1160.1207 | 508.6939 | 1160.1207 | 508.6939
1945 | 1113.3831 | 479.1647 | 1113.3831 | 479.1647
1946 | 1099.3684 | 450.6739 | 1099.3684 | 450.6739
1947 | 1103.3991 | 425.3405 | 1103.3991 | 425.3405
1948 | 1127.8354 | 417.3291 | 1127.8354 | 417.3291
1949 | 1163.9092 | 411.6709 | 1163.9092 | 411.6709
1950 | 1149.6214 | 399.6424 | 1149.6214 | 399.6424
1951 | 1158.3165 | 396.4087 | 1158.3165 | 396.4087
1952 | 1131.6691 | 398.9756 | 1131.6691 | 398.9756
1953 | 1088.3705 | 410.4554 | 1088.3705 | 410.4554
1954 | 1031.6916 | 429.4679 | 1031.6916 | 429.4679
1955 | 964.7078 | 418.5085 | 964.7078 | 418.5085
1956 | 914.9622 | 420.7183 | 914.9622 | 420.7183
1957 | 876.8359 | 417.4175 | 876.8359 | 417.4175
1958 | 849.964 | 419.1391 | 849.964 | 419.1391
1959 | 842.9033 | 438.5719 | 842.9033 | 438.5719
1960 | 845.8716 | 462.1832 | 845.8716 | 462.1832
1961 | 860.8792 | 526.6632 | 860.8792 | 526.6632
1962 | 880.7428 | 549.6466 | 880.7428 | 549.6466
1963 | 933.0673 | 557.3003 | 933.0673 | 557.3003
1964 | 1020.4924 | 548.7032 | 1020.4924 | 548.7032
1965 | 1086.0855 | 543.3068 | 1086.0855 | 543.3068
1966 | 1141.9381 | 521.2156 | 1141.9381 | 521.2156
1967 | 1227.4412 | 482.4402 | 1227.4412 | 482.4402
1968 | 1193.9796 | 451.1994 | 1193.9796 | 451.1994
1969 | 1130.1943 | 412.9782 | 1130.1943 | 412.9782
1970 | 1115.9135 | 372.7429 | 1115.9135 | 372.7429
1971 | 1123.998 | 337.7884 | 1123.998 | 337.7884
1972 | 1139.483 | 311.3974 | 1139.483 | 311.3974
1973 | 1170.6841 | 277.3735 | 1170.6841 | 277.3735
1974 | 1167.9988 | 204.7652 | 1167.9988 | 204.7652
1975 | 1181.0863 | 156.2128 | 1181.0863 | 156.2128
1976 | 1146.0617 | 131.8074 | 1146.0617 | 131.8074
1977 | 1100.3805 | 133.7656 | 1100.3805 | 133.7656
1978 | 1034.2291 | 141.4982 | 1034.2291 | 141.4982
1979 | 967.4683 | 144.6387 | 967.4683 | 144.6387
1980 | 903.3042 | 176.9393 | 903.3042 | 176.9393
1981 | 867.3133 | 204.3929 | 867.3133 | 204.3929
1982 | 846.5784 | 225.6553 | 846.5784 | 225.6553
1983 | 833.9419 | 256.8988 | 833.9419 | 256.8988
1984 | 839.8764 | 301.2453 | 839.8764 | 301.2453
1985 | 865.2323 | 375.0478 | 865.2323 | 375.0478
1986 | 887.2659 | 412.4961 | 887.2659 | 412.4961
1987 | 955.0364 | 420.382 | 955.0364 | 420.382
1988 | 1067.6381 | 417.9224 | 1067.6381 | 417.9224
1989 | 1137.13 | 419.7585 | 1137.13 | 419.7585
1990 | 1190.6345 | 414.3218 | 1190.6345 | 414.3218
1991 | 1272.8086 | 411.4762 | 1272.8086 | 411.4762
1992 | 1232.6974 | 415.535 | 1232.6974 | 415.535
1993 | 1163.4949 | 405.3476 | 1163.4949 | 405.3476
1994 | 1147.5065 | 399.2175 | 1147.5065 | 399.2175
1995 | 1162.916 | 423.5158 | 1162.916 | 423.5158
1996 | 1167.2745 | 485.0086 | 1167.2745 | 485.0086
1997 | 1196.3994 | 533.7262 | 1196.3994 | 533.7262
1998 | 1210.2697 | 550.3289 | 1210.2697 | 550.3289
1999 | 1205.064 | 551.8394 | 1205.064 | 551.8394
2000 | 1166.4582 | 542.0979 | 1166.4582 | 542.0979
2001 | 1113.6627 | 529.3923 | 1113.6627 | 529.3923
2002 | 1050.7171 | 508.6596 | 1050.7171 | 508.6596
2003 | 971.7873 | 486.188 | 971.7873 | 486.188
2004 | 905.6658 | 491.0851 | 905.6658 | 491.0851
2005 | 865.4745 | 493.1588 | 865.4745 | 493.1588
2006 | 844.4033 | 496.307 | 844.4033 | 496.307
2007 | 836.1633 | 516.6356 | 836.1633 | 516.6356
2008 | 842.8379 | 551.8918 | 842.8379 | 551.8918
2009 | 862.6659 | 622.9738 | 862.6659 | 622.9738
2010 | 889.4629 | 645.7914 | 889.4629 | 645.7914
2011 | 953.8843 | 665.9857 | 953.8843 | 665.9857
2012 | 1069.4635 | 670.5926 | 1069.4635 | 670.5926
2013 | 1141.2579 | 675.2155 | 1141.2579 | 675.2155
2014 | 1195.6592 | 660.1909 | 1195.6592 | 660.1909
2015 | 1288.0803 | 624.534 | 1288.0803 | 624.534
2016 | 1245.0988 | 581.4162 | 1245.0988 | 581.4162
2017 | 1174.7469 | 534.7018 | 1174.7469 | 534.7018
2018 | 1157.1596 | 495.4286 | 1157.1596 | 495.4286
2019 | 1174.7253 | 467.972 | 1174.7253 | 467.972
2020 | 1175.4152 | 459.9606 | 1175.4152 | 459.9606
2021 | 1194.0857 | 451.1506 | 1194.0857 | 451.1506
2022 | 1198.0915 | 432.4869 | 1198.0915 | 432.4869
2023 | 1204.0749 | 421.125 | 1204.0749 | 421.125
2024 | 1155.2251 | 414.7343 | 1155.2251 | 414.7343
2025 | 1104.2804 | 429.0673 | 1104.2804 | 429.0673
2026 | 1040.4261 | 437.3971 | 1040.4261 | 437.3971
2027 | 963.3635 | 441.002 | 963.3635 | 441.002
2028 | 899.0103 | 464.6768 | 899.0103 | 464.6768
2029 | 857.7483 | 477.1347 | 857.7483 | 477.1347
2030 | 832.4806 | 485.392 | 832.4806 | 485.392
2031 | 825.8582 | 504.2609 | 825.8582 | 504.2609
2032 | 828.2074 | 529.0002 | 828.2074 | 529.0002
2033 | 851.3134 | 589.3 | 851.3134 | 589.3
2034 | 880.685 | 607.6387 | 880.685 | 607.6387
2035 | 931.4918 | 620.4015 | 931.4918 | 620.4015
2036 | 1046.3527 | 620.8283 | 1046.3527 | 620.8283
2037 | 1118.2913 | 627.8066 | 1118.2913 | 627.8066
2038 | 1173.3538 | 612.218 | 1173.3538 | 612.218
2039 | 1259.8144 | 546.8684 | 1259.8144 | 546.8684
2040 | 1229.3439 | 504.5137 | 1229.3439 | 504.5137
2041 | 1147.0601 | 430.827 | 1147.0601 | 430.827
2042 | 1134.2193 | 370.1552 | 1134.2193 | 370.1552
2043 | 1152.0586 | 332.1485 | 1152.0586 | 332.1485
2044 | 1158.5139 | 315.5113 | 1158.5139 | 315.5113
2045 | 1175.4492 | 305.7392 | 1175.4492 | 305.7392
2046 | 1189.1072 | 289.5637 | 1189.1072 | 289.5637
2047 | 1189.8286 | 287.093 | 1189.8286 | 287.093
2048 | 1147.2821 | 303.9257 | 1147.2821 | 303.9257
2049 | 1108.5132 | 363.1793 | 1108.5132 | 363.1793
2050 | 1050.3969 | 398.6472 | 1050.3969 | 398.6472
2051 | 973.0466 | 393.6263 | 973.0466 | 393.6263
2052 | 910.4661 | 408.5426 | 910.4661 | 408.5426
2053 | 864.6023 | 420.0052 | 864.6023 | 420.0052
2054 | 841.0736 | 436.4903 | 841.0736 | 436.4903
2055 | 832.8064 | 465.8428 | 832.8064 | 465.8428
2056 | 833.2769 | 501.3312 | 833.2769 | 501.3312
2057 | 853.7021 | 573.0104 | 853.7021 | 573.0104
2058 | 877.6624 | 599.5437 | 877.6624 | 599.5437
2059 | 924.0841 | 619.3067 | 924.0841 | 619.3067
2060 | 1024.1994 | 626.601 | 1024.1994 | 626.601
2061 | 1093.6078 | 633.2807 | 1093.6078 | 633.2807
2062 | 1144.9864 | 609.398 | 1144.9864 | 609.398
2063 | 1220.5689 | 585.4524 | 1220.5689 | 585.4524
2064 | 1204.6791 | 542.4341 | 1204.6791 | 542.4341
2065 | 1147.1846 | 482.6151 | 1147.1846 | 482.6151
2066 | 1137.9824 | 430.3368 | 1137.9824 | 430.3368
2067 | 1150.2463 | 391.3349 | 1150.2463 | 391.3349
2068 | 1162.6471 | 375.9915 | 1162.6471 | 375.9915
2069 | 1180.9937 | 377.0017 | 1180.9937 | 377.0017
2070 | 1192.3375 | 379.5376 | 1192.3375 | 379.5376
2071 | 1186.4935 | 380.8491 | 1186.4935 | 380.8491
2072 | 1137.8269 | 375.9845 | 1137.8269 | 375.9845
2073 | 1095.9597 | 383.4832 | 1095.9597 | 383.4832
2074 | 1045.3421 | 378.5093 | 1045.3421 | 378.5093
2075 | 968.7841 | 364.7962 | 968.7841 | 364.7962
2076 | 903.2701 | 378.4518 | 903.2701 | 378.4518
2077 | 863.5645 | 382.9806 | 863.5645 | 382.9806
2078 | 839.3815 | 380.3893 | 839.3815 | 380.3893
2079 | 828.9205 | 395.5423 | 828.9205 | 395.5423
2080 | 829.7223 | 420.0826 | 829.7223 | 420.0826
2081 | 849.8741 | 477.1643 | 849.8741 | 477.1643
2082 | 872.6588 | 492.7826 | 872.6588 | 492.7826
2083 | 901.6071 | 499.5405 | 901.6071 | 499.5405
2084 | 978.556 | 493.1661 | 978.556 | 493.1661
2085 | 1054.7087 | 493.9405 | 1054.7087 | 493.9405
2086 | 1108.7362 | 485.6175 | 1108.7362 | 485.6175
2087 | 1184.3539 | 473.5158 | 1184.3539 | 473.5158
2088 | 1169.1492 | 462.6452 | 1169.1492 | 462.6452
2089 | 1123.4963 | 445.2918 | 1123.4963 | 445.2918
2090 | 1100.8984 | 429.3416 | 1100.8984 | 429.3416
2091 | 1109.824 | 426.4353 | 1109.824 | 426.4353
2092 | 1121.1819 | 441.2492 | 1121.1819 | 441.2492
2093 | 1146.6248 | 451.6151 | 1146.6248 | 451.6151
2094 | 1139.274 | 446.9186 | 1139.274 | 446.9186
2095 | 1143.7952 | 442.4242 | 1143.7952 | 442.4242
2096 | 1108.9245 | 433.9102 | 1108.9245 | 433.9102
2097 | 1071.6566 | 433.0153 | 1071.6566 | 433.0153
2098 | 1019.3058 | 424.0934 | 1019.3058 | 424.0934
2099 | 956.278 | 408.0912 | 956.278 | 408.0912
2100 | 896.8357 | 420.7183 | 896.8357 | 420.7183
2101 | 861.8373 | 428.1666 | 861.8373 | 428.1666
2102 | 835.94 | 440.9691 | 835.94 | 440.9691
2103 | 829.391 | 460.2028 | 829.391 | 460.2028
2104 | 830.6595 | 488.6911 | 830.6595 | 488.6911
2105 | 851.6808 | 553.2042 | 851.6808 | 553.2042
2106 | 870.1148 | 565.9693 | 870.1148 | 565.9693
2107 | 901.466 | 565.3953 | 901.466 | 565.3953
2108 | 970.9159 | 552.253 | 970.9159 | 552.253
2109 | 1039.3413 | 552.3971 | 1039.3413 | 552.3971
2110 | 1090.5706 | 544.7044 | 1090.5706 | 544.7044
2111 | 1182.1587 | 525.702 | 1182.1587 | 525.702
2112 | 1162.6252 | 503.2198 | 1162.6252 | 503.2198
2113 | 1110.514 | 459.7898 | 1110.514 | 459.7898
2114 | 1099.9172 | 402.6015 | 1099.9172 | 402.6015
2115 | 1105.2193 | 347.9404 | 1105.2193 | 347.9404
2116 | 1133.9038 | 315.7767 | 1133.9038 | 315.7767
2117 | 1162.0106 | 307.2653 | 1162.0106 | 307.2653
2118 | 1158.243 | 311.9576 | 1158.243 | 311.9576
2119 | 1163.6039 | 333.5729 | 1163.6039 | 333.5729
2120 | 1117.8965 | 339.6897 | 1117.8965 | 339.6897
2121 | 1076.6427 | 349.1789 | 1076.6427 | 349.1789
2122 | 1022.2363 | 345.0344 | 1022.2363 | 345.0344
2123 | 959.6713 | 331.1223 | 959.6713 | 331.1223
2124 | 894.6266 | 351.0814 | 894.6266 | 351.0814
2125 | 853.6101 | 372.1651 | 853.6101 | 372.1651
2126 | 832.2032 | 400.9917 | 832.2032 | 400.9917
2127 | 822.8371 | 451.577 | 822.8371 | 451.577
2128 | 824.6916 | 499.407 | 824.6916 | 499.407
2129 | 845.159 | 573.7071 | 845.159 | 573.7071
2130 | 862.6467 | 600.0082 | 862.6467 | 600.0082
2131 | 917.1679 | 615.3587 | 917.1679 | 615.3587
2132 | 995.812 | 615.1883 | 995.812 | 615.1883
2133 | 1062.1208 | 615.5314 | 1062.1208 | 615.5314
2134 | 1137.06 | 603.6254 | 1137.06 | 603.6254
2135 | 1210.7935 | 575.4663 | 1210.7935 | 575.4663
2136 | 1195.5216 | 543.0976 | 1195.5216 | 543.0976
2137 | 1128.9027 | 507.1323 | 1128.9027 | 507.1323
2138 | 1117.6818 | 483.5183 | 1117.6818 | 483.5183
2139 | 1131.6855 | 474.7731 | 1131.6855 | 474.7731
2140 | 1153.4074 | 481.8569 | 1153.4074 | 481.8569
2141 | 1200.522 | 488.507 | 1200.522 | 488.507
2142 | 1201.2083 | 485.8011 | 1201.2083 | 485.8011
2143 | 1182.9549 | 487.5439 | 1182.9549 | 487.5439
2144 | 1135.2157 | 488.651 | 1135.2157 | 488.651
2145 | 1099.0776 | 498.3725 | 1099.0776 | 498.3725
2146 | 1031.0075 | 489.0193 | 1031.0075 | 489.0193
2147 | 961.3956 | 471.2255 | 961.3956 | 471.2255
2148 | 898.4788 | 482.9238 | 898.4788 | 482.9238
2149 | 857.256 | 488.3483 | 857.256 | 488.3483
2150 | 831.0784 | 494.2169 | 831.0784 | 494.2169
2151 | 831.3891 | 513.9151 | 831.3891 | 513.9151
2152 | 830.8919 | 542.0384 | 830.8919 | 542.0384
2153 | 849.2434 | 605.8549 | 849.2434 | 605.8549
2154 | 887.903 | 631.1275 | 887.903 | 631.1275
2155 | 960.2211 | 648.8004 | 960.2211 | 648.8004
2156 | 1071.0046 | 649.4926 | 1071.0046 | 649.4926
2157 | 1139.2124 | 653.7505 | 1139.2124 | 653.7505
2158 | 1187.4937 | 645.0293 | 1187.4937 | 645.0293
2159 | 1284.0759 | 615.3773 | 1284.0759 | 615.3773
2160 | 1242.7038 | 575.1459 | 1242.7038 | 575.1459
2161 | 1167.4074 | 530.986 | 1167.4074 | 530.986
2162 | 1150.5233 | 497.4855 | 1150.5233 | 497.4855
2163 | 1161.1577 | 481.906 | 1161.1577 | 481.906
2164 | 1173.256 | 490.8808 | 1173.256 | 490.8808
2165 | 1200.9166 | 504.0999 | 1200.9166 | 504.0999
2166 | 1227.0946 | 510.4842 | 1227.0946 | 510.4842
2167 | 1207.1501 | 514.9806 | 1207.1501 | 514.9806
2168 | 1165.4754 | 513.1682 | 1165.4754 | 513.1682
2169 | 1116.4214 | 523.8186 | 1116.4214 | 523.8186
2170 | 1054.9267 | 521.8306 | 1054.9267 | 521.8306
2171 | 970.0214 | 507.5203 | 970.0214 | 507.5203
2172 | 910.4558 | 1404.2351 | 910.4558 | 1404.2351
2173 | 864.0497 | 1429.5535 | 864.0497 | 1429.5535
2174 | 838.8686 | 1446.362 | 838.8686 | 1446.362
2175 | 832.9506 | 1468.6338 | 832.9506 | 1468.6338
2176 | 834.0626 | 1503.7356 | 834.0626 | 1503.7356
2177 | 858.1248 | 1568.5822 | 858.1248 | 1568.5822
2178 | 895.6711 | 1594.3424 | 895.6711 | 1594.3424
2179 | 957.6858 | 1615.7219 | 957.6858 | 1615.7219
2180 | 1062.9319 | 1623.8795 | 1062.9319 | 1623.8795
2181 | 1140.5173 | 1635.1047 | 1140.5173 | 1635.1047
2182 | 1184.8659 | 1628.1149 | 1184.8659 | 1628.1149
2183 | 1286.1506 | 1585.5815 | 1286.1506 | 1585.5815
2184 | 1250.0082 | 1511.8401 | 1250.0082 | 1511.8401
2185 | 1152.4666 | 1413.5676 | 1152.4666 | 1413.5676
2186 | 1155.5003 | 1328.3738 | 1155.5003 | 1328.3738
2187 | 1178.945 | 1289.2212 | 1178.945 | 1289.2212
2188 | 1183.5837 | 1281.996 | 1183.5837 | 1281.996
2189 | 1220.9903 | 1293.7107 | 1220.9903 | 1293.7107
2190 | 1252.1224 | 1308.5231 | 1252.1224 | 1308.5231
2191 | 1232.2287 | 1331.1644 | 1232.2287 | 1331.1644
2192 | 1167.4219 | 1362.9073 | 1167.4219 | 1362.9073
2193 | 1130.0309 | 1421.4918 | 1130.0309 | 1421.4918
2194 | 1062.1589 | 1462.8379 | 1062.1589 | 1462.8379
2195 | 991.9654 | 1465.312 | 991.9654 | 1465.312
2196 | 927.9259 | 1492.1149 | 927.9259 | 1492.1149
2197 | 880.8856 | 1501.1696 | 880.8856 | 1501.1696
2198 | 852.5266 | 1513.2652 | 852.5266 | 1513.2652
2199 | 842.1469 | 1547.3652 | 842.1469 | 1547.3652
2200 | 841.7763 | 1596.051 | 841.7763 | 1596.051
2201 | 864.7856 | 1678.4551 | 864.7856 | 1678.4551
2202 | 899.6 | 1716.6903 | 899.6 | 1716.6903
2203 | 961.5005 | 1754.1488 | 961.5005 | 1754.1488
2204 | 1067.9793 | 1779.7715 | 1067.9793 | 1779.7715
2205 | 1136.2529 | 1789.9802 | 1136.2529 | 1789.9802
2206 | 1185.6951 | 1779.2941 | 1185.6951 | 1779.2941
2207 | 1282.3782 | 1669.765 | 1282.3782 | 1669.765
2208 | 1250.0584 | 1541.8726 | 1250.0584 | 1541.8726
2209 | 1170.6959 | 1396.9342 | 1170.6959 | 1396.9342
2210 | 1169.0267 | 1290.9487 | 1169.0267 | 1290.9487
2211 | 1185.0044 | 1247.268 | 1185.0044 | 1247.268
2212 | 1191.5878 | 1254.0888 | 1191.5878 | 1254.0888
2213 | 1245.5614 | 1269.6847 | 1245.5614 | 1269.6847
2214 | 1273.7351 | 1280.0615 | 1273.7351 | 1280.0615
2215 | 1233.26 | 1294.7557 | 1233.26 | 1294.7557
2216 | 1172.8526 | 1325.2049 | 1172.8526 | 1325.2049
2217 | 1107.4591 | 1393.7695 | 1107.4591 | 1393.7695
2218 | 1030.0563 | 1419.4062 | 1030.0563 | 1419.4062
2219 | 955.5573 | 1414.0257 | 955.5573 | 1414.0257
2220 | 895.4623 | 1440.2741 | 895.4623 | 1440.2741
2221 | 856.6263 | 1459.7709 | 856.6263 | 1459.7709
2222 | 832.7148 | 1479.9984 | 832.7148 | 1479.9984
2223 | 827.537 | 1508.3691 | 827.537 | 1508.3691
2224 | 828.2171 | 1547.7217 | 828.2171 | 1547.7217
2225 | 850.1551 | 1620.1457 | 850.1551 | 1620.1457
2226 | 879.0318 | 1657.4569 | 879.0318 | 1657.4569
2227 | 927.3225 | 1691.9584 | 927.3225 | 1691.9584
2228 | 1014.9075 | 1714.9936 | 1014.9075 | 1714.9936
2229 | 1080.6556 | 1732.0405 | 1080.6556 | 1732.0405
2230 | 1126.1921 | 1735.2155 | 1126.1921 | 1735.2155
2231 | 1224.974 | 1677.3424 | 1224.974 | 1677.3424
2232 | 1198.2023 | 1567.562 | 1198.2023 | 1567.562
2233 | 1125.3029 | 1453.4878 | 1125.3029 | 1453.4878
2234 | 1129.6573 | 1387.33 | 1129.6573 | 1387.33
2235 | 1165.5183 | 1361.1145 | 1165.5183 | 1361.1145
2236 | 1170.8421 | 1363.8693 | 1170.8421 | 1363.8693
2237 | 1214.9879 | 1373.4587 | 1214.9879 | 1373.4587
2238 | 1237.656 | 1381.1556 | 1237.656 | 1381.1556
2239 | 1208.833 | 1392.8004 | 1208.833 | 1392.8004
2240 | 1152.7633 | 1421.2166 | 1152.7633 | 1421.2166
2241 | 1103.6734 | 1479.5239 | 1103.6734 | 1479.5239
2242 | 1047.1429 | 1518.9294 | 1047.1429 | 1518.9294
2243 | 976.041 | 1531.476 | 976.041 | 1531.476
2244 | 923.1602 | 1556.8928 | 923.1602 | 1556.8928
2245 | 878.2171 | 1576.2047 | 878.2171 | 1576.2047
2246 | 850.7983 | 1592.3663 | 850.7983 | 1592.3663
2247 | 841.0436 | 1617.78 | 841.0436 | 1617.78
2248 | 841.7225 | 1660.8289 | 841.7225 | 1660.8289
2249 | 860.8692 | 1733.5301 | 860.8692 | 1733.5301
2250 | 892.6636 | 1759.8448 | 892.6636 | 1759.8448
2251 | 933.8146 | 1773.1848 | 933.8146 | 1773.1848
2252 | 1008.1208 | 1775.3359 | 1008.1208 | 1775.3359
2253 | 1071.4954 | 1775.7494 | 1071.4954 | 1775.7494
2254 | 1126.3399 | 1767.6507 | 1126.3399 | 1767.6507
2255 | 1215.0482 | 1694.9923 | 1215.0482 | 1694.9923
2256 | 1211.5788 | 1592.1425 | 1211.5788 | 1592.1425
2257 | 1147.1453 | 1500.8006 | 1147.1453 | 1500.8006
2258 | 1136.1954 | 1440.2797 | 1136.1954 | 1440.2797
2259 | 1130.0374 | 1393.8268 | 1130.0374 | 1393.8268
2260 | 1155.7238 | 1353.0576 | 1155.7238 | 1353.0576
2261 | 1189.1162 | 1304.3376 | 1189.1162 | 1304.3376
2262 | 1218.5954 | 1270.6359 | 1218.5954 | 1270.6359
2263 | 1191.2574 | 1270.2676 | 1191.2574 | 1270.2676
2264 | 1138.072 | 1308.4791 | 1138.072 | 1308.4791
2265 | 1081.8166 | 1351.9088 | 1081.8166 | 1351.9088
2266 | 1033.2634 | 1389.6509 | 1033.2634 | 1389.6509
2267 | 968.7534 | 1415.9662 | 968.7534 | 1415.9662
2268 | 912.0532 | 1460.7887 | 912.0532 | 1460.7887
2269 | 877.2257 | 1504.2191 | 877.2257 | 1504.2191
2270 | 850.2252 | 1540.7104 | 850.2252 | 1540.7104
2271 | 840.9207 | 1580.17 | 840.9207 | 1580.17
2272 | 838.3438 | 1629.6874 | 838.3438 | 1629.6874
2273 | 855.7429 | 1702.2963 | 855.7429 | 1702.2963
2274 | 881.8802 | 1721.4955 | 881.8802 | 1721.4955
2275 | 925.9098 | 1723.7466 | 925.9098 | 1723.7466
2276 | 999.9043 | 1708.1554 | 999.9043 | 1708.1554
2277 | 1059.7867 | 1690.1797 | 1059.7867 | 1690.1797
2278 | 1103.8833 | 1672.9327 | 1103.8833 | 1672.9327
2279 | 1192.7059 | 1611.6405 | 1192.7059 | 1611.6405
2280 | 1182.5915 | 1523.0214 | 1182.5915 | 1523.0214
2281 | 1117.788 | 1431.4947 | 1117.788 | 1431.4947
2282 | 1110.1344 | 1361.4558 | 1110.1344 | 1361.4558
2283 | 1123.6466 | 1305.7622 | 1123.6466 | 1305.7622
2284 | 1148.6239 | 1257.2307 | 1148.6239 | 1257.2307
2285 | 1191.023 | 1220.1541 | 1191.023 | 1220.1541
2286 | 1218.5084 | 1208.1682 | 1218.5084 | 1208.1682
2287 | 1188.2043 | 1224.7106 | 1188.2043 | 1224.7106
2288 | 1141.6932 | 1271.0539 | 1141.6932 | 1271.0539
2289 | 1089.0899 | 1331.7639 | 1089.0899 | 1331.7639
2290 | 1037.7933 | 1366.9186 | 1037.7933 | 1366.9186
2291 | 971.9327 | 1385.564 | 971.9327 | 1385.564
2292 | 916.5899 | 1413.291 | 916.5899 | 1413.291
2293 | 875.1977 | 1400.9071 | 875.1977 | 1400.9071
2294 | 850.7236 | 1384.6336 | 850.7236 | 1384.6336
2295 | 842.5543 | 1395.6316 | 842.5543 | 1395.6316
2296 | 844.6156 | 1450.8783 | 844.6156 | 1450.8783
2297 | 856.0086 | 1542.4308 | 856.0086 | 1542.4308
2298 | 887.9963 | 1580.9433 | 887.9963 | 1580.9433
2299 | 934.2564 | 1600.8443 | 934.2564 | 1600.8443
2300 | 1005.6467 | 1597.4509 | 1005.6467 | 1597.4509
2301 | 1067.7404 | 1607.752 | 1067.7404 | 1607.752
2302 | 1122.6196 | 1621.2767 | 1122.6196 | 1621.2767
2303 | 1209.0468 | 1552.2222 | 1209.0468 | 1552.2222
2304 | 1191.6615 | 1456.765 | 1191.6615 | 1456.765
2305 | 1143.3705 | 1352.2088 | 1143.3705 | 1352.2088
2306 | 1133.0612 | 1259.4376 | 1133.0612 | 1259.4376
2307 | 1138.8603 | 1178.7014 | 1138.8603 | 1178.7014
2308 | 1149.7122 | 1137.5626 | 1149.7122 | 1137.5626
2309 | 1196.254 | 1133.9376 | 1196.254 | 1133.9376
2310 | 1231.9945 | 1143.6675 | 1231.9945 | 1143.6675
2311 | 1205.8892 | 1170.2824 | 1205.8892 | 1170.2824
2312 | 1143.5318 | 1224.5728 | 1143.5318 | 1224.5728
2313 | 1098.0884 | 1274.471 | 1098.0884 | 1274.471
2314 | 1040.4047 | 1279.2236 | 1040.4047 | 1279.2236
2315 | 963.2106 | 1289.4599 | 963.2106 | 1289.4599
2316 | 901.3174 | 1299.537 | 901.3174 | 1299.537
2317 | 861.5723 | 1285.3974 | 861.5723 | 1285.3974
2318 | 835.492 | 1286.4965 | 835.492 | 1286.4965
2319 | 828.8959 | 1331.6854 | 828.8959 | 1331.6854
2320 | 833.8607 | 1374.1798 | 833.8607 | 1374.1798
2321 | 855.6203 | 1413.4295 | 855.6203 | 1413.4295
2322 | 900.1481 | 1417.5663 | 900.1481 | 1417.5663
2323 | 959.8486 | 1413.8108 | 959.8486 | 1413.8108
2324 | 1060.1069 | 1409.401 | 1060.1069 | 1409.401
2325 | 1135.1496 | 1392.3494 | 1135.1496 | 1392.3494
2326 | 1192.4272 | 1386.8381 | 1192.4272 | 1386.8381
2327 | 1287.1891 | 1338.2982 | 1287.1891 | 1338.2982
2328 | 1262.2396 | 1229.4418 | 1262.2396 | 1229.4418
2329 | 1193.8915 | 1103.1697 | 1193.8915 | 1103.1697
2330 | 1178.3397 | 989.6992 | 1178.3397 | 989.6992
2331 | 1192.8578 | 901.9401 | 1192.8578 | 901.9401
2332 | 1203.5735 | 853.7782 | 1203.5735 | 853.7782
2333 | 1250.1828 | 835.1832 | 1250.1828 | 835.1832
2334 | 1278.9862 | 838.0749 | 1278.9862 | 838.0749
2335 | 1231.8368 | 868.1088 | 1231.8368 | 868.1088
2336 | 1173.6835 | 923.7854 | 1173.6835 | 923.7854
2337 | 1133.3385 | 986.8979 | 1133.3385 | 986.8979
2338 | 1067.1727 | 1002.2774 | 1067.1727 | 1002.2774
2339 | 988.408 | 997.8209 | 988.408 | 997.8209
2340 | 919.4567 | 1018.2476 | 919.4567 | 1018.2476
2341 | 883.5208 | 1055.6715 | 883.5208 | 1055.6715
2342 | 857.5168 | 1099.4631 | 857.5168 | 1099.4631
2343 | 849.2564 | 1170.4338 | 849.2564 | 1170.4338
2344 | 850.371 | 1236.8618 | 850.371 | 1236.8618
2345 | 871.5179 | 1325.5496 | 871.5179 | 1325.5496
2346 | 911.352 | 1362.4912 | 911.352 | 1362.4912
2347 | 975.9322 | 1382.115 | 975.9322 | 1382.115
2348 | 1074.0965 | 1391.2891 | 1074.0965 | 1391.2891
2349 | 1149.9437 | 1397.3394 | 1149.9437 | 1397.3394
2350 | 1197.8698 | 1395.432 | 1197.8698 | 1395.432
2351 | 1286.3163 | 1371.7498 | 1286.3163 | 1371.7498
2352 | 1261.5231 | 1311.7772 | 1261.5231 | 1311.7772
2353 | 1198.6032 | 1212.0261 | 1198.6032 | 1212.0261
2354 | 1174.5486 | 1126.6476 | 1174.5486 | 1126.6476
2355 | 1189.7616 | 1073.6338 | 1189.7616 | 1073.6338
2356 | 1199.8363 | 1065.1149 | 1199.8363 | 1065.1149
2357 | 1248.8573 | 1081.0804 | 1248.8573 | 1081.0804
2358 | 1276.326 | 1103.8398 | 1276.326 | 1103.8398
2359 | 1243.6344 | 1132.0255 | 1243.6344 | 1132.0255
2360 | 1194.3974 | 1167.0951 | 1194.3974 | 1167.0951
2361 | 1146.5576 | 1201.0068 | 1146.5576 | 1201.0068
2362 | 1082.6262 | 1211.6735 | 1082.6262 | 1211.6735
2363 | 1008.4288 | 1210.4512 | 1008.4288 | 1210.4512
2364 | 937.2474 | 1229.2147 | 937.2474 | 1229.2147
2365 | 899.9972 | 1246.4937 | 899.9972 | 1246.4937
2366 | 871.9449 | 1256.4639 | 871.9449 | 1256.4639
2367 | 865.0349 | 1270.3266 | 865.0349 | 1270.3266
2368 | 866.5465 | 1298.4978 | 866.5465 | 1298.4978
2369 | 885.1529 | 1366.5787 | 885.1529 | 1366.5787
2370 | 922.1612 | 1390.4908 | 922.1612 | 1390.4908
2371 | 983.881 | 1400.1345 | 983.881 | 1400.1345
2372 | 1087.4617 | 1397.85 | 1087.4617 | 1397.85
2373 | 1150.6519 | 1409.1676 | 1150.6519 | 1409.1676
2374 | 1205.623 | 1424.0784 | 1205.623 | 1424.0784
2375 | 1280.3441 | 1408.8977 | 1280.3441 | 1408.8977
2376 | 1262.7607 | 1338.6679 | 1262.7607 | 1338.6679
2377 | 1204.4983 | 1239.1016 | 1204.4983 | 1239.1016
2378 | 1197.7323 | 1151.4129 | 1197.7323 | 1151.4129
2379 | 1203.7286 | 1098.1218 | 1203.7286 | 1098.1218
2380 | 1218.6396 | 1084.3357 | 1218.6396 | 1084.3357
2381 | 1252.7706 | 1080.8031 | 1252.7706 | 1080.8031
2382 | 1279.3406 | 1097.556 | 1279.3406 | 1097.556
2383 | 1239.5628 | 1117.1479 | 1239.5628 | 1117.1479
2384 | 1181.0057 | 1155.9138 | 1181.0057 | 1155.9138
2385 | 1131.1948 | 1226.4189 | 1131.1948 | 1226.4189
2386 | 1075.9705 | 1287.0782 | 1075.9705 | 1287.0782
2387 | 1007.2698 | 1333.6309 | 1007.2698 | 1333.6309
2388 | 952.1912 | 1384.5522 | 952.1912 | 1384.5522
2389 | 912.4157 | 1425.9496 | 912.4157 | 1425.9496
2390 | 885.6938 | 1453.1078 | 885.6938 | 1453.1078
2391 | 874.1114 | 1481.9405 | 874.1114 | 1481.9405
2392 | 874.7093 | 1520.4614 | 874.7093 | 1520.4614
2393 | 896.4475 | 1590.298 | 896.4475 | 1590.298
2394 | 929.5179 | 1616.7051 | 929.5179 | 1616.7051
2395 | 960.0162 | 1634.0187 | 960.0162 | 1634.0187
2396 | 1039.1623 | 1641.5294 | 1039.1623 | 1641.5294
2397 | 1109.702 | 1620.9663 | 1109.702 | 1620.9663
2398 | 1167.4868 | 1590.9669 | 1167.4868 | 1590.9669
2399 | 1245.5795 | 1561.001 | 1245.5795 | 1561.001
2400 | 1232.3715 | 1494.7446 | 1232.3715 | 1494.7446
2401 | 1179.6514 | 1380.9476 | 1179.6514 | 1380.9476
2402 | 1171.2566 | 1193.828 | 1171.2566 | 1193.828
2403 | 1174.3312 | 1009.9648 | 1174.3312 | 1009.9648
2404 | 1186.5717 | 899.6125 | 1186.5717 | 899.6125
2405 | 1213.4102 | 811.342 | 1213.4102 | 811.342
2406 | 1257.3105 | 739.9378 | 1257.3105 | 739.9378
2407 | 1224.6946 | 712.8637 | 1224.6946 | 712.8637
2408 | 1166.9642 | 780.0912 | 1166.9642 | 780.0912
2409 | 1119.9815 | 895.9686 | 1119.9815 | 895.9686
2410 | 1074.6886 | 942.5819 | 1074.6886 | 942.5819
2411 | 1010.8054 | 954.574 | 1010.8054 | 954.574
2412 | 952.2353 | 972.4134 | 952.2353 | 972.4134
2413 | 906.2266 | 978.9731 | 906.2266 | 978.9731
2414 | 887.889 | 989.775 | 887.889 | 989.775
2415 | 875.7754 | 1026.5548 | 875.7754 | 1026.5548
2416 | 876.7363 | 1078.5673 | 876.7363 | 1078.5673
2417 | 892.862 | 1161.0637 | 892.862 | 1161.0637
2418 | 918.5554 | 1200.0383 | 918.5554 | 1200.0383
2419 | 949.0656 | 1227.8863 | 949.0656 | 1227.8863
2420 | 1004.7929 | 1243.2517 | 1004.7929 | 1243.2517
2421 | 1071.2069 | 1257.8036 | 1071.2069 | 1257.8036
2422 | 1131.3206 | 1270.7739 | 1131.3206 | 1270.7739
2423 | 1212.3215 | 1232.214 | 1212.3215 | 1232.214
2424 | 1200.5507 | 1131.8592 | 1200.5507 | 1131.8592
2425 | 1152.3501 | 982.3927 | 1152.3501 | 982.3927
2426 | 1141.1562 | 815.9725 | 1141.1562 | 815.9725
2427 | 1148.1258 | 687.3691 | 1148.1258 | 687.3691
2428 | 1154.8739 | 617.1218 | 1154.8739 | 617.1218
2429 | 1190.9302 | 606.289 | 1190.9302 | 606.289
2430 | 1226.5886 | 626.1838 | 1226.5886 | 626.1838
2431 | 1206.4853 | 682.2767 | 1206.4853 | 682.2767
2432 | 1149.804 | 788.1307 | 1149.804 | 788.1307
2433 | 1100.9568 | 960.4693 | 1100.9568 | 960.4693
2434 | 1055.5962 | 1040.6266 | 1055.5962 | 1040.6266
2435 | 998.244 | 1080.8031 | 998.244 | 1080.8031
2436 | 945.3113 | 1129.7839 | 945.3113 | 1129.7839
2437 | 908.7043 | 1171.1813 | 908.7043 | 1171.1813
2438 | 882.5595 | 1202.6826 | 882.5595 | 1202.6826
2439 | 872.7886 | 1239.7396 | 872.7886 | 1239.7396
2440 | 873.8238 | 1285.1911 | 873.8238 | 1285.1911
2441 | 887.956 | 1360.9418 | 887.956 | 1360.9418
2442 | 913.1784 | 1393.725 | 913.1784 | 1393.725
2443 | 934.2042 | 1421.6655 | 934.2042 | 1421.6655
2444 | 977.466 | 1448.8591 | 977.466 | 1448.8591
2445 | 1037.6708 | 1481.0609 | 1037.6708 | 1481.0609
2446 | 1096.7322 | 1486.3613 | 1096.7322 | 1486.3613
2447 | 1183.5045 | 1421.9272 | 1183.5045 | 1421.9272
2448 | 1173.6317 | 1326.008 | 1173.6317 | 1326.008
2449 | 1138.2162 | 1202.693 | 1138.2162 | 1202.693
2450 | 1127.1384 | 1026.0155 | 1127.1384 | 1026.0155
2451 | 1129.0674 | 852.6867 | 1129.0674 | 852.6867
2452 | 1154.6902 | 721.8198 | 1154.6902 | 721.8198
2453 | 1190.5338 | 626.3415 | 1190.5338 | 626.3415
2454 | 1211.2402 | 574.8975 | 1211.2402 | 574.8975
2455 | 1181.9725 | 588.8524 | 1181.9725 | 588.8524
2456 | 1151.517 | 710.2309 | 1151.517 | 710.2309
2457 | 1102.6571 | 839.1378 | 1102.6571 | 839.1378
2458 | 1051.8033 | 864.0353 | 1051.8033 | 864.0353
2459 | 990.8257 | 904.0269 | 990.8257 | 904.0269
2460 | 934.592 | 972.1361 | 934.592 | 972.1361
2461 | 898.1334 | 1023.7908 | 898.1334 | 1023.7908
2462 | 870.9615 | 1062.5923 | 870.9615 | 1062.5923
2463 | 857.6561 | 1114.7119 | 857.6561 | 1114.7119
2464 | 860.6485 | 1182.6184 | 860.6485 | 1182.6184
2465 | 874.6961 | 1286.0915 | 874.6961 | 1286.0915
2466 | 909.5919 | 1342.6235 | 909.5919 | 1342.6235
2467 | 948.9773 | 1373.2438 | 948.9773 | 1373.2438
2468 | 1005.4035 | 1398.6817 | 1005.4035 | 1398.6817
2469 | 1065.9162 | 1437.814 | 1065.9162 | 1437.814
2470 | 1116.504 | 1464.6455 | 1116.504 | 1464.6455
2471 | 1203.9296 | 1472.8439 | 1203.9296 | 1472.8439
2472 | 1181.0763 | 1459.9993 | 1181.0763 | 1459.9993
2473 | 1140.9507 | 1428.3528 | 1140.9507 | 1428.3528
2474 | 1135.4581 | 1388.3465 | 1135.4581 | 1388.3465
2475 | 1153.3782 | 1365.9197 | 1153.3782 | 1365.9197
2476 | 1173.4986 | 1381.9812 | 1173.4986 | 1381.9812
2477 | 1212.6778 | 1406.6331 | 1212.6778 | 1406.6331
2478 | 1235.2384 | 1439.3725 | 1235.2384 | 1439.3725
2479 | 1195.6895 | 1476.6143 | 1195.6895 | 1476.6143
2480 | 1150.1426 | 1525.545 | 1150.1426 | 1525.545
2481 | 1110.0623 | 1574.9812 | 1110.0623 | 1574.9812
2482 | 1056.3285 | 1600.8952 | 1056.3285 | 1600.8952
2483 | 987.921 | 1608.6365 | 987.921 | 1608.6365
2484 | 929.0745 | 1628.0468 | 929.0745 | 1628.0468
2485 | 895.5775 | 1643.6624 | 895.5775 | 1643.6624
2486 | 870.0452 | 1651.4149 | 870.0452 | 1651.4149
2487 | 856.7047 | 1662.7826 | 856.7047 | 1662.7826
2488 | 861.8539 | 1685.1321 | 861.8539 | 1685.1321
2489 | 881.1897 | 1734.4542 | 881.1897 | 1734.4542
2490 | 920.4783 | 1743.3038 | 920.4783 | 1743.3038
2491 | 975.3264 | 1744.446 | 975.3264 | 1744.446
2492 | 1065.0842 | 1733.0131 | 1065.0842 | 1733.0131
2493 | 1123.3307 | 1721.7832 | 1123.3307 | 1721.7832
2494 | 1196.7441 | 1719.229 | 1196.7441 | 1719.229
2495 | 1289.9886 | 1699.3355 | 1289.9886 | 1699.3355
2496 | 1263.4472 | 1672.7221 | 1263.4472 | 1672.7221
2497 | 1212.1363 | 1651.5177 | 1212.1363 | 1651.5177
2498 | 1196.2006 | 1631.0094 | 1196.2006 | 1631.0094
2499 | 1213.606 | 1608.0281 | 1213.606 | 1608.0281
2500 | 1231.2276 | 1590.176 | 1231.2276 | 1590.176
2501 | 1272.7647 | 1570.9342 | 1272.7647 | 1570.9342
2502 | 1278.2072 | 1550.724 | 1278.2072 | 1550.724
2503 | 1238.392 | 1538.7123 | 1238.392 | 1538.7123
2504 | 1185.6634 | 1553.0826 | 1185.6634 | 1553.0826
2505 | 1142.3523 | 1594.5717 | 1142.3523 | 1594.5717
2506 | 1082.5113 | 1593.3177 | 1082.5113 | 1593.3177
2507 | 1001.9358 | 1578.9736 | 1001.9358 | 1578.9736
2508 | 938.5344 | 1580.1795 | 938.5344 | 1580.1795
2509 | 892.3912 | 1584.8911 | 892.3912 | 1584.8911
2510 | 866.6269 | 1578.69 | 866.6269 | 1578.69
2511 | 858.404 | 1578.5991 | 858.404 | 1578.5991
2512 | 868.775 | 1595.589 | 868.775 | 1595.589
2513 | 886.0389 | 1652.2112 | 886.0389 | 1652.2112
2514 | 923.2209 | 1664.6647 | 923.2209 | 1664.6647
2515 | 1000.0139 | 1672.5527 | 1000.0139 | 1672.5527
2516 | 1102.195 | 1660.9351 | 1102.195 | 1660.9351
2517 | 1176.9075 | 1656.4509 | 1176.9075 | 1656.4509
2518 | 1231.5722 | 1635.3227 | 1231.5722 | 1635.3227
2519 | 1328.3641 | 1570.7962 | 1328.3641 | 1570.7962
2520 | 1303.9553 | 1504.6323 | 1303.9553 | 1504.6323
2521 | 1234.0454 | 1437.224 | 1234.0454 | 1437.224
2522 | 1235.615 | 1379.5677 | 1235.615 | 1379.5677
2523 | 1237.3853 | 1332.6529 | 1237.3853 | 1332.6529
2524 | 1240.3025 | 1302.0485 | 1240.3025 | 1302.0485
2525 | 1302.7365 | 1277.6318 | 1302.7365 | 1277.6318
2526 | 1337.6673 | 1248.8276 | 1337.6673 | 1248.8276
2527 | 1293.9589 | 1230.9019 | 1293.9589 | 1230.9019
2528 | 1227.5151 | 1225.5893 | 1227.5151 | 1225.5893
2529 | 1176.2267 | 1215.4224 | 1176.2267 | 1215.4224
2530 | 1113.6556 | 1195.2249 | 1113.6556 | 1195.2249
2531 | 1038.9168 | 1152.5115 | 1038.9168 | 1152.5115
2532 | 966.1438 | 1156.8594 | 966.1438 | 1156.8594
2533 | 919.8964 | 1205.6494 | 919.8964 | 1205.6494
2534 | 896.3443 | 1312.7403 | 896.3443 | 1312.7403
2535 | 884.0123 | 1399.4203 | 884.0123 | 1399.4203
2536 | 887.3071 | 1493.5707 | 887.3071 | 1493.5707
2537 | 905.5454 | 1616.7266 | 905.5454 | 1616.7266
2538 | 945.64 | 1681.5754 | 945.64 | 1681.5754
2539 | 1017.8684 | 1721.7137 | 1017.8684 | 1721.7137
2540 | 1111.3467 | 1733.1056 | 1111.3467 | 1733.1056
2541 | 1184.2316 | 1721.506 | 1184.2316 | 1721.506
2542 | 1238.4418 | 1712.3908 | 1238.4418 | 1712.3908
2543 | 1344.3699 | 1681.5008 | 1344.3699 | 1681.5008
2544 | 1302.8532 | 1608.4063 | 1302.8532 | 1608.4063
2545 | 1238.7833 | 1514.7541 | 1238.7833 | 1514.7541
2546 | 1222.2794 | 1386.6831 | 1222.2794 | 1386.6831
2547 | 1228.9735 | 1282.5678 | 1228.9735 | 1282.5678
2548 | 1239.1918 | 1243.5543 | 1239.1918 | 1243.5543
2549 | 1301.1393 | 1241.5003 | 1301.1393 | 1241.5003
2550 | 1335.6538 | 1252.7088 | 1335.6538 | 1252.7088
2551 | 1279.6848 | 1302.1483 | 1279.6848 | 1302.1483
2552 | 1228.603 | 1378.247 | 1228.603 | 1378.247
2553 | 1174.3957 | 1422.5083 | 1174.3957 | 1422.5083
2554 | 1114.4531 | 1434.6535 | 1114.4531 | 1434.6535
2555 | 1036.1454 | 1441.0087 | 1036.1454 | 1441.0087
2556 | 970.6744 | 1480.3791 | 970.6744 | 1480.3791
2557 | 926.0648 | 1515.4928 | 926.0648 | 1515.4928
2558 | 900.8623 | 1541.4496 | 900.8623 | 1541.4496
2559 | 886.4535 | 1576.7509 | 886.4535 | 1576.7509
2560 | 891.4337 | 1628.9482 | 891.4337 | 1628.9482
2561 | 901.9686 | 1710.2433 | 901.9686 | 1710.2433
2562 | 947.418 | 1738.2214 | 947.418 | 1738.2214
2563 | 1008.1848 | 1750.6373 | 1008.1848 | 1750.6373
2564 | 1080.9025 | 1736.8019 | 1080.9025 | 1736.8019
2565 | 1159.1745 | 1724.5554 | 1159.1745 | 1724.5554
2566 | 1212.7348 | 1704.2589 | 1212.7348 | 1704.2589
2567 | 1301.3048 | 1632.7094 | 1301.3048 | 1632.7094
2568 | 1276.1341 | 1534.942 | 1276.1341 | 1534.942
2569 | 1203.7931 | 1432.1415 | 1203.7931 | 1432.1415
2570 | 1194.7956 | 1324.9547 | 1194.7956 | 1324.9547
2571 | 1190.3899 | 1231.3739 | 1190.3899 | 1231.3739
2572 | 1224.201 | 1176.0966 | 1224.201 | 1176.0966
2573 | 1288.5959 | 1155.099 | 1288.5959 | 1155.099
2574 | 1322.5511 | 1157.2515 | 1322.5511 | 1157.2515
2575 | 1267.5864 | 1191.2589 | 1267.5864 | 1191.2589
2576 | 1203.1367 | 1256.1763 | 1203.1367 | 1256.1763
2577 | 1158.1467 | 1270.6823 | 1158.1467 | 1270.6823
2578 | 1101.5025 | 1263.8839 | 1101.5025 | 1263.8839
2579 | 1038.7335 | 1259.7046 | 1038.7335 | 1259.7046
2580 | 970.7463 | 1250.2837 | 970.7463 | 1250.2837
2581 | 931.9397 | 1269.1336 | 931.9397 | 1269.1336
2582 | 899.7509 | 1317.2683 | 899.7509 | 1317.2683
2583 | 887.461 | 1361.7179 | 887.461 | 1361.7179
2584 | 886.6514 | 1399.8692 | 886.6514 | 1399.8692
2585 | 905.5037 | 1465.455 | 905.5037 | 1465.455
2586 | 934.8426 | 1493.2483 | 934.8426 | 1493.2483
2587 | 982.627 | 1508.7137 | 982.627 | 1508.7137
2588 | 1043.438 | 1490.073 | 1043.438 | 1490.073
2589 | 1104.9062 | 1471.4504 | 1104.9062 | 1471.4504
2590 | 1156.1181 | 1469.3583 | 1156.1181 | 1469.3583
2591 | 1236.2509 | 1477.3719 | 1236.2509 | 1477.3719
2592 | 1218.03 | 1510.6388 | 1218.03 | 1510.6388
2593 | 1171.0166 | 1536.932 | 1171.0166 | 1536.932
2594 | 1162.4469 | 1535.5521 | 1162.4469 | 1535.5521
2595 | 1163.4289 | 1519.7787 | 1163.4289 | 1519.7787
2596 | 1184.5204 | 1512.5535 | 1184.5204 | 1512.5535
2597 | 1235.6384 | 1523.2518 | 1235.6384 | 1523.2518
2598 | 1268.0308 | 1523.3712 | 1268.0308 | 1523.3712
2599 | 1231.0738 | 1526.6993 | 1231.0738 | 1526.6993
2600 | 1184.1121 | 1536.7264 | 1184.1121 | 1536.7264
2601 | 1139.5275 | 1532.8432 | 1139.5275 | 1532.8432
2602 | 1089.1735 | 1511.4444 | 1089.1735 | 1511.4444
2603 | 1019.0828 | 1481.1137 | 1019.0828 | 1481.1137
2604 | 967.5547 | 1468.5509 | 967.5547 | 1468.5509
2605 | 922.2178 | 1446.649 | 922.2178 | 1446.649
2606 | 897.835 | 1429.9134 | 897.835 | 1429.9134
2607 | 888.8217 | 1443.4065 | 888.8217 | 1443.4065
2608 | 894.1386 | 1479.2475 | 894.1386 | 1479.2475
2609 | 904.6834 | 1556.5692 | 904.6834 | 1556.5692
2610 | 931.5004 | 1583.6231 | 931.5004 | 1583.6231
2611 | 985.0465 | 1600.6594 | 985.0465 | 1600.6594
2612 | 1042.0803 | 1599.4839 | 1042.0803 | 1599.4839
2613 | 1097.1051 | 1593.6136 | 1097.1051 | 1593.6136
2614 | 1153.5064 | 1589.6732 | 1153.5064 | 1589.6732
2615 | 1239.4564 | 1579.0205 | 1239.4564 | 1579.0205
2616 | 1221.7234 | 1569.4102 | 1221.7234 | 1569.4102
2617 | 1181.6515 | 1554.0275 | 1181.6515 | 1554.0275
2618 | 1167.205 | 1541.0042 | 1167.205 | 1541.0042
2619 | 1169.095 | 1536.6893 | 1169.095 | 1536.6893
2620 | 1206.9195 | 1544.157 | 1206.9195 | 1544.157
2621 | 1279.5914 | 1549.9576 | 1279.5914 | 1549.9576
2622 | 1294.9665 | 1545.6415 | 1294.9665 | 1545.6415
2623 | 1238.5418 | 1538.6199 | 1238.5418 | 1538.6199
2624 | 1191.1485 | 1538.8518 | 1191.1485 | 1538.8518
2625 | 1144.8395 | 1535.5231 | 1144.8395 | 1535.5231
2626 | 1091.1784 | 1526.0448 | 1091.1784 | 1526.0448
2627 | 1017.4549 | 1506.0638 | 1017.4549 | 1506.0638
2628 | 960.9561 | 1501.2633 | 960.9561 | 1501.2633
2629 | 915.1823 | 1496.8264 | 915.1823 | 1496.8264
2630 | 889.6447 | 1489.5164 | 889.6447 | 1489.5164
2631 | 878.0246 | 1493.4915 | 878.0246 | 1493.4915
2632 | 880.4145 | 1515.2866 | 880.4145 | 1515.2866
2633 | 890.429 | 1569.1366 | 890.429 | 1569.1366
2634 | 926.4499 | 1582.5142 | 926.4499 | 1582.5142
2635 | 997.387 | 1589.5705 | 997.387 | 1589.5705
2636 | 1063.574 | 1586.5468 | 1063.574 | 1586.5468
2637 | 1111.1173 | 1587.145 | 1111.1173 | 1587.145
2638 | 1164.5894 | 1584.868 | 1164.5894 | 1584.868
2639 | 1266.3888 | 1577.0799 | 1266.3888 | 1577.0799
2640 | 1237.2447 | 1569.2253 | 1237.2447 | 1569.2253
2641 | 1187.3078 | 1553.1958 | 1187.3078 | 1553.1958
2642 | 1173.848 | 1538.3244 | 1173.848 | 1538.3244
2643 | 1181.3516 | 1528.2802 | 1181.3516 | 1528.2802
2644 | 1214.8202 | 1532.8832 | 1214.8202 | 1532.8832
2645 | 1276.8377 | 1537.575 | 1276.8377 | 1537.575
2646 | 1313.0409 | 1526.9752 | 1313.0409 | 1526.9752
2647 | 1251.1173 | 1519.6763 | 1251.1173 | 1519.6763
2648 | 1198.515 | 1525.2678 | 1198.515 | 1525.2678
2649 | 1159.7357 | 1529.3318 | 1159.7357 | 1529.3318
2650 | 1102.2109 | 1526.8765 | 1102.2109 | 1526.8765
2651 | 1030.0904 | 1521.7732 | 1030.0904 | 1521.7732
2652 | 954.0112 | 1538.2264 | 954.0112 | 1538.2264
2653 | 913.729 | 1560.6802 | 913.729 | 1560.6802
2654 | 889.9023 | 1577.6735 | 889.9023 | 1577.6735
2655 | 878.4324 | 1602.9023 | 878.4324 | 1602.9023
2656 | 882.2554 | 1641.146 | 882.2554 | 1641.146
2657 | 900.1546 | 1713.3852 | 900.1546 | 1713.3852
2658 | 945.781 | 1742.4721 | 945.781 | 1742.4721
2659 | 1029.5442 | 1760.2477 | 1029.5442 | 1760.2477
2660 | 1116.4607 | 1763.9698 | 1116.4607 | 1763.9698
2661 | 1175.7077 | 1759.9476 | 1175.7077 | 1759.9476
2662 | 1224.1922 | 1747.8754 | 1224.1922 | 1747.8754
2663 | 1314.9109 | 1734.8201 | 1314.9109 | 1734.8201
2664 | 1291.2763 | 1709.5928 | 1291.2763 | 1709.5928
2665 | 1226.0494 | 1663.2535 | 1226.0494 | 1663.2535
2666 | 1199.1107 | 1591.4589 | 1199.1107 | 1591.4589
2667 | 1230.1985 | 1535.8576 | 1230.1985 | 1535.8576
2668 | 1252.9102 | 1525.3058 | 1252.9102 | 1525.3058
2669 | 1322.042 | 1539.7003 | 1322.042 | 1539.7003
2670 | 1335.1339 | 1555.9912 | 1335.1339 | 1555.9912
2671 | 1267.2219 | 1573.1804 | 1267.2219 | 1573.1804
2672 | 1209.3203 | 1606.2171 | 1209.3203 | 1606.2171
2673 | 1158.3384 | 1641.33 | 1158.3384 | 1641.33
2674 | 1097.0831 | 1644.3268 | 1097.0831 | 1644.3268
2675 | 1021.4072 | 1636.0816 | 1021.4072 | 1636.0816
2676 | 955.5156 | 1648.4689 | 955.5156 | 1648.4689
2677 | 912.3486 | 1665.8403 | 912.3486 | 1665.8403
2678 | 892.5408 | 1684.8665 | 892.5408 | 1684.8665
2679 | 879.9957 | 1713.6993 | 879.9957 | 1713.6993
2680 | 880.4422 | 1752.0354 | 880.4422 | 1752.0354
2681 | 903.362 | 1797.4763 | 903.362 | 1797.4763
2682 | 938.9437 | 1809.283 | 938.9437 | 1809.283
2683 | 1022.879 | 1819.3887 | 1022.879 | 1819.3887
2684 | 1119.8011 | 1818.4904 | 1119.8011 | 1818.4904
2685 | 1181.2009 | 1821.214 | 1181.2009 | 1821.214
2686 | 1241.9974 | 1829.3791 | 1241.9974 | 1829.3791
2687 | 1320.8638 | 1831.0166 | 1320.8638 | 1831.0166
2688 | 1287.1212 | 1786.5685 | 1287.1212 | 1786.5685
2689 | 1229.2203 | 1705.4839 | 1229.2203 | 1705.4839
2690 | 1220.0085 | 1630.917 | 1220.0085 | 1630.917
2691 | 1226.0048 | 1577.7184 | 1226.0048 | 1577.7184
2692 | 1240.8117 | 1551.642 | 1240.8117 | 1551.642
2693 | 1303.579 | 1539.2383 | 1303.579 | 1539.2383
2694 | 1336.7537 | 1527.7144 | 1336.7537 | 1527.7144
2695 | 1267.5158 | 1532.8906 | 1267.5158 | 1532.8906
2696 | 1208.8609 | 1604.3689 | 1208.8609 | 1604.3689
2697 | 1152.2962 | 1647.7986 | 1152.2962 | 1647.7986
2698 | 1087.8346 | 1643.8648 | 1087.8346 | 1643.8648
2699 | 1016.4762 | 1646.3389 | 1016.4762 | 1646.3389
2700 | 947.7764 | 1693.3791 | 947.7764 | 1693.3791
2701 | 910.2498 | 1748.5453 | 910.2498 | 1748.5453
2702 | 881.1389 | 1788.9177 | 881.1389 | 1788.9177
2703 | 873.5278 | 1825.6976 | 873.5278 | 1825.6976
2704 | 883.4853 | 1867.8224 | 883.4853 | 1867.8224
2705 | 895.6666 | 1939.8768 | 895.6666 | 1939.8768
2706 | 937.9128 | 1975.5246 | 937.9128 | 1975.5246
2707 | 1024.7548 | 1997.8282 | 1024.7548 | 1997.8282
2708 | 1117.4453 | 2004.5997 | 1117.4453 | 2004.5997
2709 | 1192.9685 | 2014.6236 | 1192.9685 | 2014.6236
2710 | 1249.9765 | 2012.2542 | 1249.9765 | 2012.2542
2711 | 1330.3684 | 1974.8956 | 1330.3684 | 1974.8956
2712 | 1302.5831 | 1874.9104 | 1302.5831 | 1874.9104
2713 | 1230.1182 | 1750.1168 | 1230.1182 | 1750.1168
2714 | 1215.4065 | 1604.2111 | 1215.4065 | 1604.2111
2715 | 1237.6827 | 1479.7661 | 1237.6827 | 1479.7661
2716 | 1256.2484 | 1414.6936 | 1256.2484 | 1414.6936
2717 | 1314.1671 | 1391.9403 | 1314.1671 | 1391.9403
2718 | 1342.0793 | 1403.4259 | 1342.0793 | 1403.4259
2719 | 1288.6863 | 1441.1297 | 1288.6863 | 1441.1297
2720 | 1227.781 | 1493.3871 | 1227.781 | 1493.3871
2721 | 1173.603 | 1520.2758 | 1173.603 | 1520.2758
2722 | 1115.2367 | 1524.6587 | 1115.2367 | 1524.6587
2723 | 1048.4099 | 1515.8591 | 1048.4099 | 1515.8591
2724 | 983.9216 | 1522.9791 | 983.9216 | 1522.9791
2725 | 943.4782 | 1571.1223 | 943.4782 | 1571.1223
2726 | 925.5899 | 1576.195 | 925.5899 | 1576.195
2727 | 906.5299 | 1584.4208 | 906.5299 | 1584.4208
2728 | 915.4241 | 1612.592 | 915.4241 | 1612.592
2729 | 928.3633 | 1678.9171 | 928.3633 | 1678.9171
2730 | 971.9719 | 1696.5454 | 971.9719 | 1696.5454
2731 | 1033.8798 | 1701.6612 | 1033.8798 | 1701.6612
2732 | 1100.6007 | 1697.7134 | 1100.6007 | 1697.7134
2733 | 1173.9626 | 1690.6418 | 1173.9626 | 1690.6418
2734 | 1222.5803 | 1673.8567 | 1222.5803 | 1673.8567
2735 | 1291.8104 | 1653.5012 | 1291.8104 | 1653.5012
2736 | 1285.2878 | 1621.0661 | 1285.2878 | 1621.0661
2737 | 1215.102 | 1571.6773 | 1215.102 | 1571.6773
2738 | 1203.6904 | 1504.3183 | 1203.6904 | 1504.3183
2739 | 1226.2964 | 1425.9848 | 1226.2964 | 1425.9848
2740 | 1242.9264 | 1381.1496 | 1242.9264 | 1381.1496
2741 | 1298.6371 | 1370.9637 | 1298.6371 | 1370.9637
2742 | 1308.4998 | 1372.5617 | 1308.4998 | 1372.5617
2743 | 1249.9759 | 1407.678 | 1249.9759 | 1407.678
2744 | 1207.7904 | 1504.2912 | 1207.7904 | 1504.2912
2745 | 1159.039 | 1547.9981 | 1159.039 | 1547.9981
2746 | 1109.9133 | 1524.1043 | 1109.9133 | 1524.1043
2747 | 1048.38 | 1493.9584 | 1048.38 | 1493.9584
2748 | 985.3602 | 1484.9995 | 985.3602 | 1484.9995
2749 | 942.7265 | 1476.2195 | 942.7265 | 1476.2195
2750 | 919.8918 | 1484.3416 | 919.8918 | 1484.3416
2751 | 908.2488 | 1513.1743 | 908.2488 | 1513.1743
2752 | 908.9414 | 1570.0844 | 908.9414 | 1570.0844
2753 | 926.695 | 1642.416 | 926.695 | 1642.416
2754 | 964.4582 | 1663.4634 | 964.4582 | 1663.4634
2755 | 1012.6437 | 1666.1766 | 1012.6437 | 1666.1766
2756 | 1062.71 | 1655.8526 | 1062.71 | 1655.8526
2757 | 1122.6613 | 1652.2925 | 1122.6613 | 1652.2925
2758 | 1180.7841 | 1648.537 | 1180.7841 | 1648.537
2759 | 1243.9752 | 1636.3133 | 1243.9752 | 1636.3133
2760 | 1233.4619 | 1557.7668 | 1233.4619 | 1557.7668
2761 | 1182.4471 | 1476.2201 | 1182.4471 | 1476.2201
2762 | 1187.8386 | 1395.9239 | 1187.8386 | 1395.9239
2763 | 1190.2398 | 1360.3752 | 1190.2398 | 1360.3752
2764 | 1226.4228 | 1370.4303 | 1226.4228 | 1370.4303
2765 | 1296.0126 | 1405.6166 | 1296.0126 | 1405.6166
2766 | 1291.1261 | 1440.2042 | 1291.1261 | 1440.2042
2767 | 1233.2243 | 1477.1687 | 1233.2243 | 1477.1687
2768 | 1189.7527 | 1521.7563 | 1189.7527 | 1521.7563
2769 | 1146.9079 | 1556.0376 | 1146.9079 | 1556.0376
2770 | 1103.1721 | 1578.6249 | 1103.1721 | 1578.6249
2771 | 1047.8518 | 1595.145 | 1047.8518 | 1595.145
2772 | 988.557 | 1626.8455 | 988.557 | 1626.8455
2773 | 942.4254 | 1651.8867 | 942.4254 | 1651.8867
2774 | 919.553 | 1670.4509 | 919.553 | 1670.4509
2775 | 906.84 | 1693.0924 | 906.84 | 1693.0924
2776 | 910.6819 | 1742.0553 | 910.6819 | 1742.0553
2777 | 924.2518 | 1818.4529 | 924.2518 | 1818.4529
2778 | 961.2677 | 1848.2791 | 961.2677 | 1848.2791
2779 | 1013.1311 | 1859.6785 | 1013.1311 | 1859.6785
2780 | 1065.5011 | 1845.0114 | 1065.5011 | 1845.0114
2781 | 1109.8588 | 1843.0223 | 1109.8588 | 1843.0223
2782 | 1154.9074 | 1842.6858 | 1154.9074 | 1842.6858
2783 | 1227.3376 | 1828.7064 | 1227.3376 | 1828.7064
2784 | 1218.1136 | 1783.6115 | 1218.1136 | 1783.6115
2785 | 1176.5322 | 1709.1802 | 1176.5322 | 1709.1802
2786 | 1172.9034 | 1621.6762 | 1172.9034 | 1621.6762
2787 | 1188.8221 | 1566.2598 | 1188.8221 | 1566.2598
2788 | 1216.5022 | 1549.0546 | 1216.5022 | 1549.0546
2789 | 1285.3252 | 1552.6374 | 1285.3252 | 1552.6374
2790 | 1305.39 | 1563.3838 | 1305.39 | 1563.3838
2791 | 1239.4412 | 1594.619 | 1239.4412 | 1594.619
2792 | 1201.1826 | 1690.3082 | 1201.1826 | 1690.3082
2793 | 1158.7338 | 1732.3517 | 1158.7338 | 1732.3517
2794 | 1107.861 | 1706.0553 | 1107.861 | 1706.0553
2795 | 1041.1982 | 1675.817 | 1041.1982 | 1675.817
2796 | 978.94 | 1677.3926 | 978.94 | 1677.3926
2797 | 942.1039 | 1690.0512 | 942.1039 | 1690.0512
2798 | 923.4184 | 1701.1303 | 923.4184 | 1701.1303
2799 | 912.5372 | 1728.6694 | 912.5372 | 1728.6694
2800 | 915.5042 | 1783.6389 | 915.5042 | 1783.6389
2801 | 933.8599 | 1873.8976 | 933.8599 | 1873.8976
2802 | 966.32 | 1925.8092 | 966.32 | 1925.8092
2803 | 1024.3542 | 1968.7198 | 1024.3542 | 1968.7198
2804 | 1099.1159 | 1996.0058 | 1099.1159 | 1996.0058
2805 | 1151.0348 | 2011.9437 | 1151.0348 | 2011.9437
2806 | 1187.9673 | 2026.0229 | 1187.9673 | 2026.0229
2807 | 1255.9664 | 2022.578 | 1255.9664 | 2022.578
2808 | 1234.898 | 1974.8032 | 1234.898 | 1974.8032
2809 | 1176.8943 | 1890.3919 | 1176.8943 | 1890.3919
2810 | 1172.1419 | 1779.8784 | 1172.1419 | 1779.8784
2811 | 1190.5549 | 1663.3804 | 1190.5549 | 1663.3804
2812 | 1231.1765 | 1624.829 | 1231.1765 | 1624.829
2813 | 1299.4372 | 1610.1151 | 1299.4372 | 1610.1151
2814 | 1312.749 | 1610.8814 | 1312.749 | 1610.8814
2815 | 1248.4512 | 1644.242 | 1248.4512 | 1644.242
2816 | 1209.6453 | 1768.4852 | 1209.6453 | 1768.4852
2817 | 1161.324 | 1819.8619 | 1161.324 | 1819.8619
2818 | 1101.0316 | 1813.8028 | 1101.0316 | 1813.8028
2819 | 1023.839 | 1800.0131 | 1023.839 | 1800.0131
2820 | 962.1341 | 1807.4104 | 962.1341 | 1807.4104
2821 | 929.1852 | 1816.8347 | 929.1852 | 1816.8347
2822 | 911.2137 | 1827.0822 | 911.2137 | 1827.0822
2823 | 900.9687 | 1855.5453 | 900.9687 | 1855.5453
2824 | 914.7899 | 1903.2146 | 914.7899 | 1903.2146
2825 | 932.6165 | 1985.8958 | 932.6165 | 1985.8958
2826 | 985.0792 | 2034.0188 | 985.0792 | 2034.0188
2827 | 1071.9246 | 2074.3419 | 1071.9246 | 2074.3419
2828 | 1165.5222 | 2104.6774 | 1165.5222 | 2104.6774
2829 | 1233.0032 | 2146.5819 | 1233.0032 | 2146.5819
2830 | 1273.2902 | 2183.301 | 1273.2902 | 2183.301
2831 | 1344.7825 | 2205.6379 | 1344.7825 | 2205.6379
2832 | 1305.5247 | 2158.3251 | 1305.5247 | 2158.3251
2833 | 1229.5452 | 2058.3893 | 1229.5452 | 2058.3893
2834 | 1229.2393 | 1934.8463 | 1229.2393 | 1934.8463
2835 | 1252.8796 | 1815.3913 | 1252.8796 | 1815.3913
2836 | 1281.8937 | 1714.0025 | 1281.8937 | 1714.0025
2837 | 1348.8862 | 1667.5003 | 1348.8862 | 1667.5003
2838 | 1361.1103 | 1652.0953 | 1361.1103 | 1652.0953
2839 | 1305.2577 | 1668.4529 | 1305.2577 | 1668.4529
2840 | 1245.694 | 1694.0969 | 1245.694 | 1694.0969
2841 | 1190.3035 | 1691.0454 | 1190.3035 | 1691.0454
2842 | 1131.8301 | 1666.0427 | 1131.8301 | 1666.0427
2843 | 1053.6083 | 1641.9957 | 1053.6083 | 1641.9957
2844 | 976.9674 | 1640.1522 | 976.9674 | 1640.1522
2845 | 940.6613 | 1639.7813 | 940.6613 | 1639.7813
2846 | 918.8274 | 1630.9004 | 918.8274 | 1630.9004
2847 | 913.2935 | 1652.0633 | 913.2935 | 1652.0633
2848 | 922.9932 | 1692.802 | 922.9932 | 1692.802
2849 | 944.3511 | 1762.9158 | 944.3511 | 1762.9158
2850 | 990.641 | 1774.63 | 990.641 | 1774.63
2851 | 1083.1253 | 1765.6998 | 1083.1253 | 1765.6998
2852 | 1173.9165 | 1733.0131 | 1173.9165 | 1733.0131
2853 | 1230.116 | 1723.0769 | 1230.116 | 1723.0769
2854 | 1280.9486 | 1729.6711 | 1280.9486 | 1729.6711
2855 | 1353.2094 | 1703.8635 | 1353.2094 | 1703.8635
2856 | 1312.7082 | 1657.6596 | 1312.7082 | 1657.6596
2857 | 1256.4173 | 1608.086 | 1256.4173 | 1608.086
2858 | 1254.413 | 1523.5391 | 1254.413 | 1523.5391
2859 | 1271.6305 | 1430.2355 | 1271.6305 | 1430.2355
2860 | 1302.2603 | 1391.4068 | 1302.2603 | 1391.4068
2861 | 1366.7866 | 1402.9368 | 1366.7866 | 1402.9368
2862 | 1391.1404 | 1427.914 | 1391.1404 | 1427.914
2863 | 1328.4427 | 1498.0529 | 1328.4427 | 1498.0529
2864 | 1265.6322 | 1564.1715 | 1265.6322 | 1564.1715
2865 | 1209.8594 | 1569.0671 | 1209.8594 | 1569.0671
2866 | 1157.0259 | 1552.0114 | 1157.0259 | 1552.0114
2867 | 1074.4118 | 1525.0998 | 1074.4118 | 1525.0998
2868 | 1003.5992 | 1526.121 | 1003.5992 | 1526.121
2869 | 969.4855 | 1518.8195 | 969.4855 | 1518.8195
2870 | 941.086 | 1494.1368 | 941.086 | 1494.1368
2871 | 934.202 | 1477.5973 | 934.202 | 1477.5973
2872 | 947.0244 | 1501.7026 | 947.0244 | 1501.7026
2873 | 956.3318 | 1574.6811 | 956.3318 | 1574.6811
2874 | 1014.5322 | 1606.8175 | 1014.5322 | 1606.8175
2875 | 1102.4463 | 1630.7844 | 1102.4463 | 1630.7844
2876 | 1209.4692 | 1629.0544 | 1209.4692 | 1629.0544
2877 | 1245.0687 | 1610.6166 | 1245.0687 | 1610.6166
2878 | 1296.2832 | 1590.5049 | 1296.2832 | 1590.5049
2879 | 1363.523 | 1576.4331 | 1363.523 | 1576.4331
2880 | 1325.8095 | 1531.8002 | 1325.8095 | 1531.8002
2881 | 1261.2759 | 1483.9823 | 1261.2759 | 1483.9823
2882 | 1258.0512 | 1445.6393 | 1258.0512 | 1445.6393
2883 | 1271.9417 | 1414.5262 | 1271.9417 | 1414.5262
2884 | 1306.9075 | 1427.9079 | 1306.9075 | 1427.9079
2885 | 1380.6779 | 1459.6752 | 1380.6779 | 1459.6752
2886 | 1398.5159 | 1498.5135 | 1398.5159 | 1498.5135
2887 | 1331.5311 | 1556.9167 | 1331.5311 | 1556.9167
2888 | 1283.9705 | 1633.2001 | 1283.9705 | 1633.2001
2889 | 1239.5078 | 1686.3326 | 1239.5078 | 1686.3326
2890 | 1170.6404 | 1715.4809 | 1170.6404 | 1715.4809
2891 | 1095.3288 | 1722.2057 | 1095.3288 | 1722.2057
2892 | 1013.8587 | 1733.4841 | 1013.8587 | 1733.4841
2893 | 967.4081 | 1737.5488 | 967.4081 | 1737.5488
2894 | 941.9422 | 1734.2123 | 941.9422 | 1734.2123
2895 | 934.9491 | 1742.4381 | 934.9491 | 1742.4381
2896 | 938.997 | 1770.2397 | 938.997 | 1770.2397
2897 | 958.7077 | 1837.6737 | 958.7077 | 1837.6737
2898 | 1000.0953 | 1872.3051 | 1000.0953 | 1872.3051
2899 | 1068.8938 | 1900.6152 | 1068.8938 | 1900.6152
2900 | 1144.5043 | 1918.8453 | 1144.5043 | 1918.8453
2901 | 1204.6709 | 1939.1264 | 1204.6709 | 1939.1264
2902 | 1246.0992 | 1961.245 | 1246.0992 | 1961.245
2903 | 1320.3101 | 1976.2817 | 1320.3101 | 1976.2817
2904 | 1283.7094 | 1950.2227 | 1283.7094 | 1950.2227
2905 | 1214.6107 | 1878.1016 | 1214.6107 | 1878.1016
2906 | 1201.7236 | 1774.796 | 1201.7236 | 1774.796
2907 | 1214.4475 | 1683.7101 | 1214.4475 | 1683.7101
2908 | 1229.0804 | 1635.3635 | 1229.0804 | 1635.3635
2909 | 1272.8572 | 1624.3459 | 1272.8572 | 1624.3459
2910 | 1255.3734 | 1660.3196 | 1255.3734 | 1660.3196
2911 | 1224.2899 | 1699.1323 | 1224.2899 | 1699.1323
2912 | 1176.4614 | 1733.1854 | 1176.4614 | 1733.1854
2913 | 1148.8615 | 1740.6684 | 1148.8615 | 1740.6684
2914 | 1109.906 | 1736.8271 | 1109.906 | 1736.8271
2915 | 1060.8538 | 1733.2946 | 1060.8538 | 1733.2946
2916 | 1027.3007 | 2444.1174 | 1027.3007 | 2444.1174
2917 | 986.6232 | 2461.4777 | 986.6232 | 2461.4777
2918 | 954.7349 | 2498.9115 | 954.7349 | 2498.9115
2919 | 960.7166 | 2529.7687 | 960.7166 | 2529.7687
2920 | 958.1542 | 2557.4376 | 958.1542 | 2557.4376
2921 | 969.3466 | 2619.1638 | 969.3466 | 2619.1638
2922 | 1005.6196 | 2753.8439 | 1005.6196 | 2753.8439
2923 | 1059.0067 | 2881.3405 | 1059.0067 | 2881.3405
2924 | 1135.5877 | 3040.2729 | 1135.5877 | 3040.2729
2925 | 1174.0125 | 3168.8563 | 1174.0125 | 3168.8563
2926 | 1225.9385 | 3266.1881 | 1225.9385 | 3266.1881
2927 | 1297.8979 | 3265.269 | 1297.8979 | 3265.269
2928 | 1291.5001 | 3157.679 | 1291.5001 | 3157.679
2929 | 1248.2827 | 3035.5546 | 1248.2827 | 3035.5546
2930 | 1242.897 | 2914.5945 | 1242.897 | 2914.5945
2931 | 1255.6744 | 2797.972 | 1255.6744 | 2797.972
2932 | 1316.0366 | 2688.6188 | 1316.0366 | 2688.6188
2933 | 1372.2976 | 2622.6634 | 1372.2976 | 2622.6634
2934 | 1333.6692 | 2628.166 | 1333.6692 | 2628.166
2935 | 1300.1396 | 2622.0263 | 1300.1396 | 2622.0263
2936 | 1253.2629 | 2658.2678 | 1253.2629 | 2658.2678
2937 | 1196.1377 | 2659.9756 | 1196.1377 | 2659.9756
2938 | 1143.9393 | 2625.1181 | 1143.9393 | 2625.1181
2939 | 1081.0644 | 2576.9015 | 1081.0644 | 2576.9015
2940 | 1022.9514 | 2547.593 | 1022.9514 | 2547.593
2941 | 980.218 | 2535.6482 | 980.218 | 2535.6482
2942 | 956.646 | 2497.8741 | 956.646 | 2497.8741
2943 | 949.6423 | 2457.5433 | 949.6423 | 2457.5433
2944 | 954.5198 | 2447.4786 | 954.5198 | 2447.4786
2945 | 981.4873 | 2473.0272 | 981.4873 | 2473.0272
2946 | 1018.0689 | 2523.2931 | 1018.0689 | 2523.2931
2947 | 1058.6558 | 2554.4459 | 1058.6558 | 2554.4459
2948 | 1113.7666 | 2601.8633 | 1113.7666 | 2601.8633
2949 | 1163.5079 | 2642.7907 | 1163.5079 | 2642.7907
2950 | 1233.7441 | 2698.1099 | 1233.7441 | 2698.1099
2951 | 1282.8349 | 2745.5572 | 1282.8349 | 2745.5572
2952 | 1260.7989 | 2755.3173 | 1260.7989 | 2755.3173
2953 | 1226.2584 | 2744.1892 | 1226.2584 | 2744.1892
2954 | 1219.3988 | 2707.2544 | 1219.3988 | 2707.2544
2955 | 1256.5829 | 2655.5959 | 1256.5829 | 2655.5959
2956 | 1314.8822 | 2607.4463 | 1314.8822 | 2607.4463
2957 | 1391.1874 | 2595.822 | 1391.1874 | 2595.822
2958 | 1344.11 | 2607.2893 | 1344.11 | 2607.2893
2959 | 1282.6375 | 2689.454 | 1282.6375 | 2689.454
2960 | 1234.5677 | 2819.0569 | 1234.5677 | 2819.0569
2961 | 1202.8496 | 2868.353 | 1202.8496 | 2868.353
2962 | 1141.6634 | 2881.9916 | 1141.6634 | 2881.9916
2963 | 1072.7519 | 2901.9808 | 1072.7519 | 2901.9808
2964 | 1011.1239 | 2973.6841 | 1011.1239 | 2973.6841
2965 | 966.443 | 3054.193 | 966.443 | 3054.193
2966 | 951.1317 | 3115.8748 | 951.1317 | 3115.8748
2967 | 944.6255 | 3150.3628 | 944.6255 | 3150.3628
2968 | 945.2484 | 3143.6694 | 945.2484 | 3143.6694
2969 | 973.7987 | 3164.4203 | 973.7987 | 3164.4203
2970 | 1004.5118 | 3218.9652 | 1004.5118 | 3218.9652
2971 | 1063.5751 | 3195.7869 | 1063.5751 | 3195.7869
2972 | 1139.0303 | 3188.3544 | 1139.0303 | 3188.3544
2973 | 1185.0671 | 3174.432 | 1185.0671 | 3174.432
2974 | 1225.6028 | 3129.5174 | 1225.6028 | 3129.5174
2975 | 1263.1424 | 3105.9062 | 1263.1424 | 3105.9062
2976 | 1273.3616 | 3078.8405 | 1273.3616 | 3078.8405
2977 | 1218.1767 | 3019.735 | 1218.1767 | 3019.735
2978 | 1221.0016 | 2920.2999 | 1221.0016 | 2920.2999
2979 | 1246.9612 | 2880.4413 | 1246.9612 | 2880.4413
2980 | 1338.6625 | 2857.4474 | 1338.6625 | 2857.4474
2981 | 1391.4369 | 2835.3199 | 1391.4369 | 2835.3199
2982 | 1346.2447 | 2801.6626 | 1346.2447 | 2801.6626
2983 | 1293.3995 | 2795.0043 | 1293.3995 | 2795.0043
2984 | 1242.6091 | 2857.4388 | 1242.6091 | 2857.4388
2985 | 1193.586 | 2888.322 | 1193.586 | 2888.322
2986 | 1154.6656 | 2870.1918 | 1154.6656 | 2870.1918
2987 | 1082.0567 | 2807.8413 | 1082.0567 | 2807.8413
2988 | 1010.2368 | 2739.8915 | 1010.2368 | 2739.8915
2989 | 970.8408 | 2724.9644 | 970.8408 | 2724.9644
2990 | 952.5915 | 2792.2219 | 952.5915 | 2792.2219
2991 | 946.4126 | 2818.9298 | 946.4126 | 2818.9298
2992 | 956.6049 | 2824.1659 | 956.6049 | 2824.1659
2993 | 987.5612 | 2869.9429 | 987.5612 | 2869.9429
2994 | 1032.0707 | 2934.0832 | 1032.0707 | 2934.0832
2995 | 1086.2491 | 2950.0649 | 1086.2491 | 2950.0649
2996 | 1179.7101 | 2971.5485 | 1179.7101 | 2971.5485
2997 | 1243.1862 | 3001.0651 | 1243.1862 | 3001.0651
2998 | 1282.9142 | 3052.1052 | 1282.9142 | 3052.1052
2999 | 1367.1868 | 3109.148 | 1367.1868 | 3109.148
3000 | 1349.016 | 3106.2006 | 1349.016 | 3106.2006
3001 | 1271.5256 | 3028.4228 | 1271.5256 | 3028.4228
3002 | 1270.6538 | 2900.9793 | 1270.6538 | 2900.9793
3003 | 1314.3929 | 2760.1088 | 1314.3929 | 2760.1088
3004 | 1381.8135 | 2642.1974 | 1381.8135 | 2642.1974
3005 | 1439.0388 | 2558.9961 | 1439.0388 | 2558.9961
3006 | 1413.3955 | 2520.93 | 1413.3955 | 2520.93
3007 | 1340.0572 | 2549.4119 | 1340.0572 | 2549.4119
3008 | 1288.915 | 2656.9711 | 1288.915 | 2656.9711
3009 | 1243.9485 | 2728.5703 | 1243.9485 | 2728.5703
3010 | 1182.1757 | 2761.1405 | 1182.1757 | 2761.1405
3011 | 1100.9485 | 2795.1338 | 1100.9485 | 2795.1338
3012 | 1041.2641 | 2832.6046 | 1041.2641 | 2832.6046
3013 | 986.8615 | 2906.1114 | 986.8615 | 2906.1114
3014 | 970.4085 | 2981.9271 | 970.4085 | 2981.9271
3015 | 963.9748 | 2943.282 | 963.9748 | 2943.282
3016 | 965.9298 | 2920.8987 | 965.9298 | 2920.8987
3017 | 993.8975 | 2974.7151 | 993.8975 | 2974.7151
3018 | 1035.8771 | 3036.2621 | 1035.8771 | 3036.2621
3019 | 1098.0261 | 3055.3558 | 1098.0261 | 3055.3558
3020 | 1186.6328 | 3083.5822 | 1186.6328 | 3083.5822
3021 | 1237.7569 | 3093.0001 | 1237.7569 | 3093.0001
3022 | 1285.802 | 3062.0897 | 1285.802 | 3062.0897
3023 | 1364.6157 | 3075.1748 | 1364.6157 | 3075.1748
3024 | 1354.3387 | 3074.0427 | 1354.3387 | 3074.0427
3025 | 1292.5417 | 3012.7329 | 1292.5417 | 3012.7329
3026 | 1286.794 | 2926.3944 | 1286.794 | 2926.3944
3027 | 1320.0476 | 2839.466 | 1320.0476 | 2839.466
3028 | 1403.7036 | 2758.3805 | 1403.7036 | 2758.3805
3029 | 1432.6904 | 2721.0819 | 1432.6904 | 2721.0819
3030 | 1419.9996 | 2725.5471 | 1419.9996 | 2725.5471
3031 | 1355.0784 | 2764.6618 | 1355.0784 | 2764.6618
3032 | 1287.3041 | 2807.3867 | 1287.3041 | 2807.3867
3033 | 1241.5057 | 2830.6195 | 1241.5057 | 2830.6195
3034 | 1197.2073 | 2890.9388 | 1197.2073 | 2890.9388
3035 | 1110.1022 | 3004.9376 | 1110.1022 | 3004.9376
3036 | 1033.3187 | 3112.5592 | 1033.3187 | 3112.5592
3037 | 989.5226 | 3132.2535 | 989.5226 | 3132.2535
3038 | 971.7701 | 3053.2448 | 971.7701 | 3053.2448
3039 | 960.083 | 2972.1981 | 960.083 | 2972.1981
3040 | 973.9062 | 2934.3843 | 973.9062 | 2934.3843
3041 | 995.0277 | 2897.1733 | 995.0277 | 2897.1733
3042 | 1028.6843 | 2881.3081 | 1028.6843 | 2881.3081
3043 | 1082.9292 | 2839.4575 | 1082.9292 | 2839.4575
3044 | 1167.6219 | 2835.9151 | 1167.6219 | 2835.9151
3045 | 1230.3687 | 2813.6939 | 1230.3687 | 2813.6939
3046 | 1277.7283 | 2750.7553 | 1277.7283 | 2750.7553
3047 | 1350.0172 | 2697.4501 | 1350.0172 | 2697.4501
3048 | 1334.9489 | 2635.1145 | 1334.9489 | 2635.1145
3049 | 1279.3983 | 2541.9062 | 1279.3983 | 2541.9062
3050 | 1287.3896 | 2445.0644 | 1287.3896 | 2445.0644
3051 | 1321.9177 | 2394.962 | 1321.9177 | 2394.962
3052 | 1405.8048 | 2367.5593 | 1405.8048 | 2367.5593
3053 | 1440.232 | 2369.4206 | 1440.232 | 2369.4206
3054 | 1413.0419 | 2373.2375 | 1413.0419 | 2373.2375
3055 | 1363.4173 | 2369.9505 | 1363.4173 | 2369.9505
3056 | 1304.8206 | 2365.2167 | 1304.8206 | 2365.2167
3057 | 1246.2994 | 2356.4213 | 1246.2994 | 2356.4213
3058 | 1194.5092 | 2357.2227 | 1194.5092 | 2357.2227
3059 | 1109.0107 | 2339.3486 | 1109.0107 | 2339.3486
3060 | 1046.5341 | 2326.508 | 1046.5341 | 2326.508
3061 | 999.324 | 2327.0114 | 999.324 | 2327.0114
3062 | 977.7013 | 2335.918 | 977.7013 | 2335.918
3063 | 971.1935 | 2343.6943 | 971.1935 | 2343.6943
3064 | 978.4519 | 2390.4244 | 978.4519 | 2390.4244
3065 | 998.8126 | 2477.3063 | 998.8126 | 2477.3063
3066 | 1035.0081 | 2584.2373 | 1035.0081 | 2584.2373
3067 | 1087.9356 | 2640.4162 | 1087.9356 | 2640.4162
3068 | 1173.6539 | 2684.7215 | 1173.6539 | 2684.7215
3069 | 1223.1932 | 2692.1944 | 1223.1932 | 2692.1944
3070 | 1252.3897 | 2682.1606 | 1252.3897 | 2682.1606
3071 | 1324.3781 | 2663.7363 | 1324.3781 | 2663.7363
3072 | 1317.3574 | 2637.7078 | 1317.3574 | 2637.7078
3073 | 1261.8184 | 2597.145 | 1261.8184 | 2597.145
3074 | 1265.6016 | 2543.4829 | 1265.6016 | 2543.4829
3075 | 1291.6273 | 2517.2395 | 1291.6273 | 2517.2395
3076 | 1378.2557 | 2501.3773 | 1378.2557 | 2501.3773
3077 | 1413.117 | 2507.5177 | 1413.117 | 2507.5177
3078 | 1382.9028 | 2521.319 | 1382.9028 | 2521.319
3079 | 1328.5059 | 2539.8164 | 1328.5059 | 2539.8164
3080 | 1273.1758 | 2564.7767 | 1273.1758 | 2564.7767
3081 | 1230.6984 | 2565.4471 | 1230.6984 | 2565.4471
3082 | 1171.5103 | 2563.2662 | 1171.5103 | 2563.2662
3083 | 1096.5696 | 2545.2624 | 1096.5696 | 2545.2624
3084 | 1045.6191 | 2533.1998 | 1045.6191 | 2533.1998
3085 | 1001.7629 | 2536.2965 | 1001.7629 | 2536.2965
3086 | 980.263 | 2545.5922 | 980.263 | 2545.5922
3087 | 976.4185 | 2563.3529 | 976.4185 | 2563.3529
3088 | 964.3606 | 2605.026 | 964.3606 | 2605.026
3089 | 984.2067 | 2697.6133 | 984.2067 | 2697.6133
3090 | 1022.1934 | 2832.423 | 1022.1934 | 2832.423
3091 | 1067.2453 | 2924.7795 | 1067.2453 | 2924.7795
3092 | 1126.3746 | 3017.3215 | 1126.3746 | 3017.3215
3093 | 1175.5094 | 3078.2179 | 1175.5094 | 3078.2179
3094 | 1224.7736 | 3115.3835 | 1224.7736 | 3115.3835
3095 | 1286.1015 | 3140.1388 | 1286.1015 | 3140.1388
3096 | 1283.8762 | 3163.2548 | 1283.8762 | 3163.2548
3097 | 1224.8184 | 3166.0012 | 1224.8184 | 3166.0012
3098 | 1226.5359 | 3143.719 | 1226.5359 | 3143.719
3099 | 1249.3933 | 3122.5326 | 1249.3933 | 3122.5326
3100 | 1346.3848 | 3104.7254 | 1346.3848 | 3104.7254
3101 | 1376.0759 | 3102.4373 | 1376.0759 | 3102.4373
3102 | 1333.9008 | 3109.4959 | 1333.9008 | 3109.4959
3103 | 1278.1212 | 3131.1053 | 1278.1212 | 3131.1053
3104 | 1244.1045 | 3169.1621 | 1244.1045 | 3169.1621
3105 | 1202.0385 | 3192.7839 | 1202.0385 | 3192.7839
3106 | 1153.6191 | 3224.0575 | 1153.6191 | 3224.0575
3107 | 1086.229 | 3243.1389 | 1086.229 | 3243.1389
3108 | 1027.0432 | 3271.7922 | 1027.0432 | 3271.7922
3109 | 985.8724 | 3317.4203 | 985.8724 | 3317.4203
3110 | 967.7062 | 3373.9153 | 967.7062 | 3373.9153
3111 | 959.966 | 3432.1327 | 959.966 | 3432.1327
3112 | 958.6921 | 3505.7042 | 958.6921 | 3505.7042
3113 | 975.927 | 3599.1992 | 975.927 | 3599.1992
3114 | 1012.468 | 3700.4248 | 1012.468 | 3700.4248
3115 | 1047.7373 | 3744.4148 | 1047.7373 | 3744.4148
3116 | 1105.8179 | 3767.4545 | 1105.8179 | 3767.4545
3117 | 1156.929 | 3756.3848 | 1156.929 | 3756.3848
3118 | 1197.8949 | 3740.6456 | 1197.8949 | 3740.6456
3119 | 1254.2836 | 3725.7222 | 1254.2836 | 3725.7222
3120 | 1254.2453 | 3721.4782 | 1254.2453 | 3721.4782
3121 | 1216.978 | 3673.2649 | 1216.978 | 3673.2649
3122 | 1216.6834 | 3571.1067 | 1216.6834 | 3571.1067
3123 | 1263.5721 | 3523.2086 | 1263.5721 | 3523.2086
3124 | 1345.7508 | 3485.8215 | 1345.7508 | 3485.8215
3125 | 1383.9396 | 3459.9337 | 1383.9396 | 3459.9337
3126 | 1347.129 | 3456.3595 | 1347.129 | 3456.3595
3127 | 1293.3633 | 3500.9202 | 1293.3633 | 3500.9202
3128 | 1243.9426 | 3602.2553 | 1243.9426 | 3602.2553
3129 | 1206.3724 | 3683.5796 | 1206.3724 | 3683.5796
3130 | 1145.926 | 3693.3282 | 1145.926 | 3693.3282
3131 | 1081.7931 | 3687.7726 | 1081.7931 | 3687.7726
3132 | 1024.913 | 3695.8086 | 1024.913 | 3695.8086
3133 | 977.0527 | 3714.2062 | 977.0527 | 3714.2062
3134 | 963.0153 | 3741.3962 | 963.0153 | 3741.3962
3135 | 957.5702 | 3771.2161 | 957.5702 | 3771.2161
3136 | 962.9192 | 3839.9899 | 962.9192 | 3839.9899
3137 | 981.8334 | 3925.1861 | 981.8334 | 3925.1861
3138 | 1008.2964 | 4036.3962 | 1008.2964 | 4036.3962
3139 | 1054.8625 | 4095.6871 | 1054.8625 | 4095.6871
3140 | 1102.5349 | 4111.206 | 1102.5349 | 4111.206
3141 | 1168.3645 | 4113.7515 | 1168.3645 | 4113.7515
3142 | 1210.3892 | 4124.2053 | 1210.3892 | 4124.2053
3143 | 1277.0294 | 4217.9443 | 1277.0294 | 4217.9443
3144 | 1268.6771 | 4311.211 | 1268.6771 | 4311.211
3145 | 1239.376 | 4318.3662 | 1239.376 | 4318.3662
3146 | 1230.74 | 4243.8275 | 1230.74 | 4243.8275
3147 | 1263.6003 | 4140.1719 | 1263.6003 | 4140.1719
3148 | 1360.7889 | 4055.4557 | 1360.7889 | 4055.4557
3149 | 1392.2441 | 4011.933 | 1392.2441 | 4011.933
3150 | 1338.315 | 4031.0508 | 1338.315 | 4031.0508
3151 | 1294.6233 | 4189.8496 | 1294.6233 | 4189.8496
3152 | 1243.0802 | 4457.0309 | 1243.0802 | 4457.0309
3153 | 1211.7196 | 4642.8681 | 1211.7196 | 4642.8681
3154 | 1154.8051 | 4735.6045 | 1154.8051 | 4735.6045
3155 | 1083.0298 | 4764.4111 | 1083.0298 | 4764.4111
3156 | 1030.6625 | 4775.6889 | 1030.6625 | 4775.6889
3157 | 991.5904 | 4760.243 | 991.5904 | 4760.243
3158 | 957.3829 | 4703.7967 | 957.3829 | 4703.7967
3159 | 956.4763 | 4596.1679 | 956.4763 | 4596.1679
3160 | 961.1537 | 4489.6297 | 961.1537 | 4489.6297
3161 | 984.9229 | 4425.4476 | 984.9229 | 4425.4476
3162 | 1023.1487 | 4398.3013 | 1023.1487 | 4398.3013
3163 | 1070.774 | 4390.8129 | 1070.774 | 4390.8129
3164 | 1120.2805 | 4393.6242 | 1120.2805 | 4393.6242
3165 | 1184.6376 | 4386.9633 | 1184.6376 | 4386.9633
3166 | 1247.6469 | 4398.9731 | 1247.6469 | 4398.9731
3167 | 1309.7167 | 4417.8933 | 1309.7167 | 4417.8933
3168 | 1313.6313 | 4437.5083 | 1313.6313 | 4437.5083
3169 | 1245.5792 | 4443.7558 | 1245.5792 | 4443.7558
3170 | 1241.5731 | 4388.797 | 1241.5731 | 4388.797
3171 | 1293.9453 | 4279.825 | 1293.9453 | 4279.825
3172 | 1375.3119 | 4127.6811 | 1375.3119 | 4127.6811
3173 | 1413.0602 | 3997.5398 | 1413.0602 | 3997.5398
3174 | 1365.2338 | 3924.4632 | 1365.2338 | 3924.4632
3175 | 1321.0311 | 3898.2249 | 1321.0311 | 3898.2249
3176 | 1266.8619 | 3904.3832 | 1266.8619 | 3904.3832
3177 | 1231.0194 | 3854.4829 | 1231.0194 | 3854.4829
3178 | 1176.5316 | 3667.6538 | 1176.5316 | 3667.6538
3179 | 1105.7729 | 3461.2415 | 1105.7729 | 3461.2415
3180 | 1040.2749 | 3287.6118 | 1040.2749 | 3287.6118
3181 | 1001.85 | 3273.8516 | 1001.85 | 3273.8516
3182 | 965.3327 | 3318.4171 | 965.3327 | 3318.4171
3183 | 968.0233 | 3343.6987 | 968.0233 | 3343.6987
3184 | 977.0671 | 3371.4972 | 977.0671 | 3371.4972
3185 | 996.3168 | 3439.7068 | 996.3168 | 3439.7068
3186 | 1032.0206 | 3522.1304 | 1032.0206 | 3522.1304
3187 | 1099.4485 | 3555.6173 | 1099.4485 | 3555.6173
3188 | 1177.3923 | 3601.0896 | 1177.3923 | 3601.0896
3189 | 1246.4213 | 3625.9382 | 1246.4213 | 3625.9382
3190 | 1283.5669 | 3640.4117 | 1283.5669 | 3640.4117
3191 | 1340.6846 | 3649.8661 | 1340.6846 | 3649.8661
3192 | 1299.3575 | 3649.3824 | 1299.3575 | 3649.3824
3193 | 1285.8957 | 3607.6525 | 1285.8957 | 3607.6525
3194 | 1291.7115 | 3546.0807 | 1291.7115 | 3546.0807
3195 | 1335.6202 | 3490.2728 | 1335.6202 | 3490.2728
3196 | 1418.2226 | 3436.8067 | 1418.2226 | 3436.8067
3197 | 1450.7936 | 3400.1564 | 1450.7936 | 3400.1564
3198 | 1434.8332 | 3382.967 | 1434.8332 | 3382.967
3199 | 1370.1534 | 3440.8837 | 1370.1534 | 3440.8837
3200 | 1330.373 | 3557.2603 | 1330.373 | 3557.2603
3201 | 1268.9956 | 3568.8229 | 1268.9956 | 3568.8229
3202 | 1217.9435 | 3550.0444 | 1217.9435 | 3550.0444
3203 | 1119.651 | 3536.4493 | 1119.651 | 3536.4493
3204 | 1057.5664 | 3543.7073 | 1057.5664 | 3543.7073
3205 | 1004.0791 | 3570.1444 | 1004.0791 | 3570.1444
3206 | 985.3671 | 3610.8199 | 985.3671 | 3610.8199
3207 | 970.6541 | 3648.4199 | 970.6541 | 3648.4199
3208 | 977.8557 | 3687.4996 | 977.8557 | 3687.4996
3209 | 996.2708 | 3726.7931 | 996.2708 | 3726.7931
3210 | 1042.3727 | 3793.3972 | 1042.3727 | 3793.3972
3211 | 1101.4323 | 3815.8622 | 1101.4323 | 3815.8622
3212 | 1189.3804 | 3790.7948 | 1189.3804 | 3790.7948
3213 | 1249.2906 | 3713.5941 | 1249.2906 | 3713.5941
3214 | 1294.2241 | 3600.7331 | 1294.2241 | 3600.7331
3215 | 1368.7774 | 3480.3892 | 1368.7774 | 3480.3892
3216 | 1365.835 | 3363.9818 | 1365.835 | 3363.9818
3217 | 1285.3024 | 3262.8637 | 1285.3024 | 3262.8637
3218 | 1288.6317 | 3166.8 | 1288.6317 | 3166.8
3219 | 1328.3628 | 3095.0428 | 1328.3628 | 3095.0428
3220 | 1397.409 | 3035.8714 | 1397.409 | 3035.8714
3221 | 1443.3791 | 3031.1195 | 1443.3791 | 3031.1195
3222 | 1411.3651 | 3053.3494 | 1411.3651 | 3053.3494
3223 | 1362.8128 | 3084.5543 | 1362.8128 | 3084.5543
3224 | 1301.8595 | 3123.0001 | 1301.8595 | 3123.0001
3225 | 1267.5935 | 3133.655 | 1267.5935 | 3133.655
3226 | 1224.4817 | 3136.7905 | 1224.4817 | 3136.7905
3227 | 1144.7613 | 3139.015 | 1144.7613 | 3139.015
3228 | 1072.123 | 3126.8227 | 1072.123 | 3126.8227
3229 | 1017.8758 | 3131.4755 | 1017.8758 | 3131.4755
3230 | 992.0336 | 3170.4652 | 992.0336 | 3170.4652
3231 | 979.3837 | 3250.3373 | 979.3837 | 3250.3373
3232 | 980.4625 | 3363.0687 | 980.4625 | 3363.0687
3233 | 993.6166 | 3473.5503 | 993.6166 | 3473.5503
3234 | 1041.1233 | 3564.5321 | 1041.1233 | 3564.5321
3235 | 1109.8947 | 3598.1486 | 1109.8947 | 3598.1486
3236 | 1172.5338 | 3595.2545 | 1172.5338 | 3595.2545
3237 | 1230.5856 | 3533.6141 | 1230.5856 | 3533.6141
3238 | 1280.8573 | 3498.6839 | 1280.8573 | 3498.6839
3239 | 1344.6435 | 3502.5626 | 1344.6435 | 3502.5626
3240 | 1342.5395 | 3535.1444 | 1342.5395 | 3535.1444
3241 | 1270.7936 | 3530.8887 | 1270.7936 | 3530.8887
3242 | 1290.7276 | 3496.9363 | 1290.7276 | 3496.9363
3243 | 1337.4858 | 3487.4201 | 1337.4858 | 3487.4201
3244 | 1421.0796 | 3504.6234 | 1421.0796 | 3504.6234
3245 | 1432.7655 | 3537.2162 | 1432.7655 | 3537.2162
3246 | 1397.6719 | 3568.9118 | 1397.6719 | 3568.9118
3247 | 1349.1888 | 3607.7672 | 1349.1888 | 3607.7672
3248 | 1286.5267 | 3667.6083 | 1286.5267 | 3667.6083
3249 | 1252.7535 | 3691.6191 | 1252.7535 | 3691.6191
3250 | 1200.5674 | 3703.0533 | 1200.5674 | 3703.0533
3251 | 1131.5192 | 3699.4428 | 1131.5192 | 3699.4428
3252 | 1064.8116 | 3723.5577 | 1064.8116 | 3723.5577
3253 | 1026.1922 | 3765.944 | 1026.1922 | 3765.944
3254 | 996.3455 | 3807.0085 | 996.3455 | 3807.0085
3255 | 980.1547 | 3827.7516 | 980.1547 | 3827.7516
3256 | 986.5411 | 3867.6093 | 986.5411 | 3867.6093
3257 | 997.8099 | 3939.8386 | 997.8099 | 3939.8386
3258 | 1037.9418 | 4012.4075 | 1037.9418 | 4012.4075
3259 | 1083.9721 | 4025.0177 | 1083.9721 | 4025.0177
3260 | 1139.9877 | 4035.6092 | 1139.9877 | 4035.6092
3261 | 1193.8063 | 4039.4514 | 1193.8063 | 4039.4514
3262 | 1245.6103 | 4039.1427 | 1245.6103 | 4039.1427
3263 | 1311.6642 | 4029.1468 | 1311.6642 | 4029.1468
3264 | 1291.3826 | 4030.7378 | 1291.3826 | 4030.7378
3265 | 1251.8143 | 3908.4837 | 1251.8143 | 3908.4837
3266 | 1251.0035 | 3750.8274 | 1251.0035 | 3750.8274
3267 | 1301.7433 | 3633.1676 | 1301.7433 | 3633.1676
3268 | 1373.7436 | 3532.1132 | 1373.7436 | 3532.1132
3269 | 1400.0069 | 3462.138 | 1400.0069 | 3462.138
3270 | 1360.6299 | 3412.2721 | 1360.6299 | 3412.2721
3271 | 1312.0021 | 3400.2974 | 1312.0021 | 3400.2974
3272 | 1265.4879 | 3415.7918 | 1265.4879 | 3415.7918
3273 | 1221.6309 | 3393.7703 | 1221.6309 | 3393.7703
3274 | 1178.7579 | 3354.1151 | 1178.7579 | 3354.1151
3275 | 1115.7868 | 3274.778 | 1115.7868 | 3274.778
3276 | 1060.2332 | 3174.8001 | 1060.2332 | 3174.8001
3277 | 1019.8666 | 3069.8829 | 1019.8666 | 3069.8829
3278 | 989.6832 | 2919.0378 | 989.6832 | 2919.0378
3279 | 982.6004 | 2834.879 | 982.6004 | 2834.879
3280 | 983.224 | 2831.4274 | 983.224 | 2831.4274
3281 | 999.6011 | 2897.9513 | 999.6011 | 2897.9513
3282 | 1029.8991 | 3001.5109 | 1029.8991 | 3001.5109
3283 | 1068.3779 | 3065.9886 | 1068.3779 | 3065.9886
3284 | 1109.8603 | 3118.2037 | 1109.8603 | 3118.2037
3285 | 1149.2802 | 3146.4236 | 1149.2802 | 3146.4236
3286 | 1169.3423 | 3170.4926 | 1169.3423 | 3170.4926
3287 | 1298.3674 | 3147.5299 | 1298.3674 | 3147.5299
3288 | 1298.2803 | 3090.77 | 1298.2803 | 3090.77
3289 | 1270.3983 | 3019.8647 | 1270.3983 | 3019.8647
3290 | 1264.9394 | 2906.8144 | 1264.9394 | 2906.8144
3291 | 1309.3791 | 2808.6049 | 1309.3791 | 2808.6049
3292 | 1394.0622 | 2755.5278 | 1394.0622 | 2755.5278
3293 | 1416.2656 | 2750.5167 | 1416.2656 | 2750.5167
3294 | 1364.4665 | 2763.0213 | 1364.4665 | 2763.0213
3295 | 1319.8062 | 2733.0227 | 1319.8062 | 2733.0227
3296 | 1264.201 | 2676.162 | 1264.201 | 2676.162
3297 | 1220.1387 | 2665.8107 | 1220.1387 | 2665.8107
3298 | 1162.7597 | 2678.0229 | 1162.7597 | 2678.0229
3299 | 1087.2953 | 2678.3024 | 1087.2953 | 2678.3024
3300 | 1032.0689 | 2704.3623 | 1032.0689 | 2704.3623
3301 | 988.1622 | 2748.564 | 988.1622 | 2748.564
3302 | 957.6466 | 2822.0457 | 957.6466 | 2822.0457
3303 | 955.7179 | 2886.4871 | 955.7179 | 2886.4871
3304 | 959.8048 | 2959.2806 | 959.8048 | 2959.2806
3305 | 970.5202 | 3075.4676 | 970.5202 | 3075.4676
3306 | 1003.5493 | 3208.9807 | 1003.5493 | 3208.9807
3307 | 1064.9035 | 3312.4887 | 1064.9035 | 3312.4887
3308 | 1121.7165 | 3483.6099 | 1121.7165 | 3483.6099
3309 | 1179.1537 | 3680.2693 | 1179.1537 | 3680.2693
3310 | 1231.9215 | 3814.816 | 1231.9215 | 3814.816
3311 | 1307.3672 | 3895.0695 | 1307.3672 | 3895.0695
3312 | 1307.3774 | 3940.7478 | 1307.3774 | 3940.7478
3313 | 1261.9378 | 3925.211 | 1261.9378 | 3925.211
3314 | 1261.4463 | 3869.8632 | 1261.4463 | 3869.8632
3315 | 1319.1664 | 3817.5564 | 1319.1664 | 3817.5564
3316 | 1395.3103 | 3766.165 | 1395.3103 | 3766.165
3317 | 1411.3415 | 3717.1962 | 1411.3415 | 3717.1962
3318 | 1372.8113 | 3676.5368 | 1372.8113 | 3676.5368
3319 | 1315.0339 | 3649.7798 | 1315.0339 | 3649.7798
3320 | 1286.5898 | 3630.2637 | 1286.5898 | 3630.2637
3321 | 1242.976 | 3585.6798 | 1242.976 | 3585.6798
3322 | 1177.1367 | 3564.4376 | 1177.1367 | 3564.4376
3323 | 1100.7182 | 3548.8975 | 1100.7182 | 3548.8975
3324 | 1042.2412 | 3536.3162 | 1042.2412 | 3536.3162
3325 | 1009.8936 | 3535.9119 | 1009.8936 | 3535.9119
3326 | 991.2154 | 3595.7783 | 991.2154 | 3595.7783
3327 | 981.323 | 3696.7863 | 981.323 | 3696.7863
3328 | 992.9644 | 3776.8413 | 992.9644 | 3776.8413
3329 | 1011.3801 | 3770.8804 | 1011.3801 | 3770.8804
3330 | 1052.3099 | 3696.6644 | 1052.3099 | 3696.6644
3331 | 1121.8925 | 3657.0182 | 1121.8925 | 3657.0182
3332 | 1210.4356 | 3646.0846 | 1210.4356 | 3646.0846
3333 | 1267.4682 | 3598.7078 | 1267.4682 | 3598.7078
3334 | 1312.8392 | 3578.8191 | 1312.8392 | 3578.8191
3335 | 1398.4867 | 3588.6625 | 1398.4867 | 3588.6625
3336 | 1369.9339 | 3577.546 | 1369.9339 | 3577.546
3337 | 1322.4063 | 3450.7535 | 1322.4063 | 3450.7535
3338 | 1337.6141 | 3311.7695 | 1337.6141 | 3311.7695
3339 | 1389.008 | 3214.9863 | 1389.008 | 3214.9863
3340 | 1459.0952 | 3139.7359 | 1459.0952 | 3139.7359
3341 | 1483.4675 | 3095.6945 | 1483.4675 | 3095.6945
3342 | 1428.3761 | 3077.5974 | 1428.3761 | 3077.5974
3343 | 1369.0266 | 3107.376 | 1369.0266 | 3107.376
3344 | 1323.4991 | 3200.1529 | 1323.4991 | 3200.1529
3345 | 1274.6984 | 3263.0643 | 1274.6984 | 3263.0643
3346 | 1212.6379 | 3318.3265 | 1212.6379 | 3318.3265
3347 | 1129.5881 | 3356.7286 | 1129.5881 | 3356.7286
3348 | 1072.9885 | 3393.6807 | 1072.9885 | 3393.6807
3349 | 1038.4117 | 3412.0784 | 1038.4117 | 3412.0784
3350 | 1008.5343 | 3370.9329 | 1008.5343 | 3370.9329
3351 | 1000.9024 | 3302.7234 | 1000.9024 | 3302.7234
3352 | 1003.4863 | 3274.6347 | 1003.4863 | 3274.6347
3353 | 1019.0462 | 3299.2757 | 1019.0462 | 3299.2757
3354 | 1071.7461 | 3340.8537 | 1071.7461 | 3340.8537
3355 | 1129.1477 | 3359.0397 | 1129.1477 | 3359.0397
3356 | 1209.2151 | 3410.2174 | 1209.2151 | 3410.2174
3357 | 1261.9563 | 3467.3534 | 1261.9563 | 3467.3534
3358 | 1327.7279 | 3533.1758 | 1327.7279 | 3533.1758
3359 | 1402.3765 | 3568.8232 | 1402.3765 | 3568.8232
3360 | 1369.1318 | 3570.8032 | 1369.1318 | 3570.8032
3361 | 1314.0725 | 3495.1002 | 1314.0725 | 3495.1002
3362 | 1312.7361 | 3320.4573 | 1312.7361 | 3320.4573
3363 | 1371.0829 | 3179.7165 | 1371.0829 | 3179.7165
3364 | 1447.8935 | 3104.7254 | 1447.8935 | 3104.7254
3365 | 1463.8458 | 3082.7277 | 1463.8458 | 3082.7277
3366 | 1423.0936 | 3112.8673 | 1423.0936 | 3112.8673
3367 | 1372.5402 | 3244.695 | 1372.5402 | 3244.695
3368 | 1322.2483 | 3397.5086 | 1322.2483 | 3397.5086
3369 | 1257.6111 | 3469.4968 | 1257.6111 | 3469.4968
3370 | 1195.1737 | 3492.6012 | 1195.1737 | 3492.6012
3371 | 1114.1049 | 3449.9603 | 1114.1049 | 3449.9603
3372 | 1062.1024 | 3381.1029 | 1062.1024 | 3381.1029
3373 | 1022.4024 | 3320.0136 | 1022.4024 | 3320.0136
3374 | 1001.4762 | 3275.2375 | 1001.4762 | 3275.2375
3375 | 990.5129 | 3265.5085 | 990.5129 | 3265.5085
3376 | 984.9257 | 3266.3359 | 984.9257 | 3266.3359
3377 | 995.7429 | 3249.8719 | 995.7429 | 3249.8719
3378 | 1046.0884 | 3234.6551 | 1046.0884 | 3234.6551
3379 | 1116.1525 | 3185.0244 | 1116.1525 | 3185.0244
3380 | 1198.5054 | 3135.5793 | 1198.5054 | 3135.5793
3381 | 1254.8833 | 3078.7366 | 1254.8833 | 3078.7366
3382 | 1299.5484 | 3054.4392 | 1299.5484 | 3054.4392
3383 | 1398.9758 | 3030.6984 | 1398.9758 | 3030.6984
3384 | 1382.538 | 3002.9843 | 1382.538 | 3002.9843
3385 | 1327.7772 | 2914.1848 | 1327.7772 | 2914.1848
3386 | 1335.4939 | 2752.3791 | 1335.4939 | 2752.3791
3387 | 1409.2336 | 2635.3676 | 1409.2336 | 2635.3676
3388 | 1467.5981 | 2590.5893 | 1467.5981 | 2590.5893
3389 | 1484.1443 | 2589.8572 | 1484.1443 | 2589.8572
3390 | 1447.9873 | 2616.1068 | 1447.9873 | 2616.1068
3391 | 1378.8196 | 2684.9156 | 1378.8196 | 2684.9156
3392 | 1310.223 | 2774.1915 | 1310.223 | 2774.1915
3393 | 1269.5088 | 2817.6526 | 1269.5088 | 2817.6526
3394 | 1220.8813 | 2845.2954 | 1220.8813 | 2845.2954
3395 | 1133.9717 | 2837.4058 | 1133.9717 | 2837.4058
3396 | 1077.3736 | 2809.0049 | 1077.3736 | 2809.0049
3397 | 1018.87 | 2787.5943 | 1018.87 | 2787.5943
3398 | 991.2484 | 2785.2198 | 991.2484 | 2785.2198
3399 | 985.2455 | 2781.7149 | 985.2455 | 2781.7149
3400 | 992.8511 | 2792.7861 | 992.8511 | 2792.7861
3401 | 1007.1235 | 2849.9739 | 1007.1235 | 2849.9739
3402 | 1047.4741 | 2939.5293 | 1047.4741 | 2939.5293
3403 | 1104.8662 | 2979.759 | 1104.8662 | 2979.759
3404 | 1179.554 | 3001.5019 | 1179.554 | 3001.5019
3405 | 1225.7879 | 2995.7487 | 1225.7879 | 2995.7487
3406 | 1267.1197 | 2985.7149 | 1267.1197 | 2985.7149
3407 | 1357.3744 | 2977.7937 | 1357.3744 | 2977.7937
3408 | 1345.2945 | 2980.2923 | 1345.2945 | 2980.2923
3409 | 1307.4416 | 2948.5469 | 1307.4416 | 2948.5469
3410 | 1324.2255 | 2872.7116 | 1324.2255 | 2872.7116
3411 | 1382.7944 | 2827.5365 | 1382.7944 | 2827.5365
3412 | 1445.2674 | 2802.8569 | 1445.2674 | 2802.8569
3413 | 1458.9043 | 2794.604 | 1458.9043 | 2794.604
3414 | 1411.9584 | 2825.9106 | 1411.9584 | 2825.9106
3415 | 1351.8918 | 2948.2726 | 1351.8918 | 2948.2726
3416 | 1296.613 | 3125.2045 | 1296.613 | 3125.2045
3417 | 1267.6142 | 3214.1792 | 1267.6142 | 3214.1792
3418 | 1225.883 | 3223.6685 | 1225.883 | 3223.6685
3419 | 1155.2005 | 3187.122 | 1155.2005 | 3187.122
3420 | 1082.683 | 3167.409 | 1082.683 | 3167.409
3421 | 1035.8228 | 3123.6954 | 1035.8228 | 3123.6954
3422 | 1009.7679 | 3086.5696 | 1009.7679 | 3086.5696
3423 | 1002.79 | 3052.2036 | 1002.79 | 3052.2036
3424 | 996.1703 | 3047.8443 | 996.1703 | 3047.8443
3425 | 1010.5969 | 3100.8827 | 1010.5969 | 3100.8827
3426 | 1047.5657 | 3177.3416 | 1047.5657 | 3177.3416
3427 | 1092.5666 | 3198.6396 | 1092.5666 | 3198.6396
3428 | 1151.2365 | 3210.3981 | 1151.2365 | 3210.3981
3429 | 1197.9756 | 3203.0888 | 1197.9756 | 3203.0888
3430 | 1244.2923 | 3192.0176 | 1244.2923 | 3192.0176
3431 | 1316.8487 | 3177.3537 | 1316.8487 | 3177.3537
3432 | 1309.7517 | 3169.0898 | 1309.7517 | 3169.0898
3433 | 1275.2683 | 3149.4036 | 1275.2683 | 3149.4036
3434 | 1280.5417 | 3112.4688 | 1280.5417 | 3112.4688
3435 | 1335.3357 | 3071.9618 | 1335.3357 | 3071.9618
3436 | 1397.0022 | 3037.8164 | 1397.0022 | 3037.8164
3437 | 1413.296 | 3029.1745 | 1413.296 | 3029.1745
3438 | 1377.5171 | 3022.6179 | 1377.5171 | 3022.6179
3439 | 1316.1087 | 3015.4409 | 1316.1087 | 3015.4409
3440 | 1270.4008 | 3015.6345 | 1270.4008 | 3015.6345
3441 | 1234.0725 | 3005.4128 | 1234.0725 | 3005.4128
3442 | 1194.9937 | 2993.5067 | 1194.9937 | 2993.5067
3443 | 1131.4515 | 2964.3514 | 1131.4515 | 2964.3514
3444 | 1082.4618 | 2940.6186 | 1082.4618 | 2940.6186
3445 | 1031.7155 | 2927.8957 | 1031.7155 | 2927.8957
3446 | 1008.542 | 2925.3916 | 1008.542 | 2925.3916
3447 | 993.5864 | 2911.1241 | 993.5864 | 2911.1241
3448 | 995.5376 | 2898.8551 | 995.5376 | 2898.8551
3449 | 1019.1374 | 2917.2719 | 1019.1374 | 2917.2719
3450 | 1045.9361 | 2962.0917 | 1045.9361 | 2962.0917
3451 | 1077.7295 | 2960.8274 | 1077.7295 | 2960.8274
3452 | 1129.3912 | 2936.2786 | 1129.3912 | 2936.2786
3453 | 1178.3069 | 2917.0398 | 1178.3069 | 2917.0398
3454 | 1223.2333 | 2898.4479 | 1223.2333 | 2898.4479
3455 | 1283.3481 | 2860.0545 | 1283.3481 | 2860.0545
3456 | 1285.4831 | 2819.1142 | 1285.4831 | 2819.1142
3457 | 1251.6819 | 2769.8636 | 1251.6819 | 2769.8636
3458 | 1274.4911 | 2703.883 | 1274.4911 | 2703.883
3459 | 1332.6955 | 2639.3873 | 1332.6955 | 2639.3873
3460 | 1404.5074 | 2588.5146 | 1404.5074 | 2588.5146
3461 | 1426.7506 | 2570.5366 | 1426.7506 | 2570.5366
3462 | 1394.9657 | 2578.8919 | 1394.9657 | 2578.8919
3463 | 1342.6843 | 2591.9432 | 1342.6843 | 2591.9432
3464 | 1301.7977 | 2591.8774 | 1301.7977 | 2591.8774
3465 | 1262.0325 | 2566.0955 | 1262.0325 | 2566.0955
3466 | 1227.8822 | 2540.3148 | 1227.8822 | 2540.3148
3467 | 1147.2572 | 2491.0609 | 1147.2572 | 2491.0609
3468 | 1084.6457 | 2455.6579 | 1084.6457 | 2455.6579
3469 | 1028.5473 | 2447.4735 | 1028.5473 | 2447.4735
3470 | 1008.353 | 2454.9538 | 1008.353 | 2454.9538
3471 | 994.622 | 2452.7456 | 994.622 | 2452.7456
3472 | 997.6241 | 2458.2411 | 997.6241 | 2458.2411
3473 | 1002.7119 | 2499.6093 | 1002.7119 | 2499.6093
3474 | 1042.8128 | 2551.4311 | 1042.8128 | 2551.4311
3475 | 1101.8812 | 2550.2965 | 1101.8812 | 2550.2965
3476 | 1165.3099 | 2543.5124 | 1165.3099 | 2543.5124
3477 | 1198.6939 | 2523.1066 | 1198.6939 | 2523.1066
3478 | 1266.4457 | 2496.3455 | 1266.4457 | 2496.3455
3479 | 1338.3598 | 2476.7541 | 1338.3598 | 2476.7541
3480 | 1321.8684 | 2481.4572 | 1321.8684 | 2481.4572
3481 | 1275.736 | 2506.5066 | 1275.736 | 2506.5066
3482 | 1289.113 | 2521.6986 | 1289.113 | 2521.6986
3483 | 1358.7295 | 2509.978 | 1358.7295 | 2509.978
3484 | 1429.8844 | 2553.3744 | 1429.8844 | 2553.3744
3485 | 1458.1263 | 2609.8262 | 1458.1263 | 2609.8262
3486 | 1417.9726 | 2669.7896 | 1417.9726 | 2669.7896
3487 | 1347.4703 | 2756.6224 | 1347.4703 | 2756.6224
3488 | 1301.6013 | 2864.5705 | 1301.6013 | 2864.5705
3489 | 1270.3333 | 2951.6003 | 1270.3333 | 2951.6003
3490 | 1210.0849 | 3055.2289 | 1210.0849 | 3055.2289
3491 | 1136.3366 | 3144.2017 | 1136.3366 | 3144.2017
3492 | 1068.6165 | 3239.5047 | 1068.6165 | 3239.5047
3493 | 1018.8337 | 3326.8861 | 1018.8337 | 3326.8861
3494 | 994.3152 | 3405.5545 | 994.3152 | 3405.5545
3495 | 982.3694 | 3455.3433 | 982.3694 | 3455.3433
3496 | 982.3115 | 3481.1968 | 982.3115 | 3481.1968
3497 | 1004.0838 | 3529.5671 | 1004.0838 | 3529.5671
3498 | 1055.3536 | 3562.8464 | 1055.3536 | 3562.8464
3499 | 1139.8001 | 3522.8112 | 1139.8001 | 3522.8112
3500 | 1221.0326 | 3467.531 | 1221.0326 | 3467.531
3501 | 1277.2083 | 3412.1146 | 1277.2083 | 3412.1146
3502 | 1335.1967 | 3353.1957 | 1335.1967 | 3353.1957
3503 | 1413.6619 | 3283.8116 | 1413.6619 | 3283.8116
3504 | 1402.9849 | 3207.4718 | 1402.9849 | 3207.4718
3505 | 1332.5362 | 3072.8991 | 1332.5362 | 3072.8991
3506 | 1350.8777 | 2887.3641 | 1350.8777 | 2887.3641
3507 | 1427.9451 | 2719.7819 | 1427.9451 | 2719.7819
3508 | 1491.2136 | 2599.0178 | 1491.2136 | 2599.0178
3509 | 1515.0607 | 2533.4514 | 1515.0607 | 2533.4514
3510 | 1476.8736 | 2501.2204 | 1476.8736 | 2501.2204
3511 | 1409.4675 | 2492.8764 | 1409.4675 | 2492.8764
3512 | 1361.0115 | 2483.6041 | 1361.0115 | 2483.6041
3513 | 1323.1759 | 2459.3782 | 1323.1759 | 2459.3782
3514 | 1259.1804 | 2434.8942 | 1259.1804 | 2434.8942
3515 | 1165.1454 | 2377.8602 | 1165.1454 | 2377.8602
3516 | 1098.5284 | 2331.5651 | 1098.5284 | 2331.5651
3517 | 1046.4212 | 2307.0424 | 1046.4212 | 2307.0424
3518 | 1021.6106 | 2297.9251 | 1021.6106 | 2297.9251
3519 | 1002.3619 | 2288.1961 | 1002.3619 | 2288.1961
3520 | 1001.7467 | 2296.4147 | 1001.7467 | 2296.4147
3521 | 1014.4155 | 2334.9301 | 1014.4155 | 2334.9301
3522 | 1058.0856 | 2394.0134 | 1058.0856 | 2394.0134
3523 | 1146.4398 | 2406.7534 | 1146.4398 | 2406.7534
3524 | 1222.589 | 2413.4547 | 1222.589 | 2413.4547
3525 | 1274.2336 | 2397.1983 | 1274.2336 | 2397.1983
3526 | 1309.9621 | 2380.8108 | 1309.9621 | 2380.8108
3527 | 1388.8734 | 2356.9403 | 1388.8734 | 2356.9403
3528 | 1387.2415 | 2338.5623 | 1387.2415 | 2338.5623
3529 | 1321.8013 | 2326.5266 | 1321.8013 | 2326.5266
3530 | 1346.6039 | 2309.5607 | 1346.6039 | 2309.5607
3531 | 1412.7263 | 2314.0488 | 1412.7263 | 2314.0488
3532 | 1482.5209 | 2316.5995 | 1482.5209 | 2316.5995
3533 | 1503.1112 | 2325.9816 | 1503.1112 | 2325.9816
3534 | 1470.4204 | 2338.8753 | 1470.4204 | 2338.8753
3535 | 1400.6132 | 2342.7201 | 1400.6132 | 2342.7201
3536 | 1348.6354 | 2344.5994 | 1348.6354 | 2344.5994
3537 | 1300.7409 | 2334.8963 | 1300.7409 | 2334.8963
3538 | 1252.0271 | 2330.511 | 1252.0271 | 2330.511
3539 | 1171.0799 | 2309.0062 | 1171.0799 | 2309.0062
3540 | 1106.5046 | 2290.9788 | 1106.5046 | 2290.9788
3541 | 1052.9581 | 2287.2031 | 1052.9581 | 2287.2031
3542 | 1027.0783 | 2291.5713 | 1027.0783 | 2291.5713
3543 | 1017.5351 | 2288.8444 | 1017.5351 | 2288.8444
3544 | 1018.7713 | 2291.4872 | 1018.7713 | 2291.4872
3545 | 1038.9144 | 2325.594 | 1038.9144 | 2325.594
3546 | 1079.7725 | 2374.0445 | 1079.7725 | 2374.0445
3547 | 1158.405 | 2377.9669 | 1158.405 | 2377.9669
3548 | 1253.3496 | 2382.7233 | 1253.3496 | 2382.7233
3549 | 1309.7022 | 2371.9129 | 1309.7022 | 2371.9129
3550 | 1341.1113 | 2357.0814 | 1341.1113 | 2357.0814
3551 | 1418.8957 | 2340.3427 | 1418.8957 | 2340.3427
3552 | 1400.6718 | 2329.8745 | 1400.6718 | 2329.8745
3553 | 1343.1211 | 2320.9508 | 1343.1211 | 2320.9508
3554 | 1354.7932 | 2308.7827 | 1354.7932 | 2308.7827
3555 | 1418.1925 | 2310.807 | 1418.1925 | 2310.807
3556 | 1471.4036 | 2320.3599 | 1471.4036 | 2320.3599
3557 | 1493.4928 | 2343.4869 | 1493.4928 | 2343.4869
3558 | 1469.8675 | 2361.308 | 1469.8675 | 2361.308
3559 | 1392.6988 | 2367.6165 | 1392.6988 | 2367.6165
3560 | 1343.5388 | 2369.8848 | 1343.5388 | 2369.8848
3561 | 1297.2978 | 2363.9421 | 1297.2978 | 2363.9421
3562 | 1253.86 | 2369.6709 | 1253.86 | 2369.6709
3563 | 1177.9915 | 2359.9659 | 1177.9915 | 2359.9659
3564 | 1113.2592 | 2356.2021 | 1113.2592 | 2356.2021
3565 | 1062.6479 | 2355.7978 | 1062.6479 | 2355.7978
3566 | 1036.9339 | 2362.5001 | 1036.9339 | 2362.5001
3567 | 1021.1034 | 2372.4807 | 1021.1034 | 2372.4807
3568 | 1015.2782 | 2386.275 | 1015.2782 | 2386.275
3569 | 1028.493 | 2430.1069 | 1028.493 | 2430.1069
3570 | 1063.4804 | 2489.7089 | 1063.4804 | 2489.7089
3571 | 1131.368 | 2513.9893 | 1131.368 | 2513.9893
3572 | 1205.4581 | 2559.4616 | 1205.4581 | 2559.4616
3573 | 1248.4809 | 2615.5603 | 1248.4809 | 2615.5603
3574 | 1298.77 | 2682.2903 | 1298.77 | 2682.2903
3575 | 1383.7041 | 2736.999 | 1383.7041 | 2736.999
3576 | 1370.7231 | 2774.8972 | 1370.7231 | 2774.8972
3577 | 1326.302 | 2791.3886 | 1326.302 | 2791.3886
3578 | 1348.1284 | 2801.0048 | 1348.1284 | 2801.0048
3579 | 1417.5225 | 2831.0375 | 1417.5225 | 2831.0375
3580 | 1472.9854 | 2868.9879 | 1472.9854 | 2868.9879
3581 | 1478.0695 | 2907.5454 | 1478.0695 | 2907.5454
3582 | 1442.7488 | 2941.3157 | 1442.7488 | 2941.3157
3583 | 1393.373 | 2963.7031 | 1393.373 | 2963.7031
3584 | 1337.9847 | 2981.1426 | 1337.9847 | 2981.1426
3585 | 1287.1242 | 2964.9562 | 1287.1242 | 2964.9562
3586 | 1242.8539 | 2936.1931 | 1242.8539 | 2936.1931
3587 | 1180.1321 | 2885.5128 | 1180.1321 | 2885.5128
3588 | 1125.8775 | 2863.9844 | 1125.8775 | 2863.9844
3589 | 1076.8409 | 2872.7866 | 1076.8409 | 2872.7866
3590 | 1049.0633 | 2884.1569 | 1049.0633 | 2884.1569
3591 | 1035.0165 | 2891.4145 | 1035.0165 | 2891.4145
3592 | 1031.3656 | 2907.4132 | 1031.3656 | 2907.4132
3593 | 1048.8378 | 2949.6891 | 1048.8378 | 2949.6891
3594 | 1082.372 | 2996.8428 | 1082.372 | 2996.8428
3595 | 1129.7969 | 2981.0557 | 1129.7969 | 2981.0557
3596 | 1186.9364 | 2966.3617 | 1186.9364 | 2966.3617
3597 | 1218.828 | 2956.3294 | 1218.828 | 2956.3294
3598 | 1274.1479 | 2961.0778 | 1274.1479 | 2961.0778
3599 | 1343.9971 | 2963.4004 | 1343.9971 | 2963.4004
3600 | 1351.0744 | 2964.7321 | 1351.0744 | 2964.7321
3601 | 1305.4274 | 2963.3292 | 1305.4274 | 2963.3292
3602 | 1323.39 | 2943.5106 | 1323.39 | 2943.5106
3603 | 1386.6424 | 2947.48 | 1386.6424 | 2947.48
3604 | 1441.759 | 2961.5713 | 1441.759 | 2961.5713
3605 | 1451.9139 | 2974.7137 | 1451.9139 | 2974.7137
3606 | 1419.7688 | 2982.0316 | 1419.7688 | 2982.0316
3607 | 1358.6364 | 2981.5974 | 1358.6364 | 2981.5974
3608 | 1324.5166 | 2966.3604 | 1324.5166 | 2966.3604
3609 | 1275.8282 | 2941.3565 | 1275.8282 | 2941.3565
3610 | 1230.4842 | 2932.8217 | 1230.4842 | 2932.8217
3611 | 1169.8341 | 2920.264 | 1169.8341 | 2920.264
3612 | 1113.3412 | 2917.0189 | 1113.3412 | 2917.0189
3613 | 1066.1846 | 2929.1924 | 1066.1846 | 2929.1924
3614 | 1043.3083 | 2939.3958 | 1043.3083 | 2939.3958
3615 | 1023.9157 | 2920.8493 | 1023.9157 | 2920.8493
3616 | 1011.1846 | 2907.9319 | 1011.1846 | 2907.9319
3617 | 1022.9894 | 2943.076 | 1022.9894 | 2943.076
3618 | 1052.54 | 3018.3678 | 1052.54 | 3018.3678
3619 | 1099.9526 | 3073.5094 | 1099.9526 | 3073.5094
3620 | 1150.7822 | 3134.4123 | 1150.7822 | 3134.4123
3621 | 1190.4964 | 3142.7929 | 1190.4964 | 3142.7929
3622 | 1241.1966 | 3068.7028 | 1241.1966 | 3068.7028
3623 | 1324.184 | 2982.4617 | 1324.184 | 2982.4617
3624 | 1325.6318 | 2958.2487 | 1325.6318 | 2958.2487
3625 | 1286.4068 | 2927.411 | 1286.4068 | 2927.411
3626 | 1304.3204 | 2870.5072 | 1304.3204 | 2870.5072
3627 | 1365.1908 | 2844.5231 | 1365.1908 | 2844.5231
3628 | 1433.453 | 2854.7243 | 1433.453 | 2854.7243
3629 | 1456.5956 | 2895.6158 | 1456.5956 | 2895.6158
3630 | 1407.1332 | 2940.797 | 1407.1332 | 2940.797
3631 | 1348.8162 | 2990.5445 | 1348.8162 | 2990.5445
3632 | 1319.1183 | 3060.4998 | 1319.1183 | 3060.4998
3633 | 1276.5063 | 3132.877 | 1276.5063 | 3132.877
3634 | 1231.5324 | 3200.8468 | 1231.5324 | 3200.8468
3635 | 1158.57 | 3223.1699 | 1158.57 | 3223.1699
3636 | 1105.6574 | 2885.4259 | 1105.6574 | 2885.4259
3637 | 1068.5352 | 2910.0603 | 1068.5352 | 2910.0603
3638 | 1037.2065 | 2930.091 | 1037.2065 | 2930.091
3639 | 1030.0198 | 2959.8437 | 1030.0198 | 2959.8437
3640 | 1024.9984 | 2995.296 | 1024.9984 | 2995.296
3641 | 1046.8219 | 3040.9464 | 1046.8219 | 3040.9464
3642 | 1075.2684 | 3123.1181 | 1075.2684 | 3123.1181
3643 | 1137.877 | 3157.1375 | 1137.877 | 3157.1375
3644 | 1207.7176 | 3205.549 | 1207.7176 | 3205.549
3645 | 1260.5779 | 3247.3295 | 1260.5779 | 3247.3295
3646 | 1306.6338 | 3304.4626 | 1306.6338 | 3304.4626
3647 | 1391.5823 | 3345.517 | 1391.5823 | 3345.517
3648 | 1370.6049 | 3360.4324 | 1370.6049 | 3360.4324
3649 | 1332.0812 | 3351.824 | 1332.0812 | 3351.824
3650 | 1357.717 | 3279.2852 | 1357.717 | 3279.2852
3651 | 1422.4226 | 3212.5933 | 1422.4226 | 3212.5933
3652 | 1474.3773 | 3138.8676 | 1474.3773 | 3138.8676
3653 | 1501.7188 | 3114.3242 | 1501.7188 | 3114.3242
3654 | 1461.4365 | 3121.1024 | 1461.4365 | 3121.1024
3655 | 1399.9022 | 3155.3309 | 1399.9022 | 3155.3309
3656 | 1358.606 | 3198.6714 | 1358.606 | 3198.6714
3657 | 1314.6724 | 3216.9011 | 1314.6724 | 3216.9011
3658 | 1254.5687 | 3222.5968 | 1254.5687 | 3222.5968
3659 | 1180.6291 | 3208.6044 | 1180.6291 | 3208.6044
3660 | 1110.4558 | 3204.346 | 1110.4558 | 3204.346
3661 | 1060.5612 | 3231.4044 | 1060.5612 | 3231.4044
3662 | 1035.8728 | 3244.5096 | 1035.8728 | 3244.5096
3663 | 1028.516 | 3262.3735 | 1028.516 | 3262.3735
3664 | 1025.2781 | 3259.7354 | 1025.2781 | 3259.7354
3665 | 1049.5104 | 3238.5545 | 1049.5104 | 3238.5545
3666 | 1090.2565 | 3223.8844 | 1090.2565 | 3223.8844
3667 | 1166.7021 | 3164.4093 | 1166.7021 | 3164.4093
3668 | 1254.5268 | 3135.6013 | 1254.5268 | 3135.6013
3669 | 1305.6059 | 3124.4015 | 1305.6059 | 3124.4015
3670 | 1357.2676 | 3151.8703 | 1357.2676 | 3151.8703
3671 | 1437.0267 | 3200.7736 | 1437.0267 | 3200.7736
3672 | 1420.5645 | 3239.2358 | 1420.5645 | 3239.2358
3673 | 1354.8715 | 3228.8961 | 1354.8715 | 3228.8961
3674 | 1383.0714 | 3156.011 | 1383.0714 | 3156.011
3675 | 1452.2928 | 3098.6685 | 1452.2928 | 3098.6685
3676 | 1498.2591 | 3038.1013 | 1498.2591 | 3038.1013
3677 | 1524.9451 | 3017.5978 | 1524.9451 | 3017.5978
3678 | 1499.2735 | 3010.8712 | 1499.2735 | 3010.8712
3679 | 1425.0438 | 3048.3316 | 1425.0438 | 3048.3316
3680 | 1376.2096 | 3091.4413 | 1376.2096 | 3091.4413
3681 | 1329.1568 | 3077.3519 | 1329.1568 | 3077.3519
3682 | 1265.4018 | 3060.1934 | 1265.4018 | 3060.1934
3683 | 1186.2516 | 3067.7855 | 1186.2516 | 3067.7855
3684 | 1117.4305 | 3092.3835 | 1117.4305 | 3092.3835
3685 | 1069.8345 | 3159.6099 | 1069.8345 | 3159.6099
3686 | 1045.2213 | 3234.3522 | 1045.2213 | 3234.3522
3687 | 1035.1168 | 3334.6297 | 1035.1168 | 3334.6297
3688 | 1034.8293 | 3447.7632 | 1034.8293 | 3447.7632
3689 | 1056.7783 | 3530.5806 | 1056.7783 | 3530.5806
3690 | 1099.3418 | 3569.3523 | 1099.3418 | 3569.3523
3691 | 1174.7955 | 3600.6015 | 1174.7955 | 3600.6015
3692 | 1262.7134 | 3693.4518 | 1262.7134 | 3693.4518
3693 | 1325.7927 | 3737.5408 | 1325.7927 | 3737.5408
3694 | 1364.2326 | 3762.7011 | 1364.2326 | 3762.7011
3695 | 1446.3161 | 3767.1656 | 1446.3161 | 3767.1656
3696 | 1434.3907 | 3771.4619 | 1434.3907 | 3771.4619
3697 | 1375.1738 | 3734.1126 | 1375.1738 | 3734.1126
3698 | 1405.115 | 3568.3102 | 1405.115 | 3568.3102
3699 | 1464.1552 | 3433.979 | 1464.1552 | 3433.979
3700 | 1495.6717 | 3352.7507 | 1495.6717 | 3352.7507
3701 | 1519.627 | 3331.9009 | 1519.627 | 3331.9009
3702 | 1497.8742 | 3368.228 | 1497.8742 | 3368.228
3703 | 1431.8978 | 3496.5281 | 1431.8978 | 3496.5281
3704 | 1380.9816 | 3635.3254 | 1380.9816 | 3635.3254
3705 | 1337.8058 | 3705.8427 | 1337.8058 | 3705.8427
3706 | 1267.163 | 3742.0106 | 1267.163 | 3742.0106
3707 | 1190.2822 | 3750.9879 | 1190.2822 | 3750.9879
3708 | 1122.3719 | 3753.0779 | 1122.3719 | 3753.0779
3709 | 1070.0638 | 3756.8204 | 1070.0638 | 3756.8204
3710 | 1043.4263 | 3764.9623 | 1043.4263 | 3764.9623
3711 | 1066.8583 | 3792.8682 | 1066.8583 | 3792.8682
3712 | 1066.686 | 3802.4652 | 1066.686 | 3802.4652
3713 | 1087.9286 | 3789.3641 | 1087.9286 | 3789.3641
3714 | 1131.8437 | 3752.0706 | 1131.8437 | 3752.0706
3715 | 1204.933 | 3646.5408 | 1204.933 | 3646.5408
3716 | 1292.8328 | 3541.6675 | 1292.8328 | 3541.6675
3717 | 1323.581 | 3418.5052 | 1323.581 | 3418.5052
3718 | 1364.1058 | 3339.8982 | 1364.1058 | 3339.8982
3719 | 1436.0861 | 3241.0571 | 1436.0861 | 3241.0571
3720 | 1417.0736 | 3130.2743 | 1417.0736 | 3130.2743
3721 | 1378.2601 | 3033.1348 | 1378.2601 | 3033.1348
3722 | 1390.4759 | 2914.4258 | 1390.4759 | 2914.4258
3723 | 1460.414 | 2867.1253 | 1460.414 | 2867.1253
3724 | 1499.1663 | 2839.108 | 1499.1663 | 2839.108
3725 | 1505.2235 | 2856.0024 | 1505.2235 | 2856.0024
3726 | 1486.9549 | 2870.1678 | 1486.9549 | 2870.1678
3727 | 1421.6723 | 2877.9639 | 1421.6723 | 2877.9639
3728 | 1356.642 | 2881.829 | 1356.642 | 2881.829
3729 | 1314.3816 | 2861.2757 | 1314.3816 | 2861.2757
3730 | 1264.8787 | 2831.6512 | 1264.8787 | 2831.6512
3731 | 1193.741 | 2797.344 | 1193.741 | 2797.344
3732 | 1133.5243 | 2791.4697 | 1133.5243 | 2791.4697
3733 | 1082.6785 | 2819.5669 | 1082.6785 | 2819.5669
3734 | 1057.0058 | 2838.3279 | 1057.0058 | 2838.3279
3735 | 1042.6622 | 2867.5035 | 1042.6622 | 2867.5035
3736 | 1039.8707 | 2888.8739 | 1039.8707 | 2888.8739
3737 | 1058.654 | 2936.6019 | 1058.654 | 2936.6019
3738 | 1092.3397 | 3040.8198 | 1092.3397 | 3040.8198
3739 | 1154.2077 | 3100.1174 | 1154.2077 | 3100.1174
3740 | 1231.957 | 3153.6076 | 1231.957 | 3153.6076
3741 | 1280.4167 | 3191.3482 | 1280.4167 | 3191.3482
3742 | 1330.9172 | 3239.0164 | 1330.9172 | 3239.0164
3743 | 1409.4436 | 3264.1421 | 1409.4436 | 3264.1421
3744 | 1398.2121 | 3260.2432 | 1398.2121 | 3260.2432
3745 | 1354.0478 | 3234.7828 | 1354.0478 | 3234.7828
3746 | 1376.6433 | 3143.7759 | 1376.6433 | 3143.7759
3747 | 1454.0298 | 3069.0042 | 1454.0298 | 3069.0042
3748 | 1488.9458 | 3016.9784 | 1488.9458 | 3016.9784
3749 | 1508.7993 | 3025.793 | 1508.7993 | 3025.793
3750 | 1472.164 | 3038.4579 | 1472.164 | 3038.4579
3751 | 1398.0924 | 3060.4513 | 1398.0924 | 3060.4513
3752 | 1347.7292 | 3086.5935 | 1347.7292 | 3086.5935
3753 | 1306.3403 | 3094.0885 | 1306.3403 | 3094.0885
3754 | 1256.2431 | 3095.7443 | 1256.2431 | 3095.7443
3755 | 1190.1525 | 3086.4844 | 1190.1525 | 3086.4844
3756 | 1128.7279 | 3094.4611 | 1128.7279 | 3094.4611
3757 | 1086.5732 | 3135.0243 | 1086.5732 | 3135.0243
3758 | 1055.5692 | 3170.1757 | 1055.5692 | 3170.1757
3759 | 1043.3099 | 3196.9273 | 1043.3099 | 3196.9273
3760 | 1037.1625 | 3213.219 | 1037.1625 | 3213.219
3761 | 1054.0551 | 3243.287 | 1054.0551 | 3243.287
3762 | 1077.2837 | 3309.5299 | 1077.2837 | 3309.5299
3763 | 1128.7022 | 3319.5409 | 1128.7022 | 3319.5409
3764 | 1181.7804 | 3324.3217 | 1181.7804 | 3324.3217
3765 | 1230.3493 | 3317.6235 | 1230.3493 | 3317.6235
3766 | 1282.8796 | 3319.237 | 1282.8796 | 3319.237
3767 | 1350.5431 | 3309.7351 | 1350.5431 | 3309.7351
3768 | 1334.2296 | 3291.6389 | 1334.2296 | 3291.6389
3769 | 1311.3003 | 3277.6056 | 1311.3003 | 3277.6056
3770 | 1332.1384 | 3226.7667 | 1332.1384 | 3226.7667
3771 | 1390.7574 | 3194.8178 | 1390.7574 | 3194.8178
3772 | 1450.7051 | 3152.7186 | 1450.7051 | 3152.7186
3773 | 1463.3461 | 3142.0263 | 1463.3461 | 3142.0263
3774 | 1409.4969 | 3131.029 | 1409.4969 | 3131.029
3775 | 1372.8324 | 3113.8932 | 1372.8324 | 3113.8932
3776 | 1323.053 | 3093.2881 | 1323.053 | 3093.2881
3777 | 1284.8014 | 3050.3423 | 1284.8014 | 3050.3423
3778 | 1242.0102 | 2994.1701 | 1242.0102 | 2994.1701
3779 | 1180.2616 | 2924.1964 | 1180.2616 | 2924.1964
3780 | 1116.9837 | 2869.0355 | 1116.9837 | 2869.0355
3781 | 1069.4931 | 2839.4201 | 1069.4931 | 2839.4201
3782 | 1042.8853 | 2803.5849 | 1042.8853 | 2803.5849
3783 | 1035.9919 | 2781.3962 | 1035.9919 | 2781.3962
3784 | 1031.6657 | 2748.055 | 1031.6657 | 2748.055
3785 | 1045.3653 | 2701.596 | 1045.3653 | 2701.596
3786 | 1071.7485 | 2683.2322 | 1071.7485 | 2683.2322
3787 | 1128.7559 | 2629.2975 | 1128.7559 | 2629.2975
3788 | 1191.2143 | 2610.0699 | 1191.2143 | 2610.0699
3789 | 1230.9879 | 2620.6855 | 1230.9879 | 2620.6855
3790 | 1278.9879 | 2657.2729 | 1278.9879 | 2657.2729
3791 | 1353.7603 | 2685.3996 | 1353.7603 | 2685.3996
3792 | 1349.434 | 2707.7022 | 1349.434 | 2707.7022
3793 | 1319.9972 | 2745.1486 | 1319.9972 | 2745.1486
3794 | 1336.743 | 2759.2942 | 1336.743 | 2759.2942
3795 | 1411.1764 | 2786.0968 | 1411.1764 | 2786.0968
3796 | 1466.5582 | 2792.3608 | 1466.5582 | 2792.3608
3797 | 1479.8952 | 2824.8375 | 1479.8952 | 2824.8375
3798 | 1438.859 | 2851.8152 | 1438.859 | 2851.8152
3799 | 1374.2073 | 2874.9628 | 1374.2073 | 2874.9628
3800 | 1340.8238 | 2897.6422 | 1340.8238 | 2897.6422
3801 | 1308.7493 | 2905.3682 | 1308.7493 | 2905.3682
3802 | 1255.0193 | 2910.2559 | 1255.0193 | 2910.2559
3803 | 1188.0369 | 2908.0369 | 1188.0369 | 2908.0369
3804 | 1125.6723 | 2934.1354 | 1125.6723 | 2934.1354
3805 | 1072.5302 | 3004.4783 | 1072.5302 | 3004.4783
3806 | 1048.0964 | 3098.612 | 1048.0964 | 3098.612
3807 | 1034.3596 | 3239.6347 | 1034.3596 | 3239.6347
3808 | 1033.2628 | 3369.8511 | 1033.2628 | 3369.8511
3809 | 1051.5949 | 3526.6561 | 1051.5949 | 3526.6561
3810 | 1085.1626 | 3721.5983 | 1085.1626 | 3721.5983
3811 | 1149.1238 | 3829.3745 | 1149.1238 | 3829.3745
3812 | 1225.5342 | 3934.6907 | 1225.5342 | 3934.6907
3813 | 1274.3453 | 4027.1429 | 1274.3453 | 4027.1429
3814 | 1326.8923 | 4119.4807 | 1326.8923 | 4119.4807
3815 | 1396.5909 | 4200.7031 | 1396.5909 | 4200.7031
3816 | 1387.3604 | 4270.4455 | 1387.3604 | 4270.4455
3817 | 1341.1718 | 4325.3211 | 1341.1718 | 4325.3211
3818 | 1362.6395 | 4281.6386 | 1362.6395 | 4281.6386
3819 | 1433.2378 | 4203.1733 | 1433.2378 | 4203.1733
3820 | 1483.5049 | 4141.1055 | 1483.5049 | 4141.1055
3821 | 1493.6198 | 4134.6839 | 1493.6198 | 4134.6839
3822 | 1460.9913 | 4169.5105 | 1460.9913 | 4169.5105
3823 | 1397.9791 | 4267.8 | 1397.9791 | 4267.8
3824 | 1359.2965 | 4380.9729 | 1359.2965 | 4380.9729
3825 | 1310.636 | 4412.4764 | 1310.636 | 4412.4764
3826 | 1250.4476 | 4382.7365 | 1250.4476 | 4382.7365
3827 | 1180.3434 | 4279.9821 | 1180.3434 | 4279.9821
3828 | 1112.0515 | 4121.0538 | 1112.0515 | 4121.0538
3829 | 1065.46 | 3933.0749 | 1065.46 | 3933.0749
3830 | 1042.9786 | 3746.9559 | 1042.9786 | 3746.9559
3831 | 1029.7082 | 3581.5244 | 1029.7082 | 3581.5244
3832 | 1032.79 | 3441.7611 | 1032.79 | 3441.7611
3833 | 1049.4419 | 3365.5224 | 1049.4419 | 3365.5224
3834 | 1082.6785 | 3379.016 | 1082.6785 | 3379.016
3835 | 1151.4865 | 3394.4519 | 1151.4865 | 3394.4519
3836 | 1246.4153 | 3435.8225 | 1246.4153 | 3435.8225
3837 | 1297.3339 | 3500.2264 | 1297.3339 | 3500.2264
3838 | 1342.535 | 3581.4833 | 1342.535 | 3581.4833
3839 | 1414.5251 | 3679.2115 | 1414.5251 | 3679.2115
3840 | 1401.6554 | 3770.4231 | 1401.6554 | 3770.4231
3841 | 1351.2362 | 3819.6428 | 1351.2362 | 3819.6428
3842 | 1379.0817 | 3772.9593 | 1379.0817 | 3772.9593
3843 | 1447.6673 | 3742.1646 | 1447.6673 | 3742.1646
3844 | 1489.0052 | 3715.8787 | 1489.0052 | 3715.8787
3845 | 1515.0129 | 3740.5065 | 1515.0129 | 3740.5065
3846 | 1484.1346 | 3791.608 | 1484.1346 | 3791.608
3847 | 1420.2644 | 3908.7119 | 1420.2644 | 3908.7119
3848 | 1380.7803 | 4044.2773 | 1380.7803 | 4044.2773
3849 | 1330.9315 | 4128.1839 | 1330.9315 | 4128.1839
3850 | 1265.7 | 4206.4821 | 1265.7 | 4206.4821
3851 | 1182.8365 | 4239.4678 | 1182.8365 | 4239.4678
3852 | 1118.5863 | 4234.4015 | 1118.5863 | 4234.4015
3853 | 1065.9519 | 4226.9477 | 1065.9519 | 4226.9477
3854 | 1034.4763 | 4194.5753 | 1034.4763 | 4194.5753
3855 | 1024.6863 | 4180.0047 | 1024.6863 | 4180.0047
3856 | 1022.3256 | 4178.9825 | 1022.3256 | 4178.9825
3857 | 1039.4816 | 4215.6298 | 1039.4816 | 4215.6298
3858 | 1086.5029 | 4316.154 | 1086.5029 | 4316.154
3859 | 1165.4629 | 4320.9708 | 1165.4629 | 4320.9708
3860 | 1257.3983 | 4287.4304 | 1257.3983 | 4287.4304
3861 | 1312.0809 | 4198.8957 | 1312.0809 | 4198.8957
3862 | 1347.2834 | 4026.4479 | 1347.2834 | 4026.4479
3863 | 1422.0899 | 3804.448 | 1422.0899 | 3804.448
3864 | 1408.6966 | 3562.8884 | 1408.6966 | 3562.8884
3865 | 1361.2355 | 3317.1964 | 1361.2355 | 3317.1964
3866 | 1370.392 | 3086.1787 | 1370.392 | 3086.1787
3867 | 1427.9555 | 2955.4257 | 1427.9555 | 2955.4257
3868 | 1477.4491 | 2845.4564 | 1477.4491 | 2845.4564
3869 | 1495.9944 | 2782.8227 | 1495.9944 | 2782.8227
3870 | 1465.1298 | 2734.3122 | 1465.1298 | 2734.3122
3871 | 1401.7028 | 2711.1743 | 1401.7028 | 2711.1743
3872 | 1361.6906 | 2736.3931 | 1361.6906 | 2736.3931
3873 | 1316.0982 | 2738.3477 | 1316.0982 | 2738.3477
3874 | 1249.9549 | 2726.6142 | 1249.9549 | 2726.6142
3875 | 1166.1632 | 2732.9367 | 1166.1632 | 2732.9367
3876 | 1100.5673 | 2761.5745 | 1100.5673 | 2761.5745
3877 | 1051.1718 | 2839.6509 | 1051.1718 | 2839.6509
3878 | 1022.9194 | 2837.1737 | 1022.9194 | 2837.1737
3879 | 1005.7621 | 2975.4261 | 1005.7621 | 2975.4261
3880 | 1007.6983 | 3336.8395 | 1007.6983 | 3336.8395
3881 | 1025.3988 | 3695.1771 | 1025.3988 | 3695.1771
3882 | 1063.5538 | 3919.3218 | 1063.5538 | 3919.3218
3883 | 1136.8673 | 4023.5198 | 1136.8673 | 4023.5198
3884 | 1228.2734 | 4079.5495 | 1228.2734 | 4079.5495
3885 | 1277.3999 | 4029.7977 | 1277.3999 | 4029.7977
3886 | 1318.5014 | 3914.3699 | 1318.5014 | 3914.3699
3887 | 1394.5554 | 3757.3545 | 1394.5554 | 3757.3545
3888 | 1384.9185 | 3621.6398 | 1384.9185 | 3621.6398
3889 | 1337.1999 | 3499.453 | 1337.1999 | 3499.453
3890 | 1363.5381 | 3477.2396 | 1363.5381 | 3477.2396
3891 | 1424.8069 | 3604.9239 | 1424.8069 | 3604.9239
3892 | 1469.414 | 3696.8335 | 1469.414 | 3696.8335
3893 | 1471.974 | 3773.749 | 1471.974 | 3773.749
3894 | 1437.556 | 3857.7467 | 1437.556 | 3857.7467
3895 | 1374.7212 | 3940.3384 | 1374.7212 | 3940.3384
3896 | 1339.6713 | 3998.5688 | 1339.6713 | 3998.5688
3897 | 1295.8983 | 4022.4543 | 1295.8983 | 4022.4543
3898 | 1235.1112 | 4035.3064 | 1235.1112 | 4035.3064
3899 | 1164.6801 | 4055.7107 | 1164.6801 | 4055.7107
3900 | 1099.1596 | 4110.6655 | 1099.1596 | 4110.6655
3901 | 1050.8952 | 4203.978 | 1050.8952 | 4203.978
3902 | 1019.09 | 4292.3405 | 1019.09 | 4292.3405
3903 | 1004.4304 | 4382.3452 | 1004.4304 | 4382.3452
3904 | 1003.6138 | 4496.633 | 1003.6138 | 4496.633
3905 | 1019.6901 | 4621.1189 | 1019.6901 | 4621.1189
3906 | 1068.8127 | 4771.0452 | 1068.8127 | 4771.0452
3907 | 1136.0202 | 4848.9262 | 1136.0202 | 4848.9262
3908 | 1209.5454 | 4905.6484 | 1209.5454 | 4905.6484
3909 | 1254.6679 | 4917.5337 | 1254.6679 | 4917.5337
3910 | 1289.914 | 4928.843 | 1289.914 | 4928.843
3911 | 1366.4242 | 4917.4942 | 1366.4242 | 4917.4942
3912 | 1366.0052 | 4899.0517 | 1366.0052 | 4899.0517
3913 | 1324.2265 | 4878.7854 | 1324.2265 | 4878.7854
3914 | 1343.3885 | 4796.32 | 1343.3885 | 4796.32
3915 | 1412.7988 | 4716.1233 | 1412.7988 | 4716.1233
3916 | 1461.5524 | 4632.2402 | 1461.5524 | 4632.2402
3917 | 1470.6786 | 4610.0053 | 1470.6786 | 4610.0053
3918 | 1425.6848 | 4615.9756 | 1425.6848 | 4615.9756
3919 | 1363.7096 | 4647.6647 | 1363.7096 | 4647.6647
3920 | 1317.9542 | 4666.8814 | 1317.9542 | 4666.8814
3921 | 1272.8293 | 4668.4897 | 1272.8293 | 4668.4897
3922 | 1228.7146 | 4679.8413 | 1228.7146 | 4679.8413
3923 | 1168.6003 | 4683.1627 | 1168.6003 | 4683.1627
3924 | 1107.9347 | 4700.7197 | 1107.9347 | 4700.7197
3925 | 1062.4964 | 4693.8431 | 1062.4964 | 4693.8431
3926 | 1030.4122 | 4687.7876 | 1030.4122 | 4687.7876
3927 | 1012.6298 | 4694.917 | 1012.6298 | 4694.917
3928 | 1005.3822 | 4685.9305 | 1005.3822 | 4685.9305
3929 | 1024.8077 | 4691.8746 | 1024.8077 | 4691.8746
3930 | 1060.4808 | 4701.2129 | 1060.4808 | 4701.2129
3931 | 1115.3209 | 4758.5482 | 1115.3209 | 4758.5482
3932 | 1170.9738 | 4808.922 | 1170.9738 | 4808.922
3933 | 1199.9717 | 4796.1063 | 1199.9717 | 4796.1063
3934 | 1248.4997 | 4768.2863 | 1248.4997 | 4768.2863
3935 | 1314.2758 | 4717.9239 | 1314.2758 | 4717.9239
3936 | 1316.8652 | 4669.8171 | 1316.8652 | 4669.8171
3937 | 1288.6588 | 4643.2024 | 1288.6588 | 4643.2024
3938 | 1311.4151 | 4596.1726 | 1311.4151 | 4596.1726
3939 | 1383.3624 | 4594.1188 | 1383.3624 | 4594.1188
3940 | 1436.0893 | 4613.7722 | 1436.0893 | 4613.7722
3941 | 1416.6459 | 4687.1095 | 1416.6459 | 4687.1095
3942 | 1362.9975 | 4773.9928 | 1362.9975 | 4773.9928
3943 | 1314.2494 | 4882.5552 | 1314.2494 | 4882.5552
3944 | 1282.5452 | 5001.1531 | 1282.5452 | 5001.1531
3945 | 1262.307 | 5068.5538 | 1262.307 | 5068.5538
3946 | 1210.6148 | 5103.683 | 1210.6148 | 5103.683
3947 | 1157.8281 | 5117.6235 | 1157.8281 | 5117.6235
3948 | 1099.0067 | 5120.1753 | 1099.0067 | 5120.1753
3949 | 1050.8309 | 5129.3427 | 1050.8309 | 5129.3427
3950 | 1026.0101 | 5130.2128 | 1026.0101 | 5130.2128
3951 | 1010.7929 | 5155.3485 | 1010.7929 | 5155.3485
3952 | 1011.1467 | 5191.6087 | 1011.1467 | 5191.6087
3953 | 1019.94 | 5236.4512 | 1019.94 | 5236.4512
3954 | 1047.3077 | 5322.201 | 1047.3077 | 5322.201
3955 | 1109.14 | 5355.5279 | 1109.14 | 5355.5279
3956 | 1163.8108 | 5377.9687 | 1163.8108 | 5377.9687
3957 | 1206.3194 | 5378.427 | 1206.3194 | 5378.427
3958 | 1253.8276 | 5377.732 | 1253.8276 | 5377.732
3959 | 1335.1395 | 5365.8061 | 1335.1395 | 5365.8061
3960 | 1328.1099 | 5342.5157 | 1328.1099 | 5342.5157
3961 | 1296.6453 | 5305.0511 | 1296.6453 | 5305.0511
3962 | 1324.5087 | 5165.4502 | 1324.5087 | 5165.4502
3963 | 1403.7101 | 4971.675 | 1403.7101 | 4971.675
3964 | 1438.958 | 4770.4043 | 1438.958 | 4770.4043
3965 | 1456.3751 | 4631.7053 | 1456.3751 | 4631.7053
3966 | 1413.2474 | 4547.5284 | 1413.2474 | 4547.5284
3967 | 1359.4815 | 4568.1367 | 1359.4815 | 4568.1367
3968 | 1316.1121 | 4616.7868 | 1316.1121 | 4616.7868
3969 | 1279.5831 | 4621.3962 | 1279.5831 | 4621.3962
3970 | 1232.3032 | 4575.1505 | 1232.3032 | 4575.1505
3971 | 1168.6345 | 4463.8546 | 1168.6345 | 4463.8546
3972 | 1110.7459 | 4357.3294 | 1110.7459 | 4357.3294
3973 | 1061.1007 | 4289.1619 | 1061.1007 | 4289.1619
3974 | 1031.7305 | 4243.4002 | 1031.7305 | 4243.4002
3975 | 1015.2415 | 4198.7036 | 1015.2415 | 4198.7036
3976 | 1013.3441 | 4111.2279 | 1013.3441 | 4111.2279
3977 | 1027.6082 | 3997.3605 | 1027.6082 | 3997.3605
3978 | 1061.4537 | 3898.7761 | 1061.4537 | 3898.7761
3979 | 1124.2451 | 3739.1119 | 1124.2451 | 3739.1119
3980 | 1195.8969 | 3559.3276 | 1195.8969 | 3559.3276
3981 | 1240.1828 | 3316.123 | 1240.1828 | 3316.123
3982 | 1283.0925 | 3049.9498 | 1283.0925 | 3049.9498
3983 | 1361.5032 | 2856.4599 | 1361.5032 | 2856.4599
3984 | 1351.3367 | 2737.8283 | 1351.3367 | 2737.8283
3985 | 1308.6987 | 2666.0823 | 1308.6987 | 2666.0823
3986 | 1317.4981 | 2602.2004 | 1317.4981 | 2602.2004
3987 | 1397.6518 | 2590.6817 | 1397.6518 | 2590.6817
3988 | 1453.0748 | 2579.8628 | 1453.0748 | 2579.8628
3989 | 1470.5197 | 2591.4476 | 1470.5197 | 2591.4476
3990 | 1426.9869 | 2583.7976 | 1426.9869 | 2583.7976
3991 | 1367.4733 | 2551.3103 | 1367.4733 | 2551.3103
3992 | 1327.0451 | 2514.084 | 1327.0451 | 2514.084
3993 | 1297.5354 | 2452.9009 | 1297.5354 | 2452.9009
3994 | 1238.7183 | 2368.1032 | 1238.7183 | 2368.1032
3995 | 1175.4079 | 2293.5125 | 1175.4079 | 2293.5125
3996 | 1106.9369 | 2230.1564 | 1106.9369 | 2230.1564
3997 | 1065.4147 | 2198.4633 | 1065.4147 | 2198.4633
3998 | 1031.1837 | 2170.5925 | 1031.1837 | 2170.5925
3999 | 1019.5054 | 2168.6032 | 1019.5054 | 2168.6032
4000 | 1018.1535 | 2180.5087 | 1018.1535 | 2180.5087
4001 | 1033.2422 | 2205.2672 | 1033.2422 | 2205.2672
4002 | 1075.0001 | 2270.933 | 1075.0001 | 2270.933
4003 | 1148.4421 | 2283.2525 | 1148.4421 | 2283.2525
4004 | 1241.2468 | 2293.2274 | 1241.2468 | 2293.2274
4005 | 1292.0431 | 2285.7213 | 1292.0431 | 2285.7213
4006 | 1316.778 | 2288.0273 | 1316.778 | 2288.0273
4007 | 1391.6232 | 2297.8015 | 1391.6232 | 2297.8015
4008 | 1377.728 | 2301.2897 | 1377.728 | 2301.2897
4009 | 1329.2889 | 2308.4947 | 1329.2889 | 2308.4947
4010 | 1335.1548 | 2283.3957 | 1335.1548 | 2283.3957
4011 | 1414.9891 | 2290.5759 | 1414.9891 | 2290.5759
4012 | 1456.2773 | 2291.6458 | 1456.2773 | 2291.6458
4013 | 1462.535 | 2318.3513 | 1462.535 | 2318.3513
4014 | 1428.2354 | 2331.7087 | 1428.2354 | 2331.7087
4015 | 1354.7135 | 2333.041 | 1354.7135 | 2333.041
4016 | 1325.842 | 2329.6343 | 1325.842 | 2329.6343
4017 | 1309.4262 | 2304.9257 | 1309.4262 | 2304.9257
4018 | 1254.0919 | 2302.0799 | 1254.0919 | 2302.0799
4019 | 1179.4051 | 2287.1641 | 1179.4051 | 2287.1641
4020 | 1114.7185 | 2245.2771 | 1114.7185 | 2245.2771
4021 | 1065.9663 | 2237.5925 | 1065.9663 | 2237.5925
4022 | 1037.8467 | 2269.1657 | 1037.8467 | 2269.1657
4023 | 1025.8367 | 2341.7412 | 1025.8367 | 2341.7412
4024 | 1025.1757 | 2416.8998 | 1025.1757 | 2416.8998
4025 | 1042.4772 | 2449.3917 | 1042.4772 | 2449.3917
4026 | 1085.6598 | 2485.5087 | 1085.6598 | 2485.5087
4027 | 1152.758 | 2470.4723 | 1152.758 | 2470.4723
4028 | 1243.0752 | 2443.8574 | 1243.0752 | 2443.8574
4029 | 1283.5404 | 2416.3827 | 1283.5404 | 2416.3827
4030 | 1328.1414 | 2407.8388 | 1328.1414 | 2407.8388
4031 | 1407.622 | 2406.3012 | 1407.622 | 2406.3012
4032 | 1396.4343 | 2418.331 | 1396.4343 | 2418.331
4033 | 1332.43 | 2456.8162 | 1332.43 | 2456.8162
4034 | 1361.9954 | 2442.798 | 1361.9954 | 2442.798
4035 | 1437.1162 | 2416.2741 | 1437.1162 | 2416.2741
4036 | 1491.761 | 2378.6765 | 1491.761 | 2378.6765
4037 | 1487.6176 | 2393.8394 | 1487.6176 | 2393.8394
4038 | 1441.2562 | 2445.2872 | 1441.2562 | 2445.2872
4039 | 1385.7925 | 2514.7204 | 1385.7925 | 2514.7204
4040 | 1354.9811 | 2567.6413 | 1354.9811 | 2567.6413
4041 | 1324.9985 | 2566.8257 | 1324.9985 | 2566.8257
4042 | 1267.2062 | 2543.088 | 1267.2062 | 2543.088
4043 | 1185.7383 | 2501.0472 | 1185.7383 | 2501.0472
4044 | 1123.354 | 2492.1719 | 1123.354 | 2492.1719
4045 | 1070.9814 | 2503.6478 | 1070.9814 | 2503.6478
4046 | 1038.5365 | 2531.0658 | 1038.5365 | 2531.0658
4047 | 1019.6098 | 2568.6674 | 1019.6098 | 2568.6674
4048 | 1018.1462 | 2572.4931 | 1018.1462 | 2572.4931
4049 | 1037.8553 | 2531.3437 | 1037.8553 | 2531.3437
4050 | 1078.446 | 2514.5958 | 1078.446 | 2514.5958
4051 | 1145.1192 | 2476.8207 | 1145.1192 | 2476.8207
4052 | 1243.2731 | 2428.3904 | 1243.2731 | 2428.3904
4053 | 1284.5882 | 2367.2115 | 1284.5882 | 2367.2115
4054 | 1310.2747 | 2321.2698 | 1310.2747 | 2321.2698
4055 | 1385.487 | 2260.2882 | 1385.487 | 2260.2882
4056 | 1387.465 | 2209.1803 | 1387.465 | 2209.1803
4057 | 1324.7021 | 2205.189 | 1324.7021 | 2205.189
4058 | 1334.6718 | 2186.4384 | 1334.6718 | 2186.4384
4059 | 1401.4069 | 2203.8915 | 1401.4069 | 2203.8915
4060 | 1444.9951 | 2211.7715 | 1444.9951 | 2211.7715
4061 | 1443.5771 | 2240.4392 | 1443.5771 | 2240.4392
4062 | 1410.7509 | 2249.6413 | 1410.7509 | 2249.6413
4063 | 1349.3409 | 2238.046 | 1349.3409 | 2238.046
4064 | 1308.2532 | 2222.635 | 1308.2532 | 2222.635
4065 | 1279.9892 | 2198.619 | 1279.9892 | 2198.619
4066 | 1233.426 | 2173.9578 | 1233.426 | 2173.9578
4067 | 1169.5424 | 2148.5383 | 1169.5424 | 2148.5383
4068 | 1100.0271 | 2127.7742 | 1100.0271 | 2127.7742
4069 | 1053.1032 | 2132.9018 | 1053.1032 | 2132.9018
4070 | 1019.1475 | 2145.3144 | 1019.1475 | 2145.3144
4071 | 1004.3788 | 2164.7942 | 1004.3788 | 2164.7942
4072 | 997.1573 | 2161.6944 | 997.1573 | 2161.6944
4073 | 1009.3576 | 2172.6018 | 1009.3576 | 2172.6018
4074 | 1048.4956 | 2236.6517 | 1048.4956 | 2236.6517
4075 | 1103.4432 | 2253.9344 | 1103.4432 | 2253.9344
4076 | 1187.8647 | 2270.4886 | 1187.8647 | 2270.4886
4077 | 1225.1179 | 2259.058 | 1225.1179 | 2259.058
4078 | 1267.0709 | 2240.9338 | 1267.0709 | 2240.9338
4079 | 1327.3796 | 2220.8128 | 1327.3796 | 2220.8128
4080 | 1328.5841 | 2211.8351 | 1328.5841 | 2211.8351
4081 | 1285.9227 | 2214.3076 | 1285.9227 | 2214.3076
4082 | 1308.8162 | 2192.0942 | 1308.8162 | 2192.0942
4083 | 1379.998 | 2217.6271 | 1379.998 | 2217.6271
4084 | 1428.0177 | 2244.8986 | 1428.0177 | 2244.8986
4085 | 1434.3986 | 2297.6902 | 1434.3986 | 2297.6902
4086 | 1381.3476 | 2334.0172 | 1381.3476 | 2334.0172
4087 | 1326.9248 | 2346.0841 | 1326.9248 | 2346.0841
4088 | 1285.3017 | 2344.8704 | 1285.3017 | 2344.8704
4089 | 1260.4316 | 2330.8964 | 1260.4316 | 2330.8964
4090 | 1223.7091 | 2316.8544 | 1223.7091 | 2316.8544
4091 | 1162.5038 | 2290.396 | 1162.5038 | 2290.396
4092 | 1104.227 | 2274.5952 | 1104.227 | 2274.5952
4093 | 1055.9146 | 2287.3408 | 1055.9146 | 2287.3408
4094 | 1023.8343 | 2297.3295 | 1023.8343 | 2297.3295
4095 | 1012.6799 | 2320.2721 | 1012.6799 | 2320.2721
4096 | 1005.9542 | 2344.9898 | 1005.9542 | 2344.9898
4097 | 1022.5679 | 2391.1019 | 1022.5679 | 2391.1019
4098 | 1049.8801 | 2489.4331 | 1049.8801 | 2489.4331
4099 | 1095.9048 | 2532.9174 | 1095.9048 | 2532.9174
4100 | 1143.6415 | 2563.7843 | 1143.6415 | 2563.7843
4101 | 1171.9568 | 2574.0537 | 1171.9568 | 2574.0537
4102 | 1214.7391 | 2591.1342 | 1214.7391 | 2591.1342
4103 | 1276.6633 | 2601.7163 | 1276.6633 | 2601.7163
4104 | 1292.7853 | 2618.2476 | 1292.7853 | 2618.2476
4105 | 1270.2148 | 2634.2249 | 1270.2148 | 2634.2249
4106 | 1291.0742 | 2602.4312 | 1291.0742 | 2602.4312
4107 | 1356.84 | 2581.1014 | 1356.84 | 2581.1014
4108 | 1399.0881 | 2545.0044 | 1399.0881 | 2545.0044
4109 | 1383.4608 | 2536.3897 | 1383.4608 | 2536.3897
4110 | 1357.8883 | 2542.4753 | 1357.8883 | 2542.4753
4111 | 1312.899 | 2568.0469 | 1312.899 | 2568.0469
4112 | 1292.4708 | 2616.5816 | 1292.4708 | 2616.5816
4113 | 1252.3466 | 2660.8973 | 1252.3466 | 2660.8973
4114 | 1217.0578 | 2709.7621 | 1217.0578 | 2709.7621
4115 | 1160.9388 | 2758.4457 | 1160.9388 | 2758.4457
4116 | 1109.874 | 2825.751 | 1109.874 | 2825.751
4117 | 1063.6261 | 2934.0688 | 1063.6261 | 2934.0688
4118 | 1038.549 | 3033.8584 | 1038.549 | 3033.8584
4119 | 1022.0637 | 3119.4769 | 1022.0637 | 3119.4769
4120 | 1012.2243 | 3190.4802 | 1012.2243 | 3190.4802
4121 | 1017.2366 | 3275.2598 | 1017.2366 | 3275.2598
4122 | 1041.4304 | 3417.568 | 1041.4304 | 3417.568
4123 | 1080.8745 | 3506.299 | 1080.8745 | 3506.299
4124 | 1131.4896 | 3580.1042 | 1131.4896 | 3580.1042
4125 | 1165.8763 | 3611.6118 | 1165.8763 | 3611.6118
4126 | 1211.3756 | 3607.2232 | 1211.3756 | 3607.2232
4127 | 1275.1921 | 3583.1777 | 1275.1921 | 3583.1777
4128 | 1283.1901 | 3559.7719 | 1283.1901 | 3559.7719
4129 | 1258.0556 | 3531.0795 | 1258.0556 | 3531.0795
4130 | 1271.9966 | 3452.654 | 1271.9966 | 3452.654
4131 | 1337.5097 | 3439.7503 | 1337.5097 | 3439.7503
4132 | 1383.2236 | 3463.4435 | 1383.2236 | 3463.4435
4133 | 1396.5138 | 3542.2058 | 1396.5138 | 3542.2058
4134 | 1355.8334 | 3646.1721 | 1355.8334 | 3646.1721
4135 | 1315.724 | 3756.1196 | 1315.724 | 3756.1196
4136 | 1287.2003 | 3844.2452 | 1287.2003 | 3844.2452
4137 | 1262.9056 | 3895.8327 | 1262.9056 | 3895.8327
4138 | 1228.3186 | 3924.1518 | 1228.3186 | 3924.1518
4139 | 1172.6119 | 3925.2801 | 1172.6119 | 3925.2801
4140 | 1119.6906 | 3938.3356 | 1119.6906 | 3938.3356
4141 | 1075.4637 | 3982.7077 | 1075.4637 | 3982.7077
4142 | 1044.4942 | 4026.0543 | 1044.4942 | 4026.0543
4143 | 1034.0121 | 4082.124 | 1034.0121 | 4082.124
4144 | 1021.8994 | 4134.6592 | 1021.8994 | 4134.6592
4145 | 1025.9947 | 4195.1995 | 1025.9947 | 4195.1995
4146 | 1046.9413 | 4298.3785 | 1046.9413 | 4298.3785
4147 | 1085.3307 | 4346.1336 | 1085.3307 | 4346.1336
4148 | 1142.6578 | 4384.8494 | 1142.6578 | 4384.8494
4149 | 1183.7816 | 4402.9677 | 1183.7816 | 4402.9677
4150 | 1228.3187 | 4425.8195 | 1228.3187 | 4425.8195
4151 | 1311.073 | 4441.4803 | 1311.073 | 4441.4803
4152 | 1300.3008 | 4453.1638 | 1300.3008 | 4453.1638
4153 | 1265.062 | 4458.5219 | 1265.062 | 4458.5219
4154 | 1286.8707 | 4370.5161 | 1286.8707 | 4370.5161
4155 | 1363.8909 | 4295.0518 | 1363.8909 | 4295.0518
4156 | 1409.146 | 4238.8708 | 1409.146 | 4238.8708
4157 | 1419.7703 | 4223.7923 | 1419.7703 | 4223.7923
4158 | 1383.1099 | 4239.4582 | 1383.1099 | 4239.4582
4159 | 1329.9227 | 4301.0425 | 1329.9227 | 4301.0425
4160 | 1289.1504 | 4353.8479 | 1289.1504 | 4353.8479
4161 | 1263.0403 | 4326.0228 | 1263.0403 | 4326.0228
4162 | 1231.3238 | 4271.2357 | 1231.3238 | 4271.2357
4163 | 1186.2043 | 4208.0721 | 1186.2043 | 4208.0721
4164 | 1128.8489 | 4143.5618 | 1128.8489 | 4143.5618
4165 | 1087.5601 | 4097.9022 | 1087.5601 | 4097.9022
4166 | 1055.8261 | 4043.9453 | 1055.8261 | 4043.9453
4167 | 1034.9135 | 4015.7544 | 1034.9135 | 4015.7544
4168 | 1024.7925 | 4003.8823 | 1024.7925 | 4003.8823
4169 | 1032.4458 | 4010.2882 | 1032.4458 | 4010.2882
4170 | 1069.187 | 4066.6045 | 1069.187 | 4066.6045
4171 | 1116.3289 | 4075.4612 | 1116.3289 | 4075.4612
4172 | 1176.5192 | 4090.7457 | 1176.5192 | 4090.7457
4173 | 1222.4039 | 4095.8209 | 1222.4039 | 4095.8209
4174 | 1263.5925 | 4107.0148 | 1263.5925 | 4107.0148
4175 | 1332.3386 | 4119.0974 | 1332.3386 | 4119.0974
4176 | 1352.4161 | 4126.0484 | 1352.4161 | 4126.0484
4177 | 1309.0173 | 4110.8609 | 1309.0173 | 4110.8609
4178 | 1315.2346 | 3979.2243 | 1315.2346 | 3979.2243
4179 | 1385.1199 | 3848.0096 | 1385.1199 | 3848.0096
4180 | 1433.0534 | 3766.3195 | 1433.0534 | 3766.3195
4181 | 1430.9329 | 3788.6389 | 1430.9329 | 3788.6389
4182 | 1410.6218 | 3870.5589 | 1410.6218 | 3870.5589
4183 | 1351.6566 | 3977.2745 | 1351.6566 | 3977.2745
4184 | 1299.3899 | 4030.8879 | 1299.3899 | 4030.8879
4185 | 1266.51 | 4043.1154 | 1266.51 | 4043.1154
4186 | 1244.2769 | 4049.5037 | 1244.2769 | 4049.5037
4187 | 1193.306 | 4044.1682 | 1193.306 | 4044.1682
4188 | 1145.6123 | 4055.146 | 1145.6123 | 4055.146
4189 | 1097.8668 | 4086.9368 | 1097.8668 | 4086.9368
4190 | 1058.997 | 4101.3116 | 1058.997 | 4101.3116
4191 | 1035.6833 | 4110.5186 | 1035.6833 | 4110.5186
4192 | 1023.5604 | 4110.4199 | 1023.5604 | 4110.4199
4193 | 1033.6183 | 4124.9055 | 1033.6183 | 4124.9055
4194 | 1070.2198 | 4174.6426 | 1070.2198 | 4174.6426
4195 | 1108.551 | 4164.8004 | 1108.551 | 4164.8004
4196 | 1165.4074 | 4139.1089 | 1165.4074 | 4139.1089
4197 | 1214.5057 | 4099.3991 | 1214.5057 | 4099.3991
4198 | 1253.3456 | 4081.3903 | 1253.3456 | 4081.3903
4199 | 1309.7445 | 4069.9262 | 1309.7445 | 4069.9262
4200 | 1327.5731 | 4055.9853 | 1327.5731 | 4055.9853
4201 | 1292.3349 | 4038.0275 | 1292.3349 | 4038.0275
4202 | 1300.6775 | 3972.645 | 1300.6775 | 3972.645
4203 | 1369.1255 | 3918.6499 | 1369.1255 | 3918.6499
4204 | 1415.7267 | 3856.4667 | 1415.7267 | 3856.4667
4205 | 1411.7186 | 3872.7839 | 1411.7186 | 3872.7839
4206 | 1378.5608 | 3930.3492 | 1378.5608 | 3930.3492
4207 | 1331.1186 | 4013.8643 | 1331.1186 | 4013.8643
4208 | 1283.0808 | 4030.8879 | 1283.0808 | 4030.8879
4209 | 1252.0116 | 3977.5538 | 1252.0116 | 3977.5538
4210 | 1210.4249 | 3903.6061 | 1210.4249 | 3903.6061
4211 | 1180.5033 | 3832.5936 | 1180.5033 | 3832.5936
4212 | 1144.1786 | 3800.6332 | 1144.1786 | 3800.6332
4213 | 1113.0223 | 3804.0294 | 1113.0223 | 3804.0294
4214 | 1080.3784 | 3809.8627 | 1080.3784 | 3809.8627
4215 | 1049.1903 | 3844.925 | 1049.1903 | 3844.925
4216 | 1033.2402 | 3892.0352 | 1033.2402 | 3892.0352
4217 | 1033.6374 | 3954.4223 | 1033.6374 | 3954.4223
4218 | 1060.2488 | 4059.3327 | 1060.2488 | 4059.3327
4219 | 1095.8726 | 4115.1675 | 1095.8726 | 4115.1675
4220 | 1130.0184 | 4158.0387 | 1130.0184 | 4158.0387
4221 | 1151.45 | 4167.6155 | 1151.45 | 4167.6155
4222 | 1186.939 | 4151.5689 | 1186.939 | 4151.5689
4223 | 1234.8096 | 4113.7878 | 1234.8096 | 4113.7878
4224 | 1240.8154 | 4054.6002 | 1240.8154 | 4054.6002
4225 | 1221.5645 | 3989.6643 | 1221.5645 | 3989.6643
4226 | 1241.1582 | 3885.3835 | 1241.1582 | 3885.3835
4227 | 1293.4175 | 3803.2246 | 1293.4175 | 3803.2246
4228 | 1333.6882 | 3736.5398 | 1333.6882 | 3736.5398
4229 | 1326.9339 | 3734.5044 | 1326.9339 | 3734.5044
4230 | 1291.3588 | 3767.8304 | 1291.3588 | 3767.8304
4231 | 1261.1645 | 3811.87 | 1261.1645 | 3811.87
4232 | 1227.3366 | 3857.0574 | 1227.3366 | 3857.0574
4233 | 1205.763 | 3867.4381 | 1205.763 | 3867.4381
4234 | 1174.7803 | 3863.3226 | 1174.7803 | 3863.3226
4235 | 1152.6981 | 3844.4824 | 1152.6981 | 3844.4824
4236 | 1125.9994 | 3844.4948 | 1125.9994 | 3844.4948
4237 | 1098.2412 | 3869.1292 | 1098.2412 | 3869.1292
4238 | 1067.9245 | 3889.0445 | 1067.9245 | 3889.0445
4239 | 1039.4833 | 3908.6398 | 1039.4833 | 3908.6398
4240 | 1027.7422 | 3943.9766 | 1027.7422 | 3943.9766
4241 | 1030.04 | 4001.0541 | 1030.04 | 4001.0541
4242 | 1051.4043 | 4049.5216 | 1051.4043 | 4049.5216
4243 | 1079.6398 | 4040.3719 | 1079.6398 | 4040.3719
4244 | 1115.9242 | 4047.6921 | 1115.9242 | 4047.6921
4245 | 1147.9332 | 4048.4966 | 1147.9332 | 4048.4966
4246 | 1196.7309 | 4080.9286 | 1196.7309 | 4080.9286
4247 | 1266.971 | 4112.2873 | 1266.971 | 4112.2873
4248 | 1296.3183 | 4120.508 | 1296.3183 | 4120.508
4249 | 1284.3409 | 4117.4401 | 1284.3409 | 4117.4401
4250 | 1308.1612 | 4062.3305 | 1308.1612 | 4062.3305
4251 | 1370.2223 | 4030.2662 | 1370.2223 | 4030.2662
4252 | 1418.5562 | 3966.8133 | 1418.5562 | 3966.8133
4253 | 1430.9603 | 3973.4348 | 1430.9603 | 3973.4348
4254 | 1377.7352 | 4007.4533 | 1377.7352 | 4007.4533
4255 | 1319.2921 | 4063.1509 | 1319.2921 | 4063.1509
4256 | 1271.6357 | 4104.2984 | 1271.6357 | 4104.2984
4257 | 1233.4874 | 4063.7765 | 1233.4874 | 4063.7765
4258 | 1207.597 | 3932.5778 | 1207.597 | 3932.5778
4259 | 1181.0301 | 3715.3215 | 1181.0301 | 3715.3215
4260 | 1153.1697 | 3570.5905 | 1153.1697 | 3570.5905
4261 | 1123.8004 | 3534.2804 | 1123.8004 | 3534.2804
4262 | 1090.4621 | 3539.9984 | 1090.4621 | 3539.9984
4263 | 1054.3263 | 3590.5276 | 1054.3263 | 3590.5276
4264 | 1034.5019 | 3678.4984 | 1034.5019 | 3678.4984
4265 | 1033.8165 | 3782.2077 | 1033.8165 | 3782.2077
4266 | 1052.4345 | 3912.3963 | 1052.4345 | 3912.3963
4267 | 1086.0224 | 3980.1199 | 1086.0224 | 3980.1199
4268 | 1118.5001 | 4030.84 | 1118.5001 | 4030.84
4269 | 1151.9638 | 4042.7253 | 1151.9638 | 4042.7253
4270 | 1200.4466 | 4058.3053 | 1200.4466 | 4058.3053
4271 | 1276.6749 | 4062.8853 | 1276.6749 | 4062.8853
4272 | 1300.5132 | 4058.8709 | 1300.5132 | 4058.8709
4273 | 1290.2729 | 4041.3748 | 1290.2729 | 4041.3748
4274 | 1302.9424 | 3940.326 | 1302.9424 | 3940.326
4275 | 1371.6423 | 3847.7787 | 1371.6423 | 3847.7787
4276 | 1417.4423 | 3756.6238 | 1417.4423 | 3756.6238
4277 | 1414.2317 | 3720.1916 | 1414.2317 | 3720.1916
4278 | 1377.5059 | 3732.3948 | 1377.5059 | 3732.3948
4279 | 1322.4 | 3798.827 | 1322.4 | 3798.827
4280 | 1279.4891 | 3850.1319 | 1279.4891 | 3850.1319
4281 | 1234.8483 | 3867.6689 | 1234.8483 | 3867.6689
4282 | 1203.311 | 3876.2503 | 1203.311 | 3876.2503
4283 | 1171.5403 | 3842.2893 | 1171.5403 | 3842.2893
4284 | 1148.7023 | 3796.7087 | 1148.7023 | 3796.7087
4285 | 1112.9215 | 3770.556 | 1112.9215 | 3770.556
4286 | 1077.3984 | 3739.5687 | 1077.3984 | 3739.5687
4287 | 1054.3044 | 3720.0348 | 1054.3044 | 3720.0348
4288 | 1036.8404 | 3708.3935 | 1036.8404 | 3708.3935
4289 | 1034.6228 | 3727.1499 | 1034.6228 | 3727.1499
4290 | 1050.6819 | 3798.4715 | 1050.6819 | 3798.4715
4291 | 1085.1084 | 3805.9431 | 1085.1084 | 3805.9431
4292 | 1115.5598 | 3785.3304 | 1115.5598 | 3785.3304
4293 | 1137.2576 | 3728.0759 | 1137.2576 | 3728.0759
4294 | 1184.7736 | 3670.7071 | 1184.7736 | 3670.7071
4295 | 1251.6537 | 3621.3835 | 1251.6537 | 3621.3835
4296 | 1286.3312 | 3586.5505 | 1286.3312 | 3586.5505
4297 | 1276.4317 | 3570.2087 | 1276.4317 | 3570.2087
4298 | 1300.869 | 3500.5555 | 1300.869 | 3500.5555
4299 | 1367.7202 | 3418.1658 | 1367.7202 | 3418.1658
4300 | 1404.7141 | 3332.7821 | 1404.7141 | 3332.7821
4301 | 1427.5721 | 3305.6994 | 1427.5721 | 3305.6994
4302 | 1384.0965 | 3309.7074 | 1384.0965 | 3309.7074
4303 | 1326.3596 | 3357.7869 | 1326.3596 | 3357.7869
4304 | 1285.8461 | 3381.6206 | 1285.8461 | 3381.6206
4305 | 1254.6073 | 3330.1333 | 1254.6073 | 3330.1333
4306 | 1224.7868 | 3248.7983 | 1224.7868 | 3248.7983
4307 | 1193.0551 | 3157.0092 | 1193.0551 | 3157.0092
4308 | 1161.8336 | 3087.8819 | 1161.8336 | 3087.8819
4309 | 1126.5788 | 3065.5382 | 1126.5788 | 3065.5382
4310 | 1096.5564 | 3051.403 | 1096.5564 | 3051.403
4311 | 1073.0519 | 3056.9164 | 1073.0519 | 3056.9164
4312 | 1060.6641 | 3061.3193 | 1060.6641 | 3061.3193
4313 | 1063.0656 | 3086.8857 | 1063.0656 | 3086.8857
4314 | 1078.22 | 3155.668 | 1078.22 | 3155.668
4315 | 1112.6176 | 3172.7199 | 1112.6176 | 3172.7199
4316 | 1152.6355 | 3189.5049 | 1152.6355 | 3189.5049
4317 | 1177.9465 | 3195.3881 | 1177.9465 | 3195.3881
4318 | 1231.4688 | 3205.6585 | 1231.4688 | 3205.6585
4319 | 1296.0983 | 3201.9279 | 1296.0983 | 3201.9279
4320 | 1326.7601 | 3182.2157 | 1326.7601 | 3182.2157
4321 | 1316.93 | 3154.3313 | 1316.93 | 3154.3313
4322 | 1323.2992 | 3071.9814 | 1323.2992 | 3071.9814
4323 | 1382.2315 | 3004.2506 | 1382.2315 | 3004.2506
4324 | 1440.6064 | 2945.4148 | 1440.6064 | 2945.4148
4325 | 1449.1858 | 2945.5724 | 1449.1858 | 2945.5724
4326 | 1411.4087 | 2971.0495 | 1411.4087 | 2971.0495
4327 | 1355.6672 | 3029.171 | 1355.6672 | 3029.171
4328 | 1300.1904 | 3118.3354 | 1300.1904 | 3118.3354
4329 | 1254.1876 | 3234.2149 | 1254.1876 | 3234.2149
4330 | 1233.5992 | 3391.9257 | 1233.5992 | 3391.9257
4331 | 1194.9504 | 3562.1521 | 1194.9504 | 3562.1521
4332 | 1165.1266 | 3742.6897 | 1165.1266 | 3742.6897
4333 | 1133.2122 | 3909.7589 | 1133.2122 | 3909.7589
4334 | 1102.4034 | 4017.5129 | 1102.4034 | 4017.5129
4335 | 1082.0325 | 4101.1692 | 1082.0325 | 4101.1692
4336 | 1062.581 | 4167.9017 | 1062.581 | 4167.9017
4337 | 1068.5842 | 4244.8324 | 1068.5842 | 4244.8324
4338 | 1091.0701 | 4369.3651 | 1091.0701 | 4369.3651
4339 | 1126.8824 | 4445.0531 | 1126.8824 | 4445.0531
4340 | 1173.1591 | 4509.9704 | 1173.1591 | 4509.9704
4341 | 1204.9202 | 4529.4738 | 1204.9202 | 4529.4738
4342 | 1245.1006 | 4530.6256 | 1245.1006 | 4530.6256
4343 | 1312.0675 | 4517.1993 | 1312.0675 | 4517.1993
4344 | 1337.532 | 4496.2174 | 1337.532 | 4496.2174
4345 | 1322.7226 | 4484.2617 | 1322.7226 | 4484.2617
4346 | 1343.1377 | 4409.6453 | 1343.1377 | 4409.6453
4347 | 1393.8543 | 4338.4517 | 1393.8543 | 4338.4517
4348 | 1449.9679 | 4244.1803 | 1449.9679 | 4244.1803
4349 | 1465.5912 | 4185.5865 | 1465.5912 | 4185.5865
4350 | 1428.6311 | 4157.2754 | 1428.6311 | 4157.2754
4351 | 1362.9421 | 4158.4922 | 1362.9421 | 4158.4922
4352 | 1308.7032 | 4171.1297 | 1308.7032 | 4171.1297
4353 | 1257.8864 | 4171.1221 | 1257.8864 | 4171.1221
4354 | 1227.022 | 4172.7779 | 1227.022 | 4172.7779
4355 | 1194.1482 | 4150.3594 | 1194.1482 | 4150.3594
4356 | 1122.8791 | 4121.8618 | 1122.8791 | 4121.8618
4357 | 1099.7215 | 4086.7059 | 1099.7215 | 4086.7059
4358 | 1075.6931 | 4016.5895 | 1075.6931 | 4016.5895
4359 | 1052.604 | 3949.6157 | 1052.604 | 3949.6157
4360 | 1034.2352 | 3903.0006 | 1034.2352 | 3903.0006
4361 | 1036.3001 | 3881.2427 | 1036.3001 | 3881.2427
4362 | 1060.3068 | 3935.7122 | 1060.3068 | 3935.7122
4363 | 1089.5071 | 4001.7044 | 1089.5071 | 4001.7044
4364 | 1131.2929 | 4065.6984 | 1131.2929 | 4065.6984
4365 | 1161.0714 | 4087.6257 | 1161.0714 | 4087.6257
4366 | 1207.4233 | 4116.5951 | 1207.4233 | 4116.5951
4367 | 1277.2795 | 4145.9915 | 1277.2795 | 4145.9915
4368 | 1298.127 | 4123.7399 | 1298.127 | 4123.7399
4369 | 1277.2463 | 4053.4945 | 1277.2463 | 4053.4945
4370 | 1301.8205 | 3935.5935 | 1301.8205 | 3935.5935
4371 | 1352.0687 | 3861.6298 | 1352.0687 | 3861.6298
4372 | 1394.5232 | 3782.0174 | 1394.5232 | 3782.0174
4373 | 1407.3725 | 3740.7374 | 1407.3725 | 3740.7374
4374 | 1358.746 | 3725.2385 | 1358.746 | 3725.2385
4375 | 1294.8476 | 3754.1574 | 1294.8476 | 3754.1574
4376 | 1251.784 | 3799.8065 | 1251.784 | 3799.8065
4377 | 1204.6267 | 3804.5313 | 1204.6267 | 3804.5313
4378 | 1166.1979 | 3780.101 | 1166.1979 | 3780.101
4379 | 1137.5052 | 3729.7496 | 1137.5052 | 3729.7496
4380 | 1121.7186 | 3878.6599 | 1121.7186 | 3878.6599
4381 | 1120.7185 | 3864.7969 | 1120.7185 | 3864.7969
4382 | 1098.0788 | 3869.6586 | 1098.0788 | 3869.6586
4383 | 1059.2598 | 3902.5562 | 1059.2598 | 3902.5562
4384 | 1039.4327 | 3934.8037 | 1039.4327 | 3934.8037
4385 | 1036.3766 | 3974.696 | 1036.3766 | 3974.696
4386 | 1044.3518 | 4056.9292 | 1044.3518 | 4056.9292
4387 | 1054.9428 | 4085.0089 | 1054.9428 | 4085.0089
4388 | 1062.7265 | 4092.8364 | 1062.7265 | 4092.8364
4389 | 1062.2635 | 4067.0937 | 1062.2635 | 4067.0937
4390 | 1075.0327 | 4007.8629 | 1075.0327 | 4007.8629
4391 | 1129.0272 | 3915.2527 | 1129.0272 | 3915.2527
4392 | 1156.1203 | 3839.1348 | 1156.1203 | 3839.1348
4393 | 1151.2282 | 3783.0409 | 1151.2282 | 3783.0409
4394 | 1181.5569 | 3694.5474 | 1181.5569 | 3694.5474
4395 | 1256.9631 | 3617.1338 | 1256.9631 | 3617.1338
4396 | 1302.9874 | 3570.1906 | 1302.9874 | 3570.1906
4397 | 1314.4009 | 3565.0647 | 1314.4009 | 3565.0647
4398 | 1287.2728 | 3556.5424 | 1287.2728 | 3556.5424
4399 | 1257.0697 | 3514.8148 | 1257.0697 | 3514.8148
4400 | 1232.8357 | 3463.6151 | 1232.8357 | 3463.6151
4401 | 1196.0069 | 3415.8745 | 1196.0069 | 3415.8745
4402 | 1167.9701 | 3371.0962 | 1167.9701 | 3371.0962
4403 | 1153.2314 | 3323.044 | 1153.2314 | 3323.044
4404 | 1132.5902 | 3305.3967 | 1132.5902 | 3305.3967
4405 | 1109.6212 | 3346.1098 | 1109.6212 | 3346.1098
4406 | 1086.1187 | 3445.2159 | 1086.1187 | 3445.2159
4407 | 1056.5489 | 3603.0303 | 1056.5489 | 3603.0303
4408 | 1035.4348 | 3780.0715 | 1035.4348 | 3780.0715
4409 | 1036.3854 | 3990.5462 | 1036.3854 | 3990.5462
4410 | 1047.7668 | 4215.7739 | 1047.7668 | 4215.7739
4411 | 1071.7982 | 4312.0523 | 1071.7982 | 4312.0523
4412 | 1101.2509 | 4348.9243 | 1101.2509 | 4348.9243
4413 | 1124.2253 | 4353.9395 | 1124.2253 | 4353.9395
4414 | 1156.0801 | 4356.5673 | 1156.0801 | 4356.5673
4415 | 1222.0041 | 4357.6018 | 1222.0041 | 4357.6018
4416 | 1252.2776 | 4365.9612 | 1252.2776 | 4365.9612
4417 | 1254.3891 | 4360.5023 | 1254.3891 | 4360.5023
4418 | 1286.1799 | 4306.4509 | 1286.1799 | 4306.4509
4419 | 1344.3939 | 4243.1739 | 1344.3939 | 4243.1739
4420 | 1397.8625 | 4163.6736 | 1397.8625 | 4163.6736
4421 | 1410.5345 | 4121.4496 | 1410.5345 | 4121.4496
4422 | 1375.5334 | 4118.6676 | 1375.5334 | 4118.6676
4423 | 1319.2229 | 4155.0773 | 1319.2229 | 4155.0773
4424 | 1284.596 | 4207.8035 | 1284.596 | 4207.8035
4425 | 1253.584 | 4229.3754 | 1253.584 | 4229.3754
4426 | 1217.7667 | 4224.2654 | 1217.7667 | 4224.2654
4427 | 1185.9342 | 4202.773 | 1185.9342 | 4202.773
4428 | 1160.1204 | 4186.7535 | 1160.1204 | 4186.7535
4429 | 1127.8726 | 4185.1423 | 1127.8726 | 4185.1423
4430 | 1098.4563 | 4190.1754 | 1098.4563 | 4190.1754
4431 | 1067.6819 | 4208.508 | 1067.6819 | 4208.508
4432 | 1047.9761 | 4231.6737 | 1047.9761 | 4231.6737
4433 | 1043.2324 | 4271.2233 | 1043.2324 | 4271.2233
4434 | 1057.2485 | 4356.9692 | 1057.2485 | 4356.9692
4435 | 1081.238 | 4391.7317 | 1081.238 | 4391.7317
4436 | 1108.8978 | 4428.6893 | 1108.8978 | 4428.6893
4437 | 1132.0317 | 4450.4115 | 1132.0317 | 4450.4115
4438 | 1171.4474 | 4456.8091 | 1171.4474 | 4456.8091
4439 | 1234.6896 | 4426.1432 | 1234.6896 | 4426.1432
4440 | 1263.6061 | 4368.8742 | 1263.6061 | 4368.8742
4441 | 1252.2004 | 4266.3436 | 1252.2004 | 4266.3436
4442 | 1288.1769 | 4138.6101 | 1288.1769 | 4138.6101
4443 | 1350.0976 | 4027.1828 | 1350.0976 | 4027.1828
4444 | 1406.1573 | 3910.0703 | 1406.1573 | 3910.0703
4445 | 1413.8184 | 3863.2198 | 1413.8184 | 3863.2198
4446 | 1389.4947 | 3894.2802 | 1389.4947 | 3894.2802
4447 | 1341.9078 | 3969.4157 | 1341.9078 | 3969.4157
4448 | 1301.1015 | 4009.3761 | 1301.1015 | 4009.3761
4449 | 1259.6172 | 3969.7748 | 1259.6172 | 3969.7748
4450 | 1214.5465 | 3906.319 | 1214.5465 | 3906.319
4451 | 1194.4171 | 3858.7808 | 1194.4171 | 3858.7808
4452 | 1155.5032 | 3856.4696 | 1155.5032 | 3856.4696
4453 | 1122.0291 | 3893.927 | 1122.0291 | 3893.927
4454 | 1085.9923 | 3935.6297 | 1085.9923 | 3935.6297
4455 | 1059.6835 | 3963.6438 | 1059.6835 | 3963.6438
4456 | 1040.5914 | 3974.9004 | 1040.5914 | 3974.9004
4457 | 1043.0199 | 3994.4017 | 1043.0199 | 3994.4017
4458 | 1051.3044 | 4057.1862 | 1051.3044 | 4057.1862
4459 | 1073.4132 | 4062.3046 | 1073.4132 | 4062.3046
4460 | 1095.9003 | 4057.5376 | 1095.9003 | 4057.5376
4461 | 1117.4677 | 4036.7641 | 1117.4677 | 4036.7641
4462 | 1157.2491 | 4021.2285 | 1157.2491 | 4021.2285
4463 | 1226.4694 | 4000.1583 | 1226.4694 | 4000.1583
4464 | 1250.8912 | 3968.5924 | 1250.8912 | 3968.5924
4465 | 1241.431 | 3902.817 | 1241.431 | 3902.817
4466 | 1255.5376 | 3798.1306 | 1255.5376 | 3798.1306
4467 | 1320.5985 | 3680.0205 | 1320.5985 | 3680.0205
4468 | 1378.1276 | 3540.2037 | 1378.1276 | 3540.2037
4469 | 1404.429 | 3462.0812 | 1404.429 | 3462.0812
4470 | 1376.1447 | 3418.2601 | 1376.1447 | 3418.2601
4471 | 1327.6859 | 3363.938 | 1327.6859 | 3363.938
4472 | 1299.6644 | 3304.5134 | 1299.6644 | 3304.5134
4473 | 1278.4075 | 3245.8061 | 1278.4075 | 3245.8061
4474 | 1242.8422 | 3180.2084 | 1242.8422 | 3180.2084
4475 | 1201.7605 | 3104.2255 | 1201.7605 | 3104.2255
4476 | 1156.134 | 3045.4534 | 1156.134 | 3045.4534
4477 | 1108.5294 | 3016.4256 | 1108.5294 | 3016.4256
4478 | 1077.339 | 2999.5254 | 1077.339 | 2999.5254
4479 | 1051.9851 | 2981.3596 | 1051.9851 | 2981.3596
4480 | 1031.2431 | 2962.8008 | 1031.2431 | 2962.8008
4481 | 1034.7639 | 2978.0182 | 1034.7639 | 2978.0182
4482 | 1043.711 | 3088.2676 | 1043.711 | 3088.2676
4483 | 1074.7234 | 3191.4859 | 1074.7234 | 3191.4859
4484 | 1106.8437 | 3281.2204 | 1106.8437 | 3281.2204
4485 | 1135.3373 | 3330.3592 | 1135.3373 | 3330.3592
4486 | 1176.5991 | 3366.401 | 1176.5991 | 3366.401
4487 | 1244.4473 | 3374.2896 | 1244.4473 | 3374.2896
4488 | 1261.5785 | 3359.6019 | 1261.5785 | 3359.6019
4489 | 1254.5604 | 3302.9083 | 1254.5604 | 3302.9083
4490 | 1264.8993 | 3172.1762 | 1264.8993 | 3172.1762
4491 | 1330.3852 | 3045.8411 | 1330.3852 | 3045.8411
4492 | 1386.4643 | 2922.5599 | 1386.4643 | 2922.5599
4493 | 1403.5896 | 2857.4603 | 1403.5896 | 2857.4603
4494 | 1378.5579 | 2858.9622 | 1378.5579 | 2858.9622
4495 | 1333.7759 | 2922.2743 | 1333.7759 | 2922.2743
4496 | 1311.8088 | 2991.5361 | 1311.8088 | 2991.5361
4497 | 1292.7542 | 2984.2349 | 1292.7542 | 2984.2349
4498 | 1248.2713 | 2945.8824 | 1248.2713 | 2945.8824
4499 | 1202.6176 | 2902.4568 | 1202.6176 | 2902.4568
4500 | 1154.9953 | 2874.9566 | 1154.9953 | 2874.9566
4501 | 1110.72 | 2872.5743 | 1110.72 | 2872.5743
4502 | 1076.2572 | 2883.6904 | 1076.2572 | 2883.6904
4503 | 1053.6806 | 2905.7071 | 1053.6806 | 2905.7071
4504 | 1037.5935 | 2933.9277 | 1037.5935 | 2933.9277
4505 | 1037.7248 | 2988.8992 | 1037.7248 | 2988.8992
4506 | 1057.196 | 3114.8274 | 1057.196 | 3114.8274
4507 | 1098.17 | 3209.0497 | 1098.17 | 3209.0497
4508 | 1154.1036 | 3302.1256 | 1154.1036 | 3302.1256
4509 | 1173.3018 | 3372.2551 | 1173.3018 | 3372.2551
4510 | 1215.4774 | 3434.1713 | 1215.4774 | 3434.1713
4511 | 1301.2518 | 3452.4268 | 1301.2518 | 3452.4268
4512 | 1301.3291 | 3433.798 | 1301.3291 | 3433.798
4513 | 1272.1011 | 3408.1194 | 1272.1011 | 3408.1194
4514 | 1301.1853 | 3372.5741 | 1301.1853 | 3372.5741
4515 | 1367.332 | 3364.1303 | 1367.332 | 3364.1303
4516 | 1427.6904 | 3358.3976 | 1427.6904 | 3358.3976
4517 | 1434.0403 | 3383.3443 | 1434.0403 | 3383.3443
4518 | 1398.9804 | 3420.7447 | 1398.9804 | 3420.7447
4519 | 1350.9617 | 3456.0406 | 1350.9617 | 3456.0406
4520 | 1325.3273 | 3485.634 | 1325.3273 | 3485.634
4521 | 1292.3188 | 3491.9555 | 1292.3188 | 3491.9555
4522 | 1251.7064 | 3473.9083 | 1251.7064 | 3473.9083
4523 | 1203.4487 | 3434.4238 | 1203.4487 | 3434.4238
4524 | 1148.275 | 3382.4201 | 1148.275 | 3382.4201
4525 | 1097.5978 | 3328.032 | 1097.5978 | 3328.032
4526 | 1073.9277 | 3277.0324 | 1073.9277 | 3277.0324
4527 | 1051.0874 | 3250.9844 | 1051.0874 | 3250.9844
4528 | 1033.9317 | 3250.7604 | 1033.9317 | 3250.7604
4529 | 1040.526 | 3290.8241 | 1040.526 | 3290.8241
4530 | 1063.0758 | 3384.3665 | 1063.0758 | 3384.3665
4531 | 1111.143 | 3419.1291 | 1111.143 | 3419.1291
4532 | 1187.3249 | 3441.5217 | 1187.3249 | 3441.5217
4533 | 1231.5539 | 3451.0777 | 1231.5539 | 3451.0777
4534 | 1278.7203 | 3494.8304 | 1278.7203 | 3494.8304
4535 | 1361.201 | 3554.5535 | 1361.201 | 3554.5535
4536 | 1358.7572 | 3605.4942 | 1358.7572 | 3605.4942
4537 | 1319.6327 | 3616.2283 | 1319.6327 | 3616.2283
4538 | 1339.683 | 3589.5934 | 1339.683 | 3589.5934
4539 | 1398.6855 | 3550.1346 | 1398.6855 | 3550.1346
4540 | 1460.5433 | 3487.1698 | 1460.5433 | 3487.1698
4541 | 1474.9058 | 3465.2513 | 1474.9058 | 3465.2513
4542 | 1444.4866 | 3483.8885 | 1444.4866 | 3483.8885
4543 | 1378.8484 | 3532.0359 | 1378.8484 | 3532.0359
4544 | 1346.7145 | 3606.0956 | 1346.7145 | 3606.0956
4545 | 1316.2235 | 3669.7347 | 1316.2235 | 3669.7347
4546 | 1279.7846 | 3711.1473 | 1279.7846 | 3711.1473
4547 | 1207.6222 | 3730.3513 | 1207.6222 | 3730.3513
4548 | 1145.3361 | 3739.1781 | 1145.3361 | 3739.1781
4549 | 1099.6094 | 3747.6768 | 1099.6094 | 3747.6768
4550 | 1072.443 | 3752.0244 | 1072.443 | 3752.0244
4551 | 1049.3721 | 3767.1869 | 1049.3721 | 3767.1869
4552 | 1031.3405 | 3791.8949 | 1031.3405 | 3791.8949
4553 | 1040.0956 | 3834.7859 | 1040.0956 | 3834.7859
4554 | 1066.3755 | 3919.1609 | 1066.3755 | 3919.1609
4555 | 1120.8591 | 3942.6998 | 1120.8591 | 3942.6998
4556 | 1201.6377 | 3957.0388 | 1201.6377 | 3957.0388
4557 | 1234.1399 | 3951.8584 | 1234.1399 | 3951.8584
4558 | 1277.994 | 3946.2613 | 1277.994 | 3946.2613
4559 | 1364.9067 | 3937.5286 | 1364.9067 | 3937.5286
4560 | 1349.4021 | 3935.6925 | 1349.4021 | 3935.6925
4561 | 1309.5002 | 3897.0767 | 1309.5002 | 3897.0767
4562 | 1331.5459 | 3795.389 | 1331.5459 | 3795.389
4563 | 1391.9634 | 3700.6686 | 1391.9634 | 3700.6686
4564 | 1449.14 | 3604.7183 | 1449.14 | 3604.7183
4565 | 1461.9546 | 3552.1275 | 1461.9546 | 3552.1275
4566 | 1444.086 | 3549.3455 | 1444.086 | 3549.3455
4567 | 1374.1494 | 3613.6858 | 1374.1494 | 3613.6858
4568 | 1342.2613 | 3674.2943 | 1342.2613 | 3674.2943
4569 | 1316.2729 | 3684.2141 | 1316.2729 | 3684.2141
4570 | 1273.9273 | 3671.3076 | 1273.9273 | 3671.3076
4571 | 1209.2205 | 3633.4509 | 1209.2205 | 3633.4509
4572 | 1147.3966 | 3577.0777 | 1147.3966 | 3577.0777
4573 | 1100.1809 | 3503.8407 | 1100.1809 | 3503.8407
4574 | 1067.9751 | 3432.0217 | 1067.9751 | 3432.0217
4575 | 1048.7514 | 3376.2439 | 1048.7514 | 3376.2439
4576 | 1034.8422 | 3335.152 | 1034.8422 | 3335.152
4577 | 1046.7059 | 3328.4362 | 1046.7059 | 3328.4362
4578 | 1072.0253 | 3382.8244 | 1072.0253 | 3382.8244
4579 | 1128.4104 | 3382.8878 | 1128.4104 | 3382.8878
4580 | 1208.3149 | 3360.0431 | 1208.3149 | 3360.0431
4581 | 1253.7397 | 3308.4259 | 1253.7397 | 3308.4259
4582 | 1288.7479 | 3264.7026 | 1288.7479 | 3264.7026
4583 | 1379.6337 | 3240.2911 | 1379.6337 | 3240.2911
4584 | 1371.1419 | 3226.7172 | 1371.1419 | 3226.7172
4585 | 1329.1726 | 3167.3677 | 1329.1726 | 3167.3677
4586 | 1344.1583 | 3041.6048 | 1344.1583 | 3041.6048
4587 | 1404.0236 | 2913.3848 | 1404.0236 | 2913.3848
4588 | 1467.0403 | 2822.3181 | 1467.0403 | 2822.3181
4589 | 1478.9052 | 2789.8613 | 1478.9052 | 2789.8613
4590 | 1448.7983 | 2809.5267 | 1448.7983 | 2809.5267
4591 | 1387.7563 | 2866.4987 | 1387.7563 | 2866.4987
4592 | 1349.7371 | 2903.3747 | 1349.7371 | 2903.3747
4593 | 1310.436 | 2910.3816 | 1310.436 | 2910.3816
4594 | 1267.9915 | 2916.4953 | 1267.9915 | 2916.4953
4595 | 1204.3401 | 2927.9028 | 1204.3401 | 2927.9028
4596 | 1147.5589 | 2950.0951 | 1147.5589 | 2950.0951
4597 | 1099.8988 | 2988.495 | 1099.8988 | 2988.495
4598 | 1070.2807 | 3032.8536 | 1070.2807 | 3032.8536
4599 | 1049.8268 | 3070.7205 | 1049.8268 | 3070.7205
4600 | 1033.8847 | 3097.2276 | 1033.8847 | 3097.2276
4601 | 1040.0574 | 3129.3234 | 1040.0574 | 3129.3234
4602 | 1060.5516 | 3201.0183 | 1060.5516 | 3201.0183
4603 | 1110.9725 | 3218.8168 | 1110.9725 | 3218.8168
4604 | 1176.7249 | 3222.9602 | 1176.7249 | 3222.9602
4605 | 1224.2747 | 3181.0246 | 1224.2747 | 3181.0246
4606 | 1267.1472 | 3137.1299 | 1267.1472 | 3137.1299
4607 | 1344.9144 | 3082.5602 | 1344.9144 | 3082.5602
4608 | 1353.2808 | 3038.3997 | 1353.2808 | 3038.3997
4609 | 1324.7402 | 2968.8546 | 1324.7402 | 2968.8546
4610 | 1341.063 | 2881.0465 | 1341.063 | 2881.0465
4611 | 1399.2792 | 2805.5178 | 1399.2792 | 2805.5178
4612 | 1465.8209 | 2739.8114 | 1465.8209 | 2739.8114
4613 | 1485.9382 | 2708.2114 | 1485.9382 | 2708.2114
4614 | 1458.4489 | 2671.1587 | 1458.4489 | 2671.1587
4615 | 1400.302 | 2608.4403 | 1400.302 | 2608.4403
4616 | 1362.5589 | 2513.5455 | 1362.5589 | 2513.5455
4617 | 1324.578 | 2432.3909 | 1324.578 | 2432.3909
4618 | 1279.5453 | 2359.5106 | 1279.5453 | 2359.5106
4619 | 1223.0941 | 2272.1328 | 1223.0941 | 2272.1328
4620 | 1174.0796 | 2190.9133 | 1174.0796 | 2190.9133
4621 | 1124.089 | 2131.2132 | 1124.089 | 2131.2132
4622 | 1087.655 | 2062.7356 | 1087.655 | 2062.7356
4623 | 1062.8486 | 2001.8172 | 1062.8486 | 2001.8172
4624 | 1048.3796 | 1975.7188 | 1048.3796 | 1975.7188
4625 | 1054.6848 | 1971.2305 | 1054.6848 | 1971.2305
4626 | 1069.5238 | 2005.9987 | 1069.5238 | 2005.9987
4627 | 1106.7345 | 1981.1303 | 1106.7345 | 1981.1303
4628 | 1162.2808 | 1954.43 | 1162.2808 | 1954.43
4629 | 1197.3624 | 1924.4034 | 1197.3624 | 1924.4034
4630 | 1235.7783 | 1909.8103 | 1235.7783 | 1909.8103
4631 | 1311.6758 | 1908.1887 | 1311.6758 | 1908.1887
4632 | 1311.3537 | 1921.7744 | 1311.3537 | 1921.7744
4633 | 1290.8065 | 1925.6543 | 1290.8065 | 1925.6543
4634 | 1310.2605 | 1920.0102 | 1310.2605 | 1920.0102
4635 | 1366.446 | 1931.5291 | 1366.446 | 1931.5291
4636 | 1425.3292 | 1940.8756 | 1425.3292 | 1940.8756
4637 | 1444.231 | 1976.7888 | 1444.231 | 1976.7888
4638 | 1411.2566 | 2007.5065 | 1411.2566 | 2007.5065
4639 | 1357.4567 | 2020.1836 | 1357.4567 | 2020.1836
4640 | 1325.0823 | 2037.0113 | 1325.0823 | 2037.0113
4641 | 1293.5374 | 2047.0168 | 1293.5374 | 2047.0168
4642 | 1255.2018 | 2052.4451 | 1255.2018 | 2052.4451
4643 | 1198.2468 | 2048.5164 | 1198.2468 | 2048.5164
4644 | 1147.9774 | 2051.3458 | 1147.9774 | 2051.3458
4645 | 1101.0354 | 2067.8981 | 1101.0354 | 2067.8981
4646 | 1072.9726 | 2092.7225 | 1072.9726 | 2092.7225
4647 | 1052.6008 | 2126.9909 | 1052.6008 | 2126.9909
4648 | 1036.6153 | 2167.9775 | 1036.6153 | 2167.9775
4649 | 1037.4415 | 2232.2876 | 1037.4415 | 2232.2876
4650 | 1050.6655 | 2339.2814 | 1050.6655 | 2339.2814
4651 | 1091.3863 | 2388.0092 | 1091.3863 | 2388.0092
4652 | 1137.3541 | 2435.3337 | 1137.3541 | 2435.3337
4653 | 1167.6728 | 2473.3345 | 1167.6728 | 2473.3345
4654 | 1225.7017 | 2521.0283 | 1225.7017 | 2521.0283
4655 | 1299.8968 | 2570.3845 | 1299.8968 | 2570.3845
4656 | 1303.2162 | 2618.8406 | 1303.2162 | 2618.8406
4657 | 1279.9823 | 2654.5066 | 1279.9823 | 2654.5066
4658 | 1300.7768 | 2669.2536 | 1300.7768 | 2669.2536
4659 | 1354.0275 | 2685.4846 | 1354.0275 | 2685.4846
4660 | 1414.1966 | 2688.5767 | 1414.1966 | 2688.5767
4661 | 1442.2267 | 2716.265 | 1442.2267 | 2716.265
4662 | 1407.5611 | 2740.2998 | 1407.5611 | 2740.2998
4663 | 1344.0382 | 2747.7507 | 1344.0382 | 2747.7507
4664 | 1320.0787 | 2751.7269 | 1320.0787 | 2751.7269
4665 | 1289.7561 | 2744.8541 | 1289.7561 | 2744.8541
4666 | 1237.6083 | 2730.234 | 1237.6083 | 2730.234
4667 | 1177.0438 | 2703.7723 | 1177.0438 | 2703.7723
4668 | 1125.3345 | 2684.8398 | 1125.3345 | 2684.8398
4669 | 1076.1474 | 2681.4294 | 1076.1474 | 2681.4294
4670 | 1045.2647 | 2686.4625 | 1045.2647 | 2686.4625
4671 | 1026.046 | 2707.5367 | 1026.046 | 2707.5367
4672 | 1011.7601 | 2740.3839 | 1011.7601 | 2740.3839
4673 | 1013.5435 | 2784.4744 | 1013.5435 | 2784.4744
4674 | 1036.3143 | 2857.1974 | 1036.3143 | 2857.1974
4675 | 1083.0621 | 2877.8233 | 1083.0621 | 2877.8233
4676 | 1143.6955 | 2900.5586 | 1143.6955 | 2900.5586
4677 | 1166.2017 | 2909.5149 | 1166.2017 | 2909.5149
4678 | 1204.4926 | 2922.424 | 1204.4926 | 2922.424
4679 | 1284.4937 | 2954.7304 | 1284.4937 | 2954.7304
4680 | 1293.5854 | 3006.785 | 1293.5854 | 3006.785
4681 | 1256.6353 | 3039.3666 | 1256.6353 | 3039.3666
4682 | 1267.6164 | 3069.8781 | 1267.6164 | 3069.8781
4683 | 1328.0397 | 3122.3505 | 1328.0397 | 3122.3505
4684 | 1384.1935 | 3157.8283 | 1384.1935 | 3157.8283
4685 | 1415.8618 | 3210.7056 | 1415.8618 | 3210.7056
4686 | 1382.2953 | 3260.0151 | 1382.2953 | 3260.0151
4687 | 1321.3314 | 3309.9617 | 1321.3314 | 3309.9617
4688 | 1297.0298 | 3373.3118 | 1297.0298 | 3373.3118
4689 | 1267.8474 | 3430.5252 | 1267.8474 | 3430.5252
4690 | 1225.3938 | 3479.9057 | 1225.3938 | 3479.9057
4691 | 1168.8672 | 3521.8141 | 1168.8672 | 3521.8141
4692 | 1111.3669 | 3548.5473 | 1111.3669 | 3548.5473
4693 | 1059.8667 | 3555.6751 | 1059.8667 | 3555.6751
4694 | 1030.0367 | 3544.9437 | 1030.0367 | 3544.9437
4695 | 1004.5195 | 3521.2946 | 1004.5195 | 3521.2946
4696 | 994.8166 | 3485.4291 | 994.8166 | 3485.4291
4697 | 1001.4436 | 3472.3731 | 1001.4436 | 3472.3731
4698 | 1030.8105 | 3518.4507 | 1030.8105 | 3518.4507
4699 | 1098.2095 | 3512.6024 | 1098.2095 | 3512.6024
4700 | 1190.4936 | 3487.1017 | 1190.4936 | 3487.1017
4701 | 1231.9687 | 3434.9705 | 1231.9687 | 3434.9705
4702 | 1267.7054 | 3343.0112 | 1267.7054 | 3343.0112
4703 | 1353.9159 | 3229.5815 | 1353.9159 | 3229.5815
4704 | 1345.4046 | 3135.8142 | 1345.4046 | 3135.8142
4705 | 1296.4584 | 3061.9853 | 1296.4584 | 3061.9853
4706 | 1324.4328 | 2992.5977 | 1324.4328 | 2992.5977
4707 | 1364.9625 | 2950.3972 | 1364.9625 | 2950.3972
4708 | 1439.1273 | 2911.1649 | 1439.1273 | 2911.1649
4709 | 1472.1367 | 2918.2908 | 1472.1367 | 2918.2908
4710 | 1452.6268 | 2963.4021 | 1452.6268 | 2963.4021
4711 | 1374.1477 | 3063.5553 | 1374.1477 | 3063.5553
4712 | 1347.2353 | 3191.8484 | 1347.2353 | 3191.8484
4713 | 1325.4019 | 3236.8957 | 1325.4019 | 3236.8957
4714 | 1254.5299 | 3208.7387 | 1254.5299 | 3208.7387
4715 | 1189.6946 | 3150.5767 | 1189.6946 | 3150.5767
4716 | 1128.3539 | 3118.45 | 1128.3539 | 3118.45
4717 | 1076.4134 | 3091.05 | 1076.4134 | 3091.05
4718 | 1051.2581 | 3101.138 | 1051.2581 | 3101.138
4719 | 1036.0156 | 3185.4417 | 1036.0156 | 3185.4417
4720 | 1018.9113 | 3313.6472 | 1018.9113 | 3313.6472
4721 | 1029.289 | 3455.0664 | 1029.289 | 3455.0664
4722 | 1065.4684 | 3616.1222 | 1065.4684 | 3616.1222
4723 | 1127.7351 | 3680.9573 | 1127.7351 | 3680.9573
4724 | 1236.3084 | 3700.9509 | 1236.3084 | 3700.9509
4725 | 1262.396 | 3681.1198 | 1262.396 | 3681.1198
4726 | 1297.7705 | 3676.0368 | 1297.7705 | 3676.0368
4727 | 1384.2302 | 3697.7193 | 1384.2302 | 3697.7193
4728 | 1378.0287 | 3710.9623 | 1378.0287 | 3710.9623
4729 | 1327.9403 | 3662.5794 | 1327.9403 | 3662.5794
4730 | 1342.0209 | 3572.715 | 1342.0209 | 3572.715
4731 | 1391.2242 | 3504.3832 | 1391.2242 | 3504.3832
4732 | 1472.5372 | 3436.9632 | 1472.5372 | 3436.9632
4733 | 1509.7444 | 3419.9283 | 1509.7444 | 3419.9283
4734 | 1487.5648 | 3452.1024 | 1487.5648 | 3452.1024
4735 | 1414.8955 | 3532.2929 | 1414.8955 | 3532.2929
4736 | 1374.6857 | 3635.7397 | 1374.6857 | 3635.7397
4737 | 1341.3761 | 3673.4188 | 1341.3761 | 3673.4188
4738 | 1288.8314 | 3680.8177 | 1288.8314 | 3680.8177
4739 | 1223.7284 | 3678.2599 | 1223.7284 | 3678.2599
4740 | 1149.8586 | 3690.3424 | 1149.8586 | 3690.3424
4741 | 1098.3482 | 3708.0941 | 1098.3482 | 3708.0941
4742 | 1078.9284 | 3715.6118 | 1078.9284 | 3715.6118
4743 | 1060.7577 | 3731.8024 | 1060.7577 | 3731.8024
4744 | 1055.2258 | 3769.8759 | 1055.2258 | 3769.8759
4745 | 1063.7514 | 3844.2103 | 1063.7514 | 3844.2103
4746 | 1098.9808 | 3969.1105 | 1098.9808 | 3969.1105
4747 | 1162.9601 | 4033.1745 | 1162.9601 | 4033.1745
4748 | 1247.6716 | 4083.8404 | 1247.6716 | 4083.8404
4749 | 1284.9347 | 4104.6201 | 1284.9347 | 4104.6201
4750 | 1322.6927 | 4112.8169 | 1322.6927 | 4112.8169
4751 | 1389.4374 | 4105.0267 | 1389.4374 | 4105.0267
4752 | 1371.6258 | 4102.4195 | 1371.6258 | 4102.4195
4753 | 1332.0372 | 4051.1235 | 1332.0372 | 4051.1235
4754 | 1353.9188 | 3892.8891 | 1353.9188 | 3892.8891
4755 | 1397.1553 | 3757.1296 | 1397.1553 | 3757.1296
4756 | 1470.4304 | 3646.2716 | 1470.4304 | 3646.2716
4757 | 1502.2032 | 3573.9751 | 1502.2032 | 3573.9751
4758 | 1466.9775 | 3511.048 | 1466.9775 | 3511.048
4759 | 1395.6168 | 3450.3002 | 1395.6168 | 3450.3002
4760 | 1366.9417 | 3410.8382 | 1366.9417 | 3410.8382
4761 | 1345.512 | 3375.0923 | 1345.512 | 3375.0923
4762 | 1281.9701 | 3344.3651 | 1281.9701 | 3344.3651
4763 | 1215.2099 | 3307.7079 | 1215.2099 | 3307.7079
4764 | 1152.9542 | 3281.9212 | 1152.9542 | 3281.9212
4765 | 1109.0613 | 3269.8575 | 1109.0613 | 3269.8575
4766 | 1083.388 | 3261.6106 | 1083.388 | 3261.6106
4767 | 1065.0882 | 3256.3821 | 1065.0882 | 3256.3821
4768 | 1053.2482 | 3248.4471 | 1053.2482 | 3248.4471
4769 | 1060.8566 | 3261.8653 | 1060.8566 | 3261.8653
4770 | 1089.5599 | 3321.3084 | 1089.5599 | 3321.3084
4771 | 1143.4444 | 3323.5995 | 1143.4444 | 3323.5995
4772 | 1212.027 | 3330.8273 | 1212.027 | 3330.8273
4773 | 1252.6033 | 3325.5613 | 1252.6033 | 3325.5613
4774 | 1295.9815 | 3321.5063 | 1295.9815 | 3321.5063
4775 | 1375.7841 | 3310.1177 | 1375.7841 | 3310.1177
4776 | 1378.9571 | 3289.7753 | 1378.9571 | 3289.7753
4777 | 1342.8842 | 3246.7044 | 1342.8842 | 3246.7044
4778 | 1361.3655 | 3201.7347 | 1361.3655 | 3201.7347
4779 | 1407.1166 | 3182.1529 | 1407.1166 | 3182.1529
4780 | 1481.5227 | 3185.8446 | 1481.5227 | 3185.8446
4781 | 1519.1557 | 3236.6656 | 1519.1557 | 3236.6656
4782 | 1487.125 | 3308.5938 | 1487.125 | 3308.5938
4783 | 1431.4821 | 3403.5207 | 1431.4821 | 3403.5207
4784 | 1385.621 | 3546.7216 | 1385.621 | 3546.7216
4785 | 1356.1304 | 3672.1337 | 1356.1304 | 3672.1337
4786 | 1313.9157 | 3756.8987 | 1313.9157 | 3756.8987
4787 | 1236.4167 | 3824.8528 | 1236.4167 | 3824.8528
4788 | 1172.4598 | 3905.7338 | 1172.4598 | 3905.7338
4789 | 1127.3234 | 3987.5717 | 1127.3234 | 3987.5717
4790 | 1097.7695 | 4043.2397 | 1097.7695 | 4043.2397
4791 | 1078.1525 | 4095.0719 | 1078.1525 | 4095.0719
4792 | 1066.1994 | 4155.5927 | 1066.1994 | 4155.5927
4793 | 1074.1052 | 4234.2966 | 1074.1052 | 4234.2966
4794 | 1098.1249 | 4346.688 | 1098.1249 | 4346.688
4795 | 1140.2063 | 4390.7036 | 1140.2063 | 4390.7036
4796 | 1190.6658 | 4420.3787 | 1190.6658 | 4420.3787
4797 | 1224.2884 | 4424.8798 | 1224.2884 | 4424.8798
4798 | 1264.4915 | 4431.5345 | 1264.4915 | 4431.5345
4799 | 1347.3101 | 4434.7966 | 1347.3101 | 4434.7966
4800 | 1359.0672 | 4453.5228 | 1359.0672 | 4453.5228
4801 | 1327.5449 | 4434.9554 | 1327.5449 | 4434.9554
4802 | 1323.4164 | 4367.11 | 1323.4164 | 4367.11
4803 | 1362.6457 | 4281.6428 | 1362.6457 | 4281.6428
4804 | 1443.115 | 4176.6964 | 1443.115 | 4176.6964
4805 | 1475.918 | 4113.4817 | 1475.918 | 4113.4817
4806 | 1449.4325 | 4089.2805 | 1449.4325 | 4089.2805
4807 | 1394.6961 | 4112.2389 | 1394.6961 | 4112.2389
4808 | 1352.1486 | 4185.5275 | 1352.1486 | 4185.5275
4809 | 1325.653 | 4237.172 | 1325.653 | 4237.172
4810 | 1284.5517 | 4278.4132 | 1284.5517 | 4278.4132
4811 | 1223.8484 | 4307.47 | 1223.8484 | 4307.47
4812 | 1168.3777 | 4329.491 | 1168.3777 | 4329.491
4813 | 1119.1138 | 4323.2533 | 1119.1138 | 4323.2533
4814 | 1092.4826 | 4267.9699 | 1092.4826 | 4267.9699
4815 | 1074.2684 | 4216.6472 | 1074.2684 | 4216.6472
4816 | 1060.3792 | 4203.3147 | 1060.3792 | 4203.3147
4817 | 1063.7934 | 4249.2044 | 1063.7934 | 4249.2044
4818 | 1082.907 | 4371.2772 | 1082.907 | 4371.2772
4819 | 1120.8517 | 4392.5028 | 1120.8517 | 4392.5028
4820 | 1167.6472 | 4354.3219 | 1167.6472 | 4354.3219
4821 | 1200.2507 | 4304.1613 | 1200.2507 | 4304.1613
4822 | 1249.5994 | 4251.8703 | 1249.5994 | 4251.8703
4823 | 1324.0338 | 4194.2162 | 1324.0338 | 4194.2162
4824 | 1328.9064 | 4140.6313 | 1328.9064 | 4140.6313
4825 | 1287.4204 | 4094.3046 | 1287.4204 | 4094.3046
4826 | 1313.9609 | 4053.276 | 1313.9609 | 4053.276
4827 | 1358.6415 | 4052.4574 | 1358.6415 | 4052.4574
4828 | 1437.5827 | 4080.9955 | 1437.5827 | 4080.9955
4829 | 1467.2641 | 4139.7844 | 1467.2641 | 4139.7844
4830 | 1429.0268 | 4202.1168 | 1429.0268 | 4202.1168
4831 | 1373.7995 | 4274.5107 | 1373.7995 | 4274.5107
4832 | 1342.5841 | 4371.9602 | 1342.5841 | 4371.9602
4833 | 1316.4437 | 4441.0827 | 1316.4437 | 4441.0827
4834 | 1273.0805 | 4473.6705 | 1273.0805 | 4473.6705
4835 | 1212.4122 | 4466.3148 | 1212.4122 | 4466.3148
4836 | 1149.2744 | 4445.7544 | 1149.2744 | 4445.7544
4837 | 1100.2423 | 4432.4055 | 1100.2423 | 4432.4055
4838 | 1075.5564 | 4428.4425 | 1075.5564 | 4428.4425
4839 | 1054.6558 | 4437.1792 | 1054.6558 | 4437.1792
4840 | 1046.1191 | 4449.3784 | 1046.1191 | 4449.3784
4841 | 1054.2824 | 4483.1019 | 1054.2824 | 4483.1019
4842 | 1075.359 | 4561.5653 | 1075.359 | 4561.5653
4843 | 1134.3379 | 4574.4803 | 1134.3379 | 4574.4803
4844 | 1197.2772 | 4582.9075 | 1197.2772 | 4582.9075
4845 | 1222.8892 | 4586.8089 | 1222.8892 | 4586.8089
4846 | 1259.1356 | 4603.0594 | 1259.1356 | 4603.0594
4847 | 1344.4408 | 4613.4326 | 1344.4408 | 4613.4326
4848 | 1336.9256 | 4625.9902 | 1336.9256 | 4625.9902
4849 | 1284.9285 | 4605.6236 | 1284.9285 | 4605.6236
4850 | 1297.7466 | 4542.6617 | 1297.7466 | 4542.6617
4851 | 1347.8843 | 4483.2402 | 1347.8843 | 4483.2402
4852 | 1426.6659 | 4420.1898 | 1426.6659 | 4420.1898
4853 | 1457.0266 | 4384.2202 | 1457.0266 | 4384.2202
4854 | 1438.2583 | 4381.2669 | 1438.2583 | 4381.2669
4855 | 1379.8758 | 4401.4837 | 1379.8758 | 4401.4837
4856 | 1348.6779 | 4441.1013 | 1348.6779 | 4441.1013
4857 | 1317.3491 | 4465.3292 | 1317.3491 | 4465.3292
4858 | 1273.1731 | 4472.1283 | 1273.1731 | 4472.1283
4859 | 1210.2731 | 4444.2101 | 1210.2731 | 4444.2101
4860 | 1146.2904 | 4398.2895 | 1146.2904 | 4398.2895
4861 | 1101.1163 | 4350.0701 | 1101.1163 | 4350.0701
4862 | 1073.825 | 4302.4976 | 1073.825 | 4302.4976
4863 | 1047.9503 | 4268.2247 | 1047.9503 | 4268.2247
4864 | 1043.209 | 4237.5854 | 1043.209 | 4237.5854
4865 | 1051.0272 | 4217.9324 | 1051.0272 | 4217.9324
4866 | 1084.9553 | 4242.7621 | 1084.9553 | 4242.7621
4867 | 1157.5092 | 4214.1238 | 1157.5092 | 4214.1238
4868 | 1244 | 4188.7087 | 1244 | 4188.7087
4869 | 1284.6263 | 4151.828 | 1284.6263 | 4151.828
4870 | 1317.5538 | 4122.4127 | 1317.5538 | 4122.4127
4871 | 1390.9231 | 4110.9384 | 1390.9231 | 4110.9384
4872 | 1374.8616 | 4119.4691 | 1374.8616 | 4119.4691
4873 | 1328.0397 | 4089.9351 | 1328.0397 | 4089.9351
4874 | 1345.3179 | 4017.9772 | 1345.3179 | 4017.9772
4875 | 1384.5639 | 3941.3347 | 1384.5639 | 3941.3347
4876 | 1472.3622 | 3852.4956 | 1472.3622 | 3852.4956
4877 | 1505.2917 | 3806.2448 | 1505.2917 | 3806.2448
4878 | 1476.1503 | 3770.2202 | 1476.1503 | 3770.2202
4879 | 1419.2262 | 3734.6614 | 1419.2262 | 3734.6614
4880 | 1384.0337 | 3713.3629 | 1384.0337 | 3713.3629
4881 | 1356.6211 | 3678.0454 | 1356.6211 | 3678.0454
4882 | 1301.2774 | 3622.2148 | 1301.2774 | 3622.2148
4883 | 1215.5705 | 3555.9991 | 1215.5705 | 3555.9991
4884 | 1153.1557 | 3499.6259 | 1153.1557 | 3499.6259
4885 | 1105.0322 | 3466.5713 | 1105.0322 | 3466.5713
4886 | 1077.6432 | 3445.473 | 1077.6432 | 3445.473
4887 | 1053.5852 | 3434.5041 | 1053.5852 | 3434.5041
4888 | 1045.459 | 3427.6829 | 1045.459 | 3427.6829
4889 | 1051.4492 | 3438.8735 | 1051.4492 | 3438.8735
4890 | 1077.8922 | 3496.8601 | 1077.8922 | 3496.8601
4891 | 1151.2902 | 3502.4069 | 1151.2902 | 3502.4069
4892 | 1232.7625 | 3506.9787 | 1232.7625 | 3506.9787
4893 | 1271.843 | 3498.1999 | 1271.843 | 3498.1999
4894 | 1301.7247 | 3496.0299 | 1301.7247 | 3496.0299
4895 | 1378.1721 | 3496.893 | 1378.1721 | 3496.893
4896 | 1370.8294 | 3509.7933 | 1370.8294 | 3509.7933
4897 | 1316.4299 | 3518.2997 | 1316.4299 | 3518.2997
4898 | 1334.0624 | 3507.6007 | 1334.0624 | 3507.6007
4899 | 1373.6943 | 3504.7259 | 1373.6943 | 3504.7259
4900 | 1460.2843 | 3493.1672 | 1460.2843 | 3493.1672
4901 | 1502.8567 | 3508.4324 | 1502.8567 | 3508.4324
4902 | 1481.2861 | 3552.944 | 1481.2861 | 3552.944
4903 | 1417.149 | 3643.6727 | 1417.149 | 3643.6727
4904 | 1375.9206 | 3766.2255 | 1375.9206 | 3766.2255
4905 | 1331.9743 | 3837.9182 | 1331.9743 | 3837.9182
4906 | 1282.5004 | 3849.7723 | 1282.5004 | 3849.7723
4907 | 1206.421 | 3819.6265 | 1206.421 | 3819.6265
4908 | 1147.8782 | 3776.3618 | 1147.8782 | 3776.3618
4909 | 1096.1657 | 3725.1438 | 1096.1657 | 3725.1438
4910 | 1076.0143 | 3658.2084 | 1076.0143 | 3658.2084
4911 | 1057.0961 | 3589.4933 | 1057.0961 | 3589.4933
4912 | 1044.1505 | 3541.8901 | 1044.1505 | 3541.8901
4913 | 1056.4561 | 3575.528 | 1056.4561 | 3575.528
4914 | 1086.7563 | 3680.8082 | 1086.7563 | 3680.8082
4915 | 1150.0514 | 3716.1704 | 1150.0514 | 3716.1704
4916 | 1229.8911 | 3734.1078 | 1229.8911 | 3734.1078
4917 | 1270.5418 | 3746.5769 | 1270.5418 | 3746.5769
4918 | 1301.3301 | 3773.2799 | 1301.3301 | 3773.2799
4919 | 1376.8444 | 3790.7643 | 1376.8444 | 3790.7643
4920 | 1377.1543 | 3784.987 | 1377.1543 | 3784.987
4921 | 1324.3034 | 3707.9881 | 1324.3034 | 3707.9881
4922 | 1339.0891 | 3583.853 | 1339.0891 | 3583.853
4923 | 1381.6237 | 3493.0738 | 1381.6237 | 3493.0738
4924 | 1454.312 | 3409.6324 | 1454.312 | 3409.6324
4925 | 1488.6625 | 3363.81 | 1488.6625 | 3363.81
4926 | 1459.8066 | 3356.3158 | 1459.8066 | 3356.3158
4927 | 1392.9184 | 3418.2571 | 1392.9184 | 3418.2571
4928 | 1356.3353 | 3490.7747 | 1356.3353 | 3490.7747
4929 | 1323.4083 | 3534.6225 | 1323.4083 | 3534.6225
4930 | 1265.26 | 3577.5772 | 1265.26 | 3577.5772
4931 | 1206.3673 | 3581.1881 | 1206.3673 | 3581.1881
4932 | 1152.1994 | 3524.2151 | 1152.1994 | 3524.2151
4933 | 1106.6025 | 3475.8244 | 1106.6025 | 3475.8244
4934 | 1075.2315 | 3462.5226 | 1075.2315 | 3462.5226
4935 | 1054.6043 | 3455.7519 | 1054.6043 | 3455.7519
4936 | 1043.6789 | 3460.7542 | 1043.6789 | 3460.7542
4937 | 1050.8873 | 3513.5837 | 1050.8873 | 3513.5837
4938 | 1071.8667 | 3594.0176 | 1071.8667 | 3594.0176
4939 | 1124.6634 | 3588.6834 | 1124.6634 | 3588.6834
4940 | 1191.6944 | 3570.5509 | 1191.6944 | 3570.5509
4941 | 1235.735 | 3520.9043 | 1235.735 | 3520.9043
4942 | 1272.7922 | 3438.7121 | 1272.7922 | 3438.7121
4943 | 1344.328 | 3346.7016 | 1344.328 | 3346.7016
4944 | 1341.5574 | 3278.3803 | 1341.5574 | 3278.3803
4945 | 1304.3131 | 3244.9052 | 1304.3131 | 3244.9052
4946 | 1312.6821 | 3197.2795 | 1312.6821 | 3197.2795
4947 | 1355.6134 | 3075.9993 | 1355.6134 | 3075.9993
4948 | 1426.1182 | 2993.586 | 1426.1182 | 2993.586
4949 | 1456.5335 | 2960.4438 | 1456.5335 | 2960.4438
4950 | 1448.6682 | 2931.7017 | 1448.6682 | 2931.7017
4951 | 1377.2936 | 2913.1926 | 1377.2936 | 2913.1926
4952 | 1336.3692 | 2941.7579 | 1336.3692 | 2941.7579
4953 | 1300.8329 | 2953.1343 | 1300.8329 | 2953.1343
4954 | 1256.5186 | 2897.9034 | 1256.5186 | 2897.9034
4955 | 1196.4232 | 2810.3542 | 1196.4232 | 2810.3542
4956 | 1134.4271 | 2742.2433 | 1134.4271 | 2742.2433
4957 | 1084.6096 | 2673.7185 | 1084.6096 | 2673.7185
4958 | 1054.61 | 2613.4659 | 1054.61 | 2613.4659
4959 | 1035.3574 | 2572.5958 | 1035.3574 | 2572.5958
4960 | 1023.5156 | 2542.9847 | 1023.5156 | 2542.9847
4961 | 1033.9448 | 2541.0667 | 1033.9448 | 2541.0667
4962 | 1052.1855 | 2590.8283 | 1052.1855 | 2590.8283
4963 | 1102.217 | 2583.0095 | 1102.217 | 2583.0095
4964 | 1143.5632 | 2562.7351 | 1143.5632 | 2562.7351
4965 | 1184.3479 | 2506.4914 | 1184.3479 | 2506.4914
4966 | 1226.702 | 2424.2992 | 1226.702 | 2424.2992
4967 | 1292.8898 | 2313.2685 | 1292.8898 | 2313.2685
4968 | 1299.1533 | 2211.0192 | 1299.1533 | 2211.0192
4969 | 1269.567 | 2133.9345 | 1269.567 | 2133.9345
4970 | 1291.8354 | 2078.3409 | 1291.8354 | 2078.3409
4971 | 1325.5158 | 2070.0684 | 1325.5158 | 2070.0684
4972 | 1394.0801 | 2085.755 | 1394.0801 | 2085.755
4973 | 1433.6935 | 2135.4622 | 1433.6935 | 2135.4622
4974 | 1409.0355 | 2171.1491 | 1409.0355 | 2171.1491
4975 | 1360.8136 | 2186.0539 | 1360.8136 | 2186.0539
4976 | 1326.6528 | 2208.7932 | 1326.6528 | 2208.7932
4977 | 1297.9329 | 2227.2807 | 1297.9329 | 2227.2807
4978 | 1257.475 | 2273.4912 | 1257.475 | 2273.4912
4979 | 1193.4762 | 2370.7467 | 1193.4762 | 2370.7467
4980 | 1131.0183 | 2506.3751 | 1131.0183 | 2506.3751
4981 | 1091.7572 | 2626.4249 | 1091.7572 | 2626.4249
4982 | 1065.6748 | 2680.4651 | 1065.6748 | 2680.4651
4983 | 1041.2904 | 2694.4282 | 1041.2904 | 2694.4282
4984 | 1035.5425 | 2693.176 | 1035.5425 | 2693.176
4985 | 1037.7118 | 2743.6923 | 1037.7118 | 2743.6923
4986 | 1054.8269 | 2939.9612 | 1054.8269 | 2939.9612
4987 | 1105.4975 | 3116.6901 | 1105.4975 | 3116.6901
4988 | 1143.0012 | 3219.3618 | 1143.0012 | 3219.3618
4989 | 1179.7989 | 3250.7654 | 1179.7989 | 3250.7654
4990 | 1232.2059 | 3264.7026 | 1232.2059 | 3264.7026
4991 | 1303.9384 | 3283.9862 | 1303.9384 | 3283.9862
4992 | 1300.6825 | 3320.1906 | 1300.6825 | 3320.1906
4993 | 1283.2757 | 3336.7507 | 1283.2757 | 3336.7507
4994 | 1293.2666 | 3329.7357 | 1293.2666 | 3329.7357
4995 | 1329.0192 | 3336.0283 | 1329.0192 | 3336.0283
4996 | 1399.8833 | 3346.3172 | 1399.8833 | 3346.3172
4997 | 1452.4741 | 3404.9348 | 1452.4741 | 3404.9348
4998 | 1425.3734 | 3491.2567 | 1425.3734 | 3491.2567
4999 | 1356.5309 | 3580.7003 | 1356.5309 | 3580.7003
5000 | 1319.2605 | 3673.6945 | 1319.2605 | 3673.6945
5001 | 1304.0173 | 3742.9884 | 1304.0173 | 3742.9884
5002 | 1263.5819 | 3784.7436 | 1263.5819 | 3784.7436
5003 | 1203.2122 | 3799.1498 | 1203.2122 | 3799.1498
5004 | 1140.5039 | 3813.1172 | 1140.5039 | 3813.1172
5005 | 1091.5777 | 3846.3764 | 1091.5777 | 3846.3764
5006 | 1060.5961 | 3899.9882 | 1060.5961 | 3899.9882
5007 | 1044.7337 | 3982.7497 | 1044.7337 | 3982.7497
5008 | 1034.963 | 4068.8022 | 1034.963 | 4068.8022
5009 | 1041.4017 | 4163.7846 | 1041.4017 | 4163.7846
5010 | 1063.6011 | 4286.8856 | 1063.6011 | 4286.8856
5011 | 1108.5432 | 4336.4702 | 1108.5432 | 4336.4702
5012 | 1161.612 | 4368.0302 | 1161.612 | 4368.0302
5013 | 1198.1436 | 4378.7857 | 1198.1436 | 4378.7857
5014 | 1235.692 | 4381.2422 | 1235.692 | 4381.2422
5015 | 1300.6864 | 4379.1923 | 1300.6864 | 4379.1923
5016 | 1296.6318 | 4367.075 | 1296.6318 | 4367.075
5017 | 1263.5206 | 4312.866 | 1263.5206 | 4312.866
5018 | 1268.9564 | 4213.92 | 1268.9564 | 4213.92
5019 | 1302.1818 | 4114.6588 | 1302.1818 | 4114.6588
5020 | 1382.5061 | 4015.3671 | 1382.5061 | 4015.3671
5021 | 1438.8195 | 3960.1203 | 1438.8195 | 3960.1203
5022 | 1416.3273 | 3937.2043 | 1416.3273 | 3937.2043
5023 | 1348.6672 | 3951.2523 | 1348.6672 | 3951.2523
5024 | 1321.7376 | 4015.1165 | 1321.7376 | 4015.1165
5025 | 1296.6576 | 4077.7275 | 1296.6576 | 4077.7275
5026 | 1253.4141 | 4137.5606 | 1253.4141 | 4137.5606
5027 | 1197.6867 | 4173.9856 | 1197.6867 | 4173.9856
5028 | 1133.1037 | 4212.4566 | 1133.1037 | 4212.4566
5029 | 1087.7735 | 4259.5955 | 1087.7735 | 4259.5955
5030 | 1066.3128 | 4291.7024 | 1066.3128 | 4291.7024
5031 | 1040.9445 | 4260.6851 | 1040.9445 | 4260.6851
5032 | 1029.0697 | 4172.214 | 1029.0697 | 4172.214
5033 | 1043.2179 | 4133.1124 | 1043.2179 | 4133.1124
5034 | 1070.7673 | 4242.3337 | 1070.7673 | 4242.3337
5035 | 1132.8373 | 4327.5598 | 1132.8373 | 4327.5598
5036 | 1207.034 | 4308.9132 | 1207.034 | 4308.9132
5037 | 1244.0177 | 4212.8298 | 1244.0177 | 4212.8298
5038 | 1277.1241 | 4211.945 | 1277.1241 | 4211.945
5039 | 1357.4925 | 4205.9539 | 1357.4925 | 4205.9539
5040 | 1348.6036 | 4056.2397 | 1348.6036 | 4056.2397
5041 | 1302.4024 | 3877.371 | 1302.4024 | 3877.371
5042 | 1304.9636 | 3669.6155 | 1304.9636 | 3669.6155
5043 | 1353.7806 | 3456.1472 | 1353.7806 | 3456.1472
5044 | 1429.6732 | 3238.7072 | 1429.6732 | 3238.7072
5045 | 1486.8113 | 3073.2801 | 1486.8113 | 3073.2801
5046 | 1474.7657 | 2945.9241 | 1474.7657 | 2945.9241
5047 | 1391.5153 | 2867.9552 | 1391.5153 | 2867.9552
5048 | 1359.5689 | 2876.5579 | 1359.5689 | 2876.5579
5049 | 1324.0577 | 2919.8917 | 1324.0577 | 2919.8917
5050 | 1278.7405 | 2977.6685 | 1278.7405 | 2977.6685
5051 | 1202.538 | 3027.2021 | 1202.538 | 3027.2021
5052 | 1142.6739 | 3089.9196 | 1142.6739 | 3089.9196
5053 | 1087.1321 | 3149.5673 | 1087.1321 | 3149.5673
5054 | 1063.9906 | 3130.4395 | 1063.9906 | 3130.4395
5055 | 1046.9582 | 3082.1155 | 1046.9582 | 3082.1155
5056 | 1036.8362 | 3005.2108 | 1036.8362 | 3005.2108
5057 | 1046.1576 | 2981.6166 | 1046.1576 | 2981.6166
5058 | 1079.9277 | 3048.2566 | 1079.9277 | 3048.2566
5059 | 1138.3559 | 3016.1913 | 1138.3559 | 3016.1913
5060 | 1221.981 | 2931.4879 | 1221.981 | 2931.4879
5061 | 1256.8144 | 2845.8571 | 1256.8144 | 2845.8571
5062 | 1290.0742 | 2832.549 | 1290.0742 | 2832.549
5063 | 1366.0149 | 2821.246 | 1366.0149 | 2821.246
5064 | 1350.7088 | 2800.1326 | 1350.7088 | 2800.1326
5065 | 1301.3275 | 2808.4677 | 1301.3275 | 2808.4677
5066 | 1309.1636 | 2823.6431 | 1309.1636 | 2823.6431
5067 | 1344.5808 | 2839.1031 | 1344.5808 | 2839.1031
5068 | 1419.1338 | 2844.4227 | 1419.1338 | 2844.4227
5069 | 1480.1985 | 2883.1633 | 1480.1985 | 2883.1633
5070 | 1450.1831 | 2935.3002 | 1450.1831 | 2935.3002
5071 | 1383.9323 | 3002.7248 | 1383.9323 | 3002.7248
5072 | 1350.909 | 3110.4555 | 1350.909 | 3110.4555
5073 | 1313.2671 | 3220.1888 | 1313.2671 | 3220.1888
5074 | 1263.2359 | 3302.4691 | 1263.2359 | 3302.4691
5075 | 1192.3627 | 3350.2035 | 1192.3627 | 3350.2035
5076 | 1125.2218 | 3386.9609 | 1125.2218 | 3386.9609
5077 | 1080.6731 | 3406.8546 | 1080.6731 | 3406.8546
5078 | 1050.946 | 3389.1833 | 1050.946 | 3389.1833
5079 | 1036.2888 | 3319.8685 | 1036.2888 | 3319.8685
5080 | 1022.8443 | 3226.5996 | 1022.8443 | 3226.5996
5081 | 1033.1617 | 3174.0466 | 1033.1617 | 3174.0466
5082 | 1062.1451 | 3205.5591 | 1062.1451 | 3205.5591
5083 | 1124.948 | 3206.1366 | 1124.948 | 3206.1366
5084 | 1203.3385 | 3196.2291 | 1203.3385 | 3196.2291
5085 | 1243.1666 | 3169.0298 | 1243.1666 | 3169.0298
5086 | 1279.9451 | 3149.296 | 1279.9451 | 3149.296
5087 | 1359.9889 | 3126.5124 | 1359.9889 | 3126.5124
5088 | 1350.7886 | 3090.1485 | 1350.7886 | 3090.1485
5089 | 1309.0617 | 3005.867 | 1309.0617 | 3005.867
5090 | 1318.7796 | 2901.4376 | 1318.7796 | 2901.4376
5091 | 1356.3253 | 2844.415 | 1356.3253 | 2844.415
5092 | 1420.3279 | 2794.4732 | 1420.3279 | 2794.4732
5093 | 1465.8985 | 2776.153 | 1465.8985 | 2776.153
5094 | 1450.5137 | 2761.462 | 1450.5137 | 2761.462
5095 | 1388.2246 | 2738.412 | 1388.2246 | 2738.412
5096 | 1354.4234 | 2726.7949 | 1354.4234 | 2726.7949
5097 | 1311.9383 | 2702.5297 | 1311.9383 | 2702.5297
5098 | 1269.4272 | 2661.8639 | 1269.4272 | 2661.8639
5099 | 1201.3497 | 2598.9896 | 1201.3497 | 2598.9896
5100 | 1144.2988 | 2530.8787 | 1144.2988 | 2530.8787
5101 | 1092.849 | 2466.2951 | 1092.849 | 2466.2951
5102 | 1070.3998 | 2394.9901 | 1070.3998 | 2394.9901
5103 | 1046.5323 | 2299.2012 | 1046.5323 | 2299.2012
5104 | 1032.6994 | 2182.9709 | 1032.6994 | 2182.9709
5105 | 1040.2017 | 2100.1741 | 1040.2017 | 2100.1741
5106 | 1068.7412 | 2097.5872 | 1068.7412 | 2097.5872
5107 | 1114.4748 | 2052.9274 | 1114.4748 | 2052.9274
5108 | 1174.2123 | 2009.9486 | 1174.2123 | 2009.9486
5109 | 1224.9456 | 1950.1921 | 1224.9456 | 1950.1921
5110 | 1258.5817 | 1908.2681 | 1258.5817 | 1908.2681
5111 | 1330.4853 | 1902.1057 | 1330.4853 | 1902.1057
5112 | 1339.1265 | 1940.1949 | 1339.1265 | 1940.1949
5113 | 1299.1913 | 2022.3834 | 1299.1913 | 2022.3834
5114 | 1311.7812 | 2210.1118 | 1311.7812 | 2210.1118
5115 | 1338.2525 | 2400.6094 | 1338.2525 | 2400.6094
5116 | 1403.8029 | 2517.3088 | 1403.8029 | 2517.3088
5117 | 1456.4765 | 2640.441 | 1456.4765 | 2640.441
5118 | 1443.8712 | 2726.3345 | 1443.8712 | 2726.3345
5119 | 1391.4887 | 2774.3962 | 1391.4887 | 2774.3962
5120 | 1356.2812 | 2822.4102 | 1356.2812 | 2822.4102
5121 | 1326.2504 | 2863.8591 | 1326.2504 | 2863.8591
5122 | 1282.2944 | 2921.0362 | 1282.2944 | 2921.0362
5123 | 1214.5296 | 3002.3559 | 1214.5296 | 3002.3559
5124 | 1151.5656 | 2807.1659 | 1151.5656 | 2807.1659
5125 | 1102.8558 | 2893.3086 | 1102.8558 | 2893.3086
5126 | 1078.9749 | 3000.3634 | 1078.9749 | 3000.3634
5127 | 1057.1495 | 3121.6159 | 1057.1495 | 3121.6159
5128 | 1044.1005 | 3237.5614 | 1044.1005 | 3237.5614
5129 | 1049.4634 | 3371.3084 | 1049.4634 | 3371.3084
5130 | 1071.628 | 3521.7898 | 1071.628 | 3521.7898
5131 | 1105.0777 | 3590.7396 | 1105.0777 | 3590.7396
5132 | 1152.5953 | 3648.2128 | 1152.5953 | 3648.2128
5133 | 1192.8573 | 3691.8406 | 1192.8573 | 3691.8406
5134 | 1239.6567 | 3729.7675 | 1239.6567 | 3729.7675
5135 | 1314.0936 | 3765.308 | 1314.0936 | 3765.308
5136 | 1324.776 | 3781.4888 | 1324.776 | 3781.4888
5137 | 1295.694 | 3722.6004 | 1295.694 | 3722.6004
5138 | 1293.0227 | 3652.9322 | 1293.0227 | 3652.9322
5139 | 1329.5273 | 3597.652 | 1329.5273 | 3597.652
5140 | 1395.4508 | 3546.3214 | 1395.4508 | 3546.3214
5141 | 1448.0285 | 3533.5973 | 1448.0285 | 3533.5973
5142 | 1429.2893 | 3530.9573 | 1429.2893 | 3530.9573
5143 | 1378.9405 | 3542.617 | 1378.9405 | 3542.617
5144 | 1347.879 | 3602.7159 | 1347.879 | 3602.7159
5145 | 1316.3454 | 3668.2662 | 1316.3454 | 3668.2662
5146 | 1282.1102 | 3728.4429 | 1282.1102 | 3728.4429
5147 | 1225.2662 | 3741.6766 | 1225.2662 | 3741.6766
5148 | 1167.0034 | 3727.3122 | 1167.0034 | 3727.3122
5149 | 1118.1743 | 3700.494 | 1118.1743 | 3700.494
5150 | 1089.6469 | 3698.0039 | 1089.6469 | 3698.0039
5151 | 1067.5286 | 3710.022 | 1067.5286 | 3710.022
5152 | 1060.9665 | 3721.7018 | 1060.9665 | 3721.7018
5153 | 1059.255 | 3764.226 | 1059.255 | 3764.226
5154 | 1077.2945 | 3836.4501 | 1077.2945 | 3836.4501
5155 | 1116.4472 | 3855.0138 | 1116.4472 | 3855.0138
5156 | 1165.8637 | 3891.7581 | 1165.8637 | 3891.7581
5157 | 1203.1178 | 3913.1819 | 1203.1178 | 3913.1819
5158 | 1242.9368 | 3922.3057 | 1242.9368 | 3922.3057
5159 | 1317.4733 | 3922.7546 | 1317.4733 | 3922.7546
5160 | 1317.4027 | 3892.7417 | 1317.4027 | 3892.7417
5161 | 1300.4708 | 3762.4278 | 1300.4708 | 3762.4278
5162 | 1300.2101 | 3605.4188 | 1300.2101 | 3605.4188
5163 | 1321.1749 | 3469.7849 | 1321.1749 | 3469.7849
5164 | 1390.0431 | 3330.2594 | 1390.0431 | 3330.2594
5165 | 1458.3825 | 3232.6011 | 1458.3825 | 3232.6011
5166 | 1434.3319 | 3164.6689 | 1434.3319 | 3164.6689
5167 | 1385.1215 | 3139.2961 | 1385.1215 | 3139.2961
5168 | 1342.9653 | 3142.4099 | 1342.9653 | 3142.4099
5169 | 1318.1667 | 3093.7571 | 1318.1667 | 3093.7571
5170 | 1277.2519 | 3046.7179 | 1277.2519 | 3046.7179
5171 | 1214.4719 | 3044.5796 | 1214.4719 | 3044.5796
5172 | 1160.4245 | 3058.009 | 1160.4245 | 3058.009
5173 | 1115.5918 | 3070.4748 | 1115.5918 | 3070.4748
5174 | 1084.8373 | 3076.8353 | 1084.8373 | 3076.8353
5175 | 1064.6043 | 3074.7235 | 1064.6043 | 3074.7235
5176 | 1056.6776 | 3061.715 | 1056.6776 | 3061.715
5177 | 1061.0285 | 3073.1847 | 1061.0285 | 3073.1847
5178 | 1084.242 | 3121.8849 | 1084.242 | 3121.8849
5179 | 1127.0543 | 3106.211 | 1127.0543 | 3106.211
5180 | 1184.3611 | 3084.107 | 1184.3611 | 3084.107
5181 | 1233.7774 | 3045.2849 | 1233.7774 | 3045.2849
5182 | 1276.4654 | 3013.3391 | 1276.4654 | 3013.3391
5183 | 1345.1017 | 3015.7288 | 1345.1017 | 3015.7288
5184 | 1342.7171 | 3044.7196 | 1342.7171 | 3044.7196
5185 | 1294.4486 | 3053.763 | 1294.4486 | 3053.763
5186 | 1297.2907 | 3031.7636 | 1297.2907 | 3031.7636
5187 | 1326.8624 | 2974.3872 | 1326.8624 | 2974.3872
5188 | 1395.2534 | 2886.6452 | 1395.2534 | 2886.6452
5189 | 1469.2206 | 2843.7981 | 1469.2206 | 2843.7981
5190 | 1452.2186 | 2829.0468 | 1452.2186 | 2829.0468
5191 | 1396.5413 | 2829.7598 | 1396.5413 | 2829.7598
5192 | 1364.7208 | 2837.3766 | 1364.7208 | 2837.3766
5193 | 1332.3907 | 2772.4201 | 1332.3907 | 2772.4201
5194 | 1287.2431 | 2672.9764 | 1287.2431 | 2672.9764
5195 | 1212.9843 | 2612.7661 | 1212.9843 | 2612.7661
5196 | 1149.5634 | 2611.5999 | 1149.5634 | 2611.5999
5197 | 1106.0959 | 2630.2766 | 1106.0959 | 2630.2766
5198 | 1078.326 | 2660.3938 | 1078.326 | 2660.3938
5199 | 1061.4616 | 2727.7666 | 1061.4616 | 2727.7666
5200 | 1050.9368 | 2808.4652 | 1050.9368 | 2808.4652
5201 | 1064.3762 | 2911.4681 | 1064.3762 | 2911.4681
5202 | 1099.3519 | 3042.6182 | 1099.3519 | 3042.6182
5203 | 1159.4563 | 3113.9747 | 1159.4563 | 3113.9747
5204 | 1236.2113 | 3129.136 | 1236.2113 | 3129.136
5205 | 1281.6258 | 3095.6709 | 1281.6258 | 3095.6709
5206 | 1318.159 | 3056.4273 | 1318.159 | 3056.4273
5207 | 1399.1099 | 3031.489 | 1399.1099 | 3031.489
5208 | 1383.1619 | 3023.7578 | 1383.1619 | 3023.7578
5209 | 1331.0279 | 2976.5148 | 1331.0279 | 2976.5148
5210 | 1333.4775 | 2911.7378 | 1333.4775 | 2911.7378
5211 | 1369.2458 | 2861.8921 | 1369.2458 | 2861.8921
5212 | 1436.4063 | 2814.2105 | 1436.4063 | 2814.2105
5213 | 1508.8783 | 2811.579 | 1508.8783 | 2811.579
5214 | 1496.8748 | 2827.4165 | 1496.8748 | 2827.4165
5215 | 1427.7899 | 2879.7577 | 1427.7899 | 2879.7577
5216 | 1385.8925 | 2990.6308 | 1385.8925 | 2990.6308
5217 | 1345.9519 | 3054.9389 | 1345.9519 | 3054.9389
5218 | 1295.6178 | 3076.9961 | 1295.6178 | 3076.9961
5219 | 1224.0844 | 3101.4871 | 1224.0844 | 3101.4871
5220 | 1162.5871 | 3137.3534 | 1162.5871 | 3137.3534
5221 | 1108.8354 | 3174.6629 | 1108.8354 | 3174.6629
5222 | 1082.8972 | 3218.444 | 1082.8972 | 3218.444
5223 | 1068.2073 | 3269.4355 | 1068.2073 | 3269.4355
5224 | 1057.6047 | 3321.4087 | 1057.6047 | 3321.4087
5225 | 1064.0383 | 3407.4869 | 1064.0383 | 3407.4869
5226 | 1095.6968 | 3528.9324 | 1095.6968 | 3528.9324
5227 | 1159.2825 | 3593.6122 | 1159.2825 | 3593.6122
5228 | 1232.8298 | 3651.0077 | 1232.8298 | 3651.0077
5229 | 1279.7072 | 3669.6366 | 1279.7072 | 3669.6366
5230 | 1311.133 | 3671.385 | 1311.133 | 3671.385
5231 | 1403.4629 | 3665.9335 | 1403.4629 | 3665.9335
5232 | 1387.779 | 3634.5231 | 1387.779 | 3634.5231
5233 | 1340.1789 | 3546.2882 | 1340.1789 | 3546.2882
5234 | 1341.3108 | 3452.3975 | 1341.3108 | 3452.3975
5235 | 1368.9706 | 3366.3733 | 1368.9706 | 3366.3733
5236 | 1435.2418 | 3270.8676 | 1435.2418 | 3270.8676
5237 | 1502.5008 | 3213.5025 | 1502.5008 | 3213.5025
5238 | 1486.0415 | 3178.3329 | 1486.0415 | 3178.3329
5239 | 1419.7412 | 3143.8766 | 1419.7412 | 3143.8766
5240 | 1380.3798 | 3144.739 | 1380.3798 | 3144.739
5241 | 1344.6541 | 3149.1894 | 1344.6541 | 3149.1894
5242 | 1299.8812 | 3151.3718 | 1299.8812 | 3151.3718
5243 | 1227.1178 | 3154.3575 | 1227.1178 | 3154.3575
5244 | 1158.9912 | 3169.5725 | 1158.9912 | 3169.5725
5245 | 1118.5239 | 3177.4578 | 1118.5239 | 3177.4578
5246 | 1086.4812 | 3176.5204 | 1086.4812 | 3176.5204
5247 | 1073.0561 | 3169.6728 | 1073.0561 | 3169.6728
5248 | 1060.1591 | 3168.1545 | 1060.1591 | 3168.1545
5249 | 1069.1156 | 3201.0518 | 1069.1156 | 3201.0518
5250 | 1108.0632 | 3278.3222 | 1108.0632 | 3278.3222
5251 | 1158.7043 | 3321.2638 | 1158.7043 | 3321.2638
5252 | 1235.9088 | 3392.4786 | 1235.9088 | 3392.4786
5253 | 1282.677 | 3450.1586 | 1282.677 | 3450.1586
5254 | 1319.9006 | 3486.5328 | 1319.9006 | 3486.5328
5255 | 1394.0267 | 3513.0675 | 1394.0267 | 3513.0675
5256 | 1383.4823 | 3527.6955 | 1383.4823 | 3527.6955
5257 | 1337.2498 | 3474.7074 | 1337.2498 | 3474.7074
5258 | 1342.6778 | 3386.6395 | 1342.6778 | 3386.6395
5259 | 1369.3832 | 3286.4854 | 1369.3832 | 3286.4854
5260 | 1436.4788 | 3183.2938 | 1436.4788 | 3183.2938
5261 | 1499.2072 | 3152.2474 | 1499.2072 | 3152.2474
5262 | 1501.2074 | 3165.9887 | 1501.2074 | 3165.9887
5263 | 1423.3083 | 3208.2372 | 1423.3083 | 3208.2372
5264 | 1369.7704 | 3298.8472 | 1369.7704 | 3298.8472
5265 | 1336.2644 | 3378.6049 | 1336.2644 | 3378.6049
5266 | 1292.0209 | 3448.098 | 1292.0209 | 3448.098
5267 | 1222.6178 | 3502.1684 | 1222.6178 | 3502.1684
5268 | 1160.586 | 3543.2363 | 1160.586 | 3543.2363
5269 | 1115.468 | 3585.7474 | 1115.468 | 3585.7474
5270 | 1085.2332 | 3627.9759 | 1085.2332 | 3627.9759
5271 | 1071.1945 | 3665.7692 | 1071.1945 | 3665.7692
5272 | 1062.3934 | 3694.1409 | 1062.3934 | 3694.1409
5273 | 1067.5423 | 3752.3477 | 1067.5423 | 3752.3477
5274 | 1091.5375 | 3852.1326 | 1091.5375 | 3852.1326
5275 | 1137.9572 | 3883.6617 | 1137.9572 | 3883.6617
5276 | 1196.0527 | 3892.224 | 1196.0527 | 3892.224
5277 | 1246.6415 | 3859.3023 | 1246.6415 | 3859.3023
5278 | 1296.655 | 3813.8477 | 1296.655 | 3813.8477
5279 | 1366.0536 | 3764.5317 | 1366.0536 | 3764.5317
5280 | 1366.2572 | 3691.4306 | 1366.2572 | 3691.4306
5281 | 1319.6296 | 3579.9824 | 1319.6296 | 3579.9824
5282 | 1327.456 | 3460.7046 | 1327.456 | 3460.7046
5283 | 1343.0161 | 3337.3373 | 1343.0161 | 3337.3373
5284 | 1420.0342 | 3223.8976 | 1420.0342 | 3223.8976
5285 | 1489.3957 | 3167.3089 | 1489.3957 | 3167.3089
5286 | 1470.3853 | 3142.7754 | 1470.3853 | 3142.7754
5287 | 1408.2753 | 3161.0342 | 1408.2753 | 3161.0342
5288 | 1370.6785 | 3274.4693 | 1370.6785 | 3274.4693
5289 | 1342.6038 | 3359.1182 | 1342.6038 | 3359.1182
5290 | 1298.9312 | 3380.9425 | 1298.9312 | 3380.9425
5291 | 1232.3314 | 3387.9653 | 1232.3314 | 3387.9653
5292 | 1167.908 | 3451.6254 | 1167.908 | 3451.6254
5293 | 1121.6689 | 3540.6407 | 1121.6689 | 3540.6407
5294 | 1090.4918 | 3609.7313 | 1090.4918 | 3609.7313
5295 | 1069.0754 | 3658.549 | 1069.0754 | 3658.549
5296 | 1059.3422 | 3684.9022 | 1059.3422 | 3684.9022
5297 | 1059.9732 | 3740.314 | 1059.9732 | 3740.314
5298 | 1085.4209 | 3856.7132 | 1085.4209 | 3856.7132
5299 | 1117.874 | 3900.5864 | 1117.874 | 3900.5864
5300 | 1156.3923 | 3933.9923 | 1156.3923 | 3933.9923
5301 | 1219.2464 | 3954.8727 | 1219.2464 | 3954.8727
5302 | 1254.6293 | 3962.4437 | 1254.6293 | 3962.4437
5303 | 1334.6107 | 3925.7048 | 1334.6107 | 3925.7048
5304 | 1322.6141 | 3816.037 | 1322.6141 | 3816.037
5305 | 1286.7001 | 3662.898 | 1286.7001 | 3662.898
5306 | 1293.3069 | 3568.3086 | 1293.3069 | 3568.3086
5307 | 1320.0628 | 3501.4605 | 1320.0628 | 3501.4605
5308 | 1365.991 | 3400.9085 | 1365.991 | 3400.9085
5309 | 1442.6057 | 3331.8204 | 1442.6057 | 3331.8204
5310 | 1433.4336 | 3280.1142 | 1433.4336 | 3280.1142
5311 | 1383.1169 | 3209.0135 | 1383.1169 | 3209.0135
5312 | 1348.0514 | 3146.0588 | 1348.0514 | 3146.0588
5313 | 1318.2038 | 3059.9853 | 1318.2038 | 3059.9853
5314 | 1279.238 | 2955.4952 | 1279.238 | 2955.4952
5315 | 1217.5153 | 2834.7285 | 1217.5153 | 2834.7285
5316 | 1154.5259 | 2727.7439 | 1154.5259 | 2727.7439
5317 | 1110.9526 | 2645.571 | 1110.9526 | 2645.571
5318 | 1085.4808 | 2590.8316 | 1085.4808 | 2590.8316
5319 | 1062.6362 | 2554.1716 | 1062.6362 | 2554.1716
5320 | 1052.384 | 2518.1051 | 1052.384 | 2518.1051
5321 | 1054.6005 | 2510.4763 | 1054.6005 | 2510.4763
5322 | 1072.4094 | 2544.0374 | 1072.4094 | 2544.0374
5323 | 1102.8979 | 2516.8733 | 1102.8979 | 2516.8733
5324 | 1137.4446 | 2489.1018 | 1137.4446 | 2489.1018
5325 | 1195.3709 | 2446.398 | 1195.3709 | 2446.398
5326 | 1237.6472 | 2399.1577 | 1237.6472 | 2399.1577
5327 | 1316.5206 | 2351.1615 | 1316.5206 | 2351.1615
5328 | 1317.0375 | 2278.6815 | 1317.0375 | 2278.6815
5329 | 1287.6818 | 2204.8093 | 1287.6818 | 2204.8093
5330 | 1287.0115 | 2140.4981 | 1287.0115 | 2140.4981
5331 | 1299.1975 | 2125.0453 | 1299.1975 | 2125.0453
5332 | 1346.9902 | 2044.9893 | 1346.9902 | 2044.9893
5333 | 1419.8644 | 1978.5407 | 1419.8644 | 1978.5407
5334 | 1412.4376 | 1895.5471 | 1412.4376 | 1895.5471
5335 | 1357.0068 | 1821.7292 | 1357.0068 | 1821.7292
5336 | 1318.2974 | 1807.763 | 1318.2974 | 1807.763
5337 | 1280.3406 | 1801.1115 | 1280.3406 | 1801.1115
5338 | 1240.7453 | 1797.5487 | 1240.7453 | 1797.5487
5339 | 1179.2565 | 1777.8646 | 1179.2565 | 1777.8646
5340 | 1116.5812 | 1761.171 | 1116.5812 | 1761.171
5341 | 1073.3992 | 1752.5198 | 1073.3992 | 1752.5198
5342 | 1048.5261 | 1754.222 | 1048.5261 | 1754.222
5343 | 1029.3761 | 1768.8021 | 1029.3761 | 1768.8021
5344 | 1021.5334 | 1791.0405 | 1021.5334 | 1791.0405
5345 | 1028.0702 | 1855.5358 | 1028.0702 | 1855.5358
5346 | 1051.657 | 1978.2235 | 1051.657 | 1978.2235
5347 | 1091.7035 | 2052.6855 | 1091.7035 | 2052.6855
5348 | 1141.3393 | 2140.5921 | 1141.3393 | 2140.5921
5349 | 1201.856 | 2233.2085 | 1201.856 | 2233.2085
5350 | 1240.1782 | 2303.5874 | 1240.1782 | 2303.5874
5351 | 1317.2579 | 2365.136 | 1317.2579 | 2365.136
5352 | 1303.5749 | 2440.3204 | 1303.5749 | 2440.3204
5353 | 1264.2966 | 2502.1566 | 1264.2966 | 2502.1566
5354 | 1272.6023 | 2563.1505 | 1272.6023 | 2563.1505
5355 | 1291.9037 | 2621.9181 | 1291.9037 | 2621.9181
5356 | 1350.3851 | 2654.2795 | 1350.3851 | 2654.2795
5357 | 1430.804 | 2686.6621 | 1430.804 | 2686.6621
5358 | 1435.3738 | 2696.9874 | 1435.3738 | 2696.9874
5359 | 1377.8043 | 2667.034 | 1377.8043 | 2667.034
5360 | 1343.504 | 2623.6436 | 1343.504 | 2623.6436
5361 | 1312.1437 | 2535.7068 | 1312.1437 | 2535.7068
5362 | 1274.6707 | 2408.6246 | 1274.6707 | 2408.6246
5363 | 1196.5609 | 2211.2308 | 1196.5609 | 2211.2308
5364 | 1131.3047 | 2008.1323 | 1131.3047 | 2008.1323
5365 | 1082.1195 | 1788.3101 | 1082.1195 | 1788.3101
5366 | 1064.7142 | 1598.794 | 1064.7142 | 1598.794
5367 | 1041.3369 | 1518.9682 | 1041.3369 | 1518.9682
5368 | 1032.7743 | 1537.5577 | 1032.7743 | 1537.5577
5369 | 1047.1927 | 1649.6442 | 1047.1927 | 1649.6442
5370 | 1082.6937 | 1825.3575 | 1082.6937 | 1825.3575
5371 | 1138.8391 | 1945.7802 | 1138.8391 | 1945.7802
5372 | 1212.8228 | 2055.7356 | 1212.8228 | 2055.7356
5373 | 1256.4546 | 2134.6103 | 1256.4546 | 2134.6103
5374 | 1287.1857 | 2192.2568 | 1287.1857 | 2192.2568
5375 | 1368.4996 | 2236.6479 | 1368.4996 | 2236.6479
5376 | 1357.5328 | 2272.4706 | 1357.5328 | 2272.4706
5377 | 1305.4712 | 2284.6195 | 1305.4712 | 2284.6195
5378 | 1305.3645 | 2286.6874 | 1305.3645 | 2286.6874
5379 | 1339.4696 | 2285.3644 | 1339.4696 | 2285.3644
5380 | 1394.4098 | 2268.5044 | 1394.4098 | 2268.5044
5381 | 1486.1871 | 2275.4222 | 1486.1871 | 2275.4222
5382 | 1485.6544 | 2283.1079 | 1485.6544 | 2283.1079
5383 | 1424.8644 | 2291.8174 | 1424.8644 | 2291.8174
5384 | 1393.3032 | 2333.2836 | 1393.3032 | 2333.2836
5385 | 1347.9533 | 2387.499 | 1347.9533 | 2387.499
5386 | 1298.283 | 2457.846 | 1298.283 | 2457.846
5387 | 1223.0412 | 2524.2607 | 1223.0412 | 2524.2607
5388 | 1154.1827 | 2605.3889 | 1154.1827 | 2605.3889
5389 | 1102.3427 | 2705.0404 | 1102.3427 | 2705.0404
5390 | 1076.7838 | 2809.5332 | 1076.7838 | 2809.5332
5391 | 1059.3188 | 2907.4171 | 1059.3188 | 2907.4171
5392 | 1051.0563 | 2994.0937 | 1051.0563 | 2994.0937
5393 | 1054.7935 | 3101.9101 | 1054.7935 | 3101.9101
5394 | 1094.7547 | 3238.4947 | 1094.7547 | 3238.4947
5395 | 1151.4116 | 3308.1432 | 1151.4116 | 3308.1432
5396 | 1235.065 | 3405.3663 | 1235.065 | 3405.3663
5397 | 1281.7344 | 3487.9675 | 1281.7344 | 3487.9675
5398 | 1306.1208 | 3561.4519 | 1306.1208 | 3561.4519
5399 | 1382.3085 | 3619.7398 | 1382.3085 | 3619.7398
5400 | 1360.803 | 3646.0909 | 1360.803 | 3646.0909
5401 | 1309.3785 | 3596.9847 | 1309.3785 | 3596.9847
5402 | 1305.0273 | 3505.8113 | 1305.0273 | 3505.8113
5403 | 1327.6158 | 3381.9005 | 1327.6158 | 3381.9005
5404 | 1380.2298 | 3239.4249 | 1380.2298 | 3239.4249
5405 | 1469.2178 | 3157.9925 | 1469.2178 | 3157.9925
5406 | 1480.9325 | 3112.963 | 1480.9325 | 3112.963
5407 | 1414.762 | 3096.2855 | 1414.762 | 3096.2855
5408 | 1366.9065 | 3136.1213 | 1366.9065 | 3136.1213
5409 | 1337.0433 | 3187.6195 | 1337.0433 | 3187.6195
5410 | 1287.1283 | 3233.8992 | 1287.1283 | 3233.8992
5411 | 1213.8556 | 3263.9024 | 1213.8556 | 3263.9024
5412 | 1143.6239 | 3294.3341 | 1143.6239 | 3294.3341
5413 | 1097.6059 | 3322.0943 | 1097.6059 | 3322.0943
5414 | 1063.8247 | 3349.5718 | 1063.8247 | 3349.5718
5415 | 1044.4713 | 3383.6386 | 1044.4713 | 3383.6386
5416 | 1034.4606 | 3416.358 | 1034.4606 | 3416.358
5417 | 1046.2608 | 3475.3411 | 1046.2608 | 3475.3411
5418 | 1081.0823 | 3566.6637 | 1081.0823 | 3566.6637
5419 | 1124.6491 | 3593.7674 | 1124.6491 | 3593.7674
5420 | 1205.6133 | 3618.1676 | 1205.6133 | 3618.1676
5421 | 1257.1491 | 3621.1915 | 1257.1491 | 3621.1915
5422 | 1291.2402 | 3612.6142 | 1291.2402 | 3612.6142
5423 | 1369.4909 | 3604.756 | 1369.4909 | 3604.756
5424 | 1346.0291 | 3566.0478 | 1346.0291 | 3566.0478
5425 | 1293.6302 | 3471.602 | 1293.6302 | 3471.602
5426 | 1298.234 | 3362.8828 | 1298.234 | 3362.8828
5427 | 1326.9723 | 3246.4251 | 1326.9723 | 3246.4251
5428 | 1366.6484 | 3123.2809 | 1366.6484 | 3123.2809
5429 | 1447.5037 | 3067.0803 | 1447.5037 | 3067.0803
5430 | 1465.7 | 3037.3452 | 1465.7 | 3037.3452
5431 | 1395.1718 | 3051.4893 | 1395.1718 | 3051.4893
5432 | 1354.3864 | 3169.6602 | 1354.3864 | 3169.6602
5433 | 1322.5522 | 3277.0566 | 1322.5522 | 3277.0566
5434 | 1276.0135 | 3330.8671 | 1276.0135 | 3330.8671
5435 | 1201.8547 | 3345.6535 | 1201.8547 | 3345.6535
5436 | 1139.3092 | 3346.5834 | 1139.3092 | 3346.5834
5437 | 1093.7916 | 3354.3911 | 1093.7916 | 3354.3911
5438 | 1071.3637 | 3381.6357 | 1071.3637 | 3381.6357
5439 | 1049.5918 | 3432.7048 | 1049.5918 | 3432.7048
5440 | 1034.5269 | 3494.7707 | 1034.5269 | 3494.7707
5441 | 1041.4934 | 3573.3182 | 1041.4934 | 3573.3182
5442 | 1063.3972 | 3678.3824 | 1063.3972 | 3678.3824
5443 | 1095.3159 | 3704.0111 | 1095.3159 | 3704.0111
5444 | 1160.9131 | 3713.3497 | 1160.9131 | 3713.3497
5445 | 1212.3472 | 3704.8059 | 1212.3472 | 3704.8059
5446 | 1254.1628 | 3690.7941 | 1254.1628 | 3690.7941
5447 | 1326.3039 | 3670.2035 | 1326.3039 | 3670.2035
5448 | 1324.2697 | 3584.9135 | 1324.2697 | 3584.9135
5449 | 1284.7005 | 3380.4569 | 1284.7005 | 3380.4569
5450 | 1294.9525 | 3199.07 | 1294.9525 | 3199.07
5451 | 1302.3986 | 3069.5694 | 1302.3986 | 3069.5694
5452 | 1340.2856 | 2931.9848 | 1340.2856 | 2931.9848
5453 | 1416.366 | 2857.9279 | 1416.366 | 2857.9279
5454 | 1431.533 | 2826.4848 | 1431.533 | 2826.4848
5455 | 1373.4262 | 2825.878 | 1373.4262 | 2825.878
5456 | 1328.6658 | 2864.9375 | 1328.6658 | 2864.9375
5457 | 1293.2576 | 2922.4912 | 1293.2576 | 2922.4912
5458 | 1259.1962 | 2999.4374 | 1259.1962 | 2999.4374
5459 | 1197.7618 | 3070.3549 | 1197.7618 | 3070.3549
5460 | 1138.1875 | 3140.3812 | 1138.1875 | 3140.3812
5461 | 1090.4711 | 3207.7359 | 1090.4711 | 3207.7359
5462 | 1061.2613 | 3267.0444 | 1061.2613 | 3267.0444
5463 | 1041.1357 | 3321.9177 | 1041.1357 | 3321.9177
5464 | 1032.9315 | 3372.571 | 1032.9315 | 3372.571
5465 | 1035.2372 | 3429.6133 | 1035.2372 | 3429.6133
5466 | 1059.3505 | 3496.6357 | 1059.3505 | 3496.6357
5467 | 1075.7501 | 3508.8333 | 1075.7501 | 3508.8333
5468 | 1122.9574 | 3557.1454 | 1122.9574 | 3557.1454
5469 | 1172.0048 | 3602.5588 | 1172.0048 | 3602.5588
5470 | 1212.1167 | 3625.269 | 1212.1167 | 3625.269
5471 | 1291.1686 | 3628.4351 | 1291.1686 | 3628.4351
5472 | 1298.3857 | 3554.5577 | 1298.3857 | 3554.5577
5473 | 1258.8776 | 3379.6029 | 1258.8776 | 3379.6029
5474 | 1261.5565 | 3245.1084 | 1261.5565 | 3245.1084
5475 | 1276.7502 | 3138.8987 | 1276.7502 | 3138.8987
5476 | 1318.4692 | 3024.605 | 1318.4692 | 3024.605
5477 | 1404.6251 | 2935.2538 | 1404.6251 | 2935.2538
5478 | 1401.5983 | 2881.6067 | 1401.5983 | 2881.6067
5479 | 1347.4941 | 2872.6928 | 1347.4941 | 2872.6928
5480 | 1318.2939 | 2914.5471 | 1318.2939 | 2914.5471
5481 | 1288.3558 | 2942.9096 | 1288.3558 | 2942.9096
5482 | 1248.0363 | 2947.5763 | 1248.0363 | 2947.5763
5483 | 1183.622 | 2936.7427 | 1183.622 | 2936.7427
5484 | 1127.2267 | 2932.0052 | 1127.2267 | 2932.0052
5485 | 1086.5265 | 2931.4281 | 1086.5265 | 2931.4281
5486 | 1057.4019 | 2924.8232 | 1057.4019 | 2924.8232
5487 | 1040.6243 | 2940.4902 | 1040.6243 | 2940.4902
5488 | 1028.2009 | 2951.0832 | 1028.2009 | 2951.0832
5489 | 1034.7021 | 2964.5714 | 1034.7021 | 2964.5714
5490 | 1051.5636 | 3012.6505 | 1051.5636 | 3012.6505
5491 | 1072.6606 | 3007.8457 | 1072.6606 | 3007.8457
5492 | 1114.5321 | 2997.3871 | 1114.5321 | 2997.3871
5493 | 1165.1384 | 2957.8664 | 1165.1384 | 2957.8664
5494 | 1211.0226 | 2898.1267 | 1211.0226 | 2898.1267
5495 | 1275.0134 | 2837.7086 | 1275.0134 | 2837.7086
5496 | 1280.4023 | 2785.7247 | 1280.4023 | 2785.7247
5497 | 1247.0095 | 2707.7377 | 1247.0095 | 2707.7377
5498 | 1247.1461 | 2616.0985 | 1247.1461 | 2616.0985
5499 | 1264.7898 | 2513.9259 | 1264.7898 | 2513.9259
5500 | 1309.5273 | 2425.718 | 1309.5273 | 2425.718
5501 | 1400.6555 | 2394.5164 | 1400.6555 | 2394.5164
5502 | 1405.7593 | 2367.1104 | 1405.7593 | 2367.1104
5503 | 1348.9662 | 2327.5302 | 1348.9662 | 2327.5302
5504 | 1308.554 | 2304.4805 | 1308.554 | 2304.4805
5505 | 1291.8485 | 2306.7572 | 1291.8485 | 2306.7572
5506 | 1244.1383 | 2319.3428 | 1244.1383 | 2319.3428
5507 | 1185.0702 | 2308.5868 | 1185.0702 | 2308.5868
5508 | 1123.2499 | 2325.5098 | 1123.2499 | 2325.5098
5509 | 1083.1917 | 2348.6895 | 1083.1917 | 2348.6895
5510 | 1054.8687 | 2394.0234 | 1054.8687 | 2394.0234
5511 | 1037.9035 | 2478.7091 | 1037.9035 | 2478.7091
5512 | 1026.8194 | 2550.0913 | 1026.8194 | 2550.0913
5513 | 1033.7167 | 2602.6306 | 1033.7167 | 2602.6306
5514 | 1060.7753 | 2677.7272 | 1060.7753 | 2677.7272
5515 | 1089.4018 | 2693.6513 | 1089.4018 | 2693.6513
5516 | 1153.1443 | 2716.8093 | 1153.1443 | 2716.8093
5517 | 1198.5539 | 2700.5794 | 1198.5539 | 2700.5794
5518 | 1230.6972 | 2663.5096 | 1230.6972 | 2663.5096
5519 | 1300.2447 | 2642.2979 | 1300.2447 | 2642.2979
5520 | 1297.8295 | 2602.8134 | 1297.8295 | 2602.8134
5521 | 1263.0152 | 2532.3572 | 1263.0152 | 2532.3572
5522 | 1261.0101 | 2472.8594 | 1261.0101 | 2472.8594
5523 | 1281.1255 | 2440.6371 | 1281.1255 | 2440.6371
5524 | 1322.7704 | 2420.827 | 1322.7704 | 2420.827
5525 | 1414.2301 | 2457.2466 | 1414.2301 | 2457.2466
5526 | 1427.5274 | 2514.4642 | 1427.5274 | 2514.4642
5527 | 1361.0604 | 2574.1033 | 1361.0604 | 2574.1033
5528 | 1331.5983 | 2646.624 | 1331.5983 | 2646.624
5529 | 1293.5075 | 2645.5623 | 1293.5075 | 2645.5623
5530 | 1254.7384 | 2522.983 | 1254.7384 | 2522.983
5531 | 1181.5076 | 2278.4639 | 1181.5076 | 2278.4639
5532 | 1111.2257 | 2000.524 | 1111.2257 | 2000.524
5533 | 1067.2081 | 1795.9961 | 1067.2081 | 1795.9961
5534 | 1047.0526 | 1745.8373 | 1047.0526 | 1745.8373
5535 | 1032.2405 | 1788.677 | 1032.2405 | 1788.677
5536 | 1019.1931 | 1850.0441 | 1019.1931 | 1850.0441
5537 | 1030.5277 | 1968.5744 | 1030.5277 | 1968.5744
5538 | 1063.4196 | 2147.2379 | 1063.4196 | 2147.2379
5539 | 1110.393 | 2253.6084 | 1110.393 | 2253.6084
5540 | 1192.6088 | 2333.9067 | 1192.6088 | 2333.9067
5541 | 1236.6904 | 2408.2009 | 1236.6904 | 2408.2009
5542 | 1275.2892 | 2481.1418 | 1275.2892 | 2481.1418
5543 | 1347.5717 | 2554.4135 | 1347.5717 | 2554.4135
5544 | 1327.7542 | 2629.2874 | 1327.7542 | 2629.2874
5545 | 1281.3318 | 2665.4259 | 1281.3318 | 2665.4259
5546 | 1291.062 | 2684.962 | 1291.062 | 2684.962
5547 | 1309.9678 | 2711.821 | 1309.9678 | 2711.821
5548 | 1347.3602 | 2725.0063 | 1347.3602 | 2725.0063
5549 | 1440.3363 | 2751.9543 | 1440.3363 | 2751.9543
5550 | 1466.732 | 2774.7014 | 1466.732 | 2774.7014
5551 | 1396.2762 | 2798.7829 | 1396.2762 | 2798.7829
5552 | 1353.2114 | 2869.9062 | 1353.2114 | 2869.9062
5553 | 1318.6095 | 2942.5214 | 1318.6095 | 2942.5214
5554 | 1265.9124 | 3004.7167 | 1265.9124 | 3004.7167
5555 | 1193.1643 | 3051.8774 | 1193.1643 | 3051.8774
5556 | 1122.916 | 3097.293 | 1122.916 | 3097.293
5557 | 1074.2475 | 3136.3881 | 1074.2475 | 3136.3881
5558 | 1052.349 | 3175.3558 | 1052.349 | 3175.3558
5559 | 1035.6316 | 3202.9012 | 1035.6316 | 3202.9012
5560 | 1025.0154 | 3214.0376 | 1025.0154 | 3214.0376
5561 | 1037.4393 | 3244.5282 | 1037.4393 | 3244.5282
5562 | 1070.2559 | 3313.7244 | 1070.2559 | 3313.7244
5563 | 1121.4666 | 3323.2047 | 1121.4666 | 3323.2047
5564 | 1198.4545 | 3327.1088 | 1198.4545 | 3327.1088
5565 | 1245.8672 | 3316.6241 | 1245.8672 | 3316.6241
5566 | 1279.6309 | 3308.5902 | 1279.6309 | 3308.5902
5567 | 1356.2622 | 3299.2569 | 1356.2622 | 3299.2569
5568 | 1345.8189 | 3254.2602 | 1345.8189 | 3254.2602
5569 | 1290.4272 | 3162.2987 | 1290.4272 | 3162.2987
5570 | 1292.9856 | 3072.0569 | 1292.9856 | 3072.0569
5571 | 1311.2617 | 3015.3016 | 1311.2617 | 3015.3016
5572 | 1350.223 | 2987.6501 | 1350.223 | 2987.6501
5573 | 1443.283 | 3016.3061 | 1443.283 | 3016.3061
5574 | 1459.6948 | 3052.4067 | 1459.6948 | 3052.4067
5575 | 1391.3509 | 3084.0966 | 1391.3509 | 3084.0966
5576 | 1343.6139 | 3139.8479 | 1343.6139 | 3139.8479
5577 | 1307.9199 | 3199.4202 | 1307.9199 | 3199.4202
5578 | 1260.5926 | 3244.3025 | 1260.5926 | 3244.3025
5579 | 1185.9156 | 3264.6011 | 1185.9156 | 3264.6011
5580 | 1127.9167 | 3292.859 | 1127.9167 | 3292.859
5581 | 1079.2981 | 3322.9483 | 1079.2981 | 3322.9483
5582 | 1061.3909 | 3341.8858 | 1061.3909 | 3341.8858
5583 | 1036.03 | 3360.3477 | 1036.03 | 3360.3477
5584 | 1023.9822 | 3383.3625 | 1023.9822 | 3383.3625
5585 | 1037.3873 | 3447.5473 | 1037.3873 | 3447.5473
5586 | 1067.2667 | 3554.1642 | 1067.2667 | 3554.1642
5587 | 1109.5965 | 3603.3167 | 1109.5965 | 3603.3167
5588 | 1191.332 | 3654.6567 | 1191.332 | 3654.6567
5589 | 1232.3988 | 3683.9217 | 1232.3988 | 3683.9217
5590 | 1266.0908 | 3697.3932 | 1266.0908 | 3697.3932
5591 | 1355.3037 | 3704.4411 | 1355.3037 | 3704.4411
5592 | 1350.6772 | 3673.7295 | 1350.6772 | 3673.7295
5593 | 1296.3591 | 3590.8515 | 1296.3591 | 3590.8515
5594 | 1285.7358 | 3492.225 | 1285.7358 | 3492.225
5595 | 1308.5367 | 3397.9713 | 1308.5367 | 3397.9713
5596 | 1342.9579 | 3300.2918 | 1342.9579 | 3300.2918
5597 | 1423.0112 | 3252.6313 | 1423.0112 | 3252.6313
5598 | 1446.5202 | 3218.7038 | 1446.5202 | 3218.7038
5599 | 1391.6234 | 3203.5013 | 1391.6234 | 3203.5013
5600 | 1339.8603 | 3242.7937 | 1339.8603 | 3242.7937
5601 | 1306.9746 | 3294.3695 | 1306.9746 | 3294.3695
5602 | 1257.408 | 3339.1742 | 1257.408 | 3339.1742
5603 | 1187.998 | 3366.6929 | 1187.998 | 3366.6929
5604 | 1131.4745 | 3390.6809 | 1131.4745 | 3390.6809
5605 | 1087.36 | 3414.7922 | 1087.36 | 3414.7922
5606 | 1059.8932 | 3437.7668 | 1059.8932 | 3437.7668
5607 | 1039.0994 | 3455.8405 | 1039.0994 | 3455.8405
5608 | 1031.008 | 3461.3871 | 1031.008 | 3461.3871
5609 | 1033.7345 | 3493.7409 | 1033.7345 | 3493.7409
5610 | 1063.3917 | 3568.4493 | 1063.3917 | 3568.4493
5611 | 1092.8842 | 3583.9853 | 1092.8842 | 3583.9853
5612 | 1160.1893 | 3610.4816 | 1160.1893 | 3610.4816
5613 | 1211.268 | 3638.1939 | 1211.268 | 3638.1939
5614 | 1250.5104 | 3661.2146 | 1250.5104 | 3661.2146
5615 | 1320.7899 | 3656.1513 | 1320.7899 | 3656.1513
5616 | 1314.035 | 3593.0653 | 1314.035 | 3593.0653
5617 | 1283.5889 | 3480.6078 | 1283.5889 | 3480.6078
5618 | 1289.597 | 3349.1411 | 1289.597 | 3349.1411
5619 | 1307.2964 | 3208.9267 | 1307.2964 | 3208.9267
5620 | 1332.7412 | 3074.0594 | 1332.7412 | 3074.0594
5621 | 1409.0565 | 2996.1207 | 1409.0565 | 2996.1207
5622 | 1431.7955 | 2950.6254 | 1431.7955 | 2950.6254
5623 | 1373.1915 | 2927.8922 | 1373.1915 | 2927.8922
5624 | 1317.293 | 2976.8115 | 1317.293 | 2976.8115
5625 | 1278.5023 | 3065.0316 | 1278.5023 | 3065.0316
5626 | 1243.0698 | 3084.5268 | 1243.0698 | 3084.5268
5627 | 1186.5573 | 3095.5867 | 1186.5573 | 3095.5867
5628 | 1126.6919 | 3141.8563 | 1126.6919 | 3141.8563
5629 | 1084.0926 | 3186.3859 | 1084.0926 | 3186.3859
5630 | 1058.4393 | 3218.9875 | 1058.4393 | 3218.9875
5631 | 1039.0616 | 3233.1017 | 1039.0616 | 3233.1017
5632 | 1025.0074 | 3210.311 | 1025.0074 | 3210.311
5633 | 1028.4696 | 3193.2882 | 1028.4696 | 3193.2882
5634 | 1046.2251 | 3215.2814 | 1046.2251 | 3215.2814
5635 | 1064.4692 | 3224.063 | 1064.4692 | 3224.063
5636 | 1116.2278 | 3283.943 | 1116.2278 | 3283.943
5637 | 1162.4736 | 3369.0286 | 1162.4736 | 3369.0286
5638 | 1193.863 | 3492.3555 | 1193.863 | 3492.3555
5639 | 1270.8968 | 3612.2867 | 1270.8968 | 3612.2867
5640 | 1259.756 | 3664.1026 | 1259.756 | 3664.1026
5641 | 1230.4856 | 3631.8435 | 1230.4856 | 3631.8435
5642 | 1229.5169 | 3575.917 | 1229.5169 | 3575.917
5643 | 1242.9378 | 3513.4942 | 1242.9378 | 3513.4942
5644 | 1273.2507 | 3438.3293 | 1273.2507 | 3438.3293
5645 | 1343.6447 | 3402.3142 | 1343.6447 | 3402.3142
5646 | 1362.3838 | 3377.082 | 1362.3838 | 3377.082
5647 | 1313.897 | 3353.9606 | 1313.897 | 3353.9606
5648 | 1287.9462 | 3364.6052 | 1287.9462 | 3364.6052
5649 | 1252.1151 | 3394.6757 | 1252.1151 | 3394.6757
5650 | 1214.0877 | 3426.3598 | 1214.0877 | 3426.3598
5651 | 1151.9324 | 3443.9411 | 1151.9324 | 3443.9411
5652 | 1097.5053 | 3453.3334 | 1097.5053 | 3453.3334
5653 | 1056.6113 | 3454.6196 | 1056.6113 | 3454.6196
5654 | 1032.2878 | 3453.6822 | 1032.2878 | 3453.6822
5655 | 1015.1989 | 3440.779 | 1015.1989 | 3440.779
5656 | 995.2313 | 3420.628 | 995.2313 | 3420.628
5657 | 1002.8957 | 3417.8125 | 1002.8957 | 3417.8125
5658 | 1017.2927 | 3444.5417 | 1017.2927 | 3444.5417
5659 | 1035.2679 | 3413.5734 | 1035.2679 | 3413.5734
5660 | 1083.8918 | 3386.8112 | 1083.8918 | 3386.8112
5661 | 1121.8938 | 3362.119 | 1121.8938 | 3362.119
5662 | 1172.5527 | 3342.6726 | 1172.5527 | 3342.6726
5663 | 1235.9003 | 3346.1493 | 1235.9003 | 3346.1493
5664 | 1221.6529 | 3330.3438 | 1221.6529 | 3330.3438
5665 | 1196.1298 | 3279.7625 | 1196.1298 | 3279.7625
5666 | 1196.9744 | 3211.026 | 1196.9744 | 3211.026
5667 | 1216.9538 | 3136.1814 | 1216.9538 | 3136.1814
5668 | 1253.1783 | 3051.7778 | 1253.1783 | 3051.7778
5669 | 1339.074 | 3007.7661 | 1339.074 | 3007.7661
5670 | 1358.4161 | 2984.1643 | 1358.4161 | 2984.1643
5671 | 1312.6192 | 2976.8808 | 1312.6192 | 2976.8808
5672 | 1272.5155 | 3017.1824 | 1272.5155 | 3017.1824
5673 | 1240.2484 | 3075.4349 | 1240.2484 | 3075.4349
5674 | 1199.8546 | 3127.0716 | 1199.8546 | 3127.0716
5675 | 1141.5455 | 3158.7051 | 1141.5455 | 3158.7051
5676 | 1091.4166 | 3189.3697 | 1091.4166 | 3189.3697
5677 | 1047.2428 | 3218.2169 | 1047.2428 | 3218.2169
5678 | 1022.2816 | 3242.5113 | 1022.2816 | 3242.5113
5679 | 1006.4166 | 3265.5537 | 1006.4166 | 3265.5537
5680 | 994.7143 | 3289.0343 | 994.7143 | 3289.0343
5681 | 1001.3078 | 3334.0429 | 1001.3078 | 3334.0429
5682 | 1023.1617 | 3406.1893 | 1023.1617 | 3406.1893
5683 | 1046.772 | 3405.7322 | 1046.772 | 3405.7322
5684 | 1113.2149 | 3399.6988 | 1113.2149 | 3399.6988
5685 | 1150.0067 | 3381.1399 | 1150.0067 | 3381.1399
5686 | 1191.9711 | 3364.7213 | 1191.9711 | 3364.7213
5687 | 1270.5092 | 3347.4691 | 1270.5092 | 3347.4691
5688 | 1259.8319 | 3291.5256 | 1259.8319 | 3291.5256
5689 | 1214.6622 | 3186.5212 | 1214.6622 | 3186.5212
5690 | 1218.6935 | 3045.5829 | 1218.6935 | 3045.5829
5691 | 1240.844 | 2900.555 | 1240.844 | 2900.555
5692 | 1272.8575 | 2781.7585 | 1272.8575 | 2781.7585
5693 | 1362.9165 | 2721.9866 | 1362.9165 | 2721.9866
5694 | 1394.4351 | 2688.3697 | 1394.4351 | 2688.3697
5695 | 1343.8847 | 2683.7258 | 1343.8847 | 2683.7258
5696 | 1299.5109 | 2779.1493 | 1299.5109 | 2779.1493
5697 | 1261.6706 | 2940.8134 | 1261.6706 | 2940.8134
5698 | 1216.3634 | 3059.295 | 1216.3634 | 3059.295
5699 | 1142.7641 | 3129.5915 | 1142.7641 | 3129.5915
5700 | 1087.2398 | 3179.5099 | 1087.2398 | 3179.5099
5701 | 1043.0888 | 3219.5367 | 1043.0888 | 3219.5367
5702 | 1019.915 | 3256.6411 | 1019.915 | 3256.6411
5703 | 1011.8095 | 3290.9408 | 1011.8095 | 3290.9408
5704 | 993.8191 | 3300.4469 | 993.8191 | 3300.4469
5705 | 1008.5243 | 3303.1436 | 1008.5243 | 3303.1436
5706 | 1043.7044 | 3313.6467 | 1043.7044 | 3313.6467
5707 | 1076.8182 | 3275.536 | 1076.8182 | 3275.536
5708 | 1164.5136 | 3258.0901 | 1164.5136 | 3258.0901
5709 | 1206.6565 | 3254.9808 | 1206.6565 | 3254.9808
5710 | 1249.3638 | 3241.6677 | 1249.3638 | 3241.6677
5711 | 1322.201 | 3205.6274 | 1322.201 | 3205.6274
5712 | 1304.0103 | 3127.48 | 1304.0103 | 3127.48
5713 | 1256.5587 | 2975.9714 | 1256.5587 | 2975.9714
5714 | 1255.4524 | 2838.9925 | 1255.4524 | 2838.9925
5715 | 1281.0928 | 2700.4861 | 1281.0928 | 2700.4861
5716 | 1301.6669 | 2554.4392 | 1301.6669 | 2554.4392
5717 | 1400.3978 | 2500.9559 | 1400.3978 | 2500.9559
5718 | 1439.3 | 2468.2706 | 1439.3 | 2468.2706
5719 | 1377.6088 | 2435.0565 | 1377.6088 | 2435.0565
5720 | 1330.9898 | 2428.0776 | 1330.9898 | 2428.0776
5721 | 1299.02 | 2435.8665 | 1299.02 | 2435.8665
5722 | 1247.3375 | 2423.2979 | 1247.3375 | 2423.2979
5723 | 1173.7672 | 2381.6426 | 1173.7672 | 2381.6426
5724 | 1103.1736 | 2335.4473 | 1103.1736 | 2335.4473
5725 | 1061.8683 | 2285.0277 | 1061.8683 | 2285.0277
5726 | 1041.5804 | 2239.6046 | 1041.5804 | 2239.6046
5727 | 1023.2529 | 2195.9574 | 1023.2529 | 2195.9574
5728 | 1008.0318 | 2157.4842 | 1008.0318 | 2157.4842
5729 | 1017.7559 | 2164.0628 | 1017.7559 | 2164.0628
5730 | 1047.7958 | 2217.033 | 1047.7958 | 2217.033
5731 | 1086.3963 | 2212.5387 | 1086.3963 | 2212.5387
5732 | 1185.3912 | 2213.6479 | 1185.3912 | 2213.6479
5733 | 1225.5207 | 2206.3463 | 1225.5207 | 2206.3463
5734 | 1255.5038 | 2199.3217 | 1255.5038 | 2199.3217
5735 | 1337.0056 | 2181.4484 | 1337.0056 | 2181.4484
5736 | 1327.8454 | 2152.5224 | 1327.8454 | 2152.5224
5737 | 1268.1426 | 2099.3015 | 1268.1426 | 2099.3015
5738 | 1257.3194 | 2041.667 | 1257.3194 | 2041.667
5739 | 1273.5288 | 1997.2558 | 1273.5288 | 1997.2558
5740 | 1305.6162 | 1951.8256 | 1305.6162 | 1951.8256
5741 | 1384.017 | 1949.8929 | 1384.017 | 1949.8929
5742 | 1425.633 | 1951.8335 | 1425.633 | 1951.8335
5743 | 1366.4477 | 1945.6368 | 1366.4477 | 1945.6368
5744 | 1324.8493 | 1951.0797 | 1324.8493 | 1951.0797
5745 | 1289.9388 | 1944.3506 | 1289.9388 | 1944.3506
5746 | 1246.2784 | 1935.6638 | 1246.2784 | 1935.6638
5747 | 1169.6341 | 1929.7213 | 1169.6341 | 1929.7213
5748 | 1105.5777 | 1948.2747 | 1105.5777 | 1948.2747
5749 | 1064.4919 | 1996.0651 | 1064.4919 | 1996.0651
5750 | 1037.7048 | 2057.9355 | 1037.7048 | 2057.9355
5751 | 1021.1075 | 2115.5261 | 1021.1075 | 2115.5261
5752 | 1013.0156 | 2167.2664 | 1013.0156 | 2167.2664
5753 | 1024.2958 | 2231.5288 | 1024.2958 | 2231.5288
5754 | 1051.256 | 2333.2546 | 1051.256 | 2333.2546
5755 | 1081.7278 | 2378.7582 | 1081.7278 | 2378.7582
5756 | 1167.2511 | 2419.6949 | 1167.2511 | 2419.6949
5757 | 1214.4309 | 2439.4883 | 1214.4309 | 2439.4883
5758 | 1245.6668 | 2450.553 | 1245.6668 | 2450.553
5759 | 1339.2962 | 2465.6751 | 1339.2962 | 2465.6751
5760 | 1323.519 | 2480.3808 | 1323.519 | 2480.3808
5761 | 1268.3688 | 2480.729 | 1268.3688 | 2480.729
5762 | 1277.8902 | 2487.8432 | 1277.8902 | 2487.8432
5763 | 1287.7724 | 2504.299 | 1287.7724 | 2504.299
5764 | 1310.9509 | 2487.3613 | 1310.9509 | 2487.3613
5765 | 1388.1385 | 2487.3695 | 1388.1385 | 2487.3695
5766 | 1446.2034 | 2484.8072 | 1446.2034 | 2484.8072
5767 | 1377.5447 | 2488.6256 | 1377.5447 | 2488.6256
5768 | 1333.4607 | 2522.4834 | 1333.4607 | 2522.4834
5769 | 1300.1062 | 2548.7497 | 1300.1062 | 2548.7497
5770 | 1250.3185 | 2556.5219 | 1250.3185 | 2556.5219
5771 | 1187.9541 | 2539.0116 | 1187.9541 | 2539.0116
5772 | 1122.7378 | 2527.5973 | 1122.7378 | 2527.5973
5773 | 1077.6801 | 2531.8337 | 1077.6801 | 2531.8337
5774 | 1055.858 | 2547.1999 | 1055.858 | 2547.1999
5775 | 1035.481 | 2556.7336 | 1035.481 | 2556.7336
5776 | 1038.2964 | 2545.2002 | 1038.2964 | 2545.2002
5777 | 1050.6864 | 2561.7939 | 1050.6864 | 2561.7939
5778 | 1071.6499 | 2625.4003 | 1071.6499 | 2625.4003
5779 | 1090.7007 | 2637.9861 | 1090.7007 | 2637.9861
5780 | 1158.8127 | 2656.7964 | 1158.8127 | 2656.7964
5781 | 1204.0283 | 2657.1031 | 1204.0283 | 2657.1031
5782 | 1247.3688 | 2649.3798 | 1247.3688 | 2649.3798
5783 | 1324.4438 | 2644.3941 | 1324.4438 | 2644.3941
5784 | 1328.4585 | 2636.8957 | 1328.4585 | 2636.8957
5785 | 1286.0974 | 2608.0526 | 1286.0974 | 2608.0526
5786 | 1287.4391 | 2581.3174 | 1287.4391 | 2581.3174
5787 | 1302.1565 | 2569.9793 | 1302.1565 | 2569.9793
5788 | 1328.4763 | 2555.4484 | 1328.4763 | 2555.4484
5789 | 1395.1095 | 2567.5679 | 1395.1095 | 2567.5679
5790 | 1432.9419 | 2577.6603 | 1432.9419 | 2577.6603
5791 | 1377.4947 | 2574.1033 | 1377.4947 | 2574.1033
5792 | 1331.9255 | 2565.2611 | 1331.9255 | 2565.2611
5793 | 1299.4476 | 2525.6141 | 1299.4476 | 2525.6141
5794 | 1258.2186 | 2478.2644 | 1258.2186 | 2478.2644
5795 | 1199.1358 | 2415.8803 | 1199.1358 | 2415.8803
5796 | 1130.3725 | 1977.3083 | 1130.3725 | 1977.3083
5797 | 1090.2521 | 1965.8121 | 1090.2521 | 1965.8121
5798 | 1071.6723 | 1964.0652 | 1071.6723 | 1964.0652
5799 | 1056.9586 | 1962.4874 | 1056.9586 | 1962.4874
5800 | 1050.9393 | 2001.0366 | 1050.9393 | 2001.0366
5801 | 1059.0939 | 2087.5853 | 1059.0939 | 2087.5853
5802 | 1073.0689 | 2140.3719 | 1073.0689 | 2140.3719
5803 | 1078.1182 | 2184.2028 | 1078.1182 | 2184.2028
5804 | 1123.9902 | 2228.1781 | 1123.9902 | 2228.1781
5805 | 1181.9492 | 2270.1702 | 1181.9492 | 2270.1702
5806 | 1214.7021 | 2295.5799 | 1214.7021 | 2295.5799
5807 | 1288.1898 | 2289.1767 | 1288.1898 | 2289.1767
5808 | 1284.1907 | 2249.8229 | 1284.1907 | 2249.8229
5809 | 1256.4209 | 2198.146 | 1256.4209 | 2198.146
5810 | 1254.8167 | 2145.4571 | 1254.8167 | 2145.4571
5811 | 1252.1362 | 2109.7185 | 1252.1362 | 2109.7185
5812 | 1269.9146 | 2090.5714 | 1269.9146 | 2090.5714
5813 | 1327.2274 | 2076.8078 | 1327.2274 | 2076.8078
5814 | 1385.4245 | 2062.9839 | 1385.4245 | 2062.9839
5815 | 1338.4204 | 2082.2245 | 1338.4204 | 2082.2245
5816 | 1299.401 | 2127.4228 | 1299.401 | 2127.4228
5817 | 1270.7859 | 2173.767 | 1270.7859 | 2173.767
5818 | 1239.2959 | 2198.6697 | 1239.2959 | 2198.6697
5819 | 1169.5027 | 2217.4059 | 1169.5027 | 2217.4059
5820 | 1122.1171 | 2228.7984 | 1122.1171 | 2228.7984
5821 | 1078.3578 | 2242.5631 | 1078.3578 | 2242.5631
5822 | 1053.2393 | 2252.723 | 1053.2393 | 2252.723
5823 | 1036.7807 | 2260.618 | 1036.7807 | 2260.618
5824 | 1026.0906 | 2286.0105 | 1026.0906 | 2286.0105
5825 | 1030.8499 | 2343.3514 | 1030.8499 | 2343.3514
5826 | 1042.4652 | 2366.6012 | 1042.4652 | 2366.6012
5827 | 1063.9619 | 2378.8561 | 1063.9619 | 2378.8561
5828 | 1128.4304 | 2377.375 | 1128.4304 | 2377.375
5829 | 1175.7892 | 2372.3977 | 1175.7892 | 2372.3977
5830 | 1214.5227 | 2365.9682 | 1214.5227 | 2365.9682
5831 | 1280.4989 | 2361.6043 | 1280.4989 | 2361.6043
5832 | 1276.7336 | 2349.2875 | 1276.7336 | 2349.2875
5833 | 1237.1472 | 2319.2533 | 1237.1472 | 2319.2533
5834 | 1240.3068 | 2269.4589 | 1240.3068 | 2269.4589
5835 | 1249.1238 | 2222.9318 | 1249.1238 | 2222.9318
5836 | 1279.3194 | 2189.7728 | 1279.3194 | 2189.7728
5837 | 1355.7346 | 2174.2989 | 1355.7346 | 2174.2989
5838 | 1393.1516 | 2162.9747 | 1393.1516 | 2162.9747
5839 | 1347.2559 | 2175.5712 | 1347.2559 | 2175.5712
5840 | 1306.1255 | 2220.3748 | 1306.1255 | 2220.3748
5841 | 1276.5736 | 2297.1767 | 1276.5736 | 2297.1767
5842 | 1231.1437 | 2362.2073 | 1231.1437 | 2362.2073
5843 | 1173.6455 | 2415.3483 | 1173.6455 | 2415.3483
5844 | 1117.3191 | 2472.1972 | 1117.3191 | 2472.1972
5845 | 1078.0918 | 2532.8655 | 1078.0918 | 2532.8655
5846 | 1055.4839 | 2583.219 | 1055.4839 | 2583.219
5847 | 1037.7922 | 2633.1497 | 1037.7922 | 2633.1497
5848 | 1032.1704 | 2703.9327 | 1032.1704 | 2703.9327
5849 | 1041.1209 | 2806.3353 | 1041.1209 | 2806.3353
5850 | 1051.8768 | 2871.4892 | 1051.8768 | 2871.4892
5851 | 1088.6584 | 2921.2406 | 1088.6584 | 2921.2406
5852 | 1160.6165 | 2955.5458 | 1160.6165 | 2955.5458
5853 | 1202.0744 | 2979.9736 | 1202.0744 | 2979.9736
5854 | 1231.0223 | 2987.6875 | 1231.0223 | 2987.6875
5855 | 1312.2088 | 2954.379 | 1312.2088 | 2954.379
5856 | 1295.2677 | 2834.1115 | 1295.2677 | 2834.1115
5857 | 1246.9671 | 2722.2427 | 1246.9671 | 2722.2427
5858 | 1240.4685 | 2596.2711 | 1240.4685 | 2596.2711
5859 | 1253.9078 | 2481.5266 | 1253.9078 | 2481.5266
5860 | 1278.9355 | 2399.2273 | 1278.9355 | 2399.2273
5861 | 1340.8237 | 2344.2833 | 1340.8237 | 2344.2833
5862 | 1408.5669 | 2297.1072 | 1408.5669 | 2297.1072
5863 | 1353.9577 | 2267.0102 | 1353.9577 | 2267.0102
5864 | 1307.9389 | 2262.7393 | 1307.9389 | 2262.7393
5865 | 1273.0641 | 2287.1777 | 1273.0641 | 2287.1777
5866 | 1236.6567 | 2284.0566 | 1236.6567 | 2284.0566
5867 | 1163.0222 | 2268.8485 | 1163.0222 | 2268.8485
5868 | 1109.5353 | 2256.8222 | 1109.5353 | 2256.8222
5869 | 1066.7654 | 2256.7065 | 1066.7654 | 2256.7065
5870 | 1042.7245 | 2258.0515 | 1042.7245 | 2258.0515
5871 | 1026.3791 | 2263.1836 | 1026.3791 | 2263.1836
5872 | 1018.1381 | 2290.0233 | 1018.1381 | 2290.0233
5873 | 1032.7273 | 2355.1266 | 1032.7273 | 2355.1266
5874 | 1051.4031 | 2397.2563 | 1051.4031 | 2397.2563
5875 | 1094.1302 | 2473.7816 | 1094.1302 | 2473.7816
5876 | 1183.6052 | 2586.8295 | 1183.6052 | 2586.8295
5877 | 1231.228 | 2692.1052 | 1231.228 | 2692.1052
5878 | 1263.2207 | 2766.6551 | 1263.2207 | 2766.6551
5879 | 1346.0278 | 2788.7362 | 1346.0278 | 2788.7362
5880 | 1330.8297 | 2686.5592 | 1330.8297 | 2686.5592
5881 | 1272.852 | 2536.6676 | 1272.852 | 2536.6676
5882 | 1276.7806 | 2443.5877 | 1276.7806 | 2443.5877
5883 | 1283.5578 | 2336.0136 | 1283.5578 | 2336.0136
5884 | 1309.9983 | 2216.8098 | 1309.9983 | 2216.8098
5885 | 1372.2138 | 2137.6575 | 1372.2138 | 2137.6575
5886 | 1427.0348 | 2075.4827 | 1427.0348 | 2075.4827
5887 | 1360.8259 | 2052.4903 | 1360.8259 | 2052.4903
5888 | 1322.7867 | 2068.8097 | 1322.7867 | 2068.8097
5889 | 1291.9653 | 2116.0749 | 1291.9653 | 2116.0749
5890 | 1237.8443 | 2134.2019 | 1237.8443 | 2134.2019
5891 | 1166.1079 | 2129.9797 | 1166.1079 | 2129.9797
5892 | 1103.1469 | 2132.5572 | 1103.1469 | 2132.5572
5893 | 1056.6628 | 2149.0848 | 1056.6628 | 2149.0848
5894 | 1034.3047 | 2162.205 | 1034.3047 | 2162.205
5895 | 1018.2184 | 2169.5737 | 1018.2184 | 2169.5737
5896 | 1016.0199 | 2193.4532 | 1016.0199 | 2193.4532
5897 | 1029.896 | 2250.5967 | 1029.896 | 2250.5967
5898 | 1045.6194 | 2264.1764 | 1045.6194 | 2264.1764
5899 | 1096.2459 | 2250.9073 | 1096.2459 | 2250.9073
5900 | 1178.1381 | 2220.2841 | 1178.1381 | 2220.2841
5901 | 1226.272 | 2197.3479 | 1226.272 | 2197.3479
5902 | 1269.1231 | 2184.0111 | 1269.1231 | 2184.0111
5903 | 1355.8754 | 2179.3841 | 1355.8754 | 2179.3841
5904 | 1334.2408 | 2174.3035 | 1334.2408 | 2174.3035
5905 | 1278.008 | 2160.2547 | 1278.008 | 2160.2547
5906 | 1279.545 | 2121.0514 | 1279.545 | 2121.0514
5907 | 1290.9369 | 2077.0241 | 1290.9369 | 2077.0241
5908 | 1316.5659 | 2040.1155 | 1316.5659 | 2040.1155
5909 | 1378.2846 | 2008.6561 | 1378.2846 | 2008.6561
5910 | 1443.2723 | 1982.0702 | 1443.2723 | 1982.0702
5911 | 1389.8195 | 1969.8005 | 1389.8195 | 1969.8005
5912 | 1339.5515 | 1984.4096 | 1339.5515 | 1984.4096
5913 | 1304.3735 | 2017.3339 | 1304.3735 | 2017.3339
5914 | 1244.4799 | 2037.8292 | 1244.4799 | 2037.8292
5915 | 1173.5381 | 2046.7636 | 1173.5381 | 2046.7636
5916 | 1107.0956 | 2049.2096 | 1107.0956 | 2049.2096
5917 | 1061.9018 | 2066.9213 | 1061.9018 | 2066.9213
5918 | 1035.0849 | 2086.3567 | 1035.0849 | 2086.3567
5919 | 1019.7062 | 2093.9886 | 1019.7062 | 2093.9886
5920 | 1014.2146 | 2120.9598 | 1014.2146 | 2120.9598
5921 | 1023.6028 | 2189.9444 | 1023.6028 | 2189.9444
5922 | 1037.6719 | 2234.4422 | 1037.6719 | 2234.4422
5923 | 1087.8094 | 2278.2074 | 1087.8094 | 2278.2074
5924 | 1172.6348 | 2315.9991 | 1172.6348 | 2315.9991
5925 | 1227.6607 | 2361.2803 | 1227.6607 | 2361.2803
5926 | 1265.0032 | 2407.3459 | 1265.0032 | 2407.3459
5927 | 1346.6893 | 2425.6774 | 1346.6893 | 2425.6774
5928 | 1323.5174 | 2416.5182 | 1323.5174 | 2416.5182
5929 | 1262.1029 | 2382.9975 | 1262.1029 | 2382.9975
5930 | 1265.8537 | 2330.5717 | 1265.8537 | 2330.5717
5931 | 1263.7864 | 2275.0323 | 1263.7864 | 2275.0323
5932 | 1281.2107 | 2239.0446 | 1281.2107 | 2239.0446
5933 | 1343.4473 | 2224.0969 | 1343.4473 | 2224.0969
5934 | 1408.7111 | 2212.3781 | 1408.7111 | 2212.3781
5935 | 1361.6366 | 2220.0408 | 1361.6366 | 2220.0408
5936 | 1314.177 | 2247.6091 | 1314.177 | 2247.6091
5937 | 1273.3843 | 2293.4929 | 1273.3843 | 2293.4929
5938 | 1225.7159 | 2332.0127 | 1225.7159 | 2332.0127
5939 | 1159.2112 | 2368.1158 | 1159.2112 | 2368.1158
5940 | 1095.4986 | 2407.0058 | 1095.4986 | 2407.0058
5941 | 1057.121 | 2446.7549 | 1057.121 | 2446.7549
5942 | 1037.9498 | 2464.0852 | 1037.9498 | 2464.0852
5943 | 1020.3011 | 2465.4019 | 1020.3011 | 2465.4019
5944 | 1012.497 | 2477.5061 | 1012.497 | 2477.5061
5945 | 1023.126 | 2521.3614 | 1023.126 | 2521.3614
5946 | 1030.3431 | 2531.3887 | 1030.3431 | 2531.3887
5947 | 1060.3433 | 2532.5262 | 1060.3433 | 2532.5262
5948 | 1133.193 | 2527.3613 | 1133.193 | 2527.3613
5949 | 1183.3044 | 2529.357 | 1183.3044 | 2529.357
5950 | 1226.8502 | 2528.7164 | 1226.8502 | 2528.7164
5951 | 1289.01 | 2527.1812 | 1289.01 | 2527.1812
5952 | 1274.6064 | 2523.5478 | 1274.6064 | 2523.5478
5953 | 1237.8693 | 2513.9723 | 1237.8693 | 2513.9723
5954 | 1234.5025 | 2489.1756 | 1234.5025 | 2489.1756
5955 | 1252.0034 | 2457.4498 | 1252.0034 | 2457.4498
5956 | 1268.9114 | 2437.6449 | 1268.9114 | 2437.6449
5957 | 1330.2498 | 2438.4852 | 1330.2498 | 2438.4852
5958 | 1389.962 | 2429.9898 | 1389.962 | 2429.9898
5959 | 1334.0676 | 2423.9695 | 1334.0676 | 2423.9695
5960 | 1291.5488 | 2437.4602 | 1291.5488 | 2437.4602
5961 | 1257.4101 | 2452.7546 | 1257.4101 | 2452.7546
5962 | 1211.6492 | 2449.9625 | 1211.6492 | 2449.9625
5963 | 1157.8608 | 2452.9106 | 1157.8608 | 2452.9106
5964 | 1095.6772 | 2459.1721 | 1095.6772 | 2459.1721
5965 | 1056.4415 | 2471.3579 | 1056.4415 | 2471.3579
5966 | 1043.926 | 2481.781 | 1043.926 | 2481.781
5967 | 1017.2955 | 2499.8724 | 1017.2955 | 2499.8724
5968 | 1006.9358 | 2544.4737 | 1006.9358 | 2544.4737
5969 | 1009.8263 | 2622.4048 | 1009.8263 | 2622.4048
5970 | 1011.5934 | 2664.0082 | 1011.5934 | 2664.0082
5971 | 1033.7107 | 2693.6957 | 1033.7107 | 2693.6957
5972 | 1082.8801 | 2712.6075 | 1082.8801 | 2712.6075
5973 | 1137.5354 | 2726.9047 | 1137.5354 | 2726.9047
5974 | 1185.7087 | 2731.5268 | 1185.7087 | 2731.5268
5975 | 1249.1939 | 2734.136 | 1249.1939 | 2734.136
5976 | 1247.4636 | 2726.7529 | 1247.4636 | 2726.7529
5977 | 1222.0632 | 2699.2843 | 1222.0632 | 2699.2843
5978 | 1218.6579 | 2650.4766 | 1218.6579 | 2650.4766
5979 | 1224.2472 | 2584.3461 | 1224.2472 | 2584.3461
5980 | 1246.1054 | 2524.7422 | 1246.1054 | 2524.7422
5981 | 1282.032 | 2485.1914 | 1282.032 | 2485.1914
5982 | 1329.4328 | 2447.4882 | 1329.4328 | 2447.4882
5983 | 1312.3088 | 2425.4825 | 1312.3088 | 2425.4825
5984 | 1283.2625 | 2426.4085 | 1283.2625 | 2426.4085
5985 | 1253.7222 | 2444.4659 | 1253.7222 | 2444.4659
5986 | 1206.3741 | 2447.0022 | 1206.3741 | 2447.0022
5987 | 1153.9827 | 2440.8065 | 1153.9827 | 2440.8065
5988 | 1098.8937 | 2423.7806 | 1098.8937 | 2423.7806
5989 | 1052.4515 | 2381.432 | 1052.4515 | 2381.432
5990 | 1035.2517 | 2312.1912 | 1035.2517 | 2312.1912
5991 | 1016.136 | 2248.6455 | 1016.136 | 2248.6455
5992 | 1009.0538 | 2259.1051 | 1009.0538 | 2259.1051
5993 | 1009.3454 | 2297.3687 | 1009.3454 | 2297.3687
5994 | 1018.7782 | 2284.8981 | 1018.7782 | 2284.8981
5995 | 1040.685 | 2262.3536 | 1040.685 | 2262.3536
5996 | 1091.4901 | 2236.2695 | 1091.4901 | 2236.2695
5997 | 1139.1441 | 2200.1108 | 1139.1441 | 2200.1108
5998 | 1188.2208 | 2164.4077 | 1188.2208 | 2164.4077
5999 | 1247.9487 | 2125.7048 | 1247.9487 | 2125.7048
6000 | 1238.7998 | 2083.8513 | 1238.7998 | 2083.8513
6001 | 1218.5871 | 2036.7792 | 1218.5871 | 2036.7792
6002 | 1220.6855 | 1978.696 | 1220.6855 | 1978.696
6003 | 1228.843 | 1924.0776 | 1228.843 | 1924.0776
6004 | 1247.3163 | 1894.4051 | 1247.3163 | 1894.4051
6005 | 1275.7089 | 1883.4044 | 1275.7089 | 1883.4044
6006 | 1299.8161 | 1855.766 | 1299.8161 | 1855.766
6007 | 1308.8506 | 1851.9166 | 1308.8506 | 1851.9166
6008 | 1276.6835 | 1893.5626 | 1276.6835 | 1893.5626
6009 | 1247.9915 | 2000.2302 | 1247.9915 | 2000.2302
6010 | 1204.3047 | 2130.2549 | 1204.3047 | 2130.2549
6011 | 1139.861 | 2245.4296 | 1139.861 | 2245.4296
6012 | 1095.8902 | 2344.1826 | 1095.8902 | 2344.1826
6013 | 1051.9226 | 2436.2296 | 1051.9226 | 2436.2296
6014 | 1029.9018 | 2498.2926 | 1029.9018 | 2498.2926
6015 | 1008.688 | 2547.1707 | 1008.688 | 2547.1707
6016 | 1007.1559 | 2609.0072 | 1007.1559 | 2609.0072
6017 | 1006.8846 | 2701.5422 | 1006.8846 | 2701.5422
6018 | 1034.1357 | 2757.1575 | 1034.1357 | 2757.1575
6019 | 1067.1923 | 2800.1333 | 1067.1923 | 2800.1333
6020 | 1130.4543 | 2829.4389 | 1130.4543 | 2829.4389
6021 | 1164.7329 | 2856.0376 | 1164.7329 | 2856.0376
6022 | 1204.7675 | 2880.8552 | 1204.7675 | 2880.8552
6023 | 1271.2752 | 2870.1761 | 1271.2752 | 2870.1761
6024 | 1276.0842 | 2810.9557 | 1276.0842 | 2810.9557
6025 | 1233.743 | 2705.0075 | 1233.743 | 2705.0075
6026 | 1227.9049 | 2550.4858 | 1227.9049 | 2550.4858
6027 | 1238.6944 | 2396.2054 | 1238.6944 | 2396.2054
6028 | 1259.7091 | 2285.093 | 1259.7091 | 2285.093
6029 | 1294.8883 | 2211.4665 | 1294.8883 | 2211.4665
6030 | 1325.9776 | 2145.3448 | 1325.9776 | 2145.3448
6031 | 1337.8238 | 2096.6968 | 1337.8238 | 2096.6968
6032 | 1300.8896 | 2089.3999 | 1300.8896 | 2089.3999
6033 | 1267.9275 | 2124.6267 | 1267.9275 | 2124.6267
6034 | 1208.0872 | 2130.1891 | 1208.0872 | 2130.1891
6035 | 1139.5894 | 2097.3511 | 1139.5894 | 2097.3511
6036 | 1083.1747 | 2055.5906 | 1083.1747 | 2055.5906
6037 | 1038.7255 | 2034.0953 | 1038.7255 | 2034.0953
6038 | 1014.2208 | 2027.4805 | 1014.2208 | 2027.4805
6039 | 1007.4731 | 2026.1 | 1007.4731 | 2026.1
6040 | 1001.3175 | 2040.2435 | 1001.3175 | 2040.2435
6041 | 1015.9086 | 2081.2043 | 1015.9086 | 2081.2043
6042 | 1048.2277 | 2084.1271 | 1048.2277 | 2084.1271
6043 | 1094.0929 | 2072.371 | 1094.0929 | 2072.371
6044 | 1180.6005 | 2050.7602 | 1180.6005 | 2050.7602
6045 | 1232.4833 | 2032.2314 | 1232.4833 | 2032.2314
6046 | 1279.8692 | 2002.5804 | 1279.8692 | 2002.5804
6047 | 1342.5878 | 1965.3248 | 1342.5878 | 1965.3248
6048 | 1332.2803 | 1924.7869 | 1332.2803 | 1924.7869
6049 | 1279.1871 | 1880.4119 | 1279.1871 | 1880.4119
6050 | 1267.2922 | 1824.2365 | 1267.2922 | 1824.2365
6051 | 1277.8401 | 1758.5007 | 1277.8401 | 1758.5007
6052 | 1293.3347 | 1701.0676 | 1293.3347 | 1701.0676
6053 | 1325.6191 | 1660.7275 | 1325.6191 | 1660.7275
6054 | 1348.2995 | 1621.6427 | 1348.2995 | 1621.6427
6055 | 1357.9667 | 1589.9011 | 1357.9667 | 1589.9011
6056 | 1333.7293 | 1580.1045 | 1333.7293 | 1580.1045
6057 | 1298.054 | 1648.1572 | 1298.054 | 1648.1572
6058 | 1227.7641 | 1740.6195 | 1227.7641 | 1740.6195
6059 | 1161.0952 | 1789.0241 | 1161.0952 | 1789.0241
6060 | 1098.4525 | 1795.0224 | 1098.4525 | 1795.0224
6061 | 1053.2938 | 1796.1566 | 1053.2938 | 1796.1566
6062 | 1027.4532 | 1818.1575 | 1027.4532 | 1818.1575
6063 | 1015.8001 | 1836.9726 | 1015.8001 | 1836.9726
6064 | 1010.8537 | 1865.5885 | 1010.8537 | 1865.5885
6065 | 1020.5737 | 1927.4684 | 1020.5737 | 1927.4684
6066 | 1057.1316 | 1950.5867 | 1057.1316 | 1950.5867
6067 | 1105.8432 | 1956.5263 | 1105.8432 | 1956.5263
6068 | 1191.5933 | 1936.3628 | 1191.5933 | 1936.3628
6069 | 1248.1094 | 1901.3224 | 1248.1094 | 1901.3224
6070 | 1280.5927 | 1905.8129 | 1280.5927 | 1905.8129
6071 | 1344.8572 | 1915.0662 | 1344.8572 | 1915.0662
6072 | 1330.3099 | 1900.7101 | 1330.3099 | 1900.7101
6073 | 1261.6603 | 1887.385 | 1261.6603 | 1887.385
6074 | 1255.326 | 1862.7856 | 1255.326 | 1862.7856
6075 | 1270.6717 | 1827.047 | 1270.6717 | 1827.047
6076 | 1274.9859 | 1806.9789 | 1274.9859 | 1806.9789
6077 | 1304.546 | 1803.938 | 1304.546 | 1803.938
6078 | 1336.6755 | 1800.7711 | 1336.6755 | 1800.7711
6079 | 1345.1556 | 1809.2889 | 1345.1556 | 1809.2889
6080 | 1322.957 | 1832.7787 | 1322.957 | 1832.7787
6081 | 1289.0206 | 1864.5848 | 1289.0206 | 1864.5848
6082 | 1228.0138 | 1907.1832 | 1228.0138 | 1907.1832
6083 | 1148.4727 | 1974.4018 | 1148.4727 | 1974.4018
6084 | 1089.7081 | 2029.7377 | 1089.7081 | 2029.7377
6085 | 1048.0569 | 2059.8825 | 1048.0569 | 2059.8825
6086 | 1031.5638 | 2071.0291 | 1031.5638 | 2071.0291
6087 | 1009.7785 | 2093.3965 | 1009.7785 | 2093.3965
6088 | 1008.6394 | 2144.1814 | 1008.6394 | 2144.1814
6089 | 1021.7998 | 2213.429 | 1021.7998 | 2213.429
6090 | 1047.073 | 2233.3897 | 1047.073 | 2233.3897
6091 | 1101.049 | 2241.1713 | 1101.049 | 2241.1713
6092 | 1185.442 | 2239.8218 | 1185.442 | 2239.8218
6093 | 1233.6131 | 2245.7645 | 1233.6131 | 2245.7645
6094 | 1282.7822 | 2269.8585 | 1282.7822 | 2269.8585
6095 | 1332.7419 | 2281.0196 | 1332.7419 | 2281.0196
6096 | 1324.327 | 2246.139 | 1324.327 | 2246.139
6097 | 1263.5516 | 2192.1597 | 1263.5516 | 2192.1597
6098 | 1251.0328 | 2106.3159 | 1251.0328 | 2106.3159
6099 | 1262.2927 | 2040.6459 | 1262.2927 | 2040.6459
6100 | 1272.2689 | 2001.9611 | 1272.2689 | 2001.9611
6101 | 1301.6539 | 1977.3432 | 1301.6539 | 1977.3432
6102 | 1319.969 | 1944.4421 | 1319.969 | 1944.4421
6103 | 1334.7673 | 1915.9897 | 1334.7673 | 1915.9897
6104 | 1303.6101 | 1911.061 | 1303.6101 | 1911.061
6105 | 1266.5678 | 1959.8392 | 1266.5678 | 1959.8392
6106 | 1213.195 | 1983.6236 | 1213.195 | 1983.6236
6107 | 1153.1489 | 1984.993 | 1153.1489 | 1984.993
6108 | 1095.8817 | 2000.3983 | 1095.8817 | 2000.3983
6109 | 1052.7197 | 2016.4654 | 1052.7197 | 2016.4654
6110 | 1027.7177 | 2018.2708 | 1027.7177 | 2018.2708
6111 | 1011.8904 | 2034.2572 | 1011.8904 | 2034.2572
6112 | 1011.5959 | 2094.5807 | 1011.5959 | 2094.5807
6113 | 1018.327 | 2210.6661 | 1018.327 | 2210.6661
6114 | 1044.5636 | 2303.3833 | 1044.5636 | 2303.3833
6115 | 1074.4464 | 2380.6322 | 1074.4464 | 2380.6322
6116 | 1147.259 | 2444.8688 | 1147.259 | 2444.8688
6117 | 1211.2195 | 2505.5434 | 1211.2195 | 2505.5434
6118 | 1252.6157 | 2554.8982 | 1252.6157 | 2554.8982
6119 | 1307.9248 | 2534.8121 | 1307.9248 | 2534.8121
6120 | 1293.4114 | 2424.4122 | 1293.4114 | 2424.4122
6121 | 1255.6616 | 2336.9491 | 1255.6616 | 2336.9491
6122 | 1242.2403 | 2221.6343 | 1242.2403 | 2221.6343
6123 | 1235.5126 | 2115.639 | 1235.5126 | 2115.639
6124 | 1253.3052 | 2041.4311 | 1253.3052 | 2041.4311
6125 | 1260.434 | 1997.0125 | 1260.434 | 1997.0125
6126 | 1283.268 | 1962.2694 | 1283.268 | 1962.2694
6127 | 1305.9333 | 1943.4214 | 1305.9333 | 1943.4214
6128 | 1296.2073 | 1958.2935 | 1296.2073 | 1958.2935
6129 | 1251.5037 | 2018.4523 | 1251.5037 | 2018.4523
6130 | 1193.8937 | 2063.5505 | 1193.8937 | 2063.5505
6131 | 1136.8935 | 2109.521 | 1136.8935 | 2109.521
6132 | 1081.0515 | 2181.7633 | 1081.0515 | 2181.7633
6133 | 1042.8596 | 2255.062 | 1042.8596 | 2255.062
6134 | 1021.4007 | 2360.4763 | 1021.4007 | 2360.4763
6135 | 1009.1084 | 2421.327 | 1009.1084 | 2421.327
6136 | 1009.2179 | 2447.1799 | 1009.2179 | 2447.1799
6137 | 1009.8573 | 2495.3111 | 1009.8573 | 2495.3111
6138 | 1026.9182 | 2508.8908 | 1026.9182 | 2508.8908
6139 | 1045.4803 | 2521.343 | 1045.4803 | 2521.343
6140 | 1098.7766 | 2511.639 | 1098.7766 | 2511.639
6141 | 1145.3445 | 2487.2556 | 1145.3445 | 2487.2556
6142 | 1186.2262 | 2426.8178 | 1186.2262 | 2426.8178
6143 | 1241.327 | 2329.3704 | 1241.327 | 2329.3704
6144 | 1215.2913 | 2251.4017 | 1215.2913 | 2251.4017
6145 | 1182.4576 | 2174.3324 | 1182.4576 | 2174.3324
6146 | 1174.5661 | 2061.2543 | 1174.5661 | 2061.2543
6147 | 1175.1965 | 1901.8428 | 1175.1965 | 1901.8428
6148 | 1185.463 | 1782.047 | 1185.463 | 1782.047
6149 | 1227.177 | 1684.4095 | 1227.177 | 1684.4095
6150 | 1239.1608 | 1596.9081 | 1239.1608 | 1596.9081
6151 | 1267.8223 | 1525.4333 | 1267.8223 | 1525.4333
6152 | 1262.2967 | 1462.8784 | 1262.2967 | 1462.8784
6153 | 1223.0594 | 1424.7566 | 1223.0594 | 1424.7566
6154 | 1175.3987 | 1392.5593 | 1175.3987 | 1392.5593
6155 | 1117.011 | 1358.7345 | 1117.011 | 1358.7345
6156 | 1064.6168 | 1332.8278 | 1064.6168 | 1332.8278
6157 | 1026.8118 | 1333.1069 | 1026.8118 | 1333.1069
6158 | 1002.46 | 1333.794 | 1002.46 | 1333.794
6159 | 987.2338 | 1320.441 | 987.2338 | 1320.441
6160 | 986.006 | 1344.1888 | 986.006 | 1344.1888
6161 | 990.9028 | 1406.3319 | 990.9028 | 1406.3319
6162 | 1002.6035 | 1421.0957 | 1002.6035 | 1421.0957
6163 | 1031.9346 | 1435.2583 | 1031.9346 | 1435.2583
6164 | 1083.2335 | 1448.7758 | 1083.2335 | 1448.7758
6165 | 1122.7962 | 1470.7697 | 1122.7962 | 1470.7697
6166 | 1171.1076 | 1469.866 | 1171.1076 | 1469.866
6167 | 1227.4514 | 1405.9023 | 1227.4514 | 1405.9023
6168 | 1224.3396 | 1322.671 | 1224.3396 | 1322.671
6169 | 1197.7864 | 1273.3623 | 1197.7864 | 1273.3623
6170 | 1193.2737 | 1242.5134 | 1193.2737 | 1242.5134
6171 | 1205.1612 | 1223.2208 | 1205.1612 | 1223.2208
6172 | 1217.315 | 1220.1248 | 1217.315 | 1220.1248
6173 | 1243.0933 | 1230.7011 | 1243.0933 | 1230.7011
6174 | 1260.5498 | 1228.2577 | 1260.5498 | 1228.2577
6175 | 1277.8777 | 1221.7111 | 1277.8777 | 1221.7111
6176 | 1269.4309 | 1217.9008 | 1269.4309 | 1217.9008
6177 | 1237.1965 | 1220.8937 | 1237.1965 | 1220.8937
6178 | 1180.0007 | 1212.8389 | 1180.0007 | 1212.8389
6179 | 1120.7901 | 1207.9589 | 1120.7901 | 1207.9589
6180 | 1065.9621 | 1214.8123 | 1065.9621 | 1214.8123
6181 | 1024.9456 | 1242.852 | 1024.9456 | 1242.852
6182 | 1002.1139 | 1296.429 | 1002.1139 | 1296.429
6183 | 990.1463 | 1383.9878 | 990.1463 | 1383.9878
6184 | 989.6395 | 1485.3601 | 989.6395 | 1485.3601
6185 | 996.313 | 1596.6434 | 996.313 | 1596.6434
6186 | 1021.3363 | 1663.0472 | 1021.3363 | 1663.0472
6187 | 1058.4117 | 1708.3254 | 1058.4117 | 1708.3254
6188 | 1136.4666 | 1731.7762 | 1136.4666 | 1731.7762
6189 | 1185.6915 | 1744.8235 | 1185.6915 | 1744.8235
6190 | 1233.019 | 1745.0382 | 1233.019 | 1745.0382
6191 | 1297.4764 | 1737.9114 | 1297.4764 | 1737.9114
6192 | 1277.2852 | 1719.6741 | 1277.2852 | 1719.6741
6193 | 1231.1637 | 1686.9428 | 1231.1637 | 1686.9428
6194 | 1222.0621 | 1635.5038 | 1222.0621 | 1635.5038
6195 | 1232.0299 | 1563.8475 | 1232.0299 | 1563.8475
6196 | 1242.7009 | 1478.8511 | 1242.7009 | 1478.8511
6197 | 1268.6857 | 1416.6051 | 1268.6857 | 1416.6051
6198 | 1292.958 | 1411.7277 | 1292.958 | 1411.7277
6199 | 1304.2631 | 1466.0309 | 1304.2631 | 1466.0309
6200 | 1294.8901 | 1520.7678 | 1294.8901 | 1520.7678
6201 | 1264.5333 | 1577.5058 | 1264.5333 | 1577.5058
6202 | 1198.2526 | 1632.2084 | 1198.2526 | 1632.2084
6203 | 1128.9733 | 1694.6906 | 1128.9733 | 1694.6906
6204 | 1071.9945 | 1754.6971 | 1071.9945 | 1754.6971
6205 | 1026.3446 | 1818.2599 | 1026.3446 | 1818.2599
6206 | 1007.4982 | 1875.2576 | 1007.4982 | 1875.2576
6207 | 992.6476 | 1935.7136 | 992.6476 | 1935.7136
6208 | 993.4855 | 2026.2316 | 993.4855 | 2026.2316
6209 | 1004.9587 | 2162.9074 | 1004.9587 | 2162.9074
6210 | 1039.2241 | 2277.2673 | 1039.2241 | 2277.2673
6211 | 1091.528 | 2378.264 | 1091.528 | 2378.264
6212 | 1183.5717 | 2450.5262 | 1183.5717 | 2450.5262
6213 | 1229.2793 | 2505.8065 | 1229.2793 | 2505.8065
6214 | 1267.8725 | 2543.1888 | 1267.8725 | 2543.1888
6215 | 1331.9527 | 2536.3251 | 1331.9527 | 2536.3251
6216 | 1302.9804 | 2481.0517 | 1302.9804 | 2481.0517
6217 | 1246.281 | 2383.129 | 1246.281 | 2383.129
6218 | 1239.1705 | 2268.8668 | 1239.1705 | 2268.8668
6219 | 1240.2528 | 2171.8181 | 1240.2528 | 2171.8181
6220 | 1248.7511 | 2105.7674 | 1248.7511 | 2105.7674
6221 | 1279.0781 | 2062.0065 | 1279.0781 | 2062.0065
6222 | 1304.6577 | 2026.0136 | 1304.6577 | 2026.0136
6223 | 1306.6527 | 2006.3761 | 1306.6527 | 2006.3761
6224 | 1294.6358 | 2006.3154 | 1294.6358 | 2006.3154
6225 | 1261.3897 | 2038.2531 | 1261.3897 | 2038.2531
6226 | 1199.1734 | 2122.4267 | 1199.1734 | 2122.4267
6227 | 1119.8377 | 2234.7069 | 1119.8377 | 2234.7069
6228 | 1059.9484 | 2343.9852 | 1059.9484 | 2343.9852
6229 | 1023.0314 | 2459.3196 | 1023.0314 | 2459.3196
6230 | 998.8054 | 2559.0107 | 998.8054 | 2559.0107
6231 | 987.3797 | 2639.5965 | 987.3797 | 2639.5965
6232 | 985.8086 | 2724.2598 | 985.8086 | 2724.2598
6233 | 998.0736 | 2827.2544 | 998.0736 | 2827.2544
6234 | 1028.6519 | 2866.8185 | 1028.6519 | 2866.8185
6235 | 1080.3666 | 2879.1392 | 1080.3666 | 2879.1392
6236 | 1168.0001 | 2878.5791 | 1168.0001 | 2878.5791
6237 | 1212.113 | 2882.022 | 1212.113 | 2882.022
6238 | 1242.6054 | 2881.5788 | 1242.6054 | 2881.5788
6239 | 1309.9943 | 2829.9825 | 1309.9943 | 2829.9825
6240 | 1278.8404 | 2731.5551 | 1278.8404 | 2731.5551
6241 | 1229.3311 | 2601.4643 | 1229.3311 | 2601.4643
6242 | 1216.6594 | 2474.7032 | 1216.6594 | 2474.7032
6243 | 1226.9238 | 2365.6819 | 1226.9238 | 2365.6819
6244 | 1229.9914 | 2278.0542 | 1229.9914 | 2278.0542
6245 | 1256.0918 | 2217.8475 | 1256.0918 | 2217.8475
6246 | 1277.5428 | 2165.2772 | 1277.5428 | 2165.2772
6247 | 1285.0252 | 2131.4305 | 1285.0252 | 2131.4305
6248 | 1283.9724 | 2122.0285 | 1283.9724 | 2122.0285
6249 | 1246.7145 | 2166.465 | 1246.7145 | 2166.465
6250 | 1192.6384 | 2240.6395 | 1192.6384 | 2240.6395
6251 | 1121.6075 | 2271.2167 | 1121.6075 | 2271.2167
6252 | 1055.5956 | 2264.7162 | 1055.5956 | 2264.7162
6253 | 1008.6432 | 2243.2867 | 1008.6432 | 2243.2867
6254 | 985.2414 | 2211.1479 | 985.2414 | 2211.1479
6255 | 975.5202 | 2191.8743 | 975.5202 | 2191.8743
6256 | 979.3127 | 2211.8068 | 979.3127 | 2211.8068
6257 | 988.8896 | 2265.398 | 988.8896 | 2265.398
6258 | 1014.7798 | 2279.1092 | 1014.7798 | 2279.1092
6259 | 1062.6751 | 2275.3787 | 1062.6751 | 2275.3787
6260 | 1153.5461 | 2275.2133 | 1153.5461 | 2275.2133
6261 | 1195.3001 | 2278.1958 | 1195.3001 | 2278.1958
6262 | 1238.9423 | 2282.3574 | 1238.9423 | 2282.3574
6263 | 1308.2121 | 2261.2845 | 1308.2121 | 2261.2845
6264 | 1284.914 | 2195.9463 | 1284.914 | 2195.9463
6265 | 1235.1422 | 2081.9724 | 1235.1422 | 2081.9724
6266 | 1231.8578 | 1962.908 | 1231.8578 | 1962.908
6267 | 1230.2417 | 1910.5262 | 1230.2417 | 1910.5262
6268 | 1237.6881 | 1921.9026 | 1237.6881 | 1921.9026
6269 | 1258.9917 | 1968.2651 | 1258.9917 | 1968.2651
6270 | 1269.5496 | 2018.3169 | 1269.5496 | 2018.3169
6271 | 1268.1727 | 2079.6589 | 1268.1727 | 2079.6589
6272 | 1262.3138 | 2154.8545 | 1262.3138 | 2154.8545
6273 | 1224.1424 | 2266.1269 | 1224.1424 | 2266.1269
6274 | 1174.4942 | 2381.0872 | 1174.4942 | 2381.0872
6275 | 1110.7612 | 2469.1591 | 1110.7612 | 2469.1591
6276 | 1043.3297 | 2536.7965 | 1043.3297 | 2536.7965
6277 | 1005.7034 | 2613.3186 | 1005.7034 | 2613.3186
6278 | 979.4271 | 2672.8819 | 979.4271 | 2672.8819
6279 | 966.3615 | 2709.6559 | 966.3615 | 2709.6559
6280 | 961.3931 | 2746.4946 | 961.3931 | 2746.4946
6281 | 969.5671 | 2804.0329 | 969.5671 | 2804.0329
6282 | 994.3486 | 2821.9542 | 994.3486 | 2821.9542
6283 | 1031.6488 | 2833.4855 | 1031.6488 | 2833.4855
6284 | 1107.6903 | 2842.5298 | 1107.6903 | 2842.5298
6285 | 1166.7688 | 2858.932 | 1166.7688 | 2858.932
6286 | 1212.651 | 2859.4756 | 1212.651 | 2859.4756
6287 | 1277.068 | 2774.8559 | 1277.068 | 2774.8559
6288 | 1263.4495 | 2657.6145 | 1263.4495 | 2657.6145
6289 | 1211.1868 | 2513.3145 | 1211.1868 | 2513.3145
6290 | 1201.078 | 2329.7823 | 1201.078 | 2329.7823
6291 | 1205.4678 | 2134.782 | 1205.4678 | 2134.782
6292 | 1215.0775 | 1999.0666 | 1215.0775 | 1999.0666
6293 | 1237.1107 | 1908.7311 | 1237.1107 | 1908.7311
6294 | 1246.2216 | 1814.5856 | 1246.2216 | 1814.5856
6295 | 1251.2652 | 1737.7823 | 1251.2652 | 1737.7823
6296 | 1247.3902 | 1690.226 | 1247.3902 | 1690.226
6297 | 1214.5197 | 1679.5359 | 1214.5197 | 1679.5359
6298 | 1163.923 | 1638.4578 | 1163.923 | 1638.4578
6299 | 1108.6881 | 1567.7285 | 1108.6881 | 1567.7285
6300 | 1047.3025 | 1509.9827 | 1047.3025 | 1509.9827
6301 | 1002.4834 | 1460.069 | 1002.4834 | 1460.069
6302 | 981.5784 | 1400.6958 | 981.5784 | 1400.6958
6303 | 968.1262 | 1351.8855 | 968.1262 | 1351.8855
6304 | 962.6268 | 1346.886 | 962.6268 | 1346.886
6305 | 969.3576 | 1392.1885 | 969.3576 | 1392.1885
6306 | 979.2403 | 1408.5968 | 979.2403 | 1408.5968
6307 | 997.5471 | 1423.6146 | 997.5471 | 1423.6146
6308 | 1058.9052 | 1432.4615 | 1058.9052 | 1432.4615
6309 | 1118.7649 | 1425.3791 | 1118.7649 | 1425.3791
6310 | 1173.6783 | 1397.1095 | 1173.6783 | 1397.1095
6311 | 1233.5409 | 1362.7484 | 1233.5409 | 1362.7484
6312 | 1227.6272 | 1305.2384 | 1227.6272 | 1305.2384
6313 | 1195.2635 | 1290.6633 | 1195.2635 | 1290.6633
6314 | 1175.9449 | 1376.909 | 1175.9449 | 1376.909
6315 | 1176.7101 | 1529.7058 | 1176.7101 | 1529.7058
6316 | 1185.4096 | 1656.2033 | 1185.4096 | 1656.2033
6317 | 1214.0388 | 1725.6557 | 1214.0388 | 1725.6557
6318 | 1216.8068 | 1768.3398 | 1216.8068 | 1768.3398
6319 | 1229.3289 | 1834.0235 | 1229.3289 | 1834.0235
6320 | 1245.0744 | 1914.087 | 1245.0744 | 1914.087
6321 | 1208.6501 | 1993.6519 | 1208.6501 | 1993.6519
6322 | 1158.0075 | 2087.8904 | 1158.0075 | 2087.8904
6323 | 1101.4184 | 2189.119 | 1101.4184 | 2189.119
6324 | 1044.5448 | 2286.951 | 1044.5448 | 2286.951
6325 | 1006.2462 | 2384.7211 | 1006.2462 | 2384.7211
6326 | 988.6061 | 2466.9139 | 988.6061 | 2466.9139
6327 | 971.4559 | 2540.0004 | 971.4559 | 2540.0004
6328 | 967.2849 | 2626.5714 | 967.2849 | 2626.5714
6329 | 970.7877 | 2737.9863 | 970.7877 | 2737.9863
6330 | 988.2203 | 2791.5623 | 988.2203 | 2791.5623
6331 | 1012.2706 | 2818.0264 | 1012.2706 | 2818.0264
6332 | 1076.8766 | 2822.5974 | 1076.8766 | 2822.5974
6333 | 1133.3728 | 2797.293 | 1133.3728 | 2797.293
6334 | 1170.7589 | 2738.9603 | 1170.7589 | 2738.9603
6335 | 1232.4085 | 2660.4585 | 1232.4085 | 2660.4585
6336 | 1226.0623 | 2581.7662 | 1226.0623 | 2581.7662
6337 | 1182.6644 | 2504.6969 | 1182.6644 | 2504.6969
6338 | 1174.0558 | 2404.1834 | 1174.0558 | 2404.1834
6339 | 1180.9709 | 2329.1063 | 1180.9709 | 2329.1063
6340 | 1184.5051 | 2279.9619 | 1184.5051 | 2279.9619
6341 | 1209.1794 | 2233.504 | 1209.1794 | 2233.504
6342 | 1224.2121 | 2179.7495 | 1224.2121 | 2179.7495
6343 | 1235.6656 | 2128.2071 | 1235.6656 | 2128.2071
6344 | 1249.9323 | 2088.1501 | 1249.9323 | 2088.1501
6345 | 1214.8574 | 2054.7647 | 1214.8574 | 2054.7647
6346 | 1152.2224 | 2023.2252 | 1152.2224 | 2023.2252
6347 | 1096.4121 | 2000.3205 | 1096.4121 | 2000.3205
6348 | 1036.1612 | 1996.9118 | 1036.1612 | 1996.9118
6349 | 999.5062 | 2022.057 | 999.5062 | 2022.057
6350 | 975.5479 | 2054.3201 | 975.5479 | 2054.3201
6351 | 965.9313 | 2095.8963 | 965.9313 | 2095.8963
6352 | 960.3157 | 2172.4683 | 960.3157 | 2172.4683
6353 | 963.1284 | 2303.4866 | 963.1284 | 2303.4866
6354 | 983.4316 | 2392.6514 | 983.4316 | 2392.6514
6355 | 1018.5912 | 2454.2439 | 1018.5912 | 2454.2439
6356 | 1097.641 | 2504.3371 | 1097.641 | 2504.3371
6357 | 1145.0086 | 2542.9741 | 1145.0086 | 2542.9741
6358 | 1186.2271 | 2536.6104 | 1186.2271 | 2536.6104
6359 | 1257.9989 | 2443.9652 | 1257.9989 | 2443.9652
6360 | 1245.7691 | 2268.5712 | 1245.7691 | 2268.5712
6361 | 1188.0691 | 2094.1424 | 1188.0691 | 2094.1424
6362 | 1187.1825 | 1949.6197 | 1187.1825 | 1949.6197
6363 | 1197.7354 | 1921.5121 | 1197.7354 | 1921.5121
6364 | 1200.173 | 2024.3274 | 1200.173 | 2024.3274
6365 | 1230.16 | 2177.4565 | 1230.16 | 2177.4565
6366 | 1237.5661 | 2281.5165 | 1237.5661 | 2281.5165
6367 | 1235.9346 | 2339.964 | 1235.9346 | 2339.964
6368 | 1236.4406 | 2416.2779 | 1236.4406 | 2416.2779
6369 | 1216.9341 | 2487.2251 | 1216.9341 | 2487.2251
6370 | 1161.0516 | 2501.9314 | 1161.0516 | 2501.9314
6371 | 1099.8914 | 2498.9591 | 1099.8914 | 2498.9591
6372 | 1037.5835 | 2492.8532 | 1037.5835 | 2492.8532
6373 | 993.6053 | 2510.6964 | 993.6053 | 2510.6964
6374 | 972.626 | 2553.9454 | 972.626 | 2553.9454
6375 | 964.8123 | 2623.6111 | 964.8123 | 2623.6111
6376 | 962.1198 | 2723.0099 | 962.1198 | 2723.0099
6377 | 971.218 | 2850.9365 | 971.218 | 2850.9365
6378 | 998.7093 | 2952.4686 | 998.7093 | 2952.4686
6379 | 1052.1639 | 3052.5444 | 1052.1639 | 3052.5444
6380 | 1131.5371 | 3117.6362 | 1131.5371 | 3117.6362
6381 | 1183.7176 | 3162.128 | 1183.7176 | 3162.128
6382 | 1234.3177 | 3161.8163 | 1234.3177 | 3161.8163
6383 | 1290.43 | 3054.5672 | 1290.43 | 3054.5672
6384 | 1280.3844 | 2911.6044 | 1280.3844 | 2911.6044
6385 | 1219.8112 | 2761.7128 | 1219.8112 | 2761.7128
6386 | 1214.4006 | 2673.3693 | 1214.4006 | 2673.3693
6387 | 1214.8838 | 2643.2881 | 1214.8838 | 2643.2881
6388 | 1228.73 | 2636.1135 | 1228.73 | 2636.1135
6389 | 1255.9353 | 2634.5199 | 1255.9353 | 2634.5199
6390 | 1257.7985 | 2619.6434 | 1257.7985 | 2619.6434
6391 | 1259.1715 | 2605.466 | 1259.1715 | 2605.466
6392 | 1274.7713 | 2596.1298 | 1274.7713 | 2596.1298
6393 | 1236.0197 | 2601.5568 | 1236.0197 | 2601.5568
6394 | 1165.3325 | 2639.1557 | 1165.3325 | 2639.1557
6395 | 1093.9569 | 2700.1248 | 1093.9569 | 2700.1248
6396 | 1034.5181 | 2743.6855 | 1034.5181 | 2743.6855
6397 | 994.9263 | 2782.9084 | 994.9263 | 2782.9084
6398 | 974.3663 | 2815.2373 | 974.3663 | 2815.2373
6399 | 960.5595 | 2851.6823 | 960.5595 | 2851.6823
6400 | 963.0265 | 2909.5718 | 963.0265 | 2909.5718
6401 | 969.1373 | 3000.6596 | 969.1373 | 3000.6596
6402 | 994.5597 | 3057.7879 | 994.5597 | 3057.7879
6403 | 1044.8584 | 3087.6727 | 1044.8584 | 3087.6727
6404 | 1127.6877 | 3082.442 | 1127.6877 | 3082.442
6405 | 1181.9005 | 3079.4382 | 1181.9005 | 3079.4382
6406 | 1227.1276 | 3067.8118 | 1227.1276 | 3067.8118
6407 | 1287.8733 | 2953.7211 | 1287.8733 | 2953.7211
6408 | 1271.7069 | 2810.6926 | 1271.7069 | 2810.6926
6409 | 1213.4183 | 2665.8005 | 1213.4183 | 2665.8005
6410 | 1207.8434 | 2541.4734 | 1207.8434 | 2541.4734
6411 | 1216.6326 | 2480.474 | 1216.6326 | 2480.474
6412 | 1228.9692 | 2460.077 | 1228.9692 | 2460.077
6413 | 1250.6064 | 2455.9836 | 1250.6064 | 2455.9836
6414 | 1250.1407 | 2438.739 | 1250.1407 | 2438.739
6415 | 1244.1768 | 2427.1271 | 1244.1768 | 2427.1271
6416 | 1251.2114 | 2419.2382 | 1251.2114 | 2419.2382
6417 | 1234.4828 | 2427.5595 | 1234.4828 | 2427.5595
6418 | 1170.6194 | 2472.0657 | 1170.6194 | 2472.0657
6419 | 1096.6967 | 2538.0344 | 1096.6967 | 2538.0344
6420 | 1036.2263 | 2584.4895 | 1036.2263 | 2584.4895
6421 | 992.5356 | 2594.5046 | 992.5356 | 2594.5046
6422 | 972.3181 | 2568.2204 | 972.3181 | 2568.2204
6423 | 963.3847 | 2520.1338 | 963.3847 | 2520.1338
6424 | 960.3174 | 2543.9474 | 960.3174 | 2543.9474
6425 | 970.1134 | 2686.0173 | 970.1134 | 2686.0173
6426 | 991.488 | 2806.6267 | 991.488 | 2806.6267
6427 | 1046.0472 | 2886.4412 | 1046.0472 | 2886.4412
6428 | 1137.1137 | 2926.2063 | 1137.1137 | 2926.2063
6429 | 1191.8365 | 2905.0462 | 1191.8365 | 2905.0462
6430 | 1232.525 | 2869.6062 | 1232.525 | 2869.6062
6431 | 1289.9965 | 2790.1835 | 1289.9965 | 2790.1835
6432 | 1270.884 | 2664.9165 | 1270.884 | 2664.9165
6433 | 1210.992 | 2496.4082 | 1210.992 | 2496.4082
6434 | 1191.0944 | 2310.5735 | 1191.0944 | 2310.5735
6435 | 1204.7743 | 2165.2397 | 1204.7743 | 2165.2397
6436 | 1212.3716 | 2074.3229 | 1212.3716 | 2074.3229
6437 | 1241.1247 | 2027.0755 | 1241.1247 | 2027.0755
6438 | 1231.17 | 1988.7802 | 1231.17 | 1988.7802
6439 | 1223.958 | 1964.6694 | 1223.958 | 1964.6694
6440 | 1236.2286 | 1957.241 | 1236.2286 | 1957.241
6441 | 1212.2856 | 2004.7035 | 1212.2856 | 2004.7035
6442 | 1163.3037 | 2080.2595 | 1163.3037 | 2080.2595
6443 | 1094.1622 | 2054.1971 | 1094.1622 | 2054.1971
6444 | 1033.8811 | 1958.3627 | 1033.8811 | 1958.3627
6445 | 993.4926 | 1911.2119 | 993.4926 | 1911.2119
6446 | 970.2586 | 1880.4545 | 970.2586 | 1880.4545
6447 | 956.8373 | 1859.2074 | 956.8373 | 1859.2074
6448 | 953.796 | 1877.8242 | 953.796 | 1877.8242
6449 | 956.6894 | 1928.9814 | 956.6894 | 1928.9814
6450 | 969.7391 | 1933.6803 | 969.7391 | 1933.6803
6451 | 1009.8432 | 1953.7634 | 1009.8432 | 1953.7634
6452 | 1080.2722 | 1963.3998 | 1080.2722 | 1963.3998
6453 | 1139.3435 | 1926.8463 | 1139.3435 | 1926.8463
6454 | 1189.98 | 1841.7398 | 1189.98 | 1841.7398
6455 | 1257.2356 | 1751.2655 | 1257.2356 | 1751.2655
6456 | 1249.8447 | 1683.8221 | 1249.8447 | 1683.8221
6457 | 1196.2061 | 1615.9625 | 1196.2061 | 1615.9625
6458 | 1180.3104 | 1521.2379 | 1180.3104 | 1521.2379
6459 | 1165.6671 | 1413.9928 | 1165.6671 | 1413.9928
6460 | 1177.2174 | 1338.7981 | 1177.2174 | 1338.7981
6461 | 1197.9387 | 1301.4183 | 1197.9387 | 1301.4183
6462 | 1208.7244 | 1262.794 | 1208.7244 | 1262.794
6463 | 1201.3742 | 1233.6837 | 1201.3742 | 1233.6837
6464 | 1220.2387 | 1221.782 | 1220.2387 | 1221.782
6465 | 1180.9098 | 1219.1176 | 1180.9098 | 1219.1176
6466 | 1130.2715 | 1208.2341 | 1130.2715 | 1208.2341
6467 | 1079.7091 | 1195.5258 | 1079.7091 | 1195.5258
6468 | 1028.9232 | 1199.6821 | 1028.9232 | 1199.6821
6469 | 992.8472 | 1211.1444 | 992.8472 | 1211.1444
6470 | 967.6135 | 1229.9219 | 967.6135 | 1229.9219
6471 | 949.4244 | 1244.79 | 949.4244 | 1244.79
6472 | 947.4493 | 1296.6932 | 947.4493 | 1296.6932
6473 | 947.0579 | 1471.0628 | 947.0579 | 1471.0628
6474 | 946.7294 | 1687.0582 | 946.7294 | 1687.0582
6475 | 961.9797 | 1835.5506 | 961.9797 | 1835.5506
6476 | 1011.579 | 1931.6921 | 1011.579 | 1931.6921
6477 | 1060.7502 | 2006.839 | 1060.7502 | 2006.839
6478 | 1103.4295 | 2046.7211 | 1103.4295 | 2046.7211
6479 | 1153.5096 | 2069.1969 | 1153.5096 | 2069.1969
6480 | 1153.5305 | 2084.3118 | 1153.5305 | 2084.3118
6481 | 1125.8963 | 2078.2885 | 1125.8963 | 2078.2885
6482 | 1111.729 | 2070.5297 | 1111.729 | 2070.5297
6483 | 1109.1986 | 2099.9168 | 1109.1986 | 2099.9168
6484 | 1121.7682 | 2150.3028 | 1121.7682 | 2150.3028
6485 | 1137.8936 | 2184.1006 | 1137.8936 | 2184.1006
6486 | 1141.7341 | 2191.3274 | 1141.7341 | 2191.3274
6487 | 1153.7152 | 2188.991 | 1153.7152 | 2188.991
6488 | 1183.7648 | 2184.5228 | 1183.7648 | 2184.5228
6489 | 1161.5915 | 2164.7547 | 1161.5915 | 2164.7547
6490 | 1126.2449 | 2149.0032 | 1126.2449 | 2149.0032
6491 | 1065.3748 | 2181.4223 | 1065.3748 | 2181.4223
6492 | 1008.2395 | 2240.3763 | 1008.2395 | 2240.3763
6493 | 972.0945 | 2313.8066 | 972.0945 | 2313.8066
6494 | 952.0276 | 2375.8696 | 952.0276 | 2375.8696
6495 | 940.6358 | 2428.1685 | 940.6358 | 2428.1685
6496 | 936.2032 | 2498.6884 | 936.2032 | 2498.6884
6497 | 938.6242 | 2598.4596 | 938.6242 | 2598.4596
6498 | 940.6201 | 2654.4696 | 940.6201 | 2654.4696
6499 | 969.2419 | 2684.1571 | 969.2419 | 2684.1571
6500 | 1027.0111 | 2699.977 | 1027.0111 | 2699.977
6501 | 1085.6393 | 2703.0253 | 1085.6393 | 2703.0253
6502 | 1133.6913 | 2660.3491 | 1133.6913 | 2660.3491
6503 | 1207.7025 | 2522.4448 | 1207.7025 | 2522.4448
6504 | 1201.6589 | 2379.7452 | 1201.6589 | 2379.7452
6505 | 1162.0554 | 2208.2766 | 1162.0554 | 2208.2766
6506 | 1139.6523 | 1995.7997 | 1139.6523 | 1995.7997
6507 | 1144.6646 | 1832.7044 | 1144.6646 | 1832.7044
6508 | 1141.343 | 1738.4984 | 1141.343 | 1738.4984
6509 | 1174.9761 | 1692.1062 | 1174.9761 | 1692.1062
6510 | 1178.0013 | 1664.0731 | 1178.0013 | 1664.0731
6511 | 1181.3881 | 1650.685 | 1181.3881 | 1650.685
6512 | 1204.3766 | 1645.2301 | 1204.3766 | 1645.2301
6513 | 1177.6936 | 1682.6935 | 1177.6936 | 1682.6935
6514 | 1120.3444 | 1764.4989 | 1120.3444 | 1764.4989
6515 | 1058.2269 | 1861.3859 | 1058.2269 | 1861.3859
6516 | 1001.487 | 1930.931 | 1001.487 | 1930.931
6517 | 961.822 | 1974.0351 | 961.822 | 1974.0351
6518 | 941.7528 | 1984.5239 | 941.7528 | 1984.5239
6519 | 932.1973 | 1965.053 | 932.1973 | 1965.053
6520 | 928.3858 | 1948.7387 | 928.3858 | 1948.7387
6521 | 929.7052 | 1983.1212 | 929.7052 | 1983.1212
6522 | 939.3286 | 1993.0828 | 939.3286 | 1993.0828
6523 | 977.3368 | 1983.1686 | 977.3368 | 1983.1686
6524 | 1059.6081 | 1973.9251 | 1059.6081 | 1973.9251
6525 | 1121.7361 | 1962.6983 | 1121.7361 | 1962.6983
6526 | 1164.9154 | 1944.4278 | 1164.9154 | 1944.4278
6527 | 1229.072 | 1902.1727 | 1229.072 | 1902.1727
6528 | 1219.2943 | 1834.5978 | 1219.2943 | 1834.5978
6529 | 1177.0914 | 1763.3174 | 1177.0914 | 1763.3174
6530 | 1159.9799 | 1694.051 | 1159.9799 | 1694.051
6531 | 1176.315 | 1635.4856 | 1176.315 | 1635.4856
6532 | 1193.1096 | 1614.365 | 1193.1096 | 1614.365
6533 | 1213.5053 | 1604.2195 | 1213.5053 | 1604.2195
6534 | 1208.1886 | 1595.3951 | 1208.1886 | 1595.3951
6535 | 1199.6328 | 1587.796 | 1199.6328 | 1587.796
6536 | 1228.1787 | 1585.6303 | 1228.1787 | 1585.6303
6537 | 1204.8732 | 1599.2143 | 1204.8732 | 1599.2143
6538 | 1149.7438 | 1603.7242 | 1149.7438 | 1603.7242
6539 | 1080.1779 | 1601.6728 | 1080.1779 | 1601.6728
6540 | 1013.9051 | 965.531 | 1013.9051 | 965.531
6541 | 971.6528 | 970.0485 | 971.6528 | 970.0485
6542 | 943.5591 | 975.6751 | 943.5591 | 975.6751
6543 | 931.0946 | 972.9599 | 931.0946 | 972.9599
6544 | 924.9288 | 995.4696 | 924.9288 | 995.4696
6545 | 930.1244 | 1054.5887 | 930.1244 | 1054.5887
6546 | 942.5355 | 1059.6885 | 942.5355 | 1059.6885
6547 | 996.8598 | 1060.0095 | 996.8598 | 1060.0095
6548 | 1070.3559 | 1049.1023 | 1070.3559 | 1049.1023
6549 | 1129.8903 | 1039.7244 | 1129.8903 | 1039.7244
6550 | 1187.0332 | 1028.5397 | 1187.0332 | 1028.5397
6551 | 1267.2385 | 1026.0354 | 1267.2385 | 1026.0354
6552 | 1253.6239 | 1010.6577 | 1253.6239 | 1010.6577
6553 | 1192.464 | 997.3704 | 1192.464 | 997.3704
6554 | 1187.1388 | 988.2995 | 1187.1388 | 988.2995
6555 | 1202.955 | 966.273 | 1202.955 | 966.273
6556 | 1203.2358 | 975.3178 | 1203.2358 | 975.3178
6557 | 1233.4084 | 990.0158 | 1233.4084 | 990.0158
6558 | 1224.0987 | 999.3129 | 1224.0987 | 999.3129
6559 | 1217.5706 | 1018.265 | 1217.5706 | 1018.265
6560 | 1253.1701 | 1035.0262 | 1253.1701 | 1035.0262
6561 | 1215.1769 | 1045.1538 | 1215.1769 | 1045.1538
6562 | 1159.7752 | 1044.1781 | 1159.7752 | 1044.1781
6563 | 1093.4653 | 1042.8789 | 1093.4653 | 1042.8789
6564 | 1029.5732 | 1049.0122 | 1029.5732 | 1049.0122
6565 | 986.5564 | 1057.8572 | 986.5564 | 1057.8572
6566 | 960.7314 | 1062.7757 | 960.7314 | 1062.7757
6567 | 945.6662 | 1072.0594 | 945.6662 | 1072.0594
6568 | 940.1766 | 1143.0763 | 940.1766 | 1143.0763
6569 | 947.8433 | 1266.0456 | 947.8433 | 1266.0456
6570 | 954.6947 | 1313.0826 | 954.6947 | 1313.0826
6571 | 1012.6283 | 1345.1123 | 1012.6283 | 1345.1123
6572 | 1110.3103 | 1365.6385 | 1110.3103 | 1365.6385
6573 | 1161.6666 | 1376.167 | 1161.6666 | 1376.167
6574 | 1212.1662 | 1369.9786 | 1212.1662 | 1369.9786
6575 | 1278.6953 | 1359.0947 | 1278.6953 | 1359.0947
6576 | 1263.332 | 1325.9743 | 1263.332 | 1325.9743
6577 | 1202.167 | 1289.3185 | 1202.167 | 1289.3185
6578 | 1187.4832 | 1254.2827 | 1187.4832 | 1254.2827
6579 | 1202.8301 | 1209.4779 | 1202.8301 | 1209.4779
6580 | 1206.1669 | 1195.2723 | 1206.1669 | 1195.2723
6581 | 1227.1055 | 1179.7171 | 1227.1055 | 1179.7171
6582 | 1224.5368 | 1158.0924 | 1224.5368 | 1158.0924
6583 | 1213.0713 | 1148.011 | 1213.0713 | 1148.011
6584 | 1222.8178 | 1138.2172 | 1222.8178 | 1138.2172
6585 | 1203.9219 | 1133.7493 | 1203.9219 | 1133.7493
6586 | 1145.6459 | 1135.7635 | 1145.6459 | 1135.7635
6587 | 1071.362 | 1138.3984 | 1071.362 | 1138.3984
6588 | 1011.0192 | 1143.1154 | 1011.0192 | 1143.1154
6589 | 965.8637 | 1156.9567 | 965.8637 | 1156.9567
6590 | 943.11 | 1169.9794 | 943.11 | 1169.9794
6591 | 922.6011 | 1191.1834 | 922.6011 | 1191.1834
6592 | 916.4158 | 1234.5044 | 916.4158 | 1234.5044
6593 | 919.0237 | 1308.6517 | 919.0237 | 1308.6517
6594 | 924.038 | 1328.7403 | 924.038 | 1328.7403
6595 | 979.6014 | 1342.7912 | 979.6014 | 1342.7912
6596 | 1067.1043 | 1343.6076 | 1067.1043 | 1343.6076
6597 | 1113.815 | 1342.5306 | 1113.815 | 1342.5306
6598 | 1168.4298 | 1297.7489 | 1168.4298 | 1297.7489
6599 | 1245.2243 | 1199.489 | 1245.2243 | 1199.489
6600 | 1249.9546 | 1099.4893 | 1249.9546 | 1099.4893
6601 | 1191.9145 | 1002.0913 | 1191.9145 | 1002.0913
6602 | 1177.4054 | 913.788 | 1177.4054 | 913.788
6603 | 1176.3369 | 847.8572 | 1176.3369 | 847.8572
6604 | 1185.2847 | 832.7073 | 1185.2847 | 832.7073
6605 | 1205.7861 | 823.8795 | 1205.7861 | 823.8795
6606 | 1195.5793 | 806.2282 | 1195.5793 | 806.2282
6607 | 1178.1422 | 795.3206 | 1178.1422 | 795.3206
6608 | 1189.7026 | 780.3731 | 1189.7026 | 780.3731
6609 | 1179.4857 | 762.9228 | 1179.4857 | 762.9228
6610 | 1137.5332 | 741.8833 | 1137.5332 | 741.8833
6611 | 1063.3373 | 726.8935 | 1063.3373 | 726.8935
6612 | 1010.716 | 732.1219 | 1010.716 | 732.1219
6613 | 967.8131 | 754.2248 | 967.8131 | 754.2248
6614 | 942.8813 | 778.381 | 942.8813 | 778.381
6615 | 931.5814 | 799.1915 | 931.5814 | 799.1915
6616 | 927.7472 | 845.9352 | 927.7472 | 845.9352
6617 | 927.7476 | 924.0559 | 927.7476 | 924.0559
6618 | 932.1371 | 940.1711 | 932.1371 | 940.1711
6619 | 983.4333 | 949.4224 | 983.4333 | 949.4224
6620 | 1069.2617 | 947.0129 | 1069.2617 | 947.0129
6621 | 1136.3085 | 937.8317 | 1136.3085 | 937.8317
6622 | 1180.2062 | 921.6114 | 1180.2062 | 921.6114
6623 | 1251.0205 | 913.4813 | 1251.0205 | 913.4813
6624 | 1235.3118 | 890.5896 | 1235.3118 | 890.5896
6625 | 1183.0792 | 864.3197 | 1183.0792 | 864.3197
6626 | 1181.2843 | 850.764 | 1181.2843 | 850.764
6627 | 1182.2407 | 834.3633 | 1182.2407 | 834.3633
6628 | 1192.0233 | 847.8142 | 1192.0233 | 847.8142
6629 | 1206.9359 | 855.6275 | 1206.9359 | 855.6275
6630 | 1199.4137 | 846.1984 | 1199.4137 | 846.1984
6631 | 1194.135 | 837.8481 | 1194.135 | 837.8481
6632 | 1220.9444 | 826.9133 | 1220.9444 | 826.9133
6633 | 1209.1438 | 816.8197 | 1209.1438 | 816.8197
6634 | 1162.0087 | 800.5011 | 1162.0087 | 800.5011
6635 | 1091.2495 | 788.0684 | 1091.2495 | 788.0684
6636 | 1030.0835 | 785.5861 | 1030.0835 | 785.5861
6637 | 984.8155 | 789.5529 | 984.8155 | 789.5529
6638 | 957.8023 | 795.1795 | 957.8023 | 795.1795
6639 | 944.2499 | 796.8704 | 944.2499 | 796.8704
6640 | 941.0167 | 826.8942 | 941.0167 | 826.8942
6641 | 941.529 | 898.4844 | 941.529 | 898.4844
6642 | 939.8344 | 929.1557 | 939.8344 | 929.1557
6643 | 976.503 | 978.8494 | 976.503 | 978.8494
6644 | 1042.5745 | 1037.064 | 1042.5745 | 1037.064
6645 | 1091.8462 | 1100.1125 | 1091.8462 | 1100.1125
6646 | 1133.0026 | 1148.8046 | 1133.0026 | 1148.8046
6647 | 1202.0341 | 1197.2859 | 1202.0341 | 1197.2859
6648 | 1193.989 | 1222.0753 | 1193.989 | 1222.0753
6649 | 1140.4244 | 1240.3786 | 1140.4244 | 1240.3786
6650 | 1134.319 | 1264.8654 | 1134.319 | 1264.8654
6651 | 1143.067 | 1279.0325 | 1143.067 | 1279.0325
6652 | 1141.0749 | 1315.1044 | 1141.0749 | 1315.1044
6653 | 1149.8052 | 1334.4839 | 1149.8052 | 1334.4839
6654 | 1161.9413 | 1329.0675 | 1161.9413 | 1329.0675
6655 | 1153.1955 | 1322.4875 | 1153.1955 | 1322.4875
6656 | 1184.0861 | 1322.0174 | 1184.0861 | 1322.0174
6657 | 1185.1367 | 1320.6968 | 1185.1367 | 1320.6968
6658 | 1136.146 | 1310.358 | 1136.146 | 1310.358
6659 | 1078.9139 | 1304.8493 | 1078.9139 | 1304.8493
6660 | 1031.5616 | 1312.5169 | 1031.5616 | 1312.5169
6661 | 988.4092 | 1333.8723 | 988.4092 | 1333.8723
6662 | 965.358 | 1357.9892 | 965.358 | 1357.9892
6663 | 951.3924 | 1376.7146 | 951.3924 | 1376.7146
6664 | 944.2845 | 1423.9697 | 944.2845 | 1423.9697
6665 | 940.5957 | 1506.4573 | 940.5957 | 1506.4573
6666 | 929.8621 | 1536.6565 | 929.8621 | 1536.6565
6667 | 964.2022 | 1562.7063 | 964.2022 | 1562.7063
6668 | 1012.4442 | 1575.2857 | 1012.4442 | 1575.2857
6669 | 1072.1222 | 1586.365 | 1072.1222 | 1586.365
6670 | 1123.2963 | 1572.4264 | 1123.2963 | 1572.4264
6671 | 1187.5994 | 1534.0039 | 1187.5994 | 1534.0039
6672 | 1174.3769 | 1461.6215 | 1174.3769 | 1461.6215
6673 | 1132.9219 | 1374.7668 | 1132.9219 | 1374.7668
6674 | 1129.1573 | 1300.3508 | 1129.1573 | 1300.3508
6675 | 1135.0744 | 1232.1382 | 1135.0744 | 1232.1382
6676 | 1147.7339 | 1200.3472 | 1147.7339 | 1200.3472
6677 | 1159.6691 | 1175.429 | 1159.6691 | 1175.429
6678 | 1157.6922 | 1145.6213 | 1157.6922 | 1145.6213
6679 | 1145.9658 | 1131.6846 | 1145.9658 | 1131.6846
6680 | 1191.4279 | 1126.1002 | 1191.4279 | 1126.1002
6681 | 1173.1562 | 1141.7355 | 1173.1562 | 1141.7355
6682 | 1133.9374 | 1203.1543 | 1133.9374 | 1203.1543
6683 | 1070.7911 | 1276.5633 | 1070.7911 | 1276.5633
6684 | 1014.7157 | 1323.493 | 1014.7157 | 1323.493
6685 | 972.1527 | 1350.6709 | 972.1527 | 1350.6709
6686 | 948.3578 | 1371.9158 | 948.3578 | 1371.9158
6687 | 936.9157 | 1394.5754 | 936.9157 | 1394.5754
6688 | 932.3999 | 1455.5997 | 932.3999 | 1455.5997
6689 | 929.8563 | 1553.2335 | 929.8563 | 1553.2335
6690 | 917.6811 | 1579.6166 | 917.6811 | 1579.6166
6691 | 970.336 | 1588.3172 | 970.336 | 1588.3172
6692 | 1048.4972 | 1591.6121 | 1048.4972 | 1591.6121
6693 | 1102.0177 | 1604.4224 | 1102.0177 | 1604.4224
6694 | 1155.8242 | 1593.6311 | 1155.8242 | 1593.6311
6695 | 1229.9893 | 1548.5994 | 1229.9893 | 1548.5994
6696 | 1231.4369 | 1486.7602 | 1231.4369 | 1486.7602
6697 | 1170.1011 | 1433.9747 | 1170.1011 | 1433.9747
6698 | 1157.6752 | 1400.4732 | 1157.6752 | 1400.4732
6699 | 1165.8087 | 1362.7891 | 1165.8087 | 1362.7891
6700 | 1169.9396 | 1357.0023 | 1169.9396 | 1357.0023
6701 | 1197.628 | 1357.0262 | 1197.628 | 1357.0262
6702 | 1202.4392 | 1340.8698 | 1202.4392 | 1340.8698
6703 | 1170.2524 | 1324.4546 | 1170.2524 | 1324.4546
6704 | 1201.2723 | 1311.7495 | 1201.2723 | 1311.7495
6705 | 1194.0076 | 1308.3831 | 1194.0076 | 1308.3831
6706 | 1142.0283 | 1311.8529 | 1142.0283 | 1311.8529
6707 | 1070.8464 | 1329.6341 | 1070.8464 | 1329.6341
6708 | 1003.5162 | 1348.9072 | 1003.5162 | 1348.9072
6709 | 967.0838 | 1369.8692 | 967.0838 | 1369.8692
6710 | 947.8391 | 1390.0519 | 947.8391 | 1390.0519
6711 | 933.1475 | 1400.3585 | 933.1475 | 1400.3585
6712 | 929.5005 | 1439.5487 | 929.5005 | 1439.5487
6713 | 931.5989 | 1517.9448 | 931.5989 | 1517.9448
6714 | 930.0929 | 1546.0196 | 930.0929 | 1546.0196
6715 | 993.8425 | 1588.986 | 993.8425 | 1588.986
6716 | 1100.6884 | 1636.5 | 1100.6884 | 1636.5
6717 | 1167.3862 | 1674.9998 | 1167.3862 | 1674.9998
6718 | 1208.7039 | 1664.9167 | 1208.7039 | 1664.9167
6719 | 1283.9529 | 1631.9625 | 1283.9529 | 1631.9625
6720 | 1264.6514 | 1573.7821 | 1264.6514 | 1573.7821
6721 | 1195.7801 | 1492.4745 | 1195.7801 | 1492.4745
6722 | 1190.1848 | 1399.9618 | 1190.1848 | 1399.9618
6723 | 1195.7825 | 1331.9065 | 1195.7825 | 1331.9065
6724 | 1205.3987 | 1317.2288 | 1205.3987 | 1317.2288
6725 | 1239.2283 | 1303.0113 | 1239.2283 | 1303.0113
6726 | 1248.4541 | 1274.1478 | 1248.4541 | 1274.1478
6727 | 1192.5495 | 1250.0611 | 1192.5495 | 1250.0611
6728 | 1229.3148 | 1228.347 | 1229.3148 | 1228.347
6729 | 1218.1641 | 1211.054 | 1218.1641 | 1211.054
6730 | 1157.1678 | 1197.3318 | 1157.1678 | 1197.3318
6731 | 1081.1116 | 1182.3027 | 1081.1116 | 1182.3027
6732 | 1014.5251 | 1168.0575 | 1014.5251 | 1168.0575
6733 | 965.8727 | 1168.0902 | 965.8727 | 1168.0902
6734 | 944.5998 | 1175.2904 | 944.5998 | 1175.2904
6735 | 933.545 | 1178.1616 | 933.545 | 1178.1616
6736 | 930.9293 | 1208.8542 | 930.9293 | 1208.8542
6737 | 927.3179 | 1274.1105 | 927.3179 | 1274.1105
6738 | 934.3273 | 1281.9641 | 934.3273 | 1281.9641
6739 | 996.3276 | 1279.9246 | 996.3276 | 1279.9246
6740 | 1096.5726 | 1261.0313 | 1096.5726 | 1261.0313
6741 | 1175.2645 | 1234.5794 | 1175.2645 | 1234.5794
6742 | 1210.8789 | 1196.0136 | 1210.8789 | 1196.0136
6743 | 1288.5731 | 1166.8755 | 1288.5731 | 1166.8755
6744 | 1260.0799 | 1129.349 | 1260.0799 | 1129.349
6745 | 1188.0653 | 1094.0701 | 1188.0653 | 1094.0701
6746 | 1182.2334 | 1068.1613 | 1182.2334 | 1068.1613
6747 | 1185.7875 | 1036.8898 | 1185.7875 | 1036.8898
6748 | 1187.5995 | 1037.6336 | 1187.5995 | 1037.6336
6749 | 1207.3802 | 1032.7005 | 1207.3802 | 1032.7005
6750 | 1204.759 | 1014.1837 | 1204.759 | 1014.1837
6751 | 1169.4669 | 1001.2304 | 1169.4669 | 1001.2304
6752 | 1199.1583 | 987.4238 | 1199.1583 | 987.4238
6753 | 1192.6235 | 977.763 | 1192.6235 | 977.763
6754 | 1138.9146 | 966.1259 | 1138.9146 | 966.1259
6755 | 1063.6259 | 961.3647 | 1063.6259 | 961.3647
6756 | 993.8508 | 967.7341 | 993.8508 | 967.7341
6757 | 951.8026 | 979.7657 | 951.8026 | 979.7657
6758 | 928.7516 | 994.7554 | 928.7516 | 994.7554
6759 | 919.8158 | 1001.2853 | 919.8158 | 1001.2853
6760 | 915.7749 | 1032.7647 | 915.7749 | 1032.7647
6761 | 910.8322 | 1101.9551 | 910.8322 | 1101.9551
6762 | 912.8297 | 1115.6705 | 912.8297 | 1115.6705
6763 | 979.3252 | 1125.1578 | 979.3252 | 1125.1578
6764 | 1073.0642 | 1126.4857 | 1073.0642 | 1126.4857
6765 | 1138.5028 | 1134.8505 | 1138.5028 | 1134.8505
6766 | 1185.911 | 1142.0773 | 1185.911 | 1142.0773
6767 | 1254.2035 | 1147.5198 | 1254.2035 | 1147.5198
6768 | 1242.7733 | 1127.3819 | 1242.7733 | 1127.3819
6769 | 1174.9511 | 1101.1514 | 1174.9511 | 1101.1514
6770 | 1159.3009 | 1084.1337 | 1159.3009 | 1084.1337
6771 | 1159.1412 | 1059.2747 | 1159.1412 | 1059.2747
6772 | 1172.7617 | 1065.4869 | 1172.7617 | 1065.4869
6773 | 1196.7882 | 1069.6416 | 1196.7882 | 1069.6416
6774 | 1188.0106 | 1058.8748 | 1188.0106 | 1058.8748
6775 | 1156.8839 | 1054.4586 | 1156.8839 | 1054.4586
6776 | 1181.2095 | 1051.3133 | 1181.2095 | 1051.3133
6777 | 1185.4892 | 1044.9964 | 1185.4892 | 1044.9964
6778 | 1142.3133 | 1031.3529 | 1142.3133 | 1031.3529
6779 | 1069.7267 | 1022.4217 | 1069.7267 | 1022.4217
6780 | 999.5241 | 1024.6209 | 999.5241 | 1024.6209
6781 | 957.1347 | 1037.2033 | 957.1347 | 1037.2033
6782 | 932.2132 | 1054.9862 | 932.2132 | 1054.9862
6783 | 921.0268 | 1067.4172 | 921.0268 | 1067.4172
6784 | 915.0212 | 1109.5973 | 915.0212 | 1109.5973
6785 | 906.4482 | 1195.5075 | 906.4482 | 1195.5075
6786 | 903.8064 | 1232.1586 | 903.8064 | 1232.1586
6787 | 961.1617 | 1266.234 | 961.1617 | 1266.234
6788 | 1042.7789 | 1289.3173 | 1042.7789 | 1289.3173
6789 | 1103.5372 | 1309.0909 | 1103.5372 | 1309.0909
6790 | 1149.8843 | 1306.2072 | 1149.8843 | 1306.2072
6791 | 1215.1038 | 1285.8027 | 1215.1038 | 1285.8027
6792 | 1222.0875 | 1224.9471 | 1222.0875 | 1224.9471
6793 | 1154.5849 | 1148.8325 | 1154.5849 | 1148.8325
6794 | 1142.6097 | 1082.2454 | 1142.6097 | 1082.2454
6795 | 1156.4397 | 1033.2704 | 1156.4397 | 1033.2704
6796 | 1160.768 | 1023.0382 | 1160.768 | 1023.0382
6797 | 1179.1191 | 1015.1545 | 1179.1191 | 1015.1545
6798 | 1170.06 | 993.8838 | 1170.06 | 993.8838
6799 | 1146.9422 | 977.626 | 1146.9422 | 977.626
6800 | 1161.4859 | 964.8029 | 1161.4859 | 964.8029
6801 | 1172.0268 | 963.0495 | 1172.0268 | 963.0495
6802 | 1137.127 | 989.7304 | 1137.127 | 989.7304
6803 | 1073.6781 | 1032.0602 | 1073.6781 | 1032.0602
6804 | 1006.437 | 1047.6746 | 1006.437 | 1047.6746
6805 | 965.8659 | 1060.6111 | 965.8659 | 1060.6111
6806 | 938.7213 | 1103.8082 | 938.7213 | 1103.8082
6807 | 924.1859 | 1160.3008 | 924.1859 | 1160.3008
6808 | 920.4541 | 1237.0615 | 920.4541 | 1237.0615
6809 | 912.6191 | 1336.741 | 912.6191 | 1336.741
6810 | 896.6869 | 1371.6611 | 896.6869 | 1371.6611
6811 | 939.8758 | 1392.1246 | 939.8758 | 1392.1246
6812 | 1015.3446 | 1389.9511 | 1015.3446 | 1389.9511
6813 | 1077.433 | 1373.9639 | 1077.433 | 1373.9639
6814 | 1115.2636 | 1328.9855 | 1115.2636 | 1328.9855
6815 | 1179.0049 | 1273.4104 | 1179.0049 | 1273.4104
6816 | 1170.2713 | 1192.2943 | 1170.2713 | 1192.2943
6817 | 1128.0229 | 1098.1615 | 1128.0229 | 1098.1615
6818 | 1124.0678 | 1018.5132 | 1124.0678 | 1018.5132
6819 | 1130.9193 | 944.9896 | 1130.9193 | 944.9896
6820 | 1131.1886 | 916.2672 | 1131.1886 | 916.2672
6821 | 1148.2999 | 896.3846 | 1148.2999 | 896.3846
6822 | 1146.5405 | 871.3765 | 1146.5405 | 871.3765
6823 | 1121.5979 | 858.9347 | 1121.5979 | 858.9347
6824 | 1146.5425 | 854.806 | 1146.5425 | 854.806
6825 | 1153.262 | 864.5008 | 1153.262 | 864.5008
6826 | 1116.6271 | 884.1396 | 1116.6271 | 884.1396
6827 | 1055.4409 | 920.5289 | 1055.4409 | 920.5289
6828 | 991.2918 | 965.6097 | 991.2918 | 965.6097
6829 | 947.4679 | 1007.4616 | 947.4679 | 1007.4616
6830 | 924.7416 | 1047.9442 | 924.7416 | 1047.9442
6831 | 905.1062 | 1088.5039 | 905.1062 | 1088.5039
6832 | 905.1051 | 1155.0359 | 905.1051 | 1155.0359
6833 | 887.1487 | 1257.1939 | 887.1487 | 1257.1939
6834 | 875.3109 | 1305.3718 | 875.3109 | 1305.3718
6835 | 916.0483 | 1341.8077 | 916.0483 | 1341.8077
6836 | 991.7546 | 1353.4822 | 991.7546 | 1353.4822
6837 | 1041.004 | 1336.8262 | 1041.004 | 1336.8262
6838 | 1081.0205 | 1295.4278 | 1081.0205 | 1295.4278
6839 | 1163.8156 | 1252.7171 | 1163.8156 | 1252.7171
6840 | 1156.033 | 1185.0162 | 1156.033 | 1185.0162
6841 | 1114.7543 | 1101.1121 | 1114.7543 | 1101.1121
6842 | 1110.7568 | 1012.7695 | 1110.7568 | 1012.7695
6843 | 1107.0684 | 939.2459 | 1107.0684 | 939.2459
6844 | 1122.2234 | 915.5591 | 1122.2234 | 915.5591
6845 | 1133.7582 | 900.1613 | 1133.7582 | 900.1613
6846 | 1125.3738 | 879.284 | 1125.3738 | 879.284
6847 | 1101.7531 | 867.2356 | 1101.7531 | 867.2356
6848 | 1127.2689 | 854.5699 | 1127.2689 | 854.5699
6849 | 1129.4585 | 847.8989 | 1129.4585 | 847.8989
6850 | 1086.9153 | 865.256 | 1086.9153 | 865.256
6851 | 1021.3107 | 923.1254 | 1021.3107 | 923.1254
6852 | 960.3659 | 982.6049 | 960.3659 | 982.6049
6853 | 921.7968 | 1035.9444 | 921.7968 | 1035.9444
6854 | 897.0286 | 1084.2164 | 897.0286 | 1084.2164
6855 | 890.854 | 1115.9244 | 890.854 | 1115.9244
6856 | 892.1803 | 1159.2454 | 892.1803 | 1159.2454
6857 | 878.4373 | 1227.1769 | 878.4373 | 1227.1769
6858 | 871.3247 | 1241.089 | 871.3247 | 1241.089
6859 | 917.4755 | 1256.9496 | 917.4755 | 1256.9496
6860 | 997.7814 | 1264.4933 | 997.7814 | 1264.4933
6861 | 1059.2349 | 1267.8224 | 1059.2349 | 1267.8224
6862 | 1103.8846 | 1232.3645 | 1103.8846 | 1232.3645
6863 | 1180.4779 | 1165.2231 | 1180.4779 | 1165.2231
6864 | 1168.1143 | 1098.1517 | 1168.1143 | 1098.1517
6865 | 1118.6034 | 1020.07 | 1118.6034 | 1020.07
6866 | 1112.5329 | 954.2304 | 1112.5329 | 954.2304
6867 | 1112.9055 | 903.3277 | 1112.9055 | 903.3277
6868 | 1139 | 897.3836 | 1139 | 897.3836
6869 | 1148.194 | 893.7881 | 1148.194 | 893.7881
6870 | 1141.1635 | 876.0581 | 1141.1635 | 876.0581
6871 | 1118.0865 | 859.8002 | 1118.0865 | 859.8002
6872 | 1153.613 | 839.227 | 1153.613 | 839.227
6873 | 1163.221 | 819.7309 | 1163.221 | 819.7309
6874 | 1126.817 | 839.2911 | 1126.817 | 839.2911
6875 | 1043.9676 | 877.9622 | 1043.9676 | 877.9622
6876 | 977.2134 | 908.6442 | 977.2134 | 908.6442
6877 | 933.7433 | 932.8321 | 933.7433 | 932.8321
6878 | 913.2017 | 950.1036 | 913.2017 | 950.1036
6879 | 904.1946 | 970.4421 | 904.1946 | 970.4421
6880 | 900.2409 | 1040.3575 | 900.2409 | 1040.3575
6881 | 886.284 | 1154.475 | 886.284 | 1154.475
6882 | 890.8757 | 1204.5807 | 890.8757 | 1204.5807
6883 | 959.8392 | 1233.4631 | 959.8392 | 1233.4631
6884 | 1060.5761 | 1245.7277 | 1060.5761 | 1245.7277
6885 | 1122.9846 | 1261.6066 | 1122.9846 | 1261.6066
6886 | 1163.3101 | 1241.3342 | 1163.3101 | 1241.3342
6887 | 1252.3884 | 1196.8925 | 1252.3884 | 1196.8925
6888 | 1237.9488 | 1137.2565 | 1237.9488 | 1137.2565
6889 | 1170.1661 | 1059.5682 | 1170.1661 | 1059.5682
6890 | 1161.0895 | 991.4468 | 1161.0895 | 991.4468
6891 | 1171.2957 | 943.4553 | 1171.2957 | 943.4553
6892 | 1174.6353 | 937.7866 | 1174.6353 | 937.7866
6893 | 1206.1192 | 936.8663 | 1206.1192 | 936.8663
6894 | 1200.2193 | 926.7684 | 1200.2193 | 926.7684
6895 | 1158.3401 | 925.2633 | 1158.3401 | 925.2633
6896 | 1174.4452 | 931.5205 | 1174.4452 | 931.5205
6897 | 1183.2985 | 940.4285 | 1183.2985 | 940.4285
6898 | 1129.7774 | 950.783 | 1129.7774 | 950.783
6899 | 1057.3577 | 968.8001 | 1057.3577 | 968.8001
6900 | 992.7142 | 983.7851 | 992.7142 | 983.7851
6901 | 944.984 | 994.7939 | 944.984 | 994.7939
6902 | 918.0362 | 1002.1122 | 918.0362 | 1002.1122
6903 | 906.976 | 1004.0785 | 906.976 | 1004.0785
6904 | 903.3271 | 1030.0502 | 903.3271 | 1030.0502
6905 | 891.5443 | 1091.0183 | 891.5443 | 1091.0183
6906 | 894.6691 | 1103.1994 | 894.6691 | 1103.1994
6907 | 963.3625 | 1107.5725 | 963.3625 | 1107.5725
6908 | 1063.3126 | 1096.2719 | 1063.3126 | 1096.2719
6909 | 1125.2678 | 1085.7531 | 1125.2678 | 1085.7531
6910 | 1166.2682 | 1062.9236 | 1166.2682 | 1062.9236
6911 | 1240.6787 | 1044.0928 | 1240.6787 | 1044.0928
6912 | 1237.3011 | 1016.3622 | 1237.3011 | 1016.3622
6913 | 1172.2009 | 991.5479 | 1172.2009 | 991.5479
6914 | 1166.7849 | 975.5531 | 1166.7849 | 975.5531
6915 | 1166.358 | 952.2677 | 1166.358 | 952.2677
6916 | 1179.6399 | 957.0636 | 1179.6399 | 957.0636
6917 | 1203.3756 | 953.0354 | 1203.3756 | 953.0354
6918 | 1204.9105 | 940.5377 | 1204.9105 | 940.5377
6919 | 1148.2634 | 936.7115 | 1148.2634 | 936.7115
6920 | 1156.8919 | 934.8252 | 1156.8919 | 934.8252
6921 | 1177.0765 | 937.6747 | 1177.0765 | 937.6747
6922 | 1134.9027 | 942.7968 | 1134.9027 | 942.7968
6923 | 1064.074 | 962.3876 | 1064.074 | 962.3876
6924 | 999.5613 | 996.4529 | 999.5613 | 996.4529
6925 | 950.4171 | 1033.9773 | 950.4171 | 1033.9773
6926 | 926.8984 | 1065.6476 | 926.8984 | 1065.6476
6927 | 915.3221 | 1080.9111 | 915.3221 | 1080.9111
6928 | 911.2961 | 1112.0364 | 911.2961 | 1112.0364
6929 | 897.0281 | 1176.3092 | 897.0281 | 1176.3092
6930 | 900.4489 | 1187.1134 | 900.4489 | 1187.1134
6931 | 967.9587 | 1202.5806 | 967.9587 | 1202.5806
6932 | 1069.6617 | 1218.7005 | 1069.6617 | 1218.7005
6933 | 1128.5039 | 1227.144 | 1128.5039 | 1227.144
6934 | 1171.5931 | 1200.7738 | 1171.5931 | 1200.7738
6935 | 1252.1039 | 1167.9377 | 1252.1039 | 1167.9377
6936 | 1242.1566 | 1108.0656 | 1242.1566 | 1108.0656
6937 | 1170.2986 | 1039.8978 | 1170.2986 | 1039.8978
6938 | 1154.5145 | 983.1065 | 1154.5145 | 983.1065
6939 | 1175.6022 | 939.2459 | 1175.6022 | 939.2459
6940 | 1177.9683 | 937.9047 | 1177.9683 | 937.9047
6941 | 1197.3006 | 936.9057 | 1197.3006 | 936.9057
6942 | 1201.0018 | 922.4016 | 1201.0018 | 922.4016
6943 | 1146.6526 | 910.8253 | 1146.6526 | 910.8253
6944 | 1172.0288 | 898.8283 | 1172.0288 | 898.8283
6945 | 1179.8604 | 895.2259 | 1179.8604 | 895.2259
6946 | 1138.1556 | 905.5804 | 1138.1556 | 905.5804
6947 | 1074.2166 | 951.2148 | 1074.2166 | 951.2148
6948 | 1005.2969 | 993.8564 | 1005.2969 | 993.8564
6949 | 958.7522 | 1023.9848 | 958.7522 | 1023.9848
6950 | 932.9258 | 1049.8719 | 932.9258 | 1049.8719
6951 | 917.2393 | 1066.1583 | 917.2393 | 1066.1583
6952 | 913.4589 | 1114.8296 | 913.4589 | 1114.8296
6953 | 886.3069 | 1202.7462 | 886.3069 | 1202.7462
6954 | 887.9707 | 1235.5812 | 887.9707 | 1235.5812
6955 | 932.9643 | 1259.074 | 932.9643 | 1259.074
6956 | 1005.7667 | 1263.3524 | 1005.7667 | 1263.3524
6957 | 1061.5204 | 1256.4923 | 1061.5204 | 1256.4923
6958 | 1096.2248 | 1223.8668 | 1096.2248 | 1223.8668
6959 | 1172.4274 | 1178.3236 | 1172.4274 | 1178.3236
6960 | 1177.4782 | 1112.9832 | 1177.4782 | 1112.9832
6961 | 1121.4777 | 1021.9977 | 1121.4777 | 1021.9977
6962 | 1108.8291 | 944.0411 | 1108.8291 | 944.0411
6963 | 1114.0507 | 881.2969 | 1114.0507 | 881.2969
6964 | 1120.2457 | 862.0162 | 1120.2457 | 862.0162
6965 | 1152.4762 | 848.1134 | 1152.4762 | 848.1134
6966 | 1134.1833 | 822.3972 | 1134.1833 | 822.3972
6967 | 1109.1109 | 804.0936 | 1109.1109 | 804.0936
6968 | 1119.4683 | 783.8351 | 1119.4683 | 783.8351
6969 | 1140.5114 | 762.4507 | 1140.5114 | 762.4507
6970 | 1106.8385 | 736.2969 | 1106.8385 | 736.2969
6971 | 1040.2166 | 741.1348 | 1040.2166 | 741.1348
6972 | 982.8975 | 778.5048 | 982.8975 | 778.5048
6973 | 941.4381 | 791.5592 | 941.4381 | 791.5592
6974 | 919.1789 | 788.5702 | 919.1789 | 788.5702
6975 | 905.8315 | 781.2521 | 905.8315 | 781.2521
6976 | 904.275 | 802.857 | 904.275 | 802.857
6977 | 876.5878 | 859.8124 | 876.5878 | 859.8124
6978 | 877.5707 | 859.9552 | 877.5707 | 859.9552
6979 | 924.0821 | 857.6797 | 924.0821 | 857.6797
6980 | 989.9467 | 855.7816 | 989.9467 | 855.7816
6981 | 1049.0817 | 856.9863 | 1049.0817 | 856.9863
6982 | 1092.5303 | 842.8904 | 1092.5303 | 842.8904
6983 | 1180.2749 | 826.3414 | 1180.2749 | 826.3414
6984 | 1182.586 | 805.0627 | 1182.586 | 805.0627
6985 | 1132.6025 | 789.6115 | 1132.6025 | 789.6115
6986 | 1109.4838 | 786.4811 | 1109.4838 | 786.4811
6987 | 1119.2115 | 775.8241 | 1119.2115 | 775.8241
6988 | 1131.4783 | 793.6813 | 1131.4783 | 793.6813
6989 | 1149.4759 | 805.9794 | 1149.4759 | 805.9794
6990 | 1130.1164 | 799.1468 | 1130.1164 | 799.1468
6991 | 1104.8144 | 790.6784 | 1104.8144 | 790.6784
6992 | 1125.1914 | 772.9377 | 1125.1914 | 772.9377
6993 | 1143.9915 | 750.2157 | 1143.9915 | 750.2157
6994 | 1110.7167 | 719.9704 | 1110.7167 | 719.9704
6995 | 1053.8444 | 694.7914 | 1053.8444 | 694.7914
6996 | 994.4773 | 685.8965 | 994.4773 | 685.8965
6997 | 949.2311 | 697.1806 | 949.2311 | 697.1806
6998 | 923.86 | 720.6287 | 923.86 | 720.6287
6999 | 914.6025 | 762.8013 | 914.6025 | 762.8013
7000 | 905.7895 | 840.1521 | 905.7895 | 840.1521
7001 | 879.8681 | 949.3127 | 879.8681 | 949.3127
7002 | 882.1536 | 991.8256 | 882.1536 | 991.8256
7003 | 927.7299 | 1019.095 | 927.7299 | 1019.095
7004 | 1000.0378 | 1027.9763 | 1000.0378 | 1027.9763
7005 | 1054.2122 | 1022.8865 | 1054.2122 | 1022.8865
7006 | 1101.359 | 979.403 | 1101.359 | 979.403
7007 | 1164.3799 | 929.2963 | 1164.3799 | 929.2963
7008 | 1158.5113 | 865.7655 | 1158.5113 | 865.7655
7009 | 1134.5167 | 828.0475 | 1134.5167 | 828.0475
7010 | 1111.6642 | 812.4854 | 1111.6642 | 812.4854
7011 | 1118.3865 | 798.9172 | 1118.3865 | 798.9172
7012 | 1131.2978 | 813.3517 | 1131.2978 | 813.3517
7013 | 1149.2404 | 818.9226 | 1149.2404 | 818.9226
7014 | 1142.4129 | 806.1495 | 1142.4129 | 806.1495
7015 | 1105.3533 | 795.6354 | 1105.3533 | 795.6354
7016 | 1124.1073 | 780.9239 | 1124.1073 | 780.9239
7017 | 1140.0598 | 762.9621 | 1140.0598 | 762.9621
7018 | 1108.279 | 743.6536 | 1108.279 | 743.6536
7019 | 1040.3615 | 764.2279 | 1040.3615 | 764.2279
7020 | 984.9953 | 758.677 | 984.9953 | 758.677
7021 | 936.6895 | 795.4146 | 936.6895 | 795.4146
7022 | 914.9597 | 861.5474 | 914.9597 | 861.5474
7023 | 905.0047 | 904.3102 | 905.0047 | 904.3102
7024 | 898.8978 | 958.5286 | 898.8978 | 958.5286
7025 | 877.1042 | 1046.4845 | 877.1042 | 1046.4845
7026 | 878.6629 | 1075.8576 | 878.6629 | 1075.8576
7027 | 928.7448 | 1084.9515 | 928.7448 | 1084.9515
7028 | 1009.0406 | 1067.6318 | 1009.0406 | 1067.6318
7029 | 1057.4052 | 1044.9567 | 1057.4052 | 1044.9567
7030 | 1109.1137 | 982.3536 | 1109.1137 | 982.3536
7031 | 1179.7421 | 903.292 | 1179.7421 | 903.292
7032 | 1167.432 | 838.5024 | 1167.432 | 838.5024
7033 | 1127.81 | 794.4898 | 1127.81 | 794.4898
7034 | 1108.7564 | 767.5582 | 1108.7564 | 767.5582
7035 | 1110.5711 | 755.603 | 1110.5711 | 755.603
7036 | 1120.9336 | 785.8918 | 1120.9336 | 785.8918
7037 | 1146.8032 | 803.2649 | 1146.8032 | 803.2649
7038 | 1138.579 | 796.6683 | 1138.579 | 796.6683
7039 | 1102.8716 | 785.21 | 1102.8716 | 785.21
7040 | 1110.7025 | 762.1583 | 1110.7025 | 762.1583
7041 | 1148.7948 | 730.742 | 1148.7948 | 730.742
7042 | 1110.6715 | 693.6908 | 1110.6715 | 693.6908
7043 | 1036.2435 | 669.928 | 1036.2435 | 669.928
7044 | 972.378 | 665.9507 | 972.378 | 665.9507
7045 | 932.3288 | 679.5166 | 932.3288 | 679.5166
7046 | 910.2596 | 679.5569 | 910.2596 | 679.5569
7047 | 901.3253 | 673.0255 | 901.3253 | 673.0255
7048 | 893.0911 | 722.9951 | 893.0911 | 722.9951
7049 | 878.2357 | 824.7597 | 878.2357 | 824.7597
7050 | 883.2369 | 877.6979 | 883.2369 | 877.6979
7051 | 955.9282 | 922.9854 | 955.9282 | 922.9854
7052 | 1047.3406 | 942.8428 | 1047.3406 | 942.8428
7053 | 1128.6633 | 948.375 | 1128.6633 | 948.375
7054 | 1167.8057 | 933.0202 | 1167.8057 | 933.0202
7055 | 1257.8484 | 926.3457 | 1257.8484 | 926.3457
7056 | 1240.8393 | 933.6284 | 1240.8393 | 933.6284
7057 | 1170.9023 | 944.457 | 1170.9023 | 944.457
7058 | 1156.5868 | 948.1719 | 1156.5868 | 948.1719
7059 | 1162.0437 | 936.4133 | 1162.0437 | 936.4133
7060 | 1173.7784 | 959.1094 | 1173.7784 | 959.1094
7061 | 1199.763 | 980.3773 | 1199.763 | 980.3773
7062 | 1200.7395 | 983.0258 | 1200.7395 | 983.0258
7063 | 1149.0897 | 988.2873 | 1149.0897 | 988.2873
7064 | 1141.7588 | 994.8593 | 1141.7588 | 994.8593
7065 | 1157.2985 | 1007.7013 | 1157.2985 | 1007.7013
7066 | 1129.2156 | 1023.7602 | 1129.2156 | 1023.7602
7067 | 1031.567 | 1055.7827 | 1031.567 | 1055.7827
7068 | 970.2271 | 1097.0867 | 970.2271 | 1097.0867
7069 | 917.4436 | 1132.4474 | 917.4436 | 1132.4474
7070 | 891.9477 | 1158.7279 | 891.9477 | 1158.7279
7071 | 880.7659 | 1173.2046 | 880.7659 | 1173.2046
7072 | 876.22 | 1207.9887 | 876.22 | 1207.9887
7073 | 853.0272 | 1279.8936 | 853.0272 | 1279.8936
7074 | 863.8039 | 1300.9263 | 863.8039 | 1300.9263
7075 | 932.7357 | 1323.5536 | 932.7357 | 1323.5536
7076 | 1041.9924 | 1343.5683 | 1041.9924 | 1343.5683
7077 | 1100.4922 | 1350.8709 | 1100.4922 | 1350.8709
7078 | 1141.3088 | 1306.6793 | 1141.3088 | 1306.6793
7079 | 1219.6073 | 1253.3072 | 1219.6073 | 1253.3072
7080 | 1210.8264 | 1191.114 | 1210.8264 | 1191.114
7081 | 1138.2886 | 1129.7915 | 1138.2886 | 1129.7915
7082 | 1126.523 | 1077.9572 | 1126.523 | 1077.9572
7083 | 1137.007 | 1028.8249 | 1137.007 | 1028.8249
7084 | 1149.3433 | 1019.2615 | 1149.3433 | 1019.2615
7085 | 1172.3742 | 1013.7383 | 1172.3742 | 1013.7383
7086 | 1163.783 | 1002.4208 | 1163.783 | 1002.4208
7087 | 1120.0578 | 999.3027 | 1120.0578 | 999.3027
7088 | 1123.4468 | 998.754 | 1123.4468 | 998.754
7089 | 1152.5123 | 995.1123 | 1152.5123 | 995.1123
7090 | 1117.2156 | 987.4879 | 1117.2156 | 987.4879
7091 | 1037.4563 | 996.1813 | 1037.4563 | 996.1813
7092 | 967.5042 | 1015.2971 | 967.5042 | 1015.2971
7093 | 911.5317 | 1031.5775 | 911.5317 | 1031.5775
7094 | 887.0372 | 1038.7778 | 887.0372 | 1038.7778
7095 | 878.9608 | 1046.2518 | 878.9608 | 1046.2518
7096 | 874.0803 | 1092.6021 | 874.0803 | 1092.6021
7097 | 855.698 | 1178.2762 | 855.698 | 1178.2762
7098 | 873.1802 | 1209.2229 | 873.1802 | 1209.2229
7099 | 947.4279 | 1235.1941 | 947.4279 | 1235.1941
7100 | 1043.0892 | 1249.347 | 1043.0892 | 1249.347
7101 | 1100.0482 | 1258.8134 | 1100.0482 | 1258.8134
7102 | 1154.9591 | 1247.2353 | 1154.9591 | 1247.2353
7103 | 1227.7796 | 1204.0525 | 1227.7796 | 1204.0525
7104 | 1217.1238 | 1139.2629 | 1217.1238 | 1139.2629
7105 | 1139.742 | 1094.6209 | 1139.742 | 1094.6209
7106 | 1132.142 | 1065.7616 | 1132.142 | 1065.7616
7107 | 1135.3442 | 1032.1295 | 1135.3442 | 1032.1295
7108 | 1127.0634 | 1031.4965 | 1127.0634 | 1031.4965
7109 | 1158.8182 | 1029.0025 | 1158.8182 | 1029.0025
7110 | 1143.7892 | 1012.5707 | 1143.7892 | 1012.5707
7111 | 1096.3632 | 1001.1518 | 1096.3632 | 1001.1518
7112 | 1092.7239 | 991.4366 | 1092.7239 | 991.4366
7113 | 1127.3812 | 988.1489 | 1127.3812 | 988.1489
7114 | 1096.1314 | 998.1493 | 1096.1314 | 998.1493
7115 | 1017.9751 | 1047.7965 | 1017.9751 | 1047.7965
7116 | 956.0927 | 1104.286 | 956.0927 | 1104.286
7117 | 911.8889 | 1144.525 | 911.8889 | 1144.525
7118 | 888.67 | 1169.1533 | 888.67 | 1169.1533
7119 | 879.2511 | 1175.7618 | 879.2511 | 1175.7618
7120 | 866.882 | 1207.7133 | 866.882 | 1207.7133
7121 | 841.228 | 1288.7059 | 841.228 | 1288.7059
7122 | 856.2864 | 1325.7504 | 856.2864 | 1325.7504
7123 | 916.1855 | 1358.9209 | 916.1855 | 1358.9209
7124 | 998.2011 | 1372.5625 | 998.2011 | 1372.5625
7125 | 1050.4547 | 1366.6072 | 1050.4547 | 1366.6072
7126 | 1102.306 | 1314.2327 | 1102.306 | 1314.2327
7127 | 1178.1774 | 1232.4959 | 1178.1774 | 1232.4959
7128 | 1179.6287 | 1131.198 | 1179.6287 | 1131.198
7129 | 1128.708 | 1010.8643 | 1128.708 | 1010.8643
7130 | 1103.8899 | 928.6982 | 1103.8899 | 928.6982
7131 | 1105.6822 | 868.5504 | 1105.6822 | 868.5504
7132 | 1108.7322 | 851.1975 | 1108.7322 | 851.1975
7133 | 1132.0355 | 837.6881 | 1132.0355 | 837.6881
7134 | 1127.556 | 814.4897 | 1127.556 | 814.4897
7135 | 1085.6273 | 796.5795 | 1085.6273 | 796.5795
7136 | 1087.4339 | 776.6751 | 1087.4339 | 776.6751
7137 | 1115.4022 | 758.2019 | 1115.4022 | 758.2019
7138 | 1077.7371 | 735.4707 | 1077.7371 | 735.4707
7139 | 1010.5521 | 718.9073 | 1010.5521 | 718.9073
7140 | 950.6571 | 729.2501 | 950.6571 | 729.2501
7141 | 902.9261 | 742.5013 | 902.9261 | 742.5013
7142 | 880.9476 | 752.7701 | 880.9476 | 752.7701
7143 | 870.1682 | 760.1261 | 870.1682 | 760.1261
7144 | 857.8481 | 799.0409 | 857.8481 | 799.0409
7145 | 832.2624 | 875.7061 | 832.2624 | 875.7061
7146 | 843.0479 | 894.8111 | 843.0479 | 894.8111
7147 | 886.6334 | 903.9445 | 886.6334 | 903.9445
7148 | 957.7451 | 899.8433 | 957.7451 | 899.8433
7149 | 1006.3986 | 892.275 | 1006.3986 | 892.275
7150 | 1046.944 | 864.6852 | 1046.944 | 864.6852
7151 | 1134.4922 | 833.8161 | 1134.4922 | 833.8161
7152 | 1133.3357 | 807.8559 | 1133.3357 | 807.8559
7153 | 1092.1221 | 789.1001 | 1092.1221 | 789.1001
7154 | 1076.7103 | 780.58 | 1076.7103 | 780.58
7155 | 1075.2359 | 767.3265 | 1075.2359 | 767.3265
7156 | 1083.0275 | 782.5085 | 1083.0275 | 782.5085
7157 | 1095.8218 | 792.2888 | 1095.8218 | 792.2888
7158 | 1080.2914 | 785.3382 | 1080.2914 | 785.3382
7159 | 1048.8288 | 779.7417 | 1048.8288 | 779.7417
7160 | 1053.4618 | 767.6267 | 1053.4618 | 767.6267
7161 | 1084.3327 | 750.5698 | 1084.3327 | 750.5698
7162 | 1067.5227 | 726.1863 | 1067.5227 | 726.1863
7163 | 1002.8283 | 712.8881 | 1002.8283 | 712.8881
7164 | 942.425 | 744.8684 | 942.425 | 744.8684
7165 | 898.022 | 776.8064 | 898.022 | 776.8064
7166 | 873.342 | 805.0934 | 873.342 | 805.0934
7167 | 857.8126 | 826.5334 | 857.8126 | 826.5334
7168 | 851.2817 | 873.6704 | 851.2817 | 873.6704
7169 | 825.9935 | 955.4105 | 825.9935 | 955.4105
7170 | 831.0717 | 978.489 | 831.0717 | 978.489
7171 | 880.3626 | 991.8318 | 880.3626 | 991.8318
7172 | 953.4761 | 993.0023 | 953.4761 | 993.0023
7173 | 1012.2419 | 983.7031 | 1012.2419 | 983.7031
7174 | 1050.278 | 933.7677 | 1050.278 | 933.7677
7175 | 1124.6356 | 868.4361 | 1124.6356 | 868.4361
7176 | 1126.9398 | 833.8995 | 1126.9398 | 833.8995
7177 | 1080.8904 | 811.485 | 1080.8904 | 811.485
7178 | 1075.376 | 801.9814 | 1075.376 | 801.9814
7179 | 1073.7689 | 787.1543 | 1073.7689 | 787.1543
7180 | 1077.4843 | 807.2145 | 1077.4843 | 807.2145
7181 | 1093.8494 | 819.7487 | 1093.8494 | 819.7487
7182 | 1089.3453 | 810.3589 | 1089.3453 | 810.3589
7183 | 1045.5952 | 800.2776 | 1045.5952 | 800.2776
7184 | 1048.7407 | 783.7171 | 1048.7407 | 783.7171
7185 | 1085.7736 | 763.0408 | 1085.7736 | 763.0408
7186 | 1061.435 | 735.9035 | 1061.435 | 735.9035
7187 | 991.541 | 712.8881 | 991.541 | 712.8881
7188 | 928.5115 | 713.3564 | 928.5115 | 713.3564
7189 | 890.7358 | 718.7787 | 890.7358 | 718.7787
7190 | 865.0292 | 712.5638 | 865.0292 | 712.5638
7191 | 856.7559 | 709.2191 | 856.7559 | 709.2191
7192 | 845.9881 | 742.9016 | 845.9881 | 742.9016
7193 | 822.4535 | 809.4561 | 822.4535 | 809.4561
7194 | 834.3158 | 817.113 | 834.3158 | 817.113
7195 | 894.7837 | 822.627 | 894.7837 | 822.627
7196 | 970.6276 | 820.4142 | 970.6276 | 820.4142
7197 | 1031.6744 | 808.5184 | 1031.6744 | 808.5184
7198 | 1075.2125 | 790.1344 | 1075.2125 | 790.1344
7199 | 1162.5407 | 792.5083 | 1162.5407 | 792.5083
7200 | 1151.0406 | 784.4087 | 1151.0406 | 784.4087
7201 | 1095.4692 | 781.1926 | 1095.4692 | 781.1926
7202 | 1085.182 | 786.8352 | 1085.182 | 786.8352
7203 | 1089.8989 | 782.5514 | 1089.8989 | 782.5514
7204 | 1085.1102 | 803.8705 | 1085.1102 | 803.8705
7205 | 1106.5257 | 817.8604 | 1106.5257 | 817.8604
7206 | 1099.318 | 812.3653 | 1099.318 | 812.3653
7207 | 1067.6707 | 806.5721 | 1067.6707 | 806.5721
7208 | 1057.7511 | 795.2046 | 1057.7511 | 795.2046
7209 | 1088.7729 | 778.187 | 1088.7729 | 778.187
7210 | 1075.0483 | 753.6462 | 1075.0483 | 753.6462
7211 | 991.041 | 735.4304 | 991.041 | 735.4304
7212 | 924.4328 | 731.8466 | 924.4328 | 731.8466
7213 | 879.9661 | 738.9999 | 879.9661 | 738.9999
7214 | 859.1805 | 755.7207 | 859.1805 | 755.7207
7215 | 848.0106 | 769.7646 | 848.0106 | 769.7646
7216 | 839.9971 | 812.2594 | 839.9971 | 812.2594
7217 | 820.7359 | 889.7901 | 820.7359 | 889.7901
7218 | 837.0712 | 910.7048 | 837.0712 | 910.7048
7219 | 915.1367 | 922.2379 | 915.1367 | 922.2379
7220 | 1019.7725 | 920.1038 | 1019.7725 | 920.1038
7221 | 1087.4748 | 909.467 | 1087.4748 | 909.467
7222 | 1129.6982 | 883.0967 | 1129.6982 | 883.0967
7223 | 1220.0118 | 862.0629 | 1220.0118 | 862.0629
7224 | 1204.3655 | 833.0733 | 1204.3655 | 833.0733
7225 | 1144.8544 | 816.324 | 1144.8544 | 816.324
7226 | 1132.4401 | 812.8395 | 1132.4401 | 812.8395
7227 | 1130.5337 | 805.9199 | 1130.5337 | 805.9199
7228 | 1139.0817 | 826.6882 | 1139.0817 | 826.6882
7229 | 1157.922 | 838.2782 | 1157.922 | 838.2782
7230 | 1144.4224 | 830.4621 | 1144.4224 | 830.4621
7231 | 1079.6914 | 824.4328 | 1079.6914 | 824.4328
7232 | 1068.0988 | 811.9245 | 1068.0988 | 811.9245
7233 | 1099.1621 | 787.3534 | 1099.1621 | 787.3534
7234 | 1073.597 | 752.7807 | 1073.597 | 752.7807
7235 | 995.0848 | 728.113 | 995.0848 | 728.113
7236 | 923.685 | 718.51 | 923.685 | 718.51
7237 | 874.7671 | 713.4677 | 874.7671 | 713.4677
7238 | 853.8196 | 710.3214 | 853.8196 | 710.3214
7239 | 844.0874 | 707.8028 | 844.0874 | 707.8028
7240 | 832.4061 | 740.1084 | 832.4061 | 740.1084
7241 | 811.3066 | 811.9739 | 811.3066 | 811.9739
7242 | 833.6593 | 828.9546 | 833.6593 | 828.9546
7243 | 891.5494 | 837.8125 | 891.5494 | 837.8125
7244 | 994.1461 | 832.6098 | 994.1461 | 832.6098
7245 | 1054.5708 | 829.1724 | 1054.5708 | 829.1724
7246 | 1110.1834 | 823.4561 | 1110.1834 | 823.4561
7247 | 1186.777 | 825.4366 | 1186.777 | 825.4366
7248 | 1192.052 | 815.6453 | 1192.052 | 815.6453
7249 | 1116.035 | 809.1639 | 1116.035 | 809.1639
7250 | 1101.413 | 812.092 | 1101.413 | 812.092
7251 | 1104.608 | 803.048 | 1104.608 | 803.048
7252 | 1109.7979 | 817.6005 | 1109.7979 | 817.6005
7253 | 1133.2577 | 826.2006 | 1133.2577 | 826.2006
7254 | 1122.5258 | 817.5977 | 1122.5258 | 817.5977
7255 | 1084.6875 | 809.8374 | 1084.6875 | 809.8374
7256 | 1062.5574 | 796.2668 | 1062.5574 | 796.2668
7257 | 1092.3227 | 783.7341 | 1092.3227 | 783.7341
7258 | 1076.8524 | 764.4649 | 1076.8524 | 764.4649
7259 | 1001.3281 | 752.3863 | 1001.3281 | 752.3863
7260 | 924.7108 | 247.3192 | 924.7108 | 247.3192
7261 | 877.8421 | 248.1387 | 877.8421 | 248.1387
7262 | 854.3829 | 250.3319 | 854.3829 | 250.3319
7263 | 848.6434 | 253.354 | 848.6434 | 253.354
7264 | 834.0922 | 280.1208 | 834.0922 | 280.1208
7265 | 806.3983 | 346.2592 | 806.3983 | 346.2592
7266 | 834.2645 | 358.3404 | 834.2645 | 358.3404
7267 | 905.883 | 371.2837 | 905.883 | 371.2837
7268 | 1004.9427 | 368.5868 | 1004.9427 | 368.5868
7269 | 1068.833 | 366.0194 | 1068.833 | 366.0194
7270 | 1117.9388 | 355.9545 | 1117.9388 | 355.9545
7271 | 1208.2697 | 350.4464 | 1208.2697 | 350.4464
7272 | 1205.7538 | 338.907 | 1205.7538 | 338.907
7273 | 1136.0561 | 323.9962 | 1136.0561 | 323.9962
7274 | 1123.3327 | 323.2479 | 1123.3327 | 323.2479
7275 | 1122.1545 | 309.8684 | 1122.1545 | 309.8684
7276 | 1117.9661 | 321.8993 | 1117.9661 | 321.8993
7277 | 1125.9035 | 332.8801 | 1125.9035 | 332.8801
7278 | 1119.7596 | 325.3998 | 1119.7596 | 325.3998
7279 | 1071.6665 | 316.9535 | 1071.6665 | 316.9535
7280 | 1047.9794 | 302.5882 | 1047.9794 | 302.5882
7281 | 1073.2834 | 289.0111 | 1073.2834 | 289.0111
7282 | 1059.8242 | 265.0546 | 1059.8242 | 265.0546
7283 | 1004.7918 | 244.7598 | 1004.7918 | 244.7598
7284 | 938.5015 | 238.9438 | 938.5015 | 238.9438
7285 | 889.2137 | 237.7739 | 889.2137 | 237.7739
7286 | 858.6307 | 238.997 | 858.6307 | 238.997
7287 | 845.5042 | 244.0453 | 845.5042 | 244.0453
7288 | 830.5034 | 274.8524 | 830.5034 | 274.8524
7289 | 812.3338 | 343.0417 | 812.3338 | 343.0417
7290 | 828.8468 | 355.3562 | 828.8468 | 355.3562
7291 | 887.9332 | 368.2013 | 887.9332 | 368.2013
7292 | 969.9783 | 365.3079 | 969.9783 | 365.3079
7293 | 1034.4315 | 360.0142 | 1034.4315 | 360.0142
7294 | 1074.5394 | 347.2721 | 1074.5394 | 347.2721
7295 | 1150.99 | 341.15 | 1150.99 | 341.15
7296 | 1154.4816 | 328.8001 | 1154.4816 | 328.8001
7297 | 1101.386 | 313.7542 | 1101.386 | 313.7542
7298 | 1083.2486 | 314.8848 | 1083.2486 | 314.8848
7299 | 1078.9309 | 303.9369 | 1078.9309 | 303.9369
7300 | 1074.4633 | 317.3064 | 1074.4633 | 317.3064
7301 | 1092.8748 | 328.5327 | 1092.8748 | 328.5327
7302 | 1078.5269 | 320.4385 | 1078.5269 | 320.4385
7303 | 1040.3418 | 311.2308 | 1040.3418 | 311.2308
7304 | 1024.9174 | 295.7602 | 1024.9174 | 295.7602
7305 | 1056.2593 | 282.8094 | 1056.2593 | 282.8094
7306 | 1044.133 | 259.1845 | 1044.133 | 259.1845
7307 | 992.3334 | 241.9476 | 992.3334 | 241.9476
7308 | 930.8395 | 249.5297 | 930.8395 | 249.5297
7309 | 880.2714 | 261.6719 | 880.2714 | 261.6719
7310 | 858.8469 | 269.0721 | 858.8469 | 269.0721
7311 | 843.4371 | 273.6661 | 843.4371 | 273.6661
7312 | 824.1726 | 302.3978 | 824.1726 | 302.3978
7313 | 803.6748 | 370.5748 | 803.6748 | 370.5748
7314 | 810.8078 | 383.4787 | 810.8078 | 383.4787
7315 | 854.358 | 395.9062 | 854.358 | 395.9062
7316 | 922.2563 | 391.9936 | 922.2563 | 391.9936
7317 | 975.9509 | 384.5877 | 975.9509 | 384.5877
7318 | 1024.545 | 368.8491 | 1024.545 | 368.8491
7319 | 1098.9291 | 360.4551 | 1098.9291 | 360.4551
7320 | 1106.4754 | 345.9069 | 1106.4754 | 345.9069
7321 | 1064.7432 | 329.2769 | 1064.7432 | 329.2769
7322 | 1045.7136 | 329.0443 | 1045.7136 | 329.0443
7323 | 1033.3334 | 318.2561 | 1033.3334 | 318.2561
7324 | 1040.8753 | 332.7431 | 1040.8753 | 332.7431
7325 | 1058.9303 | 343.9694 | 1058.9303 | 343.9694
7326 | 1049.2587 | 336.2313 | 1049.2587 | 336.2313
7327 | 1020.2663 | 327.392 | 1020.2663 | 327.392
7328 | 1011.5583 | 312.2039 | 1011.5583 | 312.2039
7329 | 1045.8981 | 297.0794 | 1045.8981 | 297.0794
7330 | 1032.0436 | 271.4528 | 1032.0436 | 271.4528
7331 | 974.2312 | 256.8562 | 974.2312 | 256.8562
7332 | 921.0398 | 263.3208 | 921.0398 | 263.3208
7333 | 878.3068 | 268.8192 | 878.3068 | 268.8192
7334 | 852.1815 | 274.2054 | 852.1815 | 274.2054
7335 | 841.6941 | 280.052 | 841.6941 | 280.052
7336 | 825.752 | 310.2942 | 825.752 | 310.2942
7337 | 802.1786 | 378.7413 | 802.1786 | 378.7413
7338 | 810.1343 | 390.8594 | 810.1343 | 390.8594
7339 | 856.5385 | 401.9237 | 856.5385 | 401.9237
7340 | 930.0129 | 396.5128 | 930.0129 | 396.5128
7341 | 985.7909 | 386.3438 | 985.7909 | 386.3438
7342 | 1033.6975 | 361.4562 | 1033.6975 | 361.4562
7343 | 1114.1577 | 344.1096 | 1114.1577 | 344.1096
7344 | 1109.706 | 329.2668 | 1109.706 | 329.2668
7345 | 1061.1438 | 315.3016 | 1061.1438 | 315.3016
7346 | 1051.7104 | 317.5866 | 1051.7104 | 317.5866
7347 | 1046.3771 | 308.9106 | 1046.3771 | 308.9106
7348 | 1061.2731 | 325.08 | 1061.2731 | 325.08
7349 | 1078.5125 | 338.6274 | 1078.5125 | 338.6274
7350 | 1051.764 | 332.7682 | 1051.764 | 332.7682
7351 | 1019.3697 | 325.5745 | 1019.3697 | 325.5745
7352 | 1007.304 | 311.6759 | 1007.304 | 311.6759
7353 | 1041.4104 | 296.8216 | 1041.4104 | 296.8216
7354 | 1035.8444 | 270.9002 | 1035.8444 | 270.9002
7355 | 973.4645 | 250.8387 | 973.4645 | 250.8387
7356 | 915.8234 | 249.3823 | 915.8234 | 249.3823
7357 | 869.8182 | 251.5527 | 869.8182 | 251.5527
7358 | 845.6419 | 253.5617 | 845.6419 | 253.5617
7359 | 832.4618 | 257.2715 | 832.4618 | 257.2715
7360 | 816.0717 | 286.04 | 816.0717 | 286.04
7361 | 795.3971 | 353.689 | 795.3971 | 353.689
7362 | 814.3841 | 365.2298 | 814.3841 | 365.2298
7363 | 873.4091 | 377.0064 | 873.4091 | 377.0064
7364 | 968.6749 | 373.4377 | 968.6749 | 373.4377
7365 | 1019.1472 | 368.0212 | 1019.1472 | 368.0212
7366 | 1079.3963 | 351.5949 | 1079.3963 | 351.5949
7367 | 1172.9379 | 337.5641 | 1172.9379 | 337.5641
7368 | 1162.6297 | 325.6808 | 1162.6297 | 325.6808
7369 | 1099.5357 | 312.8577 | 1099.5357 | 312.8577
7370 | 1086.9557 | 315.155 | 1086.9557 | 315.155
7371 | 1084.9848 | 304.6738 | 1084.9848 | 304.6738
7372 | 1099.2869 | 319.3081 | 1099.2869 | 319.3081
7373 | 1109.5688 | 331.3573 | 1109.5688 | 331.3573
7374 | 1097.2673 | 323.9384 | 1097.2673 | 323.9384
7375 | 1056.1232 | 315.3079 | 1056.1232 | 315.3079
7376 | 1040.4546 | 300.476 | 1040.4546 | 300.476
7377 | 1071.5903 | 286.8129 | 1071.5903 | 286.8129
7378 | 1060.613 | 263.0038 | 1060.613 | 263.0038
7379 | 982.2807 | 244.1335 | 982.2807 | 244.1335
7380 | 927.3182 | 247.5157 | 927.3182 | 247.5157
7381 | 876.1449 | 252.5597 | 876.1449 | 252.5597
7382 | 850.8464 | 256.4722 | 850.8464 | 256.4722
7383 | 841.3163 | 262.1592 | 841.3163 | 262.1592
7384 | 825.0713 | 295.0294 | 825.0713 | 295.0294
7385 | 802.8691 | 366.5222 | 802.8691 | 366.5222
7386 | 829.1889 | 381.1577 | 829.1889 | 381.1577
7387 | 895.6657 | 394.7273 | 895.6657 | 394.7273
7388 | 1008.0262 | 392.0182 | 1008.0262 | 392.0182
7389 | 1077.6573 | 381.5912 | 1077.6573 | 381.5912
7390 | 1111.096 | 356.8632 | 1111.096 | 356.8632
7391 | 1201.0483 | 342.8693 | 1201.0483 | 342.8693
7392 | 1183.3205 | 330.1633 | 1183.3205 | 330.1633
7393 | 1119.2674 | 317.0209 | 1119.2674 | 317.0209
7394 | 1105.7833 | 317.5375 | 1105.7833 | 317.5375
7395 | 1112.8764 | 304.3176 | 1112.8764 | 304.3176
7396 | 1117.8077 | 317.7608 | 1117.8077 | 317.7608
7397 | 1142.5571 | 329.0608 | 1142.5571 | 329.0608
7398 | 1123.252 | 321.5437 | 1123.252 | 321.5437
7399 | 1066.4381 | 314.3255 | 1066.4381 | 314.3255
7400 | 1054.6664 | 300.869 | 1054.6664 | 300.869
7401 | 1076.1578 | 286.5059 | 1076.1578 | 286.5059
7402 | 1058.1905 | 260.6091 | 1058.1905 | 260.6091
7403 | 982.8811 | 239.7862 | 982.8811 | 239.7862
7404 | 928.2276 | 243.5859 | 928.2276 | 243.5859
7405 | 888.6502 | 251.0737 | 888.6502 | 251.0737
7406 | 863.8059 | 258.4862 | 863.8059 | 258.4862
7407 | 844.6334 | 267.7346 | 844.6334 | 267.7346
7408 | 827.0621 | 299.1066 | 827.0621 | 299.1066
7409 | 806.4656 | 364.2503 | 806.4656 | 364.2503
7410 | 836.3412 | 371.321 | 836.3412 | 371.321
7411 | 901.9075 | 381.0099 | 901.9075 | 381.0099
7412 | 1012.657 | 376.4955 | 1012.657 | 376.4955
7413 | 1083.7017 | 370.1457 | 1083.7017 | 370.1457
7414 | 1135.6169 | 353.9896 | 1135.6169 | 353.9896
7415 | 1216.549 | 344.7973 | 1216.549 | 344.7973
7416 | 1206.6603 | 331.0966 | 1206.6603 | 331.0966
7417 | 1129.4824 | 318.6665 | 1129.4824 | 318.6665
7418 | 1122.1586 | 320.9883 | 1122.1586 | 320.9883
7419 | 1115.7916 | 310.9246 | 1115.7916 | 310.9246
7420 | 1116.0046 | 324.9572 | 1116.0046 | 324.9572
7421 | 1135.7425 | 336.0607 | 1135.7425 | 336.0607
7422 | 1123.6093 | 327.9296 | 1123.6093 | 327.9296
7423 | 1067.9808 | 318.9798 | 1067.9808 | 318.9798
7424 | 1047.0134 | 303.7917 | 1047.0134 | 303.7917
7425 | 1070.2474 | 288.9006 | 1070.2474 | 288.9006
7426 | 1059.5442 | 262.8196 | 1059.5442 | 262.8196
7427 | 991.8716 | 240.7318 | 991.8716 | 240.7318
7428 | 921.526 | 233.8105 | 921.526 | 233.8105
7429 | 879.5701 | 231.6704 | 879.5701 | 231.6704
7430 | 861.3982 | 230.6953 | 861.3982 | 230.6953
7431 | 845.9664 | 231.642 | 845.9664 | 231.642
7432 | 828.3329 | 257.7088 | 828.3329 | 257.7088
7433 | 812.8125 | 322.656 | 812.8125 | 322.656
7434 | 840.8614 | 332.1337 | 840.8614 | 332.1337
7435 | 904.5129 | 341.5156 | 904.5129 | 341.5156
7436 | 1010.3586 | 335.4661 | 1010.3586 | 335.4661
7437 | 1082.1741 | 329.3619 | 1082.1741 | 329.3619
7438 | 1134.8723 | 318.425 | 1134.8723 | 318.425
7439 | 1203.1591 | 316.0117 | 1203.1591 | 316.0117
7440 | 1182.2757 | 308.6723 | 1182.2757 | 308.6723
7441 | 1106.9064 | 298.993 | 1106.9064 | 298.993
7442 | 1101.7638 | 303.7709 | 1101.7638 | 303.7709
7443 | 1112.5223 | 295.93 | 1112.5223 | 295.93
7444 | 1114.8843 | 312.3327 | 1114.8843 | 312.3327
7445 | 1117.6342 | 325.8433 | 1117.6342 | 325.8433
7446 | 1121.1103 | 319.7876 | 1121.1103 | 319.7876
7447 | 1062.7279 | 312.4834 | 1062.7279 | 312.4834
7448 | 1041.9718 | 298.9041 | 1041.9718 | 298.9041
7449 | 1062.6726 | 285.7199 | 1062.6726 | 285.7199
7450 | 1051.7825 | 261.2599 | 1051.7825 | 261.2599
7451 | 993.5576 | 240.4739 | 993.5576 | 240.4739
7452 | 930.9674 | 234.9526 | 930.9674 | 234.9526
7453 | 887.464 | 234.2494 | 887.464 | 234.2494
7454 | 863.6816 | 234.4532 | 863.6816 | 234.4532
7455 | 848.1842 | 235.977 | 848.1842 | 235.977
7456 | 824.5781 | 262.4613 | 824.5781 | 262.4613
7457 | 810.5104 | 328.1945 | 810.5104 | 328.1945
7458 | 823.931 | 339.5757 | 823.931 | 339.5757
7459 | 879.058 | 350.8979 | 879.058 | 350.8979
7460 | 964.8338 | 347.2678 | 964.8338 | 347.2678
7461 | 1034.0656 | 339.4811 | 1034.0656 | 339.4811
7462 | 1089.2401 | 321.7408 | 1089.2401 | 321.7408
7463 | 1166.5417 | 315.5204 | 1166.5417 | 315.5204
7464 | 1156.0403 | 305.0863 | 1156.0403 | 305.0863
7465 | 1094.2658 | 293.6387 | 1094.2658 | 293.6387
7466 | 1085.5168 | 297.5815 | 1085.5168 | 297.5815
7467 | 1088.1262 | 289.7651 | 1088.1262 | 289.7651
7468 | 1091.6905 | 306.917 | 1091.6905 | 306.917
7469 | 1102.8402 | 321.0293 | 1102.8402 | 321.0293
7470 | 1085.9788 | 315.7596 | 1085.9788 | 315.7596
7471 | 1043.142 | 309.3641 | 1043.142 | 309.3641
7472 | 1017.3136 | 296.0181 | 1017.3136 | 296.0181
7473 | 1039.2603 | 282.0603 | 1039.2603 | 282.0603
7474 | 1050.9165 | 256.753 | 1050.9165 | 256.753
7475 | 1000.7864 | 236.4336 | 1000.7864 | 236.4336
7476 | 941.4287 | 232.7176 | 941.4287 | 232.7176
7477 | 891.0295 | 234.2616 | 891.0295 | 234.2616
7478 | 865.2658 | 235.7795 | 865.2658 | 235.7795
7479 | 846.7369 | 242.6822 | 846.7369 | 242.6822
7480 | 820.2222 | 275.0858 | 820.2222 | 275.0858
7481 | 800.9334 | 344.5399 | 800.9334 | 344.5399
7482 | 814.66 | 356.7317 | 814.66 | 356.7317
7483 | 858.8666 | 368.189 | 858.8666 | 368.189
7484 | 928.585 | 365.1851 | 928.585 | 365.1851
7485 | 988.3662 | 356.9441 | 988.3662 | 356.9441
7486 | 1037.8107 | 339.388 | 1037.8107 | 339.388
7487 | 1111.8449 | 333.3887 | 1111.8449 | 333.3887
7488 | 1111.2423 | 323.5195 | 1111.2423 | 323.5195
7489 | 1071.6733 | 311.8999 | 1071.6733 | 311.8999
7490 | 1062.0827 | 315.4498 | 1062.0827 | 315.4498
7491 | 1063.4747 | 306.3808 | 1063.4747 | 306.3808
7492 | 1072.1734 | 321.3344 | 1072.1734 | 321.3344
7493 | 1083.3551 | 333.9976 | 1083.3551 | 333.9976
7494 | 1071.3408 | 327.7577 | 1071.3408 | 327.7577
7495 | 1036.3891 | 320.2079 | 1036.3891 | 320.2079
7496 | 1021.6097 | 306.1742 | 1021.6097 | 306.1742
7497 | 1038.8423 | 291.59 | 1038.8423 | 291.59
7498 | 1046.7195 | 265.5213 | 1046.7195 | 265.5213
7499 | 998.968 | 244.9195 | 998.968 | 244.9195
7500 | 937.1381 | 242.8613 | 937.1381 | 242.8613
7501 | 893.5468 | 252.1176 | 893.5468 | 252.1176
7502 | 870.6835 | 261.0038 | 870.6835 | 261.0038
7503 | 860.9331 | 270.3872 | 860.9331 | 270.3872
7504 | 823.6811 | 303.7855 | 823.6811 | 303.7855
7505 | 807.7518 | 374.5045 | 807.7518 | 374.5045
7506 | 823.1178 | 386.2173 | 823.1178 | 386.2173
7507 | 864.4678 | 394.0519 | 864.4678 | 394.0519
7508 | 936.2167 | 384.6375 | 936.2167 | 384.6375
7509 | 991.7598 | 370.0597 | 991.7598 | 370.0597
7510 | 1042.2025 | 348.0335 | 1042.2025 | 348.0335
7511 | 1121.8766 | 334.8623 | 1121.8766 | 334.8623
7512 | 1121.0719 | 320.5107 | 1121.0719 | 320.5107
7513 | 1073.5196 | 306.3613 | 1073.5196 | 306.3613
7514 | 1062.1868 | 308.7814 | 1062.1868 | 308.7814
7515 | 1049.9613 | 300.0931 | 1049.9613 | 300.0931
7516 | 1053.5998 | 315.8941 | 1053.5998 | 315.8941
7517 | 1069.5153 | 328.9626 | 1069.5153 | 328.9626
7518 | 1048.1455 | 322.8577 | 1048.1455 | 322.8577
7519 | 1002.1408 | 315.2465 | 1002.1408 | 315.2465
7520 | 993.6805 | 300.476 | 993.6805 | 300.476
7521 | 1015.5143 | 286.5304 | 1015.5143 | 286.5304
7522 | 1027.6454 | 261.9968 | 1027.6454 | 261.9968
7523 | 984.5706 | 242.0335 | 984.5706 | 242.0335
7524 | 923.0898 | 237.8754 | 923.0898 | 237.8754
7525 | 879.7975 | 240.7949 | 879.7975 | 240.7949
7526 | 854.7486 | 244.646 | 854.7486 | 244.646
7527 | 834.3614 | 249.6453 | 834.3614 | 249.6453
7528 | 806.8648 | 278.1068 | 806.8648 | 278.1068
7529 | 790.8074 | 344.6136 | 790.8074 | 344.6136
7530 | 813.2236 | 355.7369 | 813.2236 | 355.7369
7531 | 872.7349 | 367.6241 | 872.7349 | 367.6241
7532 | 951.7615 | 363.7728 | 951.7615 | 363.7728
7533 | 1013.1834 | 355.3845 | 1013.1834 | 355.3845
7534 | 1063.4433 | 339.8669 | 1063.4433 | 339.8669
7535 | 1141.0005 | 329.901 | 1141.0005 | 329.901
7536 | 1125.4218 | 318.1774 | 1125.4218 | 318.1774
7537 | 1065.5248 | 306.6192 | 1065.5248 | 306.6192
7538 | 1071.4085 | 310.2428 | 1071.4085 | 310.2428
7539 | 1073.5447 | 301.4685 | 1073.5447 | 301.4685
7540 | 1066.9906 | 317.3678 | 1066.9906 | 317.3678
7541 | 1082.594 | 330.0187 | 1082.594 | 330.0187
7542 | 1069.665 | 323.1156 | 1069.665 | 323.1156
7543 | 1020.6427 | 315.1728 | 1020.6427 | 315.1728
7544 | 1005.3464 | 300.6356 | 1005.3464 | 300.6356
7545 | 1018.9263 | 287.4638 | 1018.9263 | 287.4638
7546 | 1031.1428 | 264.502 | 1031.1428 | 264.502
7547 | 979.2947 | 245.9879 | 979.2947 | 245.9879
7548 | 912.9044 | 247.8718 | 912.9044 | 247.8718
7549 | 867.7959 | 257.8403 | 867.7959 | 257.8403
7550 | 841.9044 | 266.8616 | 841.9044 | 266.8616
7551 | 831.5225 | 275.6187 | 831.5225 | 275.6187
7552 | 796.3376 | 308.0468 | 796.3376 | 308.0468
7553 | 789.9172 | 378.0413 | 789.9172 | 378.0413
7554 | 811.6468 | 391.3751 | 811.6468 | 391.3751
7555 | 884.8855 | 403.3974 | 884.8855 | 403.3974
7556 | 988.7526 | 398.5023 | 988.7526 | 398.5023
7557 | 1064.1008 | 384.4649 | 1064.1008 | 384.4649
7558 | 1120.5349 | 351.6563 | 1120.5349 | 351.6563
7559 | 1200.8546 | 331.694 | 1200.8546 | 331.694
7560 | 1180.316 | 317.1458 | 1180.316 | 317.1458
7561 | 1109.6783 | 301.1666 | 1109.6783 | 301.1666
7562 | 1098.347 | 300.0254 | 1098.347 | 300.0254
7563 | 1108.39 | 288.1932 | 1108.39 | 288.1932
7564 | 1111.0315 | 302.8767 | 1111.0315 | 302.8767
7565 | 1129.5228 | 314.5329 | 1129.5228 | 314.5329
7566 | 1107.4544 | 306.2913 | 1107.4544 | 306.2913
7567 | 1048.5379 | 297.2309 | 1048.5379 | 297.2309
7568 | 1026.3619 | 282.7183 | 1026.3619 | 282.7183
7569 | 1045.8035 | 270.6517 | 1045.8035 | 270.6517
7570 | 1044.8126 | 248.8074 | 1044.8126 | 248.8074
7571 | 988.0526 | 231.1775 | 988.0526 | 231.1775
7572 | 916.667 | 233.786 | 916.667 | 233.786
7573 | 871.8904 | 246.1861 | 871.8904 | 246.1861
7574 | 852.8291 | 255.3424 | 852.8291 | 255.3424
7575 | 832.018 | 262.0732 | 832.018 | 262.0732
7576 | 804.5291 | 290.6207 | 804.5291 | 290.6207
7577 | 789.135 | 355.1626 | 789.135 | 355.1626
7578 | 820.7182 | 361.3983 | 820.7182 | 361.3983
7579 | 887.2332 | 365.5855 | 887.2332 | 365.5855
7580 | 989.3646 | 352.2168 | 989.3646 | 352.2168
7581 | 1060.7142 | 334.5689 | 1060.7142 | 334.5689
7582 | 1112.7279 | 315.6865 | 1112.7279 | 315.6865
7583 | 1186.1677 | 309.2328 | 1186.1677 | 309.2328
7584 | 1177.8642 | 298.7987 | 1177.8642 | 298.7987
7585 | 1097.6535 | 287.13 | 1097.6535 | 287.13
7586 | 1094.3397 | 291.7114 | 1094.3397 | 291.7114
7587 | 1100.1467 | 282.6301 | 1100.1467 | 282.6301
7588 | 1104.5022 | 297.4733 | 1104.5022 | 297.4733
7589 | 1126.416 | 309.7803 | 1126.416 | 309.7803
7590 | 1116.1561 | 302.9632 | 1116.1561 | 302.9632
7591 | 1058.5818 | 294.9467 | 1058.5818 | 294.9467
7592 | 1031.7337 | 280.999 | 1031.7337 | 280.999
7593 | 1050.1904 | 268.8833 | 1050.1904 | 268.8833
7594 | 1051.6351 | 246.4864 | 1051.6351 | 246.4864
7595 | 991.8454 | 227.8495 | 991.8454 | 227.8495
7596 | 934.6107 | 223.8633 | 934.6107 | 223.8633
7597 | 879.6481 | 223.6267 | 879.6481 | 223.6267
7598 | 862.2942 | 224.2848 | 862.2942 | 224.2848
7599 | 844.0548 | 226.5332 | 844.0548 | 226.5332
7600 | 815.3441 | 253.7913 | 815.3441 | 253.7913
7601 | 800.0944 | 319.5121 | 800.0944 | 319.5121
7602 | 827.3086 | 328.6337 | 827.3086 | 328.6337
7603 | 892.8311 | 337.5367 | 892.8311 | 337.5367
7604 | 986.8152 | 332.3223 | 986.8152 | 332.3223
7605 | 1069.0249 | 324.855 | 1069.0249 | 324.855
7606 | 1119.9776 | 311.2041 | 1119.9776 | 311.2041
7607 | 1195.5912 | 305.8065 | 1195.5912 | 305.8065
7608 | 1177.7149 | 294.9303 | 1177.7149 | 294.9303
7609 | 1107.5238 | 282.9546 | 1107.5238 | 282.9546
7610 | 1086.9541 | 285.522 | 1086.9541 | 285.522
7611 | 1096.4804 | 276.539 | 1096.4804 | 276.539
7612 | 1096.9207 | 292.1189 | 1096.9207 | 292.1189
7613 | 1102.8147 | 304.5119 | 1102.8147 | 304.5119
7614 | 1089.6038 | 297.5352 | 1089.6038 | 297.5352
7615 | 1040.3344 | 289.2731 | 1040.3344 | 289.2731
7616 | 1008.9864 | 274.5394 | 1008.9864 | 274.5394
7617 | 1018.9086 | 259.9062 | 1018.9086 | 259.9062
7618 | 1031.8114 | 234.562 | 1031.8114 | 234.562
7619 | 983.4311 | 214.2058 | 983.4311 | 214.2058
7620 | 927.6102 | 210.9687 | 927.6102 | 210.9687
7621 | 881.2926 | 215.9513 | 881.2926 | 215.9513
7622 | 848.6976 | 222.1603 | 848.6976 | 222.1603
7623 | 840.5067 | 227.9701 | 840.5067 | 227.9701
7624 | 805.4457 | 255.8053 | 805.4457 | 255.8053
7625 | 795.2391 | 320.2613 | 795.2391 | 320.2613
7626 | 818.3607 | 329.4074 | 818.3607 | 329.4074
7627 | 871.3777 | 339.5752 | 871.3777 | 339.5752
7628 | 951.5522 | 333.71 | 951.5522 | 333.71
7629 | 1017.6008 | 325.6655 | 1017.6008 | 325.6655
7630 | 1069.0645 | 308.3673 | 1069.0645 | 308.3673
7631 | 1136.4258 | 301.3487 | 1136.4258 | 301.3487
7632 | 1136.1037 | 290.9882 | 1136.1037 | 290.9882
7633 | 1079.8627 | 279.0616 | 1079.8627 | 279.0616
7634 | 1059.3037 | 282.4887 | 1059.3037 | 282.4887
7635 | 1057.339 | 273.518 | 1057.339 | 273.518
7636 | 1060.6189 | 289.7119 | 1060.6189 | 289.7119
7637 | 1065.2201 | 305.9733 | 1065.2201 | 305.9733
7638 | 1048.344 | 303.1597 | 1048.344 | 303.1597
7639 | 1008.7238 | 297.8327 | 1008.7238 | 297.8327
7640 | 984.3216 | 285.5674 | 984.3216 | 285.5674
7641 | 1003.9614 | 274.213 | 1003.9614 | 274.213
7642 | 1013.6286 | 252.3934 | 1013.6286 | 252.3934
7643 | 965.4055 | 235.2178 | 965.4055 | 235.2178
7644 | 911.4293 | 234.0316 | 911.4293 | 234.0316
7645 | 860.7356 | 238.216 | 860.7356 | 238.216
7646 | 833.14 | 242.7303 | 833.14 | 242.7303
7647 | 817.5442 | 249.8909 | 817.5442 | 249.8909
7648 | 785.4845 | 283.3629 | 785.4845 | 283.3629
7649 | 772.5668 | 355.5065 | 772.5668 | 355.5065
7650 | 786.859 | 371.7385 | 786.859 | 371.7385
7651 | 831.0484 | 387.1011 | 831.0484 | 387.1011
7652 | 893.648 | 385.1533 | 893.648 | 385.1533
7653 | 953.9139 | 375.193 | 953.9139 | 375.193
7654 | 1006.2339 | 351.9878 | 1006.2339 | 351.9878
7655 | 1077.1511 | 340.229 | 1077.1511 | 340.229
7656 | 1080.4733 | 327.9773 | 1080.4733 | 327.9773
7657 | 1034.3342 | 316.0753 | 1034.3342 | 316.0753
7658 | 1029.2694 | 319.6497 | 1029.2694 | 319.6497
7659 | 1024.2956 | 309.0702 | 1024.2956 | 309.0702
7660 | 1034.0877 | 320.6467 | 1034.0877 | 320.6467
7661 | 1034.5797 | 329.3801 | 1034.5797 | 329.3801
7662 | 1015.263 | 319.542 | 1015.263 | 319.542
7663 | 990.8386 | 309.4624 | 990.8386 | 309.4624
7664 | 974.4559 | 294.0655 | 974.4559 | 294.0655
7665 | 981.4559 | 281.4217 | 981.4559 | 281.4217
7666 | 995.6143 | 260.3635 | 995.6143 | 260.3635
7667 | 958.2756 | 248.4072 | 958.2756 | 248.4072
7668 | 910.3116 | 249.9718 | 910.3116 | 249.9718
7669 | 867.3858 | 249.8088 | 867.3858 | 249.8088
7670 | 836.6332 | 249.2635 | 836.6332 | 249.2635
7671 | 821.958 | 249.7681 | 821.958 | 249.7681
7672 | 789.2385 | 276.6208 | 789.2385 | 276.6208
7673 | 771.5988 | 342.133 | 771.5988 | 342.133
7674 | 784.8359 | 354.1773 | 784.8359 | 354.1773
7675 | 814.3247 | 367.71 | 814.3247 | 367.71
7676 | 869.1622 | 365.3816 | 869.1622 | 365.3816
7677 | 927.2799 | 354.2301 | 927.2799 | 354.2301
7678 | 989.7481 | 332.3144 | 989.7481 | 332.3144
7679 | 1060.0109 | 323.5888 | 1060.0109 | 323.5888
7680 | 1066.1542 | 310.4038 | 1066.1542 | 310.4038
7681 | 1033.8914 | 294.4369 | 1033.8914 | 294.4369
7682 | 1023.1402 | 294.0324 | 1023.1402 | 294.0324
7683 | 1012.6335 | 281.3898 | 1012.6335 | 281.3898
7684 | 1017.9063 | 293.6172 | 1017.9063 | 293.6172
7685 | 1037.1201 | 304.8926 | 1037.1201 | 304.8926
7686 | 1014.8407 | 297.965 | 1014.8407 | 297.965
7687 | 984.4235 | 291.2134 | 984.4235 | 291.2134
7688 | 968.2606 | 279.2674 | 968.2606 | 279.2674
7689 | 986.1872 | 269.7675 | 986.1872 | 269.7675
7690 | 999.5008 | 250.6986 | 999.5008 | 250.6986
7691 | 959.0828 | 238.3739 | 959.0828 | 238.3739
7692 | 899.6933 | 241.7929 | 899.6933 | 241.7929
7693 | 855.5686 | 243.3738 | 855.5686 | 243.3738
7694 | 830.9514 | 244.0566 | 830.9514 | 244.0566
7695 | 809.8917 | 245.6173 | 809.8917 | 245.6173
7696 | 778.9057 | 271.5981 | 778.9057 | 271.5981
7697 | 771.7006 | 335.9067 | 771.7006 | 335.9067
7698 | 786.7403 | 345.4581 | 786.7403 | 345.4581
7699 | 829.1791 | 355.061 | 829.1791 | 355.061
7700 | 903.4848 | 348.8765 | 903.4848 | 348.8765
7701 | 953.6047 | 339.1127 | 953.6047 | 339.1127
7702 | 1014.3464 | 322.5513 | 1014.3464 | 322.5513
7703 | 1091.6804 | 312.8801 | 1091.6804 | 312.8801
7704 | 1091.2291 | 297.7057 | 1091.2291 | 297.7057
7705 | 1040.574 | 282.7089 | 1040.574 | 282.7089
7706 | 1023.1325 | 283.2624 | 1023.1325 | 283.2624
7707 | 1042.4559 | 271.7618 | 1042.4559 | 271.7618
7708 | 1045.1551 | 284.7137 | 1045.1551 | 284.7137
7709 | 1056.8868 | 295.8541 | 1056.8868 | 295.8541
7710 | 1035.7358 | 288.0178 | 1035.7358 | 288.0178
7711 | 999.8899 | 283.3539 | 999.8899 | 283.3539
7712 | 983.4197 | 274.085 | 983.4197 | 274.085
7713 | 989.6312 | 267.385 | 989.6312 | 267.385
7714 | 1010.525 | 251.8776 | 1010.525 | 251.8776
7715 | 964.3987 | 242.709 | 964.3987 | 242.709
7716 | 904.4987 | 250.1805 | 904.4987 | 250.1805
7717 | 855.2994 | 254.4018 | 855.2994 | 254.4018
7718 | 832.1317 | 257.0617 | 832.1317 | 257.0617
7719 | 806.84 | 260.1083 | 806.84 | 260.1083
7720 | 777.4344 | 288.0786 | 777.4344 | 288.0786
7721 | 770.2154 | 354.3276 | 770.2154 | 354.3276
7722 | 785.8879 | 364.8 | 785.8879 | 364.8
7723 | 848.0744 | 375.0907 | 848.0744 | 375.0907
7724 | 944.0566 | 368.9798 | 944.0566 | 368.9798
7725 | 1005.9129 | 360.8002 | 1005.9129 | 360.8002
7726 | 1066.113 | 343.6493 | 1066.113 | 343.6493
7727 | 1152.8364 | 330.2326 | 1152.8364 | 330.2326
7728 | 1143.5085 | 312.4915 | 1143.5085 | 312.4915
7729 | 1079.5315 | 293.8229 | 1079.5315 | 293.8229
7730 | 1066.3306 | 291.2693 | 1066.3306 | 291.2693
7731 | 1073.5104 | 278.8846 | 1073.5104 | 278.8846
7732 | 1082.9894 | 293.1873 | 1082.9894 | 293.1873
7733 | 1091.8459 | 304.9663 | 1091.8459 | 304.9663
7734 | 1080.4213 | 298.272 | 1080.4213 | 298.272
7735 | 1026.2641 | 290.8204 | 1026.2641 | 290.8204
7736 | 1010.1068 | 279.4148 | 1010.1068 | 279.4148
7737 | 1015.4681 | 269.3622 | 1015.4681 | 269.3622
7738 | 1019.8617 | 248.6232 | 1019.8617 | 248.6232
7739 | 964.3026 | 231.8284 | 964.3026 | 231.8284
7740 | 902.8104 | 229.2299 | 902.8104 | 229.2299
7741 | 851.8845 | 230.0003 | 851.8845 | 230.0003
7742 | 829.7585 | 230.5848 | 829.7585 | 230.5848
7743 | 809.715 | 231.5069 | 809.715 | 231.5069
7744 | 782.0735 | 256.7386 | 782.0735 | 256.7386
7745 | 770.0915 | 320.4455 | 770.0915 | 320.4455
7746 | 795.5546 | 328.6337 | 795.5546 | 328.6337
7747 | 860.3058 | 337.07 | 860.3058 | 337.07
7748 | 975.1483 | 330.21 | 975.1483 | 330.21
7749 | 1049.2281 | 322.8164 | 1049.2281 | 322.8164
7750 | 1106.213 | 310.8357 | 1106.213 | 310.8357
7751 | 1195.5587 | 306.7153 | 1195.5587 | 306.7153
7752 | 1181.9323 | 297.6811 | 1181.9323 | 297.6811
7753 | 1109.3284 | 287.044 | 1109.3284 | 287.044
7754 | 1084.4313 | 290.7412 | 1084.4313 | 290.7412
7755 | 1088.0415 | 279.0196 | 1088.0415 | 279.0196
7756 | 1097.0882 | 290.6698 | 1097.0882 | 290.6698
7757 | 1100.7872 | 301.3558 | 1100.7872 | 301.3558
7758 | 1082.4413 | 292.5861 | 1082.4413 | 292.5861
7759 | 1026.9286 | 283.7591 | 1026.9286 | 283.7591
7760 | 991.8594 | 269.971 | 991.8594 | 269.971
7761 | 1006.3425 | 260.4711 | 1006.3425 | 260.4711
7762 | 1016.0688 | 242.1145 | 1016.0688 | 242.1145
7763 | 962.4337 | 227.7267 | 962.4337 | 227.7267
7764 | 898.0402 | 227.6211 | 898.0402 | 227.6211
7765 | 850.0133 | 229.3985 | 850.0133 | 229.3985
7766 | 826.4764 | 231.7269 | 826.4764 | 231.7269
7767 | 806.6487 | 233.263 | 806.6487 | 233.263
7768 | 779.0623 | 258.5684 | 779.0623 | 258.5684
7769 | 768.8636 | 322.57 | 768.8636 | 322.57
7770 | 789.6543 | 331.1758 | 789.6543 | 331.1758
7771 | 853.9132 | 340.2138 | 853.9132 | 340.2138
7772 | 959.9387 | 333.01 | 959.9387 | 333.01
7773 | 1047.1109 | 323.9462 | 1047.1109 | 323.9462
7774 | 1105.1724 | 308.7111 | 1105.1724 | 308.7111
7775 | 1184.0235 | 299.7522 | 1184.0235 | 299.7522
7776 | 1176.1302 | 282.748 | 1176.1302 | 282.748
7777 | 1104.7846 | 263.3056 | 1104.7846 | 263.3056
7778 | 1095.5271 | 260.8135 | 1095.5271 | 260.8135
7779 | 1090.7099 | 245.2481 | 1090.7099 | 245.2481
7780 | 1080.7729 | 255.7562 | 1080.7729 | 255.7562
7781 | 1093.3536 | 265.5334 | 1093.3536 | 265.5334
7782 | 1083.843 | 257.476 | 1083.843 | 257.476
7783 | 1023.1359 | 252.0998 | 1023.1359 | 252.0998
7784 | 986.8239 | 243.1994 | 986.8239 | 243.1994
7785 | 986.3232 | 237.9853 | 986.3232 | 237.9853
7786 | 995.2545 | 224.9954 | 995.2545 | 224.9954
7787 | 957.3302 | 218.2092 | 957.3302 | 218.2092
7788 | 898.416 | 226.1352 | 898.416 | 226.1352
7789 | 848.3772 | 232.7266 | 848.3772 | 232.7266
7790 | 823.9141 | 236.8479 | 823.9141 | 236.8479
7791 | 802.5473 | 241.0366 | 802.5473 | 241.0366
7792 | 769.6293 | 268.3437 | 769.6293 | 268.3437
7793 | 760.1055 | 333.0945 | 760.1055 | 333.0945
7794 | 779.2942 | 341.2827 | 779.2942 | 341.2827
7795 | 830.4481 | 348.8716 | 830.4481 | 348.8716
7796 | 922.1755 | 339.7643 | 922.1755 | 339.7643
7797 | 990.9162 | 328.4286 | 990.9162 | 328.4286
7798 | 1052.5062 | 311.1672 | 1052.5062 | 311.1672
7799 | 1129.3168 | 300.5136 | 1129.3168 | 300.5136
7800 | 1125.0344 | 282.8953 | 1125.0344 | 282.8953
7801 | 1078.1218 | 260.4688 | 1078.1218 | 260.4688
7802 | 1065.3361 | 247.2926 | 1065.3361 | 247.2926
7803 | 1063.8129 | 225.4886 | 1063.8129 | 225.4886
7804 | 1066.8097 | 230.5687 | 1066.8097 | 230.5687
7805 | 1072.5437 | 235.3355 | 1072.5437 | 235.3355
7806 | 1053.6545 | 225.0307 | 1053.6545 | 225.0307
7807 | 1009.8092 | 217.0879 | 1009.8092 | 217.0879
7808 | 980.7542 | 205.5103 | 980.7542 | 205.5103
7809 | 981.8233 | 199.2893 | 981.8233 | 199.2893
7810 | 993.5676 | 187.4537 | 993.5676 | 187.4537
7811 | 956.2744 | 189.2148 | 956.2744 | 189.2148
7812 | 903.6911 | 211.0915 | 903.6911 | 211.0915
7813 | 858.6073 | 225.9354 | 858.6073 | 225.9354
7814 | 829.5823 | 234.4163 | 829.5823 | 234.4163
7815 | 805.6805 | 235.3875 | 805.6805 | 235.3875
7816 | 774.7929 | 257.3158 | 774.7929 | 257.3158
7817 | 763.9031 | 323.2332 | 763.9031 | 323.2332
7818 | 775.6683 | 338.3722 | 775.6683 | 338.3722
7819 | 815.5416 | 353.4154 | 815.5416 | 353.4154
7820 | 884.1923 | 349.0239 | 884.1923 | 349.0239
7821 | 953.6481 | 335.1215 | 953.6481 | 335.1215
7822 | 1014.0534 | 318.5356 | 1014.0534 | 318.5356
7823 | 1088.4823 | 307.1574 | 1088.4823 | 307.1574
7824 | 1095.5155 | 290.497 | 1095.5155 | 290.497
7825 | 1046.933 | 268.9793 | 1046.933 | 268.9793
7826 | 1042.6936 | 259.5363 | 1042.6936 | 259.5363
7827 | 1040.5603 | 238.7394 | 1040.5603 | 238.7394
7828 | 1048.5441 | 243.0212 | 1048.5441 | 243.0212
7829 | 1050.2595 | 252.1476 | 1050.2595 | 252.1476
7830 | 1030.7216 | 245.7603 | 1030.7216 | 245.7603
7831 | 986.7063 | 240.3964 | 986.7063 | 240.3964
7832 | 970.1311 | 230.8697 | 970.1311 | 230.8697
7833 | 975.9391 | 225.889 | 975.9391 | 225.889
7834 | 988.6186 | 214.4341 | 988.6186 | 214.4341
7835 | 951.1128 | 210.6567 | 951.1128 | 210.6567
7836 | 896.1133 | 221.7265 | 896.1133 | 221.7265
7837 | 849.9389 | 228.9687 | 849.9389 | 228.9687
7838 | 822.4334 | 234.3058 | 822.4334 | 234.3058
7839 | 798.8624 | 239.6489 | 798.8624 | 239.6489
7840 | 773.8851 | 268.4051 | 773.8851 | 268.4051
7841 | 762.3905 | 335.4769 | 762.3905 | 335.4769
7842 | 776.1312 | 346.109 | 776.1312 | 346.109
7843 | 818.5619 | 356.3137 | 818.5619 | 356.3137
7844 | 891.3746 | 349.6625 | 891.3746 | 349.6625
7845 | 952.0112 | 338.9285 | 952.0112 | 338.9285
7846 | 1007.725 | 322.5759 | 1007.725 | 322.5759
7847 | 1086.0572 | 313.9608 | 1086.0572 | 313.9608
7848 | 1086.4172 | 298.0987 | 1086.4172 | 298.0987
7849 | 1043.1805 | 281.0019 | 1043.1805 | 281.0019
7850 | 1028.4503 | 279.2221 | 1028.4503 | 279.2221
7851 | 1030.9585 | 264.6145 | 1030.9585 | 264.6145
7852 | 1045.7866 | 275.9945 | 1045.7866 | 275.9945
7853 | 1054.8987 | 286.2262 | 1054.8987 | 286.2262
7854 | 1034.0313 | 277.6038 | 1034.0313 | 277.6038
7855 | 1006.7055 | 268.5681 | 1006.7055 | 268.5681
7856 | 978.3231 | 254.3256 | 978.3231 | 254.3256
7857 | 980.3383 | 243.1063 | 980.3383 | 243.1063
7858 | 996.9008 | 226.2972 | 996.9008 | 226.2972
7859 | 953.6043 | 223.2443 | 953.6043 | 223.2443
7860 | 897.3623 | 241.2894 | 897.3623 | 241.2894
7861 | 848.2723 | 252.4246 | 848.2723 | 252.4246
7862 | 823.1075 | 257.6757 | 823.1075 | 257.6757
7863 | 800.1147 | 262.7978 | 800.1147 | 262.7978
7864 | 774.0149 | 291.554 | 774.0149 | 291.554
7865 | 773.4724 | 357.324 | 773.4724 | 357.324
7866 | 788.5259 | 367.4894 | 788.5259 | 367.4894
7867 | 842.065 | 378.0748 | 842.065 | 378.0748
7868 | 934.383 | 368.071 | 934.383 | 368.071
7869 | 995.9566 | 351.9582 | 995.9566 | 351.9582
7870 | 1056.2161 | 330.8161 | 1056.2161 | 330.8161
7871 | 1141.0047 | 315.0783 | 1141.0047 | 315.0783
7872 | 1128.4404 | 292.8794 | 1128.4404 | 292.8794
7873 | 1066.7751 | 270.5266 | 1066.7751 | 270.5266
7874 | 1047.3959 | 263.7977 | 1047.3959 | 263.7977
7875 | 1058.2483 | 242.4727 | 1058.2483 | 242.4727
7876 | 1063.9814 | 250.3036 | 1063.9814 | 250.3036
7877 | 1084.4864 | 260.2896 | 1084.4864 | 260.2896
7878 | 1058.4598 | 255.2532 | 1058.4598 | 255.2532
7879 | 1012.7795 | 251.8051 | 1012.7795 | 251.8051
7880 | 982.1511 | 243.9853 | 982.1511 | 243.9853
7881 | 992.2605 | 238.6853 | 992.2605 | 238.6853
7882 | 1008.4475 | 225.1919 | 1008.4475 | 225.1919
7883 | 967.2994 | 216.7724 | 967.2994 | 216.7724
7884 | 897.5728 | 219.037 | 897.5728 | 219.037
7885 | 848.9529 | 219.0337 | 848.9529 | 219.0337
7886 | 821.8504 | 217.9604 | 821.8504 | 217.9604
7887 | 798.0725 | 217.1754 | 798.0725 | 217.1754
7888 | 769.2595 | 239.8037 | 769.2595 | 239.8037
7889 | 768.5059 | 302.786 | 768.5059 | 302.786
7890 | 786.742 | 308.6532 | 786.742 | 308.6532
7891 | 854.2691 | 314.2527 | 854.2691 | 314.2527
7892 | 959.481 | 302.0016 | 959.481 | 302.0016
7893 | 1032.2362 | 285.287 | 1032.2362 | 285.287
7894 | 1091.2409 | 264.5993 | 1091.2409 | 264.5993
7895 | 1178.369 | 254.7193 | 1178.369 | 254.7193
7896 | 1158.5912 | 240.601 | 1158.5912 | 240.601
7897 | 1086.0422 | 225.8008 | 1086.0422 | 225.8008
7898 | 1070.8045 | 227.2139 | 1070.8045 | 227.2139
7899 | 1080.9038 | 218.6852 | 1080.9038 | 218.6852
7900 | 1083.8748 | 232.0178 | 1083.8748 | 232.0178
7901 | 1099.4539 | 241.3652 | 1099.4539 | 241.3652
7902 | 1073.2048 | 232.2517 | 1073.2048 | 232.2517
7903 | 1017.2326 | 222.565 | 1017.2326 | 222.565
7904 | 986.6234 | 208.8506 | 986.6234 | 208.8506
7905 | 992.6709 | 198.6138 | 992.6709 | 198.6138
7906 | 1002.4541 | 180.5889 | 1002.4541 | 180.5889
7907 | 961.3359 | 168.2764 | 961.3359 | 168.2764
7908 | 892.785 | 171.6709 | 892.785 | 171.6709
7909 | 842.7426 | 176.1745 | 842.7426 | 176.1745
7910 | 819.1377 | 182.2853 | 819.1377 | 182.2853
7911 | 792.8624 | 188.3284 | 792.8624 | 188.3284
7912 | 768.7985 | 217.0846 | 768.7985 | 217.0846
7913 | 761.3911 | 284.402 | 761.3911 | 284.402
7914 | 783.2813 | 296.4955 | 783.2813 | 296.4955
7915 | 850.8841 | 309.058 | 850.8841 | 309.058
7916 | 961.777 | 302.9595 | 961.777 | 302.9595
7917 | 1040.0466 | 291.6483 | 1040.0466 | 291.6483
7918 | 1100.7318 | 277.7395 | 1100.7318 | 277.7395
7919 | 1189.5075 | 272.1577 | 1189.5075 | 272.1577
7920 | 1164.2637 | 264.3517 | 1164.2637 | 264.3517
7921 | 1092.6323 | 254.9057 | 1092.6323 | 254.9057
7922 | 1092.5107 | 259.6346 | 1092.5107 | 259.6346
7923 | 1095.8729 | 250.5778 | 1095.8729 | 250.5778
7924 | 1097.9103 | 265.4578 | 1097.9103 | 265.4578
7925 | 1112.1505 | 276.8684 | 1112.1505 | 276.8684
7926 | 1091.5823 | 269.0811 | 1091.5823 | 269.0811
7927 | 1036.7915 | 260.6839 | 1036.7915 | 260.6839
7928 | 1004.6932 | 248.2713 | 1004.6932 | 248.2713
7929 | 1007.3969 | 239.5695 | 1007.3969 | 239.5695
7930 | 1021.6615 | 221.5323 | 1021.6615 | 221.5323
7931 | 968.1334 | 207.8936 | 968.1334 | 207.8936
7932 | 906.5933 | 208.4512 | 906.5933 | 208.4512
7933 | 856.4108 | 211.8619 | 856.4108 | 211.8619
7934 | 825.5419 | 215.2095 | 825.5419 | 215.2095
7935 | 804.1192 | 219.3737 | 804.1192 | 219.3737
7936 | 773.915 | 247.7369 | 773.915 | 247.7369
7937 | 771.4808 | 314.5508 | 771.4808 | 314.5508
7938 | 793.3033 | 325.7846 | 793.3033 | 325.7846
7939 | 855.916 | 338.5928 | 855.916 | 338.5928
7940 | 965.7901 | 335.5152 | 965.7901 | 335.5152
7941 | 1042.0362 | 330.0496 | 1042.0362 | 330.0496
7942 | 1088.6198 | 318.2531 | 1088.6198 | 318.2531
7943 | 1178.3077 | 312.5608 | 1178.3077 | 312.5608
7944 | 1165.3391 | 300.9478 | 1165.3391 | 300.9478
7945 | 1091.1079 | 289.0089 | 1091.1079 | 289.0089
7946 | 1076.8529 | 291.8097 | 1076.8529 | 291.8097
7947 | 1082.2844 | 279.867 | 1082.2844 | 279.867
7948 | 1078.1847 | 290.6821 | 1078.1847 | 290.6821
7949 | 1090.035 | 300.4594 | 1090.035 | 300.4594
7950 | 1068.0326 | 291.5423 | 1068.0326 | 291.5423
7951 | 1016.9968 | 283.7223 | 1016.9968 | 283.7223
7952 | 984.1155 | 272.7219 | 984.1155 | 272.7219
7953 | 992.3098 | 264.2903 | 992.3098 | 264.2903
7954 | 1003.0877 | 244.8163 | 1003.0877 | 244.8163
7955 | 968.6644 | 228.7828 | 968.6644 | 228.7828
7956 | 905.8455 | 227.044 | 905.8455 | 227.044
7957 | 854.5615 | 229.1284 | 854.5615 | 229.1284
7958 | 822.651 | 231.2848 | 822.651 | 231.2848
7959 | 796.3352 | 233.8033 | 796.3352 | 233.8033
7960 | 764.6219 | 260.7052 | 764.6219 | 260.7052
7961 | 758.1518 | 325.7138 | 758.1518 | 325.7138
7962 | 774.716 | 334.9336 | 774.716 | 334.9336
7963 | 824.6517 | 344.1682 | 824.6517 | 344.1682
7964 | 917.4377 | 336.9152 | 917.4377 | 336.9152
7965 | 993.4778 | 327.7041 | 993.4778 | 327.7041
7966 | 1054.5319 | 312.5058 | 1054.5319 | 312.5058
7967 | 1137.5622 | 304.9469 | 1137.5622 | 304.9469
7968 | 1116.5671 | 290.4847 | 1116.5671 | 290.4847
7969 | 1062.3445 | 273.3757 | 1062.3445 | 273.3757
7970 | 1052.4688 | 271.3625 | 1052.4688 | 271.3625
7971 | 1056.7347 | 257.5532 | 1056.7347 | 257.5532
7972 | 1058.0487 | 268.7981 | 1058.0487 | 268.7981
7973 | 1068.7634 | 278.0719 | 1068.7634 | 278.0719
7974 | 1051.7061 | 270.8004 | 1051.7061 | 270.8004
7975 | 1011.5051 | 266.4804 | 1011.5051 | 266.4804
7976 | 980.6865 | 258.194 | 980.6865 | 258.194
7977 | 967.636 | 253.115 | 967.636 | 253.115
7978 | 981.6208 | 237.6321 | 981.6208 | 237.6321
7979 | 954.5947 | 225.9337 | 954.5947 | 225.9337
7980 | 897.2507 | 227.7685 | 897.2507 | 227.7685
7981 | 848.0437 | 230.9336 | 848.0437 | 230.9336
7982 | 818.8359 | 233.9742 | 818.8359 | 233.9742
7983 | 793.849 | 238.1261 | 793.849 | 238.1261
7984 | 760.3914 | 267.1894 | 760.3914 | 267.1894
7985 | 753.9132 | 334.3839 | 753.9132 | 334.3839
7986 | 767.1234 | 345.0528 | 767.1234 | 345.0528
7987 | 802.7124 | 356.9277 | 802.7124 | 356.9277
7988 | 872.744 | 351.566 | 872.744 | 351.566
7989 | 937.2509 | 342.06 | 937.2509 | 342.06
7990 | 999.1347 | 325.1057 | 999.1347 | 325.1057
7991 | 1087.2719 | 314.7099 | 1087.2719 | 314.7099
7992 | 1089.4489 | 294.2426 | 1089.4489 | 294.2426
7993 | 1046.8601 | 272.688 | 1046.8601 | 272.688
7994 | 1035.7838 | 271.4362 | 1035.7838 | 271.4362
7995 | 1033.7042 | 260.4391 | 1033.7042 | 260.4391
7996 | 1042.0872 | 275.7489 | 1042.0872 | 275.7489
7997 | 1048.9927 | 288.3139 | 1048.9927 | 288.3139
7998 | 1020.215 | 285.6108 | 1020.215 | 285.6108
7999 | 987.3422 | 284.4468 | 987.3422 | 284.4468
8000 | 965.0137 | 279.992 | 965.0137 | 279.992
8001 | 964.5067 | 277.2463 | 964.5067 | 277.2463
8002 | 975.2584 | 260.2652 | 975.2584 | 260.2652
8003 | 944.7305 | 244.5633 | 944.7305 | 244.5633
8004 | 894.897 | 52.9566 | 894.897 | 52.9566
8005 | 838.4268 | 39.0283 | 838.4268 | 39.0283
8006 | 810.2245 | 47.1377 | 810.2245 | 47.1377
8007 | 785.9296 | 53.0195 | 785.9296 | 53.0195
8008 | 753.8691 | 65.564 | 753.8691 | 65.564
8009 | 745.5131 | 133.0581 | 745.5131 | 133.0581
8010 | 756.715 | 146.1853 | 756.715 | 146.1853
8011 | 795.9117 | 148.0218 | 795.9117 | 148.0218
8012 | 866.0743 | 139.2831 | 866.0743 | 139.2831
8013 | 932.0085 | 133.5131 | 932.0085 | 133.5131
8014 | 990.42 | 125.5777 | 990.42 | 125.5777
8015 | 1070.1199 | 119.6204 | 1070.1199 | 119.6204
8016 | 1069.8594 | 112.7161 | 1069.8594 | 112.7161
8017 | 1029.2085 | 103.9193 | 1029.2085 | 103.9193
8018 | 1022.7785 | 101.0126 | 1022.7785 | 101.0126
8019 | 1018.073 | 97.059 | 1018.073 | 97.059
8020 | 1028.4527 | 117.1609 | 1028.4527 | 117.1609
8021 | 1037.5694 | 127.6237 | 1037.5694 | 127.6237
8022 | 1013.8473 | 119.5579 | 1013.8473 | 119.5579
8023 | 978.7726 | 114.7207 | 978.7726 | 114.7207
8024 | 951.2291 | 103.1523 | 951.2291 | 103.1523
8025 | 954.8313 | 89.6821 | 954.8313 | 89.6821
8026 | 965.7773 | 63.3486 | 965.7773 | 63.3486
8027 | 942.9212 | 49.3795 | 942.9212 | 49.3795
8028 | 886.3538 | 49.2499 | 886.3538 | 49.2499
8029 | 842.1751 | 36.0584 | 842.1751 | 36.0584
8030 | 813.7989 | 44.7155 | 813.7989 | 44.7155
8031 | 788.3641 | 51.0651 | 788.3641 | 51.0651
8032 | 755.2903 | 63.978 | 755.2903 | 63.978
8033 | 749.0828 | 131.7753 | 749.0828 | 131.7753
8034 | 765.8685 | 145.1242 | 765.8685 | 145.1242
8035 | 809.5007 | 147.091 | 809.5007 | 147.091
8036 | 899.6171 | 138.4176 | 899.6171 | 138.4176
8037 | 959.3645 | 132.8611 | 959.3645 | 132.8611
8038 | 1022.0093 | 125.061 | 1022.0093 | 125.061
8039 | 1105.3112 | 118.7988 | 1105.3112 | 118.7988
8040 | 1108.1321 | 111.2898 | 1108.1321 | 111.2898
8041 | 1048.52 | 101.7416 | 1048.52 | 101.7416
8042 | 1028.2253 | 98.1047 | 1028.2253 | 98.1047
8043 | 1032.4791 | 93.2138 | 1032.4791 | 93.2138
8044 | 1030.6263 | 113.019 | 1030.6263 | 113.019
8045 | 1041.7335 | 122.6065 | 1041.7335 | 122.6065
8046 | 1021.9472 | 114.0761 | 1021.9472 | 114.0761
8047 | 974.4472 | 109.1102 | 974.4472 | 109.1102
8048 | 954.4844 | 97.6135 | 954.4844 | 97.6135
8049 | 956.5059 | 83.9673 | 956.5059 | 83.9673
8050 | 971.3963 | 57.2425 | 971.3963 | 57.2425
8051 | 947.5812 | 43.9907 | 947.5812 | 43.9907
8052 | 885.7196 | 44.9972 | 885.7196 | 44.9972
8053 | 833.3054 | 32.0909 | 833.3054 | 32.0909
8054 | 801.6613 | 40.8328 | 801.6613 | 40.8328
8055 | 773.0297 | 47.184 | 773.0297 | 47.184
8056 | 744.7187 | 60.0578 | 744.7187 | 60.0578
8057 | 746.1168 | 128.0947 | 746.1168 | 128.0947
8058 | 762.1754 | 141.9994 | 762.1754 | 141.9994
8059 | 823.4244 | 144.4113 | 823.4244 | 144.4113
8060 | 931.7089 | 136.1307 | 931.7089 | 136.1307
8061 | 1019.6269 | 131.1104 | 1019.6269 | 131.1104
8062 | 1070.6713 | 123.607 | 1070.6713 | 123.607
8063 | 1157.1636 | 117.7638 | 1157.1636 | 117.7638
8064 | 1150.9936 | 111.0469 | 1150.9936 | 111.0469
8065 | 1071.0959 | 102.9495 | 1071.0959 | 102.9495
8066 | 1055.0165 | 100.9262 | 1055.0165 | 100.9262
8067 | 1070.7519 | 97.2758 | 1070.7519 | 97.2758
8068 | 1067.9361 | 117.4983 | 1067.9361 | 117.4983
8069 | 1082.3086 | 127.7737 | 1082.3086 | 127.7737
8070 | 1065.3996 | 119.7844 | 1065.3996 | 119.7844
8071 | 1012.8684 | 115.3956 | 1012.8684 | 115.3956
8072 | 989.5467 | 104.709 | 989.5467 | 104.709
8073 | 982.0499 | 92.2445 | 982.0499 | 92.2445
8074 | 986.2511 | 66.5532 | 986.2511 | 66.5532
8075 | 939.7695 | 52.6168 | 939.7695 | 52.6168
8076 | 875.0004 | 52.034 | 875.0004 | 52.034
8077 | 827.25 | 38.4692 | 827.25 | 38.4692
8078 | 801.459 | 46.8182 | 801.459 | 46.8182
8079 | 777.5259 | 52.8125 | 777.5259 | 52.8125
8080 | 750.8741 | 65.3668 | 750.8741 | 65.3668
8081 | 751.3031 | 132.7989 | 751.3031 | 132.7989
8082 | 766.8203 | 145.7778 | 766.8203 | 145.7778
8083 | 831.1581 | 147.4105 | 831.1581 | 147.4105
8084 | 946.6764 | 138.4502 | 946.6764 | 138.4502
8085 | 1027.4582 | 132.8024 | 1027.4582 | 132.8024
8086 | 1084.6591 | 125.3495 | 1084.6591 | 125.3495
8087 | 1179.9463 | 119.8469 | 1179.9463 | 119.8469
8088 | 1160.9817 | 113.4023 | 1160.9817 | 113.4023
8089 | 1094.972 | 105.8102 | 1094.972 | 105.8102
8090 | 1082.4209 | 104.139 | 1082.4209 | 104.139
8091 | 1091.1043 | 100.9743 | 1091.1043 | 100.9743
8092 | 1097.1749 | 121.2506 | 1097.1749 | 121.2506
8093 | 1107.6246 | 131.3402 | 1107.6246 | 131.3402
8094 | 1087.6572 | 122.7429 | 1087.6572 | 122.7429
8095 | 1027.3978 | 117.3451 | 1027.3978 | 117.3451
8096 | 992.4987 | 105.4392 | 992.4987 | 105.4392
8097 | 985.1492 | 91.542 | 985.1492 | 91.542
8098 | 991.3792 | 64.6543 | 991.3792 | 64.6543
8099 | 949.2295 | 50.1652 | 949.2295 | 50.1652
8100 | 888.0325 | 49.6101 | 888.0325 | 49.6101
8101 | 838.6448 | 36.1513 | 838.6448 | 36.1513
8102 | 808.3542 | 44.766 | 808.3542 | 44.766
8103 | 777.8292 | 51.0602 | 777.8292 | 51.0602
8104 | 752.1698 | 63.9258 | 752.1698 | 63.9258
8105 | 754.1584 | 131.596 | 754.1584 | 131.596
8106 | 777.7166 | 144.7069 | 777.7166 | 144.7069
8107 | 840.3431 | 146.4765 | 840.3431 | 146.4765
8108 | 951.0116 | 137.7102 | 951.0116 | 137.7102
8109 | 1024.0267 | 132.0069 | 1024.0267 | 132.0069
8110 | 1083.3019 | 124.0096 | 1083.3019 | 124.0096
8111 | 1163.8289 | 117.8224 | 1163.8289 | 117.8224
8112 | 1152.6197 | 110.1227 | 1152.6197 | 110.1227
8113 | 1086.6973 | 100.3936 | 1086.6973 | 100.3936
8114 | 1066.0541 | 96.4453 | 1066.0541 | 96.4453
8115 | 1078.4221 | 91.2594 | 1078.4221 | 91.2594
8116 | 1081.5868 | 110.7549 | 1081.5868 | 110.7549
8117 | 1088.2243 | 120.8281 | 1088.2243 | 120.8281
8118 | 1071.6782 | 112.5178 | 1071.6782 | 112.5178
8119 | 1015.1933 | 107.8958 | 1015.1933 | 107.8958
8120 | 978.6946 | 96.9142 | 978.6946 | 96.9142
8121 | 975.3503 | 83.8662 | 975.3503 | 83.8662
8122 | 993.3482 | 57.3746 | 993.3482 | 57.3746
8123 | 956.9624 | 43.3338 | 956.9624 | 43.3338
8124 | 897.5593 | 43.2432 | 897.5593 | 43.2432
8125 | 847.3154 | 30.5375 | 847.3154 | 30.5375
8126 | 810.539 | 39.6771 | 810.539 | 39.6771
8127 | 780.5171 | 46.3804 | 780.5171 | 46.3804
8128 | 749.8366 | 59.5655 | 749.8366 | 59.5655
8129 | 750.7265 | 127.5258 | 750.7265 | 127.5258
8130 | 768.3722 | 141.1632 | 768.3722 | 141.1632
8131 | 817.1251 | 143.5148 | 817.1251 | 143.5148
8132 | 899.9066 | 134.0084 | 899.9066 | 134.0084
8133 | 986.563 | 126.3524 | 986.563 | 126.3524
8134 | 1043.5723 | 117.0494 | 1043.5723 | 117.0494
8135 | 1122.248 | 108.8149 | 1122.248 | 108.8149
8136 | 1112.3393 | 100.7712 | 1112.3393 | 100.7712
8137 | 1059.6799 | 92.5401 | 1059.6799 | 92.5401
8138 | 1047.1368 | 91.2439 | 1047.1368 | 91.2439
8139 | 1045.8102 | 88.9985 | 1045.8102 | 88.9985
8140 | 1043.6835 | 110.7321 | 1043.6835 | 110.7321
8141 | 1046.5202 | 122.4467 | 1046.5202 | 122.4467
8142 | 1025.5734 | 114.746 | 1025.5734 | 114.746
8143 | 983.0749 | 109.5373 | 983.0749 | 109.5373
8144 | 958.0626 | 97.6933 | 958.0626 | 97.6933
8145 | 946.5181 | 83.7847 | 946.5181 | 83.7847
8146 | 962.0501 | 56.7535 | 962.0501 | 56.7535
8147 | 940.4051 | 42.716 | 940.4051 | 42.716
8148 | 893.1222 | 43.4421 | 893.1222 | 43.4421
8149 | 839.1414 | 30.7934 | 839.1414 | 30.7934
8150 | 803.7711 | 39.8221 | 803.7711 | 39.8221
8151 | 765.5131 | 46.3755 | 765.5131 | 46.3755
8152 | 742.349 | 59.4319 | 742.349 | 59.4319
8153 | 740.1145 | 127.3286 | 740.1145 | 127.3286
8154 | 750.072 | 140.6645 | 750.072 | 140.6645
8155 | 784.7946 | 142.5465 | 784.7946 | 142.5465
8156 | 853.2084 | 132.9945 | 853.2084 | 132.9945
8157 | 923.2373 | 126.4942 | 923.2373 | 126.4942
8158 | 990.8116 | 118.5572 | 990.8116 | 118.5572
8159 | 1063.5047 | 112.1614 | 1063.5047 | 112.1614
8160 | 1072.4558 | 104.7094 | 1072.4558 | 104.7094
8161 | 1023.0856 | 96.1539 | 1023.0856 | 96.1539
8162 | 1016.2275 | 94.1111 | 1016.2275 | 94.1111
8163 | 1015.3265 | 90.9285 | 1015.3265 | 90.9285
8164 | 1015.4648 | 111.7313 | 1015.4648 | 111.7313
8165 | 1012.2977 | 122.6603 | 1012.2977 | 122.6603
8166 | 990.5189 | 114.6629 | 990.5189 | 114.6629
8167 | 958.5989 | 109.7443 | 958.5989 | 109.7443
8168 | 930.9271 | 98.3405 | 930.9271 | 98.3405
8169 | 922.7941 | 84.7399 | 922.7941 | 84.7399
8170 | 939.4821 | 57.8163 | 939.4821 | 57.8163
8171 | 926.4032 | 43.4691 | 926.4032 | 43.4691
8172 | 879.7273 | 43.4225 | 879.7273 | 43.4225
8173 | 830.7819 | 30.4038 | 830.7819 | 30.4038
8174 | 799.4892 | 39.7211 | 799.4892 | 39.7211
8175 | 768.0981 | 47.0112 | 768.0981 | 47.0112
8176 | 743.4867 | 60.4572 | 743.4867 | 60.4572
8177 | 740.9168 | 128.2071 | 740.9168 | 128.2071
8178 | 752.1826 | 141.354 | 752.1826 | 141.354
8179 | 791.0058 | 142.985 | 791.0058 | 142.985
8180 | 859.7427 | 133.6742 | 859.7427 | 133.6742
8181 | 921.9935 | 127.6483 | 921.9935 | 127.6483
8182 | 970.8276 | 119.6673 | 970.8276 | 119.6673
8183 | 1055.2649 | 114.0375 | 1055.2649 | 114.0375
8184 | 1064.0493 | 107.5635 | 1064.0493 | 107.5635
8185 | 1017.3617 | 99.264 | 1017.3617 | 99.264
8186 | 988.4764 | 97.0777 | 988.4764 | 97.0777
8187 | 982.0152 | 93.6343 | 982.0152 | 93.6343
8188 | 977.3564 | 114.0459 | 977.3564 | 114.0459
8189 | 977.6896 | 124.75 | 977.6896 | 124.75
8190 | 954.671 | 116.8178 | 954.671 | 116.8178
8191 | 928.4766 | 111.9644 | 928.4766 | 111.9644
8192 | 916.7832 | 100.5133 | 916.7832 | 100.5133
8193 | 922.0171 | 87.2094 | 922.0171 | 87.2094
8194 | 931.1704 | 60.5971 | 931.1704 | 60.5971
8195 | 903.1352 | 46.2238 | 903.1352 | 46.2238
8196 | 853.8536 | 46.1039 | 853.8536 | 46.1039
8197 | 805.4201 | 32.8472 | 805.4201 | 32.8472
8198 | 775.6023 | 41.1164 | 775.6023 | 41.1164
8199 | 744.0953 | 47.2117 | 744.0953 | 47.2117
8200 | 718.9342 | 60.1556 | 718.9342 | 60.1556
8201 | 718.8967 | 128.0181 | 718.8967 | 128.0181
8202 | 737.4642 | 141.5463 | 737.4642 | 141.5463
8203 | 786.3787 | 143.7283 | 786.3787 | 143.7283
8204 | 873.2333 | 135.1885 | 873.2333 | 135.1885
8205 | 943.3115 | 129.7428 | 943.3115 | 129.7428
8206 | 996.0442 | 122.0927 | 996.0442 | 122.0927
8207 | 1088.7094 | 116.5885 | 1088.7094 | 116.5885
8208 | 1082.7088 | 110.1863 | 1082.7088 | 110.1863
8209 | 1020.2196 | 102.0366 | 1020.2196 | 102.0366
8210 | 998.2264 | 99.7526 | 998.2264 | 99.7526
8211 | 1010.0324 | 96.3059 | 1010.0324 | 96.3059
8212 | 1013.9916 | 117.0957 | 1013.9916 | 117.0957
8213 | 1037.2468 | 128.3654 | 1037.2468 | 128.3654
8214 | 1014.7834 | 120.9939 | 1014.7834 | 120.9939
8215 | 968.7676 | 116.5969 | 968.7676 | 116.5969
8216 | 943.2095 | 105.3365 | 943.2095 | 105.3365
8217 | 932.9679 | 91.8419 | 932.9679 | 91.8419
8218 | 946.7851 | 64.9363 | 946.7851 | 64.9363
8219 | 921.4216 | 50.1196 | 921.4216 | 50.1196
8220 | 862.6299 | 49.1097 | 862.6299 | 49.1097
8221 | 809.0199 | 35.5482 | 809.0199 | 35.5482
8222 | 772.674 | 44.0895 | 772.674 | 44.0895
8223 | 743.4064 | 50.2941 | 743.4064 | 50.2941
8224 | 715.0879 | 63.0065 | 715.0879 | 63.0065
8225 | 722.4557 | 130.5234 | 722.4557 | 130.5234
8226 | 743.5625 | 143.4909 | 743.5625 | 143.4909
8227 | 804.9992 | 145.0942 | 804.9992 | 145.0942
8228 | 910.2643 | 136.0394 | 910.2643 | 136.0394
8229 | 996.1218 | 129.8569 | 996.1218 | 129.8569
8230 | 1044.8332 | 121.5744 | 1044.8332 | 121.5744
8231 | 1124.6947 | 115.2617 | 1124.6947 | 115.2617
8232 | 1122.7836 | 107.6777 | 1122.7836 | 107.6777
8233 | 1057.0428 | 97.3683 | 1057.0428 | 97.3683
8234 | 1041.9592 | 92.605 | 1041.9592 | 92.605
8235 | 1044.238 | 87.1859 | 1044.238 | 87.1859
8236 | 1041.0525 | 106.7418 | 1041.0525 | 106.7418
8237 | 1049.693 | 117.1378 | 1049.693 | 117.1378
8238 | 1027.6221 | 109.3115 | 1027.6221 | 109.3115
8239 | 968.5938 | 104.7678 | 968.5938 | 104.7678
8240 | 930.983 | 93.7748 | 930.983 | 93.7748
8241 | 921.0967 | 81.0153 | 921.0967 | 81.0153
8242 | 936.7037 | 55.6044 | 936.7037 | 55.6044
8243 | 912.8529 | 43.3012 | 912.8529 | 43.3012
8244 | 865.557 | 45.4976 | 865.557 | 45.4976
8245 | 815.2343 | 33.6932 | 815.2343 | 33.6932
8246 | 781.1202 | 42.9029 | 781.1202 | 42.9029
8247 | 746.4352 | 49.2329 | 746.4352 | 49.2329
8248 | 718.1455 | 61.7237 | 718.1455 | 61.7237
8249 | 724.5932 | 128.9798 | 724.5932 | 128.9798
8250 | 750.8646 | 141.9228 | 750.8646 | 141.9228
8251 | 813.7836 | 143.4968 | 813.7836 | 143.4968
8252 | 924.8708 | 134.0622 | 924.8708 | 134.0622
8253 | 998.0491 | 127.4184 | 998.0491 | 127.4184
8254 | 1056.0813 | 118.7349 | 1056.0813 | 118.7349
8255 | 1138.4916 | 110.3146 | 1138.4916 | 110.3146
8256 | 1139.0789 | 102.7533 | 1139.0789 | 102.7533
8257 | 1060.8372 | 93.8507 | 1060.8372 | 93.8507
8258 | 1051.8043 | 91.4753 | 1051.8043 | 91.4753
8259 | 1059.9585 | 87.7483 | 1059.9585 | 87.7483
8260 | 1053.6439 | 107.9626 | 1053.6439 | 107.9626
8261 | 1063.5305 | 118.608 | 1063.5305 | 118.608
8262 | 1045.5723 | 110.8503 | 1045.5723 | 110.8503
8263 | 987.0367 | 106.2544 | 987.0367 | 106.2544
8264 | 957.1286 | 95.3494 | 957.1286 | 95.3494
8265 | 953.5679 | 83.2566 | 953.5679 | 83.2566
8266 | 964.1803 | 58.8449 | 964.1803 | 58.8449
8267 | 930.0283 | 46.7927 | 930.0283 | 46.7927
8268 | 870.8374 | 48.1969 | 870.8374 | 48.1969
8269 | 817.9672 | 36.2198 | 817.9672 | 36.2198
8270 | 782.2863 | 45.5191 | 782.2863 | 45.5191
8271 | 750.8313 | 51.8394 | 750.8313 | 51.8394
8272 | 727.4668 | 64.366 | 727.4668 | 64.366
8273 | 730.8095 | 131.9203 | 730.8095 | 131.9203
8274 | 749.085 | 145.2367 | 749.085 | 145.2367
8275 | 807.5813 | 147.0421 | 807.5813 | 147.0421
8276 | 915.6444 | 138.3508 | 915.6444 | 138.3508
8277 | 1002.3751 | 132.8692 | 1002.3751 | 132.8692
8278 | 1050.4045 | 125.2876 | 1050.4045 | 125.2876
8279 | 1141.5707 | 119.7296 | 1141.5707 | 119.7296
8280 | 1150.4435 | 113.2458 | 1150.4435 | 113.2458
8281 | 1073.8355 | 105.0033 | 1073.8355 | 105.0033
8282 | 1058.3283 | 102.8073 | 1058.3283 | 102.8073
8283 | 1054.6119 | 99.222 | 1054.6119 | 99.222
8284 | 1062.772 | 120.1813 | 1062.772 | 120.1813
8285 | 1073.2637 | 131.6254 | 1073.2637 | 131.6254
8286 | 1043.079 | 124.0274 | 1043.079 | 124.0274
8287 | 987.4501 | 119.2457 | 987.4501 | 119.2457
8288 | 951.5138 | 107.7131 | 951.5138 | 107.7131
8289 | 939.0481 | 94.1973 | 939.0481 | 94.1973
8290 | 958.1002 | 67.3193 | 958.1002 | 67.3193
8291 | 938.2299 | 52.4472 | 938.2299 | 52.4472
8292 | 880.966 | 51.395 | 880.966 | 51.395
8293 | 828.123 | 37.5694 | 828.123 | 37.5694
8294 | 789.1289 | 45.7848 | 789.1289 | 45.7848
8295 | 758.1738 | 51.4188 | 758.1738 | 51.4188
8296 | 733.9436 | 63.3651 | 733.9436 | 63.3651
8297 | 733.0581 | 130.1257 | 733.0581 | 130.1257
8298 | 752.6953 | 142.5357 | 752.6953 | 142.5357
8299 | 797.0479 | 143.8245 | 797.0479 | 143.8245
8300 | 886.0058 | 134.6245 | 886.0058 | 134.6245
8301 | 965.1805 | 128.6964 | 965.1805 | 128.6964
8302 | 1025.4593 | 120.6453 | 1025.4593 | 120.6453
8303 | 1100.3466 | 113.9691 | 1100.3466 | 113.9691
8304 | 1095.985 | 105.6532 | 1095.985 | 105.6532
8305 | 1047.6443 | 95.5948 | 1047.6443 | 95.5948
8306 | 1038.4026 | 91.7345 | 1038.4026 | 91.7345
8307 | 1043.1275 | 86.5111 | 1043.1275 | 86.5111
8308 | 1033.2325 | 105.4589 | 1033.2325 | 105.4589
8309 | 1046.4669 | 115.0057 | 1046.4669 | 115.0057
8310 | 1027.4855 | 106.252 | 1027.4855 | 106.252
8311 | 976.372 | 101.3301 | 976.372 | 101.3301
8312 | 948.3507 | 90.311 | 948.3507 | 90.311
8313 | 942.1388 | 77.9916 | 942.1388 | 77.9916
8314 | 954.0826 | 53.1447 | 954.0826 | 53.1447
8315 | 931.0249 | 40.7551 | 931.0249 | 40.7551
8316 | 883.1652 | 41.9979 | 883.1652 | 41.9979
8317 | 832.1802 | 29.5986 | 832.1802 | 29.5986
8318 | 795.0314 | 38.7235 | 795.0314 | 38.7235
8319 | 759.9687 | 45.2704 | 759.9687 | 45.2704
8320 | 737.6415 | 58.2631 | 737.6415 | 58.2631
8321 | 733.929 | 126.1142 | 733.929 | 126.1142
8322 | 748.9727 | 139.5137 | 748.9727 | 139.5137
8323 | 785.866 | 141.5669 | 785.866 | 141.5669
8324 | 847.4629 | 132.1143 | 847.4629 | 132.1143
8325 | 903.9843 | 126.0085 | 903.9843 | 126.0085
8326 | 967.3133 | 117.9313 | 967.3133 | 117.9313
8327 | 1049.3722 | 111.8435 | 1049.3722 | 111.8435
8328 | 1057.1106 | 104.8218 | 1057.1106 | 104.8218
8329 | 1017.7243 | 96.4897 | 1017.7243 | 96.4897
8330 | 1008.7104 | 94.4974 | 1008.7104 | 94.4974
8331 | 1006.8285 | 91.204 | 1006.8285 | 91.204
8332 | 1020.4122 | 112.1665 | 1020.4122 | 112.1665
8333 | 1016.445 | 123.5079 | 1016.445 | 123.5079
8334 | 990.1536 | 116.0941 | 990.1536 | 116.0941
8335 | 956.0822 | 111.5601 | 956.0822 | 111.5601
8336 | 929.8157 | 100.378 | 929.8157 | 100.378
8337 | 926.3042 | 87.3056 | 926.3042 | 87.3056
8338 | 932.49 | 61.2377 | 932.49 | 61.2377
8339 | 921.0671 | 47.4398 | 921.0671 | 47.4398
8340 | 877.6804 | 47.3167 | 877.6804 | 47.3167
8341 | 822.191 | 34.1627 | 822.191 | 34.1627
8342 | 791.8825 | 42.7383 | 791.8825 | 42.7383
8343 | 759.12 | 49.052 | 759.12 | 49.052
8344 | 731.0726 | 61.8769 | 731.0726 | 61.8769
8345 | 731.3136 | 129.2993 | 731.3136 | 129.2993
8346 | 740.4035 | 142.0125 | 740.4035 | 142.0125
8347 | 777.0938 | 143.4137 | 777.0938 | 143.4137
8348 | 851.0785 | 134.3425 | 851.0785 | 134.3425
8349 | 912.1151 | 128.5464 | 912.1151 | 128.5464
8350 | 972.5213 | 120.7154 | 972.5213 | 120.7154
8351 | 1051.3426 | 114.7172 | 1051.3426 | 114.7172
8352 | 1059.7382 | 107.2685 | 1059.7382 | 107.2685
8353 | 1015.3379 | 97.8556 | 1015.3379 | 97.8556
8354 | 1006.003 | 95.0027 | 1006.003 | 95.0027
8355 | 1004.1522 | 91.085 | 1004.1522 | 91.085
8356 | 1014.502 | 111.2651 | 1014.502 | 111.2651
8357 | 1014.0452 | 122.1436 | 1014.0452 | 122.1436
8358 | 995.3886 | 114.3027 | 995.3886 | 114.3027
8359 | 954.2625 | 109.4395 | 954.2625 | 109.4395
8360 | 933.9154 | 97.8123 | 933.9154 | 97.8123
8361 | 930.8221 | 84.0227 | 930.8221 | 84.0227
8362 | 933.2568 | 57.2116 | 933.2568 | 57.2116
8363 | 916.8504 | 42.5351 | 916.8504 | 42.5351
8364 | 881.2295 | 41.6784 | 881.2295 | 41.6784
8365 | 825.0954 | 28.2669 | 825.0954 | 28.2669
8366 | 793.2362 | 37.0772 | 793.2362 | 37.0772
8367 | 767.9587 | 43.6843 | 767.9587 | 43.6843
8368 | 731.7601 | 56.8304 | 731.7601 | 56.8304
8369 | 731.1095 | 124.9226 | 731.1095 | 124.9226
8370 | 752.8229 | 138.6008 | 752.8229 | 138.6008
8371 | 793.0489 | 140.7959 | 793.0489 | 140.7959
8372 | 882.52 | 131.7003 | 882.52 | 131.7003
8373 | 948.6862 | 125.9775 | 948.6862 | 125.9775
8374 | 1005.2793 | 117.7096 | 1005.2793 | 117.7096
8375 | 1077.2304 | 111.1736 | 1077.2304 | 111.1736
8376 | 1093.233 | 103.5863 | 1093.233 | 103.5863
8377 | 1035.9811 | 94.8368 | 1035.9811 | 94.8368
8378 | 1025.9632 | 92.6245 | 1025.9632 | 92.6245
8379 | 1032.5279 | 89.1876 | 1032.5279 | 89.1876
8380 | 1035.7053 | 109.8095 | 1035.7053 | 109.8095
8381 | 1054.7625 | 120.5885 | 1054.7625 | 120.5885
8382 | 1027.8867 | 112.7623 | 1027.8867 | 112.7623
8383 | 984.5912 | 108.036 | 984.5912 | 108.036
8384 | 960.5386 | 96.7023 | 960.5386 | 96.7023
8385 | 945.9925 | 83.4669 | 945.9925 | 83.4669
8386 | 949.866 | 57.2051 | 949.866 | 57.2051
8387 | 933.7686 | 43.1724 | 933.7686 | 43.1724
8388 | 882.7014 | 43.152 | 882.7014 | 43.152
8389 | 821.9656 | 30.2637 | 821.9656 | 30.2637
8390 | 788.779 | 38.9696 | 788.779 | 38.9696
8391 | 758.6127 | 45.3388 | 758.6127 | 45.3388
8392 | 732.3447 | 58.3903 | 732.3447 | 58.3903
8393 | 737.1268 | 126.4598 | 737.1268 | 126.4598
8394 | 759.7577 | 140.1966 | 759.7577 | 140.1966
8395 | 817.2888 | 142.6574 | 817.2888 | 142.6574
8396 | 923.657 | 134.5055 | 923.657 | 134.5055
8397 | 993.3303 | 129.3696 | 993.3303 | 129.3696
8398 | 1045.5246 | 121.9151 | 1045.5246 | 121.9151
8399 | 1125.4097 | 116.2478 | 1125.4097 | 116.2478
8400 | 1125.1351 | 109.4527 | 1125.1351 | 109.4527
8401 | 1058.8252 | 100.6169 | 1058.8252 | 100.6169
8402 | 1044.5685 | 98.0867 | 1044.5685 | 98.0867
8403 | 1056.8365 | 93.9489 | 1056.8365 | 93.9489
8404 | 1056.9275 | 113.4477 | 1056.9275 | 113.4477
8405 | 1063.7025 | 123.8535 | 1063.7025 | 123.8535
8406 | 1044.0077 | 115.936 | 1044.0077 | 115.936
8407 | 995.2545 | 111.1396 | 995.2545 | 111.1396
8408 | 952.6429 | 100.0862 | 952.6429 | 100.0862
8409 | 945.102 | 87.1475 | 945.102 | 87.1475
8410 | 949.634 | 61.034 | 949.634 | 61.034
8411 | 918.6286 | 47.1806 | 918.6286 | 47.1806
8412 | 873.2442 | 46.9092 | 873.2442 | 46.9092
8413 | 812.7241 | 33.659 | 812.7241 | 33.659
8414 | 784.2392 | 42.259 | 784.2392 | 42.259
8415 | 753.7312 | 48.4228 | 753.7312 | 48.4228
8416 | 729.657 | 61.1907 | 729.657 | 61.1907
8417 | 736.7905 | 128.9374 | 736.7905 | 128.9374
8418 | 761.3767 | 142.2684 | 761.3767 | 142.2684
8419 | 821.4068 | 144.2629 | 821.4068 | 144.2629
8420 | 918.2982 | 135.6677 | 918.2982 | 135.6677
8421 | 996.471 | 130.2628 | 996.471 | 130.2628
8422 | 1046.0698 | 122.7219 | 1046.0698 | 122.7219
8423 | 1116.4772 | 117.1085 | 1116.4772 | 117.1085
8424 | 1116.5171 | 110.6117 | 1116.5171 | 110.6117
8425 | 1060.4713 | 102.4393 | 1060.4713 | 102.4393
8426 | 1044.9535 | 100.2498 | 1044.9535 | 100.2498
8427 | 1050.0051 | 96.482 | 1050.0051 | 96.482
8428 | 1062.285 | 116.8332 | 1062.285 | 116.8332
8429 | 1066.4055 | 127.521 | 1066.4055 | 127.521
8430 | 1041.519 | 119.5628 | 1041.519 | 119.5628
8431 | 983.5124 | 114.6751 | 983.5124 | 114.6751
8432 | 960.0103 | 103.1637 | 960.0103 | 103.1637
8433 | 954.9741 | 89.6903 | 954.9741 | 89.6903
8434 | 962.618 | 63.0275 | 962.618 | 63.0275
8435 | 923.3296 | 48.4928 | 923.3296 | 48.4928
8436 | 872.7394 | 47.7389 | 872.7394 | 47.7389
8437 | 818.2274 | 34.2099 | 818.2274 | 34.2099
8438 | 787.5309 | 42.6975 | 787.5309 | 42.6975
8439 | 756.1528 | 48.8972 | 756.1528 | 48.8972
8440 | 730.9641 | 61.7367 | 730.9641 | 61.7367
8441 | 738.1391 | 129.5209 | 738.1391 | 129.5209
8442 | 762.6423 | 142.8682 | 762.6423 | 142.8682
8443 | 815.7173 | 144.9019 | 815.7173 | 144.9019
8444 | 914.9006 | 136.3996 | 914.9006 | 136.3996
8445 | 991.7284 | 131.1316 | 991.7284 | 131.1316
8446 | 1039.6419 | 123.7635 | 1039.6419 | 123.7635
8447 | 1111.1771 | 118.1941 | 1111.1771 | 118.1941
8448 | 1109.603 | 111.4544 | 1109.603 | 111.4544
8449 | 1048.8733 | 102.9511 | 1048.8733 | 102.9511
8450 | 1037.3693 | 100.5741 | 1037.3693 | 100.5741
8451 | 1049.7891 | 96.733 | 1049.7891 | 96.733
8452 | 1046.77 | 116.6735 | 1046.77 | 116.6735
8453 | 1046.5231 | 127.327 | 1046.5231 | 127.327
8454 | 1028.2645 | 119.7844 | 1028.2645 | 119.7844
8455 | 975.7257 | 115.1608 | 975.7257 | 115.1608
8456 | 943.6385 | 103.8125 | 943.6385 | 103.8125
8457 | 944.3362 | 90.3407 | 944.3362 | 90.3407
8458 | 956.0286 | 63.5312 | 956.0286 | 63.5312
8459 | 926.18 | 48.8335 | 926.18 | 48.8335
8460 | 872.2245 | 48.0583 | 872.2245 | 48.0583
8461 | 810.3656 | 34.5522 | 810.3656 | 34.5522
8462 | 777.7346 | 42.9974 | 777.7346 | 42.9974
8463 | 752.5102 | 49.0862 | 752.5102 | 49.0862
8464 | 730.5979 | 61.6895 | 730.5979 | 61.6895
8465 | 730.6152 | 129.0548 | 730.6152 | 129.0548
8466 | 750.6051 | 141.9978 | 750.6051 | 141.9978
8467 | 790.7372 | 143.6484 | 790.7372 | 143.6484
8468 | 880.4273 | 134.5658 | 880.4273 | 134.5658
8469 | 954.7483 | 128.7599 | 954.7483 | 128.7599
8470 | 1012.7053 | 120.8246 | 1012.7053 | 120.8246
8471 | 1091.3127 | 114.6227 | 1091.3127 | 114.6227
8472 | 1093.7345 | 106.7013 | 1093.7345 | 106.7013
8473 | 1045.327 | 97.3748 | 1045.327 | 97.3748
8474 | 1040.0041 | 94.1095 | 1040.0041 | 94.1095
8475 | 1045.8267 | 89.5446 | 1045.8267 | 89.5446
8476 | 1036.749 | 109.2536 | 1036.749 | 109.2536
8477 | 1033.2649 | 119.5486 | 1033.2649 | 119.5486
8478 | 1025.5674 | 111.6115 | 1025.5674 | 111.6115
8479 | 986.451 | 107.1199 | 986.451 | 107.1199
8480 | 948.0201 | 96.2263 | 948.0201 | 96.2263
8481 | 936.9225 | 83.6071 | 936.9225 | 83.6071
8482 | 944.8939 | 57.8962 | 944.8939 | 57.8962
8483 | 920.4873 | 44.2971 | 920.4873 | 44.2971
8484 | 879.661 | 44.306 | 879.661 | 44.306
8485 | 819.7003 | 31.2759 | 819.7003 | 31.2759
8486 | 784.5929 | 39.9868 | 784.5929 | 39.9868
8487 | 748.3193 | 46.1913 | 748.3193 | 46.1913
8488 | 725.0875 | 58.9608 | 725.0875 | 58.9608
8489 | 722.4511 | 126.595 | 722.4511 | 126.595
8490 | 738.2665 | 139.9065 | 738.2665 | 139.9065
8491 | 773.9371 | 142.0331 | 773.9371 | 142.0331
8492 | 840.3118 | 133.4281 | 840.3118 | 133.4281
8493 | 900.7611 | 128.1487 | 900.7611 | 128.1487
8494 | 958.6104 | 120.7333 | 958.6104 | 120.7333
8495 | 1038.4794 | 115.2666 | 1038.4794 | 115.2666
8496 | 1048.1455 | 108.6801 | 1048.1455 | 108.6801
8497 | 994.4522 | 100.1915 | 994.4522 | 100.1915
8498 | 974.3359 | 97.526 | 974.3359 | 97.526
8499 | 975.5597 | 93.5463 | 975.5597 | 93.5463
8500 | 982.9603 | 113.521 | 982.9603 | 113.521
8501 | 992.1279 | 123.9366 | 992.1279 | 123.9366
8502 | 970.93 | 115.9441 | 970.93 | 115.9441
8503 | 932.4378 | 111.1461 | 932.4378 | 111.1461
8504 | 898.9008 | 99.8091 | 898.9008 | 99.8091
8505 | 896.2192 | 86.5607 | 896.2192 | 86.5607
8506 | 912.8894 | 60.2287 | 912.8894 | 60.2287
8507 | 901.839 | 45.9418 | 901.839 | 45.9418
8508 | 858.5377 | 45.3867 | 858.5377 | 45.3867
8509 | 806.0482 | 32.0176 | 806.0482 | 32.0176
8510 | 775.7452 | 40.6437 | 775.7452 | 40.6437
8511 | 742.8624 | 46.8857 | 742.8624 | 46.8857
8512 | 714.7546 | 59.7725 | 714.7546 | 59.7725
8513 | 716.8494 | 127.5828 | 716.8494 | 127.5828
8514 | 731.5672 | 140.8682 | 731.5672 | 140.8682
8515 | 766.5487 | 142.7633 | 766.5487 | 142.7633
8516 | 829.4551 | 134.085 | 829.4551 | 134.085
8517 | 884.8038 | 128.5154 | 884.8038 | 128.5154
8518 | 941.2955 | 120.6225 | 941.2955 | 120.6225
8519 | 1021.7311 | 114.7189 | 1021.7311 | 114.7189
8520 | 1036.1957 | 107.5456 | 1036.1957 | 107.5456
8521 | 991.0628 | 98.7049 | 991.0628 | 98.7049
8522 | 974.2128 | 95.8454 | 974.2128 | 95.8454
8523 | 977.3702 | 91.7076 | 977.3702 | 91.7076
8524 | 988.8896 | 111.8095 | 988.8896 | 111.8095
8525 | 985.5447 | 122.1044 | 985.5447 | 122.1044
8526 | 969.2069 | 114.1315 | 969.2069 | 114.1315
8527 | 937.3005 | 109.2911 | 937.3005 | 109.2911
8528 | 918.1172 | 97.9721 | 918.1172 | 97.9721
8529 | 919.8862 | 84.8002 | 919.8862 | 84.8002
8530 | 922.4806 | 58.6851 | 922.4806 | 58.6851
8531 | 905.3282 | 45.0046 | 905.3282 | 45.0046
8532 | 858.235 | 45.2547 | 858.235 | 45.2547
8533 | 806.1051 | 32.4707 | 806.1051 | 32.4707
8534 | 772.7495 | 41.2452 | 772.7495 | 41.2452
8535 | 744.8861 | 47.5638 | 744.8861 | 47.5638
8536 | 717.0753 | 60.3528 | 717.0753 | 60.3528
8537 | 717.869 | 127.9121 | 717.869 | 127.9121
8538 | 734.1593 | 140.9644 | 734.1593 | 140.9644
8539 | 770.4913 | 142.8334 | 770.4913 | 142.8334
8540 | 846.4524 | 134.3279 | 846.4524 | 134.3279
8541 | 914.6227 | 129.1805 | 914.6227 | 129.1805
8542 | 969.9766 | 121.8841 | 969.9766 | 121.8841
8543 | 1051.9096 | 116.6488 | 1051.9096 | 116.6488
8544 | 1052.9002 | 110.3737 | 1052.9002 | 110.3737
8545 | 1008.0063 | 102.5974 | 1008.0063 | 102.5974
8546 | 997.9152 | 100.8072 | 997.9152 | 100.8072
8547 | 993.07 | 97.6099 | 993.07 | 97.6099
8548 | 994.5108 | 118.354 | 994.5108 | 118.354
8549 | 1004.2264 | 129.3646 | 1004.2264 | 129.3646
8550 | 984.5586 | 121.5384 | 984.5586 | 121.5384
8551 | 947.2472 | 116.5773 | 947.2472 | 116.5773
8552 | 916.7923 | 105.0268 | 916.7923 | 105.0268
8553 | 914.4139 | 91.4458 | 914.4139 | 91.4458
8554 | 923.8336 | 64.5516 | 923.8336 | 64.5516
8555 | 905.1597 | 49.7707 | 905.1597 | 49.7707
8556 | 866.9798 | 48.6582 | 866.9798 | 48.6582
8557 | 810.7404 | 34.8179 | 810.7404 | 34.8179
8558 | 777.5892 | 42.9469 | 777.5892 | 42.9469
8559 | 743.9427 | 48.9151 | 743.9427 | 48.9151
8560 | 724.0286 | 61.7889 | 724.0286 | 61.7889
8561 | 727.8158 | 129.7948 | 727.8158 | 129.7948
8562 | 739.2757 | 143.5349 | 739.2757 | 143.5349
8563 | 780.1511 | 145.311 | 780.1511 | 145.311
8564 | 841.9818 | 136.1649 | 841.9818 | 136.1649
8565 | 913.1419 | 130.4975 | 913.1419 | 130.4975
8566 | 965.788 | 123.0577 | 965.788 | 123.0577
8567 | 1042.1447 | 117.679 | 1042.1447 | 117.679
8568 | 1040.3974 | 111.3175 | 1040.3974 | 111.3175
8569 | 999.4855 | 103.1369 | 999.4855 | 103.1369
8570 | 988.9455 | 100.8887 | 988.9455 | 100.8887
8571 | 983.6092 | 97.0166 | 983.6092 | 97.0166
8572 | 986.1303 | 117.1413 | 986.1303 | 117.1413
8573 | 982.9191 | 127.5715 | 982.9191 | 127.5715
8574 | 963.1946 | 119.4878 | 963.1946 | 119.4878
8575 | 928.8847 | 114.085 | 928.8847 | 114.085
8576 | 915.9205 | 102.1368 | 915.9205 | 102.1368
8577 | 917.069 | 88.1124 | 917.069 | 88.1124
8578 | 926.584 | 60.9117 | 926.584 | 60.9117
8579 | 907.3151 | 46.0249 | 907.3151 | 46.0249
8580 | 862.5226 | 45.1178 | 862.5226 | 45.1178
8581 | 804.6127 | 31.5872 | 804.6127 | 31.5872
8582 | 774.3921 | 40.0601 | 774.3921 | 40.0601
8583 | 743.2438 | 46.0935 | 743.2438 | 46.0935
8584 | 720.6352 | 58.6136 | 720.6352 | 58.6136
8585 | 723.8808 | 126.0213 | 723.8808 | 126.0213
8586 | 740.1035 | 139.0377 | 740.1035 | 139.0377
8587 | 783.4903 | 140.7095 | 783.4903 | 140.7095
8588 | 875.0851 | 131.772 | 875.0851 | 131.772
8589 | 941.3304 | 126.0867 | 941.3304 | 126.0867
8590 | 995.4432 | 118.3388 | 995.4432 | 118.3388
8591 | 1073.3104 | 112.5461 | 1073.3104 | 112.5461
8592 | 1087.3548 | 105.808 | 1087.3548 | 105.808
8593 | 1020.0766 | 97.4938 | 1020.0766 | 97.4938
8594 | 1009.4862 | 95.3662 | 1009.4862 | 95.3662
8595 | 1025.7521 | 92.0157 | 1025.7521 | 92.0157
8596 | 1023.8421 | 112.7027 | 1023.8421 | 112.7027
8597 | 1016.0924 | 123.5079 | 1016.0924 | 123.5079
8598 | 1003.0997 | 115.3426 | 1003.0997 | 115.3426
8599 | 949.6021 | 110.3669 | 949.6021 | 110.3669
8600 | 914.4588 | 98.7643 | 914.4588 | 98.7643
8601 | 905.3545 | 85.0741 | 905.3545 | 85.0741
8602 | 917.6232 | 58.1456 | 917.6232 | 58.1456
8603 | 903.2061 | 43.6614 | 903.2061 | 43.6614
8604 | 856.8807 | 43.7502 | 856.8807 | 43.7502
8605 | 800.3383 | 30.4152 | 800.3383 | 30.4152
8606 | 765.4355 | 38.7822 | 765.4355 | 38.7822
8607 | 728.1747 | 45.0193 | 728.1747 | 45.0193
8608 | 705.7079 | 57.9371 | 705.7079 | 57.9371
8609 | 712.7198 | 125.8697 | 712.7198 | 125.8697
8610 | 730.0269 | 139.3164 | 730.0269 | 139.3164
8611 | 779.247 | 141.2604 | 779.247 | 141.2604
8612 | 868.7843 | 132.2463 | 868.7843 | 132.2463
8613 | 933.2445 | 126.134 | 933.2445 | 126.134
8614 | 979.156 | 118.0144 | 979.156 | 118.0144
8615 | 1068.3949 | 111.7685 | 1068.3949 | 111.7685
8616 | 1073.5702 | 104.5431 | 1073.5702 | 104.5431
8617 | 1015.498 | 95.5964 | 1015.498 | 95.5964
8618 | 998.1132 | 92.6343 | 998.1132 | 92.6343
8619 | 1006.6345 | 88.3139 | 1006.6345 | 88.3139
8620 | 1006.8708 | 108.481 | 1006.8708 | 108.481
8621 | 1004.585 | 119.2535 | 1004.585 | 119.2535
8622 | 998.3097 | 111.7403 | 998.3097 | 111.7403
8623 | 946.0658 | 107.635 | 946.0658 | 107.635
8624 | 919.7112 | 97.3364 | 919.7112 | 97.3364
8625 | 911.5641 | 85.2257 | 911.5641 | 85.2257
8626 | 923.6963 | 59.6485 | 923.6963 | 59.6485
8627 | 902.9622 | 45.8408 | 902.9622 | 45.8408
8628 | 857.7061 | 45.5937 | 857.7061 | 45.5937
8629 | 796.1608 | 32.4479 | 796.1608 | 32.4479
8630 | 761.5052 | 41.1164 | 761.5052 | 41.1164
8631 | 725.639 | 47.4122 | 725.639 | 47.4122
8632 | 700.4934 | 60.3496 | 700.4934 | 60.3496
8633 | 698.0907 | 128.199 | 698.0907 | 128.199
8634 | 719.3933 | 141.6897 | 719.3933 | 141.6897
8635 | 761.0923 | 143.9092 | 761.0923 | 143.9092
8636 | 841.1032 | 135.3857 | 841.1032 | 135.3857
8637 | 915.1168 | 129.9107 | 915.1168 | 129.9107
8638 | 973.9073 | 122.2068 | 973.9073 | 122.2068
8639 | 1056.1088 | 116.287 | 1056.1088 | 116.287
8640 | 1070.6552 | 109.3338 | 1070.6552 | 109.3338
8641 | 1016.5013 | 100.6169 | 1016.5013 | 100.6169
8642 | 997.9373 | 98.028 | 997.9373 | 98.028
8643 | 996.8357 | 94.2765 | 996.8357 | 94.2765
8644 | 995.5961 | 114.5919 | 995.5961 | 114.5919
8645 | 1005.2117 | 125.6644 | 1005.2117 | 125.6644
8646 | 987.2156 | 118.3158 | 987.2156 | 118.3158
8647 | 946.3261 | 113.9383 | 946.3261 | 113.9383
8648 | 917.1603 | 102.8328 | 917.1603 | 102.8328
8649 | 903.7047 | 89.5697 | 903.7047 | 89.5697
8650 | 919.8066 | 62.9493 | 919.8066 | 62.9493
8651 | 906.9313 | 48.3347 | 906.9313 | 48.3347
8652 | 855.448 | 47.4487 | 855.448 | 47.4487
8653 | 802.3 | 33.9149 | 802.3 | 33.9149
8654 | 768.6206 | 42.3845 | 768.6206 | 42.3845
8655 | 732.991 | 48.4766 | 732.991 | 48.4766
8656 | 704.338 | 61.1385 | 704.338 | 61.1385
8657 | 703.7107 | 128.6896 | 703.7107 | 128.6896
8658 | 718.814 | 141.8006 | 718.814 | 141.8006
8659 | 753.4879 | 143.5995 | 753.4879 | 143.5995
8660 | 822.3465 | 134.8006 | 822.3465 | 134.8006
8661 | 890.7024 | 129.1332 | 890.7024 | 129.1332
8662 | 940.7967 | 121.1604 | 940.7967 | 121.1604
8663 | 1014.784 | 115.071 | 1014.784 | 115.071
8664 | 1029.3323 | 108.1015 | 1029.3323 | 108.1015
8665 | 995.5835 | 99.4449 | 995.5835 | 99.4449
8666 | 973.5682 | 96.6816 | 973.5682 | 96.6816
8667 | 964.5773 | 92.4868 | 964.5773 | 92.4868
8668 | 964.2631 | 112.5088 | 964.2631 | 112.5088
8669 | 968.791 | 122.8494 | 968.791 | 122.8494
8670 | 953.0569 | 114.5521 | 953.0569 | 114.5521
8671 | 913.9005 | 109.4346 | 913.9005 | 109.4346
8672 | 887.5905 | 97.8808 | 887.5905 | 97.8808
8673 | 890.1077 | 84.6307 | 890.1077 | 84.6307
8674 | 914.7926 | 58.4895 | 914.7926 | 58.4895
8675 | 898.9152 | 44.6557 | 898.9152 | 44.6557
8676 | 850.8621 | 44.6076 | 850.8621 | 44.6076
8677 | 798.1683 | 31.5742 | 798.1683 | 31.5742
8678 | 766.9249 | 40.2459 | 766.9249 | 40.2459
8679 | 734.4936 | 46.3299 | 734.4936 | 46.3299
8680 | 702.0338 | 58.8711 | 702.0338 | 58.8711
8681 | 699.4888 | 126.2821 | 699.4888 | 126.2821
8682 | 712.2366 | 139.2887 | 712.2366 | 139.2887
8683 | 747.9653 | 141.073 | 747.9653 | 141.073
8684 | 809.6334 | 132.0181 | 809.6334 | 132.0181
8685 | 869.3507 | 126.2464 | 869.3507 | 126.2464
8686 | 927.3145 | 117.9769 | 927.3145 | 117.9769
8687 | 1002.978 | 111.7751 | 1002.978 | 111.7751
8688 | 1017.4629 | 104.4518 | 1017.4629 | 104.4518
8689 | 979.4808 | 95.3715 | 979.4808 | 95.3715
8690 | 966.3654 | 92.2724 | 966.3654 | 92.2724
8691 | 974.5446 | 87.8445 | 974.5446 | 87.8445
8692 | 978.7129 | 107.8453 | 978.7129 | 107.8453
8693 | 981.8705 | 118.7515 | 981.8705 | 118.7515
8694 | 962.8348 | 111.4876 | 962.8348 | 111.4876
8695 | 924.8628 | 107.5128 | 924.8628 | 107.5128
8696 | 907.2567 | 97.0201 | 907.2567 | 97.0201
8697 | 904.4442 | 84.616 | 904.4442 | 84.616
8698 | 908.1738 | 58.9378 | 908.1738 | 58.9378
8699 | 894.2081 | 45.1072 | 894.2081 | 45.1072
8700 | 849.9806 | 44.7461 | 849.9806 | 44.7461
8701 | 793.4715 | 31.5644 | 793.4715 | 31.5644
8702 | 759.5043 | 40.2639 | 759.5043 | 40.2639
8703 | 728.0083 | 46.532 | 728.0083 | 46.532
8704 | 699.4307 | 59.3373 | 699.4307 | 59.3373
8705 | 698.3035 | 127.0156 | 698.3035 | 127.0156
8706 | 714.0164 | 140.2423 | 714.0164 | 140.2423
8707 | 754.1102 | 142.1341 | 754.1102 | 142.1341
8708 | 827.2332 | 133.446 | 827.2332 | 133.446
8709 | 890.1073 | 127.9955 | 890.1073 | 127.9955
8710 | 949.5104 | 120.5312 | 949.5104 | 120.5312
8711 | 1035.4197 | 114.9943 | 1035.4197 | 114.9943
8712 | 1051.362 | 108.5008 | 1051.362 | 108.5008
8713 | 1004.5241 | 99.9942 | 1004.5241 | 99.9942
8714 | 988.5162 | 97.9547 | 988.5162 | 97.9547
8715 | 994.0193 | 94.3189 | 994.0193 | 94.3189
8716 | 995.2963 | 114.1991 | 995.2963 | 114.1991
8717 | 988.7064 | 124.3213 | 988.7064 | 124.3213
8718 | 979.1651 | 116.2196 | 979.1651 | 116.2196
8719 | 948.581 | 111.3335 | 948.581 | 111.3335
8720 | 924.1868 | 99.92 | 924.1868 | 99.92
8721 | 922.7129 | 86.6079 | 922.7129 | 86.6079
8722 | 924.4611 | 60.1961 | 924.4611 | 60.1961
8723 | 904.9291 | 45.9483 | 904.9291 | 45.9483
8724 | 858.1209 | 47.5965 | 858.1209 | 47.5965
8725 | 816.0712 | 39.0298 | 816.0712 | 39.0298
8726 | 782.4329 | 40.7952 | 782.4329 | 40.7952
8727 | 749.5192 | 48.8862 | 749.5192 | 48.8862
8728 | 719.7804 | 63.7493 | 719.7804 | 63.7493
8729 | 716.8889 | 128.8138 | 716.8889 | 128.8138
8730 | 730.5211 | 136.9118 | 730.5211 | 136.9118
8731 | 762.7319 | 139.8163 | 762.7319 | 139.8163
8732 | 824.7308 | 130.9778 | 824.7308 | 130.9778
8733 | 872.6745 | 128.2384 | 872.6745 | 128.2384
8734 | 918.8137 | 112.0626 | 918.8137 | 112.0626
8735 | 1004.2367 | 109.2997 | 1004.2367 | 109.2997
8736 | 1006.7706 | 103.2822 | 1006.7706 | 103.2822
8737 | 954.9494 | 94.2436 | 954.9494 | 94.2436
8738 | 939.5706 | 96.3852 | 939.5706 | 96.3852
8739 | 929.7915 | 98.4883 | 929.7915 | 98.4883
8740 | 934.3612 | 112.8902 | 934.3612 | 112.8902
8741 | 948.0962 | 125.7489 | 948.0962 | 125.7489
8742 | 928.0563 | 118.3482 | 928.0563 | 118.3482
8743 | 910.3654 | 112.0947 | 910.3654 | 112.0947
8744 | 890.8001 | 97.0315 | 890.8001 | 97.0315
8745 | 894.648 | 89.9644 | 894.648 | 89.9644
8746 | 914.5198 | 62.567 | 914.5198 | 62.567
8747 | 893.0899 | 48.2814 | 893.0899 | 48.2814
8748 | 855.7335 | 48.1537 | 855.7335 | 48.1537
8749 | 808.4922 | 40.0818 | 808.4922 | 40.0818
8750 | 768.47 | 42.177 | 768.47 | 42.177
8751 | 742.3533 | 50.4954 | 742.3533 | 50.4954
8752 | 716.1779 | 65.5266 | 716.1779 | 65.5266
8753 | 715.6557 | 130.6376 | 715.6557 | 130.6376
8754 | 730.5127 | 138.7404 | 730.5127 | 138.7404
8755 | 771.0261 | 141.5968 | 771.0261 | 141.5968
8756 | 852.7015 | 132.7872 | 852.7015 | 132.7872
8757 | 929.0143 | 129.9982 | 929.0143 | 129.9982
8758 | 995.1226 | 113.6943 | 995.1226 | 113.6943
8759 | 1090.7768 | 110.7376 | 1090.7768 | 110.7376