## Summary Scalars
Parameter | Value
Total Cost ($) | 6830031.4408
Capital Cost (CAPEX) | 116926.0799
Operating Cost (OPEX) | 6713105.3609
Annual Fuel Consumption Genset (L) | 1082894.7368
Annual Fuel Consumption Diesel Furnace (L) | 2041378.3333

## Generator Summary
Size | Built | Capacity (kW) | Capital Cost ($) | Operating Cost ($)
100 kW | 2 | 200 | 12771.4423 | 29800
500 kW | 1 | 500 | 31928.6058 | 74500
1000 kW | 0 | 0 | 0 | 0
2000 kW | 0 | 0 | 0 | 0
Total | 3 | 700 | 44700.0481 | 104300

## Diesel Furnace Summary
Size | Built | Capacity (MW) | Capital Cost ($) | Operating Cost ($)
17.58 kW | 320 | 5625.6 | 72226.0318 | 90009.6
Total | 320 | 5625.6 | 72226.0318 | 90009.6

## Time Series
Time | Electric Load (kW) | Thermal Load (kW) | Diesel Generation (kW) | Thermal Generation (kW)
0 | 484.6583 | 122.095 | 484.6583 | 122.095
1 | 460.1007 | 113.0378 | 460.1007 | 113.0378
2 | 457.9434 | 113.1093 | 457.9434 | 113.1093
3 | 461.1062 | 114.186 | 461.1062 | 114.186
4 | 456.2139 | 128.3079 | 456.2139 | 128.3079
5 | 465.1867 | 144.4125 | 465.1867 | 144.4125
6 | 461.1388 | 134.9881 | 461.1388 | 134.9881
7 | 433.6118 | 124.6057 | 433.6118 | 124.6057
8 | 414.8403 | 107.26 | 414.8403 | 107.26
9 | 410.2664 | 96.7999 | 410.2664 | 96.7999
10 | 414.4938 | 63.1147 | 414.4938 | 63.1147
11 | 401.5457 | 43.7073 | 401.5457 | 43.7073
12 | 379.1491 | 40.1079 | 379.1491 | 40.1079
13 | 355.9294 | 33.9116 | 355.9294 | 33.9116
14 | 339.505 | 37.5576 | 339.505 | 37.5576
15 | 326.7322 | 47.6716 | 326.7322 | 47.6716
16 | 313.6461 | 69.1775 | 313.6461 | 69.1775
17 | 312.8138 | 146.5811 | 312.8138 | 146.5811
18 | 321.681 | 164.5931 | 321.681 | 164.5931
19 | 341.077 | 167.3432 | 341.077 | 167.3432
20 | 379.1174 | 154.8408 | 379.1174 | 154.8408
21 | 413.8814 | 149.5887 | 413.8814 | 149.5887
22 | 441.5774 | 131.9636 | 441.5774 | 131.9636
23 | 481.0357 | 125.4981 | 481.0357 | 125.4981
24 | 488.3946 | 114.1298 | 488.3946 | 114.1298
25 | 463.9723 | 102.8907 | 463.9723 | 102.8907
26 | 454.7948 | 102.165 | 454.7948 | 102.165
27 | 455.6408 | 103.2551 | 455.6408 | 103.2551
28 | 455.5675 | 117.7251 | 455.5675 | 117.7251
29 | 457.5227 | 134.2311 | 457.5227 | 134.2311
30 | 451.9109 | 125.0426 | 451.9109 | 125.0426
31 | 429.9192 | 114.7211 | 429.9192 | 114.7211
32 | 412.3285 | 96.8846 | 412.3285 | 96.8846
33 | 406.7358 | 86.0041 | 406.7358 | 86.0041
34 | 410.9392 | 51.6702 | 410.9392 | 51.6702
35 | 401.4387 | 31.9564 | 401.4387 | 31.9564
36 | 375.4164 | 28.3742 | 375.4164 | 28.3742
37 | 351.8444 | 22.6801 | 351.8444 | 22.6801
38 | 340.0857 | 27.1594 | 340.0857 | 27.1594
39 | 328.0249 | 37.7945 | 328.0249 | 37.7945
40 | 315.6079 | 61.2009 | 315.6079 | 61.2009
41 | 314.2633 | 140.9882 | 314.2633 | 140.9882
42 | 320.191 | 160.8873 | 320.191 | 160.8873
43 | 336.1131 | 163.9894 | 336.1131 | 163.9894
44 | 371.4343 | 152.265 | 371.4343 | 152.265
45 | 407.4455 | 148.5481 | 407.4455 | 148.5481
46 | 432.9912 | 132.0702 | 432.9912 | 132.0702
47 | 469.9035 | 125.8348 | 469.9035 | 125.8348
48 | 472.9329 | 115.0715 | 472.9329 | 115.0715
49 | 454.8581 | 104.072 | 454.8581 | 104.072
50 | 448.274 | 103.5176 | 448.274 | 103.5176
51 | 451.2565 | 104.9178 | 451.2565 | 104.9178
52 | 449.4142 | 120.7575 | 449.4142 | 120.7575
53 | 455.761 | 138.1842 | 455.761 | 138.1842
54 | 448.7546 | 129.7757 | 448.7546 | 129.7757
55 | 425.477 | 120.2436 | 425.477 | 120.2436
56 | 406.5923 | 103.2441 | 406.5923 | 103.2441
57 | 400.418 | 93.0656 | 400.418 | 93.0656
58 | 408.1043 | 59.388 | 408.1043 | 59.388
59 | 397.7467 | 39.8892 | 397.7467 | 39.8892
60 | 373.4413 | 36.1472 | 373.4413 | 36.1472
61 | 353.4659 | 29.8957 | 353.4659 | 29.8957
62 | 339.3579 | 33.8708 | 339.3579 | 33.8708
63 | 326.3808 | 44.4204 | 326.3808 | 44.4204
64 | 315.5016 | 66.8718 | 315.5016 | 66.8718
65 | 312.0783 | 144.8766 | 312.0783 | 144.8766
66 | 317.8858 | 162.9095 | 317.8858 | 162.9095
67 | 331.2963 | 165.2354 | 331.2963 | 165.2354
68 | 361.0934 | 152.4001 | 361.0934 | 152.4001
69 | 389.1143 | 146.3908 | 389.1143 | 146.3908
70 | 416.7751 | 127.9858 | 416.7751 | 127.9858
71 | 448.3729 | 120.7327 | 448.3729 | 120.7327
72 | 458.9728 | 109.4462 | 458.9728 | 109.4462
73 | 442.3283 | 99.2933 | 442.3283 | 99.2933
74 | 435.4806 | 99.3305 | 435.4806 | 99.3305
75 | 437.8232 | 101.1891 | 437.8232 | 101.1891
76 | 434.6375 | 117.2781 | 434.6375 | 117.2781
77 | 435.9749 | 135.3687 | 435.9749 | 135.3687
78 | 423.113 | 127.3939 | 423.113 | 127.3939
79 | 410.5443 | 118.2081 | 410.5443 | 118.2081
80 | 399.6007 | 101.4483 | 399.6007 | 101.4483
81 | 398.2156 | 91.3934 | 398.2156 | 91.3934
82 | 400.9023 | 57.9841 | 400.9023 | 57.9841
83 | 395.6377 | 38.6413 | 395.6377 | 38.6413
84 | 372.0392 | 35.0458 | 372.0392 | 35.0458
85 | 348.7533 | 28.819 | 348.7533 | 28.819
86 | 337.0718 | 32.0598 | 337.0718 | 32.0598
87 | 327.2903 | 41.0647 | 327.2903 | 41.0647
88 | 313.571 | 62.5116 | 313.571 | 62.5116
89 | 310.6999 | 140.3642 | 310.6999 | 140.3642
90 | 315.8235 | 158.7567 | 315.8235 | 158.7567
91 | 332.2084 | 161.9405 | 332.2084 | 161.9405
92 | 358.0698 | 150.5282 | 358.0698 | 150.5282
93 | 390.5271 | 146.7333 | 390.5271 | 146.7333
94 | 414.238 | 130.5939 | 414.238 | 130.5939
95 | 444.2293 | 125.2641 | 444.2293 | 125.2641
96 | 456.3813 | 115.9352 | 456.3813 | 115.9352
97 | 434.6204 | 106.8152 | 434.6204 | 106.8152
98 | 429.4838 | 107.5963 | 429.4838 | 107.5963
99 | 428.7084 | 109.5956 | 428.7084 | 109.5956
100 | 435.3314 | 125.502 | 435.3314 | 125.502
101 | 444.3829 | 142.6547 | 444.3829 | 142.6547
102 | 433.0992 | 133.7402 | 433.0992 | 133.7402
103 | 420.223 | 123.6508 | 420.223 | 123.6508
104 | 408.7035 | 106.0805 | 408.7035 | 106.0805
105 | 401.5777 | 95.1506 | 401.5777 | 95.1506
106 | 402.5141 | 60.7615 | 402.5141 | 60.7615
107 | 390.5957 | 40.7891 | 390.5957 | 40.7891
108 | 370.0064 | 36.6932 | 370.0064 | 36.6932
109 | 350.9684 | 30.2838 | 350.9684 | 30.2838
110 | 337.0886 | 34.1904 | 337.0886 | 34.1904
111 | 324.9449 | 44.3957 | 324.9449 | 44.3957
112 | 313.6194 | 66.4 | 313.6194 | 66.4
113 | 310.4791 | 144.1766 | 310.4791 | 144.1766
114 | 318.7162 | 162.101 | 318.7162 | 162.101
115 | 335.5275 | 164.3337 | 335.5275 | 164.3337
116 | 367.5693 | 151.3081 | 367.5693 | 151.3081
117 | 394.6678 | 145.472 | 394.6678 | 145.472
118 | 421.0576 | 127.7709 | 421.0576 | 127.7709
119 | 455.3897 | 121.7391 | 455.3897 | 121.7391
120 | 459.2316 | 110.6561 | 459.2316 | 110.6561
121 | 436.1156 | 101.0929 | 436.1156 | 101.0929
122 | 433.1668 | 102.4961 | 433.1668 | 102.4961
123 | 437.3056 | 105.5588 | 437.3056 | 105.5588
124 | 436.7061 | 122.2699 | 436.7061 | 122.2699
125 | 438.6182 | 139.94 | 438.6182 | 139.94
126 | 431.0484 | 131.4517 | 431.0484 | 131.4517
127 | 413.3644 | 121.5144 | 413.3644 | 121.5144
128 | 401.3047 | 104.0222 | 401.3047 | 104.0222
129 | 397.4109 | 93.4936 | 397.4109 | 93.4936
130 | 400.4938 | 59.4432 | 400.4938 | 59.4432
131 | 392.0065 | 39.6838 | 392.0065 | 39.6838
132 | 370.4525 | 35.9494 | 370.4525 | 35.9494
133 | 349.5567 | 30.1868 | 349.5567 | 30.1868
134 | 335.8602 | 34.3598 | 335.8602 | 34.3598
135 | 323.6517 | 44.3272 | 323.6517 | 44.3272
136 | 310.566 | 66.6245 | 310.566 | 66.6245
137 | 311.162 | 144.9736 | 311.162 | 144.9736
138 | 320.4417 | 163.1625 | 320.4417 | 163.1625
139 | 340.0632 | 165.7547 | 340.0632 | 165.7547
140 | 379.625 | 153.9372 | 379.625 | 153.9372
141 | 411.0957 | 150.5361 | 411.0957 | 150.5361
142 | 437.6404 | 135.4678 | 437.6404 | 135.4678
143 | 471.9835 | 131.1329 | 471.9835 | 131.1329
144 | 477.2228 | 122.1444 | 477.2228 | 122.1444
145 | 450.4461 | 113.4906 | 450.4461 | 113.4906
146 | 443.0195 | 115.0154 | 443.0195 | 115.0154
147 | 450.7867 | 117.9127 | 450.7867 | 117.9127
148 | 447.3142 | 134.112 | 447.3142 | 134.112
149 | 447.59 | 150.4163 | 447.59 | 150.4163
150 | 438.7429 | 139.3084 | 438.7429 | 139.3084
151 | 420.7513 | 127.8797 | 420.7513 | 127.8797
152 | 403.3068 | 109.8396 | 403.3068 | 109.8396
153 | 400.5742 | 99.2616 | 400.5742 | 99.2616
154 | 404.0237 | 65.4699 | 404.0237 | 65.4699
155 | 392.9097 | 46.3078 | 392.9097 | 46.3078
156 | 370.9927 | 43.127 | 370.9927 | 43.127
157 | 347.9079 | 37.4024 | 347.9079 | 37.4024
158 | 332.9952 | 41.3642 | 332.9952 | 41.3642
159 | 318.3181 | 51.1776 | 318.3181 | 51.1776
160 | 305.8612 | 73.1477 | 305.8612 | 73.1477
161 | 305.7628 | 150.6617 | 305.7628 | 150.6617
162 | 316.7985 | 168.3617 | 316.7985 | 168.3617
163 | 334.4352 | 171.068 | 334.4352 | 171.068
164 | 371.8476 | 159.3208 | 371.8476 | 159.3208
165 | 405.3513 | 155.3585 | 405.3513 | 155.3585
166 | 428.0446 | 138.8673 | 428.0446 | 138.8673
167 | 460.1764 | 133.8437 | 460.1764 | 133.8437
168 | 463.6762 | 124.9903 | 463.6762 | 124.9903
169 | 440.899 | 116.4335 | 440.899 | 116.4335
170 | 435.0115 | 117.7282 | 435.0115 | 117.7282
171 | 440.8736 | 120.2869 | 440.8736 | 120.2869
172 | 437.8755 | 136.6041 | 437.8755 | 136.6041
173 | 438.9384 | 153.8234 | 438.9384 | 153.8234
174 | 430.856 | 144.8823 | 430.856 | 144.8823
175 | 411.2484 | 134.5436 | 411.2484 | 134.5436
176 | 395.5417 | 116.6519 | 395.5417 | 116.6519
177 | 391.6845 | 105.8133 | 391.6845 | 105.8133
178 | 399.1251 | 71.9036 | 399.1251 | 71.9036
179 | 388.3487 | 52.2926 | 388.3487 | 52.2926
180 | 366.3763 | 48.29 | 366.3763 | 48.29
181 | 345.579 | 41.4905 | 345.579 | 41.4905
182 | 329.8388 | 44.0161 | 329.8388 | 44.0161
183 | 316.9347 | 52.2943 | 316.9347 | 52.2943
184 | 305.6546 | 73.0335 | 305.6546 | 73.0335
185 | 307.1261 | 150.1081 | 307.1261 | 150.1081
186 | 315.6531 | 167.5608 | 315.6531 | 167.5608
187 | 336.9321 | 169.7611 | 336.9321 | 169.7611
188 | 375.6616 | 157.6563 | 375.6616 | 157.6563
189 | 408.3062 | 153.6217 | 408.3062 | 153.6217
190 | 437.1168 | 137.3473 | 437.1168 | 137.3473
191 | 470.2238 | 131.8196 | 470.2238 | 131.8196
192 | 473.9368 | 122.4108 | 473.9368 | 122.4108
193 | 454.942 | 113.4202 | 454.942 | 113.4202
194 | 440.5665 | 114.1156 | 440.5665 | 114.1156
195 | 446.4356 | 116.6134 | 446.4356 | 116.6134
196 | 449.1265 | 132.8736 | 449.1265 | 132.8736
197 | 454.1063 | 149.8342 | 454.1063 | 149.8342
198 | 445.4095 | 140.8322 | 445.4095 | 140.8322
199 | 423.5963 | 130.9444 | 423.5963 | 130.9444
200 | 413.272 | 113.4274 | 413.272 | 113.4274
201 | 405.7938 | 102.7999 | 405.7938 | 102.7999
202 | 408.3272 | 68.565 | 408.3272 | 68.565
203 | 391.2982 | 48.9521 | 391.2982 | 48.9521
204 | 370.2232 | 44.9761 | 370.2232 | 44.9761
205 | 347.9254 | 37.7619 | 347.9254 | 37.7619
206 | 334.9459 | 39.8024 | 334.9459 | 39.8024
207 | 323.6201 | 47.8865 | 323.6201 | 47.8865
208 | 314.1281 | 68.5059 | 314.1281 | 68.5059
209 | 311.9509 | 145.5995 | 311.9509 | 145.5995
210 | 318.6017 | 163.1511 | 318.6017 | 163.1511
211 | 337.723 | 165.34 | 337.723 | 165.34
212 | 369.1159 | 153.0088 | 369.1159 | 153.0088
213 | 398.7291 | 148.7612 | 398.7291 | 148.7612
214 | 424.2307 | 132.3955 | 424.2307 | 132.3955
215 | 463.9145 | 126.8126 | 463.9145 | 126.8126
216 | 471.2068 | 116.679 | 471.2068 | 116.679
217 | 452.7121 | 106.8361 | 452.7121 | 106.8361
218 | 450.4391 | 107.1378 | 450.4391 | 107.1378
219 | 448.5753 | 109.3217 | 448.5753 | 109.3217
220 | 450.5423 | 125.8919 | 450.5423 | 125.8919
221 | 451.0689 | 143.4004 | 451.0689 | 143.4004
222 | 445.4053 | 134.9216 | 445.4053 | 134.9216
223 | 426.7377 | 125.0642 | 426.7377 | 125.0642
224 | 409.9141 | 107.6005 | 409.9141 | 107.6005
225 | 405.5141 | 96.8456 | 405.5141 | 96.8456
226 | 409.1845 | 62.4432 | 409.1845 | 62.4432
227 | 394.4855 | 42.0636 | 394.4855 | 42.0636
228 | 373.3839 | 37.4313 | 373.3839 | 37.4313
229 | 351.5954 | 30.3637 | 351.5954 | 30.3637
230 | 336.2768 | 33.7149 | 336.2768 | 33.7149
231 | 325.4357 | 43.2467 | 325.4357 | 43.2467
232 | 312.2751 | 65.0437 | 312.2751 | 65.0437
233 | 312.3062 | 142.9058 | 312.3062 | 142.9058
234 | 317.5082 | 160.737 | 317.5082 | 160.737
235 | 330.0652 | 162.8422 | 330.0652 | 162.8422
236 | 358.4911 | 150.0259 | 358.4911 | 150.0259
237 | 385.3717 | 144.9983 | 385.3717 | 144.9983
238 | 410.0219 | 127.6434 | 410.0219 | 127.6434
239 | 447.5414 | 121.8855 | 447.5414 | 121.8855
240 | 451.3729 | 112.6993 | 451.3729 | 112.6993
241 | 436.1949 | 104.19 | 436.1949 | 104.19
242 | 431.7758 | 105.9051 | 431.7758 | 105.9051
243 | 429.501 | 109.0972 | 429.501 | 109.0972
244 | 435.2142 | 125.9053 | 435.2142 | 125.9053
245 | 439.2859 | 144.0377 | 439.2859 | 144.0377
246 | 430.1555 | 136.023 | 430.1555 | 136.023
247 | 414.2102 | 126.9057 | 414.2102 | 126.9057
248 | 400.5434 | 110.2448 | 400.5434 | 110.2448
249 | 395.9258 | 100.266 | 395.9258 | 100.266
250 | 400.5359 | 66.5941 | 400.5359 | 66.5941
251 | 386.3516 | 47.3446 | 386.3516 | 47.3446
252 | 367.7473 | 43.5417 | 367.7473 | 43.5417
253 | 348.3922 | 36.4816 | 348.3922 | 36.4816
254 | 334.8515 | 38.6743 | 334.8515 | 38.6743
255 | 325.0736 | 46.8497 | 325.0736 | 46.8497
256 | 311.4913 | 67.5548 | 311.4913 | 67.5548
257 | 312.1087 | 144.6788 | 312.1087 | 144.6788
258 | 315.0876 | 162.179 | 315.0876 | 162.179
259 | 328.8208 | 164.3375 | 328.8208 | 164.3375
260 | 352.2272 | 151.8027 | 352.2272 | 151.8027
261 | 378.336 | 147.0129 | 378.336 | 147.0129
262 | 404.7507 | 130.2211 | 404.7507 | 130.2211
263 | 435.7247 | 124.3719 | 435.7247 | 124.3719
264 | 445.0776 | 115.0391 | 445.0776 | 115.0391
265 | 430.8305 | 106.5945 | 430.8305 | 106.5945
266 | 428.3376 | 108.5037 | 428.3376 | 108.5037
267 | 426.3407 | 112.3179 | 426.3407 | 112.3179
268 | 426.9984 | 130.0714 | 426.9984 | 130.0714
269 | 430.1123 | 148.5729 | 430.1123 | 148.5729
270 | 419.0646 | 140.3166 | 419.0646 | 140.3166
271 | 405.482 | 129.9799 | 405.482 | 129.9799
272 | 395.5497 | 111.7134 | 395.5497 | 111.7134
273 | 396.9247 | 100.2984 | 396.9247 | 100.2984
274 | 402.1843 | 65.2853 | 402.1843 | 65.2853
275 | 391.1479 | 44.8297 | 391.1479 | 44.8297
276 | 369.3169 | 40.2696 | 369.3169 | 40.2696
277 | 347.1967 | 33.3732 | 347.1967 | 33.3732
278 | 335.1729 | 36.7434 | 335.1729 | 36.7434
279 | 325.2062 | 46.3475 | 325.2062 | 46.3475
280 | 315.1223 | 67.9524 | 315.1223 | 67.9524
281 | 311.1021 | 145.609 | 311.1021 | 145.609
282 | 316.4132 | 163.8873 | 316.4132 | 163.8873
283 | 329.6762 | 166.7668 | 329.6762 | 166.7668
284 | 358.97 | 154.1959 | 358.97 | 154.1959
285 | 386.699 | 148.4834 | 386.699 | 148.4834
286 | 410.033 | 131.4595 | 410.033 | 131.4595
287 | 443.87 | 125.9337 | 443.87 | 125.9337
288 | 452.8031 | 116.4317 | 452.8031 | 116.4317
289 | 434.9779 | 106.9484 | 434.9779 | 106.9484
290 | 428.9649 | 107.9996 | 428.9649 | 107.9996
291 | 430.1094 | 110.992 | 430.1094 | 110.992
292 | 431.0412 | 127.8419 | 431.0412 | 127.8419
293 | 438.6889 | 145.9363 | 438.6889 | 145.9363
294 | 432.7933 | 137.8055 | 432.7933 | 137.8055
295 | 415.226 | 128.2678 | 415.226 | 128.2678
296 | 405.0424 | 110.9239 | 405.0424 | 110.9239
297 | 401.9247 | 100.1633 | 401.9247 | 100.1633
298 | 399.5562 | 65.6753 | 399.5562 | 65.6753
299 | 387.9072 | 45.0484 | 387.9072 | 45.0484
300 | 365.7624 | 40.243 | 365.7624 | 40.243
301 | 343.8385 | 32.9965 | 343.8385 | 32.9965
302 | 331.6157 | 36.4904 | 331.6157 | 36.4904
303 | 320.3935 | 45.9423 | 320.3935 | 45.9423
304 | 306.8452 | 67.4311 | 306.8452 | 67.4311
305 | 306.5156 | 145.1049 | 306.5156 | 145.1049
306 | 315.5094 | 163.4079 | 315.5094 | 163.4079
307 | 332.6212 | 166.3064 | 332.6212 | 166.3064
308 | 370.0557 | 154.0875 | 370.0557 | 154.0875
309 | 403.6718 | 148.7859 | 403.6718 | 148.7859
310 | 424.9734 | 131.1932 | 424.9734 | 131.1932
311 | 462.7791 | 124.9807 | 462.7791 | 124.9807
312 | 460.1181 | 115.4938 | 460.1181 | 115.4938
313 | 438.4513 | 107.2965 | 438.4513 | 107.2965
314 | 433.1321 | 109.1353 | 433.1321 | 109.1353
315 | 435.6943 | 112.1943 | 435.6943 | 112.1943
316 | 433.8048 | 128.6142 | 433.8048 | 128.6142
317 | 438.8166 | 145.7974 | 438.8166 | 145.7974
318 | 431.1042 | 136.6717 | 431.1042 | 136.6717
319 | 410.4524 | 126.257 | 410.4524 | 126.257
320 | 396.487 | 108.6525 | 396.487 | 108.6525
321 | 392.8608 | 97.7587 | 392.8608 | 97.7587
322 | 399.326 | 63.3126 | 399.326 | 63.3126
323 | 386.4257 | 42.8664 | 386.4257 | 42.8664
324 | 358.9774 | 38.0857 | 358.9774 | 38.0857
325 | 335.9691 | 30.748 | 335.9691 | 30.748
326 | 325.3277 | 33.2469 | 325.3277 | 33.2469
327 | 313.0592 | 41.9112 | 313.0592 | 41.9112
328 | 300.2673 | 63.0024 | 300.2673 | 63.0024
329 | 300.0098 | 140.7904 | 300.0098 | 140.7904
330 | 310.7888 | 159.295 | 310.7888 | 159.295
331 | 326.648 | 162.4523 | 326.648 | 162.4523
332 | 363.4932 | 150.7717 | 363.4932 | 150.7717
333 | 397.7921 | 146.1511 | 397.7921 | 146.1511
334 | 424.4099 | 128.5242 | 424.4099 | 128.5242
335 | 454.1612 | 122.7321 | 454.1612 | 122.7321
336 | 460.638 | 112.1552 | 460.638 | 112.1552
337 | 437.2649 | 102.7841 | 437.2649 | 102.7841
338 | 433.1924 | 104.2938 | 433.1924 | 104.2938
339 | 433.4866 | 107.4916 | 433.4866 | 107.4916
340 | 432.5093 | 124.7562 | 432.5093 | 124.7562
341 | 436.0562 | 143.6439 | 436.0562 | 143.6439
342 | 429.2027 | 136.0972 | 429.2027 | 136.0972
343 | 409.6047 | 126.8695 | 409.6047 | 126.8695
344 | 396.0477 | 109.8053 | 396.0477 | 109.8053
345 | 394.0928 | 99.1018 | 394.0928 | 99.1018
346 | 400.3791 | 64.5967 | 400.3791 | 64.5967
347 | 383.3629 | 44.6413 | 383.3629 | 44.6413
348 | 358.3319 | 40.7167 | 358.3319 | 40.7167
349 | 338.0583 | 34.3719 | 338.0583 | 34.3719
350 | 324.3004 | 37.6508 | 324.3004 | 37.6508
351 | 313.6541 | 46.5967 | 313.6541 | 46.5967
352 | 303.1282 | 67.745 | 303.1282 | 67.745
353 | 302.9887 | 145.0573 | 302.9887 | 145.0573
354 | 312.793 | 163.0998 | 312.793 | 163.0998
355 | 330.5024 | 165.1631 | 330.5024 | 165.1631
356 | 365.3658 | 152.5504 | 365.3658 | 152.5504
357 | 398.1648 | 148.4473 | 398.1648 | 148.4473
358 | 427.4179 | 132.2052 | 427.4179 | 132.2052
359 | 458.1407 | 127.1379 | 458.1407 | 127.1379
360 | 459.1684 | 118.2389 | 459.1684 | 118.2389
361 | 441.3961 | 109.8418 | 441.3961 | 109.8418
362 | 432.9047 | 111.3953 | 432.9047 | 111.3953
363 | 433.6384 | 114.6483 | 433.6384 | 114.6483
364 | 433.6249 | 131.7607 | 433.6249 | 131.7607
365 | 440.2811 | 150.0301 | 440.2811 | 150.0301
366 | 431.2234 | 141.7015 | 431.2234 | 141.7015
367 | 412.2474 | 131.3876 | 412.2474 | 131.3876
368 | 398.4009 | 113.456 | 398.4009 | 113.456
369 | 393.6617 | 102.6744 | 393.6617 | 102.6744
370 | 401.3969 | 67.8763 | 401.3969 | 67.8763
371 | 388.0191 | 47.1943 | 388.0191 | 47.1943
372 | 364.3385 | 42.4003 | 364.3385 | 42.4003
373 | 341.8157 | 35.2508 | 341.8157 | 35.2508
374 | 325.9679 | 38.4118 | 325.9679 | 38.4118
375 | 316.3948 | 47.9835 | 316.3948 | 47.9835
376 | 304.2588 | 68.7818 | 304.2588 | 68.7818
377 | 302.4058 | 145.4968 | 302.4058 | 145.4968
378 | 309.6495 | 162.7383 | 309.6495 | 162.7383
379 | 324.8019 | 165.0528 | 324.8019 | 165.0528
380 | 358.0542 | 152.6017 | 358.0542 | 152.6017
381 | 389.9679 | 147.9318 | 389.9679 | 147.9318
382 | 416.1811 | 131.1 | 416.1811 | 131.1
383 | 449.8146 | 125.2717 | 449.8146 | 125.2717
384 | 454.2685 | 115.5756 | 454.2685 | 115.5756
385 | 432.4162 | 106.4918 | 432.4162 | 106.4918
386 | 426.9949 | 107.9558 | 426.9949 | 107.9558
387 | 427.9449 | 111.0928 | 427.9449 | 111.0928
388 | 430.9233 | 127.9712 | 430.9233 | 127.9712
389 | 427.5687 | 146.077 | 427.5687 | 146.077
390 | 423.4421 | 138.0015 | 423.4421 | 138.0015
391 | 408.1376 | 128.5779 | 408.1376 | 128.5779
392 | 387.2025 | 111.3995 | 387.2025 | 111.3995
393 | 383.4479 | 100.9109 | 383.4479 | 100.9109
394 | 392.1341 | 66.5941 | 392.1341 | 66.5941
395 | 383.2159 | 46.3192 | 383.2159 | 46.3192
396 | 362.6037 | 41.7687 | 362.6037 | 41.7687
397 | 340.4989 | 34.6782 | 340.4989 | 34.6782
398 | 328.5345 | 37.3483 | 328.5345 | 37.3483
399 | 318.3007 | 46.2752 | 318.3007 | 46.2752
400 | 306.0776 | 67.5928 | 306.0776 | 67.5928
401 | 304.0284 | 145.2076 | 304.0284 | 145.2076
402 | 308.9624 | 162.9647 | 308.9624 | 162.9647
403 | 318.6242 | 165.4294 | 318.6242 | 165.4294
404 | 348.4965 | 153.1249 | 348.4965 | 153.1249
405 | 376.3453 | 148.59 | 376.3453 | 148.59
406 | 402.2635 | 131.9218 | 402.2635 | 131.9218
407 | 438.9208 | 125.7435 | 438.9208 | 125.7435
408 | 447.3351 | 115.724 | 447.3351 | 115.724
409 | 429.9525 | 106.0847 | 429.9525 | 106.0847
410 | 425.119 | 106.4606 | 425.119 | 106.4606
411 | 423.1429 | 109.6622 | 423.1429 | 109.6622
412 | 426.4053 | 127.6174 | 426.4053 | 127.6174
413 | 428.9201 | 146.448 | 428.9201 | 146.448
414 | 417.467 | 138.9469 | 417.467 | 138.9469
415 | 400.8528 | 129.8467 | 400.8528 | 129.8467
416 | 388.0713 | 112.8092 | 388.0713 | 112.8092
417 | 386.6825 | 102.0618 | 386.6825 | 102.0618
418 | 395.5931 | 66.9575 | 395.5931 | 66.9575
419 | 381.4163 | 46.2412 | 381.4163 | 46.2412
420 | 358.5441 | 41.4795 | 358.5441 | 41.4795
421 | 340.1904 | 34.5698 | 340.1904 | 34.5698
422 | 327.6616 | 38.1549 | 327.6616 | 38.1549
423 | 317.8453 | 47.7362 | 317.8453 | 47.7362
424 | 305.3024 | 69.0025 | 305.3024 | 69.0025
425 | 304.3464 | 146.6249 | 304.3464 | 146.6249
426 | 306.8533 | 164.8252 | 306.8533 | 164.8252
427 | 319.1383 | 167.7351 | 319.1383 | 167.7351
428 | 344.4355 | 155.5523 | 344.4355 | 155.5523
429 | 369.4438 | 151.0326 | 369.4438 | 151.0326
430 | 395.247 | 134.0657 | 395.247 | 134.0657
431 | 429.5757 | 127.8608 | 429.5757 | 127.8608
432 | 437.1551 | 117.7024 | 437.1551 | 117.7024
433 | 422.4677 | 108.2191 | 422.4677 | 108.2191
434 | 416.6618 | 109.2304 | 416.6618 | 109.2304
435 | 419.1275 | 112.3464 | 419.1275 | 112.3464
436 | 421.92 | 129.3923 | 421.92 | 129.3923
437 | 423.5556 | 147.6065 | 423.5556 | 147.6065
438 | 418.8119 | 139.491 | 418.8119 | 139.491
439 | 404.909 | 129.9989 | 404.909 | 129.9989
440 | 393.7516 | 113.0641 | 393.7516 | 113.0641
441 | 394.0745 | 102.7524 | 394.0745 | 102.7524
442 | 397.4507 | 68.624 | 397.4507 | 68.624
443 | 380.4295 | 48.8113 | 380.4295 | 48.8113
444 | 357.0593 | 44.8239 | 357.0593 | 44.8239
445 | 337.0207 | 38.2128 | 337.0207 | 38.2128
446 | 324.3602 | 41.2063 | 324.3602 | 41.2063
447 | 315.2829 | 50.1161 | 315.2829 | 50.1161
448 | 306.1346 | 71.0494 | 306.1346 | 71.0494
449 | 300.9537 | 148.0574 | 300.9537 | 148.0574
450 | 305.9621 | 165.316 | 305.9621 | 165.316
451 | 320.4777 | 167.1891 | 320.4777 | 167.1891
452 | 349.873 | 154.662 | 349.873 | 154.662
453 | 380.1905 | 150.2945 | 380.1905 | 150.2945
454 | 405.384 | 133.8127 | 405.384 | 133.8127
455 | 440.5015 | 128.5266 | 440.5015 | 128.5266
456 | 443.3963 | 119.3955 | 443.3963 | 119.3955
457 | 429.0489 | 110.3327 | 429.0489 | 110.3327
458 | 420.9966 | 110.8265 | 420.9966 | 110.8265
459 | 425.1122 | 112.4986 | 425.1122 | 112.4986
460 | 424.3082 | 128.2071 | 424.3082 | 128.2071
461 | 429.4435 | 144.7549 | 429.4435 | 144.7549
462 | 424.7247 | 135.2354 | 424.7247 | 135.2354
463 | 410.9705 | 124.6647 | 410.9705 | 124.6647
464 | 395.3218 | 106.7768 | 395.3218 | 106.7768
465 | 395.2897 | 95.708 | 395.2897 | 95.708
466 | 397.9326 | 61.1915 | 397.9326 | 61.1915
467 | 382.2861 | 41.2038 | 382.2861 | 41.2038
468 | 364.5692 | 37.5169 | 364.5692 | 37.5169
469 | 343.2995 | 31.7924 | 343.2995 | 31.7924
470 | 331.0164 | 35.933 | 331.0164 | 35.933
471 | 322.0809 | 45.9119 | 322.0809 | 45.9119
472 | 314.3395 | 67.6271 | 314.3395 | 67.6271
473 | 310.5907 | 145.2761 | 310.5907 | 145.2761
474 | 317.9936 | 162.8715 | 317.9936 | 162.8715
475 | 337.0955 | 165.2088 | 337.0955 | 165.2088
476 | 377.0746 | 153.3398 | 377.0746 | 153.3398
477 | 412.9545 | 149.5221 | 412.9545 | 149.5221
478 | 437.9689 | 133.5502 | 437.9689 | 133.5502
479 | 474.5281 | 128.0758 | 474.5281 | 128.0758
480 | 478.3512 | 118.1837 | 478.3512 | 118.1837
481 | 452.6373 | 108.5616 | 452.6373 | 108.5616
482 | 451.6681 | 108.5056 | 451.6681 | 108.5056
483 | 457.2783 | 108.6388 | 457.2783 | 108.6388
484 | 451.6672 | 122.0968 | 451.6672 | 122.0968
485 | 453.8641 | 138.9451 | 453.8641 | 138.9451
486 | 449.1957 | 129.985 | 449.1957 | 129.985
487 | 425.062 | 119.4294 | 425.062 | 119.4294
488 | 408.4694 | 101.2999 | 408.4694 | 101.2999
489 | 405.9774 | 90.2254 | 405.9774 | 90.2254
490 | 408.9491 | 56.2815 | 408.9491 | 56.2815
491 | 390.2791 | 37.1632 | 390.2791 | 37.1632
492 | 364.1735 | 33.8682 | 364.1735 | 33.8682
493 | 343.2775 | 28.6763 | 343.2775 | 28.6763
494 | 331.5377 | 33.8594 | 331.5377 | 33.8594
495 | 323.877 | 45.4591 | 323.877 | 45.4591
496 | 314.2638 | 69.6093 | 314.2638 | 69.6093
497 | 311.1526 | 148.6642 | 311.1526 | 148.6642
498 | 317.5407 | 166.5753 | 317.5407 | 166.5753
499 | 334.6582 | 168.8841 | 334.6582 | 168.8841
500 | 372.3055 | 156.7793 | 372.3055 | 156.7793
501 | 406.4786 | 152.6914 | 406.4786 | 152.6914
502 | 435.459 | 136.2725 | 435.459 | 136.2725
503 | 466.164 | 130.4157 | 466.164 | 130.4157
504 | 473.4995 | 120.6834 | 473.4995 | 120.6834
505 | 449.5969 | 111.4588 | 449.5969 | 111.4588
506 | 444.8686 | 112.3426 | 444.8686 | 112.3426
507 | 446.1837 | 115.1695 | 446.1837 | 115.1695
508 | 444.6824 | 131.8901 | 444.6824 | 131.8901
509 | 443.3066 | 149.8018 | 443.3066 | 149.8018
510 | 439.3211 | 141.5836 | 439.3211 | 141.5836
511 | 419.8979 | 132.0059 | 419.8979 | 132.0059
512 | 406.7432 | 114.9284 | 406.7432 | 114.9284
513 | 406.5807 | 104.4968 | 406.5807 | 104.4968
514 | 406.5524 | 70.3209 | 406.5524 | 70.3209
515 | 389.4534 | 50.181 | 389.4534 | 50.181
516 | 363.4507 | 45.7085 | 363.4507 | 45.7085
517 | 343.0474 | 38.677 | 343.0474 | 38.677
518 | 332.0962 | 41.9863 | 332.0962 | 41.9863
519 | 322.9229 | 50.1047 | 322.9229 | 50.1047
520 | 315.9153 | 69.7539 | 315.9153 | 69.7539
521 | 313.6607 | 146.7409 | 313.6607 | 146.7409
522 | 320.3795 | 165.1467 | 320.3795 | 165.1467
523 | 339.0803 | 168.2868 | 339.0803 | 168.2868
524 | 375.726 | 156.0545 | 375.726 | 156.0545
525 | 408.9304 | 151.1734 | 408.9304 | 151.1734
526 | 437.1272 | 134.8476 | 437.1272 | 134.8476
527 | 468.905 | 130.5108 | 468.905 | 130.5108
528 | 465.5906 | 122.5553 | 465.5906 | 122.5553
529 | 443.3236 | 114.4874 | 443.3236 | 114.4874
530 | 435.3425 | 116.0275 | 435.3425 | 116.0275
531 | 444.0799 | 118.8525 | 444.0799 | 118.8525
532 | 443.7324 | 135.0879 | 443.7324 | 135.0879
533 | 443.9671 | 152.1512 | 443.9671 | 152.1512
534 | 430.9213 | 143.1644 | 430.9213 | 143.1644
535 | 414.5569 | 133.1587 | 414.5569 | 133.1587
536 | 402.7442 | 115.7654 | 402.7442 | 115.7654
537 | 402.365 | 105.3396 | 402.365 | 105.3396
538 | 403.4532 | 71.3957 | 403.4532 | 71.3957
539 | 387.0953 | 51.5202 | 387.0953 | 51.5202
540 | 362.7486 | 47.1257 | 362.7486 | 47.1257
541 | 341.5222 | 39.9649 | 341.5222 | 39.9649
542 | 329.044 | 42.7662 | 329.044 | 42.7662
543 | 321.8231 | 51.5752 | 321.8231 | 51.5752
544 | 313.0556 | 72.9441 | 313.0556 | 72.9441
545 | 307.5951 | 150.9851 | 307.5951 | 150.9851
546 | 313.1639 | 169.3357 | 313.1639 | 169.3357
547 | 329.4076 | 172.3331 | 329.4076 | 172.3331
548 | 363.6706 | 160.487 | 363.6706 | 160.487
549 | 394.0832 | 155.3623 | 394.0832 | 155.3623
550 | 426.2878 | 138.2319 | 426.2878 | 138.2319
551 | 453.6652 | 132.3542 | 453.6652 | 132.3542
552 | 457.6219 | 122.7227 | 457.6219 | 122.7227
553 | 437.829 | 113.6351 | 437.829 | 113.6351
554 | 433.0588 | 115.1277 | 433.0588 | 115.1277
555 | 436.604 | 117.9926 | 436.604 | 117.9926
556 | 434.5615 | 134.9129 | 434.5615 | 134.9129
557 | 436.4907 | 152.4328 | 436.4907 | 152.4328
558 | 426.0043 | 143.9216 | 426.0043 | 143.9216
559 | 413.752 | 134.2564 | 413.752 | 134.2564
560 | 397.0219 | 116.7661 | 397.0219 | 116.7661
561 | 396.6969 | 105.6763 | 396.6969 | 105.6763
562 | 399.7929 | 71.1141 | 399.7929 | 71.1141
563 | 386.6592 | 50.6185 | 386.6592 | 50.6185
564 | 363.6858 | 45.7028 | 363.6858 | 45.7028
565 | 343.7835 | 38.3345 | 343.7835 | 38.3345
566 | 332.6971 | 40.8981 | 332.6971 | 40.8981
567 | 324.0673 | 49.7603 | 324.0673 | 49.7603
568 | 313.2088 | 71.3271 | 313.2088 | 71.3271
569 | 309.8833 | 149.4822 | 309.8833 | 149.4822
570 | 313.2387 | 168.0268 | 313.2387 | 168.0268
571 | 325.3816 | 171.0985 | 325.3816 | 171.0985
572 | 354.5858 | 159.5073 | 354.5858 | 159.5073
573 | 379.3913 | 154.9381 | 379.3913 | 154.9381
574 | 403.8441 | 137.2959 | 403.8441 | 137.2959
575 | 436.3462 | 131.2984 | 436.3462 | 131.2984
576 | 442.3551 | 120.7557 | 442.3551 | 120.7557
577 | 425.3809 | 111.4627 | 425.3809 | 111.4627
578 | 418.686 | 112.3902 | 418.686 | 112.3902
579 | 422.5131 | 115.2076 | 422.5131 | 115.2076
580 | 425.0462 | 131.8729 | 425.0462 | 131.8729
581 | 424.6511 | 149.6211 | 424.6511 | 149.6211
582 | 413.7187 | 141.3287 | 413.7187 | 141.3287
583 | 396.4437 | 132.2151 | 396.4437 | 132.2151
584 | 384.9029 | 115.4934 | 384.9029 | 115.4934
585 | 390.2525 | 105.1741 | 390.2525 | 105.1741
586 | 396.6771 | 71.1217 | 396.6771 | 71.1217
587 | 379.0348 | 51.1188 | 379.0348 | 51.1188
588 | 356.5743 | 46.7129 | 356.5743 | 46.7129
589 | 338.0595 | 39.7822 | 338.0595 | 39.7822
590 | 327.9962 | 43.3712 | 327.9962 | 43.3712
591 | 319.4223 | 52.9772 | 319.4223 | 52.9772
592 | 308.0195 | 74.3195 | 308.0195 | 74.3195
593 | 304.5392 | 152.0219 | 304.5392 | 152.0219
594 | 308.8405 | 170.1232 | 308.8405 | 170.1232
595 | 322.933 | 172.7858 | 322.933 | 172.7858
596 | 346.8406 | 160.5954 | 346.8406 | 160.5954
597 | 370.5061 | 154.8107 | 370.5061 | 154.8107
598 | 398.1171 | 135.7493 | 398.1171 | 135.7493
599 | 428.8482 | 128.8405 | 428.8482 | 128.8405
600 | 430.0599 | 117.7291 | 430.0599 | 117.7291
601 | 416.6342 | 108.0441 | 416.6342 | 108.0441
602 | 409.0069 | 108.8366 | 409.0069 | 108.8366
603 | 414.2244 | 111.3591 | 414.2244 | 111.3591
604 | 417.2561 | 127.5888 | 417.2561 | 127.5888
605 | 418.85 | 144.8919 | 418.85 | 144.8919
606 | 409.331 | 135.9032 | 409.331 | 135.9032
607 | 394.9425 | 125.7433 | 394.9425 | 125.7433
608 | 385.8256 | 107.9848 | 385.8256 | 107.9848
609 | 387.864 | 97.1119 | 387.864 | 97.1119
610 | 391.3925 | 63.1509 | 391.3925 | 63.1509
611 | 377.4258 | 43.6236 | 377.4258 | 43.6236
612 | 355.7418 | 39.931 | 355.7418 | 39.931
613 | 334.5995 | 33.7347 | 334.5995 | 33.7347
614 | 323.2616 | 37.2551 | 323.2616 | 37.2551
615 | 315.821 | 46.3342 | 315.821 | 46.3342
616 | 306.6806 | 67.4406 | 306.6806 | 67.4406
617 | 302.1282 | 145.2495 | 302.1282 | 145.2495
618 | 307.5418 | 163.8816 | 307.5418 | 163.8816
619 | 323.1766 | 167.1834 | 323.1766 | 167.1834
620 | 353.0159 | 155.5789 | 353.0159 | 155.5789
621 | 381.3682 | 151.0801 | 381.3682 | 151.0801
622 | 407.0539 | 133.8413 | 407.0539 | 133.8413
623 | 437.4033 | 128.2261 | 437.4033 | 128.2261
624 | 440.8435 | 118.0144 | 440.8435 | 118.0144
625 | 420.8508 | 108.9573 | 420.8508 | 108.9573
626 | 416.9574 | 110.5849 | 416.9574 | 110.5849
627 | 419.8584 | 114.3268 | 419.8584 | 114.3268
628 | 420.3806 | 132.1336 | 420.3806 | 132.1336
629 | 426.1838 | 151.3066 | 426.1838 | 151.3066
630 | 418.6587 | 144.2906 | 418.6587 | 144.2906
631 | 400.5 | 135.335 | 400.5 | 135.335
632 | 392.1322 | 118.3602 | 392.1322 | 118.3602
633 | 394.3429 | 107.8583 | 394.3429 | 107.8583
634 | 400.122 | 74.0285 | 400.122 | 74.0285
635 | 381.9362 | 54.8018 | 381.9362 | 54.8018
636 | 354.087 | 51.2025 | 354.087 | 51.2025
637 | 334.873 | 44.3498 | 334.873 | 44.3498
638 | 323.6381 | 46.5196 | 323.6381 | 46.5196
639 | 317.137 | 54.4325 | 317.137 | 54.4325
640 | 308.9224 | 74.7609 | 308.9224 | 74.7609
641 | 305.2412 | 151.6224 | 305.2412 | 151.6224
642 | 310.7088 | 168.822 | 310.7088 | 168.822
643 | 330.1009 | 170.699 | 330.1009 | 170.699
644 | 368.1161 | 157.8389 | 368.1161 | 157.8389
645 | 406.3703 | 153.0947 | 406.3703 | 153.0947
646 | 434.2228 | 136.7233 | 434.2228 | 136.7233
647 | 472.3538 | 131.8006 | 472.3538 | 131.8006
648 | 472.6743 | 123.1432 | 472.6743 | 123.1432
649 | 453.2254 | 114.7176 | 453.2254 | 114.7176
650 | 446.1766 | 115.822 | 446.1766 | 115.822
651 | 448.0832 | 118.0383 | 448.0832 | 118.0383
652 | 448.4022 | 134.1272 | 448.4022 | 134.1272
653 | 447.7666 | 151.0041 | 447.7666 | 151.0041
654 | 438.2509 | 141.3934 | 438.2509 | 141.3934
655 | 418.8691 | 130.6153 | 418.8691 | 130.6153
656 | 409.7017 | 112.5657 | 409.7017 | 112.5657
657 | 411.886 | 101.5235 | 411.886 | 101.5235
658 | 409.2826 | 67.0393 | 409.2826 | 67.0393
659 | 386.13 | 46.7282 | 386.13 | 46.7282
660 | 347.7792 | 42.463 | 347.7792 | 42.463
661 | 327.5738 | 36.0004 | 327.5738 | 36.0004
662 | 315.0908 | 39.4752 | 315.0908 | 39.4752
663 | 309.24 | 48.17 | 309.24 | 48.17
664 | 302.8799 | 68.8255 | 302.8799 | 68.8255
665 | 296.7585 | 145.9572 | 296.7585 | 145.9572
666 | 302.4262 | 163.1644 | 302.4262 | 163.1644
667 | 320.7961 | 164.8721 | 320.7961 | 164.8721
668 | 356.1383 | 152.1813 | 356.1383 | 152.1813
669 | 392.66 | 147.4543 | 392.66 | 147.4543
670 | 420.5212 | 130.1735 | 420.5212 | 130.1735
671 | 451.3055 | 124.1018 | 451.3055 | 124.1018
672 | 452.2118 | 114.4646 | 452.2118 | 114.4646
673 | 430.7571 | 103.1532 | 430.7571 | 103.1532
674 | 427.7918 | 103.0858 | 427.7918 | 103.0858
675 | 429.4502 | 105.4789 | 429.4502 | 105.4789
676 | 429.836 | 122.2299 | 429.836 | 122.2299
677 | 429.8778 | 140.1246 | 429.8778 | 140.1246
678 | 421.0888 | 131.9843 | 421.0888 | 131.9843
679 | 402.3651 | 122.6064 | 402.3651 | 122.6064
680 | 389.1073 | 105.7248 | 389.1073 | 105.7248
681 | 393.4387 | 95.5615 | 393.4387 | 95.5615
682 | 394.6504 | 61.8915 | 394.6504 | 61.8915
683 | 375.6945 | 42.8474 | 375.6945 | 42.8474
684 | 349.7399 | 40.0452 | 349.7399 | 40.0452
685 | 330.1384 | 35.0834 | 330.1384 | 35.0834
686 | 317.3825 | 39.9679 | 317.3825 | 39.9679
687 | 311.8049 | 50.43 | 311.8049 | 50.43
688 | 301.564 | 71.6353 | 301.564 | 71.6353
689 | 295.8362 | 149.1303 | 295.8362 | 149.1303
690 | 305.1512 | 167.4447 | 305.1512 | 167.4447
691 | 323.1491 | 170.094 | 323.1491 | 170.094
692 | 356.7464 | 158.6531 | 356.7464 | 158.6531
693 | 389.3958 | 154.7935 | 389.3958 | 154.7935
694 | 411.7156 | 138.2433 | 411.7156 | 138.2433
695 | 441.7421 | 132.4816 | 441.7421 | 132.4816
696 | 443.8593 | 122.9472 | 443.8593 | 122.9472
697 | 423.4364 | 114.0194 | 423.4364 | 114.0194
698 | 418.6438 | 115.1201 | 418.6438 | 115.1201
699 | 421.6397 | 117.926 | 421.6397 | 117.926
700 | 419.406 | 134.7017 | 419.406 | 134.7017
701 | 419.3274 | 152.4537 | 419.3274 | 152.4537
702 | 413.9639 | 144.0681 | 413.9639 | 144.0681
703 | 393.9219 | 134.3287 | 393.9219 | 134.3287
704 | 379.8384 | 117.1789 | 379.8384 | 117.1789
705 | 385.0768 | 106.8139 | 385.0768 | 106.8139
706 | 388.0145 | 72.9822 | 388.0145 | 72.9822
707 | 369.9072 | 53.3199 | 369.9072 | 53.3199
708 | 354.3595 | 113.4188 | 354.3595 | 113.4188
709 | 334.0448 | 110.7604 | 334.0448 | 110.7604
710 | 322.353 | 115.7322 | 322.353 | 115.7322
711 | 314.2916 | 122.7121 | 314.2916 | 122.7121
712 | 307.5449 | 147.5246 | 307.5449 | 147.5246
713 | 301.7857 | 217.8914 | 301.7857 | 217.8914
714 | 310.0677 | 237.446 | 310.0677 | 237.446
715 | 327.0441 | 240.5316 | 327.0441 | 240.5316
716 | 359.81 | 229.1517 | 359.81 | 229.1517
717 | 389.4836 | 222.9229 | 389.4836 | 222.9229
718 | 417.4105 | 209.3383 | 417.4105 | 209.3383
719 | 444.6111 | 204.1867 | 444.6111 | 204.1867
720 | 452.1907 | 191.8102 | 452.1907 | 191.8102
721 | 432.0054 | 178.7034 | 432.0054 | 178.7034
722 | 430.0892 | 178.0037 | 430.0892 | 178.0037
723 | 430.7309 | 176.6205 | 430.7309 | 176.6205
724 | 430.7862 | 184.9591 | 430.7862 | 184.9591
725 | 437.5519 | 193.9776 | 437.5519 | 193.9776
726 | 432.4641 | 179.4763 | 432.4641 | 179.4763
727 | 406.8214 | 165.3643 | 406.8214 | 165.3643
728 | 390.8082 | 149.0377 | 390.8082 | 149.0377
729 | 397.5778 | 130.0476 | 397.5778 | 130.0476
730 | 398.1921 | 98.4321 | 398.1921 | 98.4321
731 | 378.3296 | 73.1853 | 378.3296 | 73.1853
732 | 354.7282 | 70.2642 | 354.7282 | 70.2642
733 | 332.9358 | 70.2314 | 332.9358 | 70.2314
734 | 321.4712 | 81.418 | 321.4712 | 81.418
735 | 318.3065 | 95.5205 | 318.3065 | 95.5205
736 | 308.9568 | 126.7224 | 308.9568 | 126.7224
737 | 304.1394 | 202.1029 | 304.1394 | 202.1029
738 | 307.5156 | 225.0932 | 307.5156 | 225.0932
739 | 320.4221 | 230.511 | 320.4221 | 230.511
740 | 347.5509 | 218.7122 | 347.5509 | 218.7122
741 | 379.8993 | 209.2713 | 379.8993 | 209.2713
742 | 410.2327 | 192.684 | 410.2327 | 192.684
743 | 437.0063 | 183.6219 | 437.0063 | 183.6219
744 | 447.3444 | 166.106 | 447.3444 | 166.106
745 | 426.2328 | 143.7398 | 426.2328 | 143.7398
746 | 421.3391 | 132.1537 | 421.3391 | 132.1537
747 | 419.6882 | 125.9522 | 419.6882 | 125.9522
748 | 420.943 | 138.1664 | 420.943 | 138.1664
749 | 427.1425 | 153.3648 | 427.1425 | 153.3648
750 | 417.0116 | 144.4359 | 417.0116 | 144.4359
751 | 399.8232 | 133.8503 | 399.8232 | 133.8503
752 | 392.8528 | 120.8755 | 392.8528 | 120.8755
753 | 397.2896 | 105.9006 | 397.2896 | 105.9006
754 | 394.5631 | 78.803 | 394.5631 | 78.803
755 | 375.7227 | 58.7935 | 375.7227 | 58.7935
756 | 352.6898 | 62.9461 | 352.6898 | 62.9461
757 | 333.0686 | 69.6937 | 333.0686 | 69.6937
758 | 320.1953 | 84.6581 | 320.1953 | 84.6581
759 | 316.3724 | 99.2354 | 316.3724 | 99.2354
760 | 310.698 | 130.3326 | 310.698 | 130.3326
761 | 302.7946 | 204.959 | 302.7946 | 204.959
762 | 306.4079 | 226.1057 | 306.4079 | 226.1057
763 | 320.7224 | 229.5614 | 320.7224 | 229.5614
764 | 346.5372 | 217.3924 | 346.5372 | 217.3924
765 | 371.8341 | 211.848 | 371.8341 | 211.848
766 | 396.4591 | 199.1013 | 396.4591 | 199.1013
767 | 425.8884 | 194.2848 | 425.8884 | 194.2848
768 | 432.0735 | 181.9852 | 432.0735 | 181.9852
769 | 419.3136 | 166.9301 | 419.3136 | 166.9301
770 | 411.8649 | 161.0282 | 411.8649 | 161.0282
771 | 411.3543 | 155.5878 | 411.3543 | 155.5878
772 | 413.3129 | 164.7295 | 413.3129 | 164.7295
773 | 421.3169 | 176.7507 | 421.3169 | 176.7507
774 | 416.4611 | 165.4964 | 416.4611 | 165.4964
775 | 401.3087 | 154.3033 | 401.3087 | 154.3033
776 | 394.9734 | 142.746 | 394.9734 | 142.746
777 | 404.0617 | 129.2446 | 404.0617 | 129.2446
778 | 398.9171 | 103.3411 | 398.9171 | 103.3411
779 | 377.6563 | 84.2533 | 377.6563 | 84.2533
780 | 353.1806 | 87.7565 | 353.1806 | 87.7565
781 | 334.3607 | 90.9428 | 334.3607 | 90.9428
782 | 323.228 | 101.3124 | 323.228 | 101.3124
783 | 318.5602 | 111.4486 | 318.5602 | 111.4486
784 | 310.7652 | 139.1101 | 310.7652 | 139.1101
785 | 305.0576 | 211.6207 | 305.0576 | 211.6207
786 | 308.0663 | 232.1879 | 308.0663 | 232.1879
787 | 322.3252 | 235.9508 | 322.3252 | 235.9508
788 | 353.4915 | 224.7454 | 353.4915 | 224.7454
789 | 382.6829 | 218.5865 | 382.6829 | 218.5865
790 | 406.2462 | 205.0229 | 406.2462 | 205.0229
791 | 437.044 | 200.6254 | 437.044 | 200.6254
792 | 446.743 | 189.9039 | 446.743 | 189.9039
793 | 425.1048 | 179.1642 | 425.1048 | 179.1642
794 | 422.473 | 180.1615 | 422.473 | 180.1615
795 | 423.1436 | 181.1175 | 423.1436 | 181.1175
796 | 424.2702 | 191.8233 | 424.2702 | 191.8233
797 | 431.82 | 204.5498 | 431.82 | 204.5498
798 | 423.6232 | 192.9883 | 423.6232 | 192.9883
799 | 403.7714 | 180.238 | 403.7714 | 180.238
800 | 395.3468 | 165.0496 | 395.3468 | 165.0496
801 | 403.1234 | 148.4337 | 403.1234 | 148.4337
802 | 397.7269 | 120.589 | 397.7269 | 120.589
803 | 377.7661 | 98.9943 | 377.7661 | 98.9943
804 | 350.4973 | 98.4963 | 350.4973 | 98.4963
805 | 333.1046 | 96.7805 | 333.1046 | 96.7805
806 | 321.6348 | 102.6043 | 321.6348 | 102.6043
807 | 317.0534 | 109.633 | 317.0534 | 109.633
808 | 311.4634 | 138.1325 | 311.4634 | 138.1325
809 | 307.2037 | 213.3036 | 307.2037 | 213.3036
810 | 310.5143 | 235.8539 | 310.5143 | 235.8539
811 | 330.3875 | 239.7076 | 330.3875 | 239.7076
812 | 369.2815 | 227.7341 | 369.2815 | 227.7341
813 | 401.6192 | 219.8434 | 401.6192 | 219.8434
814 | 431.4509 | 206.7197 | 431.4509 | 206.7197
815 | 465.0024 | 202.8739 | 465.0024 | 202.8739
816 | 469.3013 | 192.5085 | 469.3013 | 192.5085
817 | 441.8631 | 180.8192 | 441.8631 | 180.8192
818 | 436.6649 | 181.5511 | 436.6649 | 181.5511
819 | 442.0924 | 181.9834 | 442.0924 | 181.9834
820 | 442.4229 | 193.7367 | 442.4229 | 193.7367
821 | 444.1382 | 208.125 | 444.1382 | 208.125
822 | 439.0135 | 197.618 | 439.0135 | 197.618
823 | 408.8296 | 185.9011 | 408.8296 | 185.9011
824 | 400.0983 | 172.4655 | 400.0983 | 172.4655
825 | 411.1245 | 157.6861 | 411.1245 | 157.6861
826 | 404.1169 | 132.1388 | 404.1169 | 132.1388
827 | 381.8899 | 111.8918 | 381.8899 | 111.8918
828 | 351.1854 | 112.3085 | 351.1854 | 112.3085
829 | 332.7092 | 110.5718 | 332.7092 | 110.5718
830 | 322.8334 | 115.7601 | 322.8334 | 115.7601
831 | 318.3472 | 123.6408 | 318.3472 | 123.6408
832 | 313.0924 | 150.5901 | 313.0924 | 150.5901
833 | 307.359 | 222.2557 | 307.359 | 222.2557
834 | 312.1358 | 241.8104 | 312.1358 | 241.8104
835 | 331.3579 | 243.8205 | 331.3579 | 243.8205
836 | 371.0122 | 230.7578 | 371.0122 | 230.7578
837 | 406.4931 | 222.0431 | 406.4931 | 222.0431
838 | 435.0548 | 205.5117 | 435.0548 | 205.5117
839 | 461.3294 | 197.6995 | 461.3294 | 197.6995
840 | 463.6065 | 182.6905 | 463.6065 | 182.6905
841 | 440.1983 | 165.2612 | 440.1983 | 165.2612
842 | 435.3527 | 163.6887 | 435.3527 | 163.6887
843 | 437.1892 | 165.6782 | 437.1892 | 165.6782
844 | 435.2795 | 180.4621 | 435.2795 | 180.4621
845 | 437.0895 | 198.1324 | 437.0895 | 198.1324
846 | 431.0912 | 191.1308 | 431.0912 | 191.1308
847 | 411.764 | 180.8874 | 411.764 | 180.8874
848 | 397.1595 | 165.706 | 397.1595 | 165.706
849 | 408.7476 | 146.2201 | 408.7476 | 146.2201
850 | 405.0271 | 113.2569 | 405.0271 | 113.2569
851 | 381.3438 | 87.6051 | 381.3438 | 87.6051
852 | 353.2458 | 85.487 | 353.2458 | 85.487
853 | 333.6763 | 86.2083 | 333.6763 | 86.2083
854 | 321.8473 | 94.539 | 321.8473 | 94.539
855 | 317.5569 | 100.6041 | 317.5569 | 100.6041
856 | 311.7816 | 124.6275 | 311.7816 | 124.6275
857 | 307.4526 | 195.5948 | 307.4526 | 195.5948
858 | 312.1992 | 215.9805 | 312.1992 | 215.9805
859 | 330.2185 | 220.0157 | 330.2185 | 220.0157
860 | 370.5182 | 209.7321 | 370.5182 | 209.7321
861 | 394.8886 | 203.6989 | 394.8886 | 203.6989
862 | 423.8282 | 188.7945 | 423.8282 | 188.7945
863 | 447.6895 | 180.9544 | 447.6895 | 180.9544
864 | 453.1539 | 163.4385 | 453.1539 | 163.4385
865 | 436.9229 | 142.399 | 436.9229 | 142.399
866 | 426.5674 | 136.0293 | 426.5674 | 136.0293
867 | 428.8382 | 133.2215 | 428.8382 | 133.2215
868 | 429.8033 | 144.4371 | 429.8033 | 144.4371
869 | 429.9459 | 158.2947 | 429.9459 | 158.2947
870 | 425.6842 | 147.236 | 425.6842 | 147.236
871 | 404.0028 | 135.1142 | 404.0028 | 135.1142
872 | 395.0392 | 121.2595 | 395.0392 | 121.2595
873 | 402.6149 | 105.2861 | 402.6149 | 105.2861
874 | 400.6711 | 75.6956 | 400.6711 | 75.6956
875 | 377.2402 | 52.8929 | 377.2402 | 52.8929
876 | 350.4886 | 54.0777 | 350.4886 | 54.0777
877 | 331.6797 | 58.8282 | 331.6797 | 58.8282
878 | 320.2205 | 72.5916 | 320.2205 | 72.5916
879 | 314.9064 | 84.6201 | 314.9064 | 84.6201
880 | 309.352 | 114.3137 | 309.352 | 114.3137
881 | 301.0265 | 189.4638 | 301.0265 | 189.4638
882 | 305.8599 | 211.9373 | 305.8599 | 211.9373
883 | 324.3021 | 214.0034 | 324.3021 | 214.0034
884 | 359.1463 | 201.5202 | 359.1463 | 201.5202
885 | 389.0729 | 194.8585 | 389.0729 | 194.8585
886 | 417.7132 | 179.7167 | 417.7132 | 179.7167
887 | 444.3374 | 172.7075 | 444.3374 | 172.7075
888 | 452.8919 | 158.2571 | 452.8919 | 158.2571
889 | 427.6872 | 143.7607 | 427.6872 | 143.7607
890 | 425.5584 | 142.7748 | 425.5584 | 142.7748
891 | 423.5161 | 143.2629 | 423.5161 | 143.2629
892 | 427.2647 | 158.1376 | 427.2647 | 158.1376
893 | 429.0276 | 174.9491 | 429.0276 | 174.9491
894 | 424.1864 | 166.1807 | 424.1864 | 166.1807
895 | 404.6443 | 156.2585 | 404.6443 | 156.2585
896 | 396.1665 | 146.035 | 396.1665 | 146.035
897 | 406.2338 | 135.2779 | 406.2338 | 135.2779
898 | 398.806 | 109.8283 | 398.806 | 109.8283
899 | 376.4853 | 88.087 | 376.4853 | 88.087
900 | 351.1805 | 86.0666 | 351.1805 | 86.0666
901 | 333.5034 | 83.499 | 333.5034 | 83.499
902 | 322.244 | 88.8269 | 322.244 | 88.8269
903 | 317.7205 | 96.4073 | 317.7205 | 96.4073
904 | 310.9381 | 123.2239 | 310.9381 | 123.2239
905 | 303.4874 | 195.8183 | 303.4874 | 195.8183
906 | 308.0966 | 216.7137 | 308.0966 | 216.7137
907 | 322.8317 | 220.1344 | 322.8317 | 220.1344
908 | 351.2874 | 207.728 | 351.2874 | 207.728
909 | 374.9086 | 201.597 | 374.9086 | 201.597
910 | 403.5448 | 187.377 | 403.5448 | 187.377
911 | 427.137 | 180.8706 | 427.137 | 180.8706
912 | 434.9992 | 168.8712 | 434.9992 | 168.8712
913 | 420.6409 | 157.2238 | 420.6409 | 157.2238
914 | 417.2705 | 160.2671 | 417.2705 | 160.2671
915 | 417.9411 | 164.6168 | 417.9411 | 164.6168
916 | 422.8916 | 180.3853 | 422.8916 | 180.3853
917 | 422.5052 | 197.6227 | 422.5052 | 197.6227
918 | 417.9633 | 190.0275 | 417.9633 | 190.0275
919 | 401.9968 | 180.5731 | 401.9968 | 180.5731
920 | 391.7343 | 168.3525 | 391.7343 | 168.3525
921 | 401.1539 | 153.5732 | 401.1539 | 153.5732
922 | 397.4529 | 125.1209 | 397.4529 | 125.1209
923 | 375.7134 | 101.5082 | 375.7134 | 101.5082
924 | 349.905 | 98.8873 | 349.905 | 98.8873
925 | 333.6619 | 95.0208 | 333.6619 | 95.0208
926 | 320.3257 | 99.0011 | 320.3257 | 99.0011
927 | 315.4707 | 106.7491 | 315.4707 | 106.7491
928 | 311.245 | 133.7263 | 311.245 | 133.7263
929 | 302.7939 | 205.8388 | 302.7939 | 205.8388
930 | 304.2114 | 226.413 | 304.2114 | 226.413
931 | 319.5609 | 229.6312 | 319.5609 | 229.6312
932 | 342.5463 | 217.6089 | 342.5463 | 217.6089
933 | 371.2334 | 210.2559 | 371.2334 | 210.2559
934 | 396.0875 | 195.54 | 396.0875 | 195.54
935 | 422.1574 | 190.2417 | 422.1574 | 190.2417
936 | 429.5456 | 178.8219 | 429.5456 | 178.8219
937 | 416.2429 | 167.2025 | 416.2429 | 167.2025
938 | 413.8614 | 169.0865 | 413.8614 | 169.0865
939 | 411.8889 | 171.5578 | 411.8889 | 171.5578
940 | 416.436 | 185.6853 | 416.436 | 185.6853
941 | 421.2169 | 202.0848 | 421.2169 | 202.0848
942 | 416.4141 | 194.1195 | 416.4141 | 194.1195
943 | 399.3535 | 184.9305 | 399.3535 | 184.9305
944 | 395.4362 | 173.5827 | 395.4362 | 173.5827
945 | 405.387 | 159.3341 | 405.387 | 159.3341
946 | 398.2949 | 131.4335 | 398.2949 | 131.4335
947 | 374.4357 | 108.4911 | 374.4357 | 108.4911
948 | 350.1871 | 105.8423 | 350.1871 | 105.8423
949 | 332.0534 | 101.5918 | 332.0534 | 101.5918
950 | 323.3208 | 104.1266 | 323.3208 | 104.1266
951 | 317.9667 | 108.9347 | 317.9667 | 108.9347
952 | 313.7198 | 133.6355 | 313.7198 | 133.6355
953 | 308.5848 | 203.9255 | 308.5848 | 203.9255
954 | 309.9442 | 222.5235 | 309.9442 | 222.5235
955 | 325.6095 | 223.961 | 325.6095 | 223.961
956 | 354.4027 | 210.8005 | 354.4027 | 210.8005
957 | 386.0532 | 202.8819 | 386.0532 | 202.8819
958 | 411.7638 | 187.0627 | 411.7638 | 187.0627
959 | 439.5274 | 180.6052 | 439.5274 | 180.6052
960 | 444.0795 | 168.131 | 444.0795 | 168.131
961 | 428.4289 | 154.3957 | 428.4289 | 154.3957
962 | 425.1969 | 157.2225 | 425.1969 | 157.2225
963 | 427.0072 | 159.9312 | 427.0072 | 159.9312
964 | 432.4986 | 173.5909 | 432.4986 | 173.5909
965 | 437.2062 | 189.3758 | 437.2062 | 189.3758
966 | 428.7348 | 181.62 | 428.7348 | 181.62
967 | 408.9167 | 173.1014 | 408.9167 | 173.1014
968 | 401.9871 | 162.0679 | 401.9871 | 162.0679
969 | 408.7262 | 148.6572 | 408.7262 | 148.6572
970 | 404.0979 | 121.4339 | 404.0979 | 121.4339
971 | 379.7948 | 99.1759 | 379.7948 | 99.1759
972 | 351.9984 | 97.8887 | 351.9984 | 97.8887
973 | 333.2535 | 94.1619 | 333.2535 | 94.1619
974 | 321.349 | 97.3182 | 321.349 | 97.3182
975 | 315.7235 | 102.8596 | 315.7235 | 102.8596
976 | 313.2367 | 127.8327 | 313.2367 | 127.8327
977 | 306.485 | 198.4299 | 306.485 | 198.4299
978 | 310.3941 | 217.8868 | 310.3941 | 217.8868
979 | 329.4988 | 220.7419 | 329.4988 | 220.7419
980 | 369.7366 | 208.8243 | 369.7366 | 208.8243
981 | 402.2102 | 201.6808 | 402.2102 | 201.6808
982 | 429.3039 | 186.7625 | 429.3039 | 186.7625
983 | 457.3135 | 180.7728 | 457.3135 | 180.7728
984 | 466.7109 | 168.7385 | 466.7109 | 168.7385
985 | 440.6296 | 157.2099 | 440.6296 | 157.2099
986 | 434.5324 | 159.7294 | 434.5324 | 159.7294
987 | 438.8948 | 164.2188 | 438.8948 | 164.2188
988 | 436.5301 | 180.3573 | 436.5301 | 180.3573
989 | 438.6823 | 198.2861 | 438.6823 | 198.2861
990 | 431.8288 | 191.2914 | 431.8288 | 191.2914
991 | 408.0376 | 181.5927 | 408.0376 | 181.5927
992 | 397.5053 | 167.8078 | 397.5053 | 167.8078
993 | 412.8745 | 150.6543 | 412.8745 | 150.6543
994 | 405.5156 | 121.0778 | 405.5156 | 121.0778
995 | 378.7556 | 97.5279 | 378.7556 | 97.5279
996 | 351.138 | 95.4587 | 351.138 | 95.4587
997 | 332.3312 | 93.6661 | 332.3312 | 93.6661
998 | 319.8752 | 100.6979 | 319.8752 | 100.6979
999 | 314.7804 | 110.1009 | 314.7804 | 110.1009
1000 | 312.9394 | 138.8727 | 312.9394 | 138.8727
1001 | 307.5814 | 213.7575 | 307.5814 | 213.7575
1002 | 312.2176 | 238.2281 | 312.2176 | 238.2281
1003 | 334.4139 | 243.9602 | 334.4139 | 243.9602
1004 | 372.659 | 232.9993 | 372.659 | 232.9993
1005 | 405.8831 | 226.3236 | 405.8831 | 226.3236
1006 | 427.928 | 212.5156 | 427.928 | 212.5156
1007 | 456.3876 | 208.2717 | 456.3876 | 208.2717
1008 | 464.3378 | 197.7876 | 464.3378 | 197.7876
1009 | 441.4174 | 186.9223 | 441.4174 | 186.9223
1010 | 439.3662 | 188.527 | 439.3662 | 188.527
1011 | 440.152 | 189.6786 | 440.152 | 189.6786
1012 | 445.6239 | 201.5157 | 445.6239 | 201.5157
1013 | 446.6711 | 215.2546 | 446.6711 | 215.2546
1014 | 440.7661 | 204.8453 | 440.7661 | 204.8453
1015 | 420.3629 | 193.8338 | 420.3629 | 193.8338
1016 | 413.5139 | 180.8659 | 413.5139 | 180.8659
1017 | 418.8076 | 166.352 | 418.8076 | 166.352
1018 | 405.7474 | 138.7237 | 405.7474 | 138.7237
1019 | 379.9415 | 116.4866 | 379.9415 | 116.4866
1020 | 354.1102 | 114.976 | 354.1102 | 114.976
1021 | 335.6718 | 112.3106 | 335.6718 | 112.3106
1022 | 323.946 | 116.4584 | 323.946 | 116.4584
1023 | 317.3935 | 122.6842 | 317.3935 | 122.6842
1024 | 315.7528 | 148.5371 | 315.7528 | 148.5371
1025 | 316.1343 | 219.7139 | 316.1343 | 219.7139
1026 | 317.6935 | 239.3105 | 317.6935 | 239.3105
1027 | 334.8753 | 241.4603 | 334.8753 | 241.4603
1028 | 371.6514 | 228.8724 | 371.6514 | 228.8724
1029 | 407.7708 | 221.6031 | 407.7708 | 221.6031
1030 | 441.3709 | 206.622 | 441.3709 | 206.622
1031 | 472.7165 | 199.8712 | 472.7165 | 199.8712
1032 | 473.6725 | 185.8537 | 473.6725 | 185.8537
1033 | 452.2534 | 170.5962 | 452.2534 | 170.5962
1034 | 448.434 | 168.5069 | 448.434 | 168.5069
1035 | 451.0724 | 166.3835 | 451.0724 | 166.3835
1036 | 448.6268 | 176.5446 | 448.6268 | 176.5446
1037 | 448.1579 | 190.0322 | 448.1579 | 190.0322
1038 | 439.5865 | 178.8688 | 439.5865 | 178.8688
1039 | 415.7119 | 161.377 | 415.7119 | 161.377
1040 | 406.187 | 147.9833 | 406.187 | 147.9833
1041 | 416.8599 | 132.8269 | 416.8599 | 132.8269
1042 | 405.2941 | 104.5981 | 405.2941 | 104.5981
1043 | 379.4854 | 82.5565 | 379.4854 | 82.5565
1044 | 355.0891 | 82.0794 | 355.0891 | 82.0794
1045 | 335.2644 | 80.2938 | 335.2644 | 80.2938
1046 | 324.8968 | 85.4821 | 324.8968 | 85.4821
1047 | 318.4594 | 91.6799 | 318.4594 | 91.6799
1048 | 315.7809 | 119.2786 | 315.7809 | 119.2786
1049 | 310.644 | 192.5014 | 310.644 | 192.5014
1050 | 312.9024 | 214.3883 | 312.9024 | 214.3883
1051 | 330.8688 | 219.1847 | 330.8688 | 219.1847
1052 | 363.8855 | 208.957 | 363.8855 | 208.957
1053 | 397.8647 | 203.0774 | 397.8647 | 203.0774
1054 | 425.2384 | 188.159 | 425.2384 | 188.159
1055 | 449.4841 | 182.5744 | 449.4841 | 182.5744
1056 | 456.3323 | 169.8488 | 456.3323 | 169.8488
1057 | 437.7915 | 153.3483 | 437.7915 | 153.3483
1058 | 430.3483 | 149.5413 | 430.3483 | 149.5413
1059 | 431.5395 | 144.052 | 431.5395 | 144.052
1060 | 434.5089 | 153.6825 | 434.5089 | 153.6825
1061 | 435.3202 | 166.6393 | 435.3202 | 166.6393
1062 | 431.3033 | 156.2091 | 431.3033 | 156.2091
1063 | 414.6825 | 145.2534 | 414.6825 | 145.2534
1064 | 407.0247 | 132.9839 | 407.0247 | 132.9839
1065 | 415.5739 | 117.8205 | 415.5739 | 117.8205
1066 | 410.5177 | 89.3263 | 410.5177 | 89.3263
1067 | 380.7024 | 67.4873 | 380.7024 | 67.4873
1068 | 357.9887 | 70.5365 | 357.9887 | 70.5365
1069 | 339.0514 | 77.5565 | 339.0514 | 77.5565
1070 | 326.2987 | 89.0853 | 326.2987 | 89.0853
1071 | 319.9122 | 100.2829 | 319.9122 | 100.2829
1072 | 316.9377 | 129.9695 | 316.9377 | 129.9695
1073 | 311.1435 | 203.8417 | 311.1435 | 203.8417
1074 | 312.2175 | 225.9591 | 312.2175 | 225.9591
1075 | 327.8094 | 229.9454 | 327.8094 | 229.9454
1076 | 357.1139 | 218.1466 | 357.1139 | 218.1466
1077 | 386.7214 | 210.3676 | 386.7214 | 210.3676
1078 | 413.2074 | 192.3418 | 413.2074 | 192.3418
1079 | 436.6614 | 179.5857 | 436.6614 | 179.5857
1080 | 443.1677 | 162.6145 | 443.1677 | 162.6145
1081 | 428.5689 | 141.3935 | 428.5689 | 141.3935
1082 | 424.7875 | 136.4273 | 424.7875 | 136.4273
1083 | 422.1071 | 135.4979 | 422.1071 | 135.4979
1084 | 428.0706 | 145.8057 | 428.0706 | 145.8057
1085 | 432.5692 | 157.4219 | 432.5692 | 157.4219
1086 | 423.9207 | 145.4554 | 423.9207 | 145.4554
1087 | 411.6755 | 133.0333 | 411.6755 | 133.0333
1088 | 408.6104 | 119.0599 | 408.6104 | 119.0599
1089 | 416.2037 | 103.6032 | 416.2037 | 103.6032
1090 | 401.2704 | 76.4149 | 401.2704 | 76.4149
1091 | 375.052 | 55.721 | 375.052 | 55.721
1092 | 351.8178 | 58.6097 | 351.8178 | 58.6097
1093 | 332.9623 | 63.0459 | 332.9623 | 63.0459
1094 | 323.0107 | 70.1685 | 323.0107 | 70.1685
1095 | 317.9286 | 79.3829 | 317.9286 | 79.3829
1096 | 316.9507 | 109.1254 | 316.9507 | 109.1254
1097 | 313.9975 | 183.3468 | 313.9975 | 183.3468
1098 | 313.3475 | 205.6038 | 313.3475 | 205.6038
1099 | 329.1792 | 210.7982 | 329.1792 | 210.7982
1100 | 360.2207 | 201.0314 | 360.2207 | 201.0314
1101 | 386.6779 | 195.6615 | 386.6779 | 195.6615
1102 | 415.782 | 178.4109 | 415.782 | 178.4109
1103 | 445.6252 | 169.6211 | 445.6252 | 169.6211
1104 | 453.3585 | 154.612 | 453.3585 | 154.612
1105 | 436.2647 | 137.909 | 436.2647 | 137.909
1106 | 430.5663 | 134.7653 | 430.5663 | 134.7653
1107 | 431.6539 | 134.2829 | 431.6539 | 134.2829
1108 | 439.3766 | 146.1479 | 439.3766 | 146.1479
1109 | 446.9172 | 161.4301 | 446.9172 | 161.4301
1110 | 437.381 | 153.0598 | 437.381 | 153.0598
1111 | 422.7703 | 144.206 | 422.7703 | 144.206
1112 | 419.7774 | 132.5998 | 419.7774 | 132.5998
1113 | 422.8953 | 118.3023 | 422.8953 | 118.3023
1114 | 406.7501 | 90.5344 | 406.7501 | 90.5344
1115 | 382.3331 | 68.7232 | 382.3331 | 68.7232
1116 | 357.421 | 71.5142 | 357.421 | 71.5142
1117 | 336.7535 | 77.773 | 336.7535 | 77.773
1118 | 325.8602 | 88.1915 | 325.8602 | 88.1915
1119 | 321.9914 | 97.8528 | 321.9914 | 97.8528
1120 | 320.1704 | 126.5688 | 320.1704 | 126.5688
1121 | 317.2248 | 198.9606 | 317.2248 | 198.9606
1122 | 319.275 | 219.2275 | 319.275 | 219.2275
1123 | 338.0824 | 223.9471 | 338.0824 | 223.9471
1124 | 372.0337 | 213.5099 | 372.0337 | 213.5099
1125 | 404.0362 | 206.2895 | 404.0362 | 206.2895
1126 | 429.9411 | 193.1518 | 429.9411 | 193.1518
1127 | 462.8472 | 189.306 | 462.8472 | 189.306
1128 | 462.1395 | 178.2004 | 462.1395 | 178.2004
1129 | 442.3729 | 165.7779 | 442.3729 | 165.7779
1130 | 436.8011 | 165.5951 | 436.8011 | 165.5951
1131 | 438.5193 | 164.2118 | 438.5193 | 164.2118
1132 | 438.3557 | 170.9234 | 438.3557 | 170.9234
1133 | 449.4103 | 179.4251 | 449.4103 | 179.4251
1134 | 441.2757 | 166.9768 | 441.2757 | 166.9768
1135 | 421.768 | 155.651 | 421.768 | 155.651
1136 | 418.7974 | 142.9346 | 418.7974 | 142.9346
1137 | 425.4123 | 129.894 | 425.4123 | 129.894
1138 | 408.0059 | 102.559 | 408.0059 | 102.559
1139 | 378.7592 | 80.4057 | 378.7592 | 80.4057
1140 | 354.2065 | 80.0752 | 354.2065 | 80.0752
1141 | 335.357 | 81.5228 | 335.357 | 81.5228
1142 | 324.4491 | 90.9637 | 324.4491 | 90.9637
1143 | 318.492 | 102.7479 | 318.492 | 102.7479
1144 | 318.9077 | 134.257 | 318.9077 | 134.257
1145 | 315.4481 | 211.0341 | 315.4481 | 211.0341
1146 | 318.6175 | 235.9168 | 318.6175 | 235.9168
1147 | 344.6992 | 240.8318 | 344.6992 | 240.8318
1148 | 385.0623 | 229.417 | 385.0623 | 229.417
1149 | 419.6309 | 225.3181 | 419.6309 | 225.3181
1150 | 445.4248 | 213.1231 | 445.4248 | 213.1231
1151 | 476.7109 | 207.7061 | 476.7109 | 207.7061
1152 | 479.8239 | 190.2041 | 479.8239 | 190.2041
1153 | 450.6121 | 168.7736 | 450.6121 | 168.7736
1154 | 444.3722 | 161.5449 | 444.3722 | 161.5449
1155 | 448.4355 | 155.7275 | 448.4355 | 155.7275
1156 | 445.9947 | 160.2744 | 445.9947 | 160.2744
1157 | 452.8137 | 170.2006 | 452.8137 | 170.2006
1158 | 450.3833 | 158.4087 | 450.3833 | 158.4087
1159 | 426.5668 | 146.259 | 426.5668 | 146.259
1160 | 419.9757 | 132.8093 | 419.9757 | 132.8093
1161 | 430.9436 | 118.2046 | 430.9436 | 118.2046
1162 | 412.7947 | 91.8332 | 412.7947 | 91.8332
1163 | 383.9109 | 71.8307 | 383.9109 | 71.8307
1164 | 357.8072 | 76.2905 | 357.8072 | 76.2905
1165 | 337.7563 | 83.5618 | 337.7563 | 83.5618
1166 | 326.1163 | 97.1366 | 326.1163 | 97.1366
1167 | 321.7812 | 109.8216 | 321.7812 | 109.8216
1168 | 321.4597 | 140.6115 | 321.4597 | 140.6115
1169 | 317.8259 | 215.0214 | 317.8259 | 215.0214
1170 | 318.6401 | 236.4824 | 318.6401 | 236.4824
1171 | 346.162 | 243.0105 | 346.162 | 243.0105
1172 | 390.7646 | 233.0831 | 390.7646 | 233.0831
1173 | 420.5962 | 226.5191 | 420.5962 | 226.5191
1174 | 446.8265 | 211.2796 | 446.8265 | 211.2796
1175 | 486.8716 | 203.8864 | 486.8716 | 203.8864
1176 | 486.1615 | 190.2041 | 486.1615 | 190.2041
1177 | 456.3109 | 174.0737 | 456.3109 | 174.0737
1178 | 448.1821 | 165.9233 | 448.1821 | 165.9233
1179 | 453.2111 | 160.2874 | 453.2111 | 160.2874
1180 | 454.5494 | 166.8453 | 454.5494 | 166.8453
1181 | 465.1546 | 176.4783 | 465.1546 | 176.4783
1182 | 461.1296 | 163.1292 | 461.1296 | 163.1292
1183 | 440.1874 | 151.0632 | 440.1874 | 151.0632
1184 | 437.6191 | 138.7867 | 437.6191 | 138.7867
1185 | 434.9726 | 126.6539 | 434.9726 | 126.6539
1186 | 415.0353 | 103.9067 | 415.0353 | 103.9067
1187 | 387.4635 | 88.1987 | 387.4635 | 88.1987
1188 | 359.027 | 94.8232 | 359.027 | 94.8232
1189 | 342.1316 | 100.8376 | 342.1316 | 100.8376
1190 | 330.9297 | 111.4656 | 330.9297 | 111.4656
1191 | 323.8058 | 121.951 | 323.8058 | 121.951
1192 | 323.2984 | 150.0105 | 323.2984 | 150.0105
1193 | 325.3328 | 221.8507 | 325.3328 | 221.8507
1194 | 325.4913 | 243.4025 | 325.4913 | 243.4025
1195 | 353.6251 | 246.7673 | 353.6251 | 246.7673
1196 | 397.0216 | 236.2184 | 397.0216 | 236.2184
1197 | 429.6034 | 230.4645 | 429.6034 | 230.4645
1198 | 454.9275 | 215.7068 | 454.9275 | 215.7068
1199 | 488.3313 | 207.0706 | 488.3313 | 207.0706
1200 | 488.1241 | 192.8018 | 488.1241 | 192.8018
1201 | 457.6025 | 178.8919 | 457.6025 | 178.8919
1202 | 452.3028 | 175.05 | 452.3028 | 175.05
1203 | 458.8647 | 169.2116 | 458.8647 | 169.2116
1204 | 459.5866 | 174.4847 | 459.5866 | 174.4847
1205 | 467.2024 | 183.4682 | 467.2024 | 183.4682
1206 | 459.0544 | 169.6652 | 459.0544 | 169.6652
1207 | 436.2483 | 159.6383 | 436.2483 | 159.6383
1208 | 430.6814 | 146.1118 | 430.6814 | 146.1118
1209 | 433.9396 | 129.6915 | 433.9396 | 129.6915
1210 | 416.6518 | 102.4333 | 416.6518 | 102.4333
1211 | 390.598 | 80.9504 | 390.598 | 80.9504
1212 | 362.6548 | 83.5388 | 362.6548 | 83.5388
1213 | 342.4602 | 83.3733 | 342.4602 | 83.3733
1214 | 331.0676 | 88.1147 | 331.0676 | 88.1147
1215 | 326.2597 | 95.5624 | 326.2597 | 95.5624
1216 | 326.7151 | 122.4209 | 326.7151 | 122.4209
1217 | 327.6411 | 195.1898 | 327.6411 | 195.1898
1218 | 326.8659 | 217.0349 | 326.8659 | 217.0349
1219 | 348.1755 | 222.2642 | 348.1755 | 222.2642
1220 | 385.9735 | 211.3172 | 385.9735 | 211.3172
1221 | 416.6282 | 203.5313 | 416.6282 | 203.5313
1222 | 437.5671 | 187.8029 | 437.5671 | 187.8029
1223 | 474.1462 | 176.4294 | 474.1462 | 176.4294
1224 | 478.0527 | 161.183 | 478.0527 | 161.183
1225 | 454.1871 | 144.5498 | 454.1871 | 144.5498
1226 | 449.3438 | 138.0334 | 449.3438 | 138.0334
1227 | 452.1262 | 133.431 | 452.1262 | 133.431
1228 | 455.9818 | 139.8004 | 455.9818 | 139.8004
1229 | 458.9299 | 152.0729 | 458.9299 | 152.0729
1230 | 454.8487 | 142.8368 | 454.8487 | 142.8368
1231 | 433.4419 | 133.3684 | 433.4419 | 133.3684
1232 | 429.2528 | 122.5444 | 429.2528 | 122.5444
1233 | 431.1632 | 110.237 | 431.1632 | 110.237
1234 | 413.9175 | 85.3461 | 413.9175 | 85.3461
1235 | 384.9144 | 68.2973 | 384.9144 | 68.2973
1236 | 362.301 | 74.3911 | 362.301 | 74.3911
1237 | 344.6697 | 80.6639 | 344.6697 | 80.6639
1238 | 334.0653 | 91.2919 | 334.0653 | 91.2919
1239 | 328.5353 | 102.8247 | 328.5353 | 102.8247
1240 | 328.4994 | 132.1761 | 328.4994 | 132.1761
1241 | 326.6157 | 205.783 | 326.6157 | 205.783
1242 | 322.6034 | 227.1601 | 322.6034 | 227.1601
1243 | 339.6011 | 231.2163 | 339.6011 | 231.2163
1244 | 372.5145 | 218.7122 | 372.5145 | 218.7122
1245 | 403.8873 | 211.3173 | 403.8873 | 211.3173
1246 | 427.5188 | 196.357 | 427.5188 | 196.357
1247 | 461.7175 | 190.3604 | 461.7175 | 190.3604
1248 | 456.3101 | 178.9616 | 456.3101 | 178.9616
1249 | 437.5121 | 167.9427 | 437.5121 | 167.9427
1250 | 434.8264 | 169.6102 | 434.8264 | 169.6102
1251 | 431.0557 | 169.7772 | 431.0557 | 169.7772
1252 | 436.4745 | 176.1257 | 436.4745 | 176.1257
1253 | 443.025 | 184.4389 | 443.025 | 184.4389
1254 | 434.0331 | 174.0715 | 434.0331 | 174.0715
1255 | 421.0005 | 169.0094 | 421.0005 | 169.0094
1256 | 426.0059 | 158.8138 | 426.0059 | 158.8138
1257 | 423.864 | 138.2875 | 423.864 | 138.2875
1258 | 406.9873 | 105.4639 | 406.9873 | 105.4639
1259 | 380.8808 | 83.4154 | 380.8808 | 83.4154
1260 | 357.1362 | 86.6392 | 357.1362 | 86.6392
1261 | 338.7716 | 90.7961 | 338.7716 | 90.7961
1262 | 329.817 | 100.5513 | 329.817 | 100.5513
1263 | 324.3766 | 109.0953 | 324.3766 | 109.0953
1264 | 325.8295 | 136.4077 | 325.8295 | 136.4077
1265 | 324.4409 | 209.2744 | 324.4409 | 209.2744
1266 | 320.9004 | 230.6796 | 320.9004 | 230.6796
1267 | 334.2641 | 232.7386 | 334.2641 | 232.7386
1268 | 369.0171 | 220.835 | 369.0171 | 220.835
1269 | 399.1044 | 213.9219 | 399.1044 | 213.9219
1270 | 424.1424 | 198.6404 | 424.1424 | 198.6404
1271 | 461.2746 | 191.6593 | 461.2746 | 191.6593
1272 | 459.7355 | 178.2563 | 459.7355 | 178.2563
1273 | 440.6603 | 163.6481 | 440.6603 | 163.6481
1274 | 431.4558 | 160.6302 | 431.4558 | 160.6302
1275 | 432.1664 | 159.3447 | 432.1664 | 159.3447
1276 | 435.8968 | 171.0072 | 435.8968 | 171.0072
1277 | 442.4459 | 185.0673 | 442.4459 | 185.0673
1278 | 433.5853 | 175.1538 | 433.5853 | 175.1538
1279 | 417.7036 | 164.3378 | 417.7036 | 164.3378
1280 | 420.9069 | 151.2303 | 420.9069 | 151.2303
1281 | 426.3291 | 135.8644 | 426.3291 | 135.8644
1282 | 407.3913 | 107.3842 | 407.3913 | 107.3842
1283 | 375.5443 | 85.217 | 375.5443 | 85.217
1284 | 351.6768 | 86.1644 | 351.6768 | 86.1644
1285 | 333.2508 | 86.6832 | 333.2508 | 86.6832
1286 | 323.5174 | 92.0321 | 323.5174 | 92.0321
1287 | 318.6834 | 99.1796 | 318.6834 | 99.1796
1288 | 320.2636 | 125.0186 | 320.2636 | 125.0186
1289 | 320.1819 | 196.5864 | 320.1819 | 196.5864
1290 | 319.7065 | 217.1536 | 319.7065 | 217.1536
1291 | 339.7116 | 220.8047 | 339.7116 | 220.8047
1292 | 377.2726 | 209.8019 | 377.2726 | 209.8019
1293 | 409.9769 | 205.0466 | 409.9769 | 205.0466
1294 | 436.2135 | 193.4172 | 436.2135 | 193.4172
1295 | 471.8694 | 190.8562 | 471.8694 | 190.8562
1296 | 473.1004 | 179.6878 | 473.1004 | 179.6878
1297 | 446.5628 | 168.7387 | 446.5628 | 168.7387
1298 | 437.2619 | 172.2289 | 437.2619 | 172.2289
1299 | 439.9019 | 177.1302 | 439.9019 | 177.1302
1300 | 440.5992 | 193.7786 | 440.5992 | 193.7786
1301 | 453.7863 | 213.446 | 453.7863 | 213.446
1302 | 446.8518 | 208.7488 | 446.8518 | 208.7488
1303 | 432.8702 | 201.2217 | 432.8702 | 201.2217
1304 | 434.4587 | 187.2065 | 434.4587 | 187.2065
1305 | 431.1804 | 167.1131 | 431.1804 | 167.1131
1306 | 409.3678 | 134.9808 | 409.3678 | 134.9808
1307 | 378.5456 | 111.417 | 378.5456 | 111.417
1308 | 351.8057 | 112.7415 | 351.8057 | 112.7415
1309 | 333.9023 | 116.3118 | 333.9023 | 116.3118
1310 | 323.8815 | 120.9694 | 323.8815 | 120.9694
1311 | 319.961 | 127.0345 | 319.961 | 127.0345
1312 | 321.764 | 152.4127 | 321.764 | 152.4127
1313 | 321.5598 | 223.5685 | 321.5598 | 223.5685
1314 | 324.8606 | 244.01 | 324.8606 | 244.01
1315 | 352.0709 | 247.1444 | 352.0709 | 247.1444
1316 | 401.9586 | 231.91 | 401.9586 | 231.91
1317 | 434.6671 | 217.7974 | 434.6671 | 217.7974
1318 | 462.6629 | 199.0385 | 462.6629 | 199.0385
1319 | 505.3408 | 194.9273 | 505.3408 | 194.9273
1320 | 496.3106 | 186.4333 | 496.3106 | 186.4333
1321 | 461.1535 | 176.5177 | 461.1535 | 176.5177
1322 | 459.6013 | 175.7133 | 459.6013 | 175.7133
1323 | 460.6171 | 174.5326 | 460.6171 | 174.5326
1324 | 459.1505 | 185.0918 | 459.1505 | 185.0918
1325 | 470.7023 | 198.321 | 470.7023 | 198.321
1326 | 462.2934 | 188.2818 | 462.2934 | 188.2818
1327 | 439.7672 | 177.8288 | 439.7672 | 177.8288
1328 | 449.2358 | 165.1264 | 449.2358 | 165.1264
1329 | 444.333 | 149.8652 | 444.333 | 149.8652
1330 | 418.639 | 122.1113 | 418.639 | 122.1113
1331 | 383.6065 | 101.0613 | 383.6065 | 101.0613
1332 | 355.306 | 105.172 | 355.306 | 105.172
1333 | 335.9695 | 111.2003 | 335.9695 | 111.2003
1334 | 327.0125 | 117.6665 | 327.0125 | 117.6665
1335 | 321.6353 | 125.4494 | 321.6353 | 125.4494
1336 | 323.7902 | 152.0775 | 323.7902 | 152.0775
1337 | 324.4727 | 223.5685 | 324.4727 | 223.5685
1338 | 327.3736 | 243.2558 | 327.3736 | 243.2558
1339 | 353.6081 | 245.664 | 353.6081 | 245.664
1340 | 404.6954 | 233.5509 | 404.6954 | 233.5509
1341 | 435.5988 | 227.2384 | 435.5988 | 227.2384
1342 | 462.0017 | 213.549 | 462.0017 | 213.549
1343 | 497.8987 | 203.7188 | 497.8987 | 203.7188
1344 | 489.7317 | 186.5032 | 489.7317 | 186.5032
1345 | 459.5101 | 166.8463 | 459.5101 | 166.8463
1346 | 452.5917 | 159.1777 | 452.5917 | 159.1777
1347 | 453.7324 | 155.7135 | 453.7324 | 155.7135
1348 | 456.7302 | 167.4878 | 456.7302 | 167.4878
1349 | 463.0794 | 183.2238 | 463.0794 | 183.2238
1350 | 458.0461 | 174.9443 | 458.0461 | 174.9443
1351 | 437.2493 | 165.1688 | 437.2493 | 165.1688
1352 | 442.5966 | 152.9062 | 442.5966 | 152.9062
1353 | 443.8758 | 137.6381 | 443.8758 | 137.6381
1354 | 418.2226 | 109.1021 | 418.2226 | 109.1021
1355 | 386.0444 | 87.8146 | 386.0444 | 87.8146
1356 | 361.5953 | 94.7394 | 361.5953 | 94.7394
1357 | 342.5815 | 99.9717 | 342.5815 | 99.9717
1358 | 331.662 | 105.8164 | 331.662 | 105.8164
1359 | 328.1963 | 113.0477 | 328.1963 | 113.0477
1360 | 328.4298 | 139.4314 | 328.4298 | 139.4314
1361 | 331.2675 | 210.664 | 331.2675 | 210.664
1362 | 332.5086 | 230.505 | 332.5086 | 230.505
1363 | 360.6683 | 232.9202 | 360.6683 | 232.9202
1364 | 409.8354 | 221.9453 | 409.8354 | 221.9453
1365 | 433.9369 | 218.6424 | 433.9369 | 218.6424
1366 | 454.4256 | 207.5646 | 454.4256 | 207.5646
1367 | 489.9686 | 198.74 | 489.9686 | 198.74
1368 | 480.2204 | 183.5424 | 480.2204 | 183.5424
1369 | 453.2326 | 171.5878 | 453.2326 | 171.5878
1370 | 451.1323 | 172.2428 | 451.1323 | 172.2428
1371 | 455.6478 | 172.8916 | 455.6478 | 172.8916
1372 | 454.9321 | 185.1616 | 454.9321 | 185.1616
1373 | 461.2684 | 202.2943 | 461.2684 | 202.2943
1374 | 454.1584 | 196.6543 | 454.1584 | 196.6543
1375 | 439.3115 | 189.9093 | 439.3115 | 189.9093
1376 | 447.4093 | 180.7193 | 447.4093 | 180.7193
1377 | 443.4252 | 168.0418 | 443.4252 | 168.0418
1378 | 420.9614 | 140.6719 | 420.9614 | 140.6719
1379 | 388.4129 | 117.4921 | 388.4129 | 117.4921
1380 | 362.6984 | 113.2023 | 362.6984 | 113.2023
1381 | 343.4798 | 106.2354 | 343.4798 | 106.2354
1382 | 333.2877 | 106.0888 | 333.2877 | 106.0888
1383 | 329.5153 | 109.8286 | 329.5153 | 109.8286
1384 | 330.4069 | 134.1034 | 330.4069 | 134.1034
1385 | 332.941 | 204.0582 | 332.941 | 204.0582
1386 | 332.9091 | 223.4732 | 332.9091 | 223.4732
1387 | 353.1245 | 226.4889 | 353.1245 | 226.4889
1388 | 395.5023 | 214.5853 | 395.5023 | 214.5853
1389 | 424.0933 | 208.0772 | 424.0933 | 208.0772
1390 | 446.8488 | 195.1699 | 446.8488 | 195.1699
1391 | 483.8094 | 191.2961 | 483.8094 | 191.2961
1392 | 477.7011 | 182.9279 | 477.7011 | 182.9279
1393 | 454.7595 | 176.1127 | 454.7595 | 176.1127
1394 | 454.3868 | 181.5092 | 454.3868 | 181.5092
1395 | 457.21 | 186.0893 | 457.21 | 186.0893
1396 | 463.8003 | 202.1581 | 463.8003 | 202.1581
1397 | 472.2377 | 219.8913 | 472.2377 | 219.8913
1398 | 465.6983 | 212.9385 | 465.6983 | 212.9385
1399 | 442.1791 | 204.0917 | 442.1791 | 204.0917
1400 | 441.5457 | 192.0596 | 441.5457 | 192.0596
1401 | 436.453 | 176.8683 | 436.453 | 176.8683
1402 | 417.2533 | 147.8295 | 417.2533 | 147.8295
1403 | 388.0853 | 123.7489 | 388.0853 | 123.7489
1404 | 363.6612 | 120.2412 | 363.6612 | 120.2412
1405 | 346.273 | 114.6848 | 346.273 | 114.6848
1406 | 336.182 | 116.1302 | 336.182 | 116.1302
1407 | 330.6027 | 120.7569 | 330.6027 | 120.7569
1408 | 330.4846 | 144.9409 | 330.4846 | 144.9409
1409 | 336.2009 | 214.7281 | 336.2009 | 214.7281
1410 | 332.4152 | 233.2912 | 332.4152 | 233.2912
1411 | 347.2445 | 235.2385 | 347.2445 | 235.2385
1412 | 379.2933 | 222.9438 | 379.2933 | 222.9438
1413 | 410.9321 | 216.5335 | 410.9321 | 216.5335
1414 | 437.8748 | 203.7589 | 437.8748 | 203.7589
1415 | 471.4767 | 200.4438 | 471.4767 | 200.4438
1416 | 463.3969 | 191.0979 | 463.3969 | 191.0979
1417 | 442.0753 | 182.0412 | 442.0753 | 182.0412
1418 | 434.3141 | 186.0272 | 434.3141 | 186.0272
1419 | 437.8427 | 189.909 | 437.8427 | 189.909
1420 | 440.3339 | 204.4555 | 440.3339 | 204.4555
1421 | 449.0014 | 221.0016 | 449.0014 | 221.0016
1422 | 440.0011 | 213.5181 | 440.0011 | 213.5181
1423 | 428.0791 | 204.6434 | 428.0791 | 204.6434
1424 | 433.8011 | 193.4492 | 433.8011 | 193.4492
1425 | 431.8833 | 179.4729 | 431.8833 | 179.4729
1426 | 413.549 | 152.6756 | 413.549 | 152.6756
1427 | 387.187 | 131.2765 | 387.187 | 131.2765
1428 | 363.6464 | 129.8218 | 363.6464 | 129.8218
1429 | 348.0249 | 125.3757 | 348.0249 | 125.3757
1430 | 338.5246 | 127.9454 | 338.5246 | 127.9454
1431 | 332.7353 | 134.3247 | 332.7353 | 134.3247
1432 | 333.747 | 160.6805 | 333.747 | 160.6805
1433 | 335.5045 | 232.1296 | 335.5045 | 232.1296
1434 | 330.4901 | 252.1591 | 330.4901 | 252.1591
1435 | 345.165 | 255.6077 | 345.165 | 255.6077
1436 | 375.0132 | 243.9555 | 375.0132 | 243.9555
1437 | 403.7214 | 237.4754 | 403.7214 | 237.4754
1438 | 434.416 | 224.3028 | 434.416 | 224.3028
1439 | 469.2905 | 220.0938 | 469.2905 | 220.0938
1440 | 462.4444 | 209.1558 | 462.4444 | 209.1558
1441 | 439.7562 | 197.0685 | 439.7562 | 197.0685
1442 | 437.3375 | 197.9331 | 437.3375 | 197.9331
1443 | 439.6391 | 198.4561 | 439.6391 | 198.4561
1444 | 439.831 | 209.4064 | 439.831 | 209.4064
1445 | 447.3047 | 222.1887 | 447.3047 | 222.1887
1446 | 440.7157 | 211.4931 | 440.7157 | 211.4931
1447 | 431.3534 | 200.2511 | 431.3534 | 200.2511
1448 | 440.3049 | 186.6688 | 440.3049 | 186.6688
1449 | 437.0493 | 170.6465 | 437.0493 | 170.6465
1450 | 413.9512 | 142.1733 | 413.9512 | 142.1733
1451 | 388.6481 | 119.8384 | 388.6481 | 119.8384
1452 | 365.3376 | 419.1513 | 365.3376 | 419.1513
1453 | 347.7968 | 426.1809 | 347.7968 | 426.1809
1454 | 335.6205 | 429.9654 | 335.6205 | 429.9654
1455 | 331.2978 | 443.6717 | 331.2978 | 443.6717
1456 | 332.671 | 466.6704 | 332.671 | 466.6704
1457 | 334.2072 | 521.6962 | 334.2072 | 521.6962
1458 | 332.0043 | 532.8919 | 332.0043 | 532.8919
1459 | 347.6424 | 533.8264 | 347.6424 | 533.8264
1460 | 377.7301 | 523.2491 | 377.7301 | 523.2491
1461 | 407.6389 | 519.94 | 407.6389 | 519.94
1462 | 435.7744 | 508.0162 | 435.7744 | 508.0162
1463 | 470.515 | 500.1608 | 470.515 | 500.1608
1464 | 464.1904 | 491.413 | 464.1904 | 491.413
1465 | 442.3835 | 474.2377 | 442.3835 | 474.2377
1466 | 434.8002 | 455.9681 | 434.8002 | 455.9681
1467 | 435.8516 | 433.787 | 435.8516 | 433.787
1468 | 440.9633 | 435.373 | 440.9633 | 435.373
1469 | 450.1281 | 433.563 | 450.1281 | 433.563
1470 | 444.2318 | 418.6137 | 444.2318 | 418.6137
1471 | 439.5619 | 405.6072 | 439.5619 | 405.6072
1472 | 444.3846 | 389.8958 | 444.3846 | 389.8958
1473 | 437.2866 | 377.0163 | 437.2866 | 377.0163
1474 | 414.5073 | 353.2299 | 414.5073 | 353.2299
1475 | 386.8869 | 338.6882 | 386.8869 | 338.6882
1476 | 364.0523 | 355.1271 | 364.0523 | 355.1271
1477 | 345.8778 | 371.2064 | 345.8778 | 371.2064
1478 | 336.4726 | 384.8863 | 336.4726 | 384.8863
1479 | 330.788 | 409.6721 | 330.788 | 409.6721
1480 | 332.5653 | 440.9593 | 332.5653 | 440.9593
1481 | 337.0575 | 512.1673 | 337.0575 | 512.1673
1482 | 335.9364 | 533.2302 | 335.9364 | 533.2302
1483 | 360.4881 | 538.4217 | 360.4881 | 538.4217
1484 | 404.0337 | 530.128 | 404.0337 | 530.128
1485 | 435.5196 | 532.0344 | 435.5196 | 532.0344
1486 | 462.1693 | 523.7756 | 462.1693 | 523.7756
1487 | 502.7813 | 514.1723 | 502.7813 | 514.1723
1488 | 495.4089 | 501.393 | 495.4089 | 501.393
1489 | 460.7585 | 487.0087 | 460.7585 | 487.0087
1490 | 455.265 | 485.2596 | 455.265 | 485.2596
1491 | 459.6901 | 478.3586 | 459.6901 | 478.3586
1492 | 464.7256 | 492.3492 | 464.7256 | 492.3492
1493 | 471.8544 | 501.2239 | 471.8544 | 501.2239
1494 | 462.8511 | 492.2232 | 462.8511 | 492.2232
1495 | 450.5669 | 484.0093 | 450.5669 | 484.0093
1496 | 455.5729 | 468.1006 | 455.5729 | 468.1006
1497 | 447.2852 | 456.7717 | 447.2852 | 456.7717
1498 | 423.2641 | 433.2672 | 423.2641 | 433.2672
1499 | 389.6241 | 415.6525 | 389.6241 | 415.6525
1500 | 364.7167 | 430.3999 | 364.7167 | 430.3999
1501 | 345.4836 | 442.194 | 345.4836 | 442.194
1502 | 336.663 | 451.2222 | 336.663 | 451.2222
1503 | 331.9599 | 470.4824 | 331.9599 | 470.4824
1504 | 334.2285 | 502.9536 | 334.2285 | 502.9536
1505 | 337.7973 | 577.8548 | 337.7973 | 577.8548
1506 | 341.1794 | 600.1018 | 341.1794 | 600.1018
1507 | 368.6528 | 607.0412 | 368.6528 | 607.0412
1508 | 421.4471 | 599.5651 | 421.4471 | 599.5651
1509 | 451.3047 | 598.8496 | 451.3047 | 598.8496
1510 | 476.0086 | 588.6173 | 476.0086 | 588.6173
1511 | 515.5726 | 575.9411 | 515.5726 | 575.9411
1512 | 500.7342 | 559.3558 | 500.7342 | 559.3558
1513 | 468.9324 | 536.7395 | 468.9324 | 536.7395
1514 | 466.8871 | 513.6772 | 466.8871 | 513.6772
1515 | 469.6367 | 483.4614 | 469.6367 | 483.4614
1516 | 474.565 | 477.8584 | 474.565 | 477.8584
1517 | 482.8215 | 462.4034 | 482.8215 | 462.4034
1518 | 478.3365 | 432.2587 | 478.3365 | 432.2587
1519 | 468.026 | 405.2689 | 468.026 | 405.2689
1520 | 468.1979 | 378.1116 | 468.1979 | 378.1116
1521 | 456.6632 | 359.4245 | 456.6632 | 359.4245
1522 | 428.504 | 333.1571 | 428.504 | 333.1571
1523 | 394.2908 | 321.9421 | 394.2908 | 321.9421
1524 | 365.467 | 358.4256 | 365.467 | 358.4256
1525 | 346.5037 | 385.5844 | 346.5037 | 385.5844
1526 | 336.9059 | 402.4217 | 336.9059 | 402.4217
1527 | 331.5719 | 424.8958 | 331.5719 | 424.8958
1528 | 334.2038 | 466.4449 | 334.2038 | 466.4449
1529 | 341.3013 | 548.4223 | 341.3013 | 548.4223
1530 | 346.9752 | 579.6908 | 346.9752 | 579.6908
1531 | 375.3674 | 594.8341 | 375.3674 | 594.8341
1532 | 431.9985 | 588.26 | 431.9985 | 588.26
1533 | 468.8353 | 589.8282 | 468.8353 | 589.8282
1534 | 490.0252 | 581.372 | 490.0252 | 581.372
1535 | 532.3226 | 573.6011 | 532.3226 | 573.6011
1536 | 517.4924 | 556.5648 | 517.4924 | 556.5648
1537 | 485.1766 | 530.9601 | 485.1766 | 530.9601
1538 | 478.9674 | 517.1731 | 478.9674 | 517.1731
1539 | 484.6991 | 500.292 | 484.6991 | 500.292
1540 | 488.626 | 500.9196 | 488.626 | 500.9196
1541 | 491.5655 | 474.7234 | 491.5655 | 474.7234
1542 | 485.8074 | 439.6168 | 485.8074 | 439.6168
1543 | 471.8644 | 421.9868 | 471.8644 | 421.9868
1544 | 473.0872 | 410.4479 | 473.0872 | 410.4479
1545 | 458.566 | 411.2133 | 458.566 | 411.2133
1546 | 436.9798 | 400.2261 | 436.9798 | 400.2261
1547 | 403.3859 | 397.1867 | 403.3859 | 397.1867
1548 | 378.3874 | 424.9589 | 378.3874 | 424.9589
1549 | 359.5281 | 444.5903 | 359.5281 | 444.5903
1550 | 348.0213 | 459.849 | 348.0213 | 459.849
1551 | 343.0392 | 484.2401 | 343.0392 | 484.2401
1552 | 344.9772 | 516.0629 | 344.9772 | 516.0629
1553 | 349.9678 | 587.1018 | 349.9678 | 587.1018
1554 | 351.8553 | 598.664 | 351.8553 | 598.664
1555 | 373.9273 | 597.3714 | 373.9273 | 597.3714
1556 | 416.5924 | 586.6249 | 416.5924 | 586.6249
1557 | 450.0327 | 586.727 | 450.0327 | 586.727
1558 | 471.1586 | 580.9209 | 471.1586 | 580.9209
1559 | 508.3706 | 565.4536 | 508.3706 | 565.4536
1560 | 503.5491 | 547.8535 | 503.5491 | 547.8535
1561 | 475.1566 | 520.67 | 475.1566 | 520.67
1562 | 470.1683 | 502.1467 | 470.1683 | 502.1467
1563 | 473.2326 | 482.0236 | 473.2326 | 482.0236
1564 | 474.5072 | 485.724 | 474.5072 | 485.724
1565 | 478.7294 | 489.6652 | 478.7294 | 489.6652
1566 | 475.0549 | 476.0409 | 475.0549 | 476.0409
1567 | 463.5923 | 466.7276 | 463.5923 | 466.7276
1568 | 466.7506 | 456.2318 | 466.7506 | 456.2318
1569 | 452.8178 | 448.6524 | 452.8178 | 448.6524
1570 | 432.5238 | 433.4927 | 432.5238 | 433.4927
1571 | 405.1455 | 422.5878 | 405.1455 | 422.5878
1572 | 380.2872 | 446.7231 | 380.2872 | 446.7231
1573 | 360.9431 | 463.3945 | 360.9431 | 463.3945
1574 | 350.8381 | 473.0147 | 350.8381 | 473.0147
1575 | 343.5406 | 492.0211 | 343.5406 | 492.0211
1576 | 344.7284 | 525.0562 | 344.7284 | 525.0562
1577 | 349.2095 | 603.1431 | 349.2095 | 603.1431
1578 | 345.4703 | 628.012 | 345.4703 | 628.012
1579 | 363.3274 | 638.2217 | 363.3274 | 638.2217
1580 | 398.4853 | 634.2131 | 398.4853 | 634.2131
1581 | 430.6354 | 636.7116 | 430.6354 | 636.7116
1582 | 451.4228 | 630.116 | 451.4228 | 630.116
1583 | 481.4255 | 611.3503 | 481.4255 | 611.3503
1584 | 473.4132 | 583.1781 | 473.4132 | 583.1781
1585 | 456.3748 | 541.6731 | 456.3748 | 541.6731
1586 | 447.2228 | 510.1814 | 447.2228 | 510.1814
1587 | 448.3344 | 492.3701 | 448.3344 | 492.3701
1588 | 450.9319 | 507.4601 | 450.9319 | 507.4601
1589 | 459.4621 | 516.504 | 459.4621 | 516.504
1590 | 452.1444 | 506.7985 | 452.1444 | 506.7985
1591 | 446.8256 | 499.1767 | 446.8256 | 499.1767
1592 | 457.7554 | 489.6676 | 457.7554 | 489.6676
1593 | 450.1591 | 483.3568 | 450.1591 | 483.3568
1594 | 426.508 | 462.7561 | 426.508 | 462.7561
1595 | 398.3269 | 449.2856 | 398.3269 | 449.2856
1596 | 375.033 | 490.1107 | 375.033 | 490.1107
1597 | 359.5055 | 516.3391 | 359.5055 | 516.3391
1598 | 348.8278 | 527.4817 | 348.8278 | 527.4817
1599 | 345.3833 | 548.6026 | 345.3833 | 548.6026
1600 | 345.8109 | 582.5398 | 345.8109 | 582.5398
1601 | 350.5107 | 648.1094 | 350.5107 | 648.1094
1602 | 346.8426 | 653.0465 | 346.8426 | 653.0465
1603 | 360.439 | 648.5681 | 360.439 | 648.5681
1604 | 387.8827 | 639.0058 | 387.8827 | 639.0058
1605 | 416.2475 | 635.8094 | 416.2475 | 635.8094
1606 | 441.8458 | 624.5058 | 441.8458 | 624.5058
1607 | 476.4305 | 611.9705 | 476.4305 | 611.9705
1608 | 469.9268 | 590.0852 | 469.9268 | 590.0852
1609 | 450.5096 | 566.5667 | 450.5096 | 566.5667
1610 | 444.616 | 556.9239 | 444.616 | 556.9239
1611 | 447.3107 | 537.28 | 447.3107 | 537.28
1612 | 453.7799 | 531.6771 | 453.7799 | 531.6771
1613 | 463.8375 | 523.4674 | 463.8375 | 523.4674
1614 | 452.9563 | 502.6824 | 452.9563 | 502.6824
1615 | 449.1152 | 486.5184 | 449.1152 | 486.5184
1616 | 460.7481 | 469.9613 | 460.7481 | 469.9613
1617 | 449.4392 | 459.4781 | 449.4392 | 459.4781
1618 | 429.2896 | 442.2322 | 429.2896 | 442.2322
1619 | 398.3761 | 437.2758 | 398.3761 | 437.2758
1620 | 371.48 | 478.8339 | 371.48 | 478.8339
1621 | 356.9269 | 500.8899 | 356.9269 | 500.8899
1622 | 346.5113 | 510.2282 | 346.5113 | 510.2282
1623 | 342.8049 | 523.2015 | 342.8049 | 523.2015
1624 | 344.6208 | 552.4307 | 344.6208 | 552.4307
1625 | 350.6766 | 628.1212 | 350.6766 | 628.1212
1626 | 350.8003 | 647.7464 | 350.8003 | 647.7464
1627 | 376.0611 | 647.666 | 376.0611 | 647.666
1628 | 415.4876 | 638.3855 | 415.4876 | 638.3855
1629 | 439.0468 | 636.8807 | 439.0468 | 636.8807
1630 | 464.7619 | 623.7446 | 464.7619 | 623.7446
1631 | 501.4713 | 611.0402 | 501.4713 | 611.0402
1632 | 493.5679 | 593.722 | 493.5679 | 593.722
1633 | 461.8371 | 570.9646 | 461.8371 | 570.9646
1634 | 457.9631 | 551.1163 | 457.9631 | 551.1163
1635 | 458.4413 | 529.5272 | 458.4413 | 529.5272
1636 | 465.132 | 533.8479 | 465.132 | 533.8479
1637 | 476.1931 | 533.0809 | 476.1931 | 533.0809
1638 | 469.141 | 523.2063 | 469.141 | 523.2063
1639 | 466.2115 | 517.1632 | 466.2115 | 517.1632
1640 | 469.8482 | 505.145 | 469.8482 | 505.145
1641 | 453.7437 | 496.2406 | 453.7437 | 496.2406
1642 | 432.5153 | 476.4856 | 432.5153 | 476.4856
1643 | 398.3399 | 462.4231 | 398.3399 | 462.4231
1644 | 370.3464 | 477.8472 | 370.3464 | 477.8472
1645 | 354.6198 | 487.3577 | 354.6198 | 487.3577
1646 | 344.2873 | 495.3992 | 344.2873 | 495.3992
1647 | 340.6201 | 509.7821 | 340.6201 | 509.7821
1648 | 344.255 | 532.3015 | 344.255 | 532.3015
1649 | 354.0595 | 597.3637 | 354.0595 | 597.3637
1650 | 357.3262 | 609.4898 | 357.3262 | 609.4898
1651 | 386.2876 | 609.6067 | 386.2876 | 609.6067
1652 | 439.447 | 598.8321 | 439.447 | 598.8321
1653 | 470.0037 | 594.8464 | 470.0037 | 594.8464
1654 | 496.9538 | 581.2874 | 496.9538 | 581.2874
1655 | 534.1429 | 571.092 | 534.1429 | 571.092
1656 | 519.5103 | 556.7058 | 519.5103 | 556.7058
1657 | 481.083 | 534.9634 | 481.083 | 534.9634
1658 | 476.5211 | 519.1183 | 476.5211 | 519.1183
1659 | 481.6109 | 500.9123 | 481.6109 | 500.9123
1660 | 481.9391 | 509.9128 | 481.9391 | 509.9128
1661 | 492.9882 | 515.5455 | 492.9882 | 515.5455
1662 | 488.3918 | 500.9063 | 488.3918 | 500.9063
1663 | 480.5774 | 474.5368 | 480.5774 | 474.5368
1664 | 481.2544 | 443.7709 | 481.2544 | 443.7709
1665 | 465.7689 | 421.5034 | 465.7689 | 421.5034
1666 | 441.1105 | 394.0802 | 441.1105 | 394.0802
1667 | 404.795 | 395.2978 | 404.795 | 395.2978
1668 | 375.8679 | 443.7066 | 375.8679 | 443.7066
1669 | 359.5795 | 459.363 | 359.5795 | 459.363
1670 | 349.6664 | 465.2619 | 349.6664 | 465.2619
1671 | 347.1655 | 480.1804 | 347.1655 | 480.1804
1672 | 348.7925 | 508.3383 | 348.7925 | 508.3383
1673 | 356.6894 | 577.8548 | 356.6894 | 577.8548
1674 | 358.99 | 594.0405 | 358.99 | 594.0405
1675 | 387.4793 | 594.4394 | 387.4793 | 594.4394
1676 | 439.6968 | 581.6913 | 439.6968 | 581.6913
1677 | 470.6269 | 576.888 | 470.6269 | 576.888
1678 | 489.3381 | 562.6524 | 489.3381 | 562.6524
1679 | 531.1206 | 553.0773 | 531.1206 | 553.0773
1680 | 512.6996 | 539.0858 | 512.6996 | 539.0858
1681 | 481.4541 | 506.6304 | 481.4541 | 506.6304
1682 | 483.7918 | 478.8319 | 483.7918 | 478.8319
1683 | 490.6188 | 436.0705 | 490.6188 | 436.0705
1684 | 491.349 | 417.2737 | 491.349 | 417.2737
1685 | 496.6233 | 402.2134 | 496.6233 | 402.2134
1686 | 491.6106 | 383.1199 | 491.6106 | 383.1199
1687 | 485.5896 | 377.5843 | 485.5896 | 377.5843
1688 | 488.1687 | 378.2807 | 488.1687 | 378.2807
1689 | 469.7662 | 385.0511 | 469.7662 | 385.0511
1690 | 442.9483 | 374.233 | 442.9483 | 374.233
1691 | 408.1028 | 367.3313 | 408.1028 | 367.3313
1692 | 380.3409 | 398.6838 | 380.3409 | 398.6838
1693 | 362.8263 | 408.3353 | 362.8263 | 408.3353
1694 | 353.0649 | 409.6107 | 353.0649 | 409.6107
1695 | 350.3402 | 418.4962 | 350.3402 | 418.4962
1696 | 353.212 | 443.8912 | 353.212 | 443.8912
1697 | 362.0656 | 518.877 | 362.0656 | 518.877
1698 | 368.1347 | 546.4241 | 368.1347 | 546.4241
1699 | 396.2959 | 562.1031 | 396.2959 | 562.1031
1700 | 445.7693 | 563.0281 | 445.7693 | 563.0281
1701 | 479.7659 | 568.4586 | 479.7659 | 568.4586
1702 | 500.6878 | 564.4849 | 500.6878 | 564.4849
1703 | 534.4453 | 564.4387 | 534.4453 | 564.4387
1704 | 518.3966 | 560.3426 | 518.3966 | 560.3426
1705 | 487.4814 | 543.7875 | 487.4814 | 543.7875
1706 | 482.0657 | 531.3819 | 482.0657 | 531.3819
1707 | 484.6969 | 514.4727 | 484.6969 | 514.4727
1708 | 484.2138 | 520.1747 | 484.2138 | 520.1747
1709 | 491.7695 | 521.353 | 491.7695 | 521.353
1710 | 487.2628 | 505.3889 | 487.2628 | 505.3889
1711 | 488.7114 | 491.1983 | 488.7114 | 491.1983
1712 | 486.4438 | 474.8385 | 486.4438 | 474.8385
1713 | 467.9136 | 467.0336 | 467.9136 | 467.0336
1714 | 445.8654 | 452.917 | 445.8654 | 452.917
1715 | 413.9471 | 451.5974 | 413.9471 | 451.5974
1716 | 386.7725 | 494.3113 | 386.7725 | 494.3113
1717 | 368.0062 | 511.6593 | 368.0062 | 511.6593
1718 | 356.7014 | 522.7737 | 356.7014 | 522.7737
1719 | 353.3252 | 532.2512 | 353.3252 | 532.2512
1720 | 356.7231 | 548.9067 | 356.7231 | 548.9067
1721 | 365.1979 | 612.9821 | 365.1979 | 612.9821
1722 | 367.9527 | 626.7433 | 367.9527 | 626.7433
1723 | 394.0449 | 622.4623 | 394.0449 | 622.4623
1724 | 435.2397 | 605.6827 | 435.2397 | 605.6827
1725 | 463.3073 | 596.4815 | 463.3073 | 596.4815
1726 | 483.7299 | 579.1448 | 483.7299 | 579.1448
1727 | 524.7613 | 569.4569 | 524.7613 | 569.4569
1728 | 511.7454 | 564.7123 | 511.7454 | 564.7123
1729 | 484.0996 | 550.1871 | 484.0996 | 550.1871
1730 | 478.3425 | 535.9208 | 478.3425 | 535.9208
1731 | 477.5646 | 500.0383 | 477.5646 | 500.0383
1732 | 478.4163 | 463.9034 | 478.4163 | 463.9034
1733 | 491.3499 | 430.49 | 491.3499 | 430.49
1734 | 486.0726 | 406.4629 | 486.0726 | 406.4629
1735 | 488.5858 | 389.3968 | 488.5858 | 389.3968
1736 | 484.4246 | 375.4615 | 484.4246 | 375.4615
1737 | 465.8754 | 371.9136 | 465.8754 | 371.9136
1738 | 444.8826 | 361.6875 | 444.8826 | 361.6875
1739 | 414.6692 | 353.9401 | 414.6692 | 353.9401
1740 | 390.2741 | 369.0258 | 390.2741 | 369.0258
1741 | 372.5303 | 373.0107 | 372.5303 | 373.0107
1742 | 361.4086 | 372.0307 | 361.4086 | 372.0307
1743 | 357.5481 | 384.8067 | 357.5481 | 384.8067
1744 | 358.75 | 423.4802 | 358.75 | 423.4802
1745 | 367.2344 | 505.4012 | 367.2344 | 505.4012
1746 | 367.2353 | 535.7393 | 367.2353 | 535.7393
1747 | 377.9635 | 561.3983 | 377.9635 | 561.3983
1748 | 413.5955 | 576.1093 | 413.5955 | 576.1093
1749 | 444.7855 | 594.4799 | 444.7855 | 594.4799
1750 | 465.4155 | 594.9605 | 465.4155 | 594.9605
1751 | 505.1447 | 591.5031 | 505.1447 | 591.5031
1752 | 501.0653 | 580.2462 | 501.0653 | 580.2462
1753 | 476.7047 | 554.4441 | 476.7047 | 554.4441
1754 | 469.9956 | 531.5228 | 469.9956 | 531.5228
1755 | 470.5155 | 505.0565 | 470.5155 | 505.0565
1756 | 473.4717 | 501.7653 | 473.4717 | 501.7653
1757 | 484.0062 | 497.1924 | 484.0062 | 497.1924
1758 | 477.8082 | 477.2814 | 477.8082 | 477.2814
1759 | 478.4947 | 460.3844 | 478.4947 | 460.3844
1760 | 475.7237 | 442.9251 | 475.7237 | 442.9251
1761 | 461.621 | 436.4452 | 461.621 | 436.4452
1762 | 438.7119 | 426.1346 | 438.7119 | 426.1346
1763 | 410.9584 | 438.6009 | 410.9584 | 438.6009
1764 | 383.1853 | 489.5751 | 383.1853 | 489.5751
1765 | 366.8536 | 510.7289 | 366.8536 | 510.7289
1766 | 356.9315 | 526.5232 | 356.9315 | 526.5232
1767 | 354.0623 | 550.8016 | 354.0623 | 550.8016
1768 | 353.9968 | 585.3872 | 353.9968 | 585.3872
1769 | 360.1462 | 656.0314 | 360.1462 | 656.0314
1770 | 363.0729 | 666.2404 | 363.0729 | 666.2404
1771 | 379.928 | 665.9063 | 379.928 | 665.9063
1772 | 411.2824 | 655.2726 | 411.2824 | 655.2726
1773 | 440.9346 | 654.1343 | 440.9346 | 654.1343
1774 | 469.6192 | 642.1822 | 469.6192 | 642.1822
1775 | 503.7521 | 629.4214 | 503.7521 | 629.4214
1776 | 499.1629 | 604.7733 | 499.1629 | 604.7733
1777 | 476.7874 | 576.152 | 476.7874 | 576.152
1778 | 473.6076 | 557.2622 | 473.6076 | 557.2622
1779 | 479.1382 | 542.1855 | 479.1382 | 542.1855
1780 | 486.064 | 554.4563 | 486.064 | 554.4563
1781 | 490.1095 | 565.9247 | 490.1095 | 565.9247
1782 | 485.5058 | 562.1677 | 485.5058 | 562.1677
1783 | 485.7581 | 556.8294 | 485.7581 | 556.8294
1784 | 478.39 | 543.6272 | 478.39 | 543.6272
1785 | 461.7495 | 534.6946 | 461.7495 | 534.6946
1786 | 438.3029 | 512.9379 | 438.3029 | 512.9379
1787 | 406.9702 | 490.7562 | 406.9702 | 490.7562
1788 | 382.6605 | 490.9847 | 382.6605 | 490.9847
1789 | 366.9913 | 484.0592 | 366.9913 | 484.0592
1790 | 355.0517 | 474.7062 | 355.0517 | 474.7062
1791 | 350.0875 | 474.3447 | 350.0875 | 474.3447
1792 | 353.7449 | 488.8858 | 353.7449 | 488.8858
1793 | 360.6431 | 553.9197 | 360.6431 | 553.9197
1794 | 366.6501 | 571.7688 | 366.6501 | 571.7688
1795 | 387.8972 | 575.8326 | 387.8972 | 575.8326
1796 | 427.9173 | 564.0713 | 427.9173 | 564.0713
1797 | 452.8807 | 563.7505 | 452.8807 | 563.7505
1798 | 478.9445 | 558.339 | 478.9445 | 558.339
1799 | 517.6432 | 558.0391 | 517.6432 | 558.0391
1800 | 506.8691 | 553.943 | 506.8691 | 553.943
1801 | 486.0591 | 541.1374 | 486.0591 | 541.1374
1802 | 478.5638 | 533.2425 | 478.5638 | 533.2425
1803 | 485.3179 | 522.9585 | 485.3179 | 522.9585
1804 | 484.6752 | 533.425 | 484.6752 | 533.425
1805 | 493.7409 | 538.1555 | 493.7409 | 538.1555
1806 | 494.1196 | 528.0553 | 494.1196 | 528.0553
1807 | 495.9514 | 516.994 | 495.9514 | 516.994
1808 | 490.2116 | 503.0024 | 490.2116 | 503.0024
1809 | 472.4813 | 489.6154 | 472.4813 | 489.6154
1810 | 448.3549 | 460.6698 | 448.3549 | 460.6698
1811 | 412.3875 | 430.7635 | 412.3875 | 430.7635
1812 | 385.8924 | 427.1014 | 385.8924 | 427.1014
1813 | 368.3898 | 423.5873 | 368.3898 | 423.5873
1814 | 356.6643 | 424.1014 | 356.6643 | 424.1014
1815 | 354.7106 | 437.2439 | 354.7106 | 437.2439
1816 | 357.492 | 462.3006 | 357.492 | 462.3006
1817 | 366.3056 | 530.4357 | 366.3056 | 530.4357
1818 | 372.7651 | 546.4241 | 372.7651 | 546.4241
1819 | 405.8328 | 548.6555 | 405.8328 | 548.6555
1820 | 456.2826 | 537.6271 | 456.2826 | 537.6271
1821 | 487.7373 | 535.3893 | 487.7373 | 535.3893
1822 | 510.8377 | 522.7607 | 510.8377 | 522.7607
1823 | 549.7299 | 511.6068 | 549.7299 | 511.6068
1824 | 536.5358 | 500.8855 | 536.5358 | 500.8855
1825 | 503.8267 | 485.4299 | 503.8267 | 485.4299
1826 | 498.9128 | 477.1403 | 498.9128 | 477.1403
1827 | 505.9302 | 468.0403 | 505.9302 | 468.0403
1828 | 508.3699 | 476.5898 | 508.3699 | 476.5898
1829 | 520.5964 | 482.6453 | 520.5964 | 482.6453
1830 | 517.1797 | 468.4855 | 517.1797 | 468.4855
1831 | 512.5232 | 449.9251 | 512.5232 | 449.9251
1832 | 506.8105 | 431.2818 | 506.8105 | 431.2818
1833 | 484.1056 | 417.5001 | 484.1056 | 417.5001
1834 | 451.8997 | 395.5462 | 451.8997 | 395.5462
1835 | 415.153 | 394.7622 | 415.153 | 394.7622
1836 | 389.584 | 421.745 | 389.584 | 421.745
1837 | 370.5636 | 431.1145 | 370.5636 | 431.1145
1838 | 360.0638 | 445.1609 | 360.0638 | 445.1609
1839 | 353.8807 | 471.751 | 353.8807 | 471.751
1840 | 358.24 | 515.6118 | 358.24 | 515.6118
1841 | 367.4069 | 611.3188 | 367.4069 | 611.3188
1842 | 375.2455 | 651.8343 | 375.2455 | 651.8343
1843 | 405.5687 | 666.6956 | 405.5687 | 666.6956
1844 | 456.7017 | 656.0338 | 456.7017 | 656.0338
1845 | 485.9207 | 655.3465 | 485.9207 | 655.3465
1846 | 508.3178 | 648.018 | 508.3178 | 648.018
1847 | 545.2906 | 641.0929 | 545.2906 | 641.0929
1848 | 535.3738 | 611.8777 | 535.3738 | 611.8777
1849 | 501.639 | 573.6711 | 501.639 | 573.6711
1850 | 497.3081 | 538.881 | 497.3081 | 538.881
1851 | 500.6631 | 512.0199 | 500.6631 | 512.0199
1852 | 502.7717 | 509.9692 | 502.7717 | 509.9692
1853 | 512.6644 | 506.8341 | 512.6644 | 506.8341
1854 | 514.6705 | 501.2446 | 514.6705 | 501.2446
1855 | 516.4426 | 494.1303 | 516.4426 | 494.1303
1856 | 506.1096 | 480.5615 | 506.1096 | 480.5615
1857 | 485.1126 | 468.6969 | 485.1126 | 468.6969
1858 | 457.4362 | 446.2073 | 457.4362 | 446.2073
1859 | 423.5047 | 445.0568 | 423.5047 | 445.0568
1860 | 393.6256 | 453.4328 | 393.6256 | 453.4328
1861 | 376.0528 | 444.9286 | 376.0528 | 444.9286
1862 | 366.705 | 443.7513 | 366.705 | 443.7513
1863 | 363.0125 | 468.7345 | 363.0125 | 468.7345
1864 | 364.7515 | 506.393 | 364.7515 | 506.393
1865 | 372.1937 | 598.4068 | 372.1937 | 598.4068
1866 | 381.5378 | 637.259 | 381.5378 | 637.259
1867 | 411.9848 | 649.5549 | 411.9848 | 649.5549
1868 | 461.3901 | 634.3823 | 461.3901 | 634.3823
1869 | 489.4569 | 625.0964 | 489.4569 | 625.0964
1870 | 513.4226 | 613.9902 | 513.4226 | 613.9902
1871 | 546.0113 | 602.9773 | 546.0113 | 602.9773
1872 | 536.3361 | 592.6225 | 536.3361 | 592.6225
1873 | 502.7274 | 578.7457 | 502.7274 | 578.7457
1874 | 499.8035 | 573.3035 | 499.8035 | 573.3035
1875 | 506.7084 | 571.0823 | 506.7084 | 571.0823
1876 | 504.7099 | 589.1325 | 504.7099 | 589.1325
1877 | 514.2276 | 598.2892 | 514.2276 | 598.2892
1878 | 511.3588 | 587.9916 | 511.3588 | 587.9916
1879 | 511.85 | 577.0431 | 511.85 | 577.0431
1880 | 498.9518 | 561.36 | 498.9518 | 561.36
1881 | 479.3389 | 549.8055 | 479.3389 | 549.8055
1882 | 451.1208 | 524.8068 | 451.1208 | 524.8068
1883 | 422.3426 | 497.776 | 422.3426 | 497.776
1884 | 392.6136 | 493.6347 | 392.6136 | 493.6347
1885 | 374.6785 | 490.0923 | 374.6785 | 490.0923
1886 | 363.6621 | 488.6331 | 363.6621 | 488.6331
1887 | 360.3164 | 499.6612 | 360.3164 | 499.6612
1888 | 362.5486 | 527.4525 | 362.5486 | 527.4525
1889 | 371.888 | 601.2824 | 371.888 | 601.2824
1890 | 380.6398 | 624.4598 | 380.6398 | 624.4598
1891 | 406.5531 | 631.0327 | 406.5531 | 631.0327
1892 | 449.1615 | 621.132 | 449.1615 | 621.132
1893 | 478.5549 | 616.5824 | 478.5549 | 616.5824
1894 | 500.3631 | 601.3037 | 500.3631 | 601.3037
1895 | 544.8566 | 590.6573 | 544.8566 | 590.6573
1896 | 533.0197 | 584.1931 | 533.0197 | 584.1931
1897 | 502.2966 | 573.5865 | 502.2966 | 573.5865
1898 | 495.034 | 565.5225 | 495.034 | 565.5225
1899 | 493.8411 | 553.4905 | 493.8411 | 553.4905
1900 | 500.7265 | 564.0416 | 500.7265 | 564.0416
1901 | 514.3919 | 573.7621 | 514.3919 | 573.7621
1902 | 512.1326 | 568.2572 | 512.1326 | 568.2572
1903 | 516.1826 | 562.7216 | 516.1826 | 562.7216
1904 | 503.1028 | 549.5475 | 503.1028 | 549.5475
1905 | 480.8082 | 538.1904 | 480.8082 | 538.1904
1906 | 453.8021 | 515.6162 | 453.8021 | 515.6162
1907 | 424.5335 | 493.9419 | 424.5335 | 493.9419
1908 | 397.9764 | 496.313 | 397.9764 | 496.313
1909 | 381.8888 | 494.5185 | 381.8888 | 494.5185
1910 | 370.1876 | 494.9199 | 370.1876 | 494.9199
1911 | 365.4109 | 505.6943 | 365.4109 | 505.6943
1912 | 367.0433 | 531.8505 | 367.0433 | 531.8505
1913 | 375.1418 | 605.7931 | 375.1418 | 605.7931
1914 | 381.1434 | 629.9854 | 381.1434 | 629.9854
1915 | 396.4301 | 640.8717 | 396.4301 | 640.8717
1916 | 429.845 | 638.5265 | 429.845 | 638.5265
1917 | 458.0173 | 643.5059 | 458.0173 | 643.5059
1918 | 479.8884 | 639.0529 | 479.8884 | 639.0529
1919 | 517.2075 | 636.0184 | 517.2075 | 636.0184
1920 | 511.4113 | 621.9704 | 511.4113 | 621.9704
1921 | 485.0639 | 595.2944 | 485.0639 | 595.2944
1922 | 479.1992 | 574.8258 | 479.1992 | 574.8258
1923 | 484.3223 | 557.1836 | 484.3223 | 557.1836
1924 | 492.7082 | 568.6087 | 492.7082 | 568.6087
1925 | 499.964 | 580.6691 | 499.964 | 580.6691
1926 | 500.1239 | 574.1493 | 500.1239 | 574.1493
1927 | 501.7746 | 565.1179 | 501.7746 | 565.1179
1928 | 487.4012 | 551.0699 | 487.4012 | 551.0699
1929 | 468.2071 | 540.7277 | 468.2071 | 540.7277
1930 | 449.2331 | 521.311 | 449.2331 | 521.311
1931 | 421.5563 | 517.0876 | 421.5563 | 517.0876
1932 | 395.775 | 543.9857 | 395.775 | 543.9857
1933 | 380.7932 | 552.7069 | 380.7932 | 552.7069
1934 | 370.1316 | 562.2707 | 370.1316 | 562.2707
1935 | 367.2622 | 582.4895 | 367.2622 | 582.4895
1936 | 369.258 | 616.9905 | 369.258 | 616.9905
1937 | 375.1109 | 693.4705 | 375.1109 | 693.4705
1938 | 382.1596 | 718.9878 | 382.1596 | 718.9878
1939 | 395.6042 | 725.3351 | 395.6042 | 725.3351
1940 | 427.225 | 725.5272 | 427.225 | 725.5272
1941 | 456.7056 | 730.3656 | 456.7056 | 730.3656
1942 | 479.0294 | 724.8132 | 479.0294 | 724.8132
1943 | 519.2085 | 722.9909 | 519.2085 | 722.9909
1944 | 506.7831 | 705.6445 | 506.7831 | 705.6445
1945 | 486.3664 | 661.2074 | 486.3664 | 661.2074
1946 | 480.2443 | 623.4571 | 480.2443 | 623.4571
1947 | 482.005 | 591.7471 | 482.005 | 591.7471
1948 | 492.6797 | 597.6465 | 492.6797 | 597.6465
1949 | 508.4381 | 601.5877 | 508.4381 | 601.5877
1950 | 502.1966 | 590.0778 | 502.1966 | 590.0778
1951 | 505.995 | 581.5539 | 505.995 | 581.5539
1952 | 494.3544 | 572.2985 | 494.3544 | 572.2985
1953 | 475.44 | 571.1469 | 475.44 | 571.1469
1954 | 450.6806 | 565.6289 | 450.6806 | 565.6289
1955 | 421.4196 | 571.7238 | 421.4196 | 571.7238
1956 | 399.6889 | 591.3766 | 399.6889 | 591.3766
1957 | 383.034 | 593.6136 | 383.034 | 593.6136
1958 | 371.2953 | 593.2256 | 371.2953 | 593.2256
1959 | 368.211 | 602.8723 | 368.211 | 602.8723
1960 | 369.5076 | 627.0551 | 369.5076 | 627.0551
1961 | 376.0635 | 703.9861 | 376.0635 | 703.9861
1962 | 384.7406 | 728.5167 | 384.7406 | 728.5167
1963 | 407.5979 | 738.2471 | 407.5979 | 738.2471
1964 | 445.7884 | 733.1391 | 445.7884 | 733.1391
1965 | 474.4418 | 731.0422 | 474.4418 | 731.0422
1966 | 498.8403 | 716.3556 | 498.8403 | 716.3556
1967 | 536.1911 | 705.0607 | 536.1911 | 705.0607
1968 | 521.5739 | 689.6314 | 521.5739 | 689.6314
1969 | 493.7101 | 654.3568 | 493.7101 | 654.3568
1970 | 487.4718 | 629.4057 | 487.4718 | 629.4057
1971 | 491.0034 | 611.6507 | 491.0034 | 611.6507
1972 | 497.7678 | 617.9166 | 497.7678 | 617.9166
1973 | 511.3976 | 621.1248 | 511.3976 | 621.1248
1974 | 510.2245 | 610.2352 | 510.2245 | 610.2352
1975 | 515.9416 | 602.5006 | 515.9416 | 602.5006
1976 | 500.6416 | 592.7941 | 500.6416 | 592.7941
1977 | 480.6864 | 591.3606 | 480.6864 | 591.3606
1978 | 451.789 | 586.7729 | 451.789 | 586.7729
1979 | 422.6255 | 589.4566 | 422.6255 | 589.4566
1980 | 394.5963 | 591.2075 | 394.5963 | 591.2075
1981 | 378.8741 | 582.7597 | 378.8741 | 582.7597
1982 | 369.8164 | 580.3701 | 369.8164 | 580.3701
1983 | 364.2963 | 587.1129 | 364.2963 | 587.1129
1984 | 366.8887 | 607.1233 | 366.8887 | 607.1233
1985 | 377.9651 | 671.7344 | 377.9651 | 671.7344
1986 | 387.5901 | 681.9998 | 387.5901 | 681.9998
1987 | 417.1948 | 678.0007 | 417.1948 | 678.0007
1988 | 466.3833 | 658.5992 | 466.3833 | 658.5992
1989 | 496.7399 | 649.6235 | 496.7399 | 649.6235
1990 | 520.1126 | 632.3432 | 520.1126 | 632.3432
1991 | 556.0093 | 617.6935 | 556.0093 | 617.6935
1992 | 538.4872 | 603.6738 | 538.4872 | 603.6738
1993 | 508.257 | 587.7107 | 508.257 | 587.7107
1994 | 501.2727 | 580.577 | 501.2727 | 580.577
1995 | 508.0042 | 572.8584 | 508.0042 | 572.8584
1996 | 509.9081 | 587.582 | 509.9081 | 587.582
1997 | 522.6309 | 596.5695 | 522.6309 | 596.5695
1998 | 528.69 | 585.5671 | 528.69 | 585.5671
1999 | 526.416 | 585.1061 | 526.416 | 585.1061
2000 | 509.5515 | 580.4742 | 509.5515 | 580.4742
2001 | 486.4885 | 565.001 | 486.4885 | 565.001
2002 | 458.9916 | 535.4916 | 458.9916 | 535.4916
2003 | 424.5122 | 524.643 | 424.5122 | 524.643
2004 | 395.6279 | 529.7488 | 395.6279 | 529.7488
2005 | 378.0708 | 523.4999 | 378.0708 | 523.4999
2006 | 368.8662 | 522.9146 | 368.8662 | 522.9146
2007 | 365.2667 | 541.3854 | 365.2667 | 541.3854
2008 | 368.1824 | 573.5465 | 368.1824 | 573.5465
2009 | 376.8439 | 647.7711 | 376.8439 | 647.7711
2010 | 388.5499 | 665.5074 | 388.5499 | 665.5074
2011 | 416.6915 | 666.2728 | 416.6915 | 666.2728
2012 | 467.1807 | 653.5811 | 467.1807 | 653.5811
2013 | 498.5431 | 649.257 | 498.5431 | 649.257
2014 | 522.3076 | 634.4294 | 522.3076 | 634.4294
2015 | 562.6805 | 621.4994 | 562.6805 | 621.4994
2016 | 543.9046 | 608.5792 | 543.9046 | 608.5792
2017 | 513.1723 | 592.2215 | 513.1723 | 592.2215
2018 | 505.4895 | 587.2022 | 505.4895 | 587.2022
2019 | 513.1629 | 581.7953 | 513.1629 | 581.7953
2020 | 513.4643 | 599.0279 | 513.4643 | 599.0279
2021 | 521.6202 | 609.566 | 521.6202 | 609.566
2022 | 523.3701 | 602.1159 | 523.3701 | 602.1159
2023 | 525.9839 | 595.1142 | 525.9839 | 595.1142
2024 | 504.6445 | 582.1939 | 504.6445 | 582.1939
2025 | 482.39 | 565.9877 | 482.39 | 565.9877
2026 | 454.4961 | 541.1018 | 454.4961 | 541.1018
2027 | 420.8323 | 514.3811 | 420.8323 | 514.3811
2028 | 392.7205 | 512.1851 | 392.7205 | 512.1851
2029 | 374.6958 | 505.2033 | 374.6958 | 505.2033
2030 | 363.6579 | 500.812 | 363.6579 | 500.812
2031 | 360.765 | 506.9065 | 360.765 | 506.9065
2032 | 361.7912 | 531.5404 | 361.7912 | 531.5404
2033 | 371.8848 | 602.0436 | 371.8848 | 602.0436
2034 | 384.7154 | 622.9938 | 384.7154 | 622.9938
2035 | 406.9096 | 630.1023 | 406.9096 | 630.1023
2036 | 457.0851 | 616.5367 | 457.0851 | 616.5367
2037 | 488.5105 | 606.4615 | 488.5105 | 606.4615
2038 | 512.5638 | 588.8147 | 512.5638 | 588.8147
2039 | 550.333 | 578.1401 | 550.333 | 578.1401
2040 | 537.0223 | 566.5166 | 537.0223 | 566.5166
2041 | 501.0778 | 548.6083 | 501.0778 | 548.6083
2042 | 495.4684 | 537.9788 | 495.4684 | 537.9788
2043 | 503.2613 | 530.2038 | 503.2613 | 530.2038
2044 | 506.0812 | 550.0301 | 506.0812 | 550.0301
2045 | 513.4791 | 565.2763 | 513.4791 | 565.2763
2046 | 519.4454 | 562.9007 | 519.4454 | 562.9007
2047 | 519.7606 | 560.9173 | 519.7606 | 560.9173
2048 | 501.1747 | 552.1976 | 501.1747 | 552.1976
2049 | 484.239 | 543.1804 | 484.239 | 543.1804
2050 | 458.8517 | 520.9727 | 458.8517 | 520.9727
2051 | 425.0623 | 502.4559 | 425.0623 | 502.4559
2052 | 397.7249 | 508.21 | 397.7249 | 508.21
2053 | 377.6898 | 510.5316 | 377.6898 | 510.5316
2054 | 367.4117 | 513.9495 | 367.4117 | 513.9495
2055 | 363.8002 | 530.1086 | 363.8002 | 530.1086
2056 | 364.0058 | 558.8021 | 364.0058 | 558.8021
2057 | 372.9282 | 631.8708 | 372.9282 | 631.8708
2058 | 383.395 | 643.6022 | 383.395 | 643.6022
2059 | 403.6737 | 638.3626 | 403.6737 | 638.3626
2060 | 447.4077 | 622.7671 | 447.4077 | 622.7671
2061 | 477.7278 | 613.7914 | 477.7278 | 613.7914
2062 | 500.1719 | 599.3585 | 500.1719 | 599.3585
2063 | 533.1891 | 589.0786 | 533.1891 | 589.0786
2064 | 526.2478 | 580.0206 | 526.2478 | 580.0206
2065 | 501.1321 | 565.1289 | 501.1321 | 565.1289
2066 | 497.1123 | 561.9703 | 497.1123 | 561.9703
2067 | 502.4696 | 557.6347 | 502.4696 | 557.6347
2068 | 507.8867 | 576.4179 | 507.8867 | 576.4179
2069 | 515.9012 | 590.339 | 515.9012 | 590.339
2070 | 520.8566 | 582.5224 | 520.8566 | 582.5224
2071 | 518.3037 | 570.8691 | 518.3037 | 570.8691
2072 | 497.0444 | 553.7481 | 497.0444 | 553.7481
2073 | 478.7552 | 539.5718 | 478.7552 | 539.5718
2074 | 456.6436 | 514.3475 | 456.6436 | 514.3475
2075 | 423.2003 | 491.6583 | 423.2003 | 491.6583
2076 | 394.5813 | 494.3677 | 394.5813 | 494.3677
2077 | 377.2365 | 492.8834 | 377.2365 | 492.8834
2078 | 366.6725 | 492.3544 | 366.6725 | 492.3544
2079 | 362.1027 | 501.55 | 362.1027 | 501.55
2080 | 362.453 | 525.0844 | 362.453 | 525.0844
2081 | 371.256 | 594.0088 | 371.256 | 594.0088
2082 | 381.2092 | 610.7584 | 381.2092 | 610.7584
2083 | 393.8549 | 610.6498 | 393.8549 | 610.6498
2084 | 427.469 | 591.8968 | 427.469 | 591.8968
2085 | 460.7353 | 578.0439 | 460.7353 | 578.0439
2086 | 484.3364 | 561.6375 | 484.3364 | 561.6375
2087 | 517.369 | 553.0209 | 517.369 | 553.0209
2088 | 510.7271 | 547.4588 | 510.7271 | 547.4588
2089 | 490.7842 | 542.0396 | 490.7842 | 542.0396
2090 | 480.9126 | 542.4613 | 480.9126 | 542.4613
2091 | 484.8116 | 534.6582 | 484.8116 | 534.6582
2092 | 489.7732 | 543.0385 | 489.7732 | 543.0385
2093 | 500.8876 | 546.6131 | 500.8876 | 546.6131
2094 | 497.6765 | 535.8363 | 497.6765 | 535.8363
2095 | 499.6515 | 528.6937 | 499.6515 | 528.6937
2096 | 484.4187 | 518.8745 | 484.4187 | 518.8745
2097 | 468.1388 | 511.8308 | 468.1388 | 511.8308
2098 | 445.27 | 489.3694 | 445.27 | 489.3694
2099 | 417.7372 | 463.3535 | 417.7372 | 463.3535
2100 | 391.7706 | 459.5505 | 391.7706 | 459.5505
2101 | 376.482 | 452.9916 | 376.482 | 452.9916
2102 | 365.1691 | 456.5223 | 365.1691 | 456.5223
2103 | 362.3083 | 472.8223 | 362.3083 | 472.8223
2104 | 362.8624 | 502.6153 | 362.8624 | 502.6153
2105 | 372.0453 | 575.684 | 372.0453 | 575.684
2106 | 380.0979 | 595.6757 | 380.0979 | 595.6757
2107 | 393.7933 | 600.6416 | 393.7933 | 600.6416
2108 | 424.1315 | 592.7708 | 424.1315 | 592.7708
2109 | 454.0222 | 597.0735 | 454.0222 | 597.0735
2110 | 476.4011 | 573.5909 | 476.4011 | 573.5909
2111 | 516.4101 | 561.5631 | 516.4101 | 561.5631
2112 | 507.8772 | 566.7986 | 507.8772 | 566.7986
2113 | 485.1131 | 552.9499 | 485.1131 | 552.9499
2114 | 480.484 | 545.5625 | 480.484 | 545.5625
2115 | 482.8002 | 541.0014 | 482.8002 | 541.0014
2116 | 495.3306 | 556.8244 | 495.3306 | 556.8244
2117 | 507.6087 | 566.404 | 507.6087 | 566.404
2118 | 505.9628 | 560.9272 | 505.9628 | 560.9272
2119 | 508.3047 | 557.0268 | 508.3047 | 557.0268
2120 | 488.338 | 545.2905 | 488.338 | 545.2905
2121 | 470.3168 | 535.4839 | 470.3168 | 535.4839
2122 | 446.5502 | 513.3326 | 446.5502 | 513.3326
2123 | 419.2195 | 496.2254 | 419.2195 | 496.2254
2124 | 390.8055 | 501.4157 | 390.8055 | 501.4157
2125 | 372.8881 | 500.4106 | 372.8881 | 500.4106
2126 | 363.5367 | 500.3328 | 363.5367 | 500.3328
2127 | 359.4453 | 511.4173 | 359.4453 | 511.4173
2128 | 360.2554 | 538.391 | 360.2554 | 538.391
2129 | 369.1963 | 613.4896 | 369.1963 | 613.4896
2130 | 376.8356 | 637.2308 | 376.8356 | 637.2308
2131 | 400.6524 | 642.1122 | 400.6524 | 642.1122
2132 | 435.007 | 631.704 | 435.007 | 631.704
2133 | 463.9731 | 627.8311 | 463.9731 | 627.8311
2134 | 496.7093 | 614.3567 | 496.7093 | 614.3567
2135 | 528.9188 | 604.7816 | 528.9188 | 604.7816
2136 | 522.2475 | 596.1183 | 522.2475 | 596.1183
2137 | 493.1459 | 583.341 | 493.1459 | 583.341
2138 | 488.2442 | 581.169 | 488.2442 | 581.169
2139 | 494.3616 | 578.4968 | 494.3616 | 578.4968
2140 | 503.8505 | 597.1955 | 503.8505 | 597.1955
2141 | 524.4318 | 612.0469 | 524.4318 | 612.0469
2142 | 524.7317 | 606.0909 | 524.7317 | 606.0909
2143 | 516.7579 | 599.2585 | 516.7579 | 599.2585
2144 | 495.9037 | 587.5222 | 495.9037 | 587.5222
2145 | 480.1172 | 576.7289 | 480.1172 | 576.7289
2146 | 450.3817 | 555.8462 | 450.3817 | 555.8462
2147 | 419.9727 | 540.5716 | 419.9727 | 540.5716
2148 | 392.4883 | 549.5396 | 392.4883 | 549.5396
2149 | 374.4807 | 554.9905 | 374.4807 | 554.9905
2150 | 363.0454 | 560.8048 | 363.0454 | 560.8048
2151 | 363.1811 | 581.2208 | 363.1811 | 581.2208
2152 | 362.9639 | 619.2741 | 362.9639 | 619.2741
2153 | 370.9805 | 700.744 | 370.9805 | 700.744
2154 | 387.8685 | 728.0092 | 387.8685 | 728.0092
2155 | 419.4597 | 739.6003 | 419.4597 | 739.6003
2156 | 467.8539 | 736.7758 | 467.8539 | 736.7758
2157 | 497.6496 | 738.6541 | 497.6496 | 738.6541
2158 | 518.7406 | 729.8596 | 518.7406 | 729.8596
2159 | 560.9313 | 726.825 | 560.9313 | 726.825
2160 | 542.8584 | 726.9013 | 542.8584 | 726.9013
2161 | 509.9662 | 722.356 | 509.9662 | 722.356
2162 | 502.5906 | 721.8756 | 502.5906 | 721.8756
2163 | 507.2361 | 720.4721 | 507.2361 | 720.4721
2164 | 512.5211 | 742.9202 | 512.5211 | 742.9202
2165 | 524.6042 | 757.0951 | 524.6042 | 757.0951
2166 | 536.0397 | 756.5802 | 536.0397 | 756.5802
2167 | 527.3272 | 753.0744 | 527.3272 | 753.0744
2168 | 509.1222 | 740.6897 | 509.1222 | 740.6897
2169 | 487.6937 | 730.5166 | 487.6937 | 730.5166
2170 | 460.8305 | 713.6654 | 460.8305 | 713.6654
2171 | 423.7408 | 703.6908 | 423.7408 | 703.6908
2172 | 397.7203 | 1763.3882 | 397.7203 | 1763.3882
2173 | 377.4485 | 1783.2737 | 377.4485 | 1783.2737
2174 | 366.4484 | 1791.5293 | 366.4484 | 1791.5293
2175 | 363.8632 | 1810.6365 | 363.8632 | 1810.6365
2176 | 364.349 | 1855.9962 | 364.349 | 1855.9962
2177 | 374.8603 | 1944.706 | 374.8603 | 1944.706
2178 | 391.2618 | 1985.0901 | 391.2618 | 1985.0901
2179 | 418.3521 | 2010.9661 | 418.3521 | 2010.9661
2180 | 464.3275 | 2032.1888 | 464.3275 | 2032.1888
2181 | 498.2196 | 2049.2544 | 498.2196 | 2049.2544
2182 | 517.5927 | 2046.9976 | 517.5927 | 2046.9976
2183 | 561.8376 | 2034.0269 | 561.8376 | 2034.0269
2184 | 546.0492 | 2018.4371 | 546.0492 | 2018.4371
2185 | 503.4395 | 1957.5536 | 503.4395 | 1957.5536
2186 | 504.7647 | 1867.5812 | 504.7647 | 1867.5812
2187 | 515.0062 | 1787.94 | 515.0062 | 1787.94
2188 | 517.0326 | 1762.5827 | 517.0326 | 1762.5827
2189 | 533.3732 | 1733.9629 | 533.3732 | 1733.9629
2190 | 546.9728 | 1686.7061 | 546.9728 | 1686.7061
2191 | 538.2825 | 1637.0257 | 538.2825 | 1637.0257
2192 | 509.9725 | 1593.1195 | 509.9725 | 1593.1195
2193 | 493.6388 | 1565.4396 | 493.6388 | 1565.4396
2194 | 463.9898 | 1582.9493 | 463.9898 | 1582.9493
2195 | 433.3267 | 1631.2841 | 433.3267 | 1631.2841
2196 | 405.3519 | 1664.0604 | 405.3519 | 1664.0604
2197 | 384.803 | 1682.8832 | 384.803 | 1682.8832
2198 | 372.4148 | 1695.7438 | 372.4148 | 1695.7438
2199 | 367.8805 | 1720.8022 | 367.8805 | 1720.8022
2200 | 367.7186 | 1762.1945 | 367.7186 | 1762.1945
2201 | 377.7699 | 1839.8521 | 377.7699 | 1839.8521
2202 | 392.9781 | 1853.456 | 392.9781 | 1853.456
2203 | 420.0185 | 1834.9107 | 420.0185 | 1834.9107
2204 | 466.5324 | 1800.5892 | 466.5324 | 1800.5892
2205 | 496.3567 | 1770.9665 | 496.3567 | 1770.9665
2206 | 517.9549 | 1742.5671 | 517.9549 | 1742.5671
2207 | 560.1896 | 1715.0019 | 560.1896 | 1715.0019
2208 | 546.0712 | 1685.7386 | 546.0712 | 1685.7386
2209 | 511.4027 | 1627.0513 | 511.4027 | 1627.0513
2210 | 510.6735 | 1564.851 | 510.6735 | 1564.851
2211 | 517.6532 | 1499.7335 | 517.6532 | 1499.7335
2212 | 520.5291 | 1480.1857 | 520.5291 | 1480.1857
2213 | 544.1067 | 1460.776 | 544.1067 | 1460.776
2214 | 556.414 | 1421.8083 | 556.414 | 1421.8083
2215 | 538.733 | 1388.4937 | 538.733 | 1388.4937
2216 | 512.3448 | 1370.0924 | 512.3448 | 1370.0924
2217 | 483.7786 | 1383.7873 | 483.7786 | 1383.7873
2218 | 449.9662 | 1440.4047 | 449.9662 | 1440.4047
2219 | 417.4223 | 1490.7232 | 417.4223 | 1490.7232
2220 | 391.1706 | 1529.5924 | 391.1706 | 1529.5924
2221 | 374.2056 | 1558.9714 | 374.2056 | 1558.9714
2222 | 363.7602 | 1582.8134 | 363.7602 | 1582.8134
2223 | 361.4984 | 1609.3595 | 361.4984 | 1609.3595
2224 | 361.7955 | 1645.5091 | 361.7955 | 1645.5091
2225 | 371.3788 | 1713.8149 | 371.3788 | 1713.8149
2226 | 383.9932 | 1723.5221 | 383.9932 | 1723.5221
2227 | 405.0883 | 1705.6854 | 405.0883 | 1705.6854
2228 | 443.3487 | 1675.1896 | 443.3487 | 1675.1896
2229 | 472.0698 | 1653.856 | 472.0698 | 1653.856
2230 | 491.9618 | 1649.6864 | 491.9618 | 1649.6864
2231 | 535.1134 | 1662.6458 | 535.1134 | 1662.6458
2232 | 523.4185 | 1689.0684 | 523.4185 | 1689.0684
2233 | 491.5734 | 1687.5549 | 491.5734 | 1687.5549
2234 | 493.4756 | 1672.8931 | 493.4756 | 1672.8931
2235 | 509.141 | 1645.8913 | 509.141 | 1645.8913
2236 | 511.4666 | 1641.2923 | 511.4666 | 1641.2923
2237 | 530.7511 | 1651.355 | 530.7511 | 1651.355
2238 | 540.6534 | 1641.5764 | 540.6534 | 1641.5764
2239 | 528.0624 | 1648.503 | 528.0624 | 1648.503
2240 | 503.5691 | 1673.106 | 503.5691 | 1673.106
2241 | 482.1248 | 1692.327 | 482.1248 | 1692.327
2242 | 457.4302 | 1708.4906 | 457.4302 | 1708.4906
2243 | 426.3704 | 1760.1552 | 426.3704 | 1760.1552
2244 | 403.2701 | 1819.4992 | 403.2701 | 1819.4992
2245 | 383.6373 | 1852.2081 | 383.6373 | 1852.2081
2246 | 371.6597 | 1856.3545 | 371.6597 | 1856.3545
2247 | 367.3985 | 1834.512 | 367.3985 | 1834.512
2248 | 367.6951 | 1844.8732 | 367.6951 | 1844.8732
2249 | 376.0591 | 1921.4681 | 376.0591 | 1921.4681
2250 | 389.9481 | 1951.9336 | 389.9481 | 1951.9336
2251 | 407.9243 | 1962.5066 | 407.9243 | 1962.5066
2252 | 440.384 | 1924.9261 | 440.384 | 1924.9261
2253 | 468.0683 | 1873.2699 | 468.0683 | 1873.2699
2254 | 492.0264 | 1817.5235 | 492.0264 | 1817.5235
2255 | 530.7774 | 1764.0281 | 530.7774 | 1764.0281
2256 | 529.2619 | 1718.1157 | 529.2619 | 1718.1157
2257 | 501.1149 | 1667.5051 | 501.1149 | 1667.5051
2258 | 496.3316 | 1625.7796 | 496.3316 | 1625.7796
2259 | 493.6416 | 1582.058 | 493.6416 | 1582.058
2260 | 504.8623 | 1551.3871 | 504.8623 | 1551.3871
2261 | 519.4494 | 1514.2657 | 519.4494 | 1514.2657
2262 | 532.327 | 1473.3851 | 532.327 | 1473.3851
2263 | 520.3847 | 1467.1341 | 520.3847 | 1467.1341
2264 | 497.1514 | 1512.8496 | 497.1514 | 1512.8496
2265 | 472.577 | 1559.1342 | 472.577 | 1559.1342
2266 | 451.3672 | 1583.1619 | 451.3672 | 1583.1619
2267 | 423.1868 | 1598.7652 | 423.1868 | 1598.7652
2268 | 398.4181 | 1624.1734 | 398.4181 | 1624.1734
2269 | 383.2042 | 1651.9938 | 383.2042 | 1651.9938
2270 | 371.4094 | 1682.1412 | 371.4094 | 1682.1412
2271 | 367.3449 | 1721.5815 | 367.3449 | 1721.5815
2272 | 366.2192 | 1774.6636 | 366.2192 | 1774.6636
2273 | 373.8198 | 1869.1829 | 373.8198 | 1869.1829
2274 | 385.2375 | 1912.7551 | 385.2375 | 1912.7551
2275 | 404.4712 | 1936.0097 | 404.4712 | 1936.0097
2276 | 436.7947 | 1938.9538 | 436.7947 | 1938.9538
2277 | 462.9535 | 1939.6537 | 462.9535 | 1939.6537
2278 | 482.2166 | 1950.5037 | 482.2166 | 1950.5037
2279 | 521.0175 | 1961.2668 | 521.0175 | 1961.2668
2280 | 516.5991 | 1973.0949 | 516.5991 | 1973.0949
2281 | 488.2906 | 1951.8859 | 488.2906 | 1951.8859
2282 | 484.9472 | 1892.6611 | 484.9472 | 1892.6611
2283 | 490.8499 | 1825.8433 | 490.8499 | 1825.8433
2284 | 501.7609 | 1809.2002 | 501.7609 | 1809.2002
2285 | 520.2823 | 1789.5071 | 520.2823 | 1789.5071
2286 | 532.289 | 1757.7658 | 532.289 | 1757.7658
2287 | 519.0511 | 1729.4813 | 519.0511 | 1729.4813
2288 | 498.7333 | 1711.151 | 498.7333 | 1711.151
2289 | 475.7543 | 1694.169 | 475.7543 | 1694.169
2290 | 453.346 | 1686.1029 | 453.346 | 1686.1029
2291 | 424.5757 | 1678.1849 | 424.5757 | 1678.1849
2292 | 400.3999 | 1659.9513 | 400.3999 | 1659.9513
2293 | 382.3183 | 1624.5051 | 382.3183 | 1624.5051
2294 | 371.6272 | 1586.4266 | 371.6272 | 1586.4266
2295 | 368.0585 | 1566.6386 | 368.0585 | 1566.6386
2296 | 368.959 | 1568.2148 | 368.959 | 1568.2148
2297 | 373.9358 | 1619.9423 | 373.9358 | 1619.9423
2298 | 387.9092 | 1631.9875 | 387.9092 | 1631.9875
2299 | 408.1173 | 1635.0507 | 408.1173 | 1635.0507
2300 | 439.3032 | 1635.0901 | 439.3032 | 1635.0901
2301 | 466.428 | 1648.5425 | 466.428 | 1648.5425
2302 | 490.4013 | 1665.2019 | 490.4013 | 1665.2019
2303 | 528.1558 | 1681.9162 | 528.1558 | 1681.9162
2304 | 520.5612 | 1691.548 | 520.5612 | 1691.548
2305 | 499.466 | 1679.8325 | 499.466 | 1679.8325
2306 | 494.9625 | 1656.3857 | 494.9625 | 1656.3857
2307 | 497.4958 | 1617.6941 | 497.4958 | 1617.6941
2308 | 502.2363 | 1602.7514 | 502.2363 | 1602.7514
2309 | 522.5674 | 1593.8979 | 522.5674 | 1593.8979
2310 | 538.1802 | 1598.5013 | 538.1802 | 1598.5013
2311 | 526.7764 | 1604.7194 | 526.7764 | 1604.7194
2312 | 499.5365 | 1620.0414 | 499.5365 | 1620.0414
2313 | 479.6851 | 1645.1427 | 479.6851 | 1645.1427
2314 | 454.4868 | 1671.1541 | 454.4868 | 1671.1541
2315 | 420.7656 | 1693.9839 | 420.7656 | 1693.9839
2316 | 393.7284 | 1718.046 | 393.7284 | 1718.046
2317 | 376.3663 | 1736.7271 | 376.3663 | 1736.7271
2318 | 364.9734 | 1763.6155 | 364.9734 | 1763.6155
2319 | 362.092 | 1803.3392 | 362.092 | 1803.3392
2320 | 364.2608 | 1859.1135 | 364.2608 | 1859.1135
2321 | 373.7662 | 1947.044 | 373.7662 | 1947.044
2322 | 393.2176 | 1964.7569 | 393.2176 | 1964.7569
2323 | 419.2969 | 1968.1744 | 419.2969 | 1968.1744
2324 | 463.0934 | 1966.4426 | 463.0934 | 1966.4426
2325 | 495.8748 | 1948.0137 | 495.8748 | 1948.0137
2326 | 520.8958 | 1936.8302 | 520.8958 | 1936.8302
2327 | 562.2912 | 1963.7465 | 562.2912 | 1963.7465
2328 | 551.3923 | 2013.6195 | 551.3923 | 2013.6195
2329 | 521.5354 | 2022.9456 | 521.5354 | 2022.9456
2330 | 514.7418 | 1979.9449 | 514.7418 | 1979.9449
2331 | 521.0838 | 1904.5545 | 521.0838 | 1904.5545
2332 | 525.7649 | 1864.6736 | 525.7649 | 1864.6736
2333 | 546.1255 | 1820.8925 | 546.1255 | 1820.8925
2334 | 558.7079 | 1744.1632 | 558.7079 | 1744.1632
2335 | 538.1113 | 1691.5781 | 538.1113 | 1691.5781
2336 | 512.7078 | 1676.4358 | 512.7078 | 1676.4358
2337 | 495.0837 | 1712.3767 | 495.0837 | 1712.3767
2338 | 466.18 | 1746.1105 | 466.18 | 1746.1105
2339 | 431.7727 | 1755.8335 | 431.7727 | 1755.8335
2340 | 401.6523 | 1756.7994 | 401.6523 | 1756.7994
2341 | 385.9541 | 1763.3657 | 385.9541 | 1763.3657
2342 | 374.5947 | 1759.9314 | 374.5947 | 1759.9314
2343 | 370.9862 | 1752.0458 | 370.9862 | 1752.0458
2344 | 371.4731 | 1737.398 | 371.4731 | 1737.398
2345 | 380.7109 | 1776.0188 | 380.7109 | 1776.0188
2346 | 398.1118 | 1783.0338 | 398.1118 | 1783.0338
2347 | 426.3228 | 1788.5766 | 426.3228 | 1788.5766
2348 | 469.2046 | 1784.011 | 469.2046 | 1784.011
2349 | 502.3374 | 1792.2207 | 502.3374 | 1792.2207
2350 | 523.2733 | 1799.7408 | 523.2733 | 1799.7408
2351 | 561.9099 | 1795.5552 | 561.9099 | 1795.5552
2352 | 551.0793 | 1784.4996 | 551.0793 | 1784.4996
2353 | 523.5936 | 1739.6984 | 523.5936 | 1739.6984
2354 | 513.0857 | 1659.3612 | 513.0857 | 1659.3612
2355 | 519.7313 | 1586.0254 | 519.7313 | 1586.0254
2356 | 524.1323 | 1560.3139 | 524.1323 | 1560.3139
2357 | 545.5465 | 1543.2422 | 545.5465 | 1543.2422
2358 | 557.5458 | 1507.8168 | 557.5458 | 1507.8168
2359 | 543.2649 | 1473.4395 | 543.2649 | 1473.4395
2360 | 521.7564 | 1452.0627 | 521.7564 | 1452.0627
2361 | 500.8582 | 1439.5441 | 500.8582 | 1439.5441
2362 | 472.9307 | 1430.6278 | 472.9307 | 1430.6278
2363 | 440.5185 | 1418.459 | 440.5185 | 1418.459
2364 | 409.4239 | 1415.5992 | 409.4239 | 1415.5992
2365 | 393.1516 | 1406.8624 | 393.1516 | 1406.8624
2366 | 380.8974 | 1394.3597 | 380.8974 | 1394.3597
2367 | 377.8789 | 1400.6436 | 377.8789 | 1400.6436
2368 | 378.5392 | 1420.6401 | 378.5392 | 1420.6401
2369 | 386.6671 | 1480.515 | 386.6671 | 1480.515
2370 | 402.8337 | 1494.4731 | 402.8337 | 1494.4731
2371 | 429.7952 | 1496.1902 | 429.7952 | 1496.1902
2372 | 475.043 | 1487.657 | 475.043 | 1487.657
2373 | 502.6468 | 1472.0621 | 502.6468 | 1472.0621
2374 | 526.6602 | 1447.4884 | 526.6602 | 1447.4884
2375 | 559.3011 | 1421.8361 | 559.3011 | 1421.8361
2376 | 551.62 | 1397.1778 | 551.62 | 1397.1778
2377 | 526.1688 | 1365.3417 | 526.1688 | 1365.3417
2378 | 523.2132 | 1347.9877 | 523.2132 | 1347.9877
2379 | 525.8326 | 1339.1937 | 525.8326 | 1339.1937
2380 | 532.3463 | 1349.1183 | 532.3463 | 1349.1183
2381 | 547.2559 | 1356.4889 | 547.2559 | 1356.4889
2382 | 558.8627 | 1356.8414 | 558.8627 | 1356.8414
2383 | 541.4863 | 1347.6148 | 541.4863 | 1347.6148
2384 | 515.9064 | 1344.6583 | 515.9064 | 1344.6583
2385 | 494.1472 | 1342.9793 | 494.1472 | 1342.9793
2386 | 470.0232 | 1350.0037 | 470.0232 | 1350.0037
2387 | 440.0122 | 1391.112 | 440.0122 | 1391.112
2388 | 415.9519 | 1473.198 | 415.9519 | 1473.198
2389 | 398.5765 | 1560.3175 | 398.5765 | 1560.3175
2390 | 386.9034 | 1578.0666 | 386.9034 | 1578.0666
2391 | 381.8438 | 1526.8225 | 381.8438 | 1526.8225
2392 | 382.105 | 1488.9368 | 382.105 | 1488.9368
2393 | 391.601 | 1512.6796 | 391.601 | 1512.6796
2394 | 406.0474 | 1499.4324 | 406.0474 | 1499.4324
2395 | 419.3701 | 1497.6071 | 419.3701 | 1497.6071
2396 | 453.944 | 1505.4397 | 453.944 | 1505.4397
2397 | 484.7584 | 1536.6039 | 484.7584 | 1536.6039
2398 | 510.0009 | 1586.8449 | 510.0009 | 1586.8449
2399 | 544.1146 | 1640.6831 | 544.1146 | 1640.6831
2400 | 538.3449 | 1677.4494 | 538.3449 | 1677.4494
2401 | 515.3148 | 1704.2748 | 515.3148 | 1704.2748
2402 | 511.6476 | 1704.3492 | 511.6476 | 1704.3492
2403 | 512.9908 | 1670.1919 | 512.9908 | 1670.1919
2404 | 518.3379 | 1681.4626 | 518.3379 | 1681.4626
2405 | 530.0619 | 1674.7346 | 530.0619 | 1674.7346
2406 | 549.2392 | 1631.4452 | 549.2392 | 1631.4452
2407 | 534.9913 | 1597.0679 | 534.9913 | 1597.0679
2408 | 509.7726 | 1587.2392 | 509.7726 | 1587.2392
2409 | 489.2488 | 1604.4764 | 489.2488 | 1604.4764
2410 | 469.4632 | 1658.0474 | 469.4632 | 1658.0474
2411 | 441.5567 | 1721.8268 | 441.5567 | 1721.8268
2412 | 415.9711 | 1781.1709 | 415.9711 | 1781.1709
2413 | 395.8729 | 1821.0353 | 395.8729 | 1821.0353
2414 | 387.8624 | 1819.3722 | 387.8624 | 1819.3722
2415 | 382.5707 | 1785.6274 | 382.5707 | 1785.6274
2416 | 382.9904 | 1757.6603 | 382.9904 | 1757.6603
2417 | 390.0347 | 1798.4065 | 390.0347 | 1798.4065
2418 | 401.2585 | 1823.275 | 401.2585 | 1823.275
2419 | 414.5865 | 1838.028 | 414.5865 | 1838.028
2420 | 438.9302 | 1824.6773 | 438.9302 | 1824.6773
2421 | 467.9423 | 1811.2077 | 467.9423 | 1811.2077
2422 | 494.2022 | 1801.0869 | 494.2022 | 1801.0869
2423 | 529.5863 | 1788.3996 | 529.5863 | 1788.3996
2424 | 524.4444 | 1779.7528 | 524.4444 | 1779.7528
2425 | 503.3886 | 1758.6855 | 503.3886 | 1758.6855
2426 | 498.4987 | 1728.579 | 498.4987 | 1728.579
2427 | 501.5433 | 1698.3183 | 501.5433 | 1698.3183
2428 | 504.4911 | 1697.4033 | 504.4911 | 1697.4033
2429 | 520.2418 | 1700.523 | 520.2418 | 1700.523
2430 | 535.8187 | 1689.2566 | 535.8187 | 1689.2566
2431 | 527.0369 | 1670.4656 | 527.0369 | 1670.4656
2432 | 502.2764 | 1657.4488 | 502.2764 | 1657.4488
2433 | 480.9382 | 1654.5654 | 480.9382 | 1654.5654
2434 | 461.123 | 1660.3854 | 461.123 | 1660.3854
2435 | 436.0694 | 1656.364 | 436.0694 | 1656.364
2436 | 412.9465 | 1674.9709 | 412.9465 | 1674.9709
2437 | 396.9552 | 1689.8262 | 396.9552 | 1689.8262
2438 | 385.5342 | 1699.1445 | 385.5342 | 1699.1445
2439 | 381.2659 | 1738.3723 | 381.2659 | 1738.3723
2440 | 381.7181 | 1818.0221 | 381.7181 | 1818.0221
2441 | 387.8916 | 1964.4724 | 387.8916 | 1964.4724
2442 | 398.9097 | 2066.7769 | 398.9097 | 2066.7769
2443 | 408.0945 | 2135.2321 | 408.0945 | 2135.2321
2444 | 426.9928 | 2175.0876 | 426.9928 | 2175.0876
2445 | 453.2925 | 2190.6655 | 453.2925 | 2190.6655
2446 | 479.0927 | 2174.7352 | 479.0927 | 2174.7352
2447 | 516.998 | 2147.5242 | 516.998 | 2147.5242
2448 | 512.6852 | 2132.6429 | 512.6852 | 2132.6429
2449 | 497.2144 | 2119.8646 | 497.2144 | 2119.8646
2450 | 492.3752 | 2083.5236 | 492.3752 | 2083.5236
2451 | 493.2179 | 2032.9297 | 493.2179 | 2032.9297
2452 | 504.4108 | 2001.7629 | 504.4108 | 2001.7629
2453 | 520.0686 | 1971.1594 | 520.0686 | 1971.1594
2454 | 529.114 | 1885.22 | 529.114 | 1885.22
2455 | 516.3288 | 1841.42 | 516.3288 | 1841.42
2456 | 503.0247 | 1830.5994 | 503.0247 | 1830.5994
2457 | 481.6809 | 1840.9644 | 481.6809 | 1840.9644
2458 | 459.4661 | 1865.4172 | 459.4661 | 1865.4172
2459 | 432.8289 | 1862.8128 | 432.8289 | 1862.8128
2460 | 408.2639 | 1833.7395 | 408.2639 | 1833.7395
2461 | 392.3375 | 1782.8487 | 392.3375 | 1782.8487
2462 | 380.4678 | 1725.7122 | 380.4678 | 1725.7122
2463 | 374.6555 | 1692.605 | 374.6555 | 1692.605
2464 | 375.9627 | 1707.0045 | 375.9627 | 1707.0045
2465 | 382.0992 | 1776.4438 | 382.0992 | 1776.4438
2466 | 397.343 | 1751.7193 | 397.343 | 1751.7193
2467 | 414.5479 | 1713.1244 | 414.5479 | 1713.1244
2468 | 439.197 | 1683.9038 | 439.197 | 1683.9038
2469 | 465.6311 | 1637.7029 | 465.6311 | 1637.7029
2470 | 487.7297 | 1595.5591 | 487.7297 | 1595.5591
2471 | 525.9204 | 1565.2308 | 525.9204 | 1565.2308
2472 | 515.9373 | 1542.2021 | 515.9373 | 1542.2021
2473 | 498.4089 | 1508.8782 | 498.4089 | 1508.8782
2474 | 496.0095 | 1471.2619 | 496.0095 | 1471.2619
2475 | 503.8377 | 1444.0476 | 503.8377 | 1444.0476
2476 | 512.627 | 1453.1929 | 512.627 | 1453.1929
2477 | 529.742 | 1464.2475 | 529.742 | 1464.2475
2478 | 539.5972 | 1452.6977 | 539.5972 | 1452.6977
2479 | 522.3208 | 1435.3945 | 522.3208 | 1435.3945
2480 | 502.4243 | 1427.1244 | 502.4243 | 1427.1244
2481 | 484.9157 | 1415.9519 | 484.9157 | 1415.9519
2482 | 461.4429 | 1397.4005 | 461.4429 | 1397.4005
2483 | 431.56 | 1383.6022 | 431.56 | 1383.6022
2484 | 405.8537 | 1404.122 | 405.8537 | 1404.122
2485 | 391.221 | 1442.5694 | 391.221 | 1442.5694
2486 | 380.0675 | 1476.8968 | 380.0675 | 1476.8968
2487 | 374.2399 | 1518.1791 | 374.2399 | 1518.1791
2488 | 376.4893 | 1581.5341 | 376.4893 | 1581.5341
2489 | 384.9359 | 1689.7977 | 384.9359 | 1689.7977
2490 | 402.0985 | 1744.2804 | 402.0985 | 1744.2804
2491 | 426.0582 | 1781.7045 | 426.0582 | 1781.7045
2492 | 465.2677 | 1813.4126 | 465.2677 | 1813.4126
2493 | 490.7119 | 1841.7429 | 490.7119 | 1841.7429
2494 | 522.7815 | 1855.0725 | 522.7815 | 1855.0725
2495 | 563.5141 | 1859.8844 | 563.5141 | 1859.8844
2496 | 551.9199 | 1859.1726 | 551.9199 | 1859.1726
2497 | 529.5054 | 1841.2225 | 529.5054 | 1841.2225
2498 | 522.5441 | 1800.914 | 522.5441 | 1800.914
2499 | 530.1474 | 1743.6605 | 530.1474 | 1743.6605
2500 | 537.8452 | 1716.7446 | 537.8452 | 1716.7446
2501 | 555.9901 | 1707.1118 | 555.9901 | 1707.1118
2502 | 558.3676 | 1685.7851 | 558.3676 | 1685.7851
2503 | 540.9749 | 1672.5202 | 540.9749 | 1672.5202
2504 | 517.9411 | 1681.7494 | 517.9411 | 1681.7494
2505 | 499.0212 | 1692.6812 | 499.0212 | 1692.6812
2506 | 472.8805 | 1700.91 | 472.8805 | 1700.91
2507 | 437.6821 | 1706.5947 | 437.6821 | 1706.5947
2508 | 409.9861 | 1726.9728 | 409.9861 | 1726.9728
2509 | 389.8291 | 1745.2288 | 389.8291 | 1745.2288
2510 | 378.5743 | 1762.8362 | 378.5743 | 1762.8362
2511 | 374.9822 | 1793.3497 | 374.9822 | 1793.3497
2512 | 379.5126 | 1839.9848 | 379.5126 | 1839.9848
2513 | 387.0541 | 1925.0813 | 387.0541 | 1925.0813
2514 | 403.2966 | 1959.0892 | 403.2966 | 1959.0892
2515 | 436.8426 | 1973.4171 | 436.8426 | 1973.4171
2516 | 481.479 | 1971.827 | 481.479 | 1971.827
2517 | 514.1162 | 1973.5896 | 514.1162 | 1973.5896
2518 | 537.9957 | 1995.1374 | 537.9957 | 1995.1374
2519 | 580.2779 | 2006.184 | 580.2779 | 2006.184
2520 | 569.6153 | 1979.8254 | 569.6153 | 1979.8254
2521 | 539.0761 | 1926.9476 | 539.0761 | 1926.9476
2522 | 539.7618 | 1866.9436 | 539.7618 | 1866.9436
2523 | 540.5351 | 1828.748 | 540.5351 | 1828.748
2524 | 541.8094 | 1828.6832 | 541.8094 | 1828.6832
2525 | 569.0829 | 1829.3941 | 569.0829 | 1829.3941
2526 | 584.3419 | 1819.7572 | 584.3419 | 1819.7572
2527 | 565.2485 | 1805.1462 | 565.2485 | 1805.1462
2528 | 536.2234 | 1798.0805 | 536.2234 | 1798.0805
2529 | 513.8188 | 1807.0286 | 513.8188 | 1807.0286
2530 | 486.4854 | 1820.9252 | 486.4854 | 1820.9252
2531 | 453.8368 | 1826.1139 | 453.8368 | 1826.1139
2532 | 422.0469 | 1837.3527 | 422.0469 | 1837.3527
2533 | 401.8443 | 1840.5183 | 401.8443 | 1840.5183
2534 | 391.5559 | 1850.2616 | 391.5559 | 1850.2616
2535 | 386.1688 | 1867.2434 | 386.1688 | 1867.2434
2536 | 387.6082 | 1891.2782 | 387.6082 | 1891.2782
2537 | 395.5753 | 1949.8779 | 395.5753 | 1949.8779
2538 | 413.0901 | 1970.5664 | 413.0901 | 1970.5664
2539 | 444.6421 | 1985.957 | 444.6421 | 1985.957
2540 | 485.4768 | 1992.0184 | 485.4768 | 1992.0184
2541 | 517.3156 | 2002.9912 | 517.3156 | 2002.9912
2542 | 540.9966 | 2013.416 | 540.9966 | 2013.416
2543 | 587.2699 | 2027.5798 | 587.2699 | 2027.5798
2544 | 569.1338 | 2046.1384 | 569.1338 | 2046.1384
2545 | 541.1458 | 2053.4099 | 541.1458 | 2053.4099
2546 | 533.9363 | 2002.616 | 533.9363 | 2002.616
2547 | 536.8605 | 1905.7589 | 536.8605 | 1905.7589
2548 | 541.3242 | 1846.1824 | 541.3242 | 1846.1824
2549 | 568.3852 | 1810.3362 | 568.3852 | 1810.3362
2550 | 583.4624 | 1778.8783 | 583.4624 | 1778.8783
2551 | 559.0131 | 1759.4497 | 559.0131 | 1759.4497
2552 | 536.6987 | 1758.2644 | 536.6987 | 1758.2644
2553 | 513.0189 | 1767.3542 | 513.0189 | 1767.3542
2554 | 486.8338 | 1790.8859 | 486.8338 | 1790.8859
2555 | 452.6262 | 1819.3126 | 452.6262 | 1819.3126
2556 | 424.026 | 1868.313 | 424.026 | 1868.313
2557 | 404.5389 | 1915.5455 | 404.5389 | 1915.5455
2558 | 393.5296 | 1948.7393 | 393.5296 | 1948.7393
2559 | 387.2353 | 1976.9857 | 387.2353 | 1976.9857
2560 | 389.4108 | 2020.4327 | 389.4108 | 2020.4327
2561 | 394.0128 | 2107.6546 | 394.0128 | 2107.6546
2562 | 413.8668 | 2150.6601 | 413.8668 | 2150.6601
2563 | 440.4119 | 2189.6428 | 440.4119 | 2189.6428
2564 | 472.1777 | 2205.8353 | 472.1777 | 2205.8353
2565 | 506.3698 | 2203.7722 | 506.3698 | 2203.7722
2566 | 529.7668 | 2204.2076 | 529.7668 | 2204.2076
2567 | 568.4575 | 2216.3168 | 568.4575 | 2216.3168
2568 | 557.462 | 2234.8046 | 557.462 | 2234.8046
2569 | 525.8608 | 2246.3269 | 525.8608 | 2246.3269
2570 | 521.9303 | 2226.0682 | 521.9303 | 2226.0682
2571 | 520.0058 | 2166.0516 | 520.0058 | 2166.0516
2572 | 534.7757 | 2136.9394 | 534.7757 | 2136.9394
2573 | 562.9057 | 2118.5925 | 562.9057 | 2118.5925
2574 | 577.7386 | 2065.597 | 577.7386 | 2065.597
2575 | 553.728 | 2047.5145 | 553.728 | 2047.5145
2576 | 525.574 | 2064.7495 | 525.574 | 2064.7495
2577 | 505.9208 | 2115.8517 | 505.9208 | 2115.8517
2578 | 481.1765 | 2176.7199 | 481.1765 | 2176.7199
2579 | 453.7567 | 2206.9886 | 453.7567 | 2206.9886
2580 | 424.0574 | 2219.9277 | 424.0574 | 2219.9277
2581 | 407.1053 | 2214.9459 | 407.1053 | 2214.9459
2582 | 393.0441 | 2200.672 | 393.0441 | 2200.672
2583 | 387.6754 | 2218.7873 | 387.6754 | 2218.7873
2584 | 387.3217 | 2266.6976 | 387.3217 | 2266.6976
2585 | 395.5571 | 2356.3992 | 395.5571 | 2356.3992
2586 | 408.3734 | 2366.8858 | 408.3734 | 2366.8858
2587 | 429.2474 | 2369.3114 | 429.2474 | 2369.3114
2588 | 455.8118 | 2355.3938 | 455.8118 | 2355.3938
2589 | 482.6634 | 2328.1799 | 482.6634 | 2328.1799
2590 | 505.0346 | 2277.3219 | 505.0346 | 2277.3219
2591 | 540.0395 | 2214.2623 | 540.0395 | 2214.2623
2592 | 532.08 | 2148.3001 | 532.08 | 2148.3001
2593 | 511.5428 | 2072.3261 | 511.5428 | 2072.3261
2594 | 507.7992 | 1986.888 | 507.7992 | 1986.888
2595 | 508.2282 | 1885.4966 | 508.2282 | 1885.4966
2596 | 517.4418 | 1838.6018 | 517.4418 | 1838.6018
2597 | 539.772 | 1812.8867 | 539.772 | 1812.8867
2598 | 553.9221 | 1771.2977 | 553.9221 | 1771.2977
2599 | 537.778 | 1728.1353 | 537.778 | 1728.1353
2600 | 517.2634 | 1696.4147 | 517.2634 | 1696.4147
2601 | 497.7872 | 1664.9799 | 497.7872 | 1664.9799
2602 | 475.7908 | 1620.4984 | 475.7908 | 1620.4984
2603 | 445.1726 | 1576.4483 | 445.1726 | 1576.4483
2604 | 422.6632 | 1556.2309 | 422.6632 | 1556.2309
2605 | 402.8584 | 1535.8752 | 402.8584 | 1535.8752
2606 | 392.2071 | 1516.3587 | 392.2071 | 1516.3587
2607 | 388.2698 | 1506.7019 | 388.2698 | 1506.7019
2608 | 390.5924 | 1514.2292 | 390.5924 | 1514.2292
2609 | 395.1988 | 1566.3818 | 395.1988 | 1566.3818
2610 | 406.9134 | 1569.8545 | 406.9134 | 1569.8545
2611 | 430.3043 | 1555.0642 | 430.3043 | 1555.0642
2612 | 455.2187 | 1531.7948 | 455.2187 | 1531.7948
2613 | 479.2556 | 1514.1453 | 479.2556 | 1514.1453
2614 | 503.8937 | 1497.1523 | 503.8937 | 1497.1523
2615 | 541.4398 | 1482.5521 | 541.4398 | 1482.5521
2616 | 533.6934 | 1469.3711 | 533.6934 | 1469.3711
2617 | 516.1885 | 1449.2248 | 516.1885 | 1449.2248
2618 | 509.8778 | 1433.0044 | 509.8778 | 1433.0044
2619 | 510.7034 | 1416.4172 | 510.7034 | 1416.4172
2620 | 527.2265 | 1426.6252 | 527.2265 | 1426.6252
2621 | 558.9722 | 1437.8215 | 558.9722 | 1437.8215
2622 | 565.6886 | 1430.9476 | 565.6886 | 1430.9476
2623 | 541.0403 | 1417.7536 | 541.0403 | 1417.7536
2624 | 520.3372 | 1403.8865 | 520.3372 | 1403.8865
2625 | 500.1077 | 1383.929 | 500.1077 | 1383.929
2626 | 476.6666 | 1355.1047 | 476.6666 | 1355.1047
2627 | 444.4615 | 1331.8128 | 444.4615 | 1331.8128
2628 | 419.7807 | 1334.2666 | 419.7807 | 1334.2666
2629 | 399.785 | 1336.8654 | 399.785 | 1336.8654
2630 | 388.6293 | 1335.1315 | 388.6293 | 1335.1315
2631 | 383.5532 | 1342.1238 | 383.5532 | 1342.1238
2632 | 384.5972 | 1369.205 | 384.5972 | 1369.205
2633 | 388.9719 | 1440.4863 | 388.9719 | 1440.4863
2634 | 404.7072 | 1462.521 | 404.7072 | 1462.521
2635 | 435.6951 | 1467.9221 | 435.6951 | 1467.9221
2636 | 464.608 | 1463.0022 | 464.608 | 1463.0022
2637 | 485.3766 | 1455.9089 | 485.3766 | 1455.9089
2638 | 508.7352 | 1443.3084 | 508.7352 | 1443.3084
2639 | 553.2049 | 1429.6292 | 553.2049 | 1429.6292
2640 | 540.4737 | 1417.4401 | 540.4737 | 1417.4401
2641 | 518.6594 | 1400.0568 | 518.6594 | 1400.0568
2642 | 512.7797 | 1389.0791 | 512.7797 | 1389.0791
2643 | 516.0575 | 1378.0888 | 516.0575 | 1378.0888
2644 | 530.6778 | 1390.6348 | 530.6778 | 1390.6348
2645 | 557.7693 | 1399.6349 | 557.7693 | 1399.6349
2646 | 573.5842 | 1390.0687 | 573.5842 | 1390.0687
2647 | 546.5337 | 1377.0873 | 546.5337 | 1377.0873
2648 | 523.5551 | 1365.629 | 523.5551 | 1365.629
2649 | 506.6149 | 1355.5901 | 506.6149 | 1355.5901
2650 | 481.486 | 1333.7088 | 481.486 | 1333.7088
2651 | 449.9811 | 1311.4797 | 449.9811 | 1311.4797
2652 | 416.7469 | 1303.8731 | 416.7469 | 1303.8731
2653 | 399.1502 | 1291.2398 | 399.1502 | 1291.2398
2654 | 388.7418 | 1288.9391 | 388.7418 | 1288.9391
2655 | 383.7314 | 1302.0951 | 383.7314 | 1302.0951
2656 | 385.4014 | 1332.3644 | 385.4014 | 1332.3644
2657 | 393.2204 | 1393.7271 | 393.2204 | 1393.7271
2658 | 413.1517 | 1413.353 | 413.1517 | 1413.353
2659 | 449.7425 | 1421.3755 | 449.7425 | 1421.3755
2660 | 487.7108 | 1420.1396 | 487.7108 | 1420.1396
2661 | 513.592 | 1418.0765 | 513.592 | 1418.0765
2662 | 534.7719 | 1407.9556 | 534.7719 | 1407.9556
2663 | 574.4011 | 1392.2219 | 574.4011 | 1392.2219
2664 | 564.0766 | 1392.1477 | 564.0766 | 1392.1477
2665 | 535.5832 | 1385.4623 | 535.5832 | 1385.4623
2666 | 523.8153 | 1376.9642 | 523.8153 | 1376.9642
2667 | 537.3956 | 1348.4747 | 537.3956 | 1348.4747
2668 | 547.3169 | 1356.699 | 547.3169 | 1356.699
2669 | 577.5162 | 1370.5875 | 577.5162 | 1370.5875
2670 | 583.2352 | 1368.7437 | 583.2352 | 1368.7437
2671 | 553.5688 | 1361.0049 | 553.5688 | 1361.0049
2672 | 528.2753 | 1350.5386 | 528.2753 | 1350.5386
2673 | 506.0045 | 1335.1861 | 506.0045 | 1335.1861
2674 | 479.2459 | 1311.7462 | 479.2459 | 1311.7462
2675 | 446.188 | 1306.5204 | 446.188 | 1306.5204
2676 | 417.4041 | 1325.9066 | 417.4041 | 1325.9066
2677 | 398.5472 | 1333.6064 | 398.5472 | 1333.6064
2678 | 389.8944 | 1335.7691 | 389.8944 | 1335.7691
2679 | 384.4143 | 1367.9121 | 384.4143 | 1367.9121
2680 | 384.6093 | 1452.663 | 384.6093 | 1452.663
2681 | 394.6215 | 1628.444 | 394.6215 | 1628.444
2682 | 410.1649 | 1781.0501 | 410.1649 | 1781.0501
2683 | 446.8309 | 1908.6627 | 446.8309 | 1908.6627
2684 | 489.17 | 1998.253 | 489.17 | 1998.253
2685 | 515.9917 | 2055.8432 | 515.9917 | 2055.8432
2686 | 542.5498 | 2087.8056 | 542.5498 | 2087.8056
2687 | 577.0016 | 2104.945 | 577.0016 | 2104.945
2688 | 562.2615 | 2110.6094 | 562.2615 | 2110.6094
2689 | 536.9683 | 2102.5071 | 536.9683 | 2102.5071
2690 | 532.9443 | 2068.2914 | 532.9443 | 2068.2914
2691 | 535.5637 | 1991.8383 | 535.5637 | 1991.8383
2692 | 542.0319 | 1939.9842 | 542.0319 | 1939.9842
2693 | 569.4509 | 1914.4108 | 569.4509 | 1914.4108
2694 | 583.9428 | 1886.7786 | 583.9428 | 1886.7786
2695 | 553.6972 | 1878.048 | 553.6972 | 1878.048
2696 | 528.0746 | 1917.4581 | 528.0746 | 1917.4581
2697 | 503.3651 | 2004.3381 | 503.3651 | 2004.3381
2698 | 475.2059 | 2077.1796 | 475.2059 | 2077.1796
2699 | 444.0339 | 2099.0174 | 444.0339 | 2099.0174
2700 | 414.0234 | 2123.1504 | 414.0234 | 2123.1504
2701 | 397.6303 | 2153.9464 | 397.6303 | 2153.9464
2702 | 384.9136 | 2186.7151 | 384.9136 | 2186.7151
2703 | 381.5888 | 2207.9477 | 381.5888 | 2207.9477
2704 | 385.9386 | 2262.5176 | 385.9386 | 2262.5176
2705 | 391.2599 | 2365.3968 | 391.2599 | 2365.3968
2706 | 409.7146 | 2404.7891 | 409.7146 | 2404.7891
2707 | 447.6503 | 2410.6153 | 447.6503 | 2410.6153
2708 | 488.1409 | 2379.9778 | 488.1409 | 2379.9778
2709 | 521.1322 | 2338.8779 | 521.1322 | 2338.8779
2710 | 546.0354 | 2310.9744 | 546.0354 | 2310.9744
2711 | 581.1535 | 2288.4393 | 581.1535 | 2288.4393
2712 | 569.0159 | 2251.4537 | 569.0159 | 2251.4537
2713 | 537.3606 | 2216.0752 | 537.3606 | 2216.0752
2714 | 530.9339 | 2195.4622 | 530.9339 | 2195.4622
2715 | 540.665 | 2161.1632 | 540.665 | 2161.1632
2716 | 548.7752 | 2153.8011 | 548.7752 | 2153.8011
2717 | 574.0762 | 2125.0396 | 574.0762 | 2125.0396
2718 | 586.2692 | 2073.957 | 586.2692 | 2073.957
2719 | 562.9452 | 2047.8688 | 562.9452 | 2047.8688
2720 | 536.3396 | 2033.0099 | 536.3396 | 2033.0099
2721 | 512.6727 | 2009.51 | 512.6727 | 2009.51
2722 | 487.1761 | 1971.6172 | 487.1761 | 1971.6172
2723 | 457.9837 | 1931.3221 | 457.9837 | 1931.3221
2724 | 429.8129 | 1907.6332 | 429.8129 | 1907.6332
2725 | 412.1457 | 1880.4053 | 412.1457 | 1880.4053
2726 | 404.3315 | 1849.624 | 404.3315 | 1849.624
2727 | 396.0054 | 1833.5201 | 396.0054 | 1833.5201
2728 | 399.8907 | 1844.7315 | 399.8907 | 1844.7315
2729 | 405.543 | 1908.5739 | 405.543 | 1908.5739
2730 | 424.5928 | 1928.0581 | 424.5928 | 1928.0581
2731 | 451.6365 | 1930.4836 | 451.6365 | 1930.4836
2732 | 480.7826 | 1918.5498 | 480.7826 | 1918.5498
2733 | 512.8297 | 1905.0803 | 512.8297 | 1905.0803
2734 | 534.0677 | 1886.387 | 534.0677 | 1886.387
2735 | 564.3099 | 1871.6451 | 564.3099 | 1871.6451
2736 | 561.4606 | 1867.0366 | 561.4606 | 1867.0366
2737 | 530.8009 | 1865.8065 | 530.8009 | 1865.8065
2738 | 525.8159 | 1870.6985 | 525.8159 | 1870.6985
2739 | 535.691 | 1859.2123 | 535.691 | 1859.2123
2740 | 542.9557 | 1852.2753 | 542.9557 | 1852.2753
2741 | 567.2921 | 1836.6205 | 567.2921 | 1836.6205
2742 | 571.6005 | 1823.087 | 571.6005 | 1823.087
2743 | 546.0351 | 1819.8824 | 546.0351 | 1819.8824
2744 | 527.607 | 1825.7818 | 527.607 | 1825.7818
2745 | 506.3105 | 1832.6753 | 506.3105 | 1832.6753
2746 | 484.8507 | 1835.8739 | 484.8507 | 1835.8739
2747 | 457.9707 | 1836.9536 | 457.9707 | 1836.9536
2748 | 430.4413 | 1863.1411 | 430.4413 | 1863.1411
2749 | 411.8174 | 1898.2588 | 411.8174 | 1898.2588
2750 | 401.8424 | 1938.4664 | 401.8424 | 1938.4664
2751 | 396.7563 | 1996.327 | 396.7563 | 1996.327
2752 | 397.0588 | 2082.3531 | 397.0588 | 2082.3531
2753 | 404.8142 | 2217.2553 | 404.8142 | 2217.2553
2754 | 421.3105 | 2289.3081 | 421.3105 | 2289.3081
2755 | 442.3597 | 2326.803 | 442.3597 | 2326.803
2756 | 464.2305 | 2344.2 | 464.2305 | 2344.2
2757 | 490.4195 | 2358.7859 | 490.4195 | 2358.7859
2758 | 515.8096 | 2349.0193 | 515.8096 | 2349.0193
2759 | 543.4138 | 2329.6015 | 543.4138 | 2329.6015
2760 | 538.8212 | 2307.7772 | 538.8212 | 2307.7772
2761 | 516.5361 | 2276.5078 | 516.5361 | 2276.5078
2762 | 518.8913 | 2245.2678 | 518.8913 | 2245.2678
2763 | 519.9402 | 2188.5102 | 519.9402 | 2188.5102
2764 | 535.7462 | 2139.3483 | 535.7462 | 2139.3483
2765 | 566.1456 | 2094.0085 | 566.1456 | 2094.0085
2766 | 564.011 | 2070.7689 | 564.011 | 2070.7689
2767 | 538.7174 | 2058.7084 | 538.7174 | 2058.7084
2768 | 519.7274 | 2066.1664 | 519.7274 | 2066.1664
2769 | 501.0113 | 2080.6406 | 501.0113 | 2080.6406
2770 | 481.9059 | 2079.6592 | 481.9059 | 2079.6592
2771 | 457.7399 | 2072.3789 | 457.7399 | 2072.3789
2772 | 431.8378 | 2089.1438 | 431.8378 | 2089.1438
2773 | 411.6858 | 2112.9259 | 411.6858 | 2112.9259
2774 | 401.6943 | 2146.4739 | 401.6943 | 2146.4739
2775 | 396.1408 | 2169.4776 | 396.1408 | 2169.4776
2776 | 397.8191 | 2191.4579 | 397.8191 | 2191.4579
2777 | 403.7469 | 2258.6301 | 403.7469 | 2258.6301
2778 | 419.9168 | 2278.9644 | 419.9168 | 2278.9644
2779 | 442.5727 | 2285.7116 | 442.5727 | 2285.7116
2780 | 465.4498 | 2281.3585 | 465.4498 | 2281.3585
2781 | 484.8269 | 2280.0038 | 484.8269 | 2280.0038
2782 | 504.5057 | 2289.8619 | 504.5057 | 2289.8619
2783 | 536.1459 | 2301.9711 | 536.1459 | 2301.9711
2784 | 532.1165 | 2291.0573 | 532.1165 | 2291.0573
2785 | 513.9522 | 2242.7846 | 513.9522 | 2242.7846
2786 | 512.367 | 2172.4368 | 512.367 | 2172.4368
2787 | 519.3209 | 2058.7889 | 519.3209 | 2058.7889
2788 | 531.4126 | 1970.7319 | 531.4126 | 1970.7319
2789 | 561.477 | 1925.9589 | 561.477 | 1925.9589
2790 | 570.242 | 1882.8112 | 570.242 | 1882.8112
2791 | 541.4332 | 1850.7718 | 541.4332 | 1850.7718
2792 | 524.7204 | 1846.54 | 524.7204 | 1846.54
2793 | 506.1772 | 1877.805 | 506.1772 | 1877.805
2794 | 483.9542 | 1915.3645 | 483.9542 | 1915.3645
2795 | 454.8334 | 1929.6926 | 454.8334 | 1929.6926
2796 | 427.6368 | 1934.7677 | 427.6368 | 1934.7677
2797 | 411.5454 | 1921.9218 | 411.5454 | 1921.9218
2798 | 403.3829 | 1911.1194 | 403.3829 | 1911.1194
2799 | 398.6296 | 1924.2754 | 398.6296 | 1924.2754
2800 | 399.9257 | 1965.6678 | 399.9257 | 1965.6678
2801 | 407.9441 | 2047.7179 | 407.9441 | 2047.7179
2802 | 422.1239 | 2072.5156 | 422.1239 | 2072.5156
2803 | 447.4753 | 2079.4754 | 447.4753 | 2079.4754
2804 | 480.134 | 2076.2558 | 480.134 | 2076.2558
2805 | 502.814 | 2071.0754 | 502.814 | 2071.0754
2806 | 518.9475 | 2063.0091 | 518.9475 | 2063.0091
2807 | 548.652 | 2058.3984 | 548.652 | 2058.3984
2808 | 539.4485 | 2054.4984 | 539.4485 | 2054.4984
2809 | 514.1104 | 2038.1778 | 514.1104 | 2038.1778
2810 | 512.0344 | 2013.2431 | 512.0344 | 2013.2431
2811 | 520.0779 | 1958.2567 | 520.0779 | 1958.2567
2812 | 537.8229 | 1925.9564 | 537.8229 | 1925.9564
2813 | 567.6416 | 1918.1657 | 567.6416 | 1918.1657
2814 | 573.4567 | 1906.1908 | 573.4567 | 1906.1908
2815 | 545.3691 | 1902.7737 | 545.3691 | 1902.7737
2816 | 528.4173 | 1918.875 | 528.4173 | 1918.875
2817 | 507.3087 | 1953.6824 | 507.3087 | 1953.6824
2818 | 480.9708 | 1981.0399 | 480.9708 | 1981.0399
2819 | 447.2503 | 2010.2459 | 447.2503 | 2010.2459
2820 | 420.2953 | 2078.5875 | 420.2953 | 2078.5875
2821 | 405.902 | 2132.9756 | 405.902 | 2132.9756
2822 | 398.0514 | 2163.123 | 398.0514 | 2163.123
2823 | 393.576 | 2190.0942 | 393.576 | 2190.0942
2824 | 399.6136 | 2238.0753 | 399.6136 | 2238.0753
2825 | 407.401 | 2327.3519 | 407.401 | 2327.3519
2826 | 430.3186 | 2350.5201 | 430.3186 | 2350.5201
2827 | 468.2558 | 2340.4057 | 468.2558 | 2340.4057
2828 | 509.1427 | 2310.1225 | 509.1427 | 2310.1225
2829 | 538.6208 | 2281.1374 | 538.6208 | 2281.1374
2830 | 556.2197 | 2247.0702 | 556.2197 | 2247.0702
2831 | 587.4501 | 2207.1067 | 587.4501 | 2207.1067
2832 | 570.3009 | 2180.4647 | 570.3009 | 2180.4647
2833 | 537.1102 | 2161.1686 | 537.1102 | 2161.1686
2834 | 536.9766 | 2118.1679 | 536.9766 | 2118.1679
2835 | 547.3036 | 2010.7545 | 547.3036 | 2010.7545
2836 | 559.978 | 1950.1862 | 559.978 | 1950.1862
2837 | 589.2427 | 1903.8546 | 589.2427 | 1903.8546
2838 | 594.5827 | 1859.8567 | 594.5827 | 1859.8567
2839 | 570.1842 | 1801.3204 | 570.1842 | 1801.3204
2840 | 544.1646 | 1759.3271 | 544.1646 | 1759.3271
2841 | 519.968 | 1727.6797 | 519.968 | 1727.6797
2842 | 494.4247 | 1689.6453 | 494.4247 | 1689.6453
2843 | 460.2546 | 1665.9284 | 460.2546 | 1665.9284
2844 | 426.775 | 1660.8014 | 426.775 | 1660.8014
2845 | 410.9152 | 1641.7918 | 410.9152 | 1641.7918
2846 | 401.3773 | 1625.7468 | 401.3773 | 1625.7468
2847 | 398.9599 | 1632.6682 | 398.9599 | 1632.6682
2848 | 403.1972 | 1658.3325 | 403.1972 | 1658.3325
2849 | 412.527 | 1724.9379 | 412.527 | 1724.9379
2850 | 432.7482 | 1735.3536 | 432.7482 | 1735.3536
2851 | 473.1487 | 1748.2646 | 473.1487 | 1748.2646
2852 | 512.8096 | 1751.4921 | 512.8096 | 1751.4921
2853 | 537.3596 | 1742.911 | 537.3596 | 1742.911
2854 | 559.5651 | 1727.1932 | 559.5651 | 1727.1932
2855 | 591.1313 | 1715.2853 | 591.1313 | 1715.2853
2856 | 573.4389 | 1709.4015 | 573.4389 | 1709.4015
2857 | 548.849 | 1704.8416 | 548.849 | 1704.8416
2858 | 547.9734 | 1708.6709 | 547.9734 | 1708.6709
2859 | 555.4946 | 1699.381 | 555.4946 | 1699.381
2860 | 568.8749 | 1693.8609 | 568.8749 | 1693.8609
2861 | 597.0623 | 1675.5848 | 597.0623 | 1675.5848
2862 | 607.7009 | 1657.6587 | 607.7009 | 1657.6587
2863 | 580.3123 | 1644.1813 | 580.3123 | 1644.1813
2864 | 552.8744 | 1640.3746 | 552.8744 | 1640.3746
2865 | 528.5108 | 1636.9244 | 528.5108 | 1636.9244
2866 | 505.4311 | 1627.4414 | 505.4311 | 1627.4414
2867 | 469.3423 | 1623.9868 | 469.3423 | 1623.9868
2868 | 438.4088 | 1645.1442 | 438.4088 | 1645.1442
2869 | 423.5067 | 1675.0192 | 423.5067 | 1675.0192
2870 | 411.1007 | 1715.6519 | 411.1007 | 1715.6519
2871 | 408.0936 | 1780.5264 | 408.0936 | 1780.5264
2872 | 413.6948 | 1870.2365 | 413.6948 | 1870.2365
2873 | 417.7607 | 1982.8218 | 417.7607 | 1982.8218
2874 | 443.1847 | 2022.4974 | 443.1847 | 2022.4974
2875 | 481.5888 | 2021.8057 | 481.5888 | 2021.8057
2876 | 528.3403 | 1995.9859 | 528.3403 | 1995.9859
2877 | 543.8915 | 1979.6116 | 543.8915 | 1979.6116
2878 | 566.2638 | 1970.8368 | 566.2638 | 1970.8368
2879 | 595.6366 | 1972.1064 | 595.6366 | 1972.1064
2880 | 579.162 | 1966.4353 | 579.162 | 1966.4353
2881 | 550.9714 | 1930.9151 | 550.9714 | 1930.9151
2882 | 549.5627 | 1887.2768 | 549.5627 | 1887.2768
2883 | 555.6306 | 1834.4158 | 555.6306 | 1834.4158
2884 | 570.9049 | 1808.1375 | 570.9049 | 1808.1375
2885 | 603.1305 | 1797.7963 | 603.1305 | 1797.7963
2886 | 610.9228 | 1779.7285 | 610.9228 | 1779.7285
2887 | 581.6614 | 1768.589 | 581.6614 | 1768.589
2888 | 560.8852 | 1768.9623 | 560.8852 | 1768.9623
2889 | 541.4623 | 1758.3566 | 541.4623 | 1758.3566
2890 | 511.3785 | 1731.9411 | 511.3785 | 1731.9411
2891 | 478.4796 | 1713.5377 | 478.4796 | 1713.5377
2892 | 442.8905 | 1722.7219 | 442.8905 | 1722.7219
2893 | 422.5992 | 1735.4519 | 422.5992 | 1735.4519
2894 | 411.4748 | 1747.1081 | 411.4748 | 1747.1081
2895 | 408.4199 | 1770.8912 | 408.4199 | 1770.8912
2896 | 410.1882 | 1805.1279 | 410.1882 | 1805.1279
2897 | 418.7985 | 1876.6218 | 418.7985 | 1876.6218
2898 | 436.8781 | 1900.7111 | 436.8781 | 1900.7111
2899 | 466.9319 | 1912.6301 | 466.9319 | 1912.6301
2900 | 499.9613 | 1914.0865 | 499.9613 | 1914.0865
2901 | 526.2443 | 1910.5355 | 526.2443 | 1910.5355
2902 | 544.3416 | 1900.5564 | 544.3416 | 1900.5564
2903 | 576.7597 | 1888.5067 | 576.7597 | 1888.5067
2904 | 560.7711 | 1881.7728 | 560.7711 | 1881.7728
2905 | 530.5863 | 1868.2861 | 530.5863 | 1868.2861
2906 | 524.9568 | 1856.8833 | 524.9568 | 1856.8833
2907 | 530.515 | 1831.1568 | 530.515 | 1831.1568
2908 | 536.9072 | 1820.8191 | 536.9072 | 1820.8191
2909 | 556.0305 | 1820.7508 | 556.0305 | 1820.7508
2910 | 548.3929 | 1815.5063 | 548.3929 | 1815.5063
2911 | 534.8145 | 1814.6397 | 534.8145 | 1814.6397
2912 | 513.9213 | 1837.8258 | 513.9213 | 1837.8258
2913 | 501.8647 | 1875.8213 | 501.8647 | 1875.8213
2914 | 484.8475 | 1906.0127 | 484.8475 | 1906.0127
2915 | 463.4197 | 1947.5461 | 463.4197 | 1947.5461
2916 | 448.7625 | 2870.0344 | 448.7625 | 2870.0344
2917 | 430.993 | 2976.426 | 430.993 | 2976.426
2918 | 417.0631 | 3074.0709 | 417.0631 | 3074.0709
2919 | 419.6761 | 3174.1815 | 419.6761 | 3174.1815
2920 | 418.5567 | 3296.8368 | 418.5567 | 3296.8368
2921 | 423.446 | 3407.9007 | 423.446 | 3407.9007
2922 | 439.2914 | 3474.814 | 439.2914 | 3474.814
2923 | 462.6128 | 3457.8135 | 462.6128 | 3457.8135
2924 | 496.0662 | 3428.1981 | 496.0662 | 3428.1981
2925 | 512.8515 | 3403.2197 | 512.8515 | 3403.2197
2926 | 535.5347 | 3410.3548 | 535.5347 | 3410.3548
2927 | 566.9692 | 3425.5393 | 566.9692 | 3425.5393
2928 | 564.1744 | 3412.3836 | 564.1744 | 3412.3836
2929 | 545.2955 | 3403.7158 | 545.2955 | 3403.7158
2930 | 542.9428 | 3383.1093 | 542.9428 | 3383.1093
2931 | 548.5245 | 3327.0202 | 548.5245 | 3327.0202
2932 | 574.8929 | 3214.3645 | 574.8929 | 3214.3645
2933 | 599.4697 | 3146.6612 | 599.4697 | 3146.6612
2934 | 582.5954 | 3119.1576 | 582.5954 | 3119.1576
2935 | 567.9485 | 3086.4882 | 567.9485 | 3086.4882
2936 | 547.471 | 3076.8283 | 547.471 | 3076.8283
2937 | 522.5166 | 3125.4886 | 522.5166 | 3125.4886
2938 | 499.7145 | 3209.8254 | 499.7145 | 3209.8254
2939 | 472.2484 | 3246.3679 | 472.2484 | 3246.3679
2940 | 446.8625 | 3265.4602 | 446.8625 | 3265.4602
2941 | 428.195 | 3294.6785 | 428.195 | 3294.6785
2942 | 417.8979 | 3329.9406 | 417.8979 | 3329.9406
2943 | 414.8384 | 3375.3154 | 414.8384 | 3375.3154
2944 | 416.9691 | 3443.3355 | 416.9691 | 3443.3355
2945 | 428.7495 | 3544.4384 | 428.7495 | 3544.4384
2946 | 444.7297 | 3661.1571 | 444.7297 | 3661.1571
2947 | 462.4595 | 3709.1555 | 462.4595 | 3709.1555
2948 | 486.5339 | 3698.3554 | 486.5339 | 3698.3554
2949 | 508.2627 | 3669.6542 | 508.2627 | 3669.6542
2950 | 538.9445 | 3642.8813 | 538.9445 | 3642.8813
2951 | 560.3891 | 3583.2066 | 560.3891 | 3583.2066
2952 | 550.763 | 3560.4922 | 550.763 | 3560.4922
2953 | 535.6745 | 3635.3368 | 535.6745 | 3635.3368
2954 | 532.6779 | 3695.5259 | 532.6779 | 3695.5259
2955 | 548.9213 | 3704.2343 | 548.9213 | 3704.2343
2956 | 574.3885 | 3645.107 | 574.3885 | 3645.107
2957 | 607.7215 | 3592.9994 | 607.7215 | 3592.9994
2958 | 587.1563 | 3579.1798 | 587.1563 | 3579.1798
2959 | 560.3029 | 3591.285 | 560.3029 | 3591.285
2960 | 539.3043 | 3649.6424 | 539.3043 | 3649.6424
2961 | 525.4486 | 3728.2867 | 525.4486 | 3728.2867
2962 | 498.7203 | 3803.1654 | 498.7203 | 3803.1654
2963 | 468.6172 | 3838.0981 | 468.6172 | 3838.0981
2964 | 441.6959 | 3859.3033 | 441.6959 | 3859.3033
2965 | 422.1776 | 3878.3592 | 422.1776 | 3878.3592
2966 | 415.4891 | 3887.5615 | 415.4891 | 3887.5615
2967 | 412.6469 | 3887.5579 | 412.6469 | 3887.5579
2968 | 412.919 | 3889.2713 | 412.919 | 3889.2713
2969 | 425.3908 | 3918.3321 | 425.3908 | 3918.3321
2970 | 438.8074 | 3967.4361 | 438.8074 | 3967.4361
2971 | 464.6085 | 3946.8134 | 464.6085 | 3946.8134
2972 | 497.57 | 3905.0233 | 497.57 | 3905.0233
2973 | 517.6806 | 3845.6338 | 517.6806 | 3845.6338
2974 | 535.3881 | 3782.4375 | 535.3881 | 3782.4375
2975 | 551.7867 | 3712.8016 | 551.7867 | 3712.8016
2976 | 556.2509 | 3641.3885 | 556.2509 | 3641.3885
2977 | 532.1441 | 3597.5047 | 532.1441 | 3597.5047
2978 | 533.3781 | 3542.8895 | 533.3781 | 3542.8895
2979 | 544.7182 | 3489.1146 | 544.7182 | 3489.1146
2980 | 584.7767 | 3411.675 | 584.7767 | 3411.675
2981 | 607.8304 | 3343.368 | 607.8304 | 3343.368
2982 | 588.0888 | 3297.2502 | 588.0888 | 3297.2502
2983 | 565.0041 | 3264.8826 | 565.0041 | 3264.8826
2984 | 542.817 | 3247.777 | 542.817 | 3247.777
2985 | 521.4019 | 3213.1263 | 521.4019 | 3213.1263
2986 | 504.4001 | 3168.4717 | 504.4001 | 3168.4717
2987 | 472.6819 | 3104.0951 | 472.6819 | 3104.0951
2988 | 441.3083 | 3047.9257 | 441.3083 | 3047.9257
2989 | 424.0987 | 3016.2705 | 424.0987 | 3016.2705
2990 | 416.1268 | 3004.0413 | 416.1268 | 3004.0413
2991 | 413.4276 | 3000.4155 | 413.4276 | 3000.4155
2992 | 417.8799 | 3007.864 | 417.8799 | 3007.864
2993 | 431.4028 | 3063.3872 | 431.4028 | 3063.3872
2994 | 450.8462 | 3151.8326 | 450.8462 | 3151.8326
2995 | 474.5133 | 3190.5741 | 474.5133 | 3190.5741
2996 | 515.3404 | 3226.058 | 515.3404 | 3226.058
2997 | 543.0691 | 3272.5179 | 543.0691 | 3272.5179
2998 | 560.4238 | 3334.6907 | 560.4238 | 3334.6907
2999 | 597.2371 | 3392.3356 | 597.2371 | 3392.3356
3000 | 589.2995 | 3435.2237 | 589.2995 | 3435.2237
3001 | 555.4488 | 3478.072 | 555.4488 | 3478.072
3002 | 555.068 | 3502.7432 | 555.068 | 3502.7432
3003 | 574.1748 | 3530.2671 | 574.1748 | 3530.2671
3004 | 603.6266 | 3520.9453 | 603.6266 | 3520.9453
3005 | 628.6247 | 3486.1439 | 628.6247 | 3486.1439
3006 | 617.4228 | 3461.86 | 617.4228 | 3461.86
3007 | 585.3859 | 3476.1789 | 585.3859 | 3476.1789
3008 | 563.0451 | 3543.4912 | 563.0451 | 3543.4912
3009 | 543.4021 | 3617.4064 | 543.4021 | 3617.4064
3010 | 516.4175 | 3654.6543 | 516.4175 | 3654.6543
3011 | 480.9345 | 3636.5617 | 480.9345 | 3636.5617
3012 | 454.8622 | 3606.6534 | 454.8622 | 3606.6534
3013 | 431.0971 | 3587.0722 | 431.0971 | 3587.0722
3014 | 423.9099 | 3580.1757 | 423.9099 | 3580.1757
3015 | 421.0994 | 3576.6505 | 421.0994 | 3576.6505
3016 | 421.9534 | 3585.6083 | 421.9534 | 3585.6083
3017 | 434.1707 | 3632.5791 | 434.1707 | 3632.5791
3018 | 452.5089 | 3707.3405 | 452.5089 | 3707.3405
3019 | 479.6579 | 3727.0653 | 479.6579 | 3727.0653
3020 | 518.3646 | 3732.4647 | 518.3646 | 3732.4647
3021 | 540.6974 | 3718.8561 | 540.6974 | 3718.8561
3022 | 561.6853 | 3702.5474 | 561.6853 | 3702.5474
3023 | 596.1139 | 3683.0189 | 596.1139 | 3683.0189
3024 | 591.6246 | 3657.8897 | 591.6246 | 3657.8897
3025 | 564.6294 | 3654.0516 | 564.6294 | 3654.0516
3026 | 562.1186 | 3634.5518 | 562.1186 | 3634.5518
3027 | 576.645 | 3596.272 | 576.645 | 3596.272
3028 | 613.189 | 3518.4299 | 613.189 | 3518.4299
3029 | 625.8515 | 3451.5316 | 625.8515 | 3451.5316
3030 | 620.3077 | 3403.0996 | 620.3077 | 3403.0996
3031 | 591.9477 | 3374.3542 | 591.9477 | 3374.3542
3032 | 562.3415 | 3372.6431 | 562.3415 | 3372.6431
3033 | 542.335 | 3364.5552 | 542.335 | 3364.5552
3034 | 522.9838 | 3343.6464 | 522.9838 | 3343.6464
3035 | 484.9332 | 3308.7506 | 484.9332 | 3308.7506
3036 | 451.3913 | 3283.3701 | 451.3913 | 3283.3701
3037 | 432.2596 | 3275.9636 | 432.2596 | 3275.9636
3038 | 424.5047 | 3282.248 | 424.5047 | 3282.248
3039 | 419.3993 | 3287.5771 | 419.3993 | 3287.5771
3040 | 425.4378 | 3296.0319 | 425.4378 | 3296.0319
3041 | 434.6644 | 3328.4131 | 434.6644 | 3328.4131
3042 | 449.3669 | 3379.127 | 449.3669 | 3379.127
3043 | 473.063 | 3382.3506 | 473.063 | 3382.3506
3044 | 510.0599 | 3380.0024 | 510.0599 | 3380.0024
3045 | 537.47 | 3362.671 | 537.47 | 3362.671
3046 | 558.1584 | 3347.0666 | 558.1584 | 3347.0666
3047 | 589.7368 | 3330.8585 | 589.7368 | 3330.8585
3048 | 583.1544 | 3313.8793 | 583.1544 | 3313.8793
3049 | 558.8879 | 3318.3924 | 558.8879 | 3318.3924
3050 | 562.3788 | 3299.7982 | 562.3788 | 3299.7982
3051 | 577.4619 | 3281.0381 | 577.4619 | 3281.0381
3052 | 614.1069 | 3264.975 | 614.1069 | 3264.975
3053 | 629.1459 | 3273.3384 | 629.1459 | 3273.3384
3054 | 617.2683 | 3270.1842 | 617.2683 | 3270.1842
3055 | 595.5905 | 3245.6647 | 595.5905 | 3245.6647
3056 | 569.9933 | 3224.3332 | 569.9933 | 3224.3332
3057 | 544.4291 | 3207.6929 | 544.4291 | 3207.6929
3058 | 521.8053 | 3178.2316 | 521.8053 | 3178.2316
3059 | 484.4564 | 3123.5143 | 484.4564 | 3123.5143
3060 | 457.1643 | 3073.08 | 457.1643 | 3073.08
3061 | 436.5412 | 3031.5643 | 436.5412 | 3031.5643
3062 | 427.0956 | 2993.3758 | 427.0956 | 2993.3758
3063 | 424.2528 | 2948.7988 | 424.2528 | 2948.7988
3064 | 427.4235 | 2918.0128 | 427.4235 | 2918.0128
3065 | 436.3178 | 2937.515 | 436.3178 | 2937.515
3066 | 452.1293 | 3000.6048 | 452.1293 | 3000.6048
3067 | 475.25 | 3032.9068 | 475.25 | 3032.9068
3068 | 512.6949 | 3033.4765 | 512.6949 | 3033.4765
3069 | 534.3355 | 2977.5081 | 534.3355 | 2977.5081
3070 | 547.0896 | 2905.9605 | 547.0896 | 2905.9605
3071 | 578.5367 | 2824.4518 | 578.5367 | 2824.4518
3072 | 575.4698 | 2724.8658 | 575.4698 | 2724.8658
3073 | 551.2083 | 2682.0888 | 551.2083 | 2682.0888
3074 | 552.861 | 2617.11 | 552.861 | 2617.11
3075 | 564.23 | 2585.6722 | 564.23 | 2585.6722
3076 | 602.0724 | 2560.956 | 602.0724 | 2560.956
3077 | 617.3011 | 2577.7712 | 617.3011 | 2577.7712
3078 | 604.1025 | 2648.9732 | 604.1025 | 2648.9732
3079 | 580.3399 | 2717.1222 | 580.3399 | 2717.1222
3080 | 556.1697 | 2768.6376 | 556.1697 | 2768.6376
3081 | 537.614 | 2814.6819 | 537.614 | 2814.6819
3082 | 511.7585 | 2868.5316 | 511.7585 | 2868.5316
3083 | 479.0216 | 2904.6717 | 479.0216 | 2904.6717
3084 | 456.7646 | 2947.9121 | 456.7646 | 2947.9121
3085 | 437.6066 | 3009.2273 | 437.6066 | 3009.2273
3086 | 428.2147 | 3070.9518 | 428.2147 | 3070.9518
3087 | 426.5352 | 3136.5506 | 426.5352 | 3136.5506
3088 | 421.2679 | 3213.6263 | 421.2679 | 3213.6263
3089 | 429.9374 | 3321.9736 | 429.9374 | 3321.9736
3090 | 446.5314 | 3452.4769 | 446.5314 | 3452.4769
3091 | 466.2117 | 3520.3975 | 466.2117 | 3520.3975
3092 | 492.0415 | 3566.4462 | 492.0415 | 3566.4462
3093 | 513.5054 | 3587.1481 | 513.5054 | 3587.1481
3094 | 535.0259 | 3602.9363 | 535.0259 | 3602.9363
3095 | 561.8161 | 3614.8004 | 561.8161 | 3614.8004
3096 | 560.844 | 3617.3409 | 560.844 | 3617.3409
3097 | 535.0454 | 3646.8071 | 535.0454 | 3646.8071
3098 | 535.7957 | 3670.2709 | 535.7957 | 3670.2709
3099 | 545.7806 | 3698.801 | 545.7806 | 3698.801
3100 | 588.1501 | 3694.6107 | 588.1501 | 3694.6107
3101 | 601.1202 | 3689.6926 | 601.1202 | 3689.6926
3102 | 582.6966 | 3687.0415 | 582.6966 | 3687.0415
3103 | 558.33 | 3701.3603 | 558.33 | 3701.3603
3104 | 543.4703 | 3731.5448 | 543.4703 | 3731.5448
3105 | 525.0943 | 3721.4447 | 525.0943 | 3721.4447
3106 | 503.943 | 3686.4494 | 503.943 | 3686.4494
3107 | 474.5045 | 3637.266 | 474.5045 | 3637.266
3108 | 448.65 | 3612.4892 | 448.65 | 3612.4892
3109 | 430.6651 | 3621.1815 | 430.6651 | 3621.1815
3110 | 422.7294 | 3639.1374 | 422.7294 | 3639.1374
3111 | 419.3482 | 3657.5468 | 419.3482 | 3657.5468
3112 | 418.7917 | 3680.7923 | 418.7917 | 3680.7923
3113 | 426.3206 | 3723.4365 | 426.3206 | 3723.4365
3114 | 442.283 | 3782.6022 | 442.283 | 3782.6022
3115 | 457.6899 | 3796.4913 | 457.6899 | 3796.4913
3116 | 483.0616 | 3814.9708 | 483.0616 | 3814.9708
3117 | 505.3888 | 3816.7567 | 505.3888 | 3816.7567
3118 | 523.2842 | 3820.672 | 523.2842 | 3820.672
3119 | 547.9169 | 3823.2794 | 547.9169 | 3823.2794
3120 | 547.9001 | 3809.1174 | 547.9001 | 3809.1174
3121 | 531.6205 | 3813.8318 | 531.6205 | 3813.8318
3122 | 531.4917 | 3800.5703 | 531.4917 | 3800.5703
3123 | 551.9744 | 3780.9047 | 551.9744 | 3780.9047
3124 | 587.8731 | 3744.215 | 587.8731 | 3744.215
3125 | 604.5553 | 3728.1284 | 604.5553 | 3728.1284
3126 | 588.4751 | 3728.4958 | 588.4751 | 3728.4958
3127 | 564.9883 | 3738.9912 | 564.9883 | 3738.9912
3128 | 543.3995 | 3766.459 | 543.3995 | 3766.459
3129 | 526.9875 | 3793.386 | 526.9875 | 3793.386
3130 | 500.5823 | 3825.7037 | 500.5823 | 3825.7037
3131 | 472.5668 | 3834.2746 | 472.5668 | 3834.2746
3132 | 447.7194 | 3838.1737 | 447.7194 | 3838.1737
3133 | 426.8123 | 3850.5888 | 426.8123 | 3850.5888
3134 | 420.6803 | 3871.7646 | 420.6803 | 3871.7646
3135 | 418.3016 | 3901.2418 | 418.3016 | 3901.2418
3136 | 420.6383 | 3939.7811 | 420.6383 | 3939.7811
3137 | 428.9007 | 4012.4093 | 428.9007 | 4012.4093
3138 | 440.4607 | 4114.5385 | 440.4607 | 4114.5385
3139 | 460.8025 | 4167.8696 | 460.8025 | 4167.8696
3140 | 481.6275 | 4218.3454 | 481.6275 | 4218.3454
3141 | 510.3843 | 4243.2733 | 510.3843 | 4243.2733
3142 | 528.7422 | 4258.659 | 528.7422 | 4258.659
3143 | 557.8531 | 4271.6299 | 557.8531 | 4271.6299
3144 | 554.2045 | 4280.7106 | 554.2045 | 4280.7106
3145 | 541.4047 | 4318.528 | 541.4047 | 4318.528
3146 | 537.6322 | 4347.6264 | 537.6322 | 4347.6264
3147 | 551.9867 | 4409.1589 | 551.9867 | 4409.1589
3148 | 594.4423 | 4472.2816 | 594.4423 | 4472.2816
3149 | 608.1831 | 4537.0912 | 608.1831 | 4537.0912
3150 | 584.6249 | 4600.5456 | 584.6249 | 4600.5456
3151 | 565.5387 | 4648.7725 | 565.5387 | 4648.7725
3152 | 543.0228 | 4701.8977 | 543.0228 | 4701.8977
3153 | 529.3234 | 4708.1982 | 529.3234 | 4708.1982
3154 | 504.461 | 4668.977 | 504.461 | 4668.977
3155 | 473.107 | 4612.851 | 473.107 | 4612.851
3156 | 450.231 | 4562.4168 | 450.231 | 4562.4168
3157 | 433.1629 | 4525.127 | 433.1629 | 4525.127
3158 | 418.2198 | 4491.3657 | 418.2198 | 4491.3657
3159 | 417.8238 | 4476.0683 | 417.8238 | 4476.0683
3160 | 419.867 | 4483.9193 | 419.867 | 4483.9193
3161 | 430.2503 | 4522.3376 | 430.2503 | 4522.3376
3162 | 446.9487 | 4581.9057 | 446.9487 | 4581.9057
3163 | 467.7532 | 4589.7578 | 467.7532 | 4589.7578
3164 | 489.3794 | 4588.5164 | 489.3794 | 4588.5164
3165 | 517.493 | 4556.5954 | 517.493 | 4556.5954
3166 | 545.0177 | 4510.8059 | 545.0177 | 4510.8059
3167 | 572.1321 | 4451.7348 | 572.1321 | 4451.7348
3168 | 573.8421 | 4379.4161 | 573.8421 | 4379.4161
3169 | 544.1145 | 4329.9984 | 544.1145 | 4329.9984
3170 | 542.3645 | 4270.4529 | 542.3645 | 4270.4529
3171 | 565.2426 | 4225.8342 | 565.2426 | 4225.8342
3172 | 600.7865 | 4167.9143 | 600.7865 | 4167.9143
3173 | 617.2763 | 4127.8808 | 617.2763 | 4127.8808
3174 | 596.384 | 4100.6791 | 596.384 | 4100.6791
3175 | 577.0746 | 4072.638 | 577.0746 | 4072.638
3176 | 553.4116 | 4065.4935 | 553.4116 | 4065.4935
3177 | 537.7542 | 4044.5267 | 537.7542 | 4044.5267
3178 | 513.952 | 4018.587 | 513.952 | 4018.587
3179 | 483.042 | 3992.1431 | 483.042 | 3992.1431
3180 | 454.4301 | 3970.7872 | 454.4301 | 3970.7872
3181 | 437.6447 | 3954.5265 | 437.6447 | 3954.5265
3182 | 421.6926 | 3948.5355 | 421.6926 | 3948.5355
3183 | 422.8679 | 3960.606 | 422.8679 | 3960.606
3184 | 426.8186 | 3982.6441 | 426.8186 | 3982.6441
3185 | 435.2276 | 4012.6105 | 435.2276 | 4012.6105
3186 | 450.8243 | 4055.9793 | 450.8243 | 4055.9793
3187 | 480.2793 | 4056.0838 | 480.2793 | 4056.0838
3188 | 514.3279 | 4061.1813 | 514.3279 | 4061.1813
3189 | 544.4824 | 4031.6752 | 544.4824 | 4031.6752
3190 | 560.7089 | 3980.4523 | 560.7089 | 3980.4523
3191 | 585.66 | 3948.5479 | 585.66 | 3948.5479
3192 | 567.6068 | 3936.197 | 567.6068 | 3936.197
3193 | 561.7262 | 3938.5972 | 561.7262 | 3938.5972
3194 | 564.2668 | 3897.2635 | 564.2668 | 3897.2635
3195 | 583.4477 | 3839.967 | 583.4477 | 3839.967
3196 | 619.5314 | 3744.1144 | 619.5314 | 3744.1144
3197 | 633.7596 | 3626.7062 | 633.7596 | 3626.7062
3198 | 626.7875 | 3501.302 | 626.7875 | 3501.302
3199 | 598.5331 | 3403.5332 | 598.5331 | 3403.5332
3200 | 581.1555 | 3349.9036 | 581.1555 | 3349.9036
3201 | 554.3436 | 3292.7145 | 554.3436 | 3292.7145
3202 | 532.0422 | 3219.0822 | 532.0422 | 3219.0822
3203 | 489.1044 | 3117.9803 | 489.1044 | 3117.9803
3204 | 461.9836 | 3014.8226 | 461.9836 | 3014.8226
3205 | 438.6184 | 2919.2754 | 438.6184 | 2919.2754
3206 | 430.4443 | 2837.4191 | 430.4443 | 2837.4191
3207 | 424.0171 | 2775.6365 | 424.0171 | 2775.6365
3208 | 427.1631 | 2741.1276 | 427.1631 | 2741.1276
3209 | 435.2075 | 2744.3299 | 435.2075 | 2744.3299
3210 | 455.3465 | 2769.1851 | 455.3465 | 2769.1851
3211 | 481.1458 | 2745.1415 | 481.1458 | 2745.1415
3212 | 519.5648 | 2726.0908 | 519.5648 | 2726.0908
3213 | 545.7357 | 2687.831 | 545.7357 | 2687.831
3214 | 565.3644 | 2637.9161 | 565.3644 | 2637.9161
3215 | 597.9319 | 2585.687 | 597.9319 | 2585.687
3216 | 596.6466 | 2536.6109 | 596.6466 | 2536.6109
3217 | 561.467 | 2519.4913 | 561.467 | 2519.4913
3218 | 562.9214 | 2488.0181 | 562.9214 | 2488.0181
3219 | 580.2774 | 2481.5333 | 580.2774 | 2481.5333
3220 | 610.4393 | 2488.411 | 610.4393 | 2488.411
3221 | 630.5207 | 2513.0743 | 630.5207 | 2513.0743
3222 | 616.5358 | 2535.4769 | 616.5358 | 2535.4769
3223 | 595.3264 | 2543.0543 | 595.3264 | 2543.0543
3224 | 568.6998 | 2549.292 | 568.6998 | 2549.292
3225 | 553.7311 | 2520.5776 | 553.7311 | 2520.5776
3226 | 534.8983 | 2482.1613 | 534.8983 | 2482.1613
3227 | 500.0736 | 2428.0477 | 500.0736 | 2428.0477
3228 | 468.3425 | 2380.632 | 468.3425 | 2380.632
3229 | 444.6453 | 2353.2027 | 444.6453 | 2353.2027
3230 | 433.3565 | 2340.0679 | 433.3565 | 2340.0679
3231 | 427.8306 | 2344.4915 | 427.8306 | 2344.4915
3232 | 428.3018 | 2373.6734 | 428.3018 | 2373.6734
3233 | 434.048 | 2433.9256 | 434.048 | 2433.9256
3234 | 454.8007 | 2515.2271 | 454.8007 | 2515.2271
3235 | 484.8425 | 2544.1082 | 484.8425 | 2544.1082
3236 | 512.2056 | 2562.9902 | 512.2056 | 2562.9902
3237 | 537.5647 | 2563.468 | 537.5647 | 2563.468
3238 | 559.5253 | 2562.6544 | 559.5253 | 2562.6544
3239 | 587.3894 | 2560.7339 | 587.3894 | 2560.7339
3240 | 586.4703 | 2556.4325 | 586.4703 | 2556.4325
3241 | 555.1291 | 2589.2191 | 555.1291 | 2589.2191
3242 | 563.8369 | 2612.5822 | 563.8369 | 2612.5822
3243 | 584.2627 | 2644.2315 | 584.2627 | 2644.2315
3244 | 620.7795 | 2662.7807 | 620.7795 | 2662.7807
3245 | 625.8843 | 2697.9082 | 625.8843 | 2697.9082
3246 | 610.5541 | 2740.0318 | 610.5541 | 2740.0318
3247 | 589.3749 | 2795 | 589.3749 | 2795
3248 | 562.0018 | 2872.5752 | 562.0018 | 2872.5752
3249 | 547.2485 | 2928.0775 | 547.2485 | 2928.0775
3250 | 524.4517 | 2997.6236 | 524.4517 | 2997.6236
3251 | 494.2889 | 3065.3575 | 494.2889 | 3065.3575
3252 | 465.1486 | 3160.8183 | 465.1486 | 3160.8183
3253 | 448.2782 | 3307.3562 | 448.2782 | 3307.3562
3254 | 435.2401 | 3441.6258 | 435.2401 | 3441.6258
3255 | 428.1674 | 3541.5351 | 428.1674 | 3541.5351
3256 | 430.9572 | 3608.5491 | 430.9572 | 3608.5491
3257 | 435.8798 | 3705.3254 | 435.8798 | 3705.3254
3258 | 453.4109 | 3821.7423 | 453.4109 | 3821.7423
3259 | 473.5186 | 3869.7406 | 473.5186 | 3869.7406
3260 | 497.9883 | 3896.8733 | 497.9883 | 3896.8733
3261 | 521.4982 | 3899.4641 | 521.4982 | 3899.4641
3262 | 544.1281 | 3887.2807 | 544.1281 | 3887.2807
3263 | 572.9828 | 3878.6189 | 572.9828 | 3878.6189
3264 | 564.1231 | 3871.5001 | 564.1231 | 3871.5001
3265 | 546.8382 | 3879.7361 | 546.8382 | 3879.7361
3266 | 546.484 | 3883.0764 | 546.484 | 3883.0764
3267 | 568.649 | 3919.8571 | 568.649 | 3919.8571
3268 | 600.1013 | 3965.8749 | 600.1013 | 3965.8749
3269 | 611.5741 | 4030.5839 | 611.5741 | 4030.5839
3270 | 594.3728 | 4085.9889 | 594.3728 | 4085.9889
3271 | 573.1305 | 4124.4559 | 573.1305 | 4124.4559
3272 | 552.8113 | 4158.4639 | 552.8113 | 4158.4639
3273 | 533.653 | 4163.0539 | 533.653 | 4163.0539
3274 | 514.9245 | 4168.5067 | 514.9245 | 4168.5067
3275 | 487.4164 | 4159.5702 | 487.4164 | 4159.5702
3276 | 463.1486 | 4154.2125 | 463.1486 | 4154.2125
3277 | 445.515 | 4158.2764 | 445.515 | 4158.2764
3278 | 432.3298 | 4165.3657 | 432.3298 | 4165.3657
3279 | 429.2357 | 4174.2165 | 429.2357 | 4174.2165
3280 | 429.5082 | 4183.5768 | 429.5082 | 4183.5768
3281 | 436.6622 | 4207.9086 | 436.6622 | 4207.9086
3282 | 449.8976 | 4243.3286 | 449.8976 | 4243.3286
3283 | 466.7065 | 4205.9029 | 466.7065 | 4205.9029
3284 | 484.8275 | 4155.8621 | 484.8275 | 4155.8621
3285 | 502.0476 | 4085.3042 | 502.0476 | 4085.3042
3286 | 510.8114 | 4010.1344 | 510.8114 | 4010.1344
3287 | 567.1743 | 3927.3176 | 567.1743 | 3927.3176
3288 | 567.1363 | 3846.2452 | 567.1363 | 3846.2452
3289 | 554.9564 | 3791.5954 | 554.9564 | 3791.5954
3290 | 552.5717 | 3730.7419 | 552.5717 | 3730.7419
3291 | 571.9846 | 3699.606 | 571.9846 | 3699.606
3292 | 608.9773 | 3667.1422 | 608.9773 | 3667.1422
3293 | 618.6765 | 3638.1766 | 618.6765 | 3638.1766
3294 | 596.0488 | 3593.1656 | 596.0488 | 3593.1656
3295 | 576.5396 | 3527.7955 | 576.5396 | 3527.7955
3296 | 552.2492 | 3455.7529 | 552.2492 | 3455.7529
3297 | 533.0011 | 3380.8552 | 533.0011 | 3380.8552
3298 | 507.9359 | 3315.7754 | 507.9359 | 3315.7754
3299 | 474.9703 | 3228.3574 | 474.9703 | 3228.3574
3300 | 450.8454 | 3165.6479 | 450.8454 | 3165.6479
3301 | 431.6653 | 3158.6439 | 431.6653 | 3158.6439
3302 | 418.335 | 3191.29 | 418.335 | 3191.29
3303 | 417.4925 | 3233.5457 | 417.4925 | 3233.5457
3304 | 419.2778 | 3317.9664 | 419.2778 | 3317.9664
3305 | 423.9586 | 3404.7816 | 423.9586 | 3404.7816
3306 | 438.387 | 3483.8695 | 438.387 | 3483.8695
3307 | 465.1887 | 3506.4117 | 465.1887 | 3506.4117
3308 | 490.0067 | 3538.1727 | 490.0067 | 3538.1727
3309 | 515.0974 | 3572.7598 | 515.0974 | 3572.7598
3310 | 538.1483 | 3646.0005 | 538.1483 | 3646.0005
3311 | 571.1057 | 3715.4177 | 571.1057 | 3715.4177
3312 | 571.1102 | 3752.6711 | 571.1102 | 3752.6711
3313 | 551.2605 | 3785.9608 | 551.2605 | 3785.9608
3314 | 551.0458 | 3795.3382 | 551.0458 | 3795.3382
3315 | 576.2601 | 3879.2078 | 576.2601 | 3879.2078
3316 | 609.5225 | 3921.9051 | 609.5225 | 3921.9051
3317 | 616.5255 | 3957.737 | 616.5255 | 3957.737
3318 | 599.6941 | 3987.0822 | 599.6941 | 3987.0822
3319 | 574.4548 | 3985.8053 | 574.4548 | 3985.8053
3320 | 562.0294 | 3968.8003 | 562.0294 | 3968.8003
3321 | 542.9773 | 3920.4656 | 542.9773 | 3920.4656
3322 | 514.2163 | 3872.3901 | 514.2163 | 3872.3901
3323 | 480.8339 | 3807.2086 | 480.8339 | 3807.2086
3324 | 455.289 | 3749.9323 | 455.289 | 3749.9323
3325 | 441.1584 | 3703.1845 | 441.1584 | 3703.1845
3326 | 432.9991 | 3667.4109 | 432.9991 | 3667.4109
3327 | 428.6777 | 3671.432 | 428.6777 | 3671.432
3328 | 433.7631 | 3708.7639 | 433.7631 | 3708.7639
3329 | 441.8078 | 3786.2216 | 441.8078 | 3786.2216
3330 | 459.6874 | 3889.5583 | 459.6874 | 3889.5583
3331 | 490.0836 | 3941.682 | 490.0836 | 3941.682
3332 | 528.7625 | 3980.9893 | 528.7625 | 3980.9893
3333 | 553.6764 | 3965.1671 | 553.6764 | 3965.1671
3334 | 573.4961 | 3930.2442 | 573.4961 | 3930.2442
3335 | 610.9101 | 3894.617 | 610.9101 | 3894.617
3336 | 598.4371 | 3850.5717 | 598.4371 | 3850.5717
3337 | 577.6754 | 3827.0127 | 577.6754 | 3827.0127
3338 | 584.3187 | 3796.445 | 584.3187 | 3796.445
3339 | 606.7694 | 3802.8393 | 606.7694 | 3802.8393
3340 | 637.3861 | 3816.9613 | 637.3861 | 3816.9613
3341 | 648.0328 | 3844.7438 | 648.0328 | 3844.7438
3342 | 623.9668 | 3865.2347 | 623.9668 | 3865.2347
3343 | 598.0408 | 3883.4775 | 598.0408 | 3883.4775
3344 | 578.1527 | 3911.7504 | 578.1527 | 3911.7504
3345 | 556.8348 | 3909.9008 | 556.8348 | 3909.9008
3346 | 529.7245 | 3908.8135 | 529.7245 | 3908.8135
3347 | 493.4453 | 3906.0147 | 493.4453 | 3906.0147
3348 | 468.7206 | 3923.799 | 468.7206 | 3923.799
3349 | 453.6161 | 3947.7851 | 453.6161 | 3947.7851
3350 | 440.5646 | 3972.5831 | 440.5646 | 3972.5831
3351 | 437.2307 | 4012.3233 | 437.2307 | 4012.3233
3352 | 438.3595 | 4037.078 | 438.3595 | 4037.078
3353 | 445.1566 | 4062.0136 | 445.1566 | 4062.0136
3354 | 468.1779 | 4104.3762 | 468.1779 | 4104.3762
3355 | 493.253 | 4112.7313 | 493.253 | 4112.7313
3356 | 528.2293 | 4140.8701 | 528.2293 | 4140.8701
3357 | 551.2686 | 4118.6085 | 551.2686 | 4118.6085
3358 | 580 | 4071.1084 | 580 | 4071.1084
3359 | 612.6093 | 4043.8324 | 612.6093 | 4043.8324
3360 | 598.0868 | 4008.1384 | 598.0868 | 4008.1384
3361 | 574.0348 | 3976.3287 | 574.0348 | 3976.3287
3362 | 573.4511 | 3922.9209 | 573.4511 | 3922.9209
3363 | 598.9391 | 3889.9738 | 598.9391 | 3889.9738
3364 | 632.4928 | 3858.0132 | 632.4928 | 3858.0132
3365 | 639.4613 | 3841.8259 | 639.4613 | 3841.8259
3366 | 621.6593 | 3833.4396 | 621.6593 | 3833.4396
3367 | 599.5757 | 3827.3331 | 599.5757 | 3827.3331
3368 | 577.6064 | 3834.4763 | 577.6064 | 3834.4763
3369 | 549.3705 | 3839.4687 | 549.3705 | 3839.4687
3370 | 522.0955 | 3854.8827 | 522.0955 | 3854.8827
3371 | 486.6817 | 3903.3987 | 486.6817 | 3903.3987
3372 | 463.9651 | 4040.4144 | 463.9651 | 4040.4144
3373 | 446.6227 | 4195.7061 | 446.6227 | 4195.7061
3374 | 437.4814 | 4287.4145 | 437.4814 | 4287.4145
3375 | 432.6922 | 4326.9535 | 432.6922 | 4326.9535
3376 | 430.2515 | 4322.7304 | 430.2515 | 4322.7304
3377 | 434.9769 | 4317.0783 | 434.9769 | 4317.0783
3378 | 456.9696 | 4362.5601 | 456.9696 | 4362.5601
3379 | 487.5762 | 4387.4165 | 487.5762 | 4387.4165
3380 | 523.5509 | 4417.0645 | 523.5509 | 4417.0645
3381 | 548.1788 | 4430.2201 | 548.1788 | 4430.2201
3382 | 567.6902 | 4441.1787 | 567.6902 | 4441.1787
3383 | 611.1237 | 4450.2256 | 611.1237 | 4450.2256
3384 | 603.9431 | 4451.6593 | 603.9431 | 4451.6593
3385 | 580.0216 | 4466.8379 | 580.0216 | 4466.8379
3386 | 583.3925 | 4459.4121 | 583.3925 | 4459.4121
3387 | 615.6047 | 4460.8762 | 615.6047 | 4460.8762
3388 | 641.1004 | 4432.9402 | 641.1004 | 4432.9402
3389 | 648.3284 | 4388.9826 | 648.3284 | 4388.9826
3390 | 632.5337 | 4345.3802 | 632.5337 | 4345.3802
3391 | 602.3188 | 4309.7929 | 602.3188 | 4309.7929
3392 | 572.3533 | 4279.0034 | 572.3533 | 4279.0034
3393 | 554.5678 | 4214.7711 | 554.5678 | 4214.7711
3394 | 533.3256 | 4135.0012 | 533.3256 | 4135.0012
3395 | 495.3603 | 4009.9524 | 495.3603 | 4009.9524
3396 | 470.6361 | 3877.7163 | 470.6361 | 3877.7163
3397 | 445.0796 | 3767.479 | 445.0796 | 3767.479
3398 | 433.0135 | 3688.1381 | 433.0135 | 3688.1381
3399 | 430.3912 | 3645.5734 | 430.3912 | 3645.5734
3400 | 433.7136 | 3601.5059 | 433.7136 | 3601.5059
3401 | 439.9483 | 3558.4242 | 439.9483 | 3558.4242
3402 | 457.5749 | 3531.7633 | 457.5749 | 3531.7633
3403 | 482.6459 | 3465.9635 | 482.6459 | 3465.9635
3404 | 515.2722 | 3415.4197 | 515.2722 | 3415.4197
3405 | 535.4689 | 3355.7284 | 535.4689 | 3355.7284
3406 | 553.5242 | 3303.1975 | 553.5242 | 3303.1975
3407 | 592.9507 | 3282.8641 | 592.9507 | 3282.8641
3408 | 587.6737 | 3258.2379 | 587.6737 | 3258.2379
3409 | 571.1382 | 3239.0054 | 571.1382 | 3239.0054
3410 | 578.47 | 3192.4395 | 578.47 | 3192.4395
3411 | 604.0551 | 3165.127 | 604.0551 | 3165.127
3412 | 631.3456 | 3144.5361 | 631.3456 | 3144.5361
3413 | 637.3027 | 3144.7495 | 637.3027 | 3144.7495
3414 | 616.795 | 3146.0225 | 616.795 | 3146.0225
3415 | 590.5557 | 3157.1215 | 590.5557 | 3157.1215
3416 | 566.4079 | 3175.4332 | 566.4079 | 3175.4332
3417 | 553.7402 | 3160.0003 | 553.7402 | 3160.0003
3418 | 535.5104 | 3140.2989 | 535.5104 | 3140.2989
3419 | 504.6338 | 3101.3785 | 504.6338 | 3101.3785
3420 | 472.9555 | 3073.4825 | 472.9555 | 3073.4825
3421 | 452.4852 | 3073.2199 | 452.4852 | 3073.2199
3422 | 441.1035 | 3094.3956 | 441.1035 | 3094.3956
3423 | 438.0553 | 3125.0802 | 438.0553 | 3125.0802
3424 | 435.1635 | 3175.1905 | 435.1635 | 3175.1905
3425 | 441.4656 | 3277.8026 | 441.4656 | 3277.8026
3426 | 457.6149 | 3410.3183 | 457.6149 | 3410.3183
3427 | 477.273 | 3458.216 | 477.273 | 3458.216
3428 | 502.9022 | 3463.1122 | 502.9022 | 3463.1122
3429 | 523.3195 | 3455.1382 | 523.3195 | 3455.1382
3430 | 543.5523 | 3470.4233 | 543.5523 | 3470.4233
3431 | 575.2476 | 3515.4912 | 575.2476 | 3515.4912
3432 | 572.1474 | 3585.4453 | 572.1474 | 3585.4453
3433 | 557.0838 | 3677.6966 | 557.0838 | 3677.6966
3434 | 559.3874 | 3736.0746 | 559.3874 | 3736.0746
3435 | 583.3234 | 3797.8084 | 583.3234 | 3797.8084
3436 | 610.2616 | 3848.4545 | 610.2616 | 3848.4545
3437 | 617.3793 | 3896.9642 | 617.3793 | 3896.9642
3438 | 601.7498 | 3925.7056 | 601.7498 | 3925.7056
3439 | 574.9244 | 3953.4065 | 574.9244 | 3953.4065
3440 | 554.9575 | 3993.4516 | 554.9575 | 3993.4516
3441 | 539.0879 | 4001.3619 | 539.0879 | 4001.3619
3442 | 522.0169 | 4008.9277 | 522.0169 | 4008.9277
3443 | 494.2593 | 3975.0382 | 494.2593 | 3975.0382
3444 | 472.8588 | 3955.3928 | 472.8588 | 3955.3928
3445 | 450.691 | 3969.5184 | 450.691 | 3969.5184
3446 | 440.568 | 3988.9837 | 440.568 | 3988.9837
3447 | 434.0348 | 4014.3356 | 434.0348 | 4014.3356
3448 | 434.8872 | 4049.6552 | 434.8872 | 4049.6552
3449 | 445.1964 | 4110.5111 | 445.1964 | 4110.5111
3450 | 456.9031 | 4196.7428 | 456.9031 | 4196.7428
3451 | 470.7916 | 4246.2504 | 470.7916 | 4246.2504
3452 | 493.3593 | 4285.6584 | 493.3593 | 4285.6584
3453 | 514.7275 | 4294.085 | 514.7275 | 4294.085
3454 | 534.353 | 4285.9263 | 534.353 | 4285.9263
3455 | 560.6133 | 4283.3015 | 560.6133 | 4283.3015
3456 | 561.546 | 4278.8994 | 561.546 | 4278.8994
3457 | 546.7804 | 4255.8434 | 546.7804 | 4255.8434
3458 | 556.7443 | 4191.7702 | 556.7443 | 4191.7702
3459 | 582.1701 | 4165.8664 | 582.1701 | 4165.8664
3460 | 613.5401 | 4147.5896 | 613.5401 | 4147.5896
3461 | 623.2568 | 4146.2938 | 623.2568 | 4146.2938
3462 | 609.372 | 4147.4661 | 609.372 | 4147.4661
3463 | 586.5335 | 4147.8997 | 586.5335 | 4147.8997
3464 | 568.6728 | 4156.6528 | 568.6728 | 4156.6528
3465 | 551.3019 | 4140.415 | 551.3019 | 4140.415
3466 | 536.3838 | 4117.5944 | 536.3838 | 4117.5944
3467 | 501.1639 | 4077.5672 | 501.1639 | 4077.5672
3468 | 473.8129 | 4060.4372 | 473.8129 | 4060.4372
3469 | 449.307 | 4084.0209 | 449.307 | 4084.0209
3470 | 440.4854 | 4096.0404 | 440.4854 | 4096.0404
3471 | 434.4872 | 4091.3078 | 434.4872 | 4091.3078
3472 | 435.7987 | 4065.2508 | 435.7987 | 4065.2508
3473 | 438.0212 | 4055.6747 | 438.0212 | 4055.6747
3474 | 455.5387 | 4099.1441 | 455.5387 | 4099.1441
3475 | 481.342 | 4082.3449 | 481.342 | 4082.3449
3476 | 509.0499 | 4029.8893 | 509.0499 | 4029.8893
3477 | 523.6333 | 3958.5264 | 523.6333 | 3958.5264
3478 | 553.2297 | 3897.3424 | 553.2297 | 3897.3424
3479 | 584.6444 | 3871.0726 | 584.6444 | 3871.0726
3480 | 577.4404 | 3867.5761 | 577.4404 | 3867.5761
3481 | 557.2881 | 3883.7608 | 557.2881 | 3883.7608
3482 | 563.1316 | 3864.0598 | 563.1316 | 3864.0598
3483 | 593.5427 | 3851.2362 | 593.5427 | 3851.2362
3484 | 624.6257 | 3855.2965 | 624.6257 | 3855.2965
3485 | 636.9628 | 3882.5759 | 636.9628 | 3882.5759
3486 | 619.4222 | 3903.5698 | 619.4222 | 3903.5698
3487 | 588.6242 | 3909.0343 | 588.6242 | 3909.0343
3488 | 568.587 | 3908.8325 | 568.587 | 3908.8325
3489 | 554.928 | 3877.8039 | 554.928 | 3877.8039
3490 | 528.6093 | 3851.9648 | 528.6093 | 3851.9648
3491 | 496.3933 | 3822.0999 | 496.3933 | 3822.0999
3492 | 466.8107 | 3828.8163 | 466.8107 | 3828.8163
3493 | 445.0638 | 3866.4864 | 445.0638 | 3866.4864
3494 | 434.3532 | 3918.0485 | 434.3532 | 3918.0485
3495 | 429.1348 | 3966.0393 | 429.1348 | 3966.0393
3496 | 429.1095 | 3994.1144 | 429.1095 | 3994.1144
3497 | 438.6205 | 4008.284 | 438.6205 | 4008.284
3498 | 461.017 | 4015.7324 | 461.017 | 4015.7324
3499 | 497.9063 | 3982.935 | 497.9063 | 3982.935
3500 | 533.3916 | 3972.3362 | 533.3916 | 3972.3362
3501 | 557.9312 | 3955.6085 | 557.9312 | 3955.6085
3502 | 583.2627 | 3953.4868 | 583.2627 | 3953.4868
3503 | 617.5391 | 3976.3182 | 617.5391 | 3976.3182
3504 | 612.875 | 4012.4649 | 612.875 | 4012.4649
3505 | 582.1005 | 4084.3916 | 582.1005 | 4084.3916
3506 | 590.1127 | 4129.79 | 590.1127 | 4129.79
3507 | 623.7786 | 4165.7657 | 623.7786 | 4165.7657
3508 | 651.4166 | 4174.9575 | 651.4166 | 4174.9575
3509 | 661.8339 | 4175.3722 | 661.8339 | 4175.3722
3510 | 645.1523 | 4172.1173 | 645.1523 | 4172.1173
3511 | 615.7069 | 4163.4954 | 615.7069 | 4163.4954
3512 | 594.5395 | 4160.8787 | 594.5395 | 4160.8787
3513 | 578.0115 | 4142.5279 | 578.0115 | 4142.5279
3514 | 550.056 | 4138.8246 | 550.056 | 4138.8246
3515 | 508.978 | 4119.8264 | 508.978 | 4119.8264
3516 | 479.8773 | 4106.9224 | 479.8773 | 4106.9224
3517 | 457.115 | 4118.5326 | 457.115 | 4118.5326
3518 | 446.2768 | 4139.1046 | 446.2768 | 4139.1046
3519 | 437.8683 | 4154.7973 | 437.8683 | 4154.7973
3520 | 437.5995 | 4175.5274 | 437.5995 | 4175.5274
3521 | 443.1337 | 4226.0197 | 443.1337 | 4226.0197
3522 | 462.2104 | 4298.2657 | 462.2104 | 4298.2657
3523 | 500.8068 | 4313.1609 | 500.8068 | 4313.1609
3524 | 534.0715 | 4314.938 | 534.0715 | 4314.938
3525 | 556.6318 | 4286.4381 | 556.6318 | 4286.4381
3526 | 572.2393 | 4265.2997 | 572.2393 | 4265.2997
3527 | 606.7106 | 4248.5886 | 606.7106 | 4248.5886
3528 | 605.9978 | 4241.5704 | 605.9978 | 4241.5704
3529 | 577.4111 | 4255.3404 | 577.4111 | 4255.3404
3530 | 588.2458 | 4233.3251 | 588.2458 | 4233.3251
3531 | 617.1304 | 4208.9305 | 617.1304 | 4208.9305
3532 | 647.6192 | 4177.3724 | 647.6192 | 4177.3724
3533 | 656.6138 | 4170.945 | 656.6138 | 4170.945
3534 | 642.3333 | 4187.5118 | 642.3333 | 4187.5118
3535 | 611.839 | 4214.1059 | 611.839 | 4214.1059
3536 | 589.1332 | 4240.1651 | 589.1332 | 4240.1651
3537 | 568.2111 | 4244.7551 | 568.2111 | 4244.7551
3538 | 546.9312 | 4264.395 | 546.9312 | 4264.395
3539 | 511.5705 | 4268.2369 | 511.5705 | 4268.2369
3540 | 483.3616 | 4261.5711 | 483.3616 | 4261.5711
3541 | 459.9705 | 4256.0764 | 459.9705 | 4256.0764
3542 | 448.6653 | 4254.6133 | 448.6653 | 4254.6133
3543 | 444.4965 | 4264.772 | 444.4965 | 4264.772
3544 | 445.0365 | 4276.849 | 445.0365 | 4276.849
3545 | 453.8358 | 4324.4234 | 453.8358 | 4324.4234
3546 | 471.684 | 4400.694 | 471.684 | 4400.694
3547 | 506.0336 | 4420.8214 | 506.0336 | 4420.8214
3548 | 547.5089 | 4431.5534 | 547.5089 | 4431.5534
3549 | 572.1257 | 4407.8831 | 572.1257 | 4407.8831
3550 | 585.8464 | 4361.8923 | 585.8464 | 4361.8923
3551 | 619.8255 | 4301.312 | 619.8255 | 4301.312
3552 | 611.8646 | 4241.168 | 611.8646 | 4241.168
3553 | 586.7244 | 4235.1163 | 586.7244 | 4235.1163
3554 | 591.8232 | 4229.0992 | 591.8232 | 4229.0992
3555 | 619.5183 | 4228.2491 | 619.5183 | 4228.2491
3556 | 642.7628 | 4173.1464 | 642.7628 | 4173.1464
3557 | 652.4122 | 4077.5722 | 652.4122 | 4077.5722
3558 | 642.0918 | 4008.9161 | 642.0918 | 4008.9161
3559 | 608.3817 | 4025.5491 | 608.3817 | 4025.5491
3560 | 586.9068 | 4090.346 | 586.9068 | 4090.346
3561 | 566.7071 | 4155.6082 | 566.7071 | 4155.6082
3562 | 547.7318 | 4233.3042 | 547.7318 | 4233.3042
3563 | 514.5897 | 4296.3091 | 514.5897 | 4296.3091
3564 | 486.3123 | 4353.4347 | 486.3123 | 4353.4347
3565 | 464.2034 | 4399.9591 | 464.2034 | 4399.9591
3566 | 452.9706 | 4452.3262 | 452.9706 | 4452.3262
3567 | 446.0553 | 4504.1405 | 446.0553 | 4504.1405
3568 | 443.5106 | 4540.9693 | 443.5106 | 4540.9693
3569 | 449.2833 | 4563.3894 | 449.2833 | 4563.3894
3570 | 464.5671 | 4562.6878 | 464.5671 | 4562.6878
3571 | 494.2229 | 4517.3133 | 494.2229 | 4517.3133
3572 | 526.5881 | 4484.8806 | 526.5881 | 4484.8806
3573 | 545.382 | 4452.5572 | 545.382 | 4452.5572
3574 | 567.3502 | 4431.3182 | 567.3502 | 4431.3182
3575 | 604.4525 | 4399.7157 | 604.4525 | 4399.7157
3576 | 598.7819 | 4299.7272 | 598.7819 | 4299.7272
3577 | 579.3772 | 4138.9262 | 579.3772 | 4138.9262
3578 | 588.9117 | 3945.5598 | 588.9117 | 3945.5598
3579 | 619.2256 | 3795.293 | 619.2256 | 3795.293
3580 | 643.4538 | 3706.0811 | 643.4538 | 3706.0811
3581 | 645.6748 | 3671.0784 | 645.6748 | 3671.0784
3582 | 630.2454 | 3668.8298 | 630.2454 | 3668.8298
3583 | 608.6762 | 3682.7461 | 608.6762 | 3682.7461
3584 | 584.4806 | 3718.0621 | 584.4806 | 3718.0621
3585 | 562.2629 | 3739.5558 | 562.2629 | 3739.5558
3586 | 542.924 | 3746.5179 | 542.924 | 3746.5179
3587 | 515.5248 | 3706.1888 | 515.5248 | 3706.1888
3588 | 491.8244 | 3639.9577 | 491.8244 | 3639.9577
3589 | 470.4034 | 3573.6901 | 470.4034 | 3573.6901
3590 | 458.2691 | 3514.372 | 458.2691 | 3514.372
3591 | 452.133 | 3472.0086 | 452.133 | 3472.0086
3592 | 450.5381 | 3449.3726 | 450.5381 | 3449.3726
3593 | 458.1706 | 3454.5871 | 458.1706 | 3454.5871
3594 | 472.8196 | 3478.235 | 472.8196 | 3478.235
3595 | 493.5366 | 3451.374 | 493.5366 | 3451.374
3596 | 518.4971 | 3426.0851 | 518.4971 | 3426.0851
3597 | 532.4286 | 3395.6734 | 532.4286 | 3395.6734
3598 | 556.5943 | 3372.3215 | 556.5943 | 3372.3215
3599 | 587.107 | 3356.4153 | 587.107 | 3356.4153
3600 | 590.1986 | 3342.6558 | 590.1986 | 3342.6558
3601 | 570.2584 | 3360.6516 | 570.2584 | 3360.6516
3602 | 578.1051 | 3377.0722 | 578.1051 | 3377.0722
3603 | 605.736 | 3406.5079 | 605.736 | 3406.5079
3604 | 629.813 | 3437.433 | 629.813 | 3437.433
3605 | 634.249 | 3493.6902 | 634.249 | 3493.6902
3606 | 620.2068 | 3552.5162 | 620.2068 | 3552.5162
3607 | 593.502 | 3584.6443 | 593.502 | 3584.6443
3608 | 578.5972 | 3608.8924 | 578.5972 | 3608.8924
3609 | 557.3284 | 3607.0429 | 557.3284 | 3607.0429
3610 | 537.5204 | 3585.5303 | 537.5204 | 3585.5303
3611 | 511.0263 | 3533.9321 | 511.0263 | 3533.9321
3612 | 486.3481 | 3482.7935 | 486.3481 | 3482.7935
3613 | 465.7484 | 3444.7994 | 465.7484 | 3444.7994
3614 | 455.7552 | 3414.3585 | 455.7552 | 3414.3585
3615 | 447.2838 | 3390.408 | 447.2838 | 3390.408
3616 | 441.7223 | 3376.1232 | 441.7223 | 3376.1232
3617 | 446.8791 | 3392.8081 | 446.8791 | 3392.8081
3618 | 459.7879 | 3442.0127 | 459.7879 | 3442.0127
3619 | 480.4995 | 3462.5426 | 480.4995 | 3462.5426
3620 | 502.7037 | 3493.8005 | 502.7037 | 3493.8005
3621 | 520.0523 | 3506.9561 | 520.0523 | 3506.9561
3622 | 542.2 | 3529.0832 | 542.2 | 3529.0832
3623 | 578.4519 | 3565.7998 | 578.4519 | 3565.7998
3624 | 579.0844 | 3591.9854 | 579.0844 | 3591.9854
3625 | 561.9495 | 3627.4886 | 561.9495 | 3627.4886
3626 | 569.7748 | 3608.3913 | 569.7748 | 3608.3913
3627 | 596.3652 | 3584.701 | 596.3652 | 3584.701
3628 | 626.1846 | 3615.3243 | 626.1846 | 3615.3243
3629 | 636.2942 | 3708.5081 | 636.2942 | 3708.5081
3630 | 614.6872 | 3828.5094 | 614.6872 | 3828.5094
3631 | 589.2122 | 3962.0596 | 589.2122 | 3962.0596
3632 | 576.2391 | 4084.2083 | 576.2391 | 4084.2083
3633 | 557.6246 | 4175.7316 | 557.6246 | 4175.7316
3634 | 537.9783 | 4254.8363 | 537.9783 | 4254.8363
3635 | 506.1057 | 4307.4776 | 506.1057 | 4307.4776
3636 | 482.9915 | 4017.3716 | 482.9915 | 4017.3716
3637 | 466.7752 | 4083.7925 | 466.7752 | 4083.7925
3638 | 453.0897 | 4141.155 | 453.0897 | 4141.155
3639 | 449.9502 | 4200.6245 | 449.9502 | 4200.6245
3640 | 447.7567 | 4244.0387 | 447.7567 | 4244.0387
3641 | 457.29 | 4281.398 | 457.29 | 4281.398
3642 | 469.7165 | 4345.1018 | 469.7165 | 4345.1018
3643 | 497.0662 | 4339.9673 | 497.0662 | 4339.9673
3644 | 527.5751 | 4337.6218 | 527.5751 | 4337.6218
3645 | 550.6664 | 4298.4555 | 550.6664 | 4298.4555
3646 | 570.7853 | 4265.7477 | 570.7853 | 4265.7477
3647 | 607.8939 | 4249.7046 | 607.8939 | 4249.7046
3648 | 598.7303 | 4254.6253 | 598.7303 | 4254.6253
3649 | 581.9017 | 4264.2635 | 581.9017 | 4264.2635
3650 | 593.1004 | 4236.4257 | 593.1004 | 4236.4257
3651 | 621.3661 | 4223.0417 | 621.3661 | 4223.0417
3652 | 644.0618 | 4185.7286 | 644.0618 | 4185.7286
3653 | 656.0056 | 4160.7085 | 656.0056 | 4160.7085
3654 | 638.4088 | 4126.4931 | 638.4088 | 4126.4931
3655 | 611.5284 | 4110.7739 | 611.5284 | 4110.7739
3656 | 593.4887 | 4127.4133 | 593.4887 | 4127.4133
3657 | 574.2969 | 4145.294 | 574.2969 | 4145.294
3658 | 548.0414 | 4194.6682 | 548.0414 | 4194.6682
3659 | 515.7419 | 4236.5913 | 515.7419 | 4236.5913
3660 | 485.0876 | 4248.1944 | 485.0876 | 4248.1944
3661 | 463.2919 | 4265.4509 | 463.2919 | 4265.4509
3662 | 452.5071 | 4278.0933 | 452.5071 | 4278.0933
3663 | 449.2933 | 4321.3597 | 449.2933 | 4321.3597
3664 | 447.8789 | 4372.5514 | 447.8789 | 4372.5514
3665 | 458.4645 | 4431.7615 | 458.4645 | 4431.7615
3666 | 476.2638 | 4533.7969 | 476.2638 | 4533.7969
3667 | 509.6581 | 4570.1421 | 509.6581 | 4570.1421
3668 | 548.0231 | 4610.7575 | 548.0231 | 4610.7575
3669 | 570.3363 | 4607.7007 | 570.3363 | 4607.7007
3670 | 592.904 | 4598.9734 | 592.904 | 4598.9734
3671 | 627.7458 | 4576.7268 | 627.7458 | 4576.7268
3672 | 620.5545 | 4545.7232 | 620.5545 | 4545.7232
3673 | 591.8574 | 4528.5107 | 591.8574 | 4528.5107
3674 | 604.1761 | 4491.8771 | 604.1761 | 4491.8771
3675 | 634.4146 | 4486.9187 | 634.4146 | 4486.9187
3676 | 654.4943 | 4473.771 | 654.4943 | 4473.771
3677 | 666.1517 | 4478.1015 | 666.1517 | 4478.1015
3678 | 654.9374 | 4471.1071 | 654.9374 | 4471.1071
3679 | 622.5112 | 4454.3694 | 622.5112 | 4454.3694
3680 | 601.1786 | 4440.1769 | 601.1786 | 4440.1769
3681 | 580.6242 | 4416.0225 | 580.6242 | 4416.0225
3682 | 552.7737 | 4393.8259 | 552.7737 | 4393.8259
3683 | 518.198 | 4360.0116 | 518.198 | 4360.0116
3684 | 488.1345 | 4341.8013 | 488.1345 | 4341.8013
3685 | 467.3428 | 4346.5583 | 467.3428 | 4346.5583
3686 | 456.5908 | 4341.0534 | 456.5908 | 4341.0534
3687 | 452.1768 | 4341.9143 | 452.1768 | 4341.9143
3688 | 452.0512 | 4340.3306 | 452.0512 | 4340.3306
3689 | 461.6393 | 4358.4315 | 461.6393 | 4358.4315
3690 | 480.2327 | 4426.7647 | 480.2327 | 4426.7647
3691 | 513.1936 | 4440.6109 | 513.1936 | 4440.6109
3692 | 551.5993 | 4471.2268 | 551.5993 | 4471.2268
3693 | 579.1547 | 4480.8546 | 579.1547 | 4480.8546
3694 | 595.9466 | 4524.2545 | 595.9466 | 4524.2545
3695 | 631.8037 | 4581.634 | 631.8037 | 4581.634
3696 | 626.5942 | 4625.7196 | 626.5942 | 4625.7196
3697 | 600.7261 | 4623.3212 | 600.7261 | 4623.3212
3698 | 613.8055 | 4550.9485 | 613.8055 | 4550.9485
3699 | 639.5965 | 4488.863 | 639.5965 | 4488.863
3700 | 653.364 | 4431.1804 | 653.364 | 4431.1804
3701 | 663.8286 | 4422.4559 | 663.8286 | 4422.4559
3702 | 654.3262 | 4425.6462 | 654.3262 | 4425.6462
3703 | 625.5053 | 4435.2036 | 625.5053 | 4435.2036
3704 | 603.2632 | 4437.3067 | 603.2632 | 4437.3067
3705 | 584.4024 | 4422.1333 | 584.4024 | 4422.1333
3706 | 553.5431 | 4411.1399 | 553.5431 | 4411.1399
3707 | 519.9587 | 4383.4365 | 519.9587 | 4383.4365
3708 | 490.293 | 4363.467 | 490.293 | 4363.467
3709 | 467.4429 | 4360.4466 | 467.4429 | 4360.4466
3710 | 455.8067 | 4341.7015 | 455.8067 | 4341.7015
3711 | 466.0427 | 4328.5816 | 466.0427 | 4328.5816
3712 | 465.9674 | 4309.7765 | 465.9674 | 4309.7765
3713 | 475.2469 | 4304.8228 | 475.2469 | 4304.8228
3714 | 494.4306 | 4351.5829 | 494.4306 | 4351.5829
3715 | 526.3588 | 4321.82 | 526.3588 | 4321.82
3716 | 564.7566 | 4330.3073 | 564.7566 | 4330.3073
3717 | 578.1885 | 4335.4908 | 578.1885 | 4335.4908
3718 | 595.8912 | 4370.0949 | 595.8912 | 4370.0949
3719 | 627.3348 | 4415.1601 | 627.3348 | 4415.1601
3720 | 619.0295 | 4459.3382 | 619.0295 | 4459.3382
3721 | 602.0744 | 4512.6781 | 602.0744 | 4512.6781
3722 | 607.4106 | 4542.8007 | 607.4106 | 4542.8007
3723 | 637.9622 | 4589.7844 | 637.9622 | 4589.7844
3724 | 654.8906 | 4605.4317 | 654.8906 | 4605.4317
3725 | 657.5366 | 4631.4278 | 657.5366 | 4631.4278
3726 | 649.5562 | 4648.8768 | 649.5562 | 4648.8768
3727 | 621.0384 | 4661.6748 | 621.0384 | 4661.6748
3728 | 592.6308 | 4674.7959 | 592.6308 | 4674.7959
3729 | 574.1699 | 4677.0291 | 574.1699 | 4677.0291
3730 | 552.5452 | 4688.1644 | 552.5452 | 4688.1644
3731 | 521.4696 | 4688.6078 | 521.4696 | 4688.6078
3732 | 495.1648 | 4692.2484 | 495.1648 | 4692.2484
3733 | 472.9535 | 4728.1151 | 472.9535 | 4728.1151
3734 | 461.7387 | 4756.8678 | 461.7387 | 4756.8678
3735 | 455.4729 | 4793.005 | 455.4729 | 4793.005
3736 | 454.2535 | 4826.0493 | 454.2535 | 4826.0493
3737 | 462.4587 | 4878.5931 | 462.4587 | 4878.5931
3738 | 477.1739 | 4980.5359 | 477.1739 | 4980.5359
3739 | 504.2001 | 5022.1586 | 504.2001 | 5022.1586
3740 | 538.1638 | 5074.1624 | 538.1638 | 5074.1624
3741 | 559.3328 | 5090.2714 | 559.3328 | 5090.2714
3742 | 581.3932 | 5106.3577 | 581.3932 | 5106.3577
3743 | 615.6964 | 5116.2394 | 615.6964 | 5116.2394
3744 | 610.7901 | 5122.1785 | 610.7901 | 5122.1785
3745 | 591.4975 | 5133.8536 | 591.4975 | 5133.8536
3746 | 601.3681 | 5114.1636 | 601.3681 | 5114.1636
3747 | 635.1733 | 5104.761 | 635.1733 | 5104.761
3748 | 650.4259 | 5070.2255 | 650.4259 | 5070.2255
3749 | 659.0986 | 5046.409 | 659.0986 | 5046.409
3750 | 643.095 | 5007.4716 | 643.095 | 5007.4716
3751 | 610.7378 | 4965.3647 | 610.7378 | 4965.3647
3752 | 588.7373 | 4916.4516 | 588.7373 | 4916.4516
3753 | 570.6572 | 4860.5393 | 570.6572 | 4860.5393
3754 | 548.7729 | 4815.3808 | 548.7729 | 4815.3808
3755 | 519.9021 | 4763.1415 | 519.9021 | 4763.1415
3756 | 493.0696 | 4739.0981 | 493.0696 | 4739.0981
3757 | 474.6549 | 4753.3917 | 474.6549 | 4753.3917
3758 | 461.1112 | 4774.367 | 461.1112 | 4774.367
3759 | 455.7559 | 4804.8563 | 455.7559 | 4804.8563
3760 | 453.0704 | 4830.2158 | 453.0704 | 4830.2158
3761 | 460.4498 | 4868.038 | 460.4498 | 4868.038
3762 | 470.5969 | 4948.0374 | 470.5969 | 4948.0374
3763 | 493.0583 | 4957.1615 | 493.0583 | 4957.1615
3764 | 516.2448 | 4964.6304 | 516.2448 | 4964.6304
3765 | 537.4615 | 4945.7409 | 537.4615 | 4945.7409
3766 | 560.4087 | 4938.3098 | 560.4087 | 4938.3098
3767 | 589.9665 | 4931.0626 | 589.9665 | 4931.0626
3768 | 582.8402 | 4921.9098 | 582.8402 | 4921.9098
3769 | 572.8238 | 4917.0116 | 572.8238 | 4917.0116
3770 | 581.9267 | 4883.7111 | 581.9267 | 4883.7111
3771 | 607.5336 | 4865.1422 | 607.5336 | 4865.1422
3772 | 633.721 | 4838.0138 | 633.721 | 4838.0138
3773 | 639.243 | 4853.3622 | 639.243 | 4853.3622
3774 | 615.7197 | 4865.1633 | 615.7197 | 4865.1633
3775 | 599.7033 | 4866.7581 | 599.7033 | 4866.7581
3776 | 577.9579 | 4867.3797 | 577.9579 | 4867.3797
3777 | 561.2481 | 4859.1505 | 561.2481 | 4859.1505
3778 | 542.5554 | 4850.3792 | 542.5554 | 4850.3792
3779 | 515.5814 | 4822.5832 | 515.5814 | 4822.5832
3780 | 487.9393 | 4809.4653 | 487.9393 | 4809.4653
3781 | 467.1936 | 4826.1662 | 467.1936 | 4826.1662
3782 | 455.5704 | 4847.7896 | 455.5704 | 4847.7896
3783 | 452.5591 | 4881.8898 | 452.5591 | 4881.8898
3784 | 450.6692 | 4914.749 | 450.6692 | 4914.749
3785 | 456.6537 | 4964.1447 | 456.6537 | 4964.1447
3786 | 468.1789 | 5055.9954 | 468.1789 | 5055.9954
3787 | 493.0818 | 5078.8227 | 493.0818 | 5078.8227
3788 | 520.3659 | 5103.6055 | 520.3659 | 5103.6055
3789 | 537.7405 | 5096.66 | 537.7405 | 5096.66
3790 | 558.7086 | 5088.9511 | 558.7086 | 5088.9511
3791 | 591.3719 | 5067.075 | 591.3719 | 5067.075
3792 | 589.4821 | 5033.1085 | 589.4821 | 5033.1085
3793 | 576.623 | 5002.1929 | 576.623 | 5002.1929
3794 | 583.9381 | 4952.134 | 583.9381 | 4952.134
3795 | 616.4534 | 4939.3981 | 616.4534 | 4939.3981
3796 | 640.6462 | 4926.6209 | 640.6462 | 4926.6209
3797 | 646.4723 | 4943.0804 | 646.4723 | 4943.0804
3798 | 628.5461 | 4941.4561 | 628.5461 | 4941.4561
3799 | 600.304 | 4920.9223 | 600.304 | 4920.9223
3800 | 585.7208 | 4891.7305 | 585.7208 | 4891.7305
3801 | 571.7095 | 4850.1694 | 571.7095 | 4850.1694
3802 | 548.2382 | 4812.418 | 548.2382 | 4812.418
3803 | 518.9779 | 4756.7529 | 518.9779 | 4756.7529
3804 | 491.7348 | 4709.8402 | 491.7348 | 4709.8402
3805 | 468.5203 | 4702.4681 | 468.5203 | 4702.4681
3806 | 457.8468 | 4719.5547 | 457.8468 | 4719.5547
3807 | 451.846 | 4754.1179 | 451.846 | 4754.1179
3808 | 451.3669 | 4771.8851 | 451.3669 | 4771.8851
3809 | 459.375 | 4802.0225 | 459.375 | 4802.0225
3810 | 474.0387 | 4870.7261 | 474.0387 | 4870.7261
3811 | 501.9792 | 4902.7196 | 501.9792 | 4902.7196
3812 | 535.3581 | 4950.0014 | 535.3581 | 4950.0014
3813 | 556.6806 | 4940.556 | 556.6806 | 4940.556
3814 | 579.635 | 4883.8678 | 579.635 | 4883.8678
3815 | 610.0819 | 4828.5673 | 610.0819 | 4828.5673
3816 | 606.0497 | 4768.676 | 606.0497 | 4768.676
3817 | 585.8728 | 4699.1511 | 585.8728 | 4699.1511
3818 | 595.2507 | 4604.9275 | 595.2507 | 4604.9275
3819 | 626.0906 | 4467.5677 | 626.0906 | 4467.5677
3820 | 648.0491 | 4349.4248 | 648.0491 | 4349.4248
3821 | 652.4677 | 4287.5546 | 652.4677 | 4287.5546
3822 | 638.2143 | 4258.7093 | 638.2143 | 4258.7093
3823 | 610.6883 | 4219.2875 | 610.6883 | 4219.2875
3824 | 593.7903 | 4172.5965 | 593.7903 | 4172.5965
3825 | 572.5337 | 4148.9975 | 572.5337 | 4148.9975
3826 | 546.2412 | 4145.9667 | 546.2412 | 4145.9667
3827 | 515.6171 | 4110.9489 | 515.6171 | 4110.9489
3828 | 485.7847 | 4065.3324 | 485.7847 | 4065.3324
3829 | 465.4318 | 4039.7204 | 465.4318 | 4039.7204
3830 | 455.6111 | 4015.5126 | 455.6111 | 4015.5126
3831 | 449.8141 | 4017.2994 | 449.8141 | 4017.2994
3832 | 451.1604 | 4045.7144 | 451.1604 | 4045.7144
3833 | 458.4346 | 4056.223 | 458.4346 | 4056.223
3834 | 472.9535 | 4152.6105 | 472.9535 | 4152.6105
3835 | 503.0113 | 4241.2681 | 503.0113 | 4241.2681
3836 | 544.4797 | 4304.7529 | 544.4797 | 4304.7529
3837 | 566.7228 | 4272.7159 | 566.7228 | 4272.7159
3838 | 586.4683 | 4202.3247 | 586.4683 | 4202.3247
3839 | 617.9162 | 4109.3406 | 617.9162 | 4109.3406
3840 | 612.2943 | 3980.2859 | 612.2943 | 3980.2859
3841 | 590.2693 | 3852.8932 | 590.2693 | 3852.8932
3842 | 602.4332 | 3701.45 | 602.4332 | 3701.45
3843 | 632.394 | 3595.0147 | 632.394 | 3595.0147
3844 | 650.4518 | 3475.8534 | 650.4518 | 3475.8534
3845 | 661.813 | 3379.818 | 661.813 | 3379.818
3846 | 648.3242 | 3368.4719 | 648.3242 | 3368.4719
3847 | 620.4233 | 3353.586 | 620.4233 | 3353.586
3848 | 603.1753 | 3340.5046 | 603.1753 | 3340.5046
3849 | 581.3995 | 3323.1091 | 581.3995 | 3323.1091
3850 | 552.904 | 3292.487 | 552.904 | 3292.487
3851 | 516.7062 | 3246.6362 | 516.7062 | 3246.6362
3852 | 488.6393 | 3235.1849 | 488.6393 | 3235.1849
3853 | 465.6467 | 3237.9975 | 465.6467 | 3237.9975
3854 | 451.897 | 3271.1019 | 451.897 | 3271.1019
3855 | 447.6204 | 3342.1449 | 447.6204 | 3342.1449
3856 | 446.5891 | 3414.6319 | 446.5891 | 3414.6319
3857 | 454.0835 | 3492.0819 | 454.0835 | 3492.0819
3858 | 474.6242 | 3621.2457 | 474.6242 | 3621.2457
3859 | 509.1168 | 3707.496 | 509.1168 | 3707.496
3860 | 549.2775 | 3811.3494 | 549.2775 | 3811.3494
3861 | 573.1649 | 3846.9019 | 573.1649 | 3846.9019
3862 | 588.5426 | 3891.1351 | 588.5426 | 3891.1351
3863 | 621.2208 | 3973.3283 | 621.2208 | 3973.3283
3864 | 615.3701 | 4027.3208 | 615.3701 | 4027.3208
3865 | 594.6374 | 4066.0317 | 594.6374 | 4066.0317
3866 | 598.6373 | 4077.4514 | 598.6373 | 4077.4514
3867 | 623.7831 | 4122.4907 | 623.7831 | 4122.4907
3868 | 645.4037 | 4165.3591 | 645.4037 | 4165.3591
3869 | 653.505 | 4235.7977 | 653.505 | 4235.7977
3870 | 640.0222 | 4292.4115 | 640.0222 | 4292.4115
3871 | 612.315 | 4329.1899 | 612.315 | 4329.1899
3872 | 594.8362 | 4351.9402 | 594.8362 | 4351.9402
3873 | 574.9198 | 4349.4514 | 574.9198 | 4349.4514
3874 | 546.0259 | 4340.9579 | 546.0259 | 4340.9579
3875 | 509.4227 | 4307.514 | 509.4227 | 4307.514
3876 | 480.768 | 4271.1564 | 480.768 | 4271.1564
3877 | 459.1902 | 4249.3405 | 459.1902 | 4249.3405
3878 | 446.8486 | 4224.0216 | 446.8486 | 4224.0216
3879 | 439.3536 | 4229.2343 | 439.3536 | 4229.2343
3880 | 440.1994 | 4233.2059 | 440.1994 | 4233.2059
3881 | 447.9317 | 4261.4914 | 447.9317 | 4261.4914
3882 | 464.5991 | 4351.4904 | 464.5991 | 4351.4904
3883 | 496.6252 | 4383.4839 | 496.6252 | 4383.4839
3884 | 536.5547 | 4422.8031 | 536.5547 | 4422.8031
3885 | 558.0149 | 4435.1159 | 558.0149 | 4435.1159
3886 | 575.9696 | 4452.1282 | 575.9696 | 4452.1282
3887 | 609.1927 | 4456.5471 | 609.1927 | 4456.5471
3888 | 604.983 | 4453.2274 | 604.983 | 4453.2274
3889 | 584.1378 | 4458.051 | 584.1378 | 4458.051
3890 | 595.6432 | 4444.0089 | 595.6432 | 4444.0089
3891 | 622.4077 | 4457.8459 | 622.4077 | 4457.8459
3892 | 641.8937 | 4455.9015 | 641.8937 | 4455.9015
3893 | 643.012 | 4476.2497 | 643.012 | 4476.2497
3894 | 627.977 | 4489.347 | 627.977 | 4489.347
3895 | 600.5284 | 4489.2752 | 600.5284 | 4489.2752
3896 | 585.2174 | 4490.8228 | 585.2174 | 4490.8228
3897 | 566.0957 | 4483.149 | 566.0957 | 4483.149
3898 | 539.5417 | 4485.581 | 539.5417 | 4485.581
3899 | 508.7748 | 4472.5991 | 508.7748 | 4472.5991
3900 | 480.1531 | 4459.296 | 480.1531 | 4459.296
3901 | 459.0694 | 4456.5533 | 459.0694 | 4456.5533
3902 | 445.1757 | 4450.9558 | 445.1757 | 4450.9558
3903 | 438.7719 | 4455.8907 | 438.7719 | 4455.8907
3904 | 438.4151 | 4451.0664 | 438.4151 | 4451.0664
3905 | 445.4379 | 4454.816 | 445.4379 | 4454.816
3906 | 466.8964 | 4515.8347 | 466.8964 | 4515.8347
3907 | 496.2551 | 4523.1072 | 496.2551 | 4523.1072
3908 | 528.3736 | 4542.1495 | 528.3736 | 4542.1495
3909 | 548.0847 | 4532.1486 | 548.0847 | 4532.1486
3910 | 563.4815 | 4529.9024 | 563.4815 | 4529.9024
3911 | 596.904 | 4528.3031 | 596.904 | 4528.3031
3912 | 596.7209 | 4517.7615 | 596.7209 | 4517.7615
3913 | 578.4705 | 4508.9746 | 578.4705 | 4508.9746
3914 | 586.8412 | 4476.6 | 586.8412 | 4476.6
3915 | 617.1621 | 4478.6783 | 617.1621 | 4478.6783
3916 | 638.4595 | 4455.9015 | 638.4595 | 4455.9015
3917 | 642.4461 | 4443.7512 | 642.4461 | 4443.7512
3918 | 622.7912 | 4426.8498 | 622.7912 | 4426.8498
3919 | 595.7182 | 4406.316 | 595.7182 | 4406.316
3920 | 575.7305 | 4393.9753 | 575.7305 | 4393.9753
3921 | 556.0183 | 4376.2095 | 556.0183 | 4376.2095
3922 | 536.7474 | 4366.9752 | 536.7474 | 4366.9752
3923 | 510.4873 | 4349.4566 | 510.4873 | 4349.4566
3924 | 483.9864 | 4327.8205 | 483.9864 | 4327.8205
3925 | 464.1372 | 4309.06 | 464.1372 | 4309.06
3926 | 450.1217 | 4285.4077 | 450.1217 | 4285.4077
3927 | 442.3537 | 4282.4726 | 442.3537 | 4282.4726
3928 | 439.1877 | 4296.0734 | 439.1877 | 4296.0734
3929 | 447.6734 | 4342.4137 | 447.6734 | 4342.4137
3930 | 463.2567 | 4460.3743 | 463.2567 | 4460.3743
3931 | 487.2129 | 4540.9767 | 487.2129 | 4540.9767
3932 | 511.5241 | 4622.3311 | 511.5241 | 4622.3311
3933 | 524.1915 | 4651.1246 | 524.1915 | 4651.1246
3934 | 545.3902 | 4655.3597 | 545.3902 | 4655.3597
3935 | 574.1237 | 4621.1693 | 574.1237 | 4621.1693
3936 | 575.2548 | 4575.0737 | 575.2548 | 4575.0737
3937 | 562.9332 | 4521.2888 | 562.9332 | 4521.2888
3938 | 572.874 | 4435.4907 | 572.874 | 4435.4907
3939 | 604.3032 | 4382.4789 | 604.3032 | 4382.4789
3940 | 627.3363 | 4327.6666 | 627.3363 | 4327.6666
3941 | 618.8427 | 4307.2759 | 618.8427 | 4307.2759
3942 | 595.4071 | 4262.2277 | 595.4071 | 4262.2277
3943 | 574.1121 | 4200.7698 | 574.1121 | 4200.7698
3944 | 560.2626 | 4155.5602 | 560.2626 | 4155.5602
3945 | 551.4218 | 4095.574 | 551.4218 | 4095.574
3946 | 528.8407 | 4002.3622 | 528.8407 | 4002.3622
3947 | 505.7816 | 3858.8307 | 505.7816 | 3858.8307
3948 | 480.0862 | 3732.1068 | 480.0862 | 3732.1068
3949 | 459.0413 | 3669.4594 | 459.0413 | 3669.4594
3950 | 448.1987 | 3622.5674 | 448.1987 | 3622.5674
3951 | 441.5512 | 3604.9108 | 441.5512 | 3604.9108
3952 | 441.7058 | 3599.2532 | 441.7058 | 3599.2532
3953 | 445.547 | 3638.5568 | 445.547 | 3638.5568
3954 | 457.5022 | 3743.9253 | 457.5022 | 3743.9253
3955 | 484.5129 | 3795.455 | 484.5129 | 3795.455
3956 | 508.395 | 3872.6429 | 508.395 | 3872.6429
3957 | 526.9644 | 3899.1217 | 526.9644 | 3899.1217
3958 | 547.7177 | 3913.8193 | 547.7177 | 3913.8193
3959 | 583.2377 | 3917.4049 | 583.2377 | 3917.4049
3960 | 580.1669 | 3926.5846 | 580.1669 | 3926.5846
3961 | 566.422 | 3992.4239 | 566.422 | 3992.4239
3962 | 578.5938 | 4081.155 | 578.5938 | 4081.155
3963 | 613.1918 | 4209.2461 | 613.1918 | 4209.2461
3964 | 628.5894 | 4325.8148 | 628.5894 | 4325.8148
3965 | 636.1978 | 4466.5279 | 636.1978 | 4466.5279
3966 | 617.3581 | 4577.1208 | 617.3581 | 4577.1208
3967 | 593.8712 | 4638.9906 | 593.8712 | 4638.9906
3968 | 574.9258 | 4680.629 | 574.9258 | 4680.629
3969 | 558.9686 | 4710.6387 | 558.9686 | 4710.6387
3970 | 538.315 | 4732.4216 | 538.315 | 4732.4216
3971 | 510.5022 | 4727.8653 | 510.5022 | 4727.8653
3972 | 485.2144 | 4749.7458 | 485.2144 | 4749.7458
3973 | 463.5276 | 4784.6866 | 463.5276 | 4784.6866
3974 | 450.6975 | 4804.3657 | 450.6975 | 4804.3657
3975 | 443.4945 | 4822.7259 | 443.4945 | 4822.7259
3976 | 442.6657 | 4851.7889 | 442.6657 | 4851.7889
3977 | 448.8968 | 4911.3694 | 448.8968 | 4911.3694
3978 | 463.6818 | 5019.8859 | 463.6818 | 5019.8859
3979 | 491.1113 | 5059.6569 | 491.1113 | 5059.6569
3980 | 522.4114 | 5097.0318 | 522.4114 | 5097.0318
3981 | 541.7571 | 5101.7523 | 541.7571 | 5101.7523
3982 | 560.5016 | 5105.8948 | 560.5016 | 5105.8948
3983 | 594.7543 | 5094.3885 | 594.7543 | 5094.3885
3984 | 590.3132 | 5076.5324 | 590.3132 | 5076.5324
3985 | 571.6874 | 5076.1711 | 571.6874 | 5076.1711
3986 | 575.5313 | 5059.1661 | 575.5313 | 5059.1661
3987 | 610.5453 | 5079.6695 | 610.5453 | 5079.6695
3988 | 634.7562 | 5090.4097 | 634.7562 | 5090.4097
3989 | 642.3767 | 5122.6093 | 642.3767 | 5122.6093
3990 | 623.36 | 5143.6691 | 623.36 | 5143.6691
3991 | 597.3623 | 5149.0601 | 597.3623 | 5149.0601
3992 | 579.7018 | 5154.5889 | 579.7018 | 5154.5889
3993 | 566.8109 | 5134.601 | 566.8109 | 5134.601
3994 | 541.1174 | 5109.6267 | 541.1174 | 5109.6267
3995 | 513.4611 | 5069.4239 | 513.4611 | 5069.4239
3996 | 483.5505 | 5032.3255 | 483.5505 | 5032.3255
3997 | 465.412 | 5015.2317 | 465.412 | 5015.2317
3998 | 450.4587 | 4957.2291 | 450.4587 | 4957.2291
3999 | 445.3572 | 4933.9245 | 445.3572 | 4933.9245
4000 | 444.7666 | 4910.8603 | 444.7666 | 4910.8603
4001 | 451.3579 | 4956.8303 | 451.3579 | 4956.8303
4002 | 469.5993 | 5063.8654 | 469.5993 | 5063.8654
4003 | 501.6815 | 5096.4145 | 501.6815 | 5096.4145
4004 | 542.2219 | 5134.6226 | 542.2219 | 5134.6226
4005 | 564.4116 | 5120.1774 | 564.4116 | 5120.1774
4006 | 575.2167 | 5087.9326 | 575.2167 | 5087.9326
4007 | 607.9118 | 5040.0391 | 607.9118 | 5040.0391
4008 | 601.8419 | 4993.2029 | 601.8419 | 4993.2029
4009 | 580.6819 | 4969.0463 | 580.6819 | 4969.0463
4010 | 583.2444 | 4949.1711 | 583.2444 | 4949.1711
4011 | 618.1189 | 5009.3024 | 618.1189 | 5009.3024
4012 | 636.1551 | 5063.6517 | 636.1551 | 5063.6517
4013 | 638.8887 | 5123.1648 | 638.8887 | 5123.1648
4014 | 623.9054 | 5145.1506 | 623.9054 | 5145.1506
4015 | 591.7883 | 5124.339 | 591.7883 | 5124.339
4016 | 579.1762 | 5077.9257 | 579.1762 | 5077.9257
4017 | 572.0052 | 4989.1446 | 572.0052 | 4989.1446
4018 | 547.8331 | 4880.563 | 547.8331 | 4880.563
4019 | 515.2072 | 4747.8644 | 515.2072 | 4747.8644
4020 | 486.9497 | 4609.4744 | 486.9497 | 4609.4744
4021 | 465.653 | 4488.9593 | 465.653 | 4488.9593
4022 | 453.3693 | 4387.255 | 453.3693 | 4387.255
4023 | 448.1229 | 4346.3586 | 448.1229 | 4346.3586
4024 | 447.8342 | 4319.0353 | 447.8342 | 4319.0353
4025 | 455.3921 | 4288.1569 | 455.3921 | 4288.1569
4026 | 474.2558 | 4284.8267 | 474.2558 | 4284.8267
4027 | 503.5668 | 4239.3237 | 503.5668 | 4239.3237
4028 | 543.0207 | 4227.4416 | 543.0207 | 4227.4416
4029 | 560.6973 | 4200.7747 | 560.6973 | 4200.7747
4030 | 580.1807 | 4184.4551 | 580.1807 | 4184.4551
4031 | 614.9007 | 4166.3751 | 614.9007 | 4166.3751
4032 | 610.0135 | 4141.7601 | 610.0135 | 4141.7601
4033 | 582.0541 | 4141.4912 | 582.0541 | 4141.4912
4034 | 594.9693 | 4146.7076 | 594.9693 | 4146.7076
4035 | 627.7848 | 4193.2283 | 627.7848 | 4193.2283
4036 | 651.6557 | 4231.8376 | 651.6557 | 4231.8376
4037 | 649.8457 | 4301.4428 | 649.8457 | 4301.4428
4038 | 629.5934 | 4355.0012 | 629.5934 | 4355.0012
4039 | 605.3648 | 4378.0766 | 605.3648 | 4378.0766
4040 | 591.9052 | 4378.7908 | 591.9052 | 4378.7908
4041 | 578.8077 | 4342.1369 | 578.8077 | 4342.1369
4042 | 553.562 | 4291.3305 | 553.562 | 4291.3305
4043 | 517.9738 | 4228.6287 | 517.9738 | 4228.6287
4044 | 490.7221 | 4171.1609 | 490.7221 | 4171.1609
4045 | 467.8438 | 4096.0141 | 467.8438 | 4096.0141
4046 | 453.6707 | 3987.3657 | 453.6707 | 3987.3657
4047 | 445.4028 | 3925.5444 | 445.4028 | 3925.5444
4048 | 444.7635 | 3889.0548 | 444.7635 | 3889.0548
4049 | 453.3731 | 3867.8982 | 453.3731 | 3867.8982
4050 | 471.1046 | 3874.8453 | 471.1046 | 3874.8453
4051 | 500.2299 | 3866.0073 | 500.2299 | 3866.0073
4052 | 543.1071 | 3861.0693 | 543.1071 | 3861.0693
4053 | 561.155 | 3813.1071 | 561.155 | 3813.1071
4054 | 572.3758 | 3786.2325 | 572.3758 | 3786.2325
4055 | 605.2313 | 3774.1707 | 605.2313 | 3774.1707
4056 | 606.0954 | 3766.3141 | 606.0954 | 3766.3141
4057 | 578.6783 | 3775.3042 | 578.6783 | 3775.3042
4058 | 583.0334 | 3751.1699 | 583.0334 | 3751.1699
4059 | 612.1857 | 3756.3962 | 612.1857 | 3756.3962
4060 | 631.2266 | 3762.3219 | 631.2266 | 3762.3219
4061 | 630.6072 | 3813.502 | 630.6072 | 3813.502
4062 | 616.2675 | 3866.7826 | 616.2675 | 3866.7826
4063 | 589.4414 | 3902.5426 | 589.4414 | 3902.5426
4064 | 571.4928 | 4011.9556 | 571.4928 | 4011.9556
4065 | 559.146 | 4167.6078 | 559.146 | 4167.6078
4066 | 538.8055 | 4304.0151 | 538.8055 | 4304.0151
4067 | 510.8988 | 4394.8249 | 510.8988 | 4394.8249
4068 | 480.532 | 4465.4068 | 480.532 | 4465.4068
4069 | 460.0339 | 4528.4945 | 460.0339 | 4528.4945
4070 | 445.2009 | 4561.6915 | 445.2009 | 4561.6915
4071 | 438.7493 | 4598.4768 | 438.7493 | 4598.4768
4072 | 435.5947 | 4640.1318 | 435.5947 | 4640.1318
4073 | 440.9243 | 4663.5102 | 440.9243 | 4663.5102
4074 | 458.0212 | 4687.1233 | 458.0212 | 4687.1233
4075 | 482.0243 | 4647.8237 | 482.0243 | 4647.8237
4076 | 518.9027 | 4623.5347 | 518.9027 | 4623.5347
4077 | 535.1762 | 4593.905 | 535.1762 | 4593.905
4078 | 553.5028 | 4678.7845 | 553.5028 | 4678.7845
4079 | 579.8479 | 4845.8813 | 579.8479 | 4845.8813
4080 | 580.3741 | 5007.1837 | 580.3741 | 5007.1837
4081 | 561.738 | 5144.6865 | 561.738 | 5144.6865
4082 | 571.7387 | 5231.0102 | 571.7387 | 5231.0102
4083 | 602.8335 | 5325.4917 | 602.8335 | 5325.4917
4084 | 623.8103 | 5394.1922 | 623.8103 | 5394.1922
4085 | 626.5977 | 5474.8155 | 626.5977 | 5474.8155
4086 | 603.4231 | 5536.3365 | 603.4231 | 5536.3365
4087 | 579.6492 | 5574.5037 | 579.6492 | 5574.5037
4088 | 561.4667 | 5609.5683 | 561.4667 | 5609.5683
4089 | 550.6025 | 5619.3012 | 550.6025 | 5619.3012
4090 | 534.5608 | 5614.9742 | 534.5608 | 5614.9742
4091 | 507.8241 | 5570.6048 | 507.8241 | 5570.6048
4092 | 482.3667 | 5517.1183 | 482.3667 | 5517.1183
4093 | 461.262 | 5472.4331 | 461.262 | 5472.4331
4094 | 447.2482 | 5414.8009 | 447.2482 | 5414.8009
4095 | 442.3756 | 5388.5335 | 442.3756 | 5388.5335
4096 | 439.4375 | 5371.0246 | 439.4375 | 5371.0246
4097 | 446.695 | 5367.9227 | 446.695 | 5367.9227
4098 | 458.626 | 5414.4977 | 458.626 | 5414.4977
4099 | 478.7312 | 5403.0672 | 478.7312 | 5403.0672
4100 | 499.5844 | 5392.3887 | 499.5844 | 5392.3887
4101 | 511.9535 | 5363.4071 | 511.9535 | 5363.4071
4102 | 530.6424 | 5365.883 | 530.6424 | 5365.883
4103 | 557.6932 | 5298.7311 | 557.6932 | 5298.7311
4104 | 564.7358 | 5073.5696 | 564.7358 | 5073.5696
4105 | 554.8762 | 4866.2732 | 554.8762 | 4866.2732
4106 | 563.9884 | 4681.3129 | 563.9884 | 4681.3129
4107 | 592.7173 | 4559.6005 | 592.7173 | 4559.6005
4108 | 611.1728 | 4466.4566 | 611.1728 | 4466.4566
4109 | 604.3462 | 4406.3455 | 604.3462 | 4406.3455
4110 | 593.1752 | 4337.7798 | 593.1752 | 4337.7798
4111 | 573.5222 | 4257.8042 | 573.5222 | 4257.8042
4112 | 564.5984 | 4174.3556 | 564.5984 | 4174.3556
4113 | 547.0707 | 4070.6678 | 547.0707 | 4070.6678
4114 | 531.6553 | 3964.6787 | 531.6553 | 3964.6787
4115 | 507.1405 | 3848.0904 | 507.1405 | 3848.0904
4116 | 484.8335 | 3753.7724 | 484.8335 | 3753.7724
4117 | 464.6307 | 3694.8286 | 464.6307 | 3694.8286
4118 | 453.6761 | 3635.9928 | 453.6761 | 3635.9928
4119 | 446.4748 | 3597.6889 | 446.4748 | 3597.6889
4120 | 442.1765 | 3571.2915 | 442.1765 | 3571.2915
4121 | 444.3661 | 3567.634 | 444.3661 | 3567.634
4122 | 454.9348 | 3619.3014 | 454.9348 | 3619.3014
4123 | 472.1655 | 3615.0002 | 472.1655 | 3615.0002
4124 | 494.276 | 3615.6175 | 494.276 | 3615.6175
4125 | 509.2973 | 3576.9141 | 509.2973 | 3576.9141
4126 | 529.1731 | 3537.4475 | 529.1731 | 3537.4475
4127 | 557.0505 | 3496.6833 | 557.0505 | 3496.6833
4128 | 560.5443 | 3462.2539 | 560.5443 | 3462.2539
4129 | 549.5646 | 3448.0042 | 549.5646 | 3448.0042
4130 | 555.6546 | 3429.2401 | 555.6546 | 3429.2401
4131 | 584.2731 | 3464.0947 | 584.2731 | 3464.0947
4132 | 604.2426 | 3508.1667 | 604.2426 | 3508.1667
4133 | 610.0482 | 3584.4383 | 610.0482 | 3584.4383
4134 | 592.2776 | 3638.7374 | 592.2776 | 3638.7374
4135 | 574.7563 | 3678.4787 | 574.7563 | 3678.4787
4136 | 562.2961 | 3741.042 | 562.2961 | 3741.042
4137 | 551.6833 | 3779.8476 | 551.6833 | 3779.8476
4138 | 536.5744 | 3794.9642 | 536.5744 | 3794.9642
4139 | 512.2397 | 3795.6854 | 512.2397 | 3795.6854
4140 | 489.1218 | 3860.3417 | 489.1218 | 3860.3417
4141 | 469.8018 | 3984.6303 | 469.8018 | 3984.6303
4142 | 456.2732 | 4070.973 | 456.2732 | 4070.973
4143 | 451.6942 | 4146.8306 | 451.6942 | 4146.8306
4144 | 446.403 | 4196.5409 | 446.403 | 4196.5409
4145 | 448.192 | 4231.5854 | 448.192 | 4231.5854
4146 | 457.3422 | 4298.252 | 457.3422 | 4298.252
4147 | 474.1121 | 4316.3573 | 474.1121 | 4316.3573
4148 | 499.1547 | 4351.0471 | 499.1547 | 4351.0471
4149 | 517.119 | 4338.7314 | 517.119 | 4338.7314
4150 | 536.5745 | 4305.9311 | 536.5745 | 4305.9311
4151 | 572.7246 | 4248.0381 | 572.7246 | 4248.0381
4152 | 568.0189 | 4178.0547 | 568.0189 | 4178.0547
4153 | 552.6253 | 4111.7704 | 552.6253 | 4111.7704
4154 | 562.1521 | 4017.4542 | 562.1521 | 4017.4542
4155 | 595.7974 | 3956.9427 | 595.7974 | 3956.9427
4156 | 615.5664 | 3894.3529 | 615.5664 | 3894.3529
4157 | 620.2075 | 3868.7773 | 620.2075 | 3868.7773
4158 | 604.1929 | 3847.802 | 604.1929 | 3847.802
4159 | 580.9588 | 3815.7873 | 580.9588 | 3815.7873
4160 | 563.148 | 3784.1882 | 563.148 | 3784.1882
4161 | 551.7421 | 3740.3124 | 551.7421 | 3740.3124
4162 | 537.8872 | 3704.5053 | 537.8872 | 3704.5053
4163 | 518.1774 | 3664.0247 | 518.1774 | 3664.0247
4164 | 493.1224 | 3634.8889 | 493.1224 | 3634.8889
4165 | 475.0859 | 3608.3511 | 475.0859 | 3608.3511
4166 | 461.2234 | 3557.4778 | 461.2234 | 3557.4778
4167 | 452.088 | 3511.3965 | 452.088 | 3511.3965
4168 | 447.6668 | 3477.4994 | 447.6668 | 3477.4994
4169 | 451.01 | 3487.3599 | 451.01 | 3487.3599
4170 | 467.0599 | 3548.0083 | 467.0599 | 3548.0083
4171 | 487.6532 | 3545.9293 | 487.6532 | 3545.9293
4172 | 513.9466 | 3559.046 | 513.9466 | 3559.046
4173 | 533.9907 | 3535.4345 | 533.9907 | 3535.4345
4174 | 551.9834 | 3519.7631 | 551.9834 | 3519.7631
4175 | 582.0141 | 3500.2942 | 582.0141 | 3500.2942
4176 | 590.7847 | 3480.6789 | 590.7847 | 3480.6789
4177 | 571.8265 | 3479.6694 | 571.8265 | 3479.6694
4178 | 574.5425 | 3460.3498 | 574.5425 | 3460.3498
4179 | 605.0709 | 3470.2055 | 605.0709 | 3470.2055
4180 | 626.0101 | 3482.3346 | 626.0101 | 3482.3346
4181 | 625.0838 | 3528.052 | 625.0838 | 3528.052
4182 | 616.2111 | 3546.9823 | 616.2111 | 3546.9823
4183 | 590.453 | 3542.9293 | 590.453 | 3542.9293
4184 | 567.6209 | 3545.1249 | 567.6209 | 3545.1249
4185 | 553.2578 | 3528.285 | 553.2578 | 3528.285
4186 | 543.5456 | 3495.7185 | 543.5456 | 3495.7185
4187 | 521.2796 | 3441.3496 | 521.2796 | 3441.3496
4188 | 500.4453 | 3395.6405 | 500.4453 | 3395.6405
4189 | 479.5883 | 3373.8247 | 479.5883 | 3373.8247
4190 | 462.6086 | 3357.1165 | 462.6086 | 3357.1165
4191 | 452.4243 | 3373.9953 | 452.4243 | 3373.9953
4192 | 447.1286 | 3421.4834 | 447.1286 | 3421.4834
4193 | 451.5222 | 3498.6557 | 451.5222 | 3498.6557
4194 | 467.5111 | 3618.8384 | 467.5111 | 3618.8384
4195 | 484.2556 | 3666.8497 | 484.2556 | 3666.8497
4196 | 509.0925 | 3734.8713 | 509.0925 | 3734.8713
4197 | 530.5404 | 3788.5712 | 530.5404 | 3788.5712
4198 | 547.5071 | 3847.6186 | 547.5071 | 3847.6186
4199 | 572.1442 | 3886.4804 | 572.1442 | 3886.4804
4200 | 579.9324 | 3901.6784 | 579.9324 | 3901.6784
4201 | 564.5391 | 3891.1322 | 564.5391 | 3891.1322
4202 | 568.1834 | 3836.7216 | 568.1834 | 3836.7216
4203 | 598.084 | 3810.0975 | 598.084 | 3810.0975
4204 | 618.4411 | 3787.8762 | 618.4411 | 3787.8762
4205 | 616.6902 | 3801.3729 | 616.6902 | 3801.3729
4206 | 602.2057 | 3812.0629 | 602.2057 | 3812.0629
4207 | 581.4812 | 3802.5471 | 581.4812 | 3802.5471
4208 | 560.4965 | 3795.2062 | 560.4965 | 3795.2062
4209 | 546.9244 | 3800.2171 | 546.9244 | 3800.2171
4210 | 528.7578 | 3799.7788 | 528.7578 | 3799.7788
4211 | 515.6869 | 3773.1864 | 515.6869 | 3773.1864
4212 | 499.819 | 3771.4568 | 499.819 | 3771.4568
4213 | 486.2088 | 3780.0099 | 486.2088 | 3780.0099
4214 | 471.9487 | 3738.1178 | 471.9487 | 3738.1178
4215 | 458.3246 | 3692.8697 | 458.3246 | 3692.8697
4216 | 451.3571 | 3656.5654 | 451.3571 | 3656.5654
4217 | 451.5305 | 3653.0005 | 451.5305 | 3653.0005
4218 | 463.1554 | 3701.6124 | 463.1554 | 3701.6124
4219 | 478.7172 | 3684.4415 | 478.7172 | 3684.4415
4220 | 493.6333 | 3665.893 | 493.6333 | 3665.893
4221 | 502.9954 | 3612.8384 | 502.9954 | 3612.8384
4222 | 518.4983 | 3566.335 | 518.4983 | 3566.335
4223 | 539.4099 | 3515.8491 | 539.4099 | 3515.8491
4224 | 542.0335 | 3471.4201 | 542.0335 | 3471.4201
4225 | 533.624 | 3446.708 | 533.624 | 3446.708
4226 | 542.1832 | 3407.2967 | 542.1832 | 3407.2967
4227 | 565.012 | 3400.0235 | 565.012 | 3400.0235
4228 | 582.6037 | 3390.0239 | 582.6037 | 3390.0239
4229 | 579.6532 | 3417.8718 | 579.6532 | 3417.8718
4230 | 564.1127 | 3441.1538 | 564.1127 | 3441.1538
4231 | 550.9227 | 3452.1927 | 550.9227 | 3452.1927
4232 | 536.1455 | 3473.6467 | 536.1455 | 3473.6467
4233 | 526.7213 | 3479.0279 | 526.7213 | 3479.0279
4234 | 513.1869 | 3431.1844 | 513.1869 | 3431.1844
4235 | 503.5406 | 3341.8171 | 503.5406 | 3341.8171
4236 | 491.8776 | 3277.8681 | 491.8776 | 3277.8681
4237 | 479.7518 | 3260.4039 | 479.7518 | 3260.4039
4238 | 466.5084 | 3256.2878 | 466.5084 | 3256.2878
4239 | 454.0843 | 3284.2772 | 454.0843 | 3284.2772
4240 | 448.9553 | 3321.8583 | 448.9553 | 3321.8583
4241 | 449.9591 | 3370.8837 | 449.9591 | 3370.8837
4242 | 459.2918 | 3462.5492 | 459.2918 | 3462.5492
4243 | 471.6261 | 3491.1169 | 471.6261 | 3491.1169
4244 | 487.4764 | 3531.0843 | 487.4764 | 3531.0843
4245 | 501.4591 | 3542.1935 | 501.4591 | 3542.1935
4246 | 522.7758 | 3546.8915 | 522.7758 | 3546.8915
4247 | 553.4592 | 3539.8295 | 553.4592 | 3539.8295
4248 | 566.2792 | 3523.177 | 566.2792 | 3523.177
4249 | 561.047 | 3517.4455 | 561.047 | 3517.4455
4250 | 571.4526 | 3498.2185 | 571.4526 | 3498.2185
4251 | 598.5631 | 3521.9624 | 598.5631 | 3521.9624
4252 | 619.6771 | 3552.5166 | 619.6771 | 3552.5166
4253 | 625.0957 | 3609.5298 | 625.0957 | 3609.5298
4254 | 601.845 | 3622.4419 | 601.845 | 3622.4419
4255 | 576.315 | 3594.4084 | 576.315 | 3594.4084
4256 | 555.4969 | 3559.3835 | 555.4969 | 3559.3835
4257 | 538.8323 | 3515.6929 | 538.8323 | 3515.6929
4258 | 527.5225 | 3481.1821 | 527.5225 | 3481.1821
4259 | 515.9171 | 3425.3318 | 515.9171 | 3425.3318
4260 | 503.7466 | 3362.6791 | 503.7466 | 3362.6791
4261 | 490.9171 | 3314.5681 | 490.9171 | 3314.5681
4262 | 476.3537 | 3265.7318 | 476.3537 | 3265.7318
4263 | 460.5683 | 3237.983 | 460.5683 | 3237.983
4264 | 451.9082 | 3219.0852 | 451.9082 | 3219.0852
4265 | 451.6088 | 3225.8903 | 451.6088 | 3225.8903
4266 | 459.7418 | 3285.5202 | 459.7418 | 3285.5202
4267 | 474.4142 | 3283.1634 | 474.4142 | 3283.1634
4268 | 488.6017 | 3281.5586 | 488.6017 | 3281.5586
4269 | 503.2199 | 3245.4477 | 503.2199 | 3245.4477
4270 | 524.3989 | 3217.2768 | 524.3989 | 3217.2768
4271 | 557.6982 | 3192.16 | 557.6982 | 3192.16
4272 | 568.1117 | 3176.989 | 568.1117 | 3176.989
4273 | 563.6383 | 3177.5535 | 563.6383 | 3177.5535
4274 | 569.1728 | 3158.5117 | 569.1728 | 3158.5117
4275 | 599.1834 | 3170.8673 | 599.1834 | 3170.8673
4276 | 619.1905 | 3189.0145 | 619.1905 | 3189.0145
4277 | 617.788 | 3257.231 | 617.788 | 3257.231
4278 | 601.7449 | 3309.0302 | 601.7449 | 3309.0302
4279 | 577.6726 | 3302.6624 | 577.6726 | 3302.6624
4280 | 558.9276 | 3265.6006 | 558.9276 | 3265.6006
4281 | 539.4269 | 3223.484 | 539.4269 | 3223.484
4282 | 525.6502 | 3197.8616 | 525.6502 | 3197.8616
4283 | 511.7716 | 3157.9366 | 511.7716 | 3157.9366
4284 | 501.7951 | 3128.986 | 501.7951 | 3128.986
4285 | 486.1647 | 3127.6321 | 486.1647 | 3127.6321
4286 | 470.647 | 3130.8305 | 470.647 | 3130.8305
4287 | 460.5587 | 3152.8016 | 460.5587 | 3152.8016
4288 | 452.9297 | 3181.5869 | 452.9297 | 3181.5869
4289 | 451.961 | 3234.7788 | 451.961 | 3234.7788
4290 | 458.9762 | 3335.2402 | 458.9762 | 3335.2402
4291 | 474.015 | 3370.9372 | 474.015 | 3370.9372
4292 | 487.3173 | 3408.2195 | 487.3173 | 3408.2195
4293 | 496.7956 | 3414.8845 | 496.7956 | 3414.8845
4294 | 517.5524 | 3431.156 | 517.5524 | 3431.156
4295 | 546.768 | 3439.7414 | 546.768 | 3439.7414
4296 | 561.9164 | 3441.4215 | 561.9164 | 3441.4215
4297 | 557.592 | 3448.1894 | 557.592 | 3448.1894
4298 | 568.2671 | 3431.4622 | 568.2671 | 3431.4622
4299 | 597.4701 | 3435.2997 | 597.4701 | 3435.2997
4300 | 613.6304 | 3422.7076 | 613.6304 | 3422.7076
4301 | 623.6156 | 3437.6857 | 623.6156 | 3437.6857
4302 | 604.6239 | 3455.3198 | 604.6239 | 3455.3198
4303 | 579.4023 | 3461.2663 | 579.4023 | 3461.2663
4304 | 561.7045 | 3471.4246 | 561.7045 | 3471.4246
4305 | 548.0583 | 3462.6398 | 548.0583 | 3462.6398
4306 | 535.0316 | 3413.8703 | 535.0316 | 3413.8703
4307 | 521.17 | 3339.3172 | 521.17 | 3339.3172
4308 | 507.5313 | 3291.7564 | 507.5313 | 3291.7564
4309 | 492.1308 | 3238.9234 | 492.1308 | 3238.9234
4310 | 479.0159 | 3170.9213 | 479.0159 | 3170.9213
4311 | 468.7482 | 3131.8767 | 468.7482 | 3131.8767
4312 | 463.3368 | 3096.8686 | 463.3368 | 3096.8686
4313 | 464.3859 | 3099.4146 | 464.3859 | 3099.4146
4314 | 471.0059 | 3170.0625 | 471.0059 | 3170.0625
4315 | 486.032 | 3184.5568 | 486.032 | 3184.5568
4316 | 503.5133 | 3191.8404 | 503.5133 | 3191.8404
4317 | 514.57 | 3164.4329 | 514.57 | 3164.4329
4318 | 537.9506 | 3161.2608 | 537.9506 | 3161.2608
4319 | 566.1831 | 3157.9949 | 566.1831 | 3157.9949
4320 | 579.5773 | 3142.1758 | 579.5773 | 3142.1758
4321 | 575.2831 | 3141.1663 | 575.2831 | 3141.1663
4322 | 578.0654 | 3118.2357 | 578.0654 | 3118.2357
4323 | 603.8092 | 3120.4066 | 603.8092 | 3120.4066
4324 | 629.3095 | 3111.7958 | 629.3095 | 3111.7958
4325 | 633.0573 | 3138.8104 | 633.0573 | 3138.8104
4326 | 616.5548 | 3153.4817 | 616.5548 | 3153.4817
4327 | 592.2049 | 3141.8364 | 592.2049 | 3141.8364
4328 | 567.9707 | 3124.9588 | 567.9707 | 3124.9588
4329 | 547.8749 | 3096.2675 | 547.8749 | 3096.2675
4330 | 538.8812 | 3085.4593 | 538.8812 | 3085.4593
4331 | 521.998 | 3130.9933 | 521.998 | 3130.9933
4332 | 508.9699 | 3242.5919 | 508.9699 | 3242.5919
4333 | 495.0285 | 3361.3252 | 495.0285 | 3361.3252
4334 | 481.5701 | 3456.4639 | 481.5701 | 3456.4639
4335 | 472.6713 | 3618.4287 | 472.6713 | 3618.4287
4336 | 464.1742 | 3813.5027 | 464.1742 | 3813.5027
4337 | 466.7966 | 4014.836 | 466.7966 | 4014.836
4338 | 476.6192 | 4234.4586 | 476.6192 | 4234.4586
4339 | 492.2634 | 4376.3546 | 492.2634 | 4376.3546
4340 | 512.4787 | 4510.8547 | 512.4787 | 4510.8547
4341 | 526.3531 | 4597.4234 | 526.3531 | 4597.4234
4342 | 543.9054 | 4681.9326 | 543.9054 | 4681.9326
4343 | 573.159 | 4761.1629 | 573.159 | 4761.1629
4344 | 584.2828 | 4823.3032 | 584.2828 | 4823.3032
4345 | 577.8136 | 4883.9576 | 577.8136 | 4883.9576
4346 | 586.7316 | 4916.6726 | 586.7316 | 4916.6726
4347 | 608.8865 | 4985.0442 | 608.8865 | 4985.0442
4348 | 633.3989 | 5049.2079 | 633.3989 | 5049.2079
4349 | 640.2238 | 5128.3497 | 640.2238 | 5128.3497
4350 | 624.0782 | 5173.2048 | 624.0782 | 5173.2048
4351 | 595.3829 | 5189.1509 | 595.3829 | 5189.1509
4352 | 571.6894 | 5189.3096 | 571.6894 | 5189.3096
4353 | 549.4907 | 5171.5437 | 549.4907 | 5171.5437
4354 | 536.008 | 5133.8849 | 536.008 | 5133.8849
4355 | 521.6475 | 5000.8159 | 521.6475 | 5000.8159
4356 | 490.5146 | 4823.2609 | 490.5146 | 4823.2609
4357 | 480.3985 | 4746.2624 | 480.3985 | 4746.2624
4358 | 469.902 | 4657.5205 | 469.902 | 4657.5205
4359 | 459.8159 | 4534.8686 | 459.8159 | 4534.8686
4360 | 451.7917 | 4433.9375 | 451.7917 | 4433.9375
4361 | 452.6937 | 4360.3759 | 452.6937 | 4360.3759
4362 | 463.1807 | 4373.8042 | 463.1807 | 4373.8042
4363 | 475.9365 | 4344.319 | 475.9365 | 4344.319
4364 | 494.19 | 4346.3251 | 494.19 | 4346.3251
4365 | 507.1984 | 4323.3617 | 507.1984 | 4323.3617
4366 | 527.4466 | 4293.4317 | 527.4466 | 4293.4317
4367 | 557.9623 | 4252.3897 | 557.9623 | 4252.3897
4368 | 567.0693 | 4224.2563 | 567.0693 | 4224.2563
4369 | 557.9478 | 4236.1166 | 557.9478 | 4236.1166
4370 | 568.6827 | 4244.2031 | 568.6827 | 4244.2031
4371 | 590.633 | 4262.0215 | 590.633 | 4262.0215
4372 | 609.1786 | 4254.4291 | 609.1786 | 4254.4291
4373 | 614.7917 | 4269.3147 | 614.7917 | 4269.3147
4374 | 593.5499 | 4268.5237 | 593.5499 | 4268.5237
4375 | 565.6367 | 4245.9529 | 565.6367 | 4245.9529
4376 | 546.825 | 4220.0943 | 546.825 | 4220.0943
4377 | 526.2249 | 4170.2929 | 526.2249 | 4170.2929
4378 | 509.4378 | 4092.0803 | 509.4378 | 4092.0803
4379 | 496.9038 | 3965.3999 | 496.9038 | 3965.3999
4380 | 490.0077 | 3497.6779 | 490.0077 | 3497.6779
4381 | 489.5707 | 3495.0484 | 489.5707 | 3495.0484
4382 | 479.6809 | 3486.7052 | 479.6809 | 3486.7052
4383 | 462.7234 | 3488.644 | 462.7234 | 3488.644
4384 | 454.0622 | 3508.073 | 454.0622 | 3508.073
4385 | 452.7272 | 3538.4982 | 452.7272 | 3538.4982
4386 | 456.211 | 3611.9505 | 456.211 | 3611.9505
4387 | 460.8376 | 3615.5058 | 460.8376 | 3615.5058
4388 | 464.2378 | 3606.3269 | 464.2378 | 3606.3269
4389 | 464.0355 | 3578.4242 | 464.0355 | 3578.4242
4390 | 469.6136 | 3554.5878 | 469.6136 | 3554.5878
4391 | 493.2003 | 3539.4414 | 493.2003 | 3539.4414
4392 | 505.0356 | 3541.7816 | 505.0356 | 3541.7816
4393 | 502.8985 | 3550.4886 | 502.8985 | 3550.4886
4394 | 516.1472 | 3562.4608 | 516.1472 | 3562.4608
4395 | 549.0874 | 3595.2401 | 549.0874 | 3595.2401
4396 | 569.1925 | 3618.099 | 569.1925 | 3618.099
4397 | 574.1783 | 3671.9283 | 574.1783 | 3671.9283
4398 | 562.3278 | 3721.4778 | 562.3278 | 3721.4778
4399 | 549.134 | 3749.4766 | 549.134 | 3749.4766
4400 | 538.5477 | 3771.9677 | 538.5477 | 3771.9677
4401 | 522.4595 | 3771.1499 | 522.4595 | 3771.1499
4402 | 510.212 | 3744.7439 | 510.212 | 3744.7439
4403 | 503.7736 | 3686.9746 | 503.7736 | 3686.9746
4404 | 494.7568 | 3618.3999 | 494.7568 | 3618.3999
4405 | 484.7231 | 3558.2446 | 484.7231 | 3558.2446
4406 | 474.4563 | 3473.9466 | 474.4563 | 3473.9466
4407 | 461.5391 | 3432.8343 | 461.5391 | 3432.8343
4408 | 452.3157 | 3435.9234 | 452.3157 | 3435.9234
4409 | 452.731 | 3472.019 | 452.731 | 3472.019
4410 | 457.7028 | 3565.4673 | 457.7028 | 3565.4673
4411 | 468.2006 | 3592.1523 | 468.2006 | 3592.1523
4412 | 481.0666 | 3602.9693 | 481.0666 | 3602.9693
4413 | 491.1026 | 3584.1693 | 491.1026 | 3584.1693
4414 | 505.018 | 3561.4521 | 505.018 | 3561.4521
4415 | 533.816 | 3541.6052 | 533.816 | 3541.6052
4416 | 547.0406 | 3535.1411 | 547.0406 | 3535.1411
4417 | 547.963 | 3538.7746 | 547.963 | 3538.7746
4418 | 561.8504 | 3532.5414 | 561.8504 | 3532.5414
4419 | 587.2804 | 3537.6397 | 587.2804 | 3537.6397
4420 | 610.6374 | 3519.6114 | 610.6374 | 3519.6114
4421 | 616.173 | 3518.601 | 616.173 | 3518.601
4422 | 600.8832 | 3513.0123 | 600.8832 | 3513.0123
4423 | 576.2847 | 3501.243 | 576.2847 | 3501.243
4424 | 561.1585 | 3506.2749 | 561.1585 | 3506.2749
4425 | 547.6113 | 3518.6634 | 547.6113 | 3518.6634
4426 | 531.9649 | 3517.1777 | 531.9649 | 3517.1777
4427 | 518.0594 | 3493.133 | 518.0594 | 3493.133
4428 | 506.783 | 3474.9959 | 506.783 | 3474.9959
4429 | 492.6959 | 3475.4254 | 492.6959 | 3475.4254
4430 | 479.8458 | 3480.4378 | 479.8458 | 3480.4378
4431 | 466.4024 | 3480.5113 | 466.4024 | 3480.5113
4432 | 457.7942 | 3473.677 | 457.7942 | 3473.677
4433 | 455.722 | 3491.7165 | 455.722 | 3491.7165
4434 | 461.8447 | 3573.6 | 461.8447 | 3573.6
4435 | 472.3243 | 3595.8829 | 472.3243 | 3595.8829
4436 | 484.4071 | 3612.1466 | 484.4071 | 3612.1466
4437 | 494.5128 | 3602.6731 | 494.5128 | 3602.6731
4438 | 511.731 | 3596.5197 | 511.731 | 3596.5197
4439 | 539.3575 | 3592.2666 | 539.3575 | 3592.2666
4440 | 551.9893 | 3591.6223 | 551.9893 | 3591.6223
4441 | 547.0069 | 3586.6008 | 547.0069 | 3586.6008
4442 | 562.7227 | 3572.4588 | 562.7227 | 3572.4588
4443 | 589.7719 | 3580.1685 | 589.7719 | 3580.1685
4444 | 614.2609 | 3573.2573 | 614.2609 | 3573.2573
4445 | 617.6075 | 3584.0356 | 617.6075 | 3584.0356
4446 | 606.982 | 3583.819 | 606.982 | 3583.819
4447 | 586.1943 | 3572.945 | 586.1943 | 3572.945
4448 | 568.3686 | 3576.7085 | 568.3686 | 3576.7085
4449 | 550.2468 | 3577.4575 | 550.2468 | 3577.4575
4450 | 530.5583 | 3574.1812 | 530.5583 | 3574.1812
4451 | 521.765 | 3566.178 | 521.765 | 3566.178
4452 | 504.766 | 3574.1551 | 504.766 | 3574.1551
4453 | 490.1433 | 3614.7258 | 490.1433 | 3614.7258
4454 | 474.4011 | 3704.6465 | 474.4011 | 3704.6465
4455 | 462.9085 | 3841.7819 | 462.9085 | 3841.7819
4456 | 454.5683 | 3958.654 | 454.5683 | 3958.654
4457 | 455.6292 | 4015.1187 | 455.6292 | 4015.1187
4458 | 459.2482 | 4075.1409 | 459.2482 | 4075.1409
4459 | 468.9061 | 4061.6847 | 468.9061 | 4061.6847
4460 | 478.7293 | 4039.971 | 478.7293 | 4039.971
4461 | 488.1507 | 4014.6797 | 488.1507 | 4014.6797
4462 | 505.5287 | 4005.9895 | 505.5287 | 4005.9895
4463 | 535.7666 | 3986.5903 | 535.7666 | 3986.5903
4464 | 546.435 | 3964.98 | 546.435 | 3964.98
4465 | 542.3024 | 3942.0516 | 542.3024 | 3942.0516
4466 | 548.4647 | 3893.2898 | 548.4647 | 3893.2898
4467 | 576.8856 | 3845.7121 | 576.8856 | 3845.7121
4468 | 602.0165 | 3795.7499 | 602.0165 | 3795.7499
4469 | 613.5059 | 3785.6368 | 613.5059 | 3785.6368
4470 | 601.1503 | 3783.7041 | 601.1503 | 3783.7041
4471 | 579.9817 | 3769.9949 | 579.9817 | 3769.9949
4472 | 567.7409 | 3744.2121 | 567.7409 | 3744.2121
4473 | 558.4551 | 3704.223 | 558.4551 | 3704.223
4474 | 542.9188 | 3660.8055 | 542.9188 | 3660.8055
4475 | 524.9729 | 3607.0653 | 524.9729 | 3607.0653
4476 | 505.0415 | 3564.3063 | 505.0415 | 3564.3063
4477 | 484.2461 | 3531.3843 | 484.2461 | 3531.3843
4478 | 470.621 | 3494.241 | 470.621 | 3494.241
4479 | 459.5455 | 3465.2158 | 459.5455 | 3465.2158
4480 | 450.4846 | 3471.8863 | 450.4846 | 3471.8863
4481 | 452.0227 | 3532.2308 | 452.0227 | 3532.2308
4482 | 455.9311 | 3666.2679 | 455.9311 | 3666.2679
4483 | 469.4784 | 3748.4641 | 469.4784 | 3748.4641
4484 | 483.5098 | 3808.3012 | 483.5098 | 3808.3012
4485 | 495.9568 | 3834.4921 | 495.9568 | 3834.4921
4486 | 513.9815 | 3880.1939 | 513.9815 | 3880.1939
4487 | 543.62 | 3938.5402 | 543.62 | 3938.5402
4488 | 551.1036 | 3993.2579 | 551.1036 | 3993.2579
4489 | 548.0378 | 4032.5558 | 548.0378 | 4032.5558
4490 | 552.5542 | 4054.1529 | 552.5542 | 4054.1529
4491 | 581.1608 | 4093.1996 | 581.1608 | 4093.1996
4492 | 605.6582 | 4106.2844 | 605.6582 | 4106.2844
4493 | 613.1392 | 4129.0006 | 613.1392 | 4129.0006
4494 | 602.2044 | 4139.528 | 602.2044 | 4139.528
4495 | 582.642 | 4132.9069 | 582.642 | 4132.9069
4496 | 573.046 | 4123.4642 | 573.046 | 4123.4642
4497 | 564.7222 | 4118.095 | 564.7222 | 4118.095
4498 | 545.2905 | 4122.9513 | 545.2905 | 4122.9513
4499 | 525.3473 | 4117.1866 | 525.3473 | 4117.1866
4500 | 504.5441 | 4118.8962 | 504.5441 | 4118.8962
4501 | 485.203 | 4135.6657 | 485.203 | 4135.6657
4502 | 470.1484 | 4155.3767 | 470.1484 | 4155.3767
4503 | 460.2861 | 4173.3569 | 460.2861 | 4173.3569
4504 | 453.2587 | 4195.6959 | 453.2587 | 4195.6959
4505 | 453.3161 | 4240.9688 | 453.3161 | 4240.9688
4506 | 461.8218 | 4338.67 | 461.8218 | 4338.67
4507 | 479.7208 | 4369.4586 | 479.7208 | 4369.4586
4508 | 504.1546 | 4388.1099 | 504.1546 | 4388.1099
4509 | 512.5411 | 4379.8301 | 512.5411 | 4379.8301
4510 | 530.9649 | 4364.7233 | 530.9649 | 4364.7233
4511 | 568.4343 | 4341.6681 | 568.4343 | 4341.6681
4512 | 568.4681 | 4320.8786 | 568.4681 | 4320.8786
4513 | 555.7002 | 4299.6663 | 555.7002 | 4299.6663
4514 | 568.4053 | 4263.0661 | 568.4053 | 4263.0661
4515 | 597.3006 | 4227.2025 | 597.3006 | 4227.2025
4516 | 623.6673 | 4191.1927 | 623.6673 | 4191.1927
4517 | 626.4412 | 4204.8062 | 626.4412 | 4204.8062
4518 | 611.1257 | 4224.9586 | 611.1257 | 4224.9586
4519 | 590.1494 | 4225.2764 | 590.1494 | 4225.2764
4520 | 578.9514 | 4226.1301 | 578.9514 | 4226.1301
4521 | 564.532 | 4225.3122 | 564.532 | 4225.3122
4522 | 546.7911 | 4226.8857 | 546.7911 | 4226.8857
4523 | 525.7104 | 4218.211 | 525.7104 | 4218.211
4524 | 501.6085 | 4203.133 | 501.6085 | 4203.133
4525 | 479.4708 | 4196.3998 | 479.4708 | 4196.3998
4526 | 469.1309 | 4197.9054 | 469.1309 | 4197.9054
4527 | 459.1534 | 4212.3043 | 459.1534 | 4212.3043
4528 | 451.6591 | 4228.3013 | 451.6591 | 4228.3013
4529 | 454.5397 | 4259.6217 | 454.5397 | 4259.6217
4530 | 464.3903 | 4343.7436 | 464.3903 | 4343.7436
4531 | 485.3879 | 4370.5778 | 485.3879 | 4370.5778
4532 | 518.6669 | 4390.199 | 518.6669 | 4390.199
4533 | 537.9877 | 4385.9483 | 537.9877 | 4385.9483
4534 | 558.5917 | 4377.7058 | 558.5917 | 4377.7058
4535 | 594.6223 | 4356.3666 | 594.6223 | 4356.3666
4536 | 593.5548 | 4330.6527 | 593.5548 | 4330.6527
4537 | 576.4638 | 4299.0694 | 576.4638 | 4299.0694
4538 | 585.2224 | 4258.3655 | 585.2224 | 4258.3655
4539 | 610.9969 | 4252.4213 | 610.9969 | 4252.4213
4540 | 638.0187 | 4258.1941 | 638.0187 | 4258.1941
4541 | 644.2927 | 4294.3404 | 644.2927 | 4294.3404
4542 | 631.0045 | 4328.3706 | 631.0045 | 4328.3706
4543 | 602.3313 | 4339.4326 | 602.3313 | 4339.4326
4544 | 588.2941 | 4340.8831 | 588.2941 | 4340.8831
4545 | 574.9745 | 4310.7428 | 574.9745 | 4310.7428
4546 | 559.0566 | 4257.5511 | 559.0566 | 4257.5511
4547 | 527.5335 | 4194.3352 | 527.5335 | 4194.3352
4548 | 500.3246 | 4141.5036 | 500.3246 | 4141.5036
4549 | 480.3495 | 4102.3888 | 480.3495 | 4102.3888
4550 | 468.4823 | 4068.0062 | 468.4823 | 4068.0062
4551 | 458.404 | 4059.5739 | 458.404 | 4059.5739
4552 | 450.5272 | 4074.6754 | 450.5272 | 4074.6754
4553 | 454.3517 | 4108.9804 | 454.3517 | 4108.9804
4554 | 465.8318 | 4173.927 | 465.8318 | 4173.927
4555 | 489.6322 | 4162.1122 | 489.6322 | 4162.1122
4556 | 524.9192 | 4149.6504 | 524.9192 | 4149.6504
4557 | 539.1174 | 4140.1768 | 539.1174 | 4140.1768
4558 | 558.2744 | 4147.1551 | 558.2744 | 4147.1551
4559 | 596.2411 | 4161.0328 | 596.2411 | 4161.0328
4560 | 589.4681 | 4180.6083 | 589.4681 | 4180.6083
4561 | 572.0375 | 4187.5993 | 572.0375 | 4187.5993
4562 | 581.6679 | 4161.8178 | 581.6679 | 4161.8178
4563 | 608.0605 | 4117.0754 | 608.0605 | 4117.0754
4564 | 633.0373 | 4041.8197 | 633.0373 | 4041.8197
4565 | 638.6351 | 4003.6526 | 638.6351 | 4003.6526
4566 | 630.8295 | 3979.411 | 630.8295 | 3979.411
4567 | 600.2786 | 3963.6873 | 600.2786 | 3963.6873
4568 | 586.3487 | 3960.5119 | 586.3487 | 3960.5119
4569 | 574.9961 | 3940.668 | 574.9961 | 3940.668
4570 | 556.498 | 3921.6486 | 556.498 | 3921.6486
4571 | 528.2317 | 3911.6309 | 528.2317 | 3911.6309
4572 | 501.2247 | 3907.5954 | 501.2247 | 3907.5954
4573 | 480.5992 | 3916.7545 | 480.5992 | 3916.7545
4574 | 466.5305 | 3930.4219 | 466.5305 | 3930.4219
4575 | 458.1329 | 3949.6706 | 458.1329 | 3949.6706
4576 | 452.0568 | 3971.2634 | 452.0568 | 3971.2634
4577 | 457.2394 | 4003.4792 | 457.2394 | 4003.4792
4578 | 468.2998 | 4069.6196 | 468.2998 | 4069.6196
4579 | 492.9309 | 4048.2546 | 492.9309 | 4048.2546
4580 | 527.8361 | 4032.8828 | 527.8361 | 4032.8828
4581 | 547.6793 | 4025.2746 | 547.6793 | 4025.2746
4582 | 562.9722 | 4013.5999 | 562.9722 | 4013.5999
4583 | 602.6744 | 4000.1696 | 602.6744 | 4000.1696
4584 | 598.9649 | 4011.5378 | 598.9649 | 4011.5378
4585 | 580.6311 | 4017.4096 | 580.6311 | 4017.4096
4586 | 587.1774 | 4003.1184 | 587.1774 | 4003.1184
4587 | 613.3288 | 4008.4405 | 613.3288 | 4008.4405
4588 | 640.8568 | 4011.6766 | 640.8568 | 4011.6766
4589 | 646.0398 | 4042.4508 | 646.0398 | 4042.4508
4590 | 632.888 | 4066.7069 | 632.888 | 4066.7069
4591 | 606.2226 | 4078.7387 | 606.2226 | 4078.7387
4592 | 589.6144 | 4087.5013 | 589.6144 | 4087.5013
4593 | 572.4463 | 4089.444 | 572.4463 | 4089.444
4594 | 553.905 | 4079.9749 | 553.905 | 4079.9749
4595 | 526.0997 | 4051.0805 | 526.0997 | 4051.0805
4596 | 501.2956 | 4027.1236 | 501.2956 | 4027.1236
4597 | 480.476 | 4020.6142 | 480.476 | 4020.6142
4598 | 467.5377 | 4020.6277 | 467.5377 | 4020.6277
4599 | 458.6027 | 4023.6856 | 458.6027 | 4023.6856
4600 | 451.6386 | 4029.3861 | 451.6386 | 4029.3861
4601 | 454.3351 | 4048.4702 | 454.3351 | 4048.4702
4602 | 463.2877 | 4121.8479 | 463.2877 | 4121.8479
4603 | 485.3134 | 4140.4002 | 485.3134 | 4140.4002
4604 | 514.0364 | 4149.5012 | 514.0364 | 4149.5012
4605 | 534.8079 | 4144.5789 | 534.8079 | 4144.5789
4606 | 553.5362 | 4146.8567 | 553.5362 | 4146.8567
4607 | 587.5077 | 4149.0203 | 587.5077 | 4149.0203
4608 | 591.1625 | 4154.9418 | 591.1625 | 4154.9418
4609 | 578.6949 | 4156.1877 | 578.6949 | 4156.1877
4610 | 585.8253 | 4150.3276 | 585.8253 | 4150.3276
4611 | 611.2563 | 4164.6031 | 611.2563 | 4164.6031
4612 | 640.3241 | 4167.9138 | 640.3241 | 4167.9138
4613 | 649.1121 | 4192.346 | 649.1121 | 4192.346
4614 | 637.1037 | 4212.3492 | 637.1037 | 4212.3492
4615 | 611.7031 | 4220.7997 | 611.7031 | 4220.7997
4616 | 595.2155 | 4224.7125 | 595.2155 | 4224.7125
4617 | 578.624 | 4217.478 | 578.624 | 4217.478
4618 | 558.9521 | 4203.9798 | 558.9521 | 4203.9798
4619 | 534.2922 | 4180.0098 | 534.2922 | 4180.0098
4620 | 512.8808 | 4162.0965 | 512.8808 | 4162.0965
4621 | 491.0431 | 4159.9892 | 491.0431 | 4159.9892
4622 | 475.1274 | 4164.2555 | 475.1274 | 4164.2555
4623 | 464.2911 | 4173.5808 | 464.2911 | 4173.5808
4624 | 457.9705 | 4188.2347 | 457.9705 | 4188.2347
4625 | 460.7248 | 4226.3448 | 460.7248 | 4226.3448
4626 | 467.207 | 4318.0025 | 467.207 | 4318.0025
4627 | 483.462 | 4345.8812 | 483.462 | 4345.8812
4628 | 507.7267 | 4359.0859 | 507.7267 | 4359.0859
4629 | 523.0516 | 4351.6268 | 523.0516 | 4351.6268
4630 | 539.8331 | 4344.4289 | 539.8331 | 4344.4289
4631 | 572.9879 | 4332.64 | 572.9879 | 4332.64
4632 | 572.8472 | 4321.0278 | 572.8472 | 4321.0278
4633 | 563.8714 | 4299.144 | 563.8714 | 4299.144
4634 | 572.3696 | 4255.9034 | 572.3696 | 4255.9034
4635 | 596.9135 | 4225.7848 | 596.9135 | 4225.7848
4636 | 622.6358 | 4193.9533 | 622.6358 | 4193.9533
4637 | 630.8928 | 4202.8663 | 630.8928 | 4202.8663
4638 | 616.4884 | 4212.7223 | 616.4884 | 4212.7223
4639 | 592.9867 | 4205.5789 | 592.9867 | 4205.5789
4640 | 578.8443 | 4190.6148 | 578.8443 | 4190.6148
4641 | 565.0644 | 4171.4425 | 565.0644 | 4171.4425
4642 | 548.318 | 4151.6023 | 548.318 | 4151.6023
4643 | 523.438 | 4129.796 | 523.438 | 4129.796
4644 | 501.4785 | 4121.9553 | 501.4785 | 4121.9553
4645 | 480.9725 | 4131.2636 | 480.9725 | 4131.2636
4646 | 468.7136 | 4145.6771 | 468.7136 | 4145.6771
4647 | 459.8145 | 4156.5693 | 459.8145 | 4156.5693
4648 | 452.8314 | 4163.9112 | 452.8314 | 4163.9112
4649 | 453.1923 | 4188.1436 | 453.1923 | 4188.1436
4650 | 458.969 | 4263.9835 | 458.969 | 4263.9835
4651 | 476.7574 | 4282.2373 | 476.7574 | 4282.2373
4652 | 496.8378 | 4297.6057 | 496.8378 | 4297.6057
4653 | 510.0821 | 4283.6554 | 510.0821 | 4283.6554
4654 | 535.4313 | 4257.6553 | 535.4313 | 4257.6553
4655 | 567.8424 | 4218.1855 | 567.8424 | 4218.1855
4656 | 569.2924 | 4180.0114 | 569.2924 | 4180.0114
4657 | 559.143 | 4164.8426 | 559.143 | 4164.8426
4658 | 568.2268 | 4146.7462 | 568.2268 | 4146.7462
4659 | 591.4886 | 4164.9762 | 591.4886 | 4164.9762
4660 | 617.7727 | 4192.8341 | 617.7727 | 4192.8341
4661 | 630.0173 | 4221.37 | 630.0173 | 4221.37
4662 | 614.8741 | 4209.4393 | 614.8741 | 4209.4393
4663 | 587.1249 | 4124.1774 | 587.1249 | 4124.1774
4664 | 576.6586 | 3972.8975 | 576.6586 | 3972.8975
4665 | 563.4125 | 3807.0382 | 563.4125 | 3807.0382
4666 | 540.6325 | 3663.9392 | 540.6325 | 3663.9392
4667 | 514.1757 | 3528.7229 | 514.1757 | 3528.7229
4668 | 491.5872 | 3409.1136 | 491.5872 | 3409.1136
4669 | 470.1005 | 3313.4431 | 470.1005 | 3313.4431
4670 | 456.6098 | 3231.3089 | 456.6098 | 3231.3089
4671 | 448.2144 | 3172.5136 | 448.2144 | 3172.5136
4672 | 441.9738 | 3145.3848 | 441.9738 | 3145.3848
4673 | 442.7528 | 3165.4389 | 442.7528 | 3165.4389
4674 | 452.7 | 3245.3079 | 452.7 | 3245.3079
4675 | 473.1211 | 3253.1907 | 473.1211 | 3253.1907
4676 | 499.608 | 3235.4313 | 499.608 | 3235.4313
4677 | 509.4395 | 3196.0385 | 509.4395 | 3196.0385
4678 | 526.1664 | 3156.5336 | 526.1664 | 3156.5336
4679 | 561.1137 | 3111.7663 | 561.1137 | 3111.7663
4680 | 565.0854 | 3083.814 | 565.0854 | 3083.814
4681 | 548.9442 | 3070.809 | 548.9442 | 3070.809
4682 | 553.7411 | 3060.4723 | 553.7411 | 3060.4723
4683 | 580.1363 | 3085.9396 | 580.1363 | 3085.9396
4684 | 604.6663 | 3102.8296 | 604.6663 | 3102.8296
4685 | 618.5001 | 3134.2753 | 618.5001 | 3134.2753
4686 | 603.8371 | 3152.264 | 603.8371 | 3152.264
4687 | 577.2058 | 3148.4782 | 577.2058 | 3148.4782
4688 | 566.59 | 3147.9142 | 566.59 | 3147.9142
4689 | 553.8421 | 3149.857 | 553.8421 | 3149.857
4690 | 535.2968 | 3142.9993 | 535.2968 | 3142.9993
4691 | 510.6039 | 3127.1619 | 510.6039 | 3127.1619
4692 | 485.4857 | 3122.828 | 485.4857 | 3122.828
4693 | 462.9885 | 3141.3136 | 462.9885 | 3141.3136
4694 | 449.9577 | 3180.4236 | 449.9577 | 3180.4236
4695 | 438.8108 | 3209.7449 | 438.8108 | 3209.7449
4696 | 434.5722 | 3251.4083 | 434.5722 | 3251.4083
4697 | 437.4671 | 3346.298 | 437.4671 | 3346.298
4698 | 450.2957 | 3516.2235 | 450.2957 | 3516.2235
4699 | 479.738 | 3621.624 | 479.738 | 3621.624
4700 | 520.0511 | 3704.4415 | 520.0511 | 3704.4415
4701 | 538.1689 | 3762.9393 | 538.1689 | 3762.9393
4702 | 553.78 | 3825.1304 | 553.78 | 3825.1304
4703 | 591.4399 | 3879.5223 | 591.4399 | 3879.5223
4704 | 587.7219 | 3927.301 | 587.7219 | 3927.301
4705 | 566.3404 | 3970.7026 | 566.3404 | 3970.7026
4706 | 578.5606 | 4000.1339 | 578.5606 | 4000.1339
4707 | 596.2655 | 4049.477 | 596.2655 | 4049.477
4708 | 628.6634 | 4086.2884 | 628.6634 | 4086.2884
4709 | 643.0831 | 4143.7737 | 643.0831 | 4143.7737
4710 | 634.5604 | 4196.9792 | 634.5604 | 4196.9792
4711 | 600.2779 | 4236.9905 | 600.2779 | 4236.9905
4712 | 588.5216 | 4267.6889 | 588.5216 | 4267.6889
4713 | 578.9839 | 4274.2576 | 578.9839 | 4274.2576
4714 | 548.0245 | 4257.775 | 548.0245 | 4257.775
4715 | 519.7021 | 4226.4183 | 519.7021 | 4226.4183
4716 | 492.9062 | 4194.9257 | 492.9062 | 4194.9257
4717 | 470.2167 | 4183.5665 | 470.2167 | 4183.5665
4718 | 459.2279 | 4184.7737 | 459.2279 | 4184.7737
4719 | 452.5694 | 4185.9663 | 452.5694 | 4185.9663
4720 | 445.0977 | 4192.2637 | 445.0977 | 4192.2637
4721 | 449.631 | 4224.9272 | 449.631 | 4224.9272
4722 | 465.4355 | 4318.3009 | 465.4355 | 4318.3009
4723 | 492.6359 | 4352.1486 | 492.6359 | 4352.1486
4724 | 540.0647 | 4368.9346 | 540.0647 | 4368.9346
4725 | 551.4607 | 4358.6404 | 551.4607 | 4358.6404
4726 | 566.9135 | 4340.1014 | 566.9135 | 4340.1014
4727 | 604.6823 | 4326.298 | 604.6823 | 4326.298
4728 | 601.9732 | 4325.8029 | 601.9732 | 4325.8029
4729 | 580.0928 | 4321.5275 | 580.0928 | 4321.5275
4730 | 586.2437 | 4307.2363 | 586.2437 | 4307.2363
4731 | 607.7376 | 4312.26 | 607.7376 | 4312.26
4732 | 643.258 | 4304.0058 | 643.258 | 4304.0058
4733 | 659.5115 | 4312.0234 | 659.5115 | 4312.0234
4734 | 649.8226 | 4305.9871 | 649.8226 | 4305.9871
4735 | 618.078 | 4277.5047 | 618.078 | 4277.5047
4736 | 600.5129 | 4245.3053 | 600.5129 | 4245.3053
4737 | 585.962 | 4195.9151 | 585.962 | 4195.9151
4738 | 563.0086 | 4148.8417 | 563.0086 | 4148.8417
4739 | 534.5693 | 4104.428 | 534.5693 | 4104.428
4740 | 502.3002 | 4072.7861 | 502.3002 | 4072.7861
4741 | 479.7986 | 4059.114 | 479.7986 | 4059.114
4742 | 471.3153 | 4050.6216 | 471.3153 | 4050.6216
4743 | 463.3777 | 4043.8308 | 463.3777 | 4043.8308
4744 | 460.9612 | 4035.8027 | 460.9612 | 4035.8027
4745 | 464.6854 | 4055.8568 | 464.6854 | 4055.8568
4746 | 480.0749 | 4143.1123 | 480.0749 | 4143.1123
4747 | 508.0235 | 4177.4823 | 508.0235 | 4177.4823
4748 | 545.0285 | 4195.1636 | 545.0285 | 4195.1636
4749 | 561.3064 | 4186.1377 | 561.3064 | 4186.1377
4750 | 577.8005 | 4180.8051 | 577.8005 | 4180.8051
4751 | 606.957 | 4194.8319 | 606.957 | 4194.8319
4752 | 599.1763 | 4224.4054 | 599.1763 | 4224.4054
4753 | 581.8825 | 4246.3934 | 581.8825 | 4246.3934
4754 | 591.4412 | 4257.6194 | 591.4412 | 4257.6194
4755 | 610.3285 | 4279.2815 | 610.3285 | 4279.2815
4756 | 642.3377 | 4276.6232 | 642.3377 | 4276.6232
4757 | 656.2172 | 4289.1922 | 656.2172 | 4289.1922
4758 | 640.8293 | 4303.2264 | 640.8293 | 4303.2264
4759 | 609.6564 | 4312.4231 | 609.6564 | 4312.4231
4760 | 597.1301 | 4329.9152 | 597.1301 | 4329.9152
4761 | 587.7688 | 4335.887 | 587.7688 | 4335.887
4762 | 560.0114 | 4334.1775 | 560.0114 | 4334.1775
4763 | 530.8481 | 4317.5194 | 530.8481 | 4317.5194
4764 | 503.6525 | 4302.5906 | 503.6525 | 4302.5906
4765 | 484.4785 | 4297.0512 | 484.4785 | 4297.0512
4766 | 473.2634 | 4299.5268 | 473.2634 | 4299.5268
4767 | 465.2694 | 4318.1039 | 465.2694 | 4318.1039
4768 | 460.0973 | 4354.9922 | 460.0973 | 4354.9922
4769 | 463.4209 | 4414.5159 | 463.4209 | 4414.5159
4770 | 475.9595 | 4522.3643 | 475.9595 | 4522.3643
4771 | 499.4983 | 4561.8079 | 499.4983 | 4561.8079
4772 | 529.4576 | 4587.4727 | 529.4576 | 4587.4727
4773 | 547.1828 | 4594.8615 | 547.1828 | 4594.8615
4774 | 566.132 | 4602.5113 | 566.132 | 4602.5113
4775 | 600.9927 | 4604.1526 | 600.9927 | 4604.1526
4776 | 602.3788 | 4614.1031 | 602.3788 | 4614.1031
4777 | 586.6208 | 4626.6154 | 586.6208 | 4626.6154
4778 | 594.6941 | 4631.4994 | 594.6941 | 4631.4994
4779 | 614.6799 | 4647.8641 | 614.6799 | 4647.8641
4780 | 647.1832 | 4639.3115 | 647.1832 | 4639.3115
4781 | 663.6227 | 4645.4638 | 663.6227 | 4645.4638
4782 | 649.6305 | 4648.2316 | 649.6305 | 4648.2316
4783 | 625.3236 | 4643.4759 | 625.3236 | 4643.4759
4784 | 605.2898 | 4641.1212 | 605.2898 | 4641.1212
4785 | 592.4073 | 4629.8577 | 592.4073 | 4629.8577
4786 | 573.9664 | 4611.5844 | 573.9664 | 4611.5844
4787 | 540.112 | 4579.4816 | 540.112 | 4579.4816
4788 | 512.1732 | 4554.1071 | 512.1732 | 4554.1071
4789 | 492.456 | 4548.7916 | 492.456 | 4548.7916
4790 | 479.5458 | 4550.9687 | 479.5458 | 4550.9687
4791 | 470.9764 | 4558.2795 | 470.9764 | 4558.2795
4792 | 465.7548 | 4566.1437 | 465.7548 | 4566.1437
4793 | 469.2084 | 4588.9585 | 469.2084 | 4588.9585
4794 | 479.7011 | 4660.9932 | 479.7011 | 4660.9932
4795 | 498.0838 | 4665.8169 | 498.0838 | 4665.8169
4796 | 520.1263 | 4654.1757 | 520.1263 | 4654.1757
4797 | 534.8139 | 4609.4108 | 534.8139 | 4609.4108
4798 | 552.3761 | 4560.8033 | 552.3761 | 4560.8033
4799 | 588.5543 | 4509.9924 | 588.5543 | 4509.9924
4800 | 593.6902 | 4468.0131 | 593.6902 | 4468.0131
4801 | 579.9201 | 4433.4453 | 579.9201 | 4433.4453
4802 | 578.1166 | 4395.726 | 578.1166 | 4395.726
4803 | 595.2534 | 4378.963 | 595.2534 | 4378.963
4804 | 630.4053 | 4348.3998 | 630.4053 | 4348.3998
4805 | 644.7349 | 4340.0775 | 644.7349 | 4340.0775
4806 | 633.165 | 4329.266 | 633.165 | 4329.266
4807 | 609.2542 | 4317.5713 | 609.2542 | 4317.5713
4808 | 590.6679 | 4304.9948 | 590.6679 | 4304.9948
4809 | 579.0936 | 4280.6742 | 579.0936 | 4280.6742
4810 | 561.1391 | 4246.434 | 561.1391 | 4246.434
4811 | 534.6217 | 4188.4409 | 534.6217 | 4188.4409
4812 | 510.3901 | 4136.0569 | 510.3901 | 4136.0569
4813 | 488.8698 | 4079.7814 | 488.8698 | 4079.7814
4814 | 477.2363 | 3991.3798 | 477.2363 | 3991.3798
4815 | 469.2797 | 3872.895 | 469.2797 | 3872.895
4816 | 463.2124 | 3736.6091 | 463.2124 | 3736.6091
4817 | 464.7038 | 3622.4365 | 464.7038 | 3622.4365
4818 | 473.0533 | 3596.3566 | 473.0533 | 3596.3566
4819 | 489.629 | 3573.2755 | 489.629 | 3573.2755
4820 | 510.0709 | 3603.3424 | 510.0709 | 3603.3424
4821 | 524.3133 | 3614.2379 | 524.3133 | 3614.2379
4822 | 545.8706 | 3591.8191 | 545.8706 | 3591.8191
4823 | 578.3863 | 3508.8506 | 578.3863 | 3508.8506
4824 | 580.5148 | 3409.9425 | 580.5148 | 3409.9425
4825 | 562.3922 | 3334.0397 | 562.3922 | 3334.0397
4826 | 573.9861 | 3278.7865 | 573.9861 | 3278.7865
4827 | 593.5042 | 3237.7001 | 593.5042 | 3237.7001
4828 | 627.9886 | 3233.5495 | 627.9886 | 3233.5495
4829 | 640.9546 | 3311.7769 | 640.9546 | 3311.7769
4830 | 624.2511 | 3398.8562 | 624.2511 | 3398.8562
4831 | 600.1258 | 3421.1099 | 600.1258 | 3421.1099
4832 | 586.4897 | 3389.3582 | 586.4897 | 3389.3582
4833 | 575.0707 | 3379.0646 | 575.0707 | 3379.0646
4834 | 556.128 | 3398.3956 | 556.128 | 3398.3956
4835 | 529.6259 | 3379.2754 | 529.6259 | 3379.2754
4836 | 502.045 | 3362.9289 | 502.045 | 3362.9289
4837 | 480.626 | 3362.9108 | 480.626 | 3362.9108
4838 | 469.8423 | 3378.8165 | 469.8423 | 3378.8165
4839 | 460.7121 | 3409.8539 | 460.7121 | 3409.8539
4840 | 456.983 | 3433.0881 | 456.983 | 3433.0881
4841 | 460.5491 | 3479.4056 | 460.5491 | 3479.4056
4842 | 469.7561 | 3587.8509 | 469.7561 | 3587.8509
4843 | 495.5202 | 3634.5318 | 495.5202 | 3634.5318
4844 | 523.0144 | 3683.0279 | 523.0144 | 3683.0279
4845 | 534.2027 | 3718.8437 | 534.2027 | 3718.8437
4846 | 550.0364 | 3756.6367 | 550.0364 | 3756.6367
4847 | 587.3008 | 3795.5839 | 587.3008 | 3795.5839
4848 | 584.0179 | 3835.0062 | 584.0179 | 3835.0062
4849 | 561.3037 | 3869.9766 | 561.3037 | 3869.9766
4850 | 566.9031 | 3898.438 | 566.9031 | 3898.438
4851 | 588.8051 | 3948.2287 | 588.8051 | 3948.2287
4852 | 623.2198 | 3965.0441 | 623.2198 | 3965.0441
4853 | 636.4824 | 3983.8059 | 636.4824 | 3983.8059
4854 | 628.2838 | 4009.1811 | 628.2838 | 4009.1811
4855 | 602.7801 | 4046.581 | 602.7801 | 4046.581
4856 | 589.1518 | 4107.8703 | 589.1518 | 4107.8703
4857 | 575.4662 | 4145.1791 | 575.4662 | 4145.1791
4858 | 556.1685 | 4163.6894 | 556.1685 | 4163.6894
4859 | 528.6915 | 4167.1765 | 528.6915 | 4167.1765
4860 | 500.7415 | 4168.7369 | 500.7415 | 4168.7369
4861 | 481.0078 | 4176.18 | 481.0078 | 4176.18
4862 | 469.086 | 4186.9375 | 469.086 | 4186.9375
4863 | 457.783 | 4202.6794 | 457.783 | 4202.6794
4864 | 455.7118 | 4217.4079 | 455.7118 | 4217.4079
4865 | 459.1271 | 4246.7139 | 459.1271 | 4246.7139
4866 | 473.9481 | 4332.0295 | 473.9481 | 4332.0295
4867 | 505.6423 | 4367.8917 | 505.6423 | 4367.8917
4868 | 543.4246 | 4407.2105 | 543.4246 | 4407.2105
4869 | 561.1717 | 4429.1486 | 561.1717 | 4429.1486
4870 | 575.5556 | 4452.3176 | 575.5556 | 4452.3176
4871 | 607.606 | 4468.9559 | 607.606 | 4468.9559
4872 | 600.5898 | 4489.0537 | 600.5898 | 4489.0537
4873 | 580.1362 | 4506.7142 | 580.1362 | 4506.7142
4874 | 587.684 | 4515.1049 | 587.684 | 4515.1049
4875 | 604.8281 | 4542.5122 | 604.8281 | 4542.5122
4876 | 643.1816 | 4546.2705 | 643.1816 | 4546.2705
4877 | 657.5664 | 4559.5109 | 657.5664 | 4559.5109
4878 | 644.8364 | 4570.3369 | 644.8364 | 4570.3369
4879 | 619.9698 | 4578.3397 | 619.9698 | 4578.3397
4880 | 604.5964 | 4599.637 | 604.5964 | 4599.637
4881 | 592.6217 | 4606.8026 | 592.6217 | 4606.8026
4882 | 568.4455 | 4599.4972 | 568.4455 | 4599.4972
4883 | 531.0056 | 4576.8702 | 531.0056 | 4576.8702
4884 | 503.7405 | 4560.8968 | 503.7405 | 4560.8968
4885 | 482.7184 | 4560.2072 | 482.7184 | 4560.2072
4886 | 470.7539 | 4561.7874 | 470.7539 | 4561.7874
4887 | 460.2445 | 4571.1873 | 460.2445 | 4571.1873
4888 | 456.6947 | 4586.7366 | 456.6947 | 4586.7366
4889 | 459.3114 | 4620.5939 | 459.3114 | 4620.5939
4890 | 470.8627 | 4709.9385 | 470.8627 | 4709.9385
4891 | 502.9256 | 4738.4142 | 502.9256 | 4738.4142
4892 | 538.5157 | 4757.4385 | 538.5157 | 4757.4385
4893 | 555.5874 | 4766.1703 | 555.5874 | 4766.1703
4894 | 568.6409 | 4781.5051 | 568.6409 | 4781.5051
4895 | 602.0359 | 4793.0698 | 602.0359 | 4793.0698
4896 | 598.8284 | 4812.6453 | 598.8284 | 4812.6453
4897 | 575.0647 | 4833.141 | 575.0647 | 4833.141
4898 | 582.7672 | 4848.023 | 582.7672 | 4848.023
4899 | 600.0798 | 4873.0427 | 600.0798 | 4873.0427
4900 | 637.9055 | 4866.5046 | 637.9055 | 4866.5046
4901 | 656.5027 | 4867.4341 | 656.5027 | 4867.4341
4902 | 647.0799 | 4869.4558 | 647.0799 | 4869.4558
4903 | 619.0624 | 4874.8472 | 619.0624 | 4874.8472
4904 | 601.0524 | 4897.6368 | 601.0524 | 4897.6368
4905 | 581.855 | 4912.1143 | 581.855 | 4912.1143
4906 | 560.243 | 4918.2391 | 560.243 | 4918.2391
4907 | 527.0087 | 4908.2214 | 527.0087 | 4908.2214
4908 | 501.4351 | 4902.6937 | 501.4351 | 4902.6937
4909 | 478.8452 | 4912.4497 | 478.8452 | 4912.4497
4910 | 470.0423 | 4925.9679 | 470.0423 | 4925.9679
4911 | 461.7782 | 4942.7544 | 461.7782 | 4942.7544
4912 | 456.1231 | 4956.8114 | 456.1231 | 4956.8114
4913 | 461.4986 | 4989.6987 | 461.4986 | 4989.6987
4914 | 474.7348 | 5072.4029 | 474.7348 | 5072.4029
4915 | 502.3844 | 5088.5676 | 502.3844 | 5088.5676
4916 | 537.2613 | 5091.1027 | 537.2613 | 5091.1027
4917 | 555.0191 | 5067.3037 | 555.0191 | 5067.3037
4918 | 568.4685 | 5034.6631 | 568.4685 | 5034.6631
4919 | 601.4559 | 4985.9414 | 601.4559 | 4985.9414
4920 | 601.5913 | 4932.2481 | 601.5913 | 4932.2481
4921 | 578.5041 | 4879.9226 | 578.5041 | 4879.9226
4922 | 584.963 | 4831.8322 | 584.963 | 4831.8322
4923 | 603.5437 | 4800.5199 | 603.5437 | 4800.5199
4924 | 635.2966 | 4754.8106 | 635.2966 | 4754.8106
4925 | 650.3021 | 4738.8778 | 650.3021 | 4738.8778
4926 | 637.6968 | 4726.9471 | 637.6968 | 4726.9471
4927 | 608.4776 | 4692.272 | 608.4776 | 4692.272
4928 | 592.4968 | 4663.8778 | 592.4968 | 4663.8778
4929 | 578.1131 | 4639.408 | 578.1131 | 4639.408
4930 | 552.7118 | 4607.4061 | 552.7118 | 4607.4061
4931 | 526.9853 | 4561.5002 | 526.9853 | 4561.5002
4932 | 503.3228 | 4519.338 | 503.3228 | 4519.338
4933 | 483.4044 | 4490.3705 | 483.4044 | 4490.3705
4934 | 469.7004 | 4466.6573 | 469.7004 | 4466.6573
4935 | 460.6897 | 4457.1058 | 460.6897 | 4457.1058
4936 | 455.9171 | 4473.6996 | 455.9171 | 4473.6996
4937 | 459.066 | 4525.0907 | 459.066 | 4525.0907
4938 | 468.2305 | 4629.6562 | 468.2305 | 4629.6562
4939 | 491.2941 | 4669.7713 | 491.2941 | 4669.7713
4940 | 520.5756 | 4695.8091 | 520.5756 | 4695.8091
4941 | 539.8142 | 4697.3782 | 539.8142 | 4697.3782
4942 | 556.0021 | 4698.0891 | 556.0021 | 4698.0891
4943 | 587.2515 | 4690.1054 | 587.2515 | 4690.1054
4944 | 586.0413 | 4681.5523 | 586.0413 | 4681.5523
4945 | 569.7716 | 4667.7265 | 569.7716 | 4667.7265
4946 | 573.4275 | 4638.5129 | 573.4275 | 4638.5129
4947 | 592.1814 | 4631.5241 | 592.1814 | 4631.5241
4948 | 622.9805 | 4628.4181 | 622.9805 | 4628.4181
4949 | 636.267 | 4664.4152 | 636.267 | 4664.4152
4950 | 632.8312 | 4695.5356 | 632.8312 | 4695.5356
4951 | 601.6521 | 4698.7632 | 601.6521 | 4698.7632
4952 | 583.7749 | 4689.7681 | 583.7749 | 4689.7681
4953 | 568.2513 | 4649.4806 | 568.2513 | 4649.4806
4954 | 548.8932 | 4579.4267 | 548.8932 | 4579.4267
4955 | 522.6413 | 4494.2003 | 522.6413 | 4494.2003
4956 | 495.5592 | 4415.5529 | 495.5592 | 4415.5529
4957 | 473.7971 | 4356.8153 | 473.7971 | 4356.8153
4958 | 460.6922 | 4315.7175 | 460.6922 | 4315.7175
4959 | 452.2819 | 4285.5732 | 452.2819 | 4285.5732
4960 | 447.109 | 4256.5045 | 447.109 | 4256.5045
4961 | 451.6648 | 4247.2362 | 451.6648 | 4247.2362
4962 | 459.633 | 4293.3806 | 459.633 | 4293.3806
4963 | 481.4887 | 4279.9244 | 481.4887 | 4279.9244
4964 | 499.5502 | 4264.8511 | 499.5502 | 4264.8511
4965 | 517.3664 | 4248.364 | 517.3664 | 4248.364
4966 | 535.8682 | 4241.6138 | 535.8682 | 4241.6138
4967 | 564.7815 | 4234.8985 | 564.7815 | 4234.8985
4968 | 567.5176 | 4237.9102 | 567.5176 | 4237.9102
4969 | 554.5932 | 4235.127 | 554.5932 | 4235.127
4970 | 564.3209 | 4217.7021 | 564.3209 | 4217.7021
4971 | 579.0337 | 4222.9496 | 579.0337 | 4222.9496
4972 | 608.9851 | 4212.084 | 608.9851 | 4212.084
4973 | 626.2897 | 4218.9824 | 626.2897 | 4218.9824
4974 | 615.5182 | 4219.2881 | 615.5182 | 4219.2881
4975 | 594.4531 | 4212.3686 | 594.4531 | 4212.3686
4976 | 579.5304 | 4224.7871 | 579.5304 | 4224.7871
4977 | 566.9845 | 4227.7744 | 566.9845 | 4227.7744
4978 | 549.311 | 4215.2462 | 549.311 | 4215.2462
4979 | 521.354 | 4189.8585 | 521.354 | 4189.8585
4980 | 494.0701 | 4168.3639 | 494.0701 | 4168.3639
4981 | 476.9194 | 4153.7964 | 476.9194 | 4153.7964
4982 | 465.5257 | 4132.5454 | 465.5257 | 4132.5454
4983 | 454.8737 | 4121.8748 | 454.8737 | 4121.8748
4984 | 452.3628 | 4125.2623 | 452.3628 | 4125.2623
4985 | 453.3104 | 4166.2077 | 453.3104 | 4166.2077
4986 | 460.7869 | 4277.4882 | 460.7869 | 4277.4882
4987 | 482.9217 | 4302.0095 | 482.9217 | 4302.0095
4988 | 499.3047 | 4305.5145 | 499.3047 | 4305.5145
4989 | 515.3792 | 4293.6534 | 515.3792 | 4293.6534
4990 | 538.2726 | 4283.0979 | 538.2726 | 4283.0979
4991 | 569.6079 | 4261.8334 | 569.6079 | 4261.8334
4992 | 568.1856 | 4257.3839 | 568.1856 | 4257.3839
4993 | 560.5817 | 4249.3779 | 560.5817 | 4249.3779
4994 | 564.9461 | 4226.6555 | 564.9461 | 4226.6555
4995 | 580.5641 | 4232.7984 | 580.5641 | 4232.7984
4996 | 611.5202 | 4231.2592 | 611.5202 | 4231.2592
4997 | 634.4937 | 4245.8427 | 634.4937 | 4245.8427
4998 | 622.6552 | 4256.8179 | 622.6552 | 4256.8179
4999 | 592.5822 | 4253.3305 | 592.5822 | 4253.3305
5000 | 576.3012 | 4253.3634 | 576.3012 | 4253.3634
5001 | 569.6424 | 4234.9371 | 569.6424 | 4234.9371
5002 | 551.9787 | 4204.0544 | 551.9787 | 4204.0544
5003 | 525.607 | 4162.6998 | 525.607 | 4162.6998
5004 | 498.2138 | 4131.431 | 498.2138 | 4131.431
5005 | 476.841 | 4121.8625 | 476.841 | 4121.8625
5006 | 463.3071 | 4117.7723 | 463.3071 | 4117.7723
5007 | 456.3778 | 4122.3224 | 456.3778 | 4122.3224
5008 | 452.1096 | 4137.7225 | 452.1096 | 4137.7225
5009 | 454.9223 | 4174.8627 | 454.9223 | 4174.8627
5010 | 464.6198 | 4264.655 | 464.6198 | 4264.655
5011 | 484.2522 | 4288.8032 | 484.2522 | 4288.8032
5012 | 507.4345 | 4297.9041 | 507.4345 | 4297.9041
5013 | 523.3929 | 4283.4316 | 523.3929 | 4283.4316
5014 | 539.7954 | 4263.5496 | 539.7954 | 4263.5496
5015 | 568.1873 | 4242.8074 | 568.1873 | 4242.8074
5016 | 566.4161 | 4230.5236 | 566.4161 | 4230.5236
5017 | 551.9519 | 4217.7424 | 551.9519 | 4217.7424
5018 | 554.3265 | 4199.5714 | 554.3265 | 4199.5714
5019 | 568.8406 | 4202.2075 | 568.8406 | 4202.2075
5020 | 603.9292 | 4187.5367 | 603.9292 | 4187.5367
5021 | 628.5289 | 4193.9875 | 628.5289 | 4193.9875
5022 | 618.7035 | 4197.1284 | 618.7035 | 4197.1284
5023 | 589.1471 | 4194.984 | 589.1471 | 4194.984
5024 | 577.3833 | 4207.7756 | 577.3833 | 4207.7756
5025 | 566.4274 | 4209.4945 | 566.4274 | 4209.4945
5026 | 547.5371 | 4197.787 | 547.5371 | 4197.787
5027 | 523.1933 | 4175.3838 | 523.1933 | 4175.3838
5028 | 494.9811 | 4164.4094 | 494.9811 | 4164.4094
5029 | 475.1792 | 4166.7043 | 475.1792 | 4166.7043
5030 | 465.8044 | 4167.6876 | 465.8044 | 4167.6876
5031 | 454.7226 | 4169.1041 | 454.7226 | 4169.1041
5032 | 449.5352 | 4168.0149 | 449.5352 | 4168.0149
5033 | 455.7157 | 4185.756 | 455.7157 | 4185.756
5034 | 467.7503 | 4258.5368 | 467.7503 | 4258.5368
5035 | 494.8647 | 4267.6134 | 494.8647 | 4267.6134
5036 | 527.2765 | 4264.3288 | 527.2765 | 4264.3288
5037 | 543.4323 | 4250.5278 | 543.4323 | 4250.5278
5038 | 557.8945 | 4244.8967 | 557.8945 | 4244.8967
5039 | 593.0023 | 4235.1223 | 593.0023 | 4235.1223
5040 | 589.1193 | 4224.8531 | 589.1193 | 4224.8531
5041 | 568.9369 | 4215.9518 | 568.9369 | 4215.9518
5042 | 570.0557 | 4199.9445 | 570.0557 | 4199.9445
5043 | 591.3808 | 4199.3722 | 591.3808 | 4199.3722
5044 | 624.5335 | 4161.3479 | 624.5335 | 4161.3479
5045 | 649.4935 | 4162.2028 | 649.4935 | 4162.2028
5046 | 644.2315 | 4173.6256 | 644.2315 | 4173.6256
5047 | 607.8647 | 4177.0772 | 607.8647 | 4177.0772
5048 | 593.9094 | 4186.1381 | 593.9094 | 4186.1381
5049 | 578.3967 | 4185.2456 | 578.3967 | 4185.2456
5050 | 558.6005 | 4163.4656 | 558.6005 | 4163.4656
5051 | 525.3125 | 4125.4685 | 525.3125 | 4125.4685
5052 | 499.1617 | 4092.9313 | 499.1617 | 4092.9313
5053 | 474.899 | 4072.2457 | 474.899 | 4072.2457
5054 | 464.79 | 4058.6797 | 464.79 | 4058.6797
5055 | 457.3496 | 4042.4878 | 457.3496 | 4042.4878
5056 | 452.9279 | 4025.0586 | 452.9279 | 4025.0586
5057 | 456.9999 | 4025.8628 | 456.9999 | 4025.8628
5058 | 471.7519 | 4079.543 | 471.7519 | 4079.543
5059 | 497.2754 | 4063.9977 | 497.2754 | 4063.9977
5060 | 533.8059 | 4037.5834 | 533.8059 | 4037.5834
5061 | 549.0224 | 4010.9491 | 549.0224 | 4010.9491
5062 | 563.5515 | 3992.4102 | 563.5515 | 3992.4102
5063 | 596.7252 | 3956.8201 | 596.7252 | 3956.8201
5064 | 590.0389 | 3917.9746 | 590.0389 | 3917.9746
5065 | 568.4674 | 3891.9125 | 568.4674 | 3891.9125
5066 | 571.8905 | 3880.4565 | 571.8905 | 3880.4565
5067 | 587.362 | 3883.391 | 587.362 | 3883.391
5068 | 619.9295 | 3844.8445 | 619.9295 | 3844.8445
5069 | 646.6047 | 3823.7635 | 646.6047 | 3823.7635
5070 | 633.493 | 3814.3696 | 633.493 | 3814.3696
5071 | 604.5522 | 3795.2883 | 604.5522 | 3795.2883
5072 | 590.1264 | 3788.5316 | 590.1264 | 3788.5316
5073 | 573.683 | 3793.9811 | 573.683 | 3793.9811
5074 | 551.8276 | 3794.3607 | 551.8276 | 3794.3607
5075 | 520.8676 | 3782.4032 | 520.8676 | 3782.4032
5076 | 491.538 | 3776.577 | 491.538 | 3776.577
5077 | 472.0775 | 3782.0055 | 472.0775 | 3782.0055
5078 | 459.0916 | 3790.0024 | 459.0916 | 3790.0024
5079 | 452.6888 | 3803.879 | 452.6888 | 3803.879
5080 | 446.8158 | 3832.4854 | 446.8158 | 3832.4854
5081 | 451.3228 | 3893.1283 | 451.3228 | 3893.1283
5082 | 463.9838 | 4006.7964 | 463.9838 | 4006.7964
5083 | 491.4184 | 4055.6411 | 491.4184 | 4055.6411
5084 | 525.6622 | 4090.7816 | 525.6622 | 4090.7816
5085 | 543.0606 | 4106.6015 | 543.0606 | 4106.6015
5086 | 559.1267 | 4119.0265 | 559.1267 | 4119.0265
5087 | 594.0928 | 4115.2211 | 594.0928 | 4115.2211
5088 | 590.0738 | 4107.4887 | 590.0738 | 4107.4887
5089 | 571.846 | 4091.5738 | 571.846 | 4091.5738
5090 | 576.0911 | 4066.5385 | 576.0911 | 4066.5385
5091 | 592.4924 | 4064.5486 | 592.4924 | 4064.5486
5092 | 620.4511 | 4039.3576 | 620.4511 | 4039.3576
5093 | 640.358 | 4029.1699 | 640.358 | 4029.1699
5094 | 633.6374 | 4016.2693 | 633.6374 | 4016.2693
5095 | 606.4272 | 3995.6211 | 606.4272 | 3995.6211
5096 | 591.6616 | 3985.8799 | 591.6616 | 3985.8799
5097 | 573.1025 | 3969.1697 | 573.1025 | 3969.1697
5098 | 554.5321 | 3943.9575 | 554.5321 | 3943.9575
5099 | 524.7934 | 3914.4662 | 524.7934 | 3914.4662
5100 | 499.8715 | 3894.7622 | 499.8715 | 3894.7622
5101 | 477.3963 | 3888.9243 | 477.3963 | 3888.9243
5102 | 467.5897 | 3887.9678 | 467.5897 | 3887.9678
5103 | 457.1635 | 3893.8609 | 457.1635 | 3893.8609
5104 | 451.1208 | 3902.3967 | 451.1208 | 3902.3967
5105 | 454.3981 | 3935.5825 | 454.3981 | 3935.5825
5106 | 466.8652 | 4027.3147 | 466.8652 | 4027.3147
5107 | 486.8433 | 4052.1344 | 486.8433 | 4052.1344
5108 | 512.9388 | 4064.7421 | 512.9388 | 4064.7421
5109 | 535.101 | 4067.8033 | 535.101 | 4067.8033
5110 | 549.7944 | 4083.8097 | 549.7944 | 4083.8097
5111 | 581.2046 | 4100.2241 | 581.2046 | 4100.2241
5112 | 584.9793 | 4118.6804 | 584.9793 | 4118.6804
5113 | 567.5342 | 4124.03 | 567.5342 | 4124.03
5114 | 573.0339 | 4111.0071 | 573.0339 | 4111.0071
5115 | 584.5976 | 4099.3924 | 584.5976 | 4099.3924
5116 | 613.2324 | 4053.9815 | 613.2324 | 4053.9815
5117 | 636.2421 | 4032.5274 | 636.2421 | 4032.5274
5118 | 630.7357 | 4022.7605 | 630.7357 | 4022.7605
5119 | 607.8531 | 4025.0182 | 607.8531 | 4025.0182
5120 | 592.4732 | 4066.3861 | 592.4732 | 4066.3861
5121 | 579.3546 | 4105.2617 | 579.3546 | 4105.2617
5122 | 560.153 | 4122.4291 | 560.153 | 4122.4291
5123 | 530.5509 | 4122.7079 | 530.5509 | 4122.7079
5124 | 503.0459 | 3875.7485 | 503.0459 | 3875.7485
5125 | 481.7677 | 3882.3697 | 481.7677 | 3882.3697
5126 | 471.3356 | 3888.4638 | 471.3356 | 3888.4638
5127 | 461.8015 | 3880.2007 | 461.8015 | 3880.2007
5128 | 456.1012 | 3838.7411 | 456.1012 | 3838.7411
5129 | 458.444 | 3794.7986 | 458.444 | 3794.7986
5130 | 468.1262 | 3822.4233 | 468.1262 | 3822.4233
5131 | 482.7383 | 3809.4234 | 482.7383 | 3809.4234
5132 | 503.4957 | 3792.5129 | 503.4957 | 3792.5129
5133 | 521.0836 | 3752.7044 | 521.0836 | 3752.7044
5134 | 541.5273 | 3686.5862 | 541.5273 | 3686.5862
5135 | 574.0441 | 3584.152 | 574.0441 | 3584.152
5136 | 578.7106 | 3486.847 | 578.7106 | 3486.847
5137 | 566.0064 | 3393.5242 | 566.0064 | 3393.5242
5138 | 564.8395 | 3321.8803 | 564.8395 | 3321.8803
5139 | 580.7861 | 3282.9673 | 580.7861 | 3282.9673
5140 | 609.5839 | 3227.0498 | 609.5839 | 3227.0498
5141 | 632.5517 | 3231.7247 | 632.5517 | 3231.7247
5142 | 624.3657 | 3251.7805 | 624.3657 | 3251.7805
5143 | 602.3716 | 3260.313 | 602.3716 | 3260.313
5144 | 588.8028 | 3273.1363 | 588.8028 | 3273.1363
5145 | 575.0277 | 3270.0378 | 575.0277 | 3270.0378
5146 | 560.0725 | 3258.8159 | 560.0725 | 3258.8159
5147 | 535.241 | 3246.5152 | 535.241 | 3246.5152
5148 | 509.7897 | 3247.8312 | 509.7897 | 3247.8312
5149 | 488.4594 | 3263.8379 | 488.4594 | 3263.8379
5150 | 475.9976 | 3288.703 | 475.9976 | 3288.703
5151 | 466.3355 | 3306.7753 | 466.3355 | 3306.7753
5152 | 463.4689 | 3325.2007 | 463.4689 | 3325.2007
5153 | 462.7213 | 3378.335 | 462.7213 | 3378.335
5154 | 470.6016 | 3478.5222 | 470.6016 | 3478.5222
5155 | 487.7049 | 3521.2048 | 487.7049 | 3521.2048
5156 | 509.2918 | 3565.0899 | 509.2918 | 3565.0899
5157 | 525.5658 | 3601.1358 | 525.5658 | 3601.1358
5158 | 542.9602 | 3640.219 | 542.9602 | 3640.219
5159 | 575.5204 | 3667.7109 | 575.5204 | 3667.7109
5160 | 575.4896 | 3684.1525 | 575.4896 | 3684.1525
5161 | 568.0931 | 3684.1242 | 568.0931 | 3684.1242
5162 | 567.9792 | 3689.4553 | 567.9792 | 3689.4553
5163 | 577.1374 | 3703.2131 | 577.1374 | 3703.2131
5164 | 607.2216 | 3693.8029 | 607.2216 | 3693.8029
5165 | 637.0747 | 3716.6883 | 637.0747 | 3716.6883
5166 | 626.5686 | 3729.67 | 626.5686 | 3729.67
5167 | 605.0716 | 3727.4862 | 605.0716 | 3727.4862
5168 | 586.6563 | 3736.3873 | 586.6563 | 3736.3873
5169 | 575.8234 | 3734.1293 | 575.8234 | 3734.1293
5170 | 557.9503 | 3719.6855 | 557.9503 | 3719.6855
5171 | 530.5257 | 3696.2483 | 530.5257 | 3696.2483
5172 | 506.9158 | 3683.556 | 506.9158 | 3683.556
5173 | 487.3312 | 3685.6947 | 487.3312 | 3685.6947
5174 | 473.8966 | 3700.614 | 473.8966 | 3700.614
5175 | 465.0581 | 3717.4955 | 465.0581 | 3717.4955
5176 | 461.5953 | 3735.6408 | 461.5953 | 3735.6408
5177 | 463.496 | 3780.1601 | 463.496 | 3780.1601
5178 | 473.6365 | 3866.6892 | 473.6365 | 3866.6892
5179 | 492.3385 | 3887.449 | 492.3385 | 3887.449
5180 | 517.3722 | 3897.3642 | 517.3722 | 3897.3642
5181 | 538.959 | 3883.541 | 538.959 | 3883.541
5182 | 557.6067 | 3866.7315 | 557.6067 | 3866.7315
5183 | 587.5896 | 3846.1753 | 587.5896 | 3846.1753
5184 | 586.5479 | 3825.8453 | 586.5479 | 3825.8453
5185 | 565.4624 | 3795.7695 | 565.4624 | 3795.7695
5186 | 566.704 | 3773.7146 | 566.704 | 3773.7146
5187 | 579.622 | 3759.5261 | 579.622 | 3759.5261
5188 | 609.4977 | 3736.5279 | 609.4977 | 3736.5279
5189 | 641.8092 | 3737.4205 | 641.8092 | 3737.4205
5190 | 634.3821 | 3719.0238 | 634.3821 | 3719.0238
5191 | 610.0603 | 3678.1073 | 610.0603 | 3678.1073
5192 | 596.1599 | 3653.7389 | 596.1599 | 3653.7389
5193 | 582.0369 | 3624.165 | 582.0369 | 3624.165
5194 | 562.3148 | 3580.8643 | 562.3148 | 3580.8643
5195 | 529.8758 | 3515.8227 | 529.8758 | 3515.8227
5196 | 502.1713 | 3453.5415 | 502.1713 | 3453.5415
5197 | 483.1831 | 3399.3672 | 483.1831 | 3399.3672
5198 | 471.0522 | 3355.8023 | 471.0522 | 3355.8023
5199 | 463.6852 | 3320.2232 | 463.6852 | 3320.2232
5200 | 459.0876 | 3298.2349 | 459.0876 | 3298.2349
5201 | 464.9584 | 3315.9986 | 464.9584 | 3315.9986
5202 | 480.2371 | 3385.6479 | 480.2371 | 3385.6479
5203 | 506.4928 | 3390.8585 | 506.4928 | 3390.8585
5204 | 540.0222 | 3381.5825 | 540.0222 | 3381.5825
5205 | 559.8609 | 3349.1984 | 559.8609 | 3349.1984
5206 | 575.82 | 3310.6062 | 575.82 | 3310.6062
5207 | 611.1823 | 3276.392 | 611.1823 | 3276.392
5208 | 604.2156 | 3243.0344 | 604.2156 | 3243.0344
5209 | 581.4416 | 3203.9233 | 581.4416 | 3203.9233
5210 | 582.5117 | 3166.5995 | 582.5117 | 3166.5995
5211 | 598.1366 | 3137.4922 | 598.1366 | 3137.4922
5212 | 627.4747 | 3089.1392 | 627.4747 | 3089.1392
5213 | 659.1331 | 3076.0936 | 659.1331 | 3076.0936
5214 | 653.8896 | 3074.1566 | 653.8896 | 3074.1566
5215 | 623.7107 | 3061.5367 | 623.7107 | 3061.5367
5216 | 605.4085 | 3070.0175 | 605.4085 | 3070.0175
5217 | 587.9609 | 3106.3521 | 587.9609 | 3106.3521
5218 | 565.9732 | 3159.9881 | 565.9732 | 3159.9881
5219 | 534.7248 | 3171.6414 | 534.7248 | 3171.6414
5220 | 507.8605 | 3166.8638 | 507.8605 | 3166.8638
5221 | 484.3798 | 3169.843 | 484.3798 | 3169.843
5222 | 473.049 | 3179.229 | 473.049 | 3179.229
5223 | 466.632 | 3176.1489 | 466.632 | 3176.1489
5224 | 462.0003 | 3163.8963 | 462.0003 | 3163.8963
5225 | 464.8108 | 3176.1268 | 464.8108 | 3176.1268
5226 | 478.6404 | 3238.7719 | 478.6404 | 3238.7719
5227 | 506.4169 | 3247.1345 | 506.4169 | 3247.1345
5228 | 538.5451 | 3253.9679 | 538.5451 | 3253.9679
5229 | 559.0228 | 3224.5955 | 559.0228 | 3224.5955
5230 | 572.7508 | 3170.5943 | 572.7508 | 3170.5943
5231 | 613.0839 | 3175.7431 | 613.0839 | 3175.7431
5232 | 606.2325 | 3186.7915 | 606.2325 | 3186.7915
5233 | 585.4391 | 3197.2694 | 585.4391 | 3197.2694
5234 | 585.9336 | 3186.5611 | 585.9336 | 3186.5611
5235 | 598.0164 | 3202.3501 | 598.0164 | 3202.3501
5236 | 626.966 | 3189.2277 | 626.966 | 3189.2277
5237 | 656.3472 | 3205.039 | 656.3472 | 3205.039
5238 | 649.1572 | 3227.1261 | 649.1572 | 3227.1261
5239 | 620.1948 | 3244.7639 | 620.1948 | 3244.7639
5240 | 603.0003 | 3294.9191 | 603.0003 | 3294.9191
5241 | 587.394 | 3357.3789 | 587.394 | 3357.3789
5242 | 567.8356 | 3379.9868 | 567.8356 | 3379.9868
5243 | 536.0498 | 3370.6278 | 536.0498 | 3370.6278
5244 | 506.2897 | 3347.0792 | 506.2897 | 3347.0792
5245 | 488.6121 | 3292.0644 | 488.6121 | 3292.0644
5246 | 474.6146 | 3253.1922 | 474.6146 | 3253.1922
5247 | 468.7501 | 3221.6755 | 468.7501 | 3221.6755
5248 | 463.1162 | 3194.4342 | 463.1162 | 3194.4342
5249 | 467.0288 | 3206.5946 | 467.0288 | 3206.5946
5250 | 484.0424 | 3288.6411 | 484.0424 | 3288.6411
5251 | 506.1643 | 3318.7864 | 506.1643 | 3318.7864
5252 | 539.8901 | 3336.9664 | 539.8901 | 3336.9664
5253 | 560.3201 | 3332.2485 | 560.3201 | 3332.2485
5254 | 576.5808 | 3331.6185 | 576.5808 | 3331.6185
5255 | 608.9618 | 3344.1216 | 608.9618 | 3344.1216
5256 | 604.3556 | 3360.7733 | 604.3556 | 3360.7733
5257 | 584.1595 | 3364.2471 | 584.1595 | 3364.2471
5258 | 586.5307 | 3376.5823 | 586.5307 | 3376.5823
5259 | 598.1966 | 3407.3601 | 598.1966 | 3407.3601
5260 | 627.5064 | 3415.5301 | 627.5064 | 3415.5301
5261 | 654.9084 | 3434.1431 | 654.9084 | 3434.1431
5262 | 655.7822 | 3431.8558 | 655.7822 | 3431.8558
5263 | 621.7531 | 3406.3484 | 621.7531 | 3406.3484
5264 | 598.3657 | 3391.9258 | 598.3657 | 3391.9258
5265 | 583.7291 | 3385.1852 | 583.7291 | 3385.1852
5266 | 564.4019 | 3383.9091 | 564.4019 | 3383.9091
5267 | 534.0841 | 3368.2464 | 534.0841 | 3368.2464
5268 | 506.9864 | 3354.4335 | 506.9864 | 3354.4335
5269 | 487.2771 | 3350.2685 | 487.2771 | 3350.2685
5270 | 474.0695 | 3355.6622 | 474.0695 | 3355.6622
5271 | 467.9369 | 3363.2283 | 467.9369 | 3363.2283
5272 | 464.0922 | 3371.4978 | 464.0922 | 3371.4978
5273 | 466.3415 | 3408.8729 | 466.3415 | 3408.8729
5274 | 476.8234 | 3493.0207 | 476.8234 | 3493.0207
5275 | 497.1013 | 3510.3484 | 497.1013 | 3510.3484
5276 | 522.4795 | 3516.2713 | 522.4795 | 3516.2713
5277 | 544.5786 | 3498.1055 | 544.5786 | 3498.1055
5278 | 566.4262 | 3470.5798 | 566.4262 | 3470.5798
5279 | 596.7421 | 3449.2531 | 596.7421 | 3449.2531
5280 | 596.831 | 3448.1844 | 596.831 | 3448.1844
5281 | 576.4624 | 3456.8413 | 576.4624 | 3456.8413
5282 | 579.8812 | 3478.4919 | 579.8812 | 3478.4919
5283 | 586.6785 | 3498.1332 | 586.6785 | 3498.1332
5284 | 620.3228 | 3475.8354 | 620.3228 | 3475.8354
5285 | 650.6224 | 3472.5255 | 650.6224 | 3472.5255
5286 | 642.318 | 3465.2654 | 642.318 | 3465.2654
5287 | 615.1861 | 3445.1511 | 615.1861 | 3445.1511
5288 | 598.7624 | 3446.6278 | 598.7624 | 3446.6278
5289 | 586.4984 | 3455.5063 | 586.4984 | 3455.5063
5290 | 567.4206 | 3460.674 | 567.4206 | 3460.674
5291 | 538.3273 | 3439.0578 | 538.3273 | 3439.0578
5292 | 510.1849 | 3418.3109 | 510.1849 | 3418.3109
5293 | 489.9859 | 3418.2082 | 489.9859 | 3418.2082
5294 | 476.3666 | 3449.307 | 476.3666 | 3449.307
5295 | 467.0112 | 3463.8772 | 467.0112 | 3463.8772
5296 | 462.7593 | 3455.4769 | 462.7593 | 3455.4769
5297 | 463.035 | 3468.5478 | 463.035 | 3468.5478
5298 | 474.1515 | 3521.4573 | 474.1515 | 3521.4573
5299 | 488.3282 | 3516.7922 | 488.3282 | 3516.7922
5300 | 505.1544 | 3517.9523 | 505.1544 | 3517.9523
5301 | 532.6114 | 3511.6935 | 532.6114 | 3511.6935
5302 | 548.0679 | 3503.4991 | 548.0679 | 3503.4991
5303 | 583.0067 | 3492.4684 | 583.0067 | 3492.4684
5304 | 577.7661 | 3477.1814 | 577.7661 | 3477.1814
5305 | 562.0776 | 3445.4946 | 562.0776 | 3445.4946
5306 | 564.9637 | 3417.2761 | 564.9637 | 3417.2761
5307 | 576.6516 | 3391.1806 | 576.6516 | 3391.1806
5308 | 596.7147 | 3334.8429 | 596.7147 | 3334.8429
5309 | 630.1829 | 3322.2876 | 630.1829 | 3322.2876
5310 | 626.1762 | 3315.5178 | 626.1762 | 3315.5178
5311 | 604.196 | 3297.0144 | 604.196 | 3297.0144
5312 | 588.8781 | 3286.9344 | 588.8781 | 3286.9344
5313 | 575.8395 | 3278.3727 | 575.8395 | 3278.3727
5314 | 558.8179 | 3255.7341 | 558.8179 | 3255.7341
5315 | 531.8551 | 3216.1174 | 531.8551 | 3216.1174
5316 | 504.3391 | 3189.5571 | 504.3391 | 3189.5571
5317 | 485.3047 | 3181.3997 | 485.3047 | 3181.3997
5318 | 474.1776 | 3184.6221 | 474.1776 | 3184.6221
5319 | 464.1983 | 3187.0052 | 464.1983 | 3187.0052
5320 | 459.7198 | 3202.629 | 459.7198 | 3202.629
5321 | 460.688 | 3265.7792 | 460.688 | 3265.7792
5322 | 468.4676 | 3381.9357 | 468.4676 | 3381.9357
5323 | 481.7861 | 3430.0815 | 481.7861 | 3430.0815
5324 | 496.8773 | 3460.3086 | 496.8773 | 3460.3086
5325 | 522.1816 | 3459.4429 | 522.1816 | 3459.4429
5326 | 540.6495 | 3452.4392 | 540.6495 | 3452.4392
5327 | 575.1043 | 3458.0782 | 575.1043 | 3458.0782
5328 | 575.3301 | 3472.8389 | 575.3301 | 3472.8389
5329 | 562.5064 | 3483.5269 | 562.5064 | 3483.5269
5330 | 562.2136 | 3497.1228 | 562.2136 | 3497.1228
5331 | 567.5369 | 3491.1991 | 567.5369 | 3491.1991
5332 | 588.4145 | 3438.1533 | 588.4145 | 3438.1533
5333 | 620.2486 | 3423.5669 | 620.2486 | 3423.5669
5334 | 617.0043 | 3426.4627 | 617.0043 | 3426.4627
5335 | 592.7901 | 3430.9328 | 592.7901 | 3430.9328
5336 | 575.8805 | 3469.7413 | 575.8805 | 3469.7413
5337 | 559.2995 | 3521.625 | 559.2995 | 3521.625
5338 | 542.0029 | 3548.0851 | 542.0029 | 3548.0851
5339 | 515.1423 | 3534.4536 | 515.1423 | 3534.4536
5340 | 487.7634 | 3509.7844 | 487.7634 | 3509.7844
5341 | 468.9 | 3487.899 | 468.9 | 3487.899
5342 | 458.0345 | 3478.2339 | 458.0345 | 3478.2339
5343 | 449.6691 | 3481.1073 | 449.6691 | 3481.1073
5344 | 446.2431 | 3495.6104 | 446.2431 | 3495.6104
5345 | 449.0986 | 3540.9001 | 449.0986 | 3540.9001
5346 | 459.4022 | 3628.4799 | 459.4022 | 3628.4799
5347 | 476.896 | 3649.73 | 476.896 | 3649.73
5348 | 498.5787 | 3639.3333 | 498.5787 | 3639.3333
5349 | 525.0146 | 3612.9027 | 525.0146 | 3612.9027
5350 | 541.7551 | 3593.0815 | 541.7551 | 3593.0815
5351 | 575.4264 | 3591.1561 | 575.4264 | 3591.1561
5352 | 569.4491 | 3596.8114 | 569.4491 | 3596.8114
5353 | 552.2909 | 3591.6001 | 552.2909 | 3591.6001
5354 | 555.9192 | 3585.2343 | 555.9192 | 3585.2343
5355 | 564.3507 | 3577.9799 | 564.3507 | 3577.9799
5356 | 589.8975 | 3534.3196 | 589.8975 | 3534.3196
5357 | 625.0274 | 3510.5578 | 625.0274 | 3510.5578
5358 | 627.0237 | 3485.2971 | 627.0237 | 3485.2971
5359 | 601.8752 | 3466.6537 | 601.8752 | 3466.6537
5360 | 586.8916 | 3483.5394 | 586.8916 | 3483.5394
5361 | 573.1923 | 3497.6009 | 573.1923 | 3497.6009
5362 | 556.8227 | 3503.469 | 556.8227 | 3503.469
5363 | 522.7015 | 3494.6703 | 522.7015 | 3494.6703
5364 | 494.1952 | 3486.2506 | 494.1952 | 3486.2506
5365 | 472.7093 | 3483.0662 | 472.7093 | 3483.0662
5366 | 465.106 | 3488.8801 | 465.106 | 3488.8801
5367 | 454.894 | 3494.345 | 454.894 | 3494.345
5368 | 451.1535 | 3496.1707 | 451.1535 | 3496.1707
5369 | 457.452 | 3523.6 | 457.452 | 3523.6
5370 | 472.9601 | 3595.4906 | 472.9601 | 3595.4906
5371 | 497.4865 | 3599.3005 | 497.4865 | 3599.3005
5372 | 529.8053 | 3592.616 | 529.8053 | 3592.616
5373 | 548.8653 | 3559.8817 | 548.8653 | 3559.8817
5374 | 562.2897 | 3519.8186 | 562.2897 | 3519.8186
5375 | 597.8106 | 3493.0287 | 597.8106 | 3493.0287
5376 | 593.0199 | 3474.9401 | 593.0199 | 3474.9401
5377 | 570.2775 | 3445.3545 | 570.2775 | 3445.3545
5378 | 570.2309 | 3412.5833 | 570.2309 | 3412.5833
5379 | 585.1292 | 3382.9158 | 585.1292 | 3382.9158
5380 | 609.1291 | 3335.1931 | 609.1291 | 3335.1931
5381 | 649.2208 | 3317.5248 | 649.2208 | 3317.5248
5382 | 648.9881 | 3304.2412 | 648.9881 | 3304.2412
5383 | 622.4328 | 3288.3294 | 622.4328 | 3288.3294
5384 | 608.6457 | 3284.9732 | 608.6457 | 3284.9732
5385 | 588.8352 | 3293.5716 | 588.8352 | 3293.5716
5386 | 567.1374 | 3293.9765 | 567.1374 | 3293.9765
5387 | 534.2691 | 3277.8235 | 534.2691 | 3277.8235
5388 | 504.1892 | 3267.3726 | 504.1892 | 3267.3726
5389 | 481.5436 | 3266.4295 | 481.5436 | 3266.4295
5390 | 470.3785 | 3277.2163 | 470.3785 | 3277.2163
5391 | 462.7491 | 3290.946 | 462.7491 | 3290.946
5392 | 459.1398 | 3313.9941 | 459.1398 | 3313.9941
5393 | 460.7723 | 3384.7788 | 460.7723 | 3384.7788
5394 | 478.2289 | 3510.6009 | 478.2289 | 3510.6009
5395 | 502.9786 | 3578.7785 | 502.9786 | 3578.7785
5396 | 539.5215 | 3637.9325 | 539.5215 | 3637.9325
5397 | 559.9084 | 3672.2274 | 559.9084 | 3672.2274
5398 | 570.5612 | 3697.6526 | 570.5612 | 3697.6526
5399 | 603.8428 | 3722.693 | 603.8428 | 3722.693
5400 | 594.4485 | 3751.812 | 594.4485 | 3751.812
5401 | 571.9844 | 3767.473 | 571.9844 | 3767.473
5402 | 570.0836 | 3774.2749 | 570.0836 | 3774.2749
5403 | 579.9511 | 3752.3118 | 579.9511 | 3752.3118
5404 | 602.9348 | 3678.2538 | 602.9348 | 3678.2538
5405 | 641.808 | 3655.1223 | 641.808 | 3655.1223
5406 | 646.9254 | 3654.6562 | 646.9254 | 3654.6562
5407 | 618.0197 | 3642.6666 | 618.0197 | 3642.6666
5408 | 597.1147 | 3645.6142 | 597.1147 | 3645.6142
5409 | 584.0693 | 3652.8818 | 584.0693 | 3652.8818
5410 | 562.2646 | 3653.4968 | 562.2646 | 3653.4968
5411 | 530.2565 | 3634.6122 | 530.2565 | 3634.6122
5412 | 499.5767 | 3621.92 | 499.5767 | 3621.92
5413 | 479.4743 | 3623.3582 | 479.4743 | 3623.3582
5414 | 464.7175 | 3641.2192 | 464.7175 | 3641.2192
5415 | 456.2632 | 3658.9413 | 456.2632 | 3658.9413
5416 | 451.8902 | 3674.1448 | 451.8902 | 3674.1448
5417 | 457.0449 | 3724.9678 | 457.0449 | 3724.9678
5418 | 472.2562 | 3822.0031 | 472.2562 | 3822.0031
5419 | 491.2878 | 3849.6269 | 491.2878 | 3849.6269
5420 | 526.6559 | 3869.9782 | 526.6559 | 3869.9782
5421 | 549.1687 | 3877.0972 | 549.1687 | 3877.0972
5422 | 564.0609 | 3879.1988 | 564.0609 | 3879.1988
5423 | 598.2436 | 3878.7443 | 598.2436 | 3878.7443
5424 | 587.9947 | 3882.9287 | 587.9947 | 3882.9287
5425 | 565.1049 | 3875.266 | 565.1049 | 3875.266
5426 | 567.116 | 3866.3788 | 567.116 | 3866.3788
5427 | 579.67 | 3849.3886 | 579.67 | 3849.3886
5428 | 597.0019 | 3799.5647 | 597.0019 | 3799.5647
5429 | 632.3225 | 3776.9236 | 632.3225 | 3776.9236
5430 | 640.2713 | 3756.2856 | 640.2713 | 3756.2856
5431 | 609.462 | 3739.1831 | 609.462 | 3739.1831
5432 | 591.6454 | 3749.4149 | 591.6454 | 3749.4149
5433 | 577.7391 | 3765.5076 | 577.7391 | 3765.5076
5434 | 557.4093 | 3774.1073 | 557.4093 | 3774.1073
5435 | 525.014 | 3757.8843 | 525.014 | 3757.8843
5436 | 497.6918 | 3742.8807 | 497.6918 | 3742.8807
5437 | 477.8081 | 3729.5403 | 477.8081 | 3729.5403
5438 | 468.0108 | 3727.8599 | 468.0108 | 3727.8599
5439 | 458.5 | 3736.2665 | 458.5 | 3736.2665
5440 | 451.9191 | 3745.7967 | 451.9191 | 3745.7967
5441 | 454.9624 | 3776.9382 | 454.9624 | 3776.9382
5442 | 464.5308 | 3851.5604 | 464.5308 | 3851.5604
5443 | 478.474 | 3858.1719 | 478.474 | 3858.1719
5444 | 507.1293 | 3846.4444 | 507.1293 | 3846.4444
5445 | 529.5975 | 3815.111 | 529.5975 | 3815.111
5446 | 547.8641 | 3783.2427 | 547.8641 | 3783.2427
5447 | 579.378 | 3759.2544 | 579.378 | 3759.2544
5448 | 578.4894 | 3749.4306 | 578.4894 | 3749.4306
5449 | 561.2041 | 3732.2424 | 561.2041 | 3732.2424
5450 | 565.6825 | 3726.647 | 565.6825 | 3726.647
5451 | 568.9353 | 3724.9959 | 568.9353 | 3724.9959
5452 | 585.4857 | 3699.6163 | 585.4857 | 3699.6163
5453 | 618.7204 | 3693.925 | 618.7204 | 3693.925
5454 | 625.3459 | 3682.3924 | 625.3459 | 3682.3924
5455 | 599.9627 | 3663.4688 | 599.9627 | 3663.4688
5456 | 580.4098 | 3668.5176 | 580.4098 | 3668.5176
5457 | 564.9421 | 3678.6568 | 564.9421 | 3678.6568
5458 | 550.0629 | 3688.7274 | 550.0629 | 3688.7274
5459 | 523.2261 | 3690.0146 | 523.2261 | 3690.0146
5460 | 497.2019 | 3698.0545 | 497.2019 | 3698.0545
5461 | 476.3576 | 3709.3685 | 476.3576 | 3709.3685
5462 | 463.5977 | 3726.8793 | 463.5977 | 3726.8793
5463 | 454.8061 | 3736.1264 | 454.8061 | 3736.1264
5464 | 451.2222 | 3740.6137 | 451.2222 | 3740.6137
5465 | 452.2294 | 3768.7434 | 452.2294 | 3768.7434
5466 | 462.763 | 3835.2408 | 462.763 | 3835.2408
5467 | 469.9269 | 3830.9259 | 469.9269 | 3830.9259
5468 | 490.5488 | 3817.1673 | 490.5488 | 3817.1673
5469 | 511.9745 | 3781.1411 | 511.9745 | 3781.1411
5470 | 529.4969 | 3738.5566 | 529.4969 | 3738.5566
5471 | 564.0296 | 3704.9026 | 564.0296 | 3704.9026
5472 | 567.1823 | 3685.9735 | 567.1823 | 3685.9735
5473 | 549.9237 | 3664.0925 | 549.9237 | 3664.0925
5474 | 551.094 | 3649.672 | 551.094 | 3649.672
5475 | 557.7311 | 3637.3746 | 557.7311 | 3637.3746
5476 | 575.9555 | 3578.0251 | 575.9555 | 3578.0251
5477 | 613.5915 | 3531.9202 | 613.5915 | 3531.9202
5478 | 612.2693 | 3510.0216 | 612.2693 | 3510.0216
5479 | 588.6346 | 3508.8183 | 588.6346 | 3508.8183
5480 | 575.8789 | 3551.9694 | 575.8789 | 3551.9694
5481 | 562.8009 | 3617.1609 | 562.8009 | 3617.1609
5482 | 545.1879 | 3673.7386 | 545.1879 | 3673.7386
5483 | 517.0493 | 3693.0964 | 517.0493 | 3693.0964
5484 | 492.4138 | 3708.9109 | 492.4138 | 3708.9109
5485 | 474.6344 | 3728.4197 | 474.6344 | 3728.4197
5486 | 461.9118 | 3749.0823 | 461.9118 | 3749.0823
5487 | 454.5827 | 3763.7226 | 454.5827 | 3763.7226
5488 | 449.1557 | 3774.6536 | 449.1557 | 3774.6536
5489 | 451.9957 | 3821.064 | 451.9957 | 3821.064
5490 | 459.3614 | 3915.9981 | 459.3614 | 3915.9981
5491 | 468.5773 | 3948.1045 | 468.5773 | 3948.1045
5492 | 486.8683 | 3969.5765 | 486.8683 | 3969.5765
5493 | 508.975 | 3966.9598 | 508.975 | 3966.9598
5494 | 529.0189 | 3955.7536 | 529.0189 | 3955.7536
5495 | 556.9724 | 3942.5516 | 556.9724 | 3942.5516
5496 | 559.3265 | 3932.2376 | 559.3265 | 3932.2376
5497 | 544.7393 | 3913.7185 | 544.7393 | 3913.7185
5498 | 544.799 | 3889.0721 | 544.799 | 3889.0721
5499 | 552.5064 | 3826.5553 | 552.5064 | 3826.5553
5500 | 572.0493 | 3692.9624 | 572.0493 | 3692.9624
5501 | 611.8575 | 3589.4239 | 611.8575 | 3589.4239
5502 | 614.087 | 3535.5865 | 614.087 | 3535.5865
5503 | 589.2777 | 3511.3398 | 589.2777 | 3511.3398
5504 | 571.6242 | 3538.9418 | 571.6242 | 3538.9418
5505 | 564.3266 | 3613.0985 | 564.3266 | 3613.0985
5506 | 543.485 | 3679.9022 | 543.485 | 3679.9022
5507 | 517.682 | 3685.1117 | 517.682 | 3685.1117
5508 | 490.6766 | 3673.6803 | 490.6766 | 3673.6803
5509 | 473.1777 | 3681.6323 | 473.1777 | 3681.6323
5510 | 460.8052 | 3715.3926 | 460.8052 | 3715.3926
5511 | 453.3941 | 3747.9634 | 453.3941 | 3747.9634
5512 | 448.5522 | 3776.1244 | 448.5522 | 3776.1244
5513 | 451.5652 | 3834.3718 | 451.5652 | 3834.3718
5514 | 463.3854 | 3931.6172 | 463.3854 | 3931.6172
5515 | 475.8905 | 3960.0115 | 475.8905 | 3960.0115
5516 | 503.7355 | 3972.4481 | 503.7355 | 3972.4481
5517 | 523.5721 | 3969.131 | 523.5721 | 3969.131
5518 | 537.6135 | 3961.3569 | 537.6135 | 3961.3569
5519 | 567.9944 | 3954.0383 | 567.9944 | 3954.0383
5520 | 566.9393 | 3952.6895 | 566.9393 | 3952.6895
5521 | 551.7312 | 3946.988 | 551.7312 | 3946.988
5522 | 550.8553 | 3928.5752 | 550.8553 | 3928.5752
5523 | 559.6424 | 3860.8053 | 559.6424 | 3860.8053
5524 | 577.8344 | 3744.7226 | 577.8344 | 3744.7226
5525 | 617.7873 | 3702.1198 | 617.7873 | 3702.1198
5526 | 623.5961 | 3666.4931 | 623.5961 | 3666.4931
5527 | 594.5609 | 3630.6196 | 594.5609 | 3630.6196
5528 | 581.6908 | 3617.3877 | 581.6908 | 3617.3877
5529 | 565.0513 | 3638.0331 | 565.0513 | 3638.0331
5530 | 548.1156 | 3671.007 | 548.1156 | 3671.007
5531 | 516.1257 | 3657.3755 | 516.1257 | 3657.3755
5532 | 485.424 | 3635.5079 | 485.424 | 3635.5079
5533 | 466.1955 | 3620.5566 | 466.1955 | 3620.5566
5534 | 457.3908 | 3615.5142 | 457.3908 | 3615.5142
5535 | 450.9204 | 3624.0609 | 450.9204 | 3624.0609
5536 | 445.2208 | 3638.7041 | 445.2208 | 3638.7041
5537 | 450.1721 | 3683.0833 | 450.1721 | 3683.0833
5538 | 464.5405 | 3772.8343 | 464.5405 | 3772.8343
5539 | 485.0602 | 3786.59 | 485.0602 | 3786.59
5540 | 520.9751 | 3782.0768 | 520.9751 | 3782.0768
5541 | 540.2315 | 3758.9381 | 540.2315 | 3758.9381
5542 | 557.0929 | 3739.4671 | 557.0929 | 3739.4671
5543 | 588.6685 | 3736.9113 | 588.6685 | 3736.9113
5544 | 580.0115 | 3755.3141 | 580.0115 | 3755.3141
5545 | 559.7325 | 3777.3487 | 559.7325 | 3777.3487
5546 | 563.983 | 3791.505 | 563.983 | 3791.505
5547 | 572.2418 | 3781.3788 | 572.2418 | 3781.3788
5548 | 588.5761 | 3747.8044 | 588.5761 | 3747.8044
5549 | 629.1915 | 3744.2845 | 629.1915 | 3744.2845
5550 | 640.7221 | 3745.9195 | 640.7221 | 3745.9195
5551 | 609.9444 | 3736.5916 | 609.9444 | 3736.5916
5552 | 591.1322 | 3745.4926 | 591.1322 | 3745.4926
5553 | 576.0168 | 3779.4458 | 576.0168 | 3779.4458
5554 | 552.9968 | 3840.5762 | 552.9968 | 3840.5762
5555 | 521.2177 | 3868.1288 | 521.2177 | 3868.1288
5556 | 490.5307 | 3879.6007 | 490.5307 | 3879.6007
5557 | 469.2706 | 3893.2961 | 469.2706 | 3893.2961
5558 | 459.7045 | 3912.5579 | 459.7045 | 3912.5579
5559 | 452.4017 | 3915.5014 | 452.4017 | 3915.5014
5560 | 447.7642 | 3903.8792 | 447.7642 | 3903.8792
5561 | 453.1914 | 3918.0007 | 453.1914 | 3918.0007
5562 | 467.5269 | 3982.3969 | 467.5269 | 3982.3969
5563 | 489.8976 | 3991.74 | 489.8976 | 3991.74
5564 | 523.5287 | 4006.1378 | 523.5287 | 4006.1378
5565 | 544.2403 | 4013.0467 | 544.2403 | 4013.0467
5566 | 558.9895 | 4030.9776 | 558.9895 | 4030.9776
5567 | 592.4649 | 4055.7378 | 592.4649 | 4055.7378
5568 | 587.9028 | 4072.4596 | 587.9028 | 4072.4596
5569 | 563.7057 | 4072.6415 | 563.7057 | 4072.6415
5570 | 564.8233 | 4041.131 | 564.8233 | 4041.131
5571 | 572.807 | 3948.3565 | 572.807 | 3948.3565
5572 | 589.8267 | 3812.3122 | 589.8267 | 3812.3122
5573 | 630.4787 | 3747.0861 | 630.4787 | 3747.0861
5574 | 637.648 | 3709.2181 | 637.648 | 3709.2181
5575 | 607.7929 | 3668.6518 | 607.7929 | 3668.6518
5576 | 586.9396 | 3655.3499 | 586.9396 | 3655.3499
5577 | 571.3472 | 3677.4661 | 571.3472 | 3677.4661
5578 | 550.6729 | 3724.9385 | 550.6729 | 3724.9385
5579 | 518.0512 | 3727.8367 | 518.0512 | 3727.8367
5580 | 492.7152 | 3718.0162 | 492.7152 | 3718.0162
5581 | 471.4768 | 3720.2249 | 471.4768 | 3720.2249
5582 | 463.6543 | 3734.7939 | 463.6543 | 3734.7939
5583 | 452.5757 | 3748.2435 | 452.5757 | 3748.2435
5584 | 447.3128 | 3759.1045 | 447.3128 | 3759.1045
5585 | 453.1686 | 3799.4914 | 453.1686 | 3799.4914
5586 | 466.2211 | 3881.0476 | 466.2211 | 3881.0476
5587 | 484.7123 | 3884.5773 | 484.7123 | 3884.5773
5588 | 520.4173 | 3861.3632 | 520.4173 | 3861.3632
5589 | 538.3568 | 3822.3952 | 538.3568 | 3822.3952
5590 | 553.0747 | 3790.7371 | 553.0747 | 3790.7371
5591 | 592.0462 | 3768.78 | 592.0462 | 3768.78
5592 | 590.0251 | 3781.0892 | 590.0251 | 3781.0892
5593 | 566.297 | 3798.9914 | 566.297 | 3798.9914
5594 | 561.6564 | 3792.6256 | 561.6564 | 3792.6256
5595 | 571.6166 | 3756.3742 | 571.6166 | 3756.3742
5596 | 586.6531 | 3672.3703 | 586.6531 | 3672.3703
5597 | 621.6233 | 3618.0006 | 621.6233 | 3618.0006
5598 | 631.8929 | 3582.7941 | 631.8929 | 3582.7941
5599 | 607.9119 | 3543.9789 | 607.9119 | 3543.9789
5600 | 585.2999 | 3521.4316 | 585.2999 | 3521.4316
5601 | 570.9342 | 3517.3525 | 570.9342 | 3517.3525
5602 | 549.2817 | 3520.8392 | 549.2817 | 3520.8392
5603 | 518.9609 | 3491.7286 | 518.9609 | 3491.7286
5604 | 494.2694 | 3456.133 | 494.2694 | 3456.133
5605 | 474.9986 | 3436.2788 | 474.9986 | 3436.2788
5606 | 463 | 3444.6142 | 463 | 3444.6142
5607 | 453.9166 | 3451.55 | 453.9166 | 3451.55
5608 | 450.3819 | 3448.4728 | 450.3819 | 3448.4728
5609 | 451.573 | 3469.9486 | 451.573 | 3469.9486
5610 | 464.5283 | 3533.4343 | 464.5283 | 3533.4343
5611 | 477.4117 | 3535.4231 | 477.4117 | 3535.4231
5612 | 506.813 | 3529.9993 | 506.813 | 3529.9993
5613 | 529.1261 | 3500.2768 | 529.1261 | 3500.2768
5614 | 546.2686 | 3464.9765 | 546.2686 | 3464.9765
5615 | 576.9693 | 3443.7198 | 576.9693 | 3443.7198
5616 | 574.0185 | 3439.9196 | 574.0185 | 3439.9196
5617 | 560.7185 | 3432.2569 | 560.7185 | 3432.2569
5618 | 563.343 | 3404.3185 | 563.343 | 3404.3185
5619 | 571.0748 | 3363.9347 | 571.0748 | 3363.9347
5620 | 582.19 | 3287.3551 | 582.19 | 3287.3551
5621 | 615.5273 | 3257.8499 | 615.5273 | 3257.8499
5622 | 625.4606 | 3237.212 | 625.4606 | 3237.212
5623 | 599.8602 | 3213.6657 | 599.8602 | 3213.6657
5624 | 575.4417 | 3206.7375 | 575.4417 | 3206.7375
5625 | 558.4965 | 3201.1876 | 558.4965 | 3201.1876
5626 | 543.0183 | 3201.6625 | 543.0183 | 3201.6625
5627 | 518.3316 | 3200.1481 | 518.3316 | 3200.1481
5628 | 492.1802 | 3239.9866 | 492.1802 | 3239.9866
5629 | 473.5712 | 3304.1115 | 473.5712 | 3304.1115
5630 | 462.365 | 3334.79 | 462.365 | 3334.79
5631 | 453.9 | 3355.5238 | 453.9 | 3355.5238
5632 | 447.7607 | 3370.5172 | 447.7607 | 3370.5172
5633 | 449.2731 | 3405.7911 | 449.2731 | 3405.7911
5634 | 457.0293 | 3480.4133 | 457.0293 | 3480.4133
5635 | 464.999 | 3496.0601 | 464.999 | 3496.0601
5636 | 487.6091 | 3507.5162 | 487.6091 | 3507.5162
5637 | 507.8109 | 3507.7011 | 507.8109 | 3507.7011
5638 | 521.523 | 3506.3007 | 521.523 | 3506.3007
5639 | 555.1741 | 3506.0563 | 555.1741 | 3506.0563
5640 | 550.3074 | 3508.6998 | 550.3074 | 3508.6998
5641 | 537.521 | 3502.9282 | 537.521 | 3502.9282
5642 | 537.0979 | 3478.0016 | 537.0979 | 3478.0016
5643 | 542.9606 | 3420.1075 | 542.9606 | 3420.1075
5644 | 556.2024 | 3346.2596 | 556.2024 | 3346.2596
5645 | 586.9531 | 3300.9251 | 586.9531 | 3300.9251
5646 | 595.139 | 3261.4462 | 595.139 | 3261.4462
5647 | 573.9582 | 3226.8334 | 573.9582 | 3226.8334
5648 | 562.622 | 3204.8464 | 562.622 | 3204.8464
5649 | 546.9696 | 3199.7167 | 546.9696 | 3199.7167
5650 | 530.3578 | 3200.3317 | 530.3578 | 3200.3317
5651 | 503.2061 | 3189.3618 | 503.2061 | 3189.3618
5652 | 479.4304 | 3187.806 | 479.4304 | 3187.806
5653 | 461.5664 | 3197.7193 | 461.5664 | 3197.7193
5654 | 450.941 | 3220.5531 | 450.941 | 3220.5531
5655 | 443.476 | 3233.7226 | 443.476 | 3233.7226
5656 | 434.7534 | 3243.9532 | 434.7534 | 3243.9532
5657 | 438.1015 | 3299.4689 | 438.1015 | 3299.4689
5658 | 444.3906 | 3419.6878 | 444.3906 | 3419.6878
5659 | 452.2428 | 3484.013 | 452.2428 | 3484.013
5660 | 473.4835 | 3529.0188 | 473.4835 | 3529.0188
5661 | 490.0842 | 3539.2896 | 490.0842 | 3539.2896
5662 | 512.2138 | 3527.4531 | 512.2138 | 3527.4531
5663 | 539.8864 | 3515.862 | 539.8864 | 3515.862
5664 | 533.6626 | 3516.1242 | 533.6626 | 3516.1242
5665 | 522.5132 | 3502.3679 | 522.5132 | 3502.3679
5666 | 522.8821 | 3454.748 | 522.8821 | 3454.748
5667 | 531.6099 | 3370.0983 | 531.6099 | 3370.0983
5668 | 547.434 | 3291.6276 | 547.434 | 3291.6276
5669 | 584.9564 | 3260.3014 | 584.9564 | 3260.3014
5670 | 593.4057 | 3238.2626 | 593.4057 | 3238.2626
5671 | 573.4 | 3214.296 | 573.4 | 3214.296
5672 | 555.8812 | 3216.4031 | 555.8812 | 3216.4031
5673 | 541.7858 | 3252.3175 | 541.7858 | 3252.3175
5674 | 524.1403 | 3315.3389 | 524.1403 | 3315.3389
5675 | 498.6688 | 3342.1211 | 498.6688 | 3342.1211
5676 | 476.7706 | 3346.5189 | 476.7706 | 3346.5189
5677 | 457.4739 | 3362.7358 | 457.4739 | 3362.7358
5678 | 446.5699 | 3407.4225 | 446.5699 | 3407.4225
5679 | 439.6395 | 3450.9196 | 439.6395 | 3450.9196
5680 | 434.5275 | 3500.3731 | 434.5275 | 3500.3731
5681 | 437.4078 | 3598.5438 | 437.4078 | 3598.5438
5682 | 446.9544 | 3741.2459 | 446.9544 | 3741.2459
5683 | 457.2682 | 3811.4546 | 457.2682 | 3811.4546
5684 | 486.2929 | 3864.445 | 486.2929 | 3864.445
5685 | 502.3649 | 3892.9265 | 502.3649 | 3892.9265
5686 | 520.6965 | 3920.1027 | 520.6965 | 3920.1027
5687 | 555.0048 | 3947.7347 | 555.0048 | 3947.7347
5688 | 550.3406 | 3979.095 | 550.3406 | 3979.095
5689 | 530.6088 | 3999.9389 | 530.6088 | 3999.9389
5690 | 532.3698 | 3982.2966 | 532.3698 | 3982.2966
5691 | 542.046 | 3904.3007 | 542.046 | 3904.3007
5692 | 556.0306 | 3792.5606 | 556.0306 | 3792.5606
5693 | 595.3717 | 3758.853 | 595.3717 | 3758.853
5694 | 609.1402 | 3734.713 | 609.1402 | 3734.713
5695 | 587.0579 | 3687.703 | 587.0579 | 3687.703
5696 | 567.6738 | 3671.3893 | 567.6738 | 3671.3893
5697 | 551.1438 | 3716.8292 | 551.1438 | 3716.8292
5698 | 531.352 | 3802.9642 | 531.352 | 3802.9642
5699 | 499.2011 | 3852.2995 | 499.2011 | 3852.2995
5700 | 474.9461 | 3877.7096 | 474.9461 | 3877.7096
5701 | 455.6593 | 3899.88 | 455.6593 | 3899.88
5702 | 445.5361 | 3931.539 | 445.5361 | 3931.539
5703 | 441.9953 | 3958.6466 | 441.9953 | 3958.6466
5704 | 434.1365 | 3983.3757 | 434.1365 | 3983.3757
5705 | 440.5602 | 4039.872 | 440.5602 | 4039.872
5706 | 455.9282 | 4146.643 | 455.9282 | 4146.643
5707 | 470.3935 | 4187.3644 | 470.3935 | 4187.3644
5708 | 508.7021 | 4214.6498 | 508.7021 | 4214.6498
5709 | 527.1116 | 4228.983 | 527.1116 | 4228.983
5710 | 545.7677 | 4248.2447 | 545.7677 | 4248.2447
5711 | 577.5857 | 4272.6547 | 577.5857 | 4272.6547
5712 | 569.6393 | 4291.898 | 569.6393 | 4291.898
5713 | 548.9107 | 4291.3094 | 548.9107 | 4291.3094
5714 | 548.4275 | 4261.0596 | 548.4275 | 4261.0596
5715 | 559.6281 | 4193.71 | 559.6281 | 4193.71
5716 | 568.6156 | 4080.7092 | 568.6156 | 4080.7092
5717 | 611.7449 | 4062.2705 | 611.7449 | 4062.2705
5718 | 628.7388 | 4051.0881 | 628.7388 | 4051.0881
5719 | 601.7898 | 4017.0356 | 601.7898 | 4017.0356
5720 | 581.425 | 3990.3558 | 581.425 | 3990.3558
5721 | 567.4594 | 4013.6628 | 567.4594 | 4013.6628
5722 | 544.8826 | 4034.1694 | 544.8826 | 4034.1694
5723 | 512.7444 | 4018.3667 | 512.7444 | 4018.3667
5724 | 481.9065 | 3997.5497 | 481.9065 | 3997.5497
5725 | 463.8629 | 3992.8244 | 463.8629 | 3992.8244
5726 | 455.0003 | 4001.1598 | 455.0003 | 4001.1598
5727 | 446.9942 | 4009.6364 | 446.9942 | 4009.6364
5728 | 440.3451 | 4016.2249 | 440.3451 | 4016.2249
5729 | 444.593 | 4056.1915 | 444.593 | 4056.1915
5730 | 457.7155 | 4145.3122 | 457.7155 | 4145.3122
5731 | 474.5776 | 4168.8736 | 474.5776 | 4168.8736
5732 | 517.8222 | 4178.5787 | 517.8222 | 4178.5787
5733 | 535.3522 | 4174.141 | 535.3522 | 4174.141
5734 | 548.4499 | 4171.83 | 548.4499 | 4171.83
5735 | 584.0529 | 4169.1342 | 584.0529 | 4169.1342
5736 | 580.0514 | 4164.2833 | 580.0514 | 4164.2833
5737 | 553.971 | 4142.2622 | 553.971 | 4142.2622
5738 | 549.243 | 4106.9695 | 549.243 | 4106.9695
5739 | 556.3239 | 4047.6746 | 556.3239 | 4047.6746
5740 | 570.3408 | 3936.2847 | 570.3408 | 3936.2847
5741 | 604.5892 | 3895.9932 | 604.5892 | 3895.9932
5742 | 622.7685 | 3871.9233 | 622.7685 | 3871.9233
5743 | 596.9142 | 3834.2287 | 596.9142 | 3834.2287
5744 | 578.7426 | 3808.4594 | 578.7426 | 3808.4594
5745 | 563.4924 | 3817.338 | 563.4924 | 3817.338
5746 | 544.4199 | 3832.3113 | 544.4199 | 3832.3113
5747 | 510.9389 | 3806.4227 | 510.9389 | 3806.4227
5748 | 482.9567 | 3773.0684 | 482.9567 | 3773.0684
5749 | 465.0089 | 3746.5603 | 465.0089 | 3746.5603
5750 | 453.3074 | 3736.4049 | 453.3074 | 3736.4049
5751 | 446.057 | 3739.6985 | 446.057 | 3739.6985
5752 | 442.5222 | 3743.9756 | 442.5222 | 3743.9756
5753 | 447.4498 | 3767.2025 | 447.4498 | 3767.2025
5754 | 459.227 | 3827.8165 | 459.227 | 3827.8165
5755 | 472.5382 | 3815.587 | 472.5382 | 3815.587
5756 | 509.8979 | 3788.8708 | 509.8979 | 3788.8708
5757 | 530.5078 | 3741.4979 | 530.5078 | 3741.4979
5758 | 544.1528 | 3681.193 | 544.1528 | 3681.193
5759 | 585.0535 | 3612.9388 | 585.0535 | 3612.9388
5760 | 578.1614 | 3549.3936 | 578.1614 | 3549.3936
5761 | 554.0698 | 3487.7994 | 554.0698 | 3487.7994
5762 | 558.2291 | 3427.5021 | 558.2291 | 3427.5021
5763 | 562.546 | 3375.4914 | 562.546 | 3375.4914
5764 | 572.6712 | 3304.305 | 572.6712 | 3304.305
5765 | 606.3896 | 3264.5038 | 606.3896 | 3264.5038
5766 | 631.7545 | 3219.6317 | 631.7545 | 3219.6317
5767 | 601.7618 | 3160.0143 | 601.7618 | 3160.0143
5768 | 582.5043 | 3108.6101 | 582.5043 | 3108.6101
5769 | 567.9339 | 3069.3704 | 567.9339 | 3069.3704
5770 | 546.1848 | 3064.6623 | 546.1848 | 3064.6623
5771 | 518.9418 | 3050.8207 | 518.9418 | 3050.8207
5772 | 490.4529 | 3030.6341 | 490.4529 | 3030.6341
5773 | 470.77 | 3010.2896 | 470.77 | 3010.2896
5774 | 461.2373 | 2998.033 | 461.2373 | 2998.033
5775 | 452.3359 | 3007.07 | 452.3359 | 3007.07
5776 | 453.5658 | 3038.3829 | 453.5658 | 3038.3829
5777 | 458.9782 | 3110.7785 | 458.9782 | 3110.7785
5778 | 468.1358 | 3220.4912 | 468.1358 | 3220.4912
5779 | 476.4579 | 3262.9637 | 476.4579 | 3262.9637
5780 | 506.2117 | 3297.1131 | 506.2117 | 3297.1131
5781 | 525.9635 | 3302.4111 | 525.9635 | 3302.4111
5782 | 544.8963 | 3265.4298 | 544.8963 | 3265.4298
5783 | 578.5654 | 3220.9896 | 578.5654 | 3220.9896
5784 | 580.3192 | 3180.8381 | 580.3192 | 3180.8381
5785 | 561.8143 | 3133.0419 | 561.8143 | 3133.0419
5786 | 562.4004 | 3082.3402 | 562.4004 | 3082.3402
5787 | 568.8295 | 3037.2636 | 568.8295 | 3037.2636
5788 | 580.3269 | 2970.7699 | 580.3269 | 2970.7699
5789 | 609.4348 | 2948.0587 | 609.4348 | 2948.0587
5790 | 625.9613 | 2934.9152 | 625.9613 | 2934.9152
5791 | 601.74 | 2914.6608 | 601.74 | 2914.6608
5792 | 581.8337 | 2909.5536 | 581.8337 | 2909.5536
5793 | 567.6462 | 2921.0937 | 567.6462 | 2921.0937
5794 | 549.6358 | 2971.4378 | 549.6358 | 2971.4378
5795 | 523.8263 | 3001.3718 | 523.8263 | 3001.3718
5796 | 493.788 | 2439.8466 | 493.788 | 2439.8466
5797 | 476.2619 | 2462.7207 | 476.2619 | 2462.7207
5798 | 468.1456 | 2487.6523 | 468.1456 | 2487.6523
5799 | 461.7181 | 2515.4651 | 461.7181 | 2515.4651
5800 | 459.0887 | 2569.0169 | 459.0887 | 2569.0169
5801 | 462.6509 | 2663.1169 | 462.6509 | 2663.1169
5802 | 468.7557 | 2718.5432 | 468.7557 | 2718.5432
5803 | 470.9614 | 2748.6769 | 470.9614 | 2748.6769
5804 | 491 | 2752.0318 | 491 | 2752.0318
5805 | 516.3186 | 2748.3645 | 516.3186 | 2748.3645
5806 | 530.6262 | 2742.6684 | 530.6262 | 2742.6684
5807 | 562.7283 | 2741.413 | 562.7283 | 2741.413
5808 | 560.9814 | 2754.6848 | 560.9814 | 2754.6848
5809 | 548.8505 | 2771.3491 | 548.8505 | 2771.3491
5810 | 548.1497 | 2773.163 | 548.1497 | 2773.163
5811 | 546.9788 | 2748.0219 | 546.9788 | 2748.0219
5812 | 554.7451 | 2739.4454 | 554.7451 | 2739.4454
5813 | 579.7814 | 2740.1065 | 579.7814 | 2740.1065
5814 | 605.204 | 2716.7566 | 605.204 | 2716.7566
5815 | 584.6709 | 2685.9412 | 584.6709 | 2685.9412
5816 | 567.6258 | 2664.98 | 567.6258 | 2664.98
5817 | 555.1257 | 2656.9137 | 555.1257 | 2656.9137
5818 | 541.3697 | 2643.4595 | 541.3697 | 2643.4595
5819 | 510.8815 | 2632.4167 | 510.8815 | 2632.4167
5820 | 490.1817 | 2627.3544 | 490.1817 | 2627.3544
5821 | 471.0661 | 2640.228 | 471.0661 | 2640.228
5822 | 460.0934 | 2649.4204 | 460.0934 | 2649.4204
5823 | 452.9037 | 2651.8343 | 452.9037 | 2651.8343
5824 | 448.2338 | 2661.123 | 448.2338 | 2661.123
5825 | 450.3129 | 2708.687 | 450.3129 | 2708.687
5826 | 455.3869 | 2718.9978 | 455.3869 | 2718.9978
5827 | 464.7774 | 2706.2888 | 464.7774 | 2706.2888
5828 | 492.9396 | 2672.3694 | 492.9396 | 2672.3694
5829 | 513.6277 | 2628.9845 | 513.6277 | 2628.9845
5830 | 530.5479 | 2564.1951 | 530.5479 | 2564.1951
5831 | 559.3687 | 2498.5052 | 559.3687 | 2498.5052
5832 | 557.7238 | 2443.8196 | 557.7238 | 2443.8196
5833 | 540.4311 | 2393.2084 | 540.4311 | 2393.2084
5834 | 541.8113 | 2347.1226 | 541.8113 | 2347.1226
5835 | 545.6629 | 2303.458 | 545.6629 | 2303.458
5836 | 558.8534 | 2287.6653 | 558.8534 | 2287.6653
5837 | 592.2344 | 2284.9172 | 592.2344 | 2284.9172
5838 | 608.5795 | 2266.6812 | 608.5795 | 2266.6812
5839 | 588.5306 | 2244.6161 | 588.5306 | 2244.6161
5840 | 570.5633 | 2221.4958 | 570.5633 | 2221.4958
5841 | 557.654 | 2208.8837 | 557.654 | 2208.8837
5842 | 537.8085 | 2194.009 | 537.8085 | 2194.009
5843 | 512.6912 | 2187.5118 | 512.6912 | 2187.5118
5844 | 488.0858 | 2193.7 | 488.0858 | 2193.7
5845 | 470.9499 | 2216.2332 | 470.9499 | 2216.2332
5846 | 461.0739 | 2247.131 | 461.0739 | 2247.131
5847 | 453.3456 | 2283.4668 | 453.3456 | 2283.4668
5848 | 450.8897 | 2337.6437 | 450.8897 | 2337.6437
5849 | 454.7996 | 2435.0961 | 454.7996 | 2435.0961
5850 | 459.4982 | 2504.5002 | 459.4982 | 2504.5002
5851 | 475.5657 | 2553.612 | 475.5657 | 2553.612
5852 | 506.9997 | 2577.7064 | 506.9997 | 2577.7064
5853 | 525.11 | 2582.7326 | 525.11 | 2582.7326
5854 | 537.7555 | 2569.3089 | 537.7555 | 2569.3089
5855 | 573.2207 | 2561.8601 | 573.2207 | 2561.8601
5856 | 565.8202 | 2555.9265 | 565.8202 | 2555.9265
5857 | 544.7208 | 2503.0993 | 544.7208 | 2503.0993
5858 | 541.8819 | 2428.8305 | 541.8819 | 2428.8305
5859 | 547.7527 | 2374.5405 | 547.7527 | 2374.5405
5860 | 558.6857 | 2348.5201 | 558.6857 | 2348.5201
5861 | 585.7207 | 2338.783 | 585.7207 | 2338.783
5862 | 615.3135 | 2311.1148 | 615.3135 | 2311.1148
5863 | 591.4582 | 2282.1745 | 591.4582 | 2282.1745
5864 | 571.3555 | 2269.1114 | 571.3555 | 2269.1114
5865 | 556.1209 | 2312.6949 | 556.1209 | 2312.6949
5866 | 540.2168 | 2390.0967 | 540.2168 | 2390.0967
5867 | 508.0506 | 2462.3528 | 508.0506 | 2462.3528
5868 | 484.6855 | 2500.8719 | 484.6855 | 2500.8719
5869 | 466.0021 | 2521.1322 | 466.0021 | 2521.1322
5870 | 455.5001 | 2533.2792 | 455.5001 | 2533.2792
5871 | 448.3599 | 2571.1492 | 448.3599 | 2571.1492
5872 | 444.7599 | 2644.5314 | 444.7599 | 2644.5314
5873 | 451.133 | 2753.2343 | 451.133 | 2753.2343
5874 | 459.2912 | 2816.5018 | 459.2912 | 2816.5018
5875 | 477.956 | 2847.7719 | 477.956 | 2847.7719
5876 | 517.042 | 2844.4788 | 517.042 | 2844.4788
5877 | 537.8454 | 2827.6291 | 537.8454 | 2827.6291
5878 | 551.8209 | 2801.7049 | 551.8209 | 2801.7049
5879 | 587.9941 | 2767.0391 | 587.9941 | 2767.0391
5880 | 581.355 | 2731.2179 | 581.355 | 2731.2179
5881 | 556.0283 | 2680.6635 | 556.0283 | 2680.6635
5882 | 557.7444 | 2592.9282 | 557.7444 | 2592.9282
5883 | 560.7049 | 2510.2279 | 560.7049 | 2510.2279
5884 | 572.2551 | 2474.4912 | 572.2551 | 2474.4912
5885 | 599.4331 | 2443.7874 | 599.4331 | 2443.7874
5886 | 623.3809 | 2378.8449 | 623.3809 | 2378.8449
5887 | 594.4585 | 2344.0521 | 594.4585 | 2344.0521
5888 | 577.8415 | 2320.9885 | 577.8415 | 2320.9885
5889 | 564.3776 | 2309.7402 | 564.3776 | 2309.7402
5890 | 540.7356 | 2310.1502 | 540.7356 | 2310.1502
5891 | 509.3985 | 2328.5972 | 509.3985 | 2328.5972
5892 | 481.8949 | 2339.7288 | 481.8949 | 2339.7288
5893 | 461.5889 | 2351.5797 | 461.5889 | 2351.5797
5894 | 451.8221 | 2359.5788 | 451.8221 | 2359.5788
5895 | 444.795 | 2373.3569 | 444.795 | 2373.3569
5896 | 443.8346 | 2412.9877 | 443.8346 | 2412.9877
5897 | 449.8962 | 2497.9964 | 449.8962 | 2497.9964
5898 | 456.7647 | 2549.5021 | 456.7647 | 2549.5021
5899 | 478.8802 | 2583.2155 | 478.8802 | 2583.2155
5900 | 514.6537 | 2599.2982 | 514.6537 | 2599.2982
5901 | 535.6804 | 2615.2908 | 535.6804 | 2615.2908
5902 | 554.3993 | 2636.1299 | 554.3993 | 2636.1299
5903 | 592.2959 | 2666.7508 | 592.2959 | 2666.7508
5904 | 582.8451 | 2702.9781 | 582.8451 | 2702.9781
5905 | 558.2806 | 2717.0855 | 558.2806 | 2717.0855
5906 | 558.952 | 2707.1943 | 558.952 | 2707.1943
5907 | 563.9284 | 2679.0986 | 563.9284 | 2679.0986
5908 | 575.1241 | 2637.6798 | 575.1241 | 2637.6798
5909 | 602.085 | 2609.7034 | 602.085 | 2609.7034
5910 | 630.474 | 2570.7279 | 630.474 | 2570.7279
5911 | 607.1239 | 2528.4915 | 607.1239 | 2528.4915
5912 | 585.165 | 2493.5525 | 585.165 | 2493.5525
5913 | 569.798 | 2477.8153 | 569.798 | 2477.8153
5914 | 543.6343 | 2468.3954 | 543.6343 | 2468.3954
5915 | 512.6443 | 2492.354 | 512.6443 | 2492.354
5916 | 483.6198 | 2530.4185 | 483.6198 | 2530.4185
5917 | 463.8775 | 2566.6454 | 463.8775 | 2566.6454
5918 | 452.1629 | 2581.8039 | 452.1629 | 2581.8039
5919 | 445.4449 | 2584.2747 | 445.4449 | 2584.2747
5920 | 443.046 | 2604.3025 | 443.046 | 2604.3025
5921 | 447.1471 | 2657.9462 | 447.1471 | 2657.9462
5922 | 453.293 | 2668.257 | 453.293 | 2668.257
5923 | 475.1949 | 2657.5936 | 475.1949 | 2657.5936
5924 | 512.2497 | 2629.5836 | 512.2497 | 2629.5836
5925 | 536.287 | 2609.5519 | 536.287 | 2609.5519
5926 | 552.5996 | 2597.3783 | 552.5996 | 2597.3783
5927 | 588.2831 | 2591.2931 | 588.2831 | 2591.2931
5928 | 578.1607 | 2595.5873 | 578.1607 | 2595.5873
5929 | 551.3327 | 2591.4553 | 551.3327 | 2591.4553
5930 | 552.9711 | 2567.6999 | 552.9711 | 2567.6999
5931 | 552.068 | 2535.6267 | 552.068 | 2535.6267
5932 | 559.6796 | 2524.2092 | 559.6796 | 2524.2092
5933 | 586.8668 | 2515.0972 | 586.8668 | 2515.0972
5934 | 615.3764 | 2495.1565 | 615.3764 | 2495.1565
5935 | 594.8126 | 2477.0121 | 594.8126 | 2477.0121
5936 | 574.0805 | 2459.517 | 574.0805 | 2459.517
5937 | 556.2608 | 2453.2689 | 556.2608 | 2453.2689
5938 | 535.4375 | 2466.0089 | 535.4375 | 2466.0089
5939 | 506.3858 | 2489.2289 | 506.3858 | 2489.2289
5940 | 478.5538 | 2507.2358 | 478.5538 | 2507.2358
5941 | 461.7891 | 2532.7236 | 461.7891 | 2532.7236
5942 | 453.4144 | 2552.03 | 453.4144 | 2552.03
5943 | 445.7048 | 2567.1149 | 445.7048 | 2567.1149
5944 | 442.2957 | 2601.9728 | 442.2957 | 2601.9728
5945 | 446.9388 | 2675.5606 | 446.9388 | 2675.5606
5946 | 450.0915 | 2713.2589 | 450.0915 | 2713.2589
5947 | 463.1967 | 2732.5967 | 463.1967 | 2732.5967
5948 | 495.0201 | 2737.088 | 495.0201 | 2737.088
5949 | 516.9106 | 2745.1257 | 516.9106 | 2745.1257
5950 | 535.933 | 2753.0666 | 535.933 | 2753.0666
5951 | 563.0866 | 2764.5958 | 563.0866 | 2764.5958
5952 | 556.7946 | 2783.0382 | 556.7946 | 2783.0382
5953 | 540.7465 | 2790.1567 | 540.7465 | 2790.1567
5954 | 539.2758 | 2770.8333 | 539.2758 | 2770.8333
5955 | 546.9208 | 2705.0087 | 546.9208 | 2705.0087
5956 | 554.3069 | 2666.8856 | 554.3069 | 2666.8856
5957 | 581.1017 | 2655.1598 | 581.1017 | 2655.1598
5958 | 607.1862 | 2628.9121 | 607.1862 | 2628.9121
5959 | 582.7694 | 2611.2222 | 582.7694 | 2611.2222
5960 | 564.1957 | 2599.5796 | 564.1957 | 2599.5796
5961 | 549.2826 | 2595.7748 | 549.2826 | 2595.7748
5962 | 529.2926 | 2622.7768 | 529.2926 | 2622.7768
5963 | 505.7959 | 2700.4877 | 505.7959 | 2700.4877
5964 | 478.6318 | 2772.2467 | 478.6318 | 2772.2467
5965 | 461.4922 | 2822.9629 | 461.4922 | 2822.9629
5966 | 456.025 | 2842.5534 | 456.025 | 2842.5534
5967 | 444.3918 | 2854.9109 | 444.3918 | 2854.9109
5968 | 439.8663 | 2888.3484 | 439.8663 | 2888.3484
5969 | 441.129 | 2963.7544 | 441.129 | 2963.7544
5970 | 441.9009 | 3003.9527 | 441.9009 | 3003.9527
5971 | 451.5626 | 3024.3133 | 451.5626 | 3024.3133
5972 | 473.0416 | 3029.3729 | 473.0416 | 3029.3729
5973 | 496.917 | 3035.8764 | 496.917 | 3035.8764
5974 | 517.9608 | 3039.9534 | 517.9608 | 3039.9534
5975 | 545.6935 | 3047.903 | 545.6935 | 3047.903
5976 | 544.9377 | 3061.6293 | 544.9377 | 3061.6293
5977 | 533.8418 | 3036.3032 | 533.8418 | 3036.3032
5978 | 532.3543 | 2960.7276 | 532.3543 | 2960.7276
5979 | 534.7959 | 2890.6983 | 534.7959 | 2890.6983
5980 | 544.3443 | 2844.5066 | 544.3443 | 2844.5066
5981 | 560.0384 | 2811.6435 | 560.0384 | 2811.6435
5982 | 580.7448 | 2756.5878 | 580.7448 | 2756.5878
5983 | 573.2644 | 2710.715 | 573.2644 | 2710.715
5984 | 560.5759 | 2682.3671 | 560.5759 | 2682.3671
5985 | 547.6716 | 2685.7785 | 547.6716 | 2685.7785
5986 | 526.9883 | 2722.3832 | 526.9883 | 2722.3832
5987 | 504.1018 | 2795.7189 | 504.1018 | 2795.7189
5988 | 480.0369 | 2847.6476 | 480.0369 | 2847.6476
5989 | 459.7492 | 2886.545 | 459.7492 | 2886.545
5990 | 452.2358 | 2911.1926 | 452.2358 | 2911.1926
5991 | 443.8853 | 2932.4142 | 443.8853 | 2932.4142
5992 | 440.7915 | 2974.7156 | 440.7915 | 2974.7156
5993 | 440.9189 | 3058.9288 | 440.9189 | 3058.9288
5994 | 445.0395 | 3106.1161 | 445.0395 | 3106.1161
5995 | 454.6092 | 3135.2838 | 454.6092 | 3135.2838
5996 | 476.8027 | 3149.7188 | 476.8027 | 3149.7188
5997 | 497.6197 | 3166.2227 | 497.6197 | 3166.2227
5998 | 519.0582 | 3182.9139 | 519.0582 | 3182.9139
5999 | 545.1495 | 3197.341 | 545.1495 | 3197.341
6000 | 541.153 | 3214.8743 | 541.153 | 3214.8743
6001 | 532.3234 | 3193.6393 | 532.3234 | 3193.6393
6002 | 533.24 | 3106.9836 | 533.24 | 3106.9836
6003 | 536.8035 | 3024.3402 | 536.8035 | 3024.3402
6004 | 544.8733 | 2989.7399 | 544.8733 | 2989.7399
6005 | 557.2762 | 2972.7866 | 557.2762 | 2972.7866
6006 | 567.8072 | 2931.1405 | 567.8072 | 2931.1405
6007 | 571.7537 | 2892.6543 | 571.7537 | 2892.6543
6008 | 557.702 | 2868.2839 | 557.702 | 2868.2839
6009 | 545.1683 | 2848.2852 | 545.1683 | 2848.2852
6010 | 526.0843 | 2843.4109 | 526.0843 | 2843.4109
6011 | 497.9329 | 2901.4051 | 497.9329 | 2901.4051
6012 | 478.7249 | 2957.4817 | 478.7249 | 2957.4817
6013 | 459.5182 | 3001.8907 | 459.5182 | 3001.8907
6014 | 449.8987 | 3028.1861 | 449.8987 | 3028.1861
6015 | 440.6317 | 3047.703 | 440.6317 | 3047.703
6016 | 439.9625 | 3085.4588 | 439.9625 | 3085.4588
6017 | 439.844 | 3159.6716 | 439.844 | 3159.6716
6018 | 451.7483 | 3194.9266 | 451.7483 | 3194.9266
6019 | 466.1886 | 3212.6166 | 466.1886 | 3212.6166
6020 | 493.8237 | 3215.1192 | 493.8237 | 3215.1192
6021 | 508.7978 | 3218.8954 | 508.7978 | 3218.8954
6022 | 526.2865 | 3212.972 | 526.2865 | 3212.972
6023 | 555.3394 | 3193.8749 | 555.3394 | 3193.8749
6024 | 557.4402 | 3165.3268 | 557.4402 | 3165.3268
6025 | 538.944 | 3117.8407 | 538.944 | 3117.8407
6026 | 536.3937 | 3055.1633 | 536.3937 | 3055.1633
6027 | 541.1069 | 2988.6569 | 541.1069 | 2988.6569
6028 | 550.2869 | 2953.2611 | 550.2869 | 2953.2611
6029 | 565.6545 | 2921.1935 | 565.6545 | 2921.1935
6030 | 579.2354 | 2862.5013 | 579.2354 | 2862.5013
6031 | 584.4103 | 2801.2301 | 584.4103 | 2801.2301
6032 | 568.2761 | 2751.4609 | 568.2761 | 2751.4609
6033 | 553.877 | 2711.6887 | 553.877 | 2711.6887
6034 | 527.7366 | 2683.2907 | 527.7366 | 2683.2907
6035 | 497.8143 | 2679.5209 | 497.8143 | 2679.5209
6036 | 473.1703 | 2661.3331 | 473.1703 | 2661.3331
6037 | 453.7532 | 2640.228 | 453.7532 | 2640.228
6038 | 443.0487 | 2617.544 | 443.0487 | 2617.544
6039 | 440.101 | 2597.6844 | 440.101 | 2597.6844
6040 | 437.4121 | 2606.0071 | 437.4121 | 2606.0071
6041 | 443.786 | 2660.1054 | 443.786 | 2660.1054
6042 | 457.9041 | 2680.5303 | 457.9041 | 2680.5303
6043 | 477.9397 | 2685.0379 | 477.9397 | 2685.0379
6044 | 515.7294 | 2674.9264 | 515.7294 | 2674.9264
6045 | 538.3937 | 2665.6906 | 538.3937 | 2665.6906
6046 | 559.0936 | 2649.1986 | 559.0936 | 2649.1986
6047 | 586.4914 | 2630.5561 | 586.4914 | 2630.5561
6048 | 581.9887 | 2622.0656 | 581.9887 | 2622.0656
6049 | 558.7957 | 2599.5238 | 558.7957 | 2599.5238
6050 | 553.5995 | 2571.3364 | 553.5995 | 2571.3364
6051 | 558.2072 | 2536.1949 | 558.2072 | 2536.1949
6052 | 564.9758 | 2515.402 | 564.9758 | 2515.402
6053 | 579.0788 | 2514.8699 | 579.0788 | 2514.8699
6054 | 588.9864 | 2496.0089 | 588.9864 | 2496.0089
6055 | 593.2094 | 2469.0572 | 593.2094 | 2469.0572
6056 | 582.6217 | 2443.38 | 582.6217 | 2443.38
6057 | 567.0374 | 2426.7337 | 567.0374 | 2426.7337
6058 | 536.3322 | 2397.1425 | 536.3322 | 2397.1425
6059 | 507.2088 | 2374.1673 | 507.2088 | 2374.1673
6060 | 479.8442 | 2354.1612 | 479.8442 | 2354.1612
6061 | 460.1172 | 2341.8066 | 460.1172 | 2341.8066
6062 | 448.8291 | 2326.1115 | 448.8291 | 2326.1115
6063 | 443.7386 | 2313.7521 | 443.7386 | 2313.7521
6064 | 441.5778 | 2334.064 | 441.5778 | 2334.064
6065 | 445.8239 | 2405.7199 | 445.8239 | 2405.7199
6066 | 461.7937 | 2449.157 | 461.7937 | 2449.157
6067 | 483.0727 | 2478.7225 | 483.0727 | 2478.7225
6068 | 520.5315 | 2487.5322 | 520.5315 | 2487.5322
6069 | 545.2198 | 2488.581 | 545.2198 | 2488.581
6070 | 559.4097 | 2481.8053 | 559.4097 | 2481.8053
6071 | 587.4828 | 2472.6519 | 587.4828 | 2472.6519
6072 | 581.1279 | 2464.1045 | 581.1279 | 2464.1045
6073 | 551.1393 | 2428.6644 | 551.1393 | 2428.6644
6074 | 548.3723 | 2361.7255 | 548.3723 | 2361.7255
6075 | 555.0758 | 2312.0379 | 555.0758 | 2312.0379
6076 | 556.9604 | 2288.8017 | 556.9604 | 2288.8017
6077 | 569.8733 | 2274.8031 | 569.8733 | 2274.8031
6078 | 583.9087 | 2242.5324 | 583.9087 | 2242.5324
6079 | 587.6131 | 2218.5355 | 587.6131 | 2218.5355
6080 | 577.9159 | 2207.3474 | 577.9159 | 2207.3474
6081 | 563.0913 | 2215.8158 | 563.0913 | 2215.8158
6082 | 536.4413 | 2222.9875 | 536.4413 | 2222.9875
6083 | 501.6948 | 2244.5028 | 501.6948 | 2244.5028
6084 | 476.0243 | 2271.601 | 476.0243 | 2271.601
6085 | 457.8295 | 2302.2595 | 457.8295 | 2302.2595
6086 | 450.6247 | 2337.1347 | 450.6247 | 2337.1347
6087 | 441.1081 | 2368.0158 | 441.1081 | 2368.0158
6088 | 440.6105 | 2414.2946 | 440.6105 | 2414.2946
6089 | 446.3595 | 2503.508 | 446.3595 | 2503.508
6090 | 457.3997 | 2557.0592 | 457.3997 | 2557.0592
6091 | 480.9784 | 2588.7271 | 480.9784 | 2588.7271
6092 | 517.8443 | 2600.6051 | 517.8443 | 2600.6051
6093 | 538.8873 | 2617.9614 | 538.8873 | 2617.9614
6094 | 560.3661 | 2635.0503 | 560.3661 | 2635.0503
6095 | 582.1903 | 2648.341 | 582.1903 | 2648.341
6096 | 578.5144 | 2662.9764 | 578.5144 | 2662.9764
6097 | 551.9655 | 2650.7759 | 551.9655 | 2650.7759
6098 | 546.4968 | 2624.1227 | 546.4968 | 2624.1227
6099 | 551.4156 | 2610.0048 | 551.4156 | 2610.0048
6100 | 555.7735 | 2599.3828 | 555.7735 | 2599.3828
6101 | 568.61 | 2596.5778 | 568.61 | 2596.5778
6102 | 576.6106 | 2573.9098 | 576.6106 | 2573.9098
6103 | 583.0751 | 2546.0491 | 583.0751 | 2546.0491
6104 | 569.4645 | 2516.6216 | 569.4645 | 2516.6216
6105 | 553.2831 | 2497.6457 | 553.2831 | 2497.6457
6106 | 529.9679 | 2479.3618 | 529.9679 | 2479.3618
6107 | 503.7376 | 2478.7171 | 503.7376 | 2478.7171
6108 | 478.7211 | 2485.3599 | 478.7211 | 2485.3599
6109 | 459.8664 | 2501.0745 | 459.8664 | 2501.0745
6110 | 448.9446 | 2516.6876 | 448.9446 | 2516.6876
6111 | 442.0307 | 2530.8634 | 442.0307 | 2530.8634
6112 | 441.902 | 2566.4032 | 441.902 | 2566.4032
6113 | 444.8424 | 2638.7409 | 444.8424 | 2638.7409
6114 | 456.3035 | 2673.8254 | 456.3035 | 2673.8254
6115 | 469.3574 | 2692.0836 | 469.3574 | 2692.0836
6116 | 501.1646 | 2691.1202 | 501.1646 | 2691.1202
6117 | 529.1049 | 2693.1917 | 529.1049 | 2693.1917
6118 | 547.1883 | 2693.0641 | 547.1883 | 2693.0641
6119 | 571.3493 | 2688.5699 | 571.3493 | 2688.5699
6120 | 565.0093 | 2685.2501 | 565.0093 | 2685.2501
6121 | 548.5189 | 2664.7538 | 548.5189 | 2664.7538
6122 | 542.6559 | 2620.0884 | 542.6559 | 2620.0884
6123 | 539.717 | 2558.639 | 539.717 | 2558.639
6124 | 547.4895 | 2489.4918 | 547.4895 | 2489.4918
6125 | 550.6036 | 2442.7078 | 550.6036 | 2442.7078
6126 | 560.5783 | 2399.0162 | 560.5783 | 2399.0162
6127 | 570.4794 | 2346.0976 | 570.4794 | 2346.0976
6128 | 566.2307 | 2300.9877 | 566.2307 | 2300.9877
6129 | 546.7025 | 2271.0454 | 546.7025 | 2271.0454
6130 | 521.5363 | 2237.3063 | 521.5363 | 2237.3063
6131 | 496.6366 | 2224.6157 | 496.6366 | 2224.6157
6132 | 472.2428 | 2230.122 | 472.2428 | 2230.122
6133 | 455.5592 | 2248.1663 | 455.5592 | 2248.1663
6134 | 446.1851 | 2261.1088 | 446.1851 | 2261.1088
6135 | 440.8154 | 2268.7503 | 440.8154 | 2268.7503
6136 | 440.8632 | 2300.2558 | 440.8632 | 2300.2558
6137 | 441.1425 | 2381.287 | 441.1425 | 2381.287
6138 | 448.5954 | 2435.9747 | 448.5954 | 2435.9747
6139 | 456.704 | 2482.5863 | 456.704 | 2482.5863
6140 | 479.9858 | 2517.1925 | 479.9858 | 2517.1925
6141 | 500.3283 | 2553.9814 | 500.3283 | 2553.9814
6142 | 518.1869 | 2596.9237 | 518.1869 | 2596.9237
6143 | 542.257 | 2649.8751 | 542.257 | 2649.8751
6144 | 530.8836 | 2700.0802 | 530.8836 | 2700.0802
6145 | 516.5407 | 2733.6771 | 516.5407 | 2733.6771
6146 | 513.0934 | 2740.7753 | 513.0934 | 2740.7753
6147 | 513.3688 | 2721.3162 | 513.3688 | 2721.3162
6148 | 517.8535 | 2707.6259 | 517.8535 | 2707.6259
6149 | 536.0757 | 2696.1274 | 536.0757 | 2696.1274
6150 | 541.3107 | 2678.5164 | 541.3107 | 2678.5164
6151 | 553.8311 | 2671.1111 | 553.8311 | 2671.1111
6152 | 551.4173 | 2671.6281 | 551.4173 | 2671.6281
6153 | 534.277 | 2681.0056 | 534.277 | 2681.0056
6154 | 513.4571 | 2693.6888 | 513.4571 | 2693.6888
6155 | 487.9512 | 2733.614 | 487.9512 | 2733.614
6156 | 465.0635 | 2775.5992 | 465.0635 | 2775.5992
6157 | 448.5489 | 2807.8486 | 448.5489 | 2807.8486
6158 | 437.9111 | 2827.3255 | 437.9111 | 2827.3255
6159 | 431.2598 | 2849.9676 | 431.2598 | 2849.9676
6160 | 430.7234 | 2890.3371 | 430.7234 | 2890.3371
6161 | 432.8625 | 2976.7094 | 432.8625 | 2976.7094
6162 | 437.9738 | 3021.1694 | 437.9738 | 3021.1694
6163 | 450.7867 | 3050.053 | 450.7867 | 3050.053
6164 | 473.196 | 3060.3401 | 473.196 | 3060.3401
6165 | 490.4784 | 3062.4116 | 490.4784 | 3062.4116
6166 | 511.5825 | 3054.7268 | 511.5825 | 3054.7268
6167 | 536.1956 | 3042.1073 | 536.1956 | 3042.1073
6168 | 534.8363 | 3029.8098 | 534.8363 | 3029.8098
6169 | 523.2368 | 2986.983 | 523.2368 | 2986.983
6170 | 521.2655 | 2927.4307 | 521.2655 | 2927.4307
6171 | 526.4584 | 2858.9356 | 526.4584 | 2858.9356
6172 | 531.7676 | 2815.4144 | 531.7676 | 2815.4144
6173 | 543.0286 | 2777.3808 | 543.0286 | 2777.3808
6174 | 550.6542 | 2735.962 | 550.6542 | 2735.962
6175 | 558.2237 | 2709.9763 | 558.2237 | 2709.9763
6176 | 554.5338 | 2694.8677 | 554.5338 | 2694.8677
6177 | 540.4526 | 2687.3695 | 540.4526 | 2687.3695
6178 | 515.4674 | 2674.7108 | 515.4674 | 2674.7108
6179 | 489.602 | 2682.7596 | 489.602 | 2682.7596
6180 | 465.6512 | 2708.4941 | 465.6512 | 2708.4941
6181 | 447.7337 | 2739.8344 | 447.7337 | 2739.8344
6182 | 437.76 | 2758.6863 | 437.76 | 2758.6863
6183 | 432.5321 | 2773.5439 | 432.5321 | 2773.5439
6184 | 432.3107 | 2809.3678 | 432.3107 | 2809.3678
6185 | 435.2259 | 2890.3422 | 435.2259 | 2890.3422
6186 | 446.157 | 2948.2118 | 446.157 | 2948.2118
6187 | 462.3529 | 2992.0393 | 462.3529 | 2992.0393
6188 | 496.4501 | 3013.0654 | 496.4501 | 3013.0654
6189 | 517.9534 | 3022.9213 | 517.9534 | 3022.9213
6190 | 538.6277 | 3024.6119 | 538.6277 | 3024.6119
6191 | 566.7851 | 3031.4818 | 566.7851 | 3031.4818
6192 | 557.9648 | 3035.5487 | 557.9648 | 3035.5487
6193 | 537.8173 | 2976.8121 | 537.8173 | 2976.8121
6194 | 533.8414 | 2882.0879 | 533.8414 | 2882.0879
6195 | 538.1957 | 2794.6715 | 538.1957 | 2794.6715
6196 | 542.8571 | 2739.5022 | 542.8571 | 2739.5022
6197 | 554.2083 | 2695.3319 | 554.2083 | 2695.3319
6198 | 564.8113 | 2631.2986 | 564.8113 | 2631.2986
6199 | 569.7498 | 2559.9701 | 569.7498 | 2559.9701
6200 | 565.6553 | 2505.2007 | 565.6553 | 2505.2007
6201 | 552.3943 | 2487.5885 | 552.3943 | 2487.5885
6202 | 523.4405 | 2489.1349 | 523.4405 | 2489.1349
6203 | 493.1768 | 2533.208 | 493.1768 | 2533.208
6204 | 468.2863 | 2600.5919 | 468.2863 | 2600.5919
6205 | 448.3448 | 2674.8885 | 448.3448 | 2674.8885
6206 | 440.112 | 2739.5946 | 440.112 | 2739.5946
6207 | 433.6247 | 2793.6584 | 433.6247 | 2793.6584
6208 | 433.9907 | 2862.0973 | 433.9907 | 2862.0973
6209 | 439.0027 | 2965.0612 | 439.0027 | 2965.0612
6210 | 453.971 | 3025.3173 | 453.971 | 3025.3173
6211 | 476.8193 | 3065.565 | 476.8193 | 3065.565
6212 | 517.0274 | 3083.9774 | 517.0274 | 3083.9774
6213 | 536.9941 | 3100.3677 | 536.9941 | 3100.3677
6214 | 553.853 | 3112.911 | 553.853 | 3112.911
6215 | 581.8456 | 3124.4402 | 581.8456 | 3124.4402
6216 | 569.1894 | 3128.2798 | 569.1894 | 3128.2798
6217 | 544.4211 | 3080.5664 | 544.4211 | 3080.5664
6218 | 541.3149 | 3019.0254 | 541.3149 | 3019.0254
6219 | 541.7877 | 2942.064 | 541.7877 | 2942.064
6220 | 545.5001 | 2876.3261 | 545.5001 | 2876.3261
6221 | 558.748 | 2800.2226 | 558.748 | 2800.2226
6222 | 569.9221 | 2711.4155 | 569.9221 | 2711.4155
6223 | 570.7936 | 2635.371 | 570.7936 | 2635.371
6224 | 565.5442 | 2567.1351 | 565.5442 | 2567.1351
6225 | 551.0211 | 2518.3284 | 551.0211 | 2518.3284
6226 | 523.8427 | 2467.5431 | 523.8427 | 2467.5431
6227 | 489.186 | 2448.3749 | 489.186 | 2448.3749
6228 | 463.0242 | 2437.5738 | 463.0242 | 2437.5738
6229 | 446.8975 | 2425.5032 | 446.8975 | 2425.5032
6230 | 436.3147 | 2416.6266 | 436.3147 | 2416.6266
6231 | 431.3235 | 2426.5409 | 431.3235 | 2426.5409
6232 | 430.6372 | 2482.9338 | 430.6372 | 2482.9338
6233 | 435.995 | 2611.467 | 435.995 | 2611.467
6234 | 449.3527 | 2758.0335 | 449.3527 | 2758.0335
6235 | 471.9436 | 2906.5812 | 471.9436 | 2906.5812
6236 | 510.2251 | 2985.9051 | 510.2251 | 2985.9051
6237 | 529.4952 | 3017.6938 | 529.4952 | 3017.6938
6238 | 542.8154 | 3047.1697 | 542.8154 | 3047.1697
6239 | 572.2533 | 3068.9266 | 572.2533 | 3068.9266
6240 | 558.6442 | 3064.584 | 558.6442 | 3064.584
6241 | 537.0167 | 2995.5629 | 537.0167 | 2995.5629
6242 | 531.4813 | 2925.8966 | 531.4813 | 2925.8966
6243 | 535.9651 | 2856.265 | 535.9651 | 2856.265
6244 | 537.3052 | 2814.3917 | 537.3052 | 2814.3917
6245 | 548.7067 | 2782.4378 | 548.7067 | 2782.4378
6246 | 558.0774 | 2738.7462 | 558.0774 | 2738.7462
6247 | 561.346 | 2701.2828 | 561.346 | 2701.2828
6248 | 560.886 | 2665.4914 | 560.886 | 2665.4914
6249 | 544.6104 | 2651.743 | 544.6104 | 2651.743
6250 | 520.988 | 2648.4029 | 520.988 | 2648.4029
6251 | 489.9591 | 2664.1793 | 489.9591 | 2664.1793
6252 | 461.1227 | 2676.2769 | 461.1227 | 2676.2769
6253 | 440.6122 | 2664.8881 | 440.6122 | 2664.8881
6254 | 430.3894 | 2636.238 | 430.3894 | 2636.238
6255 | 426.1428 | 2614.5601 | 426.1428 | 2614.5601
6256 | 427.7996 | 2636.6902 | 427.7996 | 2636.6902
6257 | 431.9831 | 2721.8693 | 431.9831 | 2721.8693
6258 | 443.2929 | 2757.3516 | 443.2929 | 2757.3516
6259 | 464.2153 | 2752.768 | 464.2153 | 2752.768
6260 | 503.9111 | 2733.1106 | 503.9111 | 2733.1106
6261 | 522.1507 | 2725.7499 | 522.1507 | 2725.7499
6262 | 541.2152 | 2728.9746 | 541.2152 | 2728.9746
6263 | 571.4748 | 2731.4694 | 571.4748 | 2731.4694
6264 | 561.2974 | 2712.2398 | 561.2974 | 2712.2398
6265 | 539.5552 | 2616.0586 | 539.5552 | 2616.0586
6266 | 538.1205 | 2507.4701 | 538.1205 | 2507.4701
6267 | 537.4145 | 2414.5422 | 537.4145 | 2414.5422
6268 | 540.6674 | 2365.7367 | 540.6674 | 2365.7367
6269 | 549.9735 | 2346.1129 | 549.9735 | 2346.1129
6270 | 554.5856 | 2323.8426 | 554.5856 | 2323.8426
6271 | 553.9841 | 2304.9027 | 553.9841 | 2304.9027
6272 | 551.4248 | 2291.5555 | 551.4248 | 2291.5555
6273 | 534.7501 | 2278.7162 | 534.7501 | 2278.7162
6274 | 513.062 | 2249.6363 | 513.062 | 2249.6363
6275 | 485.221 | 2242.0027 | 485.221 | 2242.0027
6276 | 455.7645 | 2275.9762 | 455.7645 | 2275.9762
6277 | 439.328 | 2316.8623 | 439.328 | 2316.8623
6278 | 427.8495 | 2342.8168 | 427.8495 | 2342.8168
6279 | 422.142 | 2367.9021 | 422.142 | 2367.9021
6280 | 419.9716 | 2439.3525 | 419.9716 | 2439.3525
6281 | 423.5423 | 2568.9653 | 423.5423 | 2568.9653
6282 | 434.3678 | 2635.8125 | 434.3678 | 2635.8125
6283 | 450.6619 | 2655.0935 | 450.6619 | 2655.0935
6284 | 483.8796 | 2661.119 | 483.8796 | 2661.119
6285 | 509.6872 | 2677.4525 | 509.6872 | 2677.4525
6286 | 529.7302 | 2694.7119 | 529.7302 | 2694.7119
6287 | 557.87 | 2714.7642 | 557.87 | 2714.7642
6288 | 551.9209 | 2731.0474 | 551.9209 | 2731.0474
6289 | 529.0906 | 2714.9831 | 529.0906 | 2714.9831
6290 | 524.6747 | 2676.7385 | 524.6747 | 2676.7385
6291 | 526.5924 | 2632.5626 | 526.5924 | 2632.5626
6292 | 530.7902 | 2613.0197 | 530.7902 | 2613.0197
6293 | 540.4151 | 2610.5557 | 540.4151 | 2610.5557
6294 | 544.3951 | 2596.9221 | 544.3951 | 2596.9221
6295 | 546.5984 | 2584.1756 | 546.5984 | 2584.1756
6296 | 544.9056 | 2579.6356 | 544.9056 | 2579.6356
6297 | 530.5466 | 2573.4443 | 530.5466 | 2573.4443
6298 | 508.4441 | 2549.3078 | 508.4441 | 2549.3078
6299 | 484.3155 | 2535.7649 | 484.3155 | 2535.7649
6300 | 457.5 | 2546.8965 | 457.5 | 2546.8965
6301 | 437.9214 | 2586.1349 | 437.9214 | 2586.1349
6302 | 428.7893 | 2634.9311 | 428.7893 | 2634.9311
6303 | 422.9129 | 2684.1652 | 422.9129 | 2684.1652
6304 | 420.5105 | 2739.2513 | 420.5105 | 2739.2513
6305 | 423.4508 | 2830.7943 | 423.4508 | 2830.7943
6306 | 427.7679 | 2887.8684 | 427.7679 | 2887.8684
6307 | 435.765 | 2925.7865 | 435.765 | 2925.7865
6308 | 462.5685 | 2943.3466 | 462.5685 | 2943.3466
6309 | 488.7173 | 2917.5192 | 488.7173 | 2917.5192
6310 | 512.7056 | 2866.8781 | 512.7056 | 2866.8781
6311 | 538.8557 | 2842.7808 | 538.8557 | 2842.7808
6312 | 536.2724 | 2801.4481 | 536.2724 | 2801.4481
6313 | 522.1347 | 2674.5837 | 522.1347 | 2674.5837
6314 | 513.6957 | 2552.6425 | 513.6957 | 2552.6425
6315 | 514.0299 | 2480.0562 | 514.0299 | 2480.0562
6316 | 517.8302 | 2440.5125 | 517.8302 | 2440.5125
6317 | 530.3365 | 2411.3997 | 530.3365 | 2411.3997
6318 | 531.5457 | 2366.2876 | 531.5457 | 2366.2876
6319 | 537.0157 | 2325.8127 | 537.0157 | 2325.8127
6320 | 543.894 | 2289.169 | 543.894 | 2289.169
6321 | 527.9825 | 2264.1133 | 527.9825 | 2264.1133
6322 | 505.86 | 2235.6585 | 505.86 | 2235.6585
6323 | 481.1398 | 2215.5812 | 481.1398 | 2215.5812
6324 | 456.2953 | 2211.8826 | 456.2953 | 2211.8826
6325 | 439.5651 | 2210.2102 | 439.5651 | 2210.2102
6326 | 431.8592 | 2210.5954 | 431.8592 | 2210.5954
6327 | 424.3674 | 2229.885 | 424.3674 | 2229.885
6328 | 422.5454 | 2297.5852 | 422.5454 | 2297.5852
6329 | 424.0755 | 2433.7892 | 424.0755 | 2433.7892
6330 | 431.6907 | 2546.5474 | 431.6907 | 2546.5474
6331 | 442.1968 | 2647.4795 | 442.1968 | 2647.4795
6332 | 470.419 | 2710.0983 | 470.419 | 2710.0983
6333 | 495.0986 | 2738.4777 | 495.0986 | 2738.4777
6334 | 511.4302 | 2754.3734 | 511.4302 | 2754.3734
6335 | 538.3611 | 2776.869 | 538.3611 | 2776.869
6336 | 535.5888 | 2801.1071 | 535.5888 | 2801.1071
6337 | 516.631 | 2802.9413 | 516.631 | 2802.9413
6338 | 512.8704 | 2793.2206 | 512.8704 | 2793.2206
6339 | 515.8912 | 2771.4319 | 515.8912 | 2771.4319
6340 | 517.4351 | 2757.0598 | 517.4351 | 2757.0598
6341 | 528.2137 | 2741.4702 | 528.2137 | 2741.4702
6342 | 534.7806 | 2699.5968 | 534.7806 | 2699.5968
6343 | 539.7839 | 2658.4969 | 539.7839 | 2658.4969
6344 | 546.0161 | 2629.524 | 546.0161 | 2629.524
6345 | 530.6941 | 2617.4234 | 530.6941 | 2617.4234
6346 | 503.3328 | 2595.162 | 503.3328 | 2595.162
6347 | 478.9528 | 2583.6646 | 478.9528 | 2583.6646
6348 | 452.633 | 2591.6711 | 452.633 | 2591.6711
6349 | 436.6208 | 2615.5111 | 436.6208 | 2615.5111
6350 | 426.1549 | 2646.7498 | 426.1549 | 2646.7498
6351 | 421.9541 | 2675.4717 | 421.9541 | 2675.4717
6352 | 419.501 | 2719.3641 | 419.501 | 2719.3641
6353 | 420.7297 | 2795.3383 | 420.7297 | 2795.3383
6354 | 429.5988 | 2830.0251 | 429.5988 | 2830.0251
6355 | 444.9578 | 2834.9873 | 444.9578 | 2834.9873
6356 | 479.4897 | 2836.9217 | 479.4897 | 2836.9217
6357 | 500.1816 | 2846.9481 | 500.1816 | 2846.9481
6358 | 518.1873 | 2862.0483 | 518.1873 | 2862.0483
6359 | 549.5399 | 2888.4077 | 549.5399 | 2888.4077
6360 | 544.1974 | 2907.0206 | 544.1974 | 2907.0206
6361 | 518.992 | 2899.9908 | 518.992 | 2899.9908
6362 | 518.6047 | 2869.6442 | 518.6047 | 2869.6442
6363 | 523.2146 | 2815.752 | 523.2146 | 2815.752
6364 | 524.2794 | 2774.6173 | 524.2794 | 2774.6173
6365 | 537.3788 | 2741.2997 | 537.3788 | 2741.2997
6366 | 540.6141 | 2710.5632 | 540.6141 | 2710.5632
6367 | 539.9014 | 2679.9183 | 539.9014 | 2679.9183
6368 | 540.1224 | 2651.9113 | 540.1224 | 2651.9113
6369 | 531.6013 | 2651.0612 | 531.6013 | 2651.0612
6370 | 507.1897 | 2663.0057 | 507.1897 | 2663.0057
6371 | 480.4727 | 2678.839 | 480.4727 | 2678.839
6372 | 453.2544 | 2695.1981 | 453.2544 | 2695.1981
6373 | 434.0431 | 2702.5601 | 434.0431 | 2702.5601
6374 | 424.8785 | 2701.2407 | 424.8785 | 2701.2407
6375 | 421.4653 | 2707.6889 | 421.4653 | 2707.6889
6376 | 420.2891 | 2729.535 | 420.2891 | 2729.535
6377 | 424.2635 | 2792.5541 | 424.2635 | 2792.5541
6378 | 436.2727 | 2816.6154 | 436.2727 | 2816.6154
6379 | 459.6236 | 2818.9071 | 459.6236 | 2818.9071
6380 | 494.2967 | 2801.1816 | 494.2967 | 2801.1816
6381 | 517.0911 | 2769.3881 | 517.0911 | 2769.3881
6382 | 539.1951 | 2733.5203 | 539.1951 | 2733.5203
6383 | 563.7069 | 2692.0359 | 563.7069 | 2692.0359
6384 | 559.3187 | 2641.4982 | 559.3187 | 2641.4982
6385 | 532.8581 | 2575.8864 | 532.8581 | 2575.8864
6386 | 530.4945 | 2517.7546 | 530.4945 | 2517.7546
6387 | 530.7056 | 2477.4425 | 530.7056 | 2477.4425
6388 | 536.7541 | 2462.4453 | 536.7541 | 2462.4453
6389 | 548.6384 | 2455.4924 | 548.6384 | 2455.4924
6390 | 549.4523 | 2430.5516 | 549.4523 | 2430.5516
6391 | 550.0521 | 2401.0431 | 550.0521 | 2401.0431
6392 | 556.8667 | 2378.3204 | 556.8667 | 2378.3204
6393 | 539.9385 | 2358.6058 | 539.9385 | 2358.6058
6394 | 509.0598 | 2326.0031 | 509.0598 | 2326.0031
6395 | 477.8803 | 2305.5281 | 477.8803 | 2305.5281
6396 | 451.9153 | 2308.1934 | 451.9153 | 2308.1934
6397 | 434.6201 | 2329.647 | 434.6201 | 2329.647
6398 | 425.6388 | 2346.4533 | 425.6388 | 2346.4533
6399 | 419.6075 | 2361.0837 | 419.6075 | 2361.0837
6400 | 420.6851 | 2397.8735 | 420.6851 | 2397.8735
6401 | 423.3546 | 2481.5753 | 423.3546 | 2481.5753
6402 | 434.46 | 2542.2291 | 434.46 | 2542.2291
6403 | 456.4323 | 2589.2385 | 456.4323 | 2589.2385
6404 | 492.6152 | 2615.6057 | 492.6152 | 2615.6057
6405 | 516.2973 | 2640.1782 | 516.2973 | 2640.1782
6406 | 536.0541 | 2661.1877 | 536.0541 | 2661.1877
6407 | 562.5901 | 2674.3079 | 562.5901 | 2674.3079
6408 | 555.528 | 2649.9077 | 555.528 | 2649.9077
6409 | 530.0654 | 2558.5562 | 530.0654 | 2558.5562
6410 | 527.6301 | 2487.2988 | 527.6301 | 2487.2988
6411 | 531.4695 | 2433.0088 | 531.4695 | 2433.0088
6412 | 536.8586 | 2398.1812 | 536.8586 | 2398.1812
6413 | 546.3105 | 2369.6366 | 546.3105 | 2369.6366
6414 | 546.1071 | 2321.3993 | 546.1071 | 2321.3993
6415 | 543.5018 | 2266.8329 | 543.5018 | 2266.8329
6416 | 546.5748 | 2215.416 | 546.5748 | 2215.416
6417 | 539.2672 | 2176.6097 | 539.2672 | 2176.6097
6418 | 511.3693 | 2134.9157 | 511.3693 | 2134.9157
6419 | 479.0772 | 2111.0314 | 479.0772 | 2111.0314
6420 | 452.6615 | 2116.5946 | 452.6615 | 2116.5946
6421 | 433.5758 | 2123.843 | 433.5758 | 2123.843
6422 | 424.744 | 2120.1939 | 424.744 | 2120.1939
6423 | 420.8416 | 2114.4825 | 420.8416 | 2114.4825
6424 | 419.5017 | 2136.9536 | 419.5017 | 2136.9536
6425 | 423.781 | 2203.3819 | 423.781 | 2203.3819
6426 | 433.1182 | 2230.6252 | 433.1182 | 2230.6252
6427 | 456.9516 | 2234.5647 | 456.9516 | 2234.5647
6428 | 496.7328 | 2223.3735 | 496.7328 | 2223.3735
6429 | 520.6377 | 2217.3198 | 520.6377 | 2217.3198
6430 | 538.4119 | 2210.4872 | 538.4119 | 2210.4872
6431 | 563.5176 | 2199.2314 | 563.5176 | 2199.2314
6432 | 555.1686 | 2178.5813 | 555.1686 | 2178.5813
6433 | 529.0055 | 2137.1751 | 529.0055 | 2137.1751
6434 | 520.3135 | 2105.8626 | 520.3135 | 2105.8626
6435 | 526.2894 | 2074.244 | 526.2894 | 2074.244
6436 | 529.6082 | 2064.3606 | 529.6082 | 2064.3606
6437 | 542.1686 | 2063.5444 | 542.1686 | 2063.5444
6438 | 537.82 | 2053.5473 | 537.82 | 2053.5473
6439 | 534.6696 | 2042.6759 | 534.6696 | 2042.6759
6440 | 540.0298 | 2037.8518 | 540.0298 | 2037.8518
6441 | 529.5706 | 2046.2065 | 529.5706 | 2046.2065
6442 | 508.1735 | 2050.594 | 508.1735 | 2050.594
6443 | 477.97 | 2072.3934 | 477.97 | 2072.3934
6444 | 451.637 | 2119.5492 | 451.637 | 2119.5492
6445 | 433.9938 | 2174.5269 | 433.9938 | 2174.5269
6446 | 423.8444 | 2218.948 | 423.8444 | 2218.948
6447 | 417.9815 | 2248.5222 | 417.9815 | 2248.5222
6448 | 416.6529 | 2290.5963 | 416.6529 | 2290.5963
6449 | 417.9169 | 2377.5369 | 417.9169 | 2377.5369
6450 | 423.6175 | 2436.9974 | 423.6175 | 2436.9974
6451 | 441.1364 | 2482.7 | 441.1364 | 2482.7
6452 | 471.9024 | 2511.1696 | 471.9024 | 2511.1696
6453 | 497.7068 | 2547.6175 | 497.7068 | 2547.6175
6454 | 519.8267 | 2579.3662 | 519.8267 | 2579.3662
6455 | 549.2064 | 2597.6002 | 549.2064 | 2597.6002
6456 | 545.9778 | 2600.2465 | 545.9778 | 2600.2465
6457 | 522.5465 | 2585.9437 | 522.5465 | 2585.9437
6458 | 515.6027 | 2567.1317 | 515.6027 | 2567.1317
6459 | 509.206 | 2526.99 | 509.206 | 2526.99
6460 | 514.2515 | 2490.6283 | 514.2515 | 2490.6283
6461 | 523.3034 | 2474.4705 | 523.3034 | 2474.4705
6462 | 528.015 | 2435.9495 | 528.015 | 2435.9495
6463 | 524.8041 | 2387.3493 | 524.8041 | 2387.3493
6464 | 533.0448 | 2344.7395 | 533.0448 | 2344.7395
6465 | 515.8645 | 2312.8085 | 515.8645 | 2312.8085
6466 | 493.7439 | 2272.7055 | 493.7439 | 2272.7055
6467 | 471.6564 | 2250.1849 | 471.6564 | 2250.1849
6468 | 449.4712 | 2249.0432 | 449.4712 | 2249.0432
6469 | 433.7119 | 2258.3372 | 433.7119 | 2258.3372
6470 | 422.6889 | 2263.5521 | 422.6889 | 2263.5521
6471 | 414.7433 | 2285.001 | 414.7433 | 2285.001
6472 | 413.8804 | 2335.7686 | 413.8804 | 2335.7686
6473 | 413.7095 | 2413.6747 | 413.7095 | 2413.6747
6474 | 413.566 | 2450.4639 | 413.566 | 2450.4639
6475 | 420.2279 | 2467.0175 | 420.2279 | 2467.0175
6476 | 441.8946 | 2464.5199 | 441.8946 | 2464.5199
6477 | 463.3744 | 2455.6819 | 463.3744 | 2455.6819
6478 | 482.0183 | 2435.3261 | 482.0183 | 2435.3261
6479 | 503.8951 | 2424.468 | 503.8951 | 2424.468
6480 | 503.9042 | 2406.0339 | 503.9042 | 2406.0339
6481 | 491.8326 | 2368.2074 | 491.8326 | 2368.2074
6482 | 485.6438 | 2319.2805 | 485.6438 | 2319.2805
6483 | 484.5384 | 2264.6496 | 484.5384 | 2264.6496
6484 | 490.0293 | 2227.606 | 490.0293 | 2227.606
6485 | 497.0735 | 2211.505 | 497.0735 | 2211.505
6486 | 498.7512 | 2189.5189 | 498.7512 | 2189.5189
6487 | 503.9849 | 2183.1931 | 503.9849 | 2183.1931
6488 | 517.1117 | 2172.2892 | 517.1117 | 2172.2892
6489 | 507.4256 | 2167.8593 | 507.4256 | 2167.8593
6490 | 491.9849 | 2158.1553 | 491.9849 | 2158.1553
6491 | 465.3946 | 2157.4538 | 465.3946 | 2157.4538
6492 | 440.4358 | 2175.2334 | 440.4358 | 2175.2334
6493 | 424.6464 | 2206.8578 | 424.6464 | 2206.8578
6494 | 415.8804 | 2233.3236 | 415.8804 | 2233.3236
6495 | 410.904 | 2262.7841 | 410.904 | 2262.7841
6496 | 408.9677 | 2318.4952 | 408.9677 | 2318.4952
6497 | 410.0253 | 2420.8341 | 410.0253 | 2420.8341
6498 | 410.8972 | 2489.2155 | 410.8972 | 2489.2155
6499 | 423.4002 | 2537.134 | 423.4002 | 2537.134
6500 | 448.6359 | 2564.1831 | 448.6359 | 2564.1831
6501 | 474.2469 | 2576.4255 | 474.2469 | 2576.4255
6502 | 495.2378 | 2573.5137 | 495.2378 | 2573.5137
6503 | 527.5686 | 2573.3947 | 527.5686 | 2573.3947
6504 | 524.9285 | 2553.7673 | 524.9285 | 2553.7673
6505 | 507.6282 | 2502.5879 | 507.6282 | 2502.5879
6506 | 497.8418 | 2448.6041 | 497.8418 | 2448.6041
6507 | 500.0313 | 2385.3932 | 500.0313 | 2385.3932
6508 | 498.5803 | 2316.4165 | 498.5803 | 2316.4165
6509 | 513.2725 | 2261.7344 | 513.2725 | 2261.7344
6510 | 514.594 | 2200.9398 | 514.594 | 2200.9398
6511 | 516.0735 | 2145.862 | 516.0735 | 2145.862
6512 | 526.1157 | 2105.7523 | 526.1157 | 2105.7523
6513 | 514.4596 | 2077.7988 | 514.4596 | 2077.7988
6514 | 489.4074 | 2061.674 | 489.4074 | 2061.674
6515 | 462.2722 | 2096.5422 | 462.2722 | 2096.5422
6516 | 437.4861 | 2155.403 | 437.4861 | 2155.403
6517 | 420.159 | 2188.3911 | 420.159 | 2188.3911
6518 | 411.392 | 2205.9361 | 411.392 | 2205.9361
6519 | 407.2178 | 2218.0095 | 407.2178 | 2218.0095
6520 | 405.5528 | 2244.1171 | 405.5528 | 2244.1171
6521 | 406.1292 | 2319.0686 | 406.1292 | 2319.0686
6522 | 410.333 | 2368.756 | 410.333 | 2368.756
6523 | 426.9364 | 2406.7877 | 426.9364 | 2406.7877
6524 | 462.8755 | 2431.9049 | 462.8755 | 2431.9049
6525 | 490.0153 | 2459.148 | 490.0153 | 2459.148
6526 | 508.8776 | 2487.7146 | 508.8776 | 2487.7146
6527 | 536.9035 | 2514.6422 | 536.9035 | 2514.6422
6528 | 532.6323 | 2528.539 | 532.6323 | 2528.539
6529 | 514.1965 | 2515.884 | 514.1965 | 2515.884
6530 | 506.7216 | 2488.4353 | 506.7216 | 2488.4353
6531 | 513.8574 | 2442.9524 | 513.8574 | 2442.9524
6532 | 521.1939 | 2408.5794 | 521.1939 | 2408.5794
6533 | 530.1034 | 2376.796 | 530.1034 | 2376.796
6534 | 527.7809 | 2325.945 | 527.7809 | 2325.945
6535 | 524.0434 | 2283.1404 | 524.0434 | 2283.1404
6536 | 536.5133 | 2250.1333 | 536.5133 | 2250.1333
6537 | 526.3326 | 2235.4757 | 526.3326 | 2235.4757
6538 | 502.2501 | 2219.4646 | 502.2501 | 2219.4646
6539 | 471.8612 | 2220.2405 | 471.8612 | 2220.2405
6540 | 442.9108 | 1246.4524 | 442.9108 | 1246.4524
6541 | 424.4534 | 1276.2597 | 424.4534 | 1276.2597
6542 | 412.1811 | 1296.709 | 412.1811 | 1296.709
6543 | 406.7361 | 1309 | 406.7361 | 1309
6544 | 404.0427 | 1341.7347 | 404.0427 | 1341.7347
6545 | 406.3123 | 1413.216 | 406.3123 | 1413.216
6546 | 411.7339 | 1424.6714 | 411.7339 | 1424.6714
6547 | 435.4648 | 1421.8664 | 435.4648 | 1421.8664
6548 | 467.5706 | 1406.7961 | 467.5706 | 1406.7961
6549 | 493.5773 | 1390.9461 | 493.5773 | 1390.9461
6550 | 518.5395 | 1368.0893 | 518.5395 | 1368.0893
6551 | 553.576 | 1354.7013 | 553.576 | 1354.7013
6552 | 547.6287 | 1316.7359 | 547.6287 | 1316.7359
6553 | 520.9118 | 1255.9649 | 520.9118 | 1255.9649
6554 | 518.5856 | 1213.2453 | 518.5856 | 1213.2453
6555 | 525.4947 | 1159.5894 | 525.4947 | 1159.5894
6556 | 525.6173 | 1147.6948 | 525.6173 | 1147.6948
6557 | 538.7978 | 1140.8042 | 538.7978 | 1140.8042
6558 | 534.731 | 1117.1482 | 534.731 | 1117.1482
6559 | 531.8793 | 1093.2758 | 531.8793 | 1093.2758
6560 | 547.4305 | 1066.7837 | 547.4305 | 1066.7837
6561 | 530.8336 | 1040.6576 | 530.8336 | 1040.6576
6562 | 506.6322 | 1013.3574 | 506.6322 | 1013.3574
6563 | 477.6656 | 1004.198 | 477.6656 | 1004.198
6564 | 449.7552 | 1027.2022 | 449.7552 | 1027.2022
6565 | 430.9638 | 1055.608 | 430.9638 | 1055.608
6566 | 419.6826 | 1077.3653 | 419.6826 | 1077.3653
6567 | 413.1015 | 1097.4422 | 413.1015 | 1097.4422
6568 | 410.7035 | 1143.9111 | 410.7035 | 1143.9111
6569 | 414.0526 | 1235.6669 | 414.0526 | 1235.6669
6570 | 417.0455 | 1273.1894 | 417.0455 | 1273.1894
6571 | 442.353 | 1301.9016 | 442.353 | 1301.9016
6572 | 485.0241 | 1325.6361 | 485.0241 | 1325.6361
6573 | 507.4584 | 1352.0479 | 507.4584 | 1352.0479
6574 | 529.5185 | 1369.5842 | 529.5185 | 1369.5842
6575 | 558.5808 | 1391.8866 | 558.5808 | 1391.8866
6576 | 551.8696 | 1374.9431 | 551.8696 | 1374.9431
6577 | 525.1505 | 1333.9794 | 525.1505 | 1333.9794
6578 | 518.736 | 1304.1844 | 518.736 | 1304.1844
6579 | 525.4401 | 1239.2234 | 525.4401 | 1239.2234
6580 | 526.8977 | 1232.374 | 526.8977 | 1232.374
6581 | 536.0445 | 1228.224 | 536.0445 | 1228.224
6582 | 534.9224 | 1210.0181 | 534.9224 | 1210.0181
6583 | 529.9138 | 1198.9457 | 529.9138 | 1198.9457
6584 | 534.1715 | 1184.5062 | 534.1715 | 1184.5062
6585 | 525.917 | 1174.4501 | 525.917 | 1174.4501
6586 | 500.46 | 1162.4414 | 500.46 | 1162.4414
6587 | 468.0101 | 1156.8634 | 468.0101 | 1156.8634
6588 | 441.6501 | 1169.8705 | 441.6501 | 1169.8705
6589 | 421.9245 | 1190.1479 | 421.9245 | 1190.1479
6590 | 411.9849 | 1216.2653 | 411.9849 | 1216.2653
6591 | 403.0259 | 1247.5227 | 403.0259 | 1247.5227
6592 | 400.3239 | 1302.961 | 400.3239 | 1302.961
6593 | 401.4631 | 1397.2705 | 401.4631 | 1397.2705
6594 | 403.6535 | 1430.4018 | 403.6535 | 1430.4018
6595 | 427.9257 | 1448.9924 | 427.9257 | 1448.9924
6596 | 466.1501 | 1453.6359 | 466.1501 | 1453.6359
6597 | 486.5551 | 1449.5893 | 486.5551 | 1449.5893
6598 | 510.4128 | 1436.8231 | 510.4128 | 1436.8231
6599 | 543.9594 | 1434.7089 | 543.9594 | 1434.7089
6600 | 546.0258 | 1397.8647 | 546.0258 | 1397.8647
6601 | 520.6718 | 1341.4538 | 520.6718 | 1341.4538
6602 | 514.3337 | 1290.6992 | 514.3337 | 1290.6992
6603 | 513.8669 | 1237.4793 | 513.8669 | 1237.4793
6604 | 517.7757 | 1228.045 | 517.7757 | 1228.045
6605 | 526.7314 | 1229.2517 | 526.7314 | 1229.2517
6606 | 522.2727 | 1220.2643 | 522.2727 | 1220.2643
6607 | 514.6555 | 1214.7978 | 514.6555 | 1214.7978
6608 | 519.7055 | 1204.9675 | 519.7055 | 1204.9675
6609 | 515.2424 | 1187.6549 | 515.2424 | 1187.6549
6610 | 496.9161 | 1160.0433 | 496.9161 | 1160.0433
6611 | 464.5045 | 1140.918 | 464.5045 | 1140.918
6612 | 441.5177 | 1154.8905 | 441.5177 | 1154.8905
6613 | 422.7761 | 1186.1304 | 422.7761 | 1186.1304
6614 | 411.885 | 1213.9607 | 411.885 | 1213.9607
6615 | 406.9488 | 1242.2595 | 406.9488 | 1242.2595
6616 | 405.2739 | 1294.926 | 405.2739 | 1294.926
6617 | 405.274 | 1388.4569 | 405.274 | 1388.4569
6618 | 407.1915 | 1421.8374 | 407.1915 | 1421.8374
6619 | 429.5996 | 1437.6873 | 429.5996 | 1437.6873
6620 | 467.0925 | 1438.3133 | 467.0925 | 1438.3133
6621 | 496.381 | 1439.3743 | 496.381 | 1439.3743
6622 | 515.5572 | 1432.4007 | 515.5572 | 1432.4007
6623 | 546.4914 | 1429.5703 | 546.4914 | 1429.5703
6624 | 539.6293 | 1399.1105 | 539.6293 | 1399.1105
6625 | 516.8122 | 1351.264 | 516.8122 | 1351.264
6626 | 516.0281 | 1326.5454 | 516.0281 | 1326.5454
6627 | 516.4459 | 1292.6656 | 516.4459 | 1292.6656
6628 | 520.7193 | 1292.7924 | 520.7193 | 1292.7924
6629 | 527.2337 | 1289.5767 | 527.2337 | 1289.5767
6630 | 523.9477 | 1269.6579 | 523.9477 | 1269.6579
6631 | 521.6418 | 1249.9276 | 521.6418 | 1249.9276
6632 | 533.3531 | 1227.4842 | 533.3531 | 1227.4842
6633 | 528.1982 | 1206.8393 | 528.1982 | 1206.8393
6634 | 507.6078 | 1182.6223 | 507.6078 | 1182.6223
6635 | 476.6976 | 1169.1963 | 476.6976 | 1169.1963
6636 | 449.9781 | 1180.1167 | 449.9781 | 1180.1167
6637 | 430.2034 | 1195.2866 | 430.2034 | 1195.2866
6638 | 418.403 | 1206.4551 | 418.403 | 1206.4551
6639 | 412.4828 | 1212.7043 | 412.4828 | 1212.7043
6640 | 411.0705 | 1246.8404 | 411.0705 | 1246.8404
6641 | 411.2943 | 1331.0595 | 411.2943 | 1331.0595
6642 | 410.554 | 1360.2044 | 410.554 | 1360.2044
6643 | 426.5722 | 1375.2446 | 426.5722 | 1375.2446
6644 | 455.4346 | 1377.3654 | 455.4346 | 1377.3654
6645 | 476.9583 | 1384.2814 | 476.9583 | 1384.2814
6646 | 494.9369 | 1386.3394 | 494.9369 | 1386.3394
6647 | 525.0924 | 1392.5095 | 525.0924 | 1392.5095
6648 | 521.578 | 1373.3236 | 521.578 | 1373.3236
6649 | 498.179 | 1333.5122 | 498.179 | 1333.5122
6650 | 495.512 | 1325.7045 | 495.512 | 1325.7045
6651 | 499.3334 | 1304.033 | 499.3334 | 1304.033
6652 | 498.4632 | 1314.8108 | 498.4632 | 1314.8108
6653 | 502.2769 | 1316.983 | 502.2769 | 1316.983
6654 | 507.5784 | 1297.0953 | 507.5784 | 1297.0953
6655 | 503.7579 | 1274.6244 | 503.7579 | 1274.6244
6656 | 517.252 | 1248.4749 | 517.252 | 1248.4749
6657 | 517.711 | 1217.9264 | 517.711 | 1217.9264
6658 | 496.3101 | 1181.47 | 496.3101 | 1181.47
6659 | 471.309 | 1158.7321 | 471.309 | 1158.7321
6660 | 450.6238 | 1173.8258 | 450.6238 | 1173.8258
6661 | 431.7732 | 1209.2078 | 431.7732 | 1209.2078
6662 | 421.7036 | 1254.0113 | 421.7036 | 1254.0113
6663 | 415.6029 | 1303.3942 | 415.6029 | 1303.3942
6664 | 412.4979 | 1358.1784 | 412.4979 | 1358.1784
6665 | 410.8866 | 1445.3872 | 410.8866 | 1445.3872
6666 | 406.1977 | 1474.9059 | 406.1977 | 1474.9059
6667 | 421.1987 | 1484.3403 | 421.1987 | 1484.3403
6668 | 442.2726 | 1476.0281 | 442.2726 | 1476.0281
6669 | 468.3421 | 1470.9538 | 468.3421 | 1470.9538
6670 | 490.6968 | 1461.1773 | 490.6968 | 1461.1773
6671 | 518.7868 | 1461.8972 | 518.7868 | 1461.8972
6672 | 513.0107 | 1450.4038 | 513.0107 | 1450.4038
6673 | 494.9017 | 1428.2819 | 494.9017 | 1428.2819
6674 | 493.2571 | 1413.7472 | 493.2571 | 1413.7472
6675 | 495.842 | 1374.8222 | 495.842 | 1374.8222
6676 | 501.3721 | 1365.3879 | 501.3721 | 1365.3879
6677 | 506.5858 | 1354.1683 | 506.5858 | 1354.1683
6678 | 505.7222 | 1325.1245 | 505.7222 | 1325.1245
6679 | 500.5997 | 1302.6847 | 500.5997 | 1302.6847
6680 | 520.4592 | 1282.5148 | 520.4592 | 1282.5148
6681 | 512.4775 | 1264.0499 | 512.4775 | 1264.0499
6682 | 495.3453 | 1241.0164 | 495.3453 | 1241.0164
6683 | 467.7607 | 1227.1855 | 467.7607 | 1227.1855
6684 | 443.2649 | 1233.0296 | 443.2649 | 1233.0296
6685 | 424.6718 | 1248.5731 | 424.6718 | 1248.5731
6686 | 414.2773 | 1264.5378 | 414.2773 | 1264.5378
6687 | 409.279 | 1281.5626 | 409.279 | 1281.5626
6688 | 407.3063 | 1325.54 | 407.3063 | 1325.54
6689 | 406.1952 | 1414.1503 | 406.1952 | 1414.1503
6690 | 400.8766 | 1447.5307 | 400.8766 | 1447.5307
6691 | 423.8782 | 1470.2011 | 423.8782 | 1470.2011
6692 | 458.0219 | 1481.447 | 458.0219 | 1481.447
6693 | 481.4016 | 1494.436 | 481.4016 | 1494.436
6694 | 504.9062 | 1501.6327 | 504.9062 | 1501.6327
6695 | 537.3042 | 1514.7477 | 537.3042 | 1514.7477
6696 | 537.9366 | 1498.6762 | 537.9366 | 1498.6762
6697 | 511.1429 | 1468.2702 | 511.1429 | 1468.2702
6698 | 505.7148 | 1443.863 | 505.7148 | 1443.863
6699 | 509.2678 | 1404.4397 | 509.2678 | 1404.4397
6700 | 511.0724 | 1401.2029 | 511.0724 | 1401.2029
6701 | 523.1677 | 1391.5717 | 523.1677 | 1391.5717
6702 | 525.2694 | 1360.5035 | 525.2694 | 1360.5035
6703 | 511.209 | 1333.3611 | 511.209 | 1333.3611
6704 | 524.7596 | 1305.8101 | 524.7596 | 1305.8101
6705 | 521.5861 | 1280.6183 | 521.5861 | 1280.6183
6706 | 498.8796 | 1256.8062 | 498.8796 | 1256.8062
6707 | 467.7848 | 1249.1416 | 467.7848 | 1249.1416
6708 | 438.3725 | 1264.5468 | 438.3725 | 1264.5468
6709 | 422.4575 | 1295.2884 | 422.4575 | 1295.2884
6710 | 414.0507 | 1319.6306 | 414.0507 | 1319.6306
6711 | 407.6329 | 1341.2335 | 407.6329 | 1341.2335
6712 | 406.0398 | 1385.0241 | 406.0398 | 1385.0241
6713 | 406.9564 | 1467.4991 | 406.9564 | 1467.4991
6714 | 406.2986 | 1487.6747 | 406.2986 | 1487.6747
6715 | 434.1467 | 1493.839 | 434.1467 | 1493.839
6716 | 480.8209 | 1490.4475 | 480.8209 | 1490.4475
6717 | 509.9569 | 1490.1382 | 509.9569 | 1490.1382
6718 | 528.006 | 1485.0643 | 528.006 | 1485.0643
6719 | 560.8775 | 1483.5731 | 560.8775 | 1483.5731
6720 | 552.4459 | 1458.5634 | 552.4459 | 1458.5634
6721 | 522.3604 | 1414.4231 | 522.3604 | 1414.4231
6722 | 519.9162 | 1396.4937 | 519.9162 | 1396.4937
6723 | 522.3615 | 1368.1886 | 522.3615 | 1368.1886
6724 | 526.5622 | 1369.53 | 526.5622 | 1369.53
6725 | 541.3402 | 1359.7119 | 541.3402 | 1359.7119
6726 | 545.3704 | 1326.6194 | 545.3704 | 1326.6194
6727 | 520.9492 | 1288.2964 | 520.9492 | 1288.2964
6728 | 537.0096 | 1232.872 | 537.0096 | 1232.872
6729 | 532.1385 | 1178.4053 | 532.1385 | 1178.4053
6730 | 505.4931 | 1129.367 | 505.4931 | 1129.367
6731 | 472.269 | 1103.2966 | 472.269 | 1103.2966
6732 | 443.1816 | 1130.7232 | 443.1816 | 1130.7232
6733 | 421.9285 | 1175.8531 | 421.9285 | 1175.8531
6734 | 412.6357 | 1195.4926 | 412.6357 | 1195.4926
6735 | 407.8066 | 1185.5472 | 407.8066 | 1185.5472
6736 | 406.6639 | 1187.9792 | 406.6639 | 1187.9792
6737 | 405.0863 | 1239.4353 | 405.0863 | 1239.4353
6738 | 408.1483 | 1239.3676 | 408.1483 | 1239.3676
6739 | 435.2323 | 1231.8288 | 435.2323 | 1231.8288
6740 | 479.0229 | 1215.1078 | 479.0229 | 1215.1078
6741 | 513.3985 | 1201.9362 | 513.3985 | 1201.9362
6742 | 528.9561 | 1184.8098 | 528.9561 | 1184.8098
6743 | 562.8958 | 1175.813 | 562.8958 | 1175.813
6744 | 550.4489 | 1153.3882 | 550.4489 | 1153.3882
6745 | 518.9903 | 1124.7574 | 518.9903 | 1124.7574
6746 | 516.4427 | 1102.5613 | 516.4427 | 1102.5613
6747 | 517.9953 | 1072.9794 | 517.9953 | 1072.9794
6748 | 518.7868 | 1074.8813 | 518.7868 | 1074.8813
6749 | 527.4277 | 1070.1084 | 527.4277 | 1070.1084
6750 | 526.2827 | 1042.9955 | 526.2827 | 1042.9955
6751 | 510.8658 | 1021.3343 | 510.8658 | 1021.3343
6752 | 523.8362 | 1000.6661 | 523.8362 | 1000.6661
6753 | 520.9815 | 978.8066 | 520.9815 | 978.8066
6754 | 497.5195 | 951.5687 | 497.5195 | 951.5687
6755 | 464.6306 | 935.1529 | 464.6306 | 935.1529
6756 | 434.1503 | 946.4782 | 434.1503 | 946.4782
6757 | 415.7821 | 972.2369 | 415.7821 | 972.2369
6758 | 405.7126 | 994.181 | 405.7126 | 994.181
6759 | 401.8091 | 1012.6384 | 401.8091 | 1012.6384
6760 | 400.0439 | 1057.4879 | 400.0439 | 1057.4879
6761 | 397.8848 | 1150.7386 | 397.8848 | 1150.7386
6762 | 398.7574 | 1190.3477 | 398.7574 | 1190.3477
6763 | 427.805 | 1220.368 | 427.805 | 1220.368
6764 | 468.7536 | 1244.1024 | 468.7536 | 1244.1024
6765 | 497.3396 | 1263.8495 | 497.3396 | 1263.8495
6766 | 518.0492 | 1269.6136 | 518.0492 | 1269.6136
6767 | 547.8819 | 1268.3404 | 547.8819 | 1268.3404
6768 | 542.8888 | 1231.1224 | 542.8888 | 1231.1224
6769 | 513.2616 | 1191.6847 | 513.2616 | 1191.6847
6770 | 506.425 | 1153.481 | 506.425 | 1153.481
6771 | 506.3552 | 1106.9569 | 506.3552 | 1106.9569
6772 | 512.3052 | 1088.8024 | 512.3052 | 1088.8024
6773 | 522.8008 | 1065.2189 | 522.8008 | 1065.2189
6774 | 518.9664 | 1031.3167 | 518.9664 | 1031.3167
6775 | 505.3691 | 997.6964 | 505.3691 | 997.6964
6776 | 515.9954 | 960.7401 | 515.9954 | 960.7401
6777 | 517.865 | 924.212 | 517.865 | 924.212
6778 | 499.0042 | 885.1708 | 499.0042 | 885.1708
6779 | 467.2957 | 862.4639 | 467.2957 | 862.4639
6780 | 436.6286 | 877.9936 | 436.6286 | 877.9936
6781 | 418.1114 | 908.5484 | 418.1114 | 908.5484
6782 | 407.2248 | 922.3953 | 407.2248 | 922.3953
6783 | 402.3381 | 925.8726 | 402.3381 | 925.8726
6784 | 399.7147 | 957.8287 | 399.7147 | 957.8287
6785 | 395.9697 | 1042.0478 | 395.9697 | 1042.0478
6786 | 394.8157 | 1070.819 | 394.8157 | 1070.819
6787 | 419.8705 | 1084.2397 | 419.8705 | 1084.2397
6788 | 455.5239 | 1088.6963 | 455.5239 | 1088.6963
6789 | 482.0653 | 1093.7126 | 482.0653 | 1093.7126
6790 | 502.3115 | 1091.099 | 502.3115 | 1091.099
6791 | 530.8017 | 1090.947 | 530.8017 | 1090.947
6792 | 533.8525 | 1061.4838 | 533.8525 | 1061.4838
6793 | 504.3649 | 1027.8699 | 504.3649 | 1027.8699
6794 | 499.1336 | 1006.5459 | 499.1336 | 1006.5459
6795 | 505.1751 | 964.4443 | 505.1751 | 964.4443
6796 | 507.0659 | 939.2202 | 507.0659 | 939.2202
6797 | 515.0823 | 912.5846 | 515.0823 | 912.5846
6798 | 511.1249 | 876.1598 | 511.1249 | 876.1598
6799 | 501.0262 | 844.9375 | 501.0262 | 844.9375
6800 | 507.3795 | 816.4211 | 507.3795 | 816.4211
6801 | 511.9841 | 787.5543 | 511.9841 | 787.5543
6802 | 496.7386 | 753.6518 | 496.7386 | 753.6518
6803 | 469.0218 | 737.5785 | 469.0218 | 737.5785
6804 | 439.6484 | 742.0211 | 439.6484 | 742.0211
6805 | 421.9255 | 758.0319 | 421.9255 | 758.0319
6806 | 410.0677 | 768.5775 | 410.0677 | 768.5775
6807 | 403.7181 | 778.813 | 403.7181 | 778.813
6808 | 402.088 | 824.0051 | 402.088 | 824.0051
6809 | 398.6654 | 914.6397 | 398.6654 | 914.6397
6810 | 391.7056 | 947.7398 | 391.7056 | 947.7398
6811 | 410.5721 | 967.7319 | 410.5721 | 967.7319
6812 | 443.5396 | 970.7559 | 443.5396 | 970.7559
6813 | 470.6621 | 975.5853 | 470.6621 | 975.5853
6814 | 487.1879 | 972.2243 | 487.1879 | 972.2243
6815 | 515.0324 | 971.8854 | 515.0324 | 971.8854
6816 | 511.2172 | 951.9521 | 511.2172 | 951.9521
6817 | 492.7616 | 925.3455 | 492.7616 | 925.3455
6818 | 491.0338 | 919.1884 | 491.0338 | 919.1884
6819 | 494.0269 | 897.1432 | 494.0269 | 897.1432
6820 | 494.1445 | 893.5638 | 494.1445 | 893.5638
6821 | 501.6193 | 885.1783 | 501.6193 | 885.1783
6822 | 500.8507 | 856.9442 | 500.8507 | 856.9442
6823 | 489.9549 | 830.1755 | 489.9549 | 830.1755
6824 | 500.8516 | 804.3686 | 500.8516 | 804.3686
6825 | 503.787 | 774.2561 | 503.787 | 774.2561
6826 | 487.7835 | 739.4192 | 487.7835 | 739.4192
6827 | 461.0551 | 720.7921 | 461.0551 | 720.7921
6828 | 433.0325 | 736.3219 | 433.0325 | 736.3219
6829 | 413.8886 | 760.243 | 413.8886 | 760.243
6830 | 403.9609 | 773.5293 | 403.9609 | 773.5293
6831 | 395.3834 | 786.2563 | 395.3834 | 786.2563
6832 | 395.383 | 836.2445 | 395.383 | 836.2445
6833 | 387.5389 | 936.8762 | 387.5389 | 936.8762
6834 | 382.3677 | 976.5476 | 382.3677 | 976.5476
6835 | 400.1634 | 994.0481 | 400.1634 | 994.0481
6836 | 433.2346 | 998.9096 | 433.2346 | 998.9096
6837 | 454.7486 | 1016.1964 | 454.7486 | 1016.1964
6838 | 472.2292 | 1035.1653 | 472.2292 | 1035.1653
6839 | 508.3972 | 1059.5232 | 508.3972 | 1059.5232
6840 | 504.9974 | 1061.3903 | 504.9974 | 1061.3903
6841 | 486.9654 | 1048.5181 | 486.9654 | 1048.5181
6842 | 485.2191 | 1041.0841 | 485.2191 | 1041.0841
6843 | 483.6079 | 1015.0525 | 483.6079 | 1015.0525
6844 | 490.2281 | 1010.6011 | 490.2281 | 1010.6011
6845 | 495.267 | 1007.8214 | 495.267 | 1007.8214
6846 | 491.6044 | 985.3489 | 491.6044 | 985.3489
6847 | 481.286 | 969.5115 | 481.286 | 969.5115
6848 | 492.4322 | 954.8851 | 492.4322 | 954.8851
6849 | 493.3887 | 945.6076 | 493.3887 | 945.6076
6850 | 474.8043 | 937.1493 | 474.8043 | 937.1493
6851 | 446.1458 | 937.6443 | 446.1458 | 937.6443
6852 | 419.5229 | 963.4203 | 419.5229 | 963.4203
6853 | 402.6745 | 1004.6572 | 402.6745 | 1004.6572
6854 | 391.8548 | 1043.7615 | 391.8548 | 1043.7615
6855 | 389.1575 | 1073.4928 | 389.1575 | 1073.4928
6856 | 389.737 | 1125.9725 | 389.737 | 1125.9725
6857 | 383.7335 | 1224.9224 | 383.7335 | 1224.9224
6858 | 380.6264 | 1264.0021 | 380.6264 | 1264.0021
6859 | 400.7868 | 1287.0773 | 400.7868 | 1287.0773
6860 | 435.8674 | 1296.4858 | 435.8674 | 1296.4858
6861 | 462.7125 | 1308.883 | 462.7125 | 1308.883
6862 | 482.2171 | 1315.1454 | 482.2171 | 1315.1454
6863 | 515.6758 | 1324.8347 | 515.6758 | 1324.8347
6864 | 510.275 | 1324.3349 | 510.275 | 1324.3349
6865 | 488.6468 | 1315.3867 | 488.6468 | 1315.3867
6866 | 485.995 | 1314.1503 | 485.995 | 1314.1503
6867 | 486.1578 | 1286.8107 | 486.1578 | 1286.8107
6868 | 497.5568 | 1292.6678 | 497.5568 | 1292.6678
6869 | 501.5731 | 1298.982 | 501.5731 | 1298.982
6870 | 498.5019 | 1285.1674 | 498.5019 | 1285.1674
6871 | 488.421 | 1270.7938 | 488.421 | 1270.7938
6872 | 503.9403 | 1252.5547 | 503.9403 | 1252.5547
6873 | 508.1374 | 1230.5395 | 508.1374 | 1230.5395
6874 | 492.2348 | 1203.4885 | 492.2348 | 1203.4885
6875 | 456.0432 | 1191.8065 | 456.0432 | 1191.8065
6876 | 426.8825 | 1223.7488 | 426.8825 | 1223.7488
6877 | 407.8932 | 1295.2884 | 407.8932 | 1295.2884
6878 | 398.9199 | 1357.7191 | 398.9199 | 1357.7191
6879 | 394.9852 | 1399.067 | 394.9852 | 1399.067
6880 | 393.2581 | 1450.1763 | 393.2581 | 1450.1763
6881 | 387.1612 | 1537.2294 | 387.1612 | 1537.2294
6882 | 389.1671 | 1561.298 | 389.1671 | 1561.298
6883 | 419.2928 | 1571.1061 | 419.2928 | 1571.1061
6884 | 463.2984 | 1569.8323 | 463.2984 | 1569.8323
6885 | 490.5607 | 1572.6062 | 490.5607 | 1572.6062
6886 | 508.1763 | 1570.4598 | 508.1763 | 1570.4598
6887 | 547.089 | 1557.1963 | 547.089 | 1557.1963
6888 | 540.7813 | 1499.2057 | 540.7813 | 1499.2057
6889 | 511.1713 | 1426.4133 | 511.1713 | 1426.4133
6890 | 507.2063 | 1392.6942 | 507.2063 | 1392.6942
6891 | 511.6647 | 1350.3434 | 511.6647 | 1350.3434
6892 | 513.1236 | 1338.511 | 513.1236 | 1338.511
6893 | 526.8769 | 1327.6341 | 526.8769 | 1327.6341
6894 | 524.2996 | 1302.0783 | 524.2996 | 1302.0783
6895 | 506.0052 | 1283.0332 | 506.0052 | 1283.0332
6896 | 513.0405 | 1264.0467 | 513.0405 | 1264.0467
6897 | 516.908 | 1242.1872 | 516.908 | 1242.1872
6898 | 493.528 | 1212.9873 | 493.528 | 1212.9873
6899 | 461.8925 | 1195.1077 | 461.8925 | 1195.1077
6900 | 433.6538 | 1206.433 | 433.6538 | 1206.433
6901 | 412.8035 | 1255.2379 | 412.8035 | 1255.2379
6902 | 401.0317 | 1303.5606 | 401.0317 | 1303.5606
6903 | 396.2002 | 1334.5377 | 396.2002 | 1334.5377
6904 | 394.6062 | 1385.4601 | 394.6062 | 1385.4601
6905 | 389.4591 | 1482.5103 | 389.4591 | 1482.5103
6906 | 390.8241 | 1523.6455 | 390.8241 | 1523.6455
6907 | 420.8319 | 1550.9251 | 420.8319 | 1550.9251
6908 | 464.4938 | 1562.9807 | 464.4938 | 1562.9807
6909 | 491.5581 | 1571.8899 | 491.5581 | 1571.8899
6910 | 509.4685 | 1566.6915 | 509.4685 | 1566.6915
6911 | 541.9738 | 1551.4348 | 541.9738 | 1551.4348
6912 | 540.4983 | 1499.7351 | 540.4983 | 1499.7351
6913 | 512.0602 | 1450.7675 | 512.0602 | 1450.7675
6914 | 509.6942 | 1398.954 | 509.6942 | 1398.954
6915 | 509.5078 | 1325.8957 | 509.5078 | 1325.8957
6916 | 515.3098 | 1303.0074 | 515.3098 | 1303.0074
6917 | 525.6784 | 1289.5144 | 525.6784 | 1289.5144
6918 | 526.3489 | 1260.4706 | 526.3489 | 1260.4706
6919 | 501.6034 | 1225.5111 | 501.6034 | 1225.5111
6920 | 505.3726 | 1195.0327 | 505.3726 | 1195.0327
6921 | 514.19 | 1169.5294 | 514.19 | 1169.5294
6922 | 495.7669 | 1140.7966 | 495.7669 | 1140.7966
6923 | 464.8264 | 1121.4221 | 464.8264 | 1121.4221
6924 | 436.6449 | 1130.5986 | 436.6449 | 1130.5986
6925 | 415.1769 | 1163.9874 | 415.1769 | 1163.9874
6926 | 404.9031 | 1183.7204 | 404.9031 | 1183.7204
6927 | 399.8461 | 1194.1116 | 399.8461 | 1194.1116
6928 | 398.0874 | 1232.5455 | 398.0874 | 1232.5455
6929 | 391.8546 | 1319.9412 | 391.8546 | 1319.9412
6930 | 393.349 | 1352.9479 | 393.349 | 1352.9479
6931 | 422.8397 | 1374.2169 | 422.8397 | 1374.2169
6932 | 467.2673 | 1384.4039 | 467.2673 | 1384.4039
6933 | 492.9717 | 1400.1023 | 492.9717 | 1400.1023
6934 | 511.7946 | 1410.7871 | 511.7946 | 1410.7871
6935 | 546.9647 | 1411.725 | 546.9647 | 1411.725
6936 | 542.6193 | 1366.7212 | 542.6193 | 1366.7212
6937 | 511.2292 | 1316.975 | 511.2292 | 1316.975
6938 | 504.3341 | 1297.1148 | 504.3341 | 1297.1148
6939 | 513.546 | 1270.616 | 513.546 | 1270.616
6940 | 514.5796 | 1272.0819 | 514.5796 | 1272.0819
6941 | 523.0246 | 1266.0945 | 523.0246 | 1266.0945
6942 | 524.6414 | 1239.6356 | 524.6414 | 1239.6356
6943 | 500.8997 | 1211.6211 | 500.8997 | 1211.6211
6944 | 511.985 | 1179.5855 | 511.985 | 1179.5855
6945 | 515.4061 | 1142.8083 | 515.4061 | 1142.8083
6946 | 497.1879 | 1102.0853 | 497.1879 | 1102.0853
6947 | 469.257 | 1070.5025 | 469.257 | 1070.5025
6948 | 439.1504 | 1062.3009 | 439.1504 | 1062.3009
6949 | 418.818 | 1072.9238 | 418.818 | 1072.9238
6950 | 407.536 | 1086.3347 | 407.536 | 1086.3347
6951 | 400.6836 | 1100.432 | 400.6836 | 1100.432
6952 | 399.0322 | 1146.1535 | 399.0322 | 1146.1535
6953 | 387.1712 | 1238.3141 | 387.1712 | 1238.3141
6954 | 387.898 | 1270.6668 | 387.898 | 1270.6668
6955 | 407.5529 | 1289.1017 | 407.5529 | 1289.1017
6956 | 439.3556 | 1296.8595 | 439.3556 | 1296.8595
6957 | 463.7109 | 1305.5195 | 463.7109 | 1305.5195
6958 | 478.871 | 1306.7366 | 478.871 | 1306.7366
6959 | 512.1591 | 1291.8537 | 512.1591 | 1291.8537
6960 | 514.3655 | 1257.6255 | 514.3655 | 1257.6255
6961 | 489.9024 | 1232.6073 | 489.9024 | 1232.6073
6962 | 484.377 | 1218.0103 | 484.377 | 1218.0103
6963 | 486.658 | 1186.4351 | 486.658 | 1186.4351
6964 | 489.3642 | 1187.1848 | 489.3642 | 1187.1848
6965 | 503.4437 | 1177.9895 | 503.4437 | 1177.9895
6966 | 495.4527 | 1144.0873 | 495.4527 | 1144.0873
6967 | 484.5001 | 1113.1142 | 484.5001 | 1113.1142
6968 | 489.0246 | 1089.6119 | 489.0246 | 1089.6119
6969 | 498.217 | 1069.9325 | 498.217 | 1069.9325
6970 | 483.5075 | 1044.4698 | 483.5075 | 1044.4698
6971 | 454.4046 | 1029.798 | 454.4046 | 1029.798
6972 | 429.3655 | 1055.0756 | 429.3655 | 1055.0756
6973 | 411.2546 | 1117.5213 | 411.2546 | 1117.5213
6974 | 401.5309 | 1178.1768 | 401.5309 | 1178.1768
6975 | 395.7003 | 1222.4211 | 395.7003 | 1222.4211
6976 | 395.0204 | 1280.3197 | 395.0204 | 1280.3197
6977 | 382.9256 | 1367.8088 | 382.9256 | 1367.8088
6978 | 383.3549 | 1386.8009 | 383.3549 | 1386.8009
6979 | 403.6728 | 1391.9998 | 403.6728 | 1391.9998
6980 | 432.4449 | 1385.525 | 432.4449 | 1385.525
6981 | 458.2772 | 1380.3262 | 458.2772 | 1380.3262
6982 | 477.2572 | 1367.373 | 477.2572 | 1367.373
6983 | 515.5872 | 1352.3967 | 515.5872 | 1352.3967
6984 | 516.5968 | 1311.6907 | 516.5968 | 1311.6907
6985 | 494.7621 | 1260.5119 | 494.7621 | 1260.5119
6986 | 484.663 | 1226.5748 | 484.663 | 1226.5748
6987 | 488.9124 | 1193.5047 | 488.9124 | 1193.5047
6988 | 494.271 | 1191.0466 | 494.271 | 1191.0466
6989 | 502.1331 | 1179.7647 | 502.1331 | 1179.7647
6990 | 493.6761 | 1152.1846 | 493.6761 | 1152.1846
6991 | 482.6233 | 1123.0802 | 482.6233 | 1123.0802
6992 | 491.5247 | 1094.7195 | 491.5247 | 1094.7195
6993 | 499.7373 | 1071.3651 | 499.7373 | 1071.3651
6994 | 485.2016 | 1049.079 | 485.2016 | 1049.079
6995 | 460.3577 | 1036.6807 | 460.3577 | 1036.6807
6996 | 434.424 | 1052.1481 | 434.424 | 1052.1481
6997 | 414.6588 | 1092.2951 | 414.6588 | 1092.2951
6998 | 403.5758 | 1135.9151 | 403.5758 | 1135.9151
6999 | 399.5318 | 1169.01 | 399.5318 | 1169.01
7000 | 395.6819 | 1226.5349 | 395.6819 | 1226.5349
7001 | 384.3585 | 1328.5057 | 384.3585 | 1328.5057
7002 | 385.3569 | 1368.9868 | 385.3569 | 1368.9868
7003 | 405.2663 | 1392.5915 | 405.2663 | 1392.5915
7004 | 436.853 | 1400.5674 | 436.853 | 1400.5674
7005 | 460.5184 | 1414.8021 | 460.5184 | 1414.8021
7006 | 481.1138 | 1418.8221 | 481.1138 | 1418.8221
7007 | 508.6436 | 1399.9217 | 508.6436 | 1399.9217
7008 | 506.0801 | 1366.6901 | 506.0801 | 1366.6901
7009 | 495.5983 | 1340.3015 | 495.5983 | 1340.3015
7010 | 485.6155 | 1332.7118 | 485.6155 | 1332.7118
7011 | 488.5521 | 1311.632 | 488.5521 | 1311.632
7012 | 494.1922 | 1318.7972 | 494.1922 | 1318.7972
7013 | 502.0302 | 1321.1562 | 502.0302 | 1321.1562
7014 | 499.0477 | 1308.9922 | 499.0477 | 1308.9922
7015 | 482.8587 | 1298.2935 | 482.8587 | 1298.2935
7016 | 491.0511 | 1284.4145 | 491.0511 | 1284.4145
7017 | 498.0198 | 1271.8981 | 498.0198 | 1271.8981
7018 | 484.1368 | 1256.339 | 484.1368 | 1256.339
7019 | 454.4679 | 1244.657 | 454.4679 | 1244.657
7020 | 430.2819 | 1255.1726 | 430.2819 | 1255.1726
7021 | 409.1802 | 1288.8728 | 409.1802 | 1288.8728
7022 | 399.6878 | 1338.0053 | 399.6878 | 1338.0053
7023 | 395.3391 | 1379.1974 | 395.3391 | 1379.1974
7024 | 392.6714 | 1436.0995 | 392.6714 | 1436.0995
7025 | 383.1512 | 1528.3224 | 383.1512 | 1528.3224
7026 | 383.8321 | 1550.5534 | 383.8321 | 1550.5534
7027 | 405.7096 | 1549.8039 | 405.7096 | 1549.8039
7028 | 440.7858 | 1542.1769 | 440.7858 | 1542.1769
7029 | 461.9132 | 1549.778 | 461.9132 | 1549.778
7030 | 484.5014 | 1551.9917 | 484.5014 | 1551.9917
7031 | 515.3544 | 1546.5764 | 515.3544 | 1546.5764
7032 | 509.9769 | 1517.7049 | 509.9769 | 1517.7049
7033 | 492.6686 | 1467.149 | 492.6686 | 1467.149
7034 | 484.3453 | 1431.1876 | 484.3453 | 1431.1876
7035 | 485.138 | 1389.7088 | 485.138 | 1389.7088
7036 | 489.6647 | 1382.5791 | 489.6647 | 1382.5791
7037 | 500.9655 | 1365.2554 | 500.9655 | 1365.2554
7038 | 497.3729 | 1331.1975 | 497.3729 | 1331.1975
7039 | 481.7746 | 1298.3246 | 481.7746 | 1298.3246
7040 | 485.1954 | 1259.6866 | 485.1954 | 1259.6866
7041 | 501.8355 | 1212.85 | 501.8355 | 1212.85
7042 | 485.1819 | 1165.4623 | 485.1819 | 1165.4623
7043 | 452.669 | 1131.2635 | 452.669 | 1131.2635
7044 | 424.7702 | 1121.9095 | 424.7702 | 1121.9095
7045 | 407.2753 | 1131.1621 | 407.2753 | 1131.1621
7046 | 397.6346 | 1144.5107 | 397.6346 | 1144.5107
7047 | 393.7318 | 1150.0436 | 393.7318 | 1150.0436
7048 | 390.1348 | 1183.4634 | 390.1348 | 1183.4634
7049 | 383.6454 | 1270.2051 | 383.6454 | 1270.2051
7050 | 385.8302 | 1306.2015 | 385.8302 | 1306.2015
7051 | 417.5844 | 1335.6612 | 417.5844 | 1335.6612
7052 | 457.5166 | 1357.4959 | 457.5166 | 1357.4959
7053 | 493.0414 | 1375.8415 | 493.0414 | 1375.8415
7054 | 510.1402 | 1371.6397 | 510.1402 | 1371.6397
7055 | 549.4741 | 1366.5358 | 549.4741 | 1366.5358
7056 | 542.0439 | 1365.9115 | 542.0439 | 1365.9115
7057 | 511.4929 | 1365.8703 | 511.4929 | 1365.8703
7058 | 505.2393 | 1372.9804 | 505.2393 | 1372.9804
7059 | 507.6231 | 1356.6344 | 507.6231 | 1356.6344
7060 | 512.7493 | 1361.4949 | 512.7493 | 1361.4949
7061 | 524.1003 | 1355.0092 | 524.1003 | 1355.0092
7062 | 524.5269 | 1324.9999 | 524.5269 | 1324.9999
7063 | 501.9643 | 1291.9402 | 501.9643 | 1291.9402
7064 | 498.762 | 1253.9562 | 498.762 | 1253.9562
7065 | 505.5503 | 1212.9123 | 505.5503 | 1212.9123
7066 | 493.2826 | 1165.836 | 493.2826 | 1165.836
7067 | 450.6261 | 1131.9175 | 450.6261 | 1131.9175
7068 | 423.8306 | 1132.9655 | 423.8306 | 1132.9655
7069 | 400.7729 | 1178.002 | 400.7729 | 1178.002
7070 | 389.6353 | 1228.0064 | 389.6353 | 1228.0064
7071 | 384.7507 | 1257.6444 | 384.7507 | 1257.6444
7072 | 382.7649 | 1316.7264 | 382.7649 | 1316.7264
7073 | 372.6334 | 1427.7912 | 372.6334 | 1427.7912
7074 | 377.3411 | 1469.4869 | 377.3411 | 1469.4869
7075 | 407.453 | 1484.2468 | 407.453 | 1484.2468
7076 | 455.1803 | 1488.2052 | 455.1803 | 1488.2052
7077 | 480.7352 | 1500.8516 | 480.7352 | 1500.8516
7078 | 498.5654 | 1499.5149 | 498.5654 | 1499.5149
7079 | 532.769 | 1479.9293 | 532.769 | 1479.9293
7080 | 528.9332 | 1443.9571 | 528.9332 | 1443.9571
7081 | 497.246 | 1406.388 | 497.246 | 1406.388
7082 | 492.1064 | 1386.6524 | 492.1064 | 1386.6524
7083 | 496.6862 | 1354.8592 | 496.6862 | 1354.8592
7084 | 502.0751 | 1354.5188 | 502.0751 | 1354.5188
7085 | 512.1358 | 1345.9464 | 512.1358 | 1345.9464
7086 | 508.3829 | 1316.9337 | 508.3829 | 1316.9337
7087 | 489.2822 | 1286.5212 | 489.2822 | 1286.5212
7088 | 490.7626 | 1251.5893 | 490.7626 | 1251.5893
7089 | 503.4595 | 1219.4836 | 503.4595 | 1219.4836
7090 | 488.0406 | 1183.5255 | 488.0406 | 1183.5255
7091 | 453.1988 | 1155.3374 | 453.1988 | 1155.3374
7092 | 422.6411 | 1146.8866 | 422.6411 | 1146.8866
7093 | 398.1903 | 1151.0317 | 398.1903 | 1151.0317
7094 | 387.4903 | 1161.3282 | 387.4903 | 1161.3282
7095 | 383.9622 | 1169.5083 | 383.9622 | 1169.5083
7096 | 381.8302 | 1206.2604 | 381.8302 | 1206.2604
7097 | 373.8001 | 1288.9846 | 373.8001 | 1288.9846
7098 | 381.437 | 1311.7139 | 381.437 | 1311.7139
7099 | 413.8711 | 1320.2452 | 413.8711 | 1320.2452
7100 | 455.6595 | 1318.6599 | 455.6595 | 1318.6599
7101 | 480.5412 | 1322.555 | 480.5412 | 1322.555
7102 | 504.5283 | 1315.7994 | 504.5283 | 1315.7994
7103 | 536.339 | 1293.1617 | 536.339 | 1293.1617
7104 | 531.6841 | 1259.3384 | 531.6841 | 1259.3384
7105 | 497.8809 | 1242.0438 | 497.8809 | 1242.0438
7106 | 494.561 | 1237.3504 | 494.561 | 1237.3504
7107 | 495.9598 | 1216.6132 | 495.9598 | 1216.6132
7108 | 492.3424 | 1224.1209 | 492.3424 | 1224.1209
7109 | 506.2141 | 1223.2099 | 506.2141 | 1223.2099
7110 | 499.6489 | 1200.0522 | 499.6489 | 1200.0522
7111 | 478.9315 | 1174.6226 | 478.9315 | 1174.6226
7112 | 477.3417 | 1146.4488 | 477.3417 | 1146.4488
7113 | 492.4813 | 1117.2083 | 492.4813 | 1117.2083
7114 | 478.8302 | 1082.3091 | 478.8302 | 1082.3091
7115 | 444.6887 | 1055.1799 | 444.6887 | 1055.1799
7116 | 417.6562 | 1052.0235 | 417.6562 | 1052.0235
7117 | 398.3464 | 1066.2591 | 398.3464 | 1066.2591
7118 | 388.2035 | 1084.4038 | 388.2035 | 1084.4038
7119 | 384.089 | 1103.048 | 384.089 | 1103.048
7120 | 378.6857 | 1154.7491 | 378.6857 | 1154.7491
7121 | 367.4791 | 1254.5399 | 367.4791 | 1254.5399
7122 | 374.0572 | 1294.2736 | 374.0572 | 1294.2736
7123 | 400.2233 | 1313.2067 | 400.2233 | 1313.2067
7124 | 436.0507 | 1314.2376 | 436.0507 | 1314.2376
7125 | 458.877 | 1316.8557 | 458.877 | 1316.8557
7126 | 481.5275 | 1305.2418 | 481.5275 | 1305.2418
7127 | 514.6709 | 1289.7359 | 514.6709 | 1289.7359
7128 | 515.3049 | 1252.954 | 515.3049 | 1252.954
7129 | 493.0609 | 1206.7893 | 493.0609 | 1206.7893
7130 | 482.2194 | 1171.3262 | 482.2194 | 1171.3262
7131 | 483.0024 | 1130.19 | 483.0024 | 1130.19
7132 | 484.3347 | 1130.2856 | 484.3347 | 1130.2856
7133 | 494.5145 | 1130.558 | 494.5145 | 1130.558
7134 | 492.5576 | 1114.6878 | 492.5576 | 1114.6878
7135 | 474.2416 | 1106.1381 | 474.2416 | 1106.1381
7136 | 475.0308 | 1094.6572 | 475.0308 | 1094.6572
7137 | 487.2484 | 1082.0473 | 487.2484 | 1082.0473
7138 | 470.7949 | 1066.6751 | 470.7949 | 1066.6751
7139 | 441.4461 | 1058.9171 | 441.4461 | 1058.9171
7140 | 415.2817 | 1071.4571 | 415.2817 | 1071.4571
7141 | 394.4311 | 1104.0362 | 394.4311 | 1104.0362
7142 | 384.8301 | 1155.8158 | 384.8301 | 1155.8158
7143 | 380.1212 | 1198.2226 | 380.1212 | 1198.2226
7144 | 374.7394 | 1261.4779 | 374.7394 | 1261.4779
7145 | 363.5626 | 1365.0059 | 363.5626 | 1365.0059
7146 | 368.2741 | 1397.8257 | 368.2741 | 1397.8257
7147 | 387.3139 | 1409.9385 | 387.3139 | 1409.9385
7148 | 418.3781 | 1408.2909 | 418.3781 | 1408.2909
7149 | 439.6317 | 1418.3524 | 439.6317 | 1418.3524
7150 | 457.3434 | 1422.497 | 457.3434 | 1422.497
7151 | 495.5876 | 1426.7362 | 495.5876 | 1426.7362
7152 | 495.0824 | 1408.3601 | 495.0824 | 1408.3601
7153 | 477.0788 | 1375.2134 | 477.0788 | 1375.2134
7154 | 470.3464 | 1352.6125 | 470.3464 | 1352.6125
7155 | 469.7023 | 1321.4422 | 469.7023 | 1321.4422
7156 | 473.106 | 1322.5656 | 473.106 | 1322.5656
7157 | 478.695 | 1313.3392 | 478.695 | 1313.3392
7158 | 471.9107 | 1284.5445 | 471.9107 | 1284.5445
7159 | 458.1667 | 1255.9383 | 458.1667 | 1255.9383
7160 | 460.1906 | 1225.8959 | 460.1906 | 1225.8959
7161 | 473.6761 | 1195.8768 | 473.6761 | 1195.8768
7162 | 466.3329 | 1160.1679 | 466.3329 | 1160.1679
7163 | 438.072 | 1131.4815 | 438.072 | 1131.4815
7164 | 411.6857 | 1131.8755 | 411.6857 | 1131.8755
7165 | 392.2888 | 1158.5061 | 392.2888 | 1158.5061
7166 | 381.5077 | 1179.298 | 381.5077 | 1179.298
7167 | 374.7239 | 1199.406 | 374.7239 | 1199.406
7168 | 371.871 | 1253.3183 | 371.871 | 1253.3183
7169 | 360.8241 | 1356.4725 | 360.8241 | 1356.4725
7170 | 363.0425 | 1399.4763 | 363.0425 | 1399.4763
7171 | 384.5745 | 1425.4791 | 384.5745 | 1425.4791
7172 | 416.5132 | 1438.3444 | 416.5132 | 1438.3444
7173 | 442.1842 | 1455.1329 | 442.1842 | 1455.1329
7174 | 458.7998 | 1462.0493 | 458.7998 | 1462.0493
7175 | 491.2819 | 1459.9975 | 491.2819 | 1459.9975
7176 | 492.2885 | 1419.9143 | 492.2885 | 1419.9143
7177 | 472.1724 | 1383.2796 | 472.1724 | 1383.2796
7178 | 469.7635 | 1341.868 | 469.7635 | 1341.868
7179 | 469.0615 | 1276.6267 | 469.0615 | 1276.6267
7180 | 470.6845 | 1247.0114 | 470.6845 | 1247.0114
7181 | 477.8334 | 1238.1588 | 477.8334 | 1238.1588
7182 | 475.8658 | 1216.1222 | 475.8658 | 1216.1222
7183 | 456.7542 | 1194.6168 | 456.7542 | 1194.6168
7184 | 458.1282 | 1175.1631 | 458.1282 | 1175.1631
7185 | 474.3055 | 1149.5041 | 474.3055 | 1149.5041
7186 | 463.6736 | 1112.9855 | 463.6736 | 1112.9855
7187 | 433.1413 | 1084.6105 | 433.1413 | 1084.6105
7188 | 405.6077 | 1077.4989 | 405.6077 | 1077.4989
7189 | 389.1059 | 1089.3676 | 389.1059 | 1089.3676
7190 | 377.8763 | 1098.2315 | 377.8763 | 1098.2315
7191 | 374.2622 | 1108.8407 | 374.2622 | 1108.8407
7192 | 369.5585 | 1150.825 | 369.5585 | 1150.825
7193 | 359.2777 | 1242.7053 | 359.2777 | 1242.7053
7194 | 364.4596 | 1276.9578 | 364.4596 | 1276.9578
7195 | 390.8742 | 1297.8841 | 390.8742 | 1297.8841
7196 | 424.0056 | 1307.7597 | 424.0056 | 1307.7597
7197 | 450.6731 | 1325.0465 | 450.6731 | 1325.0465
7198 | 469.6921 | 1332.8038 | 469.6921 | 1332.8038
7199 | 507.8402 | 1309.7301 | 507.8402 | 1309.7301
7200 | 502.8166 | 1260.4596 | 502.8166 | 1260.4596
7201 | 478.5409 | 1225.7246 | 478.5409 | 1225.7246
7202 | 474.0471 | 1209.1344 | 474.0471 | 1209.1344
7203 | 476.1077 | 1170.2717 | 476.1077 | 1170.2717
7204 | 474.0158 | 1152.3975 | 474.0158 | 1152.3975
7205 | 483.3708 | 1123.6753 | 483.3708 | 1123.6753
7206 | 480.2223 | 1084.7901 | 480.2223 | 1084.7901
7207 | 466.3975 | 1056.2773 | 466.3975 | 1056.2773
7208 | 462.0643 | 1034.7371 | 462.0643 | 1034.7371
7209 | 475.6158 | 1017.736 | 475.6158 | 1017.736
7210 | 469.6203 | 998.2528 | 469.6203 | 998.2528
7211 | 432.9229 | 986.7888 | 432.9229 | 986.7888
7212 | 403.826 | 991.0757 | 403.826 | 991.0757
7213 | 384.4013 | 1005.4981 | 384.4013 | 1005.4981
7214 | 375.3214 | 1021.6496 | 375.3214 | 1021.6496
7215 | 370.442 | 1032.9129 | 370.442 | 1032.9129
7216 | 366.9414 | 1070.0076 | 366.9414 | 1070.0076
7217 | 358.5274 | 1152.6383 | 358.5274 | 1152.6383
7218 | 365.6633 | 1180.0704 | 365.6633 | 1180.0704
7219 | 399.7651 | 1193.3977 | 399.7651 | 1193.3977
7220 | 445.4739 | 1193.3385 | 445.4739 | 1193.3385
7221 | 475.0487 | 1193.6209 | 475.0487 | 1193.6209
7222 | 493.4934 | 1184.5295 | 493.4934 | 1184.5295
7223 | 532.9457 | 1179.5814 | 532.9457 | 1179.5814
7224 | 526.1108 | 1159.6792 | 526.1108 | 1159.6792
7225 | 500.1142 | 1130.3632 | 500.1142 | 1130.3632
7226 | 494.6912 | 1106.828 | 494.6912 | 1106.828
7227 | 493.8584 | 1078.9589 | 493.8584 | 1078.9589
7228 | 497.5925 | 1089.6122 | 497.5925 | 1089.6122
7229 | 505.8226 | 1095.7395 | 505.8226 | 1095.7395
7230 | 499.9255 | 1084.0738 | 499.9255 | 1084.0738
7231 | 471.6486 | 1073.4686 | 471.6486 | 1073.4686
7232 | 466.5845 | 1067.4066 | 466.5845 | 1067.4066
7233 | 480.1542 | 1063.0186 | 480.1542 | 1063.0186
7234 | 468.9864 | 1051.5705 | 468.9864 | 1051.5705
7235 | 434.6894 | 1046.958 | 434.6894 | 1046.958
7236 | 403.4993 | 1064.3564 | 403.4993 | 1064.3564
7237 | 382.1302 | 1094.7865 | 382.1302 | 1094.7865
7238 | 372.9796 | 1128.8455 | 372.9796 | 1128.8455
7239 | 368.7282 | 1156.5526 | 368.7282 | 1156.5526
7240 | 363.6254 | 1222.3305 | 363.6254 | 1222.3305
7241 | 354.4084 | 1351.6453 | 354.4084 | 1351.6453
7242 | 364.1728 | 1418.5984 | 364.1728 | 1418.5984
7243 | 389.4613 | 1456.3423 | 389.4613 | 1456.3423
7244 | 434.2793 | 1464.5673 | 434.2793 | 1464.5673
7245 | 460.675 | 1462.2648 | 460.675 | 1462.2648
7246 | 484.9687 | 1440.0308 | 484.9687 | 1440.0308
7247 | 518.4275 | 1414.2165 | 518.4275 | 1414.2165
7248 | 520.7318 | 1369.0881 | 520.7318 | 1369.0881
7249 | 487.5248 | 1317.3488 | 487.5248 | 1317.3488
7250 | 481.1374 | 1275.1586 | 481.1374 | 1275.1586
7251 | 482.5331 | 1224.0876 | 482.5331 | 1224.0876
7252 | 484.8002 | 1215.8056 | 484.8002 | 1215.8056
7253 | 495.0484 | 1200.7554 | 495.0484 | 1200.7554
7254 | 490.3603 | 1168.1301 | 490.3603 | 1168.1301
7255 | 473.8311 | 1144.8183 | 473.8311 | 1144.8183
7256 | 464.1639 | 1121.752 | 464.1639 | 1121.752
7257 | 477.1664 | 1093.3835 | 477.1664 | 1093.3835
7258 | 470.4085 | 1055.9617 | 470.4085 | 1055.9617
7259 | 437.4167 | 1029.0194 | 437.4167 | 1029.0194
7260 | 403.9474 | 415.2536 | 403.9474 | 415.2536
7261 | 383.4735 | 417.6777 | 383.4735 | 417.6777
7262 | 373.2257 | 428.6235 | 373.2257 | 428.6235
7263 | 370.7184 | 438.8469 | 370.7184 | 438.8469
7264 | 364.3619 | 471.5775 | 364.3619 | 471.5775
7265 | 352.2642 | 557.9514 | 352.2642 | 557.9514
7266 | 364.4372 | 580.9131 | 364.4372 | 580.9131
7267 | 395.7228 | 593.4749 | 395.7228 | 593.4749
7268 | 438.9957 | 585.9983 | 438.9957 | 585.9983
7269 | 466.9053 | 576.6479 | 466.9053 | 576.6479
7270 | 488.3565 | 559.0877 | 488.3565 | 559.0877
7271 | 527.8163 | 543.6983 | 527.8163 | 543.6983
7272 | 526.7173 | 524.8392 | 526.7173 | 524.8392
7273 | 496.2708 | 497.4429 | 496.2708 | 497.4429
7274 | 490.7127 | 489.7266 | 490.7127 | 489.7266
7275 | 490.1981 | 461.8057 | 490.1981 | 461.8057
7276 | 488.3684 | 464.7294 | 488.3684 | 464.7294
7277 | 491.8358 | 467.0664 | 491.8358 | 467.0664
7278 | 489.1519 | 445.571 | 489.1519 | 445.571
7279 | 468.1431 | 422.9723 | 468.1431 | 422.9723
7280 | 457.7957 | 397.8909 | 457.7957 | 397.8909
7281 | 468.8494 | 376.3895 | 468.8494 | 376.3895
7282 | 462.9699 | 341.8852 | 462.9699 | 341.8852
7283 | 438.9298 | 318.727 | 438.9298 | 318.727
7284 | 409.9717 | 318.3593 | 409.9717 | 318.3593
7285 | 388.441 | 327.9907 | 388.441 | 327.9907
7286 | 375.0812 | 342.0744 | 375.0812 | 342.0744
7287 | 369.3471 | 355.0434 | 369.3471 | 355.0434
7288 | 362.7942 | 390.434 | 362.7942 | 390.434
7289 | 354.8571 | 476.9548 | 354.8571 | 476.9548
7290 | 362.0705 | 500.0024 | 362.0705 | 500.0024
7291 | 387.8816 | 513.3855 | 387.8816 | 513.3855
7292 | 423.722 | 508.2745 | 423.722 | 508.2745
7293 | 451.8775 | 501.2285 | 451.8775 | 501.2285
7294 | 469.398 | 486.5855 | 469.398 | 486.5855
7295 | 502.7945 | 475.7558 | 502.7945 | 475.7558
7296 | 504.3197 | 461.4688 | 504.3197 | 461.4688
7297 | 481.1256 | 438.9877 | 481.1256 | 438.9877
7298 | 473.2025 | 437.1549 | 473.2025 | 437.1549
7299 | 471.3164 | 413.8182 | 471.3164 | 413.8182
7300 | 469.3648 | 419.4263 | 469.3648 | 419.4263
7301 | 477.4076 | 425.7469 | 477.4076 | 425.7469
7302 | 471.1399 | 407.8306 | 471.1399 | 407.8306
7303 | 454.4593 | 385.6364 | 454.4593 | 385.6364
7304 | 447.7213 | 360.7879 | 447.7213 | 360.7879
7305 | 461.4126 | 339.0291 | 461.4126 | 339.0291
7306 | 456.1154 | 303.3726 | 456.1154 | 303.3726
7307 | 433.4875 | 278.621 | 433.4875 | 278.621
7308 | 406.6247 | 274.5761 | 406.6247 | 274.5761
7309 | 384.5347 | 279.991 | 384.5347 | 279.991
7310 | 375.1757 | 291.0471 | 375.1757 | 291.0471
7311 | 368.4441 | 303.771 | 368.4441 | 303.771
7312 | 360.0287 | 338.2422 | 360.0287 | 338.2422
7313 | 351.0745 | 423.329 | 351.0745 | 423.329
7314 | 354.1904 | 447.6513 | 354.1904 | 447.6513
7315 | 373.2148 | 464.8709 | 373.2148 | 464.8709
7316 | 402.8752 | 464.5893 | 402.8752 | 464.5893
7317 | 426.331 | 463.6475 | 426.331 | 463.6475
7318 | 447.5587 | 454.9615 | 447.5587 | 454.9615
7319 | 480.0524 | 448.851 | 480.0524 | 448.851
7320 | 483.3489 | 440.3126 | 483.3489 | 440.3126
7321 | 465.1187 | 423.8253 | 465.1187 | 423.8253
7322 | 456.8059 | 428.0231 | 456.8059 | 428.0231
7323 | 451.3978 | 409.6017 | 451.3978 | 409.6017
7324 | 454.6924 | 421.4733 | 454.6924 | 421.4733
7325 | 462.5794 | 434.9644 | 462.5794 | 434.9644
7326 | 458.3545 | 424.8561 | 458.3545 | 424.8561
7327 | 445.6896 | 411.2052 | 445.6896 | 411.2052
7328 | 441.8856 | 394.4343 | 441.8856 | 394.4343
7329 | 456.8865 | 379.2332 | 456.8865 | 379.2332
7330 | 450.8343 | 348.3939 | 450.8343 | 348.3939
7331 | 425.5798 | 327.3684 | 425.5798 | 327.3684
7332 | 402.3438 | 326.2286 | 402.3438 | 326.2286
7333 | 383.6765 | 336.4115 | 383.6765 | 336.4115
7334 | 372.264 | 357.3716 | 372.264 | 357.3716
7335 | 367.6827 | 378.6756 | 367.6827 | 378.6756
7336 | 360.7186 | 417.1304 | 360.7186 | 417.1304
7337 | 350.4209 | 502.5849 | 350.4209 | 502.5849
7338 | 353.8962 | 523.941 | 353.8962 | 523.941
7339 | 374.1673 | 537.1647 | 374.1673 | 537.1647
7340 | 406.2636 | 533.5981 | 406.2636 | 533.5981
7341 | 430.6295 | 530.352 | 430.6295 | 530.352
7342 | 451.5568 | 514.6425 | 451.5568 | 514.6425
7343 | 486.7048 | 499.2409 | 486.7048 | 499.2409
7344 | 484.7601 | 484.868 | 484.7601 | 484.868
7345 | 463.5464 | 462.7914 | 463.5464 | 462.7914
7346 | 459.4255 | 462.4908 | 459.4255 | 462.4908
7347 | 457.0957 | 444.9274 | 457.0957 | 444.9274
7348 | 463.6029 | 453.6978 | 463.6029 | 453.6978
7349 | 471.1336 | 462.9847 | 471.1336 | 462.9847
7350 | 459.4489 | 450.9029 | 459.4489 | 450.9029
7351 | 445.2979 | 434.4697 | 445.2979 | 434.4697
7352 | 440.0272 | 415.186 | 440.0272 | 415.186
7353 | 454.9261 | 399.5436 | 454.9261 | 399.5436
7354 | 452.4947 | 369.5255 | 452.4947 | 369.5255
7355 | 425.2448 | 348.9904 | 425.2448 | 348.9904
7356 | 400.0651 | 346.8209 | 400.0651 | 346.8209
7357 | 379.9684 | 352.8608 | 379.9684 | 352.8608
7358 | 369.4073 | 366.344 | 369.4073 | 366.344
7359 | 363.6497 | 381.7522 | 363.6497 | 381.7522
7360 | 356.4899 | 420.1457 | 356.4899 | 420.1457
7361 | 347.4585 | 509.0078 | 347.4585 | 509.0078
7362 | 355.7527 | 533.0972 | 355.7527 | 533.0972
7363 | 381.537 | 547.3996 | 381.537 | 547.3996
7364 | 423.1526 | 543.4285 | 423.1526 | 543.4285
7365 | 445.2007 | 536.4316 | 445.2007 | 536.4316
7366 | 471.5197 | 517.3146 | 471.5197 | 517.3146
7367 | 512.3821 | 498.8977 | 512.3821 | 498.8977
7368 | 507.8791 | 480.0999 | 507.8791 | 480.0999
7369 | 480.3173 | 452.2624 | 480.3173 | 452.2624
7370 | 474.8219 | 447.5368 | 474.8219 | 447.5368
7371 | 473.961 | 425.2053 | 473.961 | 425.2053
7372 | 480.2087 | 434.6989 | 480.2087 | 434.6989
7373 | 484.7002 | 448.3004 | 484.7002 | 448.3004
7374 | 479.3264 | 438.1308 | 479.3264 | 438.1308
7375 | 461.3532 | 422.58 | 461.3532 | 422.58
7376 | 454.5086 | 402.6712 | 454.5086 | 402.6712
7377 | 468.1098 | 383.3272 | 468.1098 | 383.3272
7378 | 463.3145 | 348.0629 | 463.3145 | 348.0629
7379 | 429.0961 | 323.0906 | 429.0961 | 323.0906
7380 | 405.0864 | 320.3941 | 405.0864 | 320.3941
7381 | 382.7321 | 328.3216 | 382.7321 | 328.3216
7382 | 371.6808 | 341.1551 | 371.6808 | 341.1551
7383 | 367.5177 | 351.9301 | 367.5177 | 351.9301
7384 | 360.4213 | 383.913 | 360.4213 | 383.913
7385 | 350.7225 | 467.3573 | 350.7225 | 467.3573
7386 | 362.22 | 488.4682 | 362.22 | 488.4682
7387 | 391.2595 | 500.4172 | 391.2595 | 500.4172
7388 | 440.3426 | 494.5217 | 440.3426 | 494.5217
7389 | 470.7601 | 489.0202 | 470.7601 | 489.0202
7390 | 485.3673 | 477.9195 | 485.3673 | 477.9195
7391 | 524.6618 | 472.5689 | 524.6618 | 472.5689
7392 | 516.9176 | 461.0888 | 516.9176 | 461.0888
7393 | 488.9369 | 439.5025 | 488.9369 | 439.5025
7394 | 483.0465 | 437.4368 | 483.0465 | 437.4368
7395 | 486.1451 | 415.3627 | 486.1451 | 415.3627
7396 | 488.2992 | 420.3456 | 488.2992 | 420.3456
7397 | 499.1107 | 427.0094 | 499.1107 | 427.0094
7398 | 490.6775 | 409.228 | 490.6775 | 409.228
7399 | 465.8591 | 388.4066 | 465.8591 | 388.4066
7400 | 460.7168 | 364.2935 | 460.7168 | 364.2935
7401 | 470.105 | 341.0884 | 470.105 | 341.0884
7402 | 462.2562 | 302.5759 | 462.2562 | 302.5759
7403 | 429.3584 | 275.3605 | 429.3584 | 275.3605
7404 | 405.4837 | 270.6538 | 405.4837 | 270.6538
7405 | 388.1949 | 277.0615 | 388.1949 | 277.0615
7406 | 377.342 | 288.9879 | 377.342 | 288.9879
7407 | 368.9667 | 299.9712 | 368.9667 | 299.9712
7408 | 361.2909 | 332.6774 | 361.2909 | 332.6774
7409 | 352.2936 | 418.9409 | 352.2936 | 418.9409
7410 | 365.3444 | 442.6013 | 365.3444 | 442.6013
7411 | 393.9861 | 455.6411 | 393.9861 | 455.6411
7412 | 442.3656 | 448.6057 | 442.3656 | 448.6057
7413 | 473.4005 | 440.3341 | 473.4005 | 440.3341
7414 | 496.0789 | 427.1251 | 496.0789 | 427.1251
7415 | 531.433 | 415.4252 | 531.433 | 415.4252
7416 | 527.1133 | 398.6499 | 527.1133 | 398.6499
7417 | 493.3992 | 371.9278 | 493.3992 | 371.9278
7418 | 490.1999 | 366.7119 | 490.1999 | 366.7119
7419 | 487.4185 | 343.9391 | 487.4185 | 343.9391
7420 | 487.5116 | 350.7116 | 487.5116 | 350.7116
7421 | 496.1338 | 359.8882 | 496.1338 | 359.8882
7422 | 490.8336 | 350.1599 | 490.8336 | 350.1599
7423 | 466.533 | 338.0167 | 466.533 | 338.0167
7424 | 457.3737 | 321.6625 | 457.3737 | 321.6625
7425 | 467.5232 | 305.5053 | 467.5232 | 305.5053
7426 | 462.8476 | 272.7538 | 462.8476 | 272.7538
7427 | 433.2858 | 248.0267 | 433.2858 | 248.0267
7428 | 402.5562 | 240.4272 | 402.5562 | 240.4272
7429 | 384.2284 | 238.4018 | 384.2284 | 238.4018
7430 | 376.2902 | 242.1649 | 376.2902 | 242.1649
7431 | 369.549 | 251.4689 | 369.549 | 251.4689
7432 | 361.846 | 288.7225 | 361.846 | 288.7225
7433 | 355.0662 | 377.9646 | 355.0662 | 377.9646
7434 | 367.319 | 403.2552 | 367.319 | 403.2552
7435 | 395.1243 | 418.2685 | 395.1243 | 418.2685
7436 | 441.3615 | 415.9031 | 441.3615 | 415.9031
7437 | 472.7332 | 411.3209 | 472.7332 | 411.3209
7438 | 495.7537 | 395.8321 | 495.7537 | 395.8321
7439 | 525.5838 | 379.5357 | 525.5838 | 379.5357
7440 | 516.4612 | 363.0055 | 516.4612 | 363.0055
7441 | 483.5372 | 336.8227 | 483.5372 | 336.8227
7442 | 481.2907 | 337.6988 | 481.2907 | 337.6988
7443 | 485.9903 | 325.1241 | 485.9903 | 325.1241
7444 | 487.0222 | 343.1489 | 487.0222 | 343.1489
7445 | 488.2234 | 361.5552 | 488.2234 | 361.5552
7446 | 489.7419 | 355.6879 | 489.7419 | 355.6879
7447 | 464.2383 | 345.4323 | 464.2383 | 345.4323
7448 | 455.1713 | 330.1813 | 455.1713 | 330.1813
7449 | 464.2142 | 314.159 | 464.2142 | 314.159
7450 | 459.457 | 281.2604 | 459.457 | 281.2604
7451 | 434.0222 | 256.3494 | 434.0222 | 256.3494
7452 | 406.6806 | 248.8357 | 406.6806 | 248.8357
7453 | 387.6767 | 251.4068 | 387.6767 | 251.4068
7454 | 377.2877 | 264.9635 | 377.2877 | 264.9635
7455 | 370.5178 | 278.766 | 370.5178 | 278.766
7456 | 360.2058 | 312.8572 | 360.2058 | 312.8572
7457 | 354.0605 | 396.1422 | 354.0605 | 396.1422
7458 | 359.9231 | 415.4635 | 359.9231 | 415.4635
7459 | 384.0046 | 427.2286 | 384.0046 | 427.2286
7460 | 421.4746 | 420.708 | 421.4746 | 420.708
7461 | 451.7176 | 414.3608 | 451.7176 | 414.3608
7462 | 475.8198 | 399.0068 | 475.8198 | 399.0068
7463 | 509.588 | 387.7604 | 509.588 | 387.7604
7464 | 505.0006 | 374.3191 | 505.0006 | 374.3191
7465 | 478.0153 | 351.3967 | 478.0153 | 351.3967
7466 | 474.1934 | 350.8632 | 474.1934 | 350.8632
7467 | 475.3333 | 334.8687 | 475.3333 | 334.8687
7468 | 476.8903 | 348.9711 | 476.8903 | 348.9711
7469 | 481.7609 | 364.6073 | 481.7609 | 364.6073
7470 | 474.3952 | 356.9259 | 474.3952 | 356.9259
7471 | 455.6825 | 345.1995 | 455.6825 | 345.1995
7472 | 444.3997 | 328.3305 | 444.3997 | 328.3305
7473 | 453.9868 | 312.541 | 453.9868 | 312.541
7474 | 459.0787 | 281.2604 | 459.0787 | 281.2604
7475 | 437.1801 | 258.2493 | 437.1801 | 258.2493
7476 | 411.2504 | 255.614 | 411.2504 | 255.614
7477 | 389.2342 | 261.3966 | 389.2342 | 261.3966
7478 | 377.9797 | 270.8103 | 377.9797 | 270.8103
7479 | 369.8856 | 279.7221 | 369.8856 | 279.7221
7480 | 358.303 | 310.3935 | 358.303 | 310.3935
7481 | 349.877 | 393.1392 | 349.877 | 393.1392
7482 | 355.8732 | 413.6249 | 355.8732 | 413.6249
7483 | 375.1843 | 425.8068 | 375.1843 | 425.8068
7484 | 405.6398 | 421.5783 | 405.6398 | 421.5783
7485 | 431.7544 | 417.278 | 431.7544 | 417.278
7486 | 453.3536 | 405.7973 | 453.3536 | 405.7973
7487 | 485.6945 | 395.2742 | 485.6945 | 395.2742
7488 | 485.4312 | 382.936 | 485.4312 | 382.936
7489 | 468.1461 | 360.6633 | 468.1461 | 360.6633
7490 | 463.9565 | 362.5444 | 463.9565 | 362.5444
7491 | 464.5646 | 347.9228 | 464.5646 | 347.9228
7492 | 468.3645 | 364.4276 | 468.3645 | 364.4276
7493 | 473.2491 | 380.885 | 473.2491 | 380.885
7494 | 468.0008 | 372.2966 | 468.0008 | 372.2966
7495 | 452.7326 | 360.803 | 452.7326 | 360.803
7496 | 446.2764 | 345.3682 | 446.2764 | 345.3682
7497 | 453.8042 | 330.4 | 453.8042 | 330.4
7498 | 457.2453 | 298.7639 | 457.2453 | 298.7639
7499 | 436.3857 | 274.5148 | 436.3857 | 274.5148
7500 | 409.3762 | 268.7294 | 409.3762 | 268.7294
7501 | 390.3339 | 275.1738 | 390.3339 | 275.1738
7502 | 380.3464 | 290.5568 | 380.3464 | 290.5568
7503 | 376.087 | 304.2368 | 376.087 | 304.2368
7504 | 359.814 | 337.9358 | 359.814 | 337.9358
7505 | 352.8555 | 423.0838 | 352.8555 | 423.0838
7506 | 359.5679 | 444.0844 | 359.5679 | 444.0844
7507 | 377.6311 | 454.3786 | 377.6311 | 454.3786
7508 | 408.9736 | 446.6078 | 408.9736 | 446.6078
7509 | 433.2369 | 437.2575 | 433.2369 | 437.2575
7510 | 455.2721 | 421.5971 | 455.2721 | 421.5971
7511 | 490.0767 | 411.27 | 490.0767 | 411.27
7512 | 489.7251 | 397.228 | 489.7251 | 397.228
7513 | 468.9526 | 372.2465 | 468.9526 | 372.2465
7514 | 464.002 | 367.9009 | 464.002 | 367.9009
7515 | 458.6614 | 347.8247 | 458.6614 | 347.8247
7516 | 460.2509 | 357.6248 | 460.2509 | 357.6248
7517 | 467.2034 | 369.0076 | 467.2034 | 369.0076
7518 | 457.8682 | 358.74 | 457.8682 | 358.74
7519 | 437.7717 | 345.6039 | 437.7717 | 345.6039
7520 | 434.0759 | 327.8647 | 434.0759 | 327.8647
7521 | 443.6137 | 309.9425 | 443.6137 | 309.9425
7522 | 448.9131 | 275.953 | 448.9131 | 275.953
7523 | 430.0964 | 250.9684 | 430.0964 | 250.9684
7524 | 403.2393 | 245.4282 | 403.2393 | 245.4282
7525 | 384.3277 | 245.7562 | 384.3277 | 245.7562
7526 | 373.3854 | 249.8012 | 373.3854 | 249.8012
7527 | 364.4795 | 255.1951 | 364.4795 | 255.1951
7528 | 352.468 | 284.0157 | 352.468 | 284.0157
7529 | 345.4536 | 364.9718 | 345.4536 | 364.9718
7530 | 355.2457 | 383.1654 | 355.2457 | 383.1654
7531 | 381.2425 | 392.3197 | 381.2425 | 392.3197
7532 | 415.7642 | 384.3527 | 415.7642 | 384.3527
7533 | 442.5955 | 376.9023 | 442.5955 | 376.9023
7534 | 464.5509 | 364.7353 | 464.5509 | 364.7353
7535 | 498.4307 | 356.8106 | 498.4307 | 356.8106
7536 | 491.6253 | 346.4091 | 491.6253 | 346.4091
7537 | 465.4602 | 328.6103 | 465.4602 | 328.6103
7538 | 468.0304 | 334.4138 | 468.0304 | 334.4138
7539 | 468.9635 | 323.0404 | 468.9635 | 323.0404
7540 | 466.1005 | 340.6361 | 466.1005 | 340.6361
7541 | 472.9166 | 358.0986 | 472.9166 | 358.0986
7542 | 467.2687 | 351.1772 | 467.2687 | 351.1772
7543 | 445.854 | 340.0269 | 445.854 | 340.0269
7544 | 439.172 | 323.6604 | 439.172 | 323.6604
7545 | 445.1042 | 308.1406 | 445.1042 | 308.1406
7546 | 450.4408 | 276.7252 | 450.4408 | 276.7252
7547 | 427.7917 | 253.2483 | 427.7917 | 253.2483
7548 | 398.79 | 247.0339 | 398.79 | 247.0339
7549 | 379.085 | 251.1249 | 379.085 | 251.1249
7550 | 367.7746 | 258.7123 | 367.7746 | 258.7123
7551 | 363.2394 | 268.3105 | 363.2394 | 268.3105
7552 | 347.8694 | 303.8604 | 347.8694 | 303.8604
7553 | 345.0647 | 390.8838 | 345.0647 | 390.8838
7554 | 354.5569 | 413.8701 | 354.5569 | 413.8701
7555 | 386.5503 | 428.0376 | 386.5503 | 428.0376
7556 | 431.9232 | 425.3781 | 431.9232 | 425.3781
7557 | 464.8381 | 421.5558 | 464.8381 | 421.5558
7558 | 489.4906 | 411.6564 | 489.4906 | 411.6564
7559 | 524.5771 | 403.1801 | 524.5771 | 403.1801
7560 | 515.6051 | 390.3639 | 515.6051 | 390.3639
7561 | 484.748 | 368.8879 | 484.748 | 368.8879
7562 | 479.7981 | 369.5311 | 479.7981 | 369.5311
7563 | 484.1852 | 354.9707 | 484.1852 | 354.9707
7564 | 485.3392 | 370.4337 | 485.3392 | 370.4337
7565 | 493.4168 | 386.0944 | 493.4168 | 386.0944
7566 | 483.7765 | 377.6408 | 483.7765 | 377.6408
7567 | 458.0396 | 365.1421 | 458.0396 | 365.1421
7568 | 448.3524 | 348.1261 | 448.3524 | 348.1261
7569 | 456.8452 | 331.356 | 456.8452 | 331.356
7570 | 456.4123 | 299.009 | 456.4123 | 299.009
7571 | 431.6175 | 275.5689 | 431.6175 | 275.5689
7572 | 400.4336 | 270.2615 | 400.4336 | 270.2615
7573 | 380.8736 | 274.4506 | 380.8736 | 274.4506
7574 | 372.5469 | 287.2106 | 372.5469 | 287.2106
7575 | 363.4558 | 302.153 | 363.4558 | 302.153
7576 | 351.4477 | 336.6487 | 351.4477 | 336.6487
7577 | 344.723 | 420.6691 | 344.723 | 420.6691
7578 | 358.5197 | 445.065 | 358.5197 | 445.065
7579 | 387.5759 | 463.9639 | 387.5759 | 463.9639
7580 | 432.1906 | 464.528 | 432.1906 | 464.528
7581 | 463.3587 | 457.5679 | 463.3587 | 457.5679
7582 | 486.0802 | 436.882 | 486.0802 | 436.882
7583 | 518.1614 | 419.1269 | 518.1614 | 419.1269
7584 | 514.5341 | 403.6264 | 514.5341 | 403.6264
7585 | 479.4951 | 373.7173 | 479.4951 | 373.7173
7586 | 478.0475 | 366.3074 | 478.0475 | 366.3074
7587 | 480.5842 | 340.6051 | 480.5842 | 340.6051
7588 | 482.4869 | 348.8853 | 482.4869 | 348.8853
7589 | 492.0596 | 359.7534 | 492.0596 | 359.7534
7590 | 487.5777 | 349.3141 | 487.5777 | 349.3141
7591 | 462.4272 | 336.7296 | 462.4272 | 336.7296
7592 | 450.699 | 319.0762 | 450.699 | 319.0762
7593 | 458.7615 | 300.8843 | 458.7615 | 300.8843
7594 | 459.3926 | 266.4535 | 459.3926 | 266.4535
7595 | 433.2743 | 241.138 | 433.2743 | 241.138
7596 | 408.2721 | 233.3302 | 408.2721 | 233.3302
7597 | 384.2624 | 231.219 | 384.2624 | 231.219
7598 | 376.6816 | 235.1169 | 376.6816 | 235.1169
7599 | 368.714 | 257.5731 | 368.714 | 257.5731
7600 | 356.1721 | 301.0657 | 356.1721 | 301.0657
7601 | 349.5105 | 392.2076 | 349.5105 | 392.2076
7602 | 361.3986 | 419.4472 | 361.3986 | 419.4472
7603 | 390.0212 | 437.868 | 390.0212 | 437.868
7604 | 431.0769 | 439.0082 | 431.0769 | 439.0082
7605 | 466.9891 | 435.7866 | 466.9891 | 435.7866
7606 | 489.2471 | 418.9495 | 489.2471 | 418.9495
7607 | 522.2779 | 401.2925 | 522.2779 | 401.2925
7608 | 514.4689 | 379.1117 | 514.4689 | 379.1117
7609 | 483.8068 | 344.9494 | 483.8068 | 344.9494
7610 | 474.8212 | 334.9041 | 474.8212 | 334.9041
7611 | 478.9827 | 319.3141 | 478.9827 | 319.3141
7612 | 479.175 | 335.4022 | 479.175 | 335.4022
7613 | 481.7497 | 352.6073 | 481.7497 | 352.6073
7614 | 475.9787 | 345.8453 | 475.9787 | 345.8453
7615 | 454.456 | 334.5601 | 454.456 | 334.5601
7616 | 440.7621 | 317.7646 | 440.7621 | 317.7646
7617 | 445.0965 | 300.3572 | 445.0965 | 300.3572
7618 | 450.7329 | 266.478 | 450.7329 | 266.478
7619 | 429.5986 | 241.5303 | 429.5986 | 241.5303
7620 | 405.214 | 234.6417 | 405.214 | 234.6417
7621 | 384.9808 | 234.2343 | 384.9808 | 234.2343
7622 | 370.7421 | 247.8523 | 370.7421 | 247.8523
7623 | 367.164 | 277.0009 | 367.164 | 277.0009
7624 | 351.8481 | 323.1534 | 351.8481 | 323.1534
7625 | 347.3895 | 415.1166 | 347.3895 | 415.1166
7626 | 357.4899 | 441.6452 | 357.4899 | 441.6452
7627 | 380.6496 | 456.683 | 380.6496 | 456.683
7628 | 415.6727 | 454.5873 | 415.6727 | 454.5873
7629 | 444.5252 | 450.9857 | 444.5252 | 450.9857
7630 | 467.0064 | 437.9974 | 467.0064 | 437.9974
7631 | 496.4323 | 427.9154 | 496.4323 | 427.9154
7632 | 496.2916 | 410.0247 | 496.2916 | 410.0247
7633 | 471.7235 | 373.6315 | 471.7235 | 373.6315
7634 | 462.7425 | 361.0613 | 462.7425 | 361.0613
7635 | 461.8843 | 335.788 | 461.8843 | 335.788
7636 | 463.3171 | 346.0784 | 463.3171 | 346.0784
7637 | 465.3271 | 358.8341 | 465.3271 | 358.8341
7638 | 457.955 | 349.0567 | 457.955 | 349.0567
7639 | 440.6474 | 336.5948 | 440.6474 | 336.5948
7640 | 429.9876 | 319.5052 | 429.9876 | 319.5052
7641 | 438.567 | 302.1958 | 438.567 | 302.1958
7642 | 442.79 | 269.1869 | 442.79 | 269.1869
7643 | 421.7244 | 246.421 | 421.7244 | 246.421
7644 | 398.1456 | 243.9328 | 398.1456 | 243.9328
7645 | 376.0007 | 252.032 | 376.0007 | 252.032
7646 | 363.946 | 270.7612 | 363.946 | 270.7612
7647 | 357.1331 | 293.3522 | 357.1331 | 293.3522
7648 | 343.1283 | 336.6733 | 343.1283 | 336.6733
7649 | 337.4854 | 428.9183 | 337.4854 | 428.9183
7650 | 343.7287 | 455.2141 | 343.7287 | 455.2141
7651 | 363.0323 | 467.6411 | 363.0323 | 467.6411
7652 | 390.3781 | 458.4238 | 390.3781 | 458.4238
7653 | 416.7044 | 444.6364 | 416.7044 | 444.6364
7654 | 439.5597 | 425.0169 | 439.5597 | 425.0169
7655 | 470.539 | 409.5049 | 470.539 | 409.5049
7656 | 471.9902 | 391.7613 | 471.9902 | 391.7613
7657 | 451.8349 | 368.0054 | 451.8349 | 368.0054
7658 | 449.6225 | 364.2972 | 449.6225 | 364.2972
7659 | 447.4497 | 344.0495 | 447.4497 | 344.0495
7660 | 451.7273 | 354.254 | 451.7273 | 354.254
7661 | 451.9422 | 364.7543 | 451.9422 | 364.7543
7662 | 443.504 | 352.6113 | 443.504 | 352.6113
7663 | 432.8345 | 337.6122 | 432.8345 | 337.6122
7664 | 425.6779 | 319.211 | 425.6779 | 319.211
7665 | 428.7358 | 302.2203 | 428.7358 | 302.2203
7666 | 434.9207 | 269.9714 | 434.9207 | 269.9714
7667 | 418.6098 | 247.7202 | 418.6098 | 247.7202
7668 | 397.6573 | 246.1759 | 397.6573 | 246.1759
7669 | 378.9058 | 255.795 | 378.9058 | 255.795
7670 | 365.4719 | 276.8164 | 365.4719 | 276.8164
7671 | 359.0613 | 300.1551 | 359.0613 | 300.1551
7672 | 344.7682 | 340.6079 | 344.7682 | 340.6079
7673 | 337.0625 | 430.1195 | 337.0625 | 430.1195
7674 | 342.845 | 454.7483 | 342.845 | 454.7483
7675 | 355.7268 | 468.1559 | 355.7268 | 468.1559
7676 | 379.6818 | 463.192 | 379.6818 | 463.192
7677 | 405.0697 | 454.9326 | 405.0697 | 454.9326
7678 | 432.3581 | 440.743 | 432.3581 | 440.743
7679 | 463.0515 | 430.3669 | 463.0515 | 430.3669
7680 | 465.7351 | 418.9113 | 465.7351 | 418.9113
7681 | 451.6415 | 396.994 | 451.6415 | 396.994
7682 | 446.945 | 394.3767 | 446.945 | 394.3767
7683 | 442.3553 | 374.7418 | 442.3553 | 374.7418
7684 | 444.6586 | 383.8432 | 444.6586 | 383.8432
7685 | 453.0519 | 391.5244 | 453.0519 | 391.5244
7686 | 443.3195 | 378.2537 | 443.3195 | 378.2537
7687 | 430.0321 | 363.2913 | 430.0321 | 363.2913
7688 | 422.9716 | 343.5541 | 422.9716 | 343.5541
7689 | 430.8026 | 327.4092 | 430.8026 | 327.4092
7690 | 436.6185 | 297.5504 | 436.6185 | 297.5504
7691 | 418.9624 | 278.2165 | 418.9624 | 278.2165
7692 | 393.0189 | 277.7753 | 393.0189 | 277.7753
7693 | 373.7436 | 285.1881 | 373.7436 | 285.1881
7694 | 362.9899 | 299.8847 | 362.9899 | 299.8847
7695 | 353.7903 | 318.7372 | 353.7903 | 318.7372
7696 | 340.2544 | 358.3075 | 340.2544 | 358.3075
7697 | 337.107 | 447.4759 | 337.107 | 447.4759
7698 | 343.6769 | 473.1098 | 343.6769 | 473.1098
7699 | 362.2157 | 488.9321 | 362.2157 | 488.9321
7700 | 394.6751 | 484.2256 | 394.6751 | 484.2256
7701 | 416.5694 | 471.7129 | 416.5694 | 471.7129
7702 | 443.1035 | 449.1516 | 443.1035 | 449.1516
7703 | 476.8859 | 430.6733 | 476.8859 | 430.6733
7704 | 476.6887 | 408.8235 | 476.6887 | 408.8235
7705 | 454.5607 | 381.7704 | 454.5607 | 381.7704
7706 | 446.9416 | 381.1143 | 446.9416 | 381.1143
7707 | 455.3828 | 360.8543 | 455.3828 | 360.8543
7708 | 456.5619 | 368.497 | 456.5619 | 368.497
7709 | 461.6868 | 377.171 | 461.6868 | 377.171
7710 | 452.4472 | 366.0821 | 452.4472 | 366.0821
7711 | 436.7884 | 352.9706 | 436.7884 | 352.9706
7712 | 429.5936 | 334.5204 | 429.5936 | 334.5204
7713 | 432.307 | 318.6207 | 432.307 | 318.6207
7714 | 441.4342 | 289.6076 | 441.4342 | 289.6076
7715 | 421.2846 | 271.6588 | 421.2846 | 271.6588
7716 | 395.1181 | 272.1614 | 395.1181 | 272.1614
7717 | 373.626 | 278.8878 | 373.626 | 278.8878
7718 | 363.5055 | 291.7703 | 363.5055 | 291.7703
7719 | 352.4572 | 308.7352 | 352.4572 | 308.7352
7720 | 339.6118 | 349.0041 | 339.6118 | 349.0041
7721 | 336.4582 | 438.5649 | 336.4582 | 438.5649
7722 | 343.3045 | 463.6962 | 343.3045 | 463.6962
7723 | 370.4699 | 479.5675 | 370.4699 | 479.5675
7724 | 412.3984 | 476.4421 | 412.3984 | 476.4421
7725 | 439.4195 | 465.6822 | 439.4195 | 465.6822
7726 | 465.7171 | 447.2026 | 465.7171 | 447.2026
7727 | 503.601 | 430.5263 | 503.601 | 430.5263
7728 | 499.5263 | 412.4026 | 499.5263 | 412.4026
7729 | 471.5788 | 390.0441 | 471.5788 | 390.0441
7730 | 465.8122 | 390.2093 | 465.8122 | 390.2093
7731 | 468.9485 | 372.9645 | 468.9485 | 372.9645
7732 | 473.0893 | 384.6154 | 473.0893 | 384.6154
7733 | 476.9582 | 393.8042 | 476.9582 | 393.8042
7734 | 471.9675 | 379.5407 | 471.9675 | 379.5407
7735 | 448.3096 | 362.752 | 448.3096 | 362.752
7736 | 441.2515 | 341.8013 | 441.2515 | 341.8013
7737 | 443.5936 | 322.1508 | 443.5936 | 322.1508
7738 | 445.5128 | 287.2665 | 445.5128 | 287.2665
7739 | 421.2426 | 262.0123 | 421.2426 | 262.0123
7740 | 394.3805 | 256.0798 | 394.3805 | 256.0798
7741 | 372.1343 | 256.8614 | 372.1343 | 256.8614
7742 | 362.4688 | 263.3946 | 362.4688 | 263.3946
7743 | 353.7131 | 273.0173 | 353.7131 | 273.0173
7744 | 341.6383 | 304.9513 | 341.6383 | 304.9513
7745 | 336.4041 | 389.4742 | 336.4041 | 389.4742
7746 | 347.5273 | 410.487 | 347.5273 | 410.487
7747 | 375.813 | 422.485 | 375.813 | 422.485
7748 | 425.9804 | 417.9011 | 425.9804 | 417.9011
7749 | 458.3412 | 412.2647 | 458.3412 | 412.2647
7750 | 483.2342 | 399.9996 | 483.2342 | 399.9996
7751 | 522.2637 | 391.6092 | 522.2637 | 391.6092
7752 | 516.3112 | 380.3006 | 516.3112 | 380.3006
7753 | 484.5951 | 360.5652 | 484.5951 | 360.5652
7754 | 473.7192 | 363.8805 | 473.7192 | 363.8805
7755 | 475.2963 | 352.1761 | 475.2963 | 352.1761
7756 | 479.2482 | 372.26 | 479.2482 | 372.26
7757 | 480.864 | 390.1761 | 480.864 | 390.1761
7758 | 472.8499 | 386.2455 | 472.8499 | 386.2455
7759 | 448.5999 | 377.1666 | 448.5999 | 377.1666
7760 | 433.2804 | 361.744 | 433.2804 | 361.744
7761 | 439.6072 | 348.2344 | 439.6072 | 348.2344
7762 | 443.8559 | 318.7311 | 443.8559 | 318.7311
7763 | 420.4262 | 297.5463 | 420.4262 | 297.5463
7764 | 392.2968 | 292.7415 | 392.2968 | 292.7415
7765 | 371.3168 | 293.1799 | 371.3168 | 293.1799
7766 | 361.0351 | 298.0093 | 361.0351 | 298.0093
7767 | 352.3736 | 304.4206 | 352.3736 | 304.4206
7768 | 340.3229 | 333.9276 | 340.3229 | 333.9276
7769 | 335.8677 | 415.5823 | 335.8677 | 415.5823
7770 | 344.9499 | 434.4747 | 344.9499 | 434.4747
7771 | 373.0205 | 445.1611 | 373.0205 | 445.1611
7772 | 419.3363 | 439.0205 | 419.3363 | 439.0205
7773 | 457.4163 | 431.6436 | 457.4163 | 431.6436
7774 | 482.7797 | 418.9495 | 482.7797 | 418.9495
7775 | 517.2247 | 409.7623 | 517.2247 | 409.7623
7776 | 513.7766 | 396.6764 | 513.7766 | 396.6764
7777 | 482.6102 | 373.5702 | 482.6102 | 373.5702
7778 | 478.5662 | 371.48 | 478.5662 | 371.48
7779 | 476.4619 | 352.3722 | 476.4619 | 352.3722
7780 | 472.1211 | 364.685 | 472.1211 | 364.685
7781 | 477.6168 | 378.5684 | 477.6168 | 378.5684
7782 | 473.4622 | 369.1097 | 473.4622 | 369.1097
7783 | 446.9431 | 355.8511 | 446.9431 | 355.8511
7784 | 431.0807 | 337.3274 | 431.0807 | 337.3274
7785 | 430.862 | 317.7626 | 430.862 | 317.7626
7786 | 434.7635 | 281.7262 | 434.7635 | 281.7262
7787 | 418.1968 | 254.7805 | 418.1968 | 254.7805
7788 | 392.4609 | 245.8572 | 392.4609 | 245.8572
7789 | 370.6021 | 242.5325 | 370.6021 | 242.5325
7790 | 359.9158 | 243.0229 | 359.9158 | 243.0229
7791 | 350.5819 | 245.1196 | 350.5819 | 245.1196
7792 | 336.2022 | 275.0188 | 336.2022 | 275.0188
7793 | 332.0418 | 356.98 | 332.0418 | 356.98
7794 | 340.4242 | 375.6884 | 340.4242 | 375.6884
7795 | 362.7701 | 386.2401 | 362.7701 | 386.2401
7796 | 402.8399 | 380.5775 | 402.8399 | 380.5775
7797 | 432.8684 | 373.936 | 432.8684 | 373.936
7798 | 459.7731 | 360.7761 | 459.7731 | 360.7761
7799 | 493.3268 | 351.3929 | 493.3268 | 351.3929
7800 | 491.4561 | 340.7339 | 491.4561 | 340.7339
7801 | 470.963 | 322.592 | 470.963 | 322.592
7802 | 465.3777 | 326.9859 | 465.3777 | 326.9859
7803 | 464.7123 | 314.8892 | 464.7123 | 314.8892
7804 | 466.0214 | 332.9875 | 466.0214 | 332.9875
7805 | 468.5263 | 351.1732 | 468.5263 | 351.1732
7806 | 460.2747 | 345.0486 | 460.2747 | 345.0486
7807 | 441.1215 | 333.7143 | 441.1215 | 333.7143
7808 | 428.4292 | 316.7473 | 428.4292 | 316.7473
7809 | 428.8963 | 299.5482 | 428.8963 | 299.5482
7810 | 434.0266 | 265.5833 | 434.0266 | 265.5833
7811 | 417.7356 | 241.6161 | 417.7356 | 241.6161
7812 | 394.7653 | 236.5661 | 394.7653 | 236.5661
7813 | 375.071 | 241.3068 | 375.071 | 241.3068
7814 | 362.3918 | 255.697 | 362.3918 | 255.697
7815 | 351.9507 | 272.1961 | 351.9507 | 272.1961
7816 | 338.4578 | 309.2658 | 338.4578 | 309.2658
7817 | 333.7008 | 396.5099 | 333.7008 | 396.5099
7818 | 338.8402 | 421.8128 | 338.8402 | 421.8128
7819 | 356.2584 | 437.1816 | 356.2584 | 437.1816
7820 | 386.2475 | 431.6783 | 386.2475 | 431.6783
7821 | 416.5883 | 420.661 | 416.5883 | 420.661
7822 | 442.9756 | 400.8331 | 442.9756 | 400.8331
7823 | 475.4888 | 387.2824 | 475.4888 | 387.2824
7824 | 478.5612 | 370.8993 | 478.5612 | 370.8993
7825 | 457.3386 | 346.837 | 457.3386 | 346.837
7826 | 455.4866 | 347.7621 | 455.4866 | 347.7621
7827 | 454.5547 | 334.2681 | 454.5547 | 334.2681
7828 | 458.0423 | 351.1774 | 458.0423 | 351.1774
7829 | 458.7917 | 368.7993 | 458.7917 | 368.7993
7830 | 450.2568 | 362.3927 | 450.2568 | 362.3927
7831 | 431.0294 | 351.9287 | 431.0294 | 351.9287
7832 | 423.7887 | 335.8932 | 423.7887 | 335.8932
7833 | 426.3258 | 318.9148 | 426.3258 | 318.9148
7834 | 431.8647 | 286.3472 | 431.8647 | 286.3472
7835 | 415.4808 | 262.809 | 415.4808 | 262.809
7836 | 391.455 | 257.9184 | 391.455 | 257.9184
7837 | 371.2844 | 260.4895 | 371.2844 | 260.4895
7838 | 359.269 | 269.8174 | 359.269 | 269.8174
7839 | 348.9723 | 283.816 | 348.9723 | 283.816
7840 | 338.0613 | 321.4251 | 338.0613 | 321.4251
7841 | 333.04 | 406.0339 | 333.04 | 406.0339
7842 | 339.0425 | 427.4389 | 339.0425 | 427.4389
7843 | 357.5777 | 439.7556 | 357.5777 | 439.7556
7844 | 389.385 | 432.4751 | 389.385 | 432.4751
7845 | 415.8733 | 422.6712 | 415.8733 | 422.6712
7846 | 440.2111 | 407.0721 | 440.2111 | 407.0721
7847 | 474.4294 | 394.0484 | 474.4294 | 394.0484
7848 | 474.5867 | 378.5356 | 474.5867 | 378.5356
7849 | 455.6993 | 355.5274 | 455.6993 | 355.5274
7850 | 449.2646 | 356.1706 | 449.2646 | 356.1706
7851 | 450.3603 | 343.8411 | 450.3603 | 343.8411
7852 | 456.8378 | 363.0057 | 456.8378 | 363.0057
7853 | 460.8183 | 381.5346 | 460.8183 | 381.5346
7854 | 451.7026 | 375.2261 | 451.7026 | 375.2261
7855 | 439.7657 | 364.4067 | 439.7657 | 364.4067
7856 | 427.3672 | 347.8074 | 427.3672 | 347.8074
7857 | 428.2476 | 328.8065 | 428.2476 | 328.8065
7858 | 435.4827 | 293.2971 | 435.4827 | 293.2971
7859 | 416.5692 | 267.332 | 416.5692 | 267.332
7860 | 392.0006 | 260.0021 | 392.0006 | 260.0021
7861 | 370.5563 | 260.0973 | 370.5563 | 260.0973
7862 | 359.5634 | 265.6622 | 359.5634 | 265.6622
7863 | 349.5193 | 276.8171 | 349.5193 | 276.8171
7864 | 338.118 | 311.0922 | 338.118 | 311.0922
7865 | 337.881 | 396.3261 | 337.881 | 396.3261
7866 | 344.4569 | 418.6872 | 344.4569 | 418.6872
7867 | 367.8447 | 431.7025 | 367.8447 | 431.7025
7868 | 408.1726 | 426.3219 | 408.1726 | 426.3219
7869 | 435.0702 | 419.1534 | 435.0702 | 419.1534
7870 | 461.3938 | 403.7259 | 461.3938 | 403.7259
7871 | 498.4325 | 389.7461 | 498.4325 | 389.7461
7872 | 492.944 | 375.8145 | 492.944 | 375.8145
7873 | 466.0063 | 354.792 | 466.0063 | 354.792
7874 | 457.5408 | 356.0971 | 457.5408 | 356.0971
7875 | 462.2815 | 341.3283 | 462.2815 | 341.3283
7876 | 464.786 | 356.2887 | 464.786 | 356.2887
7877 | 473.7432 | 371.1036 | 473.7432 | 371.1036
7878 | 462.3739 | 362.4785 | 462.3739 | 362.4785
7879 | 442.4191 | 350.8133 | 442.4191 | 350.8133
7880 | 429.0395 | 335.7707 | 429.0395 | 335.7707
7881 | 433.4556 | 320.925 | 433.4556 | 320.925
7882 | 440.5267 | 289.4115 | 440.5267 | 289.4115
7883 | 422.5517 | 267.712 | 422.5517 | 267.712
7884 | 392.0926 | 263.7651 | 392.0926 | 263.7651
7885 | 370.8536 | 265.0615 | 370.8536 | 265.0615
7886 | 359.0143 | 270.6509 | 359.0143 | 270.6509
7887 | 348.6272 | 279.8079 | 348.6272 | 279.8079
7888 | 336.0406 | 313.703 | 336.0406 | 313.703
7889 | 335.7114 | 399.2065 | 335.7114 | 399.2065
7890 | 343.6776 | 422.058 | 343.6776 | 422.058
7891 | 373.1759 | 437.0222 | 373.1759 | 437.0222
7892 | 419.1364 | 431.2126 | 419.1364 | 431.2126
7893 | 450.9185 | 422.0951 | 450.9185 | 422.0951
7894 | 476.6939 | 405.5767 | 476.6939 | 405.5767
7895 | 514.7546 | 393.1536 | 514.7546 | 393.1536
7896 | 506.115 | 379.4181 | 506.115 | 379.4181
7897 | 474.4229 | 356.6919 | 474.4229 | 356.6919
7898 | 467.7665 | 356.808 | 467.7665 | 356.808
7899 | 472.1783 | 341.8309 | 472.1783 | 341.8309
7900 | 473.4761 | 359.255 | 473.4761 | 359.255
7901 | 480.2816 | 374.8299 | 480.2816 | 374.8299
7902 | 468.8151 | 362.7727 | 468.8151 | 362.7727
7903 | 444.3643 | 346.7194 | 444.3643 | 346.7194
7904 | 430.9931 | 327.6931 | 430.9931 | 327.6931
7905 | 433.6349 | 308.0916 | 433.6349 | 308.0916
7906 | 437.9086 | 272.5945 | 437.9086 | 272.5945
7907 | 419.9466 | 245.4526 | 419.9466 | 245.4526
7908 | 390.0011 | 236.799 | 390.0011 | 236.799
7909 | 368.1407 | 235.7297 | 368.1407 | 235.7297
7910 | 357.8293 | 240.9391 | 357.8293 | 240.9391
7911 | 346.3512 | 249.4955 | 346.3512 | 249.4955
7912 | 335.8393 | 280.4734 | 335.8393 | 280.4734
7913 | 332.6035 | 363.5499 | 332.6035 | 363.5499
7914 | 342.1659 | 384.7957 | 342.1659 | 384.7957
7915 | 371.6972 | 397.4065 | 371.6972 | 397.4065
7916 | 420.1393 | 391.8052 | 420.1393 | 391.8052
7917 | 454.3303 | 384.0606 | 454.3303 | 384.0606
7918 | 480.8399 | 370.4227 | 480.8399 | 370.4227
7919 | 519.6203 | 360.6962 | 519.6203 | 360.6962
7920 | 508.5929 | 346.8749 | 508.5929 | 346.8749
7921 | 477.3017 | 321.0843 | 477.3017 | 321.0843
7922 | 477.2486 | 319.8889 | 477.2486 | 319.8889
7923 | 478.7173 | 306.1375 | 478.7173 | 306.1375
7924 | 479.6073 | 323.341 | 479.6073 | 323.341
7925 | 485.8279 | 340.4726 | 485.8279 | 340.4726
7926 | 476.843 | 333.4654 | 476.843 | 333.4654
7927 | 452.9084 | 322.1557 | 452.9084 | 322.1557
7928 | 438.8867 | 306.7821 | 438.8867 | 306.7821
7929 | 440.0678 | 292.7454 | 440.0678 | 292.7454
7930 | 446.299 | 263.2911 | 446.299 | 263.2911
7931 | 422.916 | 243.4424 | 422.916 | 243.4424
7932 | 396.033 | 241.8858 | 396.033 | 241.8858
7933 | 374.1115 | 246.4671 | 374.1115 | 246.4671
7934 | 360.6268 | 253.7971 | 360.6268 | 253.7971
7935 | 351.2686 | 262.2431 | 351.2686 | 262.2431
7936 | 338.0743 | 292.3997 | 338.0743 | 292.3997
7937 | 337.011 | 372.51 | 337.011 | 372.51
7938 | 346.5438 | 389.8089 | 346.5438 | 389.8089
7939 | 373.8954 | 398.9509 | 373.8954 | 398.9509
7940 | 421.8924 | 390.0401 | 421.8924 | 390.0401
7941 | 455.1995 | 378.7287 | 455.1995 | 378.7287
7942 | 475.5489 | 360.6413 | 475.5489 | 360.6413
7943 | 514.7278 | 346.4532 | 514.7278 | 346.4532
7944 | 509.0627 | 331.2223 | 509.0627 | 331.2223
7945 | 476.6358 | 308.0793 | 476.6358 | 308.0793
7946 | 470.4087 | 307.889 | 470.4087 | 307.889
7947 | 472.7813 | 292.3848 | 472.7813 | 292.3848
7948 | 470.9905 | 307.7497 | 470.9905 | 307.7497
7949 | 476.1671 | 323.7045 | 476.1671 | 323.7045
7950 | 466.5557 | 316.3296 | 466.5557 | 316.3296
7951 | 444.2614 | 306.1353 | 444.2614 | 306.1353
7952 | 429.8976 | 291.3501 | 429.8976 | 291.3501
7953 | 433.4772 | 278.625 | 433.4772 | 278.625
7954 | 438.1853 | 251.0093 | 438.1853 | 251.0093
7955 | 423.148 | 231.6141 | 423.148 | 231.6141
7956 | 395.7064 | 229.2607 | 395.7064 | 229.2607
7957 | 373.3037 | 232.1996 | 373.3037 | 232.1996
7958 | 359.364 | 236.8452 | 359.364 | 236.8452
7959 | 347.8683 | 242.423 | 347.8683 | 242.423
7960 | 334.0148 | 272.1506 | 334.0148 | 272.1506
7961 | 331.1884 | 355.0924 | 331.1884 | 355.0924
7962 | 338.4243 | 374.904 | 338.4243 | 374.904
7963 | 360.238 | 386.142 | 360.238 | 386.142
7964 | 400.7703 | 378.7757 | 400.7703 | 378.7757
7965 | 433.9874 | 369.8298 | 433.9874 | 369.8298
7966 | 460.658 | 354.77 | 460.658 | 354.77
7967 | 496.9287 | 342.1508 | 496.9287 | 342.1508
7968 | 487.7573 | 327.6309 | 487.7573 | 327.6309
7969 | 464.0709 | 305.8484 | 464.0709 | 305.8484
7970 | 459.7568 | 305.6581 | 459.7568 | 305.6581
7971 | 461.6203 | 289.5165 | 461.6203 | 289.5165
7972 | 462.1943 | 303.1286 | 462.1943 | 303.1286
7973 | 466.8749 | 318.5932 | 466.8749 | 318.5932
7974 | 459.4236 | 311.157 | 459.4236 | 311.157
7975 | 441.8624 | 300.9995 | 441.8624 | 300.9995
7976 | 428.3997 | 288.2612 | 428.3997 | 288.2612
7977 | 422.6988 | 276.1735 | 422.6988 | 276.1735
7978 | 428.8078 | 247.6263 | 428.8078 | 247.6263
7979 | 417.0018 | 227.4343 | 417.0018 | 227.4343
7980 | 391.9519 | 224.5784 | 391.9519 | 224.5784
7981 | 370.4564 | 227.3089 | 370.4564 | 227.3089
7982 | 357.6974 | 233.3763 | 357.6974 | 233.3763
7983 | 346.7823 | 241.1482 | 346.7823 | 241.1482
7984 | 332.1668 | 271.3784 | 332.1668 | 271.3784
7985 | 329.3368 | 353.8299 | 329.3368 | 353.8299
7986 | 335.1075 | 373.7518 | 335.1075 | 373.7518
7987 | 350.6541 | 384.806 | 350.6541 | 384.806
7988 | 381.2464 | 376.7777 | 381.2464 | 376.7777
7989 | 409.4254 | 366.3365 | 409.4254 | 366.3365
7990 | 436.4585 | 347.9059 | 436.4585 | 347.9059
7991 | 474.9601 | 331.1805 | 474.9601 | 331.1805
7992 | 475.9111 | 313.2898 | 475.9111 | 313.2898
7993 | 457.3067 | 288.6269 | 457.3067 | 288.6269
7994 | 452.4682 | 289.4417 | 452.4682 | 289.4417
7995 | 451.5597 | 275.2613 | 451.5597 | 275.2613
7996 | 455.2218 | 291.6313 | 455.2218 | 291.6313
7997 | 458.2383 | 307.8558 | 458.2383 | 307.8558
7998 | 445.6671 | 300.2235 | 445.6671 | 300.2235
7999 | 431.3071 | 288.6563 | 431.3071 | 288.6563
8000 | 421.5532 | 272.3512 | 421.5532 | 272.3512
8001 | 421.3318 | 255.9611 | 421.3318 | 255.9611
8002 | 426.0285 | 222.1555 | 426.0285 | 222.1555
8003 | 412.6928 | 197.5509 | 412.6928 | 197.5509
8004 | 390.9237 | 59.2993 | 390.9237 | 59.2993
8005 | 366.2554 | 49.1766 | 366.2554 | 49.1766
8006 | 353.9357 | 56.4548 | 353.9357 | 56.4548
8007 | 343.3228 | 65.5284 | 343.3228 | 65.5284
8008 | 329.3175 | 87.5357 | 329.3175 | 87.5357
8009 | 325.6673 | 168.1542 | 325.6673 | 168.1542
8010 | 330.5608 | 189.809 | 330.5608 | 189.809
8011 | 347.6833 | 193.0437 | 347.6833 | 193.0437
8012 | 378.3329 | 183.3589 | 378.3329 | 183.3589
8013 | 407.1354 | 176.3401 | 407.1354 | 176.3401
8014 | 432.6516 | 166.7638 | 432.6516 | 166.7638
8015 | 467.4675 | 157.7914 | 467.4675 | 157.7914
8016 | 467.3537 | 148.4146 | 467.3537 | 148.4146
8017 | 449.5958 | 134.6372 | 449.5958 | 134.6372
8018 | 446.787 | 131.9992 | 446.787 | 131.9992
8019 | 444.7315 | 125.8865 | 444.7315 | 125.8865
8020 | 449.2657 | 148.9482 | 449.2657 | 148.9482
8021 | 453.2482 | 162.009 | 453.2482 | 162.009
8022 | 442.8855 | 154.0982 | 442.8855 | 154.0982
8023 | 427.5636 | 145.4001 | 427.5636 | 145.4001
8024 | 415.5316 | 130.3224 | 415.5316 | 130.3224
8025 | 417.1052 | 113.2325 | 417.1052 | 113.2325
8026 | 421.8868 | 81.7311 | 421.8868 | 81.7311
8027 | 411.9024 | 60.9787 | 411.9024 | 60.9787
8028 | 387.1917 | 57.3828 | 387.1917 | 57.3828
8029 | 367.8928 | 48.4121 | 367.8928 | 48.4121
8030 | 355.4971 | 56.3186 | 355.4971 | 56.3186
8031 | 344.3862 | 65.7038 | 344.3862 | 65.7038
8032 | 329.9384 | 88.1248 | 329.9384 | 88.1248
8033 | 327.2267 | 169.3141 | 327.2267 | 169.3141
8034 | 334.5593 | 191.3171 | 334.5593 | 191.3171
8035 | 353.6195 | 194.3398 | 353.6195 | 194.3398
8036 | 392.9856 | 184.1051 | 392.9856 | 184.1051
8037 | 419.0855 | 176.4317 | 419.0855 | 176.4317
8038 | 446.451 | 165.9208 | 446.451 | 165.9208
8039 | 482.8403 | 156.2676 | 482.8403 | 156.2676
8040 | 484.0726 | 145.977 | 484.0726 | 145.977
8041 | 458.0318 | 133.3647 | 458.0318 | 133.3647
8042 | 449.1664 | 131.342 | 449.1664 | 131.342
8043 | 451.0246 | 125.4335 | 451.0246 | 125.4335
8044 | 450.2152 | 148.3512 | 450.2152 | 148.3512
8045 | 455.0672 | 161.2602 | 455.0672 | 161.2602
8046 | 446.4239 | 153.0928 | 446.4239 | 153.0928
8047 | 425.6741 | 144.7377 | 425.6741 | 144.7377
8048 | 416.9536 | 130.0239 | 416.9536 | 130.0239
8049 | 417.8367 | 112.8424 | 417.8367 | 112.8424
8050 | 424.3414 | 80.4612 | 424.3414 | 80.4612
8051 | 413.9381 | 58.905 | 413.9381 | 58.905
8052 | 386.9147 | 54.6179 | 386.9147 | 54.6179
8053 | 364.0182 | 45.4116 | 364.0182 | 45.4116
8054 | 350.1949 | 54.2528 | 350.1949 | 54.2528
8055 | 337.6876 | 64.4313 | 337.6876 | 64.4313
8056 | 325.3203 | 86.2553 | 325.3203 | 86.2553
8057 | 325.9311 | 166.4785 | 325.9311 | 166.4785
8058 | 332.9461 | 188.1045 | 332.9461 | 188.1045
8059 | 359.7018 | 191.3497 | 359.7018 | 191.3497
8060 | 407.0045 | 182.4006 | 407.0045 | 182.4006
8061 | 445.4103 | 176.5103 | 445.4103 | 176.5103
8062 | 467.7083 | 166.955 | 467.7083 | 166.955
8063 | 505.4913 | 158.171 | 505.4913 | 158.171
8064 | 502.7961 | 148.6555 | 502.7961 | 148.6555
8065 | 467.8938 | 134.7289 | 467.8938 | 134.7289
8066 | 460.8697 | 131.0409 | 460.8697 | 131.0409
8067 | 467.7435 | 124.6795 | 467.7435 | 124.6795
8068 | 466.5135 | 147.2306 | 466.5135 | 147.2306
8069 | 472.7919 | 160.3176 | 472.7919 | 160.3176
8070 | 465.4054 | 152.4252 | 465.4054 | 152.4252
8071 | 442.4579 | 144.0674 | 442.4579 | 144.0674
8072 | 432.2701 | 129.5081 | 432.2701 | 129.5081
8073 | 428.9953 | 112.7089 | 428.9953 | 112.7089
8074 | 430.8305 | 80.9561 | 430.8305 | 80.9561
8075 | 410.5256 | 59.8973 | 410.5256 | 59.8973
8076 | 382.2321 | 56.3407 | 382.2321 | 56.3407
8077 | 361.373 | 47.5455 | 361.373 | 47.5455
8078 | 350.1066 | 55.3237 | 350.1066 | 55.3237
8079 | 339.6517 | 63.9076 | 339.6517 | 63.9076
8080 | 328.0092 | 85.4646 | 328.0092 | 85.4646
8081 | 328.1966 | 165.9653 | 328.1966 | 165.9653
8082 | 334.9751 | 187.8662 | 334.9751 | 187.8662
8083 | 363.0802 | 190.9544 | 363.0802 | 190.9544
8084 | 413.5428 | 181.1543 | 413.5428 | 181.1543
8085 | 448.8312 | 175.209 | 448.8312 | 175.209
8086 | 473.8187 | 166.036 | 473.8187 | 166.036
8087 | 515.4436 | 157.828 | 515.4436 | 157.828
8088 | 507.1592 | 148.7785 | 507.1592 | 148.7785
8089 | 478.3238 | 136.9675 | 478.3238 | 136.9675
8090 | 472.841 | 136.1073 | 472.841 | 136.1073
8091 | 476.6342 | 129.9291 | 476.6342 | 129.9291
8092 | 479.2861 | 150.5951 | 479.2861 | 150.5951
8093 | 483.8509 | 162.5065 | 483.8509 | 162.5065
8094 | 475.1284 | 153.7971 | 475.1284 | 153.7971
8095 | 448.8049 | 144.4707 | 448.8049 | 144.4707
8096 | 433.5597 | 129.1363 | 433.5597 | 129.1363
8097 | 430.3492 | 111.7454 | 430.3492 | 111.7454
8098 | 433.0706 | 79.8433 | 433.0706 | 79.8433
8099 | 414.6581 | 58.4547 | 414.6581 | 58.4547
8100 | 387.925 | 54.0209 | 387.925 | 54.0209
8101 | 366.3507 | 44.1234 | 366.3507 | 44.1234
8102 | 353.1186 | 51.213 | 353.1186 | 51.213
8103 | 339.7842 | 59.1738 | 339.7842 | 59.1738
8104 | 328.5752 | 80.8434 | 328.5752 | 80.8434
8105 | 329.4439 | 162.3678 | 329.4439 | 162.3678
8106 | 339.735 | 185.7795 | 339.735 | 185.7795
8107 | 367.0926 | 190.8758 | 367.0926 | 190.8758
8108 | 415.4366 | 182.4739 | 415.4366 | 182.4739
8109 | 447.3323 | 174.7508 | 447.3323 | 174.7508
8110 | 473.2258 | 164.2817 | 473.2258 | 164.2817
8111 | 508.4029 | 154.3196 | 508.4029 | 154.3196
8112 | 503.5064 | 143.3351 | 503.5064 | 143.3351
8113 | 474.7091 | 129.6337 | 474.7091 | 129.6337
8114 | 465.6914 | 127.3597 | 465.6914 | 127.3597
8115 | 471.0941 | 121.5244 | 471.0941 | 121.5244
8116 | 472.4766 | 144.5992 | 472.4766 | 144.5992
8117 | 475.3761 | 158.0554 | 475.3761 | 158.0554
8118 | 468.1482 | 150.2363 | 468.1482 | 150.2363
8119 | 443.4735 | 141.7189 | 443.4735 | 141.7189
8120 | 427.5295 | 127.0731 | 427.5295 | 127.0731
8121 | 426.0686 | 110.0592 | 426.0686 | 110.0592
8122 | 433.9308 | 78.8379 | 433.9308 | 78.8379
8123 | 418.0361 | 58.4259 | 418.0361 | 58.4259
8124 | 392.0867 | 55.0237 | 392.0867 | 55.0237
8125 | 370.1383 | 46.3123 | 370.1383 | 46.3123
8126 | 354.073 | 54.423 | 354.073 | 54.423
8127 | 340.9584 | 63.6563 | 340.9584 | 63.6563
8128 | 327.556 | 86.3025 | 327.556 | 86.3025
8129 | 327.9447 | 168.183 | 327.9447 | 168.183
8130 | 335.653 | 191.9036 | 335.653 | 191.9036
8131 | 356.9501 | 196.7643 | 356.9501 | 196.7643
8132 | 393.1121 | 187.9566 | 393.1121 | 187.9566
8133 | 430.9668 | 181.1996 | 430.9668 | 181.1996
8134 | 455.8705 | 171.0107 | 455.8705 | 171.0107
8135 | 490.2389 | 161.6533 | 490.2389 | 161.6533
8136 | 485.9104 | 151.8471 | 485.9104 | 151.8471
8137 | 462.9069 | 139.138 | 462.9069 | 139.138
8138 | 457.4276 | 137.2148 | 457.4276 | 137.2148
8139 | 456.8481 | 130.6308 | 456.8481 | 130.6308
8140 | 455.9191 | 152.5404 | 455.9191 | 152.5404
8141 | 457.1582 | 165.3656 | 457.1582 | 165.3656
8142 | 448.0079 | 157.3606 | 448.0079 | 157.3606
8143 | 429.443 | 148.8772 | 429.443 | 148.8772
8144 | 418.5167 | 134.2865 | 418.5167 | 134.2865
8145 | 413.4737 | 117.6679 | 413.4737 | 117.6679
8146 | 420.2586 | 86.6456 | 420.2586 | 86.6456
8147 | 410.8033 | 66.045 | 410.8033 | 66.045
8148 | 390.1484 | 62.4831 | 390.1484 | 62.4831
8149 | 366.5676 | 53.4811 | 366.5676 | 53.4811
8150 | 351.1166 | 60.9687 | 351.1166 | 60.9687
8151 | 334.4041 | 69.4531 | 334.4041 | 69.4531
8152 | 324.2852 | 91.4578 | 324.2852 | 91.4578
8153 | 323.309 | 172.7911 | 323.309 | 172.7911
8154 | 327.6588 | 195.3466 | 327.6588 | 195.3466
8155 | 342.8269 | 198.7568 | 342.8269 | 198.7568
8156 | 372.7126 | 188.8363 | 372.7126 | 188.8363
8157 | 403.3038 | 181.6159 | 403.3038 | 181.6159
8158 | 432.8227 | 171.063 | 432.8227 | 171.063
8159 | 464.5777 | 161.3653 | 464.5777 | 161.3653
8160 | 468.4879 | 151.1061 | 468.4879 | 151.1061
8161 | 446.9212 | 137.7975 | 446.9212 | 137.7975
8162 | 443.9253 | 135.3689 | 443.9253 | 135.3689
8163 | 443.5317 | 128.3791 | 443.5317 | 128.3791
8164 | 443.5921 | 150.1055 | 443.5921 | 150.1055
8165 | 442.2086 | 162.7762 | 442.2086 | 162.7762
8166 | 432.6948 | 154.5852 | 432.6948 | 154.5852
8167 | 418.751 | 145.895 | 418.751 | 145.895
8168 | 406.663 | 131.0555 | 406.663 | 131.0555
8169 | 403.1101 | 113.9971 | 403.1101 | 113.9971
8170 | 410.4001 | 82.3202 | 410.4001 | 82.3202
8171 | 404.6868 | 61.2562 | 404.6868 | 61.2562
8172 | 384.297 | 57.3304 | 384.297 | 57.3304
8173 | 362.9159 | 48.1477 | 362.9159 | 48.1477
8174 | 349.2461 | 56.0411 | 349.2461 | 56.0411
8175 | 335.5333 | 65.2953 | 335.5333 | 65.2953
8176 | 324.7821 | 87.8001 | 324.7821 | 87.8001
8177 | 323.6595 | 168.9161 | 323.6595 | 168.9161
8178 | 328.5808 | 191.0369 | 328.5808 | 191.0369
8179 | 345.5402 | 194.4602 | 345.5402 | 194.4602
8180 | 375.567 | 183.7909 | 375.567 | 183.7909
8181 | 402.7604 | 175.0519 | 402.7604 | 175.0519
8182 | 424.0929 | 164.3734 | 424.0929 | 164.3734
8183 | 460.9782 | 154.385 | 460.9782 | 154.385
8184 | 464.8156 | 143.6415 | 464.8156 | 143.6415
8185 | 444.4207 | 130.4297 | 444.4207 | 130.4297
8186 | 431.8026 | 128.9149 | 431.8026 | 128.9149
8187 | 428.9801 | 123.0561 | 428.9801 | 123.0561
8188 | 426.945 | 146.11 | 426.945 | 146.11
8189 | 427.0905 | 159.1185 | 427.0905 | 159.1185
8190 | 417.0352 | 150.8961 | 417.0352 | 150.8961
8191 | 405.5925 | 142.0461 | 405.5925 | 142.0461
8192 | 400.4844 | 127.259 | 400.4844 | 127.259
8193 | 402.7708 | 110.3472 | 402.7708 | 110.3472
8194 | 406.7692 | 79.4349 | 406.7692 | 79.4349
8195 | 394.5224 | 59.7272 | 394.5224 | 59.7272
8196 | 372.9944 | 57.4953 | 372.9944 | 57.4953
8197 | 351.8369 | 49.5929 | 351.8369 | 49.5929
8198 | 338.8114 | 57.7351 | 338.8114 | 57.7351
8199 | 325.048 | 66.0965 | 325.048 | 66.0965
8200 | 314.0567 | 87.321 | 314.0567 | 87.321
8201 | 314.0404 | 167.8374 | 314.0404 | 167.8374
8202 | 322.1513 | 189.6257 | 322.1513 | 189.6257
8203 | 343.5189 | 193.104 | 343.5189 | 193.104
8204 | 381.4602 | 183.8773 | 381.4602 | 183.8773
8205 | 412.0729 | 177.2565 | 412.0729 | 177.2565
8206 | 435.1085 | 167.3634 | 435.1085 | 167.3634
8207 | 475.588 | 158.823 | 475.588 | 158.823
8208 | 472.9667 | 149.6582 | 472.9667 | 149.6582
8209 | 445.6692 | 137.3497 | 445.6692 | 137.3497
8210 | 436.0617 | 136.1308 | 436.0617 | 136.1308
8211 | 441.2191 | 131.0916 | 441.2191 | 131.0916
8212 | 442.9486 | 154.999 | 442.9486 | 154.999
8213 | 453.1073 | 168.7144 | 453.1073 | 168.7144
8214 | 443.2945 | 161.6702 | 443.2945 | 161.6702
8215 | 423.1931 | 154.7735 | 423.1931 | 154.7735
8216 | 412.0283 | 141.7459 | 412.0283 | 141.7459
8217 | 407.5544 | 124.8916 | 407.5544 | 124.8916
8218 | 413.5903 | 92.8849 | 413.5903 | 92.8849
8219 | 402.5106 | 71.9754 | 402.5106 | 71.9754
8220 | 376.8282 | 67.2824 | 376.8282 | 67.2824
8221 | 353.4094 | 56.4187 | 353.4094 | 56.4187
8222 | 337.5322 | 61.9898 | 337.5322 | 61.9898
8223 | 324.7471 | 68.1204 | 324.7471 | 68.1204
8224 | 312.3765 | 87.5304 | 312.3765 | 87.5304
8225 | 315.595 | 166.5885 | 315.595 | 166.5885
8226 | 324.8152 | 187.3347 | 324.8152 | 187.3347
8227 | 351.653 | 190.072 | 351.653 | 190.072
8228 | 397.6367 | 180.848 | 397.6367 | 180.848
8229 | 435.1424 | 174.9158 | 435.1424 | 174.9158
8230 | 456.4213 | 166.3109 | 456.4213 | 166.3109
8231 | 491.3077 | 158.6083 | 491.3077 | 158.6083
8232 | 490.4729 | 149.5718 | 490.4729 | 149.5718
8233 | 461.7549 | 137.211 | 461.7549 | 137.211
8234 | 455.1658 | 135.3977 | 455.1658 | 135.3977
8235 | 456.1613 | 129.4028 | 456.1613 | 129.4028
8236 | 454.7697 | 152.3938 | 454.7697 | 152.3938
8237 | 458.5442 | 165.8867 | 458.5442 | 165.8867
8238 | 448.9029 | 158.1199 | 448.9029 | 158.1199
8239 | 423.1171 | 149.7569 | 423.1171 | 149.7569
8240 | 406.6874 | 135.1767 | 406.6874 | 135.1767
8241 | 402.3687 | 118.3198 | 402.3687 | 118.3198
8242 | 409.1864 | 86.8576 | 409.1864 | 86.8576
8243 | 398.7675 | 66.1236 | 398.7675 | 66.1236
8244 | 378.1069 | 62.5407 | 378.1069 | 62.5407
8245 | 356.1241 | 52.9757 | 356.1241 | 52.9757
8246 | 341.2218 | 59.7276 | 341.2218 | 59.7276
8247 | 326.0702 | 67.0339 | 326.0702 | 67.0339
8248 | 313.7122 | 87.643 | 313.7122 | 87.643
8249 | 316.5288 | 167.6698 | 316.5288 | 167.6698
8250 | 328.0051 | 189.0052 | 328.0051 | 189.0052
8251 | 355.4904 | 191.9572 | 355.4904 | 191.9572
8252 | 404.0173 | 182.3875 | 404.0173 | 182.3875
8253 | 435.9843 | 175.7405 | 435.9843 | 175.7405
8254 | 461.3349 | 166.0491 | 461.3349 | 166.0491
8255 | 497.3347 | 157.5243 | 497.3347 | 157.5243
8256 | 497.5913 | 148.5638 | 497.5913 | 148.5638
8257 | 463.4124 | 136.3915 | 463.4124 | 136.3915
8258 | 459.4665 | 135.1385 | 459.4665 | 135.1385
8259 | 463.0286 | 129.4866 | 463.0286 | 129.4866
8260 | 460.2702 | 152.1006 | 460.2702 | 152.1006
8261 | 464.5889 | 165.2216 | 464.5889 | 165.2216
8262 | 456.7441 | 156.9626 | 456.7441 | 156.9626
8263 | 431.1737 | 147.8456 | 431.1737 | 147.8456
8264 | 418.1087 | 132.4275 | 418.1087 | 132.4275
8265 | 416.5533 | 114.5548 | 416.5533 | 114.5548
8266 | 421.1892 | 82.2574 | 421.1892 | 82.2574
8267 | 406.2703 | 60.7614 | 406.2703 | 60.7614
8268 | 380.4136 | 56.3433 | 380.4136 | 56.3433
8269 | 357.3179 | 46.3096 | 357.3179 | 46.3096
8270 | 341.7312 | 52.7892 | 341.7312 | 52.7892
8271 | 327.9905 | 60.1059 | 327.9905 | 60.1059
8272 | 317.7841 | 81.0136 | 317.7841 | 81.0136
8273 | 319.2443 | 161.7395 | 319.2443 | 161.7395
8274 | 327.2277 | 184.397 | 327.2277 | 184.397
8275 | 352.781 | 188.4173 | 352.781 | 188.4173
8276 | 399.9869 | 179.2116 | 399.9869 | 179.2116
8277 | 437.8741 | 171.7686 | 437.8741 | 171.7686
8278 | 458.855 | 162.25 | 458.855 | 162.25
8279 | 498.6798 | 154.1101 | 498.6798 | 154.1101
8280 | 502.5557 | 144.5317 | 502.5557 | 144.5317
8281 | 469.0906 | 131.6053 | 469.0906 | 131.6053
8282 | 462.3164 | 130.4204 | 462.3164 | 130.4204
8283 | 460.693 | 124.3495 | 460.693 | 124.3495
8284 | 464.2576 | 147.2411 | 464.2576 | 147.2411
8285 | 468.8408 | 160.3674 | 468.8408 | 160.3674
8286 | 455.655 | 152.5116 | 455.655 | 152.5116
8287 | 431.3543 | 144.2586 | 431.3543 | 144.2586
8288 | 415.656 | 129.9244 | 415.656 | 129.9244
8289 | 410.2105 | 113.8085 | 410.2105 | 113.8085
8290 | 418.5331 | 83.3727 | 418.5331 | 83.3727
8291 | 409.8531 | 63.2513 | 409.8531 | 63.2513
8292 | 384.8381 | 59.7497 | 384.8381 | 59.7497
8293 | 361.7544 | 50.2711 | 361.7544 | 50.2711
8294 | 344.7203 | 56.8894 | 344.7203 | 56.8894
8295 | 331.198 | 63.9338 | 331.198 | 63.9338
8296 | 320.6134 | 84.6189 | 320.6134 | 84.6189
8297 | 320.2266 | 164.8892 | 320.2266 | 164.8892
8298 | 328.8048 | 186.3686 | 328.8048 | 186.3686
8299 | 348.1796 | 189.4934 | 348.1796 | 189.4934
8300 | 387.0397 | 180.2877 | 387.0397 | 180.2877
8301 | 421.6261 | 173.8973 | 421.6261 | 173.8973
8302 | 447.958 | 164.4912 | 447.958 | 164.4912
8303 | 480.6716 | 156.1262 | 480.6716 | 156.1262
8304 | 478.7663 | 147.0086 | 478.7663 | 147.0086
8305 | 457.6493 | 134.9645 | 457.6493 | 134.9645
8306 | 453.6122 | 134.0441 | 453.6122 | 134.0441
8307 | 455.6762 | 128.9996 | 455.6762 | 128.9996
8308 | 451.3537 | 152.5326 | 451.3537 | 152.5326
8309 | 457.135 | 166.1721 | 457.135 | 166.1721
8310 | 448.8432 | 158.345 | 448.8432 | 158.345
8311 | 426.5149 | 149.5265 | 426.5149 | 149.5265
8312 | 414.2742 | 134.4043 | 414.2742 | 134.4043
8313 | 411.5606 | 117.0552 | 411.5606 | 117.0552
8314 | 416.7781 | 85.1793 | 416.7781 | 85.1793
8315 | 406.7057 | 63.686 | 406.7057 | 63.686
8316 | 385.7988 | 59.1056 | 385.7988 | 59.1056
8317 | 363.5267 | 48.8415 | 363.5267 | 48.8415
8318 | 347.2987 | 54.8524 | 347.2987 | 54.8524
8319 | 331.9821 | 61.6141 | 331.9821 | 61.6141
8320 | 322.2288 | 82.0164 | 322.2288 | 82.0164
8321 | 320.607 | 161.5038 | 320.607 | 161.5038
8322 | 327.1786 | 182.1113 | 327.1786 | 182.1113
8323 | 343.295 | 184.4742 | 343.295 | 184.4742
8324 | 370.2027 | 174.6296 | 370.2027 | 174.6296
8325 | 394.8934 | 167.8962 | 394.8934 | 167.8962
8326 | 422.5578 | 158.6053 | 422.5578 | 158.6053
8327 | 458.4041 | 151.0153 | 458.4041 | 151.0153
8328 | 461.7845 | 142.9555 | 461.7845 | 142.9555
8329 | 444.5792 | 131.6184 | 444.5792 | 131.6184
8330 | 440.6415 | 130.6927 | 440.6415 | 130.6927
8331 | 439.8195 | 124.4778 | 439.8195 | 124.4778
8332 | 445.7533 | 146.6363 | 445.7533 | 146.6363
8333 | 444.0203 | 158.655 | 444.0203 | 158.655
8334 | 432.5353 | 150.2886 | 432.5353 | 150.2886
8335 | 417.6516 | 140.792 | 417.6516 | 140.792
8336 | 406.1774 | 125.188 | 406.1774 | 125.188
8337 | 404.6435 | 107.5745 | 404.6435 | 107.5745
8338 | 407.3457 | 75.3661 | 407.3457 | 75.3661
8339 | 402.3558 | 53.7209 | 402.3558 | 53.7209
8340 | 383.4029 | 49.1797 | 383.4029 | 49.1797
8341 | 359.1631 | 39.5074 | 359.1631 | 39.5074
8342 | 345.9232 | 47.6862 | 345.9232 | 47.6862
8343 | 331.6113 | 58.1187 | 331.6113 | 58.1187
8344 | 319.3592 | 81.5529 | 319.3592 | 81.5529
8345 | 319.4645 | 163.0879 | 319.4645 | 163.0879
8346 | 323.4353 | 184.5594 | 323.4353 | 184.5594
8347 | 339.463 | 187.1631 | 339.463 | 187.1631
8348 | 371.7822 | 176.8473 | 371.7822 | 176.8473
8349 | 398.4452 | 170.36 | 398.4452 | 170.36
8350 | 424.8328 | 161.4121 | 424.8328 | 161.4121
8351 | 459.2649 | 153.466 | 459.2649 | 153.466
8352 | 462.9324 | 144.6652 | 462.9324 | 144.6652
8353 | 443.5367 | 131.3146 | 443.5367 | 131.3146
8354 | 439.4588 | 128.0928 | 439.4588 | 128.0928
8355 | 438.6504 | 121.7208 | 438.6504 | 121.7208
8356 | 443.1715 | 144.1201 | 443.1715 | 144.1201
8357 | 442.972 | 157.0893 | 442.972 | 157.0893
8358 | 434.8221 | 149.1549 | 434.8221 | 149.1549
8359 | 416.8567 | 140.326 | 416.8567 | 140.326
8360 | 407.9683 | 125.0911 | 407.9683 | 125.0911
8361 | 406.6171 | 107.5509 | 406.6171 | 107.5509
8362 | 407.6806 | 75.7484 | 407.6806 | 75.7484
8363 | 400.5137 | 54.8991 | 400.5137 | 54.8991
8364 | 384.9532 | 51.4707 | 384.9532 | 51.4707
8365 | 360.4318 | 42.9111 | 360.4318 | 42.9111
8366 | 346.5145 | 51.1502 | 346.5145 | 51.1502
8367 | 335.4724 | 60.5327 | 335.4724 | 60.5327
8368 | 319.6596 | 83.192 | 319.6596 | 83.192
8369 | 319.3753 | 163.999 | 319.3753 | 163.999
8370 | 328.8605 | 184.9285 | 328.8605 | 184.9285
8371 | 346.4327 | 186.8463 | 346.4327 | 186.8463
8372 | 385.517 | 176.8473 | 385.517 | 176.8473
8373 | 414.4208 | 170.1139 | 414.4208 | 170.1139
8374 | 439.1427 | 160.624 | 439.1427 | 160.624
8375 | 470.5736 | 152.2878 | 470.5736 | 152.2878
8376 | 477.5641 | 142.7094 | 477.5641 | 142.7094
8377 | 452.5544 | 127.2825 | 452.5544 | 127.2825
8378 | 448.1782 | 120.2982 | 448.1782 | 120.2982
8379 | 451.0459 | 111.9652 | 451.0459 | 111.9652
8380 | 452.4339 | 134.1131 | 452.4339 | 134.1131
8381 | 460.7588 | 146.8467 | 460.7588 | 146.8467
8382 | 449.0185 | 138.1478 | 449.0185 | 138.1478
8383 | 430.1054 | 128.981 | 430.1054 | 128.981
8384 | 419.5983 | 113.7279 | 419.5983 | 113.7279
8385 | 413.2441 | 96.1274 | 413.2441 | 96.1274
8386 | 414.9361 | 64.1573 | 414.9361 | 64.1573
8387 | 407.9042 | 42.7608 | 407.9042 | 42.7608
8388 | 385.5962 | 38.5889 | 385.5962 | 38.5889
8389 | 359.0646 | 29.7046 | 359.0646 | 29.7046
8390 | 344.5675 | 38.4228 | 344.5675 | 38.4228
8391 | 331.3897 | 49.3344 | 331.3897 | 49.3344
8392 | 319.9149 | 73.02 | 319.9149 | 73.02
8393 | 322.0039 | 155.1284 | 322.0039 | 155.1284
8394 | 331.8899 | 177.7231 | 331.8899 | 177.7231
8395 | 357.0216 | 181.0233 | 357.0216 | 181.0233
8396 | 403.4871 | 170.6289 | 403.4871 | 170.6289
8397 | 433.9229 | 161.9685 | 433.9229 | 161.9685
8398 | 456.7233 | 151.1773 | 456.7233 | 151.1773
8399 | 491.6201 | 141.8095 | 491.6201 | 141.8095
8400 | 491.5001 | 130.6628 | 491.5001 | 130.6628
8401 | 462.5335 | 116.6655 | 462.5335 | 116.6655
8402 | 456.3056 | 114.4595 | 456.3056 | 114.4595
8403 | 461.6648 | 108.7473 | 461.6648 | 108.7473
8404 | 461.7045 | 132.8197 | 461.7045 | 132.8197
8405 | 464.6641 | 147.297 | 464.6641 | 147.297
8406 | 456.0607 | 140.9833 | 456.0607 | 140.9833
8407 | 434.7635 | 134.2647 | 434.7635 | 134.2647
8408 | 416.1492 | 121.4256 | 416.1492 | 121.4256
8409 | 412.8551 | 106.2051 | 412.8551 | 106.2051
8410 | 414.8348 | 76.2144 | 414.8348 | 76.2144
8411 | 401.2905 | 56.9727 | 401.2905 | 56.9727
8412 | 381.465 | 54.6022 | 381.465 | 54.6022
8413 | 355.0276 | 46.184 | 355.0276 | 46.184
8414 | 342.5843 | 53.25 | 342.5843 | 53.25
8415 | 329.2573 | 60.716 | 329.2573 | 60.716
8416 | 318.7408 | 81.388 | 318.7408 | 81.388
8417 | 321.857 | 161.0273 | 321.857 | 161.0273
8418 | 332.5971 | 181.7264 | 332.5971 | 181.7264
8419 | 358.8205 | 183.9401 | 358.8205 | 183.9401
8420 | 401.1462 | 174.0353 | 401.1462 | 174.0353
8421 | 435.2949 | 167.171 | 435.2949 | 167.171
8422 | 456.9615 | 157.0946 | 456.9615 | 157.0946
8423 | 487.718 | 147.9546 | 487.718 | 147.9546
8424 | 487.7354 | 137.4257 | 487.7354 | 137.4257
8425 | 463.2526 | 123.2452 | 463.2526 | 123.2452
8426 | 456.4739 | 118.4576 | 456.4739 | 118.4576
8427 | 458.6806 | 108.4017 | 458.6806 | 108.4017
8428 | 464.0449 | 129.2824 | 464.0449 | 129.2824
8429 | 465.8449 | 142.0788 | 465.8449 | 142.0788
8430 | 454.9735 | 133.8826 | 454.9735 | 133.8826
8431 | 429.6341 | 124.4122 | 429.6341 | 124.4122
8432 | 419.3675 | 108.3866 | 419.3675 | 108.3866
8433 | 417.1676 | 91.1501 | 417.1676 | 91.1501
8434 | 420.5067 | 60.3582 | 420.5067 | 60.3582
8435 | 403.3441 | 40.3337 | 403.3441 | 40.3337
8436 | 381.2444 | 37.0441 | 381.2444 | 37.0441
8437 | 357.4316 | 28.5395 | 357.4316 | 28.5395
8438 | 344.0223 | 38.2055 | 344.0223 | 38.2055
8439 | 330.3152 | 51.1672 | 330.3152 | 51.1672
8440 | 319.3118 | 77.3925 | 319.3118 | 77.3925
8441 | 322.4461 | 159.5585 | 322.4461 | 159.5585
8442 | 333.15 | 181.3022 | 333.15 | 181.3022
8443 | 356.3351 | 184.6025 | 356.3351 | 184.6025
8444 | 399.662 | 175.4832 | 399.662 | 175.4832
8445 | 433.2232 | 169.1556 | 433.2232 | 169.1556
8446 | 454.1536 | 159.5662 | 454.1536 | 159.5662
8447 | 485.4027 | 150.8975 | 485.4027 | 150.8975
8448 | 484.7151 | 140.9133 | 484.7151 | 140.9133
8449 | 458.1862 | 127.7617 | 458.1862 | 127.7617
8450 | 453.1608 | 125.6683 | 453.1608 | 125.6683
8451 | 458.5862 | 119.4534 | 458.5862 | 119.4534
8452 | 457.2674 | 141.892 | 457.2674 | 141.892
8453 | 457.1595 | 154.6936 | 457.1595 | 154.6936
8454 | 449.1835 | 146.4005 | 449.1835 | 146.4005
8455 | 426.2326 | 137.4144 | 426.2326 | 137.4144
8456 | 412.2157 | 122.2267 | 412.2157 | 122.2267
8457 | 412.5205 | 104.6839 | 412.5205 | 104.6839
8458 | 417.6282 | 72.7845 | 417.6282 | 72.7845
8459 | 404.5893 | 51.6132 | 404.5893 | 51.6132
8460 | 381.0195 | 47.4334 | 381.0195 | 47.4334
8461 | 353.9973 | 37.9574 | 353.9973 | 37.9574
8462 | 339.7429 | 45.4398 | 339.7429 | 45.4398
8463 | 328.7239 | 54.8432 | 328.7239 | 54.8432
8464 | 319.1519 | 77.3742 | 319.1519 | 77.3742
8465 | 319.1594 | 158.4483 | 319.1594 | 158.4483
8466 | 327.8917 | 180.4461 | 327.8917 | 180.4461
8467 | 345.4229 | 182.7697 | 345.4229 | 182.7697
8468 | 384.6028 | 171.7836 | 384.6028 | 171.7836
8469 | 417.0689 | 163.7829 | 417.0689 | 163.7829
8470 | 442.3867 | 153.0023 | 442.3867 | 153.0023
8471 | 476.7252 | 142.451 | 476.7252 | 142.451
8472 | 477.7832 | 131.2178 | 477.7832 | 131.2178
8473 | 456.637 | 117.5374 | 456.637 | 117.5374
8474 | 454.3118 | 115.6586 | 454.3118 | 115.6586
8475 | 456.8553 | 110.2816 | 456.8553 | 110.2816
8476 | 452.8898 | 133.5345 | 452.8898 | 133.5345
8477 | 451.3679 | 147.0299 | 451.3679 | 147.0299
8478 | 448.0053 | 139.5773 | 448.0053 | 139.5773
8479 | 430.9178 | 131.793 | 430.9178 | 131.793
8480 | 414.1298 | 118.0428 | 414.1298 | 118.0428
8481 | 409.2819 | 102.9061 | 409.2819 | 102.9061
8482 | 412.7642 | 73.9313 | 412.7642 | 73.9313
8483 | 402.1024 | 55.4201 | 402.1024 | 55.4201
8484 | 384.268 | 53.2747 | 384.268 | 53.2747
8485 | 358.075 | 43.5029 | 358.075 | 43.5029
8486 | 342.7388 | 49.4038 | 342.7388 | 49.4038
8487 | 326.8932 | 56.7755 | 326.8932 | 56.7755
8488 | 316.7447 | 78.0314 | 316.7447 | 78.0314
8489 | 315.593 | 158.5478 | 315.593 | 158.5478
8490 | 322.5018 | 180.3178 | 322.5018 | 180.3178
8491 | 338.084 | 183.9689 | 338.084 | 183.9689
8492 | 367.0789 | 175.3208 | 367.0789 | 175.3208
8493 | 393.4853 | 169.6452 | 393.4853 | 169.6452
8494 | 418.756 | 161.1005 | 418.756 | 161.1005
8495 | 453.6457 | 153.2435 | 453.6457 | 153.2435
8496 | 457.8682 | 144.3432 | 457.8682 | 144.3432
8497 | 434.413 | 131.7728 | 434.413 | 131.7728
8498 | 425.6255 | 130.2005 | 425.6255 | 130.2005
8499 | 426.1601 | 124.7056 | 426.1601 | 124.7056
8500 | 429.393 | 147.5867 | 429.393 | 147.5867
8501 | 433.3977 | 161.3047 | 433.3977 | 161.3047
8502 | 424.1377 | 153.8626 | 424.1377 | 153.8626
8503 | 407.3229 | 145.6829 | 407.3229 | 145.6829
8504 | 392.6727 | 131.3069 | 392.6727 | 131.3069
8505 | 391.5013 | 114.0966 | 391.5013 | 114.0966
8506 | 398.7834 | 82.0086 | 398.7834 | 82.0086
8507 | 393.9562 | 60.5153 | 393.9562 | 60.5153
8508 | 375.0406 | 56.215 | 375.0406 | 56.215
8509 | 352.1113 | 46.0242 | 352.1113 | 46.0242
8510 | 338.8738 | 52.6924 | 338.8738 | 52.6924
8511 | 324.5094 | 61.1559 | 324.5094 | 61.1559
8512 | 312.2309 | 83.8151 | 312.2309 | 83.8151
8513 | 313.146 | 165.4207 | 313.146 | 165.4207
8514 | 319.5752 | 187.6018 | 319.5752 | 187.6018
8515 | 334.8565 | 190.3417 | 334.8565 | 190.3417
8516 | 362.3363 | 180.272 | 362.3363 | 180.272
8517 | 386.5146 | 173.2898 | 386.5146 | 173.2898
8518 | 411.1923 | 162.8391 | 411.1923 | 162.8391
8519 | 446.3295 | 153.4713 | 446.3295 | 153.4713
8520 | 452.6481 | 143.2461 | 452.6481 | 143.2461
8521 | 432.9324 | 130.2071 | 432.9324 | 130.2071
8522 | 425.5717 | 128.009 | 425.5717 | 128.009
8523 | 426.951 | 121.4066 | 426.951 | 121.4066
8524 | 431.9831 | 143.8452 | 431.9831 | 143.8452
8525 | 430.5219 | 156.3274 | 430.5219 | 156.3274
8526 | 423.385 | 147.7568 | 423.385 | 147.7568
8527 | 409.4471 | 138.3544 | 409.4471 | 138.3544
8528 | 401.0671 | 123.2086 | 401.0671 | 123.2086
8529 | 401.8399 | 106.0297 | 401.8399 | 106.0297
8530 | 402.9732 | 73.4129 | 402.9732 | 73.4129
8531 | 395.4804 | 51.4456 | 395.4804 | 51.4456
8532 | 374.9084 | 46.6741 | 374.9084 | 46.6741
8533 | 352.1361 | 36.5776 | 352.1361 | 36.5776
8534 | 337.5652 | 44.3061 | 337.5652 | 44.3061
8535 | 325.3934 | 53.4477 | 325.3934 | 53.4477
8536 | 313.2447 | 74.9209 | 313.2447 | 74.9209
8537 | 313.5914 | 155.6599 | 313.5914 | 155.6599
8538 | 320.7076 | 177.2073 | 320.7076 | 177.2073
8539 | 336.5787 | 180.0807 | 336.5787 | 180.0807
8540 | 369.7613 | 169.7544 | 369.7613 | 169.7544
8541 | 399.5406 | 162.1596 | 399.5406 | 162.1596
8542 | 423.7212 | 152.5414 | 423.7212 | 152.5414
8543 | 459.5125 | 144.4173 | 459.5125 | 144.4173
8544 | 459.9452 | 135.6977 | 459.9452 | 135.6977
8545 | 440.334 | 124.3527 | 440.334 | 124.3527
8546 | 435.9258 | 123.6574 | 435.9258 | 123.6574
8547 | 433.8093 | 117.728 | 433.8093 | 117.728
8548 | 434.4386 | 138.8391 | 434.4386 | 138.8391
8549 | 438.6827 | 150.973 | 438.6827 | 150.973
8550 | 430.0912 | 143.8582 | 430.0912 | 143.8582
8551 | 413.7922 | 135.7126 | 413.7922 | 135.7126
8552 | 400.4883 | 120.9333 | 400.4883 | 120.9333
8553 | 399.4494 | 103.2805 | 399.4494 | 103.2805
8554 | 403.5643 | 70.3678 | 403.5643 | 70.3678
8555 | 395.4068 | 47.9947 | 395.4068 | 47.9947
8556 | 378.7285 | 42.8933 | 378.7285 | 42.8933
8557 | 354.161 | 32.8125 | 354.161 | 32.8125
8558 | 339.6793 | 40.1692 | 339.6793 | 40.1692
8559 | 324.9813 | 48.5934 | 324.9813 | 48.5934
8560 | 316.2821 | 70.4018 | 316.2821 | 70.4018
8561 | 317.9365 | 150.9994 | 317.9365 | 150.9994
8562 | 322.9426 | 172.5389 | 322.9426 | 172.5389
8563 | 340.7985 | 175.5669 | 340.7985 | 175.5669
8564 | 367.8084 | 165.7275 | 367.8084 | 165.7275
8565 | 398.8937 | 158.1065 | 398.8937 | 158.1065
8566 | 421.8914 | 147.9516 | 421.8914 | 147.9516
8567 | 455.2469 | 138.8011 | 455.2469 | 138.8011
8568 | 454.4836 | 128.7671 | 454.4836 | 128.7671
8569 | 436.6118 | 115.9769 | 436.6118 | 115.9769
8570 | 432.0075 | 114.8313 | 432.0075 | 114.8313
8571 | 429.6764 | 109.3652 | 429.6764 | 109.3652
8572 | 430.7777 | 133.8382 | 430.7777 | 133.8382
8573 | 429.375 | 149.3183 | 429.375 | 149.3183
8574 | 420.7586 | 142.8345 | 420.7586 | 142.8345
8575 | 405.7707 | 135.5502 | 405.7707 | 135.5502
8576 | 400.1075 | 121.3601 | 400.1075 | 121.3601
8577 | 400.6092 | 103.9168 | 400.6092 | 103.9168
8578 | 404.7657 | 70.9543 | 404.7657 | 70.9543
8579 | 396.3484 | 48.4294 | 396.3484 | 48.4294
8580 | 376.7814 | 43.1106 | 376.7814 | 43.1106
8581 | 351.4842 | 32.7654 | 351.4842 | 32.7654
8582 | 338.2827 | 40.1745 | 338.2827 | 40.1745
8583 | 324.676 | 49.3632 | 324.676 | 49.3632
8584 | 314.7998 | 71.7973 | 314.7998 | 71.7973
8585 | 316.2176 | 152.8243 | 316.2176 | 152.8243
8586 | 323.3042 | 174.5314 | 323.3042 | 174.5314
8587 | 342.2572 | 177.0881 | 342.2572 | 177.0881
8588 | 382.2691 | 166.3638 | 382.2691 | 166.3638
8589 | 411.2075 | 157.6614 | 411.2075 | 157.6614
8590 | 434.8459 | 146.0508 | 434.8459 | 146.0508
8591 | 468.8612 | 135.6042 | 468.8612 | 135.6042
8592 | 474.9963 | 122.5671 | 474.9963 | 122.5671
8593 | 445.6067 | 108.7321 | 445.6067 | 108.7321
8594 | 440.9804 | 107.4661 | 440.9804 | 107.4661
8595 | 448.086 | 102.5525 | 448.086 | 102.5525
8596 | 447.2516 | 126.3683 | 447.2516 | 126.3683
8597 | 443.8663 | 140.7514 | 443.8663 | 140.7514
8598 | 438.1906 | 133.6758 | 438.1906 | 133.6758
8599 | 414.8209 | 125.8679 | 414.8209 | 125.8679
8600 | 399.469 | 112.06 | 399.469 | 112.06
8601 | 395.4919 | 95.067 | 395.4919 | 95.067
8602 | 400.8513 | 62.8901 | 400.8513 | 62.8901
8603 | 394.5534 | 41.8052 | 394.5534 | 41.8052
8604 | 374.3168 | 38.9764 | 374.3168 | 38.9764
8605 | 349.617 | 31.2677 | 349.617 | 31.2677
8606 | 334.3702 | 40.2111 | 334.3702 | 40.2111
8607 | 318.0933 | 50.6462 | 318.0933 | 50.6462
8608 | 308.279 | 74.5622 | 308.279 | 74.5622
8609 | 311.342 | 155.9583 | 311.342 | 155.9583
8610 | 318.9024 | 178.4064 | 318.9024 | 178.4064
8611 | 340.4035 | 182.6074 | 340.4035 | 182.6074
8612 | 379.5167 | 174.6008 | 379.5167 | 174.6008
8613 | 407.6753 | 169.0771 | 407.6753 | 169.0771
8614 | 427.7311 | 159.87 | 427.7311 | 159.87
8615 | 466.7139 | 152.293 | 466.7139 | 152.293
8616 | 468.9747 | 144.0997 | 468.9747 | 144.0997
8617 | 443.6066 | 132.4772 | 443.6066 | 132.4772
8618 | 436.0123 | 131.1954 | 436.0123 | 131.1954
8619 | 439.7347 | 124.6454 | 439.7347 | 124.6454
8620 | 439.8379 | 145.3114 | 439.8379 | 145.3114
8621 | 438.8394 | 155.3063 | 438.8394 | 155.3063
8622 | 436.0981 | 145.0443 | 436.0981 | 145.0443
8623 | 413.2761 | 134.2882 | 413.2761 | 134.2882
8624 | 401.7635 | 118.5847 | 401.7635 | 118.5847
8625 | 398.2045 | 101.6808 | 398.2045 | 101.6808
8626 | 403.5043 | 71.245 | 403.5043 | 71.245
8627 | 394.4469 | 51.5791 | 394.4469 | 51.5791
8628 | 374.6773 | 49.0043 | 374.6773 | 49.0043
8629 | 347.7921 | 41.3297 | 347.7921 | 41.3297
8630 | 332.6533 | 50.0243 | 332.6533 | 50.0243
8631 | 316.9856 | 58.7418 | 316.9856 | 58.7418
8632 | 306.0011 | 80.4219 | 306.0011 | 80.4219
8633 | 304.9515 | 161.0509 | 304.9515 | 161.0509
8634 | 314.2573 | 182.4831 | 314.2573 | 182.4831
8635 | 332.4729 | 185.2282 | 332.4729 | 185.2282
8636 | 367.4246 | 175.6481 | 367.4246 | 175.6481
8637 | 399.7564 | 169.1242 | 399.7564 | 169.1242
8638 | 425.4383 | 159.7233 | 425.4383 | 159.7233
8639 | 461.3469 | 151.5259 | 461.3469 | 151.5259
8640 | 467.7013 | 142.4737 | 467.7013 | 142.4737
8641 | 444.0449 | 130.0343 | 444.0449 | 130.0343
8642 | 435.9355 | 128.3389 | 435.9355 | 128.3389
8643 | 435.4542 | 122.1266 | 435.4542 | 122.1266
8644 | 434.9128 | 144.3296 | 434.9128 | 144.3296
8645 | 439.1132 | 156.5578 | 439.1132 | 156.5578
8646 | 431.2518 | 147.7254 | 431.2518 | 147.7254
8647 | 413.3898 | 138.4748 | 413.3898 | 138.4748
8648 | 400.6491 | 122.8394 | 400.6491 | 122.8394
8649 | 394.7712 | 105.2337 | 394.7712 | 105.2337
8650 | 401.8051 | 73.6538 | 401.8051 | 73.6538
8651 | 396.1807 | 52.7285 | 396.1807 | 52.7285
8652 | 373.6909 | 48.9179 | 373.6909 | 48.9179
8653 | 350.474 | 39.5964 | 350.474 | 39.5964
8654 | 335.7615 | 46.6128 | 335.7615 | 46.6128
8655 | 320.1972 | 54.2751 | 320.1972 | 54.2751
8656 | 307.6806 | 75.4786 | 307.6806 | 75.4786
8657 | 307.4065 | 155.961 | 307.4065 | 155.961
8658 | 314.0042 | 177.6341 | 314.0042 | 177.6341
8659 | 329.151 | 180.8976 | 329.151 | 180.8976
8660 | 359.231 | 171.6815 | 359.231 | 171.6815
8661 | 389.0913 | 165.367 | 389.0913 | 165.367
8662 | 410.9743 | 156.1835 | 410.9743 | 156.1835
8663 | 443.2947 | 148.0227 | 443.2947 | 148.0227
8664 | 449.6499 | 138.7951 | 449.6499 | 138.7951
8665 | 434.9072 | 125.853 | 434.9072 | 125.853
8666 | 425.2902 | 121.9922 | 425.2902 | 121.9922
8667 | 421.3626 | 112.6066 | 421.3626 | 112.6066
8668 | 421.2253 | 132.571 | 421.2253 | 132.571
8669 | 423.2033 | 143.6026 | 423.2033 | 143.6026
8670 | 416.33 | 134.0319 | 416.33 | 134.0319
8671 | 399.2251 | 123.755 | 399.2251 | 123.755
8672 | 387.732 | 106.6245 | 387.732 | 106.6245
8673 | 388.8315 | 88.9717 | 388.8315 | 88.9717
8674 | 399.6148 | 57.198 | 399.6148 | 57.198
8675 | 392.679 | 35.9507 | 392.679 | 35.9507
8676 | 371.6876 | 31.9987 | 371.6876 | 31.9987
8677 | 348.6691 | 23.0909 | 348.6691 | 23.0909
8678 | 335.0208 | 31.4138 | 335.0208 | 31.4138
8679 | 320.8536 | 40.7439 | 320.8536 | 40.7439
8680 | 306.674 | 62.5391 | 306.674 | 62.5391
8681 | 305.5623 | 142.888 | 305.5623 | 142.888
8682 | 311.131 | 163.8934 | 311.131 | 163.8934
8683 | 326.7385 | 166.8323 | 326.7385 | 166.8323
8684 | 353.6774 | 158.0587 | 353.6774 | 158.0587
8685 | 379.7641 | 150.9587 | 379.7641 | 150.9587
8686 | 405.0848 | 139.4894 | 405.0848 | 139.4894
8687 | 438.1374 | 129.9776 | 438.1374 | 129.9776
8688 | 444.465 | 119.2079 | 444.465 | 119.2079
8689 | 427.873 | 106.017 | 427.873 | 106.017
8690 | 422.1437 | 103.8451 | 422.1437 | 103.8451
8691 | 425.7167 | 98.0832 | 425.7167 | 98.0832
8692 | 427.5375 | 121.192 | 427.5375 | 121.192
8693 | 428.9169 | 134.7608 | 428.9169 | 134.7608
8694 | 420.6014 | 127.0987 | 420.6014 | 127.0987
8695 | 404.0138 | 118.4792 | 404.0138 | 118.4792
8696 | 396.3229 | 103.4067 | 396.3229 | 103.4067
8697 | 395.0943 | 85.4135 | 395.0943 | 85.4135
8698 | 396.7235 | 52.6422 | 396.7235 | 52.6422
8699 | 390.6228 | 30.3791 | 390.6228 | 30.3791
8700 | 371.3026 | 24.8482 | 371.3026 | 24.8482
8701 | 346.6173 | 14.613 | 346.6173 | 14.613
8702 | 331.7792 | 21.6764 | 331.7792 | 21.6764
8703 | 318.0206 | 31.4595 | 318.0206 | 31.4595
8704 | 305.5369 | 55.0509 | 305.5369 | 55.0509
8705 | 305.0445 | 136.9943 | 305.0445 | 136.9943
8706 | 311.9085 | 159.3376 | 311.9085 | 159.3376
8707 | 329.4229 | 162.4991 | 329.4229 | 162.4991
8708 | 361.3657 | 152.8038 | 361.3657 | 152.8038
8709 | 388.8314 | 146.0782 | 388.8314 | 146.0782
8710 | 414.7808 | 136.6931 | 414.7808 | 136.6931
8711 | 452.3092 | 129.687 | 452.3092 | 129.687
8712 | 459.2733 | 121.2108 | 459.2733 | 121.2108
8713 | 438.8128 | 107.6613 | 438.8128 | 107.6613
8714 | 431.82 | 105.3977 | 431.82 | 105.3977
8715 | 434.2239 | 100.3689 | 434.2239 | 100.3689
8716 | 434.7818 | 123.7474 | 434.7818 | 123.7474
8717 | 431.9031 | 137.3686 | 431.9031 | 137.3686
8718 | 427.7351 | 130.1437 | 427.7351 | 130.1437
8719 | 414.3748 | 122.5296 | 414.3748 | 122.5296
8720 | 403.7185 | 108.7794 | 403.7185 | 108.7794
8721 | 403.0747 | 93.3835 | 403.0747 | 93.3835
8722 | 403.8384 | 64.0866 | 403.8384 | 64.0866
8723 | 395.3061 | 45.7535 | 395.3061 | 45.7535
8724 | 374.8586 | 39.872 | 374.8586 | 39.872
8725 | 356.4897 | 34.6573 | 356.4897 | 34.6573
8726 | 341.7953 | 38.1949 | 341.7953 | 38.1949
8727 | 327.4173 | 47.0666 | 327.4173 | 47.0666
8728 | 314.4263 | 68.0361 | 314.4263 | 68.0361
8729 | 313.1633 | 145.6756 | 313.1633 | 145.6756
8730 | 319.1183 | 164.0661 | 319.1183 | 164.0661
8731 | 333.1891 | 167.0902 | 333.1891 | 167.0902
8732 | 360.2726 | 155.0824 | 360.2726 | 155.0824
8733 | 381.2161 | 150.7225 | 381.2161 | 150.7225
8734 | 401.3714 | 134.0429 | 401.3714 | 134.0429
8735 | 438.6873 | 128.2984 | 438.6873 | 128.2984
8736 | 439.7942 | 118.4463 | 439.7942 | 118.4463
8737 | 417.1568 | 108.7461 | 417.1568 | 108.7461
8738 | 410.4387 | 109.7364 | 410.4387 | 109.7364
8739 | 406.1669 | 112.6261 | 406.1669 | 112.6261
8740 | 408.1631 | 129.8755 | 408.1631 | 129.8755
8741 | 414.163 | 148.7422 | 414.163 | 148.7422
8742 | 405.4089 | 141.0795 | 405.4089 | 141.0795
8743 | 397.6809 | 131.7434 | 397.6809 | 131.7434
8744 | 389.134 | 114.43 | 389.134 | 114.43
8745 | 390.8149 | 104.3218 | 390.8149 | 104.3218
8746 | 399.4957 | 70.5891 | 399.4957 | 70.5891
8747 | 390.1343 | 50.5234 | 390.1343 | 50.5234
8748 | 373.8157 | 45.8169 | 373.8157 | 45.8169
8749 | 353.1789 | 38.3859 | 353.1789 | 38.3859
8750 | 335.6957 | 40.9076 | 335.6957 | 40.9076
8751 | 324.287 | 49.884 | 324.287 | 49.884
8752 | 312.8527 | 71.2891 | 312.8527 | 71.2891
8753 | 312.6245 | 148.8202 | 312.6245 | 148.8202
8754 | 319.1146 | 166.602 | 319.1146 | 166.602
8755 | 336.8124 | 168.8347 | 336.8124 | 168.8347
8756 | 372.4912 | 156.4274 | 372.4912 | 156.4274
8757 | 405.8274 | 152.2292 | 405.8274 | 152.2292
8758 | 434.7059 | 136.1032 | 434.7059 | 136.1032
8759 | 476.4911 | 131.0967 | 476.4911 | 131.0967