## Summary Scalars
Parameter | Value
Total Cost ($) | 3398184.8299
Capital Cost (CAPEX) | 59398.837
Operating Cost (OPEX) | 3338785.9928
Annual Fuel Consumption Genset (L) | 618421.0526
Annual Fuel Consumption Diesel Furnace (L) | 932977.9375

## Generator Summary
Size | Built | Capacity (kW) | Capital Cost ($) | Operating Cost ($)
100 kW | 4 | 400 | 25542.8846 | 59600
500 kW | 0 | 0 | 0 | 0
1000 kW | 0 | 0 | 0 | 0
2000 kW | 0 | 0 | 0 | 0
Total | 4 | 400 | 25542.8846 | 59600

## Diesel Furnace Summary
Size | Built | Capacity (MW) | Capital Cost ($) | Operating Cost ($)
17.58 kW | 150 | 2637 | 33855.9524 | 42192
Total | 150 | 2637 | 33855.9524 | 42192

## Time Series
Time | Electric Load (kW) | Thermal Load (kW) | Diesel Generation (kW) | Thermal Generation (kW)
0 | 276.7793 | 76.2333 | 276.7793 | 76.2333
1 | 262.7549 | 71.3061 | 262.7549 | 71.3061
2 | 261.523 | 72.1183 | 261.523 | 72.1183
3 | 263.3292 | 68.91 | 263.3292 | 68.91
4 | 260.5353 | 72.412 | 260.5353 | 72.412
5 | 265.6595 | 73.1361 | 265.6595 | 73.1361
6 | 263.3478 | 63.495 | 263.3478 | 63.495
7 | 247.6277 | 55.2404 | 247.6277 | 55.2404
8 | 236.9076 | 43.165 | 236.9076 | 43.165
9 | 234.2955 | 35.3698 | 234.2955 | 35.3698
10 | 236.7097 | 21.3254 | 236.7097 | 21.3254
11 | 229.3153 | 12.2434 | 229.3153 | 12.2434
12 | 216.525 | 11.1282 | 216.525 | 11.1282
13 | 203.2647 | 6.922 | 203.2647 | 6.922
14 | 193.885 | 8.0822 | 193.885 | 8.0822
15 | 186.5907 | 11.2297 | 186.5907 | 11.2297
16 | 179.1174 | 20.1229 | 179.1174 | 20.1229
17 | 178.6421 | 56.4643 | 178.6421 | 56.4643
18 | 183.706 | 67.5559 | 183.706 | 67.5559
19 | 194.7827 | 73.9771 | 194.7827 | 73.9771
20 | 216.5069 | 73.2101 | 216.5069 | 73.2101
21 | 236.36 | 74.0839 | 236.36 | 74.0839
22 | 252.1767 | 67.0327 | 252.1767 | 67.0327
23 | 274.7106 | 66.3889 | 274.7106 | 66.3889
24 | 278.9131 | 62.7872 | 278.9131 | 62.7872
25 | 264.9659 | 56.1541 | 264.9659 | 56.1541
26 | 259.7248 | 57.171 | 259.7248 | 57.171
27 | 260.208 | 56.3438 | 260.208 | 56.3438
28 | 260.1661 | 63.2038 | 260.1661 | 63.2038
29 | 261.2827 | 67.7563 | 261.2827 | 67.7563
30 | 258.0779 | 60.5645 | 258.0779 | 60.5645
31 | 245.5189 | 51.9615 | 245.5189 | 51.9615
32 | 235.4731 | 40.4607 | 235.4731 | 40.4607
33 | 232.2793 | 35.3698 | 232.2793 | 35.3698
34 | 234.6797 | 21.3254 | 234.6797 | 21.3254
35 | 229.2542 | 13.8056 | 229.2542 | 13.8056
36 | 214.3933 | 12.9419 | 214.3933 | 12.9419
37 | 200.9318 | 7.6007 | 200.9318 | 7.6007
38 | 194.2166 | 8.4665 | 194.2166 | 8.4665
39 | 187.3289 | 12.6124 | 187.3289 | 12.6124
40 | 180.2378 | 23.6245 | 180.2378 | 23.6245
41 | 179.4699 | 61.0541 | 179.4699 | 61.0541
42 | 182.8551 | 68.6118 | 182.8551 | 68.6118
43 | 191.9479 | 72.0413 | 191.9479 | 72.0413
44 | 212.1192 | 69.5217 | 212.1192 | 69.5217
45 | 232.6845 | 68.959 | 232.6845 | 68.959
46 | 247.2732 | 61.8934 | 247.2732 | 61.8934
47 | 268.3531 | 60.966 | 268.3531 | 60.966
48 | 270.0832 | 57.9533 | 270.0832 | 57.9533
49 | 259.761 | 52.7962 | 259.761 | 52.7962
50 | 256.001 | 54.4811 | 256.001 | 54.4811
51 | 257.7042 | 54.11 | 257.7042 | 54.11
52 | 256.6521 | 62.3921 | 256.6521 | 62.3921
53 | 260.2766 | 68.3632 | 260.2766 | 68.3632
54 | 256.2754 | 62.8342 | 256.2754 | 62.8342
55 | 242.982 | 58.135 | 242.982 | 58.135
56 | 232.1973 | 48.5951 | 232.1973 | 48.5951
57 | 228.6713 | 43.0446 | 228.6713 | 43.0446
58 | 233.0608 | 28.6339 | 233.0608 | 28.6339
59 | 227.1458 | 18.9018 | 227.1458 | 18.9018
60 | 213.2654 | 17.4347 | 213.2654 | 17.4347
61 | 201.8578 | 13.1925 | 201.8578 | 13.1925
62 | 193.801 | 14.5072 | 193.801 | 14.5072
63 | 186.39 | 18.197 | 186.39 | 18.197
64 | 180.1771 | 28.3256 | 180.1771 | 28.3256
65 | 178.2221 | 65.353 | 178.2221 | 65.353
66 | 181.5386 | 73.7366 | 181.5386 | 73.7366
67 | 189.1971 | 78.4483 | 189.1971 | 78.4483
68 | 206.2137 | 76.3597 | 206.2137 | 76.3597
69 | 222.2159 | 75.6964 | 222.2159 | 75.6964
70 | 238.0125 | 68.3938 | 238.0125 | 68.3938
71 | 256.0574 | 66.5721 | 256.0574 | 66.5721
72 | 262.1108 | 62.1516 | 262.1108 | 62.1516
73 | 252.6055 | 56.5348 | 252.6055 | 56.5348
74 | 248.6949 | 56.776 | 248.6949 | 56.776
75 | 250.0327 | 53.0865 | 250.0327 | 53.0865
76 | 248.2134 | 56.8291 | 248.2134 | 56.8291
77 | 248.9771 | 58.5552 | 248.9771 | 58.5552
78 | 241.632 | 51.877 | 241.632 | 51.877
79 | 234.4542 | 48.266 | 234.4542 | 48.266
80 | 228.2045 | 40.0046 | 228.2045 | 40.0046
81 | 227.4135 | 35.3698 | 227.4135 | 35.3698
82 | 228.9479 | 21.3254 | 228.9479 | 21.3254
83 | 225.9414 | 12.2434 | 225.9414 | 12.2434
84 | 212.4647 | 11.1282 | 212.4647 | 11.1282
85 | 199.1666 | 6.922 | 199.1666 | 6.922
86 | 192.4955 | 8.0822 | 192.4955 | 8.0822
87 | 186.9094 | 11.2297 | 186.9094 | 11.2297
88 | 179.0746 | 21.4517 | 179.0746 | 21.4517
89 | 177.4349 | 60.7847 | 177.4349 | 60.7847
90 | 180.3609 | 70.6876 | 180.3609 | 70.6876
91 | 189.7181 | 76.2827 | 189.7181 | 76.2827
92 | 204.487 | 75.3254 | 204.487 | 75.3254
93 | 223.0228 | 74.5974 | 223.0228 | 74.5974
94 | 236.5636 | 67.144 | 236.5636 | 67.144
95 | 253.6911 | 65.9148 | 253.6911 | 65.9148
96 | 260.6309 | 61.401 | 260.6309 | 61.401
97 | 248.2036 | 54.7247 | 248.2036 | 54.7247
98 | 245.2702 | 54.1938 | 245.2702 | 54.1938
99 | 244.8274 | 51.9767 | 244.8274 | 51.9767
100 | 248.6097 | 59.1743 | 248.6097 | 59.1743
101 | 253.7788 | 64.3517 | 253.7788 | 64.3517
102 | 247.3349 | 58.5425 | 247.3349 | 58.5425
103 | 239.9815 | 53.1502 | 239.9815 | 53.1502
104 | 233.4029 | 42.0121 | 233.4029 | 42.0121
105 | 229.3336 | 35.3698 | 229.3336 | 35.3698
106 | 229.8683 | 21.3254 | 229.8683 | 21.3254
107 | 223.062 | 12.2434 | 223.062 | 12.2434
108 | 211.3038 | 11.1282 | 211.3038 | 11.1282
109 | 200.4315 | 6.922 | 200.4315 | 6.922
110 | 192.505 | 8.0822 | 192.505 | 8.0822
111 | 185.57 | 11.2297 | 185.57 | 11.2297
112 | 179.1022 | 20.9094 | 179.1022 | 20.9094
113 | 177.3088 | 62.9252 | 177.3088 | 62.9252
114 | 182.0129 | 75.1444 | 182.0129 | 75.1444
115 | 191.6135 | 82.758 | 191.6135 | 82.758
116 | 209.912 | 83.1797 | 209.912 | 83.1797
117 | 225.3874 | 83.249 | 225.3874 | 83.249
118 | 240.4582 | 76.1475 | 240.4582 | 76.1475
119 | 260.0646 | 74.1247 | 260.0646 | 74.1247
120 | 262.2586 | 68.3072 | 262.2586 | 68.3072
121 | 249.0575 | 59.6665 | 249.0575 | 59.6665
122 | 247.3735 | 57.7528 | 247.3735 | 57.7528
123 | 249.7371 | 52.7202 | 249.7371 | 52.7202
124 | 249.3947 | 55.802 | 249.3947 | 55.802
125 | 250.4867 | 56.6087 | 250.4867 | 56.6087
126 | 246.1637 | 51.877 | 246.1637 | 51.877
127 | 236.0647 | 48.266 | 236.0647 | 48.266
128 | 229.1776 | 40.0046 | 229.1776 | 40.0046
129 | 226.954 | 35.3698 | 226.954 | 35.3698
130 | 228.7145 | 21.3254 | 228.7145 | 21.3254
131 | 223.8676 | 12.2434 | 223.8676 | 12.2434
132 | 211.5585 | 11.1282 | 211.5585 | 11.1282
133 | 199.6254 | 6.922 | 199.6254 | 6.922
134 | 191.8035 | 8.0822 | 191.8035 | 8.0822
135 | 184.8315 | 11.2297 | 184.8315 | 11.2297
136 | 177.3585 | 20.1229 | 177.3585 | 20.1229
137 | 177.6988 | 55.1212 | 177.6988 | 55.1212
138 | 182.9983 | 65.9434 | 182.9983 | 65.9434
139 | 194.2038 | 72.6842 | 194.2038 | 72.6842
140 | 216.7968 | 72.1434 | 216.7968 | 72.1434
141 | 234.7691 | 72.5324 | 234.7691 | 72.5324
142 | 249.9283 | 65.9229 | 249.9283 | 65.9229
143 | 269.541 | 64.6902 | 269.541 | 64.6902
144 | 272.5331 | 59.5658 | 272.5331 | 59.5658
145 | 257.2414 | 50.4977 | 257.2414 | 50.4977
146 | 253.0002 | 48.0992 | 253.0002 | 48.0992
147 | 257.4359 | 42.2334 | 257.4359 | 42.2334
148 | 255.4529 | 49.4525 | 255.4529 | 49.4525
149 | 255.6103 | 56.0269 | 255.6103 | 56.0269
150 | 250.5579 | 51.877 | 250.5579 | 51.877
151 | 240.2832 | 48.266 | 240.2832 | 48.266
152 | 230.321 | 40.0046 | 230.321 | 40.0046
153 | 228.7605 | 35.3698 | 228.7605 | 35.3698
154 | 230.7304 | 21.3254 | 230.7304 | 21.3254
155 | 224.3834 | 12.2434 | 224.3834 | 12.2434
156 | 211.867 | 11.1282 | 211.867 | 11.1282
157 | 198.6837 | 6.922 | 198.6837 | 6.922
158 | 190.1674 | 8.0822 | 190.1674 | 8.0822
159 | 181.7855 | 11.2297 | 181.7855 | 11.2297
160 | 174.6717 | 20.1229 | 174.6717 | 20.1229
161 | 174.6155 | 55.1212 | 174.6155 | 55.1212
162 | 180.9178 | 66.2379 | 180.9178 | 66.2379
163 | 190.9897 | 73.2337 | 190.9897 | 73.2337
164 | 212.3553 | 73.2675 | 212.3553 | 73.2675
165 | 231.4886 | 74.4502 | 231.4886 | 74.4502
166 | 244.4483 | 68.577 | 244.4483 | 68.577
167 | 262.7982 | 67.7824 | 262.7982 | 67.7824
168 | 264.7969 | 62.8124 | 264.7969 | 62.8124
169 | 251.7892 | 55.0336 | 251.7892 | 55.0336
170 | 248.427 | 53.5976 | 248.427 | 53.5976
171 | 251.7747 | 45.3794 | 251.7747 | 45.3794
172 | 250.0626 | 49.4525 | 250.0626 | 49.4525
173 | 250.6695 | 56.0269 | 250.6695 | 56.0269
174 | 246.0538 | 51.877 | 246.0538 | 51.877
175 | 234.8563 | 48.266 | 234.8563 | 48.266
176 | 225.8865 | 40.0046 | 225.8865 | 40.0046
177 | 223.6837 | 35.3698 | 223.6837 | 35.3698
178 | 227.9329 | 21.3254 | 227.9329 | 21.3254
179 | 221.7787 | 12.2434 | 221.7787 | 12.2434
180 | 209.2307 | 11.1282 | 209.2307 | 11.1282
181 | 197.3537 | 6.922 | 197.3537 | 6.922
182 | 188.3648 | 8.0822 | 188.3648 | 8.0822
183 | 180.9955 | 11.2297 | 180.9955 | 11.2297
184 | 174.5537 | 20.1229 | 174.5537 | 20.1229
185 | 175.394 | 55.1212 | 175.394 | 55.1212
186 | 180.2636 | 60.3049 | 180.2636 | 60.3049
187 | 192.4157 | 61.7269 | 192.4157 | 61.7269
188 | 214.5334 | 58.4101 | 214.5334 | 58.4101
189 | 233.1761 | 58.0484 | 233.1761 | 58.0484
190 | 249.6293 | 51.773 | 249.6293 | 51.773
191 | 268.5361 | 52.0127 | 268.5361 | 52.0127
192 | 270.6565 | 50.3037 | 270.6565 | 50.3037
193 | 259.8089 | 46.6621 | 259.8089 | 46.6621
194 | 251.5994 | 49.5645 | 251.5994 | 49.5645
195 | 254.9511 | 49.9404 | 254.9511 | 49.9404
196 | 256.4878 | 57.6875 | 256.4878 | 57.6875
197 | 259.3317 | 62.1071 | 259.3317 | 62.1071
198 | 254.3651 | 54.5992 | 254.3651 | 54.5992
199 | 241.908 | 48.266 | 241.908 | 48.266
200 | 236.0119 | 40.0046 | 236.0119 | 40.0046
201 | 231.7413 | 35.3878 | 231.7413 | 35.3878
202 | 233.1881 | 22.9272 | 233.1881 | 22.9272
203 | 223.4631 | 15.7593 | 223.4631 | 15.7593
204 | 211.4276 | 17.2264 | 211.4276 | 17.2264
205 | 198.6937 | 16.123 | 198.6937 | 16.123
206 | 191.2814 | 21.1979 | 191.2814 | 21.1979
207 | 184.8134 | 28.7017 | 184.8134 | 28.7017
208 | 179.3927 | 42.3355 | 179.3927 | 42.3355
209 | 178.1494 | 81.8301 | 178.1494 | 81.8301
210 | 181.9475 | 90.7705 | 181.9475 | 90.7705
211 | 192.8673 | 95.5648 | 192.8673 | 95.5648
212 | 210.7952 | 93.9681 | 210.7952 | 93.9681
213 | 227.7068 | 93.0427 | 227.7068 | 93.0427
214 | 242.2703 | 85.1439 | 242.2703 | 85.1439
215 | 264.933 | 83.2611 | 264.933 | 83.2611
216 | 269.0975 | 78.6359 | 269.0975 | 78.6359
217 | 258.5355 | 71.9274 | 258.5355 | 71.9274
218 | 257.2374 | 70.7823 | 257.2374 | 70.7823
219 | 256.173 | 66.8378 | 256.173 | 66.8378
220 | 257.2963 | 71.1802 | 257.2963 | 71.1802
221 | 257.597 | 73.9119 | 257.597 | 73.9119
222 | 254.3627 | 66.2568 | 254.3627 | 66.2568
223 | 243.7019 | 59.8122 | 243.7019 | 59.8122
224 | 234.0943 | 49.4534 | 234.0943 | 49.4534
225 | 231.5816 | 43.691 | 231.5816 | 43.691
226 | 233.6777 | 29.2228 | 233.6777 | 29.2228
227 | 225.2833 | 20.4712 | 225.2833 | 20.4712
228 | 213.2326 | 20.218 | 213.2326 | 20.218
229 | 200.7896 | 17.4554 | 200.7896 | 17.4554
230 | 192.0415 | 20.7813 | 192.0415 | 20.7813
231 | 185.8503 | 26.9419 | 185.8503 | 26.9419
232 | 178.3345 | 39.7102 | 178.3345 | 39.7102
233 | 178.3523 | 79.7938 | 178.3523 | 79.7938
234 | 181.323 | 90.7848 | 181.323 | 90.7848
235 | 188.4941 | 96.9223 | 188.4941 | 96.9223
236 | 204.7276 | 96.0942 | 204.7276 | 96.0942
237 | 220.0786 | 95.9983 | 220.0786 | 95.9983
238 | 234.1559 | 88.7891 | 234.1559 | 88.7891
239 | 255.5826 | 87.0177 | 255.5826 | 87.0177
240 | 257.7707 | 81.6455 | 257.7707 | 81.6455
241 | 249.1028 | 73.3926 | 249.1028 | 73.3926
242 | 246.5791 | 72.4307 | 246.5791 | 72.4307
243 | 245.28 | 69.6534 | 245.28 | 69.6534
244 | 248.5428 | 74.4017 | 248.5428 | 74.4017
245 | 250.868 | 76.6234 | 250.868 | 76.6234
246 | 245.6538 | 67.6431 | 245.6538 | 67.6431
247 | 236.5478 | 58.548 | 236.5478 | 58.548
248 | 228.7429 | 45.7543 | 228.7429 | 45.7543
249 | 226.1059 | 38.972 | 226.1059 | 38.972
250 | 228.7386 | 26.1415 | 228.7386 | 26.1415
251 | 220.6382 | 19.6775 | 220.6382 | 19.6775
252 | 210.0136 | 21.3744 | 210.0136 | 21.3744
253 | 198.9603 | 18.5472 | 198.9603 | 18.5472
254 | 191.2275 | 20.002 | 191.2275 | 20.002
255 | 185.6435 | 22.7329 | 185.6435 | 22.7329
256 | 177.8869 | 32.2186 | 177.8869 | 32.2186
257 | 178.2395 | 70.1474 | 178.2395 | 70.1474
258 | 179.9407 | 80.0107 | 179.9407 | 80.0107
259 | 187.7835 | 84.507 | 187.7835 | 84.507
260 | 201.1504 | 83.1689 | 201.1504 | 83.1689
261 | 216.0606 | 83.3029 | 216.0606 | 83.3029
262 | 231.1456 | 76.9233 | 231.1456 | 76.9233
263 | 248.8343 | 76.8039 | 248.8343 | 76.8039
264 | 254.1755 | 73.1914 | 254.1755 | 73.1914
265 | 246.0393 | 63.9725 | 246.0393 | 63.9725
266 | 244.6156 | 62.0912 | 244.6156 | 62.0912
267 | 243.4753 | 56.1212 | 243.4753 | 56.1212
268 | 243.8509 | 57.8563 | 243.8509 | 57.8563
269 | 245.6291 | 59.7152 | 245.6291 | 59.7152
270 | 239.32 | 51.877 | 239.32 | 51.877
271 | 231.5633 | 48.266 | 231.5633 | 48.266
272 | 225.8911 | 40.0046 | 225.8911 | 40.0046
273 | 226.6763 | 35.3698 | 226.6763 | 35.3698
274 | 229.68 | 21.3254 | 229.68 | 21.3254
275 | 223.3773 | 12.2434 | 223.3773 | 12.2434
276 | 210.91 | 11.1282 | 210.91 | 11.1282
277 | 198.2776 | 6.922 | 198.2776 | 6.922
278 | 191.411 | 8.0822 | 191.411 | 8.0822
279 | 185.7192 | 11.2297 | 185.7192 | 11.2297
280 | 179.9605 | 20.1229 | 179.9605 | 20.1229
281 | 177.6646 | 59.1255 | 177.6646 | 59.1255
282 | 180.6977 | 68.4753 | 180.6977 | 68.4753
283 | 188.2719 | 72.9715 | 188.2719 | 72.9715
284 | 205.0011 | 71.0804 | 205.0011 | 71.0804
285 | 220.8366 | 70.8444 | 220.8366 | 70.8444
286 | 234.1622 | 63.9764 | 234.1622 | 63.9764
287 | 253.4859 | 62.4528 | 253.4859 | 62.4528
288 | 258.5874 | 58.5279 | 258.5874 | 58.5279
289 | 248.4078 | 52.8824 | 248.4078 | 52.8824
290 | 244.9739 | 52.9512 | 244.9739 | 52.9512
291 | 245.6275 | 49.8542 | 245.6275 | 49.8542
292 | 246.1596 | 53.9058 | 246.1596 | 53.9058
293 | 250.5271 | 56.5153 | 250.5271 | 56.5153
294 | 247.1602 | 51.877 | 247.1602 | 51.877
295 | 237.1278 | 48.266 | 237.1278 | 48.266
296 | 231.3122 | 40.0046 | 231.3122 | 40.0046
297 | 229.5317 | 35.3698 | 229.5317 | 35.3698
298 | 228.1791 | 21.3254 | 228.1791 | 21.3254
299 | 221.5266 | 12.2434 | 221.5266 | 12.2434
300 | 208.8801 | 11.1282 | 208.8801 | 11.1282
301 | 196.3598 | 6.922 | 196.3598 | 6.922
302 | 189.3795 | 8.0822 | 189.3795 | 8.0822
303 | 182.9708 | 11.2297 | 182.9708 | 11.2297
304 | 175.2336 | 20.1229 | 175.2336 | 20.1229
305 | 175.0453 | 57.6279 | 175.0453 | 57.6279
306 | 180.1816 | 65.9434 | 180.1816 | 65.9434
307 | 189.9538 | 69.9512 | 189.9538 | 69.9512
308 | 211.3319 | 67.7584 | 211.3319 | 67.7584
309 | 230.5295 | 67.2136 | 230.5295 | 67.2136
310 | 242.6944 | 60.2558 | 242.6944 | 60.2558
311 | 264.2845 | 59.551 | 264.2845 | 59.551
312 | 262.7649 | 56.3982 | 262.7649 | 56.3982
313 | 250.3914 | 51.5428 | 250.3914 | 51.5428
314 | 247.3537 | 52.3622 | 247.3537 | 52.3622
315 | 248.8169 | 49.5777 | 248.8169 | 49.5777
316 | 247.7379 | 53.9201 | 247.7379 | 53.9201
317 | 250.6 | 56.6374 | 250.6 | 56.6374
318 | 246.1956 | 51.877 | 246.1956 | 51.877
319 | 234.4018 | 48.266 | 234.4018 | 48.266
320 | 226.4264 | 40.0046 | 226.4264 | 40.0046
321 | 224.3555 | 35.3698 | 224.3555 | 35.3698
322 | 228.0477 | 21.3254 | 228.0477 | 21.3254
323 | 220.6806 | 12.2434 | 220.6806 | 12.2434
324 | 205.0053 | 11.1282 | 205.0053 | 11.1282
325 | 191.8657 | 6.922 | 191.8657 | 6.922
326 | 185.7886 | 8.0822 | 185.7886 | 8.0822
327 | 178.7823 | 11.2297 | 178.7823 | 11.2297
328 | 171.4771 | 20.1229 | 171.4771 | 20.1229
329 | 171.33 | 55.8538 | 171.33 | 55.8538
330 | 177.4857 | 65.3831 | 177.4857 | 65.3831
331 | 186.5426 | 70.2959 | 186.5426 | 70.2959
332 | 207.5842 | 68.4946 | 207.5842 | 68.4946
333 | 227.1716 | 69.4546 | 227.1716 | 69.4546
334 | 242.3726 | 63.391 | 242.3726 | 63.391
335 | 259.363 | 63.2141 | 259.363 | 63.2141
336 | 263.0618 | 60.9592 | 263.0618 | 60.9592
337 | 249.7139 | 55.0731 | 249.7139 | 55.0731
338 | 247.3881 | 54.6247 | 247.3881 | 54.6247
339 | 247.5561 | 52.2784 | 247.5561 | 52.2784
340 | 246.998 | 56.4664 | 246.998 | 56.4664
341 | 249.0236 | 58.4978 | 249.0236 | 58.4978
342 | 245.1097 | 51.877 | 245.1097 | 51.877
343 | 233.9176 | 48.266 | 233.9176 | 48.266
344 | 226.1755 | 40.0046 | 226.1755 | 40.0046
345 | 225.0591 | 35.3698 | 225.0591 | 35.3698
346 | 228.6491 | 21.3254 | 228.6491 | 21.3254
347 | 218.9314 | 12.2434 | 218.9314 | 12.2434
348 | 204.6367 | 11.1282 | 204.6367 | 11.1282
349 | 193.0588 | 6.922 | 193.0588 | 6.922
350 | 185.2019 | 8.0822 | 185.2019 | 8.0822
351 | 179.122 | 11.2297 | 179.122 | 11.2297
352 | 173.1109 | 20.1229 | 173.1109 | 20.1229
353 | 173.0312 | 58.12 | 173.0312 | 58.12
354 | 178.6303 | 67.2075 | 178.6303 | 67.2075
355 | 188.7438 | 71.9408 | 188.7438 | 71.9408
356 | 208.6536 | 70.3801 | 208.6536 | 70.3801
357 | 227.3845 | 70.3812 | 227.3845 | 70.3812
358 | 244.0904 | 63.6568 | 244.0904 | 63.6568
359 | 261.6356 | 63.2967 | 261.6356 | 63.2967
360 | 262.2226 | 59.7884 | 262.2226 | 59.7884
361 | 252.0731 | 52.8285 | 252.0731 | 52.8285
362 | 247.2238 | 51.5505 | 247.2238 | 51.5505
363 | 247.6428 | 48.802 | 247.6428 | 48.802
364 | 247.6351 | 51.9126 | 247.6351 | 51.9126
365 | 251.4364 | 56.0269 | 251.4364 | 56.0269
366 | 246.2637 | 51.877 | 246.2637 | 51.877
367 | 235.4268 | 48.266 | 235.4268 | 48.266
368 | 227.5194 | 40.0046 | 227.5194 | 40.0046
369 | 224.8129 | 35.3698 | 224.8129 | 35.3698
370 | 229.2303 | 21.3254 | 229.2303 | 21.3254
371 | 221.5905 | 12.2434 | 221.5905 | 12.2434
372 | 208.0669 | 11.1282 | 208.0669 | 11.1282
373 | 195.2046 | 6.922 | 195.2046 | 6.922
374 | 186.1542 | 8.0822 | 186.1542 | 8.0822
375 | 180.6872 | 11.2297 | 180.6872 | 11.2297
376 | 173.7565 | 20.1229 | 173.7565 | 20.1229
377 | 172.6983 | 55.1212 | 172.6983 | 55.1212
378 | 176.8351 | 62.9625 | 176.8351 | 62.9625
379 | 185.4883 | 67.6922 | 185.4883 | 67.6922
380 | 204.4781 | 66.1818 | 204.4781 | 66.1818
381 | 222.7034 | 66.4845 | 222.7034 | 66.4845
382 | 237.6733 | 60.2522 | 237.6733 | 60.2522
383 | 256.8807 | 60.2405 | 256.8807 | 60.2405
384 | 259.4243 | 57.3715 | 259.4243 | 57.3715
385 | 246.9449 | 51.5213 | 246.9449 | 51.5213
386 | 243.8488 | 51.4859 | 243.8488 | 51.4859
387 | 244.3914 | 49.2042 | 244.3914 | 49.2042
388 | 246.0923 | 53.6436 | 246.0923 | 53.6436
389 | 244.1765 | 56.0269 | 244.1765 | 56.0269
390 | 241.8199 | 51.877 | 241.8199 | 51.877
391 | 233.0798 | 48.266 | 233.0798 | 48.266
392 | 221.1241 | 40.0046 | 221.1241 | 40.0046
393 | 218.9799 | 35.3698 | 218.9799 | 35.3698
394 | 223.9405 | 21.3254 | 223.9405 | 21.3254
395 | 218.8475 | 12.2434 | 218.8475 | 12.2434
396 | 207.0762 | 11.1282 | 207.0762 | 11.1282
397 | 194.4526 | 6.922 | 194.4526 | 6.922
398 | 187.6199 | 8.0822 | 187.6199 | 8.0822
399 | 181.7756 | 11.2297 | 181.7756 | 11.2297
400 | 174.7953 | 20.1229 | 174.7953 | 20.1229
401 | 173.625 | 56.0801 | 173.625 | 56.0801
402 | 176.4427 | 64.5535 | 176.4427 | 64.5535
403 | 181.9604 | 68.5362 | 181.9604 | 68.5362
404 | 199.0199 | 66.7025 | 199.0199 | 66.7025
405 | 214.9238 | 67.1992 | 214.9238 | 67.1992
406 | 229.7252 | 61.3116 | 229.7252 | 61.3116
407 | 250.6595 | 61.853 | 250.6595 | 61.853
408 | 255.4647 | 59.2282 | 255.4647 | 59.2282
409 | 245.5379 | 53.475 | 245.5379 | 53.475
410 | 242.7776 | 53.5904 | 242.7776 | 53.5904
411 | 241.649 | 50.5366 | 241.649 | 50.5366
412 | 243.5121 | 55.3639 | 243.5121 | 55.3639
413 | 244.9483 | 59.4064 | 244.9483 | 59.4064
414 | 238.4076 | 52.6994 | 238.4076 | 52.6994
415 | 228.9196 | 48.266 | 228.9196 | 48.266
416 | 221.6203 | 40.0046 | 221.6203 | 40.0046
417 | 220.8272 | 35.3698 | 220.8272 | 35.3698
418 | 225.9158 | 21.3254 | 225.9158 | 21.3254
419 | 217.8197 | 12.2434 | 217.8197 | 12.2434
420 | 204.7578 | 11.1282 | 204.7578 | 11.1282
421 | 194.2764 | 6.922 | 194.2764 | 6.922
422 | 187.1214 | 9.6804 | 187.1214 | 9.6804
423 | 181.5155 | 14.6487 | 181.5155 | 14.6487
424 | 174.3525 | 26.142 | 174.3525 | 26.142
425 | 173.8066 | 64.9687 | 173.8066 | 64.9687
426 | 175.2382 | 73.9916 | 175.2382 | 73.9916
427 | 182.254 | 78.3442 | 182.254 | 78.3442
428 | 196.7007 | 76.0832 | 196.7007 | 76.0832
429 | 210.9825 | 76.174 | 210.9825 | 76.174
430 | 225.7182 | 69.6113 | 225.7182 | 69.6113
431 | 245.3227 | 68.7484 | 245.3227 | 68.7484
432 | 249.6512 | 65.6603 | 249.6512 | 65.6603
433 | 241.2635 | 59.8101 | 241.2635 | 59.8101
434 | 237.9478 | 60.0154 | 237.9478 | 60.0154
435 | 239.3559 | 56.527 | 239.3559 | 56.527
436 | 240.9507 | 60.6791 | 240.9507 | 60.6791
437 | 241.8847 | 63.1486 | 241.8847 | 63.1486
438 | 239.1757 | 55.7951 | 239.1757 | 55.7951
439 | 231.236 | 50.2017 | 231.236 | 50.2017
440 | 224.8642 | 40.9563 | 224.8642 | 40.9563
441 | 225.0486 | 36.1492 | 225.0486 | 36.1492
442 | 226.9767 | 22.0689 | 226.9767 | 22.0689
443 | 217.2562 | 13.0946 | 217.2562 | 13.0946
444 | 203.9099 | 13.3226 | 203.9099 | 13.3226
445 | 192.4663 | 12.801 | 192.4663 | 12.801
446 | 185.2361 | 17.5167 | 185.2361 | 17.5167
447 | 180.0522 | 21.774 | 180.0522 | 21.774
448 | 174.8278 | 31.4069 | 174.8278 | 31.4069
449 | 171.8691 | 69.1095 | 171.8691 | 69.1095
450 | 174.7293 | 78.6496 | 174.7293 | 78.6496
451 | 183.0188 | 83.3326 | 183.0188 | 83.3326
452 | 199.806 | 80.9279 | 199.806 | 80.9279
453 | 217.1197 | 79.2159 | 217.1197 | 79.2159
454 | 231.5073 | 73.1595 | 231.5073 | 73.1595
455 | 251.5622 | 72.7528 | 251.5622 | 72.7528
456 | 253.2154 | 68.5262 | 253.2154 | 68.5262
457 | 245.0219 | 61.6561 | 245.0219 | 61.6561
458 | 240.4233 | 60.2057 | 240.4233 | 60.2057
459 | 242.7737 | 57.7301 | 242.7737 | 57.7301
460 | 242.3145 | 64.3674 | 242.3145 | 64.3674
461 | 245.2472 | 69.3401 | 245.2472 | 69.3401
462 | 242.5524 | 64.4108 | 242.5524 | 64.4108
463 | 234.6976 | 59.5105 | 234.6976 | 59.5105
464 | 225.7609 | 48.5771 | 225.7609 | 48.5771
465 | 225.7426 | 42.3443 | 225.7426 | 42.3443
466 | 227.2519 | 27.7468 | 227.2519 | 27.7468
467 | 218.3165 | 16.0754 | 218.3165 | 16.0754
468 | 208.1987 | 12.651 | 208.1987 | 12.651
469 | 196.0519 | 7.5289 | 196.0519 | 7.5289
470 | 189.0373 | 8.6425 | 189.0373 | 8.6425
471 | 183.9344 | 12.0665 | 183.9344 | 12.0665
472 | 179.5134 | 22.7913 | 179.5134 | 22.7913
473 | 177.3726 | 61.5102 | 177.3726 | 61.5102
474 | 181.6002 | 70.1991 | 181.6002 | 70.1991
475 | 192.509 | 74.3506 | 192.509 | 74.3506
476 | 215.3403 | 71.497 | 215.3403 | 71.497
477 | 235.8306 | 70.787 | 235.8306 | 70.787
478 | 250.1159 | 65.0287 | 250.1159 | 65.0287
479 | 270.9942 | 65.5665 | 270.9942 | 65.5665
480 | 273.1775 | 61.8858 | 273.1775 | 61.8858
481 | 258.4928 | 55.5005 | 258.4928 | 55.5005
482 | 257.9393 | 55.2209 | 257.9393 | 55.2209
483 | 261.1431 | 50.5582 | 261.1431 | 50.5582
484 | 257.9387 | 52.7996 | 257.9387 | 52.7996
485 | 259.1933 | 56.0269 | 259.1933 | 56.0269
486 | 256.5273 | 51.877 | 256.5273 | 51.877
487 | 242.745 | 48.266 | 242.745 | 48.266
488 | 233.2693 | 40.0046 | 233.2693 | 40.0046
489 | 231.8462 | 35.3698 | 231.8462 | 35.3698
490 | 233.5432 | 21.3254 | 233.5432 | 21.3254
491 | 222.8811 | 12.2434 | 222.8811 | 12.2434
492 | 207.9727 | 11.1282 | 207.9727 | 11.1282
493 | 196.0394 | 6.922 | 196.0394 | 6.922
494 | 189.335 | 8.0822 | 189.335 | 8.0822
495 | 184.9601 | 11.2297 | 184.9601 | 11.2297
496 | 179.4702 | 20.1229 | 179.4702 | 20.1229
497 | 177.6935 | 55.1212 | 177.6935 | 55.1212
498 | 181.3416 | 60.3049 | 181.3416 | 60.3049
499 | 191.1171 | 63.5298 | 191.1171 | 63.5298
500 | 212.6167 | 61.6243 | 212.6167 | 61.6243
501 | 232.1324 | 61.137 | 232.1324 | 61.137
502 | 248.6825 | 54.0714 | 248.6825 | 54.0714
503 | 266.2176 | 53.6791 | 266.2176 | 53.6791
504 | 270.4068 | 51.7618 | 270.4068 | 51.7618
505 | 256.7564 | 47.0141 | 256.7564 | 47.0141
506 | 254.0562 | 45.4237 | 254.0562 | 45.4237
507 | 254.8072 | 42.492 | 254.8072 | 42.492
508 | 253.9499 | 49.4525 | 253.9499 | 49.4525
509 | 253.1642 | 56.0269 | 253.1642 | 56.0269
510 | 250.8881 | 51.877 | 250.8881 | 51.877
511 | 239.7959 | 48.266 | 239.7959 | 48.266
512 | 232.2835 | 40.0046 | 232.2835 | 40.0046
513 | 232.1907 | 35.3698 | 232.1907 | 35.3698
514 | 232.1745 | 21.3254 | 232.1745 | 21.3254
515 | 222.4096 | 12.2434 | 222.4096 | 12.2434
516 | 207.56 | 11.1282 | 207.56 | 11.1282
517 | 195.908 | 6.922 | 195.908 | 6.922
518 | 189.6539 | 8.0822 | 189.6539 | 8.0822
519 | 184.4153 | 11.2297 | 184.4153 | 11.2297
520 | 180.4133 | 20.1229 | 180.4133 | 20.1229
521 | 179.1258 | 55.1212 | 179.1258 | 55.1212
522 | 182.9628 | 60.3049 | 182.9628 | 60.3049
523 | 193.6425 | 66.0294 | 193.6425 | 66.0294
524 | 214.5702 | 64.9643 | 214.5702 | 64.9643
525 | 233.5326 | 65.4861 | 233.5326 | 65.4861
526 | 249.6352 | 59.3184 | 249.6352 | 59.3184
527 | 267.7829 | 59.5976 | 267.7829 | 59.5976
528 | 265.8901 | 55.7338 | 265.8901 | 55.7338
529 | 253.1739 | 48.3465 | 253.1739 | 48.3465
530 | 248.616 | 47.5749 | 248.616 | 47.5749
531 | 253.6058 | 42.5638 | 253.6058 | 42.5638
532 | 253.4073 | 49.4525 | 253.4073 | 49.4525
533 | 253.5414 | 56.0269 | 253.5414 | 56.0269
534 | 246.0911 | 51.877 | 246.0911 | 51.877
535 | 236.7457 | 48.266 | 236.7457 | 48.266
536 | 229.9997 | 40.0046 | 229.9997 | 40.0046
537 | 229.7832 | 35.3698 | 229.7832 | 35.3698
538 | 230.4046 | 21.3254 | 230.4046 | 21.3254
539 | 221.0629 | 12.2434 | 221.0629 | 12.2434
540 | 207.159 | 11.1282 | 207.159 | 11.1282
541 | 195.037 | 6.922 | 195.037 | 6.922
542 | 187.9109 | 8.0822 | 187.9109 | 8.0822
543 | 183.7872 | 11.2297 | 183.7872 | 11.2297
544 | 178.7803 | 20.1229 | 178.7803 | 20.1229
545 | 175.6618 | 55.1212 | 175.6618 | 55.1212
546 | 178.8421 | 60.5563 | 178.8421 | 60.5563
547 | 188.1185 | 64.873 | 188.1185 | 64.873
548 | 207.6855 | 62.7556 | 207.6855 | 62.7556
549 | 225.0536 | 62.868 | 225.0536 | 62.868
550 | 243.445 | 56.3304 | 243.445 | 56.3304
551 | 259.0798 | 56.1428 | 259.0798 | 56.1428
552 | 261.3393 | 52.1029 | 261.3393 | 52.1029
553 | 250.036 | 45.7392 | 250.036 | 45.7392
554 | 247.3119 | 45.5853 | 247.3119 | 45.5853
555 | 249.3364 | 41.9173 | 249.3364 | 41.9173
556 | 248.17 | 49.4525 | 248.17 | 49.4525
557 | 249.2718 | 56.0269 | 249.2718 | 56.0269
558 | 243.2831 | 51.877 | 243.2831 | 51.877
559 | 236.2861 | 48.266 | 236.2861 | 48.266
560 | 226.7319 | 40.0046 | 226.7319 | 40.0046
561 | 226.5463 | 35.3698 | 226.5463 | 35.3698
562 | 228.3143 | 21.3254 | 228.3143 | 21.3254
563 | 220.8139 | 12.2434 | 220.8139 | 12.2434
564 | 207.6942 | 11.1282 | 207.6942 | 11.1282
565 | 196.3283 | 6.922 | 196.3283 | 6.922
566 | 189.9971 | 8.0822 | 189.9971 | 8.0822
567 | 185.0688 | 11.2297 | 185.0688 | 11.2297
568 | 178.8677 | 20.1229 | 178.8677 | 20.1229
569 | 176.9686 | 55.1212 | 176.9686 | 55.1212
570 | 178.8848 | 65.3149 | 178.8848 | 65.3149
571 | 185.8194 | 70.7664 | 185.8194 | 70.7664
572 | 202.4974 | 69.2847 | 202.4974 | 69.2847
573 | 216.6633 | 69.7239 | 216.6633 | 69.7239
574 | 230.6279 | 63.6065 | 230.6279 | 63.6065
575 | 249.1892 | 64.2054 | 249.1892 | 64.2054
576 | 252.6208 | 60.8299 | 252.6208 | 60.8299
577 | 242.9271 | 54.2184 | 242.9271 | 54.2184
578 | 239.1038 | 53.6443 | 239.1038 | 53.6443
579 | 241.2894 | 49.5993 | 241.2894 | 49.5993
580 | 242.736 | 53.6939 | 242.736 | 53.6939
581 | 242.5104 | 56.7667 | 242.5104 | 56.7667
582 | 236.2671 | 51.877 | 236.2671 | 51.877
583 | 226.4017 | 48.266 | 226.4017 | 48.266
584 | 219.8109 | 40.0046 | 219.8109 | 40.0046
585 | 222.8659 | 35.3698 | 222.8659 | 35.3698
586 | 226.5349 | 21.3254 | 226.5349 | 21.3254
587 | 216.4598 | 12.2434 | 216.4598 | 12.2434
588 | 203.6329 | 11.1282 | 203.6329 | 11.1282
589 | 193.0595 | 6.922 | 193.0595 | 6.922
590 | 187.3125 | 8.0822 | 187.3125 | 8.0822
591 | 182.4161 | 14.11 | 182.4161 | 14.11
592 | 175.9042 | 27.0183 | 175.9042 | 27.0183
593 | 173.9167 | 66.179 | 173.9167 | 66.179
594 | 176.3731 | 75.4102 | 176.3731 | 75.4102
595 | 184.421 | 80.3913 | 184.421 | 80.3913
596 | 198.0742 | 78.9886 | 198.0742 | 78.9886
597 | 211.5891 | 79.1908 | 211.5891 | 79.1908
598 | 227.3573 | 72.9979 | 227.3573 | 72.9979
599 | 244.9072 | 73.2807 | 244.9072 | 73.2807
600 | 245.5992 | 70.8032 | 245.5992 | 70.8032
601 | 237.932 | 65.6569 | 237.932 | 65.6569
602 | 233.5762 | 65.9088 | 233.5762 | 65.9088
603 | 236.5559 | 62.4527 | 236.5559 | 62.4527
604 | 238.2872 | 66.9927 | 238.2872 | 66.9927
605 | 239.1975 | 69.6992 | 239.1975 | 69.6992
606 | 233.7613 | 61.9867 | 233.7613 | 61.9867
607 | 225.5443 | 54.8382 | 225.5443 | 54.8382
608 | 220.3378 | 43.2619 | 220.3378 | 43.2619
609 | 221.5019 | 35.8762 | 221.5019 | 35.8762
610 | 223.517 | 21.3254 | 223.517 | 21.3254
611 | 215.5409 | 12.2434 | 215.5409 | 12.2434
612 | 203.1575 | 11.1282 | 203.1575 | 11.1282
613 | 191.0836 | 6.922 | 191.0836 | 6.922
614 | 184.6087 | 8.0822 | 184.6087 | 8.0822
615 | 180.3595 | 13.8191 | 180.3595 | 13.8191
616 | 175.1396 | 26.889 | 175.1396 | 26.889
617 | 172.5398 | 67.734 | 172.5398 | 67.734
618 | 175.6314 | 78.5598 | 175.6314 | 78.5598
619 | 184.5602 | 83.6019 | 184.5602 | 83.6019
620 | 201.6008 | 81.639 | 201.6008 | 81.639
621 | 217.7923 | 81.4569 | 217.7923 | 81.4569
622 | 232.4609 | 74.3375 | 232.4609 | 74.3375
623 | 249.7929 | 73.5752 | 249.7929 | 73.5752
624 | 251.7575 | 70.0346 | 251.7575 | 70.0346
625 | 240.3401 | 61.8859 | 240.3401 | 61.8859
626 | 238.1166 | 60.0764 | 238.1166 | 60.0764
627 | 239.7733 | 55.3598 | 239.7733 | 55.3598
628 | 240.0716 | 58.0358 | 240.0716 | 58.0358
629 | 243.3856 | 62.2507 | 243.3856 | 62.2507
630 | 239.0882 | 56.2153 | 239.0882 | 56.2153
631 | 228.7181 | 50.8338 | 228.7181 | 50.8338
632 | 223.9394 | 41.2149 | 223.9394 | 41.2149
633 | 225.2019 | 35.3698 | 225.2019 | 35.3698
634 | 228.5022 | 21.3254 | 228.5022 | 21.3254
635 | 218.1167 | 12.2434 | 218.1167 | 12.2434
636 | 202.2125 | 11.1282 | 202.2125 | 11.1282
637 | 191.2398 | 6.922 | 191.2398 | 6.922
638 | 184.8237 | 8.0822 | 184.8237 | 8.0822
639 | 181.1111 | 13.3917 | 181.1111 | 13.3917
640 | 176.4199 | 27.8659 | 176.4199 | 27.8659
641 | 174.3176 | 69.6015 | 174.3176 | 69.6015
642 | 177.44 | 82.1296 | 177.44 | 82.1296
643 | 188.5145 | 89.6534 | 188.5145 | 89.6534
644 | 210.2243 | 89.8201 | 210.2243 | 89.8201
645 | 232.0705 | 90.6975 | 232.0705 | 90.6975
646 | 247.9766 | 84.6555 | 247.9766 | 84.6555
647 | 269.7525 | 84.9419 | 269.7525 | 84.9419
648 | 269.9355 | 81.6024 | 269.9355 | 81.6024
649 | 258.8286 | 73.7123 | 258.8286 | 73.7123
650 | 254.8031 | 71.9566 | 254.8031 | 71.9566
651 | 255.892 | 68.0194 | 255.892 | 68.0194
652 | 256.0741 | 72.2612 | 256.0741 | 72.2612
653 | 255.7112 | 74.1274 | 255.7112 | 74.1274
654 | 250.277 | 65.657 | 250.277 | 65.657
655 | 239.2084 | 58.9036 | 239.2084 | 58.9036
656 | 233.973 | 48.5197 | 233.973 | 48.5197
657 | 235.2205 | 43.3355 | 235.2205 | 43.3355
658 | 233.7337 | 28.8889 | 233.7337 | 28.8889
659 | 220.5116 | 19.7278 | 220.5116 | 19.7278
660 | 198.6103 | 18.9646 | 198.6103 | 18.9646
661 | 187.0713 | 15.7136 | 187.0713 | 15.7136
662 | 179.9425 | 18.5762 | 179.9425 | 18.5762
663 | 176.6012 | 23.25 | 176.6012 | 23.25
664 | 172.9691 | 34.1256 | 172.9691 | 34.1256
665 | 169.4733 | 72.7009 | 169.4733 | 72.7009
666 | 172.71 | 81.4617 | 172.71 | 81.4617
667 | 183.2007 | 84.8876 | 183.2007 | 84.8876
668 | 203.384 | 81.6641 | 203.384 | 81.6641
669 | 224.2408 | 80.1461 | 224.2408 | 80.1461
670 | 240.1518 | 72.5885 | 240.1518 | 72.5885
671 | 257.7322 | 72.0381 | 257.7322 | 72.0381
672 | 258.2497 | 69.047 | 258.2497 | 69.047
673 | 245.9974 | 62.2415 | 245.9974 | 62.2415
674 | 244.304 | 61.9655 | 244.304 | 61.9655
675 | 245.251 | 59.0266 | 245.251 | 59.0266
676 | 245.4713 | 64.1196 | 245.4713 | 64.1196
677 | 245.4952 | 67.469 | 245.4952 | 67.469
678 | 240.476 | 60.4711 | 240.476 | 60.4711
679 | 229.7832 | 54.558 | 229.7832 | 54.558
680 | 222.212 | 44.5045 | 222.212 | 44.5045
681 | 224.6855 | 38.2142 | 224.6855 | 38.2142
682 | 225.3775 | 22.1658 | 225.3775 | 22.1658
683 | 214.5522 | 12.2434 | 214.5522 | 12.2434
684 | 199.73 | 11.1282 | 199.73 | 11.1282
685 | 188.5359 | 6.922 | 188.5359 | 6.922
686 | 181.2512 | 8.0822 | 181.2512 | 8.0822
687 | 178.066 | 12.6052 | 178.066 | 12.6052
688 | 172.2176 | 26.0738 | 172.2176 | 26.0738
689 | 168.9465 | 66.3478 | 168.9465 | 66.3478
690 | 174.2662 | 77.0694 | 174.2662 | 77.0694
691 | 184.5445 | 82.0505 | 184.5445 | 82.0505
692 | 203.7313 | 80.0983 | 203.7313 | 80.0983
693 | 222.3767 | 80.1604 | 222.3767 | 80.1604
694 | 235.1231 | 74.0286 | 235.1231 | 74.0286
695 | 252.2707 | 74.1965 | 252.2707 | 74.1965
696 | 253.4798 | 70.2393 | 253.4798 | 70.2393
697 | 241.8167 | 63.5631 | 241.8167 | 63.5631
698 | 239.0797 | 63.6714 | 239.0797 | 63.6714
699 | 240.7906 | 61.0234 | 240.7906 | 61.0234
700 | 239.5149 | 66.2672 | 239.5149 | 66.2672
701 | 239.4701 | 68.5428 | 239.4701 | 68.5428
702 | 236.4071 | 59.7313 | 236.4071 | 59.7313
703 | 224.9615 | 52.0333 | 224.9615 | 52.0333
704 | 216.9187 | 40.7695 | 216.9187 | 40.7695
705 | 219.9102 | 35.3698 | 219.9102 | 35.3698
706 | 221.5879 | 21.3254 | 221.5879 | 21.3254
707 | 211.2471 | 12.2434 | 211.2471 | 12.2434
708 | 202.3681 | 9.0994 | 202.3681 | 9.0994
709 | 190.7668 | 6.196 | 190.7668 | 6.196
710 | 184.0898 | 6.9625 | 184.0898 | 6.9625
711 | 179.4861 | 11.1765 | 179.4861 | 11.1765
712 | 175.6332 | 26.6988 | 175.6332 | 26.6988
713 | 172.3442 | 63.0232 | 172.3442 | 63.0232
714 | 177.0739 | 73.0911 | 177.0739 | 73.0911
715 | 186.7688 | 78.0425 | 186.7688 | 78.0425
716 | 205.4808 | 74.9604 | 205.4808 | 74.9604
717 | 222.4268 | 72.7434 | 222.4268 | 72.7434
718 | 238.3754 | 66.5929 | 238.3754 | 66.5929
719 | 253.9091 | 63.7622 | 253.9091 | 63.7622
720 | 258.2377 | 58.8453 | 258.2377 | 58.8453
721 | 246.7103 | 55.13 | 246.7103 | 55.13
722 | 245.6159 | 57.4045 | 245.6159 | 57.4045
723 | 245.9824 | 59.5459 | 245.9824 | 59.5459
724 | 246.014 | 64.7913 | 246.014 | 64.7913
725 | 249.8778 | 68.8424 | 249.8778 | 68.8424
726 | 246.9722 | 62.2019 | 246.9722 | 62.2019
727 | 232.3281 | 55.5786 | 232.3281 | 55.5786
728 | 223.1833 | 48.5079 | 223.1833 | 48.5079
729 | 227.0493 | 40.7959 | 227.0493 | 40.7959
730 | 227.4001 | 27.081 | 227.4001 | 27.081
731 | 216.057 | 16.2924 | 216.057 | 16.2924
732 | 202.5787 | 14.7176 | 202.5787 | 14.7176
733 | 190.1334 | 12.7017 | 190.1334 | 12.7017
734 | 183.5862 | 15.9877 | 183.5862 | 15.9877
735 | 181.7789 | 21.808 | 181.7789 | 21.808
736 | 176.4395 | 37.9976 | 176.4395 | 37.9976
737 | 173.6884 | 75.1802 | 173.6884 | 75.1802
738 | 175.6164 | 85.8643 | 175.6164 | 85.8643
739 | 182.9871 | 91.1933 | 182.9871 | 91.1933
740 | 198.4798 | 87.5795 | 198.4798 | 87.5795
741 | 216.9534 | 85.3991 | 216.9534 | 85.3991
742 | 234.2763 | 80.5579 | 234.2763 | 80.5579
743 | 249.5662 | 80.7784 | 249.5662 | 80.7784
744 | 255.4701 | 78.0215 | 255.4701 | 78.0215
745 | 243.4136 | 73.8551 | 243.4136 | 73.8551
746 | 240.6189 | 73.8412 | 240.6189 | 73.8412
747 | 239.6761 | 71.1345 | 239.6761 | 71.1345
748 | 240.3927 | 72.3715 | 240.3927 | 72.3715
749 | 243.9332 | 75.1061 | 243.9332 | 75.1061
750 | 238.1476 | 69.001 | 238.1476 | 69.001
751 | 228.3316 | 62.7004 | 228.3316 | 62.7004
752 | 224.3509 | 55.3327 | 224.3509 | 55.3327
753 | 226.8847 | 48.2881 | 226.8847 | 48.2881
754 | 225.3276 | 36.3079 | 225.3276 | 36.3079
755 | 214.5683 | 26.6781 | 214.5683 | 26.6781
756 | 201.4146 | 26.0568 | 201.4146 | 26.0568
757 | 190.2093 | 25.2108 | 190.2093 | 25.2108
758 | 182.8576 | 30.2643 | 182.8576 | 30.2643
759 | 180.6744 | 36.7337 | 180.6744 | 36.7337
760 | 177.4338 | 51.4198 | 177.4338 | 51.4198
761 | 172.9204 | 84.8728 | 172.9204 | 84.8728
762 | 174.9839 | 91.2661 | 174.9839 | 91.2661
763 | 183.1586 | 93.2983 | 183.1586 | 93.2983
764 | 197.9009 | 88.0416 | 197.9009 | 88.0416
765 | 212.3475 | 83.9249 | 212.3475 | 83.9249
766 | 226.4104 | 76.3039 | 226.4104 | 76.3039
767 | 243.217 | 71.1664 | 243.217 | 71.1664
768 | 246.7491 | 62.7913 | 246.7491 | 62.7913
769 | 239.4622 | 55.4013 | 239.4622 | 55.4013
770 | 235.2084 | 53.7482 | 235.2084 | 53.7482
771 | 234.9168 | 53.3262 | 234.9168 | 53.3262
772 | 236.0353 | 57.9665 | 236.0353 | 57.9665
773 | 240.6063 | 61.8526 | 240.6063 | 61.8526
774 | 237.8332 | 55.3551 | 237.8332 | 55.3551
775 | 229.1799 | 48.9005 | 229.1799 | 48.9005
776 | 225.562 | 39.6038 | 225.562 | 39.6038
777 | 230.7521 | 33.146 | 230.7521 | 33.146
778 | 227.8141 | 20.623 | 227.8141 | 20.623
779 | 215.6725 | 10.3954 | 215.6725 | 10.3954
780 | 201.6949 | 9.0994 | 201.6949 | 9.0994
781 | 190.9472 | 6.196 | 190.9472 | 6.196
782 | 184.5895 | 6.9625 | 184.5895 | 6.9625
783 | 181.9238 | 8.9102 | 181.9238 | 8.9102
784 | 177.4722 | 23.7833 | 177.4722 | 23.7833
785 | 174.2127 | 61.1896 | 174.2127 | 61.1896
786 | 175.9309 | 72.8344 | 175.9309 | 72.8344
787 | 184.0739 | 79.7074 | 184.0739 | 79.7074
788 | 201.8724 | 78.1253 | 201.8724 | 78.1253
789 | 218.5431 | 77.2248 | 218.5431 | 77.2248
790 | 231.9996 | 73.1427 | 231.9996 | 73.1427
791 | 249.5877 | 74.2139 | 249.5877 | 74.2139
792 | 255.1266 | 71.6881 | 255.1266 | 71.6881
793 | 242.7694 | 67.65 | 242.7694 | 67.65
794 | 241.2665 | 67.1924 | 241.2665 | 67.1924
795 | 241.6494 | 66.037 | 241.6494 | 66.037
796 | 242.2928 | 68.2935 | 242.2928 | 68.2935
797 | 246.6044 | 70.7164 | 246.6044 | 70.7164
798 | 241.9234 | 64.2226 | 241.9234 | 64.2226
799 | 230.5863 | 57.933 | 230.5863 | 57.933
800 | 225.7752 | 50.7486 | 225.7752 | 50.7486
801 | 230.2163 | 43.627 | 230.2163 | 43.627
802 | 227.1345 | 30.983 | 227.1345 | 30.983
803 | 215.7352 | 20.8875 | 215.7352 | 20.8875
804 | 200.1625 | 19.7308 | 200.1625 | 19.7308
805 | 190.2298 | 17.8102 | 190.2298 | 17.8102
806 | 183.6796 | 20.216 | 183.6796 | 20.216
807 | 181.0633 | 24.5364 | 181.0633 | 24.5364
808 | 177.871 | 40.0586 | 177.871 | 40.0586
809 | 175.4383 | 77.4576 | 175.4383 | 77.4576
810 | 177.329 | 88.8237 | 177.329 | 88.8237
811 | 188.6782 | 95.1503 | 188.6782 | 95.1503
812 | 210.8898 | 93.6305 | 210.8898 | 93.6305
813 | 229.3573 | 92.774 | 229.3573 | 92.774
814 | 246.3936 | 88.3912 | 246.3936 | 88.3912
815 | 265.5542 | 88.1166 | 265.5542 | 88.1166
816 | 268.0093 | 84.7362 | 268.0093 | 84.7362
817 | 252.3398 | 80.7899 | 252.3398 | 80.7899
818 | 249.3712 | 81.0474 | 249.3712 | 81.0474
819 | 252.4707 | 80.3027 | 252.4707 | 80.3027
820 | 252.6595 | 83.3917 | 252.6595 | 83.3917
821 | 253.6391 | 87.4025 | 253.6391 | 87.4025
822 | 250.7124 | 82.1849 | 250.7124 | 82.1849
823 | 233.475 | 76.559 | 233.475 | 76.559
824 | 228.4887 | 69.5397 | 228.4887 | 69.5397
825 | 234.7856 | 61.2996 | 234.7856 | 61.2996
826 | 230.7837 | 46.2572 | 230.7837 | 46.2572
827 | 218.0902 | 33.7853 | 218.0902 | 33.7853
828 | 200.5555 | 31.224 | 200.5555 | 31.224
829 | 190.0041 | 27.6569 | 190.0041 | 27.6569
830 | 184.3641 | 28.3317 | 184.3641 | 28.3317
831 | 181.8022 | 30.8808 | 181.8022 | 30.8808
832 | 178.8013 | 43.4619 | 178.8013 | 43.4619
833 | 175.527 | 77.3586 | 175.527 | 77.3586
834 | 178.2549 | 85.2408 | 178.2549 | 85.2408
835 | 189.2324 | 89.2496 | 189.2324 | 89.2496
836 | 211.8781 | 86.384 | 211.8781 | 86.384
837 | 232.1406 | 84.5336 | 232.1406 | 84.5336
838 | 248.4517 | 79.2487 | 248.4517 | 79.2487
839 | 263.4567 | 78.7614 | 263.4567 | 78.7614
840 | 264.757 | 76.1108 | 264.757 | 76.1108
841 | 251.3891 | 72.5605 | 251.3891 | 72.5605
842 | 248.6218 | 74.0869 | 248.6218 | 74.0869
843 | 249.6706 | 76.6757 | 249.6706 | 76.6757
844 | 248.5801 | 83.7841 | 248.5801 | 83.7841
845 | 249.6137 | 91.8509 | 249.6137 | 91.8509
846 | 246.1881 | 89.5561 | 246.1881 | 89.5561
847 | 235.1508 | 85.3275 | 235.1508 | 85.3275
848 | 226.8104 | 77.3547 | 226.8104 | 77.3547
849 | 233.4281 | 67.7577 | 233.4281 | 67.7577
850 | 231.3035 | 53.5001 | 231.3035 | 53.5001
851 | 217.7783 | 42.319 | 217.7783 | 42.319
852 | 201.7321 | 40.3005 | 201.7321 | 40.3005
853 | 190.5563 | 37.7015 | 190.5563 | 37.7015
854 | 183.801 | 39.6196 | 183.801 | 39.6196
855 | 181.3509 | 43.2945 | 181.3509 | 43.2945
856 | 178.0527 | 57.3461 | 178.0527 | 57.3461
857 | 175.5805 | 95.1595 | 175.5805 | 95.1595
858 | 178.2912 | 106.0269 | 178.2912 | 106.0269
859 | 188.5816 | 110.6848 | 188.5816 | 110.6848
860 | 211.5961 | 108.0062 | 211.5961 | 108.0062
861 | 225.5135 | 106.4713 | 225.5135 | 106.4713
862 | 242.0404 | 101.6484 | 242.0404 | 101.6484
863 | 255.6672 | 101.2161 | 255.6672 | 101.2161
864 | 258.7878 | 97.8944 | 258.7878 | 97.8944
865 | 249.5185 | 92.0117 | 249.5185 | 92.0117
866 | 243.6047 | 88.6423 | 243.6047 | 88.6423
867 | 244.9015 | 85.8036 | 244.9015 | 85.8036
868 | 245.4527 | 85.251 | 245.4527 | 85.251
869 | 245.5341 | 85.7156 | 245.5341 | 85.7156
870 | 243.1004 | 77.0727 | 243.1004 | 77.0727
871 | 230.7185 | 68.9311 | 230.7185 | 68.9311
872 | 225.5995 | 59.9938 | 225.5995 | 59.9938
873 | 229.9259 | 51.1779 | 229.9259 | 51.1779
874 | 228.8158 | 36.6379 | 228.8158 | 36.6379
875 | 215.4348 | 25.3249 | 215.4348 | 25.3249
876 | 200.1575 | 23.9188 | 200.1575 | 23.9188
877 | 189.4161 | 21.7672 | 189.4161 | 21.7672
878 | 182.872 | 24.4004 | 182.872 | 24.4004
879 | 179.8372 | 28.8528 | 179.8372 | 28.8528
880 | 176.6652 | 45.0168 | 176.6652 | 45.0168
881 | 171.9106 | 84.2604 | 171.9106 | 84.2604
882 | 174.6709 | 95.6595 | 174.6709 | 95.6595
883 | 185.2029 | 100.8309 | 185.2029 | 100.8309
884 | 205.1018 | 98.1706 | 205.1018 | 98.1706
885 | 222.1923 | 96.0452 | 222.1923 | 96.0452
886 | 238.5482 | 90.9803 | 238.5482 | 90.9803
887 | 253.7528 | 90.1336 | 253.7528 | 90.1336
888 | 258.6382 | 86.6395 | 258.6382 | 86.6395
889 | 244.2442 | 81.4793 | 244.2442 | 81.4793
890 | 243.0285 | 77.6111 | 243.0285 | 77.6111
891 | 241.8622 | 75.0108 | 241.8622 | 75.0108
892 | 244.003 | 73.4387 | 244.003 | 73.4387
893 | 245.0097 | 73.0121 | 245.0097 | 73.0121
894 | 242.245 | 64.5416 | 242.245 | 64.5416
895 | 231.0848 | 57.1665 | 231.0848 | 57.1665
896 | 226.2433 | 49.9785 | 226.2433 | 49.9785
897 | 231.9926 | 41.8631 | 231.9926 | 41.8631
898 | 227.7507 | 28.2839 | 227.7507 | 28.2839
899 | 215.0037 | 18.3497 | 215.0037 | 18.3497
900 | 200.5527 | 19.1587 | 200.5527 | 19.1587
901 | 190.4576 | 18.9178 | 190.4576 | 18.9178
902 | 184.0276 | 22.4751 | 184.0276 | 22.4751
903 | 181.4443 | 27.9543 | 181.4443 | 27.9543
904 | 177.571 | 43.5572 | 177.571 | 43.5572
905 | 173.316 | 79.0235 | 173.316 | 79.0235
906 | 175.9483 | 87.4155 | 175.9483 | 87.4155
907 | 184.3632 | 91.0173 | 184.3632 | 91.0173
908 | 200.6137 | 87.5282 | 200.6137 | 87.5282
909 | 214.1033 | 84.541 | 214.1033 | 84.541
910 | 230.457 | 78.5226 | 230.457 | 78.5226
911 | 243.93 | 77.1221 | 243.93 | 77.1221
912 | 248.42 | 73.2797 | 248.42 | 73.2797
913 | 240.2202 | 69.1536 | 240.2202 | 69.1536
914 | 238.2954 | 70.0969 | 238.2954 | 70.0969
915 | 238.6784 | 71.8203 | 238.6784 | 71.8203
916 | 241.5055 | 77.5167 | 241.5055 | 77.5167
917 | 241.2849 | 82.9908 | 241.2849 | 82.9908
918 | 238.6911 | 78.998 | 238.6911 | 78.998
919 | 229.5729 | 74.7547 | 229.5729 | 74.7547
920 | 223.7122 | 68.5936 | 223.7122 | 68.5936
921 | 229.0915 | 61.0979 | 229.0915 | 61.0979
922 | 226.978 | 47.4821 | 226.978 | 47.4821
923 | 214.563 | 36.9575 | 214.563 | 36.9575
924 | 199.8242 | 35.9218 | 199.8242 | 35.9218
925 | 190.5481 | 33.8766 | 190.5481 | 33.8766
926 | 182.9321 | 35.4719 | 182.9321 | 35.4719
927 | 180.1594 | 39.1248 | 180.1594 | 39.1248
928 | 177.7463 | 53.5909 | 177.7463 | 53.5909
929 | 172.92 | 90.9568 | 172.92 | 90.9568
930 | 173.7295 | 102.2129 | 173.7295 | 102.2129
931 | 182.4953 | 106.9296 | 182.4953 | 106.9296
932 | 195.6218 | 103.5028 | 195.6218 | 103.5028
933 | 212.0045 | 100.1929 | 212.0045 | 100.1929
934 | 226.1982 | 92.6306 | 226.1982 | 92.6306
935 | 241.0863 | 90.1849 | 241.0863 | 90.1849
936 | 245.3055 | 86.2948 | 245.3055 | 86.2948
937 | 237.7086 | 83.72 | 237.7086 | 83.72
938 | 236.3486 | 86.6363 | 236.3486 | 86.6363
939 | 235.2221 | 90.3987 | 235.2221 | 90.3987
940 | 237.8188 | 97.5107 | 237.8188 | 97.5107
941 | 240.5492 | 102.376 | 240.5492 | 102.376
942 | 237.8064 | 94.5656 | 237.8064 | 94.5656
943 | 228.0634 | 84.9204 | 228.0634 | 84.9204
944 | 225.8263 | 73.7021 | 225.8263 | 73.7021
945 | 231.509 | 64.3948 | 231.509 | 64.3948
946 | 227.4588 | 49.1543 | 227.4588 | 49.1543
947 | 213.8333 | 37.8119 | 213.8333 | 37.8119
948 | 199.9853 | 36.4059 | 199.9853 | 36.4059
949 | 189.6295 | 33.7959 | 189.6295 | 33.7959
950 | 184.6425 | 34.9071 | 184.6425 | 34.9071
951 | 181.5849 | 37.4635 | 181.5849 | 37.4635
952 | 179.1595 | 51.4638 | 179.1595 | 51.4638
953 | 176.2271 | 87.1135 | 176.2271 | 87.1135
954 | 177.0034 | 95.8026 | 177.0034 | 95.8026
955 | 185.9495 | 99.7747 | 185.9495 | 99.7747
956 | 202.3928 | 96.667 | 202.3928 | 96.667
957 | 220.4678 | 95.2274 | 220.4678 | 95.2274
958 | 235.1506 | 91.0536 | 235.1506 | 91.0536
959 | 251.0059 | 90.6983 | 251.0059 | 90.6983
960 | 253.6055 | 87.373 | 253.6055 | 87.373
961 | 244.6678 | 83.7494 | 244.6678 | 83.7494
962 | 242.8221 | 83.6034 | 242.8221 | 83.6034
963 | 243.8559 | 81.7989 | 243.8559 | 81.7989
964 | 246.9919 | 83.5347 | 246.9919 | 83.5347
965 | 249.6803 | 85.7706 | 249.6803 | 85.7706
966 | 244.8425 | 77.8428 | 244.8425 | 77.8428
967 | 233.5247 | 70.7794 | 233.5247 | 70.7794
968 | 229.5674 | 63.8591 | 229.5674 | 63.8591
969 | 233.4159 | 57.6873 | 233.4159 | 57.6873
970 | 230.7728 | 44.7169 | 230.7728 | 44.7169
971 | 216.8938 | 32.124 | 216.8938 | 32.124
972 | 201.0198 | 28.2425 | 201.0198 | 28.2425
973 | 190.3149 | 24.8514 | 190.3149 | 24.8514
974 | 183.5164 | 26.6851 | 183.5164 | 26.6851
975 | 180.3038 | 31.3722 | 180.3038 | 31.3722
976 | 178.8837 | 47.0118 | 178.8837 | 47.0118
977 | 175.0279 | 82.6725 | 175.0279 | 82.6725
978 | 177.2603 | 91.8566 | 177.2603 | 91.8566
979 | 188.1706 | 98.0768 | 188.1706 | 98.0768
980 | 211.1497 | 95.9959 | 211.1497 | 95.9959
981 | 229.6948 | 94.879 | 229.6948 | 94.879
982 | 245.1675 | 91.0023 | 245.1675 | 91.0023
983 | 261.1632 | 89.7228 | 261.1632 | 89.7228
984 | 266.5299 | 85.4 | 266.5299 | 85.4
985 | 251.6354 | 81.8204 | 251.6354 | 81.8204
986 | 248.1534 | 82.1732 | 248.1534 | 82.1732
987 | 250.6447 | 82.1766 | 250.6447 | 82.1766
988 | 249.2943 | 84.6605 | 249.2943 | 84.6605
989 | 250.5233 | 85.7706 | 250.5233 | 85.7706
990 | 246.6094 | 76.8673 | 246.6094 | 76.8673
991 | 233.0227 | 68.436 | 233.0227 | 68.436
992 | 227.0079 | 58.7616 | 227.0079 | 58.7616
993 | 235.785 | 48.8822 | 235.785 | 48.8822
994 | 231.5824 | 34.2029 | 231.5824 | 34.2029
995 | 216.3003 | 23.1538 | 216.3003 | 23.1538
996 | 200.5284 | 21.6891 | 200.5284 | 21.6891
997 | 189.7882 | 19.4202 | 189.7882 | 19.4202
998 | 182.6748 | 22.5594 | 182.6748 | 22.5594
999 | 179.7652 | 27.969 | 179.7652 | 27.969
1000 | 178.7139 | 42.6367 | 178.7139 | 42.6367
1001 | 175.654 | 77.1569 | 175.654 | 77.1569
1002 | 178.3016 | 83.0551 | 178.3016 | 83.0551
1003 | 190.9776 | 85.168 | 190.9776 | 85.168
1004 | 212.8186 | 80.5824 | 212.8186 | 80.5824
1005 | 231.7923 | 76.7847 | 231.7923 | 76.7847
1006 | 244.3817 | 69.6441 | 244.3817 | 69.6441
1007 | 260.6344 | 66.8941 | 260.6344 | 66.8941
1008 | 265.1747 | 62.0138 | 265.1747 | 62.0138
1009 | 252.0852 | 58.1041 | 252.0852 | 58.1041
1010 | 250.9139 | 58.622 | 250.9139 | 58.622
1011 | 251.3626 | 58.9555 | 251.3626 | 58.9555
1012 | 254.4875 | 62.2902 | 254.4875 | 62.2902
1013 | 255.0856 | 65.5126 | 255.0856 | 65.5126
1014 | 251.7133 | 59.4148 | 251.7133 | 59.4148
1015 | 240.0614 | 53.4076 | 240.0614 | 53.4076
1016 | 236.1501 | 45.6401 | 236.1501 | 45.6401
1017 | 239.1732 | 38.2435 | 239.1732 | 38.2435
1018 | 231.7148 | 26.2412 | 231.7148 | 26.2412
1019 | 216.9775 | 16.6408 | 216.9775 | 16.6408
1020 | 202.2257 | 17.0683 | 202.2257 | 17.0683
1021 | 191.6959 | 17.6232 | 191.6959 | 17.6232
1022 | 184.9996 | 20.6634 | 184.9996 | 20.6634
1023 | 181.2575 | 24.078 | 181.2575 | 24.078
1024 | 180.3206 | 37.2935 | 180.3206 | 37.2935
1025 | 180.5384 | 71.0619 | 180.5384 | 71.0619
1026 | 181.4288 | 78.438 | 181.4288 | 78.438
1027 | 191.241 | 81.7171 | 191.241 | 81.7171
1028 | 212.2432 | 78.2757 | 212.2432 | 78.2757
1029 | 232.8703 | 75.7469 | 232.8703 | 75.7469
1030 | 252.0587 | 70.1209 | 252.0587 | 70.1209
1031 | 269.9596 | 68.8304 | 269.9596 | 68.8304
1032 | 270.5056 | 65.7434 | 270.5056 | 65.7434
1033 | 258.2735 | 63.8067 | 258.2735 | 63.8067
1034 | 256.0923 | 66.855 | 256.0923 | 66.855
1035 | 257.5991 | 68.7251 | 257.5991 | 68.7251
1036 | 256.2024 | 72.5879 | 256.2024 | 72.5879
1037 | 255.9347 | 75.2015 | 255.9347 | 75.2015
1038 | 251.0397 | 67.006 | 251.0397 | 67.006
1039 | 237.4054 | 58.8718 | 237.4054 | 58.8718
1040 | 231.9658 | 49.9748 | 231.9658 | 49.9748
1041 | 238.061 | 42.0207 | 238.061 | 42.0207
1042 | 231.456 | 29.0504 | 231.456 | 29.0504
1043 | 216.717 | 18.7641 | 216.717 | 18.7641
1044 | 202.7848 | 19.0377 | 202.7848 | 19.0377
1045 | 191.4633 | 17.6049 | 191.4633 | 17.6049
1046 | 185.5425 | 20.029 | 185.5425 | 20.029
1047 | 181.8662 | 24.9105 | 181.8662 | 24.9105
1048 | 180.3366 | 40.6711 | 180.3366 | 40.6711
1049 | 177.403 | 76.9075 | 177.403 | 76.9075
1050 | 178.6927 | 86.1246 | 178.6927 | 86.1246
1051 | 188.953 | 91.0356 | 188.953 | 91.0356
1052 | 207.8082 | 88.7457 | 207.8082 | 88.7457
1053 | 227.2132 | 86.9907 | 227.2132 | 86.9907
1054 | 242.8457 | 81.4821 | 242.8457 | 81.4821
1055 | 256.692 | 80.9067 | 256.692 | 80.9067
1056 | 260.6029 | 78.4945 | 260.6029 | 78.4945
1057 | 250.0146 | 75.9124 | 250.0146 | 75.9124
1058 | 245.7639 | 76.6796 | 245.7639 | 76.6796
1059 | 246.4442 | 77.6916 | 246.4442 | 77.6916
1060 | 248.1399 | 82.0054 | 248.1399 | 82.0054
1061 | 248.6032 | 86.064 | 248.6032 | 86.064
1062 | 246.3093 | 78.9393 | 246.3093 | 78.9393
1063 | 236.8175 | 71.1572 | 236.8175 | 71.1572
1064 | 232.4442 | 62.0438 | 232.4442 | 62.0438
1065 | 237.3265 | 53.0116 | 237.3265 | 53.0116
1066 | 234.439 | 38.82 | 234.439 | 38.82
1067 | 217.4121 | 27.3309 | 217.4121 | 27.3309
1068 | 204.4407 | 24.8393 | 204.4407 | 24.8393
1069 | 193.6259 | 21.9469 | 193.6259 | 21.9469
1070 | 186.3431 | 23.9566 | 186.3431 | 23.9566
1071 | 182.6959 | 28.4494 | 182.6959 | 28.4494
1072 | 180.9972 | 44.617 | 180.9972 | 44.617
1073 | 177.6883 | 82.1444 | 177.6883 | 82.1444
1074 | 178.3016 | 92.447 | 178.3016 | 92.447
1075 | 187.2058 | 98.4692 | 187.2058 | 98.4692
1076 | 203.9411 | 96.4543 | 203.9411 | 96.4543
1077 | 220.8494 | 95.0917 | 220.8494 | 95.0917
1078 | 235.9751 | 90.0671 | 235.9751 | 90.0671
1079 | 249.3692 | 89.2718 | 249.3692 | 89.2718
1080 | 253.0848 | 83.7974 | 253.0848 | 83.7974
1081 | 244.7477 | 80.2178 | 244.7477 | 80.2178
1082 | 242.5882 | 80.6036 | 242.5882 | 80.6036
1083 | 241.0575 | 80.3687 | 241.0575 | 80.3687
1084 | 244.4632 | 83.9711 | 244.4632 | 83.9711
1085 | 247.0322 | 87.2962 | 247.0322 | 87.2962
1086 | 242.0932 | 79.7094 | 242.0932 | 79.7094
1087 | 235.1002 | 73.1558 | 235.1002 | 73.1558
1088 | 233.3498 | 66.3566 | 233.3498 | 66.3566
1089 | 237.6862 | 59.6127 | 237.6862 | 59.6127
1090 | 229.1581 | 47.196 | 229.1581 | 47.196
1091 | 214.1852 | 37.1738 | 214.1852 | 37.1738
1092 | 200.9166 | 37.286 | 200.9166 | 37.286
1093 | 190.1486 | 37.0818 | 190.1486 | 37.0818
1094 | 184.4654 | 42.414 | 184.4654 | 42.414
1095 | 181.5631 | 49.7709 | 181.5631 | 49.7709
1096 | 181.0047 | 66.7344 | 181.0047 | 66.7344
1097 | 179.3181 | 103.6786 | 179.3181 | 103.6786
1098 | 178.9469 | 113.1267 | 178.9469 | 113.1267
1099 | 187.9881 | 118.0817 | 187.9881 | 118.0817
1100 | 205.7153 | 115.3701 | 205.7153 | 115.3701
1101 | 220.8245 | 113.6628 | 220.8245 | 113.6628
1102 | 237.4454 | 107.9304 | 237.4454 | 107.9304
1103 | 254.4883 | 105.5251 | 254.4883 | 105.5251
1104 | 258.9046 | 100.0691 | 258.9046 | 100.0691
1105 | 249.1427 | 95.712 | 249.1427 | 95.712
1106 | 245.8884 | 96.4462 | 245.8884 | 96.4462
1107 | 246.5095 | 98.0193 | 246.5095 | 98.0193
1108 | 250.9198 | 103.9027 | 250.9198 | 103.9027
1109 | 255.2261 | 109.7619 | 255.2261 | 109.7619
1110 | 249.7801 | 104.8266 | 249.7801 | 104.8266
1111 | 241.4363 | 98.5517 | 241.4363 | 98.5517
1112 | 239.7271 | 90.1645 | 239.7271 | 90.1645
1113 | 241.5076 | 80.4134 | 241.5076 | 80.4134
1114 | 232.2874 | 64.9456 | 232.2874 | 64.9456
1115 | 218.3433 | 52.7377 | 218.3433 | 52.7377
1116 | 204.1165 | 50.5542 | 204.1165 | 50.5542
1117 | 192.3136 | 48.0029 | 192.3136 | 48.0029
1118 | 186.0927 | 50.9881 | 186.0927 | 50.9881
1119 | 183.8833 | 56.3096 | 183.8833 | 56.3096
1120 | 182.8434 | 71.4321 | 182.8434 | 71.4321
1121 | 181.1612 | 106.363 | 181.1612 | 106.363
1122 | 182.332 | 113.8785 | 182.332 | 113.8785
1123 | 193.0725 | 117.7847 | 193.0725 | 117.7847
1124 | 212.4615 | 114.501 | 212.4615 | 114.501
1125 | 230.7375 | 112.3426 | 230.7375 | 112.3426
1126 | 245.5313 | 107.9158 | 245.5313 | 107.9158
1127 | 264.3234 | 108.7193 | 264.3234 | 108.7193
1128 | 263.9193 | 107.0993 | 263.9193 | 107.0993
1129 | 252.6309 | 103.824 | 252.6309 | 103.824
1130 | 249.449 | 100.9203 | 249.449 | 100.9203
1131 | 250.4302 | 99.0974 | 250.4302 | 99.0974
1132 | 250.3368 | 104.0824 | 250.3368 | 104.0824
1133 | 256.6499 | 109.2888 | 256.6499 | 109.2888
1134 | 252.0043 | 104.0601 | 252.0043 | 104.0601
1135 | 240.8639 | 97.8659 | 240.8639 | 97.8659
1136 | 239.1674 | 89.5594 | 239.1674 | 89.5594
1137 | 242.9451 | 81.1029 | 242.9451 | 81.1029
1138 | 233.0046 | 66.8893 | 233.0046 | 66.8893
1139 | 216.3024 | 55.7486 | 216.3024 | 55.7486
1140 | 202.2807 | 53.9831 | 202.2807 | 53.9831
1141 | 191.5162 | 51.1091 | 191.5162 | 51.1091
1142 | 185.2868 | 52.8731 | 185.2868 | 52.8731
1143 | 181.8849 | 56.9477 | 181.8849 | 56.9477
1144 | 182.1223 | 71.4725 | 182.1223 | 71.4725
1145 | 180.1465 | 105.4976 | 180.1465 | 105.4976
1146 | 181.9565 | 112.6097 | 181.9565 | 112.6097
1147 | 196.8513 | 116.0904 | 196.8513 | 116.0904
1148 | 219.9019 | 112.484 | 219.9019 | 112.484
1149 | 239.6434 | 109.284 | 239.6434 | 109.284
1150 | 254.3738 | 102.9503 | 254.3738 | 102.9503
1151 | 272.2407 | 101.2857 | 272.2407 | 101.2857
1152 | 274.0185 | 97.326 | 274.0185 | 97.326
1153 | 257.3362 | 94.3551 | 257.3362 | 94.3551
1154 | 253.7727 | 96.5819 | 253.7727 | 96.5819
1155 | 256.0932 | 98.8481 | 256.0932 | 98.8481
1156 | 254.6993 | 104.8965 | 254.6993 | 104.8965
1157 | 258.5935 | 110.796 | 258.5935 | 110.796
1158 | 257.2055 | 106.1871 | 257.2055 | 106.1871
1159 | 243.6044 | 100.6567 | 243.6044 | 100.6567
1160 | 239.8403 | 91.9101 | 239.8403 | 91.9101
1161 | 246.1039 | 83.1419 | 246.1039 | 83.1419
1162 | 235.7394 | 69.46 | 235.7394 | 69.46
1163 | 219.2444 | 58.7961 | 219.2444 | 58.7961
1164 | 204.3371 | 57.324 | 204.3371 | 57.324
1165 | 192.8863 | 54.2629 | 192.8863 | 54.2629
1166 | 186.2389 | 55.2348 | 186.2389 | 55.2348
1167 | 183.7633 | 59.0968 | 183.7633 | 59.0968
1168 | 183.5797 | 73.9662 | 183.5797 | 73.9662
1169 | 181.5044 | 109.2565 | 181.5044 | 109.2565
1170 | 181.9694 | 116.464 | 181.9694 | 116.464
1171 | 197.6867 | 120.0584 | 197.6867 | 120.0584
1172 | 223.1584 | 116.5656 | 223.1584 | 116.5656
1173 | 240.1947 | 113.9965 | 240.1947 | 113.9965
1174 | 255.1743 | 108.2238 | 255.1743 | 108.2238
1175 | 278.0433 | 106.8637 | 278.0433 | 106.8637
1176 | 277.6378 | 102.7535 | 277.6378 | 102.7535
1177 | 260.5907 | 99.0345 | 260.5907 | 99.0345
1178 | 255.9485 | 100.0182 | 255.9485 | 100.0182
1179 | 258.8204 | 100.8797 | 258.8204 | 100.8797
1180 | 259.5847 | 105.0066 | 259.5847 | 105.0066
1181 | 265.6412 | 108.6653 | 265.6412 | 108.6653
1182 | 263.3425 | 101.8818 | 263.3425 | 101.8818
1183 | 251.3828 | 94.1913 | 251.3828 | 94.1913
1184 | 249.9161 | 84.9386 | 249.9161 | 84.9386
1185 | 248.4048 | 76.075 | 248.4048 | 76.075
1186 | 237.019 | 62.3345 | 237.019 | 62.3345
1187 | 221.2732 | 51.3002 | 221.2732 | 51.3002
1188 | 205.0336 | 49.6227 | 205.0336 | 49.6227
1189 | 195.385 | 46.9504 | 195.385 | 46.9504
1190 | 188.9878 | 48.6997 | 188.9878 | 48.6997
1191 | 184.9195 | 53.4418 | 184.9195 | 53.4418
1192 | 184.6297 | 68.5643 | 184.6297 | 68.5643
1193 | 185.7915 | 103.2935 | 185.7915 | 103.2935
1194 | 185.882 | 110.8677 | 185.882 | 110.8677
1195 | 201.9487 | 115.6357 | 201.9487 | 115.6357
1196 | 226.7317 | 113.7822 | 226.7317 | 113.7822
1197 | 245.3385 | 112.4342 | 245.3385 | 112.4342
1198 | 259.8006 | 107.6627 | 259.8006 | 107.6627
1199 | 278.8769 | 107.0397 | 278.8769 | 107.0397
1200 | 278.7586 | 103.388 | 278.7586 | 103.388
1201 | 261.3283 | 99.5333 | 261.3283 | 99.5333
1202 | 258.3017 | 97.7408 | 258.3017 | 97.7408
1203 | 262.0491 | 96.49 | 262.0491 | 96.49
1204 | 262.4614 | 98.3578 | 262.4614 | 98.3578
1205 | 266.8106 | 99.7245 | 266.8106 | 99.7245
1206 | 262.1574 | 90.9533 | 262.1574 | 90.9533
1207 | 249.1333 | 82.4927 | 249.1333 | 82.4927
1208 | 245.9541 | 73.8231 | 245.9541 | 73.8231
1209 | 247.8149 | 65.7957 | 247.8149 | 65.7957
1210 | 237.9421 | 52.906 | 237.9421 | 52.906
1211 | 223.0632 | 42.2823 | 223.0632 | 42.2823
1212 | 207.1054 | 40.7663 | 207.1054 | 40.7663
1213 | 195.5727 | 38.9594 | 195.5727 | 38.9594
1214 | 189.0665 | 41.3138 | 189.0665 | 41.3138
1215 | 186.3209 | 46.0376 | 186.3209 | 46.0376
1216 | 186.5809 | 61.6185 | 186.5809 | 61.6185
1217 | 187.1097 | 96.4064 | 187.1097 | 96.4064
1218 | 186.667 | 103.4231 | 186.667 | 103.4231
1219 | 198.8366 | 106.2915 | 198.8366 | 106.2915
1220 | 220.4223 | 101.7939 | 220.4223 | 101.7939
1221 | 237.9286 | 99.7711 | 237.9286 | 99.7711
1222 | 249.8865 | 94.9593 | 249.8865 | 94.9593
1223 | 270.7761 | 94.6663 | 270.7761 | 94.6663
1224 | 273.007 | 91.6197 | 273.007 | 91.6197
1225 | 259.3778 | 88.7442 | 259.3778 | 88.7442
1226 | 256.6119 | 90.993 | 256.6119 | 90.993
1227 | 258.2009 | 93.4462 | 258.2009 | 93.4462
1228 | 260.4027 | 98.9849 | 260.4027 | 98.9849
1229 | 262.0863 | 103.0251 | 262.0863 | 103.0251
1230 | 259.7557 | 95.3724 | 259.7557 | 95.3724
1231 | 247.5306 | 88.4373 | 247.5306 | 88.4373
1232 | 245.1383 | 80.7139 | 245.1383 | 80.7139
1233 | 246.2293 | 70.9115 | 246.2293 | 70.9115
1234 | 236.3806 | 55.9168 | 236.3806 | 55.9168
1235 | 219.8175 | 43.8776 | 219.8175 | 43.8776
1236 | 206.9034 | 41.5474 | 206.9034 | 41.5474
1237 | 196.8345 | 38.633 | 196.8345 | 38.633
1238 | 190.7785 | 40.3677 | 190.7785 | 40.3677
1239 | 187.6204 | 45.1868 | 187.6204 | 45.1868
1240 | 187.5999 | 62.7187 | 187.5999 | 62.7187
1241 | 186.5242 | 97.888 | 186.5242 | 97.888
1242 | 184.2328 | 104.3143 | 184.2328 | 104.3143
1243 | 193.9399 | 107.6997 | 193.9399 | 107.6997
1244 | 212.7361 | 104.7717 | 212.7361 | 104.7717
1245 | 230.6526 | 103.0864 | 230.6526 | 103.0864
1246 | 244.148 | 98.8649 | 244.148 | 98.8649
1247 | 263.6783 | 98.891 | 263.6783 | 98.891
1248 | 260.5902 | 96.1378 | 260.5902 | 96.1378
1249 | 249.855 | 93.442 | 249.855 | 93.442
1250 | 248.3213 | 92.9477 | 248.3213 | 92.9477
1251 | 246.1679 | 89.8926 | 246.1679 | 89.8926
1252 | 249.2625 | 91.0489 | 249.2625 | 91.0489
1253 | 253.0034 | 91.9683 | 253.0034 | 91.9683
1254 | 247.8683 | 84.6896 | 247.8683 | 84.6896
1255 | 240.4255 | 78.367 | 240.4255 | 78.367
1256 | 243.2841 | 71.9381 | 243.2841 | 71.9381
1257 | 242.0609 | 65.9937 | 242.0609 | 65.9937
1258 | 232.4229 | 53.6357 | 232.4229 | 53.6357
1259 | 217.514 | 43.4265 | 217.514 | 43.4265
1260 | 203.9538 | 41.8701 | 203.9538 | 41.8701
1261 | 193.4662 | 38.9484 | 193.4662 | 38.9484
1262 | 188.3523 | 40.2943 | 188.3523 | 40.2943
1263 | 185.2454 | 45.3372 | 185.2454 | 45.3372
1264 | 186.0752 | 62.418 | 186.0752 | 62.418
1265 | 185.2821 | 98.6361 | 185.2821 | 98.6361
1266 | 183.2603 | 107.6442 | 183.2603 | 107.6442
1267 | 190.892 | 112.2874 | 190.892 | 112.2874
1268 | 210.7388 | 109.4805 | 210.7388 | 109.4805
1269 | 227.9211 | 108.2169 | 227.9211 | 108.2169
1270 | 242.2199 | 103.2987 | 242.2199 | 103.2987
1271 | 263.4254 | 102.6683 | 263.4254 | 102.6683
1272 | 262.5464 | 99.0533 | 262.5464 | 99.0533
1273 | 251.6529 | 96.0677 | 251.6529 | 96.0677
1274 | 246.3964 | 96.1345 | 246.3964 | 96.1345
1275 | 246.8022 | 94.8361 | 246.8022 | 94.8361
1276 | 248.9325 | 97.3676 | 248.9325 | 97.3676
1277 | 252.6726 | 99.7392 | 252.6726 | 99.7392
1278 | 247.6125 | 92.6623 | 247.6125 | 92.6623
1279 | 238.5428 | 84.9241 | 238.5428 | 84.9241
1280 | 240.3721 | 76.2985 | 240.3721 | 76.2985
1281 | 243.4686 | 66.6795 | 243.4686 | 66.6795
1282 | 232.6536 | 50.6029 | 232.6536 | 50.6029
1283 | 214.4664 | 37.4855 | 214.4664 | 37.4855
1284 | 200.8361 | 34.7996 | 200.8361 | 34.7996
1285 | 190.3134 | 31.7972 | 190.3134 | 31.7972
1286 | 184.7548 | 34.071 | 184.7548 | 34.071
1287 | 181.9942 | 40.3863 | 181.9942 | 40.3863
1288 | 182.8966 | 58.6297 | 182.8966 | 58.6297
1289 | 182.8499 | 95.4859 | 182.8499 | 95.4859
1290 | 182.5784 | 103.9952 | 182.5784 | 103.9952
1291 | 194.003 | 109.0236 | 194.003 | 109.0236
1292 | 215.4534 | 106.3743 | 215.4534 | 106.3743
1293 | 234.1302 | 104.766 | 234.1302 | 104.766
1294 | 249.1134 | 99.9284 | 249.1134 | 99.9284
1295 | 269.4759 | 99.2174 | 269.4759 | 99.2174
1296 | 270.1789 | 95.5657 | 270.1789 | 95.5657
1297 | 255.0237 | 92.3271 | 255.0237 | 92.3271
1298 | 249.7122 | 93.1824 | 249.7122 | 93.1824
1299 | 251.2198 | 92.1663 | 251.2198 | 92.1663
1300 | 251.618 | 94.2541 | 251.618 | 94.2541
1301 | 259.1489 | 96.5744 | 259.1489 | 96.5744
1302 | 255.1888 | 87.8178 | 255.1888 | 87.8178
1303 | 247.2041 | 79.2178 | 247.2041 | 79.2178
1304 | 248.1113 | 69.9798 | 248.1113 | 69.9798
1305 | 246.2391 | 61.1932 | 246.2391 | 61.1932
1306 | 233.7823 | 46.7119 | 233.7823 | 46.7119
1307 | 216.1803 | 35.0945 | 216.1803 | 35.0945
1308 | 200.9097 | 32.9366 | 200.9097 | 32.9366
1309 | 190.6854 | 29.9746 | 190.6854 | 29.9746
1310 | 184.9627 | 31.6212 | 184.9627 | 31.6212
1311 | 182.7238 | 36.3744 | 182.7238 | 36.3744
1312 | 183.7534 | 52.0359 | 183.7534 | 52.0359
1313 | 183.6368 | 87.1502 | 183.6368 | 87.1502
1314 | 185.5219 | 94.8161 | 185.5219 | 94.8161
1315 | 201.0611 | 98.5938 | 201.0611 | 98.5938
1316 | 229.5511 | 95.2918 | 229.5511 | 95.2918
1317 | 248.2303 | 93.6468 | 248.2303 | 93.6468
1318 | 264.2182 | 89.3264 | 264.2182 | 89.3264
1319 | 288.5907 | 89.7705 | 288.5907 | 89.7705
1320 | 283.4337 | 86.5992 | 283.4337 | 86.5992
1321 | 263.3562 | 83.8814 | 263.3562 | 83.8814
1322 | 262.4697 | 85.5654 | 262.4697 | 85.5654
1323 | 263.0498 | 86.6214 | 263.0498 | 86.6214
1324 | 262.2123 | 90.2128 | 262.2123 | 90.2128
1325 | 268.8093 | 93.3362 | 268.8093 | 93.3362
1326 | 264.0072 | 84.6676 | 264.0072 | 84.6676
1327 | 251.1429 | 74.201 | 251.1429 | 74.201
1328 | 256.5502 | 63.5988 | 256.5502 | 63.5988
1329 | 253.7503 | 54.0897 | 253.7503 | 54.0897
1330 | 239.077 | 39.4617 | 239.077 | 39.4617
1331 | 219.0705 | 28.233 | 219.0705 | 28.233
1332 | 202.9087 | 27.0213 | 202.9087 | 27.0213
1333 | 191.8659 | 24.2867 | 191.8659 | 24.2867
1334 | 186.7507 | 26.5164 | 186.7507 | 26.5164
1335 | 183.6799 | 33.0811 | 183.6799 | 33.0811
1336 | 184.9106 | 50.2426 | 184.9106 | 50.2426
1337 | 185.3003 | 86.006 | 185.3003 | 86.006
1338 | 186.957 | 93.1401 | 186.957 | 93.1401
1339 | 201.939 | 97.2186 | 201.939 | 97.2186
1340 | 231.114 | 94.254 | 231.114 | 94.254
1341 | 248.7624 | 92.0039 | 248.7624 | 92.0039
1342 | 263.8406 | 86.8069 | 263.8406 | 86.8069
1343 | 284.3407 | 86.602 | 284.3407 | 86.602
1344 | 279.6767 | 83.2987 | 279.6767 | 83.2987
1345 | 262.4177 | 80.0674 | 262.4177 | 80.0674
1346 | 258.4667 | 81.6231 | 258.4667 | 81.6231
1347 | 259.1181 | 82.2757 | 259.1181 | 82.2757
1348 | 260.8302 | 86.1201 | 260.8302 | 86.1201
1349 | 264.456 | 89.1555 | 264.456 | 89.1555
1350 | 261.5816 | 82.1812 | 261.5816 | 82.1812
1351 | 249.7049 | 74.8024 | 249.7049 | 74.8024
1352 | 252.7587 | 66.1438 | 252.7587 | 66.1438
1353 | 253.4892 | 57.3169 | 253.4892 | 57.3169
1354 | 238.8392 | 42.5606 | 238.8392 | 42.5606
1355 | 220.4628 | 31.2438 | 220.4628 | 31.2438
1356 | 206.5004 | 30.2559 | 206.5004 | 30.2559
1357 | 195.6419 | 28.9368 | 195.6419 | 28.9368
1358 | 189.406 | 31.0198 | 189.406 | 31.0198
1359 | 187.4268 | 35.2815 | 187.4268 | 35.2815
1360 | 187.5602 | 49.2745 | 187.5602 | 49.2745
1361 | 189.1807 | 82.6321 | 189.1807 | 82.6321
1362 | 189.8895 | 89.2968 | 189.8895 | 89.2968
1363 | 205.971 | 93.1076 | 205.971 | 93.1076
1364 | 234.0494 | 91.2761 | 234.0494 | 91.2761
1365 | 247.8133 | 92.851 | 247.8133 | 92.851
1366 | 259.514 | 91.9668 | 259.514 | 91.9668
1367 | 279.812 | 93.0821 | 279.812 | 93.0821
1368 | 274.2449 | 92.4998 | 274.2449 | 92.4998
1369 | 258.8327 | 92.4665 | 258.8327 | 92.4665
1370 | 257.6332 | 95.159 | 257.6332 | 95.159
1371 | 260.212 | 95.4045 | 260.212 | 95.4045
1372 | 259.8033 | 98.1708 | 259.8033 | 98.1708
1373 | 263.4218 | 100.5717 | 263.4218 | 100.5717
1374 | 259.3614 | 92.8089 | 259.3614 | 92.8089
1375 | 250.8826 | 85.2358 | 250.8826 | 85.2358
1376 | 255.5071 | 77.5711 | 255.5071 | 77.5711
1377 | 253.2319 | 70.9739 | 253.2319 | 70.9739
1378 | 240.4032 | 58.7589 | 240.4032 | 58.7589
1379 | 221.8154 | 48.436 | 221.8154 | 48.436
1380 | 207.1303 | 46.9163 | 207.1303 | 46.9163
1381 | 196.1549 | 44.398 | 196.1549 | 44.398
1382 | 190.3344 | 46.3857 | 190.3344 | 46.3857
1383 | 188.18 | 49.9763 | 188.18 | 49.9763
1384 | 188.6892 | 64.589 | 188.6892 | 64.589
1385 | 190.1364 | 99.4026 | 190.1364 | 99.4026
1386 | 190.1182 | 106.7054 | 190.1182 | 106.7054
1387 | 201.6628 | 110.9269 | 201.6628 | 110.9269
1388 | 225.864 | 108.4023 | 225.864 | 108.4023
1389 | 242.1918 | 106.3722 | 242.1918 | 106.3722
1390 | 255.187 | 100.5225 | 255.187 | 100.5225
1391 | 276.2946 | 98.539 | 276.2946 | 98.539
1392 | 272.8062 | 94.5572 | 272.8062 | 94.5572
1393 | 259.7047 | 91.2599 | 259.7047 | 91.2599
1394 | 259.4918 | 91.6898 | 259.4918 | 91.6898
1395 | 261.1041 | 91.0734 | 261.1041 | 91.0734
1396 | 264.8678 | 95.7027 | 264.8678 | 95.7027
1397 | 269.6862 | 101.9139 | 269.6862 | 101.9139
1398 | 265.9516 | 97.3417 | 265.9516 | 97.3417
1399 | 252.5203 | 91.7819 | 252.5203 | 91.7819
1400 | 252.1586 | 84.1098 | 252.1586 | 84.1098
1401 | 249.2502 | 75.8697 | 249.2502 | 75.8697
1402 | 238.2856 | 62.1401 | 238.2856 | 62.1401
1403 | 221.6283 | 51.3588 | 221.6283 | 51.3588
1404 | 207.6802 | 50.1325 | 207.6802 | 50.1325
1405 | 197.7501 | 47.9406 | 197.7501 | 47.9406
1406 | 191.9873 | 49.9759 | 191.9873 | 49.9759
1407 | 188.8011 | 53.5262 | 188.8011 | 53.5262
1408 | 188.7336 | 67.6255 | 188.7336 | 67.6255
1409 | 191.9981 | 101.2912 | 191.9981 | 101.2912
1410 | 189.8361 | 107.9596 | 189.8361 | 107.9596
1411 | 198.3049 | 111.5173 | 198.3049 | 111.5173
1412 | 216.6074 | 108.395 | 216.6074 | 108.395
1413 | 234.6757 | 106.4713 | 234.6757 | 106.4713
1414 | 250.0622 | 101.1936 | 250.0622 | 101.1936
1415 | 269.2516 | 100.8347 | 269.2516 | 100.8347
1416 | 264.6374 | 98.1731 | 264.6374 | 98.1731
1417 | 252.461 | 96.1777 | 252.461 | 96.1777
1418 | 248.0287 | 98.7456 | 248.0287 | 98.7456
1419 | 250.0438 | 99.9813 | 250.0438 | 99.9813
1420 | 251.4665 | 103.833 | 251.4665 | 103.833
1421 | 256.4163 | 107.2461 | 256.4163 | 107.2461
1422 | 251.2764 | 100.4369 | 251.2764 | 100.4369
1423 | 244.468 | 93.0801 | 244.468 | 93.0801
1424 | 247.7357 | 83.8091 | 247.7357 | 83.8091
1425 | 246.6405 | 75.1252 | 246.6405 | 75.1252
1426 | 236.1701 | 60.4312 | 236.1701 | 60.4312
1427 | 221.1153 | 49.0631 | 221.1153 | 49.0631
1428 | 207.6717 | 46.6962 | 207.6717 | 46.6962
1429 | 198.7505 | 44.1009 | 198.7505 | 44.1009
1430 | 193.3251 | 46.4113 | 193.3251 | 46.4113
1431 | 190.0189 | 51.9016 | 190.0189 | 51.9016
1432 | 190.5967 | 70.1743 | 190.5967 | 70.1743
1433 | 191.6004 | 106.1027 | 191.6004 | 106.1027
1434 | 188.7368 | 114.3736 | 188.7368 | 114.3736
1435 | 197.1173 | 118.9655 | 197.1173 | 118.9655
1436 | 214.163 | 116.5143 | 214.163 | 116.5143
1437 | 230.5578 | 113.9928 | 230.5578 | 113.9928
1438 | 248.0869 | 106.9659 | 248.0869 | 106.9659
1439 | 268.0031 | 105.4004 | 268.0031 | 105.4004
1440 | 264.0934 | 102.4895 | 264.0934 | 102.4895
1441 | 251.1366 | 100.0724 | 251.1366 | 100.0724
1442 | 249.7553 | 102.4899 | 249.7553 | 102.4899
1443 | 251.0697 | 102.8747 | 251.0697 | 102.8747
1444 | 251.1793 | 105.2669 | 251.1793 | 105.2669
1445 | 255.4474 | 106.1459 | 255.4474 | 106.1459
1446 | 251.6845 | 96.8283 | 251.6845 | 96.8283
1447 | 246.3379 | 87.8212 | 246.3379 | 87.8212
1448 | 251.4499 | 77.7911 | 251.4499 | 77.7911
1449 | 249.5907 | 67.996 | 249.5907 | 67.996
1450 | 236.3998 | 53.6247 | 236.3998 | 53.6247
1451 | 221.9497 | 42.418 | 221.9497 | 42.418
1452 | 208.6375 | 148.9435 | 208.6375 | 148.9435
1453 | 198.6203 | 152.588 | 198.6203 | 152.588
1454 | 191.6666 | 161.3079 | 191.6666 | 161.3079
1455 | 189.198 | 183.8175 | 189.198 | 183.8175
1456 | 189.9822 | 218.3899 | 189.9822 | 218.3899
1457 | 190.8595 | 265.5459 | 190.8595 | 265.5459
1458 | 189.6015 | 282.8046 | 189.6015 | 282.8046
1459 | 198.5321 | 295.0323 | 198.5321 | 295.0323
1460 | 215.7147 | 298.2229 | 215.7147 | 298.2229
1461 | 232.795 | 299.5826 | 232.795 | 299.5826
1462 | 248.8627 | 295.5647 | 248.8627 | 295.5647
1463 | 268.7024 | 293.0918 | 268.7024 | 293.0918
1464 | 265.0905 | 293.5097 | 265.0905 | 293.5097
1465 | 252.637 | 293.172 | 252.637 | 293.172
1466 | 248.3063 | 293.4924 | 248.3063 | 293.4924
1467 | 248.9067 | 290.1418 | 248.9067 | 290.1418
1468 | 251.8259 | 288.3044 | 251.8259 | 288.3044
1469 | 257.0598 | 281.8435 | 257.0598 | 281.8435
1470 | 253.6925 | 262.0192 | 253.6925 | 262.0192
1471 | 251.0256 | 242.7065 | 251.0256 | 242.7065
1472 | 253.7798 | 222.8886 | 253.7798 | 222.8886
1473 | 249.7262 | 207.7256 | 249.7262 | 207.7256
1474 | 236.7174 | 188.6381 | 236.7174 | 188.6381
1475 | 220.9439 | 170.4583 | 220.9439 | 170.4583
1476 | 207.9035 | 168.7049 | 207.9035 | 168.7049
1477 | 197.5244 | 169.621 | 197.5244 | 169.621
1478 | 192.1533 | 174.0353 | 192.1533 | 174.0353
1479 | 188.9069 | 189.6371 | 188.9069 | 189.6371
1480 | 189.9219 | 214.4944 | 189.9219 | 214.4944
1481 | 192.4873 | 254.6007 | 192.4873 | 254.6007
1482 | 191.847 | 267.475 | 191.847 | 267.475
1483 | 205.868 | 276.0752 | 205.868 | 276.0752
1484 | 230.7361 | 278.7611 | 230.7361 | 278.7611
1485 | 248.7172 | 282.5497 | 248.7172 | 282.5497
1486 | 263.9363 | 278.5001 | 263.9363 | 278.5001
1487 | 287.129 | 277.8567 | 287.129 | 277.8567
1488 | 282.9188 | 280.3092 | 282.9188 | 280.3092
1489 | 263.1306 | 278.9937 | 263.1306 | 278.9937
1490 | 259.9934 | 273.9202 | 259.9934 | 273.9202
1491 | 262.5205 | 263.8037 | 262.5205 | 263.8037
1492 | 265.3962 | 257.03 | 265.3962 | 257.03
1493 | 269.4673 | 248.6135 | 269.4673 | 248.6135
1494 | 264.3256 | 229.7827 | 264.3256 | 229.7827
1495 | 257.3104 | 211.5582 | 257.3104 | 211.5582
1496 | 260.1692 | 190.8413 | 260.1692 | 190.8413
1497 | 255.4362 | 171.7198 | 255.4362 | 171.7198
1498 | 241.7183 | 151.8595 | 241.7183 | 151.8595
1499 | 222.5071 | 132.5757 | 222.5071 | 132.5757
1500 | 208.2829 | 131.6582 | 208.2829 | 131.6582
1501 | 197.2992 | 133.9148 | 197.2992 | 133.9148
1502 | 192.262 | 141.5307 | 192.262 | 141.5307
1503 | 189.5761 | 161.6116 | 189.5761 | 161.6116
1504 | 190.8717 | 190.9636 | 190.8717 | 190.9636
1505 | 192.9098 | 233.0729 | 192.9098 | 233.0729
1506 | 194.8412 | 243.3607 | 194.8412 | 243.3607
1507 | 210.5307 | 248.0497 | 210.5307 | 248.0497
1508 | 240.6806 | 246.777 | 240.6806 | 246.777
1509 | 257.7317 | 246.4965 | 257.7317 | 246.4965
1510 | 271.8397 | 240.3494 | 271.8397 | 240.3494
1511 | 294.4339 | 236.4887 | 294.4339 | 236.4887
1512 | 285.96 | 235.1087 | 285.96 | 235.1087
1513 | 267.7986 | 231.9953 | 267.7986 | 231.9953
1514 | 266.6305 | 229.666 | 266.6305 | 229.666
1515 | 268.2008 | 225.4796 | 268.2008 | 225.4796
1516 | 271.0153 | 225.1405 | 271.0153 | 225.1405
1517 | 275.7304 | 222.5909 | 275.7304 | 222.5909
1518 | 273.1691 | 209.0592 | 273.1691 | 209.0592
1519 | 267.2809 | 194.2098 | 267.2809 | 194.2098
1520 | 267.3791 | 174.3446 | 267.3791 | 174.3446
1521 | 260.7919 | 156.8475 | 260.7919 | 156.8475
1522 | 244.7107 | 137.003 | 244.7107 | 137.003
1523 | 225.1721 | 117.9084 | 225.1721 | 117.9084
1524 | 208.7114 | 118.0633 | 208.7114 | 118.0633
1525 | 197.8818 | 119.5788 | 197.8818 | 119.5788
1526 | 192.4007 | 123.93 | 192.4007 | 123.93
1527 | 189.3546 | 143.2223 | 189.3546 | 143.2223
1528 | 190.8576 | 172.5585 | 190.8576 | 172.5585
1529 | 194.9108 | 211.624 | 194.9108 | 211.624
1530 | 198.1511 | 223.3627 | 198.1511 | 223.3627
1531 | 214.3653 | 231.5056 | 214.3653 | 231.5056
1532 | 246.7063 | 233.3714 | 246.7063 | 233.3714
1533 | 267.7431 | 233.3117 | 267.7431 | 233.3117
1534 | 279.8443 | 225.6348 | 279.8443 | 225.6348
1535 | 303.9995 | 218.6041 | 303.9995 | 218.6041
1536 | 295.5303 | 217.161 | 295.5303 | 217.161
1537 | 277.0753 | 215.1831 | 277.0753 | 215.1831
1538 | 273.5294 | 213.4689 | 273.5294 | 213.4689
1539 | 276.8027 | 206.8379 | 276.8027 | 206.8379
1540 | 279.0452 | 204.8586 | 279.0452 | 204.8586
1541 | 280.7239 | 202.4825 | 280.7239 | 202.4825
1542 | 277.4356 | 186.3801 | 277.4356 | 186.3801
1543 | 269.473 | 168.8812 | 269.473 | 168.8812
1544 | 270.1713 | 151.5078 | 270.1713 | 151.5078
1545 | 261.8785 | 140.8081 | 261.8785 | 140.8081
1546 | 249.5511 | 130.2844 | 249.5511 | 130.2844
1547 | 230.3662 | 119.8325 | 230.3662 | 119.8325
1548 | 216.09 | 123.2048 | 216.09 | 123.2048
1549 | 205.3198 | 125.3984 | 205.3198 | 125.3984
1550 | 198.7485 | 129.0557 | 198.7485 | 129.0557
1551 | 195.9033 | 143.033 | 195.9033 | 143.033
1552 | 197.01 | 164.8149 | 197.01 | 164.8149
1553 | 199.8601 | 200.0005 | 199.8601 | 200.0005
1554 | 200.938 | 208.2538 | 200.938 | 208.2538
1555 | 213.543 | 212.9743 | 213.543 | 212.9743
1556 | 237.9082 | 212.9949 | 237.9082 | 212.9949
1557 | 257.0053 | 216.058 | 257.0053 | 216.058
1558 | 269.0699 | 214.6265 | 269.0699 | 214.6265
1559 | 290.321 | 215.3394 | 290.321 | 215.3394
1560 | 287.5675 | 218.1546 | 287.5675 | 218.1546
1561 | 271.3531 | 220.3088 | 271.3531 | 220.3088
1562 | 268.5044 | 223.1525 | 268.5044 | 223.1525
1563 | 270.2543 | 222.4988 | 270.2543 | 222.4988
1564 | 270.9823 | 222.9483 | 270.9823 | 222.9483
1565 | 273.3934 | 219.8782 | 273.3934 | 219.8782
1566 | 271.295 | 204.2963 | 271.295 | 204.2963
1567 | 264.7489 | 184.4316 | 264.7489 | 184.4316
1568 | 266.5526 | 159.4881 | 266.5526 | 159.4881
1569 | 258.5958 | 133.5533 | 258.5958 | 133.5533
1570 | 247.0063 | 110.1445 | 247.0063 | 110.1445
1571 | 231.3711 | 89.3151 | 231.3711 | 89.3151
1572 | 217.175 | 85.054 | 217.175 | 85.054
1573 | 206.1279 | 84.6612 | 206.1279 | 84.6612
1574 | 200.3571 | 94.627 | 200.3571 | 94.627
1575 | 196.1897 | 133.9172 | 196.1897 | 133.9172
1576 | 196.868 | 179.2298 | 196.868 | 179.2298
1577 | 199.427 | 225.3292 | 199.427 | 225.3292
1578 | 197.2917 | 241.9413 | 197.2917 | 241.9413
1579 | 207.4895 | 254.1847 | 207.4895 | 254.1847
1580 | 227.5675 | 260.6084 | 227.5675 | 260.6084
1581 | 245.9279 | 268.1189 | 245.9279 | 268.1189
1582 | 257.7992 | 269.6209 | 257.7992 | 269.6209
1583 | 274.9332 | 272.0844 | 274.9332 | 272.0844
1584 | 270.3575 | 275.6724 | 270.3575 | 275.6724
1585 | 260.6272 | 275.3032 | 260.6272 | 275.3032
1586 | 255.4006 | 271.3495 | 255.4006 | 271.3495
1587 | 256.0355 | 248.6949 | 256.0355 | 248.6949
1588 | 257.5188 | 226.1025 | 257.5188 | 226.1025
1589 | 262.3903 | 209.7057 | 262.3903 | 209.7057
1590 | 258.2113 | 163.1806 | 258.2113 | 163.1806
1591 | 255.1738 | 131.5506 | 255.1738 | 131.5506
1592 | 261.4156 | 105.5188 | 261.4156 | 105.5188
1593 | 257.0775 | 85.5613 | 257.0775 | 85.5613
1594 | 243.5708 | 65.8272 | 243.5708 | 65.8272
1595 | 227.4771 | 48.7514 | 227.4771 | 48.7514
1596 | 214.1744 | 48.5278 | 214.1744 | 48.5278
1597 | 205.3069 | 51.6677 | 205.3069 | 51.6677
1598 | 199.2091 | 66.6014 | 199.2091 | 66.6014
1599 | 197.242 | 102.5955 | 197.242 | 102.5955
1600 | 197.4862 | 133.7297 | 197.4862 | 133.7297
1601 | 200.1701 | 179.7975 | 200.1701 | 179.7975
1602 | 198.0754 | 201.9769 | 198.0754 | 201.9769
1603 | 205.84 | 218.1 | 205.84 | 218.1
1604 | 221.5126 | 225.8485 | 221.5126 | 225.8485
1605 | 237.7112 | 228.3122 | 237.7112 | 228.3122
1606 | 252.3299 | 224.8305 | 252.3299 | 224.8305
1607 | 272.0806 | 223.6824 | 272.0806 | 223.6824
1608 | 268.3665 | 226.4187 | 268.3665 | 226.4187
1609 | 257.2777 | 231.2698 | 257.2777 | 231.2698
1610 | 253.9119 | 234.9021 | 253.9119 | 234.9021
1611 | 255.4508 | 224.0444 | 255.4508 | 224.0444
1612 | 259.1453 | 211.2618 | 259.1453 | 211.2618
1613 | 264.889 | 204.3277 | 264.889 | 204.3277
1614 | 258.6749 | 187.5157 | 258.6749 | 187.5157
1615 | 256.4814 | 170.821 | 256.4814 | 170.821
1616 | 263.1247 | 147.7385 | 263.1247 | 147.7385
1617 | 256.6664 | 122.3084 | 256.6664 | 122.3084
1618 | 245.1593 | 94.2313 | 245.1593 | 94.2313
1619 | 227.5052 | 73.4965 | 227.5052 | 73.4965
1620 | 212.1453 | 73.7145 | 212.1453 | 73.7145
1621 | 203.8343 | 81.9327 | 203.8343 | 81.9327
1622 | 197.8862 | 96.2199 | 197.8862 | 96.2199
1623 | 195.7695 | 119.108 | 195.7695 | 119.108
1624 | 196.8065 | 150.668 | 196.8065 | 150.668
1625 | 200.2649 | 186.4372 | 200.2649 | 186.4372
1626 | 200.3355 | 196.0469 | 200.3355 | 196.0469
1627 | 214.7615 | 201.9818 | 214.7615 | 201.9818
1628 | 237.2773 | 209.5252 | 237.2773 | 209.5252
1629 | 250.7315 | 222.1614 | 250.7315 | 222.1614
1630 | 265.4169 | 222.4963 | 265.4169 | 222.4963
1631 | 286.3809 | 217.7366 | 286.3809 | 217.7366
1632 | 281.8675 | 217.7287 | 281.8675 | 217.7287
1633 | 263.7466 | 219.1417 | 263.7466 | 219.1417
1634 | 261.5342 | 215.4403 | 261.5342 | 215.4403
1635 | 261.8073 | 203.2421 | 261.8073 | 203.2421
1636 | 265.6283 | 193.4875 | 265.6283 | 193.4875
1637 | 271.945 | 177.1538 | 271.945 | 177.1538
1638 | 267.9177 | 137.9623 | 267.9177 | 137.9623
1639 | 266.2447 | 103.3673 | 266.2447 | 103.3673
1640 | 268.3215 | 74.0393 | 268.3215 | 74.0393
1641 | 259.1246 | 58.7344 | 259.1246 | 58.7344
1642 | 247.0014 | 48.053 | 247.0014 | 48.053
1643 | 227.4845 | 39.1151 | 227.4845 | 39.1151
1644 | 211.498 | 45.6889 | 211.498 | 45.6889
1645 | 202.5168 | 53.9545 | 202.5168 | 53.9545
1646 | 196.6161 | 71.7113 | 196.6161 | 71.7113
1647 | 194.5218 | 114.4239 | 194.5218 | 114.4239
1648 | 196.5976 | 162.8119 | 196.5976 | 162.8119
1649 | 202.1968 | 210.8512 | 202.1968 | 210.8512
1650 | 204.0624 | 229.3558 | 204.0624 | 229.3558
1651 | 220.6017 | 241.5203 | 220.6017 | 241.5203
1652 | 250.96 | 246.7297 | 250.96 | 246.7297
1653 | 268.4104 | 253.8775 | 268.4104 | 253.8775
1654 | 283.8011 | 256.9566 | 283.8011 | 256.9566
1655 | 305.0391 | 260.8868 | 305.0391 | 260.8868
1656 | 296.6826 | 264.0805 | 296.6826 | 264.0805
1657 | 274.7376 | 260.8094 | 274.7376 | 260.8094
1658 | 272.1323 | 255.5309 | 272.1323 | 255.5309
1659 | 275.0391 | 243.4746 | 275.0391 | 243.4746
1660 | 275.2265 | 228.7521 | 275.2265 | 228.7521
1661 | 281.5364 | 215.6831 | 281.5364 | 215.6831
1662 | 278.9115 | 178.5576 | 278.9115 | 178.5576
1663 | 274.4488 | 144.6723 | 274.4488 | 144.6723
1664 | 274.8355 | 119.8864 | 274.8355 | 119.8864
1665 | 265.992 | 95.4184 | 265.992 | 95.4184
1666 | 251.91 | 66.0322 | 251.91 | 66.0322
1667 | 231.1709 | 38.3108 | 231.1709 | 38.3108
1668 | 214.6511 | 29.9334 | 214.6511 | 29.9334
1669 | 205.3491 | 29.856 | 205.3491 | 29.856
1670 | 199.688 | 50.3885 | 199.688 | 50.3885
1671 | 198.2598 | 92.9592 | 198.2598 | 92.9592
1672 | 199.1889 | 135.4172 | 199.1889 | 135.4172
1673 | 203.6987 | 181.1223 | 203.6987 | 181.1223
1674 | 205.0125 | 199.2484 | 205.0125 | 199.2484
1675 | 221.2822 | 209.3312 | 221.2822 | 209.3312
1676 | 251.1027 | 206.6391 | 251.1027 | 206.6391
1677 | 268.7663 | 203.0467 | 268.7663 | 203.0467
1678 | 279.4519 | 196.2372 | 279.4519 | 196.2372
1679 | 303.3131 | 193.4331 | 303.3131 | 193.4331
1680 | 292.7932 | 194.8446 | 292.7932 | 194.8446
1681 | 274.9495 | 198.2763 | 274.9495 | 198.2763
1682 | 276.2845 | 201.6089 | 276.2845 | 201.6089
1683 | 280.1833 | 196.7758 | 280.1833 | 196.7758
1684 | 280.6003 | 195.6955 | 280.6003 | 195.6955
1685 | 283.6123 | 192.1523 | 283.6123 | 192.1523
1686 | 280.7497 | 170.3092 | 280.7497 | 170.3092
1687 | 277.3112 | 149.7822 | 277.3112 | 149.7822
1688 | 278.7841 | 126.6365 | 278.7841 | 126.6365
1689 | 268.2747 | 104.203 | 268.2747 | 104.203
1690 | 252.9595 | 85.1943 | 252.9595 | 85.1943
1691 | 233.0599 | 67.7715 | 233.0599 | 67.7715
1692 | 217.2056 | 67.7214 | 217.2056 | 67.7214
1693 | 207.2033 | 73.9209 | 207.2033 | 73.9209
1694 | 201.6288 | 90.3529 | 201.6288 | 90.3529
1695 | 200.0728 | 116.0957 | 200.0728 | 116.0957
1696 | 201.7128 | 142.1831 | 201.7128 | 142.1831
1697 | 206.769 | 181.5639 | 206.769 | 181.5639
1698 | 210.2349 | 198.9015 | 210.2349 | 198.9015
1699 | 226.3172 | 210.7979 | 226.3172 | 210.7979
1700 | 254.5705 | 215.6918 | 254.5705 | 215.6918
1701 | 273.9854 | 223.0289 | 273.9854 | 223.0289
1702 | 285.9335 | 224.657 | 285.9335 | 224.657
1703 | 305.2118 | 226.332 | 305.2118 | 226.332
1704 | 296.0467 | 225.5513 | 296.0467 | 225.5513
1705 | 278.3916 | 223.7469 | 278.3916 | 223.7469
1706 | 275.2987 | 225.7547 | 275.2987 | 225.7547
1707 | 276.8014 | 225.6057 | 276.8014 | 225.6057
1708 | 276.5255 | 227.2065 | 276.5255 | 227.2065
1709 | 280.8404 | 224.7515 | 280.8404 | 224.7515
1710 | 278.2667 | 205.8892 | 278.2667 | 205.8892
1711 | 279.094 | 182.9649 | 279.094 | 182.9649
1712 | 277.799 | 160.6236 | 277.799 | 160.6236
1713 | 267.2167 | 145.0663 | 267.2167 | 145.0663
1714 | 254.6254 | 132.3347 | 254.6254 | 132.3347
1715 | 236.3975 | 125.5259 | 236.3975 | 125.5259
1716 | 220.8786 | 136.2161 | 220.8786 | 136.2161
1717 | 210.1615 | 144.3397 | 210.1615 | 144.3397
1718 | 203.7055 | 153.2803 | 203.7055 | 153.2803
1719 | 201.7775 | 172.1468 | 201.7775 | 172.1468
1720 | 203.718 | 193.4555 | 203.718 | 193.4555
1721 | 208.5577 | 227.6003 | 208.5577 | 227.6003
1722 | 210.131 | 233.9137 | 210.131 | 233.9137
1723 | 225.0317 | 238.3819 | 225.0317 | 238.3819
1724 | 248.5573 | 241.2728 | 248.5573 | 241.2728
1725 | 264.5862 | 243.2003 | 264.5862 | 243.2003
1726 | 276.2492 | 236.2804 | 276.2492 | 236.2804
1727 | 299.6814 | 231.915 | 299.6814 | 231.915
1728 | 292.2483 | 230.3773 | 292.2483 | 230.3773
1729 | 276.4603 | 226.6804 | 276.4603 | 226.6804
1730 | 273.1725 | 226.8272 | 273.1725 | 226.8272
1731 | 272.7282 | 224.7068 | 272.7282 | 224.7068
1732 | 273.2146 | 222.554 | 273.2146 | 222.554
1733 | 280.6008 | 217.5441 | 280.6008 | 217.5441
1734 | 277.587 | 200.5743 | 277.587 | 200.5743
1735 | 279.0223 | 187.9013 | 279.0223 | 187.9013
1736 | 276.6459 | 170.8907 | 276.6459 | 170.8907
1737 | 266.0528 | 154.5133 | 266.0528 | 154.5133
1738 | 254.0642 | 136.7191 | 254.0642 | 136.7191
1739 | 236.8099 | 119.3436 | 236.8099 | 119.3436
1740 | 222.8783 | 119.8455 | 222.8783 | 119.8455
1741 | 212.7451 | 123.2219 | 212.7451 | 123.2219
1742 | 206.3937 | 135.443 | 206.3937 | 135.443
1743 | 204.189 | 169.0083 | 204.189 | 169.0083
1744 | 204.8754 | 202.524 | 204.8754 | 202.524
1745 | 209.7208 | 245.4376 | 209.7208 | 245.4376
1746 | 209.7212 | 261.4819 | 209.7212 | 261.4819
1747 | 215.848 | 265.3507 | 215.848 | 265.3507
1748 | 236.1967 | 265.6079 | 236.1967 | 265.6079
1749 | 254.0087 | 272.9134 | 254.0087 | 272.9134
1750 | 265.7901 | 268.8639 | 265.7901 | 268.8639
1751 | 288.4787 | 266.9903 | 288.4787 | 266.9903
1752 | 286.1491 | 267.1401 | 286.1491 | 267.1401
1753 | 272.2372 | 264.4052 | 272.2372 | 264.4052
1754 | 268.4057 | 264.2997 | 268.4057 | 264.2997
1755 | 268.7027 | 264.4661 | 268.7027 | 264.4661
1756 | 270.3909 | 267.3444 | 270.3909 | 267.3444
1757 | 276.4069 | 267.8702 | 276.4069 | 267.8702
1758 | 272.8674 | 256.9093 | 272.8674 | 256.9093
1759 | 273.2594 | 245.5611 | 273.2594 | 245.5611
1760 | 271.6769 | 229.7806 | 271.6769 | 229.7806
1761 | 263.6232 | 214.7911 | 263.6232 | 214.7911
1762 | 250.5402 | 197.3439 | 250.5402 | 197.3439
1763 | 234.6907 | 180.5519 | 234.6907 | 180.5519
1764 | 218.83 | 180.628 | 218.83 | 180.628
1765 | 209.5033 | 184.6668 | 209.5033 | 184.6668
1766 | 203.8369 | 196.1309 | 203.8369 | 196.1309
1767 | 202.1984 | 222.7568 | 202.1984 | 222.7568
1768 | 202.161 | 253.5283 | 202.161 | 253.5283
1769 | 205.6728 | 298.9653 | 205.6728 | 298.9653
1770 | 207.3442 | 316.4448 | 207.3442 | 316.4448
1771 | 216.9698 | 326.5906 | 216.9698 | 326.5906
1772 | 234.8757 | 329.592 | 234.8757 | 329.592
1773 | 251.8095 | 331.204 | 251.8095 | 331.204
1774 | 268.1908 | 324.4892 | 268.1908 | 324.4892
1775 | 287.6835 | 320.66 | 287.6835 | 320.66
1776 | 285.0627 | 320.9833 | 285.0627 | 320.9833
1777 | 272.2844 | 320.3144 | 272.2844 | 320.3144
1778 | 270.4685 | 321.2025 | 270.4685 | 321.2025
1779 | 273.6269 | 314.5872 | 273.6269 | 314.5872
1780 | 277.5821 | 309.7218 | 277.5821 | 309.7218
1781 | 279.8924 | 300.8479 | 279.8924 | 300.8479
1782 | 277.2633 | 278.8156 | 277.2633 | 278.8156
1783 | 277.4074 | 259.566 | 277.4074 | 259.566
1784 | 273.1997 | 241.2463 | 273.1997 | 241.2463
1785 | 263.6965 | 223.8754 | 263.6965 | 223.8754
1786 | 250.3066 | 200.8609 | 250.3066 | 200.8609
1787 | 232.4131 | 178.3597 | 232.4131 | 178.3597
1788 | 218.5303 | 174.8084 | 218.5303 | 174.8084
1789 | 209.5819 | 175.2987 | 209.5819 | 175.2987
1790 | 202.7634 | 184.0816 | 202.7634 | 184.0816
1791 | 199.9285 | 219.7129 | 199.9285 | 219.7129
1792 | 202.0171 | 250.9891 | 202.0171 | 250.9891
1793 | 205.9566 | 292.9249 | 205.9566 | 292.9249
1794 | 209.387 | 308.4487 | 209.387 | 308.4487
1795 | 221.5209 | 319.8405 | 221.5209 | 319.8405
1796 | 244.3756 | 323.3308 | 244.3756 | 323.3308
1797 | 258.6317 | 328.1602 | 258.6317 | 328.1602
1798 | 273.5163 | 326.4133 | 273.5163 | 326.4133
1799 | 295.6164 | 325.1548 | 295.6164 | 325.1548
1800 | 289.4635 | 323.9167 | 289.4635 | 323.9167
1801 | 277.5793 | 316.2612 | 277.5793 | 316.2612
1802 | 273.2989 | 311.4085 | 273.2989 | 311.4085
1803 | 277.156 | 309.2092 | 277.156 | 309.2092
1804 | 276.789 | 310.5262 | 276.789 | 310.5262
1805 | 281.9662 | 302.6616 | 281.9662 | 302.6616
1806 | 282.1825 | 278.926 | 282.1825 | 278.926
1807 | 283.2286 | 254.2038 | 283.2286 | 254.2038
1808 | 279.9508 | 230.1907 | 279.9508 | 230.1907
1809 | 269.8253 | 210.3436 | 269.8253 | 210.3436
1810 | 256.0472 | 184.096 | 256.0472 | 184.096
1811 | 235.5068 | 162.1941 | 235.5068 | 162.1941
1812 | 220.376 | 157.3023 | 220.376 | 157.3023
1813 | 210.3806 | 158.1553 | 210.3806 | 158.1553
1814 | 203.6843 | 173.8776 | 203.6843 | 173.8776
1815 | 202.5686 | 208.2945 | 202.5686 | 208.2945
1816 | 204.157 | 234.997 | 204.157 | 234.997
1817 | 209.1903 | 277.6425 | 209.1903 | 277.6425
1818 | 212.8792 | 295.8633 | 212.8792 | 295.8633
1819 | 231.7636 | 307.3654 | 231.7636 | 307.3654
1820 | 260.5745 | 308.1746 | 260.5745 | 308.1746
1821 | 278.5377 | 309.3293 | 278.5377 | 309.3293
1822 | 291.7299 | 304.0811 | 291.7299 | 304.0811
1823 | 313.9405 | 299.2741 | 313.9405 | 299.2741
1824 | 306.4056 | 300.1967 | 306.4056 | 300.1967
1825 | 287.726 | 298.2977 | 287.726 | 298.2977
1826 | 284.9198 | 298.5865 | 284.9198 | 298.5865
1827 | 288.9273 | 296.2453 | 288.9273 | 296.2453
1828 | 290.3206 | 294.5341 | 290.3206 | 294.5341
1829 | 297.3029 | 290.3758 | 297.3029 | 290.3758
1830 | 295.3517 | 274.0211 | 295.3517 | 274.0211
1831 | 292.6925 | 260.0076 | 292.6925 | 260.0076
1832 | 289.4301 | 243.0443 | 289.4301 | 243.0443
1833 | 276.4637 | 228.6383 | 276.4637 | 228.6383
1834 | 258.0715 | 209.4562 | 258.0715 | 209.4562
1835 | 237.0862 | 191.2764 | 237.0862 | 191.2764
1836 | 222.4842 | 190.5323 | 222.4842 | 190.5323
1837 | 211.622 | 192.1582 | 211.622 | 192.1582
1838 | 205.6258 | 201.9032 | 205.6258 | 201.9032
1839 | 202.0947 | 226.7469 | 202.0947 | 226.7469
1840 | 204.5842 | 250.5475 | 204.5842 | 250.5475
1841 | 209.8193 | 290.8115 | 209.8193 | 290.8115
1842 | 214.2957 | 305.6257 | 214.2957 | 305.6257
1843 | 231.6127 | 314.5413 | 231.6127 | 314.5413
1844 | 260.8139 | 316.4387 | 260.8139 | 316.4387
1845 | 277.5003 | 318.8551 | 277.5003 | 318.8551
1846 | 290.2908 | 314.8529 | 290.2908 | 314.8529
1847 | 311.4053 | 311.2287 | 311.4053 | 311.2287
1848 | 305.742 | 310.5111 | 305.742 | 310.5111
1849 | 286.4767 | 308.0601 | 286.4767 | 308.0601
1850 | 284.0034 | 308.0019 | 284.0034 | 308.0019
1851 | 285.9194 | 305.5819 | 285.9194 | 305.5819
1852 | 287.1236 | 302.2305 | 287.1236 | 302.2305
1853 | 292.7731 | 293.672 | 292.7731 | 293.672
1854 | 293.9188 | 272.4755 | 293.9188 | 272.4755
1855 | 294.9308 | 259.5502 | 294.9308 | 259.5502
1856 | 289.0298 | 248.5642 | 289.0298 | 248.5642
1857 | 277.0388 | 243.5895 | 277.0388 | 243.5895
1858 | 261.2333 | 237.6395 | 261.2333 | 237.6395
1859 | 241.8557 | 230.4522 | 241.8557 | 230.4522
1860 | 224.7923 | 233.4617 | 224.7923 | 233.4617
1861 | 214.7568 | 232.0595 | 214.7568 | 232.0595
1862 | 209.4184 | 234.1396 | 209.4184 | 234.1396
1863 | 207.3097 | 253.842 | 207.3097 | 253.842
1864 | 208.3028 | 272.99 | 208.3028 | 272.99
1865 | 212.5529 | 307.3398 | 212.5529 | 307.3398
1866 | 217.8891 | 317.1545 | 217.8891 | 317.1545
1867 | 235.2768 | 326.2752 | 235.2768 | 326.2752
1868 | 263.4913 | 328.1725 | 263.4913 | 328.1725
1869 | 279.5197 | 328.4598 | 279.5197 | 328.4598
1870 | 293.2061 | 324.8046 | 293.2061 | 324.8046
1871 | 311.8169 | 321.6062 | 311.8169 | 321.6062
1872 | 306.2916 | 320.936 | 306.2916 | 320.936
1873 | 287.0983 | 320.3775 | 287.0983 | 320.3775
1874 | 285.4285 | 319.4992 | 285.4285 | 319.4992
1875 | 289.3717 | 317.0476 | 289.3717 | 317.0476
1876 | 288.2304 | 313.5385 | 288.2304 | 313.5385
1877 | 293.6658 | 306.2102 | 293.6658 | 306.2102
1878 | 292.0275 | 287.821 | 292.0275 | 287.821
1879 | 292.308 | 275.4004 | 292.308 | 275.4004
1880 | 284.9421 | 261.0866 | 284.9421 | 261.0866
1881 | 273.7415 | 248.7624 | 273.7415 | 248.7624
1882 | 257.6267 | 236.2831 | 257.6267 | 236.2831
1883 | 241.192 | 223.5759 | 241.192 | 223.5759
1884 | 224.2143 | 223.0527 | 224.2143 | 223.0527
1885 | 213.9719 | 221.0511 | 213.9719 | 221.0511
1886 | 207.6806 | 221.9958 | 207.6806 | 221.9958
1887 | 205.77 | 232.4561 | 205.77 | 232.4561
1888 | 207.0448 | 248.6392 | 207.0448 | 248.6392
1889 | 212.3783 | 285.2127 | 212.3783 | 285.2127
1890 | 217.3763 | 296.6045 | 217.3763 | 296.6045
1891 | 232.1749 | 303.5488 | 232.1749 | 303.5488
1892 | 256.5078 | 303.0804 | 256.5078 | 303.0804
1893 | 273.2938 | 301.1598 | 273.2938 | 301.1598
1894 | 285.7481 | 295.1546 | 285.7481 | 295.1546
1895 | 311.1575 | 293.7384 | 311.1575 | 293.7384
1896 | 304.3976 | 296.6166 | 304.3976 | 296.6166
1897 | 286.8523 | 298.2977 | 286.8523 | 298.2977
1898 | 282.7047 | 303.239 | 282.7047 | 303.239
1899 | 282.0235 | 309.4458 | 282.0235 | 309.4458
1900 | 285.9556 | 315.9042 | 285.9556 | 315.9042
1901 | 293.7597 | 317.3762 | 293.7597 | 317.3762
1902 | 292.4694 | 304.2862 | 292.4694 | 304.2862
1903 | 294.7823 | 287.7808 | 294.7823 | 287.7808
1904 | 287.3127 | 269.0984 | 287.3127 | 269.0984
1905 | 274.5806 | 250.1503 | 274.5806 | 250.1503
1906 | 259.158 | 229.8169 | 259.158 | 229.8169
1907 | 242.4432 | 212.2522 | 242.4432 | 212.2522
1908 | 227.2769 | 211.2873 | 227.2769 | 211.2873
1909 | 218.0896 | 211.8565 | 218.0896 | 211.8565
1910 | 211.4073 | 221.4438 | 211.4073 | 221.4438
1911 | 208.6794 | 249.3472 | 208.6794 | 249.3472
1912 | 209.6116 | 269.8831 | 209.6116 | 269.8831
1913 | 214.2365 | 305.0688 | 214.2365 | 305.0688
1914 | 217.6639 | 311.1614 | 217.6639 | 311.1614
1915 | 226.3939 | 309.6838 | 226.3939 | 309.6838
1916 | 245.4765 | 306.1085 | 245.4765 | 306.1085
1917 | 261.5652 | 305.8911 | 261.5652 | 305.8911
1918 | 274.0553 | 301.8732 | 274.0553 | 301.8732
1919 | 295.3676 | 301.3244 | 295.3676 | 301.3244
1920 | 292.0575 | 300.6383 | 292.0575 | 300.6383
1921 | 277.011 | 299.4017 | 277.011 | 299.4017
1922 | 273.6618 | 299.8797 | 273.6618 | 299.8797
1923 | 276.5874 | 301.3867 | 276.5874 | 301.3867
1924 | 281.3765 | 293.6982 | 281.3765 | 293.6982
1925 | 285.5201 | 287.1427 | 285.5201 | 287.1427
1926 | 285.6115 | 263.549 | 285.6115 | 263.549
1927 | 286.5541 | 236.398 | 286.5541 | 236.398
1928 | 278.3458 | 209.893 | 278.3458 | 209.893
1929 | 267.3844 | 192.112 | 267.3844 | 192.112
1930 | 256.5487 | 173.9866 | 256.5487 | 173.9866
1931 | 240.743 | 159.9546 | 240.743 | 159.9546
1932 | 226.0198 | 164.5413 | 226.0198 | 164.5413
1933 | 217.4639 | 174.0685 | 217.4639 | 174.0685
1934 | 211.3753 | 188.5291 | 211.3753 | 188.5291
1935 | 209.7366 | 209.9663 | 209.7366 | 209.9663
1936 | 210.8764 | 229.966 | 210.8764 | 229.966
1937 | 214.2189 | 270.3562 | 214.2189 | 270.3562
1938 | 218.2442 | 282.8835 | 218.2442 | 282.8835
1939 | 225.9222 | 289.4177 | 225.9222 | 289.4177
1940 | 243.9803 | 287.7035 | 243.9803 | 287.7035
1941 | 260.8161 | 285.562 | 260.8161 | 285.562
1942 | 273.5648 | 278.9733 | 273.5648 | 278.9733
1943 | 296.5103 | 277.3678 | 296.5103 | 277.3678
1944 | 289.4144 | 279.3313 | 289.4144 | 279.3313
1945 | 277.7548 | 276.5649 | 277.7548 | 276.5649
1946 | 274.2586 | 274.1883 | 274.2586 | 274.1883
1947 | 275.2641 | 276.2157 | 275.2641 | 276.2157
1948 | 281.3602 | 282.5795 | 281.3602 | 282.5795
1949 | 290.3595 | 286.985 | 290.3595 | 286.985
1950 | 286.7951 | 282.5691 | 286.7951 | 282.5691
1951 | 288.9643 | 279.8321 | 288.9643 | 279.8321
1952 | 282.3166 | 272.3473 | 282.3166 | 272.3473
1953 | 271.5149 | 262.4835 | 271.5149 | 262.4835
1954 | 257.3753 | 247.4334 | 257.3753 | 247.4334
1955 | 240.6649 | 233.0387 | 240.6649 | 233.0387
1956 | 228.2549 | 233.4617 | 228.2549 | 233.4617
1957 | 218.7436 | 233.8889 | 218.7436 | 233.8889
1958 | 212.0399 | 237.5462 | 212.0399 | 237.5462
1959 | 210.2784 | 248.7952 | 210.2784 | 248.7952
1960 | 211.0189 | 262.8018 | 211.0189 | 262.8018
1961 | 214.7629 | 297.6247 | 214.7629 | 297.6247
1962 | 219.7182 | 307.2817 | 219.7182 | 307.2817
1963 | 232.7716 | 313.7055 | 232.7716 | 313.7055
1964 | 254.5814 | 313.4422 | 254.5814 | 313.4422
1965 | 270.9449 | 314.66 | 270.9449 | 314.66
1966 | 284.8784 | 308.2448 | 284.8784 | 308.2448
1967 | 306.2088 | 303.7532 | 306.2088 | 303.7532
1968 | 297.8612 | 303.5245 | 297.8612 | 303.5245
1969 | 281.9487 | 302.4298 | 281.9487 | 302.4298
1970 | 278.3861 | 302.8289 | 278.3861 | 302.8289
1971 | 280.4029 | 304.3832 | 280.4029 | 304.3832
1972 | 284.2659 | 309.1225 | 284.2659 | 309.1225
1973 | 292.0496 | 314.9159 | 292.0496 | 314.9159
1974 | 291.3797 | 307.7716 | 291.3797 | 307.7716
1975 | 294.6447 | 299.6723 | 294.6447 | 299.6723
1976 | 285.9071 | 287.1565 | 285.9071 | 287.1565
1977 | 274.5111 | 277.0561 | 274.5111 | 277.0561
1978 | 258.0083 | 263.3309 | 258.0083 | 263.3309
1979 | 241.3536 | 249.8824 | 241.3536 | 249.8824
1980 | 225.3466 | 252.0718 | 225.3466 | 252.0718
1981 | 216.368 | 254.9594 | 216.368 | 254.9594
1982 | 211.1953 | 261.9286 | 211.1953 | 261.9286
1983 | 208.0428 | 278.2401 | 208.0428 | 278.2401
1984 | 209.5233 | 296.5681 | 209.5233 | 296.5681
1985 | 215.8488 | 333.5674 | 215.8488 | 333.5674
1986 | 221.3455 | 343.5556 | 221.3455 | 343.5556
1987 | 238.2522 | 349.869 | 238.2522 | 349.869
1988 | 266.3428 | 351.2144 | 266.3428 | 351.2144
1989 | 283.6789 | 353.0788 | 283.6789 | 353.0788
1990 | 297.0267 | 350.1648 | 297.0267 | 350.1648
1991 | 317.5266 | 350.1365 | 317.5266 | 350.1365
1992 | 307.52 | 353.4563 | 307.52 | 353.4563
1993 | 290.2561 | 358.0393 | 290.2561 | 358.0393
1994 | 286.2675 | 366.1822 | 286.2675 | 366.1822
1995 | 290.1118 | 368.525 | 290.1118 | 368.525
1996 | 291.1991 | 357.083 | 291.1991 | 357.083
1997 | 298.4648 | 346.695 | 298.4648 | 346.695
1998 | 301.925 | 320.089 | 301.925 | 320.089
1999 | 300.6264 | 301.1864 | 300.6264 | 301.1864
2000 | 290.9954 | 282.0466 | 290.9954 | 282.0466
2001 | 277.8245 | 264.3445 | 277.8245 | 264.3445
2002 | 262.1216 | 244.2003 | 262.1216 | 244.2003
2003 | 242.431 | 225.9574 | 242.431 | 225.9574
2004 | 225.9357 | 225.0714 | 225.9357 | 225.0714
2005 | 215.9092 | 229.5361 | 215.9092 | 229.5361
2006 | 210.6526 | 252.7024 | 210.6526 | 252.7024
2007 | 208.597 | 274.2185 | 208.597 | 274.2185
2008 | 210.2621 | 290.1334 | 210.2621 | 290.1334
2009 | 215.2086 | 326.1549 | 215.2086 | 326.1549
2010 | 221.8936 | 336.6005 | 221.8936 | 336.6005
2011 | 237.9648 | 344.4121 | 237.9648 | 344.4121
2012 | 266.7982 | 350.3785 | 266.7982 | 350.3785
2013 | 284.7087 | 357.7786 | 284.7087 | 357.7786
2014 | 298.2802 | 358.7128 | 298.2802 | 358.7128
2015 | 321.3364 | 361.7915 | 321.3364 | 361.7915
2016 | 310.6138 | 366.6569 | 310.6138 | 366.6569
2017 | 293.0632 | 368.5587 | 293.0632 | 368.5587
2018 | 288.6757 | 370.2985 | 288.6757 | 370.2985
2019 | 293.0578 | 371.6793 | 293.0578 | 371.6793
2020 | 293.2299 | 358.0923 | 293.2299 | 358.0923
2021 | 297.8876 | 344.1558 | 297.8876 | 344.1558
2022 | 298.8869 | 311.6671 | 298.8869 | 311.6671
2023 | 300.3796 | 286.803 | 300.3796 | 286.803
2024 | 288.1931 | 266.4646 | 288.1931 | 266.4646
2025 | 275.484 | 249.3302 | 275.484 | 249.3302
2026 | 259.5543 | 231.6306 | 259.5543 | 231.6306
2027 | 240.3295 | 217.8352 | 240.3295 | 217.8352
2028 | 224.2754 | 225.6076 | 224.2754 | 225.6076
2029 | 213.9818 | 239.5981 | 213.9818 | 239.5981
2030 | 207.6783 | 251.2042 | 207.6783 | 251.2042
2031 | 206.0262 | 265.0554 | 206.0262 | 265.0554
2032 | 206.6122 | 285.8121 | 206.6122 | 285.8121
2033 | 212.3765 | 326.7543 | 212.3765 | 326.7543
2034 | 219.7038 | 343.2244 | 219.7038 | 343.2244
2035 | 232.3785 | 352.9286 | 232.3785 | 352.9286
2036 | 261.0328 | 351.4983 | 261.0328 | 351.4983
2037 | 278.9792 | 348.0478 | 278.9792 | 348.0478
2038 | 292.7157 | 339.5034 | 292.7157 | 339.5034
2039 | 314.2849 | 338.4657 | 314.2849 | 338.4657
2040 | 306.6835 | 340.4923 | 306.6835 | 340.4923
2041 | 286.1562 | 341.9053 | 286.1562 | 341.9053
2042 | 282.9528 | 346.4523 | 282.9528 | 346.4523
2043 | 287.4031 | 355.5926 | 287.4031 | 355.5926
2044 | 289.0136 | 354.0864 | 289.0136 | 354.0864
2045 | 293.2384 | 344.9917 | 293.2384 | 344.9917
2046 | 296.6456 | 322.36 | 296.6456 | 322.36
2047 | 296.8256 | 305.9651 | 296.8256 | 305.9651
2048 | 286.2116 | 289.2541 | 286.2116 | 289.2541
2049 | 276.5399 | 273.3814 | 276.5399 | 273.3814
2050 | 262.0417 | 255.3348 | 262.0417 | 255.3348
2051 | 242.7452 | 239.8834 | 242.7452 | 239.8834
2052 | 227.1333 | 242.2306 | 227.1333 | 242.2306
2053 | 215.6916 | 254.155 | 215.6916 | 254.155
2054 | 209.822 | 279.4032 | 209.822 | 279.4032
2055 | 207.7596 | 299.4052 | 207.7596 | 299.4052
2056 | 207.8769 | 317.7489 | 207.8769 | 317.7489
2057 | 212.9724 | 355.0795 | 212.9724 | 355.0795
2058 | 218.9498 | 367.591 | 218.9498 | 367.591
2059 | 230.5305 | 374.8349 | 230.5305 | 374.8349
2060 | 255.5062 | 375.7387 | 255.5062 | 375.7387
2061 | 272.8215 | 375.4582 | 272.8215 | 375.4582
2062 | 285.6389 | 369.7054 | 285.6389 | 369.7054
2063 | 304.4944 | 366.7436 | 304.4944 | 366.7436
2064 | 300.5303 | 365.5844 | 300.5303 | 365.5844
2065 | 286.1872 | 359.5376 | 286.1872 | 359.5376
2066 | 283.8916 | 354.953 | 283.8916 | 354.953
2067 | 286.951 | 350.6246 | 286.951 | 350.6246
2068 | 290.0446 | 344.9075 | 290.0446 | 344.9075
2069 | 294.6216 | 333.5576 | 294.6216 | 333.5576
2070 | 297.4515 | 311.0205 | 297.4515 | 311.0205
2071 | 295.9936 | 295.2722 | 295.9936 | 295.2722
2072 | 283.8528 | 282.8036 | 283.8528 | 282.8036
2073 | 273.4082 | 269.549 | 273.4082 | 269.549
2074 | 260.7807 | 256.6754 | 260.7807 | 256.6754
2075 | 241.6818 | 243.0692 | 241.6818 | 243.0692
2076 | 225.3381 | 247.2458 | 225.3381 | 247.2458
2077 | 215.4327 | 263.5863 | 215.4327 | 263.5863
2078 | 209.3999 | 294.0232 | 209.3999 | 294.0232
2079 | 206.7901 | 320.3652 | 206.7901 | 320.3652
2080 | 206.9902 | 333.599 | 206.9902 | 333.599
2081 | 212.0174 | 367.9804 | 212.0174 | 367.9804
2082 | 217.7015 | 377.4796 | 217.7015 | 377.4796
2083 | 224.9232 | 382.4209 | 224.9232 | 382.4209
2084 | 244.1196 | 381.921 | 244.1196 | 381.921
2085 | 263.1174 | 383.1073 | 263.1174 | 383.1073
2086 | 276.5955 | 378.632 | 276.5955 | 378.632
2087 | 295.4598 | 375.2601 | 295.4598 | 375.2601
2088 | 291.6667 | 371.7037 | 291.6667 | 371.7037
2089 | 280.2777 | 362.5814 | 280.2777 | 362.5814
2090 | 274.6403 | 357.6184 | 274.6403 | 357.6184
2091 | 276.8669 | 356.6177 | 276.8669 | 356.6177
2092 | 279.7004 | 357.8715 | 279.7004 | 357.8715
2093 | 286.0476 | 353.6817 | 286.0476 | 353.6817
2094 | 284.2138 | 338.2102 | 284.2138 | 338.2102
2095 | 285.3417 | 323.8182 | 285.3417 | 323.8182
2096 | 276.6425 | 306.634 | 276.6425 | 306.634
2097 | 267.3453 | 289.6731 | 267.3453 | 289.6731
2098 | 254.2854 | 271.6266 | 254.2854 | 271.6266
2099 | 238.5619 | 257.0899 | 238.5619 | 257.0899
2100 | 223.7329 | 260.2414 | 223.7329 | 260.2414
2101 | 215.0019 | 270.9357 | 215.0019 | 270.9357
2102 | 208.5413 | 292.4618 | 208.5413 | 292.4618
2103 | 206.9075 | 311.5333 | 206.9075 | 311.5333
2104 | 207.224 | 328.4576 | 207.224 | 328.4576
2105 | 212.4681 | 369.4944 | 212.4681 | 369.4944
2106 | 217.0669 | 384.5294 | 217.0669 | 384.5294
2107 | 224.888 | 391.7102 | 224.888 | 391.7102
2108 | 242.2136 | 388.8131 | 242.2136 | 388.8131
2109 | 259.2836 | 384.5583 | 259.2836 | 384.5583
2110 | 272.0638 | 370.9671 | 272.0638 | 370.9671
2111 | 294.9122 | 359.8516 | 294.9122 | 359.8516
2112 | 290.0392 | 352.6835 | 290.0392 | 352.6835
2113 | 277.039 | 344.8072 | 277.039 | 344.8072
2114 | 274.3955 | 340.1438 | 274.3955 | 340.1438
2115 | 275.7182 | 339.0643 | 275.7182 | 339.0643
2116 | 282.8741 | 341.2959 | 282.8741 | 341.2959
2117 | 289.8859 | 338.9671 | 289.8859 | 338.9671
2118 | 288.946 | 320.5621 | 288.946 | 320.5621
2119 | 290.2833 | 301.5807 | 290.2833 | 301.5807
2120 | 278.8808 | 283.2768 | 278.8808 | 283.2768
2121 | 268.5892 | 265.3854 | 268.5892 | 265.3854
2122 | 255.0165 | 245.2097 | 255.0165 | 245.2097
2123 | 239.4084 | 228.7016 | 239.4084 | 228.7016
2124 | 223.1818 | 232.6101 | 223.1818 | 232.6101
2125 | 212.9495 | 253.193 | 212.9495 | 253.193
2126 | 207.6091 | 284.6708 | 207.6091 | 284.6708
2127 | 205.2725 | 305.2406 | 205.2725 | 305.2406
2128 | 205.7352 | 316.6291 | 205.7352 | 316.6291
2129 | 210.8412 | 349.0548 | 210.8412 | 349.0548
2130 | 215.2038 | 354.8478 | 215.2038 | 354.8478
2131 | 228.8052 | 354.695 | 228.8052 | 354.695
2132 | 248.4244 | 349.0537 | 248.4244 | 349.0537
2133 | 264.9664 | 345.7609 | 264.9664 | 345.7609
2134 | 283.6615 | 333.8415 | 283.6615 | 333.8415
2135 | 302.0557 | 323.6092 | 302.0557 | 323.6092
2136 | 298.2458 | 321.2356 | 298.2458 | 321.2356
2137 | 281.6265 | 321.1345 | 281.6265 | 321.1345
2138 | 278.8272 | 321.8333 | 278.8272 | 321.8333
2139 | 282.3207 | 325.1225 | 282.3207 | 325.1225
2140 | 287.7396 | 326.4236 | 287.7396 | 326.4236
2141 | 299.4933 | 319.8208 | 299.4933 | 319.8208
2142 | 299.6645 | 307.8662 | 299.6645 | 307.8662
2143 | 295.1108 | 300.7763 | 295.1108 | 300.7763
2144 | 283.2014 | 287.4719 | 283.2014 | 287.4719
2145 | 274.186 | 273.7599 | 274.186 | 273.7599
2146 | 257.2046 | 259.7193 | 257.2046 | 259.7193
2147 | 239.8386 | 249.6143 | 239.8386 | 249.6143
2148 | 224.1428 | 258.2384 | 224.1428 | 258.2384
2149 | 213.859 | 264.7376 | 213.859 | 264.7376
2150 | 207.3285 | 268.8838 | 207.3285 | 268.8838
2151 | 207.406 | 275.6537 | 207.406 | 275.6537
2152 | 207.282 | 283.9037 | 207.282 | 283.9037
2153 | 211.8601 | 314.4527 | 211.8601 | 314.4527
2154 | 221.5045 | 321.9332 | 221.5045 | 321.9332
2155 | 239.5456 | 324.7296 | 239.5456 | 324.7296
2156 | 267.1827 | 322.4633 | 267.1827 | 322.4633
2157 | 284.1984 | 315.2435 | 284.1984 | 315.2435
2158 | 296.2431 | 306.226 | 296.2431 | 306.226
2159 | 320.3374 | 297.1135 | 320.3374 | 297.1135
2160 | 310.0164 | 291.7749 | 310.0164 | 291.7749
2161 | 291.2322 | 284.8133 | 291.2322 | 284.8133
2162 | 287.0201 | 280.7334 | 287.0201 | 280.7334
2163 | 289.6731 | 281.1679 | 289.6731 | 281.1679
2164 | 292.6913 | 286.3961 | 292.6913 | 286.3961
2165 | 299.5917 | 289.0983 | 299.5917 | 289.0983
2166 | 306.1223 | 281.1182 | 306.1223 | 281.1182
2167 | 301.1468 | 275.8735 | 301.1468 | 275.8735
2168 | 290.7502 | 269.9658 | 290.7502 | 269.9658
2169 | 278.5128 | 263.8871 | 278.5128 | 263.8871
2170 | 263.1717 | 249.878 | 263.1717 | 249.878
2171 | 241.9905 | 234.19 | 241.9905 | 234.19
2172 | 227.1307 | 479.9442 | 227.1307 | 479.9442
2173 | 215.5538 | 500.0493 | 215.5538 | 500.0493
2174 | 209.2719 | 540.2282 | 209.2719 | 540.2282
2175 | 207.7955 | 582.7525 | 207.7955 | 582.7525
2176 | 208.0729 | 602.6799 | 208.0729 | 602.6799
2177 | 214.0757 | 641.0545 | 214.0757 | 641.0545
2178 | 223.4424 | 653.9077 | 223.4424 | 653.9077
2179 | 238.9131 | 665.9862 | 238.9131 | 665.9862
2180 | 265.1688 | 668.0437 | 265.1688 | 668.0437
2181 | 284.524 | 663.9353 | 284.524 | 663.9353
2182 | 295.5876 | 655.4857 | 295.5876 | 655.4857
2183 | 320.855 | 640.753 | 320.855 | 640.753
2184 | 311.8386 | 638.5236 | 311.8386 | 638.5236
2185 | 287.5049 | 642.1824 | 287.5049 | 642.1824
2186 | 288.2618 | 650.5714 | 288.2618 | 650.5714
2187 | 294.1105 | 659.057 | 294.1105 | 659.057
2188 | 295.2677 | 663.3425 | 295.2677 | 663.3425
2189 | 304.5995 | 654.5071 | 304.5995 | 654.5071
2190 | 312.366 | 629.0304 | 312.366 | 629.0304
2191 | 307.4031 | 590.9066 | 307.4031 | 590.9066
2192 | 291.2358 | 546.8383 | 291.2358 | 546.8383
2193 | 281.9079 | 490.6907 | 281.9079 | 490.6907
2194 | 264.9759 | 457.6826 | 264.9759 | 457.6826
2195 | 247.4648 | 439.0279 | 247.4648 | 439.0279
2196 | 231.489 | 446.4582 | 231.489 | 446.4582
2197 | 219.7538 | 489.8166 | 219.7538 | 489.8166
2198 | 212.6791 | 539.0803 | 212.6791 | 539.0803
2199 | 210.0897 | 555.0388 | 210.0897 | 555.0388
2200 | 209.9973 | 567.6196 | 209.9973 | 567.6196
2201 | 215.7374 | 605.9614 | 215.7374 | 605.9614
2202 | 224.4225 | 633.1798 | 224.4225 | 633.1798
2203 | 239.8648 | 655.7862 | 239.8648 | 655.7862
2204 | 266.428 | 656.4663 | 266.428 | 656.4663
2205 | 283.4601 | 656.4575 | 283.4601 | 656.4575
2206 | 295.7944 | 654.2394 | 295.7944 | 654.2394
2207 | 319.9139 | 651.0186 | 319.9139 | 651.0186
2208 | 311.8511 | 651.2161 | 311.8511 | 651.2161
2209 | 292.0526 | 647.3316 | 292.0526 | 647.3316
2210 | 291.6362 | 647.2588 | 291.6362 | 647.2588
2211 | 295.6221 | 645.9381 | 295.6221 | 645.9381
2212 | 297.2645 | 649.83 | 297.2645 | 649.83
2213 | 310.7292 | 646.2094 | 310.7292 | 646.2094
2214 | 317.7577 | 625.3899 | 317.7577 | 625.3899
2215 | 307.6604 | 597.6628 | 307.6604 | 597.6628
2216 | 292.5906 | 571.8626 | 292.5906 | 571.8626
2217 | 276.277 | 549.7586 | 276.277 | 549.7586
2218 | 256.9673 | 529.9022 | 256.9673 | 529.9022
2219 | 238.3821 | 517.1838 | 238.3821 | 517.1838
2220 | 223.3903 | 521.8263 | 223.3903 | 521.8263
2221 | 213.7019 | 535.3064 | 213.7019 | 535.3064
2222 | 207.7367 | 566.7284 | 207.7367 | 566.7284
2223 | 206.445 | 597.7081 | 206.445 | 597.7081
2224 | 206.6147 | 628.2289 | 206.6147 | 628.2289
2225 | 212.0875 | 673.5894 | 212.0875 | 673.5894
2226 | 219.2914 | 686.2786 | 219.2914 | 686.2786
2227 | 231.3384 | 685.107 | 231.3384 | 685.107
2228 | 253.1882 | 664.0752 | 253.1882 | 664.0752
2229 | 269.5903 | 648.4221 | 269.5903 | 648.4221
2230 | 280.9503 | 644.6298 | 280.9503 | 644.6298
2231 | 305.5933 | 643.8032 | 305.5933 | 643.8032
2232 | 298.9146 | 648.5924 | 298.9146 | 648.5924
2233 | 280.7284 | 649.0371 | 280.7284 | 649.0371
2234 | 281.8147 | 652.736 | 281.8147 | 652.736
2235 | 290.7609 | 651.8088 | 290.7609 | 651.8088
2236 | 292.0891 | 654.356 | 292.0891 | 654.356
2237 | 303.1021 | 651.6537 | 303.1021 | 651.6537
2238 | 308.7571 | 639.3615 | 308.7571 | 639.3615
2239 | 301.5666 | 623.9663 | 301.5666 | 623.9663
2240 | 287.579 | 607.9396 | 287.579 | 607.9396
2241 | 275.3325 | 592.9527 | 275.3325 | 592.9527
2242 | 261.2299 | 579.2949 | 261.2299 | 579.2949
2243 | 243.4922 | 568.3476 | 243.4922 | 568.3476
2244 | 230.3 | 572.6293 | 230.3 | 572.6293
2245 | 219.0881 | 584.5679 | 219.0881 | 584.5679
2246 | 212.248 | 606.3475 | 212.248 | 606.3475
2247 | 209.8145 | 628.6359 | 209.8145 | 628.6359
2248 | 209.9838 | 642.299 | 209.9838 | 642.299
2249 | 214.7604 | 673.8846 | 214.7604 | 673.8846
2250 | 222.6921 | 681.4902 | 222.6921 | 681.4902
2251 | 232.958 | 694.2575 | 232.958 | 694.2575
2252 | 251.4951 | 699.8571 | 251.4951 | 699.8571
2253 | 267.3051 | 701.8817 | 267.3051 | 701.8817
2254 | 280.9871 | 701.6643 | 280.9871 | 701.6643
2255 | 303.1171 | 700.9032 | 303.1171 | 700.9032
2256 | 302.2516 | 701.8551 | 302.2516 | 701.8551
2257 | 286.1774 | 697.6754 | 286.1774 | 697.6754
2258 | 283.4458 | 707.3106 | 283.4458 | 707.3106
2259 | 281.9095 | 715.3044 | 281.9095 | 715.3044
2260 | 288.3175 | 716.7365 | 288.3175 | 716.7365
2261 | 296.6479 | 677.8916 | 296.6479 | 677.8916
2262 | 304.002 | 641.4278 | 304.002 | 641.4278
2263 | 297.182 | 607.8628 | 297.182 | 607.8628
2264 | 283.9139 | 581.1115 | 283.9139 | 581.1115
2265 | 269.8799 | 557.1052 | 269.8799 | 557.1052
2266 | 257.7674 | 535.9041 | 257.7674 | 535.9041
2267 | 241.6741 | 524.5304 | 241.6741 | 524.5304
2268 | 227.5292 | 533.6333 | 227.5292 | 533.6333
2269 | 218.8408 | 551.1147 | 218.8408 | 551.1147
2270 | 212.105 | 565.3509 | 212.105 | 565.3509
2271 | 209.7838 | 574.8156 | 209.7838 | 574.8156
2272 | 209.141 | 590.0201 | 209.141 | 590.0201
2273 | 213.4815 | 625.3774 | 213.4815 | 625.3774
2274 | 220.0019 | 635.5084 | 220.0019 | 635.5084
2275 | 230.986 | 641.2898 | 230.986 | 641.2898
2276 | 249.4453 | 640.4284 | 249.4453 | 640.4284
2277 | 264.3841 | 647.3398 | 264.3841 | 647.3398
2278 | 275.3849 | 649.5166 | 275.3849 | 649.5166
2279 | 297.5434 | 660.0706 | 297.5434 | 660.0706
2280 | 295.0202 | 678.0115 | 295.0202 | 678.0115
2281 | 278.8537 | 688.4922 | 278.8537 | 688.4922
2282 | 276.9444 | 706.4579 | 276.9444 | 706.4579
2283 | 280.3152 | 725.7011 | 280.3152 | 725.7011
2284 | 286.5463 | 747.3363 | 286.5463 | 747.3363
2285 | 297.1236 | 734.6637 | 297.1236 | 734.6637
2286 | 303.9803 | 708.531 | 303.9803 | 708.531
2287 | 296.4204 | 679.5249 | 296.4204 | 679.5249
2288 | 284.8173 | 653.9214 | 284.8173 | 653.9214
2289 | 271.6944 | 633.5885 | 271.6944 | 633.5885
2290 | 258.8975 | 618.2253 | 258.8975 | 618.2253
2291 | 242.4673 | 605.3757 | 242.4673 | 605.3757
2292 | 228.661 | 610.7725 | 228.661 | 610.7725
2293 | 218.3349 | 628.2211 | 218.3349 | 628.2211
2294 | 212.2294 | 650.6238 | 212.2294 | 650.6238
2295 | 210.1914 | 661.466 | 210.1914 | 661.466
2296 | 210.7056 | 675.949 | 210.7056 | 675.949
2297 | 213.5478 | 711.0111 | 213.5478 | 711.0111
2298 | 221.5277 | 721.7653 | 221.5277 | 721.7653
2299 | 233.0682 | 733.811 | 233.0682 | 733.811
2300 | 250.8779 | 738.9842 | 250.8779 | 738.9842
2301 | 266.3684 | 750.3889 | 266.3684 | 750.3889
2302 | 280.059 | 757.2229 | 280.059 | 757.2229
2303 | 301.62 | 759.1512 | 301.62 | 759.1512
2304 | 297.2829 | 762.6285 | 297.2829 | 762.6285
2305 | 285.2357 | 762.2533 | 285.2357 | 762.2533
2306 | 282.6639 | 763.8532 | 282.6639 | 763.8532
2307 | 284.1106 | 764.4675 | 284.1106 | 764.4675
2308 | 286.8178 | 758.0283 | 286.8178 | 758.0283
2309 | 298.4285 | 738.5337 | 298.4285 | 738.5337
2310 | 307.3447 | 712.6963 | 307.3447 | 712.6963
2311 | 300.8322 | 692.611 | 300.8322 | 692.611
2312 | 285.276 | 676.6171 | 285.276 | 676.6171
2313 | 273.9393 | 659.8591 | 273.9393 | 659.8591
2314 | 259.5489 | 640.3307 | 259.5489 | 640.3307
2315 | 240.2914 | 622.9223 | 240.2914 | 622.9223
2316 | 224.851 | 627.2696 | 224.851 | 627.2696
2317 | 214.9358 | 659.3129 | 214.9358 | 659.3129
2318 | 208.4295 | 712.9059 | 208.4295 | 712.9059
2319 | 206.784 | 748.6412 | 206.784 | 748.6412
2320 | 208.0226 | 775.6855 | 208.0226 | 775.6855
2321 | 213.4509 | 815.9296 | 213.4509 | 815.9296
2322 | 224.5592 | 824.6504 | 224.5592 | 824.6504
2323 | 239.4527 | 820.6254 | 239.4527 | 820.6254
2324 | 264.464 | 806.0875 | 264.464 | 806.0875
2325 | 283.1849 | 794.3701 | 283.1849 | 794.3701
2326 | 297.4739 | 783.6575 | 297.4739 | 783.6575
2327 | 321.114 | 777.6817 | 321.114 | 777.6817
2328 | 314.8899 | 770.6966 | 314.8899 | 770.6966
2329 | 297.8392 | 756.9729 | 297.8392 | 756.9729
2330 | 293.9595 | 753.0301 | 293.9595 | 753.0301
2331 | 297.5813 | 751.1518 | 297.5813 | 751.1518
2332 | 300.2545 | 761.9639 | 300.2545 | 761.9639
2333 | 311.8821 | 762.8037 | 311.8821 | 762.8037
2334 | 319.0677 | 739.2621 | 319.0677 | 739.2621
2335 | 307.3054 | 709.0096 | 307.3054 | 709.0096
2336 | 292.7979 | 680.3888 | 292.7979 | 680.3888
2337 | 282.7331 | 655.0379 | 282.7331 | 655.0379
2338 | 266.2267 | 634.3615 | 266.2267 | 634.3615
2339 | 246.5774 | 622.5943 | 246.5774 | 622.5943
2340 | 229.3761 | 637.6007 | 229.3761 | 637.6007
2341 | 220.4112 | 685.8131 | 220.4112 | 685.8131
2342 | 213.924 | 748.5565 | 213.924 | 748.5565
2343 | 211.8633 | 783.0455 | 211.8633 | 783.0455
2344 | 212.1414 | 813.0088 | 212.1414 | 813.0088
2345 | 217.4169 | 857.4509 | 217.4169 | 857.4509
2346 | 227.3543 | 878.7987 | 227.3543 | 878.7987
2347 | 243.465 | 902.0282 | 243.465 | 902.0282
2348 | 267.954 | 913.6297 | 267.954 | 913.6297
2349 | 286.8755 | 920.3772 | 286.8755 | 920.3772
2350 | 298.8316 | 921.5373 | 298.8316 | 921.5373
2351 | 320.8963 | 920.2515 | 320.8963 | 920.2515
2352 | 314.7112 | 920.0227 | 314.7112 | 920.0227
2353 | 299.0146 | 912.924 | 299.0146 | 912.924
2354 | 293.0137 | 904.1271 | 293.0137 | 904.1271
2355 | 296.8089 | 885.1615 | 296.8089 | 885.1615
2356 | 299.3222 | 868.2599 | 299.3222 | 868.2599
2357 | 311.5514 | 841.6484 | 311.5514 | 841.6484
2358 | 318.404 | 804.8566 | 318.404 | 804.8566
2359 | 310.2485 | 762.6988 | 310.2485 | 762.6988
2360 | 297.9654 | 722.9269 | 297.9654 | 722.9269
2361 | 286.0308 | 687.6384 | 286.0308 | 687.6384
2362 | 270.0819 | 654.2695 | 270.0819 | 654.2695
2363 | 251.5719 | 630.9248 | 251.5719 | 630.9248
2364 | 233.8144 | 628.3847 | 233.8144 | 628.3847
2365 | 224.5216 | 633.6982 | 224.5216 | 633.6982
2366 | 217.5234 | 638.2592 | 217.5234 | 638.2592
2367 | 215.7996 | 647.396 | 215.7996 | 647.396
2368 | 216.1767 | 664.1092 | 216.1767 | 664.1092
2369 | 220.8184 | 702.5166 | 220.8184 | 702.5166
2370 | 230.0508 | 716.3209 | 230.0508 | 716.3209
2371 | 245.448 | 723.1847 | 245.448 | 723.1847
2372 | 271.2882 | 719.929 | 271.2882 | 719.929
2373 | 287.0522 | 719.8546 | 287.0522 | 719.8546
2374 | 300.7658 | 719.0141 | 300.7658 | 719.0141
2375 | 319.4064 | 722.5167 | 319.4064 | 722.5167
2376 | 315.0199 | 727.273 | 315.0199 | 727.273
2377 | 300.4852 | 715.8779 | 300.4852 | 715.8779
2378 | 298.7973 | 715.2804 | 298.7973 | 715.2804
2379 | 300.2932 | 728.0297 | 300.2932 | 728.0297
2380 | 304.0131 | 742.6135 | 304.0131 | 742.6135
2381 | 312.5277 | 721.7415 | 312.5277 | 721.7415
2382 | 319.1561 | 684.4906 | 319.1561 | 684.4906
2383 | 309.2328 | 643.3495 | 309.2328 | 643.3495
2384 | 294.6246 | 603.2496 | 294.6246 | 603.2496
2385 | 282.1983 | 572.5199 | 282.1983 | 572.5199
2386 | 268.4215 | 552.3683 | 268.4215 | 552.3683
2387 | 251.2828 | 543.9464 | 251.2828 | 543.9464
2388 | 237.5424 | 561.0191 | 237.5424 | 561.0191
2389 | 227.6196 | 591.3898 | 227.6196 | 591.3898
2390 | 220.9533 | 609.5288 | 220.9533 | 609.5288
2391 | 218.0639 | 615.8778 | 218.0639 | 615.8778
2392 | 218.213 | 631.4103 | 218.213 | 631.4103
2393 | 223.6361 | 670.736 | 223.6361 | 670.736
2394 | 231.8861 | 688.5088 | 231.8861 | 688.5088
2395 | 239.4945 | 704.6542 | 239.4945 | 704.6542
2396 | 259.239 | 715.1734 | 259.239 | 715.1734
2397 | 276.8365 | 723.7903 | 276.8365 | 723.7903
2398 | 291.252 | 728.7877 | 291.252 | 728.7877
2399 | 310.7337 | 739.5056 | 310.7337 | 739.5056
2400 | 307.4388 | 765.1211 | 307.4388 | 765.1211
2401 | 294.2867 | 783.2763 | 294.2867 | 783.2763
2402 | 292.1925 | 794.289 | 292.1925 | 794.289
2403 | 292.9595 | 798.4127 | 292.9595 | 798.4127
2404 | 296.0131 | 810.1103 | 296.0131 | 810.1103
2405 | 302.7085 | 801.7013 | 302.7085 | 801.7013
2406 | 313.6603 | 766.4182 | 313.6603 | 766.4182
2407 | 305.5236 | 721.9645 | 305.5236 | 721.9645
2408 | 291.1216 | 687.3091 | 291.1216 | 687.3091
2409 | 279.4009 | 658.744 | 279.4009 | 658.744
2410 | 268.1017 | 635.5423 | 268.1017 | 635.5423
2411 | 252.1648 | 621.7744 | 252.1648 | 621.7744
2412 | 237.5534 | 628.7782 | 237.5534 | 628.7782
2413 | 226.0756 | 638.7162 | 226.0756 | 638.7162
2414 | 221.501 | 643.5068 | 221.501 | 643.5068
2415 | 218.479 | 646.2809 | 218.479 | 646.2809
2416 | 218.7187 | 661.223 | 218.7187 | 661.223
2417 | 222.7416 | 697.4002 | 222.7416 | 697.4002
2418 | 229.1513 | 709.8927 | 229.1513 | 709.8927
2419 | 236.7627 | 720.2985 | 236.7627 | 720.2985
2420 | 250.6649 | 723.1103 | 250.6649 | 723.1103
2421 | 267.2331 | 726.2501 | 267.2331 | 726.2501
2422 | 282.2297 | 721.933 | 282.2297 | 721.933
2423 | 302.4369 | 716.2524 | 302.4369 | 716.2524
2424 | 299.5004 | 711.6943 | 299.5004 | 711.6943
2425 | 287.4759 | 701.6767 | 287.4759 | 701.6767
2426 | 284.6833 | 697.6355 | 284.6833 | 697.6355
2427 | 286.422 | 695.462 | 286.422 | 695.462
2428 | 288.1055 | 702.8304 | 288.1055 | 702.8304
2429 | 297.1004 | 706.9828 | 297.1004 | 706.9828
2430 | 305.9961 | 699.5117 | 305.9961 | 699.5117
2431 | 300.981 | 686.7403 | 300.981 | 686.7403
2432 | 286.8407 | 671.4352 | 286.8407 | 671.4352
2433 | 274.6548 | 658.252 | 274.6548 | 658.252
2434 | 263.3388 | 647.2181 | 263.3388 | 647.2181
2435 | 249.0312 | 640.272 | 249.0312 | 640.272
2436 | 235.8261 | 648.4566 | 235.8261 | 648.4566
2437 | 226.6937 | 659.6081 | 226.6937 | 659.6081
2438 | 220.1714 | 668.9575 | 220.1714 | 668.9575
2439 | 217.7339 | 682.7514 | 217.7339 | 682.7514
2440 | 217.9921 | 705.9257 | 217.9921 | 705.9257
2441 | 221.5177 | 749.6135 | 221.5177 | 749.6135
2442 | 227.8099 | 771.8139 | 227.8099 | 771.8139
2443 | 233.0552 | 793.7644 | 233.0552 | 793.7644
2444 | 243.8477 | 812.6141 | 243.8477 | 812.6141
2445 | 258.8669 | 838.6792 | 258.8669 | 838.6792
2446 | 273.6009 | 862.535 | 273.6009 | 862.535
2447 | 295.2479 | 887.0934 | 295.2479 | 887.0934
2448 | 292.785 | 910.5115 | 292.785 | 910.5115
2449 | 283.9499 | 925.387 | 283.9499 | 925.387
2450 | 281.1863 | 937.4164 | 281.1863 | 937.4164
2451 | 281.6676 | 946.7876 | 281.6676 | 946.7876
2452 | 288.0596 | 965.3071 | 288.0596 | 965.3071
2453 | 297.0015 | 964.7366 | 297.0015 | 964.7366
2454 | 302.1671 | 929.4863 | 302.1671 | 929.4863
2455 | 294.8658 | 865.8134 | 294.8658 | 865.8134
2456 | 287.268 | 813.3818 | 287.268 | 813.3818
2457 | 275.079 | 768.6149 | 275.079 | 768.6149
2458 | 262.3926 | 728.3258 | 262.3926 | 728.3258
2459 | 247.1805 | 704.03 | 247.1805 | 704.03
2460 | 233.1519 | 721.1354 | 233.1519 | 721.1354
2461 | 224.0566 | 775.1529 | 224.0566 | 775.1529
2462 | 217.2781 | 833.2391 | 217.2781 | 833.2391
2463 | 213.9588 | 867.5969 | 213.9588 | 867.5969
2464 | 214.7053 | 900.7744 | 214.7053 | 900.7744
2465 | 218.2097 | 942.8223 | 218.2097 | 942.8223
2466 | 226.9152 | 953.2813 | 226.9152 | 953.2813
2467 | 236.7406 | 950.5026 | 236.7406 | 950.5026
2468 | 250.8172 | 932.029 | 250.8172 | 932.029
2469 | 265.9133 | 913.9161 | 265.9133 | 913.9161
2470 | 278.5334 | 900.4814 | 278.5334 | 900.4814
2471 | 300.3434 | 894.276 | 300.3434 | 894.276
2472 | 294.6422 | 892.5713 | 294.6422 | 892.5713
2473 | 284.6321 | 889.6707 | 284.6321 | 889.6707
2474 | 283.2618 | 896.4198 | 283.2618 | 896.4198
2475 | 287.7324 | 911.8585 | 287.7324 | 911.8585
2476 | 292.7518 | 938.7413 | 292.7518 | 938.7413
2477 | 302.5258 | 946.7637 | 302.5258 | 946.7637
2478 | 308.1539 | 911.5134 | 308.1539 | 911.5134
2479 | 298.2877 | 861.2546 | 298.2877 | 861.2546
2480 | 286.9252 | 816.6287 | 286.9252 | 816.6287
2481 | 276.9264 | 777.503 | 276.9264 | 777.503
2482 | 263.5214 | 747.5122 | 263.5214 | 747.5122
2483 | 246.4559 | 728.4639 | 246.4559 | 728.4639
2484 | 231.7755 | 735.8942 | 231.7755 | 735.8942
2485 | 223.419 | 749.2431 | 223.419 | 749.2431
2486 | 217.0495 | 763.1185 | 217.0495 | 763.1185
2487 | 213.7215 | 794.3606 | 213.7215 | 794.3606
2488 | 215.006 | 842.1656 | 215.006 | 842.1656
2489 | 219.8297 | 911.4025 | 219.8297 | 911.4025
2490 | 229.631 | 945.9347 | 229.631 | 945.9347
2491 | 243.3139 | 974.6086 | 243.3139 | 974.6086
2492 | 265.7057 | 993.5895 | 265.7057 | 993.5895
2493 | 280.2364 | 1012.9639 | 280.2364 | 1012.9639
2494 | 298.5508 | 1025.3735 | 298.5508 | 1025.3735
2495 | 321.8124 | 1037.6329 | 321.8124 | 1037.6329
2496 | 315.1912 | 1051.8349 | 315.1912 | 1051.8349
2497 | 302.3907 | 1060.5446 | 302.3907 | 1060.5446
2498 | 298.4152 | 1075.9193 | 298.4152 | 1075.9193
2499 | 302.7573 | 1093.457 | 302.7573 | 1093.457
2500 | 307.1534 | 1118.6672 | 307.1534 | 1118.6672
2501 | 317.5156 | 1121.9012 | 317.5156 | 1121.9012
2502 | 318.8734 | 1076.6477 | 318.8734 | 1076.6477
2503 | 308.9407 | 1007.3665 | 308.9407 | 1007.3665
2504 | 295.7865 | 948.7034 | 295.7865 | 948.7034
2505 | 284.9817 | 897.9018 | 284.9817 | 897.9018
2506 | 270.0532 | 854.4641 | 270.0532 | 854.4641
2507 | 249.9521 | 834.7599 | 249.9521 | 834.7599
2508 | 234.1354 | 859.9007 | 234.1354 | 859.9007
2509 | 222.6241 | 906.3093 | 222.6241 | 906.3093
2510 | 216.1967 | 952.5556 | 216.1967 | 952.5556
2511 | 214.1454 | 985.0768 | 214.1454 | 985.0768
2512 | 216.7326 | 1019.4349 | 216.7326 | 1019.4349
2513 | 221.0394 | 1067.7143 | 221.0394 | 1067.7143
2514 | 230.3152 | 1088.4389 | 230.3152 | 1088.4389
2515 | 249.4727 | 1100.255 | 249.4727 | 1100.255
2516 | 274.9637 | 1104.9691 | 274.9637 | 1104.9691
2517 | 293.6022 | 1115.521 | 293.6022 | 1115.521
2518 | 307.2393 | 1122.2895 | 307.2393 | 1122.2895
2519 | 331.3859 | 1129.3669 | 331.3859 | 1129.3669
2520 | 325.2967 | 1140.65 | 325.2967 | 1140.65
2521 | 307.8563 | 1149.7532 | 307.8563 | 1149.7532
2522 | 308.2479 | 1160.4379 | 308.2479 | 1160.4379
2523 | 308.6895 | 1169.7435 | 308.6895 | 1169.7435
2524 | 309.4173 | 1185.2129 | 309.4173 | 1185.2129
2525 | 324.9927 | 1183.0681 | 324.9927 | 1183.0681
2526 | 333.7068 | 1133.715 | 333.7068 | 1133.715
2527 | 322.8029 | 1054.4962 | 322.8029 | 1054.4962
2528 | 306.2272 | 992.4222 | 306.2272 | 992.4222
2529 | 293.4324 | 944.9331 | 293.4324 | 944.9331
2530 | 277.8228 | 905.2015 | 277.8228 | 905.2015
2531 | 259.1778 | 889.6298 | 259.1778 | 889.6298
2532 | 241.0231 | 912.5403 | 241.0231 | 912.5403
2533 | 229.4858 | 973.6421 | 229.4858 | 973.6421
2534 | 223.6103 | 1031.4987 | 223.6103 | 1031.4987
2535 | 220.5338 | 1064.643 | 220.5338 | 1064.643
2536 | 221.3558 | 1098.9355 | 221.3558 | 1098.9355
2537 | 225.9057 | 1144.4928 | 225.9057 | 1144.4928
2538 | 235.9081 | 1158.7235 | 235.9081 | 1158.7235
2539 | 253.9268 | 1165.62 | 253.9268 | 1165.62
2540 | 277.2468 | 1154.0338 | 277.2468 | 1154.0338
2541 | 295.4293 | 1134.9698 | 295.4293 | 1134.9698
2542 | 308.9531 | 1113.9917 | 308.9531 | 1113.9917
2543 | 335.3789 | 1102.506 | 335.3789 | 1102.506
2544 | 325.0218 | 1095.4553 | 325.0218 | 1095.4553
2545 | 309.0383 | 1083.765 | 309.0383 | 1083.765
2546 | 304.9211 | 1071.9836 | 304.9211 | 1071.9836
2547 | 306.5911 | 1061.0205 | 306.5911 | 1061.0205
2548 | 309.1402 | 1064.1909 | 309.1402 | 1064.1909
2549 | 324.5942 | 1054.2404 | 324.5942 | 1054.2404
2550 | 333.2045 | 1000.7876 | 333.2045 | 1000.7876
2551 | 319.242 | 932.7855 | 319.242 | 932.7855
2552 | 306.4986 | 876.4182 | 306.4986 | 876.4182
2553 | 292.9756 | 835.6853 | 292.9756 | 835.6853
2554 | 278.0217 | 803.0052 | 278.0217 | 803.0052
2555 | 258.4864 | 784.5145 | 258.4864 | 784.5145
2556 | 242.1534 | 805.7852 | 242.1534 | 805.7852
2557 | 231.0247 | 852.2265 | 231.0247 | 852.2265
2558 | 224.7374 | 884.4028 | 224.7374 | 884.4028
2559 | 221.1429 | 905.117 | 221.1429 | 905.117
2560 | 222.3853 | 934.7523 | 222.3853 | 934.7523
2561 | 225.0134 | 979.4896 | 225.0134 | 979.4896
2562 | 236.3516 | 995.3274 | 236.3516 | 995.3274
2563 | 251.5111 | 1006.75 | 251.5111 | 1006.75
2564 | 269.6519 | 1008.6435 | 269.6519 | 1008.6435
2565 | 289.1784 | 1009.7826 | 289.1784 | 1009.7826
2566 | 302.54 | 1007.0726 | 302.54 | 1007.0726
2567 | 324.6355 | 991.9791 | 324.6355 | 991.9791
2568 | 318.3562 | 968.8578 | 318.3562 | 968.8578
2569 | 300.3093 | 938.9322 | 300.3093 | 938.9322
2570 | 298.0647 | 923.1496 | 298.0647 | 923.1496
2571 | 296.9656 | 915.6302 | 296.9656 | 915.6302
2572 | 305.4005 | 926.3767 | 305.4005 | 926.3767
2573 | 321.465 | 934.1039 | 321.465 | 934.1039
2574 | 329.9358 | 918.5648 | 329.9358 | 918.5648
2575 | 316.2238 | 891.8217 | 316.2238 | 891.8217
2576 | 300.1456 | 860.6755 | 300.1456 | 860.6755
2577 | 288.922 | 828.8963 | 288.922 | 828.8963
2578 | 274.791 | 797.1017 | 274.791 | 797.1017
2579 | 259.132 | 777.1023 | 259.132 | 777.1023
2580 | 242.1713 | 787.3859 | 242.1713 | 787.3859
2581 | 232.4903 | 811.8203 | 232.4903 | 811.8203
2582 | 224.4602 | 826.3517 | 224.4602 | 826.3517
2583 | 221.3942 | 840.8015 | 221.3942 | 840.8015
2584 | 221.1922 | 862.6967 | 221.1922 | 862.6967
2585 | 225.8953 | 901.8585 | 225.8953 | 901.8585
2586 | 233.2145 | 916.7123 | 233.2145 | 916.7123
2587 | 245.1352 | 930.3323 | 245.1352 | 930.3323
2588 | 260.3057 | 939.5068 | 260.3057 | 939.5068
2589 | 275.6401 | 942.4498 | 275.6401 | 942.4498
2590 | 288.4159 | 938.0015 | 288.4159 | 938.0015
2591 | 308.4065 | 952.0976 | 308.4065 | 952.0976
2592 | 303.861 | 971.7768 | 303.861 | 971.7768
2593 | 292.1326 | 978.8793 | 292.1326 | 978.8793
2594 | 289.9947 | 985.1364 | 289.9947 | 985.1364
2595 | 290.2397 | 993.1629 | 290.2397 | 993.1629
2596 | 295.5014 | 1014.4374 | 295.5014 | 1014.4374
2597 | 308.2537 | 1025.346 | 308.2537 | 1025.346
2598 | 316.3346 | 997.9014 | 316.3346 | 997.9014
2599 | 307.115 | 948.8889 | 307.115 | 948.8889
2600 | 295.3995 | 898.7203 | 295.3995 | 898.7203
2601 | 284.277 | 857.6595 | 284.277 | 857.6595
2602 | 271.7153 | 823.3395 | 271.7153 | 823.3395
2603 | 254.2298 | 804.0289 | 254.2298 | 804.0289
2604 | 241.3751 | 821.7247 | 241.3751 | 821.7247
2605 | 230.0649 | 863.9024 | 230.0649 | 863.9024
2606 | 223.9822 | 889.4864 | 223.9822 | 889.4864
2607 | 221.7337 | 900.8534 | 221.7337 | 900.8534
2608 | 223.0601 | 917.5666 | 223.0601 | 917.5666
2609 | 225.6907 | 950.5624 | 225.6907 | 950.5624
2610 | 232.3807 | 961.1199 | 232.3807 | 961.1199
2611 | 245.7388 | 972.0504 | 245.7388 | 972.0504
2612 | 259.9669 | 976.2398 | 259.9669 | 976.2398
2613 | 273.694 | 980.6914 | 273.694 | 980.6914
2614 | 287.7643 | 982.4746 | 287.7643 | 982.4746
2615 | 309.2062 | 986.1084 | 309.2062 | 986.1084
2616 | 304.7824 | 990.0777 | 304.7824 | 990.0777
2617 | 294.7857 | 984.8156 | 294.7857 | 984.8156
2618 | 291.1817 | 979.8889 | 291.1817 | 979.8889
2619 | 291.6532 | 977.3218 | 291.6532 | 977.3218
2620 | 301.0893 | 985.2478 | 301.0893 | 985.2478
2621 | 319.2187 | 989.269 | 319.2187 | 989.269
2622 | 323.0543 | 966.6784 | 323.0543 | 966.6784
2623 | 308.9781 | 931.3424 | 308.9781 | 931.3424
2624 | 297.1549 | 898.3924 | 297.1549 | 898.3924
2625 | 285.6022 | 870.3849 | 285.6022 | 870.3849
2626 | 272.2154 | 843.5426 | 272.2154 | 843.5426
2627 | 253.8237 | 825.7407 | 253.8237 | 825.7407
2628 | 239.729 | 839.14 | 239.729 | 839.14
2629 | 228.3098 | 873.1512 | 228.3098 | 873.1512
2630 | 221.939 | 891.2247 | 221.939 | 891.2247
2631 | 219.0401 | 898.492 | 219.0401 | 898.492
2632 | 219.6363 | 916.0251 | 219.6363 | 916.0251
2633 | 222.1346 | 951.6447 | 222.1346 | 951.6447
2634 | 231.1207 | 968.9256 | 231.1207 | 968.9256
2635 | 248.8173 | 991.1385 | 248.8173 | 991.1385
2636 | 265.329 | 1006.1837 | 265.329 | 1006.1837
2637 | 277.1896 | 1021.8192 | 277.1896 | 1021.8192
2638 | 290.5292 | 1033.376 | 290.5292 | 1033.376
2639 | 315.925 | 1044.258 | 315.925 | 1044.258
2640 | 308.6545 | 1046.489 | 308.6545 | 1046.489
2641 | 296.1968 | 1030.4367 | 296.1968 | 1030.4367
2642 | 292.8389 | 1017.6385 | 292.8389 | 1017.6385
2643 | 294.7109 | 1011.7918 | 294.7109 | 1011.7918
2644 | 303.0602 | 1020.8985 | 303.0602 | 1020.8985
2645 | 318.5317 | 1029.544 | 318.5317 | 1029.544
2646 | 327.5633 | 1005.084 | 327.5633 | 1005.084
2647 | 312.1152 | 957.3834 | 312.1152 | 957.3834
2648 | 298.9926 | 916.3325 | 298.9926 | 916.3325
2649 | 289.3183 | 881.2736 | 289.3183 | 881.2736
2650 | 274.9677 | 850.2333 | 274.9677 | 850.2333
2651 | 256.9758 | 833.6448 | 256.9758 | 833.6448
2652 | 237.9964 | 855.2107 | 237.9964 | 855.2107
2653 | 227.9473 | 878.4316 | 227.9473 | 878.4316
2654 | 222.0032 | 883.2549 | 222.0032 | 883.2549
2655 | 219.1418 | 891.1126 | 219.1418 | 891.1126
2656 | 220.0956 | 910.056 | 220.0956 | 910.056
2657 | 224.5609 | 946.6923 | 224.5609 | 946.6923
2658 | 235.9432 | 956.3643 | 235.9432 | 956.3643
2659 | 256.8396 | 963.6215 | 256.8396 | 963.6215
2660 | 278.5226 | 962.6945 | 278.5226 | 962.6945
2661 | 293.3029 | 962.5217 | 293.3029 | 962.5217
2662 | 305.3983 | 953.0227 | 305.3983 | 953.0227
2663 | 328.0298 | 950.9169 | 328.0298 | 950.9169
2664 | 322.1337 | 956.0997 | 322.1337 | 956.0997
2665 | 305.8616 | 956.0196 | 305.8616 | 956.0196
2666 | 299.1412 | 955.9468 | 299.1412 | 955.9468
2667 | 306.8967 | 954.8229 | 306.8967 | 954.8229
2668 | 312.5625 | 962.2569 | 312.5625 | 962.2569
2669 | 329.8088 | 959.1939 | 329.8088 | 959.1939
2670 | 333.0748 | 937.784 | 333.0748 | 937.784
2671 | 316.1329 | 905.1046 | 316.1329 | 905.1046
2672 | 301.6882 | 869.3996 | 301.6882 | 869.3996
2673 | 288.9698 | 835.9149 | 288.9698 | 835.9149
2674 | 273.6884 | 806.3177 | 273.6884 | 806.3177
2675 | 254.8097 | 786.8759 | 254.8097 | 786.8759
2676 | 238.3717 | 794.9293 | 238.3717 | 794.9293
2677 | 227.6029 | 814.8048 | 227.6029 | 814.8048
2678 | 222.6614 | 822.3176 | 222.6614 | 822.3176
2679 | 219.5318 | 830.5032 | 219.5318 | 830.5032
2680 | 219.6432 | 852.7263 | 219.6432 | 852.7263
2681 | 225.361 | 897.1357 | 225.361 | 897.1357
2682 | 234.2376 | 915.2365 | 234.2376 | 915.2365
2683 | 255.1768 | 932.9889 | 255.1768 | 932.9889
2684 | 279.3559 | 943.9016 | 279.3559 | 943.9016
2685 | 294.6733 | 952.7153 | 294.6733 | 952.7153
2686 | 309.8401 | 955.3513 | 309.8401 | 955.3513
2687 | 329.5149 | 954.9182 | 329.5149 | 954.9182
2688 | 321.0971 | 958.8547 | 321.0971 | 958.8547
2689 | 306.6526 | 954.347 | 306.6526 | 954.347
2690 | 304.3546 | 949.7482 | 304.3546 | 949.7482
2691 | 305.8505 | 941.1136 | 305.8505 | 941.1136
2692 | 309.5443 | 941.7586 | 309.5443 | 941.7586
2693 | 325.2028 | 942.4345 | 325.2028 | 942.4345
2694 | 333.4789 | 924.0091 | 333.4789 | 924.0091
2695 | 316.2062 | 895.0686 | 316.2062 | 895.0686
2696 | 301.5736 | 867.9237 | 301.5736 | 867.9237
2697 | 287.4624 | 844.3438 | 287.4624 | 844.3438
2698 | 271.3812 | 821.7652 | 271.3812 | 821.7652
2699 | 253.5795 | 810.6211 | 253.5795 | 810.6211
2700 | 236.441 | 829.6616 | 236.441 | 829.6616
2701 | 227.0793 | 865.1159 | 227.0793 | 865.1159
2702 | 219.817 | 885.6491 | 219.817 | 885.6491
2703 | 217.9183 | 895.3106 | 217.9183 | 895.3106
2704 | 220.4024 | 915.9923 | 220.4024 | 915.9923
2705 | 223.4412 | 960.828 | 223.4412 | 960.828
2706 | 233.9804 | 977.4201 | 233.9804 | 977.4201
2707 | 255.6448 | 983.8903 | 255.6448 | 983.8903
2708 | 278.7682 | 972.4681 | 278.7682 | 972.4681
2709 | 297.6089 | 959.6028 | 297.6089 | 959.6028
2710 | 311.8307 | 957.1879 | 311.8307 | 957.1879
2711 | 331.886 | 967.5452 | 331.886 | 967.5452
2712 | 324.9544 | 989.9137 | 324.9544 | 989.9137
2713 | 306.8766 | 1013.1525 | 306.8766 | 1013.1525
2714 | 303.2065 | 1024.9195 | 303.2065 | 1024.9195
2715 | 308.7637 | 1022.0901 | 308.7637 | 1022.0901
2716 | 313.3953 | 1023.8502 | 313.3953 | 1023.8502
2717 | 327.8442 | 1027.5106 | 327.8442 | 1027.5106
2718 | 334.8075 | 1006.8551 | 334.8075 | 1006.8551
2719 | 321.4876 | 962.8606 | 321.4876 | 962.8606
2720 | 306.2936 | 923.9742 | 306.2936 | 923.9742
2721 | 292.7778 | 886.9803 | 292.7778 | 886.9803
2722 | 278.2172 | 852.4963 | 278.2172 | 852.4963
2723 | 261.546 | 832.5297 | 261.546 | 832.5297
2724 | 245.4581 | 839.8288 | 245.4581 | 839.8288
2725 | 235.3688 | 855.0799 | 235.3688 | 855.0799
2726 | 230.9062 | 862.4943 | 230.9062 | 862.4943
2727 | 226.1513 | 873.402 | 226.1513 | 873.402
2728 | 228.3701 | 896.2155 | 228.3701 | 896.2155
2729 | 231.5981 | 937.6403 | 231.5981 | 937.6403
2730 | 242.4771 | 951.2151 | 242.4771 | 951.2151
2731 | 257.9212 | 959.2267 | 257.9212 | 959.2267
2732 | 274.566 | 954.5608 | 274.566 | 954.5608
2733 | 292.8675 | 948.8125 | 292.8675 | 948.8125
2734 | 304.9962 | 939.2478 | 304.9962 | 939.2478
2735 | 322.2669 | 931.1074 | 322.2669 | 931.1074
2736 | 320.6397 | 927.0085 | 320.6397 | 927.0085
2737 | 303.1305 | 920.5658 | 303.1305 | 920.5658
2738 | 300.2837 | 920.6242 | 300.2837 | 920.6242
2739 | 305.9232 | 919.4674 | 305.9232 | 919.4674
2740 | 310.0719 | 925.196 | 310.0719 | 925.196
2741 | 323.97 | 932.6609 | 323.97 | 932.6609
2742 | 326.4304 | 926.2394 | 326.4304 | 926.2394
2743 | 311.8305 | 908.5811 | 311.8305 | 908.5811
2744 | 301.3065 | 889.6355 | 301.3065 | 889.6355
2745 | 289.1445 | 875.0421 | 289.1445 | 875.0421
2746 | 276.8892 | 863.6146 | 276.8892 | 863.6146
2747 | 261.5385 | 855.7174 | 261.5385 | 855.7174
2748 | 245.817 | 865.0171 | 245.817 | 865.0171
2749 | 235.1812 | 878.7923 | 235.1812 | 878.7923
2750 | 229.4847 | 885.5507 | 229.4847 | 885.5507
2751 | 226.5801 | 894.9499 | 226.5801 | 894.9499
2752 | 226.7529 | 912.483 | 226.7529 | 912.483
2753 | 231.1819 | 948.2994 | 231.1819 | 948.2994
2754 | 240.6026 | 959.316 | 240.6026 | 959.316
2755 | 252.6234 | 968.7379 | 252.6234 | 968.7379
2756 | 265.1134 | 969.7459 | 265.1134 | 969.7459
2757 | 280.0694 | 970.7866 | 280.0694 | 970.7866
2758 | 294.5693 | 969.4541 | 294.5693 | 969.4541
2759 | 310.3335 | 971.4808 | 310.3335 | 971.4808
2760 | 307.7108 | 977.4507 | 307.7108 | 977.4507
2761 | 294.9842 | 980.4208 | 294.9842 | 980.4208
2762 | 296.3292 | 987.7602 | 296.3292 | 987.7602
2763 | 296.9282 | 992.6382 | 296.9282 | 992.6382
2764 | 305.9547 | 999.777 | 305.9547 | 999.777
2765 | 323.3152 | 1013.2766 | 323.3152 | 1013.2766
2766 | 322.0962 | 1023.7785 | 322.0962 | 1023.7785
2767 | 307.6515 | 1004.5787 | 307.6515 | 1004.5787
2768 | 296.8067 | 963.0686 | 296.8067 | 963.0686
2769 | 286.1182 | 930.5351 | 286.1182 | 930.5351
2770 | 275.2075 | 902.2498 | 275.2075 | 902.2498
2771 | 261.4068 | 883.8247 | 261.4068 | 883.8247
2772 | 246.6145 | 888.1064 | 246.6145 | 888.1064
2773 | 235.1061 | 907.7523 | 235.1061 | 907.7523
2774 | 229.4002 | 916.0194 | 229.4002 | 916.0194
2775 | 226.2287 | 904.6251 | 226.2287 | 904.6251
2776 | 227.1871 | 908.9081 | 227.1871 | 908.9081
2777 | 230.5724 | 935.8364 | 230.5724 | 935.8364
2778 | 239.8067 | 943.7701 | 239.8067 | 943.7701
2779 | 252.745 | 956.7341 | 252.745 | 956.7341
2780 | 265.8097 | 966.3678 | 265.8097 | 966.3678
2781 | 276.8756 | 980.1339 | 276.8756 | 980.1339
2782 | 288.1138 | 985.2952 | 288.1138 | 985.2952
2783 | 306.1829 | 988.8634 | 306.1829 | 988.8634
2784 | 303.8818 | 998.0474 | 303.8818 | 998.0474
2785 | 293.5086 | 1000.132 | 293.5086 | 1000.132
2786 | 292.6033 | 1007.0778 | 292.6033 | 1007.0778
2787 | 296.5745 | 1011.3654 | 296.5745 | 1011.3654
2788 | 303.4799 | 1024.375 | 303.4799 | 1024.375
2789 | 320.6491 | 1036.6282 | 320.6491 | 1036.6282
2790 | 325.6546 | 1028.6981 | 325.6546 | 1028.6981
2791 | 309.2024 | 1003.1684 | 309.2024 | 1003.1684
2792 | 299.6581 | 971.4319 | 299.6581 | 971.4319
2793 | 289.0684 | 945.2611 | 289.0684 | 945.2611
2794 | 276.3772 | 930.4226 | 276.3772 | 930.4226
2795 | 259.7469 | 939.2849 | 259.7469 | 939.2849
2796 | 244.2154 | 989.8107 | 244.2154 | 989.8107
2797 | 235.0259 | 1026.5769 | 235.0259 | 1026.5769
2798 | 230.3645 | 1021.5939 | 230.3645 | 1021.5939
2799 | 227.6499 | 1017.8085 | 227.6499 | 1017.8085
2800 | 228.3901 | 1036.9815 | 228.3901 | 1036.9815
2801 | 232.9693 | 1082.8339 | 232.9693 | 1082.8339
2802 | 241.0671 | 1112.9713 | 241.0671 | 1112.9713
2803 | 255.5448 | 1127.1488 | 255.5448 | 1127.1488
2804 | 274.1956 | 1115.0707 | 274.1956 | 1115.0707
2805 | 287.1477 | 1101.615 | 287.1477 | 1101.615
2806 | 296.3613 | 1083.6215 | 296.3613 | 1083.6215
2807 | 313.3249 | 1060.0335 | 313.3249 | 1060.0335
2808 | 308.069 | 1041.6678 | 308.069 | 1041.6678
2809 | 293.5989 | 1028.5672 | 293.5989 | 1028.5672
2810 | 292.4133 | 1021.0167 | 292.4133 | 1021.0167
2811 | 297.0068 | 1016.3834 | 297.0068 | 1016.3834
2812 | 307.1406 | 1025.5229 | 307.1406 | 1025.5229
2813 | 324.1696 | 1030.528 | 324.1696 | 1030.528
2814 | 327.4905 | 1005.576 | 327.4905 | 1005.576
2815 | 311.4501 | 961.9423 | 311.4501 | 961.9423
2816 | 301.7693 | 930.9601 | 301.7693 | 930.9601
2817 | 289.7146 | 906.6259 | 289.7146 | 906.6259
2818 | 274.6735 | 877.8814 | 274.6735 | 877.8814
2819 | 255.4163 | 854.5367 | 255.4163 | 854.5367
2820 | 240.0228 | 858.4248 | 240.0228 | 858.4248
2821 | 231.8031 | 883.1216 | 231.8031 | 883.1216
2822 | 227.3198 | 888.5681 | 227.3198 | 888.5681
2823 | 224.764 | 861.2343 | 224.764 | 861.2343
2824 | 228.2119 | 857.7771 | 228.2119 | 857.7771
2825 | 232.6591 | 877.6541 | 232.6591 | 877.6541
2826 | 245.7469 | 870.4026 | 245.7469 | 870.4026
2827 | 267.4122 | 856.8664 | 267.4122 | 856.8664
2828 | 290.7619 | 831.6365 | 290.7619 | 831.6365
2829 | 307.5963 | 801.3887 | 307.5963 | 801.3887
2830 | 317.6467 | 757.2229 | 317.6467 | 757.2229
2831 | 335.4818 | 722.615 | 335.4818 | 722.615
2832 | 325.6882 | 684.8006 | 325.6882 | 684.8006
2833 | 306.7337 | 645.0358 | 306.7337 | 645.0358
2834 | 306.6574 | 628.8595 | 306.6574 | 628.8595
2835 | 312.5549 | 623.2424 | 312.5549 | 623.2424
2836 | 319.793 | 623.1658 | 319.793 | 623.1658
2837 | 336.5056 | 620.5291 | 336.5056 | 620.5291
2838 | 339.5551 | 612.8941 | 339.5551 | 612.8941
2839 | 325.6216 | 602.812 | 325.6216 | 602.812
2840 | 310.7623 | 590.7539 | 310.7623 | 590.7539
2841 | 296.9441 | 579.1778 | 296.9441 | 579.1778
2842 | 282.3568 | 567.2583 | 282.3568 | 567.2583
2843 | 262.8428 | 556.2782 | 262.8428 | 556.2782
2844 | 243.7233 | 557.1818 | 243.7233 | 557.1818
2845 | 234.666 | 560.6587 | 234.666 | 560.6587
2846 | 229.2191 | 559.4802 | 229.2191 | 559.4802
2847 | 227.8386 | 564.1893 | 227.8386 | 564.1893
2848 | 230.2584 | 576.5076 | 230.2584 | 576.5076
2849 | 235.5865 | 604.6167 | 235.5865 | 604.6167
2850 | 247.1344 | 620.3889 | 247.1344 | 620.3889
2851 | 270.2064 | 632.369 | 270.2064 | 632.369
2852 | 292.856 | 627.1783 | 292.856 | 627.1783
2853 | 306.8761 | 627.6287 | 306.8761 | 627.6287
2854 | 319.5572 | 652.7308 | 319.5572 | 652.7308
2855 | 337.5841 | 670.9593 | 337.5841 | 670.9593
2856 | 327.4803 | 683.915 | 327.4803 | 683.915
2857 | 313.4374 | 690.7224 | 313.4374 | 690.7224
2858 | 312.9374 | 703.1126 | 312.9374 | 703.1126
2859 | 317.2327 | 704.3829 | 317.2327 | 704.3829
2860 | 324.8739 | 694.6639 | 324.8739 | 694.6639
2861 | 340.9712 | 692.06 | 340.9712 | 692.06
2862 | 347.0467 | 689.1478 | 347.0467 | 689.1478
2863 | 331.4055 | 675.4252 | 331.4055 | 675.4252
2864 | 315.7363 | 654.4462 | 315.7363 | 654.4462
2865 | 301.8227 | 631.4239 | 301.8227 | 631.4239
2866 | 288.6423 | 612.4858 | 288.6423 | 612.4858
2867 | 268.0327 | 611.5416 | 268.0327 | 611.5416
2868 | 250.3671 | 645.2097 | 250.3671 | 645.2097
2869 | 241.8568 | 679.3521 | 241.8568 | 679.3521
2870 | 234.772 | 692.4076 | 234.772 | 692.4076
2871 | 233.0546 | 704.4632 | 233.0546 | 704.4632
2872 | 236.2534 | 720.6845 | 236.2534 | 720.6845
2873 | 238.5754 | 753.7787 | 238.5754 | 753.7787
2874 | 253.0946 | 762.2371 | 253.0946 | 762.2371
2875 | 275.0264 | 771.2655 | 275.0264 | 771.2655
2876 | 301.7253 | 772.9294 | 301.7253 | 772.9294
2877 | 310.6063 | 772.5927 | 310.6063 | 772.5927
2878 | 323.3827 | 762.9952 | 323.3827 | 762.9952
2879 | 340.157 | 743.4741 | 340.157 | 743.4741
2880 | 330.7486 | 722.1239 | 330.7486 | 722.1239
2881 | 314.6495 | 697.905 | 314.6495 | 697.905
2882 | 313.845 | 678.941 | 313.845 | 678.941
2883 | 317.3103 | 669.9785 | 317.3103 | 669.9785
2884 | 326.0332 | 693.4176 | 326.0332 | 693.4176
2885 | 344.4366 | 728.4322 | 344.4366 | 728.4322
2886 | 348.8867 | 748.4125 | 348.8867 | 748.4125
2887 | 332.176 | 740.7246 | 332.176 | 740.7246
2888 | 320.3111 | 718.5977 | 320.3111 | 718.5977
2889 | 309.219 | 692.1316 | 309.219 | 692.1316
2890 | 292.0388 | 667.618 | 292.0388 | 667.618
2891 | 273.2508 | 653.6533 | 273.2508 | 653.6533
2892 | 252.9265 | 655.6392 | 252.9265 | 655.6392
2893 | 241.3385 | 673.2518 | 241.3385 | 673.2518
2894 | 234.9856 | 720.9412 | 234.9856 | 720.9412
2895 | 233.241 | 786.3581 | 233.241 | 786.3581
2896 | 234.2508 | 836.9181 | 234.2508 | 836.9181
2897 | 239.1681 | 887.7228 | 239.1681 | 887.7228
2898 | 249.493 | 910.0545 | 249.493 | 910.0545
2899 | 266.6561 | 932.6281 | 266.6561 | 932.6281
2900 | 285.5186 | 949.51 | 285.5186 | 949.51
2901 | 300.5283 | 965.6047 | 300.5283 | 965.6047
2902 | 310.8634 | 972.3075 | 310.8634 | 972.3075
2903 | 329.3767 | 973.3175 | 329.3767 | 973.3175
2904 | 320.246 | 974.4006 | 320.246 | 974.4006
2905 | 303.008 | 968.3842 | 303.008 | 968.3842
2906 | 299.793 | 965.1629 | 299.793 | 965.1629
2907 | 302.9673 | 959.6113 | 302.9673 | 959.6113
2908 | 306.6177 | 969.1444 | 306.6177 | 969.1444
2909 | 317.5387 | 984.579 | 317.5387 | 984.579
2910 | 313.177 | 986.8159 | 313.177 | 986.8159
2911 | 305.4226 | 973.5197 | 305.4226 | 973.5197
2912 | 293.4909 | 956.3124 | 293.4909 | 956.3124
2913 | 286.6056 | 942.6045 | 286.6056 | 942.6045
2914 | 276.8874 | 937.7692 | 276.8874 | 937.7692
2915 | 264.6504 | 954.0109 | 264.6504 | 954.0109
2916 | 256.2799 | 1364.4897 | 256.2799 | 1364.4897
2917 | 246.1321 | 1422.5574 | 246.1321 | 1422.5574
2918 | 238.177 | 1449.4373 | 238.177 | 1449.4373
2919 | 239.6692 | 1475.1579 | 239.6692 | 1475.1579
2920 | 239.03 | 1500.6337 | 239.03 | 1500.6337
2921 | 241.8221 | 1526.1257 | 241.8221 | 1526.1257
2922 | 250.8711 | 1550.6736 | 250.8711 | 1550.6736
2923 | 264.1896 | 1546.1356 | 264.1896 | 1546.1356
2924 | 283.2942 | 1542.4711 | 283.2942 | 1542.4711
2925 | 292.88 | 1537.4062 | 292.88 | 1537.4062
2926 | 305.8339 | 1546.2992 | 305.8339 | 1546.2992
2927 | 323.7856 | 1558.8724 | 323.7856 | 1558.8724
2928 | 322.1895 | 1571.4192 | 322.1895 | 1571.4192
2929 | 311.4081 | 1574.2539 | 311.4081 | 1574.2539
2930 | 310.0645 | 1560.3703 | 310.0645 | 1560.3703
2931 | 313.2521 | 1563.5075 | 313.2521 | 1563.5075
2932 | 328.3106 | 1572.0516 | 328.3106 | 1572.0516
2933 | 342.346 | 1590.6619 | 342.346 | 1590.6619
2934 | 332.7094 | 1597.5618 | 332.7094 | 1597.5618
2935 | 324.3448 | 1575.4099 | 324.3448 | 1575.4099
2936 | 312.6505 | 1539.5167 | 312.6505 | 1539.5167
2937 | 298.3995 | 1503.0939 | 298.3995 | 1503.0939
2938 | 285.3777 | 1482.5272 | 285.3777 | 1482.5272
2939 | 269.6923 | 1471.1256 | 269.6923 | 1471.1256
2940 | 255.1949 | 1474.5674 | 255.1949 | 1474.5674
2941 | 244.5342 | 1483.4733 | 244.5342 | 1483.4733
2942 | 238.6537 | 1494.532 | 238.6537 | 1494.532
2943 | 236.9065 | 1497.236 | 236.9065 | 1497.236
2944 | 238.1233 | 1510.1532 | 238.1233 | 1510.1532
2945 | 244.8509 | 1541.3658 | 244.8509 | 1541.3658
2946 | 253.9769 | 1575.1651 | 253.9769 | 1575.1651
2947 | 264.102 | 1581.4427 | 264.102 | 1581.4427
2948 | 277.8505 | 1594.4932 | 277.8505 | 1594.4932
2949 | 290.2594 | 1589.9646 | 290.2594 | 1589.9646
2950 | 307.7812 | 1578.5672 | 307.7812 | 1578.5672
2951 | 320.0278 | 1567.1405 | 320.0278 | 1567.1405
2952 | 314.5305 | 1566.503 | 314.5305 | 1566.503
2953 | 305.9137 | 1557.3601 | 305.9137 | 1557.3601
2954 | 304.2025 | 1541.8229 | 304.2025 | 1541.8229
2955 | 313.4788 | 1526.5021 | 313.4788 | 1526.5021
2956 | 328.0226 | 1514.8452 | 328.0226 | 1514.8452
2957 | 347.0584 | 1520.3606 | 347.0584 | 1520.3606
2958 | 335.3141 | 1528.2884 | 335.3141 | 1528.2884
2959 | 319.9786 | 1520.0806 | 319.9786 | 1520.0806
2960 | 307.9866 | 1500.9918 | 307.9866 | 1500.9918
2961 | 300.0739 | 1463.3622 | 300.0739 | 1463.3622
2962 | 284.8099 | 1442.3487 | 284.8099 | 1442.3487
2963 | 267.6186 | 1431.5727 | 267.6186 | 1431.5727
2964 | 252.2443 | 1441.0033 | 252.2443 | 1441.0033
2965 | 241.0978 | 1453.4399 | 241.0978 | 1453.4399
2966 | 237.2781 | 1455.4261 | 237.2781 | 1455.4261
2967 | 235.655 | 1454.7334 | 235.655 | 1454.7334
2968 | 235.8104 | 1457.7736 | 235.8104 | 1457.7736
2969 | 242.9328 | 1474.6846 | 242.9328 | 1474.6846
2970 | 250.5948 | 1505.4447 | 250.5948 | 1505.4447
2971 | 265.3293 | 1516.862 | 265.3293 | 1516.862
2972 | 284.153 | 1526.7393 | 284.153 | 1526.7393
2973 | 295.6378 | 1528.6465 | 295.6378 | 1528.6465
2974 | 305.7502 | 1536.3328 | 305.7502 | 1536.3328
2975 | 315.1151 | 1547.3417 | 315.1151 | 1547.3417
2976 | 317.6645 | 1564.76 | 317.6645 | 1564.76
2977 | 303.8976 | 1595.1253 | 303.8976 | 1595.1253
2978 | 304.6023 | 1617.0851 | 304.6023 | 1617.0851
2979 | 311.0784 | 1625.6301 | 311.0784 | 1625.6301
2980 | 333.9551 | 1623.6715 | 333.9551 | 1623.6715
2981 | 347.1207 | 1630.483 | 347.1207 | 1630.483
2982 | 335.8466 | 1634.746 | 335.8466 | 1634.746
2983 | 322.6633 | 1630.2924 | 322.6633 | 1630.2924
2984 | 309.9927 | 1611.6952 | 309.9927 | 1611.6952
2985 | 297.7629 | 1579.2053 | 297.7629 | 1579.2053
2986 | 288.0535 | 1559.3984 | 288.0535 | 1559.3984
2987 | 269.9398 | 1563.8179 | 269.9398 | 1563.8179
2988 | 252.023 | 1612.8461 | 252.023 | 1612.8461
2989 | 242.1949 | 1692.1428 | 242.1949 | 1692.1428
2990 | 237.6423 | 1741.5924 | 237.6423 | 1741.5924
2991 | 236.1008 | 1767.7152 | 236.1008 | 1767.7152
2992 | 238.6435 | 1787.8726 | 238.6435 | 1787.8726
2993 | 246.3661 | 1811.3087 | 246.3661 | 1811.3087
2994 | 257.4699 | 1837.1527 | 257.4699 | 1837.1527
2995 | 270.9857 | 1828.5925 | 270.9857 | 1828.5925
2996 | 294.3013 | 1810.0453 | 294.3013 | 1810.0453
2997 | 310.1367 | 1780.1313 | 310.1367 | 1780.1313
2998 | 320.0476 | 1754.2089 | 320.0476 | 1754.2089
2999 | 341.071 | 1745.8212 | 341.071 | 1745.8212
3000 | 336.538 | 1749.3401 | 336.538 | 1749.3401
3001 | 317.2065 | 1739.4822 | 317.2065 | 1739.4822
3002 | 316.989 | 1726.7159 | 316.989 | 1726.7159
3003 | 327.9006 | 1701.0264 | 327.9006 | 1701.0264
3004 | 344.7199 | 1673.1908 | 344.7199 | 1673.1908
3005 | 358.9959 | 1674.9074 | 358.9959 | 1674.9074
3006 | 352.5987 | 1674.4777 | 352.5987 | 1674.4777
3007 | 334.303 | 1651.8789 | 334.303 | 1651.8789
3008 | 321.5446 | 1632.8348 | 321.5446 | 1632.8348
3009 | 310.3268 | 1620.6352 | 310.3268 | 1620.6352
3010 | 294.9164 | 1633.1858 | 294.9164 | 1633.1858
3011 | 274.6528 | 1670.2309 | 274.6528 | 1670.2309
3012 | 259.7633 | 1721.0467 | 259.7633 | 1721.0467
3013 | 246.1916 | 1759.2262 | 246.1916 | 1759.2262
3014 | 242.087 | 1774.1732 | 242.087 | 1774.1732
3015 | 240.482 | 1773.5699 | 240.482 | 1773.5699
3016 | 240.9697 | 1773.8838 | 240.9697 | 1773.8838
3017 | 247.9468 | 1788.1133 | 247.9468 | 1788.1133
3018 | 258.4194 | 1812.0355 | 258.4194 | 1812.0355
3019 | 273.9237 | 1816.883 | 273.9237 | 1816.883
3020 | 296.0284 | 1824.615 | 296.0284 | 1824.615
3021 | 308.7822 | 1820.0865 | 308.7822 | 1820.0865
3022 | 320.768 | 1817.7617 | 320.768 | 1817.7617
3023 | 340.4296 | 1815.3628 | 340.4296 | 1815.3628
3024 | 337.8658 | 1814.9041 | 337.8658 | 1814.9041
3025 | 322.4494 | 1808.7109 | 322.4494 | 1808.7109
3026 | 321.0155 | 1800.9055 | 321.0155 | 1800.9055
3027 | 329.3112 | 1810.4784 | 329.3112 | 1810.4784
3028 | 350.1808 | 1818.084 | 350.1808 | 1818.084
3029 | 357.4121 | 1826.862 | 357.4121 | 1826.862
3030 | 354.2462 | 1823.9742 | 354.2462 | 1823.9742
3031 | 338.0503 | 1782.3364 | 338.0503 | 1782.3364
3032 | 321.1428 | 1718.1528 | 321.1428 | 1718.1528
3033 | 309.7175 | 1658.0429 | 309.7175 | 1658.0429
3034 | 298.6664 | 1626.3925 | 298.6664 | 1626.3925
3035 | 276.9363 | 1612.6669 | 276.9363 | 1612.6669
3036 | 257.7812 | 1610.388 | 257.7812 | 1610.388
3037 | 246.8554 | 1605.5733 | 246.8554 | 1605.5733
3038 | 242.4267 | 1597.1014 | 242.4267 | 1597.1014
3039 | 239.5112 | 1578.5764 | 239.5112 | 1578.5764
3040 | 242.9596 | 1574.0635 | 242.9596 | 1574.0635
3041 | 248.2288 | 1594.7287 | 248.2288 | 1594.7287
3042 | 256.6251 | 1642.6955 | 256.6251 | 1642.6955
3043 | 270.1575 | 1668.8613 | 270.1575 | 1668.8613
3044 | 291.2857 | 1679.4537 | 291.2857 | 1679.4537
3045 | 306.9391 | 1666.2101 | 306.9391 | 1666.2101
3046 | 318.7539 | 1640.0195 | 318.7539 | 1640.0195
3047 | 336.7877 | 1610.9392 | 336.7877 | 1610.9392
3048 | 333.0287 | 1591.5308 | 333.0287 | 1591.5308
3049 | 319.1705 | 1577.3824 | 319.1705 | 1577.3824
3050 | 321.1641 | 1562.7837 | 321.1641 | 1562.7837
3051 | 329.7778 | 1553.8986 | 329.7778 | 1553.8986
3052 | 350.705 | 1541.7054 | 350.705 | 1541.7054
3053 | 359.2935 | 1535.0197 | 359.2935 | 1535.0197
3054 | 352.5105 | 1524.5342 | 352.5105 | 1524.5342
3055 | 340.1306 | 1501.6226 | 340.1306 | 1501.6226
3056 | 325.5126 | 1470.6009 | 325.5126 | 1470.6009
3057 | 310.9133 | 1435.6975 | 310.9133 | 1435.6975
3058 | 297.9933 | 1407.6672 | 297.9933 | 1407.6672
3059 | 276.664 | 1379.1484 | 276.664 | 1379.1484
3060 | 261.0781 | 1358.5903 | 261.0781 | 1358.5903
3061 | 249.3006 | 1345.284 | 249.3006 | 1345.284
3062 | 243.9064 | 1331.0467 | 243.9064 | 1331.0467
3063 | 242.2829 | 1322.9798 | 242.2829 | 1322.9798
3064 | 244.0936 | 1349.5282 | 244.0936 | 1349.5282
3065 | 249.173 | 1415.02 | 249.173 | 1415.02
3066 | 258.2027 | 1484.0817 | 258.2027 | 1484.0817
3067 | 271.4064 | 1503.0967 | 271.4064 | 1503.0967
3068 | 292.7905 | 1510.9628 | 292.7905 | 1510.9628
3069 | 305.149 | 1507.775 | 305.149 | 1507.775
3070 | 312.4327 | 1493.6514 | 312.4327 | 1493.6514
3071 | 330.3916 | 1478.6493 | 330.3916 | 1478.6493
3072 | 328.6401 | 1487.576 | 328.6401 | 1487.576
3073 | 314.7848 | 1503.9525 | 314.7848 | 1503.9525
3074 | 315.7286 | 1524.1693 | 315.7286 | 1524.1693
3075 | 322.2213 | 1558.636 | 322.2213 | 1558.636
3076 | 343.8324 | 1604.7666 | 343.8324 | 1604.7666
3077 | 352.5292 | 1655.2427 | 352.5292 | 1655.2427
3078 | 344.9917 | 1676.8017 | 344.9917 | 1676.8017
3079 | 331.4213 | 1653.0856 | 331.4213 | 1653.0856
3080 | 317.6182 | 1627.561 | 317.6182 | 1627.561
3081 | 307.0214 | 1620.5459 | 307.0214 | 1620.5459
3082 | 292.2557 | 1620.94 | 292.2557 | 1620.94
3083 | 273.5603 | 1621.8289 | 273.5603 | 1621.8289
3084 | 260.8498 | 1627.9969 | 260.8498 | 1627.9969
3085 | 249.909 | 1638.2883 | 249.909 | 1638.2883
3086 | 244.5454 | 1645.1459 | 244.5454 | 1645.1459
3087 | 243.5863 | 1641.5929 | 243.5863 | 1641.5929
3088 | 240.5783 | 1632.0744 | 240.5783 | 1632.0744
3089 | 245.5293 | 1619.0414 | 245.5293 | 1619.0414
3090 | 255.0058 | 1611.1426 | 255.0058 | 1611.1426
3091 | 266.2448 | 1610.8057 | 266.2448 | 1610.8057
3092 | 280.9958 | 1644.6382 | 280.9958 | 1644.6382
3093 | 293.2534 | 1682.3888 | 293.2534 | 1682.3888
3094 | 305.5433 | 1706.7454 | 305.5433 | 1706.7454
3095 | 320.8427 | 1716.3242 | 320.8427 | 1716.3242
3096 | 320.2876 | 1732.938 | 320.2876 | 1732.938
3097 | 305.5545 | 1748.1078 | 305.5545 | 1748.1078
3098 | 305.9829 | 1749.6432 | 305.9829 | 1749.6432
3099 | 311.6852 | 1752.825 | 311.6852 | 1752.825
3100 | 335.8816 | 1758.196 | 335.8816 | 1758.196
3101 | 343.2886 | 1768.5829 | 343.2886 | 1768.5829
3102 | 332.7672 | 1772.0415 | 332.7672 | 1772.0415
3103 | 318.8519 | 1753.5991 | 318.8519 | 1753.5991
3104 | 310.3658 | 1715.4713 | 310.3658 | 1715.4713
3105 | 299.8716 | 1676.9925 | 299.8716 | 1676.9925
3106 | 287.7925 | 1671.666 | 287.7925 | 1671.666
3107 | 270.9807 | 1696.7335 | 270.9807 | 1696.7335
3108 | 256.2157 | 1743.0802 | 256.2157 | 1743.0802
3109 | 245.9448 | 1783.4496 | 245.9448 | 1783.4496
3110 | 241.4129 | 1823.6925 | 241.4129 | 1823.6925
3111 | 239.482 | 1854.8657 | 239.482 | 1854.8657
3112 | 239.1642 | 1876.632 | 239.1642 | 1876.632
3113 | 243.4637 | 1909.0513 | 243.4637 | 1909.0513
3114 | 252.5796 | 1952.8617 | 252.5796 | 1952.8617
3115 | 261.3782 | 1975.318 | 261.3782 | 1975.318
3116 | 275.8675 | 1998.7371 | 275.8675 | 1998.7371
3117 | 288.6182 | 2006.9013 | 288.6182 | 2006.9013
3118 | 298.8379 | 2010.6547 | 298.8379 | 2010.6547
3119 | 312.9051 | 2012.591 | 312.9051 | 2012.591
3120 | 312.8956 | 2014.6797 | 312.8956 | 2014.6797
3121 | 303.5986 | 2010.0061 | 303.5986 | 2010.0061
3122 | 303.525 | 1993.9773 | 303.525 | 1993.9773
3123 | 315.2223 | 1980.5335 | 315.2223 | 1980.5335
3124 | 335.7234 | 1962.575 | 335.7234 | 1962.575
3125 | 345.2503 | 1949.4089 | 345.2503 | 1949.4089
3126 | 336.0672 | 1922.0743 | 336.0672 | 1922.0743
3127 | 322.6543 | 1860.9952 | 322.6543 | 1860.9952
3128 | 310.3254 | 1780.9905 | 310.3254 | 1780.9905
3129 | 300.9528 | 1700.2773 | 300.9528 | 1700.2773
3130 | 285.8733 | 1649.5432 | 285.8733 | 1649.5432
3131 | 269.8741 | 1630.231 | 269.8741 | 1630.231
3132 | 255.6842 | 1633.36 | 255.6842 | 1633.36
3133 | 243.7446 | 1631.6291 | 243.7446 | 1631.6291
3134 | 240.2427 | 1626.1962 | 240.2427 | 1626.1962
3135 | 238.8843 | 1632.1181 | 238.8843 | 1632.1181
3136 | 240.2187 | 1646.376 | 240.2187 | 1646.376
3137 | 244.9372 | 1680.5831 | 244.9372 | 1680.5831
3138 | 251.5389 | 1725.1979 | 251.5389 | 1725.1979
3139 | 263.1557 | 1742.2018 | 263.1557 | 1742.2018
3140 | 275.0485 | 1756.9058 | 275.0485 | 1756.9058
3141 | 291.471 | 1758.6789 | 291.471 | 1758.6789
3142 | 301.9548 | 1762.5664 | 301.9548 | 1762.5664
3143 | 318.5795 | 1766.3351 | 318.5795 | 1766.3351
3144 | 316.4959 | 1773.5188 | 316.4959 | 1773.5188
3145 | 309.1862 | 1778.4094 | 309.1862 | 1778.4094
3146 | 307.0317 | 1777.0844 | 307.0317 | 1777.0844
3147 | 315.2294 | 1781.7411 | 315.2294 | 1781.7411
3148 | 339.4749 | 1780.2742 | 339.4749 | 1780.2742
3149 | 347.322 | 1784.8957 | 347.322 | 1784.8957
3150 | 333.8684 | 1791.8403 | 333.8684 | 1791.8403
3151 | 322.9687 | 1779.342 | 322.9687 | 1779.342
3152 | 310.1102 | 1755.337 | 310.1102 | 1755.337
3153 | 302.2867 | 1734.1543 | 302.2867 | 1734.1543
3154 | 288.0883 | 1732.3585 | 288.0883 | 1732.3585
3155 | 270.1826 | 1742.1858 | 270.1826 | 1742.1858
3156 | 257.1186 | 1761.27 | 257.1186 | 1761.27
3157 | 247.3713 | 1774.4664 | 247.3713 | 1774.4664
3158 | 238.8376 | 1787.1787 | 238.8376 | 1787.1787
3159 | 238.6114 | 1798.0168 | 238.6114 | 1798.0168
3160 | 239.7783 | 1811.5597 | 239.7783 | 1811.5597
3161 | 245.7079 | 1835.8896 | 245.7079 | 1835.8896
3162 | 255.2441 | 1860.7951 | 255.2441 | 1860.7951
3163 | 267.1252 | 1851.341 | 267.1252 | 1851.341
3164 | 279.4755 | 1839.2295 | 279.4755 | 1839.2295
3165 | 295.5306 | 1821.5166 | 295.5306 | 1821.5166
3166 | 311.2495 | 1811.4153 | 311.2495 | 1811.4153
3167 | 326.734 | 1807.1841 | 326.734 | 1807.1841
3168 | 327.7106 | 1810.2114 | 327.7106 | 1810.2114
3169 | 310.7337 | 1812.7779 | 310.7337 | 1812.7779
3170 | 309.7343 | 1806.4027 | 309.7343 | 1806.4027
3171 | 322.7995 | 1795.998 | 322.7995 | 1795.998
3172 | 343.098 | 1784.1177 | 343.098 | 1784.1177
3173 | 352.515 | 1783.1974 | 352.515 | 1783.1974
3174 | 340.5838 | 1773.6504 | 340.5838 | 1773.6504
3175 | 329.5566 | 1739.4762 | 329.5566 | 1739.4762
3176 | 316.0431 | 1692.3652 | 316.0431 | 1692.3652
3177 | 307.1014 | 1640.7916 | 307.1014 | 1640.7916
3178 | 293.5084 | 1594.5714 | 293.5084 | 1594.5714
3179 | 275.8563 | 1555.9521 | 275.8563 | 1555.9521
3180 | 259.5166 | 1543.8409 | 259.5166 | 1543.8409
3181 | 249.9307 | 1554.0428 | 249.9307 | 1554.0428
3182 | 240.8208 | 1562.9116 | 240.8208 | 1562.9116
3183 | 241.492 | 1581.392 | 241.492 | 1581.392
3184 | 243.7482 | 1594.3092 | 243.7482 | 1594.3092
3185 | 248.5504 | 1603.3544 | 248.5504 | 1603.3544
3186 | 257.4574 | 1602.0253 | 257.4574 | 1602.0253
3187 | 274.2786 | 1580.236 | 274.2786 | 1580.236
3188 | 293.7231 | 1587.2977 | 293.7231 | 1587.2977
3189 | 310.9437 | 1614.1433 | 310.9437 | 1614.1433
3190 | 320.2104 | 1639.8854 | 320.2104 | 1639.8854
3191 | 334.4595 | 1659.1177 | 334.4595 | 1659.1177
3192 | 324.1497 | 1694.3236 | 324.1497 | 1694.3236
3193 | 320.7914 | 1741.3593 | 320.7914 | 1741.3593
3194 | 322.2423 | 1781.7324 | 322.2423 | 1781.7324
3195 | 333.1961 | 1805.8304 | 333.1961 | 1805.8304
3196 | 353.8029 | 1821.3913 | 353.8029 | 1821.3913
3197 | 361.9283 | 1854.035 | 361.9283 | 1854.035
3198 | 357.9467 | 1902.6778 | 357.9467 | 1902.6778
3199 | 341.8111 | 1925.8441 | 341.8111 | 1925.8441
3200 | 331.8871 | 1914.7553 | 331.8871 | 1914.7553
3201 | 316.5753 | 1900.187 | 316.5753 | 1900.187
3202 | 303.8394 | 1907.9555 | 303.8394 | 1907.9555
3203 | 279.3185 | 1927.347 | 279.3185 | 1927.347
3204 | 263.8303 | 1953.4479 | 263.8303 | 1953.4479
3205 | 250.4868 | 1969.0577 | 250.4868 | 1969.0577
3206 | 245.8187 | 1974.6192 | 245.8187 | 1974.6192
3207 | 242.1483 | 1976.7869 | 242.1483 | 1976.7869
3208 | 243.9449 | 1984.9667 | 243.9449 | 1984.9667
3209 | 248.5389 | 2009.833 | 248.5389 | 2009.833
3210 | 260.0399 | 2044.8836 | 260.0399 | 2044.8836
3211 | 274.7734 | 2053.9769 | 274.7734 | 2053.9769
3212 | 296.7138 | 2060.2788 | 296.7138 | 2060.2788
3213 | 311.6595 | 2058.6105 | 311.6595 | 2058.6105
3214 | 322.8691 | 2058.8332 | 322.8691 | 2058.8332
3215 | 341.4678 | 2057.5964 | 341.4678 | 2057.5964
3216 | 340.7338 | 2059.9533 | 340.7338 | 2059.9533
3217 | 320.6434 | 2061.3131 | 320.6434 | 2061.3131
3218 | 321.4739 | 2058.3792 | 321.4739 | 2058.3792
3219 | 331.3856 | 2061.5164 | 331.3856 | 2061.5164
3220 | 348.6105 | 2060.7645 | 348.6105 | 2060.7645
3221 | 360.0786 | 2062.3916 | 360.0786 | 2062.3916
3222 | 352.0921 | 2058.5206 | 352.0921 | 2058.5206
3223 | 339.9798 | 2039.7207 | 339.9798 | 2039.7207
3224 | 324.7739 | 1999.4476 | 324.7739 | 1999.4476
3225 | 316.2256 | 1956.008 | 316.2256 | 1956.008
3226 | 305.4705 | 1935.4414 | 305.4705 | 1935.4414
3227 | 285.5827 | 1929.6263 | 285.5827 | 1929.6263
3228 | 267.4617 | 1932.8 | 267.4617 | 1932.8
3229 | 253.9287 | 1936.5662 | 253.9287 | 1936.5662
3230 | 247.4818 | 1941.9043 | 247.4818 | 1941.9043
3231 | 244.3261 | 1947.8708 | 244.3261 | 1947.8708
3232 | 244.5952 | 1955.7378 | 244.5952 | 1955.7378
3233 | 247.8767 | 1971.7102 | 247.8767 | 1971.7102
3234 | 259.7282 | 1995.4984 | 259.7282 | 1995.4984
3235 | 276.8846 | 1988.9046 | 276.8846 | 1988.9046
3236 | 292.5111 | 1981.9774 | 292.5111 | 1981.9774
3237 | 306.9932 | 1970.6109 | 306.9932 | 1970.6109
3238 | 319.5345 | 1964.3085 | 319.5345 | 1964.3085
3239 | 335.4472 | 1962.8482 | 335.4472 | 1962.8482
3240 | 334.9223 | 1971.5067 | 334.9223 | 1971.5067
3241 | 317.0239 | 1981.6263 | 317.0239 | 1981.6263
3242 | 321.9968 | 1988.3013 | 321.9968 | 1988.3013
3243 | 333.6615 | 1997.9636 | 333.6615 | 1997.9636
3244 | 354.5156 | 2003.2452 | 354.5156 | 2003.2452
3245 | 357.4309 | 2014.079 | 357.4309 | 2014.079
3246 | 348.6761 | 2017.9398 | 348.6761 | 2017.9398
3247 | 336.5811 | 2006.2013 | 336.5811 | 2006.2013
3248 | 320.9488 | 1982.9114 | 320.9488 | 1982.9114
3249 | 312.5234 | 1961.7734 | 312.5234 | 1961.7734
3250 | 299.5046 | 1958.1005 | 299.5046 | 1958.1005
3251 | 282.2792 | 1959.7044 | 282.2792 | 1959.7044
3252 | 265.6377 | 1969.8501 | 265.6377 | 1969.8501
3253 | 256.0034 | 1983.8062 | 256.0034 | 1983.8062
3254 | 248.5575 | 2005.0548 | 248.5575 | 2005.0548
3255 | 244.5184 | 2035.1553 | 244.5184 | 2035.1553
3256 | 246.1116 | 2079.9383 | 246.1116 | 2079.9383
3257 | 248.9228 | 2127.9106 | 248.9228 | 2127.9106
3258 | 258.9345 | 2169.3076 | 258.9345 | 2169.3076
3259 | 270.4177 | 2175.9428 | 270.4177 | 2175.9428
3260 | 284.3918 | 2173.8425 | 284.3918 | 2173.8425
3261 | 297.8179 | 2156.2637 | 297.8179 | 2156.2637
3262 | 310.7414 | 2139.8161 | 310.7414 | 2139.8161
3263 | 327.2198 | 2126.0206 | 327.2198 | 2126.0206
3264 | 322.1602 | 2112.7351 | 322.1602 | 2112.7351
3265 | 312.2891 | 2095.056 | 312.2891 | 2095.056
3266 | 312.0869 | 2070.178 | 312.0869 | 2070.178
3267 | 324.7449 | 2057.0471 | 324.7449 | 2057.0471
3268 | 342.7067 | 2043.245 | 342.7067 | 2043.245
3269 | 349.2586 | 2036.0677 | 349.2586 | 2036.0677
3270 | 339.4353 | 2032.8671 | 339.4353 | 2032.8671
3271 | 327.3041 | 2025.1509 | 327.3041 | 2025.1509
3272 | 315.7003 | 2004.3638 | 315.7003 | 2004.3638
3273 | 304.7593 | 1979.6504 | 304.7593 | 1979.6504
3274 | 294.0638 | 1964.715 | 294.0638 | 1964.715
3275 | 278.3545 | 1949.2464 | 278.3545 | 1949.2464
3276 | 264.4955 | 1932.8894 | 264.4955 | 1932.8894
3277 | 254.4253 | 1918.0635 | 254.4253 | 1918.0635
3278 | 246.8955 | 1907.9827 | 246.8955 | 1907.9827
3279 | 245.1285 | 1904.2509 | 245.1285 | 1904.2509
3280 | 245.2841 | 1915.291 | 245.2841 | 1915.291
3281 | 249.3697 | 1946.5483 | 249.3697 | 1946.5483
3282 | 256.9281 | 1986.6939 | 256.9281 | 1986.6939
3283 | 266.5274 | 1999.3179 | 266.5274 | 1999.3179
3284 | 276.876 | 2012.3237 | 276.876 | 2012.3237
3285 | 286.71 | 2020.5325 | 286.71 | 2020.5325
3286 | 291.7149 | 2030.0959 | 291.7149 | 2030.0959
3287 | 323.9027 | 2037.887 | 323.9027 | 2037.887
3288 | 323.881 | 2048.3779 | 323.881 | 2048.3779
3289 | 316.9253 | 2057.6483 | 316.9253 | 2057.6483
3290 | 315.5634 | 2064.5915 | 315.5634 | 2064.5915
3291 | 326.6498 | 2077.3822 | 326.6498 | 2077.3822
3292 | 347.7756 | 2090.5744 | 347.7756 | 2090.5744
3293 | 353.3147 | 2111.1065 | 353.3147 | 2111.1065
3294 | 340.3924 | 2126.632 | 340.3924 | 2126.632
3295 | 329.251 | 2136.6141 | 329.251 | 2136.6141
3296 | 315.3792 | 2132.3185 | 315.3792 | 2132.3185
3297 | 304.387 | 2119.1805 | 304.387 | 2119.1805
3298 | 290.0728 | 2121.0048 | 290.0728 | 2121.0048
3299 | 271.2467 | 2129.4913 | 271.2467 | 2129.4913
3300 | 257.4694 | 2137.7599 | 257.4694 | 2137.7599
3301 | 246.5161 | 2144.3865 | 246.5161 | 2144.3865
3302 | 238.9033 | 2149.7246 | 238.9033 | 2149.7246
3303 | 238.4222 | 2157.8363 | 238.4222 | 2157.8363
3304 | 239.4417 | 2169.2787 | 239.4417 | 2169.2787
3305 | 242.1149 | 2187.8433 | 242.1149 | 2187.8433
3306 | 250.3547 | 2212.3912 | 250.3547 | 2212.3912
3307 | 265.6606 | 2209.0153 | 265.6606 | 2209.0153
3308 | 279.8337 | 2209.3731 | 279.8337 | 2209.3731
3309 | 294.1625 | 2199.3473 | 294.1625 | 2199.3473
3310 | 307.3265 | 2189.0226 | 307.3265 | 2189.0226
3311 | 326.1479 | 2181.7969 | 326.1479 | 2181.7969
3312 | 326.1504 | 2180.3549 | 326.1504 | 2180.3549
3313 | 314.8146 | 2176.6645 | 314.8146 | 2176.6645
3314 | 314.692 | 2163.1385 | 314.692 | 2163.1385
3315 | 329.0914 | 2153.1808 | 329.0914 | 2153.1808
3316 | 348.087 | 2150.4624 | 348.087 | 2150.4624
3317 | 352.0863 | 2158.8828 | 352.0863 | 2158.8828
3318 | 342.4742 | 2161.4028 | 342.4742 | 2161.4028
3319 | 328.0605 | 2152.3012 | 328.0605 | 2152.3012
3320 | 320.9645 | 2123.8716 | 320.9645 | 2123.8716
3321 | 310.0843 | 2094.4208 | 310.0843 | 2094.4208
3322 | 293.6594 | 2085.6083 | 293.6594 | 2085.6083
3323 | 274.5953 | 2080.7318 | 274.5953 | 2080.7318
3324 | 260.0071 | 2067.101 | 260.0071 | 2067.101
3325 | 251.9374 | 2049.5936 | 251.9374 | 2049.5936
3326 | 247.2777 | 2025.1218 | 247.2777 | 2025.1218
3327 | 244.8099 | 2001.3678 | 244.8099 | 2001.3678
3328 | 247.714 | 1988.8549 | 247.714 | 1988.8549
3329 | 252.3082 | 1999.2855 | 252.3082 | 1999.2855
3330 | 262.5189 | 2020.4815 | 262.5189 | 2020.4815
3331 | 279.8776 | 2021.5301 | 279.8776 | 2021.5301
3332 | 301.9664 | 2025.9996 | 301.9664 | 2025.9996
3333 | 316.1943 | 2019.2364 | 316.1943 | 2019.2364
3334 | 327.513 | 2013.1574 | 327.513 | 2013.1574
3335 | 348.8794 | 2004.0994 | 348.8794 | 2004.0994
3336 | 341.7563 | 1993.8083 | 341.7563 | 1993.8083
3337 | 329.8997 | 1977.8275 | 329.8997 | 1977.8275
3338 | 333.6935 | 1956.2121 | 333.6935 | 1956.2121
3339 | 346.5147 | 1952.2878 | 346.5147 | 1952.2878
3340 | 363.9993 | 1955.8711 | 363.9993 | 1955.8711
3341 | 370.0795 | 1969.3865 | 370.0795 | 1969.3865
3342 | 356.3359 | 1980.0852 | 356.3359 | 1980.0852
3343 | 341.53 | 1981.2628 | 341.53 | 1981.2628
3344 | 330.1723 | 1975.9393 | 330.1723 | 1975.9393
3345 | 317.998 | 1964.2314 | 317.998 | 1964.2314
3346 | 302.5158 | 1952.3352 | 302.5158 | 1952.3352
3347 | 281.7975 | 1937.09 | 281.7975 | 1937.09
3348 | 267.6776 | 1925.6492 | 267.6776 | 1925.6492
3349 | 259.0517 | 1921.3708 | 259.0517 | 1921.3708
3350 | 251.5983 | 1921.0329 | 251.5983 | 1921.0329
3351 | 249.6943 | 1916.1391 | 249.6943 | 1916.1391
3352 | 250.3389 | 1912.9223 | 250.3389 | 1912.9223
3353 | 254.2207 | 1926.3026 | 254.2207 | 1926.3026
3354 | 267.3677 | 1953.6662 | 267.3677 | 1953.6662
3355 | 281.6876 | 1959.4969 | 281.6876 | 1959.4969
3356 | 301.6619 | 1960.8379 | 301.6619 | 1960.8379
3357 | 314.8192 | 1952.9127 | 314.8192 | 1952.9127
3358 | 331.2272 | 1949.3365 | 331.2272 | 1949.3365
3359 | 349.8498 | 1947.2505 | 349.8498 | 1947.2505
3360 | 341.5562 | 1946.9705 | 341.5562 | 1946.9705
3361 | 327.8206 | 1943.0567 | 327.8206 | 1943.0567
3362 | 327.4872 | 1935.8323 | 327.4872 | 1935.8323
3363 | 342.043 | 1933.7851 | 342.043 | 1933.7851
3364 | 361.2049 | 1932.4075 | 361.2049 | 1932.4075
3365 | 365.1845 | 1939.6212 | 365.1845 | 1939.6212
3366 | 355.018 | 1945.1804 | 355.018 | 1945.1804
3367 | 342.4065 | 1945.5535 | 342.4065 | 1945.5535
3368 | 329.8603 | 1930.5317 | 329.8603 | 1930.5317
3369 | 313.7353 | 1897.2373 | 313.7353 | 1897.2373
3370 | 298.159 | 1871.2629 | 298.159 | 1871.2629
3371 | 277.9349 | 1851.7272 | 277.9349 | 1851.7272
3372 | 264.9619 | 1833.3144 | 264.9619 | 1833.3144
3373 | 255.0579 | 1825.3265 | 255.0579 | 1825.3265
3374 | 249.8375 | 1806.3518 | 249.8375 | 1806.3518
3375 | 247.1025 | 1774.3297 | 247.1025 | 1774.3297
3376 | 245.7086 | 1759.4929 | 245.7086 | 1759.4929
3377 | 248.4072 | 1762.3704 | 248.4072 | 1762.3704
3378 | 260.9669 | 1769.8011 | 260.9669 | 1769.8011
3379 | 278.4457 | 1757.9336 | 278.4457 | 1757.9336
3380 | 298.9902 | 1755.2969 | 298.9902 | 1755.2969
3381 | 313.0547 | 1741.8298 | 313.0547 | 1741.8298
3382 | 324.1973 | 1725.561 | 324.1973 | 1725.561
3383 | 349.0014 | 1701.7097 | 349.0014 | 1701.7097
3384 | 344.9007 | 1686.7706 | 344.9007 | 1686.7706
3385 | 331.2395 | 1690.4098 | 331.2395 | 1690.4098
3386 | 333.1646 | 1708.9283 | 333.1646 | 1708.9283
3387 | 351.5604 | 1717.8755 | 351.5604 | 1717.8755
3388 | 366.1205 | 1732.2744 | 366.1205 | 1732.2744
3389 | 370.2483 | 1764.8287 | 370.2483 | 1764.8287
3390 | 361.2283 | 1785.9409 | 361.2283 | 1785.9409
3391 | 343.973 | 1785.3308 | 343.973 | 1785.3308
3392 | 326.8603 | 1767.5827 | 326.8603 | 1767.5827
3393 | 316.7034 | 1744.2101 | 316.7034 | 1744.2101
3394 | 304.5723 | 1730.8836 | 304.5723 | 1730.8836
3395 | 282.891 | 1711.0798 | 282.891 | 1711.0798
3396 | 268.7715 | 1697.9854 | 268.7715 | 1697.9854
3397 | 254.1767 | 1695.0478 | 254.1767 | 1695.0478
3398 | 247.286 | 1690.9557 | 247.286 | 1690.9557
3399 | 245.7884 | 1679.9391 | 245.7884 | 1679.9391
3400 | 247.6858 | 1663.4039 | 247.6858 | 1663.4039
3401 | 251.2463 | 1666.9071 | 251.2463 | 1666.9071
3402 | 261.3125 | 1687.7456 | 261.3125 | 1687.7456
3403 | 275.6301 | 1685.9786 | 275.6301 | 1685.9786
3404 | 294.2624 | 1684.9956 | 294.2624 | 1684.9956
3405 | 305.7963 | 1671.1262 | 305.7963 | 1671.1262
3406 | 316.1074 | 1647.7066 | 316.1074 | 1647.7066
3407 | 338.6231 | 1613.0397 | 338.6231 | 1613.0397
3408 | 335.6096 | 1578.4359 | 335.6096 | 1578.4359
3409 | 326.1664 | 1553.2931 | 326.1664 | 1553.2931
3410 | 330.3535 | 1537.3089 | 330.3535 | 1537.3089
3411 | 344.9646 | 1545.8539 | 344.9646 | 1545.8539
3412 | 360.5497 | 1570.5768 | 360.5497 | 1570.5768
3413 | 363.9517 | 1603.3993 | 363.9517 | 1603.3993
3414 | 352.2401 | 1618.2992 | 352.2401 | 1618.2992
3415 | 337.2554 | 1607.7673 | 337.2554 | 1607.7673
3416 | 323.465 | 1577.4607 | 323.465 | 1577.4607
3417 | 316.2307 | 1541.5295 | 316.2307 | 1541.5295
3418 | 305.8201 | 1506.6165 | 305.8201 | 1506.6165
3419 | 288.187 | 1462.6787 | 288.187 | 1462.6787
3420 | 270.0961 | 1426.7464 | 270.0961 | 1426.7464
3421 | 258.4059 | 1394.4458 | 258.4059 | 1394.4458
3422 | 251.906 | 1357.5047 | 251.906 | 1357.5047
3423 | 250.1652 | 1323.0692 | 250.1652 | 1323.0692
3424 | 248.5138 | 1308.6793 | 248.5138 | 1308.6793
3425 | 252.1128 | 1325.5903 | 252.1128 | 1325.5903
3426 | 261.3354 | 1355.4566 | 261.3354 | 1355.4566
3427 | 272.5617 | 1373.8459 | 272.5617 | 1373.8459
3428 | 287.1981 | 1392.4382 | 287.1981 | 1392.4382
3429 | 298.858 | 1398.1443 | 298.858 | 1398.1443
3430 | 310.4126 | 1410.7915 | 310.4126 | 1410.7915
3431 | 328.5132 | 1433.0182 | 328.5132 | 1433.0182
3432 | 326.7427 | 1450.4812 | 326.7427 | 1450.4812
3433 | 318.1402 | 1435.6176 | 318.1402 | 1435.6176
3434 | 319.4557 | 1378.9186 | 319.4557 | 1378.9186
3435 | 333.1251 | 1336.2906 | 333.1251 | 1336.2906
3436 | 348.509 | 1351.2258 | 348.509 | 1351.2258
3437 | 352.5738 | 1405.4561 | 352.5738 | 1405.4561
3438 | 343.6481 | 1446.6798 | 343.6481 | 1446.6798
3439 | 328.3286 | 1478.4271 | 328.3286 | 1478.4271
3440 | 316.9259 | 1494.422 | 316.9259 | 1494.422
3441 | 307.8631 | 1487.1387 | 307.8631 | 1487.1387
3442 | 298.1141 | 1468.4938 | 298.1141 | 1468.4938
3443 | 282.2623 | 1438.0978 | 282.2623 | 1438.0978
3444 | 270.0409 | 1413.294 | 270.0409 | 1413.294
3445 | 257.3813 | 1392.7922 | 257.3813 | 1392.7922
3446 | 251.6002 | 1373.8175 | 251.6002 | 1373.8175
3447 | 247.8692 | 1359.583 | 247.8692 | 1359.583
3448 | 248.356 | 1349.3048 | 248.356 | 1349.3048
3449 | 254.2434 | 1350.0371 | 254.2434 | 1350.0371
3450 | 260.9288 | 1363.5906 | 260.9288 | 1363.5906
3451 | 268.8603 | 1357.7119 | 268.8603 | 1357.7119
3452 | 281.7483 | 1350.8742 | 281.7483 | 1350.8742
3453 | 293.9513 | 1341.5188 | 293.9513 | 1341.5188
3454 | 305.159 | 1354.7023 | 305.159 | 1354.7023
3455 | 320.1559 | 1378.3145 | 320.1559 | 1378.3145
3456 | 320.6885 | 1402.4367 | 320.6885 | 1402.4367
3457 | 312.2561 | 1422.2099 | 312.2561 | 1422.2099
3458 | 317.9463 | 1422.3598 | 317.9463 | 1422.3598
3459 | 332.4665 | 1437.1617 | 332.4665 | 1437.1617
3460 | 350.3813 | 1462.5996 | 350.3813 | 1462.5996
3461 | 355.9304 | 1480.2714 | 355.9304 | 1480.2714
3462 | 348.001 | 1477.2048 | 348.001 | 1477.2048
3463 | 334.9584 | 1464.8406 | 334.9584 | 1464.8406
3464 | 324.7584 | 1440.344 | 324.7584 | 1440.344
3465 | 314.8382 | 1390.4687 | 314.8382 | 1390.4687
3466 | 306.3188 | 1353.2764 | 306.3188 | 1353.2764
3467 | 286.2054 | 1322.076 | 286.2054 | 1322.076
3468 | 270.5857 | 1302.0542 | 270.5857 | 1302.0542
3469 | 256.5909 | 1293.6641 | 256.5909 | 1293.6641
3470 | 251.553 | 1288.6782 | 251.553 | 1288.6782
3471 | 248.1276 | 1289.8626 | 248.1276 | 1289.8626
3472 | 248.8765 | 1300.0536 | 248.8765 | 1300.0536
3473 | 250.1457 | 1323.445 | 250.1457 | 1323.445
3474 | 260.1497 | 1363.2331 | 260.1497 | 1363.2331
3475 | 274.8854 | 1375.8124 | 274.8854 | 1375.8124
3476 | 290.7089 | 1391.0081 | 290.7089 | 1391.0081
3477 | 299.0372 | 1417.6749 | 299.0372 | 1417.6749
3478 | 315.9392 | 1454.7242 | 315.9392 | 1454.7242
3479 | 333.8796 | 1476.0571 | 333.8796 | 1476.0571
3480 | 329.7655 | 1495.4866 | 329.7655 | 1495.4866
3481 | 318.2569 | 1509.0028 | 318.2569 | 1509.0028
3482 | 321.594 | 1510.9404 | 321.594 | 1510.9404
3483 | 338.9612 | 1527.7534 | 338.9612 | 1527.7534
3484 | 356.7121 | 1563.3366 | 356.7121 | 1563.3366
3485 | 363.7576 | 1612.8741 | 363.7576 | 1612.8741
3486 | 353.7405 | 1652.8018 | 353.7405 | 1652.8018
3487 | 336.1524 | 1677.9346 | 336.1524 | 1677.9346
3488 | 324.7095 | 1691.0691 | 324.7095 | 1691.0691
3489 | 316.909 | 1691.026 | 316.909 | 1691.026
3490 | 301.8789 | 1693.7442 | 301.8789 | 1693.7442
3491 | 283.481 | 1692.9347 | 283.481 | 1692.9347
3492 | 266.5869 | 1695.572 | 266.5869 | 1695.572
3493 | 254.1676 | 1702.0645 | 254.1676 | 1702.0645
3494 | 248.051 | 1708.6093 | 248.051 | 1708.6093
3495 | 245.0709 | 1712.5199 | 245.0709 | 1712.5199
3496 | 245.0565 | 1717.7947 | 245.0565 | 1717.7947
3497 | 250.488 | 1736.1359 | 250.488 | 1736.1359
3498 | 263.2782 | 1764.1698 | 263.2782 | 1764.1698
3499 | 284.345 | 1768.3469 | 284.345 | 1768.3469
3500 | 304.61 | 1778.0007 | 304.61 | 1778.0007
3501 | 318.6242 | 1775.9302 | 318.6242 | 1775.9302
3502 | 333.0905 | 1771.0133 | 333.0905 | 1771.0133
3503 | 352.6651 | 1764.324 | 352.6651 | 1764.324
3504 | 350.0015 | 1754.5692 | 350.0015 | 1754.5692
3505 | 332.4268 | 1733.404 | 332.4268 | 1733.404
3506 | 337.0024 | 1703.3417 | 337.0024 | 1703.3417
3507 | 356.2283 | 1689.4957 | 356.2283 | 1689.4957
3508 | 372.0119 | 1693.3472 | 372.0119 | 1693.3472
3509 | 377.961 | 1719.4658 | 377.961 | 1719.4658
3510 | 368.4345 | 1745.4941 | 368.4345 | 1745.4941
3511 | 351.6188 | 1756.4147 | 351.6188 | 1756.4147
3512 | 339.5305 | 1750.108 | 339.5305 | 1750.108
3513 | 330.0917 | 1727.5398 | 330.0917 | 1727.5398
3514 | 314.1267 | 1723.9116 | 314.1267 | 1723.9116
3515 | 290.6679 | 1732.711 | 290.6679 | 1732.711
3516 | 274.049 | 1747.5494 | 274.049 | 1747.5494
3517 | 261.0499 | 1771.5614 | 261.0499 | 1771.5614
3518 | 254.8604 | 1800.7653 | 254.8604 | 1800.7653
3519 | 250.0584 | 1839.983 | 250.0584 | 1839.983
3520 | 249.905 | 1892.4531 | 249.905 | 1892.4531
3521 | 253.0654 | 1951.1964 | 253.0654 | 1951.1964
3522 | 263.9598 | 1995.6771 | 263.9598 | 1995.6771
3523 | 286.0014 | 1986.8934 | 286.0014 | 1986.8934
3524 | 304.9983 | 1958.1563 | 304.9983 | 1958.1563
3525 | 317.8821 | 1910.8123 | 317.8821 | 1910.8123
3526 | 326.7952 | 1865.9849 | 326.7952 | 1865.9849
3527 | 346.4812 | 1836.413 | 346.4812 | 1836.413
3528 | 346.0741 | 1818.3901 | 346.0741 | 1818.3901
3529 | 329.7487 | 1792.8004 | 329.7487 | 1792.8004
3530 | 335.9362 | 1773.4196 | 335.9362 | 1773.4196
3531 | 352.4317 | 1776.6462 | 352.4317 | 1776.6462
3532 | 369.8433 | 1774.33 | 369.8433 | 1774.33
3533 | 374.98 | 1790.9292 | 374.98 | 1790.9292
3534 | 366.8246 | 1828.8457 | 366.8246 | 1828.8457
3535 | 349.4099 | 1857.1964 | 349.4099 | 1857.1964
3536 | 336.443 | 1850.4874 | 336.443 | 1850.4874
3537 | 324.4948 | 1819.1595 | 324.4948 | 1819.1595
3538 | 312.3422 | 1818.1682 | 312.3422 | 1818.1682
3539 | 292.1484 | 1820.2637 | 292.1484 | 1820.2637
3540 | 276.0388 | 1791.661 | 276.0388 | 1791.661
3541 | 262.6806 | 1738.9358 | 262.6806 | 1738.9358
3542 | 256.2244 | 1680.2295 | 256.2244 | 1680.2295
3543 | 253.8437 | 1628.2745 | 253.8437 | 1628.2745
3544 | 254.1521 | 1592.3875 | 254.1521 | 1592.3875
3545 | 259.1772 | 1580.1142 | 259.1772 | 1580.1142
3546 | 269.37 | 1586.3382 | 269.37 | 1586.3382
3547 | 288.9864 | 1573.8003 | 288.9864 | 1573.8003
3548 | 312.6721 | 1565.0408 | 312.6721 | 1565.0408
3549 | 326.7304 | 1546.8363 | 326.7304 | 1546.8363
3550 | 334.566 | 1527.439 | 334.566 | 1527.439
3551 | 353.9708 | 1504.7497 | 353.9708 | 1504.7497
3552 | 349.4245 | 1479.2185 | 349.4245 | 1479.2185
3553 | 335.0674 | 1447.1483 | 335.0674 | 1447.1483
3554 | 337.9792 | 1407.6112 | 337.9792 | 1407.6112
3555 | 353.7954 | 1384.9161 | 353.7954 | 1384.9161
3556 | 367.0699 | 1372.1866 | 367.0699 | 1372.1866
3557 | 372.5805 | 1369.568 | 372.5805 | 1369.568
3558 | 366.6867 | 1368.1997 | 366.6867 | 1368.1997
3559 | 347.4355 | 1371.2097 | 347.4355 | 1371.2097
3560 | 335.1716 | 1380.0091 | 335.1716 | 1380.0091
3561 | 323.6359 | 1385.195 | 323.6359 | 1385.195
3562 | 312.7995 | 1399.1757 | 312.7995 | 1399.1757
3563 | 293.8726 | 1412.1762 | 293.8726 | 1412.1762
3564 | 277.7239 | 1426.3442 | 277.7239 | 1426.3442
3565 | 265.0979 | 1425.2389 | 265.0979 | 1425.2389
3566 | 258.6831 | 1403.8062 | 258.6831 | 1403.8062
3567 | 254.7339 | 1370.6221 | 254.7339 | 1370.6221
3568 | 253.2806 | 1327.7183 | 253.2806 | 1327.7183
3569 | 256.5774 | 1302.5736 | 256.5774 | 1302.5736
3570 | 265.3056 | 1296.9988 | 265.3056 | 1296.9988
3571 | 282.2415 | 1270.6062 | 282.2415 | 1270.6062
3572 | 300.7247 | 1248.9305 | 300.7247 | 1248.9305
3573 | 311.4575 | 1226.5249 | 311.4575 | 1226.5249
3574 | 324.0031 | 1205.5634 | 324.0031 | 1205.5634
3575 | 345.1916 | 1183.6339 | 345.1916 | 1183.6339
3576 | 341.9532 | 1193.0075 | 341.9532 | 1193.0075
3577 | 330.8715 | 1216.3114 | 330.8715 | 1216.3114
3578 | 336.3165 | 1229.5562 | 336.3165 | 1229.5562
3579 | 353.6282 | 1233.6766 | 353.6282 | 1233.6766
3580 | 367.4645 | 1220.3661 | 367.4645 | 1220.3661
3581 | 368.7328 | 1225.4792 | 368.7328 | 1225.4792
3582 | 359.9214 | 1224.8261 | 359.9214 | 1224.8261
3583 | 347.6037 | 1208.9758 | 347.6037 | 1208.9758
3584 | 333.786 | 1187.9653 | 333.786 | 1187.9653
3585 | 321.0979 | 1160.3915 | 321.0979 | 1160.3915
3586 | 310.0538 | 1138.9757 | 310.0538 | 1138.9757
3587 | 294.4066 | 1104.6022 | 294.4066 | 1104.6022
3588 | 280.8718 | 1082.1223 | 280.8718 | 1082.1223
3589 | 268.6386 | 1067.8774 | 268.6386 | 1067.8774
3590 | 261.709 | 1046.3106 | 261.709 | 1046.3106
3591 | 258.2048 | 1036.0984 | 258.2048 | 1036.0984
3592 | 257.294 | 1033.9543 | 257.294 | 1033.9543
3593 | 261.6527 | 1049.8373 | 261.6527 | 1049.8373
3594 | 270.0185 | 1086.6757 | 270.0185 | 1086.6757
3595 | 281.8496 | 1099.5678 | 281.8496 | 1099.5678
3596 | 296.1041 | 1122.4506 | 296.1041 | 1122.4506
3597 | 304.0601 | 1148.2236 | 304.0601 | 1148.2236
3598 | 317.8607 | 1169.1836 | 317.8607 | 1169.1836
3599 | 335.2859 | 1178.7177 | 335.2859 | 1178.7177
3600 | 337.0515 | 1187.3762 | 337.0515 | 1187.3762
3601 | 325.664 | 1191.1495 | 325.664 | 1191.1495
3602 | 330.1451 | 1204.2602 | 330.1451 | 1204.2602
3603 | 345.9246 | 1217.766 | 345.9246 | 1217.766
3604 | 359.6745 | 1210.8019 | 359.6745 | 1210.8019
3605 | 362.2078 | 1206.3508 | 362.2078 | 1206.3508
3606 | 354.1886 | 1199.7089 | 354.1886 | 1199.7089
3607 | 338.938 | 1189.1324 | 338.938 | 1189.1324
3608 | 330.4261 | 1181.8424 | 330.4261 | 1181.8424
3609 | 318.2799 | 1178.5367 | 318.2799 | 1178.5367
3610 | 306.9679 | 1187.9587 | 306.9679 | 1187.9587
3611 | 291.8376 | 1193.2275 | 291.8376 | 1193.2275
3612 | 277.7444 | 1199.5296 | 277.7444 | 1199.5296
3613 | 265.9802 | 1211.9215 | 265.9802 | 1211.9215
3614 | 260.2733 | 1227.226 | 260.2733 | 1227.226
3615 | 255.4354 | 1242.3992 | 255.4354 | 1242.3992
3616 | 252.2594 | 1261.6627 | 252.2594 | 1261.6627
3617 | 255.2044 | 1295.825 | 255.2044 | 1295.825
3618 | 262.5763 | 1338.6969 | 262.5763 | 1338.6969
3619 | 274.4043 | 1355.9242 | 274.4043 | 1355.9242
3620 | 287.0847 | 1372.416 | 287.0847 | 1372.416
3621 | 296.9922 | 1382.5913 | 296.9922 | 1382.5913
3622 | 309.6403 | 1393.1379 | 309.6403 | 1393.1379
3623 | 330.3431 | 1398.8284 | 330.3431 | 1398.8284
3624 | 330.7043 | 1407.04 | 330.7043 | 1407.04
3625 | 320.9189 | 1415.4166 | 320.9189 | 1415.4166
3626 | 325.3878 | 1421.7787 | 325.3878 | 1421.7787
3627 | 340.5731 | 1433.5416 | 340.5731 | 1433.5416
3628 | 357.6024 | 1442.6221 | 357.6024 | 1442.6221
3629 | 363.3758 | 1457.791 | 363.3758 | 1457.791
3630 | 351.0364 | 1468.0429 | 351.0364 | 1468.0429
3631 | 336.4881 | 1470.3825 | 336.4881 | 1470.3825
3632 | 329.0794 | 1471.0925 | 329.0794 | 1471.0925
3633 | 318.449 | 1467.1611 | 318.449 | 1467.1611
3634 | 307.2294 | 1464.4715 | 307.2294 | 1464.4715
3635 | 289.0275 | 1451.9078 | 289.0275 | 1451.9078
3636 | 275.8275 | 1319.7321 | 275.8275 | 1319.7321
3637 | 266.5666 | 1318.8262 | 266.5666 | 1318.8262
3638 | 258.7511 | 1315.0388 | 258.7511 | 1315.0388
3639 | 256.9582 | 1317.4004 | 256.9582 | 1317.4004
3640 | 255.7055 | 1319.8499 | 255.7055 | 1319.8499
3641 | 261.1498 | 1329.6548 | 261.1498 | 1329.6548
3642 | 268.2464 | 1370.03 | 268.2464 | 1370.03
3643 | 283.8653 | 1383.0455 | 283.8653 | 1383.0455
3644 | 301.2884 | 1392.3373 | 301.2884 | 1392.3373
3645 | 314.4754 | 1384.5047 | 314.4754 | 1384.5047
3646 | 325.9649 | 1370.6612 | 325.9649 | 1370.6612
3647 | 347.1569 | 1353.9105 | 347.1569 | 1353.9105
3648 | 341.9237 | 1336.849 | 341.9237 | 1336.849
3649 | 332.3132 | 1327.1869 | 332.3132 | 1327.1869
3650 | 338.7086 | 1309.7127 | 338.7086 | 1309.7127
3651 | 354.8507 | 1310.0592 | 354.8507 | 1310.0592
3652 | 367.8117 | 1312.5551 | 367.8117 | 1312.5551
3653 | 374.6326 | 1332.4766 | 374.6326 | 1332.4766
3654 | 364.5834 | 1348.033 | 364.5834 | 1348.033
3655 | 349.2325 | 1356.3269 | 349.2325 | 1356.3269
3656 | 338.9304 | 1364.3278 | 338.9304 | 1364.3278
3657 | 327.9703 | 1370.5599 | 327.9703 | 1370.5599
3658 | 312.9763 | 1377.7852 | 312.9763 | 1377.7852
3659 | 294.5306 | 1378.6825 | 294.5306 | 1378.6825
3660 | 277.0245 | 1385.8572 | 277.0245 | 1385.8572
3661 | 264.5774 | 1408.4507 | 264.5774 | 1408.4507
3662 | 258.4184 | 1433.1894 | 258.4184 | 1433.1894
3663 | 256.5831 | 1456.353 | 256.5831 | 1456.353
3664 | 255.7753 | 1467.957 | 255.7753 | 1467.957
3665 | 261.8205 | 1480.5818 | 261.8205 | 1480.5818
3666 | 271.9854 | 1519.9762 | 271.9854 | 1519.9762
3667 | 291.0563 | 1536.3837 | 291.0563 | 1536.3837
3668 | 312.9658 | 1553.7675 | 312.9658 | 1553.7675
3669 | 325.7085 | 1561.6692 | 325.7085 | 1561.6692
3670 | 338.5965 | 1564.4183 | 338.5965 | 1564.4183
3671 | 358.4939 | 1558.8247 | 358.4939 | 1558.8247
3672 | 354.3871 | 1546.5447 | 354.3871 | 1546.5447
3673 | 337.9987 | 1533.1228 | 337.9987 | 1533.1228
3674 | 345.0337 | 1504.9002 | 345.0337 | 1504.9002
3675 | 362.3024 | 1490.0436 | 362.3024 | 1490.0436
3676 | 373.7695 | 1472.3506 | 373.7695 | 1472.3506
3677 | 380.4269 | 1469.304 | 380.4269 | 1469.304
3678 | 374.0226 | 1464.5079 | 374.0226 | 1464.5079
3679 | 355.5045 | 1460.051 | 355.5045 | 1460.051
3680 | 343.3219 | 1470.7491 | 343.3219 | 1470.7491
3681 | 331.5837 | 1491.939 | 331.5837 | 1491.939
3682 | 315.6788 | 1523.9306 | 315.6788 | 1523.9306
3683 | 295.9332 | 1542.4422 | 295.9332 | 1542.4422
3684 | 278.7645 | 1558.1992 | 278.7645 | 1558.1992
3685 | 266.8908 | 1577.7685 | 266.8908 | 1577.7685
3686 | 260.7505 | 1589.5519 | 260.7505 | 1589.5519
3687 | 258.2298 | 1614.7998 | 258.2298 | 1614.7998
3688 | 258.1581 | 1649.9849 | 258.1581 | 1649.9849
3689 | 263.6336 | 1700.086 | 263.6336 | 1700.086
3690 | 274.2519 | 1789.0537 | 274.2519 | 1789.0537
3691 | 293.0753 | 1853.3182 | 293.0753 | 1853.3182
3692 | 315.0081 | 1903.0697 | 315.0081 | 1903.0697
3693 | 330.7445 | 1936.3508 | 330.7445 | 1936.3508
3694 | 340.334 | 1969.7511 | 340.334 | 1969.7511
3695 | 360.8113 | 1998.6505 | 360.8113 | 1998.6505
3696 | 357.8363 | 2016.9809 | 357.8363 | 2016.9809
3697 | 343.0635 | 2024.075 | 343.0635 | 2024.075
3698 | 350.5329 | 2009.6658 | 350.5329 | 2009.6658
3699 | 365.2617 | 2005.9255 | 365.2617 | 2005.9255
3700 | 373.124 | 1992.7688 | 373.124 | 1992.7688
3701 | 379.1002 | 1994.0134 | 379.1002 | 1994.0134
3702 | 373.6735 | 1992.5686 | 373.6735 | 1992.5686
3703 | 357.2144 | 1987.1716 | 357.2144 | 1987.1716
3704 | 344.5124 | 1984.9145 | 344.5124 | 1984.9145
3705 | 333.7414 | 1987.3458 | 333.7414 | 1987.3458
3706 | 316.1182 | 1995.0616 | 316.1182 | 1995.0616
3707 | 296.9388 | 1992.3624 | 296.9388 | 1992.3624
3708 | 279.9972 | 1984.9471 | 279.9972 | 1984.9471
3709 | 266.948 | 1983.1013 | 266.948 | 1983.1013
3710 | 260.3027 | 1979.1504 | 260.3027 | 1979.1504
3711 | 266.1483 | 1976.3626 | 266.1483 | 1976.3626
3712 | 266.1053 | 1967.4507 | 266.1053 | 1967.4507
3713 | 271.4047 | 1964.1367 | 271.4047 | 1964.1367
3714 | 282.3602 | 1986.8977 | 282.3602 | 1986.8977
3715 | 300.5937 | 1985.5275 | 300.5937 | 1985.5275
3716 | 322.522 | 1984.7248 | 322.522 | 1984.7248
3717 | 330.1927 | 1983.472 | 330.1927 | 1983.472
3718 | 340.3024 | 1986.4663 | 340.3024 | 1986.4663
3719 | 358.2593 | 1982.1805 | 358.2593 | 1982.1805
3720 | 353.5162 | 1974.6821 | 353.5162 | 1974.6821
3721 | 343.8335 | 1978.8336 | 343.8335 | 1978.8336
3722 | 346.8809 | 1976.685 | 346.8809 | 1976.685
3723 | 364.3283 | 1984.7148 | 364.3283 | 1984.7148
3724 | 373.9958 | 1989.4585 | 373.9958 | 1989.4585
3725 | 375.5069 | 2012.5677 | 375.5069 | 2012.5677
3726 | 370.9495 | 2032.824 | 370.9495 | 2032.824
3727 | 354.6635 | 2044.7552 | 354.6635 | 2044.7552
3728 | 338.4404 | 2056.0664 | 338.4404 | 2056.0664
3729 | 327.8977 | 2073.6599 | 327.8977 | 2073.6599
3730 | 315.5483 | 2094.2083 | 315.5483 | 2094.2083
3731 | 297.8016 | 2101.8489 | 297.8016 | 2101.8489
3732 | 282.7794 | 2109.4732 | 282.7794 | 2109.4732
3733 | 270.095 | 2130.718 | 270.095 | 2130.718
3734 | 263.6904 | 2154.108 | 263.6904 | 2154.108
3735 | 260.1121 | 2175.4326 | 260.1121 | 2175.4326
3736 | 259.4157 | 2178.209 | 259.4157 | 2178.209
3737 | 264.1016 | 2164.5963 | 264.1016 | 2164.5963
3738 | 272.5051 | 2164.3074 | 272.5051 | 2164.3074
3739 | 287.9393 | 2142.0535 | 287.9393 | 2142.0535
3740 | 307.3353 | 2126.5791 | 307.3353 | 2126.5791
3741 | 319.4246 | 2111.7171 | 319.4246 | 2111.7171
3742 | 332.0229 | 2105.4343 | 332.0229 | 2105.4343
3743 | 351.6128 | 2094.8138 | 351.6128 | 2094.8138
3744 | 348.8109 | 2074.9323 | 348.8109 | 2074.9323
3745 | 337.7932 | 2060.8157 | 337.7932 | 2060.8157
3746 | 343.4301 | 2040.971 | 343.4301 | 2040.971
3747 | 362.7357 | 2032.3265 | 362.7357 | 2032.3265
3748 | 371.4461 | 2022.8071 | 371.4461 | 2022.8071
3749 | 376.399 | 2030.1411 | 376.399 | 2030.1411
3750 | 367.2596 | 2028.5328 | 367.2596 | 2028.5328
3751 | 348.781 | 2013.8178 | 348.781 | 2013.8178
3752 | 336.2169 | 1996.3985 | 336.2169 | 1996.3985
3753 | 325.8917 | 1989.0214 | 325.8917 | 1989.0214
3754 | 313.394 | 1990.6886 | 313.394 | 1990.6886
3755 | 296.9064 | 1990.1556 | 296.9064 | 1990.1556
3756 | 281.5829 | 1989.647 | 281.5829 | 1989.647
3757 | 271.0666 | 1997.0374 | 271.0666 | 1997.0374
3758 | 263.332 | 2000.2385 | 263.332 | 2000.2385
3759 | 260.2737 | 2005.8287 | 260.2737 | 2005.8287
3760 | 258.7401 | 2007.3382 | 258.7401 | 2007.3382
3761 | 262.9543 | 2015.6718 | 262.9543 | 2015.6718
3762 | 268.7491 | 2042.683 | 268.7491 | 2042.683
3763 | 281.5765 | 2036.1634 | 281.5765 | 2036.1634
3764 | 294.8178 | 2026.288 | 294.8178 | 2026.288
3765 | 306.9343 | 2003.988 | 306.9343 | 2003.988
3766 | 320.039 | 1987.3246 | 320.039 | 1987.3246
3767 | 336.9189 | 1969.307 | 336.9189 | 1969.307
3768 | 332.8492 | 1955.6783 | 332.8492 | 1955.6783
3769 | 327.129 | 1952.1874 | 327.129 | 1952.1874
3770 | 332.3275 | 1937.7783 | 332.3275 | 1937.7783
3771 | 346.9512 | 1943.029 | 346.9512 | 1943.029
3772 | 361.9063 | 1947.2005 | 361.9063 | 1947.2005
3773 | 365.0598 | 1966.5907 | 365.0598 | 1966.5907
3774 | 351.6261 | 1977.1612 | 351.6261 | 1977.1612
3775 | 342.4794 | 1975.9737 | 342.4794 | 1975.9737
3776 | 330.061 | 1968.8532 | 330.061 | 1968.8532
3777 | 320.5184 | 1957.6345 | 320.5184 | 1957.6345
3778 | 309.8433 | 1946.7551 | 309.8433 | 1946.7551
3779 | 294.4389 | 1930.692 | 294.4389 | 1930.692
3780 | 278.653 | 1925.1158 | 278.653 | 1925.1158
3781 | 266.8056 | 1938.3913 | 266.8056 | 1938.3913
3782 | 260.1678 | 1954.3024 | 260.1678 | 1954.3024
3783 | 258.4481 | 1977.9156 | 258.4481 | 1977.9156
3784 | 257.3688 | 2000.1454 | 257.3688 | 2000.1454
3785 | 260.7865 | 2025.9706 | 260.7865 | 2025.9706
3786 | 267.3683 | 2070.8822 | 267.3683 | 2070.8822
3787 | 281.5899 | 2084.1021 | 281.5899 | 2084.1021
3788 | 297.1713 | 2097.8486 | 297.1713 | 2097.8486
3789 | 307.0936 | 2105.4234 | 307.0936 | 2105.4234
3790 | 319.0681 | 2117.94 | 319.0681 | 2117.94
3791 | 337.7215 | 2124.566 | 337.7215 | 2124.566
3792 | 336.6423 | 2125.5683 | 336.6423 | 2125.5683
3793 | 329.2987 | 2130.4963 | 329.2987 | 2130.4963
3794 | 333.4762 | 2125.2008 | 333.4762 | 2125.2008
3795 | 352.0451 | 2137.1948 | 352.0451 | 2137.1948
3796 | 365.8611 | 2152.3599 | 365.8611 | 2152.3599
3797 | 369.1883 | 2170.1154 | 369.1883 | 2170.1154
3798 | 358.951 | 2155.5109 | 358.951 | 2155.5109
3799 | 342.8224 | 2121.0157 | 342.8224 | 2121.0157
3800 | 334.4943 | 2094.8914 | 334.4943 | 2094.8914
3801 | 326.4926 | 2075.0085 | 326.4926 | 2075.0085
3802 | 313.0887 | 2050.4382 | 313.0887 | 2050.4382
3803 | 296.3786 | 2008.0559 | 296.3786 | 2008.0559
3804 | 280.8206 | 1969.2537 | 280.8206 | 1969.2537
3805 | 267.5633 | 1932.3836 | 267.5633 | 1932.3836
3806 | 261.4678 | 1888.9129 | 261.4678 | 1888.9129
3807 | 258.0409 | 1853.88 | 258.0409 | 1853.88
3808 | 257.7673 | 1827.3538 | 257.7673 | 1827.3538
3809 | 262.3405 | 1817.3783 | 262.3405 | 1817.3783
3810 | 270.7147 | 1834.5811 | 270.7147 | 1834.5811
3811 | 286.671 | 1821.8495 | 286.671 | 1821.8495
3812 | 305.733 | 1814.8757 | 305.733 | 1814.8757
3813 | 317.9099 | 1797.9295 | 317.9099 | 1797.9295
3814 | 331.0188 | 1782.6147 | 331.0188 | 1782.6147
3815 | 348.4064 | 1766.5179 | 348.4064 | 1766.5179
3816 | 346.1037 | 1733.8446 | 346.1037 | 1733.8446
3817 | 334.5811 | 1696.3104 | 334.5811 | 1696.3104
3818 | 339.9366 | 1661.0584 | 339.9366 | 1661.0584
3819 | 357.5487 | 1638.682 | 357.5487 | 1638.682
3820 | 370.0888 | 1602.6799 | 370.0888 | 1602.6799
3821 | 372.6121 | 1577.3601 | 372.6121 | 1577.3601
3822 | 364.4724 | 1552.4159 | 364.4724 | 1552.4159
3823 | 348.7528 | 1525.0726 | 348.7528 | 1525.0726
3824 | 339.1026 | 1495.2701 | 339.1026 | 1495.2701
3825 | 326.9633 | 1450.7028 | 326.9633 | 1450.7028
3826 | 311.9482 | 1400.2219 | 311.9482 | 1400.2219
3827 | 294.4593 | 1341.0836 | 294.4593 | 1341.0836
3828 | 277.4226 | 1288.1817 | 277.4226 | 1288.1817
3829 | 265.7995 | 1240.4815 | 265.7995 | 1240.4815
3830 | 260.191 | 1214.4617 | 260.191 | 1214.4617
3831 | 256.8805 | 1219.1528 | 256.8805 | 1219.1528
3832 | 257.6493 | 1237.2549 | 257.6493 | 1237.2549
3833 | 261.8035 | 1267.9843 | 261.8035 | 1267.9843
3834 | 270.095 | 1324.666 | 270.095 | 1324.666
3835 | 287.2604 | 1358.7696 | 287.2604 | 1358.7696
3836 | 310.9422 | 1390.6208 | 310.9422 | 1390.6208
3837 | 323.6449 | 1409.9657 | 323.6449 | 1409.9657
3838 | 334.9211 | 1423.1362 | 334.9211 | 1423.1362
3839 | 352.8805 | 1416.3166 | 352.8805 | 1416.3166
3840 | 349.6699 | 1404.6496 | 349.6699 | 1404.6496
3841 | 337.0918 | 1388.0809 | 337.0918 | 1388.0809
3842 | 344.0384 | 1383.7662 | 344.0384 | 1383.7662
3843 | 361.1484 | 1428.9454 | 361.1484 | 1428.9454
3844 | 371.461 | 1451.3851 | 371.461 | 1451.3851
3845 | 377.9491 | 1446.009 | 377.9491 | 1446.009
3846 | 370.2459 | 1411.8694 | 370.2459 | 1411.8694
3847 | 354.3122 | 1375.9846 | 354.3122 | 1375.9846
3848 | 344.4622 | 1362.2844 | 344.4622 | 1362.2844
3849 | 332.0264 | 1356.0107 | 332.0264 | 1356.0107
3850 | 315.7532 | 1347.3382 | 315.7532 | 1347.3382
3851 | 295.0813 | 1336.8741 | 295.0813 | 1336.8741
3852 | 279.0528 | 1346.9913 | 279.0528 | 1346.9913
3853 | 265.9222 | 1376.655 | 265.9222 | 1376.655
3854 | 258.07 | 1402.5789 | 258.07 | 1402.5789
3855 | 255.6277 | 1438.4527 | 255.6277 | 1438.4527
3856 | 255.0388 | 1482.4245 | 255.0388 | 1482.4245
3857 | 259.3187 | 1542.4566 | 259.3187 | 1542.4566
3858 | 271.049 | 1622.5558 | 271.049 | 1622.5558
3859 | 290.7471 | 1661.8089 | 290.7471 | 1661.8089
3860 | 313.6822 | 1690.2271 | 313.6822 | 1690.2271
3861 | 327.3238 | 1681.1685 | 327.3238 | 1681.1685
3862 | 336.1057 | 1660.9086 | 336.1057 | 1660.9086
3863 | 354.7677 | 1645.7518 | 354.7677 | 1645.7518
3864 | 351.4264 | 1633.8396 | 351.4264 | 1633.8396
3865 | 339.5864 | 1631.2479 | 339.5864 | 1631.2479
3866 | 341.8706 | 1621.3343 | 341.8706 | 1621.3343
3867 | 356.2309 | 1631.4892 | 356.2309 | 1631.4892
3868 | 368.5781 | 1652.948 | 368.5781 | 1652.948
3869 | 373.2046 | 1692.0777 | 373.2046 | 1692.0777
3870 | 365.5048 | 1723.0006 | 365.5048 | 1723.0006
3871 | 349.6817 | 1738.7326 | 349.6817 | 1738.7326
3872 | 339.6999 | 1744.69 | 339.6999 | 1744.69
3873 | 328.326 | 1731.1418 | 328.326 | 1731.1418
3874 | 311.8253 | 1703.8742 | 311.8253 | 1703.8742
3875 | 290.9218 | 1676.8992 | 290.9218 | 1676.8992
3876 | 274.5577 | 1665.6423 | 274.5577 | 1665.6423
3877 | 262.235 | 1668.7824 | 262.235 | 1668.7824
3878 | 255.1869 | 1666.7932 | 255.1869 | 1666.7932
3879 | 250.9067 | 1674.5903 | 250.9067 | 1674.5903
3880 | 251.3897 | 1691.7116 | 251.3897 | 1691.7116
3881 | 255.8054 | 1722.9723 | 255.8054 | 1722.9723
3882 | 265.3239 | 1779.9809 | 265.3239 | 1779.9809
3883 | 283.6134 | 1806.8917 | 283.6134 | 1806.8917
3884 | 306.4164 | 1832.6126 | 306.4164 | 1832.6126
3885 | 318.672 | 1848.5654 | 318.672 | 1848.5654
3886 | 328.9255 | 1866.7219 | 328.9255 | 1866.7219
3887 | 347.8986 | 1887.2023 | 347.8986 | 1887.2023
3888 | 345.4945 | 1909.7014 | 345.4945 | 1909.7014
3889 | 333.5902 | 1936.0444 | 333.5902 | 1936.0444
3890 | 340.1608 | 1946.6059 | 340.1608 | 1946.6059
3891 | 355.4455 | 1967.877 | 355.4455 | 1967.877
3892 | 366.5735 | 1983.2056 | 366.5735 | 1983.2056
3893 | 367.2122 | 2011.7095 | 367.2122 | 2011.7095
3894 | 358.626 | 2035.5213 | 358.626 | 2035.5213
3895 | 342.9506 | 2051.5802 | 342.9506 | 2051.5802
3896 | 334.2068 | 2060.4393 | 334.2068 | 2060.4393
3897 | 323.2867 | 2053.8387 | 323.2867 | 2053.8387
3898 | 308.1222 | 2035.3987 | 308.1222 | 2035.3987
3899 | 290.5518 | 2005.4812 | 290.5518 | 2005.4812
3900 | 274.2065 | 1979.1847 | 274.2065 | 1979.1847
3901 | 262.166 | 1962.708 | 262.166 | 1962.708
3902 | 254.2316 | 1946.4965 | 254.2316 | 1946.4965
3903 | 250.5745 | 1944.1174 | 250.5745 | 1944.1174
3904 | 250.3707 | 1949.8364 | 250.3707 | 1949.8364
3905 | 254.3813 | 1962.6655 | 254.3813 | 1962.6655
3906 | 266.6359 | 2004.4302 | 266.6359 | 2004.4302
3907 | 283.4021 | 2028.9706 | 283.4021 | 2028.9706
3908 | 301.7443 | 2045.4553 | 301.7443 | 2045.4553
3909 | 313.001 | 2041.9956 | 313.001 | 2041.9956
3910 | 321.7938 | 2031.8711 | 321.7938 | 2031.8711
3911 | 340.8808 | 2015.6517 | 340.8808 | 2015.6517
3912 | 340.7762 | 2001.5327 | 340.7762 | 2001.5327
3913 | 330.3537 | 2004.2129 | 330.3537 | 2004.2129
3914 | 335.1341 | 2003.4538 | 335.1341 | 2003.4538
3915 | 352.4498 | 2012.7914 | 352.4498 | 2012.7914
3916 | 364.6123 | 2016.4316 | 364.6123 | 2016.4316
3917 | 366.889 | 2035.9444 | 366.889 | 2035.9444
3918 | 355.6645 | 2049.2122 | 355.6645 | 2049.2122
3919 | 340.2036 | 2053.5011 | 340.2036 | 2053.5011
3920 | 328.789 | 2058.3141 | 328.789 | 2058.3141
3921 | 317.5317 | 2055.1056 | 317.5317 | 2055.1056
3922 | 306.5265 | 2047.7818 | 306.5265 | 2047.7818
3923 | 291.5298 | 2034.5386 | 291.5298 | 2034.5386
3924 | 276.3956 | 2023.3226 | 276.3956 | 2023.3226
3925 | 265.0602 | 2021.5585 | 265.0602 | 2021.5585
3926 | 257.0561 | 2015.0328 | 257.0561 | 2015.0328
3927 | 252.62 | 2020.337 | 252.62 | 2020.337
3928 | 250.8119 | 2035.0879 | 250.8119 | 2035.0879
3929 | 255.658 | 2061.6079 | 255.658 | 2061.6079
3930 | 264.5573 | 2114.6932 | 264.5573 | 2114.6932
3931 | 278.2382 | 2142.0535 | 278.2382 | 2142.0535
3932 | 292.1219 | 2168.3466 | 292.1219 | 2168.3466
3933 | 299.356 | 2175.1449 | 299.356 | 2175.1449
3934 | 311.4622 | 2171.4367 | 311.4622 | 2171.4367
3935 | 327.8713 | 2160.2033 | 327.8713 | 2160.2033
3936 | 328.5173 | 2145.1851 | 328.5173 | 2145.1851
3937 | 321.4807 | 2133.6432 | 321.4807 | 2133.6432
3938 | 327.1577 | 2104.7666 | 327.1577 | 2104.7666
3939 | 345.1063 | 2087.0493 | 345.1063 | 2087.0493
3940 | 358.2601 | 2066.1276 | 358.2601 | 2066.1276
3941 | 353.4095 | 2060.302 | 353.4095 | 2060.302
3942 | 340.0259 | 2044.8801 | 340.0259 | 2044.8801
3943 | 327.8648 | 2011.897 | 327.8648 | 2011.897
3944 | 319.9555 | 1974.1252 | 319.9555 | 1974.1252
3945 | 314.9067 | 1925.5936 | 314.9067 | 1925.5936
3946 | 302.0111 | 1867.7156 | 302.0111 | 1867.7156
3947 | 288.8425 | 1797.0932 | 288.8425 | 1797.0932
3948 | 274.1683 | 1727.8031 | 274.1683 | 1727.8031
3949 | 262.1499 | 1678.3865 | 262.1499 | 1678.3865
3950 | 255.9579 | 1634.1802 | 255.9579 | 1634.1802
3951 | 252.1617 | 1615.1268 | 252.1617 | 1615.1268
3952 | 252.25 | 1595.2213 | 252.25 | 1595.2213
3953 | 254.4436 | 1573.0261 | 254.4436 | 1573.0261
3954 | 261.271 | 1587.6951 | 261.271 | 1587.6951
3955 | 276.6963 | 1583.7502 | 276.6963 | 1583.7502
3956 | 290.335 | 1582.7023 | 290.335 | 1582.7023
3957 | 300.9396 | 1574.6245 | 300.9396 | 1574.6245
3958 | 312.7914 | 1567.6061 | 312.7914 | 1567.6061
3959 | 333.0762 | 1556.9448 | 333.0762 | 1556.9448
3960 | 331.3225 | 1544.4196 | 331.3225 | 1544.4196
3961 | 323.4731 | 1537.8636 | 323.4731 | 1537.8636
3962 | 330.4241 | 1522.5553 | 330.4241 | 1522.5553
3963 | 350.1824 | 1519.3871 | 350.1824 | 1519.3871
3964 | 358.9757 | 1510.9303 | 358.9757 | 1510.9303
3965 | 363.3207 | 1516.4661 | 363.3207 | 1516.4661
3966 | 352.5617 | 1511.4657 | 352.5617 | 1511.4657
3967 | 339.1488 | 1495.7699 | 339.1488 | 1495.7699
3968 | 328.3294 | 1479.6584 | 328.3294 | 1479.6584
3969 | 319.2166 | 1465.9876 | 319.2166 | 1465.9876
3970 | 307.4217 | 1455.4351 | 307.4217 | 1455.4351
3971 | 291.5383 | 1436.8791 | 291.5383 | 1436.8791
3972 | 277.0969 | 1423.6196 | 277.0969 | 1423.6196
3973 | 264.712 | 1424.5528 | 264.712 | 1424.5528
3974 | 257.385 | 1423.7488 | 257.385 | 1423.7488
3975 | 253.2715 | 1426.4373 | 253.2715 | 1426.4373
3976 | 252.7982 | 1425.127 | 252.7982 | 1425.127
3977 | 256.3566 | 1432.4797 | 256.3566 | 1432.4797
3978 | 264.8 | 1469.2585 | 264.8 | 1469.2585
3979 | 280.4645 | 1480.2305 | 280.4645 | 1480.2305
3980 | 298.3395 | 1486.6616 | 298.3395 | 1486.6616
3981 | 309.3874 | 1483.4471 | 309.3874 | 1483.4471
3982 | 320.0921 | 1485.2971 | 320.0921 | 1485.2971
3983 | 339.6531 | 1489.2667 | 339.6531 | 1489.2667
3984 | 337.1169 | 1495.0914 | 337.1169 | 1495.0914
3985 | 326.48 | 1506.4358 | 326.48 | 1506.4358
3986 | 328.6752 | 1504.5732 | 328.6752 | 1504.5732
3987 | 348.6711 | 1512.6439 | 348.6711 | 1512.6439
3988 | 362.4974 | 1511.339 | 362.4974 | 1511.339
3989 | 366.8494 | 1521.6156 | 366.8494 | 1521.6156
3990 | 355.9893 | 1533.2486 | 355.9893 | 1533.2486
3991 | 341.1425 | 1542.4008 | 341.1425 | 1542.4008
3992 | 331.0569 | 1553.4259 | 331.0569 | 1553.4259
3993 | 323.6951 | 1559.658 | 323.6951 | 1559.658
3994 | 309.0221 | 1559.3226 | 309.0221 | 1559.3226
3995 | 293.2281 | 1550.6567 | 293.2281 | 1550.6567
3996 | 276.1467 | 1547.7369 | 276.1467 | 1547.7369
3997 | 265.7882 | 1556.6804 | 265.7882 | 1556.6804
3998 | 257.2486 | 1565.1943 | 257.2486 | 1565.1943
3999 | 254.3352 | 1584.6389 | 254.3352 | 1584.6389
4000 | 253.998 | 1601.3924 | 253.998 | 1601.3924
4001 | 257.7621 | 1617.8996 | 257.7621 | 1617.8996
4002 | 268.1794 | 1660.8495 | 268.1794 | 1660.8495
4003 | 286.501 | 1678.524 | 286.501 | 1678.524
4004 | 309.6529 | 1693.1696 | 309.6529 | 1693.1696
4005 | 322.325 | 1696.1672 | 322.325 | 1696.1672
4006 | 328.4956 | 1696.7502 | 328.4956 | 1696.7502
4007 | 347.1671 | 1695.2843 | 347.1671 | 1695.2843
4008 | 343.7007 | 1693.5075 | 343.7007 | 1693.5075
4009 | 331.6167 | 1698.1494 | 331.6167 | 1698.1494
4010 | 333.08 | 1693.3035 | 333.08 | 1693.3035
4011 | 352.9962 | 1700.2298 | 352.9962 | 1700.2298
4012 | 363.2964 | 1703.6657 | 363.2964 | 1703.6657
4013 | 364.8575 | 1721.789 | 364.8575 | 1721.789
4014 | 356.3008 | 1732.9725 | 356.3008 | 1732.9725
4015 | 337.9593 | 1739.9178 | 337.9593 | 1739.9178
4016 | 330.7568 | 1753.3541 | 330.7568 | 1753.3541
4017 | 326.6615 | 1766.9834 | 326.6615 | 1766.9834
4018 | 312.8573 | 1776.2521 | 312.8573 | 1776.2521
4019 | 294.2253 | 1775.433 | 294.2253 | 1775.433
4020 | 278.0879 | 1779.2973 | 278.0879 | 1779.2973
4021 | 265.9258 | 1808.9202 | 265.9258 | 1808.9202
4022 | 258.9108 | 1840.9743 | 258.9108 | 1840.9743
4023 | 255.9147 | 1871.6577 | 255.9147 | 1871.6577
4024 | 255.7498 | 1904.5951 | 255.7498 | 1904.5951
4025 | 260.066 | 1942.2313 | 260.066 | 1942.2313
4026 | 270.8387 | 2000.5068 | 270.8387 | 2000.5068
4027 | 287.5776 | 2030.7279 | 287.5776 | 2030.7279
4028 | 310.109 | 2056.8167 | 310.109 | 2056.8167
4029 | 320.2038 | 2065.2497 | 320.2038 | 2065.2497
4030 | 331.3304 | 2065.465 | 331.3304 | 2065.465
4031 | 351.1584 | 2061.4652 | 351.1584 | 2061.4652
4032 | 348.3674 | 2056.1737 | 348.3674 | 2056.1737
4033 | 332.4003 | 2056.0341 | 332.4003 | 2056.0341
4034 | 339.7759 | 2046.5291 | 339.7759 | 2046.5291
4035 | 358.5162 | 2056.2754 | 358.5162 | 2056.2754
4036 | 372.1484 | 2070.5414 | 372.1484 | 2070.5414
4037 | 371.1148 | 2106.565 | 371.1148 | 2106.565
4038 | 359.5491 | 2140.7983 | 359.5491 | 2140.7983
4039 | 345.7126 | 2161.598 | 345.7126 | 2161.598
4040 | 338.0261 | 2170.4979 | 338.0261 | 2170.4979
4041 | 330.5463 | 2175.2587 | 330.5463 | 2175.2587
4042 | 316.1289 | 2186.2031 | 316.1289 | 2186.2031
4043 | 295.8052 | 2191.5959 | 295.8052 | 2191.5959
4044 | 280.2423 | 2200.528 | 280.2423 | 2200.528
4045 | 267.1769 | 2224.4701 | 267.1769 | 2224.4701
4046 | 259.0829 | 2245.6532 | 259.0829 | 2245.6532
4047 | 254.3613 | 2263.6266 | 254.3613 | 2263.6266
4048 | 253.9961 | 2276.988 | 253.9961 | 2276.988
4049 | 258.913 | 2299.2168 | 258.913 | 2299.2168
4050 | 269.0391 | 2344.2101 | 269.0391 | 2344.2101
4051 | 285.672 | 2357.9613 | 285.672 | 2357.9613
4052 | 310.1584 | 2369.5826 | 310.1584 | 2369.5826
4053 | 320.4652 | 2369.8419 | 320.4652 | 2369.8419
4054 | 326.8732 | 2369.2807 | 326.8732 | 2369.2807
4055 | 345.6364 | 2367.1609 | 345.6364 | 2367.1609
4056 | 346.1298 | 2362.2372 | 346.1298 | 2362.2372
4057 | 330.4724 | 2360.6263 | 330.4724 | 2360.6263
4058 | 332.9595 | 2346.2172 | 332.9595 | 2346.2172
4059 | 349.6079 | 2347.6671 | 349.6079 | 2347.6671
4060 | 360.4818 | 2351.7569 | 360.4818 | 2351.7569
4061 | 360.128 | 2372.6183 | 360.128 | 2372.6183
4062 | 351.9389 | 2388.0521 | 351.9389 | 2388.0521
4063 | 336.619 | 2394.6296 | 336.619 | 2394.6296
4064 | 326.3689 | 2399.7697 | 326.3689 | 2399.7697
4065 | 319.3179 | 2401.0975 | 319.3179 | 2401.0975
4066 | 307.7018 | 2399.4544 | 307.7018 | 2399.4544
4067 | 291.7648 | 2385.5574 | 291.7648 | 2385.5574
4068 | 274.4229 | 2369.4371 | 274.4229 | 2369.4371
4069 | 262.7168 | 2361.9105 | 262.7168 | 2361.9105
4070 | 254.2459 | 2350.5216 | 254.2459 | 2350.5216
4071 | 250.5616 | 2346.7121 | 250.5616 | 2346.7121
4072 | 248.76 | 2346.7912 | 248.76 | 2346.7912
4073 | 251.8036 | 2355.7787 | 251.8036 | 2355.7787
4074 | 261.5674 | 2389.4514 | 261.5674 | 2389.4514
4075 | 275.2751 | 2397.2767 | 275.2751 | 2397.2767
4076 | 296.3357 | 2397.0053 | 296.3357 | 2397.0053
4077 | 305.6292 | 2380.386 | 305.6292 | 2380.386
4078 | 316.0952 | 2359.0636 | 316.0952 | 2359.0636
4079 | 331.1404 | 2335.6922 | 331.1404 | 2335.6922
4080 | 331.4408 | 2315.6472 | 331.4408 | 2315.6472
4081 | 320.7981 | 2297.6072 | 320.7981 | 2297.6072
4082 | 326.5093 | 2271.101 | 326.5093 | 2271.101
4083 | 344.267 | 2252.6072 | 344.267 | 2252.6072
4084 | 356.2465 | 2236.7123 | 356.2465 | 2236.7123
4085 | 357.8383 | 2242.0847 | 357.8383 | 2242.0847
4086 | 344.6037 | 2244.2771 | 344.6037 | 2244.2771
4087 | 331.0269 | 2236.9184 | 331.0269 | 2236.9184
4088 | 320.6432 | 2222.1147 | 320.6432 | 2222.1147
4089 | 314.4389 | 2202.6814 | 314.4389 | 2202.6814
4090 | 305.2778 | 2182.811 | 305.2778 | 2182.811
4091 | 290.0089 | 2145.905 | 290.0089 | 2145.905
4092 | 275.4706 | 2109.1462 | 275.4706 | 2109.1462
4093 | 263.4182 | 2080.695 | 263.4182 | 2080.695
4094 | 255.4151 | 2051.8144 | 255.4151 | 2051.8144
4095 | 252.6325 | 2034.6818 | 252.6325 | 2034.6818
4096 | 250.9546 | 2019.1083 | 250.9546 | 2019.1083
4097 | 255.0992 | 2022.2107 | 255.0992 | 2022.2107
4098 | 261.9128 | 2055.6383 | 261.9128 | 2055.6383
4099 | 273.3945 | 2062.5644 | 273.3945 | 2062.5644
4100 | 285.3034 | 2066.0938 | 285.3034 | 2066.0938
4101 | 292.3671 | 2071.4617 | 292.3671 | 2071.4617
4102 | 303.04 | 2086.3896 | 303.04 | 2086.3896
4103 | 318.4882 | 2101.1893 | 318.4882 | 2101.1893
4104 | 322.5101 | 2119.6015 | 322.5101 | 2119.6015
4105 | 316.8795 | 2142.6342 | 316.8795 | 2142.6342
4106 | 322.0833 | 2151.1523 | 322.0833 | 2151.1523
4107 | 338.4898 | 2157.6699 | 338.4898 | 2157.6699
4108 | 349.0294 | 2151.42 | 349.0294 | 2151.42
4109 | 345.1309 | 2163.6173 | 345.1309 | 2163.6173
4110 | 338.7513 | 2171 | 338.7513 | 2171
4111 | 327.5279 | 2166.7065 | 327.5279 | 2166.7065
4112 | 322.4317 | 2160.4852 | 322.4317 | 2160.4852
4113 | 312.4219 | 2159.7287 | 312.4219 | 2159.7287
4114 | 303.6185 | 2165.7689 | 303.6185 | 2165.7689
4115 | 289.6185 | 2167.3201 | 289.6185 | 2167.3201
4116 | 276.8794 | 2174.7809 | 276.8794 | 2174.7809
4117 | 265.342 | 2191.7754 | 265.342 | 2191.7754
4118 | 259.086 | 2200.2484 | 259.086 | 2200.2484
4119 | 254.9734 | 2202.4466 | 254.9734 | 2202.4466
4120 | 252.5188 | 2198.6024 | 252.5188 | 2198.6024
4121 | 253.7692 | 2204.4021 | 253.7692 | 2204.4021
4122 | 259.8048 | 2236.2767 | 259.8048 | 2236.2767
4123 | 269.6449 | 2241.0368 | 269.6449 | 2241.0368
4124 | 282.2718 | 2243.4627 | 282.2718 | 2243.4627
4125 | 290.8502 | 2231.4207 | 290.8502 | 2231.4207
4126 | 302.2009 | 2219.8658 | 302.2009 | 2219.8658
4127 | 318.1212 | 2208.5506 | 318.1212 | 2208.5506
4128 | 320.1164 | 2197.0063 | 320.1164 | 2197.0063
4129 | 313.8462 | 2193.7606 | 313.8462 | 2193.7606
4130 | 317.324 | 2185.4409 | 317.324 | 2185.4409
4131 | 333.6675 | 2191.9993 | 333.6675 | 2191.9993
4132 | 345.0717 | 2192.9423 | 345.0717 | 2192.9423
4133 | 348.3872 | 2204.6083 | 348.3872 | 2204.6083
4134 | 338.2387 | 2207.9451 | 338.2387 | 2207.9451
4135 | 328.2326 | 2203.3246 | 328.2326 | 2203.3246
4136 | 321.1168 | 2199.4736 | 321.1168 | 2199.4736
4137 | 315.0561 | 2201.578 | 315.0561 | 2201.578
4138 | 306.4277 | 2208.599 | 306.4277 | 2208.599
4139 | 292.5306 | 2208.0659 | 292.5306 | 2208.0659
4140 | 279.3283 | 2210.7451 | 279.3283 | 2210.7451
4141 | 268.2951 | 2220.6693 | 268.2951 | 2220.6693
4142 | 260.5691 | 2220.0287 | 260.5691 | 2220.0287
4143 | 257.9542 | 2216.8323 | 257.9542 | 2216.8323
4144 | 254.9324 | 2214.6637 | 254.9324 | 2214.6637
4145 | 255.9541 | 2224.0189 | 255.9541 | 2224.0189
4146 | 261.1796 | 2260.1438 | 261.1796 | 2260.1438
4147 | 270.7566 | 2269.4403 | 270.7566 | 2269.4403
4148 | 285.058 | 2277.833 | 285.058 | 2277.833
4149 | 295.3171 | 2279.3593 | 295.3171 | 2279.3593
4150 | 306.4277 | 2282.4762 | 306.4277 | 2282.4762
4151 | 327.0723 | 2281.9503 | 327.0723 | 2281.9503
4152 | 324.385 | 2278.6613 | 324.385 | 2278.6613
4153 | 315.594 | 2280.3199 | 315.594 | 2280.3199
4154 | 321.0346 | 2270.1202 | 321.0346 | 2270.1202
4155 | 340.2488 | 2261.6391 | 340.2488 | 2261.6391
4156 | 351.5385 | 2239.4914 | 351.5385 | 2239.4914
4157 | 354.189 | 2233.4614 | 354.189 | 2233.4614
4158 | 345.0434 | 2225.2733 | 345.0434 | 2225.2733
4159 | 331.7748 | 2212.4791 | 331.7748 | 2212.4791
4160 | 321.6033 | 2199.1467 | 321.6033 | 2199.1467
4161 | 315.0897 | 2180.6534 | 315.0897 | 2180.6534
4162 | 307.1774 | 2159.4343 | 307.1774 | 2159.4343
4163 | 295.9215 | 2127.5551 | 295.9215 | 2127.5551
4164 | 281.6131 | 2101.2177 | 281.6131 | 2101.2177
4165 | 271.3128 | 2090.0948 | 271.3128 | 2090.0948
4166 | 263.3961 | 2076.7441 | 263.3961 | 2076.7441
4167 | 258.1791 | 2070.9729 | 258.1791 | 2070.9729
4168 | 255.6542 | 2067.5783 | 255.6542 | 2067.5783
4169 | 257.5634 | 2071.2528 | 257.5634 | 2071.2528
4170 | 266.7292 | 2098.3867 | 266.7292 | 2098.3867
4171 | 278.4897 | 2111.3204 | 278.4897 | 2111.3204
4172 | 293.5053 | 2118.528 | 293.5053 | 2118.528
4173 | 304.9522 | 2129.454 | 304.9522 | 2129.454
4174 | 315.2274 | 2159.2171 | 315.2274 | 2159.2171
4175 | 332.3775 | 2188.3616 | 332.3775 | 2188.3616
4176 | 337.3862 | 2216.2553 | 337.3862 | 2216.2553
4177 | 326.5595 | 2250.3633 | 326.5595 | 2250.3633
4178 | 328.1105 | 2268.935 | 328.1105 | 2268.935
4179 | 345.5448 | 2285.0158 | 345.5448 | 2285.0158
4180 | 357.5027 | 2290.1273 | 357.5027 | 2290.1273
4181 | 356.9737 | 2306.9837 | 356.9737 | 2306.9837
4182 | 351.9067 | 2309.0535 | 351.9067 | 2309.0535
4183 | 337.1967 | 2292.5812 | 337.1967 | 2292.5812
4184 | 324.1578 | 2271.8924 | 324.1578 | 2271.8924
4185 | 315.9553 | 2251.8461 | 315.9553 | 2251.8461
4186 | 310.4088 | 2228.0115 | 310.4088 | 2228.0115
4187 | 297.6931 | 2191.8003 | 297.6931 | 2191.8003
4188 | 285.795 | 2152.3032 | 285.795 | 2152.3032
4189 | 273.884 | 2124.5468 | 273.884 | 2124.5468
4190 | 264.1872 | 2095.5845 | 264.1872 | 2095.5845
4191 | 258.3711 | 2074.8963 | 258.3711 | 2074.8963
4192 | 255.3468 | 2056.6255 | 255.3468 | 2056.6255
4193 | 257.8559 | 2038.4355 | 257.8559 | 2038.4355
4194 | 266.9869 | 2038.5553 | 266.9869 | 2038.5553
4195 | 276.5494 | 2023.2899 | 276.5494 | 2023.2899
4196 | 290.7333 | 2011.4936 | 290.7333 | 2011.4936
4197 | 302.9818 | 1995.6508 | 302.9818 | 1995.6508
4198 | 312.6711 | 1986.7933 | 312.6711 | 1986.7933
4199 | 326.7409 | 1980.0145 | 326.7409 | 1980.0145
4200 | 331.1886 | 1975.0499 | 331.1886 | 1975.0499
4201 | 322.3978 | 1980.8362 | 322.3978 | 1980.8362
4202 | 324.479 | 1981.3032 | 324.479 | 1981.3032
4203 | 341.5547 | 1989.6599 | 341.5547 | 1989.6599
4204 | 353.1802 | 1987.4151 | 353.1802 | 1987.4151
4205 | 352.1803 | 2002.7593 | 352.1803 | 2002.7593
4206 | 343.9085 | 2014.0245 | 343.9085 | 2014.0245
4207 | 332.0731 | 2019.4168 | 332.0731 | 2019.4168
4208 | 320.0892 | 2025.9464 | 320.0892 | 2025.9464
4209 | 312.3384 | 2029.0316 | 312.3384 | 2029.0316
4210 | 301.9638 | 2028.4102 | 301.9638 | 2028.4102
4211 | 294.4992 | 2016.0661 | 294.4992 | 2016.0661
4212 | 285.4373 | 2007.2204 | 285.4373 | 2007.2204
4213 | 277.6648 | 2012.3222 | 277.6648 | 2012.3222
4214 | 269.5211 | 2015.7276 | 269.5211 | 2015.7276
4215 | 261.7407 | 2031.4941 | 261.7407 | 2031.4941
4216 | 257.7616 | 2059.895 | 257.7616 | 2059.895
4217 | 257.8607 | 2094.2617 | 257.8607 | 2094.2617
4218 | 264.4994 | 2135.3726 | 264.4994 | 2135.3726
4219 | 273.3865 | 2140.5005 | 273.3865 | 2140.5005
4220 | 281.9048 | 2144.7655 | 281.9048 | 2144.7655
4221 | 287.2513 | 2148.9073 | 287.2513 | 2148.9073
4222 | 296.1047 | 2146.0574 | 296.1047 | 2146.0574
4223 | 308.047 | 2116.4332 | 308.047 | 2116.4332
4224 | 309.5452 | 2066.9221 | 309.5452 | 2066.9221
4225 | 304.7427 | 2031.5539 | 304.7427 | 2031.5539
4226 | 309.6308 | 1997.2827 | 309.6308 | 1997.2827
4227 | 322.6678 | 1975.6829 | 322.6678 | 1975.6829
4228 | 332.7141 | 1951.6961 | 332.7141 | 1951.6961
4229 | 331.0292 | 1947.1783 | 331.0292 | 1947.1783
4230 | 322.1543 | 1944.1395 | 322.1543 | 1944.1395
4231 | 314.6217 | 1936.5357 | 314.6217 | 1936.5357
4232 | 306.1827 | 1928.7204 | 306.1827 | 1928.7204
4233 | 300.8008 | 1917.5017 | 300.8008 | 1917.5017
4234 | 293.0715 | 1904.252 | 293.0715 | 1904.252
4235 | 287.5627 | 1884.1429 | 287.5627 | 1884.1429
4236 | 280.9022 | 1869.2078 | 280.9022 | 1869.2078
4237 | 273.9774 | 1871.2445 | 273.9774 | 1871.2445
4238 | 266.4143 | 1877.1837 | 266.4143 | 1877.1837
4239 | 259.3191 | 1889.8442 | 259.3191 | 1889.8442
4240 | 256.39 | 1902.756 | 256.39 | 1902.756
4241 | 256.9633 | 1925.843 | 256.9633 | 1925.843
4242 | 262.293 | 1976.5988 | 262.293 | 1976.5988
4243 | 269.3369 | 1999.3001 | 269.3369 | 1999.3001
4244 | 278.3887 | 2017.4195 | 278.3887 | 2017.4195
4245 | 286.374 | 2030.3072 | 286.374 | 2030.3072
4246 | 298.5475 | 2040.2491 | 298.5475 | 2040.2491
4247 | 316.0703 | 2029.6696 | 316.0703 | 2029.6696
4248 | 323.3915 | 2017.88 | 323.3915 | 2017.88
4249 | 320.4035 | 2014.6344 | 320.4035 | 2014.6344
4250 | 326.3459 | 2007.5407 | 326.3459 | 2007.5407
4251 | 341.8283 | 2005.762 | 341.8283 | 2005.762
4252 | 353.8861 | 1986.2299 | 353.8861 | 1986.2299
4253 | 356.9805 | 1984.3276 | 356.9805 | 1984.3276
4254 | 343.7025 | 1979.5724 | 343.7025 | 1979.5724
4255 | 329.1228 | 1968.74 | 329.1228 | 1968.74
4256 | 317.234 | 1960.0665 | 317.234 | 1960.0665
4257 | 307.7171 | 1957.9206 | 307.7171 | 1957.9206
4258 | 301.2583 | 1963.2251 | 301.2583 | 1963.2251
4259 | 294.6306 | 1962.4876 | 294.6306 | 1962.4876
4260 | 287.6803 | 1965.9433 | 287.6803 | 1965.9433
4261 | 280.3536 | 1979.7092 | 280.3536 | 1979.7092
4262 | 272.0367 | 1989.3266 | 272.0367 | 1989.3266
4263 | 263.022 | 2001.0471 | 263.022 | 2001.0471
4264 | 258.0764 | 2007.6243 | 258.0764 | 2007.6243
4265 | 257.9054 | 2020.1673 | 257.9054 | 2020.1673
4266 | 262.55 | 2059.153 | 262.55 | 2059.153
4267 | 270.9292 | 2072.1276 | 270.9292 | 2072.1276
4268 | 279.0313 | 2084.4029 | 279.0313 | 2084.4029
4269 | 287.3795 | 2099.007 | 287.3795 | 2099.007
4270 | 299.4745 | 2146.3435 | 299.4745 | 2146.3435
4271 | 318.4911 | 2204.382 | 318.4911 | 2204.382
4272 | 324.438 | 2245.1901 | 324.438 | 2245.1901
4273 | 321.8834 | 2271.2879 | 321.8834 | 2271.2879
4274 | 325.044 | 2270.7332 | 325.044 | 2270.7332
4275 | 342.1825 | 2264.2547 | 342.1825 | 2264.2547
4276 | 353.6082 | 2233.075 | 353.6082 | 2233.075
4277 | 352.8073 | 2206.2839 | 352.8073 | 2206.2839
4278 | 343.6453 | 2178.9285 | 343.6453 | 2178.9285
4279 | 329.8981 | 2151.2174 | 329.8981 | 2151.2174
4280 | 319.1931 | 2124.4801 | 319.1931 | 2124.4801
4281 | 308.0566 | 2100.7965 | 308.0566 | 2100.7965
4282 | 300.1891 | 2082.8469 | 300.1891 | 2082.8469
4283 | 292.2633 | 2065.1491 | 292.2633 | 2065.1491
4284 | 286.5659 | 2061.9432 | 286.5659 | 2061.9432
4285 | 277.6396 | 2083.3924 | 277.6396 | 2083.3924
4286 | 268.7777 | 2105.8016 | 268.7777 | 2105.8016
4287 | 263.0165 | 2131.7851 | 263.0165 | 2131.7851
4288 | 258.6598 | 2164.3955 | 258.6598 | 2164.3955
4289 | 258.1065 | 2214.987 | 258.1065 | 2214.987
4290 | 262.1128 | 2303.7095 | 262.1128 | 2303.7095
4291 | 270.7011 | 2389.0212 | 270.7011 | 2389.0212
4292 | 278.2978 | 2456.5097 | 278.2978 | 2456.5097
4293 | 283.7107 | 2477.7345 | 283.7107 | 2477.7345
4294 | 295.5645 | 2445.6637 | 295.5645 | 2445.6637
4295 | 312.2491 | 2402.2668 | 312.2491 | 2402.2668
4296 | 320.9 | 2396.5667 | 320.9 | 2396.5667
4297 | 318.4304 | 2386.9864 | 318.4304 | 2386.9864
4298 | 324.5268 | 2339.8008 | 324.5268 | 2339.8008
4299 | 341.2041 | 2288.4896 | 341.2041 | 2288.4896
4300 | 350.4329 | 2241.6574 | 350.4329 | 2241.6574
4301 | 356.1353 | 2217.9723 | 356.1353 | 2217.9723
4302 | 345.2895 | 2189.5134 | 345.2895 | 2189.5134
4303 | 330.8859 | 2158.9824 | 330.8859 | 2158.9824
4304 | 320.779 | 2135.9641 | 320.779 | 2135.9641
4305 | 312.9859 | 2119.6368 | 312.9859 | 2119.6368
4306 | 305.5466 | 2108.6349 | 305.5466 | 2108.6349
4307 | 297.6305 | 2096.9856 | 297.6305 | 2096.9856
4308 | 289.8417 | 2093.0849 | 289.8417 | 2093.0849
4309 | 281.0467 | 2096.3476 | 281.0467 | 2096.3476
4310 | 273.5571 | 2090.1081 | 273.5571 | 2090.1081
4311 | 267.6934 | 2080.9448 | 267.6934 | 2080.9448
4312 | 264.603 | 2069.0904 | 264.603 | 2069.0904
4313 | 265.2021 | 2067.0025 | 265.2021 | 2067.0025
4314 | 268.9827 | 2091.1121 | 268.9827 | 2091.1121
4315 | 277.5638 | 2089.7419 | 277.5638 | 2089.7419
4316 | 287.5471 | 2088.8575 | 287.5471 | 2088.8575
4317 | 293.8614 | 2087.1961 | 293.8614 | 2087.1961
4318 | 307.2136 | 2098.7318 | 307.2136 | 2098.7318
4319 | 323.3366 | 2106.9926 | 323.3366 | 2106.9926
4320 | 330.9858 | 2109.9157 | 330.9858 | 2109.9157
4321 | 328.5335 | 2115.7428 | 328.5335 | 2115.7428
4322 | 330.1224 | 2106.3605 | 330.1224 | 2106.3605
4323 | 344.8242 | 2103.7236 | 344.8242 | 2103.7236
4324 | 359.3869 | 2101.4788 | 359.3869 | 2101.4788
4325 | 361.5272 | 2113.0222 | 361.5272 | 2113.0222
4326 | 352.103 | 2107.8175 | 352.103 | 2107.8175
4327 | 338.1972 | 2085.9097 | 338.1972 | 2085.9097
4328 | 324.3575 | 2052.5517 | 324.3575 | 2052.5517
4329 | 312.8812 | 2011.9486 | 312.8812 | 2011.9486
4330 | 307.745 | 1976.1804 | 307.745 | 1976.1804
4331 | 298.1033 | 1946.3038 | 298.1033 | 1946.3038
4332 | 290.6632 | 1933.2077 | 290.6632 | 1933.2077
4333 | 282.7015 | 1927.7655 | 282.7015 | 1927.7655
4334 | 275.0157 | 1915.1505 | 275.0157 | 1915.1505
4335 | 269.9338 | 1905.5785 | 269.9338 | 1905.5785
4336 | 265.0812 | 1901.8569 | 265.0812 | 1901.8569
4337 | 266.5789 | 1909.5366 | 266.5789 | 1909.5366
4338 | 272.1884 | 1943.6998 | 272.1884 | 1943.6998
4339 | 281.1225 | 1954.1814 | 281.1225 | 1954.1814
4340 | 292.6671 | 1964.0045 | 292.6671 | 1964.0045
4341 | 300.5905 | 1950.0826 | 300.5905 | 1950.0826
4342 | 310.6143 | 1922.6707 | 310.6143 | 1922.6707
4343 | 327.3205 | 1885.8946 | 327.3205 | 1885.8946
4344 | 333.6731 | 1850.9735 | 333.6731 | 1850.9735
4345 | 329.9786 | 1825.7406 | 329.9786 | 1825.7406
4346 | 335.0715 | 1783.9905 | 335.0715 | 1783.9905
4347 | 347.7237 | 1764.148 | 347.7237 | 1764.148
4348 | 361.7224 | 1747.4358 | 361.7224 | 1747.4358
4349 | 365.6199 | 1750.2743 | 365.6199 | 1750.2743
4350 | 356.3995 | 1746.9495 | 356.3995 | 1746.9495
4351 | 340.0121 | 1734.6458 | 340.0121 | 1734.6458
4352 | 326.4812 | 1726.7488 | 326.4812 | 1726.7488
4353 | 313.8039 | 1725.0524 | 313.8039 | 1725.0524
4354 | 306.1042 | 1722.7145 | 306.1042 | 1722.7145
4355 | 297.9032 | 1714.6208 | 297.9032 | 1714.6208
4356 | 280.1238 | 1713.4992 | 280.1238 | 1713.4992
4357 | 274.3466 | 1722.1565 | 274.3466 | 1722.1565
4358 | 268.3523 | 1726.6654 | 268.3523 | 1726.6654
4359 | 262.5923 | 1730.2939 | 262.5923 | 1730.2939
4360 | 258.0099 | 1731.9669 | 258.0099 | 1731.9669
4361 | 258.525 | 1742.4257 | 258.525 | 1742.4257
4362 | 264.5139 | 1777.6514 | 264.5139 | 1777.6514
4363 | 271.7985 | 1785.5584 | 271.7985 | 1785.5584
4364 | 282.2227 | 1798.4058 | 282.2227 | 1798.4058
4365 | 289.6516 | 1794.3331 | 289.6516 | 1794.3331
4366 | 301.215 | 1781.3069 | 301.215 | 1781.3069
4367 | 318.6419 | 1760.2242 | 318.6419 | 1760.2242
4368 | 323.8427 | 1727.9596 | 323.8427 | 1727.9596
4369 | 318.6336 | 1697.2095 | 318.6336 | 1697.2095
4370 | 324.7641 | 1659.5054 | 324.7641 | 1659.5054
4371 | 337.2995 | 1640.4394 | 337.2995 | 1640.4394
4372 | 347.8906 | 1610.9762 | 347.8906 | 1610.9762
4373 | 351.0961 | 1586.2694 | 351.0961 | 1586.2694
4374 | 338.9653 | 1560.3443 | 338.9653 | 1560.3443
4375 | 323.0246 | 1542.7277 | 323.0246 | 1542.7277
4376 | 312.2816 | 1545.3339 | 312.2816 | 1545.3339
4377 | 300.5173 | 1563.0909 | 300.5173 | 1563.0909
4378 | 290.9305 | 1588.4209 | 290.9305 | 1588.4209
4379 | 283.7725 | 1608.0768 | 283.7725 | 1608.0768
4380 | 279.8343 | 1291.4452 | 279.8343 | 1291.4452
4381 | 279.5848 | 1312.8316 | 279.5848 | 1312.8316
4382 | 273.9369 | 1331.4525 | 273.9369 | 1331.4525
4383 | 264.2527 | 1315.5044 | 264.2527 | 1315.5044
4384 | 259.3065 | 1282.1921 | 259.3065 | 1282.1921
4385 | 258.5441 | 1263.9958 | 258.5441 | 1263.9958
4386 | 260.5336 | 1259.6294 | 260.5336 | 1259.6294
4387 | 263.1758 | 1230.7548 | 263.1758 | 1230.7548
4388 | 265.1176 | 1214.6598 | 265.1176 | 1214.6598
4389 | 265.002 | 1220.6705 | 265.002 | 1220.6705
4390 | 268.1876 | 1241.6345 | 268.1876 | 1241.6345
4391 | 281.6575 | 1258.3206 | 281.6575 | 1258.3206
4392 | 288.4164 | 1279.9105 | 288.4164 | 1279.9105
4393 | 287.196 | 1312.4563 | 287.196 | 1312.4563
4394 | 294.7621 | 1339.7086 | 294.7621 | 1339.7086
4395 | 313.5736 | 1361.0374 | 313.5736 | 1361.0374
4396 | 325.0552 | 1328.6127 | 325.0552 | 1328.6127
4397 | 327.9026 | 1280.6372 | 327.9026 | 1280.6372
4398 | 321.1349 | 1318.3032 | 321.1349 | 1318.3032
4399 | 313.6002 | 1383.7737 | 313.6002 | 1383.7737
4400 | 307.5546 | 1380.9494 | 307.5546 | 1380.9494
4401 | 298.3669 | 1360.7873 | 298.3669 | 1360.7873
4402 | 291.3726 | 1337.9594 | 291.3726 | 1337.9594
4403 | 287.6957 | 1310.13 | 287.6957 | 1310.13
4404 | 282.5464 | 1270.5526 | 282.5464 | 1270.5526
4405 | 276.8163 | 1219.6745 | 276.8163 | 1219.6745
4406 | 270.9532 | 1175.7465 | 270.9532 | 1175.7465
4407 | 263.5764 | 1140.1525 | 263.5764 | 1140.1525
4408 | 258.3091 | 1121.4135 | 258.3091 | 1121.4135
4409 | 258.5463 | 1129.3114 | 258.5463 | 1129.3114
4410 | 261.3856 | 1174.0384 | 261.3856 | 1174.0384
4411 | 267.3806 | 1193.9132 | 267.3806 | 1193.9132
4412 | 274.7282 | 1212.3814 | 274.7282 | 1212.3814
4413 | 280.4596 | 1214.738 | 280.4596 | 1214.738
4414 | 288.4064 | 1213.2617 | 288.4064 | 1213.2617
4415 | 304.8524 | 1217.3521 | 304.8524 | 1217.3521
4416 | 312.4047 | 1232.1067 | 312.4047 | 1232.1067
4417 | 312.9315 | 1245.4795 | 312.9315 | 1245.4795
4418 | 320.8623 | 1253.9027 | 320.8623 | 1253.9027
4419 | 335.3849 | 1270.4167 | 335.3849 | 1270.4167
4420 | 348.7237 | 1286.0106 | 348.7237 | 1286.0106
4421 | 351.8849 | 1315.7162 | 351.8849 | 1315.7162
4422 | 343.1532 | 1337.8631 | 343.1532 | 1337.8631
4423 | 329.1055 | 1347.8779 | 329.1055 | 1347.8779
4424 | 320.4672 | 1354.3392 | 320.4672 | 1354.3392
4425 | 312.7306 | 1361.862 | 312.7306 | 1361.862
4426 | 303.7953 | 1371.1469 | 303.7953 | 1371.1469
4427 | 295.8541 | 1372.1201 | 295.8541 | 1372.1201
4428 | 289.4143 | 1375.5316 | 289.4143 | 1375.5316
4429 | 281.3695 | 1379.7654 | 281.3695 | 1379.7654
4430 | 274.031 | 1380.7608 | 274.031 | 1380.7608
4431 | 266.3538 | 1375.3021 | 266.3538 | 1375.3021
4432 | 261.4378 | 1364.2581 | 261.4378 | 1364.2581
4433 | 260.2544 | 1364.9768 | 260.2544 | 1364.9768
4434 | 263.7509 | 1385.716 | 263.7509 | 1385.716
4435 | 269.7356 | 1375.3266 | 269.7356 | 1375.3266
4436 | 276.6359 | 1366.4108 | 276.6359 | 1366.4108
4437 | 282.4071 | 1357.0315 | 282.4071 | 1357.0315
4438 | 292.2401 | 1362.4334 | 292.2401 | 1362.4334
4439 | 308.017 | 1373.0581 | 308.017 | 1373.0581
4440 | 315.2308 | 1385.7063 | 315.2308 | 1385.7063
4441 | 312.3855 | 1393.5764 | 312.3855 | 1393.5764
4442 | 321.3605 | 1400.7529 | 321.3605 | 1400.7529
4443 | 336.8078 | 1419.0725 | 336.8078 | 1419.0725
4444 | 350.793 | 1434.7094 | 350.793 | 1434.7094
4445 | 352.7042 | 1473.9155 | 352.7042 | 1473.9155
4446 | 346.6362 | 1518.1158 | 346.6362 | 1518.1158
4447 | 334.7647 | 1555.9874 | 334.7647 | 1555.9874
4448 | 324.5848 | 1584.588 | 324.5848 | 1584.588
4449 | 314.2357 | 1600.1068 | 314.2357 | 1600.1068
4450 | 302.992 | 1606.2965 | 302.992 | 1606.2965
4451 | 297.9703 | 1606.7968 | 297.9703 | 1606.7968
4452 | 288.2625 | 1609.0906 | 288.2625 | 1609.0906
4453 | 279.9117 | 1620.4605 | 279.9117 | 1620.4605
4454 | 270.9216 | 1634.8255 | 270.9216 | 1634.8255
4455 | 264.3584 | 1654.6013 | 264.3584 | 1654.6013
4456 | 259.5955 | 1689.1686 | 259.5955 | 1689.1686
4457 | 260.2014 | 1741.2591 | 260.2014 | 1741.2591
4458 | 262.2681 | 1810.2319 | 262.2681 | 1810.2319
4459 | 267.7835 | 1848.0331 | 267.7835 | 1848.0331
4460 | 273.3934 | 1889.5434 | 273.3934 | 1889.5434
4461 | 278.7738 | 1918.5102 | 278.7738 | 1918.5102
4462 | 288.698 | 1943.1282 | 288.698 | 1943.1282
4463 | 305.9664 | 1963.0385 | 305.9664 | 1963.0385
4464 | 312.0588 | 1975.7297 | 312.0588 | 1975.7297
4465 | 309.6988 | 1977.7103 | 309.6988 | 1977.7103
4466 | 313.218 | 1976.7189 | 313.218 | 1976.7189
4467 | 329.4487 | 1986.6557 | 329.4487 | 1986.6557
4468 | 343.8004 | 1995.9302 | 343.8004 | 1995.9302
4469 | 350.3618 | 2024.561 | 350.3618 | 2024.561
4470 | 343.3057 | 2046.665 | 343.3057 | 2046.665
4471 | 331.2168 | 2053.2406 | 331.2168 | 2053.2406
4472 | 324.2262 | 2049.0837 | 324.2262 | 2049.0837
4473 | 318.9233 | 2032.8766 | 318.9233 | 2032.8766
4474 | 310.0509 | 2016.712 | 310.0509 | 2016.712
4475 | 299.8023 | 1997.0075 | 299.8023 | 1997.0075
4476 | 288.4198 | 1982.8795 | 288.4198 | 1982.8795
4477 | 276.544 | 1975.9362 | 276.544 | 1975.9362
4478 | 268.7629 | 1973.7505 | 268.7629 | 1973.7505
4479 | 262.4379 | 1979.4688 | 262.4379 | 1979.4688
4480 | 257.2634 | 1992.1977 | 257.2634 | 1992.1977
4481 | 258.1417 | 2014.153 | 258.1417 | 2014.153
4482 | 260.3738 | 2058.6651 | 260.3738 | 2058.6651
4483 | 268.1104 | 2072.0916 | 268.1104 | 2072.0916
4484 | 276.1234 | 2085.659 | 276.1234 | 2085.659
4485 | 283.2317 | 2089.6922 | 283.2317 | 2089.6922
4486 | 293.5253 | 2091.741 | 293.5253 | 2091.741
4487 | 310.4513 | 2093.1231 | 310.4513 | 2093.1231
4488 | 314.725 | 2098.0332 | 314.725 | 2098.0332
4489 | 312.9742 | 2109.2995 | 312.9742 | 2109.2995
4490 | 315.5534 | 2123.2253 | 315.5534 | 2123.2253
4491 | 331.8901 | 2146.6606 | 331.8901 | 2146.6606
4492 | 345.8802 | 2161.1368 | 345.8802 | 2161.1368
4493 | 350.1524 | 2179.1493 | 350.1524 | 2179.1493
4494 | 343.9078 | 2187.4968 | 343.9078 | 2187.4968
4495 | 332.736 | 2184.6579 | 332.736 | 2184.6579
4496 | 327.2559 | 2178.3515 | 327.2559 | 2178.3515
4497 | 322.5024 | 2156.3409 | 322.5024 | 2156.3409
4498 | 311.4053 | 2122.8947 | 311.4053 | 2122.8947
4499 | 300.0161 | 2083.9312 | 300.0161 | 2083.9312
4500 | 288.1358 | 2051.06 | 288.1358 | 2051.06
4501 | 277.0904 | 2030.9191 | 277.0904 | 2030.9191
4502 | 268.493 | 2012.3545 | 268.493 | 2012.3545
4503 | 262.8609 | 2004.8753 | 262.8609 | 2004.8753
4504 | 258.8476 | 2006.3841 | 258.8476 | 2006.3841
4505 | 258.8804 | 2020.1715 | 258.8804 | 2020.1715
4506 | 263.7379 | 2061.8033 | 263.7379 | 2061.8033
4507 | 273.9596 | 2074.284 | 273.9596 | 2074.284
4508 | 287.9133 | 2083.5095 | 287.9133 | 2083.5095
4509 | 292.7027 | 2084.0607 | 292.7027 | 2084.0607
4510 | 303.2242 | 2079.3172 | 303.2242 | 2079.3172
4511 | 324.6223 | 2068.2325 | 324.6223 | 2068.2325
4512 | 324.6415 | 2057.7096 | 324.6415 | 2057.7096
4513 | 317.3501 | 2049.8028 | 317.3501 | 2049.8028
4514 | 324.6057 | 2042.406 | 324.6057 | 2042.406
4515 | 341.1072 | 2040.4348 | 341.1072 | 2040.4348
4516 | 356.1648 | 2034.6633 | 356.1648 | 2034.6633
4517 | 357.7489 | 2053.9225 | 357.7489 | 2053.9225
4518 | 349.0025 | 2070.4379 | 349.0025 | 2070.4379
4519 | 337.0234 | 2074.8641 | 337.0234 | 2074.8641
4520 | 330.6284 | 2075.5219 | 330.6284 | 2075.5219
4521 | 322.3938 | 2073.1142 | 322.3938 | 2073.1142
4522 | 312.2622 | 2068.3418 | 312.2622 | 2068.3418
4523 | 300.2234 | 2057.0201 | 300.2234 | 2057.0201
4524 | 286.4593 | 2052.7366 | 286.4593 | 2052.7366
4525 | 273.8169 | 2060.8394 | 273.8169 | 2060.8394
4526 | 267.9119 | 2071.8512 | 267.9119 | 2071.8512
4527 | 262.214 | 2081.9115 | 262.214 | 2081.9115
4528 | 257.9341 | 2088.9228 | 257.9341 | 2088.9228
4529 | 259.5792 | 2104.3438 | 259.5792 | 2104.3438
4530 | 265.2047 | 2139.3554 | 265.2047 | 2139.3554
4531 | 277.196 | 2138.0366 | 277.196 | 2138.0366
4532 | 296.201 | 2137.2457 | 296.201 | 2137.2457
4533 | 307.2348 | 2133.5409 | 307.2348 | 2133.5409
4534 | 319.0013 | 2137.0944 | 319.0013 | 2137.0944
4535 | 339.5777 | 2145.4836 | 339.5777 | 2145.4836
4536 | 338.9681 | 2158.8196 | 338.9681 | 2158.8196
4537 | 329.2077 | 2172.1064 | 329.2077 | 2172.1064
4538 | 334.2097 | 2180.4436 | 334.2097 | 2180.4436
4539 | 348.929 | 2194.7652 | 348.929 | 2194.7652
4540 | 364.3606 | 2204.8565 | 364.3606 | 2204.8565
4541 | 367.9436 | 2235.2499 | 367.9436 | 2235.2499
4542 | 360.3549 | 2269.6057 | 360.3549 | 2269.6057
4543 | 343.9802 | 2299.2234 | 343.9802 | 2299.2234
4544 | 335.9638 | 2326.3194 | 335.9638 | 2326.3194
4545 | 328.3572 | 2341.7092 | 328.3572 | 2341.7092
4546 | 319.2668 | 2352.9716 | 319.2668 | 2352.9716
4547 | 301.2646 | 2359.3614 | 301.2646 | 2359.3614
4548 | 285.7261 | 2369.3072 | 285.7261 | 2369.3072
4549 | 274.3187 | 2384.1593 | 274.3187 | 2384.1593
4550 | 267.5415 | 2393.9245 | 267.5415 | 2393.9245
4551 | 261.786 | 2404.5436 | 261.786 | 2404.5436
4552 | 257.2877 | 2418.5621 | 257.2877 | 2418.5621
4553 | 259.4718 | 2443.7846 | 259.4718 | 2443.7846
4554 | 266.0279 | 2494.3581 | 266.0279 | 2494.3581
4555 | 279.6198 | 2513.6741 | 279.6198 | 2513.6741
4556 | 299.7716 | 2531.0675 | 299.7716 | 2531.0675
4557 | 307.8799 | 2537.2932 | 307.8799 | 2537.2932
4558 | 318.8202 | 2541.4914 | 318.8202 | 2541.4914
4559 | 340.5022 | 2539.9073 | 340.5022 | 2539.9073
4560 | 336.6343 | 2534.844 | 336.6343 | 2534.844
4561 | 326.68 | 2524.5298 | 326.68 | 2524.5298
4562 | 332.1797 | 2509.524 | 332.1797 | 2509.524
4563 | 347.252 | 2500.0298 | 347.252 | 2500.0298
4564 | 361.5158 | 2486.0043 | 361.5158 | 2486.0043
4565 | 364.7127 | 2487.3371 | 364.7127 | 2487.3371
4566 | 360.255 | 2484.8084 | 360.255 | 2484.8084
4567 | 342.808 | 2470.9643 | 342.808 | 2470.9643
4568 | 334.8529 | 2458.3385 | 334.8529 | 2458.3385
4569 | 328.3696 | 2440.5408 | 328.3696 | 2440.5408
4570 | 317.8057 | 2417.2831 | 317.8057 | 2417.2831
4571 | 301.6633 | 2391.3452 | 301.6633 | 2391.3452
4572 | 286.2401 | 2387.2336 | 286.2401 | 2387.2336
4573 | 274.4613 | 2384.2883 | 274.4613 | 2384.2883
4574 | 266.4269 | 2377.2018 | 266.4269 | 2377.2018
4575 | 261.6312 | 2372.2159 | 261.6312 | 2372.2159
4576 | 258.1613 | 2374.4555 | 258.1613 | 2374.4555
4577 | 261.1209 | 2391.596 | 261.1209 | 2391.596
4578 | 267.4373 | 2438.9024 | 267.4373 | 2438.9024
4579 | 281.5037 | 2459.1641 | 281.5037 | 2459.1641
4580 | 301.4374 | 2481.7592 | 301.4374 | 2481.7592
4581 | 312.7695 | 2494.8201 | 312.7695 | 2494.8201
4582 | 321.5029 | 2501.2538 | 321.5029 | 2501.2538
4583 | 344.1761 | 2497.9501 | 344.1761 | 2497.9501
4584 | 342.0577 | 2485.7936 | 342.0577 | 2485.7936
4585 | 331.5876 | 2469.0311 | 331.5876 | 2469.0311
4586 | 335.3261 | 2455.9168 | 335.3261 | 2455.9168
4587 | 350.2607 | 2452.226 | 350.2607 | 2452.226
4588 | 365.9814 | 2433.3858 | 365.9814 | 2433.3858
4589 | 368.9413 | 2409.1832 | 368.9413 | 2409.1832
4590 | 361.4306 | 2371.9194 | 361.4306 | 2371.9194
4591 | 346.2025 | 2334.3884 | 346.2025 | 2334.3884
4592 | 336.7178 | 2304.3091 | 336.7178 | 2304.3091
4593 | 326.9134 | 2275.4203 | 326.9134 | 2275.4203
4594 | 316.3248 | 2256.3325 | 316.3248 | 2256.3325
4595 | 300.4458 | 2232.2431 | 300.4458 | 2232.2431
4596 | 286.2806 | 2203.3699 | 286.2806 | 2203.3699
4597 | 274.3909 | 2175.405 | 274.3909 | 2175.405
4598 | 267.0021 | 2151.0369 | 267.0021 | 2151.0369
4599 | 261.8995 | 2132.6385 | 261.8995 | 2132.6385
4600 | 257.9224 | 2126.1513 | 257.9224 | 2126.1513
4601 | 259.4623 | 2139.1219 | 259.4623 | 2139.1219
4602 | 264.575 | 2180.8827 | 264.575 | 2180.8827
4603 | 277.1534 | 2192.3317 | 277.1534 | 2192.3317
4604 | 293.5566 | 2201.9871 | 293.5566 | 2201.9871
4605 | 305.4189 | 2203.527 | 305.4189 | 2203.527
4606 | 316.1142 | 2203.8132 | 316.1142 | 2203.8132
4607 | 335.5147 | 2190.751 | 335.5147 | 2190.751
4608 | 337.6019 | 2182.5065 | 337.6019 | 2182.5065
4609 | 330.4819 | 2174.2988 | 330.4819 | 2174.2988
4610 | 334.5539 | 2165.9993 | 334.5539 | 2165.9993
4611 | 349.0771 | 2167.8111 | 349.0771 | 2167.8111
4612 | 365.6772 | 2164.8338 | 365.6772 | 2164.8338
4613 | 370.6958 | 2179.9661 | 370.6958 | 2179.9661
4614 | 363.8381 | 2194.8479 | 363.8381 | 2194.8479
4615 | 349.3322 | 2203.659 | 349.3322 | 2203.659
4616 | 339.9165 | 2209.9053 | 339.9165 | 2209.9053
4617 | 330.4414 | 2197.8252 | 330.4414 | 2197.8252
4618 | 319.2072 | 2167.3883 | 319.2072 | 2167.3883
4619 | 305.1243 | 2128.3388 | 305.1243 | 2128.3388
4620 | 292.8967 | 2095.7685 | 292.8967 | 2095.7685
4621 | 280.4256 | 2074.123 | 280.4256 | 2074.123
4622 | 271.3364 | 2057.6649 | 271.3364 | 2057.6649
4623 | 265.148 | 2053.4958 | 265.148 | 2053.4958
4624 | 261.5384 | 2059.7333 | 261.5384 | 2059.7333
4625 | 263.1114 | 2080.442 | 263.1114 | 2080.442
4626 | 266.8133 | 2127.5764 | 266.8133 | 2127.5764
4627 | 276.0962 | 2143.9261 | 276.0962 | 2143.9261
4628 | 289.9533 | 2158.9551 | 289.9533 | 2158.9551
4629 | 298.7051 | 2162.9884 | 298.7051 | 2162.9884
4630 | 308.2886 | 2160.5233 | 308.2886 | 2160.5233
4631 | 327.2227 | 2157.0047 | 327.2227 | 2157.0047
4632 | 327.1424 | 2167.9333 | 327.1424 | 2167.9333
4633 | 322.0165 | 2186.9376 | 322.0165 | 2186.9376
4634 | 326.8697 | 2203.6146 | 326.8697 | 2203.6146
4635 | 340.8862 | 2227.3508 | 340.8862 | 2227.3508
4636 | 355.5758 | 2243.9765 | 355.5758 | 2243.9765
4637 | 360.2912 | 2262.7628 | 360.2912 | 2262.7628
4638 | 352.0651 | 2274.8504 | 352.0651 | 2274.8504
4639 | 338.6437 | 2275.4505 | 338.6437 | 2275.4505
4640 | 330.5672 | 2259.9015 | 330.5672 | 2259.9015
4641 | 322.6977 | 2235.3975 | 322.6977 | 2235.3975
4642 | 313.1342 | 2214.5042 | 313.1342 | 2214.5042
4643 | 298.9257 | 2189.4691 | 298.9257 | 2189.4691
4644 | 286.385 | 2166.5713 | 286.385 | 2166.5713
4645 | 274.6744 | 2151.1162 | 274.6744 | 2151.1162
4646 | 267.6736 | 2137.6243 | 267.6736 | 2137.6243
4647 | 262.5915 | 2127.6517 | 262.5915 | 2127.6517
4648 | 258.6036 | 2126.4522 | 258.6036 | 2126.4522
4649 | 258.8097 | 2152.1476 | 258.8097 | 2152.1476
4650 | 262.1087 | 2212.8235 | 262.1087 | 2212.8235
4651 | 272.2673 | 2241.3391 | 272.2673 | 2241.3391
4652 | 283.7348 | 2268.62 | 283.7348 | 2268.62
4653 | 291.2984 | 2284.5611 | 291.2984 | 2284.5611
4654 | 305.7749 | 2293.4452 | 305.7749 | 2293.4452
4655 | 324.2842 | 2292.2909 | 324.2842 | 2292.2909
4656 | 325.1123 | 2287.8295 | 325.1123 | 2287.8295
4657 | 319.3162 | 2283.6197 | 319.3162 | 2283.6197
4658 | 324.5038 | 2276.4809 | 324.5038 | 2276.4809
4659 | 337.7882 | 2283.8383 | 337.7882 | 2283.8383
4660 | 352.7985 | 2292.8119 | 352.7985 | 2292.8119
4661 | 359.7912 | 2325.6127 | 359.7912 | 2325.6127
4662 | 351.1432 | 2359.3666 | 351.1432 | 2359.3666
4663 | 335.2961 | 2379.6988 | 335.2961 | 2379.6988
4664 | 329.319 | 2401.6791 | 329.319 | 2401.6791
4665 | 321.7544 | 2431.8141 | 321.7544 | 2431.8141
4666 | 308.7452 | 2461.0458 | 308.7452 | 2461.0458
4667 | 293.6362 | 2473.2392 | 293.6362 | 2473.2392
4668 | 280.7363 | 2486.3232 | 280.7363 | 2486.3232
4669 | 268.4656 | 2509.0852 | 268.4656 | 2509.0852
4670 | 260.7614 | 2534.5843 | 260.7614 | 2534.5843
4671 | 255.9669 | 2552.6835 | 255.9669 | 2552.6835
4672 | 252.403 | 2569.1954 | 252.403 | 2569.1954
4673 | 252.8479 | 2598.4159 | 252.8479 | 2598.4159
4674 | 258.5285 | 2636.6516 | 258.5285 | 2636.6516
4675 | 270.1907 | 2623.9837 | 270.1907 | 2623.9837
4676 | 285.3168 | 2609.2214 | 285.3168 | 2609.2214
4677 | 290.9314 | 2583.5493 | 290.9314 | 2583.5493
4678 | 300.4838 | 2558.687 | 300.4838 | 2558.687
4679 | 320.4416 | 2533.5879 | 320.4416 | 2533.5879
4680 | 322.7097 | 2504.9237 | 322.7097 | 2504.9237
4681 | 313.4918 | 2471.0086 | 313.4918 | 2471.0086
4682 | 316.2313 | 2428.7478 | 316.2313 | 2428.7478
4683 | 331.305 | 2394.9647 | 331.305 | 2394.9647
4684 | 345.3137 | 2357.1664 | 345.3137 | 2357.1664
4685 | 353.2139 | 2320.7119 | 353.2139 | 2320.7119
4686 | 344.8401 | 2282.1585 | 344.8401 | 2282.1585
4687 | 329.6315 | 2227.9048 | 329.6315 | 2227.9048
4688 | 323.569 | 2201.1356 | 323.569 | 2201.1356
4689 | 316.2889 | 2170.1403 | 316.2889 | 2170.1403
4690 | 305.698 | 2137.1241 | 305.698 | 2137.1241
4691 | 291.5964 | 2099.3642 | 291.5964 | 2099.3642
4692 | 277.2518 | 2066.3641 | 277.2518 | 2066.3641
4693 | 264.4041 | 2042.3112 | 264.4041 | 2042.3112
4694 | 256.9625 | 2033.6341 | 256.9625 | 2033.6341
4695 | 250.5967 | 2040.1262 | 250.5967 | 2040.1262
4696 | 248.1761 | 2041.764 | 248.1761 | 2041.764
4697 | 249.8293 | 2047.6844 | 249.8293 | 2047.6844
4698 | 257.1555 | 2077.0214 | 257.1555 | 2077.0214
4699 | 273.9695 | 2060.1836 | 273.9695 | 2060.1836
4700 | 296.9915 | 2031.106 | 296.9915 | 2031.106
4701 | 307.3383 | 2000.2322 | 307.3383 | 2000.2322
4702 | 316.2535 | 1967.331 | 316.2535 | 1967.331
4703 | 337.7603 | 1929.937 | 337.7603 | 1929.937
4704 | 335.637 | 1902.8204 | 335.637 | 1902.8204
4705 | 323.4265 | 1882.9197 | 323.4265 | 1882.9197
4706 | 330.4052 | 1864.9906 | 330.4052 | 1864.9906
4707 | 340.5161 | 1862.0737 | 340.5161 | 1862.0737
4708 | 359.018 | 1856.517 | 359.018 | 1856.517
4709 | 367.2528 | 1858.4517 | 367.2528 | 1858.4517
4710 | 362.3857 | 1842.4245 | 362.3857 | 1842.4245
4711 | 342.8075 | 1807.0859 | 342.8075 | 1807.0859
4712 | 336.0937 | 1777.2215 | 336.0937 | 1777.2215
4713 | 330.647 | 1769.1823 | 330.647 | 1769.1823
4714 | 312.9666 | 1771.2881 | 312.9666 | 1771.2881
4715 | 296.7922 | 1760.5683 | 296.7922 | 1760.5683
4716 | 281.4896 | 1744.0759 | 281.4896 | 1744.0759
4717 | 268.532 | 1729.7815 | 268.532 | 1729.7815
4718 | 262.2565 | 1706.3592 | 262.2565 | 1706.3592
4719 | 258.454 | 1679.6639 | 258.454 | 1679.6639
4720 | 254.187 | 1660.9678 | 254.187 | 1660.9678
4721 | 256.7759 | 1659.881 | 256.7759 | 1659.881
4722 | 265.8016 | 1688.9171 | 265.8016 | 1688.9171
4723 | 281.3352 | 1692.757 | 281.3352 | 1692.757
4724 | 308.4209 | 1698.1565 | 308.4209 | 1698.1565
4725 | 314.9289 | 1691.8724 | 314.9289 | 1691.8724
4726 | 323.7538 | 1681.5404 | 323.7538 | 1681.5404
4727 | 345.3228 | 1670.1548 | 345.3228 | 1670.1548
4728 | 343.7757 | 1664.3607 | 343.7757 | 1664.3607
4729 | 331.2802 | 1665.0087 | 331.2802 | 1665.0087
4730 | 334.7929 | 1669.09 | 334.7929 | 1669.09
4731 | 347.0676 | 1684.3144 | 347.0676 | 1684.3144
4732 | 367.3527 | 1693.331 | 367.3527 | 1693.331
4733 | 376.6347 | 1718.4367 | 376.6347 | 1718.4367
4734 | 371.1016 | 1744.2807 | 371.1016 | 1744.2807
4735 | 352.9729 | 1766.7193 | 352.9729 | 1766.7193
4736 | 342.9418 | 1791.3649 | 342.9418 | 1791.3649
4737 | 334.632 | 1804.3473 | 334.632 | 1804.3473
4738 | 321.5238 | 1808.0866 | 321.5238 | 1808.0866
4739 | 305.2826 | 1802.0096 | 305.2826 | 1802.0096
4740 | 286.8543 | 1795.7916 | 286.8543 | 1795.7916
4741 | 274.0041 | 1799.2516 | 274.0041 | 1799.2516
4742 | 269.1594 | 1807.5981 | 269.1594 | 1807.5981
4743 | 264.6264 | 1820.8396 | 264.6264 | 1820.8396
4744 | 263.2463 | 1849.7323 | 263.2463 | 1849.7323
4745 | 265.3732 | 1894.9446 | 265.3732 | 1894.9446
4746 | 274.1619 | 1964.1754 | 274.1619 | 1964.1754
4747 | 290.1227 | 1994.2816 | 290.1227 | 1994.2816
4748 | 311.2556 | 2018.2523 | 311.2556 | 2018.2523
4749 | 320.5516 | 2033.2047 | 320.5516 | 2033.2047
4750 | 329.9711 | 2048.1502 | 329.9711 | 2048.1502
4751 | 346.6219 | 2062.8159 | 346.6219 | 2062.8159
4752 | 342.1784 | 2078.6022 | 342.1784 | 2078.6022
4753 | 332.3023 | 2097.6065 | 332.3023 | 2097.6065
4754 | 337.7611 | 2112.1771 | 337.7611 | 2112.1771
4755 | 348.5472 | 2124.0484 | 348.5472 | 2124.0484
4756 | 366.8271 | 2122.4897 | 366.8271 | 2122.4897
4757 | 374.7534 | 2132.0334 | 374.7534 | 2132.0334
4758 | 365.9657 | 2133.2877 | 365.9657 | 2133.2877
4759 | 348.1634 | 2115.8326 | 348.1634 | 2115.8326
4760 | 341.0099 | 2093.3193 | 341.0099 | 2093.3193
4761 | 335.6638 | 2064.6454 | 335.6638 | 2064.6454
4762 | 319.8121 | 2023.6332 | 319.8121 | 2023.6332
4763 | 303.1575 | 1980.5428 | 303.1575 | 1980.5428
4764 | 287.6266 | 1944.3614 | 287.6266 | 1944.3614
4765 | 276.6767 | 1916.7404 | 276.6767 | 1916.7404
4766 | 270.2719 | 1894.6508 | 270.2719 | 1894.6508
4767 | 265.7067 | 1884.8071 | 265.7067 | 1884.8071
4768 | 262.753 | 1890.3999 | 262.753 | 1890.3999
4769 | 264.6511 | 1911.1085 | 264.6511 | 1911.1085
4770 | 271.8116 | 1951.6656 | 271.8116 | 1951.6656
4771 | 285.2542 | 1956.8812 | 285.2542 | 1956.8812
4772 | 302.3634 | 1962.0227 | 302.3634 | 1962.0227
4773 | 312.4859 | 1958.8338 | 312.4859 | 1958.8338
4774 | 323.3075 | 1953.8324 | 323.3075 | 1953.8324
4775 | 343.2158 | 1945.3271 | 343.2158 | 1945.3271
4776 | 344.0073 | 1940.0918 | 344.0073 | 1940.0918
4777 | 335.0083 | 1936.269 | 335.0083 | 1936.269
4778 | 339.6188 | 1931.5805 | 339.6188 | 1931.5805
4779 | 351.0323 | 1932.4036 | 351.0323 | 1932.4036
4780 | 369.5943 | 1924.2676 | 369.5943 | 1924.2676
4781 | 378.9826 | 1938.7551 | 378.9826 | 1938.7551
4782 | 370.9919 | 1968.0812 | 370.9919 | 1968.0812
4783 | 357.1107 | 2004.7061 | 357.1107 | 2004.7061
4784 | 345.6698 | 2028.8789 | 345.6698 | 2028.8789
4785 | 338.3128 | 2022.6452 | 338.3128 | 2022.6452
4786 | 327.7815 | 2008.1572 | 327.7815 | 2008.1572
4787 | 308.4479 | 1997.2225 | 308.4479 | 1997.2225
4788 | 292.4926 | 1996.3351 | 292.4926 | 1996.3351
4789 | 281.2325 | 2009.3816 | 281.2325 | 2009.3816
4790 | 273.8597 | 2026.24 | 273.8597 | 2026.24
4791 | 268.9659 | 2046.4026 | 268.9659 | 2046.4026
4792 | 265.9839 | 2070.3086 | 265.9839 | 2070.3086
4793 | 267.9562 | 2099.701 | 267.9562 | 2099.701
4794 | 273.9484 | 2131.0585 | 273.9484 | 2131.0585
4795 | 284.4464 | 2104.6342 | 284.4464 | 2104.6342
4796 | 297.0345 | 2075.9005 | 297.0345 | 2075.9005
4797 | 305.4223 | 2050.7872 | 305.4223 | 2050.7872
4798 | 315.4517 | 2034.4797 | 315.4517 | 2034.4797
4799 | 336.1124 | 2022.1483 | 336.1124 | 2022.1483
4800 | 339.0454 | 2012.9581 | 339.0454 | 2012.9581
4801 | 331.1816 | 2002.7299 | 331.1816 | 2002.7299
4802 | 330.1517 | 1992.7538 | 330.1517 | 1992.7538
4803 | 339.9382 | 1994.0928 | 339.9382 | 1994.0928
4804 | 360.0128 | 2008.7839 | 360.0128 | 2008.7839
4805 | 368.1961 | 2054.6103 | 368.1961 | 2054.6103
4806 | 361.5888 | 2096.9191 | 361.5888 | 2096.9191
4807 | 347.9338 | 2126.1929 | 347.9338 | 2126.1929
4808 | 337.3195 | 2146.6686 | 337.3195 | 2146.6686
4809 | 330.7096 | 2149.2907 | 330.7096 | 2149.2907
4810 | 320.4561 | 2137.468 | 320.4561 | 2137.468
4811 | 305.3125 | 2106.8443 | 305.3125 | 2106.8443
4812 | 291.4743 | 2061.8072 | 291.4743 | 2061.8072
4813 | 279.1844 | 2020.9886 | 279.1844 | 2020.9886
4814 | 272.5408 | 1993.4824 | 272.5408 | 1993.4824
4815 | 267.9969 | 1977.8352 | 267.9969 | 1977.8352
4816 | 264.532 | 1967.0921 | 264.532 | 1967.0921
4817 | 265.3837 | 1973.9153 | 265.3837 | 1973.9153
4818 | 270.152 | 2012.7529 | 270.152 | 2012.7529
4819 | 279.618 | 2021.7085 | 279.618 | 2021.7085
4820 | 291.292 | 2025.3455 | 291.292 | 2025.3455
4821 | 299.4256 | 2009.2169 | 299.4256 | 2009.2169
4822 | 311.7366 | 1981.1734 | 311.7366 | 1981.1734
4823 | 330.3057 | 1946.3158 | 330.3057 | 1946.3158
4824 | 331.5212 | 1915.2872 | 331.5212 | 1915.2872
4825 | 321.1718 | 1887.0466 | 321.1718 | 1887.0466
4826 | 327.7928 | 1859.0581 | 327.7928 | 1859.0581
4827 | 338.9392 | 1842.7716 | 338.9392 | 1842.7716
4828 | 358.6326 | 1827.0696 | 358.6326 | 1827.0696
4829 | 366.0372 | 1831.1967 | 366.0372 | 1831.1967
4830 | 356.4982 | 1834.5575 | 356.4982 | 1834.5575
4831 | 342.7207 | 1830.085 | 342.7207 | 1830.085
4832 | 334.9334 | 1822.9618 | 334.9334 | 1822.9618
4833 | 328.4122 | 1814.4067 | 328.4122 | 1814.4067
4834 | 317.5944 | 1816.5984 | 317.5944 | 1816.5984
4835 | 302.4595 | 1823.762 | 302.4595 | 1823.762
4836 | 286.7086 | 1828.9361 | 286.7086 | 1828.9361
4837 | 274.4766 | 1837.2538 | 274.4766 | 1837.2538
4838 | 268.3182 | 1848.7816 | 268.3182 | 1848.7816
4839 | 263.1041 | 1861.5931 | 263.1041 | 1861.5931
4840 | 260.9745 | 1875.8696 | 260.9745 | 1875.8696
4841 | 263.011 | 1900.4472 | 263.011 | 1900.4472
4842 | 268.269 | 1943.7986 | 268.269 | 1943.7986
4843 | 282.9824 | 1950.6478 | 282.9824 | 1950.6478
4844 | 298.6838 | 1955.6604 | 298.6838 | 1955.6604
4845 | 305.0732 | 1950.236 | 305.0732 | 1950.236
4846 | 314.1156 | 1946.3094 | 314.1156 | 1946.3094
4847 | 335.3966 | 1944.8112 | 335.3966 | 1944.8112
4848 | 333.5218 | 1944.0468 | 333.5218 | 1944.0468
4849 | 320.5501 | 1939.4931 | 320.5501 | 1939.4931
4850 | 323.7478 | 1935.8794 | 323.7478 | 1935.8794
4851 | 336.2556 | 1944.7844 | 336.2556 | 1944.7844
4852 | 355.9092 | 1957.4981 | 355.9092 | 1957.4981
4853 | 363.4833 | 1979.2077 | 363.4833 | 1979.2077
4854 | 358.8012 | 1988.5869 | 358.8012 | 1988.5869
4855 | 344.2365 | 1980.8902 | 344.2365 | 1980.8902
4856 | 336.4536 | 1968.3934 | 336.4536 | 1968.3934
4857 | 328.6381 | 1957.474 | 328.6381 | 1957.474
4858 | 317.6175 | 1956.7854 | 317.6175 | 1956.7854
4859 | 301.9259 | 1960.123 | 301.9259 | 1960.123
4860 | 285.9642 | 1969.6389 | 285.9642 | 1969.6389
4861 | 274.6946 | 1990.0366 | 274.6946 | 1990.0366
4862 | 267.8863 | 2006.809 | 267.8863 | 2006.809
4863 | 261.4313 | 2010.9367 | 261.4313 | 2010.9367
4864 | 260.2485 | 2006.9429 | 260.2485 | 2006.9429
4865 | 262.1989 | 2012.1755 | 262.1989 | 2012.1755
4866 | 270.6629 | 2046.4992 | 270.6629 | 2046.4992
4867 | 288.7629 | 2061.4303 | 288.7629 | 2061.4303
4868 | 310.3397 | 2084.7992 | 310.3397 | 2084.7992
4869 | 320.4747 | 2099.3647 | 320.4747 | 2099.3647
4870 | 328.6891 | 2112.8056 | 328.6891 | 2112.8056
4871 | 346.9925 | 2123.8602 | 346.9925 | 2123.8602
4872 | 342.9856 | 2137.1102 | 342.9856 | 2137.1102
4873 | 331.305 | 2144.8084 | 331.305 | 2144.8084
4874 | 335.6154 | 2149.2766 | 335.6154 | 2149.2766
4875 | 345.4061 | 2157.7517 | 345.4061 | 2157.7517
4876 | 367.309 | 2159.2882 | 367.309 | 2159.2882
4877 | 375.5239 | 2174.9364 | 375.5239 | 2174.9364
4878 | 368.2541 | 2185.8632 | 368.2541 | 2185.8632
4879 | 354.0532 | 2190.1175 | 354.0532 | 2190.1175
4880 | 345.2738 | 2191.979 | 345.2738 | 2191.979
4881 | 338.4352 | 2200.7914 | 338.4352 | 2200.7914
4882 | 324.6287 | 2217.7284 | 324.6287 | 2217.7284
4883 | 303.2474 | 2229.0619 | 303.2474 | 2229.0619
4884 | 287.6769 | 2237.2882 | 287.6769 | 2237.2882
4885 | 275.6715 | 2241.264 | 275.6715 | 2241.264
4886 | 268.8388 | 2238.7344 | 268.8388 | 2238.7344
4887 | 262.8371 | 2227.6011 | 262.8371 | 2227.6011
4888 | 260.8098 | 2222.0596 | 260.8098 | 2222.0596
4889 | 262.3042 | 2239.6731 | 262.3042 | 2239.6731
4890 | 268.9009 | 2282.2506 | 268.9009 | 2282.2506
4891 | 287.2115 | 2287.2943 | 287.2115 | 2287.2943
4892 | 307.5363 | 2286.2454 | 307.5363 | 2286.2454
4893 | 317.2857 | 2279.7034 | 317.2857 | 2279.7034
4894 | 324.7402 | 2276.1636 | 324.7402 | 2276.1636
4895 | 343.8115 | 2270.7105 | 343.8115 | 2270.7105
4896 | 341.9797 | 2267.0658 | 341.9797 | 2267.0658
4897 | 328.4087 | 2265.8223 | 328.4087 | 2265.8223
4898 | 332.8075 | 2262.9824 | 332.8075 | 2262.9824
4899 | 342.6944 | 2271.7584 | 342.6944 | 2271.7584
4900 | 364.296 | 2279.3564 | 364.296 | 2279.3564
4901 | 374.9165 | 2303.1724 | 374.9165 | 2303.1724
4902 | 369.5353 | 2330.1342 | 369.5353 | 2330.1342
4903 | 353.5351 | 2351.8849 | 353.5351 | 2351.8849
4904 | 343.2498 | 2351.7689 | 343.2498 | 2351.7689
4905 | 332.2866 | 2329.6723 | 332.2866 | 2329.6723
4906 | 319.9444 | 2320.386 | 319.9444 | 2320.386
4907 | 300.9649 | 2323.1217 | 300.9649 | 2323.1217
4908 | 286.3603 | 2326.2323 | 286.3603 | 2326.2323
4909 | 273.4596 | 2326.0382 | 273.4596 | 2326.0382
4910 | 268.4324 | 2317.0602 | 268.4324 | 2317.0602
4911 | 263.7129 | 2301.671 | 263.7129 | 2301.671
4912 | 260.4834 | 2285.7263 | 260.4834 | 2285.7263
4913 | 263.5533 | 2282.0602 | 263.5533 | 2282.0602
4914 | 271.1122 | 2304.218 | 271.1122 | 2304.218
4915 | 286.9024 | 2293.0978 | 286.9024 | 2293.0978
4916 | 306.82 | 2275.5412 | 306.82 | 2275.5412
4917 | 316.9611 | 2240.7984 | 316.9611 | 2240.7984
4918 | 324.6418 | 2196.2901 | 324.6418 | 2196.2901
4919 | 343.4803 | 2144.194 | 343.4803 | 2144.194
4920 | 343.5576 | 2083.245 | 343.5576 | 2083.245
4921 | 330.3729 | 2015.2397 | 330.3729 | 2015.2397
4922 | 334.0615 | 1968.422 | 334.0615 | 1968.422
4923 | 344.6726 | 1951.7916 | 344.6726 | 1951.7916
4924 | 362.8061 | 1926.3311 | 362.8061 | 1926.3311
4925 | 371.3755 | 1903.977 | 371.3755 | 1903.977
4926 | 364.1768 | 1895.3869 | 364.1768 | 1895.3869
4927 | 347.4903 | 1884.9819 | 347.4903 | 1884.9819
4928 | 338.3639 | 1838.1369 | 338.3639 | 1838.1369
4929 | 330.1496 | 1765.0984 | 330.1496 | 1765.0984
4930 | 315.6434 | 1694.2089 | 315.6434 | 1694.2089
4931 | 300.9515 | 1630.9996 | 300.9515 | 1630.9996
4932 | 287.4383 | 1575.5592 | 287.4383 | 1575.5592
4933 | 276.0633 | 1528.9371 | 276.0633 | 1528.9371
4934 | 268.2372 | 1489.8238 | 268.2372 | 1489.8238
4935 | 263.0913 | 1451.5645 | 263.0913 | 1451.5645
4936 | 260.3658 | 1408.9666 | 260.3658 | 1408.9666
4937 | 262.164 | 1382.8172 | 262.164 | 1382.8172
4938 | 267.3977 | 1403.6854 | 267.3977 | 1403.6854
4939 | 280.5689 | 1399.8303 | 280.5689 | 1399.8303
4940 | 297.2911 | 1388.808 | 297.2911 | 1388.808
4941 | 308.2778 | 1367.4778 | 308.2778 | 1367.4778
4942 | 317.5225 | 1347.3013 | 317.5225 | 1347.3013
4943 | 335.3684 | 1337.3343 | 335.3684 | 1337.3343
4944 | 334.6773 | 1338.4614 | 334.6773 | 1338.4614
4945 | 325.386 | 1343.9242 | 325.386 | 1343.9242
4946 | 327.4738 | 1355.9584 | 327.4738 | 1355.9584
4947 | 338.1838 | 1372.6444 | 338.1838 | 1372.6444
4948 | 355.7726 | 1392.4943 | 355.7726 | 1392.4943
4949 | 363.3603 | 1436.6441 | 363.3603 | 1436.6441
4950 | 361.3981 | 1476.9754 | 361.3981 | 1476.9754
4951 | 343.5924 | 1497.0496 | 343.5924 | 1497.0496
4952 | 333.383 | 1491.259 | 333.383 | 1491.259
4953 | 324.5178 | 1465.9383 | 324.5178 | 1465.9383
4954 | 313.4627 | 1441.4338 | 313.4627 | 1441.4338
4955 | 298.4708 | 1408.8327 | 298.4708 | 1408.8327
4956 | 283.0046 | 1377.939 | 283.0046 | 1377.939
4957 | 270.5767 | 1368.3303 | 270.5767 | 1368.3303
4958 | 263.0927 | 1385.1887 | 263.0927 | 1385.1887
4959 | 258.2898 | 1401.5253 | 258.2898 | 1401.5253
4960 | 255.3356 | 1385.7095 | 255.3356 | 1385.7095
4961 | 257.9374 | 1380.2379 | 257.9374 | 1380.2379
4962 | 262.4879 | 1403.9003 | 262.4879 | 1403.9003
4963 | 274.9692 | 1407.7403 | 274.9692 | 1407.7403
4964 | 285.2838 | 1434.0754 | 285.2838 | 1434.0754
4965 | 295.4583 | 1468.0719 | 295.4583 | 1468.0719
4966 | 306.0244 | 1512.9807 | 306.0244 | 1512.9807
4967 | 322.5362 | 1531.7303 | 322.5362 | 1531.7303
4968 | 324.0988 | 1523.099 | 324.0988 | 1523.099
4969 | 316.7179 | 1523.9189 | 316.7179 | 1523.9189
4970 | 322.2732 | 1536.469 | 322.2732 | 1536.469
4971 | 330.6754 | 1526.3729 | 330.6754 | 1526.3729
4972 | 347.7801 | 1499.7947 | 347.7801 | 1499.7947
4973 | 357.6624 | 1494.6362 | 357.6624 | 1494.6362
4974 | 351.511 | 1477.6632 | 351.511 | 1477.6632
4975 | 339.4811 | 1445.6348 | 339.4811 | 1445.6348
4976 | 330.959 | 1408.7632 | 330.959 | 1408.7632
4977 | 323.7943 | 1374.5867 | 323.7943 | 1374.5867
4978 | 313.7013 | 1350.5122 | 313.7013 | 1350.5122
4979 | 297.7356 | 1329.9049 | 297.7356 | 1329.9049
4980 | 282.1542 | 1327.298 | 282.1542 | 1327.298
4981 | 272.3598 | 1322.3322 | 272.3598 | 1322.3322
4982 | 265.8531 | 1292.8914 | 265.8531 | 1292.8914
4983 | 259.7699 | 1252.7406 | 259.7699 | 1252.7406
4984 | 258.336 | 1221.0618 | 258.336 | 1221.0618
4985 | 258.8771 | 1241.5555 | 258.8771 | 1241.5555
4986 | 263.1468 | 1281.3388 | 263.1468 | 1281.3388
4987 | 275.7876 | 1280.45 | 275.7876 | 1280.45
4988 | 285.1436 | 1283.2272 | 285.1436 | 1283.2272
4989 | 294.3235 | 1296.2881 | 294.3235 | 1296.2881
4990 | 307.3974 | 1300.3574 | 307.3974 | 1300.3574
4991 | 325.2925 | 1281.7926 | 325.2925 | 1281.7926
4992 | 324.4802 | 1244.9175 | 324.4802 | 1244.9175
4993 | 320.1378 | 1192.4311 | 320.1378 | 1192.4311
4994 | 322.6302 | 1134.9092 | 322.6302 | 1134.9092
4995 | 331.5494 | 1094.9788 | 331.5494 | 1094.9788
4996 | 349.2278 | 1082.6299 | 349.2278 | 1082.6299
4997 | 362.3476 | 1114.9578 | 362.3476 | 1114.9578
4998 | 355.5868 | 1167.154 | 355.5868 | 1167.154
4999 | 338.4127 | 1212.6346 | 338.4127 | 1212.6346
5000 | 329.1149 | 1264.7502 | 329.1149 | 1264.7502
5001 | 325.3122 | 1320.9795 | 325.3122 | 1320.9795
5002 | 315.2248 | 1370.4591 | 315.2248 | 1370.4591
5003 | 300.1644 | 1396.4518 | 300.1644 | 1396.4518
5004 | 284.5206 | 1420.2831 | 284.5206 | 1420.2831
5005 | 272.315 | 1456.8446 | 272.315 | 1456.8446
5006 | 264.5861 | 1491.6723 | 264.5861 | 1491.6723
5007 | 260.6289 | 1512.6518 | 260.6289 | 1512.6518
5008 | 258.1914 | 1525.2087 | 258.1914 | 1525.2087
5009 | 259.7977 | 1553.6553 | 259.7977 | 1553.6553
5010 | 265.3357 | 1591.0742 | 265.3357 | 1591.0742
5011 | 276.5474 | 1571.0553 | 276.5474 | 1571.0553
5012 | 289.7864 | 1540.731 | 289.7864 | 1540.731
5013 | 298.8999 | 1509.2554 | 298.8999 | 1509.2554
5014 | 308.2671 | 1483.1464 | 308.2671 | 1483.1464
5015 | 324.4812 | 1461.3144 | 324.4812 | 1461.3144
5016 | 323.4697 | 1458.2286 | 323.4697 | 1458.2286
5017 | 315.2095 | 1467.6464 | 315.2095 | 1467.6464
5018 | 316.5656 | 1474.393 | 316.5656 | 1474.393
5019 | 324.8543 | 1485.4904 | 324.8543 | 1485.4904
5020 | 344.8927 | 1479.031 | 344.8927 | 1479.031
5021 | 358.9412 | 1463.6841 | 358.9412 | 1463.6841
5022 | 353.3301 | 1433.6425 | 353.3301 | 1433.6425
5023 | 336.451 | 1391.7696 | 336.451 | 1391.7696
5024 | 329.7328 | 1346.6442 | 329.7328 | 1346.6442
5025 | 323.4761 | 1307.309 | 323.4761 | 1307.309
5026 | 312.6882 | 1302.1067 | 312.6882 | 1302.1067
5027 | 298.786 | 1330.1629 | 298.786 | 1330.1629
5028 | 282.6745 | 1363.6236 | 282.6745 | 1363.6236
5029 | 271.366 | 1378.0458 | 271.366 | 1378.0458
5030 | 266.0122 | 1374.1405 | 266.0122 | 1374.1405
5031 | 259.6836 | 1369.9284 | 259.6836 | 1369.9284
5032 | 256.7212 | 1354.3276 | 256.7212 | 1354.3276
5033 | 260.2507 | 1323.9224 | 260.2507 | 1323.9224
5034 | 267.1235 | 1312.4198 | 267.1235 | 1312.4198
5035 | 282.608 | 1281.3957 | 282.608 | 1281.3957
5036 | 301.1178 | 1266.2895 | 301.1178 | 1266.2895
5037 | 310.3441 | 1256.1794 | 310.3441 | 1256.1794
5038 | 318.6032 | 1250.8341 | 318.6032 | 1250.8341
5039 | 338.6526 | 1243.0165 | 338.6526 | 1243.0165
5040 | 336.4351 | 1231.4619 | 336.4351 | 1231.4619
5041 | 324.9093 | 1226.7363 | 324.9093 | 1226.7363
5042 | 325.5482 | 1244.574 | 325.5482 | 1244.574
5043 | 337.7266 | 1276.994 | 337.7266 | 1276.994
5044 | 356.6595 | 1298.0046 | 356.6595 | 1298.0046
5045 | 370.9136 | 1322.0785 | 370.9136 | 1322.0785
5046 | 367.9086 | 1329.5663 | 367.9086 | 1329.5663
5047 | 347.1402 | 1314.7764 | 347.1402 | 1314.7764
5048 | 339.1706 | 1291.1024 | 339.1706 | 1291.1024
5049 | 330.3116 | 1271.1553 | 330.3116 | 1271.1553
5050 | 319.0064 | 1268.3173 | 319.0064 | 1268.3173
5051 | 299.9962 | 1279.6079 | 299.9962 | 1279.6079
5052 | 285.062 | 1298.2374 | 285.062 | 1298.2374
5053 | 271.206 | 1304.4917 | 271.206 | 1304.4917
5054 | 265.4329 | 1284.9385 | 265.4329 | 1284.9385
5055 | 261.1838 | 1253.5573 | 261.1838 | 1253.5573
5056 | 258.6587 | 1233.8726 | 258.6587 | 1233.8726
5057 | 260.9841 | 1240.3518 | 260.9841 | 1240.3518
5058 | 269.4087 | 1276.1372 | 269.4087 | 1276.1372
5059 | 283.9847 | 1283.1153 | 283.9847 | 1283.1153
5060 | 304.8466 | 1289.8045 | 304.8466 | 1289.8045
5061 | 313.5365 | 1288.2491 | 313.5365 | 1288.2491
5062 | 321.8338 | 1294.8978 | 321.8338 | 1294.8978
5063 | 340.7787 | 1302.4703 | 340.7787 | 1302.4703
5064 | 336.9603 | 1301.276 | 336.9603 | 1301.276
5065 | 324.6411 | 1305.836 | 324.6411 | 1305.836
5066 | 326.596 | 1323.7597 | 326.596 | 1323.7597
5067 | 335.4315 | 1336.5337 | 335.4315 | 1336.5337
5068 | 354.0302 | 1323.8409 | 354.0302 | 1323.8409
5069 | 369.2639 | 1319.2413 | 369.2639 | 1319.2413
5070 | 361.776 | 1311.9408 | 361.776 | 1311.9408
5071 | 345.2485 | 1301.4068 | 345.2485 | 1301.4068
5072 | 337.0102 | 1311.1783 | 337.0102 | 1311.1783
5073 | 327.6197 | 1337.6592 | 327.6197 | 1337.6592
5074 | 315.1385 | 1365.4724 | 315.1385 | 1365.4724
5075 | 297.4578 | 1384.2 | 297.4578 | 1384.2
5076 | 280.7082 | 1400.5082 | 280.7082 | 1400.5082
5077 | 269.5947 | 1424.5169 | 269.5947 | 1424.5169
5078 | 262.1787 | 1453.4981 | 262.1787 | 1453.4981
5079 | 258.5221 | 1482.2586 | 258.5221 | 1482.2586
5080 | 255.1682 | 1506.7234 | 255.1682 | 1506.7234
5081 | 257.742 | 1536.2448 | 257.742 | 1536.2448
5082 | 264.9725 | 1588.3229 | 264.9725 | 1588.3229
5083 | 280.6399 | 1608.9716 | 280.6399 | 1608.9716
5084 | 300.1959 | 1630.234 | 300.1959 | 1630.234
5085 | 310.1318 | 1645.2724 | 310.1318 | 1645.2724
5086 | 319.3069 | 1661.9375 | 319.3069 | 1661.9375
5087 | 339.2754 | 1677.8498 | 339.2754 | 1677.8498
5088 | 336.9802 | 1699.5256 | 336.9802 | 1699.5256
5089 | 326.5706 | 1729.793 | 326.5706 | 1729.793
5090 | 328.9949 | 1773.0802 | 328.9949 | 1773.0802
5091 | 338.3614 | 1838.1288 | 338.3614 | 1838.1288
5092 | 354.3281 | 1901.6554 | 354.3281 | 1901.6554
5093 | 365.6965 | 1950.0612 | 365.6965 | 1950.0612
5094 | 361.8585 | 1961.3749 | 361.8585 | 1961.3749
5095 | 346.3193 | 1953.8072 | 346.3193 | 1953.8072
5096 | 337.8869 | 1947.4578 | 337.8869 | 1947.4578
5097 | 327.2882 | 1926.178 | 327.2882 | 1926.178
5098 | 316.683 | 1899.5241 | 316.683 | 1899.5241
5099 | 299.6998 | 1883.2158 | 299.6998 | 1883.2158
5100 | 285.4673 | 1882.9732 | 285.4673 | 1882.9732
5101 | 272.6322 | 1888.3677 | 272.6322 | 1888.3677
5102 | 267.0318 | 1900.4543 | 267.0318 | 1900.4543
5103 | 261.0776 | 1937.5116 | 261.0776 | 1937.5116
5104 | 257.6267 | 1981.1065 | 257.6267 | 1981.1065
5105 | 259.4983 | 2032.9392 | 259.4983 | 2032.9392
5106 | 266.618 | 2101.74 | 266.618 | 2101.74
5107 | 278.0272 | 2122.5606 | 278.0272 | 2122.5606
5108 | 292.9298 | 2120.3081 | 292.9298 | 2120.3081
5109 | 305.5862 | 2081.1374 | 305.5862 | 2081.1374
5110 | 313.9774 | 2029.9659 | 313.9774 | 2029.9659
5111 | 331.9151 | 1994.9363 | 331.9151 | 1994.9363
5112 | 334.0708 | 1972.7204 | 334.0708 | 1972.7204
5113 | 324.1082 | 1956.1299 | 324.1082 | 1956.1299
5114 | 327.249 | 1936.0514 | 327.249 | 1936.0514
5115 | 333.8528 | 1911.554 | 333.8528 | 1911.554
5116 | 350.2056 | 1878.5704 | 350.2056 | 1878.5704
5117 | 363.3461 | 1875.7763 | 363.3461 | 1875.7763
5118 | 360.2014 | 1889.1965 | 360.2014 | 1889.1965
5119 | 347.1336 | 1906.2614 | 347.1336 | 1906.2614
5120 | 338.3504 | 1923.255 | 338.3504 | 1923.255
5121 | 330.8586 | 1932.4114 | 330.8586 | 1932.4114
5122 | 319.893 | 1939.7618 | 319.893 | 1939.7618
5123 | 302.9877 | 1941.9817 | 302.9877 | 1941.9817
5124 | 287.2802 | 1914.619 | 287.2802 | 1914.619
5125 | 275.1286 | 1923.1502 | 275.1286 | 1923.1502
5126 | 269.171 | 1925.637 | 269.171 | 1925.637
5127 | 263.7262 | 1926.2468 | 263.7262 | 1926.2468
5128 | 260.4709 | 1929.1362 | 260.4709 | 1929.1362
5129 | 261.8088 | 1956.0843 | 261.8088 | 1956.0843
5130 | 267.3382 | 2012.9902 | 267.3382 | 2012.9902
5131 | 275.6829 | 2046.2439 | 275.6829 | 2046.2439
5132 | 287.5371 | 2090.9659 | 287.5371 | 2090.9659
5133 | 297.5812 | 2133.3935 | 297.5812 | 2133.3935
5134 | 309.2562 | 2166.5996 | 309.2562 | 2166.5996
5135 | 327.8259 | 2192.8127 | 327.8259 | 2192.8127
5136 | 330.4908 | 2216.7151 | 330.4908 | 2216.7151
5137 | 323.2358 | 2235.5605 | 323.2358 | 2235.5605
5138 | 322.5694 | 2248.0515 | 322.5694 | 2248.0515
5139 | 331.6761 | 2257.8371 | 331.6761 | 2257.8371
5140 | 348.122 | 2261.5911 | 348.122 | 2261.5911
5141 | 361.2385 | 2283.2046 | 361.2385 | 2283.2046
5142 | 356.5637 | 2304.4333 | 356.5637 | 2304.4333
5143 | 344.0032 | 2307.7214 | 344.0032 | 2307.7214
5144 | 336.2543 | 2291.3383 | 336.2543 | 2291.3383
5145 | 328.3876 | 2261.8851 | 328.3876 | 2261.8851
5146 | 319.847 | 2248.3654 | 319.847 | 2248.3654
5147 | 305.6662 | 2252.9151 | 305.6662 | 2252.9151
5148 | 291.1314 | 2274.623 | 291.1314 | 2274.623
5149 | 278.9501 | 2293.111 | 278.9501 | 2293.111
5150 | 271.8334 | 2299.0573 | 271.8334 | 2299.0573
5151 | 266.3155 | 2294.9841 | 266.3155 | 2294.9841
5152 | 264.6785 | 2282.9383 | 264.6785 | 2282.9383
5153 | 264.2515 | 2286.1758 | 264.2515 | 2286.1758
5154 | 268.7518 | 2315.532 | 268.7518 | 2315.532
5155 | 278.5192 | 2318.6201 | 278.5192 | 2318.6201
5156 | 290.8471 | 2323.4729 | 290.8471 | 2323.4729
5157 | 300.1408 | 2317.2981 | 300.1408 | 2317.2981
5158 | 310.0745 | 2304.9816 | 310.0745 | 2304.9816
5159 | 328.669 | 2286.98 | 328.669 | 2286.98
5160 | 328.6514 | 2273.7977 | 328.6514 | 2273.7977
5161 | 324.4274 | 2259.6508 | 324.4274 | 2259.6508
5162 | 324.3624 | 2244.6763 | 324.3624 | 2244.6763
5163 | 329.5925 | 2235.4344 | 329.5925 | 2235.4344
5164 | 346.773 | 2224.8018 | 346.773 | 2224.8018
5165 | 363.8215 | 2226.8814 | 363.8215 | 2226.8814
5166 | 357.8217 | 2224.3996 | 357.8217 | 2224.3996
5167 | 345.5452 | 2197.8174 | 345.5452 | 2197.8174
5168 | 335.0285 | 2148.9483 | 335.0285 | 2148.9483
5169 | 328.842 | 2090.553 | 328.842 | 2090.553
5170 | 318.635 | 2052.6478 | 318.635 | 2052.6478
5171 | 302.9734 | 2038.7606 | 302.9734 | 2038.7606
5172 | 289.4902 | 2045.3224 | 289.4902 | 2045.3224
5173 | 278.3058 | 2046.9345 | 278.3058 | 2046.9345
5174 | 270.6335 | 2036.5535 | 270.6335 | 2036.5535
5175 | 265.586 | 2023.4939 | 265.586 | 2023.4939
5176 | 263.6085 | 2015.1608 | 263.6085 | 2015.1608
5177 | 264.694 | 2026.9628 | 264.694 | 2026.9628
5178 | 270.485 | 2061.9724 | 270.485 | 2061.9724
5179 | 281.1653 | 2060.7993 | 281.1653 | 2060.7993
5180 | 295.4616 | 2048.1013 | 295.4616 | 2048.1013
5181 | 307.7895 | 2025.599 | 307.7895 | 2025.599
5182 | 318.4388 | 2005.2243 | 318.4388 | 2005.2243
5183 | 335.5615 | 1978.9536 | 335.5615 | 1978.9536
5184 | 334.9666 | 1944.128 | 334.9666 | 1944.128
5185 | 322.9251 | 1897.7904 | 322.9251 | 1897.7904
5186 | 323.6341 | 1858.0929 | 323.6341 | 1858.0929
5187 | 331.0113 | 1823.8325 | 331.0113 | 1823.8325
5188 | 348.0728 | 1775.9042 | 348.0728 | 1775.9042
5189 | 366.5253 | 1750.0122 | 366.5253 | 1750.0122
5190 | 362.2838 | 1731.8358 | 362.2838 | 1731.8358
5191 | 348.3941 | 1708.9241 | 348.3941 | 1708.9241
5192 | 340.4558 | 1690.8534 | 340.4558 | 1690.8534
5193 | 332.3905 | 1671.8633 | 332.3905 | 1671.8633
5194 | 321.1275 | 1658.2592 | 321.1275 | 1658.2592
5195 | 302.6022 | 1655.4257 | 302.6022 | 1655.4257
5196 | 286.7807 | 1689.8327 | 286.7807 | 1689.8327
5197 | 275.9369 | 1710.7255 | 275.9369 | 1710.7255
5198 | 269.0091 | 1698.235 | 269.0091 | 1698.235
5199 | 264.802 | 1675.6405 | 264.802 | 1675.6405
5200 | 262.1764 | 1654.0599 | 262.1764 | 1654.0599
5201 | 265.5291 | 1650.0408 | 265.5291 | 1650.0408
5202 | 274.2545 | 1662.3523 | 274.2545 | 1662.3523
5203 | 289.2486 | 1639.0297 | 289.2486 | 1639.0297
5204 | 308.3967 | 1614.8139 | 308.3967 | 1614.8139
5205 | 319.7262 | 1595.6446 | 319.7262 | 1595.6446
5206 | 328.8401 | 1585.8595 | 328.8401 | 1585.8595
5207 | 349.0349 | 1592.9607 | 349.0349 | 1592.9607
5208 | 345.0563 | 1624.6682 | 345.0563 | 1624.6682
5209 | 332.0505 | 1660.7269 | 332.0505 | 1660.7269
5210 | 332.6616 | 1701.1475 | 332.6616 | 1701.1475
5211 | 341.5847 | 1746.2036 | 341.5847 | 1746.2036
5212 | 358.3391 | 1777.0012 | 358.3391 | 1777.0012
5213 | 376.4187 | 1811.7778 | 376.4187 | 1811.7778
5214 | 373.4242 | 1832.0361 | 373.4242 | 1832.0361
5215 | 356.1896 | 1826.2956 | 356.1896 | 1826.2956
5216 | 345.7375 | 1800.7574 | 345.7375 | 1800.7574
5217 | 335.7736 | 1759.8708 | 335.7736 | 1759.8708
5218 | 323.2167 | 1709.5618 | 323.2167 | 1709.5618
5219 | 305.3714 | 1653.0631 | 305.3714 | 1653.0631
5220 | 290.0297 | 1619.7979 | 290.0297 | 1619.7979
5221 | 276.6203 | 1602.8044 | 276.6203 | 1602.8044
5222 | 270.1495 | 1601.4942 | 270.1495 | 1601.4942
5223 | 266.4848 | 1611.5545 | 266.4848 | 1611.5545
5224 | 263.8398 | 1616.0049 | 263.8398 | 1616.0049
5225 | 265.4448 | 1629.9585 | 265.4448 | 1629.9585
5226 | 273.3426 | 1663.618 | 273.3426 | 1663.618
5227 | 289.2053 | 1664.7232 | 289.2053 | 1664.7232
5228 | 307.5531 | 1665.357 | 307.5531 | 1665.357
5229 | 319.2475 | 1660.7432 | 319.2475 | 1660.7432
5230 | 327.0873 | 1664.6697 | 327.0873 | 1664.6697
5231 | 350.1208 | 1674.8086 | 350.1208 | 1674.8086
5232 | 346.2081 | 1687.2776 | 346.2081 | 1687.2776
5233 | 334.3334 | 1691.9473 | 334.3334 | 1691.9473
5234 | 334.6158 | 1694.4393 | 334.6158 | 1694.4393
5235 | 341.516 | 1697.6433 | 341.516 | 1697.6433
5236 | 358.0486 | 1690.5968 | 358.0486 | 1690.5968
5237 | 374.8277 | 1693.1828 | 374.8277 | 1693.1828
5238 | 370.7216 | 1693.6542 | 370.7216 | 1693.6542
5239 | 354.1817 | 1690.0232 | 354.1817 | 1690.0232
5240 | 344.3623 | 1679.0825 | 344.3623 | 1679.0825
5241 | 335.4498 | 1659.3751 | 335.4498 | 1659.3751
5242 | 324.2803 | 1657.9639 | 324.2803 | 1657.9639
5243 | 306.1281 | 1678.6722 | 306.1281 | 1678.6722
5244 | 289.1326 | 1715.8215 | 289.1326 | 1715.8215
5245 | 279.0373 | 1747.3461 | 279.0373 | 1747.3461
5246 | 271.0436 | 1768.1432 | 271.0436 | 1768.1432
5247 | 267.6945 | 1784.0256 | 267.6945 | 1784.0256
5248 | 264.4771 | 1791.0918 | 264.4771 | 1791.0918
5249 | 266.7114 | 1805.2564 | 266.7114 | 1805.2564
5250 | 276.4276 | 1832.503 | 276.4276 | 1832.503
5251 | 289.061 | 1819.095 | 289.061 | 1819.095
5252 | 308.3212 | 1800.617 | 308.3212 | 1800.617
5253 | 319.9884 | 1774.613 | 319.9884 | 1774.613
5254 | 329.2746 | 1748.7958 | 329.2746 | 1748.7958
5255 | 347.7667 | 1726.6596 | 347.7667 | 1726.6596
5256 | 345.1362 | 1715.7556 | 345.1362 | 1715.7556
5257 | 333.6026 | 1706.7558 | 333.6026 | 1706.7558
5258 | 334.9568 | 1703.3413 | 334.9568 | 1703.3413
5259 | 341.6189 | 1714.3082 | 341.6189 | 1714.3082
5260 | 358.3572 | 1726.1205 | 358.3572 | 1726.1205
5261 | 374.006 | 1750.1809 | 374.006 | 1750.1809
5262 | 374.505 | 1760.9466 | 374.505 | 1760.9466
5263 | 355.0716 | 1743.1399 | 355.0716 | 1743.1399
5264 | 341.7156 | 1699.9242 | 341.7156 | 1699.9242
5265 | 333.3568 | 1639.6304 | 333.3568 | 1639.6304
5266 | 322.3194 | 1591.8528 | 322.3194 | 1591.8528
5267 | 305.0055 | 1576.6999 | 305.0055 | 1576.6999
5268 | 289.5305 | 1614.693 | 289.5305 | 1614.693
5269 | 278.2749 | 1657.8619 | 278.2749 | 1657.8619
5270 | 270.7323 | 1670.9383 | 270.7323 | 1670.9383
5271 | 267.2301 | 1654.3348 | 267.2301 | 1654.3348
5272 | 265.0344 | 1609.0436 | 265.0344 | 1609.0436
5273 | 266.3189 | 1585.3641 | 266.3189 | 1585.3641
5274 | 272.305 | 1601.768 | 272.305 | 1601.768
5275 | 283.8853 | 1606.1218 | 283.8853 | 1606.1218
5276 | 298.3783 | 1623.6737 | 298.3783 | 1623.6737
5277 | 310.9987 | 1624.7133 | 310.9987 | 1624.7133
5278 | 323.4755 | 1602.9041 | 323.4755 | 1602.9041
5279 | 340.7883 | 1575.663 | 340.7883 | 1575.663
5280 | 340.8391 | 1557.0383 | 340.8391 | 1557.0383
5281 | 329.207 | 1537.5333 | 329.207 | 1537.5333
5282 | 331.1594 | 1521.715 | 331.1594 | 1521.715
5283 | 335.0412 | 1517.7046 | 335.0412 | 1517.7046
5284 | 354.2548 | 1510.6159 | 354.2548 | 1510.6159
5285 | 371.5584 | 1523.6649 | 371.5584 | 1523.6649
5286 | 366.8159 | 1542.531 | 366.8159 | 1542.531
5287 | 351.3213 | 1532.6137 | 351.3213 | 1532.6137
5288 | 341.9421 | 1502.7299 | 341.9421 | 1502.7299
5289 | 334.9383 | 1465.2607 | 334.9383 | 1465.2607
5290 | 324.0433 | 1443.6828 | 324.0433 | 1443.6828
5291 | 307.4287 | 1428.9097 | 307.4287 | 1428.9097
5292 | 291.3571 | 1409.6936 | 291.3571 | 1409.6936
5293 | 279.8218 | 1384.7685 | 279.8218 | 1384.7685
5294 | 272.0441 | 1352.7864 | 272.0441 | 1352.7864
5295 | 266.7014 | 1315.5943 | 266.7014 | 1315.5943
5296 | 264.2733 | 1282.1584 | 264.2733 | 1282.1584
5297 | 264.4307 | 1277.6752 | 264.4307 | 1277.6752
5298 | 270.7791 | 1297.9184 | 270.7791 | 1297.9184
5299 | 278.8751 | 1286.4089 | 278.8751 | 1286.4089
5300 | 288.4843 | 1289.0257 | 288.4843 | 1289.0257
5301 | 304.1644 | 1284.2431 | 304.1644 | 1284.2431
5302 | 312.9914 | 1263.109 | 312.9914 | 1263.109
5303 | 332.9443 | 1234.9818 | 332.9443 | 1234.9818
5304 | 329.9515 | 1212.8132 | 329.9515 | 1212.8132
5305 | 320.9921 | 1189.0048 | 320.9921 | 1189.0048
5306 | 322.6403 | 1169.052 | 322.6403 | 1169.052
5307 | 329.315 | 1162.8055 | 329.315 | 1162.8055
5308 | 340.7727 | 1156.0122 | 340.7727 | 1156.0122
5309 | 359.8857 | 1163.4499 | 359.8857 | 1163.4499
5310 | 357.5976 | 1166.3683 | 357.5976 | 1166.3683
5311 | 345.0451 | 1153.5822 | 345.0451 | 1153.5822
5312 | 336.2973 | 1135.2161 | 336.2973 | 1135.2161
5313 | 328.8513 | 1115.8463 | 328.8513 | 1115.8463
5314 | 319.1305 | 1104.3096 | 319.1305 | 1104.3096
5315 | 303.7326 | 1096.2023 | 303.7326 | 1096.2023
5316 | 288.0187 | 1098.0389 | 288.0187 | 1098.0389
5317 | 277.1485 | 1104.2497 | 277.1485 | 1104.2497
5318 | 270.794 | 1104.6692 | 270.794 | 1104.6692
5319 | 265.095 | 1097.5584 | 265.095 | 1097.5584
5320 | 262.5374 | 1085.386 | 262.5374 | 1085.386
5321 | 263.0904 | 1095.5004 | 263.0904 | 1095.5004
5322 | 267.5331 | 1134.2227 | 267.5331 | 1134.2227
5323 | 275.1391 | 1140.4328 | 275.1391 | 1140.4328
5324 | 283.7574 | 1154.483 | 283.7574 | 1154.483
5325 | 298.2082 | 1187.7132 | 298.2082 | 1187.7132
5326 | 308.7549 | 1237.4155 | 308.7549 | 1237.4155
5327 | 328.4314 | 1281.5592 | 328.4314 | 1281.5592
5328 | 328.5603 | 1316.009 | 328.5603 | 1316.009
5329 | 321.237 | 1330.4244 | 321.237 | 1330.4244
5330 | 321.0698 | 1325.8286 | 321.0698 | 1325.8286
5331 | 324.1098 | 1352.8276 | 324.1098 | 1352.8276
5332 | 336.0326 | 1403.2011 | 336.0326 | 1403.2011
5333 | 354.2125 | 1457.2162 | 354.2125 | 1457.2162
5334 | 352.3597 | 1492.7472 | 352.3597 | 1492.7472
5335 | 338.5314 | 1503.8826 | 338.5314 | 1503.8826
5336 | 328.8746 | 1503.3206 | 328.8746 | 1503.3206
5337 | 319.4056 | 1474.2893 | 319.4056 | 1474.2893
5338 | 309.5278 | 1453.7662 | 309.5278 | 1453.7662
5339 | 294.1882 | 1438.6555 | 294.1882 | 1438.6555
5340 | 278.5526 | 1452.4739 | 278.5526 | 1452.4739
5341 | 267.7801 | 1472.7338 | 267.7801 | 1472.7338
5342 | 261.575 | 1481.2959 | 261.575 | 1481.2959
5343 | 256.7977 | 1496.9675 | 256.7977 | 1496.9675
5344 | 254.8411 | 1510.2777 | 254.8411 | 1510.2777
5345 | 256.4719 | 1520.7296 | 256.4719 | 1520.7296
5346 | 262.3561 | 1539.1586 | 262.3561 | 1539.1586
5347 | 272.3464 | 1529.7586 | 272.3464 | 1529.7586
5348 | 284.729 | 1552.7951 | 284.729 | 1552.7951
5349 | 299.8261 | 1581.1314 | 299.8261 | 1581.1314
5350 | 309.3863 | 1596.4069 | 309.3863 | 1596.4069
5351 | 328.6153 | 1596.0406 | 328.6153 | 1596.0406
5352 | 325.2018 | 1580.4535 | 325.2018 | 1580.4535
5353 | 315.4031 | 1554.7466 | 315.4031 | 1554.7466
5354 | 317.4751 | 1528.3388 | 317.4751 | 1528.3388
5355 | 322.2902 | 1527.1551 | 322.2902 | 1527.1551
5356 | 336.8795 | 1528.4199 | 336.8795 | 1528.4199
5357 | 356.9416 | 1543.0721 | 356.9416 | 1543.0721
5358 | 358.0816 | 1556.7067 | 358.0816 | 1556.7067
5359 | 343.7197 | 1542.5283 | 343.7197 | 1542.5283
5360 | 335.1629 | 1509.1427 | 335.1629 | 1509.1427
5361 | 327.3395 | 1465.9779 | 327.3395 | 1465.9779
5362 | 317.9911 | 1438.3248 | 317.9911 | 1438.3248
5363 | 298.5051 | 1432.538 | 298.5051 | 1432.538
5364 | 282.2257 | 1465.4261 | 282.2257 | 1465.4261
5365 | 269.9555 | 1512.2233 | 269.9555 | 1512.2233
5366 | 265.6134 | 1525.2575 | 265.6134 | 1525.2575
5367 | 259.7815 | 1515.1512 | 259.7815 | 1515.1512
5368 | 257.6454 | 1506.8181 | 257.6454 | 1506.8181
5369 | 261.2423 | 1530.5176 | 261.2423 | 1530.5176
5370 | 270.0987 | 1578.9856 | 270.0987 | 1578.9856
5371 | 284.1053 | 1574.353 | 284.1053 | 1574.353
5372 | 302.562 | 1556.3813 | 302.562 | 1556.3813
5373 | 313.4468 | 1528.2678 | 313.4468 | 1528.2678
5374 | 321.1132 | 1505.9102 | 321.1132 | 1505.9102
5375 | 341.3985 | 1494.1949 | 341.3985 | 1494.1949
5376 | 338.6626 | 1492.2772 | 338.6626 | 1492.2772
5377 | 325.6749 | 1480.4507 | 325.6749 | 1480.4507
5378 | 325.6483 | 1434.1716 | 325.6483 | 1434.1716
5379 | 334.1564 | 1388.0559 | 334.1564 | 1388.0559
5380 | 347.8623 | 1355.4847 | 347.8623 | 1355.4847
5381 | 370.7579 | 1351.3625 | 370.7579 | 1351.3625
5382 | 370.625 | 1371.0302 | 370.625 | 1371.0302
5383 | 355.4598 | 1387.1017 | 355.4598 | 1387.1017
5384 | 347.5863 | 1387.046 | 347.5863 | 1387.046
5385 | 336.2729 | 1366.0307 | 336.2729 | 1366.0307
5386 | 323.8816 | 1350.7813 | 323.8816 | 1350.7813
5387 | 305.1111 | 1355.12 | 305.1111 | 1355.12
5388 | 287.9331 | 1408.9342 | 287.9331 | 1408.9342
5389 | 275.0006 | 1472.3963 | 275.0006 | 1472.3963
5390 | 268.6244 | 1489.8182 | 268.6244 | 1489.8182
5391 | 264.2674 | 1472.1178 | 264.2674 | 1472.1178
5392 | 262.2062 | 1434.8848 | 262.2062 | 1434.8848
5393 | 263.1385 | 1406.3535 | 263.1385 | 1406.3535
5394 | 273.1076 | 1397.95 | 273.1076 | 1397.95
5395 | 287.2417 | 1371.2944 | 287.2417 | 1371.2944
5396 | 308.1107 | 1368.089 | 308.1107 | 1368.089
5397 | 319.7533 | 1353.8559 | 319.7533 | 1353.8559
5398 | 325.8369 | 1321.4572 | 325.8369 | 1321.4572
5399 | 344.8434 | 1290.7565 | 344.8434 | 1290.7565
5400 | 339.4785 | 1278.9243 | 339.4785 | 1278.9243
5401 | 326.6496 | 1288.3614 | 326.6496 | 1288.3614
5402 | 325.5641 | 1305.1979 | 325.5641 | 1305.1979
5403 | 331.1993 | 1318.6118 | 331.1993 | 1318.6118
5404 | 344.3249 | 1322.6612 | 344.3249 | 1322.6612
5405 | 366.5246 | 1341.6589 | 366.5246 | 1341.6589
5406 | 369.4471 | 1343.8179 | 369.4471 | 1343.8179
5407 | 352.9396 | 1300.9927 | 352.9396 | 1300.9927
5408 | 341.0011 | 1227.7802 | 341.0011 | 1227.7802
5409 | 333.5511 | 1153.9013 | 333.5511 | 1153.9013
5410 | 321.0989 | 1101.1031 | 321.0989 | 1101.1031
5411 | 302.8196 | 1056.7129 | 302.8196 | 1056.7129
5412 | 285.2989 | 1028.1729 | 285.2989 | 1028.1729
5413 | 273.8189 | 1017.761 | 273.8189 | 1017.761
5414 | 265.3915 | 1019.6571 | 265.3915 | 1019.6571
5415 | 260.5634 | 1024.4016 | 260.5634 | 1024.4016
5416 | 258.0661 | 1044.0824 | 258.0661 | 1044.0824
5417 | 261.0099 | 1100.0569 | 261.0099 | 1100.0569
5418 | 269.6968 | 1180.4203 | 269.6968 | 1180.4203
5419 | 280.5653 | 1220.7618 | 280.5653 | 1220.7618
5420 | 300.7634 | 1255.1052 | 300.7634 | 1255.1052
5421 | 313.62 | 1269.4345 | 313.62 | 1269.4345
5422 | 322.1247 | 1269.2686 | 322.1247 | 1269.2686
5423 | 341.6458 | 1273.965 | 341.6458 | 1273.965
5424 | 335.7928 | 1290.0202 | 335.7928 | 1290.0202
5425 | 322.7209 | 1309.5828 | 322.7209 | 1309.5828
5426 | 323.8694 | 1328.9507 | 323.8694 | 1328.9507
5427 | 331.0387 | 1355.1902 | 331.0387 | 1355.1902
5428 | 340.9367 | 1374.9763 | 340.9367 | 1374.9763
5429 | 361.1076 | 1413.5922 | 361.1076 | 1413.5922
5430 | 365.647 | 1452.0342 | 365.647 | 1452.0342
5431 | 348.0524 | 1483.505 | 348.0524 | 1483.505
5432 | 337.8777 | 1512.096 | 337.8777 | 1512.096
5433 | 329.9361 | 1525.7606 | 329.9361 | 1525.7606
5434 | 318.3261 | 1530.8888 | 318.3261 | 1530.8888
5435 | 299.8258 | 1531.6836 | 299.8258 | 1531.6836
5436 | 284.2226 | 1542.38 | 284.2226 | 1542.38
5437 | 272.8673 | 1564.7072 | 272.8673 | 1564.7072
5438 | 267.2723 | 1589.0482 | 267.2723 | 1589.0482
5439 | 261.8408 | 1617.8407 | 261.8408 | 1617.8407
5440 | 258.0826 | 1646.9299 | 258.0826 | 1646.9299
5441 | 259.8206 | 1687.5473 | 259.8206 | 1687.5473
5442 | 265.2849 | 1745.8878 | 265.2849 | 1745.8878
5443 | 273.2476 | 1767.3283 | 273.2476 | 1767.3283
5444 | 289.6121 | 1783.5724 | 289.6121 | 1783.5724
5445 | 302.4433 | 1789.1684 | 302.4433 | 1789.1684
5446 | 312.875 | 1789.4666 | 312.875 | 1789.4666
5447 | 330.872 | 1784.5438 | 330.872 | 1784.5438
5448 | 330.3645 | 1782.6261 | 330.3645 | 1782.6261
5449 | 320.4932 | 1781.0517 | 320.4932 | 1781.0517
5450 | 323.0508 | 1781.3921 | 323.0508 | 1781.3921
5451 | 324.9084 | 1784.0898 | 324.9084 | 1784.0898
5452 | 334.36 | 1778.2247 | 334.36 | 1778.2247
5453 | 353.3397 | 1790.472 | 353.3397 | 1790.472
5454 | 357.1234 | 1794.6983 | 357.1234 | 1794.6983
5455 | 342.6276 | 1773.7274 | 342.6276 | 1773.7274
5456 | 331.4612 | 1750.4673 | 331.4612 | 1750.4673
5457 | 322.6279 | 1730.6334 | 322.6279 | 1730.6334
5458 | 314.1307 | 1722.5562 | 314.1307 | 1722.5562
5459 | 298.8047 | 1741.6613 | 298.8047 | 1741.6613
5460 | 283.9427 | 1821.0424 | 283.9427 | 1821.0424
5461 | 272.039 | 1921.2939 | 272.039 | 1921.2939
5462 | 264.752 | 1992.4232 | 264.752 | 1992.4232
5463 | 259.7313 | 2038.3025 | 259.7313 | 2038.3025
5464 | 257.6846 | 2066.0837 | 257.6846 | 2066.0837
5465 | 258.2598 | 2100.4149 | 258.2598 | 2100.4149
5466 | 264.2753 | 2154.0301 | 264.2753 | 2154.0301
5467 | 268.3665 | 2179.5631 | 268.3665 | 2179.5631
5468 | 280.1433 | 2211.4595 | 280.1433 | 2211.4595
5469 | 292.3791 | 2237.18 | 292.3791 | 2237.18
5470 | 302.3858 | 2255.9151 | 302.3858 | 2255.9151
5471 | 322.1068 | 2268.8806 | 322.1068 | 2268.8806
5472 | 323.9073 | 2284.0919 | 323.9073 | 2284.0919
5473 | 314.0512 | 2295.4697 | 314.0512 | 2295.4697
5474 | 314.7195 | 2306.1466 | 314.7195 | 2306.1466
5475 | 318.5099 | 2325.8889 | 318.5099 | 2325.8889
5476 | 328.9175 | 2335.3386 | 328.9175 | 2335.3386
5477 | 350.4107 | 2350.2861 | 350.4107 | 2350.2861
5478 | 349.6556 | 2337.299 | 349.6556 | 2337.299
5479 | 336.1583 | 2275.6994 | 336.1583 | 2275.6994
5480 | 328.8737 | 2203.626 | 328.8737 | 2203.626
5481 | 321.4051 | 2138.1429 | 321.4051 | 2138.1429
5482 | 311.3466 | 2093.1076 | 311.3466 | 2093.1076
5483 | 295.2773 | 2073.8624 | 295.2773 | 2073.8624
5484 | 281.2084 | 2088.0605 | 281.2084 | 2088.0605
5485 | 271.0549 | 2112.4972 | 271.0549 | 2112.4972
5486 | 263.7892 | 2120.6796 | 263.7892 | 2120.6796
5487 | 259.6037 | 2123.5677 | 259.6037 | 2123.5677
5488 | 256.5045 | 2117.6394 | 256.5045 | 2117.6394
5489 | 258.1263 | 2114.9704 | 258.1263 | 2114.9704
5490 | 262.3327 | 2130.9946 | 262.3327 | 2130.9946
5491 | 267.5958 | 2118.6835 | 267.5958 | 2118.6835
5492 | 278.0414 | 2114.2968 | 278.0414 | 2114.2968
5493 | 290.6662 | 2104.1561 | 290.6662 | 2104.1561
5494 | 302.1129 | 2093.9913 | 302.1129 | 2093.9913
5495 | 318.0766 | 2082.1916 | 318.0766 | 2082.1916
5496 | 319.4209 | 2069.4312 | 319.4209 | 2069.4312
5497 | 311.0905 | 2045.0744 | 311.0905 | 2045.0744
5498 | 311.1246 | 2027.0201 | 311.1246 | 2027.0201
5499 | 315.5261 | 2029.6756 | 315.5261 | 2029.6756
5500 | 326.6867 | 2034.1047 | 326.6867 | 2034.1047
5501 | 349.4204 | 2038.547 | 349.4204 | 2038.547
5502 | 350.6937 | 2021.4675 | 350.6937 | 2021.4675
5503 | 336.5255 | 1960.2899 | 336.5255 | 1960.2899
5504 | 326.4439 | 1875.8127 | 326.4439 | 1875.8127
5505 | 322.2764 | 1794.3819 | 322.2764 | 1794.3819
5506 | 310.3742 | 1732.6817 | 310.3742 | 1732.6817
5507 | 295.6385 | 1694.0714 | 295.6385 | 1694.0714
5508 | 280.2163 | 1686.7107 | 280.2163 | 1686.7107
5509 | 270.223 | 1693.4277 | 270.223 | 1693.4277
5510 | 263.1573 | 1691.0627 | 263.1573 | 1691.0627
5511 | 258.925 | 1664.2915 | 258.925 | 1664.2915
5512 | 256.1598 | 1618.4941 | 256.1598 | 1618.4941
5513 | 257.8805 | 1625.2755 | 257.8805 | 1625.2755
5514 | 264.6308 | 1696.8634 | 264.6308 | 1696.8634
5515 | 271.7722 | 1746.2335 | 271.7722 | 1746.2335
5516 | 287.674 | 1777.6236 | 287.674 | 1777.6236
5517 | 299.0023 | 1782.9665 | 299.0023 | 1782.9665
5518 | 307.0211 | 1786.0071 | 307.0211 | 1786.0071
5519 | 324.371 | 1789.6909 | 324.371 | 1789.6909
5520 | 323.7685 | 1795.7049 | 323.7685 | 1795.7049
5521 | 315.0834 | 1797.801 | 315.0834 | 1797.801
5522 | 314.5832 | 1798.943 | 314.5832 | 1798.943
5523 | 319.6014 | 1790.9668 | 319.6014 | 1790.9668
5524 | 329.9905 | 1764.1755 | 329.9905 | 1764.1755
5525 | 352.8069 | 1756.9735 | 352.8069 | 1756.9735
5526 | 356.1241 | 1750.2304 | 356.1241 | 1750.2304
5527 | 339.5427 | 1683.315 | 339.5427 | 1683.315
5528 | 332.1928 | 1610.5244 | 332.1928 | 1610.5244
5529 | 322.6903 | 1575.2491 | 322.6903 | 1575.2491
5530 | 313.0186 | 1567.3828 | 313.0186 | 1567.3828
5531 | 294.7498 | 1569.1902 | 294.7498 | 1569.1902
5532 | 277.2166 | 1608.1958 | 277.2166 | 1608.1958
5533 | 266.2356 | 1662.2918 | 266.2356 | 1662.2918
5534 | 261.2074 | 1670.4742 | 261.2074 | 1670.4742
5535 | 257.5122 | 1637.248 | 257.5122 | 1637.248
5536 | 254.2573 | 1598.243 | 254.2573 | 1598.243
5537 | 257.0849 | 1581.0607 | 257.0849 | 1581.0607
5538 | 265.2904 | 1594.4692 | 265.2904 | 1594.4692
5539 | 277.0089 | 1575.9562 | 277.0089 | 1575.9562
5540 | 297.5192 | 1557.9423 | 297.5192 | 1557.9423
5541 | 308.5162 | 1524.2176 | 308.5162 | 1524.2176
5542 | 318.1454 | 1471.0616 | 318.1454 | 1471.0616
5543 | 336.1776 | 1411.8407 | 336.1776 | 1411.8407
5544 | 331.2338 | 1356.4688 | 331.2338 | 1356.4688
5545 | 319.6528 | 1297.8962 | 319.6528 | 1297.8962
5546 | 322.0802 | 1263.8099 | 322.0802 | 1263.8099
5547 | 326.7967 | 1256.4665 | 326.7967 | 1256.4665
5548 | 336.1249 | 1257.5626 | 336.1249 | 1257.5626
5549 | 359.3196 | 1281.5386 | 359.3196 | 1281.5386
5550 | 365.9045 | 1298.2531 | 365.9045 | 1298.2531
5551 | 348.3279 | 1292.8923 | 348.3279 | 1292.8923
5552 | 337.5846 | 1280.4328 | 337.5846 | 1280.4328
5553 | 328.9525 | 1260.2614 | 328.9525 | 1260.2614
5554 | 315.8062 | 1243.3665 | 315.8062 | 1243.3665
5555 | 297.6578 | 1230.4497 | 297.6578 | 1230.4497
5556 | 280.133 | 1239.332 | 280.133 | 1239.332
5557 | 267.9917 | 1282.9227 | 267.9917 | 1282.9227
5558 | 262.5287 | 1333.7589 | 262.5287 | 1333.7589
5559 | 258.3582 | 1352.0461 | 258.3582 | 1352.0461
5560 | 255.7098 | 1332.4484 | 255.7098 | 1332.4484
5561 | 258.8092 | 1331.256 | 258.8092 | 1331.256
5562 | 266.9959 | 1372.3409 | 266.9959 | 1372.3409
5563 | 279.7714 | 1393.908 | 279.7714 | 1393.908
5564 | 298.9775 | 1423.4418 | 298.9775 | 1423.4418
5565 | 310.8055 | 1450.5124 | 310.8055 | 1450.5124
5566 | 319.2285 | 1480.934 | 319.2285 | 1480.934
5567 | 338.3457 | 1509.7628 | 338.3457 | 1509.7628
5568 | 335.7404 | 1538.9389 | 335.7404 | 1538.9389
5569 | 321.9219 | 1559.8938 | 321.9219 | 1559.8938
5570 | 322.5601 | 1573.988 | 322.5601 | 1573.988
5571 | 327.1194 | 1585.8408 | 327.1194 | 1585.8408
5572 | 336.8391 | 1578.9209 | 336.8391 | 1578.9209
5573 | 360.0547 | 1576.0644 | 360.0547 | 1576.0644
5574 | 364.1489 | 1560.4193 | 364.1489 | 1560.4193
5575 | 347.0992 | 1537.3811 | 347.0992 | 1537.3811
5576 | 335.1903 | 1515.9353 | 335.1903 | 1515.9353
5577 | 326.2858 | 1485.4274 | 326.2858 | 1485.4274
5578 | 314.479 | 1460.8962 | 314.479 | 1460.8962
5579 | 295.8494 | 1450.2154 | 295.8494 | 1450.2154
5580 | 281.3805 | 1473.6109 | 281.3805 | 1473.6109
5581 | 269.2516 | 1514.5016 | 269.2516 | 1514.5016
5582 | 264.7843 | 1530.1093 | 264.7843 | 1530.1093
5583 | 258.4576 | 1532.5755 | 258.4576 | 1532.5755
5584 | 255.452 | 1529.938 | 255.452 | 1529.938
5585 | 258.7962 | 1544.0605 | 258.7962 | 1544.0605
5586 | 266.2502 | 1577.9309 | 266.2502 | 1577.9309
5587 | 276.8102 | 1578.6985 | 276.8102 | 1578.6985
5588 | 297.2007 | 1577.012 | 297.2007 | 1577.012
5589 | 307.4455 | 1569.4871 | 307.4455 | 1569.4871
5590 | 315.8507 | 1573.7933 | 315.8507 | 1573.7933
5591 | 338.1066 | 1582.8352 | 338.1066 | 1582.8352
5592 | 336.9524 | 1592.7307 | 336.9524 | 1592.7307
5593 | 323.4017 | 1596.8519 | 323.4017 | 1596.8519
5594 | 320.7515 | 1603.3941 | 320.7515 | 1603.3941
5595 | 326.4396 | 1617.7362 | 326.4396 | 1617.7362
5596 | 335.0267 | 1622.7559 | 335.0267 | 1622.7559
5597 | 354.9975 | 1637.83 | 354.9975 | 1637.83
5598 | 360.8623 | 1640.5374 | 360.8623 | 1640.5374
5599 | 347.1672 | 1627.8779 | 347.1672 | 1627.8779
5600 | 334.2539 | 1609.4696 | 334.2539 | 1609.4696
5601 | 326.0499 | 1583.7714 | 326.0499 | 1583.7714
5602 | 313.6846 | 1573.9644 | 313.6846 | 1573.9644
5603 | 296.3689 | 1582.3111 | 296.3689 | 1582.3111
5604 | 282.2681 | 1605.791 | 282.2681 | 1605.791
5605 | 271.2628 | 1642.3361 | 271.2628 | 1642.3361
5606 | 264.4107 | 1681.2747 | 264.4107 | 1681.2747
5607 | 259.2233 | 1722.3866 | 259.2233 | 1722.3866
5608 | 257.2048 | 1765.1452 | 257.2048 | 1765.1452
5609 | 257.8849 | 1823.1448 | 257.8849 | 1823.1448
5610 | 265.2835 | 1890.4716 | 265.2835 | 1890.4716
5611 | 272.641 | 1909.423 | 272.641 | 1909.423
5612 | 289.4315 | 1924.6966 | 289.4315 | 1924.6966
5613 | 302.1741 | 1933.7101 | 302.1741 | 1933.7101
5614 | 311.9638 | 1944.8088 | 311.9638 | 1944.8088
5615 | 329.4964 | 1955.4539 | 329.4964 | 1955.4539
5616 | 327.8113 | 1961.5945 | 327.8113 | 1961.5945
5617 | 320.2159 | 1952.8057 | 320.2159 | 1952.8057
5618 | 321.7147 | 1937.3672 | 321.7147 | 1937.3672
5619 | 326.1302 | 1927.2814 | 326.1302 | 1927.2814
5620 | 332.4779 | 1912.5986 | 332.4779 | 1912.5986
5621 | 351.5162 | 1912.4844 | 351.5162 | 1912.4844
5622 | 357.1889 | 1893.0845 | 357.1889 | 1893.0845
5623 | 342.569 | 1836.0836 | 342.569 | 1836.0836
5624 | 328.6241 | 1770.0011 | 328.6241 | 1770.0011
5625 | 318.947 | 1710.1293 | 318.947 | 1710.1293
5626 | 310.1076 | 1671.1693 | 310.1076 | 1671.1693
5627 | 296.0095 | 1656.3539 | 296.0095 | 1656.3539
5628 | 281.0749 | 1680.8885 | 281.0749 | 1680.8885
5629 | 270.4477 | 1725.4496 | 270.4477 | 1725.4496
5630 | 264.048 | 1762.2366 | 264.048 | 1762.2366
5631 | 259.2139 | 1797.1888 | 259.2139 | 1797.1888
5632 | 255.7078 | 1831.9735 | 255.7078 | 1831.9735
5633 | 256.5715 | 1878.4976 | 256.5715 | 1878.4976
5634 | 261.001 | 1936.8802 | 261.001 | 1936.8802
5635 | 265.5523 | 1946.0014 | 265.5523 | 1946.0014
5636 | 278.4645 | 1956.2545 | 278.4645 | 1956.2545
5637 | 290.0014 | 1966.9555 | 290.0014 | 1966.9555
5638 | 297.8321 | 1972.4008 | 297.8321 | 1972.4008
5639 | 317.0496 | 1976.169 | 317.0496 | 1976.169
5640 | 314.2703 | 1988.4271 | 314.2703 | 1988.4271
5641 | 306.9683 | 1997.3157 | 306.9683 | 1997.3157
5642 | 306.7266 | 2004.4908 | 306.7266 | 2004.4908
5643 | 310.0747 | 2014.192 | 310.0747 | 2014.192
5644 | 317.6368 | 2014.6131 | 317.6368 | 2014.6131
5645 | 335.198 | 2020.9961 | 335.198 | 2020.9961
5646 | 339.8728 | 1989.0659 | 339.8728 | 1989.0659
5647 | 327.7769 | 1927.1288 | 327.7769 | 1927.1288
5648 | 321.3029 | 1876.6565 | 321.3029 | 1876.6565
5649 | 312.3642 | 1821.9317 | 312.3642 | 1821.9317
5650 | 302.8775 | 1770.5258 | 302.8775 | 1770.5258
5651 | 287.3717 | 1738.2861 | 287.3717 | 1738.2861
5652 | 273.7938 | 1763.7489 | 273.7938 | 1763.7489
5653 | 263.592 | 1826.9157 | 263.592 | 1826.9157
5654 | 257.524 | 1883.1099 | 257.524 | 1883.1099
5655 | 253.2609 | 1919.159 | 253.2609 | 1919.159
5656 | 248.2796 | 1938.9242 | 248.2796 | 1938.9242
5657 | 250.1916 | 1949.7136 | 250.1916 | 1949.7136
5658 | 253.7832 | 1963.8393 | 253.7832 | 1963.8393
5659 | 258.2675 | 1939.4198 | 258.2675 | 1939.4198
5660 | 270.3976 | 1916.8072 | 270.3976 | 1916.8072
5661 | 279.878 | 1883.9263 | 279.878 | 1883.9263
5662 | 292.5158 | 1861.4843 | 292.5158 | 1861.4843
5663 | 308.3191 | 1859.3882 | 308.3191 | 1859.3882
5664 | 304.7648 | 1856.8377 | 304.7648 | 1856.8377
5665 | 298.3976 | 1818.8114 | 298.3976 | 1818.8114
5666 | 298.6083 | 1745.2778 | 298.6083 | 1745.2778
5667 | 303.5925 | 1681.7378 | 303.5925 | 1681.7378
5668 | 312.6294 | 1628.3671 | 312.6294 | 1628.3671
5669 | 334.0577 | 1600.9984 | 334.0577 | 1600.9984
5670 | 338.883 | 1569.3635 | 338.883 | 1569.3635
5671 | 327.4581 | 1531.7699 | 327.4581 | 1531.7699
5672 | 317.4534 | 1494.6717 | 317.4534 | 1494.6717
5673 | 309.4038 | 1453.9117 | 309.4038 | 1453.9117
5674 | 299.3268 | 1422.7146 | 299.3268 | 1422.7146
5675 | 284.7805 | 1401.8239 | 284.7805 | 1401.8239
5676 | 272.2748 | 1407.542 | 272.2748 | 1407.542
5677 | 261.2548 | 1450.4999 | 261.2548 | 1450.4999
5678 | 255.0278 | 1499.2687 | 255.0278 | 1499.2687
5679 | 251.07 | 1528.23 | 251.07 | 1528.23
5680 | 248.1506 | 1557.6144 | 248.1506 | 1557.6144
5681 | 249.7955 | 1608.1465 | 249.7955 | 1608.1465
5682 | 255.2473 | 1677.9625 | 255.2473 | 1677.9625
5683 | 261.1374 | 1708.2207 | 261.1374 | 1708.2207
5684 | 277.7128 | 1729.6962 | 277.7128 | 1729.6962
5685 | 286.8913 | 1740.4816 | 286.8913 | 1740.4816
5686 | 297.3601 | 1745.8426 | 297.3601 | 1745.8426
5687 | 316.9529 | 1739.2322 | 316.9529 | 1739.2322
5688 | 314.2893 | 1730.4798 | 314.2893 | 1730.4798
5689 | 303.0208 | 1730.382 | 303.0208 | 1730.382
5690 | 304.0265 | 1741.6495 | 304.0265 | 1741.6495
5691 | 309.5524 | 1745.4863 | 309.5524 | 1745.4863
5692 | 317.5388 | 1716.8388 | 317.5388 | 1716.8388
5693 | 340.0057 | 1684.4073 | 340.0057 | 1684.4073
5694 | 347.8686 | 1610.2453 | 347.8686 | 1610.2453
5695 | 335.2579 | 1519.7037 | 335.2579 | 1519.7037
5696 | 324.188 | 1439.2345 | 324.188 | 1439.2345
5697 | 314.748 | 1362.1493 | 314.748 | 1362.1493
5698 | 303.4452 | 1297.2427 | 303.4452 | 1297.2427
5699 | 285.0845 | 1249.435 | 285.0845 | 1249.435
5700 | 271.2329 | 1235.9568 | 271.2329 | 1235.9568
5701 | 260.2185 | 1257.1871 | 260.2185 | 1257.1871
5702 | 254.4374 | 1282.2453 | 254.4374 | 1282.2453
5703 | 252.4153 | 1295.9339 | 252.4153 | 1295.9339
5704 | 247.9273 | 1310.1723 | 247.9273 | 1310.1723
5705 | 251.5958 | 1338.6814 | 251.5958 | 1338.6814
5706 | 260.3721 | 1383.268 | 260.3721 | 1383.268
5707 | 268.633 | 1393.908 | 268.633 | 1393.908
5708 | 290.5103 | 1414.0757 | 290.5103 | 1414.0757
5709 | 301.0236 | 1431.6536 | 301.0236 | 1431.6536
5710 | 311.6778 | 1451.2747 | 311.6778 | 1451.2747
5711 | 329.8485 | 1475.4205 | 329.8485 | 1475.4205
5712 | 325.3104 | 1494.7664 | 325.3104 | 1494.7664
5713 | 313.4727 | 1490.7028 | 313.4727 | 1490.7028
5714 | 313.1967 | 1483.4069 | 313.1967 | 1483.4069
5715 | 319.5932 | 1478.6792 | 319.5932 | 1478.6792
5716 | 324.7258 | 1471.6749 | 324.7258 | 1471.6749
5717 | 349.3561 | 1479.5345 | 349.3561 | 1479.5345
5718 | 359.061 | 1452.3295 | 359.061 | 1452.3295
5719 | 343.671 | 1394.8224 | 343.671 | 1394.8224
5720 | 332.041 | 1342.325 | 332.041 | 1342.325
5721 | 324.0655 | 1291.8614 | 324.0655 | 1291.8614
5722 | 311.1723 | 1253.3655 | 311.1723 | 1253.3655
5723 | 292.8188 | 1237.9173 | 292.8188 | 1237.9173
5724 | 275.2079 | 1259.7517 | 275.2079 | 1259.7517
5725 | 264.9035 | 1306.2536 | 264.9035 | 1306.2536
5726 | 259.8422 | 1344.7282 | 259.8422 | 1344.7282
5727 | 255.2701 | 1361.4966 | 255.2701 | 1361.4966
5728 | 251.4729 | 1357.2138 | 251.4729 | 1357.2138
5729 | 253.8988 | 1356.3167 | 253.8988 | 1356.3167
5730 | 261.3928 | 1377.2349 | 261.3928 | 1377.2349
5731 | 271.0224 | 1368.974 | 271.0224 | 1368.974
5732 | 295.7186 | 1372.8142 | 295.7186 | 1372.8142
5733 | 305.7297 | 1372.8835 | 305.7297 | 1372.8835
5734 | 313.2096 | 1367.2751 | 313.2096 | 1367.2751
5735 | 333.5417 | 1358.5974 | 333.5417 | 1358.5974
5736 | 331.2565 | 1357.5657 | 331.2565 | 1357.5657
5737 | 316.3625 | 1360.5056 | 316.3625 | 1360.5056
5738 | 313.6625 | 1370.5918 | 313.6625 | 1370.5918
5739 | 317.7062 | 1389.2372 | 317.7062 | 1389.2372
5740 | 325.711 | 1400.2057 | 325.711 | 1400.2057
5741 | 345.2696 | 1409.4576 | 345.2696 | 1409.4576
5742 | 355.6515 | 1369.7223 | 355.6515 | 1369.7223
5743 | 340.8866 | 1291.1625 | 340.8866 | 1291.1625
5744 | 330.5091 | 1226.0926 | 330.5091 | 1226.0926
5745 | 321.8 | 1183.6872 | 321.8 | 1183.6872
5746 | 310.9081 | 1158.0169 | 310.9081 | 1158.0169
5747 | 291.7877 | 1150.5004 | 291.7877 | 1150.5004
5748 | 275.8076 | 1173.0099 | 275.8076 | 1173.0099
5749 | 265.558 | 1222.7182 | 265.558 | 1222.7182
5750 | 258.8754 | 1277.3513 | 258.8754 | 1277.3513
5751 | 254.7349 | 1320.9102 | 254.7349 | 1320.9102
5752 | 252.7162 | 1350.8431 | 252.7162 | 1350.8431
5753 | 255.5303 | 1384.9212 | 255.5303 | 1384.9212
5754 | 262.256 | 1441.11 | 262.256 | 1441.11
5755 | 269.8578 | 1467.8242 | 269.8578 | 1467.8242
5756 | 291.1932 | 1494.8688 | 291.1932 | 1494.8688
5757 | 302.9631 | 1508.5653 | 302.9631 | 1508.5653
5758 | 310.7555 | 1519.4531 | 310.7555 | 1519.4531
5759 | 334.1132 | 1531.1951 | 334.1132 | 1531.1951
5760 | 330.1772 | 1540.9218 | 330.1772 | 1540.9218
5761 | 316.419 | 1532.3861 | 316.419 | 1532.3861
5762 | 318.7943 | 1520.0275 | 318.7943 | 1520.0275
5763 | 321.2596 | 1518.9703 | 321.2596 | 1518.9703
5764 | 327.0419 | 1520.8258 | 327.0419 | 1520.8258
5765 | 346.2978 | 1527.5041 | 346.2978 | 1527.5041
5766 | 360.7832 | 1486.0391 | 360.7832 | 1486.0391
5767 | 343.655 | 1419.0392 | 343.655 | 1419.0392
5768 | 332.6574 | 1371.0983 | 332.6574 | 1371.0983
5769 | 324.3365 | 1331.8993 | 324.3365 | 1331.8993
5770 | 311.916 | 1302.9383 | 311.916 | 1302.9383
5771 | 296.358 | 1291.4559 | 296.358 | 1291.4559
5772 | 280.0885 | 1318.9016 | 280.0885 | 1318.9016
5773 | 268.848 | 1394.683 | 268.848 | 1394.683
5774 | 263.4041 | 1482.2663 | 263.4041 | 1482.2663
5775 | 258.3206 | 1537.0054 | 258.3206 | 1537.0054
5776 | 259.023 | 1564.0694 | 259.023 | 1564.0694
5777 | 262.1139 | 1595.1099 | 262.1139 | 1595.1099
5778 | 267.3437 | 1644.4639 | 267.3437 | 1644.4639
5779 | 272.0963 | 1650.4209 | 272.0963 | 1650.4209
5780 | 289.0881 | 1632.5335 | 289.0881 | 1632.5335
5781 | 300.368 | 1578.9797 | 300.368 | 1578.9797
5782 | 311.1801 | 1524.0939 | 311.1801 | 1524.0939
5783 | 330.4079 | 1488.4993 | 330.4079 | 1488.4993
5784 | 331.4095 | 1464.0523 | 331.4095 | 1464.0523
5785 | 320.8417 | 1439.6112 | 320.8417 | 1439.6112
5786 | 321.1764 | 1430.037 | 321.1764 | 1430.037
5787 | 324.848 | 1443.1555 | 324.848 | 1443.1555
5788 | 331.4139 | 1461.9291 | 331.4139 | 1461.9291
5789 | 348.0369 | 1489.0694 | 348.0369 | 1489.0694
5790 | 357.4749 | 1481.0607 | 357.4749 | 1481.0607
5791 | 343.6425 | 1436.1682 | 343.6425 | 1436.1682
5792 | 332.2744 | 1375.1485 | 332.2744 | 1375.1485
5793 | 324.1722 | 1304.0542 | 324.1722 | 1304.0542
5794 | 313.8868 | 1251.5091 | 313.8868 | 1251.5091
5795 | 299.1475 | 1226.6105 | 299.1475 | 1226.6105
5796 | 281.9931 | 1170.1002 | 281.9931 | 1170.1002
5797 | 271.9843 | 1216.8615 | 271.9843 | 1216.8615
5798 | 267.3492 | 1274.472 | 267.3492 | 1274.472
5799 | 263.6786 | 1323.9893 | 263.6786 | 1323.9893
5800 | 262.177 | 1365.9698 | 262.177 | 1365.9698
5801 | 264.2113 | 1410.9094 | 264.2113 | 1410.9094
5802 | 267.6977 | 1442.4113 | 267.6977 | 1442.4113
5803 | 268.9573 | 1473.0427 | 268.9573 | 1473.0427
5804 | 280.401 | 1500.282 | 280.401 | 1500.282
5805 | 294.8599 | 1525.3792 | 294.8599 | 1525.3792
5806 | 303.0308 | 1545.3694 | 303.0308 | 1545.3694
5807 | 321.3637 | 1560.9841 | 321.3637 | 1560.9841
5808 | 320.3661 | 1572.8959 | 320.3661 | 1572.8959
5809 | 313.4383 | 1579.8079 | 313.4383 | 1579.8079
5810 | 313.0381 | 1584.5987 | 313.0381 | 1584.5987
5811 | 312.3694 | 1589.1405 | 312.3694 | 1589.1405
5812 | 316.8046 | 1607.284 | 316.8046 | 1607.284
5813 | 331.1024 | 1611.1511 | 331.1024 | 1611.1511
5814 | 345.6208 | 1557.6933 | 345.6208 | 1557.6933
5815 | 333.8947 | 1484.3223 | 333.8947 | 1484.3223
5816 | 324.1605 | 1429.8695 | 324.1605 | 1429.8695
5817 | 317.022 | 1389.4642 | 317.022 | 1389.4642
5818 | 309.1662 | 1347.2759 | 309.1662 | 1347.2759
5819 | 291.7549 | 1324.1848 | 291.7549 | 1324.1848
5820 | 279.9337 | 1349.7838 | 279.9337 | 1349.7838
5821 | 269.0171 | 1423.3302 | 269.0171 | 1423.3302
5822 | 262.7508 | 1503.4211 | 262.7508 | 1503.4211
5823 | 258.6449 | 1556.1271 | 258.6449 | 1556.1271
5824 | 255.978 | 1603.5284 | 255.978 | 1603.5284
5825 | 257.1653 | 1664.5709 | 257.1653 | 1664.5709
5826 | 260.063 | 1706.755 | 260.063 | 1706.755
5827 | 265.4257 | 1739.9773 | 265.4257 | 1739.9773
5828 | 281.5087 | 1760.9986 | 281.5087 | 1760.9986
5829 | 293.3232 | 1770.3117 | 293.3232 | 1770.3117
5830 | 302.986 | 1770.0137 | 302.986 | 1770.0137
5831 | 319.445 | 1760.9957 | 319.445 | 1760.9957
5832 | 318.5057 | 1741.9771 | 318.5057 | 1741.9771
5833 | 308.6301 | 1713.0958 | 308.6301 | 1713.0958
5834 | 309.4184 | 1683.4087 | 309.4184 | 1683.4087
5835 | 311.6179 | 1667.3834 | 311.6179 | 1667.3834
5836 | 319.1508 | 1671.0581 | 319.1508 | 1671.0581
5837 | 338.214 | 1665.957 | 338.214 | 1665.957
5838 | 347.5484 | 1620.3514 | 347.5484 | 1620.3514
5839 | 336.0989 | 1545.1867 | 336.0989 | 1545.1867
5840 | 325.8381 | 1452.9478 | 325.8381 | 1452.9478
5841 | 318.4658 | 1373.2417 | 318.4658 | 1373.2417
5842 | 307.1324 | 1312.1603 | 307.1324 | 1312.1603
5843 | 292.7884 | 1284.5253 | 292.7884 | 1284.5253
5844 | 278.7367 | 1295.4961 | 278.7367 | 1295.4961
5845 | 268.9507 | 1330.9773 | 268.9507 | 1330.9773
5846 | 263.3107 | 1388.5081 | 263.3107 | 1388.5081
5847 | 258.8972 | 1456.6794 | 258.8972 | 1456.6794
5848 | 257.4947 | 1509.9399 | 257.4947 | 1509.9399
5849 | 259.7276 | 1559.4632 | 259.7276 | 1559.4632
5850 | 262.4109 | 1585.4646 | 262.4109 | 1585.4646
5851 | 271.5867 | 1597.761 | 271.5867 | 1597.761
5852 | 289.5381 | 1607.9805 | 289.5381 | 1607.9805
5853 | 299.8806 | 1620.2831 | 299.8806 | 1620.2831
5854 | 307.1022 | 1622.7354 | 307.1022 | 1622.7354
5855 | 327.3557 | 1620.6528 | 327.3557 | 1620.6528
5856 | 323.1294 | 1619.4112 | 323.1294 | 1619.4112
5857 | 311.0799 | 1619.7863 | 311.0799 | 1619.7863
5858 | 309.4587 | 1621.9065 | 309.4587 | 1621.9065
5859 | 312.8114 | 1623.1401 | 312.8114 | 1623.1401
5860 | 319.055 | 1619.6801 | 319.055 | 1619.6801
5861 | 334.4942 | 1587.0764 | 334.4942 | 1587.0764
5862 | 351.3941 | 1518.6317 | 351.3941 | 1518.6317
5863 | 337.7708 | 1446.0977 | 337.7708 | 1446.0977
5864 | 326.2905 | 1372.991 | 326.2905 | 1372.991
5865 | 317.5903 | 1312.2577 | 317.5903 | 1312.2577
5866 | 308.5078 | 1263.5724 | 308.5078 | 1263.5724
5867 | 290.1382 | 1236.4157 | 290.1382 | 1236.4157
5868 | 276.7949 | 1249.5787 | 276.7949 | 1249.5787
5869 | 266.1251 | 1280.8349 | 266.1251 | 1280.8349
5870 | 260.1277 | 1299.902 | 260.1277 | 1299.902
5871 | 256.05 | 1310.9555 | 256.05 | 1310.9555
5872 | 253.9941 | 1333.6841 | 253.9941 | 1333.6841
5873 | 257.6337 | 1370.9708 | 257.6337 | 1370.9708
5874 | 262.2927 | 1389.0005 | 262.2927 | 1389.0005
5875 | 272.9518 | 1421.585 | 272.9518 | 1421.585
5876 | 295.2731 | 1457.5932 | 295.2731 | 1457.5932
5877 | 307.1535 | 1499.9892 | 307.1535 | 1499.9892
5878 | 315.1347 | 1529.5853 | 315.1347 | 1529.5853
5879 | 335.7925 | 1545.1203 | 335.7925 | 1545.1203
5880 | 332.001 | 1557.351 | 332.001 | 1557.351
5881 | 317.5374 | 1571.3977 | 317.5374 | 1571.3977
5882 | 318.5175 | 1591.4544 | 318.5175 | 1591.4544
5883 | 320.2081 | 1604.4463 | 320.2081 | 1604.4463
5884 | 326.8042 | 1616.0529 | 326.8042 | 1616.0529
5885 | 342.3251 | 1608.082 | 342.3251 | 1608.082
5886 | 356.0013 | 1555.9794 | 356.0013 | 1555.9794
5887 | 339.4842 | 1477.4666 | 339.4842 | 1477.4666
5888 | 329.9946 | 1389.2932 | 329.9946 | 1389.2932
5889 | 322.3056 | 1315.4464 | 322.3056 | 1315.4464
5890 | 308.804 | 1255.6803 | 308.804 | 1255.6803
5891 | 290.908 | 1223.1427 | 290.908 | 1223.1427
5892 | 275.2012 | 1241.607 | 275.2012 | 1241.607
5893 | 263.6048 | 1300.4056 | 263.6048 | 1300.4056
5894 | 258.0272 | 1364.7523 | 258.0272 | 1364.7523
5895 | 254.0141 | 1409.6858 | 254.0141 | 1409.6858
5896 | 253.4657 | 1448.1985 | 253.4657 | 1448.1985
5897 | 256.9274 | 1496.6856 | 256.9274 | 1496.6856
5898 | 260.8498 | 1526.1945 | 260.8498 | 1526.1945
5899 | 273.4796 | 1550.6877 | 273.4796 | 1550.6877
5900 | 293.9092 | 1567.484 | 293.9092 | 1567.484
5901 | 305.9171 | 1577.1957 | 305.9171 | 1577.1957
5902 | 316.6072 | 1578.8907 | 316.6072 | 1578.8907
5903 | 338.2492 | 1578.1234 | 338.2492 | 1578.1234
5904 | 332.852 | 1579.7517 | 332.852 | 1579.7517
5905 | 318.8237 | 1577.2968 | 318.8237 | 1577.2968
5906 | 319.2071 | 1567.858 | 319.2071 | 1567.858
5907 | 322.049 | 1552.1117 | 322.049 | 1552.1117
5908 | 328.4427 | 1542.2344 | 328.4427 | 1542.2344
5909 | 343.8396 | 1514.7725 | 343.8396 | 1514.7725
5910 | 360.052 | 1449.9948 | 360.052 | 1449.9948
5911 | 346.7172 | 1366.7388 | 346.7172 | 1366.7388
5912 | 334.1769 | 1302.3213 | 334.1769 | 1302.3213
5913 | 325.401 | 1255.5784 | 325.401 | 1255.5784
5914 | 310.4594 | 1210.4406 | 310.4594 | 1210.4406
5915 | 292.7616 | 1187.3096 | 292.7616 | 1187.3096
5916 | 276.1863 | 1210.1185 | 276.1863 | 1210.1185
5917 | 264.9118 | 1280.4762 | 264.9118 | 1280.4762
5918 | 258.2218 | 1368.778 | 258.2218 | 1368.778
5919 | 254.3853 | 1430.4921 | 254.3853 | 1430.4921
5920 | 253.0153 | 1463.2652 | 253.0153 | 1463.2652
5921 | 255.3574 | 1484.6482 | 255.3574 | 1484.6482
5922 | 258.8672 | 1473.1424 | 258.8672 | 1473.1424
5923 | 271.3749 | 1452.3161 | 271.3749 | 1452.3161
5924 | 292.5363 | 1428.6158 | 292.5363 | 1428.6158
5925 | 306.2636 | 1416.4849 | 306.2636 | 1416.4849
5926 | 315.5794 | 1411.4836 | 315.5794 | 1411.4836
5927 | 335.9575 | 1408.8828 | 335.9575 | 1408.8828
5928 | 330.1768 | 1406.1266 | 330.1768 | 1406.1266
5929 | 314.8558 | 1400.1642 | 314.8558 | 1400.1642
5930 | 315.7915 | 1397.7405 | 315.7915 | 1397.7405
5931 | 315.2758 | 1402.5614 | 315.2758 | 1402.5614
5932 | 319.6226 | 1414.1281 | 319.6226 | 1414.1281
5933 | 335.1487 | 1408.1501 | 335.1487 | 1408.1501
5934 | 351.43 | 1369.4799 | 351.43 | 1369.4799
5935 | 339.6864 | 1321.0207 | 339.6864 | 1321.0207
5936 | 327.8467 | 1273.2642 | 327.8467 | 1273.2642
5937 | 317.6702 | 1228.0759 | 317.6702 | 1228.0759
5938 | 305.7784 | 1184.7316 | 305.7784 | 1184.7316
5939 | 289.1875 | 1154.8247 | 289.1875 | 1154.8247
5940 | 273.2932 | 1142.1991 | 273.2932 | 1142.1991
5941 | 263.7191 | 1144.3583 | 263.7191 | 1144.3583
5942 | 258.9365 | 1152.8229 | 258.9365 | 1152.8229
5943 | 254.5337 | 1161.2856 | 254.5337 | 1161.2856
5944 | 252.5868 | 1179.5501 | 252.5868 | 1179.5501
5945 | 255.2384 | 1215.7606 | 255.2384 | 1215.7606
5946 | 257.0389 | 1233.1126 | 257.0389 | 1233.1126
5947 | 264.523 | 1241.7021 | 264.523 | 1241.7021
5948 | 282.6968 | 1243.2723 | 282.6968 | 1243.2723
5949 | 295.198 | 1242.1424 | 295.198 | 1242.1424
5950 | 306.0614 | 1238.1376 | 306.0614 | 1238.1376
5951 | 321.5683 | 1236.613 | 321.5683 | 1236.613
5952 | 317.9751 | 1239.5566 | 317.9751 | 1239.5566
5953 | 308.8103 | 1245.7511 | 308.8103 | 1245.7511
5954 | 307.9704 | 1254.7271 | 307.9704 | 1254.7271
5955 | 312.3363 | 1260.9828 | 312.3363 | 1260.9828
5956 | 316.5543 | 1269.2812 | 316.5543 | 1269.2812
5957 | 331.8564 | 1268.0065 | 331.8564 | 1268.0065
5958 | 346.7527 | 1247.2728 | 346.7527 | 1247.2728
5959 | 332.8088 | 1211.688 | 332.8088 | 1211.688
5960 | 322.2017 | 1176.4471 | 322.2017 | 1176.4471
5961 | 313.6851 | 1138.1145 | 313.6851 | 1138.1145
5962 | 302.2692 | 1097.8792 | 302.2692 | 1097.8792
5963 | 288.8506 | 1071.2009 | 288.8506 | 1071.2009
5964 | 273.3377 | 1067.5036 | 273.3377 | 1067.5036
5965 | 263.5496 | 1107.4092 | 263.5496 | 1107.4092
5966 | 260.4274 | 1161.7114 | 260.4274 | 1161.7114
5967 | 253.7839 | 1193.372 | 253.7839 | 1193.372
5968 | 251.1995 | 1220.0865 | 251.1995 | 1220.0865
5969 | 251.9206 | 1259.2466 | 251.9206 | 1259.2466
5970 | 252.3614 | 1275.8413 | 252.3614 | 1275.8413
5971 | 257.879 | 1282.119 | 257.879 | 1282.119
5972 | 270.1452 | 1291.5413 | 270.1452 | 1291.5413
5973 | 283.7801 | 1309.8626 | 283.7801 | 1309.8626
5974 | 295.7978 | 1330.7296 | 295.7978 | 1330.7296
5975 | 311.6354 | 1352.9211 | 311.6354 | 1352.9211
5976 | 311.2038 | 1377.7471 | 311.2038 | 1377.7471
5977 | 304.8671 | 1398.8489 | 304.8671 | 1398.8489
5978 | 304.0176 | 1408.9807 | 304.0176 | 1408.9807
5979 | 305.412 | 1398.2167 | 305.412 | 1398.2167
5980 | 310.8649 | 1380.1285 | 310.8649 | 1380.1285
5981 | 319.8275 | 1359.6818 | 319.8275 | 1359.6818
5982 | 331.6526 | 1325.7548 | 331.6526 | 1325.7548
5983 | 327.3806 | 1276.7774 | 327.3806 | 1276.7774
5984 | 320.1345 | 1226.4301 | 320.1345 | 1226.4301
5985 | 312.7651 | 1176.658 | 312.7651 | 1176.658
5986 | 300.9532 | 1122.9504 | 300.9532 | 1122.9504
5987 | 287.8832 | 1081.1257 | 287.8832 | 1081.1257
5988 | 274.1401 | 1069.9749 | 274.1401 | 1069.9749
5989 | 262.5542 | 1087.9979 | 262.5542 | 1087.9979
5990 | 258.2634 | 1104.4343 | 258.2634 | 1104.4343
5991 | 253.4946 | 1115.2088 | 253.4946 | 1115.2088
5992 | 251.7279 | 1133.3936 | 251.7279 | 1133.3936
5993 | 251.8006 | 1161.7519 | 251.8006 | 1161.7519
5994 | 254.1538 | 1171.0524 | 254.1538 | 1171.0524
5995 | 259.6189 | 1180.2398 | 259.6189 | 1180.2398
5996 | 272.2932 | 1185.3176 | 272.2932 | 1185.3176
5997 | 284.1814 | 1187.3764 | 284.1814 | 1187.3764
5998 | 296.4245 | 1187.6365 | 296.4245 | 1187.6365
5999 | 311.3248 | 1183.0428 | 311.3248 | 1183.0428
6000 | 309.0424 | 1172.8329 | 309.0424 | 1172.8329
6001 | 304 | 1163.2035 | 304 | 1163.2035
6002 | 304.5235 | 1155.9968 | 304.5235 | 1155.9968
6003 | 306.5585 | 1151.6102 | 306.5585 | 1151.6102
6004 | 311.167 | 1154.7269 | 311.167 | 1154.7269
6005 | 318.2501 | 1145.9189 | 318.2501 | 1145.9189
6006 | 324.2641 | 1109.72 | 324.2641 | 1109.72
6007 | 326.5179 | 1065.6054 | 326.5179 | 1065.6054
6008 | 318.4932 | 1028.1324 | 318.4932 | 1028.1324
6009 | 311.3355 | 989.3614 | 311.3355 | 989.3614
6010 | 300.437 | 945.499 | 300.437 | 945.499
6011 | 284.3602 | 914.8347 | 284.3602 | 914.8347
6012 | 273.3909 | 928.3166 | 273.3909 | 928.3166
6013 | 262.4223 | 988.1914 | 262.4223 | 988.1914
6014 | 256.9288 | 1054.9695 | 256.9288 | 1054.9695
6015 | 251.6366 | 1117.4409 | 251.6366 | 1117.4409
6016 | 251.2544 | 1175.1656 | 251.2544 | 1175.1656
6017 | 251.1867 | 1233.6572 | 251.1867 | 1233.6572
6018 | 257.985 | 1264.8801 | 257.985 | 1264.8801
6019 | 266.2316 | 1297.5842 | 266.2316 | 1297.5842
6020 | 282.0136 | 1333.1938 | 282.0136 | 1333.1938
6021 | 290.565 | 1355.6604 | 290.565 | 1355.6604
6022 | 300.5524 | 1362.0188 | 300.5524 | 1362.0188
6023 | 317.144 | 1367.3898 | 317.144 | 1367.3898
6024 | 318.3437 | 1362.1225 | 318.3437 | 1362.1225
6025 | 307.7809 | 1339.2201 | 307.7809 | 1339.2201
6026 | 306.3245 | 1314.9139 | 306.3245 | 1314.9139
6027 | 309.0161 | 1290.3986 | 309.0161 | 1290.3986
6028 | 314.2586 | 1266.3316 | 314.2586 | 1266.3316
6029 | 323.0348 | 1232.6916 | 323.0348 | 1232.6916
6030 | 330.7906 | 1185.7308 | 330.7906 | 1185.7308
6031 | 333.7459 | 1132.8472 | 333.7459 | 1132.8472
6032 | 324.5319 | 1080.5069 | 324.5319 | 1080.5069
6033 | 316.3089 | 1050.3852 | 316.3089 | 1050.3852
6034 | 301.3806 | 1017.3644 | 301.3806 | 1017.3644
6035 | 284.2925 | 990.6861 | 284.2925 | 990.6861
6036 | 270.2187 | 982.4848 | 270.2187 | 982.4848
6037 | 259.13 | 995.9241 | 259.13 | 995.9241
6038 | 253.0169 | 1013.3569 | 253.0169 | 1013.3569
6039 | 251.3335 | 1022.4972 | 251.3335 | 1022.4972
6040 | 249.7979 | 1036.3373 | 249.7979 | 1036.3373
6041 | 253.4379 | 1071.3521 | 253.4379 | 1071.3521
6042 | 261.5005 | 1096.357 | 261.5005 | 1096.357
6043 | 272.9425 | 1124.9556 | 272.9425 | 1124.9556
6044 | 294.5235 | 1154.5067 | 294.5235 | 1154.5067
6045 | 307.4666 | 1175.6579 | 307.4666 | 1175.6579
6046 | 319.288 | 1182.973 | 319.288 | 1182.973
6047 | 334.9343 | 1189.3006 | 334.9343 | 1189.3006
6048 | 332.3629 | 1199.5782 | 332.3629 | 1199.5782
6049 | 319.1178 | 1218.8863 | 319.1178 | 1218.8863
6050 | 316.1504 | 1251.0999 | 316.1504 | 1251.0999
6051 | 318.7818 | 1291.2357 | 318.7818 | 1291.2357
6052 | 322.6472 | 1336.0845 | 322.6472 | 1336.0845
6053 | 330.7012 | 1372.4366 | 330.7012 | 1372.4366
6054 | 336.3592 | 1389.0108 | 336.3592 | 1389.0108
6055 | 338.7709 | 1392.8463 | 338.7709 | 1392.8463
6056 | 332.7244 | 1391.6449 | 332.7244 | 1391.6449
6057 | 323.8245 | 1395.5228 | 323.8245 | 1395.5228
6058 | 306.2893 | 1401.9223 | 306.2893 | 1401.9223
6059 | 289.6575 | 1416.8965 | 289.6575 | 1416.8965
6060 | 274.0301 | 1443.173 | 274.0301 | 1443.173
6061 | 262.7644 | 1480.7269 | 262.7644 | 1480.7269
6062 | 256.3179 | 1521.4373 | 256.3179 | 1521.4373
6063 | 253.4108 | 1556.6054 | 253.4108 | 1556.6054
6064 | 252.1769 | 1590.2155 | 252.1769 | 1590.2155
6065 | 254.6017 | 1635.3146 | 254.6017 | 1635.3146
6066 | 263.7218 | 1658.4062 | 263.7218 | 1658.4062
6067 | 275.8738 | 1671.5397 | 275.8738 | 1671.5397
6068 | 297.2658 | 1677.4146 | 297.2658 | 1677.4146
6069 | 311.3649 | 1681.0279 | 311.3649 | 1681.0279
6070 | 319.4685 | 1682.8425 | 319.4685 | 1682.8425
6071 | 335.5005 | 1683.0318 | 335.5005 | 1683.0318
6072 | 331.8714 | 1679.5581 | 331.8714 | 1679.5581
6073 | 314.7454 | 1675.0307 | 314.7454 | 1675.0307
6074 | 313.1652 | 1671.7699 | 313.1652 | 1671.7699
6075 | 316.9935 | 1666.2673 | 316.9935 | 1666.2673
6076 | 318.0697 | 1663.0066 | 318.0697 | 1663.0066
6077 | 325.4441 | 1649.4554 | 325.4441 | 1649.4554
6078 | 333.4594 | 1618.0794 | 333.4594 | 1618.0794
6079 | 335.5749 | 1579.9436 | 335.5749 | 1579.9436
6080 | 330.037 | 1536.731 | 330.037 | 1536.731
6081 | 321.5709 | 1497.0432 | 321.5709 | 1497.0432
6082 | 306.3516 | 1460.475 | 306.3516 | 1460.475
6083 | 286.5086 | 1432.6407 | 286.5086 | 1432.6407
6084 | 271.8486 | 1421.45 | 271.8486 | 1421.45
6085 | 261.4579 | 1431.7006 | 261.4579 | 1431.7006
6086 | 257.3434 | 1457.3045 | 257.3434 | 1457.3045
6087 | 251.9087 | 1485.4574 | 251.9087 | 1485.4574
6088 | 251.6245 | 1516.955 | 251.6245 | 1516.955
6089 | 254.9076 | 1566.2392 | 254.9076 | 1566.2392
6090 | 261.2125 | 1594.393 | 261.2125 | 1594.393
6091 | 274.6778 | 1609.1606 | 274.6778 | 1609.1606
6092 | 295.7313 | 1617.9054 | 295.7313 | 1617.9054
6093 | 307.7485 | 1624.5878 | 307.7485 | 1624.5878
6094 | 320.0147 | 1631.2253 | 320.0147 | 1631.2253
6095 | 332.4781 | 1640.3829 | 332.4781 | 1640.3829
6096 | 330.3788 | 1650.6206 | 330.3788 | 1650.6206
6097 | 315.2172 | 1658.569 | 315.2172 | 1658.569
6098 | 312.0942 | 1667.5449 | 312.0942 | 1667.5449
6099 | 314.9032 | 1673.9202 | 314.9032 | 1673.9202
6100 | 317.3919 | 1677.7544 | 317.3919 | 1677.7544
6101 | 324.7226 | 1664.6018 | 324.7226 | 1664.6018
6102 | 329.2916 | 1635.697 | 329.2916 | 1635.697
6103 | 332.9833 | 1592.2201 | 332.9833 | 1592.2201
6104 | 325.2106 | 1543.228 | 325.2106 | 1543.228
6105 | 315.9697 | 1493.7349 | 315.9697 | 1493.7349
6106 | 302.6548 | 1450.5501 | 302.6548 | 1450.5501
6107 | 287.6752 | 1418.9293 | 287.6752 | 1418.9293
6108 | 273.3887 | 1406.6624 | 273.3887 | 1406.6624
6109 | 262.6212 | 1418.7464 | 262.6212 | 1418.7464
6110 | 256.3839 | 1461.8085 | 256.3839 | 1461.8085
6111 | 252.4355 | 1507.9777 | 252.4355 | 1507.9777
6112 | 252.362 | 1538.9172 | 252.362 | 1538.9172
6113 | 254.0412 | 1595.655 | 254.0412 | 1595.655
6114 | 260.5865 | 1644.6151 | 260.5865 | 1644.6151
6115 | 268.0413 | 1679.8701 | 268.0413 | 1679.8701
6116 | 286.2058 | 1687.8975 | 286.2058 | 1687.8975
6117 | 302.162 | 1688.7207 | 302.162 | 1688.7207
6118 | 312.4891 | 1686.8284 | 312.4891 | 1686.8284
6119 | 326.287 | 1686.3401 | 326.287 | 1686.3401
6120 | 322.6663 | 1675.2534 | 322.6663 | 1675.2534
6121 | 313.2489 | 1650.9958 | 313.2489 | 1650.9958
6122 | 309.9007 | 1621.1094 | 309.9007 | 1621.1094
6123 | 308.2224 | 1590.8544 | 308.2224 | 1590.8544
6124 | 312.6611 | 1569.0594 | 312.6611 | 1569.0594
6125 | 314.4395 | 1548.3336 | 314.4395 | 1548.3336
6126 | 320.1358 | 1513.4102 | 320.1358 | 1513.4102
6127 | 325.7902 | 1464.632 | 325.7902 | 1464.632
6128 | 323.3638 | 1406.7514 | 323.3638 | 1406.7514
6129 | 312.2116 | 1350.562 | 312.2116 | 1350.562
6130 | 297.8397 | 1292.0316 | 297.8397 | 1292.0316
6131 | 283.6199 | 1239.3653 | 283.6199 | 1239.3653
6132 | 269.6891 | 1202.9439 | 269.6891 | 1202.9439
6133 | 260.1614 | 1204.5053 | 260.1614 | 1204.5053
6134 | 254.808 | 1251.5931 | 254.808 | 1251.5931
6135 | 251.7415 | 1305.2956 | 251.7415 | 1305.2956
6136 | 251.7688 | 1338.1085 | 251.7688 | 1338.1085
6137 | 251.9283 | 1364.3543 | 251.9283 | 1364.3543
6138 | 256.1845 | 1367.676 | 256.1845 | 1367.676
6139 | 260.8152 | 1364.7862 | 260.8152 | 1364.7862
6140 | 274.1109 | 1327.1353 | 274.1109 | 1327.1353
6141 | 285.7282 | 1307.3913 | 285.7282 | 1307.3913
6142 | 295.9269 | 1312.0358 | 295.9269 | 1312.0358
6143 | 309.6729 | 1314.9755 | 309.6729 | 1314.9755
6144 | 303.1778 | 1303.8887 | 303.1778 | 1303.8887
6145 | 294.9868 | 1289.3168 | 294.9868 | 1289.3168
6146 | 293.0181 | 1288.7266 | 293.0181 | 1288.7266
6147 | 293.1754 | 1297.3739 | 293.1754 | 1297.3739
6148 | 295.7365 | 1292.1601 | 295.7365 | 1292.1601
6149 | 306.1429 | 1239.2284 | 306.1429 | 1239.2284
6150 | 309.1325 | 1153.9234 | 309.1325 | 1153.9234
6151 | 316.2826 | 1085.2956 | 316.2826 | 1085.2956
6152 | 314.9042 | 1023.8277 | 314.9042 | 1023.8277
6153 | 305.1157 | 966.9208 | 305.1157 | 966.9208
6154 | 293.2258 | 914.728 | 293.2258 | 914.728
6155 | 278.6599 | 882.3099 | 278.6599 | 882.3099
6156 | 265.5891 | 884.1132 | 265.5891 | 884.1132
6157 | 256.1579 | 939.9623 | 256.1579 | 939.9623
6158 | 250.0829 | 1034.8408 | 250.0829 | 1034.8408
6159 | 246.2844 | 1113.7341 | 246.2844 | 1113.7341
6160 | 245.9781 | 1153.5223 | 245.9781 | 1153.5223
6161 | 247.1997 | 1186.6238 | 247.1997 | 1186.6238
6162 | 250.1187 | 1195.6852 | 250.1187 | 1195.6852
6163 | 257.4359 | 1216.6708 | 257.4359 | 1216.6708
6164 | 270.2334 | 1259.6543 | 270.2334 | 1259.6543
6165 | 280.1031 | 1300.1769 | 280.1031 | 1300.1769
6166 | 292.1553 | 1314.826 | 292.1553 | 1314.826
6167 | 306.2113 | 1319.1208 | 306.2113 | 1319.1208
6168 | 305.435 | 1330.0361 | 305.435 | 1330.0361
6169 | 298.8108 | 1347.3911 | 298.8108 | 1347.3911
6170 | 297.6851 | 1365.6542 | 297.6851 | 1365.6542
6171 | 300.6506 | 1393.9917 | 300.6506 | 1393.9917
6172 | 303.6826 | 1415.1246 | 303.6826 | 1415.1246
6173 | 310.1135 | 1385.7893 | 310.1135 | 1385.7893
6174 | 314.4684 | 1318.1019 | 314.4684 | 1318.1019
6175 | 318.7912 | 1261.8304 | 318.7912 | 1261.8304
6176 | 316.6839 | 1198.1303 | 316.6839 | 1198.1303
6177 | 308.6424 | 1115.4348 | 308.6424 | 1115.4348
6178 | 294.3738 | 1021.8685 | 294.3738 | 1021.8685
6179 | 279.6026 | 938.5507 | 279.6026 | 938.5507
6180 | 265.9247 | 882.1601 | 265.9247 | 882.1601
6181 | 255.6924 | 855.9797 | 255.6924 | 855.9797
6182 | 249.9966 | 847.7834 | 249.9966 | 847.7834
6183 | 247.011 | 859.1558 | 247.011 | 859.1558
6184 | 246.8846 | 891.7694 | 246.8846 | 891.7694
6185 | 248.5494 | 942.5284 | 248.5494 | 942.5284
6186 | 254.792 | 971.8779 | 254.792 | 971.8779
6187 | 264.0411 | 985.3302 | 264.0411 | 985.3302
6188 | 283.5134 | 976.6566 | 283.5134 | 976.6566
6189 | 295.7935 | 964.3264 | 295.7935 | 964.3264
6190 | 307.6003 | 958.0496 | 307.6003 | 958.0496
6191 | 323.6804 | 954.9307 | 323.6804 | 954.9307
6192 | 318.6433 | 943.007 | 318.6433 | 943.007
6193 | 307.1374 | 934.1349 | 307.1374 | 934.1349
6194 | 304.8669 | 940.6395 | 304.8669 | 940.6395
6195 | 307.3535 | 954.5083 | 307.3535 | 954.5083
6196 | 310.0156 | 961.2522 | 310.0156 | 961.2522
6197 | 316.498 | 936.4608 | 316.498 | 936.4608
6198 | 322.5532 | 880.6912 | 322.5532 | 880.6912
6199 | 325.3735 | 822.8651 | 325.3735 | 822.8651
6200 | 323.0352 | 779.0148 | 323.0352 | 779.0148
6201 | 315.4621 | 744.4289 | 315.4621 | 744.4289
6202 | 298.9271 | 708.897 | 298.9271 | 708.897
6203 | 281.6441 | 683.2151 | 281.6441 | 683.2151
6204 | 267.4296 | 656.3599 | 267.4296 | 656.3599
6205 | 256.0414 | 631.455 | 256.0414 | 631.455
6206 | 251.3398 | 609.9856 | 251.3398 | 609.9856
6207 | 247.635 | 648.3424 | 247.635 | 648.3424
6208 | 247.844 | 740.545 | 247.844 | 740.545
6209 | 250.7063 | 801.3086 | 250.7063 | 801.3086
6210 | 259.2544 | 797.4557 | 259.2544 | 797.4557
6211 | 272.3026 | 784.9599 | 272.3026 | 784.9599
6212 | 295.2647 | 765.4049 | 295.2647 | 765.4049
6213 | 306.6673 | 759.0136 | 306.6673 | 759.0136
6214 | 316.2952 | 753.3746 | 316.2952 | 753.3746
6215 | 332.2812 | 753.4045 | 332.2812 | 753.4045
6216 | 325.0535 | 778.5096 | 325.0535 | 778.5096
6217 | 310.9087 | 799.0533 | 310.9087 | 799.0533
6218 | 309.1349 | 852.8704 | 309.1349 | 852.8704
6219 | 309.4049 | 903.2499 | 309.4049 | 903.2499
6220 | 311.525 | 914.3383 | 311.525 | 914.3383
6221 | 319.0906 | 878.7054 | 319.0906 | 878.7054
6222 | 325.4719 | 817.0765 | 325.4719 | 817.0765
6223 | 325.9696 | 776.0709 | 325.9696 | 776.0709
6224 | 322.9718 | 752.5884 | 322.9718 | 752.5884
6225 | 314.6779 | 733.9859 | 314.6779 | 733.9859
6226 | 299.1568 | 713.7199 | 299.1568 | 713.7199
6227 | 279.365 | 685.0486 | 279.365 | 685.0486
6228 | 264.4245 | 649.265 | 264.4245 | 649.265
6229 | 255.2148 | 646.1629 | 255.2148 | 646.1629
6230 | 249.1712 | 673.3213 | 249.1712 | 673.3213
6231 | 246.3208 | 740.6953 | 246.3208 | 740.6953
6232 | 245.9289 | 810.6168 | 245.9289 | 810.6168
6233 | 248.9886 | 861.4157 | 248.9886 | 861.4157
6234 | 256.617 | 870.5169 | 256.617 | 870.5169
6235 | 269.5182 | 869.1018 | 269.5182 | 869.1018
6236 | 291.3801 | 881.4738 | 291.3801 | 881.4738
6237 | 302.3849 | 887.1996 | 302.3849 | 887.1996
6238 | 309.9918 | 882.278 | 309.9918 | 882.278
6239 | 326.8032 | 901.48 | 326.8032 | 901.48
6240 | 319.0313 | 916.4211 | 319.0313 | 916.4211
6241 | 306.6803 | 900.1353 | 306.6803 | 900.1353
6242 | 303.5191 | 891.4936 | 303.5191 | 891.4936
6243 | 306.0797 | 904.3261 | 306.0797 | 904.3261
6244 | 306.845 | 910.7112 | 306.845 | 910.7112
6245 | 313.3562 | 871.2119 | 313.3562 | 871.2119
6246 | 318.7076 | 829.8313 | 318.7076 | 829.8313
6247 | 320.5742 | 813.6578 | 320.5742 | 813.6578
6248 | 320.3116 | 791.5703 | 320.3116 | 791.5703
6249 | 311.0169 | 762.8038 | 311.0169 | 762.8038
6250 | 297.5266 | 730.8991 | 297.5266 | 730.8991
6251 | 279.8065 | 712.7904 | 279.8065 | 712.7904
6252 | 263.3386 | 725.8737 | 263.3386 | 725.8737
6253 | 251.6254 | 787.9009 | 251.6254 | 787.9009
6254 | 245.7874 | 884.8521 | 245.7874 | 884.8521
6255 | 243.3623 | 973.2317 | 243.3623 | 973.2317
6256 | 244.3084 | 1046.5013 | 244.3084 | 1046.5013
6257 | 246.6975 | 1123.2881 | 246.6975 | 1123.2881
6258 | 253.1563 | 1177.5494 | 253.1563 | 1177.5494
6259 | 265.1047 | 1226.9942 | 265.1047 | 1226.9942
6260 | 287.7742 | 1274.8405 | 287.7742 | 1274.8405
6261 | 298.1906 | 1329.3934 | 298.1906 | 1329.3934
6262 | 309.078 | 1392.1521 | 309.078 | 1392.1521
6263 | 326.3586 | 1455.5177 | 326.3586 | 1455.5177
6264 | 320.5465 | 1505.4548 | 320.5465 | 1505.4548
6265 | 308.13 | 1539.5904 | 308.13 | 1539.5904
6266 | 307.3106 | 1559.4478 | 307.3106 | 1559.4478
6267 | 306.9074 | 1545.3755 | 306.9074 | 1545.3755
6268 | 308.7651 | 1524.2979 | 308.7651 | 1524.2979
6269 | 314.0797 | 1522.3456 | 314.0797 | 1522.3456
6270 | 316.7135 | 1406.8675 | 316.7135 | 1406.8675
6271 | 316.37 | 1303.8814 | 316.37 | 1303.8814
6272 | 314.9084 | 1218.0199 | 314.9084 | 1218.0199
6273 | 305.3859 | 1115.5544 | 305.3859 | 1115.5544
6274 | 293.0002 | 1029.8801 | 293.0002 | 1029.8801
6275 | 277.1007 | 973.9454 | 277.1007 | 973.9454
6276 | 260.2786 | 944.8979 | 260.2786 | 944.8979
6277 | 250.892 | 941.8755 | 250.892 | 941.8755
6278 | 244.3369 | 958.1126 | 244.3369 | 958.1126
6279 | 241.0775 | 994.596 | 241.0775 | 994.596
6280 | 239.838 | 1040.4029 | 239.838 | 1040.4029
6281 | 241.8771 | 1091.7199 | 241.8771 | 1091.7199
6282 | 248.0594 | 1119.1164 | 248.0594 | 1119.1164
6283 | 257.3646 | 1139.3447 | 257.3646 | 1139.3447
6284 | 276.3346 | 1144.8609 | 276.3346 | 1144.8609
6285 | 291.0729 | 1133.3278 | 291.0729 | 1133.3278
6286 | 302.5191 | 1109.4335 | 302.5191 | 1109.4335
6287 | 318.5892 | 1066.9739 | 318.5892 | 1066.9739
6288 | 315.1917 | 1027.7468 | 315.1917 | 1027.7468
6289 | 302.1538 | 994.9196 | 302.1538 | 994.9196
6290 | 299.632 | 982.6109 | 299.632 | 982.6109
6291 | 300.7271 | 1016.5685 | 300.7271 | 1016.5685
6292 | 303.1244 | 1077.0022 | 303.1244 | 1077.0022
6293 | 308.621 | 1101.9148 | 308.621 | 1101.9148
6294 | 310.8939 | 1131.9612 | 310.8939 | 1131.9612
6295 | 312.1522 | 1155.8059 | 312.1522 | 1155.8059
6296 | 311.1855 | 1173.6969 | 311.1855 | 1173.6969
6297 | 302.9853 | 1184.7493 | 302.9853 | 1184.7493
6298 | 290.363 | 1178.3143 | 290.363 | 1178.3143
6299 | 276.5836 | 1166.7026 | 276.5836 | 1166.7026
6300 | 261.2697 | 1161.6502 | 261.2697 | 1161.6502
6301 | 250.0887 | 1169.5092 | 250.0887 | 1169.5092
6302 | 244.8736 | 1188.1777 | 244.8736 | 1188.1777
6303 | 241.5177 | 1220.5956 | 241.5177 | 1220.5956
6304 | 240.1457 | 1267.7178 | 240.1457 | 1267.7178
6305 | 241.8249 | 1333.384 | 241.8249 | 1333.384
6306 | 244.2903 | 1376.0065 | 244.2903 | 1376.0065
6307 | 248.8573 | 1397.1914 | 248.8573 | 1397.1914
6308 | 264.1642 | 1403.9034 | 264.1642 | 1403.9034
6309 | 279.0974 | 1402.4148 | 279.0974 | 1402.4148
6310 | 292.7966 | 1398.9281 | 292.7966 | 1398.9281
6311 | 307.7305 | 1399.6755 | 307.7305 | 1399.6755
6312 | 306.2552 | 1394.3683 | 306.2552 | 1394.3683
6313 | 298.1814 | 1380.9124 | 298.1814 | 1380.9124
6314 | 293.3621 | 1369.8792 | 293.3621 | 1369.8792
6315 | 293.5529 | 1361.7858 | 293.5529 | 1361.7858
6316 | 295.7232 | 1351.8686 | 295.7232 | 1351.8686
6317 | 302.8653 | 1337.6797 | 302.8653 | 1337.6797
6318 | 303.5558 | 1306.4631 | 303.5558 | 1306.4631
6319 | 306.6797 | 1264.3016 | 306.6797 | 1264.3016
6320 | 310.6077 | 1218.9366 | 310.6077 | 1218.9366
6321 | 301.521 | 1177.0566 | 301.521 | 1177.0566
6322 | 288.8872 | 1139.4919 | 288.8872 | 1139.4919
6323 | 274.77 | 1116.3211 | 274.77 | 1116.3211
6324 | 260.5818 | 1111.0693 | 260.5818 | 1111.0693
6325 | 251.0274 | 1121.4395 | 251.0274 | 1121.4395
6326 | 246.6268 | 1142.8981 | 246.6268 | 1142.8981
6327 | 242.3483 | 1174.3195 | 242.3483 | 1174.3195
6328 | 241.3078 | 1211.9952 | 241.3078 | 1211.9952
6329 | 242.1817 | 1262.236 | 242.1817 | 1262.236
6330 | 246.5305 | 1290.9478 | 246.5305 | 1290.9478
6331 | 252.5303 | 1307.3496 | 252.5303 | 1307.3496
6332 | 268.6476 | 1313.105 | 268.6476 | 1313.105
6333 | 282.7416 | 1314.6855 | 282.7416 | 1314.6855
6334 | 292.0683 | 1317.0979 | 292.0683 | 1317.0979
6335 | 307.448 | 1320.5158 | 307.448 | 1320.5158
6336 | 305.8648 | 1332.8262 | 305.8648 | 1332.8262
6337 | 295.0384 | 1347.0324 | 295.0384 | 1347.0324
6338 | 292.8908 | 1359.3963 | 292.8908 | 1359.3963
6339 | 294.6159 | 1371.5113 | 294.6159 | 1371.5113
6340 | 295.4976 | 1359.1628 | 295.4976 | 1359.1628
6341 | 301.653 | 1319.4244 | 301.653 | 1319.4244
6342 | 305.4032 | 1259.7486 | 305.4032 | 1259.7486
6343 | 308.2605 | 1183.4281 | 308.2605 | 1183.4281
6344 | 311.8196 | 1101.8314 | 311.8196 | 1101.8314
6345 | 303.0695 | 1024.7959 | 303.0695 | 1024.7959
6346 | 287.444 | 948.0499 | 287.444 | 948.0499
6347 | 273.5211 | 885.4986 | 273.5211 | 885.4986
6348 | 258.4903 | 848.32 | 258.4903 | 848.32
6349 | 249.346 | 845.0983 | 249.346 | 845.0983
6350 | 243.3692 | 884.3339 | 243.3692 | 884.3339
6351 | 240.9701 | 947.8018 | 240.9701 | 947.8018
6352 | 239.5692 | 998.6309 | 239.5692 | 998.6309
6353 | 240.2709 | 1034.7218 | 240.2709 | 1034.7218
6354 | 245.3359 | 1035.931 | 245.3359 | 1035.931
6355 | 254.1071 | 1032.6426 | 254.1071 | 1032.6426
6356 | 273.8276 | 1031.4625 | 273.8276 | 1031.4625
6357 | 285.6444 | 1043.2469 | 285.6444 | 1043.2469
6358 | 295.9272 | 1071.169 | 295.9272 | 1071.169
6359 | 313.832 | 1093.9184 | 313.832 | 1093.9184
6360 | 310.781 | 1097.2606 | 310.781 | 1097.2606
6361 | 296.3867 | 1083.3663 | 296.3867 | 1083.3663
6362 | 296.1655 | 1061.9698 | 296.1655 | 1061.9698
6363 | 298.7981 | 1043.0348 | 298.7981 | 1043.0348
6364 | 299.4062 | 1022.1166 | 299.4062 | 1022.1166
6365 | 306.887 | 988.9549 | 306.887 | 988.9549
6366 | 308.7346 | 936.2145 | 308.7346 | 936.2145
6367 | 308.3276 | 888.393 | 308.3276 | 888.393
6368 | 308.4539 | 846.1371 | 308.4539 | 846.1371
6369 | 303.5876 | 810.754 | 303.5876 | 810.754
6370 | 289.6466 | 777.8528 | 289.6466 | 777.8528
6371 | 274.389 | 754.2834 | 274.389 | 754.2834
6372 | 258.8451 | 739.8641 | 258.8451 | 739.8641
6373 | 247.8739 | 732.9355 | 247.8739 | 732.9355
6374 | 242.6402 | 737.494 | 242.6402 | 737.494
6375 | 240.691 | 776.927 | 240.691 | 776.927
6376 | 240.0193 | 832.9377 | 240.0193 | 832.9377
6377 | 242.289 | 890.5126 | 242.289 | 890.5126
6378 | 249.1472 | 931.2219 | 249.1472 | 931.2219
6379 | 262.4825 | 961.4149 | 262.4825 | 961.4149
6380 | 282.2837 | 982.0774 | 282.2837 | 982.0774
6381 | 295.3011 | 1000.7574 | 295.3011 | 1000.7574
6382 | 307.9243 | 1015.9645 | 307.9243 | 1015.9645
6383 | 321.9225 | 1024.6039 | 321.9225 | 1024.6039
6384 | 319.4165 | 1025.5147 | 319.4165 | 1025.5147
6385 | 304.3053 | 1023.8571 | 304.3053 | 1023.8571
6386 | 302.9556 | 1017.6468 | 302.9556 | 1017.6468
6387 | 303.0761 | 995.7224 | 303.0761 | 995.7224
6388 | 306.5303 | 960.734 | 306.5303 | 960.734
6389 | 313.3172 | 926.8947 | 313.3172 | 926.8947
6390 | 313.782 | 876.506 | 313.782 | 876.506
6391 | 314.1245 | 825.8944 | 314.1245 | 825.8944
6392 | 318.0162 | 787.3453 | 318.0162 | 787.3453
6393 | 308.3489 | 766.431 | 308.3489 | 766.431
6394 | 290.7146 | 745.7265 | 290.7146 | 745.7265
6395 | 272.9086 | 729.6506 | 272.9086 | 729.6506
6396 | 258.0804 | 722.4458 | 258.0804 | 722.4458
6397 | 248.2035 | 722.8513 | 248.2035 | 722.8513
6398 | 243.0744 | 732.6711 | 243.0744 | 732.6711
6399 | 239.63 | 770.9083 | 239.63 | 770.9083
6400 | 240.2455 | 842.464 | 240.2455 | 842.464
6401 | 241.7699 | 919.2907 | 241.7699 | 919.2907
6402 | 248.112 | 962.1125 | 248.112 | 962.1125
6403 | 260.66 | 989.4356 | 260.66 | 989.4356
6404 | 281.3234 | 1010.6164 | 281.3234 | 1010.6164
6405 | 294.8478 | 1025.6692 | 294.8478 | 1025.6692
6406 | 306.1306 | 1037.9666 | 306.1306 | 1037.9666
6407 | 321.2848 | 1055.2155 | 321.2848 | 1055.2155
6408 | 317.2517 | 1074.2222 | 317.2517 | 1074.2222
6409 | 302.7105 | 1084.8012 | 302.7105 | 1084.8012
6410 | 301.3197 | 1093.259 | 301.3197 | 1093.259
6411 | 303.5124 | 1103.1817 | 303.5124 | 1103.1817
6412 | 306.59 | 1099.8014 | 306.59 | 1099.8014
6413 | 311.9878 | 1080.4309 | 311.9878 | 1080.4309
6414 | 311.8716 | 1044.4312 | 311.8716 | 1044.4312
6415 | 310.3838 | 980.5865 | 310.3838 | 980.5865
6416 | 312.1387 | 910.6685 | 312.1387 | 910.6685
6417 | 307.9654 | 853.6421 | 307.9654 | 853.6421
6418 | 292.0335 | 795.7494 | 292.0335 | 795.7494
6419 | 273.5921 | 751.1744 | 273.5921 | 751.1744
6420 | 258.5066 | 729.0225 | 258.5066 | 729.0225
6421 | 247.6071 | 723.9673 | 247.6071 | 723.9673
6422 | 242.5634 | 727.6489 | 242.5634 | 727.6489
6423 | 240.3348 | 741.8512 | 240.3348 | 741.8512
6424 | 239.5696 | 807.0295 | 239.5696 | 807.0295
6425 | 242.0134 | 878.2759 | 242.0134 | 878.2759
6426 | 247.3457 | 898.7768 | 247.3457 | 898.7768
6427 | 260.9566 | 898.5176 | 260.9566 | 898.5176
6428 | 283.6749 | 892.0762 | 283.6749 | 892.0762
6429 | 297.3265 | 886.7213 | 297.3265 | 886.7213
6430 | 307.477 | 882.6766 | 307.477 | 882.6766
6431 | 321.8144 | 874.4956 | 321.8144 | 874.4956
6432 | 317.0464 | 862.0935 | 317.0464 | 862.0935
6433 | 302.1052 | 850.4313 | 302.1052 | 850.4313
6434 | 297.1414 | 847.33 | 297.1414 | 847.33
6435 | 300.5541 | 853.4264 | 300.5541 | 853.4264
6436 | 302.4494 | 846.5385 | 302.4494 | 846.5385
6437 | 309.6224 | 835.897 | 309.6224 | 835.897
6438 | 307.139 | 822.4973 | 307.139 | 822.4973
6439 | 305.3398 | 811.3459 | 305.3398 | 811.3459
6440 | 308.401 | 799.5022 | 308.401 | 799.5022
6441 | 302.4279 | 789.7882 | 302.4279 | 789.7882
6442 | 290.2085 | 777.773 | 290.2085 | 777.773
6443 | 272.9598 | 770.7052 | 272.9598 | 770.7052
6444 | 257.9215 | 774.5811 | 257.9215 | 774.5811
6445 | 247.8458 | 789.7344 | 247.8458 | 789.7344
6446 | 242.0496 | 818.9654 | 242.0496 | 818.9654
6447 | 238.7015 | 859.4746 | 238.7015 | 859.4746
6448 | 237.9427 | 903.1291 | 237.9427 | 903.1291
6449 | 238.6646 | 954.6454 | 238.6646 | 954.6454
6450 | 241.9201 | 996.8694 | 241.9201 | 996.8694
6451 | 251.9248 | 1046.5533 | 251.9248 | 1046.5533
6452 | 269.4947 | 1084.6741 | 269.4947 | 1084.6741
6453 | 284.2311 | 1105.1078 | 284.2311 | 1105.1078
6454 | 296.8634 | 1121.3114 | 296.8634 | 1121.3114
6455 | 313.6416 | 1144.3398 | 313.6416 | 1144.3398
6456 | 311.7978 | 1163.9444 | 311.7978 | 1163.9444
6457 | 298.4166 | 1173.4472 | 298.4166 | 1173.4472
6458 | 294.4511 | 1184.456 | 294.4511 | 1184.456
6459 | 290.7981 | 1193.0235 | 290.7981 | 1193.0235
6460 | 293.6795 | 1173.5004 | 293.6795 | 1173.5004
6461 | 298.8488 | 1105.4622 | 298.8488 | 1105.4622
6462 | 301.5395 | 1035.4232 | 301.5395 | 1035.4232
6463 | 299.7059 | 970.1834 | 299.7059 | 970.1834
6464 | 304.412 | 898.9899 | 304.412 | 898.9899
6465 | 294.6006 | 847.9821 | 294.6006 | 847.9821
6466 | 281.9679 | 802.0471 | 281.9679 | 802.0471
6467 | 269.3542 | 770.0675 | 269.3542 | 770.0675
6468 | 256.6847 | 761.4277 | 256.6847 | 761.4277
6469 | 247.6848 | 769.5259 | 247.6848 | 769.5259
6470 | 241.3898 | 788.7126 | 241.3898 | 788.7126
6471 | 236.8522 | 822.4059 | 236.8522 | 822.4059
6472 | 236.3594 | 869.8869 | 236.3594 | 869.8869
6473 | 236.2618 | 927.7806 | 236.2618 | 927.7806
6474 | 236.1798 | 961.0363 | 236.1798 | 961.0363
6475 | 239.9843 | 982.261 | 239.9843 | 982.261
6476 | 252.3578 | 992.8792 | 252.3578 | 992.8792
6477 | 264.6245 | 999.163 | 264.6245 | 999.163
6478 | 275.2717 | 1010.0654 | 275.2717 | 1010.0654
6479 | 287.7651 | 1044.8921 | 287.7651 | 1044.8921
6480 | 287.7703 | 1091.9594 | 287.7703 | 1091.9594
6481 | 280.8765 | 1131.157 | 280.8765 | 1131.157
6482 | 277.3422 | 1160.5805 | 277.3422 | 1160.5805
6483 | 276.7109 | 1170.5431 | 276.7109 | 1170.5431
6484 | 279.8466 | 1159.3107 | 279.8466 | 1159.3107
6485 | 283.8694 | 1112.9557 | 283.8694 | 1112.9557
6486 | 284.8275 | 1054.396 | 284.8275 | 1054.396
6487 | 287.8164 | 996.3706 | 287.8164 | 996.3706
6488 | 295.3129 | 941.3996 | 295.3129 | 941.3996
6489 | 289.7813 | 896.8092 | 289.7813 | 896.8092
6490 | 280.9634 | 857.5305 | 280.9634 | 857.5305
6491 | 265.7782 | 835.1569 | 265.7782 | 835.1569
6492 | 251.5247 | 833.7715 | 251.5247 | 833.7715
6493 | 242.5076 | 856.0196 | 242.5076 | 856.0196
6494 | 237.5016 | 908.2093 | 237.5016 | 908.2093
6495 | 234.6597 | 986.3054 | 234.6597 | 986.3054
6496 | 233.5539 | 1073.685 | 233.5539 | 1073.685
6497 | 234.1578 | 1162.2701 | 234.1578 | 1162.2701
6498 | 234.6558 | 1215.8537 | 234.6558 | 1215.8537
6499 | 241.796 | 1249.7935 | 241.796 | 1249.7935
6500 | 256.2076 | 1267.0282 | 256.2076 | 1267.0282
6501 | 270.8336 | 1270.0436 | 270.8336 | 1270.0436
6502 | 282.8211 | 1271.34 | 282.8211 | 1271.34
6503 | 301.2846 | 1275.3558 | 301.2846 | 1275.3558
6504 | 299.7769 | 1278.5784 | 299.7769 | 1278.5784
6505 | 289.8971 | 1271.9782 | 289.8971 | 1271.9782
6506 | 284.3082 | 1240.0192 | 284.3082 | 1240.0192
6507 | 285.5586 | 1188.3999 | 285.5586 | 1188.3999
6508 | 284.7299 | 1142.7294 | 284.7299 | 1142.7294
6509 | 293.1204 | 1081.1882 | 293.1204 | 1081.1882
6510 | 293.8751 | 1014.8161 | 293.8751 | 1014.8161
6511 | 294.72 | 958.0264 | 294.72 | 958.0264
6512 | 300.4549 | 907.7588 | 300.4549 | 907.7588
6513 | 293.7983 | 872.3757 | 293.7983 | 872.3757
6514 | 279.4914 | 840.2717 | 279.4914 | 840.2717
6515 | 263.995 | 816.9016 | 263.995 | 816.9016
6516 | 249.8402 | 806.9465 | 249.8402 | 806.9465
6517 | 239.945 | 810.4211 | 239.945 | 810.4211
6518 | 234.9383 | 811.5118 | 234.9383 | 811.5118
6519 | 232.5545 | 813.358 | 232.5545 | 813.358
6520 | 231.6037 | 826.6799 | 231.6037 | 826.6799
6521 | 231.9328 | 855.4767 | 231.9328 | 855.4767
6522 | 234.3336 | 868.524 | 234.3336 | 868.524
6523 | 243.8155 | 876.1967 | 243.8155 | 876.1967
6524 | 264.3396 | 881.4339 | 264.3396 | 881.4339
6525 | 279.8386 | 881.6991 | 279.8386 | 881.6991
6526 | 290.6105 | 877.6145 | 290.6105 | 877.6145
6527 | 306.6156 | 879.5577 | 306.6156 | 879.5577
6528 | 304.1764 | 878.4357 | 304.1764 | 878.4357
6529 | 293.6481 | 871.1181 | 293.6481 | 871.1181
6530 | 289.3793 | 865.3861 | 289.3793 | 865.3861
6531 | 293.4544 | 864.1085 | 293.4544 | 864.1085
6532 | 297.6441 | 867.3448 | 297.6441 | 867.3448
6533 | 302.7322 | 863.2003 | 302.7322 | 863.2003
6534 | 301.4059 | 839.5968 | 301.4059 | 839.5968
6535 | 299.2715 | 806.6825 | 299.2715 | 806.6825
6536 | 306.3928 | 774.71 | 306.3928 | 774.71
6537 | 300.5788 | 753.1978 | 300.5788 | 753.1978
6538 | 286.8257 | 732.2543 | 286.8257 | 732.2543
6539 | 269.4711 | 715.6602 | 269.4711 | 715.6602
6540 | 252.9381 | 351.884 | 252.9381 | 351.884
6541 | 242.3975 | 351.1563 | 242.3975 | 351.1563
6542 | 235.3889 | 352.7638 | 235.3889 | 352.7638
6543 | 232.2794 | 355.1126 | 232.2794 | 355.1126
6544 | 230.7413 | 386.1696 | 230.7413 | 386.1696
6545 | 232.0374 | 462.461 | 232.0374 | 462.461
6546 | 235.1336 | 497.6664 | 235.1336 | 497.6664
6547 | 248.6858 | 520.5634 | 248.6858 | 520.5634
6548 | 267.0209 | 529.8358 | 267.0209 | 529.8358
6549 | 281.8728 | 535.6047 | 281.8728 | 535.6047
6550 | 296.1282 | 538.367 | 296.1282 | 538.367
6551 | 316.137 | 546.388 | 316.137 | 546.388
6552 | 312.7406 | 554.3959 | 312.7406 | 554.3959
6553 | 297.483 | 563.4503 | 297.483 | 563.4503
6554 | 296.1546 | 578.8902 | 296.1546 | 578.8902
6555 | 300.1002 | 579.9456 | 300.1002 | 579.9456
6556 | 300.1703 | 578.7753 | 300.1703 | 578.7753
6557 | 307.6974 | 555.146 | 307.6974 | 555.146
6558 | 305.3749 | 523.5357 | 305.3749 | 523.5357
6559 | 303.7464 | 492.6561 | 303.7464 | 492.6561
6560 | 312.6274 | 456.3734 | 312.6274 | 456.3734
6561 | 303.1492 | 429.3287 | 303.1492 | 429.3287
6562 | 289.3282 | 406.7975 | 289.3282 | 406.7975
6563 | 272.7859 | 391.5332 | 272.7859 | 391.5332
6564 | 256.8468 | 388.2997 | 256.8468 | 388.2997
6565 | 246.1154 | 394.655 | 246.1154 | 394.655
6566 | 239.6729 | 413.9995 | 239.6729 | 413.9995
6567 | 235.9146 | 442.4827 | 235.9146 | 442.4827
6568 | 234.5451 | 490.9235 | 234.5451 | 490.9235
6569 | 236.4577 | 558.6015 | 236.4577 | 558.6015
6570 | 238.1669 | 592.5512 | 238.1669 | 592.5512
6571 | 252.6196 | 625.3369 | 252.6196 | 625.3369
6572 | 276.9882 | 657.3496 | 276.9882 | 657.3496
6573 | 289.8001 | 689.096 | 289.8001 | 689.096
6574 | 302.3982 | 714.1669 | 302.3982 | 714.1669
6575 | 318.9951 | 739.8463 | 318.9951 | 739.8463
6576 | 315.1624 | 759.8227 | 315.1624 | 759.8227
6577 | 299.9037 | 774.9398 | 299.9037 | 774.9398
6578 | 296.2405 | 795.5203 | 296.2405 | 795.5203
6579 | 300.0691 | 800.4214 | 300.0691 | 800.4214
6580 | 300.9015 | 799.0745 | 300.9015 | 799.0745
6581 | 306.125 | 779.0357 | 306.125 | 779.0357
6582 | 305.4842 | 755.2147 | 305.4842 | 755.2147
6583 | 302.6239 | 733.3998 | 302.6239 | 733.3998
6584 | 305.0554 | 711.8129 | 305.0554 | 711.8129
6585 | 300.3414 | 688.398 | 300.3414 | 688.398
6586 | 285.8034 | 663.1591 | 285.8034 | 663.1591
6587 | 267.2718 | 647.0119 | 267.2718 | 647.0119
6588 | 252.2182 | 643.0524 | 252.2182 | 643.0524
6589 | 240.9533 | 648.2305 | 240.9533 | 648.2305
6590 | 235.2769 | 658.2356 | 235.2769 | 658.2356
6591 | 230.1606 | 675.5941 | 230.1606 | 675.5941
6592 | 228.6175 | 720.15 | 228.6175 | 720.15
6593 | 229.2681 | 785.14 | 229.2681 | 785.14
6594 | 230.519 | 818.3048 | 230.519 | 818.3048
6595 | 244.3804 | 851.326 | 244.3804 | 851.326
6596 | 266.2097 | 871.5664 | 266.2097 | 871.5664
6597 | 277.8625 | 881.0239 | 277.8625 | 881.0239
6598 | 291.4873 | 882.9229 | 291.4873 | 882.9229
6599 | 310.6451 | 889.7078 | 310.6451 | 889.7078
6600 | 311.8252 | 895.5182 | 311.8252 | 895.5182
6601 | 297.346 | 901.6295 | 297.346 | 901.6295
6602 | 293.7264 | 914.9504 | 293.7264 | 914.9504
6603 | 293.4598 | 913.3374 | 293.4598 | 913.3374
6604 | 295.6921 | 911.7551 | 295.6921 | 911.7551
6605 | 300.8065 | 895.0911 | 300.8065 | 895.0911
6606 | 298.2602 | 858.4382 | 298.2602 | 858.4382
6607 | 293.9102 | 813.1768 | 293.9102 | 813.1768
6608 | 296.7942 | 774.0099 | 296.7942 | 774.0099
6609 | 294.2454 | 736.6841 | 294.2454 | 736.6841
6610 | 283.7795 | 702.2628 | 283.7795 | 702.2628
6611 | 265.2699 | 673.6174 | 265.2699 | 673.6174
6612 | 252.1425 | 657.1203 | 252.1425 | 657.1203
6613 | 241.4396 | 650.9774 | 241.4396 | 650.9774
6614 | 235.2199 | 657.3135 | 235.2199 | 657.3135
6615 | 232.4009 | 684.698 | 232.4009 | 684.698
6616 | 231.4444 | 730.6078 | 231.4444 | 730.6078
6617 | 231.4445 | 788.9072 | 231.4445 | 788.9072
6618 | 232.5395 | 809.9857 | 232.5395 | 809.9857
6619 | 245.3363 | 828.5662 | 245.3363 | 828.5662
6620 | 266.7479 | 841.0172 | 266.7479 | 841.0172
6621 | 283.474 | 851.5931 | 283.474 | 851.5931
6622 | 294.4251 | 861.2422 | 294.4251 | 861.2422
6623 | 312.0911 | 874.4627 | 312.0911 | 874.4627
6624 | 308.1723 | 881.0186 | 308.1723 | 881.0186
6625 | 295.1418 | 882.4014 | 295.1418 | 882.4014
6626 | 294.6941 | 886.5202 | 294.6941 | 886.5202
6627 | 294.9326 | 877.0199 | 294.9326 | 877.0199
6628 | 297.3731 | 861.9779 | 297.3731 | 861.9779
6629 | 301.0934 | 827.0668 | 301.0934 | 827.0668
6630 | 299.2168 | 780.329 | 299.2168 | 780.329
6631 | 297.8999 | 730.9668 | 297.8999 | 730.9668
6632 | 304.588 | 678.8308 | 304.588 | 678.8308
6633 | 301.6442 | 644.2518 | 301.6442 | 644.2518
6634 | 289.8854 | 611.2432 | 289.8854 | 611.2432
6635 | 272.2332 | 588.4251 | 272.2332 | 588.4251
6636 | 256.9741 | 578.0889 | 256.9741 | 578.0889
6637 | 245.6812 | 577.9891 | 245.6812 | 577.9891
6638 | 238.9422 | 592.4677 | 238.9422 | 592.4677
6639 | 235.5613 | 628.034 | 235.5613 | 628.034
6640 | 234.7547 | 686.8736 | 234.7547 | 686.8736
6641 | 234.8825 | 757.1808 | 234.8825 | 757.1808
6642 | 234.4598 | 786.1076 | 234.4598 | 786.1076
6643 | 243.6074 | 808.4552 | 243.6074 | 808.4552
6644 | 260.0902 | 820.9062 | 260.0902 | 820.9062
6645 | 272.382 | 830.1675 | 272.382 | 830.1675
6646 | 282.6493 | 836.0691 | 282.6493 | 836.0691
6647 | 299.8705 | 845.0319 | 299.8705 | 845.0319
6648 | 297.8635 | 851.6075 | 297.8635 | 851.6075
6649 | 284.5008 | 856.1884 | 284.5008 | 856.1884
6650 | 282.9777 | 862.4459 | 282.9777 | 862.4459
6651 | 285.16 | 846.5884 | 285.16 | 846.5884
6652 | 284.6631 | 824.9343 | 284.6631 | 824.9343
6653 | 286.841 | 801.0303 | 286.841 | 801.0303
6654 | 289.8686 | 761.1793 | 289.8686 | 761.1793
6655 | 287.6868 | 720.4502 | 287.6868 | 720.4502
6656 | 295.393 | 677.2415 | 295.393 | 677.2415
6657 | 295.6551 | 637.3258 | 295.6551 | 637.3258
6658 | 283.4334 | 597.8621 | 283.4334 | 597.8621
6659 | 269.1558 | 566.7444 | 269.1558 | 566.7444
6660 | 257.3429 | 551.8563 | 257.3429 | 551.8563
6661 | 246.5777 | 549.9317 | 246.5777 | 549.9317
6662 | 240.8271 | 561.9774 | 240.8271 | 561.9774
6663 | 237.3431 | 593.5803 | 237.3431 | 593.5803
6664 | 235.5699 | 655.4219 | 235.5699 | 655.4219
6665 | 234.6497 | 730.0848 | 234.6497 | 730.0848
6666 | 231.972 | 763.0338 | 231.972 | 763.0338
6667 | 240.5388 | 789.8353 | 240.5388 | 789.8353
6668 | 252.5736 | 806.6617 | 252.5736 | 806.6617
6669 | 267.4615 | 817.061 | 267.4615 | 817.061
6670 | 280.2278 | 819.274 | 280.2278 | 819.274
6671 | 296.2695 | 820.1138 | 296.2695 | 820.1138
6672 | 292.9709 | 816.6241 | 292.9709 | 816.6241
6673 | 282.6291 | 814.6321 | 282.6291 | 814.6321
6674 | 281.69 | 819.8693 | 281.69 | 819.8693
6675 | 283.1661 | 805.5227 | 283.1661 | 805.5227
6676 | 286.3243 | 780.847 | 286.3243 | 780.847
6677 | 289.3017 | 741.6587 | 289.3017 | 741.6587
6678 | 288.8086 | 703.6912 | 288.8086 | 703.6912
6679 | 285.8832 | 661.3533 | 285.8832 | 661.3533
6680 | 297.2246 | 625.1098 | 297.2246 | 625.1098
6681 | 292.6664 | 587.6663 | 292.6664 | 587.6663
6682 | 282.8825 | 549.1051 | 282.8825 | 549.1051
6683 | 267.1294 | 522.7945 | 267.1294 | 522.7945
6684 | 253.1403 | 509.5152 | 253.1403 | 509.5152
6685 | 242.5222 | 506.2957 | 242.5222 | 506.2957
6686 | 236.5861 | 516.4185 | 236.5861 | 516.4185
6687 | 233.7316 | 544.0581 | 233.7316 | 544.0581
6688 | 232.6051 | 598.6598 | 232.6051 | 598.6598
6689 | 231.9705 | 666.1023 | 231.9705 | 666.1023
6690 | 228.9332 | 690.3987 | 228.9332 | 690.3987
6691 | 242.069 | 708.5672 | 242.069 | 708.5672
6692 | 261.5678 | 714.406 | 261.5678 | 714.406
6693 | 274.9195 | 716.2312 | 274.9195 | 716.2312
6694 | 288.3425 | 715.4029 | 288.3425 | 715.4029
6695 | 306.8445 | 716.5568 | 306.8445 | 716.5568
6696 | 307.2056 | 712.3803 | 307.2056 | 712.3803
6697 | 291.9042 | 705.3851 | 291.9042 | 705.3851
6698 | 288.8043 | 703.8336 | 288.8043 | 703.8336
6699 | 290.8334 | 688.0154 | 290.8334 | 688.0154
6700 | 291.8639 | 680.0761 | 291.8639 | 680.0761
6701 | 298.7713 | 662.5487 | 298.7713 | 662.5487
6702 | 299.9716 | 628.1719 | 299.9716 | 628.1719
6703 | 291.9419 | 595.1536 | 291.9419 | 595.1536
6704 | 299.6804 | 560.0089 | 299.6804 | 560.0089
6705 | 297.8681 | 531.5712 | 297.8681 | 531.5712
6706 | 284.9009 | 503.2912 | 284.9009 | 503.2912
6707 | 267.1432 | 481.199 | 267.1432 | 481.199
6708 | 250.3464 | 470.0976 | 250.3464 | 470.0976
6709 | 241.2576 | 467.0939 | 241.2576 | 467.0939
6710 | 236.4567 | 470.585 | 236.4567 | 470.585
6711 | 232.7916 | 480.8997 | 232.7916 | 480.8997
6712 | 231.8818 | 516.077 | 231.8818 | 516.077
6713 | 232.4052 | 573.16 | 232.4052 | 573.16
6714 | 232.0296 | 595.5727 | 232.0296 | 595.5727
6715 | 247.9331 | 615.7033 | 247.9331 | 615.7033
6716 | 274.5879 | 626.3688 | 274.5879 | 626.3688
6717 | 291.2269 | 634.1389 | 291.2269 | 634.1389
6718 | 301.5344 | 639.0595 | 301.5344 | 639.0595
6719 | 320.3067 | 647.4337 | 320.3067 | 647.4337
6720 | 315.4916 | 654.3232 | 315.4916 | 654.3232
6721 | 298.3103 | 660.356 | 298.3103 | 660.356
6722 | 296.9145 | 672.7155 | 296.9145 | 672.7155
6723 | 298.3109 | 667.8652 | 298.3109 | 667.8652
6724 | 300.7099 | 663.3005 | 300.7099 | 663.3005
6725 | 309.1493 | 646.6365 | 309.1493 | 646.6365
6726 | 311.4509 | 612.9071 | 311.4509 | 612.9071
6727 | 297.5044 | 572.3546 | 297.5044 | 572.3546
6728 | 306.6762 | 533.3643 | 306.6762 | 533.3643
6729 | 303.8944 | 502.2189 | 303.8944 | 502.2189
6730 | 288.6777 | 475.0376 | 288.6777 | 475.0376
6731 | 269.7041 | 459.4594 | 269.7041 | 459.4594
6732 | 253.0928 | 457.8348 | 253.0928 | 457.8348
6733 | 240.9555 | 468.7224 | 240.9555 | 468.7224
6734 | 235.6486 | 489.6954 | 235.6486 | 489.6954
6735 | 232.8907 | 514.0584 | 232.8907 | 514.0584
6736 | 232.2382 | 557.0447 | 232.2382 | 557.0447
6737 | 231.3373 | 622.1916 | 231.3373 | 622.1916
6738 | 233.0859 | 651.3931 | 233.0859 | 651.3931
6739 | 248.5531 | 675.2123 | 248.5531 | 675.2123
6740 | 273.5611 | 689.3114 | 273.5611 | 689.3114
6741 | 293.1923 | 699.5145 | 293.1923 | 699.5145
6742 | 302.077 | 703.2775 | 302.077 | 703.2775
6743 | 321.4593 | 705.4123 | 321.4593 | 705.4123
6744 | 314.3511 | 703.2175 | 314.3511 | 703.2175
6745 | 296.3857 | 700.8724 | 296.3857 | 700.8724
6746 | 294.9308 | 704.7361 | 294.9308 | 704.7361
6747 | 295.8175 | 699.7485 | 295.8175 | 699.7485
6748 | 296.2695 | 703.1106 | 296.2695 | 703.1106
6749 | 301.2042 | 696.5315 | 301.2042 | 696.5315
6750 | 300.5503 | 676.7326 | 300.5503 | 676.7326
6751 | 291.746 | 652.8968 | 291.746 | 652.8968
6752 | 299.1531 | 624.8548 | 299.1531 | 624.8548
6753 | 297.5229 | 596.7113 | 297.5229 | 596.7113
6754 | 284.1241 | 568.1566 | 284.1241 | 568.1566
6755 | 265.3419 | 546.1036 | 265.3419 | 546.1036
6756 | 247.9352 | 534.7668 | 247.9352 | 534.7668
6757 | 237.4455 | 531.9201 | 237.4455 | 531.9201
6758 | 231.6949 | 534.3321 | 231.6949 | 534.3321
6759 | 229.4657 | 538.9568 | 229.4657 | 538.9568
6760 | 228.4576 | 564.3043 | 228.4576 | 564.3043
6761 | 227.2246 | 612.5972 | 227.2246 | 612.5972
6762 | 227.7229 | 626.4358 | 227.7229 | 626.4358
6763 | 244.3115 | 639.4833 | 244.3115 | 639.4833
6764 | 267.6965 | 647.8532 | 267.6965 | 647.8532
6765 | 284.0214 | 656.3493 | 284.0214 | 656.3493
6766 | 295.8483 | 662.9181 | 295.8483 | 662.9181
6767 | 312.8852 | 669.7618 | 312.8852 | 669.7618
6768 | 310.0337 | 668.3911 | 310.0337 | 668.3911
6769 | 293.1141 | 663.7503 | 293.1141 | 663.7503
6770 | 289.2099 | 664.6122 | 289.2099 | 664.6122
6771 | 289.17 | 653.4833 | 289.17 | 653.4833
6772 | 292.5679 | 649.2326 | 292.5679 | 649.2326
6773 | 298.5618 | 632.4313 | 298.5618 | 632.4313
6774 | 296.3721 | 602.0962 | 296.3721 | 602.0962
6775 | 288.6069 | 568.6659 | 288.6069 | 568.6659
6776 | 294.6754 | 533.5801 | 294.6754 | 533.5801
6777 | 295.7431 | 500.0999 | 295.7431 | 500.0999
6778 | 284.972 | 468.1901 | 284.972 | 468.1901
6779 | 266.8639 | 443.1352 | 266.8639 | 443.1352
6780 | 249.3505 | 430.7781 | 249.3505 | 430.7781
6781 | 238.7756 | 423.8699 | 238.7756 | 423.8699
6782 | 232.5585 | 422.5932 | 232.5585 | 422.5932
6783 | 229.7678 | 428.2971 | 229.7678 | 428.2971
6784 | 228.2696 | 467.9479 | 228.2696 | 467.9479
6785 | 226.1309 | 526.8359 | 226.1309 | 526.8359
6786 | 225.4719 | 545.6189 | 225.4719 | 545.6189
6787 | 239.7802 | 555.7822 | 239.7802 | 555.7822
6788 | 260.1412 | 556.147 | 260.1412 | 556.147
6789 | 275.2985 | 556.6968 | 275.2985 | 556.6968
6790 | 286.8607 | 560.5578 | 286.8607 | 560.5578
6791 | 303.131 | 571.9732 | 303.131 | 571.9732
6792 | 304.8732 | 578.0975 | 304.8732 | 578.0975
6793 | 288.0334 | 578.7935 | 288.0334 | 578.7935
6794 | 285.0459 | 583.1478 | 285.0459 | 583.1478
6795 | 288.4961 | 566.7018 | 288.4961 | 566.7018
6796 | 289.5759 | 559.5472 | 289.5759 | 559.5472
6797 | 294.1539 | 549.0637 | 294.1539 | 549.0637
6798 | 291.8939 | 520.0628 | 291.8939 | 520.0628
6799 | 286.1268 | 492.8523 | 286.1268 | 492.8523
6800 | 289.755 | 467.459 | 289.755 | 467.459
6801 | 292.3846 | 444.515 | 292.3846 | 444.515
6802 | 283.6782 | 417.059 | 283.6782 | 417.059
6803 | 267.8496 | 397.3213 | 267.8496 | 397.3213
6804 | 251.0751 | 390.713 | 251.0751 | 390.713
6805 | 240.9538 | 392.0062 | 240.9538 | 392.0062
6806 | 234.1821 | 401.5993 | 234.1821 | 401.5993
6807 | 230.5559 | 419.4286 | 230.5559 | 419.4286
6808 | 229.625 | 460.7276 | 229.625 | 460.7276
6809 | 227.6704 | 528.5822 | 227.6704 | 528.5822
6810 | 223.6958 | 564.023 | 223.6958 | 564.023
6811 | 234.4701 | 592.3352 | 234.4701 | 592.3352
6812 | 253.2972 | 602.0001 | 253.2972 | 602.0001
6813 | 268.7864 | 602.5303 | 268.7864 | 602.5303
6814 | 278.2239 | 595.9532 | 278.2239 | 595.9532
6815 | 294.1254 | 592.1038 | 294.1254 | 592.1038
6816 | 291.9467 | 586.1615 | 291.9467 | 586.1615
6817 | 281.407 | 581.2657 | 281.407 | 581.2657
6818 | 280.4203 | 584.5605 | 280.4203 | 584.5605
6819 | 282.1296 | 578.4937 | 282.1296 | 578.4937
6820 | 282.1967 | 577.7747 | 282.1967 | 577.7747
6821 | 286.4655 | 569.7829 | 286.4655 | 569.7829
6822 | 286.0265 | 546.4524 | 286.0265 | 546.4524
6823 | 279.8041 | 523.3426 | 279.8041 | 523.3426
6824 | 286.0271 | 497.1644 | 286.0271 | 497.1644
6825 | 287.7034 | 477.5952 | 287.7034 | 477.5952
6826 | 278.5641 | 461.0482 | 278.5641 | 461.0482
6827 | 263.3 | 450.9637 | 263.3 | 450.9637
6828 | 247.2968 | 450.2416 | 247.2968 | 450.2416
6829 | 236.3641 | 456.0475 | 236.3641 | 456.0475
6830 | 230.6946 | 467.5438 | 230.6946 | 467.5438
6831 | 225.7961 | 479.3301 | 225.7961 | 479.3301
6832 | 225.7959 | 506.9535 | 225.7959 | 506.9535
6833 | 221.3163 | 557.3066 | 221.3163 | 557.3066
6834 | 218.3631 | 575.2655 | 218.3631 | 575.2655
6835 | 228.5259 | 590.0985 | 228.5259 | 590.0985
6836 | 247.4123 | 596.2905 | 247.4123 | 596.2905
6837 | 259.6985 | 599.6068 | 259.6985 | 599.6068
6838 | 269.6813 | 599.9951 | 269.6813 | 599.9951
6839 | 290.3362 | 603.6015 | 290.3362 | 603.6015
6840 | 288.3947 | 603.4472 | 288.3947 | 603.4472
6841 | 278.0969 | 602.4362 | 278.0969 | 602.4362
6842 | 277.0996 | 606.1431 | 277.0996 | 606.1431
6843 | 276.1795 | 598.5066 | 276.1795 | 598.5066
6844 | 279.9602 | 602.0453 | 279.9602 | 602.0453
6845 | 282.8378 | 592.9155 | 282.8378 | 592.9155
6846 | 280.7461 | 566.8381 | 280.7461 | 566.8381
6847 | 274.8535 | 539.3725 | 274.8535 | 539.3725
6848 | 281.2189 | 508.2108 | 281.2189 | 508.2108
6849 | 281.7651 | 481.1661 | 281.7651 | 481.1661
6850 | 271.1519 | 453.7886 | 271.1519 | 453.7886
6851 | 254.7856 | 435.6794 | 254.7856 | 435.6794
6852 | 239.5817 | 429.0711 | 239.5817 | 429.0711
6853 | 229.9599 | 430.482 | 229.9599 | 430.482
6854 | 223.781 | 437.7795 | 223.781 | 437.7795
6855 | 222.2406 | 451.2139 | 222.2406 | 451.2139
6856 | 222.5715 | 486.8229 | 222.5715 | 486.8229
6857 | 219.1431 | 544.6121 | 219.1431 | 544.6121
6858 | 217.3687 | 564.4742 | 217.3687 | 564.4742
6859 | 228.8819 | 580.1117 | 228.8819 | 580.1117
6860 | 248.9157 | 589.1683 | 248.9157 | 589.1683
6861 | 264.2465 | 598.7631 | 264.2465 | 598.7631
6862 | 275.3852 | 608.5889 | 275.3852 | 608.5889
6863 | 294.4929 | 621.3188 | 294.4929 | 621.3188
6864 | 291.4086 | 628.2868 | 291.4086 | 628.2868
6865 | 279.0571 | 630.0031 | 279.0571 | 630.0031
6866 | 277.5427 | 629.1972 | 277.5427 | 629.1972
6867 | 277.6357 | 603.2352 | 277.6357 | 603.2352
6868 | 284.1454 | 581.9146 | 284.1454 | 581.9146
6869 | 286.4391 | 565.2898 | 286.4391 | 565.2898
6870 | 284.6852 | 530.2851 | 284.6852 | 530.2851
6871 | 278.9282 | 500.7005 | 278.9282 | 500.7005
6872 | 287.7909 | 472.8939 | 287.7909 | 472.8939
6873 | 290.1878 | 450.6758 | 290.1878 | 450.6758
6874 | 281.1061 | 427.0262 | 281.1061 | 427.0262
6875 | 260.4378 | 409.0739 | 260.4378 | 409.0739
6876 | 243.7847 | 402.1714 | 243.7847 | 402.1714
6877 | 232.9402 | 403.2095 | 232.9402 | 403.2095
6878 | 227.8157 | 409.5064 | 227.8157 | 409.5064
6879 | 225.5687 | 424.3534 | 225.5687 | 424.3534
6880 | 224.5824 | 469.8707 | 224.5824 | 469.8707
6881 | 221.1006 | 542.807 | 221.1006 | 542.807
6882 | 222.2461 | 577.2472 | 222.2461 | 577.2472
6883 | 239.4503 | 605.3633 | 239.4503 | 605.3633
6884 | 264.5811 | 624.1517 | 264.5811 | 624.1517
6885 | 280.1501 | 637.8276 | 280.1501 | 637.8276
6886 | 290.2101 | 646.5742 | 290.2101 | 646.5742
6887 | 312.4324 | 659.206 | 312.4324 | 659.206
6888 | 308.8301 | 666.9981 | 308.8301 | 666.9981
6889 | 291.9204 | 671.6574 | 291.9204 | 671.6574
6890 | 289.6561 | 677.1301 | 289.6561 | 677.1301
6891 | 292.2022 | 659.1144 | 292.2022 | 659.1144
6892 | 293.0353 | 646.4073 | 293.0353 | 646.4073
6893 | 300.8896 | 631.5287 | 300.8896 | 631.5287
6894 | 299.4178 | 594.0714 | 299.4178 | 594.0714
6895 | 288.9702 | 554.8923 | 288.9702 | 554.8923
6896 | 292.9879 | 518.2957 | 292.9879 | 518.2957
6897 | 295.1965 | 480.087 | 295.1965 | 480.087
6898 | 281.8447 | 438.2295 | 281.8447 | 438.2295
6899 | 263.7782 | 409.0543 | 263.7782 | 409.0543
6900 | 247.6516 | 393.3029 | 247.6516 | 393.3029
6901 | 235.7444 | 386.4143 | 235.7444 | 386.4143
6902 | 229.0218 | 385.9814 | 229.0218 | 385.9814
6903 | 226.2626 | 404.4189 | 226.2626 | 404.4189
6904 | 225.3523 | 456.1364 | 225.3523 | 456.1364
6905 | 222.4128 | 530.8189 | 222.4128 | 530.8189
6906 | 223.1924 | 565.4553 | 223.1924 | 565.4553
6907 | 240.3293 | 592.0802 | 240.3293 | 592.0802
6908 | 265.2638 | 609.3185 | 265.2638 | 609.3185
6909 | 280.7197 | 625.5648 | 280.7197 | 625.5648
6910 | 290.948 | 637.3525 | 290.948 | 637.3525
6911 | 309.5111 | 644.6083 | 309.5111 | 644.6083
6912 | 308.6685 | 643.6889 | 308.6685 | 643.6889
6913 | 292.428 | 644.3064 | 292.428 | 644.3064
6914 | 291.0769 | 651.5253 | 291.0769 | 651.5253
6915 | 290.9704 | 644.1243 | 290.9704 | 644.1243
6916 | 294.2838 | 640.8939 | 294.2838 | 640.8939
6917 | 300.2052 | 624.0141 | 300.2052 | 624.0141
6918 | 300.5881 | 591.815 | 300.5881 | 591.815
6919 | 286.4564 | 556.6189 | 286.4564 | 556.6189
6920 | 288.6089 | 520.3166 | 288.6089 | 520.3166
6921 | 293.6444 | 482.1668 | 293.6444 | 482.1668
6922 | 283.1233 | 442.4283 | 283.1233 | 442.4283
6923 | 265.4537 | 412.5664 | 265.4537 | 412.5664
6924 | 249.3598 | 396.4422 | 249.3598 | 396.4422
6925 | 237.0998 | 390.7309 | 237.0998 | 390.7309
6926 | 231.2326 | 393.7315 | 231.2326 | 393.7315
6927 | 228.3447 | 407.1854 | 228.3447 | 407.1854
6928 | 227.3403 | 448.8768 | 227.3403 | 448.8768
6929 | 223.7809 | 515.6719 | 223.7809 | 515.6719
6930 | 224.6343 | 543.4607 | 224.6343 | 543.4607
6931 | 241.4759 | 567.1229 | 241.4759 | 567.1229
6932 | 266.8477 | 587.01 | 266.8477 | 587.01
6933 | 281.527 | 609.0443 | 281.527 | 609.0443
6934 | 292.2764 | 628.229 | 292.2764 | 628.229
6935 | 312.3614 | 645.7659 | 312.3614 | 645.7659
6936 | 309.8798 | 655.2454 | 309.8798 | 655.2454
6937 | 291.9535 | 660.6111 | 291.9535 | 660.6111
6938 | 288.0158 | 667.9084 | 288.0158 | 667.9084
6939 | 293.2766 | 658.2511 | 293.2766 | 658.2511
6940 | 293.8668 | 650.8611 | 293.8668 | 650.8611
6941 | 298.6896 | 625.7995 | 298.6896 | 625.7995
6942 | 299.613 | 586.0859 | 299.613 | 586.0859
6943 | 286.0545 | 548.0252 | 286.0545 | 548.0252
6944 | 292.3851 | 508.5443 | 292.3851 | 508.5443
6945 | 294.3388 | 469.6685 | 294.3388 | 469.6685
6946 | 283.9348 | 428.5174 | 283.9348 | 428.5174
6947 | 267.984 | 398.2238 | 267.984 | 398.2238
6948 | 250.7906 | 380.6869 | 250.7906 | 380.6869
6949 | 239.1792 | 372.9743 | 239.1792 | 372.9743
6950 | 232.7363 | 371.109 | 232.7363 | 371.109
6951 | 228.823 | 375.4787 | 228.823 | 375.4787
6952 | 227.8799 | 416.5422 | 227.8799 | 416.5422
6953 | 221.1063 | 491.7937 | 221.1063 | 491.7937
6954 | 221.5214 | 521.7211 | 221.5214 | 521.7211
6955 | 232.7459 | 541.6554 | 232.7459 | 541.6554
6956 | 250.9078 | 554.7343 | 250.9078 | 554.7343
6957 | 264.8167 | 570.6666 | 264.8167 | 570.6666
6958 | 273.4744 | 584.3968 | 273.4744 | 584.3968
6959 | 292.4845 | 598.7356 | 292.4845 | 598.7356
6960 | 293.7446 | 606.8612 | 293.7446 | 606.8612
6961 | 279.7742 | 610.4022 | 279.7742 | 610.4022
6962 | 276.6187 | 614.3444 | 276.6187 | 614.3444
6963 | 277.9213 | 603.6865 | 277.9213 | 603.6865
6964 | 279.4668 | 600.456 | 279.4668 | 600.456
6965 | 287.5073 | 583.2819 | 287.5073 | 583.2819
6966 | 282.9438 | 547.3746 | 282.9438 | 547.3746
6967 | 276.689 | 515.1608 | 276.689 | 515.1608
6968 | 279.2729 | 486.7263 | 279.2729 | 486.7263
6969 | 284.5225 | 464.3317 | 284.5225 | 464.3317
6970 | 276.1221 | 445.4106 | 276.1221 | 445.4106
6971 | 259.502 | 436.1306 | 259.502 | 436.1306
6972 | 245.2027 | 438.1946 | 245.2027 | 438.1946
6973 | 234.8598 | 447.7873 | 234.8598 | 447.7873
6974 | 229.3068 | 461.952 | 229.3068 | 461.952
6975 | 225.9771 | 476.4851 | 225.9771 | 476.4851
6976 | 225.5888 | 507.8168 | 225.5888 | 507.8168
6977 | 218.6817 | 564.1345 | 218.6817 | 564.1345
6978 | 218.9269 | 586.41 | 218.9269 | 586.41
6979 | 230.53 | 604.8531 | 230.53 | 604.8531
6980 | 246.9612 | 612.4578 | 246.9612 | 612.4578
6981 | 261.7136 | 616.814 | 261.7136 | 616.814
6982 | 272.5527 | 621.146 | 272.5527 | 621.146
6983 | 294.4423 | 628.8138 | 294.4423 | 628.8138
6984 | 295.0188 | 632.2109 | 295.0188 | 632.2109
6985 | 282.5495 | 634.2607 | 282.5495 | 634.2607
6986 | 276.782 | 639.0859 | 276.782 | 639.0859
6987 | 279.2088 | 628.4083 | 279.2088 | 628.4083
6988 | 282.269 | 624.9817 | 282.269 | 624.9817
6989 | 286.7589 | 609.8284 | 286.7589 | 609.8284
6990 | 281.9293 | 584.1434 | 281.9293 | 584.1434
6991 | 275.6172 | 554.4214 | 275.6172 | 554.4214
6992 | 280.7006 | 521.6312 | 280.7006 | 521.6312
6993 | 285.3907 | 495.2929 | 285.3907 | 495.2929
6994 | 277.0896 | 469.5635 | 277.0896 | 469.5635
6995 | 262.9017 | 451.0422 | 262.9017 | 451.0422
6996 | 248.0915 | 443.6099 | 248.0915 | 443.6099
6997 | 236.8039 | 443.098 | 236.8039 | 443.098
6998 | 230.4746 | 447.4132 | 230.4746 | 447.4132
6999 | 228.1652 | 453.0386 | 228.1652 | 453.0386
7000 | 225.9666 | 480.8778 | 225.9666 | 480.8778
7001 | 219.5 | 533.9189 | 219.5 | 533.9189
7002 | 220.0702 | 549.2291 | 220.0702 | 549.2291
7003 | 231.4401 | 557.8228 | 231.4401 | 557.8228
7004 | 249.4786 | 557.7362 | 249.4786 | 557.7362
7005 | 262.9935 | 557.7366 | 262.9935 | 557.7366
7006 | 274.7552 | 557.2616 | 274.7552 | 557.2616
7007 | 290.4769 | 560.2794 | 290.4769 | 560.2794
7008 | 289.0129 | 559.4384 | 289.0129 | 559.4384
7009 | 283.027 | 558.0546 | 283.027 | 558.0546
7010 | 277.326 | 558.5829 | 277.326 | 558.5829
7011 | 279.003 | 538.8407 | 279.003 | 538.8407
7012 | 282.224 | 523.9752 | 282.224 | 523.9752
7013 | 286.7001 | 505.0745 | 286.7001 | 505.0745
7014 | 284.9969 | 467.99 | 284.9969 | 467.99
7015 | 275.7516 | 436.7376 | 275.7516 | 436.7376
7016 | 280.4302 | 413.6595 | 280.4302 | 413.6595
7017 | 284.4098 | 395.4833 | 284.4098 | 395.4833
7018 | 276.4815 | 377.1313 | 276.4815 | 377.1313
7019 | 259.5382 | 363.3778 | 259.5382 | 363.3778
7020 | 245.726 | 357.1423 | 245.726 | 357.1423
7021 | 233.6752 | 355.2766 | 233.6752 | 355.2766
7022 | 228.2543 | 354.5297 | 228.2543 | 354.5297
7023 | 225.7708 | 354.1512 | 225.7708 | 354.1512
7024 | 224.2473 | 389.6424 | 224.2473 | 389.6424
7025 | 218.8105 | 478.334 | 218.8105 | 478.334
7026 | 219.1994 | 511.2438 | 219.1994 | 511.2438
7027 | 231.6932 | 524.7229 | 231.6932 | 524.7229
7028 | 251.7246 | 523.2237 | 251.7246 | 523.2237
7029 | 263.7901 | 513.7671 | 263.7901 | 513.7671
7030 | 276.6897 | 498.5178 | 276.6897 | 498.5178
7031 | 294.3093 | 486.0942 | 294.3093 | 486.0942
7032 | 291.2383 | 478.0917 | 291.2383 | 478.0917
7033 | 281.3539 | 476.8649 | 281.3539 | 476.8649
7034 | 276.6006 | 489.6364 | 276.6006 | 489.6364
7035 | 277.0533 | 489.8875 | 277.0533 | 489.8875
7036 | 279.6384 | 479.5348 | 279.6384 | 479.5348
7037 | 286.0921 | 457.1219 | 286.0921 | 457.1219
7038 | 284.0404 | 440.4428 | 284.0404 | 440.4428
7039 | 275.1325 | 424.9849 | 275.1325 | 424.9849
7040 | 277.0861 | 409.4019 | 277.0861 | 409.4019
7041 | 286.5889 | 392.089 | 286.5889 | 392.089
7042 | 277.0784 | 372.285 | 277.0784 | 372.285
7043 | 258.5108 | 357.1777 | 258.5108 | 357.1777
7044 | 242.5784 | 349.8238 | 242.5784 | 349.8238
7045 | 232.5873 | 347.4284 | 232.5873 | 347.4284
7046 | 227.0817 | 346.6618 | 227.0817 | 346.6618
7047 | 224.8529 | 346.6169 | 224.8529 | 346.6169
7048 | 222.7987 | 362.8212 | 222.7987 | 362.8212
7049 | 219.0928 | 414.3515 | 219.0928 | 414.3515
7050 | 220.3404 | 442.7093 | 220.3404 | 442.7093
7051 | 238.4747 | 463.4677 | 238.4747 | 463.4677
7052 | 261.2792 | 476.8997 | 261.2792 | 476.8997
7053 | 281.5668 | 486.5338 | 281.5668 | 486.5338
7054 | 291.3316 | 493.8481 | 291.3316 | 493.8481
7055 | 313.7944 | 505.8913 | 313.7944 | 505.8913
7056 | 309.5512 | 511.6821 | 309.5512 | 511.6821
7057 | 292.1041 | 514.2224 | 292.1041 | 514.2224
7058 | 288.5328 | 516.34 | 288.5328 | 516.34
7059 | 289.8941 | 501.7971 | 289.8941 | 501.7971
7060 | 292.8216 | 493.9362 | 292.8216 | 493.9362
7061 | 299.3039 | 475.4671 | 299.3039 | 475.4671
7062 | 299.5475 | 445.6618 | 299.5475 | 445.6618
7063 | 286.6625 | 425.7893 | 286.6625 | 425.7893
7064 | 284.8337 | 408.9898 | 284.8337 | 408.9898
7065 | 288.7104 | 394.1688 | 288.7104 | 394.1688
7066 | 281.7045 | 377.7395 | 281.7045 | 377.7395
7067 | 257.3442 | 365.5164 | 257.3442 | 365.5164
7068 | 242.0418 | 361.3018 | 242.0418 | 361.3018
7069 | 228.8739 | 362.026 | 228.8739 | 362.026
7070 | 222.5135 | 365.1836 | 222.5135 | 365.1836
7071 | 219.724 | 370.966 | 219.724 | 370.966
7072 | 218.5899 | 398.6875 | 218.5899 | 398.6875
7073 | 212.804 | 452.847 | 212.804 | 452.847
7074 | 215.4925 | 472.5325 | 215.4925 | 472.5325
7075 | 232.6889 | 488.8959 | 232.6889 | 488.8959
7076 | 259.945 | 497.9133 | 259.945 | 497.9133
7077 | 274.5389 | 509.5094 | 274.5389 | 509.5094
7078 | 284.7214 | 522.1605 | 284.7214 | 522.1605
7079 | 304.2545 | 538.7557 | 304.2545 | 538.7557
7080 | 302.0639 | 552.218 | 302.0639 | 552.218
7081 | 283.968 | 563.1756 | 283.968 | 563.1756
7082 | 281.0328 | 576.987 | 281.0328 | 576.987
7083 | 283.6482 | 576.512 | 283.6482 | 576.512
7084 | 286.7258 | 583.5628 | 286.7258 | 583.5628
7085 | 292.4713 | 582.5951 | 292.4713 | 582.5951
7086 | 290.328 | 569.5261 | 290.328 | 569.5261
7087 | 279.4199 | 555.0493 | 279.4199 | 555.0493
7088 | 280.2654 | 540.3688 | 280.2654 | 540.3688
7089 | 287.5163 | 526.4895 | 287.5163 | 526.4895
7090 | 278.7109 | 510.0995 | 278.7109 | 510.0995
7091 | 258.8134 | 496.6599 | 258.8134 | 496.6599
7092 | 241.3625 | 491.4643 | 241.3625 | 491.4643
7093 | 227.3991 | 494.7784 | 227.3991 | 494.7784
7094 | 221.2885 | 504.5874 | 221.2885 | 504.5874
7095 | 219.2737 | 516.7464 | 219.2737 | 516.7464
7096 | 218.0561 | 543.9186 | 218.0561 | 543.9186
7097 | 213.4703 | 592.9571 | 213.4703 | 592.9571
7098 | 217.8316 | 609.621 | 217.8316 | 609.621
7099 | 236.3541 | 623.0806 | 236.3541 | 623.0806
7100 | 260.2187 | 629.3119 | 260.2187 | 629.3119
7101 | 274.4281 | 635.5516 | 274.4281 | 635.5516
7102 | 288.1267 | 640.2564 | 288.1267 | 640.2564
7103 | 306.2932 | 647.9438 | 306.2932 | 647.9438
7104 | 303.6349 | 653.4795 | 303.6349 | 653.4795
7105 | 284.3305 | 660.356 | 284.3305 | 660.356
7106 | 282.4346 | 670.1452 | 282.4346 | 670.1452
7107 | 283.2334 | 665.2753 | 283.2334 | 665.2753
7108 | 281.1676 | 667.048 | 281.1676 | 667.048
7109 | 289.0895 | 654.2296 | 289.0895 | 654.2296
7110 | 285.3402 | 627.2497 | 285.3402 | 627.2497
7111 | 273.5089 | 600.8043 | 273.5089 | 600.8043
7112 | 272.601 | 571.7813 | 272.601 | 571.7813
7113 | 281.2469 | 543.6967 | 281.2469 | 543.6967
7114 | 273.451 | 512.3951 | 273.451 | 512.3951
7115 | 253.9535 | 488.6155 | 253.9535 | 488.6155
7116 | 238.5157 | 477.1217 | 238.5157 | 477.1217
7117 | 227.4882 | 474.3731 | 227.4882 | 474.3731
7118 | 221.6958 | 478.8453 | 221.6958 | 478.8453
7119 | 219.3461 | 490.7296 | 219.3461 | 490.7296
7120 | 216.2604 | 536.9336 | 216.2604 | 536.9336
7121 | 209.8605 | 617.3454 | 209.8605 | 617.3454
7122 | 213.6171 | 658.9666 | 213.6171 | 658.9666
7123 | 228.5601 | 688.8486 | 228.5601 | 688.8486
7124 | 249.0205 | 706.3812 | 249.0205 | 706.3812
7125 | 262.0561 | 720.2337 | 262.0561 | 720.2337
7126 | 274.9914 | 732.1589 | 274.9914 | 732.1589
7127 | 293.919 | 746.8901 | 293.919 | 746.8901
7128 | 294.281 | 754.8783 | 294.281 | 754.8783
7129 | 281.5779 | 754.0832 | 281.5779 | 754.0832
7130 | 275.3865 | 743.3101 | 275.3865 | 743.3101
7131 | 275.8337 | 715.8177 | 275.8337 | 715.8177
7132 | 276.5945 | 705.2099 | 276.5945 | 705.2099
7133 | 282.408 | 683.4054 | 282.408 | 683.4054
7134 | 281.2905 | 636.2163 | 281.2905 | 636.2163
7135 | 270.8306 | 594.4865 | 270.8306 | 594.4865
7136 | 271.2813 | 560.0874 | 271.2813 | 560.0874
7137 | 278.2585 | 528.6478 | 278.2585 | 528.6478
7138 | 268.8622 | 495.0506 | 268.8622 | 495.0506
7139 | 252.1016 | 465.6595 | 252.1016 | 465.6595
7140 | 237.1597 | 452.6746 | 237.1597 | 452.6746
7141 | 225.2523 | 449.8867 | 225.2523 | 449.8867
7142 | 219.7693 | 453.3582 | 219.7693 | 453.3582
7143 | 217.0802 | 466.4001 | 217.0802 | 466.4001
7144 | 214.0067 | 509.151 | 214.0067 | 509.151
7145 | 207.6238 | 579.0265 | 207.6238 | 579.0265
7146 | 210.3145 | 610.2685 | 210.3145 | 610.2685
7147 | 221.1877 | 629.5357 | 221.1877 | 629.5357
7148 | 238.9279 | 635.5708 | 238.9279 | 635.5708
7149 | 251.0655 | 640.0251 | 251.0655 | 640.0251
7150 | 261.1803 | 642.1007 | 261.1803 | 642.1007
7151 | 283.0209 | 647.1786 | 283.0209 | 647.1786
7152 | 282.7324 | 648.7117 | 282.7324 | 648.7117
7153 | 272.4508 | 653.1356 | 272.4508 | 653.1356
7154 | 268.6061 | 658.726 | 268.6061 | 658.726
7155 | 268.2382 | 647.8915 | 268.2382 | 647.8915
7156 | 270.182 | 637.5584 | 270.182 | 637.5584
7157 | 273.3738 | 616.2836 | 273.3738 | 616.2836
7158 | 269.4994 | 570.8407 | 269.4994 | 570.8407
7159 | 261.6505 | 525.0299 | 261.6505 | 525.0299
7160 | 262.8063 | 494.2214 | 262.8063 | 494.2214
7161 | 270.5076 | 466.5881 | 270.5076 | 466.5881
7162 | 266.3141 | 438.3865 | 266.3141 | 438.3865
7163 | 250.1748 | 416.4316 | 250.1748 | 416.4316
7164 | 235.106 | 403.3094 | 235.106 | 403.3094
7165 | 224.0288 | 395.3024 | 224.0288 | 395.3024
7166 | 217.8719 | 392.927 | 217.8719 | 392.927
7167 | 213.9978 | 404.262 | 213.9978 | 404.262
7168 | 212.3686 | 444.4818 | 212.3686 | 444.4818
7169 | 206.0599 | 507.961 | 206.0599 | 507.961
7170 | 207.3268 | 538.2612 | 207.3268 | 538.2612
7171 | 219.6234 | 560.9032 | 219.6234 | 560.9032
7172 | 237.8629 | 576.2187 | 237.8629 | 576.2187
7173 | 252.5232 | 589.3845 | 252.5232 | 589.3845
7174 | 262.012 | 598.2096 | 262.012 | 598.2096
7175 | 280.562 | 607.3097 | 280.562 | 607.3097
7176 | 281.1368 | 605.6055 | 281.1368 | 605.6055
7177 | 269.6489 | 604.6534 | 269.6489 | 604.6534
7178 | 268.2732 | 608.1051 | 268.2732 | 608.1051
7179 | 267.8723 | 595.2496 | 267.8723 | 595.2496
7180 | 268.7992 | 585.8584 | 268.7992 | 585.8584
7181 | 272.8818 | 564.9955 | 272.8818 | 564.9955
7182 | 271.7581 | 530.187 | 271.7581 | 530.187
7183 | 260.8438 | 488.2022 | 260.8438 | 488.2022
7184 | 261.6285 | 452.3708 | 261.6285 | 452.3708
7185 | 270.8671 | 425.2869 | 270.8671 | 425.2869
7186 | 264.7954 | 399.9892 | 264.7954 | 399.9892
7187 | 247.359 | 380.9774 | 247.359 | 380.9774
7188 | 231.635 | 371.3279 | 231.635 | 371.3279
7189 | 222.2112 | 367.873 | 222.2112 | 367.873
7190 | 215.7981 | 367.4988 | 215.7981 | 367.4988
7191 | 213.7342 | 369.0039 | 213.7342 | 369.0039
7192 | 211.048 | 403.5338 | 211.048 | 403.5338
7193 | 205.1768 | 461.1268 | 205.1768 | 461.1268
7194 | 208.1361 | 487.9346 | 208.1361 | 487.9346
7195 | 223.221 | 510.1057 | 223.221 | 510.1057
7196 | 242.1417 | 524.2048 | 242.1417 | 524.2048
7197 | 257.371 | 536.4091 | 257.371 | 536.4091
7198 | 268.2324 | 546.3722 | 268.2324 | 546.3722
7199 | 290.0181 | 558.435 | 290.0181 | 558.435
7200 | 287.1492 | 567.1296 | 287.1492 | 567.1296
7201 | 273.2858 | 575.1637 | 273.2858 | 575.1637
7202 | 270.7195 | 583.3244 | 270.7195 | 583.3244
7203 | 271.8962 | 567.0746 | 271.8962 | 567.0746
7204 | 270.7016 | 546.7743 | 270.7016 | 546.7743
7205 | 276.0441 | 526.8336 | 276.0441 | 526.8336
7206 | 274.246 | 499.579 | 274.246 | 499.579
7207 | 266.351 | 472.6039 | 266.351 | 472.6039
7208 | 263.8763 | 446.1315 | 263.8763 | 446.1315
7209 | 271.6153 | 417.2032 | 271.6153 | 417.2032
7210 | 268.1914 | 388.7074 | 268.1914 | 388.7074
7211 | 247.2342 | 369.3228 | 247.2342 | 369.3228
7212 | 230.6175 | 360.0854 | 230.6175 | 360.0854
7213 | 219.5245 | 356.5519 | 219.5245 | 356.5519
7214 | 214.3391 | 355.0006 | 214.3391 | 355.0006
7215 | 211.5525 | 354.7202 | 211.5525 | 354.7202
7216 | 209.5534 | 375.241 | 209.5534 | 375.241
7217 | 204.7483 | 438.1904 | 204.7483 | 438.1904
7218 | 208.8235 | 473.1407 | 208.8235 | 473.1407
7219 | 228.2984 | 499.5302 | 228.2984 | 499.5302
7220 | 254.4018 | 513.904 | 254.4018 | 513.904
7221 | 271.2915 | 523.9894 | 271.2915 | 523.9894
7222 | 281.8249 | 530.5973 | 281.8249 | 530.5973
7223 | 304.3554 | 539.5405 | 304.3554 | 539.5405
7224 | 300.4521 | 546.273 | 300.4521 | 546.273
7225 | 285.6059 | 552.6197 | 285.6059 | 552.6197
7226 | 282.5089 | 557.3076 | 282.5089 | 557.3076
7227 | 282.0334 | 542.1761 | 282.0334 | 542.1761
7228 | 284.1658 | 518.148 | 284.1658 | 518.148
7229 | 288.8659 | 479.3716 | 288.8659 | 479.3716
7230 | 285.4981 | 444.2099 | 285.4981 | 444.2099
7231 | 269.3498 | 422.1988 | 269.3498 | 422.1988
7232 | 266.4578 | 401.8676 | 266.4578 | 401.8676
7233 | 274.2071 | 383.8287 | 274.2071 | 383.8287
7234 | 267.8294 | 364.9077 | 267.8294 | 364.9077
7235 | 248.243 | 349.5845 | 248.243 | 349.5845
7236 | 230.431 | 340.9946 | 230.431 | 340.9946
7237 | 218.2275 | 336.6175 | 218.2275 | 336.6175
7238 | 213.0017 | 333.987 | 213.0017 | 333.987
7239 | 210.5738 | 330.999 | 210.5738 | 330.999
7240 | 207.6597 | 343.6716 | 207.6597 | 343.6716
7241 | 202.396 | 395.8297 | 202.396 | 395.8297
7242 | 207.9723 | 419.616 | 207.9723 | 419.616
7243 | 222.4141 | 434.2331 | 222.4141 | 434.2331
7244 | 248.0088 | 439.7188 | 248.0088 | 439.7188
7245 | 263.083 | 444.6244 | 263.083 | 444.6244
7246 | 276.9566 | 449.8393 | 276.9566 | 449.8393
7247 | 296.0643 | 462.7458 | 296.0643 | 462.7458
7248 | 297.3803 | 473.7164 | 297.3803 | 473.7164
7249 | 278.4164 | 480.6909 | 278.4164 | 480.6909
7250 | 274.7686 | 485.2414 | 274.7686 | 485.2414
7251 | 275.5657 | 462.2618 | 275.5657 | 462.2618
7252 | 276.8604 | 442.0988 | 276.8604 | 442.0988
7253 | 282.7129 | 419.8037 | 282.7129 | 419.8037
7254 | 280.0356 | 408.3044 | 280.0356 | 408.3044
7255 | 270.5961 | 400.7732 | 270.5961 | 400.7732
7256 | 265.0754 | 390.6054 | 265.0754 | 390.6054
7257 | 272.5009 | 376.9223 | 272.5009 | 376.9223
7258 | 268.6415 | 356.8633 | 268.6415 | 356.8633
7259 | 249.8005 | 340.1471 | 249.8005 | 340.1471
7260 | 230.6869 | 152.8978 | 230.6869 | 152.8978
7261 | 218.9946 | 149.8391 | 218.9946 | 149.8391
7262 | 213.1422 | 148.0065 | 213.1422 | 148.0065
7263 | 211.7104 | 147.7445 | 211.7104 | 147.7445
7264 | 208.0803 | 161.1937 | 208.0803 | 161.1937
7265 | 201.1716 | 198.0136 | 201.1716 | 198.0136
7266 | 208.1233 | 208.2467 | 208.1233 | 208.2467
7267 | 225.9899 | 220.1511 | 225.9899 | 220.1511
7268 | 250.7023 | 223.557 | 250.7023 | 223.557
7269 | 266.6409 | 225.9079 | 266.6409 | 225.9079
7270 | 278.8913 | 227.597 | 278.8913 | 227.597
7271 | 301.4261 | 236.9963 | 301.4261 | 236.9963
7272 | 300.7985 | 248.4144 | 300.7985 | 248.4144
7273 | 283.411 | 254.803 | 283.411 | 254.803
7274 | 280.2369 | 256.3348 | 280.2369 | 256.3348
7275 | 279.943 | 237.2596 | 279.943 | 237.2596
7276 | 278.8981 | 228.7575 | 278.8981 | 228.7575
7277 | 280.8783 | 226.0707 | 280.8783 | 226.0707
7278 | 279.3455 | 220.2294 | 279.3455 | 220.2294
7279 | 267.3478 | 215.7352 | 267.3478 | 215.7352
7280 | 261.4386 | 208.3014 | 261.4386 | 208.3014
7281 | 267.7512 | 201.127 | 267.7512 | 201.127
7282 | 264.3935 | 188.0294 | 264.3935 | 188.0294
7283 | 250.6646 | 176.2127 | 250.6646 | 176.2127
7284 | 234.1272 | 173.3808 | 234.1272 | 173.3808
7285 | 221.8314 | 172.8342 | 221.8314 | 172.8342
7286 | 214.2019 | 175.0947 | 214.2019 | 175.0947
7287 | 210.9273 | 180.0237 | 210.9273 | 180.0237
7288 | 207.185 | 198.9538 | 207.185 | 198.9538
7289 | 202.6523 | 241.483 | 202.6523 | 241.483
7290 | 206.7718 | 255.0801 | 206.7718 | 255.0801
7291 | 221.512 | 267.9858 | 221.512 | 267.9858
7292 | 241.9797 | 273.447 | 241.9797 | 273.447
7293 | 258.0588 | 281.0944 | 258.0588 | 281.0944
7294 | 268.0645 | 287.9218 | 268.0645 | 287.9218
7295 | 287.1366 | 299.842 | 287.1366 | 299.842
7296 | 288.0076 | 309.8722 | 288.0076 | 309.8722
7297 | 274.7619 | 311.4475 | 274.7619 | 311.4475
7298 | 270.2372 | 312.8388 | 270.2372 | 312.8388
7299 | 269.1601 | 300.9748 | 269.1601 | 300.9748
7300 | 268.0455 | 302.6527 | 268.0455 | 302.6527
7301 | 272.6386 | 301.7753 | 272.6386 | 301.7753
7302 | 269.0593 | 290.3741 | 269.0593 | 290.3741
7303 | 259.5333 | 278.0889 | 259.5333 | 278.0889
7304 | 255.6853 | 263.6636 | 255.6853 | 263.6636
7305 | 263.5042 | 250.7624 | 263.5042 | 250.7624
7306 | 260.479 | 232.9832 | 260.479 | 232.9832
7307 | 247.5566 | 219.4976 | 247.5566 | 219.4976
7308 | 232.2158 | 217.588 | 232.2158 | 217.588
7309 | 219.6006 | 219.7994 | 219.6006 | 219.7994
7310 | 214.2559 | 225.2746 | 214.2559 | 225.2746
7311 | 210.4116 | 232.7333 | 210.4116 | 232.7333
7312 | 205.6057 | 254.5443 | 205.6057 | 254.5443
7313 | 200.4921 | 298.9883 | 200.4921 | 298.9883
7314 | 202.2716 | 313.3847 | 202.2716 | 313.3847
7315 | 213.136 | 325.983 | 213.136 | 325.983
7316 | 230.0745 | 329.0815 | 230.0745 | 329.0815
7317 | 243.4697 | 330.9405 | 243.4697 | 330.9405
7318 | 255.5924 | 329.5379 | 255.5924 | 329.5379
7319 | 274.149 | 332.13 | 274.149 | 332.13
7320 | 276.0316 | 334.4835 | 276.0316 | 334.4835
7321 | 265.6207 | 330.6833 | 265.6207 | 330.6833
7322 | 260.8734 | 327.516 | 260.8734 | 327.516
7323 | 257.7849 | 310.9879 | 257.7849 | 310.9879
7324 | 259.6664 | 305.6128 | 259.6664 | 305.6128
7325 | 264.1705 | 297.6471 | 264.1705 | 297.6471
7326 | 261.7577 | 280.6245 | 261.7577 | 280.6245
7327 | 254.525 | 264.1759 | 254.525 | 264.1759
7328 | 252.3527 | 246.6588 | 252.3527 | 246.6588
7329 | 260.9194 | 232.4664 | 260.9194 | 232.4664
7330 | 257.4631 | 214.8366 | 257.4631 | 214.8366
7331 | 243.0407 | 200.7186 | 243.0407 | 200.7186
7332 | 229.7711 | 197.6583 | 229.7711 | 197.6583
7333 | 219.1105 | 198.3765 | 219.1105 | 198.3765
7334 | 212.5931 | 201.7788 | 212.5931 | 201.7788
7335 | 209.9768 | 205.7593 | 209.9768 | 205.7593
7336 | 205.9997 | 223.6529 | 205.9997 | 223.6529
7337 | 200.1189 | 267.3151 | 200.1189 | 267.3151
7338 | 202.1036 | 284.7945 | 202.1036 | 284.7945
7339 | 213.68 | 300.7394 | 213.68 | 300.7394
7340 | 232.0096 | 306.385 | 232.0096 | 306.385
7341 | 245.9245 | 311.6696 | 245.9245 | 311.6696
7342 | 257.8757 | 314.0087 | 257.8757 | 314.0087
7343 | 277.948 | 319.1393 | 277.948 | 319.1393
7344 | 276.8375 | 322.3272 | 276.8375 | 322.3272
7345 | 264.7227 | 318.7115 | 264.7227 | 318.7115
7346 | 262.3694 | 315.0874 | 262.3694 | 315.0874
7347 | 261.0389 | 295.6783 | 261.0389 | 295.6783
7348 | 264.755 | 290.1451 | 264.755 | 290.1451
7349 | 269.0557 | 284.3841 | 269.0557 | 284.3841
7350 | 262.3827 | 268.2222 | 262.3827 | 268.2222
7351 | 254.3014 | 250.1839 | 254.3014 | 250.1839
7352 | 251.2913 | 229.979 | 251.2913 | 229.979
7353 | 259.7998 | 213.2131 | 259.7998 | 213.2131
7354 | 258.4113 | 194.2657 | 258.4113 | 194.2657
7355 | 242.8494 | 179.5856 | 242.8494 | 179.5856
7356 | 228.4697 | 174.8389 | 228.4697 | 174.8389
7357 | 216.9929 | 172.9396 | 216.9929 | 172.9396
7358 | 210.9616 | 173.215 | 210.9616 | 173.215
7359 | 207.6736 | 176.3435 | 207.6736 | 176.3435
7360 | 203.5848 | 197.443 | 203.5848 | 197.443
7361 | 198.4271 | 243.2309 | 198.4271 | 243.2309
7362 | 203.1638 | 259.8759 | 203.1638 | 259.8759
7363 | 217.8887 | 274.2836 | 217.8887 | 274.2836
7364 | 241.6546 | 278.1637 | 241.6546 | 278.1637
7365 | 254.2458 | 281.6039 | 254.2458 | 281.6039
7366 | 269.2761 | 281.3518 | 269.2761 | 281.3518
7367 | 292.6119 | 284.1108 | 292.6119 | 284.1108
7368 | 290.0403 | 285.7968 | 290.0403 | 285.7968
7369 | 274.3003 | 282.6553 | 274.3003 | 282.6553
7370 | 271.162 | 283.6953 | 271.162 | 283.6953
7371 | 270.6703 | 274.0183 | 270.6703 | 274.0183
7372 | 274.2382 | 275.4065 | 274.2382 | 275.4065
7373 | 276.8033 | 274.327 | 276.8033 | 274.327
7374 | 273.7344 | 264.8055 | 273.7344 | 264.8055
7375 | 263.4702 | 254.5317 | 263.4702 | 254.5317
7376 | 259.5614 | 240.8529 | 259.5614 | 240.8529
7377 | 267.3288 | 226.7572 | 267.3288 | 226.7572
7378 | 264.5903 | 207.2389 | 264.5903 | 207.2389
7379 | 245.0488 | 192.0054 | 245.0488 | 192.0054
7380 | 231.3373 | 187.6715 | 231.3373 | 187.6715
7381 | 218.5712 | 186.1499 | 218.5712 | 186.1499
7382 | 212.26 | 187.2334 | 212.26 | 187.2334
7383 | 209.8825 | 190.8801 | 209.8825 | 190.8801
7384 | 205.8299 | 209.7486 | 205.8299 | 209.7486
7385 | 200.2911 | 251.1711 | 200.2911 | 251.1711
7386 | 206.8571 | 261.8785 | 206.8571 | 261.8785
7387 | 223.441 | 270.8053 | 223.441 | 270.8053
7388 | 251.4715 | 271.1897 | 251.4715 | 271.1897
7389 | 268.8423 | 269.7286 | 268.8423 | 269.7286
7390 | 277.1842 | 263.6268 | 277.1842 | 263.6268
7391 | 299.6246 | 261.2826 | 299.6246 | 261.2826
7392 | 295.202 | 259.3058 | 295.202 | 259.3058
7393 | 279.2228 | 253.8895 | 279.2228 | 253.8895
7394 | 275.8589 | 255.2544 | 275.8589 | 255.2544
7395 | 277.6284 | 248.0808 | 277.6284 | 248.0808
7396 | 278.8586 | 254.1768 | 278.8586 | 254.1768
7397 | 285.0328 | 257.0675 | 285.0328 | 257.0675
7398 | 280.2168 | 248.4594 | 280.2168 | 248.4594
7399 | 266.0435 | 237.3952 | 266.0435 | 237.3952
7400 | 263.1068 | 221.8894 | 263.1068 | 221.8894
7401 | 268.4682 | 207.2403 | 268.4682 | 207.2403
7402 | 263.9859 | 188.4862 | 263.9859 | 188.4862
7403 | 245.1986 | 174.2716 | 245.1986 | 174.2716
7404 | 231.5642 | 170.7809 | 231.5642 | 170.7809
7405 | 221.6909 | 169.962 | 221.6909 | 169.962
7406 | 215.493 | 171.0455 | 215.493 | 171.0455
7407 | 210.71 | 172.8213 | 210.71 | 172.8213
7408 | 206.3265 | 187.8954 | 206.3265 | 187.8954
7409 | 201.1883 | 225.3653 | 201.1883 | 225.3653
7410 | 208.6414 | 235.7741 | 208.6414 | 235.7741
7411 | 224.9982 | 250.3926 | 224.9982 | 250.3926
7412 | 252.6268 | 255.9065 | 252.6268 | 255.9065
7413 | 270.3502 | 259.1006 | 270.3502 | 259.1006
7414 | 283.3015 | 260.7546 | 283.3015 | 260.7546
7415 | 303.4915 | 266.904 | 303.4915 | 266.904
7416 | 301.0246 | 271.0932 | 301.0246 | 271.0932
7417 | 281.7711 | 269.3923 | 281.7711 | 269.3923
7418 | 279.944 | 273.5153 | 279.944 | 273.5153
7419 | 278.3557 | 267.3956 | 278.3557 | 267.3956
7420 | 278.4088 | 272.0951 | 278.4088 | 272.0951
7421 | 283.3328 | 273.1325 | 283.3328 | 273.1325
7422 | 280.3059 | 262.5305 | 280.3059 | 262.5305
7423 | 266.4283 | 250.9041 | 266.4283 | 250.9041
7424 | 261.1976 | 235.8376 | 261.1976 | 235.8376
7425 | 266.9938 | 221.6452 | 266.9938 | 221.6452
7426 | 264.3237 | 203.2512 | 264.3237 | 203.2512
7427 | 247.4414 | 187.5697 | 247.4414 | 187.5697
7428 | 229.8924 | 181.4089 | 229.8924 | 181.4089
7429 | 219.4257 | 178.3941 | 219.4257 | 178.3941
7430 | 214.8923 | 178.3797 | 214.8923 | 178.3797
7431 | 211.0426 | 180.6561 | 211.0426 | 180.6561
7432 | 206.6435 | 198.5234 | 206.6435 | 198.5234
7433 | 202.7717 | 242.7741 | 202.7717 | 242.7741
7434 | 209.769 | 257.6624 | 209.769 | 257.6624
7435 | 225.6481 | 265.6319 | 225.6481 | 265.6319
7436 | 252.0534 | 262.09 | 252.0534 | 262.09
7437 | 269.9691 | 260.304 | 269.9691 | 260.304
7438 | 283.1157 | 256.2311 | 283.1157 | 256.2311
7439 | 300.1512 | 256.4781 | 300.1512 | 256.4781
7440 | 294.9414 | 255.7485 | 294.9414 | 255.7485
7441 | 276.1391 | 251.0261 | 276.1391 | 251.0261
7442 | 274.8561 | 250.4675 | 274.8561 | 250.4675
7443 | 277.5401 | 239.4027 | 277.5401 | 239.4027
7444 | 278.1293 | 240.0706 | 278.1293 | 240.0706
7445 | 278.8153 | 236.9446 | 278.8153 | 236.9446
7446 | 279.6825 | 223.4969 | 279.6825 | 223.4969
7447 | 265.1179 | 213.4339 | 265.1179 | 213.4339
7448 | 259.9399 | 203.0401 | 259.9399 | 203.0401
7449 | 265.1041 | 194.1881 | 265.1041 | 194.1881
7450 | 262.3874 | 179.4656 | 262.3874 | 179.4656
7451 | 247.862 | 167.2711 | 247.862 | 167.2711
7452 | 232.2477 | 164.1758 | 232.2477 | 164.1758
7453 | 221.395 | 162.8211 | 221.395 | 162.8211
7454 | 215.462 | 163.1755 | 215.462 | 163.1755
7455 | 211.5958 | 163.9939 | 211.5958 | 163.9939
7456 | 205.7068 | 177.9174 | 205.7068 | 177.9174
7457 | 202.1974 | 213.4286 | 202.1974 | 213.4286
7458 | 205.5454 | 219.674 | 205.5454 | 219.674
7459 | 219.2979 | 230.5859 | 219.2979 | 230.5859
7460 | 240.6963 | 236.1437 | 240.6963 | 236.1437
7461 | 257.9675 | 243.3695 | 257.9675 | 243.3695
7462 | 271.7319 | 242.6343 | 271.7319 | 242.6343
7463 | 291.0162 | 243.0394 | 291.0162 | 243.0394
7464 | 288.3965 | 243.2936 | 288.3965 | 243.2936
7465 | 272.9856 | 239.1421 | 272.9856 | 239.1421
7466 | 270.803 | 240.3138 | 270.803 | 240.3138
7467 | 271.454 | 231.1199 | 271.454 | 231.1199
7468 | 272.3432 | 234.0803 | 272.3432 | 234.0803
7469 | 275.1247 | 235.0386 | 275.1247 | 235.0386
7470 | 270.9183 | 226.4393 | 270.9183 | 226.4393
7471 | 260.2318 | 216.7453 | 260.2318 | 216.7453
7472 | 253.7884 | 206.0704 | 253.7884 | 206.0704
7473 | 259.2634 | 195.8482 | 259.2634 | 195.8482
7474 | 262.1713 | 179.1845 | 262.1713 | 179.1845
7475 | 249.6654 | 164.2584 | 249.6654 | 164.2584
7476 | 234.8575 | 159.5557 | 234.8575 | 159.5557
7477 | 222.2844 | 156.8747 | 222.2844 | 156.8747
7478 | 215.8572 | 154.8224 | 215.8572 | 154.8224
7479 | 211.2348 | 154.4639 | 211.2348 | 154.4639
7480 | 204.6202 | 168.8792 | 204.6202 | 168.8792
7481 | 199.8082 | 206.4018 | 199.8082 | 206.4018
7482 | 203.2326 | 218.7869 | 203.2326 | 218.7869
7483 | 214.2608 | 233.0101 | 214.2608 | 233.0101
7484 | 231.6534 | 236.7673 | 231.6534 | 236.7673
7485 | 246.5669 | 237.9676 | 246.5669 | 237.9676
7486 | 258.9018 | 238.2338 | 258.9018 | 238.2338
7487 | 277.3711 | 242.8988 | 277.3711 | 242.8988
7488 | 277.2207 | 247.7029 | 277.2207 | 247.7029
7489 | 267.3495 | 246.327 | 267.3495 | 246.327
7490 | 264.9569 | 243.2123 | 264.9569 | 243.2123
7491 | 265.3042 | 220.975 | 265.3042 | 220.975
7492 | 267.4742 | 218.7795 | 267.4742 | 218.7795
7493 | 270.2638 | 218.5696 | 270.2638 | 218.5696
7494 | 267.2666 | 212.5263 | 267.2666 | 212.5263
7495 | 258.5472 | 206.7145 | 258.5472 | 206.7145
7496 | 254.8602 | 197.1991 | 254.8602 | 197.1991
7497 | 259.1592 | 187.9343 | 259.1592 | 187.9343
7498 | 261.1243 | 173.0624 | 261.1243 | 173.0624
7499 | 249.2118 | 160.5782 | 249.2118 | 160.5782
7500 | 233.7871 | 157.7024 | 233.7871 | 157.7024
7501 | 222.9124 | 157.1821 | 222.9124 | 157.1821
7502 | 217.2087 | 157.9494 | 217.2087 | 157.9494
7503 | 214.7763 | 160.2785 | 214.7763 | 160.2785
7504 | 205.4831 | 175.4492 | 205.4831 | 175.4492
7505 | 201.5092 | 211.9003 | 201.5092 | 211.9003
7506 | 205.3425 | 219.024 | 205.3425 | 219.024
7507 | 215.6581 | 225.3334 | 215.6581 | 225.3334
7508 | 233.5572 | 223.5658 | 233.5572 | 223.5658
7509 | 247.4135 | 221.0068 | 247.4135 | 221.0068
7510 | 259.9974 | 216.7056 | 259.9974 | 216.7056
7511 | 279.8737 | 217.1545 | 279.8737 | 217.1545
7512 | 279.6729 | 210.1624 | 279.6729 | 210.1624
7513 | 267.8101 | 200.3543 | 267.8101 | 200.3543
7514 | 264.9829 | 199.822 | 264.9829 | 199.822
7515 | 261.933 | 192.499 | 261.933 | 192.499
7516 | 262.8407 | 201.0808 | 262.8407 | 201.0808
7517 | 266.8112 | 208.8551 | 266.8112 | 208.8551
7518 | 261.48 | 206.1495 | 261.48 | 206.1495
7519 | 250.0033 | 200.7067 | 250.0033 | 200.7067
7520 | 247.8927 | 190.8048 | 247.8927 | 190.8048
7521 | 253.3396 | 178.7204 | 253.3396 | 178.7204
7522 | 256.3659 | 159.29 | 256.3659 | 159.29
7523 | 245.6201 | 142.7565 | 245.6201 | 142.7565
7524 | 230.2825 | 136.7099 | 230.2825 | 136.7099
7525 | 219.4824 | 133.8357 | 219.4824 | 133.8357
7526 | 213.2335 | 134.8752 | 213.2335 | 134.8752
7527 | 208.1475 | 139.6023 | 208.1475 | 139.6023
7528 | 201.2879 | 158.6026 | 201.2879 | 158.6026
7529 | 197.2821 | 199.296 | 197.2821 | 199.296
7530 | 202.8742 | 211.1189 | 202.8742 | 211.1189
7531 | 217.7205 | 228.5569 | 217.7205 | 228.5569
7532 | 237.4352 | 234.3606 | 237.4352 | 234.3606
7533 | 252.7581 | 236.4393 | 252.7581 | 236.4393
7534 | 265.2964 | 232.3313 | 265.2964 | 232.3313
7535 | 284.6445 | 230.2331 | 284.6445 | 230.2331
7536 | 280.7581 | 224.576 | 280.7581 | 224.576
7537 | 265.8156 | 209.4452 | 265.8156 | 209.4452
7538 | 267.2834 | 198.6099 | 267.2834 | 198.6099
7539 | 267.8164 | 183.8386 | 267.8164 | 183.8386
7540 | 266.1813 | 187.8881 | 266.1813 | 187.8881
7541 | 270.0739 | 190.3659 | 270.0739 | 190.3659
7542 | 266.8485 | 182.522 | 266.8485 | 182.522
7543 | 254.6189 | 173.8293 | 254.6189 | 173.8293
7544 | 250.803 | 161.1079 | 250.803 | 161.1079
7545 | 254.1907 | 147.1615 | 254.1907 | 147.1615
7546 | 257.2384 | 127.6871 | 257.2384 | 127.6871
7547 | 244.3039 | 111.4083 | 244.3039 | 111.4083
7548 | 227.7415 | 105.6428 | 227.7415 | 105.6428
7549 | 216.4884 | 104.5253 | 216.4884 | 104.5253
7550 | 210.0292 | 108.1911 | 210.0292 | 108.1911
7551 | 207.4393 | 117.9335 | 207.4393 | 117.9335
7552 | 198.6617 | 145.5855 | 198.6617 | 145.5855
7553 | 197.06 | 194.4651 | 197.06 | 194.4651
7554 | 202.4809 | 209.1338 | 202.4809 | 209.1338
7555 | 220.7517 | 217.5249 | 220.7517 | 217.5249
7556 | 246.6633 | 211.8925 | 246.6633 | 211.8925
7557 | 265.4604 | 204.0898 | 265.4604 | 204.0898
7558 | 279.539 | 195.8536 | 279.539 | 195.8536
7559 | 299.5763 | 195.7931 | 299.5763 | 195.7931
7560 | 294.4525 | 198.7 | 294.4525 | 198.7
7561 | 276.8306 | 196.1207 | 276.8306 | 196.1207
7562 | 274.0038 | 193.3574 | 274.0038 | 193.3574
7563 | 276.5092 | 177.3564 | 276.5092 | 177.3564
7564 | 277.1682 | 177.2601 | 277.1682 | 177.2601
7565 | 281.7812 | 169.1012 | 281.7812 | 169.1012
7566 | 276.2758 | 151.8941 | 276.2758 | 151.8941
7567 | 261.5779 | 138.2123 | 261.5779 | 138.2123
7568 | 256.0457 | 123.4444 | 256.0457 | 123.4444
7569 | 260.8958 | 108.6372 | 260.8958 | 108.6372
7570 | 260.6486 | 89.4615 | 260.6486 | 89.4615
7571 | 246.4887 | 75.361 | 246.4887 | 75.361
7572 | 228.6802 | 72.4852 | 228.6802 | 72.4852
7573 | 217.5098 | 73.8095 | 217.5098 | 73.8095
7574 | 212.7546 | 80.3299 | 212.7546 | 80.3299
7575 | 207.5629 | 92.9796 | 207.5629 | 92.9796
7576 | 200.7052 | 121.712 | 200.7052 | 121.712
7577 | 196.8649 | 170.5565 | 196.8649 | 170.5565
7578 | 204.7439 | 186.859 | 204.7439 | 186.859
7579 | 221.3374 | 200.1863 | 221.3374 | 200.1863
7580 | 246.816 | 204.5144 | 246.816 | 204.5144
7581 | 264.6155 | 210.0362 | 264.6155 | 210.0362
7582 | 277.5913 | 211.3037 | 277.5913 | 211.3037
7583 | 295.9123 | 214.9323 | 295.9123 | 214.9323
7584 | 293.8408 | 211.4096 | 293.8408 | 211.4096
7585 | 273.8307 | 196.3403 | 273.8307 | 196.3403
7586 | 273.0041 | 189.9582 | 273.0041 | 189.9582
7587 | 274.4527 | 174.8092 | 274.4527 | 174.8092
7588 | 275.5393 | 169.961 | 275.5393 | 169.961
7589 | 281.0061 | 161.2048 | 281.0061 | 161.2048
7590 | 278.4466 | 147.8976 | 278.4466 | 147.8976
7591 | 264.0836 | 136.7719 | 264.0836 | 136.7719
7592 | 257.3858 | 124.1998 | 257.3858 | 124.1998
7593 | 261.9902 | 112.4668 | 261.9902 | 112.4668
7594 | 262.3506 | 95.6362 | 262.3506 | 95.6362
7595 | 247.4349 | 82.5986 | 247.4349 | 82.5986
7596 | 233.1566 | 80.6978 | 233.1566 | 80.6978
7597 | 219.4451 | 82.2943 | 219.4451 | 82.2943
7598 | 215.1159 | 86.8473 | 215.1159 | 86.8473
7599 | 210.5657 | 94.8944 | 210.5657 | 94.8944
7600 | 203.4032 | 119.4986 | 203.4032 | 119.4986
7601 | 199.5989 | 169.9241 | 199.5989 | 169.9241
7602 | 206.388 | 190.7676 | 206.388 | 190.7676
7603 | 222.7339 | 207.0989 | 222.7339 | 207.0989
7604 | 246.18 | 212.2966 | 246.18 | 212.2966
7605 | 266.6888 | 217.3441 | 266.6888 | 217.3441
7606 | 279.3999 | 218.7082 | 279.3999 | 218.7082
7607 | 298.2632 | 222.4949 | 298.2632 | 222.4949
7608 | 293.8036 | 217.3385 | 293.8036 | 217.3385
7609 | 276.2931 | 202.6907 | 276.2931 | 202.6907
7610 | 271.1616 | 195.5357 | 271.1616 | 195.5357
7611 | 273.5381 | 179.0516 | 273.5381 | 179.0516
7612 | 273.6479 | 175.1608 | 273.6479 | 175.1608
7613 | 275.1183 | 170.1815 | 275.1183 | 170.1815
7614 | 271.8226 | 159.0877 | 271.8226 | 159.0877
7615 | 259.5314 | 149.5342 | 259.5314 | 149.5342
7616 | 251.7111 | 138.2446 | 251.7111 | 138.2446
7617 | 254.1863 | 127.7676 | 254.1863 | 127.7676
7618 | 257.4052 | 111.6046 | 257.4052 | 111.6046
7619 | 245.3358 | 98.6811 | 245.3358 | 98.6811
7620 | 231.4102 | 96.4817 | 231.4102 | 96.4817
7621 | 219.8554 | 98.2714 | 219.8554 | 98.2714
7622 | 211.7239 | 103.3953 | 211.7239 | 103.3953
7623 | 209.6805 | 110.6959 | 209.6805 | 110.6959
7624 | 200.9339 | 133.5785 | 200.9339 | 133.5785
7625 | 198.3877 | 182.2122 | 198.3877 | 182.2122
7626 | 204.1558 | 202.7746 | 204.1558 | 202.7746
7627 | 217.3819 | 219.993 | 217.3819 | 219.993
7628 | 237.383 | 224.3211 | 237.383 | 224.3211
7629 | 253.8601 | 227.8666 | 253.8601 | 227.8666
7630 | 266.6987 | 227.3423 | 266.6987 | 227.3423
7631 | 283.5033 | 227.6156 | 283.5033 | 227.6156
7632 | 283.4229 | 221.2559 | 283.4229 | 221.2559
7633 | 269.3925 | 208.8743 | 269.3925 | 208.8743
7634 | 264.2637 | 203.476 | 264.2637 | 203.476
7635 | 263.7735 | 186.8074 | 263.7735 | 186.8074
7636 | 264.5918 | 185.2794 | 264.5918 | 185.2794
7637 | 265.7396 | 183.6466 | 265.7396 | 183.6466
7638 | 261.5296 | 172.6406 | 261.5296 | 172.6406
7639 | 251.6455 | 161.3655 | 251.6455 | 161.3655
7640 | 245.5579 | 147.9766 | 245.5579 | 147.9766
7641 | 250.4575 | 136.6564 | 250.4575 | 136.6564
7642 | 252.8691 | 120.3353 | 252.8691 | 120.3353
7643 | 240.839 | 106.8761 | 240.839 | 106.8761
7644 | 227.3736 | 104.2111 | 227.3736 | 104.2111
7645 | 214.727 | 105.0083 | 214.727 | 105.0083
7646 | 207.8428 | 108.7005 | 207.8428 | 108.7005
7647 | 203.9521 | 114.1741 | 203.9521 | 114.1741
7648 | 195.9542 | 135.1244 | 195.9542 | 135.1244
7649 | 192.7316 | 181.2284 | 192.7316 | 181.2284
7650 | 196.2971 | 198.6991 | 196.2971 | 198.6991
7651 | 207.321 | 215.2324 | 207.321 | 215.2324
7652 | 222.9377 | 218.7788 | 222.9377 | 218.7788
7653 | 237.9722 | 220.2865 | 237.9722 | 220.2865
7654 | 251.0244 | 218.0319 | 251.0244 | 218.0319
7655 | 268.716 | 218.147 | 268.716 | 218.147
7656 | 269.5448 | 212.7623 | 269.5448 | 212.7623
7657 | 258.0345 | 201.3205 | 258.0345 | 201.3205
7658 | 256.771 | 195.2283 | 256.771 | 195.2283
7659 | 255.5302 | 179.3063 | 255.5302 | 179.3063
7660 | 257.973 | 178.3317 | 257.973 | 178.3317
7661 | 258.0958 | 174.9949 | 258.0958 | 174.9949
7662 | 253.2769 | 162.3728 | 253.2769 | 162.3728
7663 | 247.1837 | 149.2795 | 247.1837 | 149.2795
7664 | 243.0967 | 134.2832 | 243.0967 | 134.2832
7665 | 244.843 | 121.1449 | 244.843 | 121.1449
7666 | 248.3751 | 104.1474 | 248.3751 | 104.1474
7667 | 239.0603 | 90.8463 | 239.0603 | 90.8463
7668 | 227.0947 | 88.1374 | 227.0947 | 88.1374
7669 | 216.3861 | 89.365 | 216.3861 | 89.365
7670 | 208.7142 | 94.2868 | 208.7142 | 94.2868
7671 | 205.0532 | 101.1483 | 205.0532 | 101.1483
7672 | 196.8907 | 123.4687 | 196.8907 | 123.4687
7673 | 192.4901 | 169.1248 | 192.4901 | 169.1248
7674 | 195.7924 | 184.3381 | 195.7924 | 184.3381
7675 | 203.1489 | 197.7533 | 203.1489 | 197.7533
7676 | 216.8292 | 198.6295 | 216.8292 | 198.6295
7677 | 231.3278 | 200.471 | 231.3278 | 200.471
7678 | 246.9117 | 195.6252 | 246.9117 | 195.6252
7679 | 264.4401 | 193.2371 | 264.4401 | 193.2371
7680 | 265.9726 | 187.5538 | 265.9726 | 187.5538
7681 | 257.9241 | 179.0896 | 257.9241 | 179.0896
7682 | 255.242 | 177.8283 | 255.242 | 177.8283
7683 | 252.6209 | 164.5764 | 252.6209 | 164.5764
7684 | 253.9363 | 161.8539 | 253.9363 | 161.8539
7685 | 258.7295 | 157.9813 | 258.7295 | 157.9813
7686 | 253.1715 | 144.5775 | 253.1715 | 144.5775
7687 | 245.5833 | 127.9181 | 245.5833 | 127.9181
7688 | 241.5512 | 111.6658 | 241.5512 | 111.6658
7689 | 246.0234 | 97.6579 | 246.0234 | 97.6579
7690 | 249.3447 | 77.9991 | 249.3447 | 77.9991
7691 | 239.2616 | 61.2724 | 239.2616 | 61.2724
7692 | 224.4458 | 56.2885 | 224.4458 | 56.2885
7693 | 213.438 | 55.5399 | 213.438 | 55.5399
7694 | 207.2968 | 58.5382 | 207.2968 | 58.5382
7695 | 202.043 | 65.9354 | 202.043 | 65.9354
7696 | 194.313 | 92.0327 | 194.313 | 92.0327
7697 | 192.5155 | 143.0379 | 192.5155 | 143.0379
7698 | 196.2675 | 162.0545 | 196.2675 | 162.0545
7699 | 206.8547 | 177.7885 | 206.8547 | 177.7885
7700 | 225.3916 | 181.2734 | 225.3916 | 181.2734
7701 | 237.895 | 183.7385 | 237.895 | 183.7385
7702 | 253.0482 | 181.6771 | 253.0482 | 181.6771
7703 | 272.3407 | 182.4862 | 272.3407 | 182.4862
7704 | 272.2281 | 177.1278 | 272.2281 | 177.1278
7705 | 259.5912 | 168.892 | 259.5912 | 168.892
7706 | 255.2401 | 169.9231 | 255.2401 | 169.9231
7707 | 260.0606 | 158.63 | 260.0606 | 158.63
7708 | 260.734 | 162.3985 | 260.734 | 162.3985
7709 | 263.6607 | 162.7068 | 263.6607 | 162.7068
7710 | 258.3842 | 149.5928 | 258.3842 | 149.5928
7711 | 249.4417 | 130.3424 | 249.4417 | 130.3424
7712 | 245.3329 | 104.9552 | 245.3329 | 104.9552
7713 | 246.8825 | 82.9719 | 246.8825 | 82.9719
7714 | 252.0949 | 63.1111 | 252.0949 | 63.1111
7715 | 240.5878 | 49.5552 | 240.5878 | 49.5552
7716 | 225.6446 | 47.5139 | 225.6446 | 47.5139
7717 | 213.3709 | 48.9435 | 213.3709 | 48.9435
7718 | 207.5912 | 51.8452 | 207.5912 | 51.8452
7719 | 201.2817 | 57.6614 | 201.2817 | 57.6614
7720 | 193.946 | 79.5075 | 193.946 | 79.5075
7721 | 192.145 | 127.4297 | 192.145 | 127.4297
7722 | 196.0548 | 148.0537 | 196.0548 | 148.0537
7723 | 211.5685 | 166.6335 | 211.5685 | 166.6335
7724 | 235.5131 | 172.894 | 235.5131 | 172.894
7725 | 250.9443 | 176.053 | 250.9443 | 176.053
7726 | 265.9624 | 172.9288 | 265.9624 | 172.9288
7727 | 287.5972 | 171.8406 | 287.5972 | 171.8406
7728 | 285.2702 | 168.1248 | 285.2702 | 168.1248
7729 | 269.3099 | 162.6821 | 269.3099 | 162.6821
7730 | 266.0167 | 165.7071 | 266.0167 | 165.7071
7731 | 267.8078 | 155.5997 | 267.8078 | 155.5997
7732 | 270.1725 | 152.4907 | 270.1725 | 152.4907
7733 | 272.3819 | 145.1662 | 272.3819 | 145.1662
7734 | 269.5318 | 122.3729 | 269.5318 | 122.3729
7735 | 256.0213 | 102.4285 | 256.0213 | 102.4285
7736 | 251.9906 | 82.9527 | 251.9906 | 82.9527
7737 | 253.328 | 66.6523 | 253.328 | 66.6523
7738 | 254.4241 | 48.0299 | 254.4241 | 48.0299
7739 | 240.5638 | 34.8341 | 240.5638 | 34.8341
7740 | 225.2234 | 32.4854 | 225.2234 | 32.4854
7741 | 212.519 | 32.9313 | 212.519 | 32.9313
7742 | 206.9992 | 35.7714 | 206.9992 | 35.7714
7743 | 201.999 | 42.2025 | 201.999 | 42.2025
7744 | 195.1033 | 64.681 | 195.1033 | 64.681
7745 | 192.1141 | 108.2554 | 192.1141 | 108.2554
7746 | 198.4664 | 120.658 | 198.4664 | 120.658
7747 | 214.6198 | 132.8787 | 214.6198 | 132.8787
7748 | 243.2695 | 134.0974 | 243.2695 | 134.0974
7749 | 261.7501 | 134.2086 | 261.7501 | 134.2086
7750 | 275.9661 | 131.3391 | 275.9661 | 131.3391
7751 | 298.2551 | 132.359 | 298.2551 | 132.359
7752 | 294.8557 | 130.7072 | 294.8557 | 130.7072
7753 | 276.7433 | 124.9835 | 276.7433 | 124.9835
7754 | 270.5322 | 124.0559 | 270.5322 | 124.0559
7755 | 271.4329 | 112.7716 | 271.4329 | 112.7716
7756 | 273.6897 | 112.6753 | 273.6897 | 112.6753
7757 | 274.6125 | 107.7487 | 274.6125 | 107.7487
7758 | 270.0358 | 90.4187 | 270.0358 | 90.4187
7759 | 256.1871 | 73.3289 | 256.1871 | 73.3289
7760 | 247.4384 | 55.2672 | 247.4384 | 55.2672
7761 | 251.0515 | 41.2769 | 251.0515 | 41.2769
7762 | 253.4779 | 24.297 | 253.4779 | 24.297
7763 | 240.0976 | 11.3208 | 240.0976 | 11.3208
7764 | 224.0334 | 9.6835 | 224.0334 | 9.6835
7765 | 212.0521 | 12.255 | 212.0521 | 12.255
7766 | 206.1804 | 18.3011 | 206.1804 | 18.3011
7767 | 201.234 | 27.9293 | 201.234 | 27.9293
7768 | 194.3521 | 53.0517 | 194.3521 | 53.0517
7769 | 191.8078 | 101.6239 | 191.8078 | 101.6239
7770 | 196.9944 | 121.3607 | 196.9944 | 121.3607
7771 | 213.0251 | 140.5554 | 213.0251 | 140.5554
7772 | 239.4751 | 146.7983 | 239.4751 | 146.7983
7773 | 261.2219 | 150.0891 | 261.2219 | 150.0891
7774 | 275.7065 | 147.6236 | 275.7065 | 147.6236
7775 | 295.3774 | 146.1315 | 295.3774 | 146.1315
7776 | 293.4083 | 142.2135 | 293.4083 | 142.2135
7777 | 275.6097 | 136.481 | 275.6097 | 136.481
7778 | 273.3003 | 138.5925 | 273.3003 | 138.5925
7779 | 272.0985 | 128.1339 | 272.0985 | 128.1339
7780 | 269.6196 | 126.7288 | 269.6196 | 126.7288
7781 | 272.7581 | 123.963 | 272.7581 | 123.963
7782 | 270.3855 | 106.8964 | 270.3855 | 106.8964
7783 | 255.2409 | 90.0614 | 255.2409 | 90.0614
7784 | 246.1822 | 71.5166 | 246.1822 | 71.5166
7785 | 246.0573 | 54.7946 | 246.0573 | 54.7946
7786 | 248.2853 | 34.0115 | 248.2853 | 34.0115
7787 | 238.8244 | 17.3199 | 238.8244 | 17.3199
7788 | 224.1271 | 11.8442 | 224.1271 | 11.8442
7789 | 211.644 | 10.6916 | 211.644 | 10.6916
7790 | 205.5412 | 13.1892 | 205.5412 | 13.1892
7791 | 200.2108 | 19.6905 | 200.2108 | 19.6905
7792 | 191.9988 | 44.5493 | 191.9988 | 44.5493
7793 | 189.6229 | 93.9911 | 189.6229 | 93.9911
7794 | 194.4099 | 113.4907 | 194.4099 | 113.4907
7795 | 207.1712 | 132.2023 | 207.1712 | 132.2023
7796 | 230.0544 | 138.1554 | 230.0544 | 138.1554
7797 | 247.2031 | 139.3557 | 247.2031 | 139.3557
7798 | 262.5679 | 136.8903 | 262.5679 | 136.8903
7799 | 281.7298 | 137.2338 | 281.7298 | 137.2338
7800 | 280.6614 | 132.0247 | 280.6614 | 132.0247
7801 | 268.9582 | 120.3897 | 268.9582 | 120.3897
7802 | 265.7686 | 116.0015 | 265.7686 | 116.0015
7803 | 265.3886 | 101.4848 | 265.3886 | 101.4848
7804 | 266.1362 | 100.642 | 266.1362 | 100.642
7805 | 267.5666 | 97.7795 | 267.5666 | 97.7795
7806 | 262.8544 | 86.8789 | 262.8544 | 86.8789
7807 | 251.9163 | 73.5837 | 251.9163 | 73.5837
7808 | 244.668 | 57.5333 | 244.668 | 57.5333
7809 | 244.9347 | 41.0661 | 244.9347 | 41.0661
7810 | 247.8645 | 22.7247 | 247.8645 | 22.7247
7811 | 238.561 | 11.0398 | 238.561 | 11.0398
7812 | 225.4431 | 8.243 | 225.4431 | 8.243
7813 | 214.1961 | 7.3099 | 214.1961 | 7.3099
7814 | 206.9552 | 7.559 | 206.9552 | 7.559
7815 | 200.9925 | 9.3962 | 200.9925 | 9.3962
7816 | 193.287 | 35.3179 | 193.287 | 35.3179
7817 | 190.5703 | 84.7158 | 190.5703 | 84.7158
7818 | 193.5054 | 102.529 | 193.5054 | 102.529
7819 | 203.4525 | 118.2191 | 203.4525 | 118.2191
7820 | 220.5788 | 123.5661 | 220.5788 | 123.5661
7821 | 237.9059 | 127.5156 | 237.9059 | 127.5156
7822 | 252.9751 | 127.492 | 252.9751 | 127.492
7823 | 271.5428 | 129.0301 | 271.5428 | 129.0301
7824 | 273.2974 | 123.9879 | 273.2974 | 123.9879
7825 | 261.1775 | 109.9374 | 261.1775 | 109.9374
7826 | 260.12 | 102.2729 | 260.12 | 102.2729
7827 | 259.5877 | 88.3536 | 259.5877 | 88.3536
7828 | 261.5795 | 85.9121 | 261.5795 | 85.9121
7829 | 262.0074 | 79.87 | 262.0074 | 79.87
7830 | 257.1333 | 68.0121 | 257.1333 | 68.0121
7831 | 246.1529 | 58.0457 | 246.1529 | 58.0457
7832 | 242.0178 | 46.9054 | 242.0178 | 46.9054
7833 | 243.4668 | 36.6919 | 243.4668 | 36.6919
7834 | 246.6299 | 22.7247 | 246.6299 | 22.7247
7835 | 237.2734 | 11.0398 | 237.2734 | 11.0398
7836 | 223.5527 | 10.0085 | 223.5527 | 10.0085
7837 | 212.0336 | 13.1421 | 212.0336 | 13.1421
7838 | 205.1718 | 18.6525 | 205.1718 | 18.6525
7839 | 199.2916 | 27.1476 | 199.2916 | 27.1476
7840 | 193.0605 | 49.8194 | 193.0605 | 49.8194
7841 | 190.1929 | 97.32 | 190.1929 | 97.32
7842 | 193.6208 | 116.8899 | 193.6208 | 116.8899
7843 | 204.206 | 133.8361 | 204.206 | 133.8361
7844 | 222.3705 | 141.4668 | 222.3705 | 141.4668
7845 | 237.4975 | 146.6899 | 237.4975 | 146.6899
7846 | 251.3964 | 149.5911 | 251.3964 | 149.5911
7847 | 270.9378 | 154.2474 | 270.9378 | 154.2474
7848 | 271.0276 | 154.4489 | 271.0276 | 154.4489
7849 | 260.2414 | 151.5183 | 260.2414 | 151.5183
7850 | 256.5667 | 153.4981 | 256.5667 | 153.4981
7851 | 257.1924 | 144.8488 | 257.1924 | 144.8488
7852 | 260.8915 | 147.3348 | 260.8915 | 147.3348
7853 | 263.1647 | 145.9919 | 263.1647 | 145.9919
7854 | 257.959 | 132.2104 | 257.959 | 132.2104
7855 | 251.142 | 116.5436 | 251.142 | 116.5436
7856 | 244.0615 | 99.7027 | 244.0615 | 99.7027
7857 | 244.5642 | 84.5617 | 244.5642 | 84.5617
7858 | 248.6961 | 64.007 | 248.6961 | 64.007
7859 | 237.8949 | 46.6918 | 237.8949 | 46.6918
7860 | 223.8643 | 39.7581 | 223.8643 | 39.7581
7861 | 211.6178 | 37.2352 | 211.6178 | 37.2352
7862 | 205.34 | 38.1693 | 205.34 | 38.1693
7863 | 199.604 | 43.1335 | 199.604 | 43.1335
7864 | 193.0929 | 65.9283 | 193.0929 | 65.9283
7865 | 192.9575 | 116.0552 | 192.9575 | 116.0552
7866 | 196.7129 | 139.2351 | 196.7129 | 139.2351
7867 | 210.0693 | 158.7284 | 210.0693 | 158.7284
7868 | 233.0998 | 164.3038 | 233.0998 | 164.3038
7869 | 248.4605 | 166.4263 | 248.4605 | 166.4263
7870 | 263.4934 | 165.2169 | 263.4934 | 165.2169
7871 | 284.6455 | 163.5491 | 284.6455 | 163.5491
7872 | 281.5111 | 154.6509 | 281.5111 | 154.6509
7873 | 266.1275 | 145.4226 | 266.1275 | 145.4226
7874 | 261.293 | 144.741 | 261.293 | 144.741
7875 | 264.0004 | 134.2559 | 264.0004 | 134.2559
7876 | 265.4306 | 134.8272 | 265.4306 | 134.8272
7877 | 270.546 | 129.9182 | 270.546 | 129.9182
7878 | 264.0531 | 110.4976 | 264.0531 | 110.4976
7879 | 252.6573 | 89.4641 | 252.6573 | 89.4641
7880 | 245.0165 | 67.8276 | 245.0165 | 67.8276
7881 | 247.5385 | 48.2158 | 247.5385 | 48.2158
7882 | 251.5766 | 26.4226 | 251.5766 | 26.4226
7883 | 241.3114 | 11.0398 | 241.3114 | 11.0398
7884 | 223.9168 | 8.243 | 223.9168 | 8.243
7885 | 211.7876 | 7.3099 | 211.7876 | 7.3099
7886 | 205.0264 | 7.559 | 205.0264 | 7.559
7887 | 199.0945 | 8.1753 | 199.0945 | 8.1753
7888 | 191.9066 | 34.4659 | 191.9066 | 34.4659
7889 | 191.7186 | 86.086 | 191.7186 | 86.086
7890 | 196.2679 | 105.4451 | 196.2679 | 105.4451
7891 | 213.1138 | 121.1352 | 213.1138 | 121.1352
7892 | 239.361 | 123.1445 | 239.361 | 123.1445
7893 | 257.5112 | 123.484 | 257.5112 | 123.484
7894 | 272.231 | 119.3233 | 272.231 | 119.3233
7895 | 293.9668 | 118.7271 | 293.9668 | 118.7271
7896 | 289.0328 | 116.5131 | 289.0328 | 116.5131
7897 | 270.9341 | 109.8584 | 270.9341 | 109.8584
7898 | 267.1327 | 108.316 | 267.1327 | 108.316
7899 | 269.6522 | 96.6715 | 269.6522 | 96.6715
7900 | 270.3934 | 99.0434 | 270.3934 | 99.0434
7901 | 274.2799 | 98.5173 | 274.2799 | 98.5173
7902 | 267.7316 | 84.929 | 267.7316 | 84.929
7903 | 253.7682 | 69.675 | 253.7682 | 69.675
7904 | 246.1322 | 56.0138 | 246.1322 | 56.0138
7905 | 247.6408 | 44.6673 | 247.6408 | 44.6673
7906 | 250.0814 | 27.8016 | 250.0814 | 27.8016
7907 | 239.8237 | 13.1566 | 239.8237 | 13.1566
7908 | 222.7224 | 9.1038 | 222.7224 | 9.1038
7909 | 210.2383 | 9.4092 | 210.2383 | 9.4092
7910 | 204.3496 | 13.8918 | 204.3496 | 13.8918
7911 | 197.7948 | 21.7809 | 197.7948 | 21.7809
7912 | 191.7916 | 45.8844 | 191.7916 | 45.8844
7913 | 189.9437 | 94.6411 | 189.9437 | 94.6411
7914 | 195.4046 | 115.5022 | 195.4046 | 115.5022
7915 | 212.2694 | 133.4759 | 212.2694 | 133.4759
7916 | 239.9337 | 139.0777 | 239.9337 | 139.0777
7917 | 259.4596 | 142.7637 | 259.4596 | 142.7637
7918 | 274.5987 | 142.2921 | 274.5987 | 142.2921
7919 | 296.7455 | 142.785 | 296.7455 | 142.785
7920 | 290.448 | 136.153 | 290.448 | 136.153
7921 | 272.5781 | 126.7577 | 272.5781 | 126.7577
7922 | 272.5478 | 127.5956 | 272.5478 | 127.5956
7923 | 273.3866 | 118.4194 | 273.3866 | 118.4194
7924 | 273.8948 | 120.9669 | 273.8948 | 120.9669
7925 | 277.4473 | 121.3104 | 277.4473 | 121.3104
7926 | 272.3162 | 110.4537 | 272.3162 | 110.4537
7927 | 258.6476 | 97.8699 | 258.6476 | 97.8699
7928 | 250.64 | 81.3277 | 250.64 | 81.3277
7929 | 251.3145 | 67.6272 | 251.3145 | 67.6272
7930 | 254.8731 | 53.5723 | 254.8731 | 53.5723
7931 | 241.5195 | 45.1547 | 241.5195 | 45.1547
7932 | 226.1671 | 49.2266 | 226.1671 | 49.2266
7933 | 213.6481 | 57.1209 | 213.6481 | 57.1209
7934 | 205.9473 | 67.5588 | 205.9473 | 67.5588
7935 | 200.603 | 79.172 | 200.603 | 79.172
7936 | 193.068 | 104.4437 | 193.068 | 104.4437
7937 | 192.4607 | 151.2417 | 192.4607 | 151.2417
7938 | 197.9047 | 167.0698 | 197.9047 | 167.0698
7939 | 213.5247 | 180.9418 | 213.5247 | 180.9418
7940 | 240.9349 | 185.5246 | 240.9349 | 185.5246
7941 | 259.956 | 188.262 | 259.956 | 188.262
7942 | 271.5771 | 186.3763 | 271.5771 | 186.3763
7943 | 293.9515 | 187.3522 | 293.9515 | 187.3522
7944 | 290.7162 | 185.8673 | 290.7162 | 185.8673
7945 | 272.1978 | 179.5902 | 272.1978 | 179.5902
7946 | 268.6417 | 179.4444 | 268.6417 | 179.4444
7947 | 269.9966 | 169.2756 | 269.9966 | 169.2756
7948 | 268.9739 | 172.64 | 268.9739 | 172.64
7949 | 271.9302 | 172.1403 | 271.9302 | 172.1403
7950 | 266.4413 | 161.9336 | 266.4413 | 161.9336
7951 | 253.7094 | 151.1767 | 253.7094 | 151.1767
7952 | 245.5065 | 137.5243 | 245.5065 | 137.5243
7953 | 247.5508 | 126.0899 | 247.5508 | 126.0899
7954 | 250.2395 | 109.6546 | 250.2395 | 109.6546
7955 | 241.6519 | 96.6785 | 241.6519 | 96.6785
7956 | 225.9806 | 94.4966 | 225.9806 | 94.4966
7957 | 213.1868 | 95.7945 | 213.1868 | 95.7945
7958 | 205.2261 | 99.8556 | 205.2261 | 99.8556
7959 | 198.6611 | 105.1974 | 198.6611 | 105.1974
7960 | 190.7496 | 123.9342 | 190.7496 | 123.9342
7961 | 189.1355 | 164.4784 | 189.1355 | 164.4784
7962 | 193.2678 | 174.3952 | 193.2678 | 174.3952
7963 | 205.7252 | 183.4538 | 205.7252 | 183.4538
7964 | 228.8725 | 183.5922 | 228.8725 | 183.5922
7965 | 247.8421 | 183.6068 | 247.8421 | 183.6068
7966 | 263.0732 | 180.5792 | 263.0732 | 180.5792
7967 | 283.7867 | 181.116 | 283.7867 | 181.116
7968 | 278.5491 | 179.6662 | 278.5491 | 179.6662
7969 | 265.0223 | 173.6702 | 265.0223 | 173.6702
7970 | 262.5586 | 174.4554 | 262.5586 | 174.4554
7971 | 263.6228 | 165.5514 | 263.6228 | 165.5514
7972 | 263.9506 | 170.9184 | 263.9506 | 170.9184
7973 | 266.6236 | 173.3348 | 266.6236 | 173.3348
7974 | 262.3683 | 163.8747 | 262.3683 | 163.8747
7975 | 252.3394 | 152.4416 | 252.3394 | 152.4416
7976 | 244.6511 | 137.9459 | 244.6511 | 137.9459
7977 | 241.3954 | 124.14 | 241.3954 | 124.14
7978 | 244.8842 | 103.067 | 244.8842 | 103.067
7979 | 238.142 | 84.3377 | 238.142 | 84.3377
7980 | 223.8364 | 77.0439 | 223.8364 | 77.0439
7981 | 211.5608 | 73.3879 | 211.5608 | 73.3879
7982 | 204.2744 | 74.5065 | 204.2744 | 74.5065
7983 | 198.0409 | 77.1782 | 198.0409 | 77.1782
7984 | 189.6943 | 94.5624 | 189.6943 | 94.5624
7985 | 188.0781 | 136.5118 | 188.0781 | 136.5118
7986 | 191.3737 | 150.2319 | 191.3737 | 150.2319
7987 | 200.252 | 164.0072 | 200.252 | 164.0072
7988 | 217.7228 | 169.9954 | 217.7228 | 169.9954
7989 | 233.8152 | 175.1571 | 233.8152 | 175.1571
7990 | 249.2534 | 177.0307 | 249.2534 | 177.0307
7991 | 271.2409 | 179.5964 | 271.2409 | 179.5964
7992 | 271.784 | 174.9671 | 271.784 | 174.9671
7993 | 261.1594 | 164.5617 | 261.1594 | 164.5617
7994 | 258.3962 | 157.0729 | 258.3962 | 157.0729
7995 | 257.8774 | 138.2875 | 257.8774 | 138.2875
7996 | 259.9687 | 136.865 | 259.9687 | 136.865
7997 | 261.6914 | 136.0315 | 261.6914 | 136.0315
7998 | 254.5122 | 125.1309 | 254.5122 | 125.1309
7999 | 246.3115 | 113.2058 | 246.3115 | 113.2058
8000 | 240.7412 | 98.7805 | 240.7412 | 98.7805
8001 | 240.6147 | 85.3962 | 240.6147 | 85.3962
8002 | 243.2969 | 66.9846 | 243.2969 | 66.9846
8003 | 235.6812 | 52.6031 | 235.6812 | 52.6031
8004 | 223.2493 | 20.9666 | 223.2493 | 20.9666
8005 | 209.1617 | 16.2785 | 209.1617 | 16.2785
8006 | 202.1261 | 20.1657 | 202.1261 | 20.1657
8007 | 196.0652 | 23.9589 | 196.0652 | 23.9589
8008 | 188.0671 | 34.375 | 188.0671 | 34.375
8009 | 185.9826 | 72.7958 | 185.9826 | 72.7958
8010 | 188.7771 | 82.8411 | 188.7771 | 82.8411
8011 | 198.5555 | 86.155 | 198.5555 | 86.155
8012 | 216.0589 | 85.8906 | 216.0589 | 85.8906
8013 | 232.5074 | 83.328 | 232.5074 | 83.328
8014 | 247.0793 | 80.6953 | 247.0793 | 80.6953
8015 | 266.962 | 79.1158 | 266.962 | 79.1158
8016 | 266.897 | 74.733 | 266.897 | 74.733
8017 | 256.7558 | 68.4297 | 256.7558 | 68.4297
8018 | 255.1517 | 66.63 | 255.1517 | 66.63
8019 | 253.9779 | 60.6331 | 253.9779 | 60.6331
8020 | 256.5673 | 69.8787 | 256.5673 | 69.8787
8021 | 258.8416 | 74.3677 | 258.8416 | 74.3677
8022 | 252.9237 | 68.8364 | 252.9237 | 68.8364
8023 | 244.1736 | 63.9904 | 244.1736 | 63.9904
8024 | 237.3024 | 56.3392 | 237.3024 | 56.3392
8025 | 238.201 | 47.8782 | 238.201 | 47.8782
8026 | 240.9317 | 32.9739 | 240.9317 | 32.9739
8027 | 235.2298 | 22.7827 | 235.2298 | 22.7827
8028 | 221.118 | 21.2267 | 221.118 | 21.2267
8029 | 210.0968 | 16.1965 | 210.0968 | 16.1965
8030 | 203.0178 | 19.9407 | 203.0178 | 19.9407
8031 | 196.6726 | 23.9542 | 196.6726 | 23.9542
8032 | 188.4217 | 34.8859 | 188.4217 | 34.8859
8033 | 186.8731 | 74.0004 | 186.8731 | 74.0004
8034 | 191.0606 | 84.8027 | 191.0606 | 84.8027
8035 | 201.9455 | 89.2228 | 201.9455 | 89.2228
8036 | 224.4268 | 90.0365 | 224.4268 | 90.0365
8037 | 239.3319 | 88.184 | 239.3319 | 88.184
8038 | 254.9598 | 84.8646 | 254.9598 | 84.8646
8039 | 275.7411 | 83.2664 | 275.7411 | 83.2664
8040 | 276.4448 | 79.8327 | 276.4448 | 79.8327
8041 | 261.5735 | 75.198 | 261.5735 | 75.198
8042 | 256.5106 | 75.4232 | 256.5106 | 75.4232
8043 | 257.5717 | 70.938 | 257.5717 | 70.938
8044 | 257.1095 | 80.6266 | 257.1095 | 80.6266
8045 | 259.8804 | 84.7242 | 259.8804 | 84.7242
8046 | 254.9444 | 78.5484 | 254.9444 | 78.5484
8047 | 243.0946 | 72.6852 | 243.0946 | 72.6852
8048 | 238.1145 | 63.3232 | 238.1145 | 63.3232
8049 | 238.6188 | 53.5076 | 238.6188 | 53.5076
8050 | 242.3335 | 37.6916 | 242.3335 | 37.6916
8051 | 236.3923 | 27.0434 | 236.3923 | 27.0434
8052 | 220.9598 | 25.014 | 220.9598 | 25.014
8053 | 207.884 | 19.7119 | 207.884 | 19.7119
8054 | 199.9898 | 23.2241 | 199.9898 | 23.2241
8055 | 192.8471 | 27.3454 | 192.8471 | 27.3454
8056 | 185.7844 | 38.3591 | 185.7844 | 38.3591
8057 | 186.1332 | 77.1338 | 186.1332 | 77.1338
8058 | 190.1393 | 87.4721 | 190.1393 | 87.4721
8059 | 205.419 | 91.7821 | 205.419 | 91.7821
8060 | 232.4327 | 92.3309 | 232.4327 | 92.3309
8061 | 254.3655 | 89.8433 | 254.3655 | 89.8433
8062 | 267.0995 | 86.2332 | 267.0995 | 86.2332
8063 | 288.6767 | 83.5663 | 288.6767 | 83.5663
8064 | 287.1375 | 79.6851 | 287.1375 | 79.6851
8065 | 267.2054 | 74.7809 | 267.2054 | 74.7809
8066 | 263.1941 | 74.2045 | 263.1941 | 74.2045
8067 | 267.1196 | 69.0818 | 267.1196 | 69.0818
8068 | 266.4172 | 78.6907 | 266.4172 | 78.6907
8069 | 270.0027 | 81.6892 | 270.0027 | 81.6892
8070 | 265.7844 | 74.1353 | 265.7844 | 74.1353
8071 | 252.6795 | 68.1035 | 252.6795 | 68.1035
8072 | 246.8614 | 59.7797 | 246.8614 | 59.7797
8073 | 244.9912 | 51.0327 | 244.9912 | 51.0327
8074 | 246.0393 | 36.3909 | 246.0393 | 36.3909
8075 | 234.4436 | 26.3427 | 234.4436 | 26.3427
8076 | 218.2857 | 25.1499 | 218.2857 | 25.1499
8077 | 206.3734 | 20.2673 | 206.3734 | 20.2673
8078 | 199.9393 | 23.9671 | 199.9393 | 23.9671
8079 | 193.9688 | 27.9008 | 193.9688 | 27.9008
8080 | 187.32 | 38.4763 | 187.32 | 38.4763
8081 | 187.427 | 77.026 | 187.427 | 77.026
8082 | 191.2981 | 87.1323 | 191.2981 | 87.1323
8083 | 207.3484 | 90.6126 | 207.3484 | 90.6126
8084 | 236.1666 | 90.606 | 236.1666 | 90.606
8085 | 256.3192 | 87.8606 | 256.3192 | 87.8606
8086 | 270.5891 | 84.3044 | 270.5891 | 84.3044
8087 | 294.3603 | 81.5813 | 294.3603 | 81.5813
8088 | 289.6292 | 76.8001 | 289.6292 | 76.8001
8089 | 273.1618 | 71.1811 | 273.1618 | 71.1811
8090 | 270.0307 | 71.0899 | 270.0307 | 71.0899
8091 | 272.1969 | 66.8062 | 272.1969 | 66.8062
8092 | 273.7114 | 77.4205 | 273.7114 | 77.4205
8093 | 276.3182 | 82.8211 | 276.3182 | 82.8211
8094 | 271.337 | 77.6484 | 271.337 | 77.6484
8095 | 256.3041 | 73.1235 | 256.3041 | 73.1235
8096 | 247.5979 | 64.5185 | 247.5979 | 64.5185
8097 | 245.7644 | 53.9365 | 245.7644 | 53.9365
8098 | 247.3186 | 37.8931 | 247.3186 | 37.8931
8099 | 236.8035 | 27.2919 | 236.8035 | 27.2919
8100 | 221.5368 | 25.6069 | 221.5368 | 25.6069
8101 | 209.2161 | 20.1197 | 209.2161 | 20.1197
8102 | 201.6595 | 23.0413 | 201.6595 | 23.0413
8103 | 194.0444 | 26.1173 | 194.0444 | 26.1173
8104 | 187.6432 | 35.978 | 187.6432 | 35.978
8105 | 188.1393 | 74.284 | 188.1393 | 74.284
8106 | 194.0163 | 84.6644 | 194.0163 | 84.6644
8107 | 209.6397 | 88.208 | 209.6397 | 88.208
8108 | 237.2481 | 87.8944 | 237.2481 | 87.8944
8109 | 255.4631 | 84.7834 | 255.4631 | 84.7834
8110 | 270.2505 | 80.9859 | 270.2505 | 80.9859
8111 | 290.3395 | 78.5135 | 290.3395 | 78.5135
8112 | 287.5431 | 73.7745 | 287.5431 | 73.7745
8113 | 271.0975 | 66.8477 | 271.0975 | 66.8477
8114 | 265.9477 | 65.3199 | 265.9477 | 65.3199
8115 | 269.0331 | 59.3253 | 269.0331 | 59.3253
8116 | 269.8226 | 68.5382 | 269.8226 | 68.5382
8117 | 271.4785 | 73.4349 | 271.4785 | 73.4349
8118 | 267.3507 | 68.138 | 267.3507 | 68.138
8119 | 253.2595 | 63.8334 | 253.2595 | 63.8334
8120 | 244.1542 | 55.983 | 244.1542 | 55.983
8121 | 243.3199 | 47.147 | 243.3199 | 47.147
8122 | 247.8098 | 31.7482 | 247.8098 | 31.7482
8123 | 238.7327 | 21.3578 | 238.7327 | 21.3578
8124 | 223.9134 | 19.8627 | 223.9134 | 19.8627
8125 | 211.3791 | 14.8793 | 211.3791 | 14.8793
8126 | 202.2045 | 18.5275 | 202.2045 | 18.5275
8127 | 194.715 | 22.4496 | 194.715 | 22.4496
8128 | 187.0611 | 32.8305 | 187.0611 | 32.8305
8129 | 187.2831 | 71.3146 | 187.2831 | 71.3146
8130 | 191.6852 | 82.0349 | 191.6852 | 82.0349
8131 | 203.8476 | 86.3917 | 203.8476 | 86.3917
8132 | 224.499 | 86.9874 | 224.499 | 86.9874
8133 | 246.1171 | 85.1631 | 246.1171 | 85.1631
8134 | 260.3392 | 82.4834 | 260.3392 | 82.4834
8135 | 279.9663 | 80.2759 | 279.9663 | 80.2759
8136 | 277.4944 | 74.6721 | 277.4944 | 74.6721
8137 | 264.3575 | 67.7383 | 264.3575 | 67.7383
8138 | 261.2284 | 65.4628 | 261.2284 | 65.4628
8139 | 260.8975 | 58.7582 | 260.8975 | 58.7582
8140 | 260.3669 | 67.7366 | 260.3669 | 67.7366
8141 | 261.0746 | 71.7569 | 261.0746 | 71.7569
8142 | 255.849 | 65.7873 | 255.849 | 65.7873
8143 | 245.2469 | 60.3836 | 245.2469 | 60.3836
8144 | 239.0071 | 52.191 | 239.0071 | 52.191
8145 | 236.1271 | 43.2636 | 236.1271 | 43.2636
8146 | 240.0019 | 28.0218 | 240.0019 | 28.0218
8147 | 234.6021 | 17.6713 | 234.6021 | 17.6713
8148 | 222.8065 | 16.0543 | 222.8065 | 16.0543
8149 | 209.3399 | 10.9655 | 209.3399 | 10.9655
8150 | 200.5162 | 14.6933 | 200.5162 | 14.6933
8151 | 190.9719 | 19.0068 | 190.9719 | 19.0068
8152 | 185.1932 | 30.358 | 185.1932 | 30.358
8153 | 184.6358 | 70.0397 | 184.6358 | 70.0397
8154 | 187.1199 | 80.9826 | 187.1199 | 80.9826
8155 | 195.7821 | 85.1801 | 195.7821 | 85.1801
8156 | 212.8492 | 85.8625 | 212.8492 | 85.8625
8157 | 230.3193 | 84.0194 | 230.3193 | 84.0194
8158 | 247.177 | 81.2741 | 247.177 | 81.2741
8159 | 265.3117 | 79.1275 | 265.3117 | 79.1275
8160 | 267.5447 | 73.5612 | 267.5447 | 73.5612
8161 | 255.2284 | 66.3415 | 255.2284 | 66.3415
8162 | 253.5175 | 64.2043 | 253.5175 | 64.2043
8163 | 253.2927 | 56.3396 | 253.2927 | 56.3396
8164 | 253.3272 | 64.9524 | 253.3272 | 64.9524
8165 | 252.5371 | 69.0172 | 252.5371 | 69.0172
8166 | 247.104 | 63.0617 | 247.104 | 63.0617
8167 | 239.1409 | 57.7353 | 239.1409 | 57.7353
8168 | 232.2377 | 49.6763 | 232.2377 | 49.6763
8169 | 230.2087 | 40.9668 | 230.2087 | 40.9668
8170 | 234.3719 | 25.9641 | 234.3719 | 25.9641
8171 | 231.1091 | 15.787 | 231.1091 | 15.787
8172 | 219.4649 | 14.3529 | 219.4649 | 14.3529
8173 | 207.2545 | 9.4328 | 207.2545 | 9.4328
8174 | 199.4479 | 13.1536 | 199.4479 | 13.1536
8175 | 191.6168 | 17.2303 | 191.6168 | 17.2303
8176 | 185.477 | 28.0964 | 185.477 | 28.0964
8177 | 184.8359 | 67.5226 | 184.8359 | 67.5226
8178 | 187.6464 | 79.014 | 187.6464 | 79.014
8179 | 197.3316 | 83.7013 | 197.3316 | 83.7013
8180 | 214.4793 | 84.4399 | 214.4793 | 84.4399
8181 | 230.009 | 82.475 | 230.009 | 82.475
8182 | 242.1916 | 79.7016 | 242.1916 | 79.7016
8183 | 263.2561 | 77.5057 | 263.2561 | 77.5057
8184 | 265.4475 | 71.8715 | 265.4475 | 71.8715
8185 | 253.8004 | 63.9861 | 253.8004 | 63.9861
8186 | 246.5944 | 62.3013 | 246.5944 | 62.3013
8187 | 244.9826 | 54.1834 | 244.9826 | 54.1834
8188 | 243.8203 | 60.0027 | 243.8203 | 60.0027
8189 | 243.9035 | 63.6198 | 243.9035 | 63.6198
8190 | 238.161 | 57.4534 | 238.161 | 57.4534
8191 | 231.6263 | 52.0684 | 231.6263 | 52.0684
8192 | 228.7092 | 43.9391 | 228.7092 | 43.9391
8193 | 230.0149 | 35.1664 | 230.0149 | 35.1664
8194 | 232.2984 | 20.637 | 232.2984 | 20.637
8195 | 225.3044 | 11.1748 | 225.3044 | 11.1748
8196 | 213.0102 | 9.8929 | 213.0102 | 9.8929
8197 | 200.9275 | 4.5721 | 200.9275 | 4.5721
8198 | 193.4889 | 7.3953 | 193.4889 | 7.3953
8199 | 185.6289 | 9.9956 | 185.6289 | 9.9956
8200 | 179.3519 | 19.1813 | 179.3519 | 19.1813
8201 | 179.3426 | 58.1106 | 179.3426 | 58.1106
8202 | 183.9746 | 68.5614 | 183.9746 | 68.5614
8203 | 196.1773 | 72.1121 | 196.1773 | 72.1121
8204 | 217.8448 | 72.4031 | 217.8448 | 72.4031
8205 | 235.3272 | 70.3748 | 235.3272 | 70.3748
8206 | 248.4824 | 67.7163 | 248.4824 | 67.7163
8207 | 271.5995 | 66.172 | 271.5995 | 66.172
8208 | 270.1025 | 62.0845 | 270.1025 | 62.0845
8209 | 254.5134 | 56.1444 | 254.5134 | 56.1444
8210 | 249.0267 | 54.3798 | 249.0267 | 54.3798
8211 | 251.972 | 49.6438 | 251.972 | 49.6438
8212 | 252.9597 | 57.2653 | 252.9597 | 57.2653
8213 | 258.7611 | 60.9223 | 258.7611 | 60.9223
8214 | 253.1572 | 55.3301 | 253.1572 | 55.3301
8215 | 241.6777 | 50.7771 | 241.6777 | 50.7771
8216 | 235.3017 | 44.2649 | 235.3017 | 44.2649
8217 | 232.7468 | 37.4163 | 232.7468 | 37.4163
8218 | 236.1937 | 23.9814 | 236.1937 | 23.9814
8219 | 229.8663 | 14.7839 | 229.8663 | 14.7839
8220 | 215.1996 | 13.6709 | 215.1996 | 13.6709
8221 | 201.8256 | 8.6664 | 201.8256 | 8.6664
8222 | 192.7584 | 12.0849 | 192.7584 | 12.0849
8223 | 185.457 | 16.0632 | 185.457 | 16.0632
8224 | 178.3924 | 26.9691 | 178.3924 | 26.9691
8225 | 180.2304 | 65.7719 | 180.2304 | 65.7719
8226 | 185.4959 | 76.3329 | 185.4959 | 76.3329
8227 | 200.8225 | 80.2843 | 200.8225 | 80.2843
8228 | 227.0829 | 80.3386 | 227.0829 | 80.3386
8229 | 248.5017 | 77.162 | 248.5017 | 77.162
8230 | 260.6537 | 72.8371 | 260.6537 | 72.8371
8231 | 280.5767 | 69.7413 | 280.5767 | 69.7413
8232 | 280.0999 | 64.7164 | 280.0999 | 64.7164
8233 | 263.6996 | 58.6568 | 263.6996 | 58.6568
8234 | 259.9368 | 57.0656 | 259.9368 | 57.0656
8235 | 260.5052 | 50.7289 | 260.5052 | 50.7289
8236 | 259.7105 | 59.5129 | 259.7105 | 59.5129
8237 | 261.8661 | 63.6878 | 261.8661 | 63.6878
8238 | 256.3601 | 57.9479 | 256.3601 | 57.9479
8239 | 241.6343 | 52.9613 | 241.6343 | 52.9613
8240 | 232.2516 | 45.8703 | 232.2516 | 45.8703
8241 | 229.7853 | 38.2014 | 229.7853 | 38.2014
8242 | 233.6787 | 24.1618 | 233.6787 | 24.1618
8243 | 227.7287 | 14.5894 | 227.7287 | 14.5894
8244 | 215.9298 | 13.4951 | 215.9298 | 13.4951
8245 | 203.3759 | 8.6781 | 203.3759 | 8.6781
8246 | 194.8654 | 11.7263 | 194.8654 | 11.7263
8247 | 186.2126 | 15.496 | 186.2126 | 15.496
8248 | 179.1552 | 26.0645 | 179.1552 | 26.0645
8249 | 180.7637 | 64.6353 | 180.7637 | 64.6353
8250 | 187.3176 | 74.2189 | 187.3176 | 74.2189
8251 | 203.014 | 77.0688 | 203.014 | 77.0688
8252 | 230.7268 | 76.2607 | 230.7268 | 76.2607
8253 | 248.9825 | 73.2223 | 248.9825 | 73.2223
8254 | 263.4598 | 69.9615 | 263.4598 | 69.9615
8255 | 284.0186 | 68.6867 | 284.0186 | 68.6867
8256 | 284.1651 | 66.1999 | 284.1651 | 66.1999
8257 | 264.6462 | 62.887 | 264.6462 | 62.887
8258 | 262.3928 | 64.1996 | 262.3928 | 64.1996
8259 | 264.427 | 61.1979 | 264.427 | 61.1979
8260 | 262.8517 | 71.8192 | 262.8517 | 71.8192
8261 | 265.3181 | 76.3762 | 265.3181 | 76.3762
8262 | 260.8381 | 70.6246 | 260.8381 | 70.6246
8263 | 246.2353 | 65.181 | 246.2353 | 65.181
8264 | 238.7741 | 56.822 | 238.7741 | 56.822
8265 | 237.8858 | 46.7486 | 237.8858 | 46.7486
8266 | 240.5333 | 29.6717 | 240.5333 | 29.6717
8267 | 232.0134 | 17.8447 | 232.0134 | 17.8447
8268 | 217.2471 | 15.5504 | 217.2471 | 15.5504
8269 | 204.0576 | 9.8312 | 204.0576 | 9.8312
8270 | 195.1564 | 12.1693 | 195.1564 | 12.1693
8271 | 187.3093 | 14.9664 | 187.3093 | 14.9664
8272 | 181.4806 | 24.5763 | 181.4806 | 24.5763
8273 | 182.3145 | 63.0322 | 182.3145 | 63.0322
8274 | 186.8737 | 73.9072 | 186.8737 | 73.9072
8275 | 201.4667 | 77.725 | 201.4667 | 77.725
8276 | 228.4251 | 77.2731 | 228.4251 | 77.2731
8277 | 250.0617 | 74.1035 | 250.0617 | 74.1035
8278 | 262.0436 | 70.5521 | 262.0436 | 70.5521
8279 | 284.7867 | 68.3633 | 284.7867 | 68.3633
8280 | 287.0002 | 64.5711 | 287.0002 | 64.5711
8281 | 267.8889 | 59.7231 | 267.8889 | 59.7231
8282 | 264.0203 | 59.3132 | 264.0203 | 59.3132
8283 | 263.0932 | 54.781 | 263.0932 | 54.781
8284 | 265.1289 | 65.3274 | 265.1289 | 65.3274
8285 | 267.7463 | 70.2171 | 267.7463 | 70.2171
8286 | 260.2161 | 63.6382 | 260.2161 | 63.6382
8287 | 246.3384 | 57.4892 | 246.3384 | 57.4892
8288 | 237.3734 | 49.3224 | 237.3734 | 49.3224
8289 | 234.2636 | 41.6981 | 234.2636 | 41.6981
8290 | 239.0165 | 28.5444 | 239.0165 | 28.5444
8291 | 234.0595 | 20.7414 | 234.0595 | 20.7414
8292 | 219.7739 | 21.822 | 219.7739 | 21.822
8293 | 206.5912 | 18.8377 | 206.5912 | 18.8377
8294 | 196.8634 | 23.728 | 196.8634 | 23.728
8295 | 189.141 | 28.1657 | 189.141 | 28.1657
8296 | 183.0963 | 38.7529 | 183.0963 | 38.7529
8297 | 182.8754 | 76.7096 | 182.8754 | 76.7096
8298 | 187.7743 | 85.7683 | 187.7743 | 85.7683
8299 | 198.8389 | 88.5408 | 198.8389 | 88.5408
8300 | 221.0312 | 88.7522 | 221.0312 | 88.7522
8301 | 240.7828 | 86.9161 | 240.7828 | 86.9161
8302 | 255.8205 | 82.9592 | 255.8205 | 82.9592
8303 | 274.5026 | 80.4751 | 274.5026 | 80.4751
8304 | 273.4145 | 76.7415 | 273.4145 | 76.7415
8305 | 261.355 | 71.9076 | 261.355 | 71.9076
8306 | 259.0495 | 71.9055 | 259.0495 | 71.9055
8307 | 260.2282 | 67.0687 | 260.2282 | 67.0687
8308 | 257.7597 | 75.405 | 257.7597 | 75.405
8309 | 261.0613 | 76.7277 | 261.0613 | 76.7277
8310 | 256.326 | 68.3208 | 256.326 | 68.3208
8311 | 243.5748 | 61.5577 | 243.5748 | 61.5577
8312 | 236.5843 | 53.1238 | 236.5843 | 53.1238
8313 | 235.0346 | 44.5221 | 235.0346 | 44.5221
8314 | 238.0142 | 29.9154 | 238.0142 | 29.9154
8315 | 232.262 | 19.6048 | 232.262 | 19.6048
8316 | 220.3225 | 17.0527 | 220.3225 | 17.0527
8317 | 207.6033 | 11.4248 | 207.6033 | 11.4248
8318 | 198.3359 | 15.5136 | 198.3359 | 15.5136
8319 | 189.5888 | 19.4286 | 189.5888 | 19.4286
8320 | 184.0189 | 29.301 | 184.0189 | 29.301
8321 | 183.0927 | 66.7445 | 183.0927 | 66.7445
8322 | 186.8456 | 75.386 | 186.8456 | 75.386
8323 | 196.0494 | 78.107 | 196.0494 | 78.107
8324 | 211.4159 | 79.4316 | 211.4159 | 79.4316
8325 | 225.5163 | 79.2173 | 225.5163 | 79.2173
8326 | 241.3149 | 77.4329 | 241.3149 | 77.4329
8327 | 261.7861 | 75.9004 | 261.7861 | 75.9004
8328 | 263.7166 | 72.2136 | 263.7166 | 72.2136
8329 | 253.8909 | 67.3469 | 253.8909 | 67.3469
8330 | 251.6422 | 66.9534 | 251.6422 | 66.9534
8331 | 251.1727 | 61.9971 | 251.1727 | 61.9971
8332 | 254.5614 | 71.5286 | 254.5614 | 71.5286
8333 | 253.5717 | 75.8465 | 253.5717 | 75.8465
8334 | 247.0128 | 69.6285 | 247.0128 | 69.6285
8335 | 238.5131 | 63.8709 | 238.5131 | 63.8709
8336 | 231.9604 | 56.3134 | 231.9604 | 56.3134
8337 | 231.0844 | 49.4203 | 231.0844 | 49.4203
8338 | 232.6275 | 36.7026 | 232.6275 | 36.7026
8339 | 229.7779 | 28.7941 | 229.7779 | 28.7941
8340 | 218.9543 | 29.4177 | 218.9543 | 29.4177
8341 | 205.1114 | 26.5084 | 205.1114 | 26.5084
8342 | 197.5503 | 32.4228 | 197.5503 | 32.4228
8343 | 189.3771 | 38.4424 | 189.3771 | 38.4424
8344 | 182.3801 | 50.3468 | 182.3801 | 50.3468
8345 | 182.4402 | 88.7254 | 182.4402 | 88.7254
8346 | 184.7079 | 97.3013 | 184.7079 | 97.3013
8347 | 193.861 | 99.0379 | 193.861 | 99.0379
8348 | 212.3179 | 97.7892 | 212.3179 | 97.7892
8349 | 227.5446 | 94.5165 | 227.5446 | 94.5165
8350 | 242.6141 | 90.9345 | 242.6141 | 90.9345
8351 | 262.2776 | 88.7997 | 262.2776 | 88.7997
8352 | 264.3721 | 84.8106 | 264.3721 | 84.8106
8353 | 253.2955 | 79.8736 | 253.2955 | 79.8736
8354 | 250.9668 | 79.6089 | 250.9668 | 79.6089
8355 | 250.5051 | 74.7839 | 250.5051 | 74.7839
8356 | 253.087 | 83.8772 | 253.087 | 83.8772
8357 | 252.9731 | 86.8053 | 252.9731 | 86.8053
8358 | 248.3188 | 79.2561 | 248.3188 | 79.2561
8359 | 238.0591 | 71.8907 | 238.0591 | 71.8907
8360 | 232.9831 | 61.6194 | 232.9831 | 61.6194
8361 | 232.2115 | 51.8295 | 232.2115 | 51.8295
8362 | 232.8188 | 36.2971 | 232.8188 | 36.2971
8363 | 228.7259 | 25.7169 | 228.7259 | 25.7169
8364 | 219.8396 | 23.9922 | 219.8396 | 23.9922
8365 | 205.8359 | 18.7674 | 205.8359 | 18.7674
8366 | 197.888 | 22.1906 | 197.888 | 22.1906
8367 | 191.5821 | 25.8478 | 191.5821 | 25.8478
8368 | 182.5516 | 36.0671 | 182.5516 | 36.0671
8369 | 182.3893 | 74.291 | 182.3893 | 74.291
8370 | 187.8061 | 85.0277 | 187.8061 | 85.0277
8371 | 197.8413 | 89.5416 | 197.8413 | 89.5416
8372 | 220.1616 | 90.0154 | 220.1616 | 90.0154
8373 | 236.668 | 87.802 | 236.668 | 87.802
8374 | 250.7862 | 84.7989 | 250.7862 | 84.7989
8375 | 268.7358 | 82.4414 | 268.7358 | 82.4414
8376 | 272.728 | 77.0602 | 272.728 | 77.0602
8377 | 258.4454 | 70.3678 | 258.4454 | 70.3678
8378 | 255.9462 | 68.1885 | 255.9462 | 68.1885
8379 | 257.5839 | 61.1627 | 257.5839 | 61.1627
8380 | 258.3766 | 68.817 | 258.3766 | 68.817
8381 | 263.1308 | 71.6046 | 263.1308 | 71.6046
8382 | 256.4261 | 64.503 | 256.4261 | 64.503
8383 | 245.6252 | 58.0399 | 245.6252 | 58.0399
8384 | 239.6248 | 48.9146 | 239.6248 | 48.9146
8385 | 235.996 | 39.2537 | 235.996 | 39.2537
8386 | 236.9623 | 23.3603 | 236.9623 | 23.3603
8387 | 232.9465 | 12.3958 | 232.9465 | 12.3958
8388 | 220.2068 | 10.3124 | 220.2068 | 10.3124
8389 | 205.0551 | 4.8018 | 205.0551 | 4.8018
8390 | 196.7761 | 8.0984 | 196.7761 | 8.0984
8391 | 189.2505 | 11.9126 | 189.2505 | 11.9126
8392 | 182.6975 | 22.8022 | 182.6975 | 22.8022
8393 | 183.8904 | 62.3338 | 183.8904 | 62.3338
8394 | 189.5362 | 73.9049 | 189.5362 | 73.9049
8395 | 203.8884 | 78.6414 | 203.8884 | 78.6414
8396 | 230.424 | 79.6964 | 230.424 | 79.6964
8397 | 247.8053 | 78.1932 | 247.8053 | 78.1932
8398 | 260.8262 | 75.6494 | 260.8262 | 75.6494
8399 | 280.7551 | 73.8473 | 280.7551 | 73.8473
8400 | 280.6866 | 69.5114 | 280.6866 | 69.5114
8401 | 264.1443 | 64.715 | 264.1443 | 64.715
8402 | 260.5877 | 64.5887 | 260.5877 | 64.5887
8403 | 263.6482 | 59.9815 | 263.6482 | 59.9815
8404 | 263.6709 | 69.4826 | 263.6709 | 69.4826
8405 | 265.361 | 73.7185 | 265.361 | 73.7185
8406 | 260.4478 | 68.1966 | 260.4478 | 68.1966
8407 | 248.2854 | 63.6318 | 248.2854 | 63.6318
8408 | 237.6551 | 56.4447 | 237.6551 | 56.4447
8409 | 235.7739 | 48.6258 | 235.7739 | 48.6258
8410 | 236.9045 | 33.9348 | 236.9045 | 33.9348
8411 | 229.1695 | 24.067 | 229.1695 | 24.067
8412 | 217.8475 | 23.3641 | 217.8475 | 23.3641
8413 | 202.7496 | 19.1846 | 202.7496 | 19.1846
8414 | 195.6435 | 23.271 | 195.6435 | 23.271
8415 | 188.0327 | 27.2423 | 188.0327 | 27.2423
8416 | 182.027 | 37.5904 | 182.027 | 37.5904
8417 | 183.8066 | 75.4652 | 183.8066 | 75.4652
8418 | 189.94 | 84.8355 | 189.94 | 84.8355
8419 | 204.9157 | 88.1307 | 204.9157 | 88.1307
8420 | 229.0871 | 88.0514 | 229.0871 | 88.0514
8421 | 248.5888 | 85.5053 | 248.5888 | 85.5053
8422 | 260.9622 | 82.3569 | 260.9622 | 82.3569
8423 | 278.5267 | 80.3509 | 278.5267 | 80.3509
8424 | 278.5366 | 75.783 | 278.5366 | 75.783
8425 | 264.5549 | 69.639 | 264.5549 | 69.639
8426 | 260.6837 | 67.9611 | 260.6837 | 67.9611
8427 | 261.9439 | 61.5518 | 261.9439 | 61.5518
8428 | 265.0074 | 69.2951 | 265.0074 | 69.2951
8429 | 266.0353 | 71.5788 | 266.0353 | 71.5788
8430 | 259.8269 | 64.5476 | 259.8269 | 64.5476
8431 | 245.3561 | 58.6821 | 245.3561 | 58.6821
8432 | 239.493 | 50.3513 | 239.493 | 50.3513
8433 | 238.2366 | 41.5504 | 238.2366 | 41.5504
8434 | 240.1436 | 26.618 | 240.1436 | 26.618
8435 | 230.3423 | 16.0378 | 230.3423 | 16.0378
8436 | 217.7216 | 13.938 | 217.7216 | 13.938
8437 | 204.1225 | 7.9493 | 204.1225 | 7.9493
8438 | 196.4647 | 10.4069 | 196.4647 | 10.4069
8439 | 188.6368 | 13.2719 | 188.6368 | 13.2719
8440 | 182.353 | 23.1865 | 182.353 | 23.1865
8441 | 184.143 | 61.3073 | 184.143 | 61.3073
8442 | 190.2558 | 71.7323 | 190.2558 | 71.7323
8443 | 203.4963 | 75.0697 | 203.4963 | 75.0697
8444 | 228.2395 | 74.9271 | 228.2395 | 74.9271
8445 | 247.4057 | 71.7341 | 247.4057 | 71.7341
8446 | 259.3587 | 68.0256 | 259.3587 | 68.0256
8447 | 277.2045 | 65.5017 | 277.2045 | 65.5017
8448 | 276.8118 | 60.8963 | 276.8118 | 60.8963
8449 | 261.6616 | 54.7382 | 261.6616 | 54.7382
8450 | 258.7917 | 52.7768 | 258.7917 | 52.7768
8451 | 261.8901 | 44.6214 | 261.8901 | 44.6214
8452 | 261.1369 | 52.2476 | 261.1369 | 52.2476
8453 | 261.0753 | 56.0429 | 261.0753 | 56.0429
8454 | 256.5203 | 51.3178 | 256.5203 | 51.3178
8455 | 243.4135 | 47.9272 | 243.4135 | 47.9272
8456 | 235.4087 | 41.6072 | 235.4087 | 41.6072
8457 | 235.5828 | 34.4492 | 235.5828 | 34.4492
8458 | 238.4997 | 20.637 | 238.4997 | 20.637
8459 | 231.0534 | 11.1748 | 231.0534 | 11.1748
8460 | 217.5931 | 9.8929 | 217.5931 | 9.8929
8461 | 202.1613 | 4.5721 | 202.1613 | 4.5721
8462 | 194.0208 | 7.3953 | 194.0208 | 7.3953
8463 | 187.7281 | 9.9956 | 187.7281 | 9.9956
8464 | 182.2617 | 18.7102 | 182.2617 | 18.7102
8465 | 182.266 | 54.6632 | 182.266 | 54.6632
8466 | 187.2529 | 64.7601 | 187.2529 | 64.7601
8467 | 197.2646 | 68.2521 | 197.2646 | 68.2521
8468 | 219.6395 | 68.208 | 219.6395 | 68.208
8469 | 238.1803 | 65.8188 | 238.1803 | 65.8188
8470 | 252.6388 | 62.9118 | 252.6388 | 62.9118
8471 | 272.2489 | 61.2269 | 272.2489 | 61.2269
8472 | 272.8531 | 57.8074 | 272.8531 | 57.8074
8473 | 260.7769 | 53.4258 | 260.7769 | 53.4258
8474 | 259.449 | 53.6838 | 259.449 | 53.6838
8475 | 260.9016 | 48.847 | 260.9016 | 48.847
8476 | 258.637 | 57.0005 | 258.637 | 57.0005
8477 | 257.7678 | 58.9279 | 257.7678 | 58.9279
8478 | 255.8475 | 52.0115 | 255.8475 | 52.0115
8479 | 246.0892 | 47.9272 | 246.0892 | 47.9272
8480 | 236.5018 | 41.6072 | 236.5018 | 41.6072
8481 | 233.7333 | 34.4492 | 233.7333 | 34.4492
8482 | 235.7219 | 20.637 | 235.7219 | 20.637
8483 | 229.6332 | 11.1748 | 229.6332 | 11.1748
8484 | 219.4483 | 9.8929 | 219.4483 | 9.8929
8485 | 204.49 | 4.5721 | 204.49 | 4.5721
8486 | 195.7318 | 7.3953 | 195.7318 | 7.3953
8487 | 186.6826 | 9.9956 | 186.6826 | 9.9956
8488 | 180.887 | 18.7102 | 180.887 | 18.7102
8489 | 180.2293 | 54.6632 | 180.2293 | 54.6632
8490 | 184.1748 | 64.7015 | 184.1748 | 64.7015
8491 | 193.0735 | 68.7865 | 193.0735 | 68.7865
8492 | 209.6319 | 69.0564 | 209.6319 | 69.0564
8493 | 224.7122 | 66.5688 | 224.7122 | 66.5688
8494 | 239.1438 | 63.24 | 239.1438 | 63.24
8495 | 259.0686 | 60.8051 | 259.0686 | 60.8051
8496 | 261.48 | 55.7731 | 261.48 | 55.7731
8497 | 248.0852 | 49.3784 | 248.0852 | 49.3784
8498 | 243.0668 | 47.9724 | 243.0668 | 47.9724
8499 | 243.3721 | 41.4552 | 243.3721 | 41.4552
8500 | 245.2183 | 49.1822 | 245.2183 | 49.1822
8501 | 247.5054 | 55.2695 | 247.5054 | 55.2695
8502 | 242.2172 | 51.3178 | 242.2172 | 51.3178
8503 | 232.6145 | 47.9272 | 232.6145 | 47.9272
8504 | 224.2481 | 41.6072 | 224.2481 | 41.6072
8505 | 223.5791 | 34.4492 | 223.5791 | 34.4492
8506 | 227.7378 | 20.637 | 227.7378 | 20.637
8507 | 224.9811 | 11.1748 | 224.9811 | 11.1748
8508 | 214.1787 | 9.8929 | 214.1787 | 9.8929
8509 | 201.0842 | 4.5721 | 201.0842 | 4.5721
8510 | 193.5245 | 7.3953 | 193.5245 | 7.3953
8511 | 185.3213 | 9.9956 | 185.3213 | 9.9956
8512 | 178.3093 | 18.7102 | 178.3093 | 18.7102
8513 | 178.8318 | 54.6632 | 178.8318 | 54.6632
8514 | 182.5035 | 61.636 | 182.5035 | 61.636
8515 | 191.2303 | 62.147 | 191.2303 | 62.147
8516 | 206.9235 | 59.6256 | 206.9235 | 59.6256
8517 | 220.7313 | 58.2513 | 220.7313 | 58.2513
8518 | 234.8243 | 56.3122 | 234.8243 | 56.3122
8519 | 254.8905 | 54.9929 | 254.8905 | 54.9929
8520 | 258.4989 | 50.6289 | 258.4989 | 50.6289
8521 | 247.2397 | 45.2161 | 247.2397 | 45.2161
8522 | 243.0361 | 44.3749 | 243.0361 | 44.3749
8523 | 243.8238 | 38.5679 | 243.8238 | 38.5679
8524 | 246.6975 | 49.1822 | 246.6975 | 49.1822
8525 | 245.8631 | 55.2695 | 245.8631 | 55.2695
8526 | 241.7873 | 51.3178 | 241.7873 | 51.3178
8527 | 233.8276 | 47.9272 | 233.8276 | 47.9272
8528 | 229.042 | 41.6072 | 229.042 | 41.6072
8529 | 229.4833 | 34.4492 | 229.4833 | 34.4492
8530 | 230.1305 | 20.637 | 230.1305 | 20.637
8531 | 225.8515 | 11.1748 | 225.8515 | 11.1748
8532 | 214.1032 | 9.8929 | 214.1032 | 9.8929
8533 | 201.0984 | 4.5721 | 201.0984 | 4.5721
8534 | 192.7772 | 7.3953 | 192.7772 | 7.3953
8535 | 185.8261 | 9.9956 | 185.8261 | 9.9956
8536 | 178.8882 | 18.7102 | 178.8882 | 18.7102
8537 | 179.0862 | 56.306 | 179.0862 | 56.306
8538 | 183.1502 | 66.9631 | 183.1502 | 66.9631
8539 | 192.2139 | 70.7457 | 192.2139 | 70.7457
8540 | 211.1638 | 70.9524 | 211.1638 | 70.9524
8541 | 228.1702 | 68.4601 | 228.1702 | 68.4601
8542 | 241.9793 | 65.0727 | 241.9793 | 65.0727
8543 | 262.4191 | 62.9823 | 262.4191 | 62.9823
8544 | 262.6662 | 58.6253 | 262.6662 | 58.6253
8545 | 251.4665 | 53.3883 | 251.4665 | 53.3883
8546 | 248.9491 | 52.6362 | 248.9491 | 52.6362
8547 | 247.7404 | 48.3783 | 247.7404 | 48.3783
8548 | 248.0998 | 60.2136 | 248.0998 | 60.2136
8549 | 250.5236 | 66.5728 | 250.5236 | 66.5728
8550 | 245.6171 | 62.0399 | 245.6171 | 62.0399
8551 | 236.309 | 56.1838 | 236.309 | 56.1838
8552 | 228.7114 | 45.2961 | 228.7114 | 45.2961
8553 | 228.1181 | 34.4492 | 228.1181 | 34.4492
8554 | 230.4681 | 20.637 | 230.4681 | 20.637
8555 | 225.8095 | 11.1748 | 225.8095 | 11.1748
8556 | 216.2848 | 9.8929 | 216.2848 | 9.8929
8557 | 202.2548 | 4.5721 | 202.2548 | 4.5721
8558 | 193.9846 | 7.3953 | 193.9846 | 7.3953
8559 | 185.5908 | 9.9956 | 185.5908 | 9.9956
8560 | 180.6228 | 18.7102 | 180.6228 | 18.7102
8561 | 181.5676 | 54.6632 | 181.5676 | 54.6632
8562 | 184.4265 | 64.3124 | 184.4265 | 64.3124
8563 | 194.6237 | 66.4264 | 194.6237 | 66.4264
8564 | 210.0485 | 64.9972 | 210.0485 | 64.9972
8565 | 227.8008 | 62.526 | 227.8008 | 62.526
8566 | 240.9344 | 59.7339 | 240.9344 | 59.7339
8567 | 259.983 | 58.042 | 259.983 | 58.042
8568 | 259.5471 | 54.4935 | 259.5471 | 54.4935
8569 | 249.3409 | 50.4166 | 249.3409 | 50.4166
8570 | 246.7115 | 51.4972 | 246.7115 | 51.4972
8571 | 245.3802 | 47.3752 | 245.3802 | 47.3752
8572 | 246.0091 | 56.7872 | 246.0091 | 56.7872
8573 | 245.2081 | 61.3161 | 245.2081 | 61.3161
8574 | 240.2874 | 57.9268 | 240.2874 | 57.9268
8575 | 231.7281 | 56.6361 | 231.7281 | 56.6361
8576 | 228.494 | 53.2081 | 228.494 | 53.2081
8577 | 228.7805 | 48.0024 | 228.7805 | 48.0024
8578 | 231.1542 | 34.2418 | 231.1542 | 34.2418
8579 | 226.3472 | 23.8538 | 226.3472 | 23.8538
8580 | 215.1728 | 21.9556 | 215.1728 | 21.9556
8581 | 200.7261 | 16.8714 | 200.7261 | 16.8714
8582 | 193.187 | 20.468 | 193.187 | 20.468
8583 | 185.4164 | 24.8846 | 185.4164 | 24.8846
8584 | 179.7763 | 36.1866 | 179.7763 | 36.1866
8585 | 180.586 | 75.3855 | 180.586 | 75.3855
8586 | 184.633 | 85.8761 | 184.633 | 85.8761
8587 | 195.4567 | 89.6494 | 195.4567 | 89.6494
8588 | 218.3068 | 89.8162 | 218.3068 | 89.8162
8589 | 234.833 | 87.57 | 234.833 | 87.57
8590 | 248.3324 | 84.6138 | 248.3324 | 84.6138
8591 | 267.7579 | 83.2453 | 267.7579 | 83.2453
8592 | 271.2615 | 79.9804 | 271.2615 | 79.9804
8593 | 254.4777 | 75.5496 | 254.4777 | 75.5496
8594 | 251.8357 | 75.5193 | 251.8357 | 75.5193
8595 | 255.8936 | 70.8934 | 255.8936 | 70.8934
8596 | 255.4171 | 80.3008 | 255.4171 | 80.3008
8597 | 253.4838 | 84.2226 | 253.4838 | 84.2226
8598 | 250.2425 | 77.6531 | 250.2425 | 77.6531
8599 | 236.8965 | 71.5134 | 236.8965 | 71.5134
8600 | 228.1293 | 63.0303 | 228.1293 | 63.0303
8601 | 225.8581 | 54.4497 | 225.8581 | 54.4497
8602 | 228.9187 | 39.3157 | 228.9187 | 39.3157
8603 | 225.3221 | 28.7496 | 225.3221 | 28.7496
8604 | 213.7654 | 27.0951 | 213.7654 | 27.0951
8605 | 199.6598 | 21.4227 | 199.6598 | 21.4227
8606 | 190.9526 | 24.3491 | 190.9526 | 24.3491
8607 | 181.6572 | 27.5141 | 181.6572 | 27.5141
8608 | 176.0524 | 37.2834 | 176.0524 | 37.2834
8609 | 177.8016 | 74.7738 | 177.8016 | 74.7738
8610 | 182.1192 | 84.7347 | 182.1192 | 84.7347
8611 | 194.3981 | 88.6276 | 194.3981 | 88.6276
8612 | 216.7349 | 88.4991 | 216.7349 | 88.4991
8613 | 232.8158 | 85.7677 | 232.8158 | 85.7677
8614 | 244.2693 | 82.1436 | 244.2693 | 82.1436
8615 | 266.5316 | 79.2588 | 266.5316 | 79.2588
8616 | 267.8227 | 73.1979 | 267.8227 | 73.1979
8617 | 253.3355 | 65.6384 | 253.3355 | 65.6384
8618 | 248.9985 | 62.1466 | 248.9985 | 62.1466
8619 | 251.1243 | 54.5631 | 251.1243 | 54.5631
8620 | 251.1833 | 62.4799 | 251.1833 | 62.4799
8621 | 250.613 | 65.7619 | 250.613 | 65.7619
8622 | 249.0475 | 59.0705 | 249.0475 | 59.0705
8623 | 236.0143 | 53.1676 | 236.0143 | 53.1676
8624 | 229.4396 | 44.5039 | 229.4396 | 44.5039
8625 | 227.4072 | 35.4289 | 227.4072 | 35.4289
8626 | 230.4338 | 20.637 | 230.4338 | 20.637
8627 | 225.2613 | 11.1748 | 225.2613 | 11.1748
8628 | 213.9713 | 9.8929 | 213.9713 | 9.8929
8629 | 198.6176 | 4.5721 | 198.6176 | 4.5721
8630 | 189.9721 | 7.3953 | 189.9721 | 7.3953
8631 | 181.0246 | 9.9956 | 181.0246 | 9.9956
8632 | 174.7515 | 20.0531 | 174.7515 | 20.0531
8633 | 174.1521 | 58.802 | 174.1521 | 58.802
8634 | 179.4665 | 69.6465 | 179.4665 | 69.6465
8635 | 189.8691 | 73.8206 | 189.8691 | 73.8206
8636 | 209.8294 | 74.3834 | 209.8294 | 74.3834
8637 | 228.2935 | 72.5872 | 228.2935 | 72.5872
8638 | 242.9599 | 69.481 | 242.9599 | 69.481
8639 | 263.4666 | 67.7938 | 263.4666 | 67.7938
8640 | 267.0955 | 63.1766 | 267.0955 | 63.1766
8641 | 253.5858 | 56.6155 | 253.5858 | 56.6155
8642 | 248.9546 | 55.0361 | 248.9546 | 55.0361
8643 | 248.6798 | 48.9196 | 248.6798 | 48.9196
8644 | 248.3706 | 57.1763 | 248.3706 | 57.1763
8645 | 250.7694 | 60.9411 | 250.7694 | 60.9411
8646 | 246.2799 | 55.5457 | 246.2799 | 55.5457
8647 | 236.0792 | 51.1802 | 236.0792 | 51.1802
8648 | 228.8033 | 44.2297 | 228.8033 | 44.2297
8649 | 225.4465 | 36.3687 | 225.4465 | 36.3687
8650 | 229.4634 | 21.9354 | 229.4634 | 21.9354
8651 | 226.2514 | 12.1661 | 226.2514 | 12.1661
8652 | 213.4079 | 10.8679 | 213.4079 | 10.8679
8653 | 200.1492 | 6.0111 | 200.1492 | 6.0111
8654 | 191.7472 | 10.2405 | 191.7472 | 10.2405
8655 | 182.8587 | 14.3523 | 182.8587 | 14.3523
8656 | 175.7106 | 24.7122 | 175.7106 | 24.7122
8657 | 175.5542 | 62.451 | 175.5542 | 62.451
8658 | 179.322 | 71.273 | 179.322 | 71.273
8659 | 187.972 | 73.694 | 187.972 | 73.694
8660 | 205.1501 | 72.9608 | 205.1501 | 72.9608
8661 | 222.2028 | 70.0069 | 222.2028 | 70.0069
8662 | 234.6998 | 66.7273 | 234.6998 | 66.7273
8663 | 253.1574 | 64.8853 | 253.1574 | 64.8853
8664 | 256.7867 | 60.983 | 256.7867 | 60.983
8665 | 248.3674 | 55.6686 | 248.3674 | 55.6686
8666 | 242.8753 | 55.3876 | 242.8753 | 55.3876
8667 | 240.6323 | 49.8782 | 240.6323 | 49.8782
8668 | 240.554 | 57.7669 | 240.554 | 57.7669
8669 | 241.6835 | 60.6341 | 241.6835 | 60.6341
8670 | 237.7583 | 53.8864 | 237.7583 | 53.8864
8671 | 227.99 | 47.9952 | 227.99 | 47.9952
8672 | 221.4265 | 41.6072 | 221.4265 | 41.6072
8673 | 222.0545 | 34.4492 | 222.0545 | 34.4492
8674 | 228.2126 | 20.637 | 228.2126 | 20.637
8675 | 224.2517 | 11.1748 | 224.2517 | 11.1748
8676 | 212.2639 | 9.8929 | 212.2639 | 9.8929
8677 | 199.1184 | 4.5721 | 199.1184 | 4.5721
8678 | 191.3241 | 7.3953 | 191.3241 | 7.3953
8679 | 183.2335 | 9.9956 | 183.2335 | 9.9956
8680 | 175.1358 | 20.1914 | 175.1358 | 20.1914
8681 | 174.5009 | 59.184 | 174.5009 | 59.184
8682 | 177.6811 | 69.6817 | 177.6811 | 69.6817
8683 | 186.5943 | 73.0847 | 186.5943 | 73.0847
8684 | 201.9786 | 72.3796 | 201.9786 | 72.3796
8685 | 216.8762 | 69.5241 | 216.8762 | 69.5241
8686 | 231.3364 | 67.0015 | 231.3364 | 67.0015
8687 | 250.2121 | 66.1649 | 250.2121 | 66.1649
8688 | 253.8257 | 62.8766 | 253.8257 | 62.8766
8689 | 244.3503 | 58.488 | 244.3503 | 58.488
8690 | 241.0784 | 58.0242 | 241.0784 | 58.0242
8691 | 243.1189 | 52.2335 | 243.1189 | 52.2335
8692 | 244.1587 | 60.1316 | 244.1587 | 60.1316
8693 | 244.9465 | 63.1042 | 244.9465 | 63.1042
8694 | 240.1976 | 56.3965 | 240.1976 | 56.3965
8695 | 230.7248 | 50.0388 | 230.7248 | 50.0388
8696 | 226.3326 | 41.6072 | 226.3326 | 41.6072
8697 | 225.631 | 34.4492 | 225.631 | 34.4492
8698 | 226.5614 | 20.637 | 226.5614 | 20.637
8699 | 223.0774 | 11.3201 | 223.0774 | 11.3201
8700 | 212.044 | 11.3226 | 212.044 | 11.3226
8701 | 197.9467 | 7.3704 | 197.9467 | 7.3704
8702 | 189.4729 | 11.7966 | 189.4729 | 11.7966
8703 | 181.6157 | 17.0053 | 181.6157 | 17.0053
8704 | 174.4864 | 28.8417 | 174.4864 | 28.8417
8705 | 174.2052 | 67.3094 | 174.2052 | 67.3094
8706 | 178.1251 | 76.3376 | 178.1251 | 76.3376
8707 | 188.1273 | 78.3953 | 188.1273 | 78.3953
8708 | 206.3692 | 77.2216 | 206.3692 | 77.2216
8709 | 222.0544 | 73.9418 | 222.0544 | 73.9418
8710 | 236.8736 | 70.3528 | 236.8736 | 70.3528
8711 | 258.3054 | 68.6234 | 258.3054 | 68.6234
8712 | 262.2824 | 65.2531 | 262.2824 | 65.2531
8713 | 250.5978 | 60.8129 | 250.5978 | 60.8129
8714 | 246.6044 | 60.9045 | 246.6044 | 60.9045
8715 | 247.9772 | 56.3677 | 247.9772 | 56.3677
8716 | 248.2958 | 66.2133 | 248.2958 | 66.2133
8717 | 246.6518 | 71.3069 | 246.6518 | 71.3069
8718 | 244.2715 | 66.0686 | 244.2715 | 66.0686
8719 | 236.6418 | 60.3718 | 236.6418 | 60.3718
8720 | 230.5562 | 51.2278 | 230.5562 | 51.2278
8721 | 230.1885 | 40.8637 | 230.1885 | 40.8637
8722 | 230.6246 | 24.0447 | 230.6246 | 24.0447
8723 | 225.752 | 12.0607 | 225.752 | 12.0607
8724 | 214.0748 | 11.1282 | 214.0748 | 11.1282
8725 | 203.5846 | 6.922 | 203.5846 | 6.922
8726 | 195.1929 | 8.0822 | 195.1929 | 8.0822
8727 | 186.982 | 11.2297 | 186.982 | 11.2297
8728 | 179.563 | 20.1229 | 179.563 | 20.1229
8729 | 178.8417 | 57.6603 | 178.8417 | 57.6603
8730 | 182.2425 | 67.6636 | 182.2425 | 67.6636
8731 | 190.2781 | 72.4579 | 190.2781 | 72.4579
8732 | 205.745 | 70.6135 | 205.745 | 70.6135
8733 | 217.7054 | 69.7275 | 217.7054 | 69.7275
8734 | 229.2157 | 61.5092 | 229.2157 | 61.5092
8735 | 250.5261 | 58.2545 | 250.5261 | 58.2545
8736 | 251.1583 | 53.6544 | 251.1583 | 53.6544
8737 | 238.2305 | 48.4363 | 238.2305 | 48.4363
8738 | 234.3939 | 50.5342 | 234.3939 | 50.5342
8739 | 231.9543 | 50.5043 | 231.9543 | 50.5043
8740 | 233.0943 | 57.5259 | 233.0943 | 57.5259
8741 | 236.5208 | 60.3114 | 236.5208 | 60.3114
8742 | 231.5215 | 53.4356 | 231.5215 | 53.4356
8743 | 227.1081 | 50.076 | 227.1081 | 50.076
8744 | 222.2272 | 40.9096 | 222.2272 | 40.9096
8745 | 223.1871 | 35.3698 | 223.1871 | 35.3698
8746 | 228.1445 | 21.3254 | 228.1445 | 21.3254
8747 | 222.7984 | 12.2434 | 222.7984 | 12.2434
8748 | 213.4792 | 11.1282 | 213.4792 | 11.1282
8749 | 201.6939 | 7.0584 | 201.6939 | 7.0584
8750 | 191.7096 | 10.7434 | 191.7096 | 10.7434
8751 | 185.1943 | 17.3171 | 185.1943 | 17.3171
8752 | 178.6643 | 30.0099 | 178.6643 | 30.0099
8753 | 178.5341 | 68.9335 | 178.5341 | 68.9335
8754 | 182.2404 | 78.1109 | 182.2404 | 78.1109
8755 | 192.3473 | 83.1027 | 192.3473 | 83.1027
8756 | 212.7228 | 82.1418 | 212.7228 | 82.1418
8757 | 231.7605 | 83.4286 | 231.7605 | 83.4286
8758 | 248.2525 | 78.2018 | 248.2525 | 78.2018
8759 | 272.1152 | 78.5816 | 272.1152 | 78.5816