## Summary Scalars
Parameter | Value
Total Cost ($) | 19460752.8704
Capital Cost (CAPEX) | 376772.9689
Operating Cost (OPEX) | 19083979.9015
Annual Fuel Consumption Genset (L) | 6956052.6316
Annual Fuel Consumption Diesel Furnace (L) | 1906301.2345

## Generator Summary
Size | Built | Capacity (kW) | Capital Cost ($) | Operating Cost ($)
100 kW | 3 | 300 | 19157.1635 | 44700
500 kW | 0 | 0 | 0 | 0
1000 kW | 4 | 4000 | 283809.8292 | 456000
2000 kW | 0 | 0 | 0 | 0
Total | 7 | 4300 | 302966.9927 | 500700

## Diesel Furnace Summary
Size | Built | Capacity (MW) | Capital Cost ($) | Operating Cost ($)
17.58 kW | 327 | 5748.66 | 73805.9762 | 91978.56
Total | 327 | 5748.66 | 73805.9762 | 91978.56

## Time Series
Time | Electric Load (kW) | Thermal Load (kW) | Diesel Generation (kW) | Thermal Generation (kW)
0 | 3113.2374 | 121.9641 | 3113.2374 | 121.9641
1 | 2955.4898 | 107.6121 | 2955.4898 | 107.6121
2 | 2941.6327 | 111.0817 | 2941.6327 | 111.0817
3 | 2961.9492 | 111.5196 | 2961.9492 | 111.5196
4 | 2930.5228 | 130.843 | 2930.5228 | 130.843
5 | 2988.1607 | 146.4039 | 2988.1607 | 146.4039
6 | 2962.1583 | 138.273 | 2962.1583 | 138.273
7 | 2785.3369 | 121.7885 | 2785.3369 | 121.7885
8 | 2664.7563 | 106.4799 | 2664.7563 | 106.4799
9 | 2635.3756 | 92.4389 | 2635.3756 | 92.4389
10 | 2662.5308 | 56.4794 | 2662.5308 | 56.4794
11 | 2579.3581 | 35.0679 | 2579.3581 | 35.0679
12 | 2435.4914 | 24.0594 | 2435.4914 | 24.0594
13 | 2286.3384 | 20.8639 | 2286.3384 | 20.8639
14 | 2180.8352 | 25.9418 | 2180.8352 | 25.9418
15 | 2098.7876 | 33.6234 | 2098.7876 | 33.6234
16 | 2014.7281 | 59.0681 | 2014.7281 | 59.0681
17 | 2009.3818 | 141.3996 | 2009.3818 | 141.3996
18 | 2066.3412 | 173.2615 | 2066.3412 | 173.2615
19 | 2190.9328 | 171.7039 | 2190.9328 | 171.7039
20 | 2435.288 | 157.6909 | 2435.288 | 157.6909
21 | 2658.597 | 150.5186 | 2658.597 | 150.5186
22 | 2836.5046 | 136.2168 | 2836.5046 | 136.2168
23 | 3089.9677 | 128.1369 | 3089.9677 | 128.1369
24 | 3137.2378 | 119.6117 | 3137.2378 | 119.6117
25 | 2980.3595 | 108.8201 | 2980.3595 | 108.8201
26 | 2921.4071 | 115.1508 | 2921.4071 | 115.1508
27 | 2926.8415 | 119.0696 | 2926.8415 | 119.0696
28 | 2926.3707 | 142.6793 | 2926.3707 | 142.6793
29 | 2938.9299 | 162.2722 | 2938.9299 | 162.2722
30 | 2902.8824 | 156.9917 | 2902.8824 | 156.9917
31 | 2761.6173 | 142.0649 | 2761.6173 | 142.0649
32 | 2648.6216 | 122.3428 | 2648.6216 | 122.3428
33 | 2612.697 | 102.5639 | 2612.697 | 102.5639
34 | 2639.6976 | 62.3234 | 2639.6976 | 62.3234
35 | 2578.6706 | 37.7382 | 2578.6706 | 37.7382
36 | 2411.5145 | 24.1336 | 2411.5145 | 24.1336
37 | 2260.0978 | 19.2214 | 2260.0978 | 19.2214
38 | 2184.5648 | 23.4675 | 2184.5648 | 23.4675
39 | 2107.0917 | 30.8418 | 2107.0917 | 30.8418
40 | 2027.33 | 57.4681 | 2027.33 | 57.4681
41 | 2018.693 | 140.1492 | 2018.693 | 140.1492
42 | 2056.7701 | 172.1065 | 2056.7701 | 172.1065
43 | 2159.0468 | 170.1039 | 2159.0468 | 170.1039
44 | 2385.9353 | 155.3968 | 2385.9353 | 155.3968
45 | 2617.2554 | 148.0655 | 2617.2554 | 148.0655
46 | 2781.3504 | 133.7108 | 2781.3504 | 133.7108
47 | 3018.4589 | 125.9487 | 3018.4589 | 125.9487
48 | 3037.9188 | 118.0275 | 3037.9188 | 118.0275
49 | 2921.8137 | 105.9697 | 2921.8137 | 105.9697
50 | 2879.5206 | 109.8631 | 2879.5206 | 109.8631
51 | 2898.679 | 113.7873 | 2898.679 | 113.7873
52 | 2886.8446 | 135.6962 | 2886.8446 | 135.6962
53 | 2927.6134 | 152.0201 | 2927.6134 | 152.0201
54 | 2882.6079 | 143.1262 | 2882.6079 | 143.1262
55 | 2733.0825 | 126.4774 | 2733.0825 | 126.4774
56 | 2611.7752 | 110.2364 | 2611.7752 | 110.2364
57 | 2572.1137 | 94.8814 | 2572.1137 | 94.8814
58 | 2621.4877 | 57.4278 | 2621.4877 | 57.4278
59 | 2554.9547 | 34.8559 | 2554.9547 | 34.8559
60 | 2398.8272 | 22.7719 | 2398.8272 | 22.7719
61 | 2270.5137 | 18.6174 | 2270.5137 | 18.6174
62 | 2179.8902 | 23.2556 | 2179.8902 | 23.2556
63 | 2096.5306 | 31.324 | 2096.5306 | 31.324
64 | 2026.6471 | 57.9714 | 2026.6471 | 57.9714
65 | 2004.6573 | 141.8288 | 2004.6573 | 141.8288
66 | 2041.9622 | 174.088 | 2041.9622 | 174.088
67 | 2128.1055 | 172.1225 | 2128.1055 | 172.1225
68 | 2319.5095 | 157.7598 | 2319.5095 | 157.7598
69 | 2499.5036 | 150.4974 | 2499.5036 | 150.4974
70 | 2677.1849 | 136.148 | 2677.1849 | 136.148
71 | 2880.1558 | 127.6654 | 2880.1558 | 127.6654
72 | 2948.2448 | 118.2925 | 2948.2448 | 118.2925
73 | 2841.3279 | 104.7776 | 2841.3279 | 104.7776
74 | 2797.3409 | 105.5716 | 2797.3409 | 105.5716
75 | 2812.3887 | 103.4981 | 2812.3887 | 103.4981
76 | 2791.9256 | 120.3101 | 2791.9256 | 120.3101
77 | 2800.516 | 134.2604 | 2800.516 | 134.2604
78 | 2717.897 | 126.7546 | 2717.897 | 126.7546
79 | 2637.1609 | 114.2597 | 2637.1609 | 114.2597
80 | 2566.8638 | 100.9485 | 2566.8638 | 100.9485
81 | 2557.9668 | 87.0188 | 2557.9668 | 87.0188
82 | 2575.2251 | 50.2593 | 2575.2251 | 50.2593
83 | 2541.4076 | 27.2106 | 2541.4076 | 27.2106
84 | 2389.8206 | 13.7384 | 2389.8206 | 13.7384
85 | 2240.2423 | 7.7772 | 2240.2423 | 7.7772
86 | 2165.2052 | 14.1479 | 2165.2052 | 14.1479
87 | 2102.3727 | 23.9382 | 2102.3727 | 23.9382
88 | 2014.2458 | 52.0321 | 2014.2458 | 52.0321
89 | 1995.8032 | 136.8643 | 1995.8032 | 136.8643
90 | 2028.7149 | 169.7487 | 2028.7149 | 169.7487
91 | 2133.965 | 168.5992 | 2133.965 | 168.5992
92 | 2300.0875 | 154.655 | 2300.0875 | 154.655
93 | 2508.5789 | 147.5092 | 2508.5789 | 147.5092
94 | 2660.8879 | 133.2127 | 2660.8879 | 133.2127
95 | 2853.539 | 124.6242 | 2853.539 | 124.6242
96 | 2931.5981 | 115.7758 | 2931.5981 | 115.7758
97 | 2791.8155 | 103.4848 | 2791.8155 | 103.4848
98 | 2758.8201 | 106.912 | 2758.8201 | 106.912
99 | 2753.8393 | 105.7074 | 2753.8393 | 105.7074
100 | 2796.3825 | 124.1778 | 2796.3825 | 124.1778
101 | 2854.5257 | 139.5215 | 2854.5257 | 139.5215
102 | 2782.0442 | 130.9932 | 2782.0442 | 130.9932
103 | 2699.3326 | 114.2862 | 2699.3326 | 114.2862
104 | 2625.3362 | 100.9485 | 2625.3362 | 100.9485
105 | 2579.5636 | 87.0188 | 2579.5636 | 87.0188
106 | 2585.5787 | 50.2593 | 2585.5787 | 50.2593
107 | 2509.02 | 27.2106 | 2509.02 | 27.2106
108 | 2376.7629 | 15.5981 | 2376.7629 | 15.5981
109 | 2254.4706 | 12.7788 | 2254.4706 | 12.7788
110 | 2165.3131 | 16.8076 | 2165.3131 | 16.8076
111 | 2087.307 | 24.4098 | 2087.307 | 24.4098
112 | 2014.5568 | 50.077 | 2014.5568 | 50.077
113 | 1994.3849 | 133.2933 | 1994.3849 | 133.2933
114 | 2047.2969 | 166.3579 | 2047.2969 | 166.3579
115 | 2155.2855 | 165.4573 | 2155.2855 | 165.4573
116 | 2361.1082 | 151.9052 | 2361.1082 | 151.9052
117 | 2535.177 | 145.5436 | 2535.177 | 145.5436
118 | 2704.694 | 132.6352 | 2704.694 | 132.6352
119 | 2925.2288 | 125.5143 | 2925.2288 | 125.5143
120 | 2949.9075 | 117.5666 | 2949.9075 | 117.5666
121 | 2801.4203 | 104.3537 | 2801.4203 | 104.3537
122 | 2782.4785 | 107.8074 | 2782.4785 | 107.8074
123 | 2809.0644 | 107.7791 | 2809.0644 | 107.7791
124 | 2805.2133 | 126.5196 | 2805.2133 | 126.5196
125 | 2817.4957 | 141.8157 | 2817.4957 | 141.8157
126 | 2768.8706 | 133.4675 | 2768.8706 | 133.4675
127 | 2655.276 | 117.1949 | 2655.276 | 117.1949
128 | 2577.8095 | 100.9485 | 2577.8095 | 100.9485
129 | 2552.7976 | 87.0188 | 2552.7976 | 87.0188
130 | 2572.6007 | 50.2593 | 2572.6007 | 50.2593
131 | 2518.0819 | 27.2106 | 2518.0819 | 27.2106
132 | 2379.6282 | 13.7384 | 2379.6282 | 13.7384
133 | 2245.403 | 7.6183 | 2245.403 | 7.6183
134 | 2157.422 | 12.4631 | 2157.422 | 12.4631
135 | 2079 | 20.4096 | 2079 | 20.4096
136 | 1994.9434 | 46.9087 | 1994.9434 | 46.9087
137 | 1998.7716 | 130.0826 | 1998.7716 | 130.0826
138 | 2058.3804 | 163.3643 | 2058.3804 | 163.3643
139 | 2184.4206 | 162.6068 | 2184.4206 | 162.6068
140 | 2438.5488 | 148.774 | 2438.5488 | 148.774
141 | 2640.7028 | 141.5169 | 2640.7028 | 141.5169
142 | 2811.2148 | 127.2257 | 2811.2148 | 127.2257
143 | 3031.8202 | 119.522 | 3031.8202 | 119.522
144 | 3065.4751 | 111.6485 | 3065.4751 | 111.6485
145 | 2893.4734 | 100.131 | 2893.4734 | 100.131
146 | 2845.768 | 103.2244 | 2845.768 | 103.2244
147 | 2895.6611 | 103.3391 | 2895.6611 | 103.3391
148 | 2873.3554 | 123.3089 | 2873.3554 | 123.3089
149 | 2875.1264 | 140.6447 | 2875.1264 | 140.6447
150 | 2818.2969 | 133.9867 | 2818.2969 | 133.9867
151 | 2702.7261 | 118.2493 | 2702.7261 | 118.2493
152 | 2590.6701 | 102.7023 | 2590.6701 | 102.7023
153 | 2573.117 | 88.1262 | 2573.117 | 88.1262
154 | 2595.2756 | 51.9071 | 2595.2756 | 51.9071
155 | 2523.884 | 30.1352 | 2523.884 | 30.1352
156 | 2383.0984 | 18.3691 | 2383.0984 | 18.3691
157 | 2234.8116 | 14.2993 | 2234.8116 | 14.2993
158 | 2139.0186 | 18.4766 | 2139.0186 | 18.4766
159 | 2044.7392 | 25.5012 | 2044.7392 | 25.5012
160 | 1964.7217 | 50.7181 | 1964.7217 | 50.7181
161 | 1964.0895 | 133.2827 | 1964.0895 | 133.2827
162 | 2034.9783 | 165.7168 | 2034.9783 | 165.7168
163 | 2148.2689 | 164.5407 | 2148.2689 | 164.5407
164 | 2388.5902 | 150.5065 | 2388.5902 | 150.5065
165 | 2603.8034 | 143.472 | 2603.8034 | 143.472
166 | 2749.5753 | 129.5305 | 2749.5753 | 129.5305
167 | 2955.9765 | 121.9857 | 2955.9765 | 121.9857
168 | 2978.4578 | 114.2022 | 2978.4578 | 114.2022
169 | 2832.1468 | 102.2556 | 2832.1468 | 102.2556
170 | 2794.3279 | 105.7994 | 2794.3279 | 105.7994
171 | 2831.9832 | 106.7194 | 2831.9832 | 106.7194
172 | 2812.725 | 127.3091 | 2812.725 | 127.3091
173 | 2819.5523 | 143.7442 | 2819.5523 | 143.7442
174 | 2767.6345 | 135.3219 | 2767.6345 | 135.3219
175 | 2641.6841 | 118.9486 | 2641.6841 | 118.9486
176 | 2540.7905 | 103.0678 | 2540.7905 | 103.0678
177 | 2516.0136 | 87.8559 | 2516.0136 | 87.8559
178 | 2563.8087 | 51.4302 | 2563.8087 | 51.4302
179 | 2494.5862 | 29.7908 | 2494.5862 | 29.7908
180 | 2353.4446 | 18.3267 | 2353.4446 | 18.3267
181 | 2219.8516 | 14.9086 | 2219.8516 | 14.9086
182 | 2118.7431 | 19.0594 | 2118.7431 | 19.0594
183 | 2035.8527 | 27.6735 | 2035.8527 | 27.6735
184 | 1963.3946 | 54.109 | 1963.3946 | 54.109
185 | 1972.8464 | 137.7915 | 1972.8464 | 137.7915
186 | 2027.6206 | 170.3951 | 2027.6206 | 170.3951
187 | 2164.308 | 168.9171 | 2164.308 | 168.9171
188 | 2413.0896 | 154.9941 | 2413.0896 | 154.9941
189 | 2622.7845 | 148.2192 | 2622.7845 | 148.2192
190 | 2807.8516 | 134.1081 | 2807.8516 | 134.1081
191 | 3020.5167 | 125.8375 | 3020.5167 | 125.8375
192 | 3044.3672 | 117.3017 | 3044.3672 | 117.3017
193 | 2922.3526 | 105.8902 | 2922.3526 | 105.8902
194 | 2830.0109 | 110.2393 | 2830.0109 | 110.2393
195 | 2867.7112 | 110.8149 | 2867.7112 | 110.8149
196 | 2884.9966 | 130.3503 | 2884.9966 | 130.3503
197 | 2916.9849 | 146.6 | 2916.9849 | 146.6
198 | 2861.1202 | 138.8399 | 2861.1202 | 138.8399
199 | 2721.0013 | 123.3886 | 2721.0013 | 123.3886
200 | 2654.6825 | 108.17 | 2654.6825 | 108.17
201 | 2606.6459 | 92.6668 | 2606.6459 | 92.6668
202 | 2622.9195 | 55.0489 | 2622.9195 | 55.0489
203 | 2513.5321 | 32.5035 | 2513.5321 | 32.5035
204 | 2378.1554 | 20.3506 | 2378.1554 | 20.3506
205 | 2234.9242 | 15.5444 | 2234.9242 | 15.5444
206 | 2151.5495 | 18.36 | 2151.5495 | 18.36
207 | 2078.7972 | 25.0879 | 2078.7972 | 25.0879
208 | 2017.8246 | 49.722 | 2017.8246 | 49.722
209 | 2003.8391 | 132.2972 | 2003.8391 | 132.2972
210 | 2046.5612 | 165.2558 | 2046.5612 | 165.2558
211 | 2169.3883 | 163.7513 | 2169.3883 | 163.7513
212 | 2371.0427 | 148.7157 | 2371.0427 | 148.7157
213 | 2561.2654 | 141.0242 | 2561.2654 | 141.0242
214 | 2725.0769 | 126.4204 | 2725.0769 | 126.4204
215 | 2979.9886 | 118.0914 | 2979.9886 | 118.0914
216 | 3026.8311 | 109.2219 | 3026.8311 | 109.2219
217 | 2908.0291 | 97.2753 | 2908.0291 | 97.2753
218 | 2893.4279 | 102.7317 | 2893.4279 | 102.7317
219 | 2881.4557 | 105.4584 | 2881.4557 | 105.4584
220 | 2894.0912 | 127.7488 | 2894.0912 | 127.7488
221 | 2897.4734 | 146.3033 | 2897.4734 | 146.3033
222 | 2861.093 | 140.0161 | 2861.093 | 140.0161
223 | 2741.1802 | 125.5026 | 2741.1802 | 125.5026
224 | 2633.1127 | 111.2324 | 2633.1127 | 111.2324
225 | 2604.8493 | 96.8418 | 2604.8493 | 96.8418
226 | 2628.4262 | 60.1405 | 2628.4262 | 60.1405
227 | 2534.006 | 37.1448 | 2534.006 | 37.1448
228 | 2398.4583 | 24.0011 | 2398.4583 | 24.0011
229 | 2258.4986 | 18.8346 | 2258.4986 | 18.8346
230 | 2160.0986 | 21.682 | 2160.0986 | 21.682
231 | 2090.4598 | 27.5834 | 2090.4598 | 27.5834
232 | 2005.9218 | 52.3076 | 2005.9218 | 52.3076
233 | 2006.1215 | 134.1304 | 2006.1215 | 134.1304
234 | 2039.5369 | 165.4678 | 2039.5369 | 165.4678
235 | 2120.1975 | 163.2373 | 2120.1975 | 163.2373
236 | 2302.7932 | 148.4879 | 2302.7932 | 148.4879
237 | 2475.463 | 140.9765 | 2475.463 | 140.9765
238 | 2633.8054 | 126.8389 | 2633.8054 | 126.8389
239 | 2874.8143 | 119.2306 | 2874.8143 | 119.2306
240 | 2899.4267 | 111.3676 | 2899.4267 | 111.3676
241 | 2801.9297 | 98.9707 | 2801.9297 | 98.9707
242 | 2773.5432 | 103.0178 | 2773.5432 | 103.0178
243 | 2758.9305 | 100.9549 | 2758.9305 | 100.9549
244 | 2795.6301 | 121.6982 | 2795.6301 | 121.6982
245 | 2821.7846 | 140.4752 | 2821.7846 | 140.4752
246 | 2763.1348 | 134.0397 | 2763.1348 | 134.0397
247 | 2660.7093 | 120.0083 | 2660.7093 | 120.0083
248 | 2572.9195 | 106.0878 | 2572.9195 | 106.0878
249 | 2543.2581 | 92.2959 | 2543.2581 | 92.2959
250 | 2572.871 | 55.7218 | 2572.871 | 55.7218
251 | 2481.7574 | 33.028 | 2481.7574 | 33.028
252 | 2362.2512 | 20.2764 | 2362.2512 | 20.2764
253 | 2237.9222 | 15.9047 | 2237.9222 | 15.9047
254 | 2150.9429 | 19.621 | 2150.9429 | 19.621
255 | 2088.1336 | 26.3489 | 2088.1336 | 26.3489
256 | 2000.8869 | 51.7248 | 2000.8869 | 51.7248
257 | 2004.8531 | 134.602 | 2004.8531 | 134.602
258 | 2023.9882 | 166.0188 | 2023.9882 | 166.0188
259 | 2112.2045 | 163.8201 | 2112.2045 | 163.8201
260 | 2262.5566 | 150.284 | 2262.5566 | 150.284
261 | 2430.2684 | 143.313 | 2430.2684 | 143.313
262 | 2599.9452 | 129.0324 | 2599.9452 | 129.0324
263 | 2798.9091 | 120.6876 | 2798.9091 | 120.6876
264 | 2858.988 | 111.7968 | 2858.988 | 111.7968
265 | 2767.4707 | 98.4886 | 2767.4707 | 98.4886
266 | 2751.4574 | 102.6734 | 2751.4574 | 102.6734
267 | 2738.6303 | 104.4571 | 2738.6303 | 104.4571
268 | 2742.8552 | 125.4865 | 2742.8552 | 125.4865
269 | 2762.8574 | 142.6475 | 2762.8574 | 142.6475
270 | 2691.8918 | 135.6398 | 2691.8918 | 135.6398
271 | 2604.6432 | 120.4904 | 2604.6432 | 120.4904
272 | 2540.8424 | 105.7593 | 2540.8424 | 105.7593
273 | 2549.6742 | 91.3899 | 2549.6742 | 91.3899
274 | 2583.4601 | 54.0211 | 2583.4601 | 54.0211
275 | 2512.5667 | 31.1684 | 2512.5667 | 31.1684
276 | 2372.334 | 16.8803 | 2372.334 | 16.8803
277 | 2230.2432 | 12.037 | 2230.2432 | 12.037
278 | 2153.007 | 15.2764 | 2153.007 | 15.2764
279 | 2088.9856 | 21.003 | 2088.9856 | 21.003
280 | 2024.211 | 46.4636 | 2024.211 | 46.4636
281 | 1998.387 | 128.954 | 1998.387 | 128.954
282 | 2032.503 | 161.2451 | 2032.503 | 161.2451
283 | 2117.6987 | 159.8624 | 2117.6987 | 159.8624
284 | 2305.8696 | 146.305 | 2305.8696 | 146.305
285 | 2483.9888 | 139.4665 | 2483.9888 | 139.4665
286 | 2633.8765 | 125.4773 | 2633.8765 | 125.4773
287 | 2851.231 | 117.5722 | 2851.231 | 117.5722
288 | 2908.6136 | 108.8722 | 2908.6136 | 108.8722
289 | 2794.1121 | 96.8355 | 2794.1121 | 96.8355
290 | 2755.4869 | 97.656 | 2755.4869 | 97.656
291 | 2762.8385 | 94.1626 | 2762.8385 | 94.1626
292 | 2768.8245 | 116.2358 | 2768.8245 | 116.2358
293 | 2817.95 | 135.6962 | 2817.95 | 135.6962
294 | 2780.0792 | 130.9509 | 2780.0792 | 130.9509
295 | 2667.234 | 116.273 | 2667.234 | 116.273
296 | 2601.819 | 102.2519 | 2601.819 | 102.2519
297 | 2581.7924 | 88.4388 | 2581.7924 | 88.4388
298 | 2566.5781 | 51.6951 | 2566.5781 | 51.6951
299 | 2491.7503 | 29.0544 | 2491.7503 | 29.0544
300 | 2349.5012 | 16.8379 | 2349.5012 | 16.8379
301 | 2208.6712 | 12.7364 | 2208.6712 | 12.7364
302 | 2130.1573 | 16.405 | 2130.1573 | 16.405
303 | 2058.0706 | 23.0905 | 2058.0706 | 23.0905
304 | 1971.0423 | 48.8584 | 1971.0423 | 48.8584
305 | 1968.9249 | 132.2177 | 1968.9249 | 132.2177
306 | 2026.6975 | 164.4399 | 2026.6975 | 164.4399
307 | 2136.6162 | 162.3525 | 2136.6162 | 162.3525
308 | 2377.0795 | 147.7514 | 2377.0795 | 147.7514
309 | 2593.0152 | 140.3566 | 2593.0152 | 140.3566
310 | 2729.8474 | 125.9965 | 2729.8474 | 125.9965
311 | 2972.6948 | 117.7577 | 2972.6948 | 117.7577
312 | 2955.602 | 109.3013 | 2955.602 | 109.3013
313 | 2816.4235 | 96.9415 | 2816.4235 | 96.9415
314 | 2782.2554 | 100.6389 | 2782.2554 | 100.6389
315 | 2798.7139 | 102.4543 | 2798.7139 | 102.4543
316 | 2786.5767 | 123.9659 | 2786.5767 | 123.9659
317 | 2818.7703 | 141.1375 | 2818.7703 | 141.1375
318 | 2769.2288 | 134.4954 | 2769.2288 | 134.4954
319 | 2636.5709 | 121.0785 | 2636.5709 | 121.0785
320 | 2546.8629 | 107.6508 | 2546.8629 | 107.6508
321 | 2523.5694 | 93.3184 | 2523.5694 | 93.3184
322 | 2565.0994 | 57.2 | 2565.0994 | 57.2
323 | 2482.2336 | 35.2427 | 2482.2336 | 35.2427
324 | 2305.917 | 22.862 | 2305.917 | 22.862
325 | 2158.1215 | 17.8333 | 2158.1215 | 17.8333
326 | 2089.7658 | 20.9297 | 2089.7658 | 20.9297
327 | 2010.9584 | 26.5661 | 2010.9584 | 26.5661
328 | 1928.7887 | 51.9685 | 1928.7887 | 51.9685
329 | 1927.1345 | 134.2576 | 1927.1345 | 134.2576
330 | 1996.374 | 165.9234 | 1996.374 | 165.9234
331 | 2098.2473 | 163.9208 | 2098.2473 | 163.9208
332 | 2334.9246 | 149.5157 | 2334.9246 | 149.5157
333 | 2555.246 | 141.7659 | 2555.246 | 141.7659
334 | 2726.2275 | 127.0827 | 2726.2275 | 127.0827
335 | 2917.3371 | 119.061 | 2917.3371 | 119.061
336 | 2958.9417 | 110.7636 | 2958.9417 | 110.7636
337 | 2808.8027 | 99.2674 | 2808.8027 | 99.2674
338 | 2782.6428 | 104.2205 | 2782.6428 | 104.2205
339 | 2784.5322 | 106.926 | 2784.5322 | 106.926
340 | 2778.2547 | 129.2641 | 2778.2547 | 129.2641
341 | 2801.0387 | 147.7921 | 2801.0387 | 147.7921
342 | 2757.0146 | 142.146 | 2757.0146 | 142.146
343 | 2631.1254 | 127.8391 | 2631.1254 | 127.8391
344 | 2544.0408 | 113.0974 | 2544.0408 | 113.0974
345 | 2531.4836 | 99.5916 | 2531.4836 | 99.5916
346 | 2571.8643 | 64.2943 | 2571.8643 | 64.2943
347 | 2462.5591 | 41.9291 | 2462.5591 | 41.9291
348 | 2301.7706 | 29.1298 | 2301.7706 | 29.1298
349 | 2171.542 | 23.8627 | 2171.542 | 23.8627
350 | 2083.167 | 26.2014 | 2083.167 | 26.2014
351 | 2014.7796 | 31.2551 | 2014.7796 | 31.2551
352 | 1947.1662 | 53.95 | 1947.1662 | 53.95
353 | 1946.2699 | 134.1834 | 1946.2699 | 134.1834
354 | 2009.2483 | 165.4995 | 2009.2483 | 165.4995
355 | 2123.0058 | 163.1685 | 2123.0058 | 163.1685
356 | 2346.9539 | 148.1064 | 2346.9539 | 148.1064
357 | 2557.6401 | 140.5261 | 2557.6401 | 140.5261
358 | 2745.5501 | 127.1515 | 2745.5501 | 127.1515
359 | 2942.8997 | 120.0465 | 2942.8997 | 120.0465
360 | 2949.5016 | 112.422 | 2949.5016 | 112.422
361 | 2835.3394 | 102.192 | 2835.3394 | 102.192
362 | 2780.7944 | 109.6035 | 2780.7944 | 109.6035
363 | 2785.5075 | 114.0522 | 2785.5075 | 114.0522
364 | 2785.4212 | 137.3334 | 2785.4212 | 137.3334
365 | 2828.1777 | 155.9991 | 2828.1777 | 155.9991
366 | 2769.9949 | 149.4576 | 2769.9949 | 149.4576
367 | 2648.1012 | 134.3983 | 2648.1012 | 134.3983
368 | 2559.1571 | 119.7626 | 2559.1571 | 119.7626
369 | 2528.7145 | 105.3984 | 2528.7145 | 105.3984
370 | 2578.402 | 68.321 | 2578.402 | 68.321
371 | 2492.469 | 46.0829 | 2492.469 | 46.0829
372 | 2340.3544 | 33.3896 | 2340.3544 | 33.3896
373 | 2195.678 | 28.3768 | 2195.678 | 28.3768
374 | 2093.8781 | 31.95 | 2093.8781 | 31.95
375 | 2032.385 | 38.0315 | 2032.385 | 38.0315
376 | 1954.4284 | 60.9119 | 1954.4284 | 60.9119
377 | 1942.5253 | 140.6049 | 1942.5253 | 140.6049
378 | 1989.0561 | 171.0892 | 1989.0561 | 171.0892
379 | 2086.3887 | 168.17 | 2086.3887 | 168.17
380 | 2299.9869 | 152.896 | 2299.9869 | 152.896
381 | 2504.9868 | 145.4005 | 2504.9868 | 145.4005
382 | 2673.3696 | 131.8617 | 2673.3696 | 131.8617
383 | 2889.4164 | 124.8043 | 2889.4164 | 124.8043
384 | 2918.0267 | 117.3865 | 2918.0267 | 117.3865
385 | 2777.6569 | 107.4691 | 2777.6569 | 107.4691
386 | 2742.8325 | 113.768 | 2742.8325 | 113.768
387 | 2748.9352 | 116.3781 | 2748.9352 | 116.3781
388 | 2768.0668 | 138.2288 | 2768.0668 | 138.2288
389 | 2746.5182 | 155.6653 | 2746.5182 | 155.6653
390 | 2720.0107 | 147.5926 | 2720.0107 | 147.5926
391 | 2621.7012 | 131.8869 | 2621.7012 | 131.8869
392 | 2487.2231 | 115.4233 | 2487.2231 | 115.4233
393 | 2463.1051 | 98.6697 | 2463.1051 | 98.6697
394 | 2518.9016 | 60.6015 | 2518.9016 | 60.6015
395 | 2461.615 | 36.4613 | 2461.615 | 36.4613
396 | 2329.211 | 23.4766 | 2329.211 | 23.4766
397 | 2187.2195 | 18.485 | 2187.2195 | 18.485
398 | 2110.365 | 22.3072 | 2110.365 | 22.3072
399 | 2044.6276 | 29.4696 | 2044.6276 | 29.4696
400 | 1966.1119 | 55.7567 | 1966.1119 | 55.7567
401 | 1952.9486 | 138.7399 | 1952.9486 | 138.7399
402 | 1984.6424 | 170.5011 | 1984.6424 | 170.5011
403 | 2046.7057 | 169.1767 | 2046.7057 | 169.1767
404 | 2238.5928 | 154.8352 | 2238.5928 | 154.8352
405 | 2417.4811 | 147.9543 | 2417.4811 | 147.9543
406 | 2583.9686 | 134.7333 | 2583.9686 | 134.7333
407 | 2819.4396 | 127.1885 | 2819.4396 | 127.1885
408 | 2873.4892 | 119.1402 | 2873.4892 | 119.1402
409 | 2761.8309 | 106.2081 | 2761.8309 | 106.2081
410 | 2730.7826 | 107.9611 | 2730.7826 | 107.9611
411 | 2718.0891 | 109.4745 | 2718.0891 | 109.4745
412 | 2739.0452 | 129.794 | 2739.0452 | 129.794
413 | 2755.1992 | 145.9218 | 2755.1992 | 145.9218
414 | 2681.6295 | 139.0519 | 2681.6295 | 139.0519
415 | 2574.9072 | 124.5277 | 2574.9072 | 124.5277
416 | 2492.8043 | 111.2112 | 2492.8043 | 111.2112
417 | 2483.8833 | 97.467 | 2483.8833 | 97.467
418 | 2541.1206 | 60.4955 | 2541.1206 | 60.4955
419 | 2450.0549 | 38.0667 | 2450.0549 | 38.0667
420 | 2303.1337 | 24.0435 | 2303.1337 | 24.0435
421 | 2185.2378 | 18.4373 | 2185.2378 | 18.4373
422 | 2104.7579 | 22.1006 | 2104.7579 | 22.1006
423 | 2041.702 | 28.7755 | 2041.702 | 28.7755
424 | 1961.1322 | 54.1196 | 1961.1322 | 54.1196
425 | 1954.991 | 135.9954 | 1954.991 | 135.9954
426 | 1971.0945 | 167.6241 | 1971.0945 | 167.6241
427 | 2050.008 | 165.8388 | 2050.008 | 165.8388
428 | 2212.5063 | 150.7714 | 2212.5063 | 150.7714
429 | 2373.1492 | 143.3607 | 2373.1492 | 143.3607
430 | 2538.8974 | 129.3503 | 2538.8974 | 129.3503
431 | 2759.4106 | 121.3605 | 2759.4106 | 121.3605
432 | 2808.0977 | 113.1585 | 2808.0977 | 113.1585
433 | 2713.7521 | 101.0529 | 2713.7521 | 101.0529
434 | 2676.4571 | 103.4788 | 2676.4571 | 103.4788
435 | 2692.2955 | 101.1986 | 2692.2955 | 101.1986
436 | 2710.2335 | 123.2082 | 2710.2335 | 123.2082
437 | 2720.7401 | 143.1243 | 2720.7401 | 143.1243
438 | 2690.2686 | 138.1088 | 2690.2686 | 138.1088
439 | 2600.962 | 125.9211 | 2600.962 | 125.9211
440 | 2529.2917 | 111.3119 | 2529.2917 | 111.3119
441 | 2531.3659 | 97.1173 | 2531.3659 | 97.1173
442 | 2553.0533 | 58.6146 | 2553.0533 | 58.6146
443 | 2443.7161 | 35.3275 | 2443.7161 | 35.3275
444 | 2293.5963 | 21.3944 | 2293.5963 | 21.3944
445 | 2164.8771 | 15.5391 | 2164.8771 | 15.5391
446 | 2083.5509 | 16.6805 | 2083.5509 | 16.6805
447 | 2025.2426 | 23.1647 | 2025.2426 | 23.1647
448 | 1966.4777 | 48.7419 | 1966.4777 | 48.7419
449 | 1933.1979 | 130.6071 | 1933.1979 | 130.6071
450 | 1965.3697 | 163.6346 | 1965.3697 | 163.6346
451 | 2058.6115 | 163.142 | 2058.6115 | 163.142
452 | 2247.4348 | 149.7012 | 2247.4348 | 149.7012
453 | 2442.1812 | 142.8521 | 2442.1812 | 142.8521
454 | 2604.0138 | 128.7092 | 2604.0138 | 128.7092
455 | 2829.5934 | 120.8412 | 2829.5934 | 120.8412
456 | 2848.1882 | 112.7505 | 2848.1882 | 112.7505
457 | 2756.0267 | 101.4238 | 2756.0267 | 101.4238
458 | 2704.3021 | 106.1968 | 2704.3021 | 106.1968
459 | 2730.7389 | 107.5989 | 2730.7389 | 107.5989
460 | 2725.5743 | 126.3872 | 2725.5743 | 126.3872
461 | 2758.5614 | 142.3402 | 2758.5614 | 142.3402
462 | 2728.2496 | 135.0994 | 2728.2496 | 135.0994
463 | 2639.8984 | 120.7553 | 2639.8984 | 120.7553
464 | 2539.3783 | 107.4018 | 2539.3783 | 107.4018
465 | 2539.172 | 93.435 | 2539.172 | 93.435
466 | 2556.1489 | 56.0609 | 2556.1489 | 56.0609
467 | 2455.6422 | 32.5777 | 2455.6422 | 32.5777
468 | 2341.8367 | 20.0115 | 2341.8367 | 20.0115
469 | 2205.209 | 15.5656 | 2205.209 | 15.5656
470 | 2126.3079 | 18.5719 | 2126.3079 | 18.5719
471 | 2068.9101 | 27.0801 | 2068.9101 | 27.0801
472 | 2019.1823 | 52.3976 | 2019.1823 | 52.3976
473 | 1995.1018 | 134.6549 | 1995.1018 | 134.6549
474 | 2042.655 | 167.8202 | 2042.655 | 167.8202
475 | 2165.3575 | 166.6653 | 2165.3575 | 166.6653
476 | 2422.1657 | 152.4298 | 2422.1657 | 152.4298
477 | 2652.643 | 145.2946 | 2652.643 | 145.2946
478 | 2813.3251 | 131.4908 | 2813.3251 | 131.4908
479 | 3048.1653 | 124.2427 | 3048.1653 | 124.2427
480 | 3072.7237 | 116.454 | 3072.7237 | 116.454
481 | 2907.5485 | 103.9881 | 2907.5485 | 103.9881
482 | 2901.3226 | 105.5027 | 2901.3226 | 105.5027
483 | 2937.3603 | 106.0147 | 2937.3603 | 106.0147
484 | 2901.3166 | 125.6242 | 2901.3166 | 125.6242
485 | 2915.4288 | 141.0368 | 2915.4288 | 141.0368
486 | 2885.4413 | 132.9801 | 2885.4413 | 132.9801
487 | 2730.4165 | 117.6294 | 2730.4165 | 117.6294
488 | 2623.8325 | 103.0201 | 2623.8325 | 103.0201
489 | 2607.8252 | 88.6454 | 2607.8252 | 88.6454
490 | 2626.9141 | 51.0117 | 2626.9141 | 51.0117
491 | 2506.9859 | 27.2106 | 2506.9859 | 27.2106
492 | 2339.2949 | 15.6458 | 2339.2949 | 15.6458
493 | 2205.068 | 8.0421 | 2205.068 | 8.0421
494 | 2129.6565 | 12.7545 | 2129.6565 | 12.7545
495 | 2080.4472 | 21.9673 | 2080.4472 | 21.9673
496 | 2018.696 | 49.6796 | 2018.696 | 49.6796
497 | 1998.7113 | 130.9621 | 1998.7113 | 130.9621
498 | 2039.7454 | 162.7974 | 2039.7454 | 162.7974
499 | 2149.7011 | 160.8213 | 2149.7011 | 160.8213
500 | 2391.531 | 145.7434 | 2391.531 | 145.7434
501 | 2611.0448 | 137.6863 | 2611.0448 | 137.6863
502 | 2797.2024 | 122.9818 | 2797.2024 | 122.9818
503 | 2994.438 | 114.5363 | 2994.438 | 114.5363
504 | 3041.5583 | 106.1277 | 3041.5583 | 106.1277
505 | 2888.0182 | 96.0249 | 2888.0182 | 96.0249
506 | 2857.6456 | 101.9529 | 2857.6456 | 101.9529
507 | 2866.0935 | 104.563 | 2866.0935 | 104.563
508 | 2856.4498 | 125.8839 | 2856.4498 | 125.8839
509 | 2847.6123 | 143.58 | 2847.6123 | 143.58
510 | 2822.0111 | 137.616 | 2822.0111 | 137.616
511 | 2697.2447 | 124.1833 | 2697.2447 | 124.1833
512 | 2612.7441 | 110.0244 | 2612.7441 | 110.0244
513 | 2611.7006 | 96.1901 | 2611.7006 | 96.1901
514 | 2611.5188 | 60.1511 | 2611.5188 | 60.1511
515 | 2501.6818 | 38.321 | 2501.6818 | 38.321
516 | 2334.6521 | 26.5337 | 2334.6521 | 26.5337
517 | 2203.5896 | 22.8666 | 2203.5896 | 22.8666
518 | 2133.2437 | 27.1922 | 2133.2437 | 27.1922
519 | 2074.3186 | 33.9307 | 2074.3186 | 33.9307
520 | 2029.3046 | 57.8124 | 2029.3046 | 57.8124
521 | 2014.8221 | 138.5703 | 2014.8221 | 138.5703
522 | 2057.9806 | 170.2256 | 2057.9806 | 170.2256
523 | 2178.1069 | 168.1064 | 2178.1069 | 168.1064
524 | 2413.5034 | 153.1132 | 2413.5034 | 153.1132
525 | 2626.7943 | 145.5542 | 2626.7943 | 145.5542
526 | 2807.918 | 130.9928 | 2807.918 | 130.9928
527 | 3012.0454 | 123.0665 | 3012.0454 | 123.0665
528 | 2990.7549 | 114.9969 | 2990.7549 | 114.9969
529 | 2847.7215 | 103.3789 | 2847.7215 | 103.3789
530 | 2796.4537 | 108.9413 | 2796.4537 | 108.9413
531 | 2852.5794 | 111.8269 | 2852.5794 | 111.8269
532 | 2850.3471 | 133.9372 | 2850.3471 | 133.9372
533 | 2851.8548 | 151.4691 | 2851.8548 | 151.4691
534 | 2768.0541 | 143.8468 | 2768.0541 | 143.8468
535 | 2662.9359 | 128.0457 | 2662.9359 | 128.0457
536 | 2587.0567 | 112.9755 | 2587.0567 | 112.9755
537 | 2584.6205 | 97.9862 | 2584.6205 | 97.9862
538 | 2591.6106 | 61.8307 | 2591.6106 | 61.8307
539 | 2486.5348 | 39.9952 | 2486.5348 | 39.9952
540 | 2330.1418 | 28.0278 | 2330.1418 | 28.0278
541 | 2193.7925 | 25.2402 | 2193.7925 | 25.2402
542 | 2113.6382 | 30.991 | 2113.6382 | 30.991
543 | 2067.2539 | 38.2859 | 2067.2539 | 38.2859
544 | 2010.9355 | 61.0815 | 2010.9355 | 61.0815
545 | 1975.8592 | 139.3545 | 1975.8592 | 139.3545
546 | 2011.6309 | 168.2546 | 2011.6309 | 168.2546
547 | 2115.9733 | 164.0427 | 2115.9733 | 164.0427
548 | 2336.0646 | 147.6454 | 2336.0646 | 147.6454
549 | 2531.422 | 138.64 | 2531.422 | 138.64
550 | 2738.2902 | 123.4375 | 2738.2902 | 123.4375
551 | 2914.1512 | 115.3364 | 2914.1512 | 115.3364
552 | 2939.5671 | 107.1979 | 2939.5671 | 107.1979
553 | 2812.4262 | 96.8567 | 2812.4262 | 96.8567
554 | 2781.7847 | 103.4523 | 2781.7847 | 103.4523
555 | 2804.5575 | 107.1115 | 2804.5575 | 107.1115
556 | 2791.4374 | 130.5304 | 2791.4374 | 130.5304
557 | 2803.8299 | 150.5472 | 2803.8299 | 150.5472
558 | 2736.4695 | 145.5581 | 2736.4695 | 145.5581
559 | 2657.7661 | 131.7333 | 2657.7661 | 131.7333
560 | 2550.2992 | 117.0499 | 2550.2992 | 117.0499
561 | 2548.2115 | 102.14 | 2548.2115 | 102.14
562 | 2568.0983 | 65.0308 | 2568.0983 | 65.0308
563 | 2483.7331 | 42.1251 | 2483.7331 | 42.1251
564 | 2336.1619 | 28.8437 | 2336.1619 | 28.8437
565 | 2208.3179 | 22.8984 | 2208.3179 | 22.8984
566 | 2137.1037 | 25.1577 | 2137.1037 | 25.1577
567 | 2081.6698 | 30.5398 | 2081.6698 | 30.5398
568 | 2011.9194 | 53.5103 | 2011.9194 | 53.5103
569 | 1990.5576 | 133.2827 | 1990.5576 | 133.2827
570 | 2012.1114 | 164.0213 | 2012.1114 | 164.0213
571 | 2090.1126 | 161.7432 | 2090.1126 | 161.7432
572 | 2277.7077 | 146.7394 | 2277.7077 | 146.7394
573 | 2437.0475 | 138.8148 | 2437.0475 | 138.8148
574 | 2594.1221 | 124.513 | 2594.1221 | 124.513
575 | 2802.9012 | 116.555 | 2802.9012 | 116.555
576 | 2841.5003 | 108.1993 | 2841.5003 | 108.1993
577 | 2732.4651 | 97.572 | 2732.4651 | 97.572
578 | 2689.4599 | 102.8695 | 2689.4599 | 102.8695
579 | 2714.0432 | 105.1564 | 2714.0432 | 105.1564
580 | 2730.3148 | 127.3091 | 2730.3148 | 127.3091
581 | 2727.7772 | 145.1112 | 2727.7772 | 145.1112
582 | 2657.5521 | 136.3445 | 2657.5521 | 136.3445
583 | 2546.585 | 123.1872 | 2546.585 | 123.1872
584 | 2472.4515 | 112.7636 | 2472.4515 | 112.7636
585 | 2506.815 | 99.6975 | 2506.815 | 99.6975
586 | 2548.0841 | 63.2559 | 2548.0841 | 63.2559
587 | 2434.7577 | 40.7794 | 2434.7577 | 40.7794
588 | 2290.4805 | 28.2874 | 2290.4805 | 28.2874
589 | 2171.5494 | 23.1156 | 2171.5494 | 23.1156
590 | 2106.9072 | 26.0584 | 2106.9072 | 26.0584
591 | 2051.832 | 31.8114 | 2051.832 | 31.8114
592 | 1978.5855 | 57.0972 | 1978.5855 | 57.0972
593 | 1956.2295 | 138.4008 | 1956.2295 | 138.4008
594 | 1983.8592 | 169.3885 | 1983.8592 | 169.3885
595 | 2074.3833 | 166.856 | 2074.3833 | 166.856
596 | 2227.9557 | 152.0483 | 2227.9557 | 152.0483
597 | 2379.9725 | 144.2985 | 2379.9725 | 144.2985
598 | 2557.334 | 129.2232 | 2557.334 | 129.2232
599 | 2754.7371 | 120.5869 | 2754.7371 | 120.5869
600 | 2762.5209 | 111.5796 | 2762.5209 | 111.5796
601 | 2676.2797 | 99.0343 | 2676.2797 | 99.0343
602 | 2627.2855 | 103.4046 | 2627.2855 | 103.4046
603 | 2660.8006 | 105.6015 | 2660.8006 | 105.6015
604 | 2680.2745 | 127.3515 | 2680.2745 | 127.3515
605 | 2690.5135 | 145.1959 | 2690.5135 | 145.1959
606 | 2629.3671 | 138.4373 | 2629.3671 | 138.4373
607 | 2536.9418 | 123.8071 | 2536.9418 | 123.8071
608 | 2478.3785 | 109.8178 | 2478.3785 | 109.8178
609 | 2491.4724 | 96.3066 | 2491.4724 | 96.3066
610 | 2514.1378 | 60.9141 | 2514.1378 | 60.9141
611 | 2424.422 | 38.9833 | 2424.422 | 38.9833
612 | 2285.1329 | 27.6198 | 2285.1329 | 27.6198
613 | 2149.3242 | 24.3978 | 2149.3242 | 24.3978
614 | 2076.4945 | 28.6969 | 2076.4945 | 28.6969
615 | 2028.6989 | 34.5824 | 2028.6989 | 34.5824
616 | 1969.9853 | 57.4151 | 1969.9853 | 57.4151
617 | 1940.7421 | 137.7332 | 1940.7421 | 137.7332
618 | 1975.5173 | 169.0176 | 1975.5173 | 169.0176
619 | 2075.9483 | 166.5858 | 2075.9483 | 166.5858
620 | 2267.6231 | 151.9847 | 2267.6231 | 151.9847
621 | 2449.7464 | 144.3727 | 2449.7464 | 144.3727
622 | 2614.7401 | 130.002 | 2614.7401 | 130.002
623 | 2809.6917 | 121.2174 | 2809.6917 | 121.2174
624 | 2831.7903 | 112.4697 | 2831.7903 | 112.4697
625 | 2703.3656 | 101.3814 | 2703.3656 | 101.3814
626 | 2678.356 | 106.6789 | 2678.356 | 106.6789
627 | 2696.9906 | 108.7168 | 2696.9906 | 108.7168
628 | 2700.3454 | 130.4986 | 2700.3454 | 130.4986
629 | 2737.6223 | 149.4557 | 2737.6223 | 149.4557
630 | 2689.2841 | 144.0905 | 2689.2841 | 144.0905
631 | 2572.6409 | 130.4723 | 2572.6409 | 130.4723
632 | 2518.8894 | 116.2022 | 2518.8894 | 116.2022
633 | 2533.0902 | 101.9069 | 2533.0902 | 101.9069
634 | 2570.2123 | 64.2096 | 2570.2123 | 64.2096
635 | 2453.3951 | 40.6734 | 2453.3951 | 40.6734
636 | 2274.5034 | 28.3669 | 2274.5034 | 28.3669
637 | 2151.0812 | 22.5752 | 2151.0812 | 22.5752
638 | 2078.9126 | 25.3219 | 2078.9126 | 25.3219
639 | 2037.1527 | 32.7651 | 2037.1527 | 32.7651
640 | 1984.3856 | 59.8629 | 1984.3856 | 59.8629
641 | 1960.7387 | 141.8288 | 1960.7387 | 141.8288
642 | 1995.8602 | 173.8973 | 1995.8602 | 173.8973
643 | 2120.4267 | 172.0324 | 2120.4267 | 172.0324
644 | 2364.6205 | 157.32 | 2364.6205 | 157.32
645 | 2610.3488 | 149.0298 | 2610.3488 | 149.0298
646 | 2789.2614 | 133.9863 | 2789.2614 | 133.9863
647 | 3034.1991 | 125.6944 | 3034.1991 | 125.6944
648 | 3036.2577 | 116.899 | 3036.2577 | 116.899
649 | 2911.3263 | 105.0372 | 2911.3263 | 105.0372
650 | 2866.0474 | 109.3916 | 2866.0474 | 109.3916
651 | 2878.2946 | 110.8944 | 2878.2946 | 110.8944
652 | 2880.3437 | 133.4339 | 2880.3437 | 133.4339
653 | 2876.2612 | 151.9141 | 2876.2612 | 151.9141
654 | 2815.1365 | 145.1713 | 2815.1365 | 145.1713
655 | 2690.6361 | 129.7517 | 2690.6361 | 129.7517
656 | 2631.7486 | 113.8074 | 2631.7486 | 113.8074
657 | 2645.7797 | 98.1239 | 2645.7797 | 98.1239
658 | 2629.0561 | 60.1829 | 2629.0561 | 60.1829
659 | 2480.3337 | 36.7898 | 2480.3337 | 36.7898
660 | 2233.9851 | 23.5455 | 2233.9851 | 23.5455
661 | 2104.1942 | 18.7234 | 2104.1942 | 18.7234
662 | 2024.0085 | 21.078 | 2024.0085 | 21.078
663 | 1986.4253 | 29.2365 | 1986.4253 | 29.2365
664 | 1945.5709 | 55.1262 | 1945.5709 | 55.1262
665 | 1906.2497 | 136.1755 | 1906.2497 | 136.1755
666 | 1942.6568 | 167.2427 | 1942.6568 | 167.2427
667 | 2060.6568 | 165.1447 | 2060.6568 | 165.1447
668 | 2287.6802 | 150.8138 | 2287.6802 | 150.8138
669 | 2522.2799 | 143.97 | 2522.2799 | 143.97
670 | 2701.2481 | 130.1556 | 2701.2481 | 130.1556
671 | 2898.9937 | 121.7525 | 2898.9937 | 121.7525
672 | 2904.8151 | 112.92 | 2904.8151 | 112.92
673 | 2766.9996 | 103.2517 | 2766.9996 | 103.2517
674 | 2747.9518 | 108.6869 | 2747.9518 | 108.6869
675 | 2758.6043 | 110.2109 | 2758.6043 | 110.2109
676 | 2761.0826 | 131.3622 | 2761.0826 | 131.3622
677 | 2761.3513 | 149.0531 | 2761.3513 | 149.0531
678 | 2704.8944 | 143.2057 | 2704.8944 | 143.2057
679 | 2584.6213 | 130.6577 | 2584.6213 | 130.6577
680 | 2499.4591 | 115.381 | 2499.4591 | 115.381
681 | 2527.2817 | 99.9836 | 2527.2817 | 99.9836
682 | 2535.0652 | 63.5314 | 2535.0652 | 63.5314
683 | 2413.3009 | 39.227 | 2413.3009 | 39.227
684 | 2246.5796 | 24.4515 | 2246.5796 | 24.4515
685 | 2120.6677 | 19.6453 | 2120.6677 | 19.6453
686 | 2038.7292 | 24.0132 | 2038.7292 | 24.0132
687 | 2002.9013 | 31.4829 | 2002.9013 | 31.4829
688 | 1937.1183 | 56.0534 | 1937.1183 | 56.0534
689 | 1900.325 | 136.6895 | 1900.325 | 136.6895
690 | 1960.161 | 168.0056 | 1960.161 | 168.0056
691 | 2075.7718 | 165.7381 | 2075.7718 | 165.7381
692 | 2291.5866 | 151.2112 | 2291.5866 | 151.2112
693 | 2501.3124 | 143.7846 | 2501.3124 | 143.7846
694 | 2644.6848 | 129.5569 | 2644.6848 | 129.5569
695 | 2837.5623 | 121.6466 | 2837.5623 | 121.6466
696 | 2851.162 | 113.2803 | 2851.162 | 113.2803
697 | 2719.9745 | 102.8119 | 2719.9745 | 102.8119
698 | 2689.1887 | 108.4538 | 2689.1887 | 108.4538
699 | 2708.433 | 108.7857 | 2708.433 | 108.7857
700 | 2694.0845 | 126.8587 | 2694.0845 | 126.8587
701 | 2693.5799 | 145.3337 | 2693.5799 | 145.3337
702 | 2659.1269 | 140.4029 | 2659.1269 | 140.4029
703 | 2530.3856 | 127.2828 | 2530.3856 | 127.2828
704 | 2439.9195 | 113.7491 | 2439.9195 | 113.7491
705 | 2473.5684 | 100.3757 | 2473.5684 | 100.3757
706 | 2492.4392 | 62.1804 | 2492.4392 | 62.1804
707 | 2376.1257 | 39.2111 | 2376.1257 | 39.2111
708 | 2276.254 | 63.7635 | 2276.254 | 63.7635
709 | 2145.761 | 64.9955 | 2145.761 | 64.9955
710 | 2070.658 | 69.9028 | 2070.658 | 69.9028
711 | 2018.875 | 85.2322 | 2018.875 | 85.2322
712 | 1975.537 | 120.9842 | 1975.537 | 120.9842
713 | 1938.5422 | 200.5813 | 1938.5422 | 200.5813
714 | 1991.7426 | 235.5929 | 1991.7426 | 235.5929
715 | 2100.7915 | 236.7511 | 2100.7915 | 236.7511
716 | 2311.2654 | 223.4437 | 2311.2654 | 223.4437
717 | 2501.8758 | 214.9948 | 2501.8758 | 214.9948
718 | 2681.2665 | 206.0784 | 2681.2665 | 206.0784
719 | 2855.9914 | 199.8845 | 2855.9914 | 199.8845
720 | 2904.6798 | 196.2094 | 2904.6798 | 196.2094
721 | 2775.018 | 192.9509 | 2775.018 | 192.9509
722 | 2762.709 | 186.979 | 2762.709 | 186.979
723 | 2766.8308 | 174.8311 | 2766.8308 | 174.8311
724 | 2767.1866 | 180.3081 | 2767.1866 | 180.3081
725 | 2810.6466 | 188.9286 | 2810.6466 | 188.9286
726 | 2777.9646 | 175.6296 | 2777.9646 | 175.6296
727 | 2613.2468 | 154.5967 | 2613.2468 | 154.5967
728 | 2510.3845 | 137.032 | 2510.3845 | 137.032
729 | 2553.87 | 117.6345 | 2553.87 | 117.6345
730 | 2557.8158 | 80.4761 | 2557.8158 | 80.4761
731 | 2430.2279 | 58.2113 | 2430.2279 | 58.2113
732 | 2278.6221 | 47.9969 | 2278.6221 | 47.9969
733 | 2138.637 | 49.9504 | 2138.637 | 49.9504
734 | 2064.9934 | 59.7383 | 2064.9934 | 59.7383
735 | 2044.6647 | 76.2561 | 2044.6647 | 76.2561
736 | 1984.6064 | 113.4934 | 1984.6064 | 113.4934
737 | 1953.6615 | 194.0454 | 1953.6615 | 194.0454
738 | 1975.3486 | 227.7839 | 1975.3486 | 227.7839
739 | 2058.2547 | 226.6291 | 2058.2547 | 226.6291
740 | 2232.5181 | 211.7089 | 2232.5181 | 211.7089
741 | 2440.3105 | 203.3449 | 2440.3105 | 203.3449
742 | 2635.1597 | 193.41 | 2635.1597 | 193.41
743 | 2807.1413 | 185.7943 | 2807.1413 | 185.7943
744 | 2873.5489 | 176.6868 | 2873.5489 | 176.6868
745 | 2737.9369 | 166.9775 | 2737.9369 | 166.9775
746 | 2706.5021 | 164.3584 | 2706.5021 | 164.3584
747 | 2695.8972 | 159.4677 | 2695.8972 | 159.4677
748 | 2703.9578 | 167.3426 | 2703.9578 | 167.3426
749 | 2743.7808 | 177.3849 | 2743.7808 | 177.3849
750 | 2678.704 | 166.7596 | 2678.704 | 166.7596
751 | 2568.2931 | 150.4163 | 2568.2931 | 150.4163
752 | 2523.5181 | 140.0453 | 2523.5181 | 140.0453
753 | 2552.0185 | 127.8202 | 2552.0185 | 127.8202
754 | 2534.5046 | 94.1206 | 2534.5046 | 94.1206
755 | 2413.4821 | 71.1343 | 2413.4821 | 71.1343
756 | 2265.5283 | 60.0075 | 2265.5283 | 60.0075
757 | 2139.4905 | 62.7037 | 2139.4905 | 62.7037
758 | 2056.7974 | 73.8073 | 2056.7974 | 73.8073
759 | 2032.2409 | 89.3702 | 2032.2409 | 89.3702
760 | 1995.791 | 123.1062 | 1995.791 | 123.1062
761 | 1945.023 | 203.446 | 1945.023 | 203.446
762 | 1968.2335 | 238.3303 | 1968.2335 | 238.3303
763 | 2060.1834 | 237.3877 | 2060.1834 | 237.3877
764 | 2226.0065 | 221.0458 | 2226.0065 | 221.0458
765 | 2388.5029 | 210.6022 | 2388.5029 | 210.6022
766 | 2546.6836 | 199.2031 | 2546.6836 | 199.2031
767 | 2735.7252 | 190.4203 | 2735.7252 | 190.4203
768 | 2775.4553 | 183.0104 | 2775.4553 | 183.0104
769 | 2693.4913 | 173.7891 | 2693.4913 | 173.7891
770 | 2645.6437 | 171.2337 | 2645.6437 | 171.2337
771 | 2642.3644 | 172.8577 | 2642.3644 | 172.8577
772 | 2654.9451 | 189.6874 | 2654.9451 | 189.6874
773 | 2706.3596 | 203.0612 | 2706.3596 | 203.0612
774 | 2675.1677 | 188.9983 | 2675.1677 | 188.9983
775 | 2577.8354 | 163.4031 | 2577.8354 | 163.4031
776 | 2537.1401 | 143.3769 | 2537.1401 | 143.3769
777 | 2595.5198 | 122.0271 | 2595.5198 | 122.0271
778 | 2562.4727 | 81.7068 | 2562.4727 | 81.7068
779 | 2425.9025 | 57.0866 | 2425.9025 | 57.0866
780 | 2268.681 | 47.9757 | 2268.681 | 47.9757
781 | 2147.7903 | 53.9186 | 2147.7903 | 53.9186
782 | 2076.2783 | 67.1866 | 2076.2783 | 67.1866
783 | 2046.2942 | 85.7627 | 2046.2942 | 85.7627
784 | 1996.2229 | 124.3369 | 1996.2229 | 124.3369
785 | 1959.5598 | 204.5494 | 1959.5598 | 204.5494
786 | 1978.8859 | 240.4311 | 1978.8859 | 240.4311
787 | 2070.4791 | 245.8545 | 2070.4791 | 245.8545
788 | 2270.6785 | 232.632 | 2270.6785 | 232.632
789 | 2458.1911 | 221.4457 | 2458.1911 | 221.4457
790 | 2609.5516 | 209.1341 | 2609.5516 | 209.1341
791 | 2807.384 | 199.354 | 2807.384 | 199.354
792 | 2869.6859 | 188.655 | 2869.6859 | 188.655
793 | 2730.6914 | 175.2746 | 2730.6914 | 175.2746
794 | 2713.7856 | 166.6501 | 2713.7856 | 166.6501
795 | 2718.0933 | 159.4041 | 2718.0933 | 159.4041
796 | 2725.3305 | 163.9898 | 2725.3305 | 163.9898
797 | 2773.8268 | 167.7934 | 2773.8268 | 167.7934
798 | 2721.1745 | 150.5686 | 2721.1745 | 150.5686
799 | 2593.6549 | 127.0105 | 2593.6549 | 127.0105
800 | 2539.5385 | 108.0029 | 2539.5385 | 108.0029
801 | 2589.4924 | 87.8203 | 2589.4924 | 87.8203
802 | 2554.8277 | 51.7228 | 2554.8277 | 51.7228
803 | 2426.608 | 31.9832 | 2426.608 | 31.9832
804 | 2251.4447 | 25.3338 | 2251.4447 | 25.3338
805 | 2139.7215 | 32.3589 | 2139.7215 | 32.3589
806 | 2066.0442 | 47.4943 | 2066.0442 | 47.4943
807 | 2036.6156 | 68.2349 | 2036.6156 | 68.2349
808 | 2000.7079 | 110.8621 | 2000.7079 | 110.8621
809 | 1973.3453 | 193.6635 | 1973.3453 | 193.6635
810 | 1994.6113 | 228.9934 | 1994.6113 | 228.9934
811 | 2122.2681 | 228.9421 | 2122.2681 | 228.9421
812 | 2372.1062 | 213.3853 | 2372.1062 | 213.3853
813 | 2579.8302 | 202.7295 | 2579.8302 | 202.7295
814 | 2771.4558 | 191.3729 | 2771.4558 | 191.3729
815 | 2986.9768 | 183.9906 | 2986.9768 | 183.9906
816 | 3014.5911 | 176.1988 | 3014.5911 | 176.1988
817 | 2838.3398 | 167.7838 | 2838.3398 | 167.7838
818 | 2804.9488 | 163.4459 | 2804.9488 | 163.4459
819 | 2839.8124 | 159.786 | 2839.8124 | 159.786
820 | 2841.9356 | 168.446 | 2841.9356 | 168.446
821 | 2852.9539 | 173.7987 | 2852.9539 | 173.7987
822 | 2820.0347 | 155.0249 | 2820.0347 | 155.0249
823 | 2626.1463 | 130.0238 | 2626.1463 | 130.0238
824 | 2570.0605 | 109.0002 | 2570.0605 | 109.0002
825 | 2640.8881 | 88.181 | 2640.8881 | 88.181
826 | 2595.8744 | 52.4231 | 2595.8744 | 52.4231
827 | 2453.0975 | 33.0654 | 2453.0975 | 33.0654
828 | 2255.8648 | 27.7105 | 2255.8648 | 27.7105
829 | 2137.1818 | 34.2263 | 2137.1818 | 34.2263
830 | 2073.7436 | 49.0222 | 2073.7436 | 49.0222
831 | 2044.9265 | 69.1686 | 2044.9265 | 69.1686
832 | 2011.172 | 110.9046 | 2011.172 | 110.9046
833 | 1974.3425 | 194.8943 | 1974.3425 | 194.8943
834 | 2005.0268 | 230.5213 | 2005.0268 | 230.5213
835 | 2128.5016 | 230.958 | 2128.5016 | 230.958
836 | 2383.2235 | 216.2713 | 2383.2235 | 216.2713
837 | 2611.1377 | 206.1672 | 2611.1377 | 206.1672
838 | 2794.6058 | 193.6222 | 2794.6058 | 193.6222
839 | 2963.3831 | 185.1365 | 2963.3831 | 185.1365
840 | 2978.0098 | 176.6444 | 2978.0098 | 176.6444
841 | 2827.6457 | 168.76 | 2827.6457 | 168.76
842 | 2796.5197 | 168.2841 | 2796.5197 | 168.2841
843 | 2808.3161 | 167.786 | 2808.3161 | 167.786
844 | 2796.0496 | 179.6715 | 2796.0496 | 179.6715
845 | 2807.6759 | 186.4459 | 2807.6759 | 186.4459
846 | 2769.1452 | 169.6031 | 2769.1452 | 169.6031
847 | 2644.9958 | 141.7373 | 2644.9958 | 141.7373
848 | 2551.1825 | 119.292 | 2551.1825 | 119.292
849 | 2625.6195 | 94.3136 | 2625.6195 | 94.3136
850 | 2601.721 | 53.7387 | 2601.721 | 53.7387
851 | 2449.5893 | 29.7551 | 2449.5893 | 29.7551
852 | 2269.0997 | 20.3683 | 2269.0997 | 20.3683
853 | 2143.3935 | 25.7595 | 2143.3935 | 25.7595
854 | 2067.4091 | 41.0858 | 2067.4091 | 41.0858
855 | 2039.85 | 64.4365 | 2039.85 | 64.4365
856 | 2002.7516 | 112.5173 | 2002.7516 | 112.5173
857 | 1974.9442 | 198.5653 | 1974.9442 | 198.5653
858 | 2005.4341 | 236.9722 | 2005.4341 | 236.9722
859 | 2121.1824 | 240.698 | 2121.1824 | 240.698
860 | 2380.0506 | 229.7036 | 2380.0506 | 229.7036
861 | 2536.5952 | 222.0399 | 2536.5952 | 222.0399
862 | 2722.4909 | 210.6832 | 2722.4909 | 210.6832
863 | 2875.766 | 202.0277 | 2875.766 | 202.0277
864 | 2910.867 | 192.899 | 2910.867 | 192.899
865 | 2806.6055 | 181.2162 | 2806.6055 | 181.2162
866 | 2740.0863 | 170.8305 | 2740.0863 | 170.8305
867 | 2754.6733 | 164.7091 | 2754.6733 | 164.7091
868 | 2760.8729 | 169.9314 | 2760.8729 | 169.9314
869 | 2761.7887 | 172.4194 | 2761.7887 | 172.4194
870 | 2734.4134 | 151.5023 | 2734.4134 | 151.5023
871 | 2595.1414 | 122.1723 | 2595.1414 | 122.1723
872 | 2537.5628 | 99.5573 | 2537.5628 | 99.5573
873 | 2586.2258 | 84.2977 | 2586.2258 | 84.2977
874 | 2573.7396 | 48.8793 | 2573.7396 | 48.8793
875 | 2423.2295 | 25.3837 | 2423.2295 | 25.3837
876 | 2251.3889 | 11.4346 | 2251.3889 | 11.4346
877 | 2130.5684 | 7.1919 | 2130.5684 | 7.1919
878 | 2056.9596 | 22.4546 | 2056.9596 | 22.4546
879 | 2022.8242 | 47.0572 | 2022.8242 | 47.0572
880 | 1987.1449 | 94.3317 | 1987.1449 | 94.3317
881 | 1933.6655 | 182.0561 | 1933.6655 | 182.0561
882 | 1964.7132 | 219.7415 | 1964.7132 | 219.7415
883 | 2083.1778 | 221.2179 | 2083.1778 | 221.2179
884 | 2307.0021 | 208.7169 | 2307.0021 | 208.7169
885 | 2499.2381 | 200.268 | 2499.2381 | 200.268
886 | 2683.2106 | 188.5082 | 2683.2106 | 188.5082
887 | 2854.2333 | 179.5556 | 2854.2333 | 179.5556
888 | 2909.1839 | 169.4508 | 2909.1839 | 169.4508
889 | 2747.2798 | 159.9961 | 2747.2798 | 159.9961
890 | 2733.6049 | 155.361 | 2733.6049 | 155.361
891 | 2720.4862 | 149.2821 | 2720.4862 | 149.2821
892 | 2744.566 | 160.2126 | 2744.566 | 160.2126
893 | 2755.89 | 169.3212 | 2755.89 | 169.3212
894 | 2724.7923 | 154.7278 | 2724.7923 | 154.7278
895 | 2599.2619 | 132.7187 | 2599.2619 | 132.7187
896 | 2544.8039 | 114.857 | 2544.8039 | 114.857
897 | 2609.4722 | 95.0563 | 2609.4722 | 95.0563
898 | 2561.7594 | 58.8103 | 2561.7594 | 58.8103
899 | 2418.3803 | 37.2458 | 2418.3803 | 37.2458
900 | 2255.8337 | 28.2834 | 2255.8337 | 28.2834
901 | 2142.2833 | 32.2316 | 2142.2833 | 32.2316
902 | 2069.9577 | 44.375 | 2069.9577 | 44.375
903 | 2040.9007 | 61.4445 | 2040.9007 | 61.4445
904 | 1997.3333 | 100.9099 | 1997.3333 | 100.9099
905 | 1949.473 | 181.0799 | 1949.473 | 181.0799
906 | 1979.0811 | 214.012 | 1979.0811 | 214.012
907 | 2073.7326 | 213.2179 | 2073.7326 | 213.2179
908 | 2256.5203 | 198.5949 | 2256.5203 | 198.5949
909 | 2408.2526 | 189.3396 | 2408.2526 | 189.3396
910 | 2592.1994 | 177.0281 | 2592.1994 | 177.0281
911 | 2743.7455 | 167.6935 | 2743.7455 | 167.6935
912 | 2794.249 | 158.3102 | 2794.249 | 158.3102
913 | 2702.0175 | 150.1075 | 2702.0175 | 150.1075
914 | 2680.367 | 153.8968 | 2680.367 | 153.8968
915 | 2684.6751 | 158.4704 | 2684.6751 | 158.4704
916 | 2716.4748 | 176.7219 | 2716.4748 | 176.7219
917 | 2713.993 | 194.7854 | 2713.993 | 194.7854
918 | 2684.8177 | 188.4041 | 2684.8177 | 188.4041
919 | 2582.2554 | 170.8513 | 2582.2554 | 170.8513
920 | 2516.3337 | 155.2813 | 2516.3337 | 155.2813
921 | 2576.8409 | 136.5629 | 2576.8409 | 136.5629
922 | 2553.0674 | 97.5371 | 2553.0674 | 97.5371
923 | 2413.4224 | 73.2776 | 2413.4224 | 73.2776
924 | 2247.64 | 62.4903 | 2247.64 | 62.4903
925 | 2143.3011 | 64.3377 | 2143.3011 | 64.3377
926 | 2057.6355 | 73.0858 | 2057.6355 | 73.0858
927 | 2026.4485 | 87.0996 | 2026.4485 | 87.0996
928 | 1999.305 | 124.2733 | 1999.305 | 124.2733
929 | 1945.0185 | 203.5096 | 1945.0185 | 203.5096
930 | 1954.124 | 237.9059 | 1954.124 | 237.9059
931 | 2052.7225 | 238.3214 | 2052.7225 | 238.3214
932 | 2200.371 | 224.7593 | 2200.371 | 224.7593
933 | 2384.6448 | 215.9072 | 2384.6448 | 215.9072
934 | 2544.2968 | 204.8264 | 2544.2968 | 204.8264
935 | 2711.7587 | 194.4734 | 2711.7587 | 194.4734
936 | 2759.2174 | 182.586 | 2759.2174 | 182.586
937 | 2673.7663 | 171.4337 | 2673.7663 | 171.4337
938 | 2658.4688 | 166.7775 | 2658.4688 | 166.7775
939 | 2645.7981 | 165.2608 | 2645.7981 | 165.2608
940 | 2675.0066 | 178.0163 | 2675.0066 | 178.0163
941 | 2705.7174 | 190.5413 | 2705.7174 | 190.5413
942 | 2674.8663 | 175.6296 | 2674.8663 | 175.6296
943 | 2565.2763 | 151.35 | 2565.2763 | 151.35
944 | 2540.1131 | 134.9949 | 2540.1131 | 134.9949
945 | 2604.0324 | 118.8441 | 2604.0324 | 118.8441
946 | 2558.4759 | 83.0862 | 2558.4759 | 83.0862
947 | 2405.2146 | 58.9964 | 2405.2146 | 58.9964
948 | 2249.4521 | 48.676 | 2249.4521 | 48.676
949 | 2132.9687 | 53.9398 | 2132.9687 | 53.9398
950 | 2076.8742 | 66.7622 | 2076.8742 | 66.7622
951 | 2042.4821 | 80.5426 | 2042.4821 | 80.5426
952 | 2015.2018 | 111.0744 | 2015.2018 | 111.0744
953 | 1982.2169 | 188.507 | 1982.2169 | 188.507
954 | 1990.9489 | 221.7361 | 1990.9489 | 221.7361
955 | 2091.576 | 220.6874 | 2091.576 | 220.6874
956 | 2276.5314 | 205.1519 | 2276.5314 | 205.1519
957 | 2479.8405 | 196.1301 | 2479.8405 | 196.1301
958 | 2644.9944 | 184.2854 | 2644.9944 | 184.2854
959 | 2823.3358 | 173.7201 | 2823.3358 | 173.7201
960 | 2852.5768 | 162.2147 | 2852.5768 | 162.2147
961 | 2752.0442 | 152.378 | 2752.0442 | 152.378
962 | 2731.2831 | 153.4724 | 2731.2831 | 153.4724
963 | 2742.9115 | 154.2052 | 2742.9115 | 154.2052
964 | 2778.1858 | 165.7299 | 2778.1858 | 165.7299
965 | 2808.4256 | 175.7934 | 2808.4256 | 175.7934
966 | 2754.0087 | 159.9691 | 2754.0087 | 159.9691
967 | 2626.7061 | 135.4561 | 2626.7061 | 135.4561
968 | 2582.1935 | 122.5599 | 2582.1935 | 122.5599
969 | 2625.4822 | 112.0961 | 2625.4822 | 112.0961
970 | 2595.752 | 80.2639 | 2595.752 | 80.2639
971 | 2439.6396 | 58.381 | 2439.6396 | 58.381
972 | 2261.0873 | 46.4479 | 2261.0873 | 46.4479
973 | 2140.6781 | 47.2979 | 2140.6781 | 47.2979
974 | 2064.2086 | 55.3033 | 2064.2086 | 55.3033
975 | 2028.0725 | 67.8954 | 2028.0725 | 67.8954
976 | 2012.0986 | 102.8409 | 2012.0986 | 102.8409
977 | 1968.7283 | 180.0614 | 1968.7283 | 180.0614
978 | 1993.8387 | 212.4417 | 1993.8387 | 212.4417
979 | 2116.5591 | 211.5628 | 2116.5591 | 211.5628
980 | 2375.0299 | 196.9822 | 2375.0299 | 196.9822
981 | 2583.6264 | 187.1115 | 2583.6264 | 187.1115
982 | 2757.6644 | 175.2031 | 2757.6644 | 175.2031
983 | 2937.5864 | 166.7386 | 2937.5864 | 166.7386
984 | 2997.9515 | 158.2253 | 2997.9515 | 158.2253
985 | 2830.4164 | 152.1234 | 2830.4164 | 152.1234
986 | 2791.2503 | 150.2682 | 2791.2503 | 150.2682
987 | 2819.2724 | 149.1548 | 2819.2724 | 149.1548
988 | 2804.083 | 162.6529 | 2804.083 | 162.6529
989 | 2817.9076 | 174.6899 | 2817.9076 | 174.6899
990 | 2773.8836 | 163.0885 | 2773.8836 | 163.0885
991 | 2621.059 | 143.6471 | 2621.059 | 143.6471
992 | 2553.404 | 125.8066 | 2553.404 | 125.8066
993 | 2652.1292 | 105.7725 | 2652.1292 | 105.7725
994 | 2604.8585 | 67.6803 | 2604.8585 | 67.6803
995 | 2432.9642 | 43.824 | 2432.9642 | 43.824
996 | 2255.5601 | 31.1694 | 2255.5601 | 31.1694
997 | 2134.7536 | 29.9398 | 2134.7536 | 29.9398
998 | 2054.7416 | 36.2476 | 2054.7416 | 36.2476
999 | 2022.0144 | 52.5745 | 2022.0144 | 52.5745
1000 | 2010.1887 | 97.6208 | 2010.1887 | 97.6208
1001 | 1975.7711 | 180.0402 | 1975.7711 | 180.0402
1002 | 2005.5521 | 214.3515 | 2005.5521 | 214.3515
1003 | 2148.1318 | 213.7484 | 2148.1318 | 213.7484
1004 | 2393.8018 | 200.1864 | 2393.8018 | 200.1864
1005 | 2607.2194 | 192.4802 | 2607.2194 | 192.4802
1006 | 2748.8267 | 184.3066 | 2748.8267 | 184.3066
1007 | 2931.6385 | 179.5344 | 2931.6385 | 179.5344
1008 | 2982.7077 | 173.0582 | 2982.7077 | 173.0582
1009 | 2835.4763 | 164.9828 | 2835.4763 | 164.9828
1010 | 2822.3006 | 157.8226 | 2822.3006 | 157.8226
1011 | 2827.348 | 146.6508 | 2827.348 | 146.6508
1012 | 2862.4976 | 140.4779 | 2862.4976 | 140.4779
1013 | 2869.2242 | 135.9844 | 2869.2242 | 135.9844
1014 | 2831.2927 | 122.9824 | 2831.2927 | 122.9824
1015 | 2700.2312 | 110.5225 | 2700.2312 | 110.5225
1016 | 2656.2364 | 99.5573 | 2656.2364 | 99.5573
1017 | 2690.2407 | 84.2977 | 2690.2407 | 84.2977
1018 | 2606.3475 | 48.8793 | 2606.3475 | 48.8793
1019 | 2440.5818 | 25.3837 | 2440.5818 | 25.3837
1020 | 2274.6522 | 11.4346 | 2274.6522 | 11.4346
1021 | 2156.212 | 7.1919 | 2156.212 | 7.1919
1022 | 2080.8908 | 16.5554 | 2080.8908 | 16.5554
1023 | 2038.8003 | 42.792 | 2038.8003 | 42.792
1024 | 2028.2611 | 90.7242 | 2028.2611 | 90.7242
1025 | 2030.7114 | 176.9208 | 2030.7114 | 176.9208
1026 | 2040.727 | 215.9643 | 2040.727 | 215.9643
1027 | 2151.0956 | 218.7988 | 2151.0956 | 218.7988
1028 | 2387.3298 | 205.3217 | 2387.3298 | 205.3217
1029 | 2619.3449 | 195.1327 | 2619.3449 | 195.1327
1030 | 2835.1779 | 187.1288 | 2835.1779 | 187.1288
1031 | 3036.5284 | 178.24 | 3036.5284 | 178.24
1032 | 3042.6697 | 167.2863 | 3042.6697 | 167.2863
1033 | 2905.0822 | 156.5372 | 2905.0822 | 156.5372
1034 | 2880.5481 | 148.5494 | 2880.5481 | 148.5494
1035 | 2897.4962 | 141.7065 | 2897.4962 | 141.7065
1036 | 2881.7869 | 145.8254 | 2881.7869 | 145.8254
1037 | 2878.7747 | 150.9446 | 2878.7747 | 150.9446
1038 | 2823.7159 | 135.0355 | 2823.7159 | 135.0355
1039 | 2670.3557 | 111.7108 | 2670.3557 | 111.7108
1040 | 2609.1714 | 99.5573 | 2609.1714 | 99.5573
1041 | 2677.7299 | 84.2977 | 2677.7299 | 84.2977
1042 | 2603.4362 | 48.8793 | 2603.4362 | 48.8793
1043 | 2437.6517 | 25.3837 | 2437.6517 | 25.3837
1044 | 2280.9405 | 15.5514 | 2280.9405 | 15.5514
1045 | 2153.5953 | 23.6162 | 2153.5953 | 23.6162
1046 | 2086.998 | 38.4333 | 2086.998 | 38.4333
1047 | 2045.647 | 60.1925 | 2045.647 | 60.1925
1048 | 2028.4412 | 100.4643 | 2028.4412 | 100.4643
1049 | 1995.4439 | 180.3372 | 1995.4439 | 180.3372
1050 | 2009.9512 | 214.1606 | 2009.9512 | 214.1606
1051 | 2125.3595 | 214.1092 | 2125.3595 | 214.1092
1052 | 2337.4448 | 199.6771 | 2337.4448 | 199.6771
1053 | 2555.7129 | 189.9338 | 2555.7129 | 189.9338
1054 | 2731.5496 | 180.0838 | 2731.5496 | 180.0838
1055 | 2887.2938 | 172.6166 | 2887.2938 | 172.6166
1056 | 2931.2834 | 163.8062 | 2931.2834 | 163.8062
1057 | 2812.1856 | 152.6751 | 2812.1856 | 152.6751
1058 | 2764.3735 | 150.926 | 2764.3735 | 150.926
1059 | 2772.0253 | 148.2211 | 2772.0253 | 148.2211
1060 | 2791.0991 | 158.1755 | 2791.0991 | 158.1755
1061 | 2796.3105 | 168.5148 | 2796.3105 | 168.5148
1062 | 2770.5082 | 157.1469 | 2770.5082 | 157.1469
1063 | 2663.743 | 140.8885 | 2663.743 | 140.8885
1064 | 2614.5527 | 126.5281 | 2614.5527 | 126.5281
1065 | 2669.469 | 110.4621 | 2669.469 | 110.4621
1066 | 2636.9899 | 77.7811 | 2636.9899 | 77.7811
1067 | 2445.4695 | 60.0574 | 2445.4695 | 60.0574
1068 | 2299.5663 | 53.7476 | 2299.5663 | 53.7476
1069 | 2177.9212 | 58.1202 | 2177.9212 | 58.1202
1070 | 2096.0035 | 66.1468 | 2096.0035 | 66.1468
1071 | 2054.9789 | 76.9988 | 2054.9789 | 76.9988
1072 | 2035.8724 | 108.634 | 2035.8724 | 108.634
1073 | 1998.6526 | 186.3425 | 1998.6526 | 186.3425
1074 | 2005.5517 | 218.829 | 2005.5517 | 218.829
1075 | 2105.7071 | 217.0588 | 2105.7071 | 217.0588
1076 | 2293.9471 | 201.4384 | 2293.9471 | 201.4384
1077 | 2484.133 | 191.1009 | 2484.133 | 191.1009
1078 | 2654.2676 | 179.8716 | 2654.2676 | 179.8716
1079 | 2804.9259 | 170.6644 | 2804.9259 | 170.6644
1080 | 2846.7196 | 162.0025 | 2846.7196 | 162.0025
1081 | 2752.943 | 152.2295 | 2752.943 | 152.2295
1082 | 2728.653 | 151.7536 | 2728.653 | 151.7536
1083 | 2711.4353 | 152.9956 | 2711.4353 | 152.9956
1084 | 2749.7427 | 164.9023 | 2749.7427 | 164.9023
1085 | 2778.6397 | 173.6926 | 2778.6397 | 173.6926
1086 | 2723.085 | 159.3962 | 2723.085 | 159.3962
1087 | 2644.4274 | 136.8142 | 2644.4274 | 136.8142
1088 | 2624.7387 | 120.5015 | 2624.7387 | 120.5015
1089 | 2673.5144 | 103.7354 | 2673.5144 | 103.7354
1090 | 2577.5896 | 68.0623 | 2577.5896 | 68.0623
1091 | 2409.1738 | 45.7338 | 2409.1738 | 45.7338
1092 | 2259.9269 | 36.3259 | 2259.9269 | 36.3259
1093 | 2138.8071 | 38.6189 | 2138.8071 | 38.6189
1094 | 2074.8829 | 48.7463 | 2074.8829 | 48.7463
1095 | 2042.2375 | 65.5612 | 2042.2375 | 65.5612
1096 | 2035.9559 | 101.9285 | 2035.9559 | 101.9285
1097 | 2016.9855 | 180.6768 | 2016.9855 | 180.6768
1098 | 2012.8102 | 213.9271 | 2012.8102 | 213.9271
1099 | 2114.5061 | 213.1118 | 2114.5061 | 213.1118
1100 | 2313.9038 | 197.3005 | 2313.9038 | 197.3005
1101 | 2483.8532 | 184.6712 | 2483.8532 | 184.6712
1102 | 2670.806 | 172.0413 | 2670.806 | 172.0413
1103 | 2862.5056 | 161.0516 | 2862.5056 | 161.0516
1104 | 2912.181 | 151.2439 | 2912.181 | 151.2439
1105 | 2802.3781 | 144.0597 | 2802.3781 | 144.0597
1106 | 2765.7737 | 148.6555 | 2765.7737 | 148.6555
1107 | 2772.76 | 151.0646 | 2772.76 | 151.0646
1108 | 2822.3672 | 163.6503 | 2822.3672 | 163.6503
1109 | 2870.8046 | 173.4804 | 2870.8046 | 173.4804
1110 | 2809.5484 | 153.5182 | 2809.5484 | 153.5182
1111 | 2715.6956 | 127.4137 | 2715.6956 | 127.4137
1112 | 2696.4703 | 106.6236 | 2696.4703 | 106.6236
1113 | 2716.4982 | 86.5258 | 2716.4982 | 86.5258
1114 | 2612.7888 | 53.2719 | 2612.7888 | 53.2719
1115 | 2455.9442 | 36.2272 | 2455.9442 | 36.2272
1116 | 2295.9195 | 33.6734 | 2295.9195 | 33.6734
1117 | 2163.1603 | 42.2687 | 2163.1603 | 42.2687
1118 | 2093.1864 | 54.8789 | 2093.1864 | 54.8789
1119 | 2068.3351 | 66.1766 | 2068.3351 | 66.1766
1120 | 2056.6379 | 96.1778 | 2056.6379 | 96.1778
1121 | 2037.7164 | 174.8412 | 2037.7164 | 174.8412
1122 | 2050.8858 | 208.1977 | 2050.8858 | 208.1977
1123 | 2171.6964 | 207.9766 | 2171.6964 | 207.9766
1124 | 2389.7851 | 195.2209 | 2389.7851 | 195.2209
1125 | 2595.3555 | 188.7879 | 2595.3555 | 188.7879
1126 | 2761.7575 | 181.1023 | 2761.7575 | 181.1023
1127 | 2973.1322 | 176.3726 | 2973.1322 | 176.3726
1128 | 2968.5863 | 173.6099 | 2968.5863 | 173.6099
1129 | 2841.614 | 174.3409 | 2841.614 | 174.3409
1130 | 2805.8232 | 188.5918 | 2805.8232 | 188.5918
1131 | 2816.8603 | 199.1282 | 2816.8603 | 199.1282
1132 | 2815.8094 | 215.9579 | 2815.8094 | 215.9579
1133 | 2886.8197 | 227.3583 | 2886.8197 | 227.3583
1134 | 2834.5661 | 217.0937 | 2834.5661 | 217.0937
1135 | 2709.2574 | 198.8407 | 2709.2574 | 198.8407
1136 | 2690.1752 | 183.5466 | 2690.1752 | 183.5466
1137 | 2732.667 | 164.4886 | 2732.667 | 164.4886
1138 | 2620.8555 | 125.6962 | 2620.8555 | 125.6962
1139 | 2432.9874 | 101.4579 | 2432.9874 | 101.4579
1140 | 2275.2711 | 89.4186 | 2275.2711 | 89.4186
1141 | 2154.19 | 90.1838 | 2154.19 | 90.1838
1142 | 2084.1219 | 101.4147 | 2084.1219 | 101.4147
1143 | 2045.8564 | 130.6858 | 2045.8564 | 130.6858
1144 | 2048.5267 | 175.3501 | 2048.5267 | 175.3501
1145 | 2026.3035 | 255.0533 | 2026.3035 | 255.0533
1146 | 2046.6624 | 290.2772 | 2046.6624 | 290.2772
1147 | 2214.2002 | 290.1622 | 2214.2002 | 290.1622
1148 | 2473.4757 | 275.051 | 2473.4757 | 275.051
1149 | 2695.5294 | 259.451 | 2695.5294 | 259.451
1150 | 2861.2182 | 237.6328 | 2861.2182 | 237.6328
1151 | 3062.1871 | 222.5476 | 3062.1871 | 222.5476
1152 | 3082.1834 | 218.7239 | 3082.1834 | 218.7239
1153 | 2894.5392 | 222.1498 | 2894.5392 | 222.1498
1154 | 2854.4571 | 226.7243 | 2854.4571 | 226.7243
1155 | 2880.5577 | 210.4597 | 2880.5577 | 210.4597
1156 | 2864.8794 | 215.4699 | 2864.8794 | 215.4699
1157 | 2908.6813 | 224.3662 | 2908.6813 | 224.3662
1158 | 2893.0695 | 212.6587 | 2893.0695 | 212.6587
1159 | 2740.0827 | 195.8911 | 2740.0827 | 195.8911
1160 | 2697.7443 | 183.589 | 2697.7443 | 183.589
1161 | 2768.1976 | 173.8042 | 2768.1976 | 173.8042
1162 | 2651.6167 | 156.8473 | 2651.6167 | 156.8473
1163 | 2466.0797 | 158.7523 | 2466.0797 | 158.7523
1164 | 2298.4007 | 164.7713 | 2298.4007 | 164.7713
1165 | 2169.6018 | 166.7673 | 2169.6018 | 166.7673
1166 | 2094.8315 | 160.1732 | 2094.8315 | 160.1732
1167 | 2066.9849 | 147.0253 | 2066.9849 | 147.0253
1168 | 2064.9195 | 148.443 | 2064.9195 | 148.443
1169 | 2041.5773 | 204.698 | 2041.5773 | 204.698
1170 | 2046.8078 | 222.6911 | 2046.8078 | 222.6911
1171 | 2223.5969 | 212.1145 | 2223.5969 | 212.1145
1172 | 2510.1049 | 189.4702 | 2510.1049 | 189.4702
1173 | 2701.7303 | 170.9206 | 2701.7303 | 170.9206
1174 | 2870.2222 | 157.5268 | 2870.2222 | 157.5268
1175 | 3127.4547 | 147.9588 | 3127.4547 | 147.9588
1176 | 3122.8933 | 139.1696 | 3122.8933 | 139.1696
1177 | 2931.146 | 133.3011 | 2931.146 | 133.3011
1178 | 2878.9303 | 140.1674 | 2878.9303 | 140.1674
1179 | 2911.2339 | 145.4837 | 2911.2339 | 145.4837
1180 | 2919.8308 | 164.8386 | 2919.8308 | 164.8386
1181 | 2987.9544 | 182.9233 | 2987.9544 | 182.9233
1182 | 2962.099 | 180.871 | 2962.099 | 180.871
1183 | 2827.5756 | 171.4243 | 2827.5756 | 171.4243
1184 | 2811.0777 | 162.0081 | 2811.0777 | 162.0081
1185 | 2794.0781 | 143.1411 | 2794.0781 | 143.1411
1186 | 2666.0093 | 104.1153 | 2666.0093 | 104.1153
1187 | 2488.9 | 78.2219 | 2488.9 | 78.2219
1188 | 2306.2358 | 64.4638 | 2306.2358 | 64.4638
1189 | 2197.7071 | 61.3669 | 2197.7071 | 61.3669
1190 | 2125.7509 | 63.9611 | 2125.7509 | 63.9611
1191 | 2079.9898 | 72.3304 | 2079.9898 | 72.3304
1192 | 2076.7305 | 99.1486 | 2076.7305 | 99.1486
1193 | 2089.7986 | 176.3054 | 2089.7986 | 176.3054
1194 | 2090.8169 | 213.9696 | 2090.8169 | 213.9696
1195 | 2271.5364 | 225.9288 | 2271.5364 | 225.9288
1196 | 2550.297 | 228.876 | 2550.297 | 228.876
1197 | 2759.5885 | 231.1221 | 2759.5885 | 231.1221
1198 | 2922.2597 | 221.1023 | 2922.2597 | 221.1023
1199 | 3136.8314 | 205.4442 | 3136.8314 | 205.4442
1200 | 3135.5004 | 187.8698 | 3135.5004 | 187.8698
1201 | 2939.443 | 177.1419 | 2939.443 | 177.1419
1202 | 2905.3995 | 182.0135 | 2905.3995 | 182.0135
1203 | 2947.5506 | 192.1255 | 2947.5506 | 192.1255
1204 | 2952.1879 | 213.2205 | 2952.1879 | 213.2205
1205 | 3001.1085 | 218.849 | 3001.1085 | 218.849
1206 | 2948.7689 | 197.3802 | 2948.7689 | 197.3802
1207 | 2802.2724 | 175.3288 | 2802.2724 | 175.3288
1208 | 2766.5131 | 159.8225 | 2766.5131 | 159.8225
1209 | 2787.4426 | 143.1836 | 2787.4426 | 143.1836
1210 | 2676.3931 | 110.8421 | 2676.3931 | 110.8421
1211 | 2509.0342 | 96.0256 | 2509.0342 | 96.0256
1212 | 2329.5394 | 93.7051 | 2329.5394 | 93.7051
1213 | 2199.818 | 96.1042 | 2199.818 | 96.1042
1214 | 2126.6365 | 104.4067 | 2126.6365 | 104.4067
1215 | 2095.7529 | 116.2773 | 2095.7529 | 116.2773
1216 | 2098.6779 | 147 | 2098.6779 | 147
1217 | 2104.6264 | 224.4539 | 2104.6264 | 224.4539
1218 | 2099.6468 | 256.2189 | 2099.6468 | 256.2189
1219 | 2236.5307 | 256.2948 | 2236.5307 | 256.2948
1220 | 2479.3288 | 243.4967 | 2479.3288 | 243.4967
1221 | 2676.2416 | 236.2361 | 2676.2416 | 236.2361
1222 | 2810.7442 | 230.906 | 2810.7442 | 230.906
1223 | 3045.7123 | 224.0118 | 3045.7123 | 224.0118
1224 | 3070.8063 | 212.8884 | 3070.8063 | 212.8884
1225 | 2917.5038 | 205.2374 | 2917.5038 | 205.2374
1226 | 2886.3925 | 200.5175 | 2886.3925 | 200.5175
1227 | 2904.2652 | 201.0804 | 2904.2652 | 201.0804
1228 | 2929.0321 | 222.4513 | 2929.0321 | 222.4513
1229 | 2947.9695 | 239.7084 | 2947.9695 | 239.7084
1230 | 2921.7537 | 237.8683 | 2921.7537 | 237.8683
1231 | 2784.2453 | 236.8672 | 2784.2453 | 236.8672
1232 | 2757.3364 | 230.9736 | 2757.3364 | 230.9736
1233 | 2769.6077 | 216.9236 | 2769.6077 | 216.9236
1234 | 2658.8288 | 178.4282 | 2658.8288 | 178.4282
1235 | 2472.5255 | 148.503 | 2472.5255 | 148.503
1236 | 2327.2669 | 131.3072 | 2327.2669 | 131.3072
1237 | 2214.0109 | 126.3005 | 2214.0109 | 126.3005
1238 | 2145.8926 | 123.717 | 2145.8926 | 123.717
1239 | 2110.3705 | 122.7919 | 2110.3705 | 122.7919
1240 | 2110.1398 | 142.0345 | 2110.1398 | 142.0345
1241 | 2098.0397 | 211.064 | 2098.0397 | 211.064
1242 | 2072.2663 | 235.8263 | 2072.2663 | 235.8263
1243 | 2181.4524 | 229.6211 | 2181.4524 | 229.6211
1244 | 2392.8735 | 213.7248 | 2392.8735 | 213.7248
1245 | 2594.3996 | 203.1752 | 2594.3996 | 203.1752
1246 | 2746.1977 | 190.2482 | 2746.1977 | 190.2482
1247 | 2965.8756 | 180.6166 | 2965.8756 | 180.6166
1248 | 2931.1407 | 171.1059 | 2931.1407 | 171.1059
1249 | 2810.3906 | 164.622 | 2810.3906 | 164.622
1250 | 2793.139 | 170.9578 | 2793.139 | 170.9578
1251 | 2768.9174 | 174.0884 | 2768.9174 | 174.0884
1252 | 2803.7256 | 187.7776 | 2803.7256 | 187.7776
1253 | 2845.8034 | 200.8968 | 2845.8034 | 200.8968
1254 | 2788.0432 | 188.9558 | 2788.0432 | 188.9558
1255 | 2704.3269 | 171.0635 | 2704.3269 | 171.0635
1256 | 2736.4799 | 155.8967 | 2736.4799 | 155.8967
1257 | 2722.7213 | 140.2764 | 2722.7213 | 140.2764
1258 | 2614.3125 | 104.1577 | 2614.3125 | 104.1577
1259 | 2446.6155 | 81.7444 | 2446.6155 | 81.7444
1260 | 2294.0901 | 72.1667 | 2294.0901 | 72.1667
1261 | 2176.1239 | 75.9663 | 2176.1239 | 75.9663
1262 | 2118.6031 | 88.237 | 2118.6031 | 88.237
1263 | 2083.6565 | 103.6089 | 2083.6565 | 103.6089
1264 | 2092.9895 | 134.4377 | 2092.9895 | 134.4377
1265 | 2084.0693 | 210.4486 | 2084.0693 | 210.4486
1266 | 2061.327 | 241.1313 | 2061.327 | 241.1313
1267 | 2147.1693 | 238.1728 | 2147.1693 | 238.1728
1268 | 2370.408 | 221.4277 | 2370.408 | 221.4277
1269 | 2563.6759 | 210.2839 | 2563.6759 | 210.2839
1270 | 2724.5095 | 197.3357 | 2724.5095 | 197.3357
1271 | 2963.031 | 187.789 | 2963.031 | 187.789
1272 | 2953.1444 | 178.0449 | 2953.1444 | 178.0449
1273 | 2830.613 | 169.1419 | 2830.613 | 169.1419
1274 | 2771.4877 | 172.613 | 2771.4877 | 172.613
1275 | 2776.0524 | 174.8948 | 2776.0524 | 174.8948
1276 | 2800.0144 | 189.8784 | 2800.0144 | 189.8784
1277 | 2842.083 | 203.1249 | 2842.083 | 203.1249
1278 | 2785.1665 | 193.8577 | 2785.1665 | 193.8577
1279 | 2683.1492 | 173.7585 | 2683.1492 | 173.7585
1280 | 2703.7257 | 155.1328 | 2703.7257 | 155.1328
1281 | 2738.5557 | 133.4223 | 2738.5557 | 133.4223
1282 | 2616.9077 | 96.5397 | 2616.9077 | 96.5397
1283 | 2412.3362 | 77.6489 | 2412.3362 | 77.6489
1284 | 2259.0211 | 70.4903 | 2259.0211 | 70.4903
1285 | 2140.6609 | 73.8019 | 2140.6609 | 73.8019
1286 | 2078.1375 | 85.6269 | 2078.1375 | 85.6269
1287 | 2047.0858 | 108.0439 | 2047.0858 | 108.0439
1288 | 2057.2366 | 149.9284 | 2057.2366 | 149.9284
1289 | 2056.7115 | 231.0321 | 2056.7115 | 231.0321
1290 | 2053.6576 | 266.7865 | 2053.6576 | 266.7865
1291 | 2182.1617 | 269.7696 | 2182.1617 | 269.7696
1292 | 2423.4378 | 258.9449 | 2423.4378 | 258.9449
1293 | 2633.5163 | 249.6473 | 2633.5163 | 249.6473
1294 | 2802.0492 | 240.2004 | 2802.0492 | 240.2004
1295 | 3031.0874 | 232.7757 | 3031.0874 | 232.7757
1296 | 3038.9949 | 224.4958 | 3038.9949 | 224.4958
1297 | 2868.5287 | 217.4814 | 2868.5287 | 217.4814
1298 | 2808.7836 | 208.7509 | 2808.7836 | 208.7509
1299 | 2825.7416 | 196.0088 | 2825.7416 | 196.0088
1300 | 2830.2205 | 205.0295 | 2830.2205 | 205.0295
1301 | 2914.929 | 216.2602 | 2914.929 | 216.2602
1302 | 2870.3851 | 208.7755 | 2870.3851 | 208.7755
1303 | 2780.5728 | 194.8937 | 2780.5728 | 194.8937
1304 | 2790.777 | 181.7429 | 2790.777 | 181.7429
1305 | 2769.7182 | 166.5045 | 2769.7182 | 166.5045
1306 | 2629.6034 | 129.4734 | 2629.6034 | 129.4734
1307 | 2431.6147 | 105.9566 | 2431.6147 | 105.9566
1308 | 2259.8491 | 92.8139 | 2259.8491 | 92.8139
1309 | 2144.8457 | 90.1414 | 2144.8457 | 90.1414
1310 | 2080.4765 | 95.3882 | 2080.4765 | 95.3882
1311 | 2055.2924 | 109.9325 | 2055.2924 | 109.9325
1312 | 2066.8744 | 143.1168 | 2066.8744 | 143.1168
1313 | 2065.5624 | 219.064 | 2065.5624 | 219.064
1314 | 2086.7658 | 252.2295 | 2086.7658 | 252.2295
1315 | 2261.5526 | 248.7405 | 2261.5526 | 248.7405
1316 | 2582.0099 | 232.059 | 2582.0099 | 232.059
1317 | 2792.1157 | 221.1274 | 2792.1157 | 221.1274
1318 | 2971.9483 | 208.7097 | 2971.9483 | 208.7097
1319 | 3246.0932 | 199.0569 | 3246.0932 | 199.0569
1320 | 3188.0867 | 187.4454 | 3188.0867 | 187.4454
1321 | 2962.2528 | 178.5637 | 2962.2528 | 178.5637
1322 | 2952.2821 | 183.117 | 2952.2821 | 183.117
1323 | 2958.807 | 187.542 | 2958.807 | 187.542
1324 | 2949.3863 | 205.4752 | 2949.3863 | 205.4752
1325 | 3023.5902 | 220.8437 | 3023.5902 | 220.8437
1326 | 2969.5751 | 211.4916 | 2969.5751 | 211.4916
1327 | 2824.8764 | 193.3447 | 2824.8764 | 193.3447
1328 | 2885.6983 | 174.6553 | 2885.6983 | 174.6553
1329 | 2854.2053 | 147.4701 | 2854.2053 | 147.4701
1330 | 2689.1581 | 98.7678 | 2689.1581 | 98.7678
1331 | 2464.1242 | 70.7736 | 2464.1242 | 70.7736
1332 | 2282.3341 | 63.6998 | 2282.3341 | 63.6998
1333 | 2158.1241 | 67.0326 | 2158.1241 | 67.0326
1334 | 2100.5882 | 74.55 | 2100.5882 | 74.55
1335 | 2066.0474 | 84.6593 | 2066.0474 | 84.6593
1336 | 2079.8899 | 115.5942 | 2079.8899 | 115.5942
1337 | 2084.2736 | 196.0189 | 2084.2736 | 196.0189
1338 | 2102.9081 | 230.9881 | 2102.9081 | 230.9881
1339 | 2271.427 | 232.6556 | 2271.427 | 232.6556
1340 | 2599.5901 | 221.5126 | 2599.5901 | 221.5126
1341 | 2798.1006 | 216.4377 | 2798.1006 | 216.4377
1342 | 2967.7011 | 211.9776 | 2967.7011 | 211.9776
1343 | 3198.288 | 214.3778 | 3198.288 | 214.3778
1344 | 3145.8272 | 214.013 | 3145.8272 | 214.013
1345 | 2951.6961 | 209.8846 | 2951.6961 | 209.8846
1346 | 2907.2556 | 210.2363 | 2907.2556 | 210.2363
1347 | 2914.5826 | 207.977 | 2914.5826 | 207.977
1348 | 2933.8397 | 218.4407 | 2933.8397 | 218.4407
1349 | 2974.6239 | 225.3848 | 2974.6239 | 225.3848
1350 | 2942.2924 | 205.9744 | 2942.2924 | 205.9744
1351 | 2808.7025 | 178.3208 | 2808.7025 | 178.3208
1352 | 2843.0511 | 156.0241 | 2843.0511 | 156.0241
1353 | 2851.2685 | 137.7088 | 2851.2685 | 137.7088
1354 | 2686.4833 | 101.2294 | 2686.4833 | 101.2294
1355 | 2479.7839 | 77.4367 | 2479.7839 | 77.4367
1356 | 2322.7338 | 67.9439 | 2322.7338 | 67.9439
1357 | 2200.5971 | 71.8921 | 2200.5971 | 71.8921
1358 | 2130.4546 | 84.7144 | 2130.4546 | 84.7144
1359 | 2108.1925 | 106.1765 | 2108.1925 | 106.1765
1360 | 2109.6926 | 142.5438 | 2109.6926 | 142.5438
1361 | 2127.921 | 226.3637 | 2127.921 | 226.3637
1362 | 2135.8928 | 264.4098 | 2135.8928 | 264.4098
1363 | 2316.779 | 266.82 | 2316.779 | 266.82
1364 | 2632.6074 | 257.6717 | 2632.6074 | 257.6717
1365 | 2787.425 | 251.069 | 2787.425 | 251.069
1366 | 2919.0356 | 240.6885 | 2919.0356 | 240.6885
1367 | 3147.3488 | 234.4521 | 3147.3488 | 234.4521
1368 | 3084.7304 | 226.6178 | 3084.7304 | 226.6178
1369 | 2911.3721 | 221.1737 | 2911.3721 | 221.1737
1370 | 2897.8807 | 219.8278 | 2897.8807 | 219.8278
1371 | 2926.8868 | 205.7913 | 2926.8868 | 205.7913
1372 | 2922.2895 | 211.6502 | 2922.2895 | 211.6502
1373 | 2962.9911 | 220.1647 | 2962.9911 | 220.1647
1374 | 2917.3191 | 203.8524 | 2917.3191 | 203.8524
1375 | 2821.9489 | 178.4057 | 2821.9489 | 178.4057
1376 | 2873.9657 | 157.2548 | 2873.9657 | 157.2548
1377 | 2848.3738 | 137.4329 | 2848.3738 | 137.4329
1378 | 2704.0759 | 102.1206 | 2704.0759 | 102.1206
1379 | 2494.9986 | 81.6171 | 2494.9986 | 81.6171
1380 | 2329.8194 | 73.6309 | 2329.8194 | 73.6309
1381 | 2206.3671 | 79.9133 | 2206.3671 | 79.9133
1382 | 2140.8979 | 97.7436 | 2140.8979 | 97.7436
1383 | 2116.665 | 118.5479 | 2116.665 | 118.5479
1384 | 2122.3925 | 150.7772 | 2122.3925 | 150.7772
1385 | 2138.6709 | 228.2947 | 2138.6709 | 228.2947
1386 | 2138.4659 | 264.7069 | 2138.4659 | 264.7069
1387 | 2268.3207 | 264.9951 | 2268.3207 | 264.9951
1388 | 2540.5376 | 253.2367 | 2540.5376 | 253.2367
1389 | 2724.194 | 244.512 | 2724.194 | 244.512
1390 | 2870.3656 | 231.8609 | 2870.3656 | 231.8609
1391 | 3107.785 | 224.6272 | 3107.785 | 224.6272
1392 | 3068.5473 | 217.3022 | 3068.5473 | 217.3022
1393 | 2921.1807 | 206.065 | 2921.1807 | 206.065
1394 | 2918.7863 | 206.2257 | 2918.7863 | 206.2257
1395 | 2936.9214 | 200.7197 | 2936.9214 | 200.7197
1396 | 2979.255 | 203.5229 | 2979.255 | 203.5229
1397 | 3033.4533 | 203.0188 | 3033.4533 | 203.0188
1398 | 2991.4466 | 183.1203 | 2991.4466 | 183.1203
1399 | 2840.3696 | 158.0556 | 2840.3696 | 158.0556
1400 | 2836.3009 | 138.3477 | 2836.3009 | 138.3477
1401 | 2803.5873 | 117.8255 | 2803.5873 | 117.8255
1402 | 2680.257 | 79.8819 | 2680.257 | 79.8819
1403 | 2492.8942 | 57.8293 | 2492.8942 | 57.8293
1404 | 2336.0042 | 49.2277 | 2336.0042 | 49.2277
1405 | 2224.3095 | 55.7648 | 2224.3095 | 55.7648
1406 | 2159.4892 | 74.932 | 2159.4892 | 74.932
1407 | 2123.6505 | 103.0572 | 2123.6505 | 103.0572
1408 | 2122.8915 | 139.0849 | 2122.8915 | 139.0849
1409 | 2159.6109 | 220.125 | 2159.6109 | 220.125
1410 | 2135.2931 | 262.2454 | 2135.2931 | 262.2454
1411 | 2230.5499 | 269.9818 | 2230.5499 | 269.9818
1412 | 2436.4182 | 258.7327 | 2436.4182 | 258.7327
1413 | 2639.6518 | 248.9258 | 2639.6518 | 248.9258
1414 | 2812.7206 | 231.5426 | 2812.7206 | 231.5426
1415 | 3028.5645 | 215.2691 | 3028.5645 | 215.2691
1416 | 2976.6635 | 199.9441 | 2976.6635 | 199.9441
1417 | 2839.7024 | 188.8342 | 2839.7024 | 188.8342
1418 | 2789.8477 | 194.6183 | 2789.8477 | 194.6183
1419 | 2812.5142 | 192.1043 | 2812.5142 | 192.1043
1420 | 2828.5163 | 199.5547 | 2828.5163 | 199.5547
1421 | 2884.1929 | 197.926 | 2884.1929 | 197.926
1422 | 2826.3787 | 173.55 | 2826.3787 | 173.55
1423 | 2749.7972 | 151.2651 | 2749.7972 | 151.2651
1424 | 2786.5527 | 136.9896 | 2786.5527 | 136.9896
1425 | 2774.2335 | 123.0032 | 2774.2335 | 123.0032
1426 | 2656.4618 | 90.0888 | 2656.4618 | 90.0888
1427 | 2487.1236 | 69.9248 | 2487.1236 | 69.9248
1428 | 2335.909 | 61.4929 | 2335.909 | 61.4929
1429 | 2235.5628 | 65.335 | 2235.5628 | 65.335
1430 | 2174.5374 | 81.7436 | 2174.5374 | 81.7436
1431 | 2137.349 | 114.7495 | 2137.349 | 114.7495
1432 | 2143.8482 | 151.0743 | 2143.8482 | 151.0743
1433 | 2155.1372 | 229.9075 | 2155.1372 | 229.9075
1434 | 2122.9271 | 263.3701 | 2122.9271 | 263.3701
1435 | 2217.1926 | 263.4672 | 2217.1926 | 263.4672
1436 | 2408.9242 | 247.5497 | 2408.9242 | 247.5497
1437 | 2593.3335 | 235.3873 | 2593.3335 | 235.3873
1438 | 2790.5025 | 222.524 | 2790.5025 | 222.524
1439 | 3014.5213 | 210.3248 | 3014.5213 | 210.3248
1440 | 2970.5451 | 196.9945 | 2970.5451 | 196.9945
1441 | 2824.8056 | 183.2321 | 2824.8056 | 183.2321
1442 | 2809.2691 | 181.0798 | 2809.2691 | 181.0798
1443 | 2824.0534 | 175.6587 | 2824.0534 | 175.6587
1444 | 2825.2863 | 183.8943 | 2825.2863 | 183.8943
1445 | 2873.2942 | 186.6156 | 2873.2942 | 186.6156
1446 | 2830.9691 | 160.0328 | 2830.9691 | 160.0328
1447 | 2770.8297 | 128.6445 | 2770.8297 | 128.6445
1448 | 2828.3304 | 102.7403 | 2828.3304 | 102.7403
1449 | 2807.4179 | 84.2977 | 2807.4179 | 84.2977
1450 | 2659.0452 | 48.8793 | 2659.0452 | 48.8793
1451 | 2496.5093 | 25.3837 | 2496.5093 | 25.3837
1452 | 2346.7723 | 29.8428 | 2346.7723 | 29.8428
1453 | 2234.0978 | 69.4391 | 2234.0978 | 69.4391
1454 | 2155.8827 | 125.8969 | 2155.8827 | 125.8969
1455 | 2128.1156 | 209.3449 | 2128.1156 | 209.3449
1456 | 2136.936 | 275.9301 | 2136.936 | 275.9301
1457 | 2146.8041 | 384.1665 | 2146.8041 | 384.1665
1458 | 2132.6536 | 435.0221 | 2132.6536 | 435.0221
1459 | 2233.106 | 442.9797 | 2233.106 | 442.9797
1460 | 2426.3769 | 447.8276 | 2426.3769 | 447.8276
1461 | 2618.4978 | 456.6832 | 2618.4978 | 456.6832
1462 | 2799.2285 | 456.3239 | 2799.2285 | 456.3239
1463 | 3022.3874 | 454.4767 | 3022.3874 | 454.4767
1464 | 2981.7603 | 465.6999 | 2981.7603 | 465.6999
1465 | 2841.6827 | 497.8244 | 2841.6827 | 497.8244
1466 | 2792.9707 | 515.2713 | 2792.9707 | 515.2713
1467 | 2799.724 | 434.1695 | 2799.724 | 434.1695
1468 | 2832.5595 | 396.1813 | 2832.5595 | 396.1813
1469 | 2891.4304 | 328.7024 | 2891.4304 | 328.7024
1470 | 2853.5553 | 255.0936 | 2853.5553 | 255.0936
1471 | 2823.5577 | 188.1018 | 2823.5577 | 188.1018
1472 | 2854.5368 | 140.1737 | 2854.5368 | 140.1737
1473 | 2808.9421 | 95.7952 | 2808.9421 | 95.7952
1474 | 2662.6174 | 51.002 | 2662.6174 | 51.002
1475 | 2485.1961 | 36.9657 | 2485.1961 | 36.9657
1476 | 2338.5162 | 67.6899 | 2338.5162 | 67.6899
1477 | 2221.771 | 124.8015 | 2221.771 | 124.8015
1478 | 2161.3564 | 194.9018 | 2161.3564 | 194.9018
1479 | 2124.8409 | 303.6985 | 2124.8409 | 303.6985
1480 | 2136.2575 | 378.3813 | 2136.2575 | 378.3813
1481 | 2165.1133 | 485.7375 | 2165.1133 | 485.7375
1482 | 2157.9117 | 543.1944 | 2157.9117 | 543.1944
1483 | 2315.6212 | 565.6747 | 2315.6212 | 565.6747
1484 | 2595.3394 | 580.3804 | 2595.3394 | 580.3804
1485 | 2797.5919 | 591.7885 | 2797.5919 | 591.7885
1486 | 2968.778 | 580.8673 | 2968.778 | 580.8673
1487 | 3229.652 | 576.9956 | 3229.652 | 576.9956
1488 | 3182.2951 | 586.1064 | 3182.2951 | 586.1064
1489 | 2959.7155 | 586.457 | 2959.7155 | 586.457
1490 | 2924.4273 | 559.3675 | 2924.4273 | 559.3675
1491 | 2952.8525 | 497.3653 | 2952.8525 | 497.3653
1492 | 2985.1988 | 468.0908 | 2985.1988 | 468.0908
1493 | 3030.9906 | 436.2586 | 3030.9906 | 436.2586
1494 | 2973.1572 | 380.4291 | 2973.1572 | 380.4291
1495 | 2894.2488 | 315.1976 | 2894.2488 | 315.1976
1496 | 2926.4056 | 256.6195 | 2926.4056 | 256.6195
1497 | 2873.1685 | 202.9993 | 2873.1685 | 202.9993
1498 | 2718.8677 | 149.8445 | 2718.8677 | 149.8445
1499 | 2502.7787 | 125.8624 | 2502.7787 | 125.8624
1500 | 2342.7839 | 138.1911 | 2342.7839 | 138.1911
1501 | 2219.2387 | 182.1002 | 2219.2387 | 182.1002
1502 | 2162.5794 | 250.8803 | 2162.5794 | 250.8803
1503 | 2132.3684 | 370.4151 | 2132.3684 | 370.4151
1504 | 2146.9411 | 456.0999 | 2146.9411 | 456.0999
1505 | 2169.8654 | 568.385 | 2169.8654 | 568.385
1506 | 2191.5906 | 630.1547 | 2191.5906 | 630.1547
1507 | 2368.0678 | 643.3933 | 2368.0678 | 643.3933
1508 | 2707.1962 | 625.0048 | 2707.1962 | 625.0048
1509 | 2898.9885 | 603.7587 | 2898.9885 | 603.7587
1510 | 3057.6758 | 582.7156 | 3057.6758 | 582.7156
1511 | 3311.818 | 568.8101 | 3311.818 | 568.8101
1512 | 3216.5025 | 552.4841 | 3216.5025 | 552.4841
1513 | 3012.2212 | 530.4785 | 3012.2212 | 530.4785
1514 | 2999.0828 | 510.4304 | 2999.0828 | 510.4304
1515 | 3016.7453 | 472.3687 | 3016.7453 | 472.3687
1516 | 3048.4028 | 464.7462 | 3048.4028 | 464.7462
1517 | 3101.4385 | 456.2383 | 3101.4385 | 456.2383
1518 | 3072.6291 | 427.0778 | 3072.6291 | 427.0778
1519 | 3006.3987 | 393.1802 | 3006.3987 | 393.1802
1520 | 3007.5031 | 362.7674 | 3007.5031 | 362.7674
1521 | 2933.409 | 338.0166 | 2933.409 | 338.0166
1522 | 2752.5264 | 307.218 | 2752.5264 | 307.218
1523 | 2532.7553 | 290.1012 | 2532.7553 | 290.1012
1524 | 2347.6034 | 286.4989 | 2347.6034 | 286.4989
1525 | 2225.7918 | 299.4262 | 2225.7918 | 299.4262
1526 | 2164.1394 | 329.6551 | 2164.1394 | 329.6551
1527 | 2129.8763 | 371.2952 | 2129.8763 | 371.2952
1528 | 2146.7826 | 402.3218 | 2146.7826 | 402.3218
1529 | 2192.3737 | 488.554 | 2192.3737 | 488.554
1530 | 2228.8203 | 533.2485 | 2228.8203 | 533.2485
1531 | 2411.1996 | 547.1913 | 2411.1996 | 547.1913
1532 | 2774.9737 | 548.6065 | 2774.9737 | 548.6065
1533 | 3011.5974 | 565.0315 | 3011.5974 | 565.0315
1534 | 3147.7123 | 588.9648 | 3147.7123 | 588.9648
1535 | 3419.4125 | 608.4175 | 3419.4125 | 608.4175
1536 | 3324.15 | 625.4498 | 3324.15 | 625.4498
1537 | 3116.5668 | 635.2181 | 3116.5668 | 635.2181
1538 | 3076.6819 | 624.2357 | 3076.6819 | 624.2357
1539 | 3113.4998 | 543.574 | 3113.4998 | 543.574
1540 | 3138.7241 | 526.0937 | 3138.7241 | 526.0937
1541 | 3157.6067 | 516.2656 | 3157.6067 | 516.2656
1542 | 3120.6188 | 466.1571 | 3120.6188 | 466.1571
1543 | 3031.0553 | 399.8695 | 3031.0553 | 399.8695
1544 | 3038.9099 | 354.6699 | 3038.9099 | 354.6699
1545 | 2945.6319 | 319.2691 | 2945.6319 | 319.2691
1546 | 2806.9715 | 282.0453 | 2806.9715 | 282.0453
1547 | 2591.1786 | 256.6549 | 2591.1786 | 256.6549
1548 | 2430.5986 | 263.2625 | 2430.5986 | 263.2625
1549 | 2309.4547 | 294.1452 | 2309.4547 | 294.1452
1550 | 2235.54 | 335.6402 | 2235.54 | 335.6402
1551 | 2203.5372 | 425.0733 | 2203.5372 | 425.0733
1552 | 2215.9858 | 486.9056 | 2215.9858 | 486.9056
1553 | 2248.0432 | 584.7561 | 2248.0432 | 584.7561
1554 | 2260.1679 | 633.4113 | 2260.1679 | 633.4113
1555 | 2401.9493 | 638.1123 | 2401.9493 | 638.1123
1556 | 2676.0115 | 634.2465 | 2676.0115 | 634.2465
1557 | 2890.8174 | 643.2781 | 2890.8174 | 643.2781
1558 | 3026.5211 | 638.078 | 3026.5211 | 638.078
1559 | 3265.5556 | 631.5659 | 3265.5556 | 631.5659
1560 | 3234.5841 | 635.0436 | 3234.5841 | 635.0436
1561 | 3052.2029 | 633.4578 | 3052.2029 | 633.4578
1562 | 3020.1601 | 625.2039 | 3020.1601 | 625.2039
1563 | 3039.8437 | 585.2058 | 3039.8437 | 585.2058
1564 | 3048.0316 | 529.5263 | 3048.0316 | 529.5263
1565 | 3075.1528 | 466.0962 | 3075.1528 | 466.0962
1566 | 3051.5495 | 405.3377 | 3051.5495 | 405.3377
1567 | 2977.9187 | 376.281 | 2977.9187 | 376.281
1568 | 2998.2065 | 367.4323 | 2998.2065 | 367.4323
1569 | 2908.708 | 343.2096 | 2908.708 | 343.2096
1570 | 2778.3479 | 318.3961 | 2778.3479 | 318.3961
1571 | 2602.4814 | 303.4797 | 2602.4814 | 303.4797
1572 | 2442.8024 | 298.8212 | 2442.8024 | 298.8212
1573 | 2318.5441 | 323.1027 | 2318.5441 | 323.1027
1574 | 2253.6337 | 383.8732 | 2253.6337 | 383.8732
1575 | 2206.758 | 431.4105 | 2206.758 | 431.4105
1576 | 2214.3878 | 481.2726 | 2214.3878 | 481.2726
1577 | 2243.1724 | 578.947 | 2243.1724 | 578.947
1578 | 2219.1535 | 637.284 | 2219.1535 | 637.284
1579 | 2333.8598 | 651.2268 | 2333.8598 | 651.2268
1580 | 2559.6989 | 639.8796 | 2559.6989 | 639.8796
1581 | 2766.2179 | 629.1955 | 2766.2179 | 629.1955
1582 | 2899.7471 | 611.585 | 2899.7471 | 611.585
1583 | 3092.4716 | 601.1122 | 3092.4716 | 601.1122
1584 | 3041.0041 | 600.2771 | 3041.0041 | 600.2771
1585 | 2931.5566 | 594.3785 | 2931.5566 | 594.3785
1586 | 2872.7681 | 590.9655 | 2872.7681 | 590.9655
1587 | 2879.9087 | 542.8699 | 2879.9087 | 542.8699
1588 | 2896.5934 | 492.9995 | 2896.5934 | 492.9995
1589 | 2951.3882 | 396.3871 | 2951.3882 | 396.3871
1590 | 2904.3825 | 283.5229 | 2904.3825 | 283.5229
1591 | 2870.2164 | 329.5443 | 2870.2164 | 329.5443
1592 | 2940.4249 | 333.4579 | 2940.4249 | 333.4579
1593 | 2891.6296 | 306.7707 | 2891.6296 | 306.7707
1594 | 2739.7052 | 274.6519 | 2739.7052 | 274.6519
1595 | 2558.6814 | 260.0876 | 2558.6814 | 260.0876
1596 | 2409.0519 | 241.1704 | 2409.0519 | 241.1704
1597 | 2309.3094 | 251.9853 | 2309.3094 | 251.9853
1598 | 2240.7204 | 309.8513 | 2240.7204 | 309.8513
1599 | 2218.5943 | 384.8498 | 2218.5943 | 384.8498
1600 | 2221.3412 | 440.6089 | 2221.3412 | 440.6089
1601 | 2251.5308 | 535.1148 | 2251.5308 | 535.1148
1602 | 2227.9687 | 580.8655 | 2227.9687 | 580.8655
1603 | 2315.3063 | 593.752 | 2315.3063 | 593.752
1604 | 2491.5928 | 596.2234 | 2491.5928 | 596.2234
1605 | 2673.796 | 601.2063 | 2673.796 | 601.2063
1606 | 2838.2282 | 595.0379 | 2838.2282 | 595.0379
1607 | 3060.3859 | 578.844 | 3060.3859 | 578.844
1608 | 3018.6091 | 571.3197 | 3018.6091 | 571.3197
1609 | 2893.881 | 571.8462 | 2893.881 | 571.8462
1610 | 2856.0232 | 565.6167 | 2856.0232 | 565.6167
1611 | 2873.3325 | 497.6294 | 2873.3325 | 497.6294
1612 | 2914.888 | 481.8214 | 2914.888 | 481.8214
1613 | 2979.4935 | 455.2702 | 2979.4935 | 455.2702
1614 | 2909.5973 | 390.1989 | 2909.5973 | 390.1989
1615 | 2884.9243 | 308.8604 | 2884.9243 | 308.8604
1616 | 2959.6488 | 240.2485 | 2959.6488 | 240.2485
1617 | 2887.0055 | 200.7109 | 2887.0055 | 200.7109
1618 | 2757.573 | 169.2962 | 2757.573 | 169.2962
1619 | 2558.9977 | 155.524 | 2558.9977 | 155.524
1620 | 2386.2285 | 162.9237 | 2386.2285 | 162.9237
1621 | 2292.7458 | 197.5911 | 2292.7458 | 197.5911
1622 | 2225.8405 | 276.141 | 2225.8405 | 276.141
1623 | 2202.0323 | 360.2051 | 2202.0323 | 360.2051
1624 | 2213.6965 | 418.2528 | 2213.6965 | 418.2528
1625 | 2252.5965 | 518.5677 | 2252.5965 | 518.5677
1626 | 2253.391 | 569.0712 | 2253.391 | 569.0712
1627 | 2415.6557 | 574.2123 | 2415.6557 | 574.2123
1628 | 2668.9149 | 561.3689 | 2668.9149 | 561.3689
1629 | 2820.2487 | 563.3592 | 2820.2487 | 563.3592
1630 | 2985.4314 | 574.266 | 2985.4314 | 574.266
1631 | 3221.2369 | 590.9903 | 3221.2369 | 590.9903
1632 | 3170.4692 | 600.8932 | 3170.4692 | 600.8932
1633 | 2966.6438 | 594.2024 | 2966.6438 | 594.2024
1634 | 2941.7591 | 580.3155 | 2941.7591 | 580.3155
1635 | 2944.8309 | 518.9294 | 2944.8309 | 518.9294
1636 | 2987.8093 | 488.7747 | 2987.8093 | 488.7747
1637 | 3058.8608 | 462.9276 | 3058.8608 | 462.9276
1638 | 3013.5614 | 390.4629 | 3013.5614 | 390.4629
1639 | 2994.7434 | 314.4054 | 2994.7434 | 314.4054
1640 | 3018.1036 | 245.2654 | 3018.1036 | 245.2654
1641 | 2914.6556 | 193.6695 | 2914.6556 | 193.6695
1642 | 2778.293 | 148.6123 | 2778.293 | 148.6123
1643 | 2558.7654 | 116.5326 | 2558.7654 | 116.5326
1644 | 2378.9472 | 106.5052 | 2378.9472 | 106.5052
1645 | 2277.9259 | 130.1705 | 2277.9259 | 130.1705
1646 | 2211.5545 | 196.5741 | 2211.5545 | 196.5741
1647 | 2187.9979 | 270.6043 | 2187.9979 | 270.6043
1648 | 2211.3471 | 315.0974 | 2211.3471 | 315.0974
1649 | 2274.3268 | 404.6743 | 2274.3268 | 404.6743
1650 | 2295.3107 | 448.2246 | 2295.3107 | 448.2246
1651 | 2481.3465 | 462.4314 | 2481.3465 | 462.4314
1652 | 2822.8195 | 471.504 | 2822.8195 | 471.504
1653 | 3019.1026 | 488.3691 | 3019.1026 | 488.3691
1654 | 3192.2184 | 484.9293 | 3192.2184 | 484.9293
1655 | 3431.1058 | 484.4903 | 3431.1058 | 484.4903
1656 | 3337.1117 | 487.616 | 3337.1117 | 487.616
1657 | 3090.2716 | 483.2136 | 3090.2716 | 483.2136
1658 | 3060.9676 | 480.4167 | 3060.9676 | 480.4167
1659 | 3093.6627 | 442.7951 | 3093.6627 | 442.7951
1660 | 3095.7709 | 408.7677 | 3095.7709 | 408.7677
1661 | 3166.7453 | 369.366 | 3166.7453 | 369.366
1662 | 3137.2202 | 268.3841 | 3137.2202 | 268.3841
1663 | 3087.0235 | 170.4985 | 3087.0235 | 170.4985
1664 | 3091.3727 | 117.2894 | 3091.3727 | 117.2894
1665 | 2991.9002 | 94.2989 | 2991.9002 | 94.2989
1666 | 2833.505 | 51.002 | 2833.505 | 51.002
1667 | 2600.2301 | 25.1715 | 2600.2301 | 25.1715
1668 | 2414.4144 | 36.532 | 2414.4144 | 36.532
1669 | 2309.7847 | 73.2238 | 2309.7847 | 73.2238
1670 | 2246.1077 | 178.6187 | 2246.1077 | 178.6187
1671 | 2230.0429 | 308.0114 | 2230.0429 | 308.0114
1672 | 2240.4941 | 385.5106 | 2240.4941 | 385.5106
1673 | 2291.2205 | 476.7598 | 2291.2205 | 476.7598
1674 | 2305.9981 | 538.5295 | 2305.9981 | 538.5295
1675 | 2489.0013 | 569.7235 | 2489.0013 | 569.7235
1676 | 2824.4242 | 579.2362 | 2824.4242 | 579.2362
1677 | 3023.1059 | 566.1757 | 3023.1059 | 566.1757
1678 | 3143.2985 | 555.2545 | 3143.2985 | 555.2545
1679 | 3411.6916 | 556.5758 | 3411.6916 | 556.5758
1680 | 3293.363 | 563.5742 | 3293.363 | 563.5742
1681 | 3092.6551 | 568.4136 | 3092.6551 | 568.4136
1682 | 3107.6714 | 565.4407 | 3107.6714 | 565.4407
1683 | 3151.5252 | 509.5116 | 3151.5252 | 509.5116
1684 | 3156.2156 | 474.9561 | 3156.2156 | 474.9561
1685 | 3190.0956 | 430.5375 | 3190.0956 | 430.5375
1686 | 3157.8961 | 354.2001 | 3157.8961 | 354.2001
1687 | 3119.2198 | 276.8224 | 3119.2198 | 276.8224
1688 | 3135.7871 | 220.2687 | 3135.7871 | 220.2687
1689 | 3017.5769 | 183.5477 | 3017.5769 | 183.5477
1690 | 2845.3101 | 136.8181 | 2845.3101 | 136.8181
1691 | 2621.4778 | 114.5083 | 2621.4778 | 114.5083
1692 | 2443.1476 | 121.2919 | 2443.1476 | 121.2919
1693 | 2330.6407 | 145.6614 | 2330.6407 | 145.6614
1694 | 2267.9381 | 233.8051 | 2267.9381 | 233.8051
1695 | 2250.4358 | 352.7237 | 2250.4358 | 352.7237
1696 | 2268.8825 | 426.6143 | 2268.8825 | 426.6143
1697 | 2325.7547 | 534.7627 | 2325.7547 | 534.7627
1698 | 2364.7397 | 591.9555 | 2364.7397 | 591.9555
1699 | 2545.6352 | 613.2036 | 2545.6352 | 613.2036
1700 | 2863.4311 | 586.0135 | 2863.4311 | 586.0135
1701 | 3081.8112 | 569.1683 | 3081.8112 | 569.1683
1702 | 3216.2041 | 549.0053 | 3216.2041 | 549.0053
1703 | 3433.0478 | 529.9948 | 3433.0478 | 529.9948
1704 | 3329.9583 | 512.3486 | 3329.9583 | 512.3486
1705 | 3131.3723 | 499.0566 | 3131.3723 | 499.0566
1706 | 3096.5837 | 492.299 | 3096.5837 | 492.299
1707 | 3113.4855 | 475.1852 | 3113.4855 | 475.1852
1708 | 3110.3823 | 460.9615 | 3110.3823 | 460.9615
1709 | 3158.9173 | 449.7251 | 3158.9173 | 449.7251
1710 | 3129.9678 | 421.3567 | 3129.9678 | 421.3567
1711 | 3139.2727 | 398.4612 | 3139.2727 | 398.4612
1712 | 3124.707 | 380.1947 | 3124.707 | 380.1947
1713 | 3005.6766 | 347.0823 | 3005.6766 | 347.0823
1714 | 2864.0486 | 309.5064 | 2864.0486 | 309.5064
1715 | 2659.019 | 300.4871 | 2659.019 | 300.4871
1716 | 2484.4611 | 316.2485 | 2484.4611 | 316.2485
1717 | 2363.9147 | 339.3857 | 2363.9147 | 339.3857
1718 | 2291.2973 | 350.0749 | 2291.2973 | 350.0749
1719 | 2269.6101 | 355.1002 | 2269.6101 | 355.1002
1720 | 2291.4369 | 370.1077 | 2291.4369 | 370.1077
1721 | 2345.8748 | 441.3772 | 2345.8748 | 441.3772
1722 | 2363.5711 | 470.1407 | 2363.5711 | 470.1407
1723 | 2531.1759 | 468.8566 | 2531.1759 | 468.8566
1724 | 2795.7939 | 456.5412 | 2795.7939 | 456.5412
1725 | 2976.088 | 452.0183 | 2976.088 | 452.0183
1726 | 3107.2743 | 456.764 | 3107.2743 | 456.764
1727 | 3370.8423 | 457.9093 | 3370.8423 | 457.9093
1728 | 3287.2339 | 465.2598 | 3287.2339 | 465.2598
1729 | 3109.6487 | 469.043 | 3109.6487 | 469.043
1730 | 3072.6679 | 475.9279 | 3072.6679 | 475.9279
1731 | 3067.6705 | 458.9901 | 3067.6705 | 458.9901
1732 | 3073.1416 | 432.2681 | 3073.1416 | 432.2681
1733 | 3156.2215 | 404.4846 | 3156.2215 | 404.4846
1734 | 3122.3222 | 353.408 | 3122.3222 | 353.408
1735 | 3138.4663 | 311.4129 | 3138.4663 | 311.4129
1736 | 3111.7365 | 303.3563 | 3111.7365 | 303.3563
1737 | 2992.5842 | 291.5439 | 2992.5842 | 291.5439
1738 | 2857.7356 | 260.2172 | 2857.7356 | 260.2172
1739 | 2663.6578 | 227.1694 | 2663.6578 | 227.1694
1740 | 2506.9536 | 218.5502 | 2506.9536 | 218.5502
1741 | 2392.9755 | 241.8634 | 2392.9755 | 241.8634
1742 | 2321.5344 | 282.6542 | 2321.5344 | 282.6542
1743 | 2296.7358 | 339.0812 | 2296.7358 | 339.0812
1744 | 2304.4564 | 380.0536 | 2304.4564 | 380.0536
1745 | 2358.9569 | 470.6867 | 2358.9569 | 470.6867
1746 | 2358.9622 | 508.2518 | 2358.9622 | 508.2518
1747 | 2427.8762 | 510.8404 | 2427.8762 | 510.8404
1748 | 2656.7603 | 500.1974 | 2656.7603 | 500.1974
1749 | 2857.1115 | 492.1538 | 2857.1115 | 492.1538
1750 | 2989.6299 | 474.5433 | 2989.6299 | 474.5433
1751 | 3244.8333 | 470.2316 | 3244.8333 | 470.2316
1752 | 3218.6295 | 493.9532 | 3218.6295 | 493.9532
1753 | 3062.1469 | 523.3492 | 3062.1469 | 523.3492
1754 | 3019.0507 | 553.8225 | 3019.0507 | 553.8225
1755 | 3022.3906 | 564.962 | 3022.3906 | 564.962
1756 | 3041.3796 | 553.9949 | 3041.3796 | 553.9949
1757 | 3109.0488 | 524.8032 | 3109.0488 | 524.8032
1758 | 3069.2353 | 475.8389 | 3069.2353 | 475.8389
1759 | 3073.6455 | 421.8736 | 3073.6455 | 421.8736
1760 | 3055.8453 | 360.567 | 3055.8453 | 360.567
1761 | 2965.2561 | 312.8439 | 2965.2561 | 312.8439
1762 | 2818.0979 | 273.0676 | 2818.0979 | 273.0676
1763 | 2639.8208 | 262.552 | 2639.8208 | 262.552
1764 | 2461.4186 | 273.5605 | 2461.4186 | 273.5605
1765 | 2356.5109 | 308.1399 | 2356.5109 | 308.1399
1766 | 2292.7751 | 368.9104 | 2292.7751 | 368.9104
1767 | 2274.3451 | 446.4613 | 2274.3451 | 446.4613
1768 | 2273.9243 | 499.404 | 2273.9243 | 499.404
1769 | 2313.4253 | 623.7474 | 2313.4253 | 623.7474
1770 | 2332.225 | 695.2869 | 2332.225 | 695.2869
1771 | 2440.4949 | 715.7428 | 2440.4949 | 715.7428
1772 | 2641.902 | 703.2515 | 2641.902 | 703.2515
1773 | 2832.3752 | 687.9905 | 2832.3752 | 687.9905
1774 | 3016.6331 | 677.9495 | 3016.6331 | 677.9495
1775 | 3235.8882 | 663.2518 | 3235.8882 | 663.2518
1776 | 3206.4092 | 656.9597 | 3206.4092 | 656.9597
1777 | 3062.6781 | 659.9508 | 3062.6781 | 659.9508
1778 | 3042.2524 | 652.2249 | 3042.2524 | 652.2249
1779 | 3077.779 | 591.9831 | 3077.779 | 591.9831
1780 | 3122.267 | 576.9672 | 3122.267 | 576.9672
1781 | 3148.2541 | 580.7817 | 3148.2541 | 580.7817
1782 | 3118.6816 | 577.0579 | 3118.6816 | 577.0579
1783 | 3120.3025 | 574.4062 | 3120.3025 | 574.4062
1784 | 3072.973 | 568.374 | 3072.973 | 568.374
1785 | 2966.081 | 547.7599 | 2966.081 | 547.7599
1786 | 2815.4702 | 505.9593 | 2815.4702 | 505.9593
1787 | 2614.2025 | 484.4416 | 2614.2025 | 484.4416
1788 | 2458.0477 | 490.2571 | 2458.0477 | 490.2571
1789 | 2357.3954 | 515.5067 | 2357.3954 | 515.5067
1790 | 2280.7005 | 543.4471 | 2280.7005 | 543.4471
1791 | 2248.8127 | 569.0683 | 2248.8127 | 569.0683
1792 | 2272.3056 | 590.325 | 2272.3056 | 590.325
1793 | 2316.6169 | 663.1788 | 2316.6169 | 663.1788
1794 | 2355.2033 | 696.5191 | 2355.2033 | 696.5191
1795 | 2491.6857 | 709.7577 | 2491.6857 | 709.7577
1796 | 2748.7577 | 702.0192 | 2748.7577 | 702.0192
1797 | 2909.1118 | 709.2025 | 2909.1118 | 709.2025
1798 | 3076.5344 | 726.0065 | 3076.5344 | 726.0065
1799 | 3325.1183 | 732.9609 | 3325.1183 | 732.9609
1800 | 3255.91 | 734.3262 | 3255.91 | 734.3262
1801 | 3122.2358 | 732.6524 | 3122.2358 | 732.6524
1802 | 3074.0893 | 721.0538 | 3074.0893 | 721.0538
1803 | 3117.4745 | 650.7781 | 3117.4745 | 650.7781
1804 | 3113.3464 | 614.5502 | 3113.3464 | 614.5502
1805 | 3171.5803 | 576.0288 | 3171.5803 | 576.0288
1806 | 3174.0131 | 501.0117 | 3174.0131 | 501.0117
1807 | 3185.7795 | 421.3455 | 3185.7795 | 421.3455
1808 | 3148.9099 | 371.6571 | 3148.9099 | 371.6571
1809 | 3035.0176 | 337.6645 | 3035.0176 | 337.6645
1810 | 2880.0404 | 301.4969 | 2880.0404 | 301.4969
1811 | 2649.0006 | 287.1966 | 2649.0006 | 287.1966
1812 | 2478.8078 | 298.7332 | 2478.8078 | 298.7332
1813 | 2366.3788 | 337.0973 | 2366.3788 | 337.0973
1814 | 2291.0586 | 414.0629 | 2291.0586 | 414.0629
1815 | 2278.5091 | 488.9733 | 2278.5091 | 488.9733
1816 | 2296.3756 | 508.1176 | 2296.3756 | 508.1176
1817 | 2352.9904 | 589.1569 | 2352.9904 | 589.1569
1818 | 2394.4833 | 624.7857 | 2394.4833 | 624.7857
1819 | 2606.8962 | 621.3011 | 2606.8962 | 621.3011
1820 | 2930.9641 | 609.954 | 2930.9641 | 609.954
1821 | 3133.0156 | 599.798 | 3133.0156 | 599.798
1822 | 3281.403 | 580.6912 | 3281.403 | 580.6912
1823 | 3531.2296 | 566.9618 | 3531.2296 | 566.9618
1824 | 3446.4765 | 566.4788 | 3446.4765 | 566.4788
1825 | 3236.3669 | 566.1252 | 3236.3669 | 566.1252
1826 | 3204.8022 | 579.4353 | 3204.8022 | 579.4353
1827 | 3249.8791 | 587.7583 | 3249.8791 | 587.7583
1828 | 3265.5506 | 598.0912 | 3265.5506 | 598.0912
1829 | 3344.0887 | 607.8027 | 3344.0887 | 607.8027
1830 | 3322.141 | 592.4608 | 3322.141 | 592.4608
1831 | 3292.23 | 572.7339 | 3292.23 | 572.7339
1832 | 3255.5341 | 559.3083 | 3255.5341 | 559.3083
1833 | 3109.6873 | 541.5988 | 3109.6873 | 541.5988
1834 | 2902.8105 | 505.0791 | 2902.8105 | 505.0791
1835 | 2666.7654 | 483.2974 | 2666.7654 | 483.2974
1836 | 2502.5209 | 485.3282 | 2502.5209 | 485.3282
1837 | 2380.3419 | 500.984 | 2380.3419 | 500.984
1838 | 2312.896 | 517.3942 | 2312.896 | 517.3942
1839 | 2273.1781 | 530.253 | 2273.1781 | 530.253
1840 | 2301.1806 | 539.0114 | 2301.1806 | 539.0114
1841 | 2360.0651 | 599.5428 | 2360.0651 | 599.5428
1842 | 2410.4166 | 626.458 | 2410.4166 | 626.458
1843 | 2605.1999 | 621.3892 | 2605.1999 | 621.3892
1844 | 2933.6565 | 608.1056 | 2933.6565 | 608.1056
1845 | 3121.3467 | 598.4777 | 3121.3467 | 598.4777
1846 | 3265.2159 | 582.4516 | 3265.2159 | 582.4516
1847 | 3502.7137 | 572.0667 | 3502.7137 | 572.0667
1848 | 3439.0125 | 569.2953 | 3439.0125 | 569.2953
1849 | 3222.3145 | 567.8855 | 3222.3145 | 567.8855
1850 | 3194.4946 | 573.0981 | 3194.4946 | 573.0981
1851 | 3216.0453 | 575.348 | 3216.0453 | 575.348
1852 | 3229.5904 | 573.5346 | 3229.5904 | 573.5346
1853 | 3293.1365 | 559.4817 | 3293.1365 | 559.4817
1854 | 3306.0232 | 516.6786 | 3306.0232 | 516.6786
1855 | 3317.4066 | 462.8013 | 3317.4066 | 462.8013
1856 | 3251.0314 | 420.0662 | 3251.0314 | 420.0662
1857 | 3116.1558 | 393.0269 | 3116.1558 | 393.0269
1858 | 2938.3745 | 352.9866 | 2938.3745 | 352.9866
1859 | 2720.4131 | 313.7776 | 2720.4131 | 313.7776
1860 | 2528.4827 | 301.5497 | 2528.4827 | 301.5497
1861 | 2415.6023 | 327.5915 | 2415.6023 | 327.5915
1862 | 2355.5561 | 411.7744 | 2355.5561 | 411.7744
1863 | 2331.8368 | 494.0782 | 2331.8368 | 494.0782
1864 | 2343.0078 | 519.9998 | 2343.0078 | 519.9998
1865 | 2390.8129 | 620.6668 | 2390.8129 | 620.6668
1866 | 2450.8353 | 674.251 | 2450.8353 | 674.251
1867 | 2646.4139 | 670.5024 | 2646.4139 | 670.5024
1868 | 2963.7726 | 666.6366 | 2963.7726 | 666.6366
1869 | 3144.0617 | 674.524 | 3144.0617 | 674.524
1870 | 3298.0071 | 662.1945 | 3298.0071 | 662.1945
1871 | 3507.3428 | 654.9783 | 3507.3428 | 654.9783
1872 | 3445.1939 | 655.1114 | 3445.1939 | 655.1114
1873 | 3229.3061 | 658.5425 | 3229.3061 | 658.5425
1874 | 3210.5238 | 662.963 | 3210.5238 | 662.963
1875 | 3254.8779 | 615.2194 | 3254.8779 | 615.2194
1876 | 3242.0405 | 575.1188 | 3242.0405 | 575.1188
1877 | 3303.178 | 531.2284 | 3303.178 | 531.2284
1878 | 3284.7501 | 465.1889 | 3284.7501 | 465.1889
1879 | 3287.9053 | 404.0062 | 3287.9053 | 404.0062
1880 | 3205.0531 | 368.3125 | 3205.0531 | 368.3125
1881 | 3079.0678 | 355.4439 | 3079.0678 | 355.4439
1882 | 2897.8069 | 343.7449 | 2897.8069 | 343.7449
1883 | 2712.9481 | 350.4805 | 2712.9481 | 350.4805
1884 | 2521.9819 | 374.8675 | 2521.9819 | 374.8675
1885 | 2406.7746 | 407.0704 | 2406.7746 | 407.0704
1886 | 2336.0096 | 434.2187 | 2336.0096 | 434.2187
1887 | 2314.5186 | 462.3923 | 2314.5186 | 462.3923
1888 | 2328.8572 | 503.4527 | 2328.8572 | 503.4527
1889 | 2388.8492 | 592.5015 | 2388.8492 | 592.5015
1890 | 2445.067 | 632.0911 | 2445.067 | 632.0911
1891 | 2611.5232 | 632.0392 | 2611.5232 | 632.0392
1892 | 2885.2213 | 613.7387 | 2885.2213 | 613.7387
1893 | 3074.032 | 593.1968 | 3074.032 | 593.1968
1894 | 3214.1187 | 567.9288 | 3214.1187 | 567.9288
1895 | 3499.9255 | 536.068 | 3499.9255 | 536.068
1896 | 3423.8906 | 508.916 | 3423.8906 | 508.916
1897 | 3226.5386 | 480.3091 | 3226.5386 | 480.3091
1898 | 3179.8866 | 470.5589 | 3179.8866 | 470.5589
1899 | 3172.2241 | 484.955 | 3172.2241 | 484.955
1900 | 3216.4531 | 511.5709 | 3216.4531 | 511.5709
1901 | 3304.2336 | 522.6028 | 3304.2336 | 522.6028
1902 | 3289.7205 | 500.1315 | 3289.7205 | 500.1315
1903 | 3315.7362 | 446.9583 | 3315.7362 | 446.9583
1904 | 3231.7174 | 404.9273 | 3231.7174 | 404.9273
1905 | 3088.5065 | 370.8468 | 3088.5065 | 370.8468
1906 | 2915.0309 | 348.6738 | 2915.0309 | 348.6738
1907 | 2727.0219 | 346.6958 | 2727.0219 | 346.6958
1908 | 2556.4299 | 346.0861 | 2556.4299 | 346.0861
1909 | 2453.0903 | 373.096 | 2453.0903 | 373.096
1910 | 2377.9269 | 425.329 | 2377.9269 | 425.329
1911 | 2347.2434 | 478.7634 | 2347.2434 | 478.7634
1912 | 2357.729 | 518.6796 | 2357.729 | 518.6796
1913 | 2409.7505 | 605.968 | 2409.7505 | 605.968
1914 | 2448.3019 | 644.5014 | 2448.3019 | 644.5014
1915 | 2546.4975 | 644.6255 | 2546.4975 | 644.6255
1916 | 2761.1407 | 628.7895 | 2761.1407 | 628.7895
1917 | 2942.1073 | 618.6335 | 2942.1073 | 618.6335
1918 | 3082.5978 | 608.6805 | 3082.5978 | 608.6805
1919 | 3322.3197 | 604.4568 | 3322.3197 | 604.4568
1920 | 3285.0872 | 601.8614 | 3285.0872 | 601.8614
1921 | 3115.8428 | 589.7136 | 3115.8428 | 589.7136
1922 | 3078.1708 | 570.2816 | 3078.1708 | 570.2816
1923 | 3111.0791 | 539.7013 | 3111.0791 | 539.7013
1924 | 3164.9465 | 515.8837 | 3164.9465 | 515.8837
1925 | 3211.5548 | 488.9805 | 3211.5548 | 488.9805
1926 | 3212.582 | 436.3195 | 3212.582 | 436.3195
1927 | 3223.1851 | 388.6033 | 3223.1851 | 388.6033
1928 | 3130.8568 | 351.8534 | 3130.8568 | 351.8534
1929 | 3007.5625 | 317.9488 | 3007.5625 | 317.9488
1930 | 2885.6814 | 288.4705 | 2885.6814 | 288.4705
1931 | 2707.8972 | 273.6421 | 2707.8972 | 273.6421
1932 | 2542.2895 | 274.7047 | 2542.2895 | 274.7047
1933 | 2446.053 | 285.4316 | 2446.053 | 285.4316
1934 | 2377.5673 | 292.6001 | 2377.5673 | 292.6001
1935 | 2359.1351 | 300.3539 | 2359.1351 | 300.3539
1936 | 2371.9557 | 322.7549 | 2371.9557 | 322.7549
1937 | 2409.5521 | 392.8801 | 2409.5521 | 392.8801
1938 | 2454.8296 | 419.7073 | 2454.8296 | 419.7073
1939 | 2541.192 | 419.6554 | 2541.192 | 419.6554
1940 | 2744.3107 | 414.2933 | 2744.3107 | 414.2933
1941 | 2933.6816 | 419.5402 | 2933.6816 | 419.5402
1942 | 3077.0797 | 426.9264 | 3077.0797 | 426.9264
1943 | 3335.1731 | 438.2816 | 3335.1731 | 438.2816
1944 | 3255.3579 | 462.8833 | 3255.3579 | 462.8833
1945 | 3124.2098 | 482.0694 | 3124.2098 | 482.0694
1946 | 3084.8839 | 509.0221 | 3084.8839 | 509.0221
1947 | 3096.1942 | 518.6653 | 3096.1942 | 518.6653
1948 | 3164.7636 | 513.7713 | 3164.7636 | 513.7713
1949 | 3265.9886 | 497.342 | 3265.9886 | 497.342
1950 | 3225.8962 | 456.0352 | 3225.8962 | 456.0352
1951 | 3250.2952 | 416.8566 | 3250.2952 | 416.8566
1952 | 3175.5212 | 385.8278 | 3175.5212 | 385.8278
1953 | 3054.023 | 369.0864 | 3054.023 | 369.0864
1954 | 2894.9791 | 355.5391 | 2894.9791 | 355.5391
1955 | 2707.0194 | 344.4954 | 2707.0194 | 344.4954
1956 | 2567.4306 | 345.0299 | 2567.4306 | 345.0299
1957 | 2460.4463 | 374.3283 | 2460.4463 | 374.3283
1958 | 2385.0424 | 447.7732 | 2385.0424 | 447.7732
1959 | 2365.2297 | 528.5807 | 2365.2297 | 528.5807
1960 | 2373.5589 | 553.9742 | 2373.5589 | 553.9742
1961 | 2415.6709 | 635.9817 | 2415.6709 | 635.9817
1962 | 2471.4093 | 705.8489 | 2471.4093 | 705.8489
1963 | 2618.2343 | 726.2168 | 2618.2343 | 726.2168
1964 | 2863.5537 | 730.2725 | 2863.5537 | 730.2725
1965 | 3047.6114 | 735.1674 | 3047.6114 | 735.1674
1966 | 3204.3366 | 734.8081 | 3204.3366 | 734.8081
1967 | 3444.2625 | 728.7361 | 3444.2625 | 728.7361
1968 | 3350.3677 | 727.901 | 3350.3677 | 727.901
1969 | 3171.3827 | 715.4012 | 3171.3827 | 715.4012
1970 | 3131.3101 | 724.6625 | 3131.3101 | 724.6625
1971 | 3153.9958 | 712.7417 | 3153.9958 | 712.7417
1972 | 3197.4473 | 672.6411 | 3197.4473 | 672.6411
1973 | 3284.9991 | 626.0222 | 3284.9991 | 626.0222
1974 | 3277.464 | 561.743 | 3277.464 | 561.743
1975 | 3314.1884 | 511.1223 | 3314.1884 | 511.1223
1976 | 3215.9075 | 475.8686 | 3215.9075 | 475.8686
1977 | 3087.7238 | 448.9174 | 3087.7238 | 448.9174
1978 | 2902.0996 | 421.1994 | 2902.0996 | 421.1994
1979 | 2714.7654 | 422.8301 | 2714.7654 | 422.8301
1980 | 2534.7177 | 442.2001 | 2534.7177 | 442.2001
1981 | 2433.7253 | 477.4836 | 2433.7253 | 477.4836
1982 | 2375.5422 | 552.5128 | 2375.5422 | 552.5128
1983 | 2340.0834 | 600.8422 | 2340.0834 | 600.8422
1984 | 2356.7361 | 630.4605 | 2356.7361 | 630.4605
1985 | 2427.886 | 707.4511 | 2427.886 | 707.4511
1986 | 2489.7132 | 738.8551 | 2489.7132 | 738.8551
1987 | 2679.8807 | 751.6536 | 2679.8807 | 751.6536
1988 | 2995.8469 | 772.4324 | 2995.8469 | 772.4324
1989 | 3190.8447 | 815.7905 | 3190.8447 | 815.7905
1990 | 3340.9812 | 861.6399 | 3340.9812 | 861.6399
1991 | 3571.5657 | 885.6695 | 3571.5657 | 885.6695
1992 | 3459.0117 | 873.8324 | 3459.0117 | 873.8324
1993 | 3264.8258 | 823.0453 | 3264.8258 | 823.0453
1994 | 3219.9617 | 757.4927 | 3219.9617 | 757.4927
1995 | 3263.2017 | 682.464 | 3263.2017 | 682.464
1996 | 3275.4318 | 606.3647 | 3275.4318 | 606.3647
1997 | 3357.1577 | 550.7681 | 3357.1577 | 550.7681
1998 | 3396.0786 | 501.9798 | 3396.0786 | 501.9798
1999 | 3381.4711 | 439.0368 | 3381.4711 | 439.0368
2000 | 3273.1412 | 406.1596 | 3273.1412 | 406.1596
2001 | 3124.9942 | 384.0492 | 3124.9942 | 384.0492
2002 | 2948.3657 | 345.4172 | 2948.3657 | 345.4172
2003 | 2726.8846 | 324.8677 | 2726.8846 | 324.8677
2004 | 2541.3443 | 337.7245 | 2541.3443 | 337.7245
2005 | 2428.5654 | 385.8584 | 2428.5654 | 385.8584
2006 | 2369.4386 | 445.9248 | 2369.4386 | 445.9248
2007 | 2346.3169 | 493.5501 | 2346.3169 | 493.5501
2008 | 2365.0461 | 531.8821 | 2365.0461 | 531.8821
2009 | 2420.6843 | 609.5767 | 2420.6843 | 609.5767
2010 | 2495.8784 | 646.1737 | 2495.8784 | 646.1737
2011 | 2676.6479 | 647.9701 | 2676.6479 | 647.9701
2012 | 3000.9692 | 633.6304 | 3000.9692 | 633.6304
2013 | 3202.4277 | 626.2029 | 3202.4277 | 626.2029
2014 | 3355.0807 | 618.6263 | 3355.0807 | 618.6263
2015 | 3614.4191 | 609.2097 | 3614.4191 | 609.2097
2016 | 3493.8105 | 594.1159 | 3493.8105 | 594.1159
2017 | 3296.3995 | 579.1516 | 3296.3995 | 579.1516
2018 | 3247.0487 | 590.6134 | 3247.0487 | 590.6134
2019 | 3296.3392 | 596.3839 | 3296.3392 | 596.3839
2020 | 3298.2749 | 584.5366 | 3298.2749 | 584.5366
2021 | 3350.6652 | 561.242 | 3350.6652 | 561.242
2022 | 3361.9057 | 511.8377 | 3361.9057 | 511.8377
2023 | 3378.6954 | 465.0017 | 3378.6954 | 465.0017
2024 | 3241.6206 | 429.748 | 3241.6206 | 429.748
2025 | 3098.6671 | 416.3513 | 3098.6671 | 416.3513
2026 | 2919.4886 | 398.1391 | 2919.4886 | 398.1391
2027 | 2703.247 | 381.1983 | 2703.247 | 381.1983
2028 | 2522.6687 | 383.8451 | 2522.6687 | 383.8451
2029 | 2406.8853 | 416.2241 | 2406.8853 | 416.2241
2030 | 2335.983 | 465.2005 | 2335.983 | 465.2005
2031 | 2317.4003 | 499.6233 | 2317.4003 | 499.6233
2032 | 2323.992 | 528.8895 | 2323.992 | 528.8895
2033 | 2388.8286 | 609.3127 | 2388.8286 | 609.3127
2034 | 2471.247 | 646.5258 | 2471.247 | 646.5258
2035 | 2613.8135 | 651.3148 | 2613.8135 | 651.3148
2036 | 2936.119 | 647.9771 | 2936.119 | 647.9771
2037 | 3137.9823 | 651.5517 | 3137.9823 | 651.5517
2038 | 3292.4907 | 642.1268 | 3292.4907 | 642.1268
2039 | 3535.1035 | 637.815 | 3535.1035 | 637.815
2040 | 3449.6017 | 641.0287 | 3449.6017 | 641.0287
2041 | 3218.7092 | 643.9318 | 3218.7092 | 643.9318
2042 | 3182.6772 | 659.0902 | 3182.6772 | 659.0902
2043 | 3232.7351 | 684.9285 | 3232.7351 | 684.9285
2044 | 3250.849 | 708.9919 | 3250.849 | 708.9919
2045 | 3298.3703 | 750.2134 | 3298.3703 | 750.2134
2046 | 3336.6953 | 776.6793 | 3336.6953 | 776.6793
2047 | 3338.7196 | 792.071 | 3338.7196 | 792.071
2048 | 3219.3322 | 799.3293 | 3219.3322 | 799.3293
2049 | 3110.5444 | 795.9664 | 3110.5444 | 795.9664
2050 | 2947.4671 | 763.8476 | 2947.4671 | 763.8476
2051 | 2730.4184 | 735.2006 | 2730.4184 | 735.2006
2052 | 2554.8144 | 712.4107 | 2554.8144 | 712.4107
2053 | 2426.118 | 693.036 | 2426.118 | 693.036
2054 | 2360.0954 | 699.8524 | 2360.0954 | 699.8524
2055 | 2336.8971 | 702.4133 | 2336.8971 | 702.4133
2056 | 2338.2175 | 702.0179 | 2338.2175 | 702.0179
2057 | 2395.5316 | 767.3903 | 2395.5316 | 767.3903
2058 | 2462.7655 | 795.6257 | 2462.7655 | 795.6257
2059 | 2593.0271 | 788.7085 | 2593.0271 | 788.7085
2060 | 2873.9557 | 770.32 | 2873.9557 | 770.32
2061 | 3068.7192 | 760.3401 | 3068.7192 | 760.3401
2062 | 3212.8901 | 745.018 | 3212.8901 | 745.018
2063 | 3424.9786 | 728.8241 | 3424.9786 | 728.8241
2064 | 3380.3909 | 718.9233 | 3380.3909 | 718.9233
2065 | 3219.0584 | 714.697 | 3219.0584 | 714.697
2066 | 3193.2366 | 723.6943 | 3193.2366 | 723.6943
2067 | 3227.6498 | 726.2082 | 3227.6498 | 726.2082
2068 | 3262.4469 | 709.6961 | 3262.4469 | 709.6961
2069 | 3313.9285 | 683.3209 | 3313.9285 | 683.3209
2070 | 3345.7597 | 619.0418 | 3345.7597 | 619.0418
2071 | 3329.3612 | 553.7223 | 3329.3612 | 553.7223
2072 | 3192.8004 | 514.4199 | 3192.8004 | 514.4199
2073 | 3075.3187 | 507.3603 | 3075.3187 | 507.3603
2074 | 2933.2832 | 508.5117 | 2933.2832 | 508.5117
2075 | 2718.4575 | 521.4085 | 2718.4575 | 521.4085
2076 | 2534.6218 | 579.2418 | 2534.6218 | 579.2418
2077 | 2423.2059 | 654.3088 | 2423.2059 | 654.3088
2078 | 2355.3474 | 718.776 | 2355.3474 | 718.776
2079 | 2325.9931 | 762.8806 | 2325.9931 | 762.8806
2080 | 2328.2431 | 800.1563 | 2328.2431 | 800.1563
2081 | 2384.79 | 876.1787 | 2384.79 | 876.1787
2082 | 2448.7251 | 906.7905 | 2448.7251 | 906.7905
2083 | 2529.9556 | 907.5308 | 2529.9556 | 907.5308
2084 | 2745.8781 | 899.7043 | 2745.8781 | 899.7043
2085 | 2959.5664 | 902.2227 | 2959.5664 | 902.2227
2086 | 3111.1702 | 907.1444 | 3111.1702 | 907.1444
2087 | 3323.3575 | 913.6588 | 3323.3575 | 913.6588
2088 | 3280.6923 | 906.0464 | 3280.6923 | 906.0464
2089 | 3152.5878 | 891.6102 | 3152.5878 | 891.6102
2090 | 3089.177 | 888.0211 | 3089.177 | 888.0211
2091 | 3114.2226 | 859.0251 | 3114.2226 | 859.0251
2092 | 3146.0936 | 813.5555 | 3146.0936 | 813.5555
2093 | 3217.4876 | 765.6163 | 3217.4876 | 765.6163
2094 | 3196.861 | 703.8017 | 3196.861 | 703.8017
2095 | 3209.5477 | 653.709 | 3209.5477 | 653.709
2096 | 3111.6987 | 614.9347 | 3111.6987 | 614.9347
2097 | 3007.1231 | 577.4215 | 3007.1231 | 577.4215
2098 | 2860.2239 | 525.0588 | 2860.2239 | 525.0588
2099 | 2683.3648 | 491.3949 | 2683.3648 | 491.3949
2100 | 2516.5666 | 486.1203 | 2516.5666 | 486.1203
2101 | 2418.3595 | 516.0348 | 2418.3595 | 516.0348
2102 | 2345.6902 | 598.2814 | 2345.6902 | 598.2814
2103 | 2327.3134 | 647.8431 | 2327.3134 | 647.8431
2104 | 2330.8729 | 673.9407 | 2330.8729 | 673.9407
2105 | 2389.8598 | 778.1283 | 2389.8598 | 778.1283
2106 | 2441.5865 | 839.81 | 2441.5865 | 839.81
2107 | 2529.5596 | 861.5862 | 2529.5596 | 861.5862
2108 | 2724.4396 | 865.5539 | 2724.4396 | 865.5539
2109 | 2916.4445 | 869.1285 | 2916.4445 | 869.1285
2110 | 3060.1966 | 856.3589 | 3060.1966 | 856.3589
2111 | 3317.1974 | 843.6856 | 3317.1974 | 843.6856
2112 | 3262.3857 | 839.77 | 3262.3857 | 839.77
2113 | 3116.1588 | 843.6412 | 3116.1588 | 843.6412
2114 | 3086.4236 | 856.6873 | 3086.4236 | 856.6873
2115 | 3101.3017 | 833.5884 | 3101.3017 | 833.5884
2116 | 3181.7917 | 763.6502 | 3181.7917 | 763.6502
2117 | 3260.6609 | 724.0725 | 3260.6609 | 724.0725
2118 | 3250.0889 | 650.2876 | 3250.0889 | 650.2876
2119 | 3265.1318 | 593.3297 | 3265.1318 | 593.3297
2120 | 3136.8744 | 564.6773 | 3136.8744 | 564.6773
2121 | 3021.1142 | 549.9603 | 3021.1142 | 549.9603
2122 | 2868.4472 | 529.0196 | 2868.4472 | 529.0196
2123 | 2692.8866 | 523.873 | 2692.8866 | 523.873
2124 | 2510.3677 | 537.786 | 2510.3677 | 537.786
2125 | 2395.2736 | 574.3898 | 2395.2736 | 574.3898
2126 | 2335.2046 | 638.4169 | 2335.2046 | 638.4169
2127 | 2308.9227 | 691.1472 | 2308.9227 | 691.1472
2128 | 2314.1267 | 729.039 | 2314.1267 | 729.039
2129 | 2371.5593 | 833.1386 | 2371.5593 | 833.1386
2130 | 2420.6305 | 899.1331 | 2420.6305 | 899.1331
2131 | 2573.6198 | 907.4428 | 2573.6198 | 907.4428
2132 | 2794.2992 | 896.0956 | 2794.2992 | 896.0956
2133 | 2980.365 | 886.9078 | 2980.365 | 886.9078
2134 | 3190.6484 | 885.4043 | 3190.6484 | 885.4043
2135 | 3397.5482 | 889.6302 | 3397.5482 | 889.6302
2136 | 3354.6944 | 902.5258 | 3354.6944 | 902.5258
2137 | 3167.7585 | 904.7246 | 3167.7585 | 904.7246
2138 | 3136.272 | 915.9224 | 3136.272 | 915.9224
2139 | 3175.5673 | 914.5635 | 3175.5673 | 914.5635
2140 | 3236.52 | 825.7898 | 3236.52 | 825.7898
2141 | 3368.7258 | 747.3969 | 3368.7258 | 747.3969
2142 | 3370.6518 | 698.9608 | 3370.6518 | 698.9608
2143 | 3319.4317 | 651.8607 | 3319.4317 | 651.8607
2144 | 3185.473 | 613.8785 | 3185.473 | 613.8785
2145 | 3084.0677 | 590.1839 | 3084.0677 | 590.1839
2146 | 2893.0595 | 573.3799 | 2893.0595 | 573.3799
2147 | 2697.725 | 562.1602 | 2697.725 | 562.1602
2148 | 2521.1772 | 577.5694 | 2521.1772 | 577.5694
2149 | 2405.504 | 630.3683 | 2405.504 | 630.3683
2150 | 2332.0483 | 722.1206 | 2332.0483 | 722.1206
2151 | 2332.9201 | 743.0769 | 2332.9201 | 743.0769
2152 | 2331.525 | 774.4555 | 2331.525 | 774.4555
2153 | 2383.0203 | 875.1225 | 2383.0203 | 875.1225
2154 | 2491.5011 | 930.467 | 2491.5011 | 930.467
2155 | 2694.4295 | 941.1531 | 2694.4295 | 941.1531
2156 | 3005.2936 | 931.9183 | 3005.2936 | 931.9183
2157 | 3196.688 | 925.5471 | 3196.688 | 925.5471
2158 | 3332.1678 | 915.594 | 3332.1678 | 915.594
2159 | 3603.1825 | 906.0893 | 3603.1825 | 906.0893
2160 | 3487.0903 | 890.1154 | 3487.0903 | 890.1154
2161 | 3275.8047 | 872.9507 | 3275.8047 | 872.9507
2162 | 3228.427 | 877.8112 | 3228.427 | 877.8112
2163 | 3258.2677 | 868.971 | 3258.2677 | 868.971
2164 | 3292.2161 | 803.1696 | 3292.2161 | 803.1696
2165 | 3369.8331 | 741.9399 | 3369.8331 | 741.9399
2166 | 3443.2899 | 666.1306 | 3443.2899 | 666.1306
2167 | 3387.3247 | 614.1896 | 3387.3247 | 614.1896
2168 | 3270.3832 | 587.8256 | 3270.3832 | 587.8256
2169 | 3132.7354 | 571.1723 | 3132.7354 | 571.1723
2170 | 2960.178 | 541.4299 | 2960.178 | 541.4299
2171 | 2721.9296 | 521.6726 | 2721.9296 | 521.6726
2172 | 2554.7852 | 1073.597 | 2554.7852 | 1073.597
2173 | 2424.5676 | 1163.3936 | 2424.5676 | 1163.3936
2174 | 2353.9081 | 1323.4709 | 2353.9081 | 1323.4709
2175 | 2337.3019 | 1372.0503 | 2337.3019 | 1372.0503
2176 | 2340.4222 | 1391.2386 | 2340.4222 | 1391.2386
2177 | 2407.942 | 1441.6215 | 2407.942 | 1441.6215
2178 | 2513.2988 | 1490.4735 | 2513.2988 | 1490.4735
2179 | 2687.3152 | 1502.5173 | 2687.3152 | 1502.5173
2180 | 2982.6412 | 1486.3403 | 2982.6412 | 1486.3403
2181 | 3200.3497 | 1452.3623 | 3200.3497 | 1452.3623
2182 | 3324.7942 | 1436.4327 | 3324.7942 | 1436.4327
2183 | 3609.0042 | 1456.8959 | 3609.0042 | 1456.8959
2184 | 3507.5868 | 1463.7878 | 3507.5868 | 1463.7878
2185 | 3233.88 | 1450.1236 | 3233.88 | 1450.1236
2186 | 3242.3928 | 1447.9108 | 3242.3928 | 1447.9108
2187 | 3308.1798 | 1428.4908 | 3308.1798 | 1428.4908
2188 | 3321.1962 | 1373.638 | 3321.1962 | 1373.638
2189 | 3426.161 | 1288.6646 | 3426.161 | 1288.6646
2190 | 3513.5193 | 1251.7238 | 3513.5193 | 1251.7238
2191 | 3457.6965 | 1226.2238 | 3457.6965 | 1226.2238
2192 | 3275.8453 | 1203.6015 | 3275.8453 | 1203.6015
2193 | 3170.9244 | 1179.4065 | 3170.9244 | 1179.4065
2194 | 2980.4719 | 1144.1476 | 2980.4719 | 1144.1476
2195 | 2783.5055 | 1135.2162 | 2783.5055 | 1135.2162
2196 | 2603.8074 | 1141.8606 | 2603.8074 | 1141.8606
2197 | 2471.8099 | 1155.9101 | 2471.8099 | 1155.9101
2198 | 2392.2332 | 1168.6914 | 2392.2332 | 1168.6914
2199 | 2363.107 | 1184.2342 | 2363.107 | 1184.2342
2200 | 2362.0671 | 1216.5642 | 2362.0671 | 1216.5642
2201 | 2426.6326 | 1339.5912 | 2426.6326 | 1339.5912
2202 | 2524.3234 | 1422.5749 | 2524.3234 | 1422.5749
2203 | 2698.0193 | 1467.8379 | 2698.0193 | 1467.8379
2204 | 2996.8044 | 1489.2606 | 2996.8044 | 1489.2606
2205 | 3188.3834 | 1502.9211 | 3188.3834 | 1502.9211
2206 | 3327.1209 | 1544.6688 | 3327.1209 | 1544.6688
2207 | 3598.4185 | 1584.1144 | 3598.4185 | 1584.1144
2208 | 3507.7275 | 1614.7343 | 3507.7275 | 1614.7343
2209 | 3285.0325 | 1621.3301 | 3285.0325 | 1621.3301
2210 | 3280.3484 | 1635.7269 | 3280.3484 | 1635.7269
2211 | 3325.1827 | 1622.3302 | 3325.1827 | 1622.3302
2212 | 3343.6562 | 1544.297 | 3343.6562 | 1544.297
2213 | 3495.1088 | 1512.8028 | 3495.1088 | 1512.8028
2214 | 3574.1655 | 1485.5357 | 3574.1655 | 1485.5357
2215 | 3460.5903 | 1439.4106 | 3460.5903 | 1439.4106
2216 | 3291.0841 | 1391.9652 | 3291.0841 | 1391.9652
2217 | 3107.5868 | 1312.6483 | 3107.5868 | 1312.6483
2218 | 2890.3905 | 1204.5627 | 2890.3905 | 1204.5627
2219 | 2681.3425 | 1128.2803 | 2681.3425 | 1128.2803
2220 | 2512.7128 | 1104.0783 | 2512.7128 | 1104.0783
2221 | 2403.737 | 1151.7121 | 2403.737 | 1151.7121
2222 | 2336.6401 | 1259.4053 | 2336.6401 | 1259.4053
2223 | 2322.1109 | 1324.2293 | 2322.1109 | 1324.2293
2224 | 2324.0194 | 1367.5106 | 2324.0194 | 1367.5106
2225 | 2385.5786 | 1456.5884 | 2385.5786 | 1456.5884
2226 | 2466.6081 | 1498.322 | 2466.6081 | 1498.322
2227 | 2602.1143 | 1515.1113 | 2602.1143 | 1515.1113
2228 | 2847.8822 | 1521.2022 | 2847.8822 | 1521.2022
2229 | 3032.3747 | 1542.3461 | 3032.3747 | 1542.3461
2230 | 3160.1524 | 1562.7386 | 3160.1524 | 1562.7386
2231 | 3437.3394 | 1561.299 | 3437.3394 | 1561.299
2232 | 3362.2167 | 1577.6821 | 3362.2167 | 1577.6821
2233 | 3157.6572 | 1594.1342 | 3157.6572 | 1594.1342
2234 | 3169.876 | 1624.228 | 3169.876 | 1624.228
2235 | 3270.5037 | 1627.9884 | 3270.5037 | 1627.9884
2236 | 3285.4427 | 1487.5323 | 3285.4427 | 1487.5323
2237 | 3409.3179 | 1317.1382 | 3409.3179 | 1317.1382
2238 | 3472.9259 | 1103.8802 | 3472.9259 | 1103.8802
2239 | 3392.0471 | 1071.0793 | 3392.0471 | 1071.0793
2240 | 3234.7126 | 1000.2709 | 3234.7126 | 1000.2709
2241 | 3096.9637 | 958.0062 | 3096.9637 | 958.0062
2242 | 2938.3363 | 940.087 | 2938.3363 | 940.087
2243 | 2738.8208 | 925.3148 | 2738.8208 | 925.3148
2244 | 2590.4345 | 931.4116 | 2590.4345 | 931.4116
2245 | 2464.3218 | 1011.5345 | 2464.3218 | 1011.5345
2246 | 2387.3833 | 1128.7189 | 2387.3833 | 1128.7189
2247 | 2360.0111 | 1234.0629 | 2360.0111 | 1234.0629
2248 | 2361.9161 | 1335.0216 | 2361.9161 | 1335.0216
2249 | 2415.6428 | 1473.7456 | 2415.6428 | 1473.7456
2250 | 2504.8596 | 1560.1972 | 2504.8596 | 1560.1972
2251 | 2620.3314 | 1603.635 | 2620.3314 | 1603.635
2252 | 2828.8383 | 1614.8364 | 2828.8383 | 1614.8364
2253 | 3006.6708 | 1603.1262 | 3006.6708 | 1603.1262
2254 | 3160.5671 | 1595.2277 | 3160.5671 | 1595.2277
2255 | 3409.4872 | 1606.9297 | 3409.4872 | 1606.9297
2256 | 3399.7519 | 1634.2642 | 3399.7519 | 1634.2642
2257 | 3218.948 | 1624.2505 | 3218.948 | 1624.2505
2258 | 3188.2222 | 1614.5543 | 3188.2222 | 1614.5543
2259 | 3170.9426 | 1598.9673 | 3170.9426 | 1598.9673
2260 | 3243.0198 | 1532.9806 | 3243.0198 | 1532.9806
2261 | 3336.7207 | 1357.6583 | 3336.7207 | 1357.6583
2262 | 3419.4407 | 1269.7936 | 3419.4407 | 1269.7936
2263 | 3342.7289 | 1147.9214 | 3342.7289 | 1147.9214
2264 | 3193.4881 | 1065.7967 | 3193.4881 | 1065.7967
2265 | 3035.6324 | 1019.1514 | 3035.6324 | 1019.1514
2266 | 2899.3898 | 977.8692 | 2899.3898 | 977.8692
2267 | 2718.3713 | 1005.99 | 2718.3713 | 1005.99
2268 | 2559.2676 | 1047.1312 | 2559.2676 | 1047.1312
2269 | 2461.54 | 1166.8615 | 2461.54 | 1166.8615
2270 | 2385.7753 | 1328.764 | 2385.7753 | 1328.764
2271 | 2359.6664 | 1388.1123 | 2359.6664 | 1388.1123
2272 | 2352.4355 | 1481.405 | 2352.4355 | 1481.405
2273 | 2401.2583 | 1623.4144 | 2401.2583 | 1623.4144
2274 | 2474.6007 | 1702.7477 | 2474.6007 | 1702.7477
2275 | 2598.15 | 1760.4222 | 2598.15 | 1760.4222
2276 | 2805.7824 | 1802.8351 | 2805.7824 | 1802.8351
2277 | 2973.8154 | 1827.447 | 2973.8154 | 1827.447
2278 | 3097.5529 | 1838.5308 | 3097.5529 | 1838.5308
2279 | 3346.7935 | 1870.858 | 3346.7935 | 1870.858
2280 | 3318.412 | 1908.0487 | 3318.412 | 1908.0487
2281 | 3136.57 | 1905.8834 | 3136.57 | 1905.8834
2282 | 3115.0937 | 1901.6629 | 3115.0937 | 1901.6629
2283 | 3153.0096 | 1850.4839 | 3153.0096 | 1850.4839
2284 | 3223.0973 | 1618.2188 | 3223.0973 | 1618.2188
2285 | 3342.0712 | 1466.077 | 3342.0712 | 1466.077
2286 | 3419.1967 | 1330.0261 | 3419.1967 | 1330.0261
2287 | 3334.1619 | 1223.3034 | 3334.1619 | 1223.3034
2288 | 3203.6494 | 1135.1554 | 3203.6494 | 1135.1554
2289 | 3056.0418 | 1084.3121 | 3056.0418 | 1084.3121
2290 | 2912.101 | 1070.7734 | 2912.101 | 1070.7734
2291 | 2727.2928 | 1073.8885 | 2727.2928 | 1073.8885
2292 | 2571.998 | 1114.6647 | 2571.998 | 1114.6647
2293 | 2455.8493 | 1203.9137 | 2455.8493 | 1203.9137
2294 | 2387.1739 | 1271.8169 | 2387.1739 | 1271.8169
2295 | 2364.2503 | 1302.509 | 2364.2503 | 1302.509
2296 | 2370.0345 | 1348.7108 | 2370.0345 | 1348.7108
2297 | 2402.0038 | 1441.9866 | 2402.0038 | 1441.9866
2298 | 2491.763 | 1476.7842 | 2491.763 | 1476.7842
2299 | 2621.5711 | 1479.1543 | 2621.5711 | 1479.1543
2300 | 2821.8959 | 1479.4044 | 2821.8959 | 1479.4044
2301 | 2996.1339 | 1502.3736 | 2996.1339 | 1502.3736
2302 | 3150.1279 | 1494.84 | 3150.1279 | 1494.84
2303 | 3392.6469 | 1472.7754 | 3392.6469 | 1472.7754
2304 | 3343.8628 | 1436.0443 | 3343.8628 | 1436.0443
2305 | 3208.3558 | 1387.1531 | 3208.3558 | 1387.1531
2306 | 3179.4275 | 1350.9911 | 3179.4275 | 1350.9911
2307 | 3195.7002 | 1313.1363 | 3195.7002 | 1313.1363
2308 | 3226.151 | 1267.5922 | 3226.151 | 1267.5922
2309 | 3356.7496 | 1211.2749 | 3356.7496 | 1211.2749
2310 | 3457.0393 | 1145.3129 | 3457.0393 | 1145.3129
2311 | 3383.7865 | 1083.8559 | 3383.7865 | 1083.8559
2312 | 3208.8086 | 1048.457 | 3208.8086 | 1048.457
2313 | 3081.2921 | 1030.4678 | 3081.2921 | 1030.4678
2314 | 2919.4287 | 1003.97 | 2919.4287 | 1003.97
2315 | 2702.8182 | 991.3881 | 2702.8182 | 991.3881
2316 | 2529.1427 | 1021.578 | 2529.1427 | 1021.578
2317 | 2417.6158 | 1102.7959 | 2417.6158 | 1102.7959
2318 | 2344.4332 | 1191.6893 | 2344.4332 | 1191.6893
2319 | 2325.924 | 1279.3286 | 2325.924 | 1279.3286
2320 | 2339.8556 | 1404.1978 | 2339.8556 | 1404.1978
2321 | 2400.9142 | 1572.1254 | 2400.9142 | 1572.1254
2322 | 2525.8614 | 1677.1945 | 2525.8614 | 1677.1945
2323 | 2693.3841 | 1763.3426 | 2693.3841 | 1763.3426
2324 | 2974.714 | 1833.499 | 2974.714 | 1833.499
2325 | 3185.2876 | 1885.4893 | 3185.2876 | 1885.4893
2326 | 3346.0115 | 1845.8317 | 3346.0115 | 1845.8317
2327 | 3611.9182 | 1845.4873 | 3611.9182 | 1845.4873
2328 | 3541.9085 | 1886.1459 | 3541.9085 | 1886.1459
2329 | 3350.1204 | 1922.493 | 3350.1204 | 1922.493
2330 | 3306.4812 | 1949.4839 | 3306.4812 | 1949.4839
2331 | 3347.2198 | 1998.145 | 3347.2198 | 1998.145
2332 | 3377.2885 | 2019.0392 | 3377.2885 | 2019.0392
2333 | 3508.0767 | 1969.2928 | 3508.0767 | 1969.2928
2334 | 3588.9003 | 1871.3892 | 3588.9003 | 1871.3892
2335 | 3456.5968 | 1763.9364 | 3456.5968 | 1763.9364
2336 | 3293.4157 | 1692.9456 | 3293.4157 | 1692.9456
2337 | 3180.2056 | 1663.6399 | 3180.2056 | 1663.6399
2338 | 2994.541 | 1646.0858 | 2994.541 | 1646.0858
2339 | 2773.5231 | 1653.2164 | 2773.5231 | 1653.2164
2340 | 2580.0423 | 1673.0024 | 2580.0423 | 1673.0024
2341 | 2479.2043 | 1738.5234 | 2479.2043 | 1738.5234
2342 | 2406.2359 | 1817.378 | 2406.2359 | 1817.378
2343 | 2383.0566 | 1868.6953 | 2383.0566 | 1868.6953
2344 | 2386.1843 | 1924.9358 | 2386.1843 | 1924.9358
2345 | 2445.5237 | 2027.3377 | 2445.5237 | 2027.3377
2346 | 2557.3002 | 2082.7605 | 2557.3002 | 2082.7605
2347 | 2738.5153 | 2092.249 | 2738.5153 | 2092.249
2348 | 3013.9696 | 2084.103 | 3013.9696 | 2084.103
2349 | 3226.8005 | 2098.4936 | 3226.8005 | 2098.4936
2350 | 3361.2838 | 2103.7366 | 3361.2838 | 2103.7366
2351 | 3609.4692 | 2106.1301 | 3609.4692 | 2106.1301
2352 | 3539.898 | 2110.4666 | 3539.898 | 2110.4666
2353 | 3363.3416 | 2143.7108 | 3363.3416 | 2143.7108
2354 | 3295.8431 | 2204.286 | 3295.8431 | 2204.286
2355 | 3338.5316 | 2247.1063 | 3338.5316 | 2247.1063
2356 | 3366.8018 | 2108.4755 | 3366.8018 | 2108.4755
2357 | 3504.3571 | 1986.4499 | 3504.3571 | 1986.4499
2358 | 3581.4357 | 1900.7754 | 3581.4357 | 1900.7754
2359 | 3489.7014 | 1829.6447 | 3489.7014 | 1829.6447
2360 | 3351.5399 | 1774.8984 | 3351.5399 | 1774.8984
2361 | 3217.299 | 1731.9035 | 3217.299 | 1731.9035
2362 | 3037.9043 | 1696.0971 | 3037.9043 | 1696.0971
2363 | 2829.7025 | 1692.8239 | 2829.7025 | 1692.8239
2364 | 2629.964 | 1729.402 | 2629.964 | 1729.402
2365 | 2525.438 | 1866.8371 | 2525.438 | 1866.8371
2366 | 2446.7217 | 2097.0032 | 2446.7217 | 2097.0032
2367 | 2427.3321 | 2128.7905 | 2427.3321 | 2128.7905
2368 | 2431.5736 | 2174.6272 | 2431.5736 | 2174.6272
2369 | 2483.7841 | 2278.1243 | 2483.7841 | 2278.1243
2370 | 2587.6313 | 2345.411 | 2587.6313 | 2345.411
2371 | 2760.8203 | 2356.7247 | 2760.8203 | 2356.7247
2372 | 3051.473 | 2341.0953 | 3051.473 | 2341.0953
2373 | 3228.7878 | 2324.2745 | 3228.7878 | 2324.2745
2374 | 3383.0397 | 2284.9819 | 3383.0397 | 2284.9819
2375 | 3592.7109 | 2236.0864 | 3592.7109 | 2236.0864
2376 | 3543.3709 | 2173.9846 | 3543.3709 | 2173.9846
2377 | 3379.8836 | 2108.1188 | 3379.8836 | 2108.1188
2378 | 3360.8979 | 2049.324 | 3360.8979 | 2049.324
2379 | 3377.7237 | 1955.7997 | 3377.7237 | 1955.7997
2380 | 3419.5648 | 1843.4521 | 3419.5648 | 1843.4521
2381 | 3515.3381 | 1744.607 | 3515.3381 | 1744.607
2382 | 3589.8949 | 1657.4723 | 3589.8949 | 1657.4723
2383 | 3478.2764 | 1589.992 | 3478.2764 | 1589.992
2384 | 3313.9622 | 1555.1407 | 3313.9622 | 1555.1407
2385 | 3174.1901 | 1535.3263 | 3174.1901 | 1535.3263
2386 | 3019.2279 | 1486.5607 | 3019.2279 | 1486.5607
2387 | 2826.4504 | 1444.7752 | 2826.4504 | 1444.7752
2388 | 2671.8971 | 1464.0136 | 2671.8971 | 1464.0136
2389 | 2560.2851 | 1569.8722 | 2560.2851 | 1569.8722
2390 | 2485.3018 | 1683.9537 | 2485.3018 | 1683.9537
2391 | 2452.8011 | 1720.6692 | 2452.8011 | 1720.6692
2392 | 2454.4789 | 1767.601 | 2454.4789 | 1767.601
2393 | 2515.4773 | 1866.7175 | 2515.4773 | 1866.7175
2394 | 2608.2746 | 1927.616 | 2608.2746 | 1927.616
2395 | 2693.8543 | 1946.9607 | 2693.8543 | 1946.9607
2396 | 2915.9423 | 1948.6709 | 2915.9423 | 1948.6709
2397 | 3113.8803 | 1938.6034 | 3113.8803 | 1938.6034
2398 | 3276.0275 | 1914.8254 | 3276.0275 | 1914.8254
2399 | 3495.1595 | 1890.3879 | 3495.1595 | 1890.3879
2400 | 3458.0973 | 1866.7985 | 3458.0973 | 1866.7985
2401 | 3310.162 | 1852.4042 | 3310.162 | 1852.4042
2402 | 3286.6056 | 1862.4204 | 3286.6056 | 1862.4204
2403 | 3295.2333 | 1898.4875 | 3295.2333 | 1898.4875
2404 | 3329.5808 | 1824.4697 | 3329.5808 | 1824.4697
2405 | 3404.8907 | 1708.1024 | 3404.8907 | 1708.1024
2406 | 3528.0774 | 1637.2123 | 3528.0774 | 1637.2123
2407 | 3436.5554 | 1558.4156 | 3436.5554 | 1558.4156
2408 | 3274.5609 | 1484.5044 | 3274.5609 | 1484.5044
2409 | 3142.7251 | 1419.9718 | 3142.7251 | 1419.9718
2410 | 3015.6309 | 1349.851 | 3015.6309 | 1349.851
2411 | 2836.3714 | 1330.5158 | 2836.3714 | 1330.5158
2412 | 2672.0207 | 1373.4822 | 2672.0207 | 1373.4822
2413 | 2542.918 | 1426.0441 | 2542.918 | 1426.0441
2414 | 2491.4619 | 1460.5456 | 2491.4619 | 1460.5456
2415 | 2457.4705 | 1489.0475 | 2457.4705 | 1489.0475
2416 | 2460.1667 | 1529.4085 | 2460.1667 | 1529.4085
2417 | 2505.4162 | 1592.203 | 2505.4162 | 1592.203
2418 | 2577.5133 | 1610.2085 | 2577.5133 | 1610.2085
2419 | 2663.1264 | 1609.1107 | 2663.1264 | 1609.1107
2420 | 2819.5002 | 1582.3474 | 2819.5002 | 1582.3474
2421 | 3005.8611 | 1549.8295 | 3005.8611 | 1549.8295
2422 | 3174.5434 | 1507.7992 | 3174.5434 | 1507.7992
2423 | 3401.8359 | 1459.9988 | 3401.8359 | 1459.9988
2424 | 3368.8064 | 1409.3959 | 3368.8064 | 1409.3959
2425 | 3233.5531 | 1361.0523 | 3233.5531 | 1361.0523
2426 | 3202.1425 | 1338.7621 | 3202.1425 | 1338.7621
2427 | 3221.6994 | 1331.3886 | 3221.6994 | 1331.3886
2428 | 3240.6349 | 1338.7761 | 3240.6349 | 1338.7761
2429 | 3341.8109 | 1337.5808 | 3341.8109 | 1337.5808
2430 | 3441.8701 | 1323.8204 | 3441.8701 | 1323.8204
2431 | 3385.4594 | 1363.8461 | 3385.4594 | 1363.8461
2432 | 3226.4087 | 1461.5065 | 3226.4087 | 1461.5065
2433 | 3089.341 | 1461.9521 | 3089.341 | 1461.9521
2434 | 2962.0569 | 1412.6389 | 2962.0569 | 1412.6389
2435 | 2801.1236 | 1422.6899 | 2801.1236 | 1422.6899
2436 | 2652.5916 | 1494.6775 | 2652.5916 | 1494.6775
2437 | 2549.8704 | 1615.5029 | 2549.8704 | 1615.5029
2438 | 2476.507 | 1833.075 | 2476.507 | 1833.075
2439 | 2449.0893 | 1886.9476 | 2449.0893 | 1886.9476
2440 | 2451.9941 | 1921.6504 | 2451.9941 | 1921.6504
2441 | 2491.6497 | 2003.2447 | 2491.6497 | 2003.2447
2442 | 2562.4251 | 2030.924 | 2562.4251 | 2030.924
2443 | 2621.4245 | 2032.0164 | 2621.4245 | 2032.0164
2444 | 2742.8193 | 2005.2531 | 2742.8193 | 2005.2531
2445 | 2911.7572 | 1955.9431 | 2911.7572 | 1955.9431
2446 | 3077.4864 | 1945.1242 | 3077.4864 | 1945.1242
2447 | 3320.9738 | 1947.7001 | 3320.9738 | 1947.7001
2448 | 3293.2703 | 1973.5744 | 3293.2703 | 1973.5744
2449 | 3193.8927 | 2001.1604 | 3193.8927 | 2001.1604
2450 | 3162.8077 | 2052.4269 | 3162.8077 | 2052.4269
2451 | 3168.2207 | 2071.7018 | 3168.2207 | 2071.7018
2452 | 3240.1194 | 1879.5917 | 3240.1194 | 1879.5917
2453 | 3340.6984 | 1699.3413 | 3340.6984 | 1699.3413
2454 | 3398.8018 | 1571.6865 | 3398.8018 | 1571.6865
2455 | 3316.6751 | 1467.3366 | 3316.6751 | 1467.3366
2456 | 3231.2153 | 1387.2196 | 3231.2153 | 1387.2196
2457 | 3094.112 | 1327.9802 | 3094.112 | 1327.9802
2458 | 2951.4138 | 1291.4437 | 2951.4138 | 1291.4437
2459 | 2780.3075 | 1307.7004 | 2780.3075 | 1307.7004
2460 | 2622.5129 | 1348.1115 | 2622.5129 | 1348.1115
2461 | 2520.208 | 1482.0787 | 2520.208 | 1482.0787
2462 | 2443.9623 | 1600.1757 | 2443.9623 | 1600.1757
2463 | 2406.6267 | 1606.7748 | 2406.6267 | 1606.7748
2464 | 2415.0236 | 1667.9434 | 2415.0236 | 1667.9434
2465 | 2454.4417 | 1783.6696 | 2454.4417 | 1783.6696
2466 | 2552.3613 | 1845.8457 | 2552.3613 | 1845.8457
2467 | 2662.8786 | 1878.332 | 2662.8786 | 1878.332
2468 | 2821.2134 | 1861.2424 | 2821.2134 | 1861.2424
2469 | 2991.0153 | 1901.5513 | 2991.0153 | 1901.5513
2470 | 3132.9672 | 1938.3708 | 3132.9672 | 1938.3708
2471 | 3378.2877 | 1961.0243 | 3378.2877 | 1961.0243
2472 | 3314.1604 | 2005.1509 | 3314.1604 | 2005.1509
2473 | 3201.5658 | 2074.1696 | 3201.5658 | 2074.1696
2474 | 3186.1532 | 2115.5798 | 3186.1532 | 2115.5798
2475 | 3236.4381 | 2145.6236 | 3236.4381 | 2145.6236
2476 | 3292.8967 | 1983.9948 | 3292.8967 | 1983.9948
2477 | 3402.8358 | 1852.2955 | 3402.8358 | 1852.2955
2478 | 3466.1419 | 1805.1334 | 3466.1419 | 1805.1334
2479 | 3355.1656 | 1759.9209 | 3355.1656 | 1759.9209
2480 | 3227.3587 | 1689.1126 | 3227.3587 | 1689.1126
2481 | 3114.8913 | 1612.8986 | 3114.8913 | 1612.8986
2482 | 2964.1115 | 1588.9561 | 2964.1115 | 1588.9561
2483 | 2772.1567 | 1610.506 | 2772.1567 | 1610.506
2484 | 2607.0304 | 1674.8276 | 2607.0304 | 1674.8276
2485 | 2513.0361 | 1769.9174 | 2513.0361 | 1769.9174
2486 | 2441.3913 | 1872.1349 | 2441.3913 | 1872.1349
2487 | 2403.9571 | 1915.9687 | 2403.9571 | 1915.9687
2488 | 2418.4061 | 1933.8794 | 2418.4061 | 1933.8794
2489 | 2472.6633 | 1969.4779 | 2472.6633 | 1969.4779
2490 | 2582.909 | 2004.2756 | 2582.909 | 2004.2756
2491 | 2736.8156 | 2055.7444 | 2736.8156 | 2055.7444
2492 | 2988.6805 | 2003.6104 | 2988.6805 | 2003.6104
2493 | 3152.1232 | 1979.4886 | 3152.1232 | 1979.4886
2494 | 3358.1249 | 1923.0389 | 3358.1249 | 1923.0389
2495 | 3619.7737 | 1912.6557 | 3619.7737 | 1912.6557
2496 | 3545.2973 | 1927.9437 | 3545.2973 | 1927.9437
2497 | 3401.3163 | 1934.5395 | 3401.3163 | 1934.5395
2498 | 3356.5997 | 1966.0935 | 3356.5997 | 1966.0935
2499 | 3405.4404 | 1985.7334 | 3405.4404 | 1985.7334
2500 | 3454.8874 | 2015.5713 | 3454.8874 | 2015.5713
2501 | 3571.4425 | 2027.8826 | 3571.4425 | 2027.8826
2502 | 3586.7146 | 1967.2138 | 3586.7146 | 1967.2138
2503 | 3474.9911 | 1835.8505 | 3474.9911 | 1835.8505
2504 | 3327.032 | 1689.6602 | 3327.032 | 1689.6602
2505 | 3205.4987 | 1557.2291 | 3205.4987 | 1557.2291
2506 | 3037.5819 | 1382.3401 | 3037.5819 | 1382.3401
2507 | 2811.4828 | 1257.8716 | 2811.4828 | 1257.8716
2508 | 2633.5753 | 1186.7612 | 2633.5753 | 1186.7612
2509 | 2504.0952 | 1156.6402 | 2504.0952 | 1156.6402
2510 | 2431.7992 | 1149.8915 | 2431.7992 | 1149.8915
2511 | 2408.7255 | 1169.8148 | 2408.7255 | 1169.8148
2512 | 2437.8269 | 1207.803 | 2437.8269 | 1207.803
2513 | 2486.2702 | 1276.6208 | 2486.2702 | 1276.6208
2514 | 2590.605 | 1288.9681 | 2590.605 | 1288.9681
2515 | 2806.0899 | 1276.1888 | 2806.0899 | 1276.1888
2516 | 3092.8153 | 1260.0118 | 3092.8153 | 1260.0118
2517 | 3302.4623 | 1283.1635 | 3302.4623 | 1283.1635
2518 | 3455.8542 | 1310.1268 | 3455.8542 | 1310.1268
2519 | 3727.4573 | 1311.7901 | 3727.4573 | 1311.7901
2520 | 3658.9651 | 1347.8857 | 3658.9651 | 1347.8857
2521 | 3462.7944 | 1431.6887 | 3462.7944 | 1431.6887
2522 | 3467.1987 | 1477.1145 | 3467.1987 | 1477.1145
2523 | 3472.1661 | 1456.4168 | 3472.1661 | 1456.4168
2524 | 3480.3521 | 1366.5196 | 3480.3521 | 1366.5196
2525 | 3655.545 | 1330.2799 | 3655.545 | 1330.2799
2526 | 3753.5626 | 1267.6033 | 3753.5626 | 1267.6033
2527 | 3630.9145 | 1228.049 | 3630.9145 | 1228.049
2528 | 3444.47 | 1240.2886 | 3444.47 | 1240.2886
2529 | 3300.5521 | 1228.8702 | 3300.5521 | 1228.8702
2530 | 3124.9743 | 1155.099 | 3124.9743 | 1155.099
2531 | 2915.2534 | 1131.0182 | 2915.2534 | 1131.0182
2532 | 2711.0488 | 1149.7091 | 2711.0488 | 1149.7091
2533 | 2581.2761 | 1187.6691 | 2581.2761 | 1187.6691
2534 | 2515.1878 | 1224.7259 | 2515.1878 | 1224.7259
2535 | 2480.5835 | 1241.9114 | 2480.5835 | 1241.9114
2536 | 2489.829 | 1256.1716 | 2489.829 | 1256.1716
2537 | 2541.0065 | 1325.7194 | 2541.0065 | 1325.7194
2538 | 2653.5141 | 1361.0647 | 2653.5141 | 1361.0647
2539 | 2856.1906 | 1380.0444 | 2856.1906 | 1380.0444
2540 | 3118.4956 | 1370.4382 | 3118.4956 | 1370.4382
2541 | 3323.0143 | 1364.0212 | 3323.0143 | 1364.0212
2542 | 3475.1308 | 1354.8449 | 3475.1308 | 1354.8449
2543 | 3772.3705 | 1342.819 | 3772.3705 | 1342.819
2544 | 3655.8723 | 1343.1401 | 3655.8723 | 1343.1401
2545 | 3476.0889 | 1350.8311 | 3476.0889 | 1350.8311
2546 | 3429.7783 | 1411.5887 | 3429.7783 | 1411.5887
2547 | 3448.5623 | 1485.073 | 3448.5623 | 1485.073
2548 | 3477.2354 | 1535.5359 | 3477.2354 | 1535.5359
2549 | 3651.0631 | 1537.991 | 3651.0631 | 1537.991
2550 | 3747.9127 | 1489.0036 | 3747.9127 | 1489.0036
2551 | 3590.8608 | 1417.3253 | 3590.8608 | 1417.3253
2552 | 3447.5226 | 1339.7636 | 3447.5226 | 1339.7636
2553 | 3295.4141 | 1283.4446 | 3295.4141 | 1283.4446
2554 | 3127.2122 | 1278.8496 | 3127.2122 | 1278.8496
2555 | 2907.4768 | 1336.9041 | 2907.4768 | 1336.9041
2556 | 2723.7617 | 1466.934 | 2723.7617 | 1466.934
2557 | 2598.585 | 1501.7911 | 2598.585 | 1501.7911
2558 | 2527.8656 | 1427.1439 | 2527.8656 | 1427.1439
2559 | 2487.4337 | 1425.347 | 2487.4337 | 1425.347
2560 | 2501.4083 | 1494.7291 | 2501.4083 | 1494.7291
2561 | 2530.9698 | 1616.8436 | 2530.9698 | 1616.8436
2562 | 2658.5031 | 1692.1613 | 2658.5031 | 1692.1613
2563 | 2829.0178 | 1730.4884 | 2829.0178 | 1730.4884
2564 | 3033.0674 | 1742.2375 | 3033.0674 | 1742.2375
2565 | 3252.7027 | 1759.3659 | 3252.7027 | 1759.3659
2566 | 3402.9955 | 1754.3877 | 3402.9955 | 1754.3877
2567 | 3651.5277 | 1723.5619 | 3651.5277 | 1723.5619
2568 | 3580.8974 | 1691.9415 | 3580.8974 | 1691.9415
2569 | 3377.9047 | 1664.588 | 3377.9047 | 1664.588
2570 | 3352.6573 | 1646.6783 | 3352.6573 | 1646.6783
2571 | 3340.2947 | 1630.7263 | 3340.2947 | 1630.7263
2572 | 3435.1704 | 1632.2731 | 3435.1704 | 1632.2731
2573 | 3615.8656 | 1609.7225 | 3615.8656 | 1609.7225
2574 | 3711.1458 | 1539.9275 | 3711.1458 | 1539.9275
2575 | 3556.912 | 1467.7017 | 3556.912 | 1467.7017
2576 | 3376.0628 | 1429.0174 | 3376.0628 | 1429.0174
2577 | 3249.8188 | 1434.9387 | 3249.8188 | 1434.9387
2578 | 3090.872 | 1456.627 | 3090.872 | 1456.627
2579 | 2914.7391 | 1493.3263 | 2914.7391 | 1493.3263
2580 | 2723.9636 | 1555.2751 | 2723.9636 | 1555.2751
2581 | 2615.0704 | 1635.763 | 2615.0704 | 1635.763
2582 | 2524.7469 | 1697.2779 | 2524.7469 | 1697.2779
2583 | 2490.2608 | 1720.6692 | 2490.2608 | 1720.6692
2584 | 2487.9889 | 1738.5798 | 2487.9889 | 1738.5798
2585 | 2540.8896 | 1806.85 | 2540.8896 | 1806.85
2586 | 2623.2161 | 1850.9563 | 2623.2161 | 1850.9563
2587 | 2757.3015 | 1890.196 | 2757.3015 | 1890.196
2588 | 2927.9403 | 1926.5857 | 2927.9403 | 1926.5857
2589 | 3100.4232 | 1974.9255 | 3100.4232 | 1974.9255
2590 | 3244.1262 | 1984.0016 | 3244.1262 | 1984.0016
2591 | 3468.983 | 1984.5698 | 3468.983 | 1984.5698
2592 | 3417.8543 | 1999.8577 | 3417.8543 | 1999.8577
2593 | 3285.9321 | 2005.7235 | 3285.9321 | 2005.7235
2594 | 3261.8851 | 2002.233 | 3261.8851 | 2002.233
2595 | 3264.6408 | 1985.1859 | 3264.6408 | 1985.1859
2596 | 3323.8245 | 1952.0533 | 3323.8245 | 1952.0533
2597 | 3467.2642 | 1885.3322 | 3467.2642 | 1885.3322
2598 | 3558.1589 | 1797.65 | 3558.1589 | 1797.65
2599 | 3454.4557 | 1704.2514 | 3454.4557 | 1704.2514
2600 | 3322.6788 | 1624.8645 | 3322.6788 | 1624.8645
2601 | 3197.5723 | 1594.8288 | 3197.5723 | 1594.8288
2602 | 3056.2763 | 1624.9131 | 3056.2763 | 1624.9131
2603 | 2859.5983 | 1721.6625 | 2859.5983 | 1721.6625
2604 | 2715.0078 | 1818.8383 | 2715.0078 | 1818.8383
2605 | 2587.7901 | 1907.7222 | 2587.7901 | 1907.7222
2606 | 2519.3707 | 1976.173 | 2519.3707 | 1976.173
2607 | 2494.0791 | 2021.102 | 2494.0791 | 2021.102
2608 | 2508.9985 | 2074.4221 | 2508.9985 | 2074.4221
2609 | 2538.5878 | 2160.762 | 2538.5878 | 2160.762
2610 | 2613.8375 | 2174.387 | 2613.8375 | 2174.387
2611 | 2764.0907 | 2163.9805 | 2764.0907 | 2163.9805
2612 | 2924.1303 | 2124.9881 | 2924.1303 | 2124.9881
2613 | 3078.5329 | 2096.1208 | 3078.5329 | 2096.1208
2614 | 3236.7978 | 2047.337 | 3236.7978 | 2047.337
2615 | 3477.9779 | 2007.7502 | 3477.9779 | 2007.7502
2616 | 3428.2182 | 1998.7626 | 3428.2182 | 1998.7626
2617 | 3315.7744 | 1969.949 | 3315.7744 | 1969.949
2618 | 3275.2366 | 1967.1886 | 3275.2366 | 1967.1886
2619 | 3280.54 | 1978.4325 | 3280.54 | 1978.4325
2620 | 3386.6776 | 2004.6199 | 3386.6776 | 2004.6199
2621 | 3590.5986 | 2034.0884 | 3590.5986 | 2034.0884
2622 | 3633.7419 | 2018.3202 | 3633.7419 | 2018.3202
2623 | 3475.4115 | 1954.3079 | 3475.4115 | 1954.3079
2624 | 3342.4234 | 1843.8921 | 3342.4234 | 1843.8921
2625 | 3212.4781 | 1716.024 | 3212.4781 | 1716.024
2626 | 3061.9023 | 1588.4085 | 3061.9023 | 1588.4085
2627 | 2855.0303 | 1530.3784 | 2855.0303 | 1530.3784
2628 | 2696.4918 | 1570.9721 | 2696.4918 | 1570.9721
2629 | 2568.0481 | 1675.3705 | 2568.0481 | 1675.3705
2630 | 2496.3885 | 1690.1595 | 2496.3885 | 1690.1595
2631 | 2463.7818 | 1705.5197 | 2463.7818 | 1705.5197
2632 | 2470.488 | 1751.3564 | 2470.488 | 1751.3564
2633 | 2498.5891 | 1822.5469 | 2498.5891 | 1822.5469
2634 | 2599.6657 | 1867.931 | 2599.6657 | 1867.931
2635 | 2798.7187 | 1891.6562 | 2798.7187 | 1891.6562
2636 | 2984.4428 | 1927.6808 | 2984.4428 | 1927.6808
2637 | 3117.8518 | 1987.7021 | 3117.8518 | 1987.7021
2638 | 3267.8972 | 2033.6478 | 3267.8972 | 2033.6478
2639 | 3553.5516 | 2055.3887 | 3553.5516 | 2055.3887
2640 | 3471.7717 | 2022.4906 | 3471.7717 | 2022.4906
2641 | 3331.6463 | 1945.8559 | 3331.6463 | 1945.8559
2642 | 3293.8772 | 1869.9039 | 3293.8772 | 1869.9039
2643 | 3314.9327 | 1809.2337 | 3314.9327 | 1809.2337
2644 | 3408.8473 | 1763.6896 | 3408.8473 | 1763.6896
2645 | 3582.8716 | 1666.1221 | 3582.8716 | 1666.1221
2646 | 3684.4596 | 1369.6336 | 3684.4596 | 1369.6336
2647 | 3510.6988 | 1214.5423 | 3510.6988 | 1214.5423
2648 | 3363.0942 | 1287.197 | 3363.0942 | 1287.197
2649 | 3254.2773 | 1317.0288 | 3254.2773 | 1317.0288
2650 | 3092.8599 | 1334.1541 | 3092.8599 | 1334.1541
2651 | 2890.4861 | 1428.8957 | 2890.4861 | 1428.8957
2652 | 2677.0041 | 1532.2772 | 2677.0041 | 1532.2772
2653 | 2563.9701 | 1648.1746 | 2563.9701 | 1648.1746
2654 | 2497.1113 | 1749.8445 | 2497.1113 | 1749.8445
2655 | 2464.9262 | 1808.0977 | 2464.9262 | 1808.0977
2656 | 2475.6536 | 1849.9188 | 2475.6536 | 1849.9188
2657 | 2525.8798 | 1945.0199 | 2525.8798 | 1945.0199
2658 | 2653.9097 | 2000.2601 | 2653.9097 | 2000.2601
2659 | 2888.9534 | 2012.4864 | 2888.9534 | 2012.4864
2660 | 3132.8456 | 1991.0163 | 3132.8456 | 1991.0163
2661 | 3299.0956 | 1963.4266 | 3299.0956 | 1963.4266
2662 | 3435.1457 | 1928.1496 | 3435.1457 | 1928.1496
2663 | 3689.707 | 1877.2463 | 3689.707 | 1877.2463
2664 | 3623.3871 | 1825.0007 | 3623.3871 | 1825.0007
2665 | 3440.3572 | 1768.6261 | 3440.3572 | 1768.6261
2666 | 3364.7658 | 1757.8348 | 3364.7658 | 1757.8348
2667 | 3451.9997 | 1729.2887 | 3451.9997 | 1729.2887
2668 | 3515.7299 | 1675.896 | 3515.7299 | 1675.896
2669 | 3709.7171 | 1615.7458 | 3709.7171 | 1615.7458
2670 | 3746.4537 | 1618.5949 | 3746.4537 | 1618.5949
2671 | 3555.8892 | 1639.2732 | 3555.8892 | 1639.2732
2672 | 3393.4143 | 1629.6101 | 3393.4143 | 1629.6101
2673 | 3250.3566 | 1590.4482 | 3250.3566 | 1590.4482
2674 | 3078.471 | 1515.7644 | 3078.471 | 1515.7644
2675 | 2866.1208 | 1386.7329 | 2866.1208 | 1386.7329
2676 | 2681.2255 | 1255.5724 | 2681.2255 | 1255.5724
2677 | 2560.0967 | 1196.9778 | 2560.0967 | 1196.9778
2678 | 2504.5148 | 1194.4271 | 2504.5148 | 1194.4271
2679 | 2469.3129 | 1357.0834 | 2469.3129 | 1357.0834
2680 | 2470.5657 | 1780.5601 | 2470.5657 | 1780.5601
2681 | 2534.8799 | 1977.3264 | 2534.8799 | 1977.3264
2682 | 2634.724 | 1840.9176 | 2634.724 | 1840.9176
2683 | 2870.2507 | 1717.3468 | 2870.2507 | 1717.3468
2684 | 3142.2189 | 1626.1529 | 3142.2189 | 1626.1529
2685 | 3314.5099 | 1615.9028 | 3314.5099 | 1615.9028
2686 | 3485.108 | 1645.0564 | 3485.108 | 1645.0564
2687 | 3706.4112 | 1652.0129 | 3706.4112 | 1652.0129
2688 | 3611.7276 | 1650.5088 | 3611.7276 | 1650.5088
2689 | 3449.2548 | 1641.9552 | 3449.2548 | 1641.9552
2690 | 3423.4061 | 1645.7657 | 3423.4061 | 1645.7657
2691 | 3440.232 | 1656.2795 | 3440.232 | 1656.2795
2692 | 3481.781 | 1685.3872 | 3481.781 | 1685.3872
2693 | 3657.909 | 1676.1609 | 3657.909 | 1676.1609
2694 | 3750.9991 | 1633.9269 | 3750.9991 | 1633.9269
2695 | 3556.714 | 1604.0463 | 3556.714 | 1604.0463
2696 | 3392.1253 | 1566.2746 | 3392.1253 | 1566.2746
2697 | 3233.4019 | 1540.9845 | 3233.4019 | 1540.9845
2698 | 3052.5194 | 1495.1393 | 3052.5194 | 1495.1393
2699 | 2852.2839 | 1444.7752 | 2852.2839 | 1444.7752
2700 | 2659.5089 | 1418.2004 | 2659.5089 | 1418.2004
2701 | 2554.2072 | 1502.7037 | 2554.2072 | 1502.7037
2702 | 2472.5206 | 1648.9093 | 2472.5206 | 1648.9093
2703 | 2451.1634 | 1637.6212 | 2451.1634 | 1637.6212
2704 | 2479.1047 | 1706.8208 | 2479.1047 | 1706.8208
2705 | 2513.286 | 1871.4631 | 2513.286 | 1871.4631
2706 | 2631.8312 | 1921.2277 | 2631.8312 | 1921.2277
2707 | 2875.5141 | 1912.4638 | 2875.5141 | 1912.4638
2708 | 3135.6085 | 1895.7393 | 3135.6085 | 1895.7393
2709 | 3347.5305 | 1867.602 | 3347.5305 | 1867.602
2710 | 3507.4978 | 1772.4575 | 3507.4978 | 1772.4575
2711 | 3733.0816 | 1677.7487 | 3733.0816 | 1677.7487
2712 | 3655.1147 | 1633.7166 | 3655.1147 | 1633.7166
2713 | 3451.7744 | 1583.5478 | 3451.7744 | 1583.5478
2714 | 3410.4926 | 1570.0187 | 3410.4926 | 1570.0187
2715 | 3473.0008 | 1579.2548 | 3473.0008 | 1579.2548
2716 | 3525.097 | 1600.5141 | 3525.097 | 1600.5141
2717 | 3687.6198 | 1593.2955 | 3687.6198 | 1593.2955
2718 | 3765.9429 | 1549.0537 | 3765.9429 | 1549.0537
2719 | 3616.1194 | 1510.2295 | 3616.1194 | 1510.2295
2720 | 3445.2159 | 1484.6869 | 3445.2159 | 1484.6869
2721 | 3293.1899 | 1455.1987 | 3293.1899 | 1455.1987
2722 | 3129.411 | 1371.5713 | 3129.411 | 1371.5713
2723 | 2941.8915 | 1294.1937 | 2941.8915 | 1294.1937
2724 | 2760.934 | 1239.3279 | 2760.934 | 1239.3279
2725 | 2647.4478 | 1225.4514 | 2647.4478 | 1225.4514
2726 | 2597.2525 | 1259.7703 | 2597.2525 | 1259.7703
2727 | 2543.7691 | 1345.767 | 2543.7691 | 1345.767
2728 | 2568.7267 | 1451.6537 | 2568.7267 | 1451.6537
2729 | 2605.0346 | 1581.9817 | 2605.0346 | 1581.9817
2730 | 2727.4026 | 1644.8879 | 2727.4026 | 1644.8879
2731 | 2901.1195 | 1683.215 | 2901.1195 | 1683.215
2732 | 3088.3417 | 1702.995 | 3088.3417 | 1702.995
2733 | 3294.1988 | 1717.5681 | 3294.1988 | 1717.5681
2734 | 3430.6227 | 1712.4074 | 3430.6227 | 1712.4074
2735 | 3624.8857 | 1723.5619 | 3624.8857 | 1723.5619
2736 | 3606.5829 | 1736.8421 | 3606.5829 | 1736.8421
2737 | 3409.638 | 1730.4788 | 3409.638 | 1730.4788
2738 | 3377.6166 | 1734.2893 | 3377.6166 | 1734.2893
2739 | 3441.0501 | 1766.3408 | 3441.0501 | 1766.3408
2740 | 3487.7149 | 1754.9285 | 3487.7149 | 1754.9285
2741 | 3644.0419 | 1704.0869 | 3644.0419 | 1704.0869
2742 | 3671.7172 | 1680.8353 | 3671.7172 | 1680.8353
2743 | 3507.4959 | 1671.2148 | 3507.4959 | 1671.2148
2744 | 3389.1214 | 1706.0872 | 3389.1214 | 1706.0872
2745 | 3252.3224 | 1769.5033 | 3252.3224 | 1769.5033
2746 | 3114.4734 | 1794.477 | 3114.4734 | 1794.477
2747 | 2941.8078 | 1836.652 | 2941.8078 | 1836.652
2748 | 2764.9709 | 1916.3055 | 2764.9709 | 1916.3055
2749 | 2645.3387 | 2013.2205 | 2645.3387 | 2013.2205
2750 | 2581.2634 | 2062.6889 | 2581.2634 | 2062.6889
2751 | 2548.5925 | 2092.2859 | 2548.5925 | 2092.2859
2752 | 2550.5358 | 2122.7907 | 2550.5358 | 2122.7907
2753 | 2600.3535 | 2198.5443 | 2600.3535 | 2198.5443
2754 | 2706.3187 | 2213.6295 | 2706.3187 | 2213.6295
2755 | 2841.5298 | 2185.1531 | 2841.5298 | 2185.1531
2756 | 2982.0183 | 2124.6231 | 2982.0183 | 2124.6231
2757 | 3150.2449 | 2074.7656 | 3150.2449 | 2074.7656
2758 | 3313.3405 | 2024.7042 | 3313.3405 | 2024.7042
2759 | 3490.6579 | 1977.6339 | 3490.6579 | 1977.6339
2760 | 3461.157 | 1932.3242 | 3461.157 | 1932.3242
2761 | 3318.0069 | 1893.6544 | 3318.0069 | 1893.6544
2762 | 3333.1357 | 1872.6417 | 3333.1357 | 1872.6417
2763 | 3339.8735 | 1879.6876 | 3339.8735 | 1879.6876
2764 | 3441.4048 | 1902.7721 | 3441.4048 | 1902.7721
2765 | 3636.6774 | 1905.2272 | 3636.6774 | 1905.2272
2766 | 3622.9655 | 1873.762 | 3622.9655 | 1873.762
2767 | 3460.4903 | 1803.909 | 3460.4903 | 1803.909
2768 | 3338.5067 | 1731.0929 | 3338.5067 | 1731.0929
2769 | 3218.2821 | 1673.3137 | 3218.2821 | 1673.3137
2770 | 3095.5571 | 1623.4529 | 3095.5571 | 1623.4529
2771 | 2940.3256 | 1602.2925 | 2940.3256 | 1602.2925
2772 | 2773.9414 | 1604.5563 | 2773.9414 | 1604.5563
2773 | 2644.4937 | 1634.8504 | 2644.4937 | 1634.8504
2774 | 2580.3125 | 1653.4724 | 2580.3125 | 1653.4724
2775 | 2544.6393 | 1676.6811 | 2544.6393 | 1676.6811
2776 | 2555.4197 | 1716.6771 | 2555.4197 | 1716.6771
2777 | 2593.4976 | 1794.986 | 2593.4976 | 1794.986
2778 | 2697.3662 | 1827.9584 | 2697.3662 | 1827.9584
2779 | 2842.8975 | 1844.5653 | 2842.8975 | 1844.5653
2780 | 2989.8503 | 1867.6307 | 2989.8503 | 1867.6307
2781 | 3114.3204 | 1911.0425 | 3114.3204 | 1911.0425
2782 | 3240.7289 | 1969.0347 | 3240.7289 | 1969.0347
2783 | 3443.9717 | 2010.6705 | 3443.9717 | 2010.6705
2784 | 3418.0887 | 2120.6879 | 3418.0887 | 2120.6879
2785 | 3301.4093 | 2133.6721 | 3301.4093 | 2133.6721
2786 | 3291.2266 | 2106.2711 | 3291.2266 | 2106.2711
2787 | 3335.8954 | 2092.8744 | 3335.8954 | 2092.8744
2788 | 3413.5672 | 2083.1048 | 3413.5672 | 2083.1048
2789 | 3606.6881 | 2039.7466 | 3606.6881 | 2039.7466
2790 | 3662.991 | 1968.8565 | 3662.991 | 1968.8565
2791 | 3477.9353 | 1874.3628 | 3477.9353 | 1874.3628
2792 | 3370.5795 | 1787.31 | 3370.5795 | 1787.31
2793 | 3251.466 | 1731.356 | 3251.466 | 1731.356
2794 | 3108.7145 | 1686.6059 | 3108.7145 | 1686.6059
2795 | 2921.6551 | 1685.5229 | 2921.6551 | 1685.5229
2796 | 2746.9556 | 1758.7882 | 2746.9556 | 1758.7882
2797 | 2643.5916 | 2007.3797 | 2643.5916 | 2007.3797
2798 | 2591.1591 | 2121.4613 | 2591.1591 | 2121.4613
2799 | 2560.626 | 2116.3789 | 2560.626 | 2116.3789
2800 | 2568.9514 | 2099.2452 | 2568.9514 | 2099.2452
2801 | 2620.4584 | 2153.8261 | 2620.4584 | 2153.8261
2802 | 2711.5431 | 2187.5287 | 2711.5431 | 2187.5287
2803 | 2874.39 | 2178.5823 | 2874.39 | 2178.5823
2804 | 3084.1752 | 2116.9571 | 3084.1752 | 2116.9571
2805 | 3229.8622 | 2060.8938 | 3229.8622 | 2060.8938
2806 | 3333.4966 | 2031.8226 | 3333.4966 | 2031.8226
2807 | 3524.3057 | 2032.9383 | 3524.3057 | 2032.9383
2808 | 3465.1867 | 2030.8866 | 3465.1867 | 2030.8866
2809 | 3302.4254 | 2034.7446 | 3302.4254 | 2034.7446
2810 | 3289.09 | 2056.0773 | 3289.09 | 2056.0773
2811 | 3340.7577 | 2121.5305 | 3340.7577 | 2121.5305
2812 | 3454.7441 | 2130.9258 | 3454.7441 | 2130.9258
2813 | 3646.2869 | 2079.9017 | 3646.2869 | 2079.9017
2814 | 3683.6406 | 2036.7551 | 3683.6406 | 2036.7551
2815 | 3503.2176 | 1964.5292 | 3503.2176 | 1964.5292
2816 | 3394.3264 | 1883.8646 | 3394.3264 | 1883.8646
2817 | 3258.7342 | 1816.9592 | 3258.7342 | 1816.9592
2818 | 3089.5509 | 1753.4093 | 3089.5509 | 1753.4093
2819 | 2872.9445 | 1735.8993 | 2872.9445 | 1735.8993
2820 | 2699.7974 | 1779.7784 | 2699.7974 | 1779.7784
2821 | 2607.341 | 1903.8892 | 2607.341 | 1903.8892
2822 | 2556.912 | 1945.3266 | 2556.912 | 1945.3266
2823 | 2528.1642 | 1957.949 | 2528.1642 | 1957.949
2824 | 2566.947 | 2037.1874 | 2566.947 | 2037.1874
2825 | 2616.9695 | 2180.8395 | 2616.9695 | 2180.8395
2826 | 2764.1825 | 2254.5146 | 2764.1825 | 2254.5146
2827 | 3007.8749 | 2275.137 | 3007.8749 | 2275.137
2828 | 3270.5148 | 2265.7133 | 3270.5148 | 2265.7133
2829 | 3459.8697 | 2252.7255 | 3459.8697 | 2252.7255
2830 | 3572.9172 | 2202.1165 | 3572.9172 | 2202.1165
2831 | 3773.5282 | 2123.6523 | 3773.5282 | 2123.6523
2832 | 3663.3688 | 2093.3095 | 3663.3688 | 2093.3095
2833 | 3450.1664 | 2084.0258 | 3450.1664 | 2084.0258
2834 | 3449.3082 | 2128.904 | 3449.3082 | 2128.904
2835 | 3515.6441 | 2176.1049 | 3515.6441 | 2176.1049
2836 | 3597.059 | 2157.2091 | 3597.059 | 2157.2091
2837 | 3785.0433 | 2036.4612 | 3785.0433 | 2036.4612
2838 | 3819.3449 | 1923.9559 | 3819.3449 | 1923.9559
2839 | 3662.6196 | 1832.0175 | 3662.6196 | 1832.0175
2840 | 3495.4807 | 1766.3198 | 3495.4807 | 1766.3198
2841 | 3340.0522 | 1721.4997 | 3340.0522 | 1721.4997
2842 | 3175.9729 | 1672.9167 | 3175.9729 | 1672.9167
2843 | 2956.4786 | 1661.795 | 2956.4786 | 1661.795
2844 | 2741.4202 | 1718.2681 | 2741.4202 | 1718.2681
2845 | 2639.5435 | 1946.5996 | 2639.5435 | 1946.5996
2846 | 2578.2764 | 2050.2773 | 2578.2764 | 2050.2773
2847 | 2562.7481 | 2084.4374 | 2562.7481 | 2084.4374
2848 | 2589.9661 | 2118.2276 | 2589.9661 | 2118.2276
2849 | 2649.8973 | 2153.8261 | 2649.8973 | 2153.8261
2850 | 2779.789 | 2124.1932 | 2779.789 | 2124.1932
2851 | 3039.3049 | 2065.6006 | 3039.3049 | 2065.6006
2852 | 3294.0694 | 2049.9712 | 3294.0694 | 2049.9712
2853 | 3451.7682 | 2057.0608 | 3451.7682 | 2057.0608
2854 | 3594.4071 | 2067.5971 | 3594.4071 | 2067.5971
2855 | 3797.1747 | 2074.1885 | 3797.1747 | 2074.1885
2856 | 3683.526 | 2088.0163 | 3683.526 | 2088.0163
2857 | 3525.571 | 2090.9617 | 3525.571 | 2090.9617
2858 | 3519.9469 | 2101.7081 | 3519.9469 | 2101.7081
2859 | 3568.2599 | 2120.8004 | 3568.2599 | 2120.8004
2860 | 3654.2088 | 2141.6947 | 3654.2088 | 2141.6947
2861 | 3835.2727 | 2089.5754 | 3835.2727 | 2089.5754
2862 | 3903.6108 | 2076.18 | 3903.6108 | 2076.18
2863 | 3727.6778 | 2055.9732 | 3727.6778 | 2055.9732
2864 | 3551.4284 | 2013.6384 | 3551.4284 | 2013.6384
2865 | 3394.9272 | 1959.1446 | 3394.9272 | 1959.1446
2866 | 3246.6735 | 1885.0084 | 3246.6735 | 1885.0084
2867 | 3014.8542 | 1848.3334 | 3014.8542 | 1848.3334
2868 | 2816.1506 | 1853.3351 | 2816.1506 | 1853.3351
2869 | 2720.4258 | 1908.2698 | 2720.4258 | 1908.2698
2870 | 2640.7354 | 1912.8375 | 2640.7354 | 1912.8375
2871 | 2621.4185 | 1895.1611 | 2621.4185 | 1895.1611
2872 | 2657.3987 | 1918.9125 | 2657.3987 | 1918.9125
2873 | 2683.5159 | 1991.1982 | 2683.5159 | 1991.1982
2874 | 2846.8291 | 1992.9592 | 2846.8291 | 1992.9592
2875 | 3093.5204 | 1994.7817 | 3093.5204 | 1994.7817
2876 | 3393.8323 | 1994.4842 | 3393.8323 | 1994.4842
2877 | 3493.7261 | 1997.5584 | 3493.7261 | 1997.5584
2878 | 3637.4367 | 1988.3821 | 3637.4367 | 1988.3821
2879 | 3826.115 | 1956.8263 | 3826.115 | 1956.8263
2880 | 3720.2889 | 1917.5399 | 3720.2889 | 1917.5399
2881 | 3539.2044 | 1868.6487 | 3539.2044 | 1868.6487
2882 | 3530.1557 | 1814.5994 | 3530.1557 | 1814.5994
2883 | 3569.1333 | 1770.3563 | 3569.1333 | 1770.3563
2884 | 3667.2489 | 1749.6353 | 3667.2489 | 1749.6353
2885 | 3874.2526 | 1729.0925 | 3874.2526 | 1729.0925
2886 | 3924.3068 | 1690.3265 | 3924.3068 | 1690.3265
2887 | 3736.3442 | 1646.9392 | 3736.3442 | 1646.9392
2888 | 3602.8866 | 1611.1753 | 3602.8866 | 1611.1753
2889 | 3478.1221 | 1577.8541 | 3478.1221 | 1577.8541
2890 | 3284.8767 | 1536.207 | 3284.8767 | 1536.207
2891 | 3073.5484 | 1523.4426 | 3073.5484 | 1523.4426
2892 | 2844.9392 | 1537.5704 | 2844.9392 | 1537.5704
2893 | 2714.5965 | 1541.0336 | 2714.5965 | 1541.0336
2894 | 2643.1379 | 1574.6225 | 2643.1379 | 1574.6225
2895 | 2623.5148 | 1620.099 | 2623.5148 | 1620.099
2896 | 2634.8734 | 1664.4755 | 2634.8734 | 1664.4755
2897 | 2690.1827 | 1749.9028 | 2690.1827 | 1749.9028
2898 | 2806.3183 | 1790.3587 | 2806.3183 | 1790.3587
2899 | 2999.3705 | 1819.0121 | 2999.3705 | 1819.0121
2900 | 3211.5373 | 1835.5067 | 3211.5373 | 1835.5067
2901 | 3380.3681 | 1818.8684 | 3380.3681 | 1818.8684
2902 | 3496.6179 | 1794.5427 | 3496.6179 | 1794.5427
2903 | 3704.8575 | 1786.5323 | 3704.8575 | 1786.5323
2904 | 3602.1539 | 1806.7484 | 3602.1539 | 1806.7484
2905 | 3408.2596 | 1805.4958 | 3408.2596 | 1805.4958
2906 | 3372.0977 | 1829.2013 | 3372.0977 | 1829.2013
2907 | 3407.8017 | 1871.4741 | 3407.8017 | 1871.4741
2908 | 3448.8623 | 1881.2344 | 3448.8623 | 1881.2344
2909 | 3571.7022 | 1794.4358 | 3571.7022 | 1794.4358
2910 | 3522.6417 | 1678.645 | 3522.6417 | 1678.645
2911 | 3435.4199 | 1519.9032 | 3435.4199 | 1519.9032
2912 | 3301.2107 | 1448.5473 | 3301.2107 | 1448.5473
2913 | 3223.764 | 1421.6145 | 3223.764 | 1421.6145
2914 | 3114.4527 | 1360.9849 | 3114.4527 | 1360.9849
2915 | 2976.8098 | 1351.5059 | 2976.8098 | 1351.5059
2916 | 2882.6582 | 2769.3584 | 2882.6582 | 2769.3584
2917 | 2768.5149 | 2962.452 | 2768.5149 | 2962.452
2918 | 2679.0349 | 3148.6516 | 2679.0349 | 3148.6516
2919 | 2695.8198 | 3255.035 | 2695.8198 | 3255.035
2920 | 2688.6294 | 3201.268 | 2688.6294 | 3201.268
2921 | 2720.0359 | 3200.1004 | 2720.0359 | 3200.1004
2922 | 2821.8198 | 3350.2356 | 2821.8198 | 3350.2356
2923 | 2971.6267 | 3434.8638 | 2971.6267 | 3434.8638
2924 | 3186.517 | 3468.1737 | 3186.517 | 3468.1737
2925 | 3294.3388 | 3460.1655 | 3294.3388 | 3460.1655
2926 | 3440.0459 | 3434.7289 | 3440.0459 | 3434.7289
2927 | 3641.9676 | 3357.7551 | 3641.9676 | 3357.7551
2928 | 3624.0151 | 3089.3191 | 3624.0151 | 3089.3191
2929 | 3502.7449 | 2869.3858 | 3502.7449 | 2869.3858
2930 | 3487.6322 | 2702.4045 | 3487.6322 | 2702.4045
2931 | 3523.4865 | 2542.719 | 3523.4865 | 2542.719
2932 | 3692.8659 | 2425.0883 | 3692.8659 | 2425.0883
2933 | 3850.7369 | 2374.1174 | 3850.7369 | 2374.1174
2934 | 3742.3437 | 2356.8697 | 3742.3437 | 2356.8697
2935 | 3648.258 | 2375.8459 | 3648.258 | 2375.8459
2936 | 3516.7195 | 2417.7993 | 3516.7195 | 2417.7993
2937 | 3356.4234 | 2454.8155 | 3356.4234 | 2454.8155
2938 | 3209.9521 | 2494.008 | 3209.9521 | 2494.008
2939 | 3033.5219 | 2502.1483 | 3033.5219 | 2502.1483
2940 | 2870.4539 | 2505.8762 | 2870.4539 | 2505.8762
2941 | 2750.5417 | 2534.7708 | 2750.5417 | 2534.7708
2942 | 2684.3974 | 2573.0871 | 2684.3974 | 2573.0871
2943 | 2664.7447 | 2596.8503 | 2664.7447 | 2596.8503
2944 | 2678.4312 | 2598.9735 | 2678.4312 | 2598.9735
2945 | 2754.1034 | 2626.2717 | 2754.1034 | 2626.2717
2946 | 2856.7533 | 2685.1081 | 2856.7533 | 2685.1081
2947 | 2970.6421 | 2697.8774 | 2970.6421 | 2697.8774
2948 | 3125.2858 | 2686.753 | 3125.2858 | 2686.753
2949 | 3264.8624 | 2658.9576 | 3264.8624 | 2658.9576
2950 | 3461.9487 | 2665.1111 | 3461.9487 | 2665.1111
2951 | 3599.7002 | 2664.8561 | 3599.7002 | 2664.8561
2952 | 3537.866 | 2659.555 | 3537.866 | 2659.555
2953 | 3440.9437 | 2699.9796 | 3440.9437 | 2699.9796
2954 | 3421.6953 | 2714.5545 | 3421.6953 | 2714.5545
2955 | 3526.0357 | 2731.9123 | 3526.0357 | 2731.9123
2956 | 3689.6263 | 2737.1706 | 3689.6263 | 2737.1706
2957 | 3903.7428 | 2726.8156 | 3903.7428 | 2726.8156
2958 | 3771.6412 | 2690.4749 | 3771.6412 | 2690.4749
2959 | 3599.1463 | 2617.1108 | 3599.1463 | 2617.1108
2960 | 3464.2599 | 2550.4082 | 3464.2599 | 2550.4082
2961 | 3375.2572 | 2516.6071 | 3375.2572 | 2516.6071
2962 | 3203.5658 | 2552.3281 | 3203.5658 | 2552.3281
2963 | 3010.1964 | 2603.8615 | 3010.1964 | 2603.8615
2964 | 2837.2653 | 2693.681 | 2837.2653 | 2693.681
2965 | 2711.8883 | 2827.413 | 2711.8883 | 2827.413
2966 | 2668.924 | 2930.9924 | 2668.924 | 2930.9924
2967 | 2650.6674 | 3015.1586 | 2650.6674 | 3015.1586
2968 | 2652.4153 | 3119.3421 | 2652.4153 | 3119.3421
2969 | 2732.5288 | 3214.3333 | 2732.5288 | 3214.3333
2970 | 2818.7112 | 3296.4283 | 2818.7112 | 3296.4283
2971 | 2984.4461 | 3355.3678 | 2984.4461 | 3355.3678
2972 | 3196.1772 | 3352.5748 | 3196.1772 | 3352.5748
2973 | 3325.3587 | 3311.588 | 3325.3587 | 3311.588
2974 | 3439.1039 | 3248.6598 | 3439.1039 | 3248.6598
2975 | 3544.4419 | 3167.5203 | 3544.4419 | 3167.5203
2976 | 3573.1176 | 3035.1647 | 3573.1176 | 3035.1647
2977 | 3418.266 | 2917.2916 | 3418.266 | 2917.2916
2978 | 3426.1926 | 2801.6876 | 3426.1926 | 2801.6876
2979 | 3499.0366 | 2727.7466 | 3499.0366 | 2727.7466
2980 | 3756.3553 | 2710.7877 | 3756.3553 | 2710.7877
2981 | 3904.4427 | 2680.9926 | 3904.4427 | 2680.9926
2982 | 3777.6312 | 2606.1189 | 3777.6312 | 2606.1189
2983 | 3629.3448 | 2510.1905 | 3629.3448 | 2510.1905
2984 | 3486.8245 | 2462.2337 | 3486.8245 | 2462.2337
2985 | 3349.263 | 2431.2097 | 3349.263 | 2431.2097
2986 | 3240.0506 | 2428.7449 | 3240.0506 | 2428.7449
2987 | 3036.3062 | 2421.611 | 3036.3062 | 2421.611
2988 | 2834.776 | 2429.5046 | 2834.776 | 2429.5046
2989 | 2724.2289 | 2450.762 | 2724.2289 | 2450.762
2990 | 2673.0204 | 2502.9641 | 2673.0204 | 2502.9641
2991 | 2655.6819 | 2548.5973 | 2655.6819 | 2548.5973
2992 | 2684.282 | 2577.1034 | 2684.282 | 2577.1034
2993 | 2771.1471 | 2643.976 | 2771.1471 | 2643.976
2994 | 2896.0429 | 2752.454 | 2896.0429 | 2752.454
2995 | 3048.0702 | 2804.7977 | 3048.0702 | 2804.7977
2996 | 3310.3265 | 2834.9834 | 3310.3265 | 2834.9834
2997 | 3488.4437 | 2817.9495 | 3488.4437 | 2817.9495
2998 | 3599.9225 | 2811.9529 | 3599.9225 | 2811.9529
2999 | 3836.3959 | 2779.7607 | 3836.3959 | 2779.7607
3000 | 3785.4077 | 2787.304 | 3785.4077 | 2787.304
3001 | 3567.9657 | 2823.91 | 3567.9657 | 2823.91
3002 | 3565.5192 | 2842.9977 | 3565.5192 | 2842.9977
3003 | 3688.2535 | 2878.7542 | 3688.2535 | 2878.7542
3004 | 3877.439 | 2919.074 | 3877.439 | 2919.074
3005 | 4038.0163 | 2861.5074 | 4038.0163 | 2861.5074
3006 | 3966.0597 | 2774.4837 | 3966.0597 | 2774.4837
3007 | 3760.2687 | 2674.3895 | 3760.2687 | 2674.3895
3008 | 3616.7611 | 2586.8583 | 3616.7611 | 2586.8583
3009 | 3490.5827 | 2553.0572 | 3490.5827 | 2553.0572
3010 | 3317.2451 | 2556.1467 | 3317.2451 | 2556.1467
3011 | 3089.3175 | 2553.5256 | 3089.3175 | 2553.5256
3012 | 2921.8403 | 2609.3251 | 2921.8403 | 2609.3251
3013 | 2769.1837 | 2759.3728 | 2769.1837 | 2759.3728
3014 | 2723.0157 | 2791.0934 | 2723.0157 | 2791.0934
3015 | 2704.9624 | 2819.0223 | 2704.9624 | 2819.0223
3016 | 2710.4481 | 2861.0671 | 2710.4481 | 2861.0671
3017 | 2788.927 | 2919.6082 | 2788.927 | 2919.6082
3018 | 2906.7238 | 3018.7133 | 2906.7238 | 3018.7133
3019 | 3081.1172 | 3048.4927 | 3081.1172 | 3048.4927
3020 | 3329.7522 | 3050.5597 | 3329.7522 | 3050.5597
3021 | 3473.2089 | 3042.8986 | 3473.2089 | 3042.8986
3022 | 3608.026 | 3047.3164 | 3608.026 | 3047.3164
3023 | 3829.1811 | 3065.46 | 3829.1811 | 3065.46
3024 | 3800.3434 | 3102.1634 | 3800.3434 | 3102.1634
3025 | 3626.938 | 3139.4637 | 3626.938 | 3139.4637
3026 | 3610.8096 | 3149.8728 | 3610.8096 | 3149.8728
3027 | 3704.1209 | 3140.1535 | 3704.1209 | 3140.1535
3028 | 3938.8638 | 3165.8932 | 3938.8638 | 3165.8932
3029 | 4020.2022 | 3100.6894 | 4020.2022 | 3100.6894
3030 | 3984.5913 | 3036.2301 | 3984.5913 | 3036.2301
3031 | 3802.419 | 2970.5032 | 3802.419 | 2970.5032
3032 | 3612.241 | 2913.8678 | 3612.241 | 2913.8678
3033 | 3483.7284 | 2872.4295 | 3483.7284 | 2872.4295
3034 | 3359.4246 | 2839.4161 | 3359.4246 | 2839.4161
3035 | 3115.0034 | 2826.7278 | 3115.0034 | 2826.7278
3036 | 2899.5449 | 2886.693 | 2899.5449 | 2886.693
3037 | 2776.6509 | 3034.3107 | 2776.6509 | 3034.3107
3038 | 2726.8365 | 3068.8085 | 2726.8365 | 3068.8085
3039 | 2694.0419 | 3057.5101 | 2694.0419 | 3057.5101
3040 | 2732.8304 | 3052.6905 | 2732.8304 | 3052.6905
3041 | 2792.0984 | 3127.2002 | 2792.0984 | 3127.2002
3042 | 2886.5405 | 3239.4967 | 2886.5405 | 3239.4967
3043 | 3038.7547 | 3287.6748 | 3038.7547 | 3287.6748
3044 | 3276.4066 | 3272.3846 | 3276.4066 | 3272.3846
3045 | 3452.4774 | 3244.2421 | 3452.4774 | 3244.2421
3046 | 3585.3708 | 3243.1055 | 3585.3708 | 3243.1055
3047 | 3788.217 | 3240.0734 | 3788.217 | 3240.0734
3048 | 3745.9347 | 3193.4622 | 3745.9347 | 3193.4622
3049 | 3590.0568 | 3208.1982 | 3590.0568 | 3208.1982
3050 | 3612.4808 | 3174.8672 | 3612.4808 | 3174.8672
3051 | 3709.3685 | 3176.6036 | 3709.3685 | 3176.6036
3052 | 3944.7599 | 3179.4318 | 3944.7599 | 3179.4318
3053 | 4041.3644 | 3164.911 | 4041.3644 | 3164.911
3054 | 3965.0677 | 3129.959 | 3965.0677 | 3129.959
3055 | 3825.8184 | 3083.6721 | 3825.8184 | 3083.6721
3056 | 3661.3931 | 3040.2282 | 3661.3931 | 3040.2282
3057 | 3497.1796 | 2975.5312 | 3497.1796 | 2975.5312
3058 | 3351.8538 | 2981.745 | 3351.8538 | 2981.745
3059 | 3111.9406 | 2989.5383 | 3111.9406 | 2989.5383
3060 | 2936.6281 | 2985.629 | 2936.6281 | 2985.629
3061 | 2804.154 | 2975.9906 | 2804.154 | 2975.9906
3062 | 2743.4797 | 2952.1682 | 2743.4797 | 2952.1682
3063 | 2725.2186 | 2919.3469 | 2725.2186 | 2919.3469
3064 | 2745.586 | 2886.7557 | 2745.586 | 2886.7557
3065 | 2802.719 | 2859.8994 | 2802.719 | 2859.8994
3066 | 2904.2854 | 2902.4201 | 2904.2854 | 2902.4201
3067 | 3052.8026 | 2908.9409 | 3052.8026 | 2908.9409
3068 | 3293.3327 | 2893.3036 | 3293.3327 | 2893.3036
3069 | 3432.3424 | 2872.451 | 3432.3424 | 2872.451
3070 | 3514.2693 | 2842.8487 | 3514.2693 | 2842.8487
3071 | 3716.2723 | 2848.8423 | 3716.2723 | 2848.8423
3072 | 3696.5719 | 2845.6241 | 3696.5719 | 2845.6241
3073 | 3540.7266 | 2894.033 | 3540.7266 | 2894.033
3074 | 3551.3424 | 2903.7479 | 3551.3424 | 2903.7479
3075 | 3624.3722 | 2900.9714 | 3624.3722 | 2900.9714
3076 | 3867.4557 | 2896.1625 | 3867.4557 | 2896.1625
3077 | 3965.2784 | 2922.2575 | 3965.2784 | 2922.2575
3078 | 3880.4958 | 2945.2784 | 3880.4958 | 2945.2784
3079 | 3727.8552 | 2844.8371 | 3727.8552 | 2844.8371
3080 | 3572.5963 | 2567.7654 | 3572.5963 | 2567.7654
3081 | 3453.4025 | 2298.9479 | 3453.4025 | 2298.9479
3082 | 3287.3175 | 2129.8541 | 3287.3175 | 2129.8541
3083 | 3077.0301 | 2097.3787 | 3077.0301 | 2097.3787
3084 | 2934.0605 | 2124.018 | 2934.0605 | 2124.018
3085 | 2810.9976 | 2223.7299 | 2810.9976 | 2223.7299
3086 | 2750.668 | 2321.755 | 2750.668 | 2321.755
3087 | 2739.8799 | 2410.7812 | 2739.8799 | 2410.7812
3088 | 2706.0451 | 2475.7374 | 2706.0451 | 2475.7374
3089 | 2761.7342 | 2530.46 | 2761.7342 | 2530.46
3090 | 2868.3269 | 2625.3993 | 2868.3269 | 2625.3993
3091 | 2994.7446 | 2670.8002 | 2994.7446 | 2670.8002
3092 | 3160.6644 | 2678.7687 | 3160.6644 | 2678.7687
3093 | 3298.5393 | 2639.8647 | 3298.5393 | 2639.8647
3094 | 3436.7773 | 2609.2209 | 3436.7773 | 2609.2209
3095 | 3608.8665 | 2588.1373 | 3608.8665 | 2588.1373
3096 | 3602.622 | 2510.2832 | 3602.622 | 2510.2832
3097 | 3436.9029 | 2480.2376 | 3436.9029 | 2480.2376
3098 | 3441.7221 | 2479.8853 | 3441.7221 | 2479.8853
3099 | 3505.8612 | 2531.2632 | 3505.8612 | 2531.2632
3100 | 3778.0244 | 2535.1329 | 3778.0244 | 2535.1329
3101 | 3861.3392 | 2517.1407 | 3861.3392 | 2517.1407
3102 | 3742.9937 | 2473.1629 | 3742.9937 | 2473.1629
3103 | 3586.4732 | 2415.4202 | 3586.4732 | 2415.4202
3104 | 3491.0205 | 2357.3963 | 3491.0205 | 2357.3963
3105 | 3372.9812 | 2320.8179 | 3372.9812 | 2320.8179
3106 | 3237.1141 | 2303.7732 | 3237.1141 | 2303.7732
3107 | 3048.0141 | 2309.8307 | 3048.0141 | 2309.8307
3108 | 2881.9357 | 2329.8743 | 2881.9357 | 2329.8743
3109 | 2766.4082 | 2368.1418 | 2766.4082 | 2368.1418
3110 | 2715.433 | 2389.1009 | 2715.433 | 2389.1009
3111 | 2693.7134 | 2390.994 | 2693.7134 | 2390.994
3112 | 2690.139 | 2399.7129 | 2690.139 | 2399.7129
3113 | 2738.5009 | 2454.7826 | 2738.5009 | 2454.7826
3114 | 2841.0368 | 2557.7063 | 2841.0368 | 2557.7063
3115 | 2940.0043 | 2612.4801 | 2940.0043 | 2612.4801
3116 | 3102.9814 | 2652.0386 | 3102.9814 | 2652.0386
3117 | 3246.4018 | 2684.9934 | 3246.4018 | 2684.9934
3118 | 3361.3541 | 2724.1255 | 3361.3541 | 2724.1255
3119 | 3519.5837 | 2757.5435 | 3519.5837 | 2757.5435
3120 | 3519.4762 | 2769.5996 | 3519.4762 | 2769.5996
3121 | 3414.9024 | 2816.2728 | 3414.9024 | 2816.2728
3122 | 3414.0756 | 2835.3605 | 3414.0756 | 2835.3605
3123 | 3545.6477 | 2843.3455 | 3545.6477 | 2843.3455
3124 | 3776.2452 | 2845.1323 | 3776.2452 | 2845.1323
3125 | 3883.405 | 2826.0987 | 3883.405 | 2826.0987
3126 | 3780.1126 | 2754.3493 | 3780.1126 | 2754.3493
3127 | 3629.2434 | 2651.8252 | 3629.2434 | 2651.8252
3128 | 3490.5663 | 2575.7497 | 3490.5663 | 2575.7497
3129 | 3385.1423 | 2527.3685 | 3385.1423 | 2527.3685
3130 | 3215.5268 | 2560.3124 | 3215.5268 | 2560.3124
3131 | 3035.5667 | 2611.4986 | 3035.5667 | 2611.4986
3132 | 2875.958 | 2696.8053 | 2875.958 | 2696.8053
3133 | 2741.6595 | 2844.4231 | 2741.6595 | 2844.4231
3134 | 2702.2701 | 2938.6295 | 2702.2701 | 2938.6295
3135 | 2686.9908 | 2975.9313 | 2686.9908 | 2975.9313
3136 | 2702.0005 | 2994.3703 | 2702.0005 | 2994.3703
3137 | 2755.0745 | 3063.3257 | 2755.0745 | 3063.3257
3138 | 2829.331 | 3177.358 | 2829.331 | 3177.358
3139 | 2959.9979 | 3254.0018 | 2959.9979 | 3254.0018
3140 | 3093.7692 | 3322.0262 | 3093.7692 | 3322.0262
3141 | 3278.4904 | 3405.6639 | 3278.4904 | 3405.6639
3142 | 3396.4137 | 3517.002 | 3396.4137 | 3517.002
3143 | 3583.4095 | 3587.5643 | 3583.4095 | 3587.5643
3144 | 3559.9725 | 3488.8816 | 3559.9725 | 3488.8816
3145 | 3477.7523 | 3397.3915 | 3477.7523 | 3397.3915
3146 | 3453.519 | 3438.3493 | 3453.519 | 3438.3493
3147 | 3545.7268 | 3524.7888 | 3545.7268 | 3524.7888
3148 | 3818.4431 | 3478.3227 | 3818.4431 | 3478.3227
3149 | 3906.7079 | 3338.483 | 3906.7079 | 3338.483
3150 | 3755.3801 | 3098.0217 | 3755.3801 | 3098.0217
3151 | 3632.779 | 2929.5402 | 3632.779 | 2929.5402
3152 | 3488.1463 | 2800.3518 | 3488.1463 | 2800.3518
3153 | 3400.1469 | 2735.6548 | 3400.1469 | 2735.6548
3154 | 3240.4419 | 2769.293 | 3240.4419 | 2769.293
3155 | 3039.0369 | 2816.3135 | 3039.0369 | 2816.3135
3156 | 2892.0914 | 2873.8487 | 2892.0914 | 2873.8487
3157 | 2782.4533 | 2990.5706 | 2782.4533 | 2990.5706
3158 | 2686.4653 | 3088.5957 | 2686.4653 | 3088.5957
3159 | 2683.9213 | 3171.0262 | 2683.9213 | 3171.0262
3160 | 2697.0463 | 3200.5737 | 2697.0463 | 3200.5737
3161 | 2763.7439 | 3232.0376 | 2763.7439 | 3232.0376
3162 | 2871.0073 | 3307.5369 | 2871.0073 | 3307.5369
3163 | 3004.6465 | 3325.5135 | 3004.6465 | 3325.5135
3164 | 3143.5641 | 3305.0161 | 3143.5641 | 3305.0161
3165 | 3324.1534 | 3253.9621 | 3324.1534 | 3253.9621
3166 | 3500.9609 | 3172.6353 | 3500.9609 | 3172.6353
3167 | 3675.1318 | 3131.7645 | 3675.1318 | 3131.7645
3168 | 3686.1162 | 3043.4961 | 3686.1162 | 3043.4961
3169 | 3495.1588 | 2990.8861 | 3495.1588 | 2990.8861
3170 | 3483.9174 | 2873.8935 | 3483.9174 | 2873.8935
3171 | 3630.8765 | 2831.8898 | 3630.8765 | 2831.8898
3172 | 3859.1953 | 2798.9622 | 3859.1953 | 2798.9622
3173 | 3965.1188 | 2764.6542 | 3965.1188 | 2764.6542
3174 | 3830.9156 | 2738.0336 | 3830.9156 | 2738.0336
3175 | 3706.8806 | 2675.431 | 3706.8806 | 2675.431
3176 | 3554.8791 | 2532.3568 | 3554.8791 | 2532.3568
3177 | 3454.3031 | 2368.3766 | 3454.3031 | 2368.3766
3178 | 3301.4077 | 2270.4474 | 3301.4077 | 2270.4474
3179 | 3102.8551 | 2208.4647 | 3102.8551 | 2208.4647
3180 | 2919.0644 | 2262.1813 | 2919.0644 | 2262.1813
3181 | 2811.2423 | 2331.3445 | 2811.2423 | 2331.3445
3182 | 2708.7728 | 2378.3394 | 2708.7728 | 2378.3394
3183 | 2716.3228 | 2404.1855 | 2716.3228 | 2404.1855
3184 | 2741.7 | 2387.2158 | 2741.7 | 2387.2158
3185 | 2795.7157 | 2416.5968 | 2795.7157 | 2416.5968
3186 | 2895.9024 | 2509.8004 | 2895.9024 | 2509.8004
3187 | 3085.1086 | 2594.4286 | 3085.1086 | 2594.4286
3188 | 3303.8227 | 2652.7329 | 3303.8227 | 2652.7329
3189 | 3497.5218 | 2702.6977 | 3497.5218 | 2702.6977
3190 | 3601.7541 | 2754.6742 | 3601.7541 | 2754.6742
3191 | 3762.0292 | 2778.7192 | 3762.0292 | 2778.7192
3192 | 3646.0633 | 2802.5783 | 3646.0633 | 2802.5783
3193 | 3608.2888 | 2861.7486 | 3608.2888 | 2861.7486
3194 | 3624.6083 | 2880.1421 | 3624.6083 | 2880.1421
3195 | 3747.8184 | 2897.1528 | 3747.8184 | 2897.1528
3196 | 3979.605 | 2918.7268 | 3979.605 | 2918.7268
3197 | 4071.0008 | 2950.029 | 4071.0008 | 2950.029
3198 | 4026.2151 | 2970.9671 | 4026.2151 | 2970.9671
3199 | 3844.7203 | 2942.3846 | 3844.7203 | 2942.3846
3200 | 3733.0945 | 2877.0706 | 3733.0945 | 2877.0706
3201 | 3560.8664 | 2828.6893 | 3560.8664 | 2828.6893
3202 | 3417.6114 | 2841.4989 | 3417.6114 | 2841.4989
3203 | 3141.7977 | 2863.1779 | 3141.7977 | 2863.1779
3204 | 2967.5853 | 2895.3716 | 2967.5853 | 2895.3716
3205 | 2817.4971 | 2952.0377 | 2817.4971 | 2952.0377
3206 | 2764.9902 | 3017.084 | 2764.9902 | 3017.084
3207 | 2723.7048 | 3059.9401 | 2723.7048 | 3059.9401
3208 | 2743.913 | 3081.5034 | 2743.913 | 3081.5034
3209 | 2795.5866 | 3116.7859 | 2795.5866 | 3116.7859
3210 | 2924.951 | 3142.2965 | 2924.951 | 3142.2965
3211 | 3090.6751 | 3165.133 | 3090.6751 | 3165.133
3212 | 3337.4619 | 3171.0186 | 3337.4619 | 3171.0186
3213 | 3505.573 | 3126.9075 | 3505.573 | 3126.9075
3214 | 3631.6589 | 3109.8023 | 3631.6589 | 3109.8023
3215 | 3840.859 | 3053.6571 | 3840.859 | 3053.6571
3216 | 3832.6026 | 2983.4402 | 3832.6026 | 2983.4402
3217 | 3606.6239 | 2982.9018 | 3606.6239 | 2982.9018
3218 | 3615.9663 | 2966.2338 | 3615.9663 | 2966.2338
3219 | 3727.4538 | 2972.1359 | 3727.4538 | 2972.1359
3220 | 3921.201 | 2991.627 | 3921.201 | 2991.627
3221 | 4050.1952 | 2989.9506 | 4050.1952 | 2989.9506
3222 | 3960.3624 | 2968.5371 | 3960.3624 | 2968.5371
3223 | 3824.1222 | 2915.6545 | 3824.1222 | 2915.6545
3224 | 3653.0842 | 2900.3292 | 3653.0842 | 2900.3292
3225 | 3556.932 | 2906.1024 | 3556.932 | 2906.1024
3226 | 3435.9582 | 2931.062 | 3435.9582 | 2931.062
3227 | 3212.2587 | 2952.3939 | 3212.2587 | 2952.3939
3228 | 3008.4317 | 2966.8832 | 3008.4317 | 2966.8832
3229 | 2856.2113 | 2941.6233 | 2856.2113 | 2941.6233
3230 | 2783.6968 | 2881.3508 | 2783.6968 | 2881.3508
3231 | 2748.2005 | 2825.9652 | 2748.2005 | 2825.9652
3232 | 2751.2278 | 2756.2296 | 2751.2278 | 2756.2296
3233 | 2788.1387 | 2694.3118 | 2788.1387 | 2694.3118
3234 | 2921.4451 | 2690.6624 | 2921.4451 | 2690.6624
3235 | 3114.4211 | 2679.1317 | 3114.4211 | 2679.1317
3236 | 3290.1896 | 2668.0072 | 3290.1896 | 2668.0072
3237 | 3453.0859 | 2666.9419 | 3453.0859 | 2666.9419
3238 | 3594.1509 | 2668.2354 | 3594.1509 | 2668.2354
3239 | 3773.1383 | 2622.8517 | 3773.1383 | 2622.8517
3240 | 3767.2342 | 2579.712 | 3767.2342 | 2579.712
3241 | 3565.9116 | 2599.3079 | 3565.9116 | 2599.3079
3242 | 3621.8473 | 2598.6085 | 3621.8473 | 2598.6085
3243 | 3753.0534 | 2621.1735 | 3753.0534 | 2621.1735
3244 | 3987.6217 | 2645.5246 | 3987.6217 | 2645.5246
3245 | 4020.413 | 2674.0497 | 4020.413 | 2674.0497
3246 | 3921.9384 | 2678.672 | 3921.9384 | 2678.672
3247 | 3785.8925 | 2660.8509 | 3785.8925 | 2660.8509
3248 | 3610.0594 | 2646.2199 | 3610.0594 | 2646.2199
3249 | 3515.2903 | 2621.7916 | 3515.2903 | 2621.7916
3250 | 3368.8533 | 2631.1298 | 3368.8533 | 2631.1298
3251 | 3175.1005 | 2668.7774 | 3175.1005 | 2668.7774
3252 | 2987.9156 | 2769.7055 | 2987.9156 | 2769.7055
3253 | 2879.5475 | 2887.8161 | 2879.5475 | 2887.8161
3254 | 2795.7961 | 2999.3797 | 2795.7961 | 2999.3797
3255 | 2750.3641 | 3171.3733 | 2750.3641 | 3171.3733
3256 | 2768.2846 | 3259.9353 | 2768.2846 | 3259.9353
3257 | 2799.9054 | 3320.2121 | 2799.9054 | 3320.2121
3258 | 2912.5176 | 3392.5872 | 2912.5176 | 3392.5872
3259 | 3041.6809 | 3418.8951 | 3041.6809 | 3418.8951
3260 | 3198.8635 | 3413.6721 | 3198.8635 | 3413.6721
3261 | 3349.8814 | 3390.3896 | 3349.8814 | 3390.3896
3262 | 3495.246 | 3373.2845 | 3495.246 | 3373.2845
3263 | 3680.5965 | 3356.3665 | 3680.5965 | 3356.3665
3264 | 3623.6855 | 3324.3354 | 3623.6855 | 3324.3354
3265 | 3512.6546 | 3337.3357 | 3512.6546 | 3337.3357
3266 | 3510.3795 | 3332.8176 | 3510.3795 | 3332.8176
3267 | 3652.758 | 3346.704 | 3652.758 | 3346.704
3268 | 3854.7944 | 3361.3352 | 3854.7944 | 3361.3352
3269 | 3928.4907 | 3338.1358 | 3928.4907 | 3338.1358
3270 | 3817.9967 | 3243.475 | 3817.9967 | 3243.475
3271 | 3681.5449 | 3109.7079 | 3681.5449 | 3109.7079
3272 | 3551.0235 | 2953.0951 | 3551.0235 | 2953.0951
3273 | 3427.9586 | 2848.4765 | 3427.9586 | 2848.4765
3274 | 3307.6548 | 2820.3232 | 3307.6548 | 2820.3232
3275 | 3130.9547 | 2843.7379 | 3130.9547 | 2843.7379
3276 | 2975.0684 | 2943.2774 | 2975.0684 | 2943.2774
3277 | 2861.7976 | 3124.221 | 2861.7976 | 3124.221
3278 | 2777.1014 | 3210.096 | 2777.1014 | 3210.096
3279 | 2757.2267 | 3226.5692 | 2757.2267 | 3226.5692
3280 | 2758.9767 | 3221.0552 | 2758.9767 | 3221.0552
3281 | 2804.9315 | 3240.7162 | 2804.9315 | 3240.7162
3282 | 2889.9495 | 3236.3724 | 2889.9495 | 3236.3724
3283 | 2997.9227 | 3198.4588 | 2997.9227 | 3198.4588
3284 | 3114.3245 | 3180.3915 | 3114.3245 | 3180.3915
3285 | 3224.9389 | 3292.4951 | 3224.9389 | 3292.4951
3286 | 3281.2341 | 3409.7346 | 3281.2341 | 3409.7346
3287 | 3643.285 | 3416.4224 | 3643.285 | 3416.4224
3288 | 3643.0407 | 3277.8182 | 3643.0407 | 3277.8182
3289 | 3564.8023 | 3097.8064 | 3564.8023 | 3097.8064
3290 | 3549.4844 | 2880.1421 | 3549.4844 | 2880.1421
3291 | 3674.1844 | 2726.7052 | 3674.1844 | 2726.7052
3292 | 3911.8097 | 2617.7531 | 3911.8097 | 2617.7531
3293 | 3974.1135 | 2466.4577 | 3974.1135 | 2466.4577
3294 | 3828.7625 | 2202.7378 | 3828.7625 | 2202.7378
3295 | 3703.4435 | 2039.4635 | 3703.4435 | 2039.4635
3296 | 3547.4125 | 1928.3265 | 3547.4125 | 1928.3265
3297 | 3423.7713 | 1882.0282 | 3423.7713 | 1882.0282
3298 | 3262.7631 | 1949.3393 | 3262.7631 | 1949.3393
3299 | 3051.0061 | 2034.8928 | 3051.0061 | 2034.8928
3300 | 2896.038 | 2108.0494 | 2896.038 | 2108.0494
3301 | 2772.8336 | 2146.664 | 2772.8336 | 2146.664
3302 | 2687.2051 | 2181.5089 | 2687.2051 | 2181.5089
3303 | 2681.7932 | 2232.0021 | 2681.7932 | 2232.0021
3304 | 2693.2611 | 2239.6796 | 2693.2611 | 2239.6796
3305 | 2723.329 | 2265.5892 | 2723.329 | 2265.5892
3306 | 2816.0104 | 2361.2229 | 2816.0104 | 2361.2229
3307 | 2988.1735 | 2433.701 | 2988.1735 | 2433.701
3308 | 3147.5937 | 2494.0882 | 3147.5937 | 2494.0882
3309 | 3308.7652 | 2535.3744 | 3308.7652 | 2535.3744
3310 | 3456.8346 | 2587.698 | 3456.8346 | 2587.698
3311 | 3668.5389 | 2630.4888 | 3668.5389 | 2630.4888
3312 | 3668.5675 | 2659.9022 | 3668.5675 | 2659.9022
3313 | 3541.0619 | 2893.6859 | 3541.0619 | 2893.6859
3314 | 3539.6825 | 3125.5728 | 3539.6825 | 3125.5728
3315 | 3701.6482 | 3214.0951 | 3701.6482 | 3214.0951
3316 | 3915.3119 | 3209.2862 | 3915.3119 | 3209.2862
3317 | 3960.2963 | 3215.594 | 3960.2963 | 3215.594
3318 | 3852.1784 | 3198.3463 | 3852.1784 | 3198.3463
3319 | 3690.0522 | 3168.028 | 3690.0522 | 3168.028
3320 | 3610.2365 | 3153.0499 | 3610.2365 | 3153.0499
3321 | 3487.8541 | 3157.4345 | 3487.8541 | 3157.4345
3322 | 3303.1055 | 3198.3628 | 3303.1055 | 3198.3628
3323 | 3088.6715 | 3254.7561 | 3088.6715 | 3254.7561
3324 | 2924.5819 | 3360.5443 | 2924.5819 | 3360.5443
3325 | 2833.813 | 3482.8205 | 2833.813 | 3482.8205
3326 | 2781.401 | 3585.7056 | 2781.401 | 3585.7056
3327 | 2753.6424 | 3699.379 | 2753.6424 | 3699.379
3328 | 2786.3087 | 3733.4395 | 2786.3087 | 3733.4395
3329 | 2837.9842 | 3770.8048 | 2837.9842 | 3770.8048
3330 | 2952.8351 | 3838.667 | 2952.8351 | 3838.667
3331 | 3148.0874 | 3862.8921 | 3148.0874 | 3862.8921
3332 | 3396.5438 | 3839.6176 | 3396.5438 | 3839.6176
3333 | 3556.5803 | 3816.3351 | 3556.5803 | 3816.3351
3334 | 3683.8938 | 3807.2142 | 3683.8938 | 3807.2142
3335 | 3924.225 | 3778.1463 | 3924.225 | 3778.1463
3336 | 3844.1043 | 3720.0794 | 3844.1043 | 3720.0794
3337 | 3710.7395 | 3693.1581 | 3710.7395 | 3693.1581
3338 | 3753.4132 | 3704.9558 | 3753.4132 | 3704.9558
3339 | 3897.6272 | 3730.2979 | 3897.6272 | 3730.2979
3340 | 4094.2954 | 3744.2348 | 4094.2954 | 3744.2348
3341 | 4162.6853 | 3695.3468 | 4162.6853 | 3695.3468
3342 | 4008.0961 | 3551.7387 | 4008.0961 | 3551.7387
3343 | 3841.5585 | 3444.0074 | 3841.5585 | 3444.0074
3344 | 3713.8059 | 3382.1648 | 3713.8059 | 3382.1648
3345 | 3576.8686 | 3371.6223 | 3576.8686 | 3371.6223
3346 | 3402.7237 | 3432.3377 | 3402.7237 | 3432.3377
3347 | 3169.6818 | 3485.9539 | 3169.6818 | 3485.9539
3348 | 3010.8604 | 3595.5606 | 3010.8604 | 3595.5606
3349 | 2913.8361 | 3668.1953 | 2913.8361 | 3668.1953
3350 | 2829.9986 | 3697.4859 | 2829.9986 | 3697.4859
3351 | 2808.5832 | 3730.622 | 2808.5832 | 3730.622
3352 | 2815.8337 | 3728.2323 | 2815.8337 | 3728.2323
3353 | 2859.4956 | 3764.5562 | 2859.4956 | 3764.5562
3354 | 3007.3743 | 3839.0141 | 3007.3743 | 3839.0141
3355 | 3168.4461 | 3887.1921 | 3168.4461 | 3887.1921
3356 | 3393.1192 | 3910.7821 | 3393.1192 | 3910.7821
3357 | 3541.1137 | 3952.7626 | 3541.1137 | 3952.7626
3358 | 3725.6722 | 4018.6248 | 3725.6722 | 4018.6248
3359 | 3935.1398 | 4055.5142 | 3935.1398 | 4055.5142
3360 | 3841.8535 | 4107.1447 | 3841.8535 | 4107.1447
3361 | 3687.3543 | 4190.9623 | 3687.3543 | 4190.9623
3362 | 3683.6044 | 4152.077 | 3683.6044 | 4152.077
3363 | 3847.3284 | 4178.4606 | 3847.3284 | 4178.4606
3364 | 4062.863 | 4203.5061 | 4062.863 | 4203.5061
3365 | 4107.626 | 4060.1949 | 4107.626 | 4060.1949
3366 | 3993.2732 | 3750.3049 | 3993.2732 | 3750.3049
3367 | 3851.4178 | 3636.325 | 3851.4178 | 3636.325
3368 | 3710.2962 | 3608.8497 | 3710.2962 | 3608.8497
3369 | 3528.9209 | 3591.7114 | 3528.9209 | 3591.7114
3370 | 3353.7182 | 3571.5424 | 3353.7182 | 3571.5424
3371 | 3126.2352 | 3554.6884 | 3126.2352 | 3554.6884
3372 | 2980.3136 | 3631.6636 | 2980.3136 | 3631.6636
3373 | 2868.9132 | 3677.9154 | 2868.9132 | 3677.9154
3374 | 2810.1934 | 3744.3503 | 2810.1934 | 3744.3503
3375 | 2779.4295 | 3772.2792 | 2779.4295 | 3772.2792
3376 | 2763.7517 | 3812.9354 | 2763.7517 | 3812.9354
3377 | 2794.1053 | 3864.1865 | 2794.1053 | 3864.1865
3378 | 2935.3774 | 3925.1058 | 2935.3774 | 3925.1058
3379 | 3131.9809 | 3933.0151 | 3131.9809 | 3933.0151
3380 | 3363.0672 | 3928.8336 | 3363.0672 | 3928.8336
3381 | 3521.2664 | 3922.9082 | 3521.2664 | 3922.9082
3382 | 3646.5989 | 3907.1916 | 3646.5989 | 3907.1916
3383 | 3925.5974 | 3832.6478 | 3925.5974 | 3832.6478
3384 | 3879.472 | 3741.6023 | 3879.472 | 3741.6023
3385 | 3725.8104 | 3773.6954 | 3725.8104 | 3773.6954
3386 | 3747.4639 | 3782.3689 | 3747.4639 | 3782.3689
3387 | 3954.3813 | 3824.0268 | 3954.3813 | 3824.0268
3388 | 4118.1551 | 3846.9894 | 4118.1551 | 3846.9894
3389 | 4164.5847 | 3757.1384 | 4164.5847 | 3757.1384
3390 | 4063.1262 | 3612.836 | 4063.1262 | 3612.836
3391 | 3869.038 | 3481.846 | 3869.038 | 3481.846
3392 | 3676.5525 | 3380.7762 | 3676.5525 | 3380.7762
3393 | 3562.3065 | 3345.9336 | 3562.3065 | 3345.9336
3394 | 3425.8552 | 3364.6446 | 3425.8552 | 3364.6446
3395 | 3181.9825 | 3396.3908 | 3181.9825 | 3396.3908
3396 | 3023.1652 | 3444.2059 | 3023.1652 | 3444.2059
3397 | 2859.001 | 3501.5663 | 2859.001 | 3501.5663
3398 | 2781.4936 | 3551.3384 | 2781.4936 | 3551.3384
3399 | 2764.649 | 3569.2001 | 2764.649 | 3569.2001
3400 | 2785.9908 | 3575.8362 | 2785.9908 | 3575.8362
3401 | 2826.04 | 3606.6058 | 2826.04 | 3606.6058
3402 | 2939.2656 | 3655.0279 | 2939.2656 | 3655.0279
3403 | 3100.311 | 3643.4972 | 3100.311 | 3643.4972
3404 | 3309.8885 | 3592.7983 | 3309.8885 | 3592.7983
3405 | 3439.6232 | 3523.6928 | 3439.6232 | 3523.6928
3406 | 3555.6024 | 3503.4634 | 3555.6024 | 3503.4634
3407 | 3808.8616 | 3527.1613 | 3808.8616 | 3527.1613
3408 | 3774.9648 | 3528.8032 | 3774.9648 | 3528.8032
3409 | 3668.7478 | 3514.379 | 3668.7478 | 3514.379
3410 | 3715.8442 | 3441.4736 | 3715.8442 | 3441.4736
3411 | 3880.1915 | 3376.2112 | 3880.1915 | 3376.2112
3412 | 4055.494 | 3311.6936 | 4055.494 | 3311.6936
3413 | 4093.7598 | 3233.6455 | 4093.7598 | 3233.6455
3414 | 3962.0271 | 3140.3733 | 3962.0271 | 3140.3733
3415 | 3793.4772 | 3049.3048 | 3793.4772 | 3049.3048
3416 | 3638.3621 | 2980.8666 | 3638.3621 | 2980.8666
3417 | 3556.9901 | 2936.3039 | 3556.9901 | 2936.3039
3418 | 3439.8901 | 3047.0081 | 3439.8901 | 3047.0081
3419 | 3241.5515 | 3202.3374 | 3241.5515 | 3202.3374
3420 | 3038.0638 | 3387.2744 | 3038.0638 | 3387.2744
3421 | 2906.5717 | 3710.5469 | 2906.5717 | 3710.5469
3422 | 2833.4601 | 3867.2392 | 2833.4601 | 3867.2392
3423 | 2813.8798 | 3889.6138 | 2813.8798 | 3889.6138
3424 | 2795.3045 | 3664.3578 | 2795.3045 | 3664.3578
3425 | 2835.7863 | 3540.6485 | 2835.7863 | 3540.6485
3426 | 2939.5227 | 3543.9419 | 2939.5227 | 3543.9419
3427 | 3065.7974 | 3461.941 | 3065.7974 | 3461.941
3428 | 3230.4284 | 3300.5033 | 3230.4284 | 3300.5033
3429 | 3361.5806 | 3138.3632 | 3361.5806 | 3138.3632
3430 | 3491.5477 | 3031.0007 | 3491.5477 | 3031.0007
3431 | 3695.1444 | 2966.524 | 3695.1444 | 2966.524
3432 | 3675.23 | 2926.1615 | 3675.23 | 2926.1615
3433 | 3578.4679 | 2949.2289 | 3578.4679 | 2949.2289
3434 | 3593.2653 | 2953.3894 | 3593.2653 | 2953.3894
3435 | 3747.02 | 2919.7171 | 3747.02 | 2919.7171
3436 | 3920.0593 | 2836.4537 | 3920.0593 | 2836.4537
3437 | 3965.7805 | 2779.9286 | 3965.7805 | 2779.9286
3438 | 3865.3831 | 2736.2979 | 3865.3831 | 2736.2979
3439 | 3693.0682 | 2709.1039 | 3693.0682 | 2709.1039
3440 | 3564.8095 | 2697.9444 | 3564.8095 | 2697.9444
3441 | 3462.8704 | 2708.5776 | 3462.8704 | 2708.5776
3442 | 3353.2131 | 2776.9302 | 3353.2131 | 2776.9302
3443 | 3174.9105 | 2869.7736 | 3174.9105 | 2869.7736
3444 | 3037.4428 | 2998.4733 | 3037.4428 | 2998.4733
3445 | 2895.0464 | 3136.0239 | 2895.0464 | 3136.0239
3446 | 2830.0203 | 3265.2919 | 2830.0203 | 3265.2919
3447 | 2788.054 | 3381.0482 | 2788.054 | 3381.0482
3448 | 2793.5293 | 3494.9517 | 2793.5293 | 3494.9517
3449 | 2859.7515 | 3626.0458 | 2859.7515 | 3626.0458
3450 | 2934.9499 | 3815.7555 | 2934.9499 | 3815.7555
3451 | 3024.164 | 4029.8683 | 3024.164 | 4029.8683
3452 | 3169.1293 | 4248.2059 | 3169.1293 | 4248.2059
3453 | 3306.3891 | 4366.9051 | 3306.3891 | 4366.9051
3454 | 3432.4549 | 4428.6016 | 3432.4549 | 4428.6016
3455 | 3601.1403 | 4488.7497 | 3601.1403 | 4488.7497
3456 | 3607.1311 | 4473.7286 | 3607.1311 | 4473.7286
3457 | 3512.2832 | 4434.6572 | 3512.2832 | 4434.6572
3458 | 3576.2871 | 4269.7588 | 3576.2871 | 4269.7588
3459 | 3739.6115 | 4106.949 | 3739.6115 | 4106.949
3460 | 3941.1192 | 4053.1928 | 3941.1192 | 4053.1928
3461 | 4003.5349 | 4018.8848 | 4003.5349 | 4018.8848
3462 | 3914.3449 | 3975.9484 | 3914.3449 | 3975.9484
3463 | 3767.6405 | 3886.2686 | 3767.6405 | 3886.2686
3464 | 3652.9106 | 3756.733 | 3652.9106 | 3756.733
3465 | 3541.3274 | 3666.3474 | 3541.3274 | 3666.3474
3466 | 3445.5001 | 3602.7853 | 3445.5001 | 3602.7853
3467 | 3219.2622 | 3482.1353 | 3219.2622 | 3482.1353
3468 | 3043.5712 | 3477.8789 | 3043.5712 | 3477.8789
3469 | 2886.1561 | 3565.4408 | 2886.1561 | 3565.4408
3470 | 2829.4898 | 3612.0885 | 2829.4898 | 3612.0885
3471 | 2790.96 | 3617.8002 | 2790.96 | 3617.8002
3472 | 2799.3842 | 3626.172 | 2799.3842 | 3626.172
3473 | 2813.6606 | 3679.1588 | 2813.6606 | 3679.1588
3474 | 2926.1857 | 3785.9011 | 2926.1857 | 3785.9011
3475 | 3091.9348 | 3853.5192 | 3091.9348 | 3853.5192
3476 | 3269.919 | 3888.912 | 3269.919 | 3888.912
3477 | 3363.5962 | 3915.6182 | 3363.5962 | 3915.6182
3478 | 3553.7113 | 3953.7089 | 3553.7113 | 3953.7089
3479 | 3755.5058 | 3980.184 | 3755.5058 | 3980.184
3480 | 3709.2301 | 4011.6802 | 3709.2301 | 4011.6802
3481 | 3579.7803 | 4099.6635 | 3579.7803 | 4099.6635
3482 | 3617.3168 | 4164.9213 | 3617.3168 | 4164.9213
3483 | 3812.6643 | 4210.3978 | 3812.6643 | 4210.3978
3484 | 4012.3284 | 4268.7691 | 4012.3284 | 4268.7691
3485 | 4091.5766 | 4287.5741 | 4091.5766 | 4287.5741
3486 | 3978.9035 | 4270.6735 | 3978.9035 | 4270.6735
3487 | 3781.0704 | 4239.661 | 3781.0704 | 4239.661
3488 | 3652.3597 | 4225.03 | 3652.3597 | 4225.03
3489 | 3564.6199 | 4192.2702 | 3564.6199 | 4192.2702
3490 | 3395.5599 | 4230.7685 | 3395.5599 | 4230.7685
3491 | 3188.6184 | 4288.8975 | 3188.6184 | 4288.8975
3492 | 2998.5924 | 4358.2356 | 2998.5924 | 4358.2356
3493 | 2858.8993 | 4426.0103 | 2858.8993 | 4426.0103
3494 | 2790.0991 | 4451.8294 | 2790.0991 | 4451.8294
3495 | 2756.5785 | 4477.6755 | 2756.5785 | 4477.6755
3496 | 2756.416 | 4527.0102 | 2756.416 | 4527.0102
3497 | 2817.5103 | 4591.1056 | 2817.5103 | 4591.1056
3498 | 2961.3759 | 4683.9621 | 2961.3759 | 4683.9621
3499 | 3198.3372 | 4691.5244 | 3198.3372 | 4691.5244
3500 | 3426.2796 | 4696.7157 | 3426.2796 | 4696.7157
3501 | 3583.9117 | 4719.6033 | 3583.9117 | 4719.6033
3502 | 3746.63 | 4749.7097 | 3746.63 | 4749.7097
3503 | 3966.8073 | 4720.9889 | 3966.8073 | 4720.9889
3504 | 3936.8471 | 4600.7832 | 3936.8471 | 4600.7832
3505 | 3739.1646 | 4521.0961 | 3739.1646 | 4521.0961
3506 | 3790.6317 | 4534.2823 | 3790.6317 | 4534.2823
3507 | 4006.8867 | 4610.3075 | 4006.8867 | 4610.3075
3508 | 4184.4214 | 4648.1973 | 4184.4214 | 4648.1973
3509 | 4251.3377 | 4690.9552 | 4251.3377 | 4690.9552
3510 | 4144.1827 | 4664.6817 | 4144.1827 | 4664.6817
3511 | 3955.0377 | 4623.2549 | 3955.0377 | 4623.2549
3512 | 3819.0676 | 4575.9924 | 3819.0676 | 4575.9924
3513 | 3712.899 | 4563.367 | 3712.899 | 4563.367
3514 | 3533.3243 | 4631.7196 | 3533.3243 | 4631.7196
3515 | 3269.4573 | 4749.5574 | 3269.4573 | 4749.5574
3516 | 3082.5267 | 4867.8427 | 3082.5267 | 4867.8427
3517 | 2936.3111 | 4934.2288 | 2936.3111 | 4934.2288
3518 | 2866.6913 | 5026.0053 | 2866.6913 | 5026.0053
3519 | 2812.6785 | 5086.5657 | 2812.6785 | 5086.5657
3520 | 2810.9522 | 5163.3248 | 2810.9522 | 5163.3248
3521 | 2846.5014 | 5271.8547 | 2846.5014 | 5271.8547
3522 | 2969.0422 | 5356.0326 | 2969.0422 | 5356.0326
3523 | 3216.9684 | 5397.962 | 3216.9684 | 5397.962
3524 | 3430.6471 | 5395.5162 | 3430.6471 | 5395.5162
3525 | 3575.5644 | 5315.302 | 3575.5644 | 5315.302
3526 | 3675.8205 | 5298.8912 | 3675.8205 | 5298.8912
3527 | 3897.2496 | 5335.0863 | 3897.2496 | 5335.0863
3528 | 3892.6704 | 5361.7225 | 3892.6704 | 5361.7225
3529 | 3709.0419 | 5372.2927 | 3709.0419 | 5372.2927
3530 | 3778.6391 | 5338.9617 | 3778.6391 | 5338.9617
3531 | 3964.1818 | 5276.8236 | 3964.1818 | 5276.8236
3532 | 4160.0291 | 5198.4202 | 4160.0291 | 5198.4202
3533 | 4217.8065 | 5091.9063 | 4217.8065 | 5091.9063
3534 | 4126.0745 | 4943.0911 | 4126.0745 | 4943.0911
3535 | 3930.192 | 4818.6969 | 3930.192 | 4818.6969
3536 | 3784.3396 | 4742.9686 | 3784.3396 | 4742.9686
3537 | 3649.9453 | 4691.1159 | 3649.9453 | 4691.1159
3538 | 3513.2519 | 4626.8595 | 3513.2519 | 4626.8595
3539 | 3286.11 | 4619.0313 | 3286.11 | 4619.0313
3540 | 3104.9082 | 4699.1308 | 3104.9082 | 4699.1308
3541 | 2954.6539 | 4778.7084 | 2954.6539 | 4778.7084
3542 | 2882.034 | 4827.7862 | 2882.034 | 4827.7862
3543 | 2855.2553 | 4867.8651 | 2855.2553 | 4867.8651
3544 | 2858.7241 | 4898.8012 | 2858.7241 | 4898.8012
3545 | 2915.2469 | 4959.4252 | 2915.2469 | 4959.4252
3546 | 3029.8965 | 5058.5303 | 3029.8965 | 5058.5303
3547 | 3250.5436 | 5127.8841 | 3250.5436 | 5127.8841
3548 | 3516.9627 | 5204.9342 | 3516.9627 | 5204.9342
3549 | 3675.091 | 5306.6234 | 3675.091 | 5306.6234
3550 | 3763.2267 | 5345.4085 | 3763.2267 | 5345.4085
3551 | 3981.4938 | 5375.0078 | 3981.4938 | 5375.0078
3552 | 3930.3565 | 5404.7683 | 3930.3565 | 5404.7683
3553 | 3768.8664 | 5459.7729 | 3768.8664 | 5459.7729
3554 | 3801.6188 | 5467.7521 | 3801.6188 | 5467.7521
3555 | 3979.5205 | 5486.8456 | 3979.5205 | 5486.8456
3556 | 4128.8336 | 5522.6526 | 4128.8336 | 5522.6526
3557 | 4190.8168 | 5458.8374 | 4190.8168 | 5458.8374
3558 | 4124.5231 | 5273.2248 | 4124.5231 | 5273.2248
3559 | 3907.9839 | 5129.7377 | 3907.9839 | 5129.7377
3560 | 3770.0384 | 5030.4036 | 3770.0384 | 5030.4036
3561 | 3640.2838 | 4949.3909 | 3640.2838 | 4949.3909
3562 | 3518.3951 | 4912.2118 | 3518.3951 | 4912.2118
3563 | 3305.5041 | 4941.8751 | 3305.5041 | 4941.8751
3564 | 3123.8622 | 5158.4021 | 3123.8622 | 5158.4021
3565 | 2981.8441 | 5299.077 | 2981.8441 | 5299.077
3566 | 2909.6894 | 5275.6017 | 2909.6894 | 5275.6017
3567 | 2865.2682 | 5404.8966 | 2865.2682 | 5404.8966
3568 | 2848.9223 | 5489.2929 | 2848.9223 | 5489.2929
3569 | 2886.0039 | 5559.6369 | 2886.0039 | 5559.6369
3570 | 2984.1803 | 5661.8663 | 2984.1803 | 5661.8663
3571 | 3174.6763 | 5735.7329 | 3174.6763 | 5735.7329
3572 | 3382.5769 | 5735.0228 | 3382.5769 | 5735.0228
3573 | 3503.301 | 5706.8803 | 3503.301 | 5706.8803
3574 | 3644.4149 | 5681.0965 | 3644.4149 | 5681.0965
3575 | 3882.7441 | 5681.5358 | 3882.7441 | 5681.5358
3576 | 3846.3189 | 5610.2775 | 3846.3189 | 5610.2775
3577 | 3721.671 | 5461.5086 | 3721.671 | 5461.5086
3578 | 3782.9169 | 5315.7031 | 3782.9169 | 5315.7031
3579 | 3977.6404 | 5316.398 | 3977.6404 | 5316.398
3580 | 4133.2721 | 5287.6362 | 4133.2721 | 5287.6362
3581 | 4147.5385 | 5188.0652 | 4147.5385 | 5188.0652
3582 | 4048.4266 | 4948.6454 | 4048.4266 | 4948.6454
3583 | 3909.8757 | 4658.3164 | 3909.8757 | 4658.3164
3584 | 3754.4533 | 4519.0608 | 3754.4533 | 4519.0608
3585 | 3611.7362 | 4527.264 | 3611.7362 | 4527.264
3586 | 3487.5114 | 4623.3881 | 3487.5114 | 4623.3881
3587 | 3311.5109 | 4814.1261 | 3311.5109 | 4814.1261
3588 | 3159.2696 | 4933.4529 | 3159.2696 | 4933.4529
3589 | 3021.6703 | 4897.7787 | 3021.6703 | 4897.7787
3590 | 2943.7249 | 4815.289 | 2943.7249 | 4815.289
3591 | 2904.3091 | 4769.2763 | 2904.3091 | 4769.2763
3592 | 2894.0644 | 4779.3838 | 2894.0644 | 4779.3838
3593 | 2943.0922 | 4852.5049 | 2943.0922 | 4852.5049
3594 | 3037.191 | 4970.3558 | 3037.191 | 4970.3558
3595 | 3170.2678 | 5020.2695 | 3170.2678 | 5020.2695
3596 | 3330.6039 | 5007.4094 | 3330.6039 | 5007.4094
3597 | 3420.0936 | 4956.0082 | 3420.0936 | 4956.0082
3598 | 3575.324 | 4928.8359 | 3575.324 | 4928.8359
3599 | 3771.3245 | 4924.4151 | 3771.3245 | 4924.4151
3600 | 3791.1836 | 4940.2899 | 3791.1836 | 4940.2899
3601 | 3663.0959 | 5010.916 | 3663.0959 | 5010.916
3602 | 3713.4998 | 5035.9052 | 3713.4998 | 5035.9052
3603 | 3890.9891 | 5039.3773 | 3890.9891 | 5039.3773
3604 | 4045.6491 | 5019.294 | 4045.6491 | 5019.294
3605 | 4074.1444 | 4962.0746 | 4074.1444 | 4962.0746
3606 | 3983.9435 | 4757.022 | 3983.9435 | 4757.022
3607 | 3812.4031 | 4518.4175 | 3812.4031 | 4518.4175
3608 | 3716.6611 | 4392.7005 | 3716.6611 | 4392.7005
3609 | 3580.039 | 4357.1635 | 3580.039 | 4357.1635
3610 | 3452.8014 | 4442.8733 | 3452.8014 | 4442.8733
3611 | 3282.6141 | 4588.4827 | 3282.6141 | 4588.4827
3612 | 3124.0922 | 4689.7579 | 3124.0922 | 4689.7579
3613 | 2991.7683 | 4706.8496 | 2991.7683 | 4706.8496
3614 | 2927.5762 | 4688.5815 | 2927.5762 | 4688.5815
3615 | 2873.1596 | 4709.2204 | 2873.1596 | 4709.2204
3616 | 2837.4354 | 4788.0624 | 2837.4354 | 4788.0624
3617 | 2870.5604 | 4920.5451 | 2870.5604 | 4920.5451
3618 | 2953.481 | 5067.2089 | 2953.481 | 5067.2089
3619 | 3086.5231 | 5103.9312 | 3086.5231 | 5103.9312
3620 | 3229.1535 | 5106.6925 | 3229.1535 | 5106.6925
3621 | 3340.5936 | 5083.0628 | 3340.5936 | 5083.0628
3622 | 3482.8609 | 5063.1805 | 3482.8609 | 5063.1805
3623 | 3715.7277 | 5034.4597 | 3715.7277 | 5034.4597
3624 | 3719.7904 | 4998.2629 | 3719.7904 | 4998.2629
3625 | 3609.7231 | 4986.963 | 3609.7231 | 4986.963
3626 | 3659.9896 | 4942.5235 | 3659.9896 | 4942.5235
3627 | 3830.7948 | 4843.5881 | 3830.7948 | 4843.5881
3628 | 4022.3421 | 4758.9362 | 4022.3421 | 4758.9362
3629 | 4087.2816 | 4775.6583 | 4087.2816 | 4775.6583
3630 | 3948.4874 | 4747.9963 | 3948.4874 | 4747.9963
3631 | 3784.847 | 4708.6523 | 3784.847 | 4708.6523
3632 | 3701.5133 | 4644.3797 | 3701.5133 | 4644.3797
3633 | 3581.9417 | 4564.7555 | 3581.9417 | 4564.7555
3634 | 3455.7428 | 4552.2236 | 3455.7428 | 4552.2236
3635 | 3251.0063 | 4596.467 | 3251.0063 | 4596.467
3636 | 3102.5309 | 4186.4683 | 3102.5309 | 4186.4683
3637 | 2998.3643 | 4204.4775 | 2998.3643 | 4204.4775
3638 | 2910.4543 | 4196.5055 | 2910.4543 | 4196.5055
3639 | 2890.2879 | 4205.929 | 2890.2879 | 4205.929
3640 | 2876.1977 | 4193.139 | 2876.1977 | 4193.139
3641 | 2937.4357 | 4200.9291 | 2937.4357 | 4200.9291
3642 | 3017.258 | 4270.3069 | 3017.258 | 4270.3069
3643 | 3192.9409 | 4215.4768 | 3192.9409 | 4215.4768
3644 | 3388.9171 | 4210.5131 | 3388.9171 | 4210.5131
3645 | 3537.2457 | 4229.3566 | 3537.2457 | 4229.3566
3646 | 3666.4809 | 4230.0101 | 3666.4809 | 4230.0101
3647 | 3904.8507 | 4187.9185 | 3904.8507 | 4187.9185
3648 | 3845.9871 | 4190.9477 | 3845.9871 | 4190.9477
3649 | 3737.8876 | 4183.964 | 3737.8876 | 4183.964
3650 | 3809.8231 | 4174.2744 | 3809.8231 | 4174.2744
3651 | 3991.3904 | 4160.1282 | 3991.3904 | 4160.1282
3652 | 4137.1778 | 4129.0538 | 4137.1778 | 4129.0538
3653 | 4213.8995 | 4049.6201 | 4213.8995 | 4049.6201
3654 | 4100.8652 | 3942.6012 | 4100.8652 | 3942.6012
3655 | 3928.1968 | 3879.3401 | 3928.1968 | 3879.3401
3656 | 3812.3177 | 3844.1453 | 3812.3177 | 3844.1453
3657 | 3689.0376 | 3792.8938 | 3689.0376 | 3792.8938
3658 | 3520.3836 | 3756.8824 | 3520.3836 | 3756.8824
3659 | 3312.9055 | 3721.3526 | 3312.9055 | 3721.3526
3660 | 3115.9955 | 3706.1456 | 3115.9955 | 3706.1456
3661 | 2975.9888 | 3721.9687 | 2975.9888 | 3721.9687
3662 | 2906.7118 | 3720.8674 | 2906.7118 | 3720.8674
3663 | 2886.0683 | 3724.9818 | 2886.0683 | 3724.9818
3664 | 2876.9827 | 3716.564 | 2876.9827 | 3716.564
3665 | 2944.9797 | 3750.8999 | 2944.9797 | 3750.8999
3666 | 3059.3152 | 3838.079 | 3059.3152 | 3838.079
3667 | 3273.8255 | 3841.3373 | 3273.8255 | 3841.3373
3668 | 3520.2662 | 3812.6386 | 3520.2662 | 3812.6386
3669 | 3663.5966 | 3701.8762 | 3663.5966 | 3701.8762
3670 | 3808.562 | 3559.807 | 3808.562 | 3559.807
3671 | 4032.3703 | 3350.9454 | 4032.3703 | 3350.9454
3672 | 3986.1764 | 3170.9648 | 3986.1764 | 3170.9648
3673 | 3801.8385 | 3058.4226 | 3801.8385 | 3058.4226
3674 | 3880.9689 | 3012.818 | 3880.9689 | 3012.818
3675 | 4075.2077 | 3121.7195 | 4075.2077 | 3121.7195
3676 | 4204.1913 | 3263.9734 | 4204.1913 | 3263.9734
3677 | 4279.0736 | 3366.3002 | 4279.0736 | 3366.3002
3678 | 4207.038 | 3375.7705 | 4207.038 | 3375.7705
3679 | 3998.7454 | 3325.9385 | 3998.7454 | 3325.9385
3680 | 3861.7141 | 3272.3178 | 3861.7141 | 3272.3178
3681 | 3729.6818 | 3254.7951 | 3729.6818 | 3254.7951
3682 | 3550.7819 | 3316.8469 | 3550.7819 | 3316.8469
3683 | 3328.6824 | 3377.8189 | 3328.6824 | 3377.8189
3684 | 3135.567 | 3485.3472 | 3135.567 | 3485.3472
3685 | 3002.0102 | 3622.9685 | 3002.0102 | 3622.9685
3686 | 2932.9443 | 3732.1103 | 2932.9443 | 3732.1103
3687 | 2904.5905 | 3841.1587 | 2904.5905 | 3841.1587
3688 | 2903.7838 | 3886.4571 | 2903.7838 | 3886.4571
3689 | 2965.3737 | 3953.2725 | 2965.3737 | 3953.2725
3690 | 3084.8092 | 4143.824 | 3084.8092 | 4143.824
3691 | 3296.536 | 4168.319 | 3296.536 | 4168.319
3692 | 3543.238 | 4227.0652 | 3543.238 | 4227.0652
3693 | 3720.2418 | 4274.016 | 3720.2418 | 4274.016
3694 | 3828.1062 | 4319.0166 | 3828.1062 | 4319.0166
3695 | 4058.4367 | 4359.6854 | 4058.4367 | 4359.6854
3696 | 4024.9734 | 4362.0899 | 4024.9734 | 4362.0899
3697 | 3858.8077 | 4298.5793 | 3858.8077 | 4298.5793
3698 | 3942.8242 | 4257.9717 | 3942.8242 | 4257.9717
3699 | 4108.4942 | 4224.775 | 4108.4942 | 4224.775
3700 | 4196.9311 | 4188.7037 | 4196.9311 | 4188.7037
3701 | 4264.1509 | 4153.9294 | 4264.1509 | 4153.9294
3702 | 4203.1114 | 4066.8979 | 4203.1114 | 4066.8979
3703 | 4017.9783 | 4017.3782 | 4017.9783 | 4017.3782
3704 | 3875.1047 | 3994.3633 | 3875.1047 | 3994.3633
3705 | 3753.9512 | 3986.8342 | 3753.9512 | 3986.8342
3706 | 3555.724 | 4041.0785 | 3555.724 | 4041.0785
3707 | 3339.9925 | 4143.8991 | 3339.9925 | 4143.8991
3708 | 3149.4328 | 4295.1498 | 3149.4328 | 4295.1498
3709 | 3002.6535 | 4419.0299 | 3002.6535 | 4419.0299
3710 | 2927.9075 | 4503.1874 | 2927.9075 | 4503.1874
3711 | 2993.6587 | 4537.5952 | 2993.6587 | 4537.5952
3712 | 2993.1753 | 4578.5214 | 2993.1753 | 4578.5214
3713 | 3052.783 | 4645.3368 | 3052.783 | 4645.3368
3714 | 3176.011 | 4744.3835 | 3176.011 | 4744.3835
3715 | 3381.1035 | 4751.0771 | 3381.1035 | 4751.0771
3716 | 3627.7546 | 4716.1323 | 3627.7546 | 4716.1323
3717 | 3714.0358 | 4662.2091 | 3714.0358 | 4662.2091
3718 | 3827.7503 | 4632.5692 | 3827.7503 | 4632.5692
3719 | 4029.7307 | 4594.5375 | 4029.7307 | 4594.5375
3720 | 3976.3808 | 4545.0997 | 3976.3808 | 4545.0997
3721 | 3867.4682 | 4508.4472 | 3867.4682 | 4508.4472
3722 | 3901.7461 | 4478.4579 | 3901.7461 | 4478.4579
3723 | 4097.9961 | 4568.3088 | 4097.9961 | 4568.3088
3724 | 4206.737 | 4629.0515 | 4206.737 | 4629.0515
3725 | 4223.7337 | 4631.7536 | 4223.7337 | 4631.7536
3726 | 4172.4713 | 4547.5329 | 4172.4713 | 4547.5329
3727 | 3989.285 | 4436.4894 | 3989.285 | 4436.4894
3728 | 3806.8065 | 4332.9002 | 3806.8065 | 4332.9002
3729 | 3688.2217 | 4241.6738 | 3688.2217 | 4241.6738
3730 | 3549.3142 | 4218.1545 | 3549.3142 | 4218.1545
3731 | 3349.698 | 4270.382 | 3349.698 | 4270.382
3732 | 3180.7269 | 4478.7842 | 3180.7269 | 4478.7842
3733 | 3038.0511 | 4550.8219 | 3038.0511 | 4550.8219
3734 | 2966.0121 | 4535.3547 | 2966.0121 | 4535.3547
3735 | 2925.7632 | 4522.2924 | 2925.7632 | 4522.2924
3736 | 2917.9303 | 4540.4204 | 2917.9303 | 4540.4204
3737 | 2970.6371 | 4567.8856 | 2970.6371 | 4567.8856
3738 | 3065.161 | 4605.0962 | 3065.161 | 4605.0962
3739 | 3238.7658 | 4562.7581 | 3238.7658 | 4562.7581
3740 | 3456.934 | 4515.0089 | 3456.934 | 4515.0089
3741 | 3592.9145 | 4398.0005 | 3592.9145 | 4398.0005
3742 | 3734.6214 | 4278.1048 | 3734.6214 | 4278.1048
3743 | 3954.9704 | 4205.7198 | 3954.9704 | 4205.7198
3744 | 3923.4544 | 4218.4304 | 3923.4544 | 4218.4304
3745 | 3799.5271 | 4242.9893 | 3799.5271 | 4242.9893
3746 | 3862.9313 | 4233.2997 | 3862.9313 | 4233.2997
3747 | 4080.0818 | 4215.7182 | 4080.0818 | 4215.7182
3748 | 4178.0579 | 4192.4513 | 4178.0579 | 4192.4513
3749 | 4233.7677 | 4194.5288 | 4233.7677 | 4194.5288
3750 | 4130.9673 | 4201.1884 | 4130.9673 | 4201.1884
3751 | 3923.1185 | 4197.8896 | 3923.1185 | 4197.8896
3752 | 3781.7967 | 4177.9977 | 3781.7967 | 4177.9977
3753 | 3665.6575 | 4162.9733 | 3665.6575 | 4162.9733
3754 | 3525.0822 | 4190.6718 | 3525.0822 | 4190.6718
3755 | 3339.6285 | 4288.4956 | 3339.6285 | 4288.4956
3756 | 3167.268 | 4403.2068 | 3167.268 | 4403.2068
3757 | 3048.9799 | 4440.5788 | 3048.9799 | 4440.5788
3758 | 2961.9811 | 4409.4964 | 2961.9811 | 4409.4964
3759 | 2927.5807 | 4378.6328 | 2927.5807 | 4378.6328
3760 | 2910.3307 | 4342.1077 | 2910.3307 | 4342.1077
3761 | 2957.7323 | 4315.2321 | 2957.7323 | 4315.2321
3762 | 3022.9129 | 4344.6351 | 3022.9129 | 4344.6351
3763 | 3167.1959 | 4353.2026 | 3167.1959 | 4353.2026
3764 | 3316.1361 | 4346.3651 | 3316.1361 | 4346.3651
3765 | 3452.423 | 4300.8741 | 3452.423 | 4300.8741
3766 | 3599.8257 | 4278.1048 | 3599.8257 | 4278.1048
3767 | 3789.6927 | 4254.7514 | 3789.6927 | 4254.7514
3768 | 3743.9162 | 4251.8468 | 3743.9162 | 4251.8468
3769 | 3679.5754 | 4248.2985 | 3679.5754 | 4248.2985
3770 | 3738.0482 | 4247.978 | 3738.0482 | 4247.978
3771 | 3902.5361 | 4302.8509 | 3902.5361 | 4302.8509
3772 | 4070.7524 | 4387.0164 | 4070.7524 | 4387.0164
3773 | 4106.2237 | 4474.9773 | 4106.2237 | 4474.9773
3774 | 3955.12 | 4401.0626 | 3955.12 | 4401.0626
3775 | 3852.2375 | 4180.4006 | 3852.2375 | 4180.4006
3776 | 3712.5541 | 4073.376 | 3712.5541 | 4073.376
3777 | 3605.2181 | 4087.3959 | 3605.2181 | 4087.3959
3778 | 3485.144 | 4207.5362 | 3485.144 | 4207.5362
3779 | 3311.8741 | 4423.7229 | 3311.8741 | 4423.7229
3780 | 3134.3132 | 4686.466 | 3134.3132 | 4686.466
3781 | 3001.0522 | 4801.6015 | 3001.0522 | 4801.6015
3782 | 2926.3892 | 4801.1249 | 2926.3892 | 4801.1249
3783 | 2907.0461 | 4788.6872 | 2907.0461 | 4788.6872
3784 | 2894.9064 | 4765.5911 | 2894.9064 | 4765.5911
3785 | 2933.3483 | 4768.6967 | 2933.3483 | 4768.6967
3786 | 3007.3809 | 4815.2763 | 3007.3809 | 4815.2763
3787 | 3167.3466 | 4815.4116 | 3167.3466 | 4815.4116
3788 | 3342.6079 | 4792.6466 | 3342.6079 | 4792.6466
3789 | 3454.2147 | 4693.4395 | 3454.2147 | 4693.4395
3790 | 3588.9052 | 4625.0739 | 3588.9052 | 4625.0739
3791 | 3798.7204 | 4623.894 | 3798.7204 | 4623.894
3792 | 3786.5807 | 4641.2892 | 3786.5807 | 4641.2892
3793 | 3703.9794 | 4576.8416 | 3703.9794 | 4576.8416
3794 | 3750.9689 | 4531.5494 | 3750.9689 | 4531.5494
3795 | 3959.8328 | 4597.0407 | 3959.8328 | 4597.0407
3796 | 4115.2371 | 4666.8402 | 4115.2371 | 4666.8402
3797 | 4152.6615 | 4690.4666 | 4152.6615 | 4690.4666
3798 | 4037.5116 | 4497.252 | 4037.5116 | 4497.252
3799 | 3856.0958 | 4271.5932 | 3856.0958 | 4271.5932
3800 | 3762.4199 | 4166.4424 | 3762.4199 | 4166.4424
3801 | 3672.4171 | 4137.6768 | 3672.4171 | 4137.6768
3802 | 3521.648 | 4155.3815 | 3521.648 | 4155.3815
3803 | 3333.692 | 4214.1673 | 3333.692 | 4214.1673
3804 | 3158.6939 | 4219.5724 | 3158.6939 | 4219.5724
3805 | 3009.5743 | 4201.979 | 3009.5743 | 4201.979
3806 | 2941.0118 | 4149.3477 | 2941.0118 | 4149.3477
3807 | 2902.4657 | 4102.2443 | 2902.4657 | 4102.2443
3808 | 2899.3882 | 4079.7729 | 2899.3882 | 4079.7729
3809 | 2950.8288 | 4118.1687 | 2950.8288 | 4118.1687
3810 | 3045.0217 | 4239.7012 | 3045.0217 | 4239.7012
3811 | 3224.5 | 4205.7954 | 3224.5 | 4205.7954
3812 | 3438.9114 | 4158.983 | 3438.9114 | 4158.983
3813 | 3575.878 | 4206.8708 | 3575.878 | 4206.8708
3814 | 3723.3274 | 4260.3036 | 3723.3274 | 4260.3036
3815 | 3918.9052 | 4273.8019 | 3918.9052 | 4273.8019
3816 | 3893.0041 | 4248.0992 | 3893.0041 | 4248.0992
3817 | 3763.3965 | 4208.9483 | 3763.3965 | 4208.9483
3818 | 3823.6359 | 4157.7223 | 3823.6359 | 4157.7223
3819 | 4021.7384 | 4098.9168 | 4021.7384 | 4098.9168
3820 | 4162.7903 | 4057.224 | 4162.7903 | 4057.224
3821 | 4191.1731 | 4041.8125 | 4191.1731 | 4041.8125
3822 | 4099.616 | 3986.636 | 4099.616 | 3986.636
3823 | 3922.8006 | 3874.9679 | 3922.8006 | 3874.9679
3824 | 3814.2551 | 3818.5365 | 3814.2551 | 3818.5365
3825 | 3677.7115 | 3777.591 | 3677.7115 | 3777.591
3826 | 3508.8196 | 3780.3051 | 3508.8196 | 3780.3051
3827 | 3312.1037 | 3885.6242 | 3312.1037 | 3885.6242
3828 | 3120.4732 | 4028.4427 | 3120.4732 | 4028.4427
3829 | 2989.7351 | 4082.6791 | 2989.7351 | 4082.6791
3830 | 2926.651 | 4107.499 | 2926.651 | 4107.499
3831 | 2889.4137 | 4166.8911 | 2889.4137 | 4166.8911
3832 | 2898.0614 | 4179.3977 | 2898.0614 | 4179.3977
3833 | 2944.7876 | 4227.4749 | 2944.7876 | 4227.4749
3834 | 3038.0512 | 4324.3354 | 3038.0512 | 4324.3354
3835 | 3231.1297 | 4307.9186 | 3231.1297 | 4307.9186
3836 | 3497.5047 | 4297.6457 | 3497.5047 | 4297.6457
3837 | 3640.385 | 4264.0223 | 3640.385 | 4264.0223
3838 | 3767.2215 | 4220.0164 | 3767.2215 | 4220.0164
3839 | 3969.2296 | 4173.2402 | 3969.2296 | 4173.2402
3840 | 3933.1165 | 4148.7867 | 3933.1165 | 4148.7867
3841 | 3791.6376 | 4091.2099 | 3791.6376 | 4091.2099
3842 | 3869.7735 | 4013.4381 | 3869.7735 | 4013.4381
3843 | 4062.2283 | 3924.6515 | 4062.2283 | 3924.6515
3844 | 4178.2244 | 3790.2046 | 4178.2244 | 3790.2046
3845 | 4251.2035 | 3688.9097 | 4251.2035 | 3688.9097
3846 | 4164.5574 | 3583.14 | 4164.5574 | 3583.14
3847 | 3985.3342 | 3499.2669 | 3985.3342 | 3499.2669
3848 | 3874.5399 | 3450.3308 | 3874.5399 | 3450.3308
3849 | 3734.6615 | 3410.0099 | 3734.6615 | 3410.0099
3850 | 3551.6188 | 3383.3675 | 3551.6188 | 3383.3675
3851 | 3319.0995 | 3341.2794 | 3319.0995 | 3341.2794
3852 | 3138.8101 | 3307.6465 | 3138.8101 | 3307.6465
3853 | 2991.1154 | 3304.7314 | 2991.1154 | 3304.7314
3854 | 2902.7931 | 3288.3272 | 2902.7931 | 3288.3272
3855 | 2875.3219 | 3283.6971 | 2875.3219 | 3283.6971
3856 | 2868.6976 | 3278.7147 | 2868.6976 | 3278.7147
3857 | 2916.8384 | 3286.8171 | 2916.8384 | 3286.8171
3858 | 3048.7826 | 3338.7059 | 3048.7826 | 3338.7059
3859 | 3270.3483 | 3336.0304 | 3270.3483 | 3336.0304
3860 | 3528.3236 | 3345.745 | 3528.3236 | 3345.745
3861 | 3681.7659 | 3337.7304 | 3681.7659 | 3337.7304
3862 | 3780.5459 | 3341.507 | 3780.5459 | 3341.507
3863 | 3990.4568 | 3361.2514 | 3990.4568 | 3361.2514
3864 | 3952.8744 | 3392.3879 | 3952.8744 | 3392.3879
3865 | 3819.6962 | 3424.4421 | 3819.6962 | 3424.4421
3866 | 3845.3897 | 3404.1342 | 3845.3897 | 3404.1342
3867 | 4006.9158 | 3349.0763 | 4006.9158 | 3349.0763
3868 | 4145.7973 | 3295.516 | 4145.7973 | 3295.516
3869 | 4197.8366 | 3265.7386 | 4197.8366 | 3265.7386
3870 | 4111.229 | 3252.4107 | 4111.229 | 3252.4107
3871 | 3933.2494 | 3204.7648 | 3933.2494 | 3204.7648
3872 | 3820.9733 | 3163.0116 | 3820.9733 | 3163.0116
3873 | 3693.0387 | 3159.8548 | 3693.0387 | 3159.8548
3874 | 3507.4371 | 3204.1054 | 3507.4371 | 3204.1054
3875 | 3272.3132 | 3355.333 | 3272.3132 | 3355.333
3876 | 3088.2479 | 3592.1549 | 3088.2479 | 3592.1549
3877 | 2949.6417 | 3564.2555 | 2949.6417 | 3564.2555
3878 | 2870.364 | 3540.3561 | 2870.364 | 3540.3561
3879 | 2822.2196 | 3600.9974 | 2822.2196 | 3600.9974
3880 | 2827.6527 | 3610.6932 | 2827.6527 | 3610.6932
3881 | 2877.3213 | 3569.7639 | 2877.3213 | 3569.7639
3882 | 2984.3862 | 3548.5738 | 2984.3862 | 3548.5738
3883 | 3190.1076 | 3518.7279 | 3190.1076 | 3518.7279
3884 | 3446.5978 | 3519.3857 | 3446.5978 | 3519.3857
3885 | 3584.4493 | 3480.1408 | 3584.4493 | 3480.1408
3886 | 3699.7821 | 3377.1096 | 3699.7821 | 3377.1096
3887 | 3913.1934 | 3245.6992 | 3913.1934 | 3245.6992
3888 | 3886.152 | 3180.3339 | 3886.152 | 3180.3339
3889 | 3752.2512 | 3183.0316 | 3752.2512 | 3183.0316
3890 | 3826.1574 | 3217.0645 | 3826.1574 | 3217.0645
3891 | 3998.0809 | 3271.9374 | 3998.0809 | 3271.9374
3892 | 4123.2504 | 3316.4403 | 4123.2504 | 3316.4403
3893 | 4130.4339 | 3362.2403 | 4130.4339 | 3362.2403
3894 | 4033.8554 | 3376.3951 | 4033.8554 | 3376.3951
3895 | 3857.5376 | 3384.6516 | 3857.5376 | 3384.6516
3896 | 3759.186 | 3407.8575 | 3759.186 | 3407.8575
3897 | 3636.3566 | 3436.868 | 3636.3566 | 3436.868
3898 | 3465.7848 | 3466.4402 | 3465.7848 | 3466.4402
3899 | 3268.1516 | 3501.8033 | 3268.1516 | 3501.8033
3900 | 3084.2979 | 3541.8741 | 3084.2979 | 3541.8741
3901 | 2948.8656 | 3505.8548 | 2948.8656 | 3505.8548
3902 | 2859.6185 | 3347.6649 | 2859.6185 | 3347.6649
3903 | 2818.4828 | 3204.0598 | 2818.4828 | 3204.0598
3904 | 2816.1914 | 3195.0174 | 2816.1914 | 3195.0174
3905 | 2861.3024 | 3281.8202 | 2861.3024 | 3281.8202
3906 | 2999.1429 | 3449.2613 | 2999.1429 | 3449.2613
3907 | 3187.7305 | 3546.8352 | 3187.7305 | 3546.8352
3908 | 3394.046 | 3647.4301 | 3394.046 | 3647.4301
3909 | 3520.662 | 3707.4977 | 3520.662 | 3707.4977
3910 | 3619.5643 | 3764.6781 | 3619.5643 | 3764.6781
3911 | 3834.2558 | 3766.9335 | 3834.2558 | 3766.9335
3912 | 3833.0801 | 3738.1077 | 3833.0801 | 3738.1077
3913 | 3715.847 | 3693.3354 | 3715.847 | 3693.3354
3914 | 3769.6166 | 3663.6583 | 3769.6166 | 3663.6583
3915 | 3964.3853 | 3676.058 | 3964.3853 | 3676.058
3916 | 4101.1906 | 3598.138 | 4101.1906 | 3598.138
3917 | 4126.799 | 3590.5341 | 4126.799 | 3590.5341
3918 | 4000.5441 | 3483.2029 | 4000.5441 | 3483.2029
3919 | 3826.6388 | 3440.5539 | 3826.6388 | 3440.5539
3920 | 3698.2467 | 3420.3496 | 3698.2467 | 3420.3496
3921 | 3571.6238 | 3423.7512 | 3571.6238 | 3423.7512
3922 | 3447.8356 | 3478.9324 | 3447.8356 | 3478.9324
3923 | 3279.152 | 3542.7151 | 3279.152 | 3542.7151
3924 | 3108.9214 | 3609.0193 | 3108.9214 | 3609.0193
3925 | 2981.4192 | 3702.9182 | 2981.4192 | 3702.9182
3926 | 2891.389 | 3783.6404 | 2891.389 | 3783.6404
3927 | 2841.4909 | 3852.7139 | 2841.4909 | 3852.7139
3928 | 2821.1537 | 3905.5076 | 2821.1537 | 3905.5076
3929 | 2875.6626 | 4004.4903 | 2875.6626 | 4004.4903
3930 | 2975.7632 | 4210.657 | 2975.7632 | 4210.657
3931 | 3129.6474 | 4309.7924 | 3129.6474 | 4309.7924
3932 | 3285.8121 | 4319.507 | 3285.8121 | 4319.507
3933 | 3367.1818 | 4261.8362 | 3367.1818 | 4261.8362
3934 | 3503.3537 | 4233.4455 | 3503.3537 | 4233.4455
3935 | 3687.9248 | 4216.0258 | 3687.9248 | 4216.0258
3936 | 3695.1908 | 4216.8688 | 3695.1908 | 4216.8688
3937 | 3616.0422 | 4227.9988 | 3616.0422 | 4227.9988
3938 | 3679.8975 | 4237.672 | 3679.8975 | 4237.672
3939 | 3881.7854 | 4271.3082 | 3881.7854 | 4271.3082
3940 | 4029.7398 | 4311.1266 | 4029.7398 | 4311.1266
3941 | 3975.1805 | 4315.7026 | 3975.1805 | 4315.7026
3942 | 3824.6405 | 4074.0809 | 3824.6405 | 4074.0809
3943 | 3687.8508 | 3878.4032 | 3687.8508 | 3878.4032
3944 | 3598.8871 | 3765.4449 | 3598.8871 | 3765.4449
3945 | 3542.0978 | 3694.2059 | 3542.0978 | 3694.2059
3946 | 3397.0467 | 3685.6772 | 3397.0467 | 3685.6772
3947 | 3248.9246 | 3795.9931 | 3248.9246 | 3795.9931
3948 | 3083.8687 | 3926.3195 | 3083.8687 | 3926.3195
3949 | 2948.6849 | 3946.8272 | 2948.6849 | 3946.8272
3950 | 2879.0366 | 3939.1675 | 2879.0366 | 3939.1675
3951 | 2836.3363 | 4002.6195 | 2836.3363 | 4002.6195
3952 | 2837.3291 | 4086.0189 | 2837.3291 | 4086.0189
3953 | 2862.0036 | 4199.3676 | 2862.0036 | 4199.3676
3954 | 2938.7987 | 4315.9032 | 2938.7987 | 4315.9032
3955 | 3112.3035 | 4371.9408 | 3112.3035 | 4371.9408
3956 | 3265.7123 | 4414.4472 | 3265.7123 | 4414.4472
3957 | 3384.9937 | 4421.1109 | 3384.9937 | 4421.1109
3958 | 3518.3043 | 4450.4963 | 3518.3043 | 4450.4963
3959 | 3746.4696 | 4446.5057 | 3746.4696 | 4446.5057
3960 | 3726.7439 | 4432.0459 | 3726.7439 | 4432.0459
3961 | 3638.4529 | 4430.0591 | 3638.4529 | 4430.0591
3962 | 3716.6388 | 4420.3694 | 3716.6388 | 4420.3694
3963 | 3938.882 | 4422.7754 | 3938.882 | 4422.7754
3964 | 4037.7896 | 4434.1742 | 4037.7896 | 4434.1742
3965 | 4086.6626 | 4449.3684 | 4086.6626 | 4449.3684
3966 | 3965.6442 | 4338.6019 | 3965.6442 | 4338.6019
3967 | 3814.7743 | 4102.3248 | 3814.7743 | 4102.3248
3968 | 3693.0775 | 3924.7196 | 3693.0775 | 3924.7196
3969 | 3590.5755 | 3839.427 | 3590.5755 | 3839.427
3970 | 3457.9056 | 3891.7975 | 3457.9056 | 3891.7975
3971 | 3279.2481 | 3983.6874 | 3279.2481 | 3983.6874
3972 | 3116.8096 | 4143.3704 | 3116.8096 | 4143.3704
3973 | 2977.5027 | 4342.5156 | 2977.5027 | 4342.5156
3974 | 2895.0883 | 4476.3293 | 2895.0883 | 4476.3293
3975 | 2848.8193 | 4530.7246 | 2848.8193 | 4530.7246
3976 | 2843.4953 | 4579.7706 | 2843.4953 | 4579.7706
3977 | 2883.5209 | 4653.4567 | 2883.5209 | 4653.4567
3978 | 2978.4933 | 4735.0144 | 2978.4933 | 4735.0144
3979 | 3154.6891 | 4727.6543 | 3154.6891 | 4727.6543
3980 | 3355.7477 | 4739.2427 | 3355.7477 | 4739.2427
3981 | 3480.0161 | 4665.0199 | 3480.0161 | 4665.0199
3982 | 3600.4228 | 4598.5281 | 3600.4228 | 4598.5281
3983 | 3820.4473 | 4561.121 | 3820.4473 | 4561.121
3984 | 3791.9196 | 4492.945 | 3791.9196 | 4492.945
3985 | 3672.2751 | 4382.9012 | 3672.2751 | 4382.9012
3986 | 3696.9669 | 4339.4829 | 3696.9669 | 4339.4829
3987 | 3921.8822 | 4295.3556 | 3921.8822 | 4295.3556
3988 | 4077.4021 | 4254.2874 | 4077.4021 | 4254.2874
3989 | 4126.3533 | 4246.9958 | 4126.3533 | 4246.9958
3990 | 4004.198 | 4214.9297 | 4004.198 | 4214.9297
3991 | 3837.1997 | 4140.7381 | 3837.1997 | 4140.7381
3992 | 3723.7561 | 4069.6284 | 3723.7561 | 4069.6284
3993 | 3640.9505 | 4021.8122 | 3640.9505 | 4021.8122
3994 | 3475.9068 | 4022.3403 | 3475.9068 | 4022.3403
3995 | 3298.2543 | 4043.3374 | 3298.2543 | 4043.3374
3996 | 3106.1213 | 4052.1778 | 3106.1213 | 4052.1778
3997 | 2989.6079 | 4049.8873 | 2989.6079 | 4049.8873
3998 | 2893.5539 | 4012.5588 | 2893.5539 | 4012.5588
3999 | 2860.784 | 3957.6478 | 2860.784 | 3957.6478
4000 | 2856.9906 | 3851.7914 | 2856.9906 | 3851.7914
4001 | 2899.3303 | 3739.0324 | 2899.3303 | 3739.0324
4002 | 3016.5051 | 3641.3279 | 3016.5051 | 3641.3279
4003 | 3222.5872 | 3451.2704 | 3222.5872 | 3451.2704
4004 | 3483.0016 | 3301.0856 | 3483.0016 | 3301.0856
4005 | 3625.5389 | 3227.4873 | 3625.5389 | 3227.4873
4006 | 3694.9461 | 3344.9423 | 3694.9461 | 3344.9423
4007 | 3904.9656 | 3498.0403 | 3904.9656 | 3498.0403
4008 | 3865.975 | 3595.0728 | 3865.975 | 3595.0728
4009 | 3730.0523 | 3620.5687 | 3730.0523 | 3620.5687
4010 | 3746.5123 | 3616.8128 | 3746.5123 | 3616.8128
4011 | 3970.5316 | 3673.5596 | 3970.5316 | 3673.5596
4012 | 4086.3883 | 3727.4316 | 4086.3883 | 3727.4316
4013 | 4103.9478 | 3747.935 | 4103.9478 | 3747.935
4014 | 4007.7013 | 3739.9163 | 4007.7013 | 3739.9163
4015 | 3801.395 | 3704.1379 | 3801.395 | 3704.1379
4016 | 3720.3802 | 3691.7413 | 3720.3802 | 3691.7413
4017 | 3674.3166 | 3665.7863 | 3674.3166 | 3665.7863
4018 | 3519.0458 | 3652.5731 | 3519.0458 | 3652.5731
4019 | 3309.4707 | 3622.977 | 3309.4707 | 3622.977
4020 | 3127.9568 | 3610.8931 | 3127.9568 | 3610.8931
4021 | 2991.1557 | 3620.1578 | 2991.1557 | 3620.1578
4022 | 2912.2507 | 3655.9083 | 2912.2507 | 3655.9083
4023 | 2878.5501 | 3756.2122 | 2878.5501 | 3756.2122
4024 | 2876.6953 | 3834.3024 | 2876.6953 | 3834.3024
4025 | 2925.2442 | 3839.2818 | 2925.2442 | 3839.2818
4026 | 3046.4166 | 3893.0444 | 3046.4166 | 3893.0444
4027 | 3234.6978 | 3752.0185 | 3234.6978 | 3752.0185
4028 | 3488.1325 | 3619.6351 | 3488.1325 | 3619.6351
4029 | 3601.6798 | 3687.5102 | 3601.6798 | 3687.5102
4030 | 3726.8324 | 3902.7162 | 3726.8324 | 3902.7162
4031 | 3949.8591 | 4105.1581 | 3949.8591 | 4105.1581
4032 | 3918.4659 | 4156.5943 | 3918.4659 | 4156.5943
4033 | 3738.8664 | 4120.2541 | 3738.8664 | 4120.2541
4034 | 3821.8284 | 4084.6433 | 3821.8284 | 4084.6433
4035 | 4032.6212 | 4062.6896 | 4032.6212 | 4062.6896
4036 | 4185.9573 | 4037.2366 | 4185.9573 | 4037.2366
4037 | 4174.3308 | 4020.2635 | 4174.3308 | 4020.2635
4038 | 4044.2385 | 3949.4719 | 4044.2385 | 3949.4719
4039 | 3888.6045 | 3826.2486 | 3888.6045 | 3826.2486
4040 | 3802.146 | 3715.4763 | 3802.146 | 3715.4763
4041 | 3718.0132 | 3633.3068 | 3718.0132 | 3633.3068
4042 | 3555.8453 | 3609.1629 | 3555.8453 | 3609.1629
4043 | 3327.2421 | 3594.2451 | 3327.2421 | 3594.2451
4044 | 3152.1887 | 3595.9026 | 3152.1887 | 3595.9026
4045 | 3005.2285 | 3614.8487 | 3005.2285 | 3614.8487
4046 | 2914.1862 | 3608.4382 | 2914.1862 | 3608.4382
4047 | 2861.0772 | 3610.6788 | 2861.0772 | 3610.6788
4048 | 2856.9702 | 3619.4377 | 2856.9702 | 3619.4377
4049 | 2912.2749 | 3636.2846 | 2912.2749 | 3636.2846
4050 | 3026.1743 | 3693.1703 | 3026.1743 | 3693.1703
4051 | 3213.2629 | 3691.1194 | 3213.2629 | 3691.1194
4052 | 3488.6875 | 3703.3324 | 3488.6875 | 3703.3324
4053 | 3604.6199 | 3698.7532 | 3604.6199 | 3698.7532
4054 | 3676.6975 | 3712.5234 | 3676.6975 | 3712.5234
4055 | 3887.7473 | 3720.4003 | 3887.7473 | 3720.4003
4056 | 3893.2974 | 3712.4989 | 3893.2974 | 3712.4989
4057 | 3717.1817 | 3694.8969 | 3717.1817 | 3694.8969
4058 | 3745.157 | 3701.447 | 3745.157 | 3701.447
4059 | 3932.4192 | 3776.932 | 3932.4192 | 3776.932
4060 | 4054.7298 | 3868.5927 | 4054.7298 | 3868.5927
4061 | 4050.7509 | 3912.5189 | 4050.7509 | 3912.5189
4062 | 3958.6389 | 3897.9418 | 3958.6389 | 3897.9418
4063 | 3786.3194 | 3815.3179 | 3786.3194 | 3815.3179
4064 | 3671.0251 | 3707.0442 | 3671.0251 | 3707.0442
4065 | 3591.7148 | 3640.1775 | 3591.7148 | 3640.1775
4066 | 3461.0563 | 3647.8885 | 3461.0563 | 3647.8885
4067 | 3281.7957 | 3741.34 | 3281.7957 | 3741.34
4068 | 3086.7322 | 3860.4235 | 3086.7322 | 3860.4235
4069 | 2955.0613 | 3865.6283 | 2955.0613 | 3865.6283
4070 | 2859.7798 | 3858.9055 | 2859.7798 | 3858.9055
4071 | 2818.338 | 3863.3322 | 2818.338 | 3863.3322
4072 | 2798.0741 | 3857.4129 | 2798.0741 | 3857.4129
4073 | 2832.3089 | 3870.8244 | 2832.3089 | 3870.8244
4074 | 2942.1322 | 3947.6975 | 2942.1322 | 3947.6975
4075 | 3096.3179 | 3979.3754 | 3096.3179 | 3979.3754
4076 | 3333.2088 | 4015.3235 | 3333.2088 | 4015.3235
4077 | 3437.7432 | 4026.6717 | 3437.7432 | 4026.6717
4078 | 3555.4656 | 4023.8899 | 3555.4656 | 4023.8899
4079 | 3724.6949 | 4040.5113 | 3724.6949 | 4040.5113
4080 | 3728.0747 | 3978.8937 | 3728.0747 | 3978.8937
4081 | 3608.3647 | 3935.6828 | 3608.3647 | 3935.6828
4082 | 3672.6049 | 3917.8733 | 3672.6049 | 3917.8733
4083 | 3872.3446 | 3941.2036 | 3872.3446 | 3941.2036
4084 | 4007.0905 | 3971.3405 | 4007.0905 | 3971.3405
4085 | 4024.9955 | 4005.273 | 4024.9955 | 4005.273
4086 | 3876.1318 | 3966.3362 | 3876.1318 | 3966.3362
4087 | 3723.4185 | 3844.3622 | 3723.4185 | 3844.3622
4088 | 3606.6221 | 3725.4701 | 3606.6221 | 3725.4701
4089 | 3536.8353 | 3665.7863 | 3536.8353 | 3665.7863
4090 | 3433.7902 | 3681.6173 | 3433.7902 | 3681.6173
4091 | 3262.0448 | 3698.8668 | 3262.0448 | 3698.8668
4092 | 3098.5172 | 3716.1394 | 3098.5172 | 3716.1394
4093 | 2962.95 | 3735.7101 | 2962.95 | 3735.7101
4094 | 2872.9313 | 3737.1072 | 2872.9313 | 3737.1072
4095 | 2841.6315 | 3763.7074 | 2841.6315 | 3763.7074
4096 | 2822.7588 | 3798.6998 | 2822.7588 | 3798.6998
4097 | 2869.3777 | 3883.9412 | 2869.3777 | 3883.9412
4098 | 2946.017 | 4067.9343 | 2946.017 | 4067.9343
4099 | 3075.1647 | 4191.1171 | 3075.1647 | 4191.1171
4100 | 3209.1165 | 4243.9296 | 3209.1165 | 4243.9296
4101 | 3288.5705 | 4182.1988 | 3288.5705 | 4182.1988
4102 | 3408.62 | 4088.5367 | 3408.62 | 4088.5367
4103 | 3582.3824 | 3988.3566 | 3582.3824 | 3988.3566
4104 | 3627.6213 | 3907.0639 | 3627.6213 | 3907.0639
4105 | 3564.2875 | 3864.7899 | 3564.2875 | 3864.7899
4106 | 3622.82 | 3830.4283 | 3622.82 | 3830.4283
4107 | 3807.3623 | 3830.6482 | 3807.3623 | 3830.6482
4108 | 3925.9126 | 3843.6085 | 3925.9126 | 3843.6085
4109 | 3882.0615 | 3859.115 | 3882.0615 | 3859.115
4110 | 3810.3036 | 3830.7966 | 3810.3036 | 3830.7966
4111 | 3684.0616 | 3759.1033 | 3684.0616 | 3759.1033
4112 | 3626.7389 | 3677.3753 | 3626.7389 | 3677.3753
4113 | 3514.1484 | 3589.8966 | 3514.1484 | 3589.8966
4114 | 3415.1263 | 3539.5192 | 3415.1263 | 3539.5192
4115 | 3257.6534 | 3510.5478 | 3257.6534 | 3510.5478
4116 | 3114.363 | 3508.4576 | 3114.363 | 3508.4576
4117 | 2984.589 | 3528.9652 | 2984.589 | 3528.9652
4118 | 2914.2214 | 3520.0563 | 2914.2214 | 3520.0563
4119 | 2867.9629 | 3514.8016 | 2867.9629 | 3514.8016
4120 | 2840.3529 | 3513.5668 | 2840.3529 | 3513.5668
4121 | 2854.4179 | 3570.3886 | 2854.4179 | 3570.3886
4122 | 2922.3067 | 3708.7854 | 2922.3067 | 3708.7854
4123 | 3032.9891 | 3826.9714 | 3032.9891 | 3826.9714
4124 | 3175.0175 | 3961.6073 | 3175.0175 | 3961.6073
4125 | 3271.5082 | 4073.2049 | 3271.5082 | 4073.2049
4126 | 3399.1817 | 4204.0889 | 3399.1817 | 4204.0889
4127 | 3578.2539 | 4252.8776 | 3578.2539 | 4252.8776
4128 | 3600.6967 | 4275.2696 | 3600.6967 | 4275.2696
4129 | 3530.1682 | 4286.0872 | 3530.1682 | 4286.0872
4130 | 3569.2874 | 4281.3944 | 3569.2874 | 4281.3944
4131 | 3753.1204 | 4247.5732 | 3753.1204 | 4247.5732
4132 | 3881.396 | 4187.1422 | 3881.396 | 4187.1422
4133 | 3918.6888 | 4132.3805 | 3918.6888 | 4132.3805
4134 | 3804.5377 | 4005.0619 | 3804.5377 | 4005.0619
4135 | 3691.9886 | 3924.9364 | 3691.9886 | 3924.9364
4136 | 3611.9496 | 3853.2021 | 3611.9496 | 3853.2021
4137 | 3543.7775 | 3800.0768 | 3543.7775 | 3800.0768
4138 | 3446.7247 | 3810.5986 | 3446.7247 | 3810.5986
4139 | 3290.4086 | 3891.5579 | 3290.4086 | 3891.5579
4140 | 3141.909 | 4071.5406 | 3141.909 | 4071.5406
4141 | 3017.8059 | 4105.4773 | 3017.8059 | 4105.4773
4142 | 2930.9039 | 4111.8713 | 2930.9039 | 4111.8713
4143 | 2901.4906 | 4151.9006 | 2901.4906 | 4151.9006
4144 | 2867.5018 | 4209.6911 | 2867.5018 | 4209.6911
4145 | 2878.9935 | 4244.027 | 2878.9935 | 4244.027
4146 | 2937.7705 | 4329.9569 | 2937.7705 | 4329.9569
4147 | 3045.4932 | 4348.8303 | 3045.4932 | 4348.8303
4148 | 3206.3561 | 4359.7941 | 3206.3561 | 4359.7941
4149 | 3321.7515 | 4366.1455 | 3321.7515 | 4366.1455
4150 | 3446.7248 | 4384.6003 | 3446.7248 | 4384.6003
4151 | 3678.9376 | 4376.862 | 3678.9376 | 4376.862
4152 | 3648.7103 | 4384.2635 | 3648.7103 | 4384.2635
4153 | 3549.8284 | 4376.3429 | 3549.8284 | 4376.3429
4154 | 3611.0248 | 4368.8394 | 3611.0248 | 4368.8394
4155 | 3827.1474 | 4370.3084 | 3827.1474 | 4370.3084
4156 | 3954.1355 | 4377.335 | 3954.1355 | 4377.335
4157 | 3983.9478 | 4428.7564 | 3983.9478 | 4428.7564
4158 | 3881.077 | 4360.7754 | 3881.077 | 4360.7754
4159 | 3731.8308 | 4234.1168 | 3731.8308 | 4234.1168
4160 | 3617.4216 | 4189.2406 | 3617.4216 | 4189.2406
4161 | 3544.1554 | 4176.0901 | 3544.1554 | 4176.0901
4162 | 3455.1572 | 4206.9116 | 3455.1572 | 4206.9116
4163 | 3328.5497 | 4343.7733 | 3328.5497 | 4343.7733
4164 | 3167.6076 | 4473.7874 | 3167.6076 | 4473.7874
4165 | 3051.7489 | 4438.0804 | 3051.7489 | 4438.0804
4166 | 2962.7018 | 4412.6194 | 2962.7018 | 4412.6194
4167 | 2904.0199 | 4467.0147 | 2904.0199 | 4467.0147
4168 | 2875.6199 | 4550.7264 | 2875.6199 | 4550.7264
4169 | 2897.0956 | 4625.0371 | 2897.0956 | 4625.0371
4170 | 3000.1931 | 4592.2917 | 3000.1931 | 4592.2917
4171 | 3132.4756 | 4649.2662 | 3132.4756 | 4649.2662
4172 | 3301.3728 | 4671.1606 | 3301.3728 | 4671.1606
4173 | 3430.1278 | 4590.6916 | 3430.1278 | 4590.6916
4174 | 3545.7051 | 4475.4806 | 3545.7051 | 4475.4806
4175 | 3738.6099 | 4381.5466 | 3738.6099 | 4381.5466
4176 | 3794.9484 | 4414.2446 | 3794.9484 | 4414.2446
4177 | 3673.1691 | 4436.3051 | 3673.1691 | 4436.3051
4178 | 3690.6153 | 4391.6375 | 3690.6153 | 4391.6375
4179 | 3886.717 | 4357.1917 | 3886.717 | 4357.1917
4180 | 4021.221 | 4328.6156 | 4021.221 | 4328.6156
4181 | 4015.2708 | 4317.5764 | 4015.2708 | 4317.5764
4182 | 3958.2766 | 4287.0718 | 3958.2766 | 4287.0718
4183 | 3792.8173 | 4218.8139 | 3792.8173 | 4218.8139
4184 | 3646.1542 | 4159.2595 | 3646.1542 | 4159.2595
4185 | 3553.8916 | 4116.7524 | 3553.8916 | 4116.7524
4186 | 3491.5044 | 4102.2899 | 3491.5044 | 4102.2899
4187 | 3348.4774 | 4078.94 | 3348.4774 | 4078.94
4188 | 3214.6464 | 4074.039 | 3214.6464 | 4074.039
4189 | 3080.6703 | 4115.7833 | 3080.6703 | 4115.7833
4190 | 2971.5995 | 4148.4108 | 2971.5995 | 4148.4108
4191 | 2906.1802 | 4247.4654 | 2906.1802 | 4247.4654
4192 | 2872.1628 | 4365.5305 | 2872.1628 | 4365.5305
4193 | 2900.3855 | 4499.4911 | 2900.3855 | 4499.4911
4194 | 3003.0912 | 4676.3013 | 3003.0912 | 4676.3013
4195 | 3110.6507 | 4790.115 | 3110.6507 | 4790.115
4196 | 3270.1926 | 4860.7288 | 3270.1926 | 4860.7288
4197 | 3407.9649 | 4854.2757 | 3407.9649 | 4854.2757
4198 | 3516.9515 | 4837.4402 | 3516.9515 | 4837.4402
4199 | 3675.2097 | 4873.7367 | 3675.2097 | 4873.7367
4200 | 3725.2378 | 4892.0688 | 3725.2378 | 4892.0688
4201 | 3626.3576 | 4902.8864 | 3626.3576 | 4902.8864
4202 | 3649.7674 | 4927.2378 | 3649.7674 | 4927.2378
4203 | 3841.8358 | 5003.972 | 3841.8358 | 5003.972
4204 | 3972.6013 | 5072.21 | 3972.6013 | 5072.21
4205 | 3961.3544 | 5031.5019 | 3961.3544 | 5031.5019
4206 | 3868.3118 | 4699 | 3868.3118 | 4699
4207 | 3735.1867 | 4407.7575 | 3735.1867 | 4407.7575
4208 | 3600.39 | 4266.6918 | 3600.39 | 4266.6918
4209 | 3513.2085 | 4155.4781 | 3513.2085 | 4155.4781
4210 | 3396.514 | 4131.0218 | 3396.514 | 4131.0218
4211 | 3312.5524 | 4178.8771 | 3312.5524 | 4178.8771
4212 | 3210.6236 | 4203.3326 | 3210.6236 | 4203.3326
4213 | 3123.1973 | 4174.184 | 3123.1973 | 4174.184
4214 | 3031.5967 | 4137.4801 | 3031.5967 | 4137.4801
4215 | 2944.0814 | 4144.093 | 2944.0814 | 4144.093
4216 | 2899.3247 | 4160.9718 | 2899.3247 | 4160.9718
4217 | 2900.4391 | 4188.7493 | 2900.4391 | 4188.7493
4218 | 2975.1122 | 4249.6949 | 2975.1122 | 4249.6949
4219 | 3075.0744 | 4256.7008 | 3075.0744 | 4256.7008
4220 | 3170.8893 | 4273.9107 | 3170.8893 | 4273.9107
4221 | 3231.0273 | 4244.0349 | 3231.0273 | 4244.0349
4222 | 3330.6112 | 4222.2025 | 3330.6112 | 4222.2025
4223 | 3464.9388 | 4181.9847 | 3464.9388 | 4181.9847
4224 | 3481.7912 | 4140.3545 | 3481.7912 | 4140.3545
4225 | 3427.7722 | 4095.5821 | 3427.7722 | 4095.5821
4226 | 3482.753 | 4093.0755 | 3482.753 | 4093.0755
4227 | 3629.3954 | 4099.8537 | 3629.3954 | 4099.8537
4228 | 3742.397 | 4129.3661 | 3742.397 | 4129.3661
4229 | 3723.4441 | 4161.737 | 3723.4441 | 4161.737
4230 | 3623.6185 | 4144.0369 | 3623.6185 | 4144.0369
4231 | 3538.8919 | 4102.9494 | 3538.8919 | 4102.9494
4232 | 3443.9691 | 4078.9975 | 3443.9691 | 4078.9975
4233 | 3383.4325 | 4064.2855 | 3383.4325 | 4064.2855
4234 | 3296.4934 | 4036.0816 | 3296.4934 | 4036.0816
4235 | 3234.5295 | 3978.066 | 3234.5295 | 3978.066
4236 | 3159.6116 | 3902.8968 | 3159.6116 | 3902.8968
4237 | 3081.7207 | 3829.4011 | 3081.7207 | 3829.4011
4238 | 2996.6505 | 3739.2933 | 2996.6505 | 3739.2933
4239 | 2916.843 | 3677.1994 | 2916.843 | 3677.1994
4240 | 2883.8969 | 3609.7563 | 2883.8969 | 3609.7563
4241 | 2890.3447 | 3554.1488 | 2890.3447 | 3554.1488
4242 | 2950.2942 | 3591.984 | 2950.2942 | 3591.984
4243 | 3029.5242 | 3624.2865 | 3029.5242 | 3624.2865
4244 | 3131.3401 | 3724.569 | 3131.3401 | 3724.569
4245 | 3221.159 | 3855.8418 | 3221.159 | 3855.8418
4246 | 3358.0879 | 3981.7289 | 3358.0879 | 3981.7289
4247 | 3555.1852 | 3991.4797 | 3555.1852 | 3991.4797
4248 | 3637.5351 | 3956.0955 | 3637.5351 | 3956.0955
4249 | 3603.926 | 3949.4241 | 3603.926 | 3949.4241
4250 | 3670.7669 | 3924.1193 | 3670.7669 | 3924.1193
4251 | 3844.9136 | 3927.1499 | 3844.9136 | 3927.1499
4252 | 3980.5409 | 3941.0471 | 3980.5409 | 3941.0471
4253 | 4015.3475 | 3994.0301 | 4015.3475 | 3994.0301
4254 | 3865.9952 | 4008.4972 | 3865.9952 | 4008.4972
4255 | 3702.0009 | 3995.2047 | 3702.0009 | 3995.2047
4256 | 3568.2747 | 3995.3002 | 3568.2747 | 3995.3002
4257 | 3461.2285 | 3994.6418 | 3461.2285 | 3994.6418
4258 | 3388.5786 | 4072.9334 | 3388.5786 | 4072.9334
4259 | 3314.0305 | 4186.06 | 3314.0305 | 4186.06
4260 | 3235.8528 | 4265.1687 | 3235.8528 | 4265.1687
4261 | 3153.4413 | 4321.9035 | 3153.4413 | 4321.9035
4262 | 3059.8922 | 4342.3512 | 3059.8922 | 4342.3512
4263 | 2958.4935 | 4381.4435 | 2958.4935 | 4381.4435
4264 | 2902.8652 | 4435.4864 | 2902.8652 | 4435.4864
4265 | 2900.9417 | 4507.611 | 2900.9417 | 4507.611
4266 | 2953.1849 | 4600.0993 | 2953.1849 | 4600.0993
4267 | 3047.4342 | 4668.629 | 3047.4342 | 4668.629
4268 | 3138.5683 | 4718.0061 | 3138.5683 | 4718.0061
4269 | 3232.4691 | 4738.4112 | 3232.4691 | 4738.4112
4270 | 3368.5144 | 4747.8091 | 3368.5144 | 4747.8091
4271 | 3582.4149 | 4695.4115 | 3582.4149 | 4695.4115
4272 | 3649.3064 | 4721.8634 | 3649.3064 | 4721.8634
4273 | 3620.5714 | 4685.2109 | 3620.5714 | 4685.2109
4274 | 3656.1228 | 4566.5274 | 3656.1228 | 4566.5274
4275 | 3848.8981 | 4505.8481 | 3848.8981 | 4505.8481
4276 | 3977.4152 | 4444.1679 | 3977.4152 | 4444.1679
4277 | 3968.4061 | 4450.9299 | 3968.4061 | 4450.9299
4278 | 3865.3517 | 4318.3022 | 3865.3517 | 4318.3022
4279 | 3710.7219 | 4206.6341 | 3710.7219 | 4206.6341
4280 | 3590.3117 | 4187.0545 | 3590.3117 | 4187.0545
4281 | 3465.0474 | 4199.2005 | 3465.0474 | 4199.2005
4282 | 3376.5521 | 4179.1166 | 3376.5521 | 4179.1166
4283 | 3287.4019 | 4048.6466 | 3287.4019 | 4048.6466
4284 | 3223.3173 | 3902.2722 | 3223.3173 | 3902.2722
4285 | 3122.9143 | 3707.6028 | 3122.9143 | 3707.6028
4286 | 3023.2349 | 3372.0245 | 3023.2349 | 3372.0245
4287 | 2958.4318 | 3004.1856 | 2958.4318 | 3004.1856
4288 | 2909.427 | 2780.5908 | 2909.427 | 2780.5908
4289 | 2903.2043 | 2754.9644 | 2903.2043 | 2754.9644
4290 | 2948.2669 | 2808.1024 | 2948.2669 | 2808.1024
4291 | 3044.8695 | 2768.5752 | 3044.8695 | 2768.5752
4292 | 3130.3177 | 2734.5673 | 3130.3177 | 2734.5673
4293 | 3191.2027 | 2746.5401 | 3191.2027 | 2746.5401
4294 | 3324.5352 | 2851.8153 | 3324.5352 | 2851.8153
4295 | 3512.2039 | 3022.0899 | 3512.2039 | 3022.0899
4296 | 3609.5109 | 3284.6432 | 3609.5109 | 3284.6432
4297 | 3581.7325 | 3503.4549 | 3581.7325 | 3503.4549
4298 | 3650.3047 | 3654.6015 | 3650.3047 | 3654.6015
4299 | 3837.8927 | 3775.6828 | 3837.8927 | 3775.6828
4300 | 3941.6993 | 3861.0974 | 3941.6993 | 3861.0974
4301 | 4005.8401 | 3959.989 | 4005.8401 | 3959.989
4302 | 3883.8452 | 3990.3836 | 3883.8452 | 3990.3836
4303 | 3721.8327 | 4022.3751 | 3721.8327 | 4022.3751
4304 | 3608.1498 | 4029.9659 | 3608.1498 | 4029.9659
4305 | 3520.492 | 4000.8879 | 3520.492 | 4000.8879
4306 | 3436.8142 | 4012.3466 | 3436.8142 | 4012.3466
4307 | 3347.7734 | 4005.861 | 3347.7734 | 4005.861
4308 | 3260.1642 | 3848.8683 | 3260.1642 | 3848.8683
4309 | 3161.2375 | 3672.0002 | 3161.2375 | 3672.0002
4310 | 3076.993 | 3631.861 | 3076.993 | 3631.861
4311 | 3011.0383 | 3742.7831 | 3011.0383 | 3742.7831
4312 | 2976.2774 | 3895.2016 | 2976.2774 | 3895.2016
4313 | 2983.0162 | 3976.6953 | 2983.0162 | 3976.6953
4314 | 3025.5404 | 3857.4418 | 3025.5404 | 3857.4418
4315 | 3122.0616 | 3673.9427 | 3122.0616 | 3673.9427
4316 | 3234.3539 | 3583.4079 | 3234.3539 | 3583.4079
4317 | 3305.3779 | 3510.4342 | 3305.3779 | 3510.4342
4318 | 3455.5643 | 3599.7819 | 3455.5643 | 3599.7819
4319 | 3636.9179 | 3762.5613 | 3636.9179 | 3762.5613
4320 | 3722.9565 | 3718.1203 | 3722.9565 | 3718.1203
4321 | 3695.3727 | 3586.8399 | 3695.3727 | 3586.8399
4322 | 3713.245 | 3479.087 | 3713.245 | 3479.087
4323 | 3878.612 | 3439.6443 | 3878.612 | 3439.6443
4324 | 4042.4149 | 3437.9263 | 4042.4149 | 3437.9263
4325 | 4066.4891 | 3446.5622 | 4066.4891 | 3446.5622
4326 | 3960.4846 | 3447.6003 | 3960.4846 | 3447.6003
4327 | 3804.0712 | 3439.3047 | 3804.0712 | 3439.3047
4328 | 3648.4006 | 3411.9174 | 3648.4006 | 3411.9174
4329 | 3519.3143 | 3391.584 | 3519.3143 | 3391.584
4330 | 3461.5422 | 3435.8345 | 3461.5422 | 3435.8345
4331 | 3353.0918 | 3474.3206 | 3353.0918 | 3474.3206
4332 | 3269.4047 | 3504.71 | 3269.4047 | 3504.71
4333 | 3179.8511 | 3533.9621 | 3179.8511 | 3533.9621
4334 | 3093.4002 | 3540.6684 | 3093.4002 | 3540.6684
4335 | 3036.2383 | 3532.2906 | 3036.2383 | 3532.2906
4336 | 2981.6564 | 3469.5321 | 2981.6564 | 3469.5321
4337 | 2998.5017 | 3442.3442 | 2998.5017 | 3442.3442
4338 | 3061.5982 | 3520.7788 | 3061.5982 | 3520.7788
4339 | 3162.0895 | 3552.769 | 3162.0895 | 3552.769
4340 | 3291.9443 | 3616.1997 | 3291.9443 | 3616.1997
4341 | 3381.0674 | 3644.4124 | 3381.0674 | 3644.4124
4342 | 3493.8156 | 3643.8167 | 3493.8156 | 3643.8167
4343 | 3681.7283 | 3586.1099 | 3681.7283 | 3586.1099
4344 | 3753.183 | 3448.2902 | 3753.183 | 3448.2902
4345 | 3711.6271 | 3261.4198 | 3711.6271 | 3261.4198
4346 | 3768.9129 | 3091.5185 | 3768.9129 | 3091.5185
4347 | 3911.2262 | 3063.3187 | 3911.2262 | 3063.3187
4348 | 4068.6839 | 3089.3958 | 4068.6839 | 3089.3958
4349 | 4112.5237 | 3134.8834 | 4112.5237 | 3134.8834
4350 | 4008.8117 | 3196.1961 | 4008.8117 | 3196.1961
4351 | 3824.4849 | 3236.6198 | 3824.4849 | 3236.6198
4352 | 3672.288 | 3259.5134 | 3672.288 | 3259.5134
4353 | 3529.6932 | 3236.3692 | 3529.6932 | 3236.3692
4354 | 3443.0863 | 3199.7331 | 3443.0863 | 3199.7331
4355 | 3350.8407 | 3152.9604 | 3350.8407 | 3152.9604
4356 | 3150.8558 | 3106.2108 | 3150.8558 | 3106.2108
4357 | 3085.8745 | 3094.2389 | 3085.8745 | 3094.2389
4358 | 3018.4497 | 3078.147 | 3018.4497 | 3078.147
4359 | 2953.6604 | 3103.4981 | 2953.6604 | 3103.4981
4360 | 2902.1168 | 3120.6892 | 2902.1168 | 3120.6892
4361 | 2907.9108 | 3151.2774 | 2907.9108 | 3151.2774
4362 | 2975.2748 | 3274.6837 | 2975.2748 | 3274.6837
4363 | 3057.2125 | 3362.8885 | 3057.2125 | 3362.8885
4364 | 3174.4655 | 3388.2183 | 3174.4655 | 3388.2183
4365 | 3258.0254 | 3408.6233 | 3258.0254 | 3408.6233
4366 | 3388.0914 | 3386.1664 | 3388.0914 | 3386.1664
4367 | 3584.1115 | 3356.5669 | 3584.1115 | 3356.5669
4368 | 3642.6105 | 3391.7633 | 3642.6105 | 3391.7633
4369 | 3584.0182 | 3429.1267 | 3584.0182 | 3429.1267
4370 | 3652.9746 | 3450.3551 | 3652.9746 | 3450.3551
4371 | 3793.9735 | 3449.638 | 3793.9735 | 3449.638
4372 | 3913.1031 | 3457.2892 | 3913.1031 | 3457.2892
4373 | 3949.159 | 3488.4109 | 3949.159 | 3488.4109
4374 | 3812.7105 | 3376.7074 | 3812.7105 | 3376.7074
4375 | 3633.4084 | 3339.3676 | 3633.4084 | 3339.3676
4376 | 3512.5697 | 3320.4126 | 3512.5697 | 3320.4126
4377 | 3380.2439 | 3302.8898 | 3380.2439 | 3302.8898
4378 | 3272.4106 | 3334.6482 | 3272.4106 | 3334.6482
4379 | 3191.8976 | 3362.2037 | 3191.8976 | 3362.2037
4380 | 3147.5996 | 2858.791 | 3147.5996 | 2858.791
4381 | 3144.7931 | 2822.4896 | 3144.7931 | 2822.4896
4382 | 3081.2651 | 2815.9227 | 3081.2651 | 2815.9227
4383 | 2972.337 | 2828.9715 | 2972.337 | 2828.9715
4384 | 2916.7012 | 2858.9551 | 2916.7012 | 2858.9551
4385 | 2908.1257 | 2887.8358 | 2908.1257 | 2887.8358
4386 | 2930.5042 | 2965.4559 | 2930.5042 | 2965.4559
4387 | 2960.2234 | 2972.3601 | 2960.2234 | 2972.3601
4388 | 2982.0648 | 2955.869 | 2982.0648 | 2955.869
4389 | 2980.7654 | 2925.8148 | 2980.7654 | 2925.8148
4390 | 3016.5966 | 2917.1085 | 3016.5966 | 2917.1085
4391 | 3168.1079 | 2901.9049 | 3168.1079 | 2901.9049
4392 | 3244.1324 | 2826.9367 | 3244.1324 | 2826.9367
4393 | 3230.4049 | 2769.3577 | 3230.4049 | 2769.3577
4394 | 3315.509 | 2729.2688 | 3315.509 | 2729.2688
4395 | 3527.1026 | 2702.4239 | 3527.1026 | 2702.4239
4396 | 3656.249 | 2656.8105 | 3656.249 | 2656.8105
4397 | 3688.2758 | 2674.3927 | 3688.2758 | 2674.3927
4398 | 3612.1531 | 2689.999 | 3612.1531 | 2689.999
4399 | 3527.4017 | 2680.1685 | 3527.4017 | 2680.1685
4400 | 3459.3998 | 2662.4291 | 3459.3998 | 2662.4291
4401 | 3356.0563 | 2630.9989 | 3356.0563 | 2630.9989
4402 | 3277.3837 | 2585.583 | 3277.3837 | 2585.583
4403 | 3236.0259 | 2530.5145 | 3236.0259 | 2530.5145
4404 | 3178.1059 | 2499.8898 | 3178.1059 | 2499.8898
4405 | 3113.6536 | 2496.1072 | 3113.6536 | 2496.1072
4406 | 3047.7045 | 2556.9648 | 3047.7045 | 2556.9648
4407 | 2964.7301 | 2699.7909 | 2964.7301 | 2699.7909
4408 | 2905.4828 | 2844.3366 | 2905.4828 | 2844.3366
4409 | 2908.1503 | 2954.067 | 2908.1503 | 2954.067
4410 | 2940.0871 | 3081.2112 | 2940.0871 | 3081.2112
4411 | 3007.5203 | 3145.3964 | 3007.5203 | 3145.3964
4412 | 3090.1662 | 3218.4069 | 3090.1662 | 3218.4069
4413 | 3154.6334 | 3333.6436 | 3154.6334 | 3333.6436
4414 | 3244.0195 | 3474.4049 | 3244.0195 | 3474.4049
4415 | 3429.0057 | 3596.1387 | 3429.0057 | 3596.1387
4416 | 3513.9547 | 3678.9916 | 3513.9547 | 3678.9916
4417 | 3519.8797 | 3737.4663 | 3519.8797 | 3737.4663
4418 | 3609.0864 | 3779.1221 | 3609.0864 | 3779.1221
4419 | 3772.4379 | 3818.5084 | 3772.4379 | 3818.5084
4420 | 3922.4735 | 3860.3082 | 3922.4735 | 3860.3082
4421 | 3958.0315 | 3936.9614 | 3958.0315 | 3936.9614
4422 | 3859.8169 | 3844.5691 | 3859.8169 | 3844.5691
4423 | 3701.8066 | 3721.6684 | 3701.8066 | 3721.6684
4424 | 3604.642 | 3646.0513 | 3604.642 | 3646.0513
4425 | 3517.6207 | 3622.9746 | 3517.6207 | 3622.9746
4426 | 3417.1153 | 3657.215 | 3417.1153 | 3657.215
4427 | 3327.7918 | 3780.2547 | 3327.7918 | 3780.2547
4428 | 3255.3571 | 4042.0017 | 3255.3571 | 4042.0017
4429 | 3164.8679 | 4140.251 | 3164.8679 | 4140.251
4430 | 3082.3244 | 4168.888 | 3082.3244 | 4168.888
4431 | 2995.9698 | 4164.3348 | 2995.9698 | 4164.3348
4432 | 2940.6745 | 4184.7716 | 2940.6745 | 4184.7716
4433 | 2927.3632 | 4209.4756 | 2927.3632 | 4209.4756
4434 | 2966.6931 | 4330.9514 | 2966.6931 | 4330.9514
4435 | 3034.009 | 4436.904 | 3034.009 | 4436.904
4436 | 3111.6238 | 4555.8586 | 3111.6238 | 4555.8586
4437 | 3176.5385 | 4613.516 | 3176.5385 | 4613.516
4438 | 3287.1412 | 4630.1685 | 3287.1412 | 4630.1685
4439 | 3464.6018 | 4612.5782 | 3464.6018 | 4612.5782
4440 | 3545.7431 | 4578.7806 | 3545.7431 | 4578.7806
4441 | 3513.7382 | 4476.4509 | 3513.7382 | 4476.4509
4442 | 3614.6901 | 4366.2524 | 3614.6901 | 4366.2524
4443 | 3788.4425 | 4438.4559 | 3788.4425 | 4438.4559
4444 | 3945.7492 | 4474.8856 | 3945.7492 | 4474.8856
4445 | 3967.2466 | 4504.998 | 3967.2466 | 4504.998
4446 | 3898.9931 | 4448.7047 | 3898.9931 | 4448.7047
4447 | 3765.4617 | 4351.7594 | 3765.4617 | 4351.7594
4448 | 3650.9571 | 4266.8938 | 3650.9571 | 4266.8938
4449 | 3534.5499 | 4214.2816 | 3534.5499 | 4214.2816
4450 | 3408.0795 | 4193.6277 | 3408.0795 | 4193.6277
4451 | 3351.5953 | 4189.8735 | 3351.5953 | 4189.8735
4452 | 3242.4009 | 4232.9384 | 3242.4009 | 4232.9384
4453 | 3148.4709 | 4262.8681 | 3148.4709 | 4262.8681
4454 | 3047.3497 | 4303.737 | 3047.3497 | 4303.737
4455 | 2973.526 | 4374.6635 | 2973.526 | 4374.6635
4456 | 2919.9525 | 4481.3202 | 2919.9525 | 4481.3202
4457 | 2926.7669 | 4625.6578 | 2926.7669 | 4625.6578
4458 | 2950.0137 | 4789.1994 | 2950.0137 | 4789.1994
4459 | 3012.0521 | 4876.3567 | 3012.0521 | 4876.3567
4460 | 3075.1521 | 4887.0144 | 3075.1521 | 4887.0144
4461 | 3135.6714 | 4893.0592 | 3135.6714 | 4893.0592
4462 | 3247.2999 | 4891.513 | 3247.2999 | 4891.513
4463 | 3441.5357 | 4872.1327 | 3441.5357 | 4872.1327
4464 | 3510.0645 | 4858.6222 | 3510.0645 | 4858.6222
4465 | 3483.5186 | 4850.5674 | 3483.5186 | 4850.5674
4466 | 3523.1024 | 4840.6106 | 3523.1024 | 4840.6106
4467 | 3705.6666 | 4837.9312 | 3705.6666 | 4837.9312
4468 | 3867.0963 | 4829.3118 | 3867.0963 | 4829.3118
4469 | 3940.8993 | 4780.6628 | 3940.8993 | 4780.6628
4470 | 3861.5322 | 4535.8196 | 3861.5322 | 4535.8196
4471 | 3725.5543 | 4398.0019 | 3725.5543 | 4398.0019
4472 | 3646.9244 | 4328.6499 | 3646.9244 | 4328.6499
4473 | 3587.2765 | 4305.2748 | 3587.2765 | 4305.2748
4474 | 3487.4785 | 4327.8801 | 3487.4785 | 4327.8801
4475 | 3372.2013 | 4450.0247 | 3372.2013 | 4450.0247
4476 | 3244.1708 | 4748.1691 | 3244.1708 | 4748.1691
4477 | 3110.5899 | 4835.0814 | 3110.5899 | 4835.0814
4478 | 3023.0681 | 4867.5968 | 3023.0681 | 4867.5968
4479 | 2951.9237 | 4888.9991 | 2951.9237 | 4888.9991
4480 | 2893.7206 | 4907.9443 | 2893.7206 | 4907.9443
4481 | 2903.6003 | 4949.3552 | 2903.6003 | 4949.3552
4482 | 2928.7064 | 5026.9752 | 2928.7064 | 5026.9752
4483 | 3015.7286 | 5034.1777 | 3015.7286 | 5034.1777
4484 | 3105.8599 | 5059.4541 | 3105.8599 | 5059.4541
4485 | 3185.8144 | 5144.2602 | 3185.8144 | 5144.2602
4486 | 3301.5971 | 5178.5147 | 3301.5971 | 5178.5147
4487 | 3491.9824 | 5132.8806 | 3491.9824 | 5132.8806
4488 | 3540.0536 | 5051.0506 | 3540.0536 | 5051.0506
4489 | 3520.3603 | 4967.5161 | 3520.3603 | 4967.5161
4490 | 3549.3718 | 4920.5654 | 3549.3718 | 4920.5654
4491 | 3733.1286 | 4933.3996 | 3733.1286 | 4933.3996
4492 | 3890.4895 | 4964.1608 | 3890.4895 | 4964.1608
4493 | 3938.5438 | 4992.7815 | 3938.5438 | 4992.7815
4494 | 3868.3037 | 4952.0018 | 3868.3037 | 4952.0018
4495 | 3742.6432 | 4918.3043 | 3742.6432 | 4918.3043
4496 | 3681.0022 | 4904.1449 | 3681.0022 | 4904.1449
4497 | 3627.534 | 4889.4217 | 3627.534 | 4889.4217
4498 | 3502.7128 | 4865.7845 | 3502.7128 | 4865.7845
4499 | 3374.6062 | 4845.025 | 3374.6062 | 4845.025
4500 | 3240.9758 | 4854.6759 | 3240.9758 | 4854.6759
4501 | 3116.7368 | 4842.5399 | 3116.7368 | 4842.5399
4502 | 3020.0325 | 4840.7464 | 3020.0325 | 4840.7464
4503 | 2956.6813 | 4833.5082 | 2956.6813 | 4833.5082
4504 | 2911.5403 | 4829.1829 | 2911.5403 | 4829.1829
4505 | 2911.9087 | 4855.6769 | 2911.9087 | 4855.6769
4506 | 2966.5459 | 4949.4072 | 2966.5459 | 4949.4072
4507 | 3081.521 | 4993.6037 | 3081.521 | 4993.6037
4508 | 3238.4734 | 5000.6814 | 3238.4734 | 5000.6814
4509 | 3292.3445 | 4999.566 | 3292.3445 | 4999.566
4510 | 3410.6916 | 5019.5003 | 3410.6916 | 5019.5003
4511 | 3651.3789 | 5048.4508 | 3651.3789 | 5048.4508
4512 | 3651.5956 | 5088.6412 | 3651.5956 | 5088.6412
4513 | 3569.5806 | 5124.1438 | 3569.5806 | 5124.1438
4514 | 3651.1923 | 5143.4243 | 3651.1923 | 5143.4243
4515 | 3836.8034 | 5174.7554 | 3836.8034 | 5174.7554
4516 | 4006.172 | 5192.9865 | 4006.172 | 5192.9865
4517 | 4023.9902 | 5221.6072 | 4023.9902 | 5221.6072
4518 | 3925.6102 | 5189.181 | 3925.6102 | 5189.181
4519 | 3790.8675 | 5120.5778 | 3790.8675 | 5120.5778
4520 | 3718.9359 | 5066.7394 | 3718.9359 | 5066.7394
4521 | 3626.3124 | 5032.6242 | 3626.3124 | 5032.6242
4522 | 3512.3519 | 5011.672 | 3512.3519 | 5011.672
4523 | 3376.9385 | 5009.1112 | 3376.9385 | 5009.1112
4524 | 3222.1182 | 5046.8059 | 3222.1182 | 5046.8059
4525 | 3079.9153 | 5076.7357 | 3079.9153 | 5076.7357
4526 | 3013.4959 | 5115.5162 | 3013.4959 | 5115.5162
4527 | 2949.4049 | 5113.0514 | 2949.4049 | 5113.0514
4528 | 2901.2651 | 5101.8643 | 2901.2651 | 5101.8643
4529 | 2919.7688 | 5134.0267 | 2919.7688 | 5134.0267
4530 | 2983.0449 | 5252.8175 | 2983.0449 | 5252.8175
4531 | 3117.9239 | 5320.5828 | 3117.9239 | 5320.5828
4532 | 3331.6941 | 5387.9248 | 3331.6941 | 5387.9248
4533 | 3455.803 | 5382.3344 | 3455.803 | 5382.3344
4534 | 3588.1543 | 5387.9484 | 3588.1543 | 5387.9484
4535 | 3819.5992 | 5330.3807 | 3819.5992 | 5330.3807
4536 | 3812.7421 | 5216.6284 | 3812.7421 | 5216.6284
4537 | 3702.9567 | 5091.6249 | 3702.9567 | 5091.6249
4538 | 3759.2187 | 5093.9001 | 3759.2187 | 5093.9001
4539 | 3924.7829 | 5208.766 | 3924.7829 | 5208.766
4540 | 4098.359 | 5199.5499 | 4098.359 | 5199.5499
4541 | 4138.6609 | 5074.2279 | 4138.6609 | 5074.2279
4542 | 4053.303 | 4846.6883 | 4053.303 | 4846.6883
4543 | 3869.1188 | 4628.6176 | 3869.1188 | 4628.6176
4544 | 3778.9495 | 4451.5653 | 3778.9495 | 4451.5653
4545 | 3693.3902 | 4362.2575 | 3693.3902 | 4362.2575
4546 | 3591.1407 | 4363.979 | 3591.1407 | 4363.979
4547 | 3388.6495 | 4417.2075 | 3388.6495 | 4417.2075
4548 | 3213.8714 | 4550.0723 | 3213.8714 | 4550.0723
4549 | 3085.5599 | 4615.2059 | 3085.5599 | 4615.2059
4550 | 3009.3296 | 4604.1639 | 3009.3296 | 4604.1639
4551 | 2944.5915 | 4589.7656 | 2944.5915 | 4589.7656
4552 | 2893.9941 | 4607.5174 | 2893.9941 | 4607.5174
4553 | 2918.5611 | 4651.0166 | 2918.5611 | 4651.0166
4554 | 2992.3041 | 4801.7296 | 2992.3041 | 4801.7296
4555 | 3145.1879 | 4876.9533 | 3145.1879 | 4876.9533
4556 | 3371.8566 | 4854.1972 | 3371.8566 | 4854.1972
4557 | 3463.0594 | 4811.3144 | 3463.0594 | 4811.3144
4558 | 3586.1163 | 4802.6082 | 3586.1163 | 4802.6082
4559 | 3829.9978 | 4858.4091 | 3829.9978 | 4858.4091
4560 | 3786.491 | 4916.7982 | 3786.491 | 4916.7982
4561 | 3674.5244 | 4869.9594 | 3674.5244 | 4869.9594
4562 | 3736.3856 | 4777.9596 | 3736.3856 | 4777.9596
4563 | 3905.9203 | 4727.8443 | 3905.9203 | 4727.8443
4564 | 4066.3608 | 4634.4967 | 4066.3608 | 4634.4967
4565 | 4102.319 | 4596.5879 | 4102.319 | 4596.5879
4566 | 4052.1789 | 4536.4162 | 4052.1789 | 4536.4162
4567 | 3855.9332 | 4449.3161 | 3855.9332 | 4449.3161
4568 | 3766.4535 | 4387.4225 | 3766.4535 | 4387.4225
4569 | 3693.5288 | 4332.722 | 3693.5288 | 4332.722
4570 | 3574.705 | 4283.1293 | 3574.705 | 4283.1293
4571 | 3393.1344 | 4305.9272 | 3393.1344 | 4305.9272
4572 | 3219.6532 | 4314.9815 | 3219.6532 | 4314.9815
4573 | 3087.1636 | 4299.5637 | 3087.1636 | 4299.5637
4574 | 2996.7926 | 4371.1615 | 2996.7926 | 4371.1615
4575 | 2942.8499 | 4368.9951 | 2942.8499 | 4368.9951
4576 | 2903.8198 | 4383.1668 | 2903.8198 | 4383.1668
4577 | 2937.1101 | 4458.5882 | 2937.1101 | 4458.5882
4578 | 3008.1576 | 4652.262 | 3008.1576 | 4652.262
4579 | 3166.3771 | 4814.8989 | 3166.3771 | 4814.8989
4580 | 3390.5933 | 4937.4336 | 3390.5933 | 4937.4336
4581 | 3518.0576 | 4971.2239 | 3518.0576 | 4971.2239
4582 | 3616.2924 | 4949.0924 | 3616.2924 | 4949.0924
4583 | 3871.3224 | 4919.8669 | 3871.3224 | 4919.8669
4584 | 3847.494 | 4858.9205 | 3847.494 | 4858.9205
4585 | 3729.7261 | 4732.4253 | 3729.7261 | 4732.4253
4586 | 3771.7767 | 4495.1346 | 3771.7767 | 4495.1346
4587 | 3939.7618 | 4193.52 | 3939.7618 | 4193.52
4588 | 4116.5898 | 3994.2622 | 4116.5898 | 3994.2622
4589 | 4149.8834 | 3883.8571 | 4149.8834 | 3883.8571
4590 | 4065.4018 | 3771.1779 | 4065.4018 | 3771.1779
4591 | 3894.1149 | 3676.9176 | 3894.1149 | 3676.9176
4592 | 3787.431 | 3666.6366 | 3787.431 | 3666.6366
4593 | 3677.1502 | 3681.7473 | 3677.1502 | 3681.7473
4594 | 3558.0488 | 3662.5851 | 3558.0488 | 3662.5851
4595 | 3379.4396 | 3619.4502 | 3379.4396 | 3619.4502
4596 | 3220.1087 | 3590.3172 | 3220.1087 | 3590.3172
4597 | 3086.3722 | 3544.4689 | 3086.3722 | 3544.4689
4598 | 3003.2621 | 3561.1724 | 3003.2621 | 3561.1724
4599 | 2945.8676 | 3661.9327 | 2945.8676 | 3661.9327
4600 | 2901.1333 | 3780.5229 | 2901.1333 | 3780.5229
4601 | 2918.4542 | 3795.9783 | 2918.4542 | 3795.9783
4602 | 2975.9617 | 3750.6829 | 2975.9617 | 3750.6829
4603 | 3117.4454 | 3613.7879 | 3117.4454 | 3613.7879
4604 | 3301.9501 | 3456.7794 | 3301.9501 | 3456.7794
4605 | 3435.3773 | 3324.6934 | 3435.3773 | 3324.6934
4606 | 3555.6795 | 3249.756 | 3555.6795 | 3249.756
4607 | 3773.8983 | 3238.1325 | 3773.8983 | 3238.1325
4608 | 3797.3748 | 3302.4883 | 3797.3748 | 3302.4883
4609 | 3717.2885 | 3435.5477 | 3717.2885 | 3435.5477
4610 | 3763.091 | 3477.8002 | 3763.091 | 3477.8002
4611 | 3926.4489 | 3451.552 | 3926.4489 | 3451.552
4612 | 4113.1683 | 3465.0096 | 4113.1683 | 3465.0096
4613 | 4169.6183 | 3530.3259 | 4169.6183 | 3530.3259
4614 | 4092.4819 | 3507.7449 | 4092.4819 | 3507.7449
4615 | 3929.3188 | 3379.1757 | 3929.3188 | 3379.1757
4616 | 3823.4096 | 3266.863 | 3823.4096 | 3266.863
4617 | 3716.8333 | 3228.8693 | 3716.8333 | 3228.8693
4618 | 3590.4692 | 3227.6075 | 3590.4692 | 3227.6075
4619 | 3432.0644 | 3219.3782 | 3432.0644 | 3219.3782
4620 | 3294.5271 | 3152.9528 | 3294.5271 | 3152.9528
4621 | 3154.2509 | 2971.6589 | 3154.2509 | 2971.6589
4622 | 3052.0153 | 2882.7505 | 3052.0153 | 2882.7505
4623 | 2982.4075 | 2902.0644 | 2982.4075 | 2902.0644
4624 | 2941.8065 | 3027.5164 | 2941.8065 | 3027.5164
4625 | 2959.4993 | 3147.092 | 2959.4993 | 3147.092
4626 | 3001.1382 | 3303.1751 | 3001.1382 | 3303.1751
4627 | 3105.5533 | 3367.957 | 3105.5533 | 3367.957
4628 | 3261.4191 | 3398.6034 | 3261.4191 | 3398.6034
4629 | 3359.8599 | 3418.6701 | 3359.8599 | 3418.6701
4630 | 3467.657 | 3487.8302 | 3467.657 | 3487.8302
4631 | 3680.6292 | 3537.366 | 3680.6292 | 3537.366
4632 | 3679.7252 | 3480.2981 | 3679.7252 | 3480.2981
4633 | 3622.0687 | 3550.1097 | 3622.0687 | 3550.1097
4634 | 3676.6578 | 3646.3614 | 3676.6578 | 3646.3614
4635 | 3834.317 | 3730.2002 | 3834.317 | 3730.2002
4636 | 3999.5464 | 3799.1488 | 3999.5464 | 3799.1488
4637 | 4052.5857 | 3877.8904 | 4052.5857 | 3877.8904
4638 | 3960.058 | 3885.7399 | 3960.058 | 3885.7399
4639 | 3809.0926 | 3838.3188 | 3809.0926 | 3838.3188
4640 | 3718.2485 | 3779.4086 | 3718.2485 | 3779.4086
4641 | 3629.7318 | 3712.4761 | 3629.7318 | 3712.4761
4642 | 3522.1601 | 3656.9167 | 3522.1601 | 3656.9167
4643 | 3362.3416 | 3643.914 | 3362.3416 | 3643.914
4644 | 3221.2832 | 3746.0499 | 3221.2832 | 3746.0499
4645 | 3089.5615 | 3751.2175 | 3089.5615 | 3751.2175
4646 | 3010.8158 | 3796.8598 | 3010.8158 | 3796.8598
4647 | 2953.6516 | 3871.963 | 2953.6516 | 3871.963
4648 | 2908.7953 | 3954.4543 | 2908.7953 | 3954.4543
4649 | 2911.1137 | 4031.0691 | 2911.1137 | 4031.0691
4650 | 2948.2208 | 4154.335 | 2948.2208 | 4154.335
4651 | 3062.4855 | 4241.1939 | 3062.4855 | 4241.1939
4652 | 3191.4735 | 4282.5805 | 3191.4735 | 4282.5805
4653 | 3276.5495 | 4239.1011 | 3276.5495 | 4239.1011
4654 | 3439.3816 | 4169.2354 | 3439.3816 | 4169.2354
4655 | 3647.5766 | 4134.6398 | 3647.5766 | 4134.6398
4656 | 3656.8911 | 4118.4443 | 3656.8911 | 4118.4443
4657 | 3591.6955 | 4082.0473 | 3591.6955 | 4082.0473
4658 | 3650.046 | 4037.4833 | 3650.046 | 4037.4833
4659 | 3799.4701 | 3985.2797 | 3799.4701 | 3985.2797
4660 | 3968.3077 | 3914.0091 | 3968.3077 | 3914.0091
4661 | 4046.9616 | 3875.2053 | 4046.9616 | 3875.2053
4662 | 3949.6881 | 3832.3373 | 3949.6881 | 3832.3373
4663 | 3771.4396 | 3795.0597 | 3771.4396 | 3795.0597
4664 | 3704.2082 | 3730.4811 | 3704.2082 | 3730.4811
4665 | 3619.1212 | 3596.4224 | 3619.1212 | 3596.4224
4666 | 3472.7919 | 3397.6605 | 3472.7919 | 3397.6605
4667 | 3302.8449 | 3178.5059 | 3302.8449 | 3178.5059
4668 | 3157.746 | 3054.2028 | 3157.746 | 3054.2028
4669 | 3019.7244 | 2958.2336 | 3019.7244 | 2958.2336
4670 | 2933.066 | 2884.8389 | 2933.066 | 2884.8389
4671 | 2879.1374 | 2859.1037 | 2879.1374 | 2859.1037
4672 | 2839.0505 | 2876.8555 | 2839.0505 | 2876.8555
4673 | 2844.0546 | 2937.0617 | 2844.0546 | 2937.0617
4674 | 2907.9509 | 3051.974 | 2907.9509 | 3051.974
4675 | 3039.1275 | 3104.524 | 3039.1275 | 3104.524
4676 | 3209.268 | 3094.5964 | 3209.268 | 3094.5964
4677 | 3272.4213 | 3022.4765 | 3272.4213 | 3022.4765
4678 | 3379.8676 | 2976.1796 | 3379.8676 | 2976.1796
4679 | 3604.3547 | 2928.7554 | 3604.3547 | 2928.7554
4680 | 3629.8666 | 2891.6762 | 3629.8666 | 2891.6762
4681 | 3526.1828 | 2879.7429 | 3526.1828 | 2879.7429
4682 | 3556.9961 | 2882.6148 | 3556.9961 | 2882.6148
4683 | 3726.5472 | 2917.8243 | 3726.5472 | 2917.8243
4684 | 3884.1175 | 2960.2208 | 3884.1175 | 2960.2208
4685 | 3972.9804 | 3034.4873 | 3972.9804 | 3034.4873
4686 | 3878.791 | 3101.7062 | 3878.791 | 3101.7062
4687 | 3707.7232 | 3112.4611 | 3707.7232 | 3112.4611
4688 | 3639.5318 | 3075.9263 | 3639.5318 | 3075.9263
4689 | 3557.6445 | 3015.8556 | 3557.6445 | 3015.8556
4690 | 3438.5174 | 2972.8264 | 3438.5174 | 2972.8264
4691 | 3279.901 | 2938.3433 | 3279.901 | 2938.3433
4692 | 3118.5522 | 2921.4421 | 3118.5522 | 2921.4421
4693 | 2974.0399 | 2927.5048 | 2974.0399 | 2927.5048
4694 | 2890.3356 | 2938.5398 | 2890.3356 | 2938.5398
4695 | 2818.733 | 2945.0252 | 2818.733 | 2945.0252
4696 | 2791.506 | 2961.8819 | 2791.506 | 2961.8819
4697 | 2810.1017 | 3006.2762 | 2810.1017 | 3006.2762
4698 | 2892.5068 | 3091.6531 | 2892.5068 | 3091.6531
4699 | 3081.6319 | 3116.1592 | 3081.6319 | 3116.1592
4700 | 3340.5858 | 3110.7067 | 3340.5858 | 3110.7067
4701 | 3456.9671 | 3099.4478 | 3456.9671 | 3099.4478
4702 | 3557.2459 | 3091.6366 | 3557.2459 | 3091.6366
4703 | 3799.157 | 3082.6981 | 3799.157 | 3082.6981
4704 | 3775.2739 | 3085.8945 | 3775.2739 | 3085.8945
4705 | 3637.9282 | 3098.7234 | 3637.9282 | 3098.7234
4706 | 3716.4259 | 3108.1587 | 3716.4259 | 3108.1587
4707 | 3830.1543 | 3148.1417 | 3830.1543 | 3148.1417
4708 | 4038.2646 | 3188.4498 | 4038.2646 | 3188.4498
4709 | 4130.8906 | 3240.9376 | 4130.8906 | 3240.9376
4710 | 4076.1449 | 3256.2455 | 4076.1449 | 3256.2455
4711 | 3855.9284 | 3222.548 | 3855.9284 | 3222.548
4712 | 3780.4108 | 3183.6265 | 3780.4108 | 3183.6265
4713 | 3719.1452 | 3149.5113 | 3719.1452 | 3149.5113
4714 | 3520.2749 | 3123.7857 | 3520.2749 | 3123.7857
4715 | 3338.3437 | 3118.8381 | 3338.3437 | 3118.8381
4716 | 3166.2185 | 3181.8917 | 3166.2185 | 3181.8917
4717 | 3020.4708 | 3221.3682 | 3020.4708 | 3221.3682
4718 | 2949.8838 | 3249.7069 | 2949.8838 | 3249.7069
4719 | 2907.1124 | 3285.7278 | 2907.1124 | 3285.7278
4720 | 2859.1171 | 3325.2583 | 2859.1171 | 3325.2583
4721 | 2888.2373 | 3387.8512 | 2888.2373 | 3387.8512
4722 | 2989.7586 | 3505.4486 | 2989.7586 | 3505.4486
4723 | 3164.4822 | 3587.2358 | 3164.4822 | 3587.2358
4724 | 3469.1444 | 3652.7878 | 3469.1444 | 3652.7878
4725 | 3542.3474 | 3690.7548 | 3542.3474 | 3690.7548
4726 | 3641.61 | 3774.5335 | 3641.61 | 3774.5335
4727 | 3884.2204 | 3782.6003 | 3884.2204 | 3782.6003
4728 | 3866.8187 | 3816.5256 | 3866.8187 | 3816.5256
4729 | 3726.2681 | 3858.8901 | 3726.2681 | 3858.8901
4730 | 3765.779 | 3892.7891 | 3765.779 | 3892.7891
4731 | 3903.8461 | 3939.3355 | 3903.8461 | 3939.3355
4732 | 4132.0143 | 3956.9699 | 4132.0143 | 3956.9699
4733 | 4236.4196 | 3957.2484 | 4236.4196 | 3957.2484
4734 | 4174.1826 | 3936.7558 | 4174.1826 | 3936.7558
4735 | 3970.2689 | 3914.9918 | 3970.2689 | 3914.9918
4736 | 3857.4381 | 3845.3414 | 3857.4381 | 3845.3414
4737 | 3763.9696 | 3717.5479 | 3763.9696 | 3717.5479
4738 | 3616.5266 | 3587.7021 | 3616.5266 | 3587.7021
4739 | 3433.8443 | 3503.6949 | 3433.8443 | 3503.6949
4740 | 3226.5617 | 3492.7604 | 3226.5617 | 3492.7604
4741 | 3082.021 | 3501.2098 | 3082.021 | 3501.2098
4742 | 3027.528 | 3569.5258 | 3027.528 | 3569.5258
4743 | 2976.5403 | 3592.4198 | 2976.5403 | 3592.4198
4744 | 2961.0173 | 3672.5244 | 2961.0173 | 3672.5244
4745 | 2984.9405 | 3739.8907 | 2984.9405 | 3739.8907
4746 | 3083.7961 | 3801.9971 | 3083.7961 | 3801.9971
4747 | 3263.3254 | 3809.7964 | 3263.3254 | 3809.7964
4748 | 3501.03 | 3777.7917 | 3501.03 | 3777.7917
4749 | 3605.5921 | 3743.8591 | 3605.5921 | 3743.8591
4750 | 3711.543 | 3743.208 | 3711.543 | 3743.208
4751 | 3898.8322 | 3768.5784 | 3898.8322 | 3768.5784
4752 | 3848.852 | 3760.7363 | 3848.852 | 3760.7363
4753 | 3737.7644 | 3741.643 | 3737.7644 | 3741.643
4754 | 3799.1651 | 3744.8132 | 3799.1651 | 3744.8132
4755 | 3920.489 | 3767.4925 | 3920.489 | 3767.4925
4756 | 4126.1026 | 3793.4804 | 4126.1026 | 3793.4804
4757 | 4215.2586 | 3794.0572 | 4215.2586 | 3794.0572
4758 | 4116.4137 | 3699.5766 | 4116.4137 | 3699.5766
4759 | 3916.1718 | 3579.6592 | 3916.1718 | 3579.6592
4760 | 3835.7082 | 3493.3019 | 3835.7082 | 3493.3019
4761 | 3775.5752 | 3456.8 | 3775.5752 | 3456.8
4762 | 3597.2735 | 3437.0412 | 3597.2735 | 3437.0412
4763 | 3409.9408 | 3412.4033 | 3409.9408 | 3412.4033
4764 | 3235.2483 | 3455.4681 | 3235.2483 | 3455.4681
4765 | 3112.0825 | 3528.6569 | 3112.0825 | 3528.6569
4766 | 3040.0418 | 3604.7298 | 3040.0418 | 3604.7298
4767 | 2988.6918 | 3672.9712 | 2988.6918 | 3672.9712
4768 | 2955.4682 | 3737.5622 | 2955.4682 | 3737.5622
4769 | 2976.8175 | 3835.359 | 2976.8175 | 3835.359
4770 | 3057.3606 | 3994.4255 | 3057.3606 | 3994.4255
4771 | 3208.5632 | 4097.693 | 3208.5632 | 4097.693
4772 | 3401.0095 | 4203.2224 | 3401.0095 | 4203.2224
4773 | 3514.8686 | 4285.3436 | 3514.8686 | 4285.3436
4774 | 3636.5901 | 4264.1071 | 3636.5901 | 4264.1071
4775 | 3860.5202 | 4297.2343 | 3860.5202 | 4297.2343
4776 | 3869.4239 | 4341.3032 | 3869.4239 | 4341.3032
4777 | 3768.2014 | 4373.5241 | 3768.2014 | 4373.5241
4778 | 3820.0608 | 4357.8989 | 3820.0608 | 4357.8989
4779 | 3948.4408 | 4322.9989 | 3948.4408 | 4322.9989
4780 | 4157.2282 | 4273.5071 | 4157.2282 | 4273.5071
4781 | 4262.8283 | 4246.9351 | 4262.8283 | 4246.9351
4782 | 4172.9484 | 4153.3495 | 4172.9484 | 4153.3495
4783 | 4016.8116 | 3995.5432 | 4016.8116 | 3995.5432
4784 | 3888.123 | 3869.2085 | 3888.123 | 3869.2085
4785 | 3805.371 | 3851.2036 | 3805.371 | 3851.2036
4786 | 3686.9145 | 3870.5271 | 3686.9145 | 3870.5271
4787 | 3469.4482 | 3835.149 | 3469.4482 | 3835.149
4788 | 3289.9819 | 3798.5575 | 3289.9819 | 3798.5575
4789 | 3163.327 | 3757.1843 | 3163.327 | 3757.1843
4790 | 3080.397 | 3715.4134 | 3080.397 | 3715.4134
4791 | 3025.3508 | 3697.435 | 3025.3508 | 3697.435
4792 | 2991.8097 | 3752.4791 | 2991.8097 | 3752.4791
4793 | 3013.994 | 3844.3092 | 3013.994 | 3844.3092
4794 | 3081.3944 | 3970.2601 | 3081.3944 | 3970.2601
4795 | 3199.477 | 4034.4453 | 3199.477 | 4034.4453
4796 | 3341.0689 | 4049.5781 | 3341.0689 | 4049.5781
4797 | 3435.4157 | 4017.4355 | 3435.4157 | 4017.4355
4798 | 3548.2277 | 3992.9173 | 3548.2277 | 3992.9173
4799 | 3780.6209 | 3974.432 | 3780.6209 | 3974.432
4800 | 3813.6118 | 3982.7002 | 3813.6118 | 3982.7002
4801 | 3725.1587 | 4027.4513 | 3725.1587 | 4027.4513
4802 | 3713.574 | 4054.1902 | 3713.574 | 4054.1902
4803 | 3823.6534 | 4004.3733 | 3823.6534 | 4004.3733
4804 | 4049.4542 | 3902.0756 | 4049.4542 | 3902.0756
4805 | 4141.5012 | 3776.7536 | 4141.5012 | 3776.7536
4806 | 4067.1815 | 3591.2797 | 4067.1815 | 3591.2797
4807 | 3913.5884 | 3384.5458 | 3913.5884 | 3384.5458
4808 | 3794.198 | 3231.659 | 3794.198 | 3231.659
4809 | 3719.8498 | 3171.29 | 3719.8498 | 3171.29
4810 | 3604.5176 | 3190.6135 | 3604.5176 | 3190.6135
4811 | 3434.1809 | 3225.345 | 3434.1809 | 3225.345
4812 | 3278.5274 | 3264.5315 | 3278.5274 | 3264.5315
4813 | 3140.2902 | 3277.4559 | 3140.2902 | 3277.4559
4814 | 3065.5618 | 3271.4856 | 3065.5618 | 3271.4856
4815 | 3014.4519 | 3259.1757 | 3014.4519 | 3259.1757
4816 | 2975.4782 | 3274.8391 | 2975.4782 | 3274.8391
4817 | 2985.0584 | 3372.3376 | 2985.0584 | 3372.3376
4818 | 3038.6924 | 3540.6526 | 3038.6924 | 3540.6526
4819 | 3145.167 | 3681.5108 | 3145.167 | 3681.5108
4820 | 3276.4776 | 3763.7698 | 3276.4776 | 3763.7698
4821 | 3367.9645 | 3791.2949 | 3367.9645 | 3791.2949
4822 | 3506.4395 | 3798.4006 | 3506.4395 | 3798.4006
4823 | 3715.3064 | 3757.5399 | 3715.3064 | 3757.5399
4824 | 3728.979 | 3653.3345 | 3728.979 | 3653.3345
4825 | 3612.5672 | 3587.7003 | 3612.5672 | 3587.7003
4826 | 3687.0412 | 3653.2232 | 3687.0412 | 3653.2232
4827 | 3812.4173 | 3747.8022 | 3812.4173 | 3747.8022
4828 | 4033.9304 | 3843.8996 | 4033.9304 | 3843.8996
4829 | 4117.218 | 3894.0006 | 4117.218 | 3894.0006
4830 | 4009.922 | 3827.5638 | 4009.922 | 3827.5638
4831 | 3854.9513 | 3715.7016 | 3854.9513 | 3715.7016
4832 | 3767.3593 | 3607.2672 | 3767.3593 | 3607.2672
4833 | 3694.0082 | 3516.766 | 3694.0082 | 3516.766
4834 | 3572.3287 | 3437.6378 | 3572.3287 | 3437.6378
4835 | 3402.0903 | 3423.7401 | 3402.0903 | 3423.7401
4836 | 3224.9225 | 3574.8035 | 3224.9225 | 3574.8035
4837 | 3087.3359 | 3761.6593 | 3087.3359 | 3761.6593
4838 | 3018.0661 | 3897.9966 | 3018.0661 | 3897.9966
4839 | 2959.4178 | 3931.3324 | 2959.4178 | 3931.3324
4840 | 2935.4634 | 3887.0298 | 2935.4634 | 3887.0298
4841 | 2958.3703 | 3859.8228 | 2958.3703 | 3859.8228
4842 | 3017.5122 | 3906.4156 | 3017.5122 | 3906.4156
4843 | 3183.0098 | 3898.9996 | 3183.0098 | 3898.9996
4844 | 3359.6207 | 3871.47 | 3359.6207 | 3871.47
4845 | 3431.4894 | 3842.6092 | 3431.4894 | 3842.6092
4846 | 3533.1985 | 3840.168 | 3533.1985 | 3840.168
4847 | 3772.5694 | 3846.1464 | 3772.5694 | 3846.1464
4848 | 3751.4813 | 3860.9781 | 3751.4813 | 3860.9781
4849 | 3605.5749 | 3875.0003 | 3605.5749 | 3875.0003
4850 | 3641.5431 | 3882.9439 | 3641.5431 | 3882.9439
4851 | 3782.232 | 3901.4465 | 3782.232 | 3901.4465
4852 | 4003.2971 | 3917.2909 | 4003.2971 | 3917.2909
4853 | 4088.4908 | 3941.7348 | 4088.4908 | 3941.7348
4854 | 4035.8261 | 3924.8222 | 4035.8261 | 3924.8222
4855 | 3872.0018 | 3823.7002 | 3872.0018 | 3823.7002
4856 | 3784.459 | 3685.4319 | 3784.459 | 3685.4319
4857 | 3696.5488 | 3582.9972 | 3696.5488 | 3582.9972
4858 | 3572.5885 | 3537.8796 | 3572.5885 | 3537.8796
4859 | 3396.0879 | 3542.1805 | 3396.0879 | 3542.1805
4860 | 3216.5493 | 3733.818 | 3216.5493 | 3733.818
4861 | 3089.7885 | 3921.5688 | 3089.7885 | 3921.5688
4862 | 3013.2078 | 3981.233 | 3013.2078 | 3981.233
4863 | 2940.6019 | 4002.6353 | 2940.6019 | 4002.6353
4864 | 2927.2977 | 4007.2602 | 2927.2977 | 4007.2602
4865 | 2949.2358 | 3982.1416 | 2949.2358 | 3982.1416
4866 | 3044.4397 | 4132.8546 | 3044.4397 | 4132.8546
4867 | 3248.0298 | 4187.1946 | 3248.0298 | 4187.1946
4868 | 3490.7274 | 4168.9135 | 3490.7274 | 4168.9135
4869 | 3604.727 | 4084.8601 | 3604.727 | 4084.8601
4870 | 3697.1231 | 4052.8834 | 3697.1231 | 4052.8834
4871 | 3903.001 | 4015.9011 | 3903.001 | 4015.9011
4872 | 3857.9317 | 3971.96 | 3857.9317 | 3971.96
4873 | 3726.547 | 3925.1212 | 3726.547 | 3925.1212
4874 | 3775.0307 | 3904.7226 | 3775.0307 | 3904.7226
4875 | 3885.1568 | 3888.9163 | 3885.1568 | 3888.9163
4876 | 4131.5234 | 3849.2697 | 4131.5234 | 3849.2697
4877 | 4223.9253 | 3833.1396 | 4223.9253 | 3833.1396
4878 | 4142.1531 | 3784.6031 | 4142.1531 | 3784.6031
4879 | 3982.4211 | 3711.8232 | 3982.4211 | 3711.8232
4880 | 3883.669 | 3660.0732 | 3883.669 | 3660.0732
4881 | 3806.748 | 3644.1566 | 3806.748 | 3644.1566
4882 | 3651.4508 | 3714.7943 | 3651.4508 | 3714.7943
4883 | 3410.9528 | 3809.7902 | 3410.9528 | 3809.7902
4884 | 3235.8137 | 3894.3241 | 3235.8137 | 3894.3241
4885 | 3100.7765 | 3968.1096 | 3100.7765 | 3968.1096
4886 | 3023.9216 | 4009.8735 | 3023.9216 | 4009.8735
4887 | 2956.4137 | 3988.3151 | 2956.4137 | 3988.3151
4888 | 2933.6112 | 3862.2677 | 2933.6112 | 3862.2677
4889 | 2950.4199 | 3599.0749 | 2950.4199 | 3599.0749
4890 | 3024.6203 | 3432.0573 | 3024.6203 | 3432.0573
4891 | 3230.5789 | 3443.1383 | 3230.5789 | 3443.1383
4892 | 3459.1943 | 3533.1541 | 3459.1943 | 3533.1541
4893 | 3568.8561 | 3604.535 | 3568.8561 | 3604.535
4894 | 3652.7059 | 3622.6792 | 3652.7059 | 3622.6792
4895 | 3867.2211 | 3603.2989 | 3867.2211 | 3603.2989
4896 | 3846.6173 | 3573.0814 | 3846.6173 | 3573.0814
4897 | 3693.9695 | 3547.723 | 3693.9695 | 3547.723
4898 | 3743.447 | 3533.5895 | 3743.447 | 3533.5895
4899 | 3854.6562 | 3547.3187 | 3854.6562 | 3547.3187
4900 | 4097.6321 | 3559.5829 | 4097.6321 | 3559.5829
4901 | 4217.0924 | 3588.502 | 4217.0924 | 3588.502
4902 | 4156.5643 | 3597.5448 | 4156.5643 | 3597.5448
4903 | 3976.5924 | 3570.1124 | 3976.5924 | 3570.1124
4904 | 3860.9033 | 3522.5391 | 3860.9033 | 3522.5391
4905 | 3737.5877 | 3488.7222 | 3737.5877 | 3488.7222
4906 | 3598.7616 | 3472.8418 | 3598.7616 | 3472.8418
4907 | 3385.2788 | 3460.1374 | 3385.2788 | 3460.1374
4908 | 3221.0046 | 3536.0195 | 3221.0046 | 3536.0195
4909 | 3075.8969 | 3610.7 | 3075.8969 | 3610.7
4910 | 3019.3509 | 3671.5576 | 3019.3509 | 3671.5576
4911 | 2966.2655 | 3746.6608 | 2966.2655 | 3746.6608
4912 | 2929.9394 | 3808.5667 | 2929.9394 | 3808.5667
4913 | 2964.4696 | 3894.4301 | 2964.4696 | 3894.4301
4914 | 3049.4936 | 4054.9882 | 3049.4936 | 4054.9882
4915 | 3227.1027 | 3985.2194 | 3227.1027 | 3985.2194
4916 | 3451.137 | 3972.0101 | 3451.137 | 3972.0101
4917 | 3565.2051 | 3992.9718 | 3565.2051 | 3992.9718
4918 | 3651.5987 | 3993.2157 | 3651.5987 | 3993.2157
4919 | 3863.4955 | 4034.3981 | 3863.4955 | 4034.3981
4920 | 3864.365 | 4105.3174 | 3864.365 | 4105.3174
4921 | 3716.0628 | 4133.0632 | 3716.0628 | 4133.0632
4922 | 3757.5521 | 4136.83 | 3757.5521 | 4136.83
4923 | 3876.9066 | 4127.2888 | 3876.9066 | 4127.2888
4924 | 4080.8736 | 4125.2328 | 4080.8736 | 4125.2328
4925 | 4177.2627 | 4100.7492 | 4177.2627 | 4100.7492
4926 | 4096.2916 | 3970.468 | 4096.2916 | 3970.468
4927 | 3908.6001 | 3845.4789 | 3908.6001 | 3845.4789
4928 | 3805.9459 | 3662.4599 | 3805.9459 | 3662.4599
4929 | 3713.5511 | 3662.0569 | 3713.5511 | 3662.0569
4930 | 3550.384 | 3638.718 | 3550.384 | 3638.718
4931 | 3385.128 | 3665.991 | 3385.128 | 3665.991
4932 | 3233.1302 | 3827.198 | 3233.1302 | 3827.198
4933 | 3105.183 | 3975.8664 | 3105.183 | 3975.8664
4934 | 3017.1543 | 4062.6794 | 3017.1543 | 4062.6794
4935 | 2959.2734 | 4076.3249 | 2959.2734 | 4076.3249
4936 | 2928.6163 | 3989.9566 | 2928.6163 | 3989.9566
4937 | 2948.8434 | 3969.9097 | 2948.8434 | 3969.9097
4938 | 3007.7125 | 4024.2594 | 3007.7125 | 4024.2594
4939 | 3155.8629 | 3989.3962 | 3155.8629 | 3989.3962
4940 | 3343.9551 | 3955.3031 | 3343.9551 | 3955.3031
4941 | 3467.5354 | 3904.9619 | 3467.5354 | 3904.9619
4942 | 3571.5197 | 3870.8969 | 3571.5197 | 3870.8969
4943 | 3772.2528 | 3836.3013 | 3772.2528 | 3836.3013
4944 | 3764.4784 | 3797.7303 | 3764.4784 | 3797.7303
4945 | 3659.969 | 3749.6982 | 3659.969 | 3749.6982
4946 | 3683.453 | 3700.3607 | 3683.453 | 3700.3607
4947 | 3803.9202 | 3668.7425 | 3803.9202 | 3668.7425
4948 | 4001.7602 | 3641.3277 | 4001.7602 | 3641.3277
4949 | 4087.1071 | 3623.7059 | 4087.1071 | 3623.7059
4950 | 4065.0368 | 3595.4565 | 4065.0368 | 3595.4565
4951 | 3864.7561 | 3544.7536 | 3864.7561 | 3544.7536
4952 | 3749.92 | 3455.4129 | 3749.92 | 3455.4129
4953 | 3650.2034 | 3364.6134 | 3650.2034 | 3364.6134
4954 | 3525.8552 | 3289.9603 | 3525.8552 | 3289.9603
4955 | 3357.2245 | 3211.9198 | 3357.2245 | 3211.9198
4956 | 3183.2601 | 3202.7754 | 3183.2601 | 3202.7754
4957 | 3043.4699 | 3291.1795 | 3043.4699 | 3291.1795
4958 | 2959.2895 | 3333.54 | 2959.2895 | 3333.54
4959 | 2905.2655 | 3334.9537 | 2905.2655 | 3334.9537
4960 | 2872.0368 | 3352.7054 | 2872.0368 | 3352.7054
4961 | 2901.3017 | 3397.0997 | 2901.3017 | 3397.0997
4962 | 2952.4861 | 3526.3323 | 2952.4861 | 3526.3323
4963 | 3092.8772 | 3588.7275 | 3092.8772 | 3588.7275
4964 | 3208.8966 | 3597.2969 | 3208.8966 | 3597.2969
4965 | 3323.3405 | 3570.2261 | 3323.3405 | 3570.2261
4966 | 3442.1884 | 3532.8793 | 3442.1884 | 3532.8793
4967 | 3627.9148 | 3502.7588 | 3627.9148 | 3502.7588
4968 | 3645.4903 | 3445.3925 | 3645.4903 | 3445.3925
4969 | 3562.4697 | 3343.3611 | 3562.4697 | 3343.3611
4970 | 3624.9559 | 3211.6822 | 3624.9559 | 3211.6822
4971 | 3719.465 | 3096.8275 | 3719.465 | 3096.8275
4972 | 3911.8599 | 3023.7669 | 3911.8599 | 3023.7669
4973 | 4023.0169 | 3003.4601 | 4023.0169 | 3003.4601
4974 | 3953.8254 | 3015.7847 | 3953.8254 | 3015.7847
4975 | 3818.5123 | 2993.7223 | 3818.5123 | 2993.7223
4976 | 3722.6553 | 2970.0161 | 3722.6553 | 2970.0161
4977 | 3642.066 | 2962.453 | 3642.066 | 2962.453
4978 | 3528.5391 | 2967.158 | 3528.5391 | 2967.158
4979 | 3348.9549 | 2922.5314 | 3348.9549 | 2922.5314
4980 | 3173.6948 | 2869.5312 | 3173.6948 | 2869.5312
4981 | 3063.5263 | 2814.7328 | 3063.5263 | 2814.7328
4982 | 2990.3378 | 2801.9008 | 2990.3378 | 2801.9008
4983 | 2921.9141 | 2797.3476 | 2921.9141 | 2797.3476
4984 | 2905.7851 | 2816.8894 | 2905.7851 | 2816.8894
4985 | 2911.8722 | 2857.4053 | 2911.8722 | 2857.4053
4986 | 2959.898 | 2945.7655 | 2959.898 | 2945.7655
4987 | 3102.0823 | 2946.7029 | 3102.0823 | 2946.7029
4988 | 3207.3197 | 2917.98 | 3207.3197 | 2917.98
4989 | 3310.5757 | 2898.666 | 3310.5757 | 2898.666
4990 | 3457.6327 | 2919.7936 | 3457.6327 | 2919.7936
4991 | 3658.9176 | 2950.8325 | 3658.9176 | 2950.8325
4992 | 3649.7815 | 2973.7193 | 3649.7815 | 2973.7193
4993 | 3600.9371 | 2978.1947 | 3600.9371 | 2978.1947
4994 | 3628.972 | 2967.9396 | 3628.972 | 2967.9396
4995 | 3729.2955 | 2959.8901 | 3729.2955 | 2959.8901
4996 | 3928.1439 | 2946.4972 | 3928.1439 | 2946.4972
4997 | 4075.7162 | 2958.411 | 4075.7162 | 2958.411
4998 | 3999.6705 | 2967.1555 | 3999.6705 | 2967.1555
4999 | 3806.4947 | 2968.0652 | 3806.4947 | 2968.0652
5000 | 3701.9123 | 2991.4965 | 3701.9123 | 2991.4965
5001 | 3659.1391 | 3041.5127 | 3659.1391 | 3041.5127
5002 | 3545.6751 | 3093.0568 | 3545.6751 | 3093.0568
5003 | 3376.2747 | 3131.3684 | 3376.2747 | 3131.3684
5004 | 3200.3121 | 3181.8917 | 3200.3121 | 3181.8917
5005 | 3063.0226 | 3259.8539 | 3063.0226 | 3259.8539
5006 | 2976.0868 | 3351.142 | 2976.0868 | 3351.142
5007 | 2931.5759 | 3445.9356 | 2931.5759 | 3445.9356
5008 | 2904.1589 | 3533.2003 | 2904.1589 | 3533.2003
5009 | 2922.2261 | 3633.0855 | 2922.2261 | 3633.0855
5010 | 2984.5189 | 3793.047 | 2984.5189 | 3793.047
5011 | 3110.6288 | 3889.1544 | 3110.6288 | 3889.1544
5012 | 3259.5424 | 3966.9383 | 3259.5424 | 3966.9383
5013 | 3362.0521 | 4030.5624 | 3362.0521 | 4030.5624
5014 | 3467.4148 | 4054.0767 | 3467.4148 | 4054.0767
5015 | 3649.7922 | 4081.5355 | 3649.7922 | 4081.5355
5016 | 3638.4149 | 4102.9307 | 3638.4149 | 4102.9307
5017 | 3545.503 | 4096.6659 | 3545.503 | 4096.6659
5018 | 3560.7564 | 4070.3005 | 3560.7564 | 4070.3005
5019 | 3653.9885 | 4040.7706 | 3653.9885 | 4040.7706
5020 | 3879.3826 | 3990.9805 | 3879.3826 | 3990.9805
5021 | 4037.4007 | 3954.5634 | 4037.4007 | 3954.5634
5022 | 3974.2867 | 3931.9823 | 3974.2867 | 3931.9823
5023 | 3784.429 | 3860.9925 | 3784.429 | 3860.9925
5024 | 3708.8631 | 3778.5136 | 3708.8631 | 3778.5136
5025 | 3638.4872 | 3715.1612 | 3638.4872 | 3715.1612
5026 | 3517.1439 | 3703.1591 | 3517.1439 | 3703.1591
5027 | 3360.77 | 3702.985 | 3360.77 | 3702.985
5028 | 3179.5466 | 3771.4087 | 3179.5466 | 3771.4087
5029 | 3052.348 | 3801.935 | 3052.348 | 3801.935
5030 | 2992.128 | 3792.9814 | 2992.128 | 3792.9814
5031 | 2920.9434 | 3795.5884 | 2920.9434 | 3795.5884
5032 | 2887.6221 | 3777.2412 | 2887.6221 | 3777.2412
5033 | 2927.3225 | 3760.4761 | 2927.3225 | 3760.4761
5034 | 3004.6277 | 3781.7101 | 3004.6277 | 3781.7101
5035 | 3178.7991 | 3771.3107 | 3178.7991 | 3771.3107
5036 | 3386.999 | 3734.5326 | 3386.999 | 3734.5326
5037 | 3490.777 | 3719.992 | 3490.777 | 3719.992
5038 | 3583.6753 | 3766.7767 | 3583.6753 | 3766.7767
5039 | 3809.1931 | 3739.6396 | 3809.1931 | 3739.6396
5040 | 3784.2503 | 3639.3126 | 3784.2503 | 3639.3126
5041 | 3654.6074 | 3549.513 | 3654.6074 | 3549.513
5042 | 3661.7943 | 3491.8221 | 3661.7943 | 3491.8221
5043 | 3798.7774 | 3524.0483 | 3798.7774 | 3524.0483
5044 | 4011.7359 | 3669.3715 | 4011.7359 | 3669.3715
5045 | 4172.0683 | 3842.3881 | 4172.0683 | 3842.3881
5046 | 4138.2677 | 3846.9559 | 4138.2677 | 3846.9559
5047 | 3904.6629 | 3742.2537 | 3904.6629 | 3742.2537
5048 | 3815.0197 | 3636.2061 | 3815.0197 | 3636.2061
5049 | 3715.3733 | 3539.4398 | 3715.3733 | 3539.4398
5050 | 3588.211 | 3510.7308 | 3588.211 | 3510.7308
5051 | 3374.3829 | 3482.2145 | 3374.3829 | 3482.2145
5052 | 3206.4012 | 3530.0528 | 3206.4012 | 3530.0528
5053 | 3050.5482 | 3601.4515 | 3050.5482 | 3601.4515
5054 | 2985.6119 | 3634.862 | 2985.6119 | 3634.862
5055 | 2937.818 | 3664.9161 | 2937.818 | 3664.9161
5056 | 2909.4153 | 3694.0047 | 2909.4153 | 3694.0047
5057 | 2935.5716 | 3739.8907 | 2935.5716 | 3739.8907
5058 | 3030.3322 | 3841.6762 | 3030.3322 | 3841.6762
5059 | 3194.2846 | 3872.1491 | 3194.2846 | 3872.1491
5060 | 3428.941 | 3855.3597 | 3428.941 | 3855.3597
5061 | 3526.6851 | 3826.4989 | 3526.6851 | 3826.4989
5062 | 3620.014 | 3796.0139 | 3620.014 | 3796.0139
5063 | 3833.1075 | 3747.993 | 3833.1075 | 3747.993
5064 | 3790.1577 | 3726.1291 | 3790.1577 | 3726.1291
5065 | 3651.5912 | 3820.7027 | 3651.5912 | 3820.7027
5066 | 3673.5799 | 3752.57 | 3673.5799 | 3752.57
5067 | 3772.9621 | 3692.3112 | 3772.9621 | 3692.3112
5068 | 3982.1618 | 3620.444 | 3982.1618 | 3620.444
5069 | 4153.5123 | 3581.9385 | 4153.5123 | 3581.9385
5070 | 4069.2878 | 3547.7223 | 4069.2878 | 3547.7223
5071 | 3883.3844 | 3408.4129 | 3883.3844 | 3408.4129
5072 | 3790.7196 | 3326.5307 | 3790.7196 | 3326.5307
5073 | 3685.0945 | 3310.0174 | 3685.0945 | 3310.0174
5074 | 3544.7044 | 3312.9323 | 3544.7044 | 3312.9323
5075 | 3345.8305 | 3302.3164 | 3345.8305 | 3302.3164
5076 | 3157.4297 | 3387.7453 | 3157.4297 | 3387.7453
5077 | 3032.4238 | 3455.8623 | 3032.4238 | 3455.8623
5078 | 2949.0081 | 3475.2509 | 2949.0081 | 3475.2509
5079 | 2907.8791 | 3486.808 | 2907.8791 | 3486.808
5080 | 2870.1533 | 3498.593 | 2870.1533 | 3498.593
5081 | 2899.1044 | 3537.3188 | 2899.1044 | 3537.3188
5082 | 2980.4333 | 3618.5189 | 2980.4333 | 3618.5189
5083 | 3156.6614 | 3616.7713 | 3156.6614 | 3616.7713
5084 | 3376.6293 | 3550.1594 | 3376.6293 | 3550.1594
5085 | 3488.3887 | 3483.1112 | 3488.3887 | 3483.1112
5086 | 3591.5911 | 3466.3498 | 3591.5911 | 3466.3498
5087 | 3816.1981 | 3469.3448 | 3816.1981 | 3469.3448
5088 | 3790.3815 | 3438.5307 | 3790.3815 | 3438.5307
5089 | 3673.2939 | 3421.2274 | 3673.2939 | 3421.2274
5090 | 3700.5628 | 3427.0826 | 3700.5628 | 3427.0826
5091 | 3805.918 | 3447.9719 | 3805.918 | 3447.9719
5092 | 3985.5124 | 3408.027 | 3985.5124 | 3408.027
5093 | 4113.3859 | 3357.8863 | 4113.3859 | 3357.8863
5094 | 4070.2154 | 3301.2947 | 4070.2154 | 3301.2947
5095 | 3895.4288 | 3215.9845 | 3895.4288 | 3215.9845
5096 | 3800.5811 | 3126.3455 | 3800.5811 | 3126.3455
5097 | 3681.3656 | 3049.5679 | 3681.3656 | 3049.5679
5098 | 3562.0773 | 3025.0356 | 3562.0773 | 3025.0356
5099 | 3371.0484 | 3032.32 | 3371.0484 | 3032.32
5100 | 3210.9608 | 3067.0313 | 3210.9608 | 3067.0313
5101 | 3066.5899 | 3125.3032 | 3066.5899 | 3125.3032
5102 | 3003.5965 | 3146.7801 | 3003.5965 | 3146.7801
5103 | 2936.6229 | 3182.2043 | 2936.6229 | 3182.2043
5104 | 2897.807 | 3257.2371 | 2897.807 | 3257.2371
5105 | 2918.8589 | 3358.3157 | 2918.8589 | 3358.3157
5106 | 2998.9423 | 3523.9456 | 2998.9423 | 3523.9456
5107 | 3127.2732 | 3642.1301 | 3127.2732 | 3642.1301
5108 | 3294.8995 | 3725.8808 | 3294.8995 | 3725.8808
5109 | 3437.2597 | 3763.8478 | 3437.2597 | 3763.8478
5110 | 3531.6443 | 3776.6219 | 3531.6443 | 3776.6219
5111 | 3733.4097 | 3790.0588 | 3733.4097 | 3790.0588
5112 | 3757.6571 | 3788.7802 | 3757.6571 | 3788.7802
5113 | 3645.5971 | 3782.2171 | 3645.5971 | 3782.2171
5114 | 3680.925 | 3770.1719 | 3680.925 | 3770.1719
5115 | 3755.2047 | 3749.2939 | 3755.2047 | 3749.2939
5116 | 3939.1425 | 3721.2824 | 3939.1425 | 3721.2824
5117 | 4086.9474 | 3739.4613 | 4086.9474 | 3739.4613
5118 | 4051.5761 | 3683.4663 | 4051.5761 | 3683.4663
5119 | 3904.5883 | 3659.3156 | 3904.5883 | 3659.3156
5120 | 3805.7942 | 3667.2333 | 3805.7942 | 3667.2333
5121 | 3721.5261 | 3677.8689 | 3721.5261 | 3677.8689
5122 | 3598.1833 | 3693.314 | 3598.1833 | 3693.314
5123 | 3408.0319 | 3709.8468 | 3408.0319 | 3709.8468
5124 | 3231.3517 | 2509.4672 | 3231.3517 | 2509.4672
5125 | 3094.6696 | 2547.9714 | 3094.6696 | 2547.9714
5126 | 3027.6585 | 2585.1863 | 3027.6585 | 2585.1863
5127 | 2966.4153 | 2623.4409 | 2966.4153 | 2623.4409
5128 | 2929.7991 | 2658.4581 | 2929.7991 | 2658.4581
5129 | 2944.8479 | 2705.8646 | 2944.8479 | 2705.8646
5130 | 3007.0428 | 2794.4764 | 3007.0428 | 2794.4764
5131 | 3100.9042 | 2825.5921 | 3100.9042 | 2825.5921
5132 | 3234.2413 | 2824.1913 | 3234.2413 | 2824.1913
5133 | 3347.2184 | 2817.7646 | 3347.2184 | 2817.7646
5134 | 3478.54 | 2805.8661 | 3478.54 | 2805.8661
5135 | 3687.4136 | 2795.7553 | 3687.4136 | 2795.7553
5136 | 3717.3891 | 2796.0658 | 3717.3891 | 2796.0658
5137 | 3635.7833 | 2806.4067 | 3635.7833 | 2806.4067
5138 | 3628.2876 | 2841.1799 | 3628.2876 | 2841.1799
5139 | 3730.7215 | 2909.0764 | 3730.7215 | 2909.0764
5140 | 3915.7061 | 3031.342 | 3915.7061 | 3031.342
5141 | 4063.2417 | 3126.6046 | 4063.2417 | 3126.6046
5142 | 4010.6585 | 3137.8814 | 4010.6585 | 3137.8814
5143 | 3869.3774 | 3126.2087 | 3869.3774 | 3126.2087
5144 | 3782.2172 | 3135.1612 | 3782.2172 | 3135.1612
5145 | 3693.7322 | 3210.5586 | 3693.7322 | 3210.5586
5146 | 3597.6665 | 3312.0843 | 3597.6665 | 3312.0843
5147 | 3438.1595 | 3386.4136 | 3438.1595 | 3386.4136
5148 | 3274.671 | 3470.7179 | 3274.671 | 3470.7179
5149 | 3137.6542 | 3557.9006 | 3137.6542 | 3557.9006
5150 | 3057.6049 | 3638.8268 | 3057.6049 | 3638.8268
5151 | 2995.5395 | 3716.8189 | 2995.5395 | 3716.8189
5152 | 2977.1261 | 3785.8117 | 2977.1261 | 3785.8117
5153 | 2972.3235 | 3877.1282 | 2972.3235 | 3877.1282
5154 | 3022.9432 | 4021.7699 | 3022.9432 | 4021.7699
5155 | 3132.8078 | 4149.0504 | 3132.8078 | 4149.0504
5156 | 3271.4729 | 4247.5895 | 3271.4729 | 4247.5895
5157 | 3376.0097 | 4302.9546 | 3376.0097 | 4302.9546
5158 | 3487.744 | 4317.2829 | 3487.744 | 4317.2829
5159 | 3696.8972 | 4320.0867 | 3696.8972 | 4320.0867
5160 | 3696.6992 | 4336.0937 | 3696.6992 | 4336.0937
5161 | 3649.1873 | 4360.3426 | 3649.1873 | 4360.3426
5162 | 3648.4557 | 4387.367 | 3648.4557 | 4387.367
5163 | 3707.284 | 4430.0302 | 3707.284 | 4430.0302
5164 | 3900.5318 | 4445.7993 | 3900.5318 | 4445.7993
5165 | 4092.2955 | 4446.6852 | 4092.2955 | 4446.6852
5166 | 4024.8085 | 4420.41 | 4024.8085 | 4420.41
5167 | 3886.7214 | 4361.6484 | 3886.7214 | 4361.6484
5168 | 3768.4291 | 4302.8484 | 3768.4291 | 4302.8484
5169 | 3698.8431 | 4282.2797 | 3698.8431 | 4282.2797
5170 | 3584.0339 | 4287.6406 | 3584.0339 | 4287.6406
5171 | 3407.8701 | 4282.2961 | 3407.8701 | 4282.2961
5172 | 3256.2102 | 4325.0747 | 3256.2102 | 4325.0747
5173 | 3130.4075 | 4384.8386 | 3130.4075 | 4384.8386
5174 | 3044.1089 | 4458.2145 | 3044.1089 | 4458.2145
5175 | 2987.334 | 4546.7372 | 2987.334 | 4546.7372
5176 | 2965.0911 | 4650.6989 | 2965.0911 | 4650.6989
5177 | 2977.3001 | 4797.0519 | 2977.3001 | 4797.0519
5178 | 3042.4382 | 5026.5333 | 3042.4382 | 5026.5333
5179 | 3162.5718 | 5195.7369 | 3162.5718 | 5195.7369
5180 | 3323.3775 | 5311.363 | 3323.3775 | 5311.363
5181 | 3462.0423 | 5378.0534 | 3462.0423 | 5378.0534
5182 | 3581.8269 | 5397.9449 | 3581.8269 | 5397.9449
5183 | 3774.424 | 5389.0262 | 3774.424 | 5389.0262
5184 | 3767.7325 | 5357.1494 | 3767.7325 | 5357.1494
5185 | 3632.2887 | 5292.3863 | 3632.2887 | 5292.3863
5186 | 3640.2639 | 5220.0669 | 3640.2639 | 5220.0669
5187 | 3723.2435 | 5175.3075 | 3723.2435 | 5175.3075
5188 | 3915.1523 | 5110.012 | 3915.1523 | 5110.012
5189 | 4122.7078 | 4996.2552 | 4122.7078 | 4996.2552
5190 | 4074.9993 | 4857.5228 | 4074.9993 | 4857.5228
5191 | 3918.7661 | 4689.2843 | 3918.7661 | 4689.2843
5192 | 3829.4761 | 4528.9549 | 3829.4761 | 4528.9549
5193 | 3738.7563 | 4403.0817 | 3738.7563 | 4403.0817
5194 | 3612.0698 | 4305.7211 | 3612.0698 | 4305.7211
5195 | 3403.6957 | 4205.8014 | 3403.6957 | 4205.8014
5196 | 3225.7334 | 4136.7189 | 3225.7334 | 4136.7189
5197 | 3103.7614 | 4096.7415 | 3103.7614 | 4096.7415
5198 | 3025.8376 | 4052.2957 | 3025.8376 | 4052.2957
5199 | 2978.5153 | 4011.0753 | 2978.5153 | 4011.0753
5200 | 2948.9821 | 3977.9426 | 2948.9821 | 3977.9426
5201 | 2986.6938 | 3984.6182 | 2986.6938 | 3984.6182
5202 | 3084.8374 | 4057.7324 | 3084.8374 | 4057.7324
5203 | 3253.4934 | 4088.4507 | 3253.4934 | 4088.4507
5204 | 3468.8718 | 4107.316 | 3468.8718 | 4107.316
5205 | 3596.3072 | 4154.9323 | 3596.3072 | 4154.9323
5206 | 3698.8214 | 4198.4677 | 3698.8214 | 4198.4677
5207 | 3925.9738 | 4201.0729 | 3925.9738 | 4201.0729
5208 | 3881.2228 | 4197.211 | 3881.2228 | 4197.211
5209 | 3734.9322 | 4189.67 | 3734.9322 | 4189.67
5210 | 3741.8058 | 4140.0009 | 3741.8058 | 4140.0009
5211 | 3842.1734 | 4064.6436 | 3842.1734 | 4064.6436
5212 | 4030.6292 | 3958.2198 | 4030.6292 | 3958.2198
5213 | 4233.9894 | 3819.627 | 4233.9894 | 3819.627
5214 | 4200.3069 | 3660.8272 | 4200.3069 | 3660.8272
5215 | 4006.4511 | 3490.2045 | 4006.4511 | 3490.2045
5216 | 3888.8851 | 3336.6304 | 3888.8851 | 3336.6304
5217 | 3776.8095 | 3222.2812 | 3776.8095 | 3222.2812
5218 | 3635.5695 | 3180.7518 | 3635.5695 | 3180.7518
5219 | 3434.8431 | 3175.2086 | 3434.8431 | 3175.2086
5220 | 3262.2787 | 3228.7164 | 3262.2787 | 3228.7164
5221 | 3111.4486 | 3285.3012 | 3111.4486 | 3285.3012
5222 | 3038.6647 | 3275.4271 | 3038.6647 | 3275.4271
5223 | 2997.4442 | 3255.665 | 2997.4442 | 3255.665
5224 | 2967.6926 | 3246.7721 | 2967.6926 | 3246.7721
5225 | 2985.7456 | 3255.4346 | 2985.7456 | 3255.4346
5226 | 3074.5811 | 3329.5422 | 3074.5811 | 3329.5422
5227 | 3253.0057 | 3342.776 | 3253.0057 | 3342.776
5228 | 3459.3832 | 3345.945 | 3459.3832 | 3345.945
5229 | 3590.9235 | 3394.3561 | 3590.9235 | 3394.3561
5230 | 3679.1059 | 3467.4959 | 3679.1059 | 3467.4959
5231 | 3938.1885 | 3485.0026 | 3938.1885 | 3485.0026
5232 | 3894.1786 | 3485.3132 | 3894.1786 | 3485.3132
5233 | 3760.6102 | 3490.2895 | 3760.6102 | 3490.2895
5234 | 3763.7865 | 3508.373 | 3763.7865 | 3508.373
5235 | 3841.4013 | 3570.1101 | 3841.4013 | 3570.1101
5236 | 4027.3615 | 3645.0881 | 4027.3615 | 3645.0881
5237 | 4216.0938 | 3519.2113 | 4216.0938 | 3519.2113
5238 | 4169.9082 | 3390.016 | 4169.9082 | 3390.016
5239 | 3983.8662 | 3273.635 | 3983.8662 | 3273.635
5240 | 3873.4162 | 3184.6344 | 3873.4162 | 3184.6344
5241 | 3773.1679 | 3120.5531 | 3773.1679 | 3120.5531
5242 | 3647.533 | 3099.0912 | 3647.533 | 3099.0912
5243 | 3443.355 | 3084.2097 | 3443.355 | 3084.2097
5244 | 3252.1883 | 3065.3952 | 3252.1883 | 3065.3952
5245 | 3138.6351 | 3020.4506 | 3138.6351 | 3020.4506
5246 | 3048.7215 | 3030.0479 | 3048.7215 | 3030.0479
5247 | 3011.0501 | 3073.4684 | 3011.0501 | 3073.4684
5248 | 2974.8604 | 3090.6037 | 2974.8604 | 3090.6037
5249 | 2999.993 | 3116.9493 | 2999.993 | 3116.9493
5250 | 3109.2817 | 3215.6942 | 3109.2817 | 3215.6942
5251 | 3251.3833 | 3221.7753 | 3251.3833 | 3221.7753
5252 | 3468.0231 | 3171.8946 | 3468.0231 | 3171.8946
5253 | 3599.257 | 3131.095 | 3599.257 | 3131.095
5254 | 3703.7084 | 3108.666 | 3703.7084 | 3108.666
5255 | 3911.7099 | 3071.7324 | 3911.7099 | 3071.7324
5256 | 3882.1218 | 3041.8424 | 3882.1218 | 3041.8424
5257 | 3752.3909 | 3003.1074 | 3752.3909 | 3003.1074
5258 | 3767.6224 | 2971.3203 | 3767.6224 | 2971.3203
5259 | 3842.559 | 2950.006 | 3842.559 | 2950.006
5260 | 4030.8328 | 2924.8455 | 4030.8328 | 2924.8455
5261 | 4206.8517 | 2896.3256 | 4206.8517 | 2896.3256
5262 | 4212.4645 | 2858.1292 | 4212.4645 | 2858.1292
5263 | 3993.8757 | 2807.7125 | 3993.8757 | 2807.7125
5264 | 3843.6456 | 2758.8468 | 3843.6456 | 2758.8468
5265 | 3749.626 | 2755.7626 | 3749.626 | 2755.7626
5266 | 3625.4764 | 2768.8723 | 3625.4764 | 2768.8723
5267 | 3430.7278 | 2777.0386 | 3430.7278 | 2777.0386
5268 | 3256.6636 | 2795.3787 | 3256.6636 | 2795.3787
5269 | 3130.06 | 2812.226 | 3130.06 | 2812.226
5270 | 3045.2197 | 2832.155 | 3045.2197 | 2832.155
5271 | 3005.8265 | 2848.554 | 3005.8265 | 2848.554
5272 | 2981.13 | 2853.3706 | 2981.13 | 2853.3706
5273 | 2995.5781 | 2883.4914 | 2995.5781 | 2883.4914
5274 | 3062.9098 | 2953.4265 | 3062.9098 | 2953.4265
5275 | 3193.1659 | 2962.6866 | 3193.1659 | 2962.6866
5276 | 3356.1847 | 2937.8406 | 3356.1847 | 2937.8406
5277 | 3498.1397 | 2912.7373 | 3498.1397 | 2912.7373
5278 | 3638.4799 | 2902.6269 | 3638.4799 | 2902.6269
5279 | 3833.2161 | 2886.9529 | 3833.2161 | 2886.9529
5280 | 3833.7874 | 2866.9973 | 3833.7874 | 2866.9973
5281 | 3702.948 | 2857.6681 | 3702.948 | 2857.6681
5282 | 3724.909 | 2856.2802 | 3724.909 | 2856.2802
5283 | 3768.5715 | 2883.0483 | 3768.5715 | 2883.0483
5284 | 3984.6883 | 2885.9027 | 3984.6883 | 2885.9027
5285 | 4179.3201 | 2833.3417 | 4179.3201 | 2833.3417
5286 | 4125.9761 | 2764.15 | 4125.9761 | 2764.15
5287 | 3951.6923 | 2709.1634 | 3951.6923 | 2709.1634
5288 | 3846.1936 | 2671.0269 | 3846.1936 | 2671.0269
5289 | 3767.4147 | 2663.5715 | 3767.4147 | 2663.5715
5290 | 3644.8671 | 2669.5285 | 3644.8671 | 2669.5285
5291 | 3457.9846 | 2687.6292 | 3457.9846 | 2687.6292
5292 | 3277.2094 | 2777.8942 | 3277.2094 | 2777.8942
5293 | 3147.46 | 2858.1228 | 3147.46 | 2858.1228
5294 | 3059.9755 | 2858.3817 | 3059.9755 | 2858.3817
5295 | 2999.8802 | 2872.7939 | 2999.8802 | 2872.7939
5296 | 2972.5681 | 2894.1016 | 2972.5681 | 2894.1016
5297 | 2974.3388 | 2937.7331 | 2974.3388 | 2937.7331
5298 | 3045.7464 | 3049.3927 | 3045.7464 | 3049.3927
5299 | 3136.8114 | 3110.1128 | 3136.8114 | 3110.1128
5300 | 3244.8956 | 3138.7138 | 3244.8956 | 3138.7138
5301 | 3421.2675 | 3130.1015 | 3421.2675 | 3130.1015
5302 | 3520.5538 | 3134.8928 | 3520.5538 | 3134.8928
5303 | 3744.9857 | 3166.9038 | 3744.9857 | 3166.9038
5304 | 3711.3226 | 3195.428 | 3711.3226 | 3195.428
5305 | 3610.5461 | 3216.498 | 3610.5461 | 3216.498
5306 | 3629.0851 | 3237.7604 | 3629.0851 | 3237.7604
5307 | 3704.1635 | 3269.8931 | 3704.1635 | 3269.8931
5308 | 3833.0403 | 3256.4551 | 3833.0403 | 3256.4551
5309 | 4048.0251 | 3176.2765 | 4048.0251 | 3176.2765
5310 | 4022.2878 | 3096.3557 | 4022.2878 | 3096.3557
5311 | 3881.0965 | 3034.415 | 3881.0965 | 3034.415
5312 | 3782.701 | 2991.9074 | 3782.701 | 2991.9074
5313 | 3698.9469 | 2974.5177 | 3698.9469 | 2974.5177
5314 | 3589.6071 | 2972.1298 | 3589.6071 | 2972.1298
5315 | 3416.41 | 2999.1714 | 3416.41 | 2999.1714
5316 | 3239.6584 | 3094.9996 | 3239.6584 | 3094.9996
5317 | 3117.3895 | 3235.0332 | 3117.3895 | 3235.0332
5318 | 3045.9143 | 3315.9594 | 3045.9143 | 3315.9594
5319 | 2981.8113 | 3401.899 | 2981.8113 | 3401.899
5320 | 2953.0431 | 3513.4109 | 2953.0431 | 3513.4109
5321 | 2959.2628 | 3669.6983 | 2959.2628 | 3669.6983
5322 | 3009.2353 | 3864.2106 | 3009.2353 | 3864.2106
5323 | 3094.7877 | 3964.6683 | 3094.7877 | 3964.6683
5324 | 3191.7274 | 3989.0969 | 3191.7274 | 3989.0969
5325 | 3354.2716 | 3981.8754 | 3354.2716 | 3981.8754
5326 | 3472.9011 | 3982.6929 | 3472.9011 | 3982.6929
5327 | 3694.2238 | 3965.628 | 3694.2238 | 3965.628
5328 | 3695.6742 | 3952.0305 | 3695.6742 | 3952.0305
5329 | 3613.3008 | 3935.1511 | 3613.3008 | 3935.1511
5330 | 3611.42 | 3913.2984 | 3611.42 | 3913.2984
5331 | 3645.6144 | 3931.7216 | 3645.6144 | 3931.7216
5332 | 3779.7232 | 3901.9912 | 3779.7232 | 3901.9912
5333 | 3984.2119 | 3729.4229 | 3984.2119 | 3729.4229
5334 | 3963.372 | 3611.1553 | 3963.372 | 3611.1553
5335 | 3807.8301 | 3493.1848 | 3807.8301 | 3493.1848
5336 | 3699.2098 | 3377.9574 | 3699.2098 | 3377.9574
5337 | 3592.7009 | 3304.3391 | 3592.7009 | 3304.3391
5338 | 3481.5945 | 3275.9231 | 3481.5945 | 3275.9231
5339 | 3309.0539 | 3267.0023 | 3309.0539 | 3267.0023
5340 | 3133.1837 | 3317.7285 | 3133.1837 | 3317.7285
5341 | 3012.0129 | 3437.2972 | 3012.0129 | 3437.2972
5342 | 2942.2177 | 3457.0276 | 2942.2177 | 3457.0276
5343 | 2888.4818 | 3430.9074 | 2888.4818 | 3430.9074
5344 | 2866.4749 | 3405.1262 | 2866.4749 | 3405.1262
5345 | 2884.8173 | 3394.1186 | 2884.8173 | 3394.1186
5346 | 2951.0032 | 3433.0585 | 2951.0032 | 3433.0585
5347 | 3063.3757 | 3445.6962 | 3063.3757 | 3445.6962
5348 | 3202.6563 | 3488.8014 | 3202.6563 | 3488.8014
5349 | 3372.4692 | 3447.4057 | 3372.4692 | 3447.4057
5350 | 3480.0031 | 3374.9074 | 3480.0031 | 3374.9074
5351 | 3696.2928 | 3336.3843 | 3696.2928 | 3336.3843
5352 | 3657.8975 | 3331.3303 | 3657.8975 | 3331.3303
5353 | 3547.6808 | 3323.3919 | 3547.6808 | 3323.3919
5354 | 3570.9869 | 3288.8231 | 3570.9869 | 3288.8231
5355 | 3625.1475 | 3289.7619 | 3625.1475 | 3289.7619
5356 | 3789.2495 | 3306.7231 | 3789.2495 | 3306.7231
5357 | 4014.909 | 3244.2277 | 4014.909 | 3244.2277
5358 | 4027.7319 | 3155.1672 | 4027.7319 | 3155.1672
5359 | 3866.189 | 3083.4909 | 3866.189 | 3083.4909
5360 | 3769.9407 | 3049.5268 | 3769.9407 | 3049.5268
5361 | 3681.9421 | 3017.2355 | 3681.9421 | 3017.2355
5362 | 3576.7909 | 2980.4746 | 3576.7909 | 2980.4746
5363 | 3357.611 | 2963.805 | 3357.611 | 2963.805
5364 | 3174.4987 | 3091.2246 | 3174.4987 | 3091.2246
5365 | 3036.4824 | 3286.8907 | 3036.4824 | 3286.8907
5366 | 2987.6423 | 3316.158 | 2987.6423 | 3316.158
5367 | 2922.0443 | 3322.8214 | 2922.0443 | 3322.8214
5368 | 2898.0174 | 3316.7102 | 2898.0174 | 3316.7102
5369 | 2938.476 | 3304.5105 | 2938.476 | 3304.5105
5370 | 3038.0937 | 3414.9779 | 3038.0937 | 3414.9779
5371 | 3195.6404 | 3501.9248 | 3195.6404 | 3501.9248
5372 | 3403.2426 | 3547.2156 | 3403.2426 | 3547.2156
5373 | 3525.6757 | 3567.413 | 3525.6757 | 3567.413
5374 | 3611.9085 | 3584.9203 | 3611.9085 | 3584.9203
5375 | 3840.0797 | 3584.5451 | 3840.0797 | 3584.5451
5376 | 3809.3063 | 3575.12 | 3809.3063 | 3575.12
5377 | 3663.2188 | 3581.6858 | 3663.2188 | 3581.6858
5378 | 3662.9193 | 3581.2913 | 3662.9193 | 3581.2913
5379 | 3758.62 | 3565.3416 | 3758.62 | 3565.3416
5380 | 3912.7849 | 3585.8792 | 3912.7849 | 3585.8792
5381 | 4170.3168 | 3565.1082 | 4170.3168 | 3565.1082
5382 | 4168.822 | 3529.0973 | 4168.822 | 3529.0973
5383 | 3998.242 | 3481.4622 | 3998.242 | 3481.4622
5384 | 3909.6799 | 3433.3913 | 3909.6799 | 3433.3913
5385 | 3782.4257 | 3392.3578 | 3782.4257 | 3392.3578
5386 | 3643.0482 | 3345.4638 | 3643.0482 | 3345.4638
5387 | 3431.9159 | 3293.0304 | 3431.9159 | 3293.0304
5388 | 3238.6956 | 3279.3818 | 3238.6956 | 3279.3818
5389 | 3093.2299 | 3308.1503 | 3093.2299 | 3308.1503
5390 | 3021.5103 | 3315.1646 | 3021.5103 | 3315.1646
5391 | 2972.5025 | 3317.0594 | 2972.5025 | 3317.0594
5392 | 2949.3177 | 3341.9435 | 2949.3177 | 3341.9435
5393 | 2959.8044 | 3414.186 | 2959.8044 | 3414.186
5394 | 3071.9376 | 3552.271 | 3071.9376 | 3552.271
5395 | 3230.9195 | 3646.172 | 3230.9195 | 3646.172
5396 | 3465.6555 | 3712.9211 | 3465.6555 | 3712.9211
5397 | 3596.6121 | 3767.4914 | 3596.6121 | 3767.4914
5398 | 3665.0414 | 3797.3173 | 3665.0414 | 3797.3173
5399 | 3878.8279 | 3822.1756 | 3878.8279 | 3822.1756
5400 | 3818.4826 | 3856.0643 | 3818.4826 | 3856.0643
5401 | 3674.1829 | 3856.0734 | 3674.1829 | 3856.0734
5402 | 3661.973 | 3855.8776 | 3661.973 | 3855.8776
5403 | 3725.3576 | 3882.2484 | 3725.3576 | 3882.2484
5404 | 3872.9952 | 3839.0073 | 3872.9952 | 3839.0073
5405 | 4122.7 | 3654.7163 | 4122.7 | 3654.7163
5406 | 4155.5721 | 3541.2173 | 4155.5721 | 3541.2173
5407 | 3969.8943 | 3468.1501 | 3969.8943 | 3468.1501
5408 | 3835.6092 | 3403.5881 | 3835.6092 | 3403.5881
5409 | 3751.8117 | 3372.0916 | 3751.8117 | 3372.0916
5410 | 3611.7475 | 3389.1751 | 3611.7475 | 3389.1751
5411 | 3406.1408 | 3382.6385 | 3406.1408 | 3382.6385
5412 | 3209.0668 | 3409.5222 | 3209.0668 | 3409.5222
5413 | 3079.9381 | 3486.3731 | 3079.9381 | 3486.3731
5414 | 2985.1463 | 3493.5861 | 2985.1463 | 3493.5861
5415 | 2930.8396 | 3469.8502 | 2930.8396 | 3469.8502
5416 | 2902.7492 | 3450.0296 | 2902.7492 | 3450.0296
5417 | 2935.8611 | 3470.812 | 2935.8611 | 3470.812
5418 | 3033.572 | 3549.092 | 3033.572 | 3549.092
5419 | 3155.8226 | 3568.0878 | 3155.8226 | 3568.0878
5420 | 3383.0124 | 3548.6064 | 3383.0124 | 3548.6064
5421 | 3527.6246 | 3544.1665 | 3527.6246 | 3544.1665
5422 | 3623.2859 | 3547.3683 | 3623.2859 | 3547.3683
5423 | 3842.8611 | 3539.4431 | 3842.8611 | 3539.4431
5424 | 3777.0262 | 3522.8652 | 3777.0262 | 3522.8652
5425 | 3629.9923 | 3482.342 | 3629.9923 | 3482.342
5426 | 3642.9106 | 3423.136 | 3642.9106 | 3423.136
5427 | 3723.552 | 3422.0878 | 3723.552 | 3422.0878
5428 | 3834.885 | 3415.8026 | 3834.885 | 3415.8026
5429 | 4061.7692 | 3391.0578 | 4061.7692 | 3391.0578
5430 | 4112.8289 | 3388.4265 | 4112.8289 | 3388.4265
5431 | 3914.9231 | 3376.1578 | 3914.9231 | 3376.1578
5432 | 3800.4773 | 3366.4336 | 3800.4773 | 3366.4336
5433 | 3711.1488 | 3352.8189 | 3711.1488 | 3352.8189
5434 | 3580.5588 | 3323.0121 | 3580.5588 | 3323.0121
5435 | 3372.4656 | 3269.3866 | 3372.4656 | 3269.3866
5436 | 3196.9596 | 3219.5768 | 3196.9596 | 3219.5768
5437 | 3069.2349 | 3198.8721 | 3069.2349 | 3198.8721
5438 | 3006.301 | 3195.7533 | 3006.301 | 3195.7533
5439 | 2945.208 | 3197.6482 | 2945.208 | 3197.6482
5440 | 2902.9352 | 3203.2595 | 2902.9352 | 3203.2595
5441 | 2922.4837 | 3241.9239 | 2922.4837 | 3241.9239
5442 | 2983.9469 | 3327.5553 | 2983.9469 | 3327.5553
5443 | 3073.5122 | 3338.2062 | 3073.5122 | 3338.2062
5444 | 3257.5814 | 3300.2469 | 3257.5814 | 3300.2469
5445 | 3401.9081 | 3249.7115 | 3401.9081 | 3249.7115
5446 | 3519.2446 | 3203.8374 | 3519.2446 | 3203.8374
5447 | 3721.6764 | 3167.6985 | 3721.6764 | 3167.6985
5448 | 3715.9682 | 3170.592 | 3715.9682 | 3170.592
5449 | 3604.9352 | 3198.6161 | 3604.9352 | 3198.6161
5450 | 3633.7026 | 3236.1709 | 3633.7026 | 3236.1709
5451 | 3654.5969 | 3280.4236 | 3654.5969 | 3280.4236
5452 | 3760.9096 | 3300.3651 | 3760.9096 | 3300.3651
5453 | 3974.3953 | 3338.4056 | 3974.3953 | 3338.4056
5454 | 4016.9544 | 3358.0273 | 4016.9544 | 3358.0273
5455 | 3853.9039 | 3321.916 | 3853.9039 | 3321.916
5456 | 3728.304 | 3253.3803 | 3728.304 | 3253.3803
5457 | 3628.9466 | 3181.7489 | 3628.9466 | 3181.7489
5458 | 3533.3687 | 3124.3245 | 3533.3687 | 3124.3245
5459 | 3360.9806 | 3076.6596 | 3360.9806 | 3076.6596
5460 | 3193.812 | 3111.0933 | 3193.812 | 3111.0933
5461 | 3059.9174 | 3176.023 | 3059.9174 | 3176.023
5462 | 2977.9532 | 3195.5547 | 2977.9532 | 3195.5547
5463 | 2921.4799 | 3218.7091 | 2921.4799 | 3218.7091
5464 | 2898.4586 | 3240.4141 | 2898.4586 | 3240.4141
5465 | 2904.9284 | 3292.1918 | 2904.9284 | 3292.1918
5466 | 2972.5915 | 3414.9779 | 2972.5915 | 3414.9779
5467 | 3018.6097 | 3494.9708 | 3018.6097 | 3494.9708
5468 | 3151.0756 | 3529.7311 | 3151.0756 | 3529.7311
5469 | 3288.7053 | 3548.7364 | 3288.7053 | 3548.7364
5470 | 3401.2613 | 3575.5819 | 3401.2613 | 3575.5819
5471 | 3623.0848 | 3597.8572 | 3623.0848 | 3597.8572
5472 | 3643.3364 | 3615.6523 | 3643.3364 | 3615.6523
5473 | 3532.4748 | 3638.3118 | 3532.4748 | 3638.3118
5474 | 3539.9919 | 3647.2556 | 3539.9919 | 3647.2556
5475 | 3582.6261 | 3644.8167 | 3582.6261 | 3644.8167
5476 | 3699.6918 | 3577.9317 | 3699.6918 | 3577.9317
5477 | 3941.4496 | 3399.4027 | 3941.4496 | 3399.4027
5478 | 3932.9561 | 3254.1136 | 3932.9561 | 3254.1136
5479 | 3781.1372 | 3121.8376 | 3781.1372 | 3121.8376
5480 | 3699.1997 | 3012.7696 | 3699.1997 | 3012.7696
5481 | 3615.192 | 2944.5158 | 3615.192 | 2944.5158
5482 | 3502.0536 | 2923.8487 | 3502.0536 | 2923.8487
5483 | 3321.3038 | 2916.716 | 3321.3038 | 2916.716
5484 | 3163.0556 | 2999.8283 | 3163.0556 | 2999.8283
5485 | 3048.8486 | 3122.576 | 3048.8486 | 3122.576
5486 | 2967.1235 | 3132.7694 | 2967.1235 | 3132.7694
5487 | 2920.0447 | 3146.3868 | 2920.0447 | 3146.3868
5488 | 2885.1842 | 3161.9325 | 2885.1842 | 3161.9325
5489 | 2903.4269 | 3200.0008 | 2903.4269 | 3200.0008
5490 | 2950.741 | 3299.5404 | 2950.741 | 3299.5404
5491 | 3009.9404 | 3342.9747 | 3009.9404 | 3342.9747
5492 | 3127.4338 | 3344.7529 | 3127.4338 | 3344.7529
5493 | 3269.4377 | 3321.8351 | 3269.4377 | 3321.8351
5494 | 3398.1911 | 3327.6198 | 3398.1911 | 3327.6198
5495 | 3577.7525 | 3316.3168 | 3577.7525 | 3316.3168
5496 | 3592.874 | 3338.8804 | 3592.874 | 3338.8804
5497 | 3499.1721 | 3365.7124 | 3499.1721 | 3365.7124
5498 | 3499.5554 | 3432.673 | 3499.5554 | 3432.673
5499 | 3549.0646 | 3501.9603 | 3549.0646 | 3501.9603
5500 | 3674.6003 | 3537.2007 | 3674.6003 | 3537.2007
5501 | 3930.3108 | 3546.2329 | 3930.3108 | 3546.2329
5502 | 3944.6321 | 3543.8002 | 3944.6321 | 3543.8002
5503 | 3785.2679 | 3523.3853 | 3785.2679 | 3523.3853
5504 | 3671.8693 | 3504.7202 | 3671.8693 | 3504.7202
5505 | 3624.9929 | 3483.9528 | 3624.9929 | 3483.9528
5506 | 3491.1155 | 3449.7748 | 3491.1155 | 3449.7748
5507 | 3325.3675 | 3417.4089 | 3325.3675 | 3417.4089
5508 | 3151.8964 | 3407.9327 | 3151.8964 | 3407.9327
5509 | 3039.491 | 3452.3975 | 3039.491 | 3452.3975
5510 | 2960.0152 | 3477.2937 | 2960.0152 | 3477.2937
5511 | 2912.4101 | 3536.4106 | 2912.4101 | 3536.4106
5512 | 2881.3075 | 3635.2064 | 2881.3075 | 3635.2064
5513 | 2900.6616 | 3713.4096 | 2900.6616 | 3713.4096
5514 | 2976.5896 | 3827.056 | 2976.5896 | 3827.056
5515 | 3056.9169 | 3878.2392 | 3056.9169 | 3878.2392
5516 | 3235.7817 | 3887.3688 | 3235.7817 | 3887.3688
5517 | 3363.2033 | 3879.9486 | 3363.2033 | 3879.9486
5518 | 3453.399 | 3874.8055 | 3453.399 | 3874.8055
5519 | 3648.5529 | 3862.7078 | 3648.5529 | 3862.7078
5520 | 3641.7756 | 3859.6407 | 3641.7756 | 3859.6407
5521 | 3544.085 | 3878.7238 | 3544.085 | 3878.7238
5522 | 3538.4587 | 3892.2375 | 3538.4587 | 3892.2375
5523 | 3594.9035 | 3902.5145 | 3594.9035 | 3902.5145
5524 | 3711.7612 | 3854.5049 | 3711.7612 | 3854.5049
5525 | 3968.4017 | 3718.495 | 3968.4017 | 3718.495
5526 | 4005.7147 | 3619.6989 | 4005.7147 | 3619.6989
5527 | 3819.2049 | 3525.1735 | 3819.2049 | 3525.1735
5528 | 3736.5328 | 3441.3388 | 3736.5328 | 3441.3388
5529 | 3629.6481 | 3373.0851 | 3629.6481 | 3373.0851
5530 | 3520.86 | 3326.1911 | 3520.86 | 3326.1911
5531 | 3315.3705 | 3289.6527 | 3315.3705 | 3289.6527
5532 | 3118.156 | 3308.7875 | 3118.156 | 3308.7875
5533 | 2994.6403 | 3470.4781 | 2994.6403 | 3470.4781
5534 | 2938.0831 | 3510.0772 | 2938.0831 | 3510.0772
5535 | 2896.5196 | 3468.062 | 2896.5196 | 3468.062
5536 | 2859.9077 | 3459.964 | 2859.9077 | 3459.964
5537 | 2891.7133 | 3475.7792 | 2891.7133 | 3475.7792
5538 | 2984.0095 | 3536.1774 | 2984.0095 | 3536.1774
5539 | 3115.8194 | 3529.9398 | 3115.8194 | 3529.9398
5540 | 3346.521 | 3512.0479 | 3346.521 | 3512.0479
5541 | 3470.2163 | 3469.46 | 3470.2163 | 3469.46
5542 | 3578.5265 | 3406.8961 | 3578.5265 | 3406.8961
5543 | 3781.3548 | 3356.8491 | 3781.3548 | 3356.8491
5544 | 3725.746 | 3309.6734 | 3725.746 | 3309.6734
5545 | 3595.4823 | 3266.5672 | 3595.4823 | 3266.5672
5546 | 3622.7857 | 3214.1166 | 3622.7857 | 3214.1166
5547 | 3675.8365 | 3155.6477 | 3675.8365 | 3155.6477
5548 | 3780.7614 | 3067.5032 | 3780.7614 | 3067.5032
5549 | 4041.6572 | 2962.0912 | 4041.6572 | 2962.0912
5550 | 4115.7247 | 2889.7205 | 4115.7247 | 2889.7205
5551 | 3918.0221 | 2836.5222 | 3918.0221 | 2836.5222
5552 | 3797.1802 | 2797.7896 | 3797.1802 | 2797.7896
5553 | 3700.0856 | 2766.6904 | 3700.0856 | 2766.6904
5554 | 3552.2148 | 2765.0973 | 3552.2148 | 2765.0973
5555 | 3348.0798 | 2780.8137 | 3348.0798 | 2780.8137
5556 | 3150.9596 | 2853.3955 | 3150.9596 | 2853.3955
5557 | 3014.3934 | 2950.3139 | 3014.3934 | 2950.3139
5558 | 2952.9449 | 3021.9017 | 2952.9449 | 3021.9017
5559 | 2906.0351 | 3026.7768 | 2906.0351 | 3026.7768
5560 | 2876.2455 | 3009.1417 | 2876.2455 | 3009.1417
5561 | 2911.1077 | 3031.315 | 2911.1077 | 3031.315
5562 | 3003.1926 | 3132.4441 | 3003.1926 | 3132.4441
5563 | 3146.8925 | 3177.4679 | 3146.8925 | 3177.4679
5564 | 3362.9245 | 3187.1936 | 3362.9245 | 3187.1936
5565 | 3495.9668 | 3187.3236 | 3495.9668 | 3187.3236
5566 | 3590.7095 | 3149.1983 | 3590.7095 | 3149.1983
5567 | 3805.7409 | 3089.6143 | 3805.7409 | 3089.6143
5568 | 3776.4364 | 3019.7881 | 3776.4364 | 3019.7881
5569 | 3621.0044 | 2953.4355 | 3621.0044 | 2953.4355
5570 | 3628.1836 | 2904.9586 | 3628.1836 | 2904.9586
5571 | 3679.467 | 2917.0239 | 3679.467 | 2917.0239
5572 | 3788.7945 | 2929.8127 | 3788.7945 | 2929.8127
5573 | 4049.9256 | 2942.0238 | 4049.9256 | 2942.0238
5574 | 4095.9779 | 2949.1281 | 4095.9779 | 2949.1281
5575 | 3904.2015 | 2929.1106 | 3904.2015 | 2929.1106
5576 | 3770.2491 | 2904.4848 | 3770.2491 | 2904.4848
5577 | 3670.09 | 2852.3248 | 3670.09 | 2852.3248
5578 | 3537.287 | 2792.9135 | 3537.287 | 2792.9135
5579 | 3327.7396 | 2731.3405 | 3327.7396 | 2731.3405
5580 | 3164.9918 | 2711.1351 | 3164.9918 | 2711.1351
5581 | 3028.5654 | 2738.1155 | 3028.5654 | 2738.1155
5582 | 2978.3169 | 2797.782 | 2978.3169 | 2797.782
5583 | 2907.153 | 2821.1351 | 2907.153 | 2821.1351
5584 | 2873.3463 | 2840.2572 | 2873.3463 | 2840.2572
5585 | 2910.9615 | 2885.8756 | 2910.9615 | 2885.8756
5586 | 2994.8048 | 2958.7911 | 2994.8048 | 2958.7911
5587 | 3113.5842 | 3002.4241 | 3113.5842 | 3002.4241
5588 | 3342.9383 | 2997.2482 | 3342.9383 | 2997.2482
5589 | 3458.1737 | 2954.263 | 3458.1737 | 2954.263
5590 | 3552.7153 | 2935.8078 | 3552.7153 | 2935.8078
5591 | 3803.0514 | 2912.3849 | 3803.0514 | 2912.3849
5592 | 3790.0689 | 2925.6102 | 3790.0689 | 2925.6102
5593 | 3637.6497 | 2937.5405 | 3637.6497 | 2937.5405
5594 | 3607.8402 | 2939.1329 | 3607.8402 | 2939.1329
5595 | 3671.8206 | 2950.2047 | 3671.8206 | 2950.2047
5596 | 3768.4084 | 2943.5221 | 3768.4084 | 2943.5221
5597 | 3993.042 | 2883.8083 | 3993.042 | 2883.8083
5598 | 4059.0095 | 2834.8827 | 4059.0095 | 2834.8827
5599 | 3904.9662 | 2777.5119 | 3904.9662 | 2777.5119
5600 | 3759.7162 | 2719.1093 | 3759.7162 | 2719.1093
5601 | 3667.4372 | 2684.2351 | 3667.4372 | 2684.2351
5602 | 3528.3509 | 2662.3757 | 3528.3509 | 2662.3757
5603 | 3333.583 | 2651.6667 | 3333.583 | 2651.6667
5604 | 3174.9752 | 2715.9036 | 3174.9752 | 2715.9036
5605 | 3051.1875 | 2905.8078 | 3051.1875 | 2905.8078
5606 | 2974.1142 | 3015.1463 | 2974.1142 | 3015.1463
5607 | 2915.766 | 3043.6653 | 2915.766 | 3043.6653
5608 | 2893.061 | 2962.6488 | 2893.061 | 2962.6488
5609 | 2900.7118 | 2908.526 | 2900.7118 | 2908.526
5610 | 2983.9312 | 3033.895 | 2983.9312 | 3033.895
5611 | 3066.6889 | 3143.095 | 3066.6889 | 3143.095
5612 | 3255.5502 | 3127.5873 | 3255.5502 | 3127.5873
5613 | 3398.8798 | 3078.2441 | 3398.8798 | 3078.2441
5614 | 3508.9958 | 3107.6726 | 3508.9958 | 3107.6726
5615 | 3706.2039 | 3113.6555 | 3706.2039 | 3113.6555
5616 | 3687.2492 | 3101.4487 | 3687.2492 | 3101.4487
5617 | 3601.8158 | 3062.515 | 3601.8158 | 3062.515
5618 | 3618.6748 | 3020.1975 | 3618.6748 | 3020.1975
5619 | 3668.3403 | 3007.2281 | 3668.3403 | 3007.2281
5620 | 3739.7397 | 3011.672 | 3739.7397 | 3011.672
5621 | 3953.8844 | 3004.213 | 3953.8844 | 3004.213
5622 | 4017.6912 | 3023.2386 | 4017.6912 | 3023.2386
5623 | 3853.2452 | 3037.7927 | 3853.2452 | 3037.7927
5624 | 3696.3914 | 3014.3591 | 3696.3914 | 3014.3591
5625 | 3587.5427 | 2929.0182 | 3587.5427 | 2929.0182
5626 | 3488.1171 | 2797.8807 | 3488.1171 | 2797.8807
5627 | 3329.5403 | 2669.5486 | 3329.5403 | 2669.5486
5628 | 3161.5548 | 2635.6338 | 3161.5548 | 2635.6338
5629 | 3042.0191 | 2716.8559 | 3042.0191 | 2716.8559
5630 | 2970.0347 | 2844.0762 | 2970.0347 | 2844.0762
5631 | 2915.6597 | 2905.9747 | 2915.6597 | 2905.9747
5632 | 2876.223 | 2919.931 | 2876.223 | 2919.931
5633 | 2885.9382 | 2944.0911 | 2885.9382 | 2944.0911
5634 | 2935.7611 | 3040.4517 | 2935.7611 | 3040.4517
5635 | 2986.9549 | 3098.1916 | 2986.9549 | 3098.1916
5636 | 3132.1921 | 3089.638 | 3132.1921 | 3089.638
5637 | 3261.9602 | 3057.9779 | 3261.9602 | 3057.9779
5638 | 3350.0404 | 3068.7298 | 3350.0404 | 3068.7298
5639 | 3566.2012 | 3146.8363 | 3566.2012 | 3146.8363
5640 | 3534.9396 | 3221.0587 | 3534.9396 | 3221.0587
5641 | 3452.8052 | 3154.11 | 3452.8052 | 3154.11
5642 | 3450.0871 | 3049.4046 | 3450.0871 | 3049.4046
5643 | 3487.7467 | 2975.4381 | 3487.7467 | 2975.4381
5644 | 3572.8062 | 2920.4743 | 3572.8062 | 2920.4743
5645 | 3770.3355 | 2910.8298 | 3770.3355 | 2910.8298
5646 | 3822.9183 | 2896.4759 | 3822.9183 | 2896.4759
5647 | 3686.8619 | 2833.9392 | 3686.8619 | 2833.9392
5648 | 3614.0428 | 2735.6003 | 3614.0428 | 2735.6003
5649 | 3513.4987 | 2659.7965 | 3513.4987 | 2659.7965
5650 | 3406.7919 | 2601.9747 | 3406.7919 | 2601.9747
5651 | 3232.3809 | 2551.7269 | 3232.3809 | 2551.7269
5652 | 3079.6558 | 2561.126 | 3079.6558 | 2561.126
5653 | 2964.9053 | 2698.974 | 2964.9053 | 2698.974
5654 | 2896.6521 | 2906.2655 | 2896.6521 | 2906.2655
5655 | 2848.6998 | 2962.402 | 2848.6998 | 2962.402
5656 | 2792.6699 | 3013.7115 | 2792.6699 | 3013.7115
5657 | 2814.1766 | 3076.0197 | 2814.1766 | 3076.0197
5658 | 2854.5751 | 3189.0701 | 2854.5751 | 3189.0701
5659 | 2905.0145 | 3228.928 | 2905.0145 | 3228.928
5660 | 3041.4557 | 3221.7652 | 3041.4557 | 3221.7652
5661 | 3148.0911 | 3212.5569 | 3148.0911 | 3212.5569
5662 | 3290.2426 | 3256.2909 | 3290.2426 | 3256.2909
5663 | 3467.9993 | 3286.9111 | 3467.9993 | 3286.9111
5664 | 3428.0202 | 3329.5421 | 3428.0202 | 3329.5421
5665 | 3356.4012 | 3362.7321 | 3356.4012 | 3362.7321
5666 | 3358.771 | 3414.195 | 3358.771 | 3414.195
5667 | 3414.8344 | 3463.4149 | 3414.8344 | 3463.4149
5668 | 3516.482 | 3393.1522 | 3516.482 | 3393.1522
5669 | 3757.5098 | 3275.819 | 3757.5098 | 3275.819
5670 | 3811.7847 | 3187.1559 | 3811.7847 | 3187.1559
5671 | 3683.2764 | 3097.5977 | 3683.2764 | 3097.5977
5672 | 3570.7432 | 3004.4247 | 3570.7432 | 3004.4247
5673 | 3480.2003 | 2951.2712 | 3480.2003 | 2951.2712
5674 | 3366.8532 | 2937.3594 | 3366.8532 | 2937.3594
5675 | 3203.2349 | 2935.3927 | 3203.2349 | 2935.3927
5676 | 3062.5706 | 2986.9136 | 3062.5706 | 2986.9136
5677 | 2938.6168 | 3124.9603 | 2938.6168 | 3124.9603
5678 | 2868.5742 | 3247.4121 | 2868.5742 | 3247.4121
5679 | 2824.0563 | 3290.4353 | 2824.0563 | 3290.4353
5680 | 2791.219 | 3359.428 | 2791.219 | 3359.428
5681 | 2809.7207 | 3464.2553 | 2809.7207 | 3464.2553
5682 | 2871.0438 | 3662.5427 | 2871.0438 | 3662.5427
5683 | 2937.2955 | 3753.8607 | 2937.2955 | 3753.8607
5684 | 3123.7378 | 3797.7607 | 3123.7378 | 3797.7607
5685 | 3226.9774 | 3800.2749 | 3226.9774 | 3800.2749
5686 | 3344.7317 | 3780.0315 | 3344.7317 | 3780.0315
5687 | 3565.1134 | 3760.185 | 3565.1134 | 3760.185
5688 | 3535.1524 | 3734.6662 | 3535.1524 | 3734.6662
5689 | 3408.404 | 3693.7456 | 3408.404 | 3693.7456
5690 | 3419.7161 | 3662.1572 | 3419.7161 | 3662.1572
5691 | 3481.8715 | 3678.3949 | 3481.8715 | 3678.3949
5692 | 3571.7029 | 3596.211 | 3571.7029 | 3596.211
5693 | 3824.4131 | 3523.5825 | 3824.4131 | 3523.5825
5694 | 3912.8559 | 3479.6241 | 3912.8559 | 3479.6241
5695 | 3771.0089 | 3412.915 | 3771.0089 | 3412.915
5696 | 3646.4937 | 3343.9819 | 3646.4937 | 3343.9819
5697 | 3540.312 | 3284.8678 | 3540.312 | 3284.8678
5698 | 3413.1777 | 3234.1987 | 3413.1777 | 3234.1987
5699 | 3206.6544 | 3179.7784 | 3206.6544 | 3179.7784
5700 | 3050.8503 | 3170.1036 | 3050.8503 | 3170.1036
5701 | 2926.9604 | 3240.7952 | 2926.9604 | 3240.7952
5702 | 2861.9334 | 3350.1336 | 2861.9334 | 3350.1336
5703 | 2839.189 | 3343.6836 | 2839.189 | 3343.6836
5704 | 2788.707 | 3357.2425 | 2788.707 | 3357.2425
5705 | 2829.9705 | 3417.5637 | 2829.9705 | 3417.5637
5706 | 2928.6878 | 3576.1136 | 2928.6878 | 3576.1136
5707 | 3021.6067 | 3650.5432 | 3021.6067 | 3650.5432
5708 | 3267.6845 | 3677.1573 | 3267.6845 | 3677.1573
5709 | 3385.9396 | 3675.6978 | 3385.9396 | 3675.6978
5710 | 3505.7784 | 3672.3428 | 3505.7784 | 3672.3428
5711 | 3710.1635 | 3652.2976 | 3710.1635 | 3652.2976
5712 | 3659.1194 | 3623.0038 | 3659.1194 | 3623.0038
5713 | 3525.9677 | 3592.6136 | 3525.9677 | 3592.6136
5714 | 3522.8635 | 3564.999 | 3522.8635 | 3564.999
5715 | 3594.8117 | 3553.6191 | 3594.8117 | 3553.6191
5716 | 3652.5437 | 3426.9291 | 3652.5437 | 3426.9291
5717 | 3929.5877 | 3329.6634 | 3929.5877 | 3329.6634
5718 | 4038.7491 | 3268.4192 | 4038.7491 | 3268.4192
5719 | 3865.6404 | 3227.9368 | 3865.6404 | 3227.9368
5720 | 3734.8252 | 3196.357 | 3734.8252 | 3196.357
5721 | 3645.1162 | 3165.0591 | 3645.1162 | 3165.0591
5722 | 3500.0926 | 3132.0733 | 3500.0926 | 3132.0733
5723 | 3293.6505 | 3096.3296 | 3293.6505 | 3096.3296
5724 | 3095.5613 | 3092.0193 | 3095.5613 | 3092.0193
5725 | 2979.6567 | 3136.6829 | 2979.6567 | 3136.6829
5726 | 2922.7276 | 3198.7337 | 2922.7276 | 3198.7337
5727 | 2871.2998 | 3239.7699 | 2871.2998 | 3239.7699
5728 | 2828.5886 | 3280.1517 | 2828.5886 | 3280.1517
5729 | 2855.875 | 3321.7963 | 2855.875 | 3321.7963
5730 | 2940.1684 | 3421.932 | 2940.1684 | 3421.932
5731 | 3048.4833 | 3481.46 | 3048.4833 | 3481.46
5732 | 3326.268 | 3503.703 | 3326.268 | 3503.703
5733 | 3438.8735 | 3511.9791 | 3438.8735 | 3511.9791
5734 | 3523.0077 | 3512.9953 | 3523.0077 | 3512.9953
5735 | 3751.706 | 3504.2753 | 3751.706 | 3504.2753
5736 | 3726.0018 | 3488.2935 | 3726.0018 | 3488.2935
5737 | 3558.4728 | 3468.4339 | 3558.4728 | 3468.4339
5738 | 3528.1024 | 3462.8735 | 3528.1024 | 3462.8735
5739 | 3573.5866 | 3475.5348 | 3573.5866 | 3475.5348
5740 | 3663.6256 | 3363.3491 | 3663.6256 | 3363.3491
5741 | 3883.6223 | 3185.4161 | 3883.6223 | 3185.4161
5742 | 4000.3987 | 3013.3042 | 4000.3987 | 3013.3042
5743 | 3834.3218 | 2881.8229 | 3834.3218 | 2881.8229
5744 | 3717.5947 | 2785.8683 | 3717.5947 | 2785.8683
5745 | 3619.6341 | 2714.8329 | 3619.6341 | 2714.8329
5746 | 3497.1206 | 2665.9521 | 3497.1206 | 2665.9521
5747 | 3282.053 | 2626.8308 | 3282.053 | 2626.8308
5748 | 3102.3073 | 2687.2926 | 3102.3073 | 2687.2926
5749 | 2987.0185 | 2907.7947 | 2987.0185 | 2907.7947
5750 | 2911.8527 | 3035.6111 | 2911.8527 | 3035.6111
5751 | 2865.2796 | 3056.1826 | 2865.2796 | 3056.1826
5752 | 2842.5735 | 3067.9533 | 2842.5735 | 3067.9533
5753 | 2874.2261 | 3090.7226 | 2874.2261 | 3090.7226
5754 | 2949.878 | 3191.0569 | 2949.878 | 3191.0569
5755 | 3035.3833 | 3235.8821 | 3035.3833 | 3235.8821
5756 | 3275.366 | 3253.5553 | 3275.366 | 3253.5553
5757 | 3407.7551 | 3239.181 | 3407.7551 | 3239.181
5758 | 3495.4046 | 3225.693 | 3495.4046 | 3225.693
5759 | 3758.1334 | 3210.615 | 3758.1334 | 3210.615
5760 | 3713.8617 | 3211.323 | 3713.8617 | 3211.323
5761 | 3559.1074 | 3216.2993 | 3559.1074 | 3216.2993
5762 | 3585.8249 | 3226.8326 | 3585.8249 | 3226.8326
5763 | 3613.555 | 3237.9044 | 3613.555 | 3237.9044
5764 | 3678.5949 | 3036.1105 | 3678.5949 | 3036.1105
5765 | 3895.1874 | 2844.6668 | 3895.1874 | 2844.6668
5766 | 4058.1204 | 2712.6899 | 4058.1204 | 2712.6899
5767 | 3865.4605 | 2573.8571 | 3865.4605 | 2573.8571
5768 | 3741.7587 | 2456.4442 | 3741.7587 | 2456.4442
5769 | 3648.1642 | 2369.9112 | 3648.1642 | 2369.9112
5770 | 3508.4574 | 2305.7315 | 3508.4574 | 2305.7315
5771 | 3333.4599 | 2267.8022 | 3333.4599 | 2267.8022
5772 | 3150.4596 | 2315.9454 | 3150.4596 | 2315.9454
5773 | 3024.0254 | 2488.3651 | 3024.0254 | 2488.3651
5774 | 2962.7914 | 2629.4936 | 2962.7914 | 2629.4936
5775 | 2905.6124 | 2665.7614 | 2905.6124 | 2665.7614
5776 | 2913.5127 | 2744.0924 | 2913.5127 | 2744.0924
5777 | 2948.2795 | 2842.9591 | 2948.2795 | 2842.9591
5778 | 3007.1043 | 2975.8782 | 3007.1043 | 2975.8782
5779 | 3060.5618 | 3066.2029 | 3060.5618 | 3066.2029
5780 | 3251.6875 | 3140.8994 | 3251.6875 | 3140.8994
5781 | 3378.5647 | 3175.7997 | 3378.5647 | 3175.7997
5782 | 3500.1805 | 3203.8374 | 3500.1805 | 3203.8374
5783 | 3716.4567 | 3222.9337 | 3716.4567 | 3222.9337
5784 | 3727.7223 | 3238.7419 | 3727.7223 | 3238.7419
5785 | 3608.8549 | 3231.0022 | 3608.8549 | 3231.0022
5786 | 3612.6197 | 3166.6303 | 3612.6197 | 3166.6303
5787 | 3653.9175 | 3103.3929 | 3653.9175 | 3103.3929
5788 | 3727.7721 | 2956.6355 | 3727.7721 | 2956.6355
5789 | 3914.7482 | 2716.116 | 3914.7482 | 2716.116
5790 | 4020.9078 | 2541.0237 | 4020.9078 | 2541.0237
5791 | 3865.3203 | 2387.4881 | 3865.3203 | 2387.4881
5792 | 3737.4507 | 2272.6582 | 3737.4507 | 2272.6582
5793 | 3646.3162 | 2206.1926 | 3646.3162 | 2206.1926
5794 | 3530.6255 | 2180.7569 | 3530.6255 | 2180.7569
5795 | 3364.8362 | 2173.0282 | 3364.8362 | 2173.0282
5796 | 3171.8829 | 2032.5751 | 3171.8829 | 2032.5751
5797 | 3059.3029 | 2151.2874 | 3059.3029 | 2151.2874
5798 | 3007.167 | 2235.8856 | 3007.167 | 2235.8856
5799 | 2965.8796 | 2277.4649 | 2965.8796 | 2277.4649
5800 | 2948.9892 | 2342.5294 | 2948.9892 | 2342.5294
5801 | 2971.8716 | 2479.7868 | 2971.8716 | 2479.7868
5802 | 3011.086 | 2601.1092 | 3011.086 | 2601.1092
5803 | 3025.2545 | 2689.3091 | 3025.2545 | 2689.3091
5804 | 3153.9739 | 2743.6205 | 3153.9739 | 2743.6205
5805 | 3316.6096 | 2785.5707 | 3316.6096 | 2785.5707
5806 | 3408.5159 | 2825.0644 | 3408.5159 | 2825.0644
5807 | 3614.7262 | 2863.006 | 3614.7262 | 2863.006
5808 | 3603.5046 | 2892.2724 | 3603.5046 | 2892.2724
5809 | 3525.5812 | 2910.7306 | 3525.5812 | 2910.7306
5810 | 3521.0795 | 2929.8402 | 3521.0795 | 2929.8402
5811 | 3513.5579 | 2936.9711 | 3513.5579 | 2936.9711
5812 | 3563.445 | 2802.8691 | 3563.445 | 2802.8691
5813 | 3724.2677 | 2550.3019 | 3724.2677 | 2550.3019
5814 | 3887.5718 | 2412.6947 | 3887.5718 | 2412.6947
5815 | 3755.6758 | 2308.3633 | 3755.6758 | 2308.3633
5816 | 3646.1853 | 2225.3149 | 3646.1853 | 2225.3149
5817 | 3565.8901 | 2144.1803 | 3565.8901 | 2144.1803
5818 | 3477.5275 | 2059.8939 | 3477.5275 | 2059.8939
5819 | 3281.6841 | 2026.2931 | 3281.6841 | 2026.2931
5820 | 3148.7177 | 2091.2439 | 3148.7177 | 2091.2439
5821 | 3025.927 | 2313.1322 | 3025.927 | 2313.1322
5822 | 2955.4432 | 2507.1596 | 2955.4432 | 2507.1596
5823 | 2909.2595 | 2466.5291 | 2909.2595 | 2466.5291
5824 | 2879.2624 | 2471.2696 | 2879.2624 | 2471.2696
5825 | 2892.6174 | 2548.0191 | 2892.6174 | 2548.0191
5826 | 2925.2105 | 2630.9034 | 2925.2105 | 2630.9034
5827 | 2985.5313 | 2694.4587 | 2985.5313 | 2694.4587
5828 | 3166.4333 | 2716.4012 | 3166.4333 | 2716.4012
5829 | 3299.3245 | 2704.6483 | 3299.3245 | 2704.6483
5830 | 3408.0127 | 2649.0581 | 3408.0127 | 2649.0581
5831 | 3593.1451 | 2626.8596 | 3593.1451 | 2626.8596
5832 | 3582.5794 | 2633.8724 | 3582.5794 | 2633.8724
5833 | 3471.4982 | 2660.055 | 3471.4982 | 2660.055
5834 | 3480.364 | 2705.0966 | 3480.364 | 2705.0966
5835 | 3505.105 | 2802.1617 | 3505.105 | 2802.1617
5836 | 3589.8355 | 2849.0317 | 3589.8355 | 2849.0317
5837 | 3804.2604 | 2803.9201 | 3804.2604 | 2803.9201
5838 | 3909.2543 | 2807.0076 | 3909.2543 | 2807.0076
5839 | 3780.4687 | 2801.6223 | 3780.4687 | 2801.6223
5840 | 3665.0546 | 2791.0362 | 3665.0546 | 2791.0362
5841 | 3582.1307 | 2784.7548 | 3582.1307 | 2784.7548
5842 | 3454.6519 | 2738.5388 | 3454.6519 | 2738.5388
5843 | 3293.3092 | 2687.8339 | 3293.3092 | 2687.8339
5844 | 3135.2543 | 2680.1384 | 3135.2543 | 2680.1384
5845 | 3025.1805 | 2795.3563 | 3025.1805 | 2795.3563
5846 | 2961.7417 | 3009.4304 | 2961.7417 | 3009.4304
5847 | 2912.0979 | 3091.471 | 2912.0979 | 3091.471
5848 | 2896.3226 | 3198.4679 | 2896.3226 | 3198.4679
5849 | 2921.4384 | 3346.2085 | 2921.4384 | 3346.2085
5850 | 2951.6198 | 3471.0253 | 2951.6198 | 3471.0253
5851 | 3054.8309 | 3555.9147 | 3054.8309 | 3555.9147
5852 | 3256.7491 | 3604.7087 | 3256.7491 | 3604.7087
5853 | 3373.0821 | 3641.5093 | 3373.0821 | 3641.5093
5854 | 3454.3112 | 3666.2898 | 3454.3112 | 3666.2898
5855 | 3682.1249 | 3672.598 | 3682.1249 | 3672.598
5856 | 3634.5872 | 3658.8285 | 3634.5872 | 3658.8285
5857 | 3499.0532 | 3639.952 | 3499.0532 | 3639.952
5858 | 3480.8178 | 3630.3709 | 3480.8178 | 3630.3709
5859 | 3518.5291 | 3595.3854 | 3518.5291 | 3595.3854
5860 | 3588.7581 | 3363.073 | 3588.7581 | 3363.073
5861 | 3762.4196 | 3219.0154 | 3762.4196 | 3219.0154
5862 | 3952.5105 | 3117.4555 | 3952.5105 | 3117.4555
5863 | 3799.2743 | 3015.6989 | 3799.2743 | 3015.6989
5864 | 3670.1432 | 2930.2595 | 3670.1432 | 2930.2595
5865 | 3572.2826 | 2875.9765 | 3572.2826 | 2875.9765
5866 | 3470.1218 | 2822.2199 | 3470.1218 | 2822.2199
5867 | 3263.4997 | 2797.8148 | 3263.4997 | 2797.8148
5868 | 3113.4125 | 2820.0975 | 3113.4125 | 2820.0975
5869 | 2993.398 | 2994.9036 | 2993.398 | 2994.9036
5870 | 2925.938 | 3203.2764 | 2925.938 | 3203.2764
5871 | 2880.072 | 3215.2455 | 2880.072 | 3215.2455
5872 | 2856.9475 | 3255.2975 | 2856.9475 | 3255.2975
5873 | 2897.8855 | 3341.7945 | 2897.8855 | 3341.7945
5874 | 2950.2905 | 3399.8503 | 2950.2905 | 3399.8503
5875 | 3070.185 | 3411.5418 | 3070.185 | 3411.5418
5876 | 3321.2564 | 3392.4713 | 3321.2564 | 3392.4713
5877 | 3454.8885 | 3381.8219 | 3454.8885 | 3381.8219
5878 | 3544.6617 | 3374.969 | 3544.6617 | 3374.969
5879 | 3777.0227 | 3366.932 | 3777.0227 | 3366.932
5880 | 3734.3759 | 3367.5077 | 3734.3759 | 3367.5077
5881 | 3571.6877 | 3376.9541 | 3571.6877 | 3376.9541
5882 | 3582.7115 | 3369.9479 | 3582.7115 | 3369.9479
5883 | 3601.7285 | 3322.6401 | 3601.7285 | 3322.6401
5884 | 3675.9219 | 3166.1005 | 3675.9219 | 3166.1005
5885 | 3850.5017 | 2943.1435 | 3850.5017 | 2943.1435
5886 | 4004.3324 | 2805.7202 | 4004.3324 | 2805.7202
5887 | 3818.5468 | 2697.5266 | 3818.5468 | 2697.5266
5888 | 3711.8069 | 2609.8803 | 3711.8069 | 2609.8803
5889 | 3625.3204 | 2559.6433 | 3625.3204 | 2559.6433
5890 | 3473.4542 | 2520.6 | 3473.4542 | 2520.6
5891 | 3272.1583 | 2516.6094 | 3272.1583 | 2516.6094
5892 | 3095.4864 | 2578.2498 | 3095.4864 | 2578.2498
5893 | 2965.0496 | 2719.5835 | 2965.0496 | 2719.5835
5894 | 2902.3118 | 2782.112 | 2902.3118 | 2782.112
5895 | 2857.1726 | 2772.0113 | 2857.1726 | 2772.0113
5896 | 2851.0037 | 2764.6134 | 2851.0037 | 2764.6134
5897 | 2889.9408 | 2807.8905 | 2889.9408 | 2807.8905
5898 | 2934.0612 | 2843.6926 | 2934.0612 | 2843.6926
5899 | 3076.1219 | 2872.3041 | 3076.1219 | 2872.3041
5900 | 3305.9154 | 2897.0053 | 3305.9154 | 2897.0053
5901 | 3440.9818 | 2904.3796 | 3440.9818 | 2904.3796
5902 | 3561.2242 | 2894.0324 | 3561.2242 | 2894.0324
5903 | 3804.6555 | 2880.4778 | 3804.6555 | 2880.4778
5904 | 3743.9478 | 2872.7774 | 3743.9478 | 2872.7774
5905 | 3586.1557 | 2882.7756 | 3586.1557 | 2882.7756
5906 | 3590.4684 | 2907.2187 | 3590.4684 | 2907.2187
5907 | 3622.4348 | 2928.8789 | 3622.4348 | 2928.8789
5908 | 3694.351 | 2924.2528 | 3694.351 | 2924.2528
5909 | 3867.5368 | 2800.7935 | 3867.5368 | 2800.7935
5910 | 4049.8956 | 2679.9226 | 4049.8956 | 2679.9226
5911 | 3899.9045 | 2614.9489 | 3899.9045 | 2614.9489
5912 | 3758.8499 | 2575.1204 | 3758.8499 | 2575.1204
5913 | 3660.1385 | 2557.9881 | 3660.1385 | 2557.9881
5914 | 3492.074 | 2541.0145 | 3492.074 | 2541.0145
5915 | 3293.0076 | 2548.2427 | 3293.0076 | 2548.2427
5916 | 3106.5667 | 2609.6992 | 3106.5667 | 2609.6992
5917 | 2979.7506 | 2826.07 | 2979.7506 | 2826.07
5918 | 2904.5011 | 2958.8539 | 2904.5011 | 2958.8539
5919 | 2861.3475 | 2959.972 | 2861.3475 | 2959.972
5920 | 2845.9378 | 2954.4132 | 2845.9378 | 2954.4132
5921 | 2872.2815 | 2998.2421 | 2872.2815 | 2998.2421
5922 | 2911.7603 | 3043.4238 | 2911.7603 | 3043.4238
5923 | 3052.4485 | 3084.1738 | 3052.4485 | 3084.1738
5924 | 3290.4731 | 3103.9093 | 3290.4731 | 3103.9093
5925 | 3444.8785 | 3135.3763 | 3444.8785 | 3135.3763
5926 | 3549.6635 | 3164.3868 | 3549.6635 | 3164.3868
5927 | 3778.8789 | 3187.6152 | 3778.8789 | 3187.6152
5928 | 3713.8573 | 3201.4328 | 3713.8573 | 3201.4328
5929 | 3541.5252 | 3200.58 | 3541.5252 | 3200.58
5930 | 3552.0501 | 3202.2177 | 3552.0501 | 3202.2177
5931 | 3546.249 | 3156.7491 | 3546.249 | 3156.7491
5932 | 3595.1425 | 3009.0374 | 3595.1425 | 3009.0374
5933 | 3769.7815 | 2783.5056 | 3769.7815 | 2783.5056
5934 | 3952.915 | 2642.0362 | 3952.915 | 2642.0362
5935 | 3820.8218 | 2546.5327 | 3820.8218 | 2546.5327
5936 | 3687.6475 | 2476.3583 | 3687.6475 | 2476.3583
5937 | 3573.1812 | 2435.6849 | 3573.1812 | 2435.6849
5938 | 3439.4214 | 2406.5729 | 3439.4214 | 2406.5729
5939 | 3252.8058 | 2400.9271 | 3252.8058 | 2400.9271
5940 | 3074.0248 | 2458.7053 | 3074.0248 | 2458.7053
5941 | 2966.3354 | 2694.0193 | 2966.3354 | 2694.0193
5942 | 2912.5401 | 2859.7239 | 2912.5401 | 2859.7239
5943 | 2863.0168 | 2838.2205 | 2863.0168 | 2838.2205
5944 | 2841.1183 | 2833.9492 | 2841.1183 | 2833.9492
5945 | 2870.9436 | 2911.0665 | 2870.9436 | 2911.0665
5946 | 2891.1952 | 2987.3299 | 2891.1952 | 2987.3299
5947 | 2975.3773 | 3022.5624 | 2975.3773 | 3022.5624
5948 | 3179.7973 | 3018.205 | 3179.7973 | 3018.205
5949 | 3320.4123 | 3013.8088 | 3320.4123 | 3013.8088
5950 | 3442.6041 | 2996.2889 | 3442.6041 | 2996.2889
5951 | 3617.0278 | 2968.389 | 3617.0278 | 2968.389
5952 | 3576.6106 | 2936.9636 | 3576.6106 | 2936.9636
5953 | 3473.5243 | 2910.3628 | 3473.5243 | 2910.3628
5954 | 3464.077 | 2903.7243 | 3464.077 | 2903.7243
5955 | 3513.1852 | 2889.5212 | 3513.1852 | 2889.5212
5956 | 3560.6302 | 2793.6734 | 3560.6302 | 2793.6734
5957 | 3732.7488 | 2617.9824 | 3732.7488 | 2617.9824
5958 | 3900.3041 | 2513.1121 | 3900.3041 | 2513.1121
5959 | 3743.4616 | 2420.919 | 3743.4616 | 2420.919
5960 | 3624.1516 | 2339.8936 | 3624.1516 | 2339.8936
5961 | 3528.3568 | 2290.0245 | 3528.3568 | 2290.0245
5962 | 3399.9494 | 2251.9007 | 3399.9494 | 2251.9007
5963 | 3249.0165 | 2253.2437 | 3249.0165 | 2253.2437
5964 | 3074.526 | 2320.0337 | 3074.526 | 2320.0337
5965 | 2964.4286 | 2488.4028 | 2964.4286 | 2488.4028
5966 | 2929.3096 | 2613.0945 | 2929.3096 | 2613.0945
5967 | 2854.583 | 2657.6164 | 2854.583 | 2657.6164
5968 | 2825.5132 | 2698.2202 | 2825.5132 | 2698.2202
5969 | 2833.6239 | 2777.3606 | 2833.6239 | 2777.3606
5970 | 2838.5827 | 2844.6122 | 2838.5827 | 2844.6122
5971 | 2900.6448 | 2889.2243 | 2900.6448 | 2889.2243
5972 | 3038.6167 | 2911.5346 | 3038.6167 | 2911.5346
5973 | 3191.9824 | 2893.7125 | 3191.9824 | 2893.7125
5974 | 3327.1589 | 2853.7551 | 3327.1589 | 2853.7551
5975 | 3505.3018 | 2822.5447 | 3505.3018 | 2822.5447
5976 | 3500.4464 | 2800.1312 | 3500.4464 | 2800.1312
5977 | 3429.1715 | 2785.3009 | 3429.1715 | 2785.3009
5978 | 3419.6162 | 2781.9729 | 3419.6162 | 2781.9729
5979 | 3435.3002 | 2779.9081 | 3435.3002 | 2779.9081
5980 | 3496.6352 | 2740.5221 | 3496.6352 | 2740.5221
5981 | 3597.447 | 2622.9481 | 3597.447 | 2622.9481
5982 | 3730.4563 | 2536.1014 | 3730.4563 | 2536.1014
5983 | 3682.4053 | 2446.1153 | 3682.4053 | 2446.1153
5984 | 3600.9 | 2402.6085 | 3600.9 | 2402.6085
5985 | 3518.0083 | 2358.2569 | 3518.0083 | 2358.2569
5986 | 3385.1472 | 2318.6617 | 3385.1472 | 2318.6617
5987 | 3238.1342 | 2323.683 | 3238.1342 | 2323.683
5988 | 3083.5517 | 2365.0927 | 3083.5517 | 2365.0927
5989 | 2953.2324 | 2486.1958 | 2953.2324 | 2486.1958
5990 | 2904.9692 | 2604.8183 | 2904.9692 | 2604.8183
5991 | 2851.3293 | 2663.5017 | 2851.3293 | 2663.5017
5992 | 2831.4563 | 2714.0369 | 2831.4563 | 2714.0369
5993 | 2832.2747 | 2801.6374 | 2832.2747 | 2801.6374
5994 | 2858.7436 | 2851.0492 | 2858.7436 | 2851.0492
5995 | 2920.2151 | 2850.97 | 2920.2151 | 2850.97
5996 | 3062.7767 | 2819.3934 | 3062.7767 | 2819.3934
5997 | 3196.4963 | 2789.8008 | 3196.4963 | 2789.8008
5998 | 3334.2081 | 2770.0739 | 3334.2081 | 2770.0739
5999 | 3501.8075 | 2753.7607 | 3501.8075 | 2753.7607
6000 | 3476.1354 | 2744.2211 | 3476.1354 | 2744.2211
6001 | 3419.4175 | 2740.7935 | 3419.4175 | 2740.7935
6002 | 3425.3057 | 2750.3396 | 3425.3057 | 2750.3396
6003 | 3448.196 | 2754.8957 | 3448.196 | 2754.8957
6004 | 3500.0332 | 2719.188 | 3500.0332 | 2719.188
6005 | 3579.7042 | 2597.9357 | 3579.7042 | 2597.9357
6006 | 3647.3503 | 2505.7555 | 3647.3503 | 2505.7555
6007 | 3672.7013 | 2420.3673 | 3672.7013 | 2420.3673
6008 | 3582.4389 | 2343.7559 | 3582.4389 | 2343.7559
6009 | 3501.9277 | 2294.6224 | 3501.9277 | 2294.6224
6010 | 3379.3404 | 2255.9469 | 3379.3404 | 2255.9469
6011 | 3198.508 | 2246.2549 | 3198.508 | 2246.2549
6012 | 3075.1238 | 2320.5854 | 3075.1238 | 2320.5854
6013 | 2951.7485 | 2530.5193 | 2951.7485 | 2530.5193
6014 | 2889.9568 | 2768.8701 | 2889.9568 | 2768.8701
6015 | 2830.4298 | 2847.968 | 2830.4298 | 2847.968
6016 | 2826.1307 | 2932.7113 | 2826.1307 | 2932.7113
6017 | 2825.3695 | 2966.057 | 2825.3695 | 2966.057
6018 | 2901.8376 | 2952.3861 | 2901.8376 | 2952.3861
6019 | 2994.596 | 2943.8469 | 2994.596 | 2943.8469
6020 | 3172.1125 | 2979.9508 | 3172.1125 | 2979.9508
6021 | 3268.2998 | 2902.1726 | 3268.2998 | 2902.1726
6022 | 3380.6391 | 2872.1465 | 3380.6391 | 2872.1465
6023 | 3567.2629 | 2852.7067 | 3567.2629 | 2852.7067
6024 | 3580.7574 | 2815.0283 | 3580.7574 | 2815.0283
6025 | 3461.9456 | 2771.1394 | 3461.9456 | 2771.1394
6026 | 3445.5636 | 2731.5803 | 3445.5636 | 2731.5803
6027 | 3475.8395 | 2707.9975 | 3475.8395 | 2707.9975
6028 | 3534.8079 | 2723.9698 | 3534.8079 | 2723.9698
6029 | 3633.5225 | 2727.5955 | 3633.5225 | 2727.5955
6030 | 3720.7607 | 2711.7398 | 3720.7607 | 2711.7398
6031 | 3754.0018 | 2678.7673 | 3754.0018 | 2678.7673
6032 | 3650.3625 | 2663.3994 | 3650.3625 | 2663.3994
6033 | 3557.8691 | 2666.6816 | 3557.8691 | 2666.6816
6034 | 3389.9542 | 2628.5578 | 3389.9542 | 2628.5578
6035 | 3197.7459 | 2583.1865 | 3197.7459 | 2583.1865
6036 | 3039.4434 | 2529.8802 | 3039.4434 | 2529.8802
6037 | 2914.7166 | 2505.5069 | 2914.7166 | 2505.5069
6038 | 2845.9553 | 2506.424 | 2845.9553 | 2506.424
6039 | 2827.0208 | 2500.3694 | 2827.0208 | 2500.3694
6040 | 2809.748 | 2516.3287 | 2809.748 | 2516.3287
6041 | 2850.6914 | 2582.4111 | 2850.6914 | 2582.4111
6042 | 2941.3803 | 2646.904 | 2941.3803 | 2646.904
6043 | 3070.0804 | 2670.9176 | 3070.0804 | 2670.9176
6044 | 3312.825 | 2673.733 | 3312.825 | 2673.733
6045 | 3458.4108 | 2698.5791 | 3458.4108 | 2698.5791
6046 | 3591.3782 | 2724.4631 | 3591.3782 | 2724.4631
6047 | 3767.3697 | 2750.4502 | 3767.3697 | 2750.4502
6048 | 3738.4464 | 2772.1761 | 3738.4464 | 2772.1761
6049 | 3589.4643 | 2793.577 | 3589.4643 | 2793.577
6050 | 3556.0864 | 2823.7215 | 3556.0864 | 2823.7215
6051 | 3585.6844 | 2835.4503 | 3585.6844 | 2835.4503
6052 | 3629.1631 | 2837.629 | 3629.1631 | 2837.629
6053 | 3719.7547 | 2831.8751 | 3719.7547 | 2831.8751
6054 | 3783.397 | 2766.7303 | 3783.397 | 2766.7303
6055 | 3810.5237 | 2665.8933 | 3810.5237 | 2665.8933
6056 | 3742.5123 | 2544.9584 | 3742.5123 | 2544.9584
6057 | 3642.4056 | 2442.3058 | 3642.4056 | 2442.3058
6058 | 3445.1685 | 2380.0892 | 3445.1685 | 2380.0892
6059 | 3258.0922 | 2368.0064 | 3258.0922 | 2368.0064
6060 | 3082.3136 | 2389.9212 | 3082.3136 | 2389.9212
6061 | 2955.5961 | 2471.2988 | 2955.5961 | 2471.2988
6062 | 2883.0861 | 2686.6603 | 2883.0861 | 2686.6603
6063 | 2850.3867 | 2768.7008 | 2850.3867 | 2768.7008
6064 | 2836.5069 | 2780.9818 | 2836.5069 | 2780.9818
6065 | 2863.7819 | 2847.7999 | 2863.7819 | 2847.7999
6066 | 2966.3652 | 2877.7168 | 2966.3652 | 2877.7168
6067 | 3103.0524 | 2875.7985 | 3103.0524 | 2875.7985
6068 | 3343.6715 | 2841.647 | 3343.6715 | 2841.647
6069 | 3502.2586 | 2815.7327 | 3502.2586 | 2815.7327
6070 | 3593.4084 | 2797.1094 | 3593.4084 | 2797.1094
6071 | 3773.7379 | 2773.9913 | 3773.7379 | 2773.9913
6072 | 3732.9172 | 2762.7965 | 3732.9172 | 2762.7965
6073 | 3540.283 | 2797.4392 | 3540.283 | 2797.4392
6074 | 3522.5089 | 2795.0308 | 3522.5089 | 2795.0308
6075 | 3565.5695 | 2774.3906 | 3565.5695 | 2774.3906
6076 | 3577.6753 | 2756.8905 | 3577.6753 | 2756.8905
6077 | 3660.6226 | 2737.343 | 3660.6226 | 2737.343
6078 | 3750.7797 | 2705.1189 | 3750.7797 | 2705.1189
6079 | 3774.575 | 2666.629 | 3774.575 | 2666.629
6080 | 3712.2847 | 2612.8229 | 3712.2847 | 2612.8229
6081 | 3617.0574 | 2566.4482 | 3617.0574 | 2566.4482
6082 | 3445.8694 | 2520.6 | 3445.8694 | 2520.6
6083 | 3222.673 | 2496.1949 | 3222.673 | 2496.1949
6084 | 3057.7764 | 2490.3386 | 3057.7764 | 2490.3386
6085 | 2940.901 | 2536.9563 | 2940.901 | 2536.9563
6086 | 2894.6205 | 2672.6828 | 2894.6205 | 2672.6828
6087 | 2833.4899 | 2787.2762 | 2833.4899 | 2787.2762
6088 | 2830.2937 | 2877.1691 | 2830.2937 | 2877.1691
6089 | 2867.2223 | 2979.115 | 2867.2223 | 2979.115
6090 | 2938.1402 | 3043.056 | 2938.1402 | 3043.056
6091 | 3089.5995 | 3050.5174 | 3089.5995 | 3050.5174
6092 | 3326.4105 | 3047.2636 | 3326.4105 | 3047.2636
6093 | 3461.5813 | 3027.2345 | 3461.5813 | 3027.2345
6094 | 3599.5522 | 2990.9553 | 3599.5522 | 2990.9553
6095 | 3739.7416 | 2930.6865 | 3739.7416 | 2930.6865
6096 | 3716.1292 | 2874.4327 | 3716.1292 | 2874.4327
6097 | 3545.5903 | 2818.4055 | 3545.5903 | 2818.4055
6098 | 3510.4618 | 2795.0308 | 3510.4618 | 2795.0308
6099 | 3542.0577 | 2793.1499 | 3542.0577 | 2793.1499
6100 | 3570.0512 | 2768.2932 | 3570.0512 | 2768.2932
6101 | 3652.5071 | 2733.2969 | 3652.5071 | 2733.2969
6102 | 3703.9002 | 2689.3023 | 3703.9002 | 2689.3023
6103 | 3745.425 | 2638.1222 | 3745.425 | 2638.1222
6104 | 3657.9963 | 2589.8336 | 3657.9963 | 2589.8336
6105 | 3554.0537 | 2555.5972 | 3554.0537 | 2555.5972
6106 | 3404.2869 | 2512.8756 | 3404.2869 | 2512.8756
6107 | 3235.7947 | 2489.9418 | 3235.7947 | 2489.9418
6108 | 3075.0998 | 2480.9589 | 3075.0998 | 2480.9589
6109 | 2953.9851 | 2490.6098 | 2953.9851 | 2490.6098
6110 | 2883.8281 | 2498.5157 | 2883.8281 | 2498.5157
6111 | 2839.4159 | 2521.8874 | 2839.4159 | 2521.8874
6112 | 2838.5895 | 2585.8484 | 2838.5895 | 2585.8484
6113 | 2857.4775 | 2676.9433 | 2857.4775 | 2676.9433
6114 | 2931.0987 | 2706.3084 | 2931.0987 | 2706.3084
6115 | 3014.9512 | 2695.5622 | 3014.9512 | 2695.5622
6116 | 3219.2671 | 2687.7105 | 3219.2671 | 2687.7105
6117 | 3398.7435 | 2758.1675 | 3398.7435 | 2758.1675
6118 | 3514.9035 | 2765.2921 | 3514.9035 | 2765.2921
6119 | 3670.1036 | 2739.4153 | 3670.1036 | 2739.4153
6120 | 3629.3782 | 2696.9551 | 3629.3782 | 2696.9551
6121 | 3523.4505 | 2663.9172 | 3523.4505 | 2663.9172
6122 | 3485.7895 | 2662.6123 | 3485.7895 | 2662.6123
6123 | 3466.9114 | 2679.1229 | 3466.9114 | 2679.1229
6124 | 3516.8383 | 2648.5648 | 3516.8383 | 2648.5648
6125 | 3536.8421 | 2584.6939 | 3536.8421 | 2584.6939
6126 | 3600.9153 | 2473.9383 | 3600.9153 | 2473.9383
6127 | 3664.5155 | 2397.5619 | 3664.5155 | 2397.5619
6128 | 3637.2238 | 2363.4347 | 3637.2238 | 2363.4347
6129 | 3511.7831 | 2363.7743 | 3511.7831 | 2363.7743
6130 | 3350.1264 | 2359.4908 | 3350.1264 | 2359.4908
6131 | 3190.181 | 2345.5688 | 3190.181 | 2345.5688
6132 | 3033.4857 | 2320.2176 | 3033.4857 | 2320.2176
6133 | 2926.3173 | 2360.7661 | 2926.3173 | 2360.7661
6134 | 2866.1024 | 2495.3891 | 2866.1024 | 2495.3891
6135 | 2831.6095 | 2531.8188 | 2831.6095 | 2531.8188
6136 | 2831.9168 | 2541.341 | 2831.9168 | 2541.341
6137 | 2833.711 | 2623.608 | 2833.711 | 2623.608
6138 | 2881.5847 | 2668.0541 | 2881.5847 | 2668.0541
6139 | 2933.6711 | 2675.5155 | 2933.6711 | 2675.5155
6140 | 3083.2232 | 2667.8477 | 3083.2232 | 2667.8477
6141 | 3213.895 | 2658.6697 | 3213.895 | 2658.6697
6142 | 3328.6111 | 2635.0806 | 3328.6111 | 2635.0806
6143 | 3483.2268 | 2618.7674 | 3483.2268 | 2618.7674
6144 | 3410.1694 | 2618.0557 | 3410.1694 | 2618.0557
6145 | 3318.0364 | 2612.0533 | 3318.0364 | 2612.0533
6146 | 3295.8924 | 2607.6218 | 3295.8924 | 2607.6218
6147 | 3297.6613 | 2586.0621 | 3297.6613 | 2586.0621
6148 | 3326.4696 | 2551.09 | 3326.4696 | 2551.09
6149 | 3443.5212 | 2502.3001 | 3443.5212 | 2502.3001
6150 | 3477.1482 | 2416.9247 | 3477.1482 | 2416.9247
6151 | 3557.5739 | 2319.9499 | 3557.5739 | 2319.9499
6152 | 3542.0687 | 2225.3149 | 3542.0687 | 2225.3149
6153 | 3431.9671 | 2144.3642 | 3431.9671 | 2144.3642
6154 | 3298.2285 | 2083.6189 | 3298.2285 | 2083.6189
6155 | 3134.3899 | 2066.7543 | 3134.3899 | 2066.7543
6156 | 2987.369 | 2091.6117 | 2987.369 | 2091.6117
6157 | 2881.2863 | 2159.0118 | 2881.2863 | 2159.0118
6158 | 2812.9539 | 2189.907 | 2812.9539 | 2189.907
6159 | 2770.2284 | 2188.0824 | 2770.2284 | 2188.0824
6160 | 2766.783 | 2198.5242 | 2766.783 | 2198.5242
6161 | 2780.5237 | 2258.5375 | 2780.5237 | 2258.5375
6162 | 2813.3566 | 2300.4088 | 2813.3566 | 2300.4088
6163 | 2895.6612 | 2311.3646 | 2895.6612 | 2311.3646
6164 | 3039.6085 | 2300.2024 | 3039.6085 | 2300.2024
6165 | 3150.6234 | 2276.4951 | 3150.6234 | 2276.4951
6166 | 3286.1875 | 2228.9971 | 3286.1875 | 2228.9971
6167 | 3444.2913 | 2180.8667 | 3444.2913 | 2180.8667
6168 | 3435.5594 | 2132.5212 | 3435.5594 | 2132.5212
6169 | 3361.0497 | 2096.5407 | 3361.0497 | 2096.5407
6170 | 3348.3868 | 2087.3274 | 3348.3868 | 2087.3274
6171 | 3381.7438 | 2089.4926 | 3381.7438 | 2089.4926
6172 | 3415.8479 | 2089.4644 | 3415.8479 | 2089.4644
6173 | 3488.1832 | 2062.0086 | 3488.1832 | 2062.0086
6174 | 3537.1671 | 2001.4616 | 3537.1671 | 2001.4616
6175 | 3585.79 | 1946.6033 | 3585.79 | 1946.6033
6176 | 3562.0877 | 1865.394 | 3562.0877 | 1865.394
6177 | 3471.6364 | 1811.2948 | 3471.6364 | 1811.2948
6178 | 3311.142 | 1757.7222 | 3311.142 | 1757.7222
6179 | 3144.9941 | 1724.1214 | 3144.9941 | 1724.1214
6180 | 2991.144 | 1780.2443 | 2991.144 | 1780.2443
6181 | 2876.0495 | 1872.2889 | 2876.0495 | 1872.2889
6182 | 2811.9827 | 1965.5311 | 2811.9827 | 1965.5311
6183 | 2778.401 | 2005.6391 | 2778.401 | 2005.6391
6184 | 2776.9788 | 2027.8515 | 2776.9788 | 2027.8515
6185 | 2795.7051 | 2097.7962 | 2795.7051 | 2097.7962
6186 | 2865.9216 | 2131.7592 | 2865.9216 | 2131.7592
6187 | 2969.9572 | 2114.392 | 2969.9572 | 2114.392
6188 | 3188.9831 | 2086.8615 | 3188.9831 | 2086.8615
6189 | 3327.1109 | 2063.522 | 3327.1109 | 2063.522
6190 | 3459.9142 | 2059.7957 | 3459.9142 | 2059.7957
6191 | 3640.785 | 2056.9082 | 3640.785 | 2056.9082
6192 | 3584.1275 | 2044.7939 | 3584.1275 | 2044.7939
6193 | 3454.708 | 2034.5614 | 3454.708 | 2034.5614
6194 | 3429.1686 | 2029.0265 | 3429.1686 | 2029.0265
6195 | 3457.1387 | 1997.9032 | 3457.1387 | 1997.9032
6196 | 3487.0819 | 1965.5059 | 3487.0819 | 1965.5059
6197 | 3559.9968 | 1945.5906 | 3559.9968 | 1945.5906
6198 | 3628.106 | 1917.4127 | 3628.106 | 1917.4127
6199 | 3659.8288 | 1890.3254 | 3659.8288 | 1890.3254
6200 | 3633.5275 | 1860.7961 | 3633.5275 | 1860.7961
6201 | 3548.3449 | 1838.1464 | 3548.3449 | 1838.1464
6202 | 3362.3579 | 1806.0917 | 3362.3579 | 1806.0917
6203 | 3167.9565 | 1796.5837 | 3167.9565 | 1796.5837
6204 | 3008.0712 | 1799.9232 | 3008.0712 | 1799.9232
6205 | 2879.9753 | 1819.3215 | 2879.9753 | 1819.3215
6206 | 2827.0912 | 1855.918 | 2827.0912 | 1855.918
6207 | 2785.4197 | 1901.7274 | 2785.4197 | 1901.7274
6208 | 2787.7708 | 1952.6304 | 2787.7708 | 1952.6304
6209 | 2819.9654 | 2052.921 | 2819.9654 | 2052.921
6210 | 2916.1158 | 2128.6326 | 2916.1158 | 2128.6326
6211 | 3062.8832 | 2173.4286 | 3062.8832 | 2173.4286
6212 | 3321.1626 | 2197.3942 | 3321.1626 | 2197.3942
6213 | 3449.4203 | 2194.6531 | 3449.4203 | 2194.6531
6214 | 3557.7149 | 2187.2485 | 3557.7149 | 2187.2485
6215 | 3737.527 | 2197.9708 | 3737.527 | 2197.9708
6216 | 3656.2294 | 2219.8806 | 3656.2294 | 2219.8806
6217 | 3497.128 | 2252.6842 | 3497.128 | 2252.6842
6218 | 3477.1755 | 2263.5176 | 3477.1755 | 2263.5176
6219 | 3480.2125 | 2264.0276 | 3480.2125 | 2264.0276
6220 | 3504.0593 | 2211.0319 | 3504.0593 | 2211.0319
6221 | 3589.1584 | 2101.1824 | 3589.1584 | 2101.1824
6222 | 3660.936 | 1906.9295 | 3660.936 | 1906.9295
6223 | 3666.5342 | 1678.6397 | 3666.5342 | 1678.6397
6224 | 3632.8141 | 1508.4157 | 3632.8141 | 1508.4157
6225 | 3539.5238 | 1412.9358 | 3539.5238 | 1412.9358
6226 | 3364.9417 | 1365.4323 | 3364.9417 | 1365.4323
6227 | 3142.3216 | 1379.8332 | 3142.3216 | 1379.8332
6228 | 2974.2692 | 1457.1063 | 2974.2692 | 1457.1063
6229 | 2870.6783 | 1602.854 | 2870.6783 | 1602.854
6230 | 2802.6989 | 1841.2049 | 2802.6989 | 1841.2049
6231 | 2770.6376 | 2010.6048 | 2770.6376 | 2010.6048
6232 | 2766.2291 | 2113.3718 | 2766.2291 | 2113.3718
6233 | 2800.6452 | 2256.5145 | 2800.6452 | 2256.5145
6234 | 2886.4497 | 2361.4685 | 2886.4497 | 2361.4685
6235 | 3031.5636 | 2423.5525 | 3031.5636 | 2423.5525
6236 | 3277.4678 | 2458.1851 | 3277.4678 | 2458.1851
6237 | 3401.2509 | 2476.2264 | 3401.2509 | 2476.2264
6238 | 3486.8141 | 2477.2819 | 3486.8141 | 2477.2819
6239 | 3675.9108 | 2477.5209 | 3675.9108 | 2477.5209
6240 | 3588.4915 | 2480.4876 | 3588.4915 | 2480.4876
6241 | 3449.5657 | 2486.8075 | 3449.5657 | 2486.8075
6242 | 3414.0083 | 2516.9519 | 3414.0083 | 2516.9519
6243 | 3442.8107 | 2440.0339 | 3442.8107 | 2440.0339
6244 | 3451.4186 | 2229.9751 | 3451.4186 | 2229.9751
6245 | 3524.6575 | 2004.9951 | 3524.6575 | 2004.9951
6246 | 3584.8502 | 1770.6488 | 3584.8502 | 1770.6488
6247 | 3605.8463 | 1558.7274 | 3605.8463 | 1558.7274
6248 | 3602.8919 | 1379.6755 | 3602.8919 | 1379.6755
6249 | 3498.3445 | 1276.6551 | 3498.3445 | 1276.6551
6250 | 3346.6041 | 1239.8187 | 3346.6041 | 1239.8187
6251 | 3147.2877 | 1252.3804 | 3147.2877 | 1252.3804
6252 | 2962.0549 | 1337.7458 | 2962.0549 | 1337.7458
6253 | 2830.3043 | 1456.2741 | 2830.3043 | 1456.2741
6254 | 2764.6377 | 1598.8054 | 2764.6377 | 1598.8054
6255 | 2737.3594 | 1720.2037 | 2737.3594 | 1720.2037
6256 | 2748.0014 | 1845.0404 | 2748.0014 | 1845.0404
6257 | 2774.8747 | 1991.6774 | 2774.8747 | 1991.6774
6258 | 2847.5238 | 2128.0809 | 2847.5238 | 2128.0809
6259 | 2981.9206 | 2220.6947 | 2981.9206 | 2220.6947
6260 | 3236.9091 | 2265.0747 | 3236.9091 | 2265.0747
6261 | 3354.0731 | 2291.5761 | 3354.0731 | 2291.5761
6262 | 3476.5351 | 2306.0574 | 3476.5351 | 2306.0574
6263 | 3670.9097 | 2319.5383 | 3670.9097 | 2319.5383
6264 | 3605.5342 | 2339.7929 | 3605.5342 | 2339.7929
6265 | 3465.872 | 2349.975 | 3465.872 | 2349.975
6266 | 3456.6558 | 2334.1408 | 3456.6558 | 2334.1408
6267 | 3452.1208 | 2258.878 | 3452.1208 | 2258.878
6268 | 3473.0158 | 2109.3272 | 3473.0158 | 2109.3272
6269 | 3532.7948 | 1946.5102 | 3532.7948 | 1946.5102
6270 | 3562.421 | 1806.1443 | 3562.421 | 1806.1443
6271 | 3558.5572 | 1613.5339 | 3558.5572 | 1613.5339
6272 | 3542.1169 | 1423.815 | 3542.1169 | 1423.815
6273 | 3435.0061 | 1278.862 | 3435.0061 | 1278.862
6274 | 3295.6906 | 1150.0683 | 3295.6906 | 1150.0683
6275 | 3116.8524 | 1100.8348 | 3116.8524 | 1100.8348
6276 | 2927.6362 | 1064.4487 | 2927.6362 | 1064.4487
6277 | 2822.0551 | 1120.8138 | 2822.0551 | 1120.8138
6278 | 2748.3223 | 1180.7675 | 2748.3223 | 1180.7675
6279 | 2711.6597 | 1260.9689 | 2711.6597 | 1260.9689
6280 | 2697.7179 | 1459.1875 | 2697.7179 | 1459.1875
6281 | 2720.6548 | 1728.4956 | 2720.6548 | 1728.4956
6282 | 2790.1929 | 1906.2799 | 2790.1929 | 1906.2799
6283 | 2894.859 | 2057.9303 | 2894.859 | 2057.9303
6284 | 3108.2354 | 2214.8661 | 3108.2354 | 2214.8661
6285 | 3274.0128 | 2326.8877 | 3274.0128 | 2326.8877
6286 | 3402.7605 | 2389.7385 | 3402.7605 | 2389.7385
6287 | 3583.518 | 2424.1857 | 3583.518 | 2424.1857
6288 | 3545.3036 | 2451.9808 | 3545.3036 | 2451.9808
6289 | 3398.6518 | 2489.5662 | 3398.6518 | 2489.5662
6290 | 3370.286 | 2532.4007 | 3370.286 | 2532.4007
6291 | 3382.6041 | 2450.8848 | 3382.6041 | 2450.8848
6292 | 3409.5694 | 2206.0662 | 3409.5694 | 2206.0662
6293 | 3471.3957 | 2036.8123 | 3471.3957 | 2036.8123
6294 | 3496.9613 | 1838.1455 | 3496.9613 | 1838.1455
6295 | 3511.114 | 1690.4102 | 3511.114 | 1690.4102
6296 | 3500.2405 | 1606.81 | 3500.2405 | 1606.81
6297 | 3408.0043 | 1573.3093 | 3408.0043 | 1573.3093
6298 | 3266.0272 | 1552.2896 | 3266.0272 | 1552.2896
6299 | 3111.0353 | 1565.0353 | 3111.0353 | 1565.0353
6300 | 2938.7842 | 1638.63 | 2938.7842 | 1638.63
6301 | 2813.0195 | 1756.0549 | 2813.0195 | 1756.0549
6302 | 2754.3591 | 1889.9422 | 2754.3591 | 1889.9422
6303 | 2716.6114 | 1987.9833 | 2716.6114 | 1987.9833
6304 | 2701.1797 | 2043.4842 | 2701.1797 | 2043.4842
6305 | 2720.0669 | 2109.7506 | 2720.0669 | 2109.7506
6306 | 2747.7983 | 2146.6562 | 2747.7983 | 2146.6562
6307 | 2799.168 | 2155.405 | 2799.168 | 2155.405
6308 | 2971.3419 | 2140.3806 | 2971.3419 | 2140.3806
6309 | 3139.3112 | 2119.7999 | 3139.3112 | 2119.7999
6310 | 3293.4012 | 2106.51 | 3293.4012 | 2106.51
6311 | 3461.3787 | 2120.7266 | 3461.3787 | 2120.7266
6312 | 3444.7846 | 2129.3946 | 3444.7846 | 2129.3946
6313 | 3353.9702 | 2131.8523 | 3353.9702 | 2131.8523
6314 | 3299.7613 | 2136.8004 | 3299.7613 | 2136.8004
6315 | 3301.9084 | 2133.2643 | 3301.9084 | 2133.2643
6316 | 3326.3198 | 2122.0173 | 3326.3198 | 2122.0173
6317 | 3406.6548 | 2101.5502 | 3406.6548 | 2101.5502
6318 | 3414.422 | 2044.8655 | 3414.422 | 2044.8655
6319 | 3449.5595 | 1954.5116 | 3449.5595 | 1954.5116
6320 | 3493.7421 | 1867.6009 | 3493.7421 | 1867.6009
6321 | 3391.5338 | 1814.9731 | 3391.5338 | 1814.9731
6322 | 3249.4281 | 1756.2509 | 3249.4281 | 1756.2509
6323 | 3090.6362 | 1720.8109 | 3090.6362 | 1720.8109
6324 | 2931.046 | 1734.2656 | 2931.046 | 1734.2656
6325 | 2823.578 | 1808.1027 | 2823.578 | 1808.1027
6326 | 2774.079 | 1901.8967 | 2774.079 | 1901.8967
6327 | 2725.9547 | 1971.0632 | 2725.9547 | 1971.0632
6328 | 2714.2506 | 2038.8863 | 2714.2506 | 2038.8863
6329 | 2724.0799 | 2153.3384 | 2724.0799 | 2153.3384
6330 | 2772.9964 | 2237.1422 | 2772.9964 | 2237.1422
6331 | 2840.4828 | 2294.9962 | 2840.4828 | 2294.9962
6332 | 3021.7706 | 2335.698 | 3021.7706 | 2335.698
6333 | 3180.3018 | 2354.291 | 3180.3018 | 2354.291
6334 | 3285.209 | 2347.9899 | 3285.209 | 2347.9899
6335 | 3458.2011 | 2327.0788 | 3458.2011 | 2327.0788
6336 | 3440.3933 | 2302.6422 | 3440.3933 | 2302.6422
6337 | 3318.6165 | 2274.2022 | 3318.6165 | 2274.2022
6338 | 3294.4603 | 2251.0114 | 3294.4603 | 2251.0114
6339 | 3313.8645 | 2218.4168 | 3313.8645 | 2218.4168
6340 | 3323.7817 | 2175.3525 | 3323.7817 | 2175.3525
6341 | 3393.019 | 2108.9068 | 3393.019 | 2108.9068
6342 | 3435.2016 | 2001.4616 | 3435.2016 | 2001.4616
6343 | 3467.3406 | 1892.7163 | 3467.3406 | 1892.7163
6344 | 3507.3738 | 1827.5076 | 3507.3738 | 1827.5076
6345 | 3408.9517 | 1794.9264 | 3408.9517 | 1794.9264
6346 | 3233.1947 | 1759.9292 | 3233.1947 | 1759.9292
6347 | 3076.5882 | 1743.6163 | 3076.5882 | 1743.6163
6348 | 2907.5211 | 1771.6003 | 2907.5211 | 1771.6003
6349 | 2804.6652 | 1844.3339 | 2804.6652 | 1844.3339
6350 | 2737.437 | 1955.9676 | 2737.437 | 1955.9676
6351 | 2710.4525 | 2044.629 | 2710.4525 | 2044.629
6352 | 2694.6949 | 2132.315 | 2694.6949 | 2132.315
6353 | 2702.5874 | 2256.1466 | 2702.5874 | 2256.1466
6354 | 2759.5591 | 2338.4792 | 2759.5591 | 2338.4792
6355 | 2858.2188 | 2365.9872 | 2858.2188 | 2365.9872
6356 | 3080.0367 | 2390.3206 | 3080.0367 | 2390.3206
6357 | 3212.9524 | 2404.4997 | 3212.9524 | 2404.4997
6358 | 3328.6138 | 2414.1992 | 3328.6138 | 2414.1992
6359 | 3530.009 | 2415.7256 | 3530.009 | 2415.7256
6360 | 3495.6916 | 2440.3942 | 3495.6916 | 2440.3942
6361 | 3333.7825 | 2445.7945 | 3333.7825 | 2445.7945
6362 | 3331.2947 | 2481.4564 | 3331.2947 | 2481.4564
6363 | 3360.9067 | 2433.229 | 3360.9067 | 2433.229
6364 | 3367.7465 | 2318.8059 | 3367.7465 | 2318.8059
6365 | 3451.8915 | 2133.1835 | 3451.8915 | 2133.1835
6366 | 3472.6736 | 1922.7462 | 3472.6736 | 1922.7462
6367 | 3468.0956 | 1801.4947 | 3468.0956 | 1801.4947
6368 | 3469.5153 | 1701.71 | 3469.5153 | 1701.71
6369 | 3414.7791 | 1643.7486 | 3414.7791 | 1643.7486
6370 | 3257.9699 | 1595.6934 | 3257.9699 | 1595.6934
6371 | 3086.3513 | 1587.6567 | 3086.3513 | 1587.6567
6372 | 2911.5122 | 1632.0091 | 2911.5122 | 1632.0091
6373 | 2788.1071 | 1744.2843 | 2788.1071 | 1744.2843
6374 | 2729.238 | 1964.9794 | 2729.238 | 1964.9794
6375 | 2707.3126 | 2131.0689 | 2707.3126 | 2131.0689
6376 | 2699.7573 | 2199.9955 | 2699.7573 | 2199.9955
6377 | 2725.2871 | 2298.9987 | 2725.2871 | 2298.9987
6378 | 2802.4291 | 2375.8138 | 2802.4291 | 2375.8138
6379 | 2952.4257 | 2420.4259 | 2952.4257 | 2420.4259
6380 | 3175.1507 | 2417.1721 | 3175.1507 | 2417.1721
6381 | 3321.572 | 2382.9817 | 3321.572 | 2382.9817
6382 | 3463.5585 | 2456.6834 | 3463.5585 | 2456.6834
6383 | 3621.0122 | 2552.3742 | 3621.0122 | 2552.3742
6384 | 3592.8238 | 2484.9015 | 3592.8238 | 2484.9015
6385 | 3422.8523 | 2415.6325 | 3422.8523 | 2415.6325
6386 | 3407.67 | 2398.1431 | 3407.67 | 2398.1431
6387 | 3409.0259 | 2420.5389 | 3409.0259 | 2420.5389
6388 | 3447.8789 | 2285.1495 | 3447.8789 | 2285.1495
6389 | 3524.2184 | 2091.6188 | 3524.2184 | 2091.6188
6390 | 3529.4468 | 1931.5741 | 3529.4468 | 1931.5741
6391 | 3533.2995 | 1810.8743 | 3533.2995 | 1810.8743
6392 | 3577.0733 | 1719.1819 | 3577.0733 | 1719.1819
6393 | 3468.3343 | 1675.9337 | 3468.3343 | 1675.9337
6394 | 3269.9825 | 1654.1783 | 3269.9825 | 1654.1783
6395 | 3069.6987 | 1661.9582 | 3069.6987 | 1661.9582
6396 | 2902.9104 | 1703.9197 | 2902.9104 | 1703.9197
6397 | 2791.8139 | 1800.0105 | 2791.8139 | 1800.0105
6398 | 2734.1215 | 1996.7966 | 2734.1215 | 1996.7966
6399 | 2695.3789 | 2149.8282 | 2695.3789 | 2149.8282
6400 | 2702.3014 | 2188.225 | 2702.3014 | 2188.225
6401 | 2719.4486 | 2291.8261 | 2719.4486 | 2291.8261
6402 | 2790.7851 | 2363.4916 | 2790.7851 | 2363.4916
6403 | 2931.9258 | 2462.5424 | 2931.9258 | 2462.5424
6404 | 3164.3491 | 2469.9556 | 3164.3491 | 2469.9556
6405 | 3316.4729 | 2423.4429 | 3316.4729 | 2423.4429
6406 | 3443.3825 | 2408.13 | 3443.3825 | 2408.13
6407 | 3613.8382 | 2558.9951 | 3613.8382 | 2558.9951
6408 | 3568.4744 | 2568.9505 | 3568.4744 | 2568.9505
6409 | 3404.9136 | 2534.9931 | 3404.9136 | 2534.9931
6410 | 3389.2701 | 2508.6758 | 3389.2701 | 2508.6758
6411 | 3413.9329 | 2468.7246 | 3413.9329 | 2468.7246
6412 | 3448.5503 | 2423.4533 | 3448.5503 | 2423.4533
6413 | 3509.2653 | 2290.9823 | 3509.2653 | 2290.9823
6414 | 3507.9584 | 2088.4533 | 3507.9584 | 2088.4533
6415 | 3491.2234 | 1899.5211 | 3491.2234 | 1899.5211
6416 | 3510.9628 | 1768.8388 | 3510.9628 | 1768.8388
6417 | 3464.0215 | 1679.612 | 3464.0215 | 1679.612
6418 | 3284.8178 | 1616.6597 | 3284.8178 | 1616.6597
6419 | 3077.3868 | 1585.0819 | 3077.3868 | 1585.0819
6420 | 2907.7037 | 1597.2493 | 2907.7037 | 1597.2493
6421 | 2785.1055 | 1666.6724 | 2785.1055 | 1666.6724
6422 | 2728.374 | 1866.9529 | 2728.374 | 1866.9529
6423 | 2703.3066 | 2084.7224 | 2703.3066 | 2084.7224
6424 | 2694.6996 | 2183.6271 | 2694.6996 | 2183.6271
6425 | 2722.1877 | 2329.8964 | 2722.1877 | 2329.8964
6426 | 2782.1659 | 2410.2059 | 2782.1659 | 2410.2059
6427 | 2935.2619 | 2404.6093 | 2935.2619 | 2404.6093
6428 | 3190.799 | 2395.2863 | 3190.799 | 2395.2863
6429 | 3344.3538 | 2357.6014 | 3344.3538 | 2357.6014
6430 | 3458.5279 | 2387.1637 | 3458.5279 | 2387.1637
6431 | 3619.7959 | 2422.5305 | 3619.7959 | 2422.5305
6432 | 3566.1654 | 2435.9803 | 3566.1654 | 2435.9803
6433 | 3398.1051 | 2488.2788 | 3398.1051 | 2488.2788
6434 | 3342.2715 | 2541.5965 | 3342.2715 | 2541.5965
6435 | 3380.6581 | 2408.7684 | 3380.6581 | 2408.7684
6436 | 3401.9764 | 2201.1006 | 3401.9764 | 2201.1006
6437 | 3482.6591 | 2028.72 | 3482.6591 | 2028.72
6438 | 3454.7259 | 1914.654 | 3454.7259 | 1914.654
6439 | 3434.4886 | 1808.1156 | 3434.4886 | 1808.1156
6440 | 3468.9203 | 1718.4462 | 3468.9203 | 1718.4462
6441 | 3401.7352 | 1655.887 | 3401.7352 | 1655.887
6442 | 3264.2895 | 1590.7277 | 3264.2895 | 1590.7277
6443 | 3070.2748 | 1551.2417 | 3070.2748 | 1551.2417
6444 | 2901.1229 | 1559.3629 | 2901.1229 | 1559.3629
6445 | 2787.7908 | 1626.3951 | 2787.7908 | 1626.3951
6446 | 2722.5949 | 1752.7419 | 2722.5949 | 1752.7419
6447 | 2684.9343 | 1901.1756 | 2684.9343 | 1901.1756
6448 | 2676.4002 | 1983.1602 | 2676.4002 | 1983.1602
6449 | 2684.5193 | 2097.2444 | 2684.5193 | 2097.2444
6450 | 2721.1374 | 2202.9341 | 2721.1374 | 2202.9341
6451 | 2833.6715 | 2288.927 | 2833.6715 | 2288.927
6452 | 3031.299 | 2357.9516 | 3031.299 | 2357.9516
6453 | 3197.0558 | 2415.3506 | 3197.0558 | 2415.3506
6454 | 3339.1444 | 2442.1542 | 3339.1444 | 2442.1542
6455 | 3527.8671 | 2453.4281 | 3527.8671 | 2453.4281
6456 | 3507.128 | 2460.257 | 3507.128 | 2460.257
6457 | 3356.6153 | 2459.4042 | 3356.6153 | 2459.4042
6458 | 3312.011 | 2452.5818 | 3312.011 | 2452.5818
6459 | 3270.9213 | 2321.409 | 3270.9213 | 2321.409
6460 | 3303.3319 | 2055.9919 | 3303.3319 | 2055.9919
6461 | 3361.4771 | 1893.7267 | 3361.4771 | 1893.7267
6462 | 3391.7423 | 1611.9305 | 3391.7423 | 1611.9305
6463 | 3371.1173 | 1369.8471 | 3371.1173 | 1369.8471
6464 | 3424.0519 | 1222.2446 | 3424.0519 | 1222.2446
6465 | 3313.6931 | 1119.0403 | 3313.6931 | 1119.0403
6466 | 3171.5995 | 1034.7539 | 3171.5995 | 1034.7539
6467 | 3029.7188 | 994.9 | 3029.7188 | 994.9
6468 | 2887.211 | 1005.0442 | 2887.211 | 1005.0442
6469 | 2785.9799 | 1009.1777 | 2785.9799 | 1009.1777
6470 | 2715.1728 | 1209.2743 | 2715.1728 | 1209.2743
6471 | 2664.1333 | 1375.9155 | 2664.1333 | 1375.9155
6472 | 2658.5909 | 1545.2596 | 2658.5909 | 1545.2596
6473 | 2657.4926 | 1765.4625 | 2657.4926 | 1765.4625
6474 | 2656.571 | 1954.2816 | 2656.571 | 1954.2816
6475 | 2699.3641 | 2086.437 | 2699.3641 | 2086.437
6476 | 2838.5422 | 2171.83 | 2838.5422 | 2171.83
6477 | 2976.5191 | 2250.7471 | 2976.5191 | 2250.7471
6478 | 3096.2795 | 2325.9201 | 3096.2795 | 2325.9201
6479 | 3236.8066 | 2392.9202 | 3236.8066 | 2392.9202
6480 | 3236.8653 | 2448.6704 | 3236.8653 | 2448.6704
6481 | 3159.3225 | 2488.0949 | 3159.3225 | 2488.0949
6482 | 3119.5682 | 2518.2393 | 3119.5682 | 2518.2393
6483 | 3112.4677 | 2389.8252 | 3112.4677 | 2389.8252
6484 | 3147.7388 | 2165.4211 | 3147.7388 | 2165.4211
6485 | 3192.9874 | 1996.1672 | 3192.9874 | 1996.1672
6486 | 3203.7642 | 1792.3507 | 3203.7642 | 1792.3507
6487 | 3237.3837 | 1638.3624 | 3237.3837 | 1638.3624
6488 | 3321.7042 | 1549.0609 | 3321.7042 | 1549.0609
6489 | 3259.485 | 1513.9049 | 3259.485 | 1513.9049
6490 | 3160.3005 | 1498.0348 | 3160.3005 | 1498.0348
6491 | 2989.496 | 1519.6083 | 2989.496 | 1519.6083
6492 | 2829.1714 | 1590.4444 | 2829.1714 | 1590.4444
6493 | 2727.7466 | 1723.6859 | 2727.7466 | 1723.6859
6494 | 2671.4379 | 1964.2437 | 2671.4379 | 1964.2437
6495 | 2639.4718 | 2244.7281 | 2639.4718 | 2244.7281
6496 | 2627.0337 | 2370.1166 | 2627.0337 | 2370.1166
6497 | 2633.8273 | 2520.7998 | 2633.8273 | 2520.7998
6498 | 2639.4279 | 2631.639 | 2639.4279 | 2631.639
6499 | 2719.7421 | 2707.7006 | 2719.7421 | 2707.7006
6500 | 2881.8454 | 2735.3444 | 2881.8454 | 2735.3444
6501 | 3046.3593 | 2736.0977 | 3046.3593 | 2736.0977
6502 | 3181.1955 | 2702.0255 | 3181.1955 | 2702.0255
6503 | 3388.8748 | 2681.2983 | 3388.8748 | 2681.2983
6504 | 3371.9161 | 2678.7475 | 3371.9161 | 2678.7475
6505 | 3260.7867 | 2667.7794 | 3260.7867 | 2667.7794
6506 | 3197.9225 | 2655.8074 | 3197.9225 | 2655.8074
6507 | 3211.9872 | 2542.6582 | 3211.9872 | 2542.6582
6508 | 3202.6667 | 2456.374 | 3202.6667 | 2456.374
6509 | 3297.0429 | 2354.065 | 3297.0429 | 2354.065
6510 | 3305.5317 | 2203.0321 | 3305.5317 | 2203.0321
6511 | 3315.0352 | 2069.8261 | 3315.0352 | 2069.8261
6512 | 3379.5421 | 1939.3276 | 3379.5421 | 1939.3276
6513 | 3304.6683 | 1849.1812 | 3304.6683 | 1849.1812
6514 | 3143.7436 | 1778.6885 | 3143.7436 | 1778.6885
6515 | 2969.4386 | 1750.789 | 2969.4386 | 1750.789
6516 | 2810.2236 | 1775.4625 | 2810.2236 | 1775.4625
6517 | 2698.9217 | 1864.0127 | 2698.9217 | 1864.0127
6518 | 2642.6062 | 2065.7646 | 2642.6062 | 2065.7646
6519 | 2615.7932 | 2344.4098 | 2615.7932 | 2344.4098
6520 | 2605.098 | 2414.0721 | 2605.098 | 2414.0721
6521 | 2608.8002 | 2530.7311 | 2608.8002 | 2530.7311
6522 | 2635.8038 | 2636.4208 | 2635.8038 | 2636.4208
6523 | 2742.457 | 2696.4818 | 2742.457 | 2696.4818
6524 | 2973.3143 | 2715.8494 | 2973.3143 | 2715.8494
6525 | 3147.6487 | 2698.763 | 3147.6487 | 2698.763
6526 | 3268.8119 | 2683.818 | 3268.8119 | 2683.818
6527 | 3448.8387 | 2665.4817 | 3448.8387 | 2665.4817
6528 | 3421.4019 | 2702.8403 | 3421.4019 | 2702.8403
6529 | 3302.9784 | 2687.6422 | 3302.9784 | 2687.6422
6530 | 3254.9627 | 2647.3474 | 3254.9627 | 2647.3474
6531 | 3300.7999 | 2441.6891 | 3300.7999 | 2441.6891
6532 | 3347.9264 | 2249.4701 | 3347.9264 | 2249.4701
6533 | 3405.1577 | 2123.9878 | 3405.1577 | 2123.9878
6534 | 3390.2388 | 1993.7372 | 3390.2388 | 1993.7372
6535 | 3366.2307 | 1873.5892 | 3366.2307 | 1873.5892
6536 | 3446.332 | 1784.1037 | 3446.332 | 1784.1037
6537 | 3380.9355 | 1727.0619 | 3380.9355 | 1727.0619
6538 | 3226.2397 | 1677.3515 | 3226.2397 | 1677.3515
6539 | 3031.0342 | 1653.6821 | 3031.0342 | 1653.6821
6540 | 2845.0693 | 850.6784 | 2845.0693 | 850.6784
6541 | 2726.5072 | 891.2968 | 2726.5072 | 891.2968
6542 | 2647.6748 | 987.7014 | 2647.6748 | 987.7014
6543 | 2612.6988 | 1106.5566 | 2612.6988 | 1106.5566
6544 | 2595.3974 | 1151.7223 | 2595.3974 | 1151.7223
6545 | 2609.9765 | 1235.8135 | 2609.9765 | 1235.8135
6546 | 2644.8028 | 1257.0486 | 2644.8028 | 1257.0486
6547 | 2797.2394 | 1265.8157 | 2797.2394 | 1265.8157
6548 | 3003.4733 | 1247.2303 | 3003.4733 | 1247.2303
6549 | 3170.5297 | 1284.0711 | 3170.5297 | 1284.0711
6550 | 3330.8757 | 1308.0357 | 3330.8757 | 1308.0357
6551 | 3555.9357 | 1315.703 | 3555.9357 | 1315.703
6552 | 3517.7325 | 1307.5669 | 3517.7325 | 1307.5669
6553 | 3346.1146 | 1302.6536 | 3346.1146 | 1302.6536
6554 | 3331.1719 | 1307.1786 | 3331.1719 | 1307.1786
6555 | 3375.553 | 1179.2892 | 3375.553 | 1179.2892
6556 | 3376.341 | 1102.0763 | 3376.341 | 1102.0763
6557 | 3461.0067 | 1028.6561 | 3461.0067 | 1028.6561
6558 | 3434.8832 | 932.5966 | 3434.8832 | 932.5966
6559 | 3416.5651 | 841.0955 | 3416.5651 | 841.0955
6560 | 3516.4592 | 762.1716 | 3516.4592 | 762.1716
6561 | 3409.8482 | 700.794 | 3409.8482 | 700.794
6562 | 3254.3883 | 634.4006 | 3254.3883 | 634.4006
6563 | 3068.3194 | 597.7483 | 3068.3194 | 597.7483
6564 | 2889.0349 | 589.2165 | 2889.0349 | 589.2165
6565 | 2768.3274 | 637.3026 | 2768.3274 | 637.3026
6566 | 2695.8614 | 775.1527 | 2695.8614 | 775.1527
6567 | 2653.5876 | 902.1291 | 2653.5876 | 902.1291
6568 | 2638.1834 | 992.5675 | 2638.1834 | 992.5675
6569 | 2659.6967 | 1127.3456 | 2659.6967 | 1127.3456
6570 | 2678.9219 | 1198.3341 | 2678.9219 | 1198.3341
6571 | 2841.4867 | 1228.944 | 2841.4867 | 1228.944
6572 | 3115.5872 | 1240.136 | 3115.5872 | 1240.136
6573 | 3259.6957 | 1243.0922 | 3259.6957 | 1243.0922
6574 | 3401.4002 | 1236.4394 | 3401.4002 | 1236.4394
6575 | 3588.084 | 1234.8655 | 3588.084 | 1234.8655
6576 | 3544.9741 | 1240.8246 | 3544.9741 | 1240.8246
6577 | 3373.342 | 1255.9807 | 3373.342 | 1255.9807
6578 | 3332.1383 | 1286.7359 | 3332.1383 | 1286.7359
6579 | 3375.2027 | 1240.244 | 3375.2027 | 1240.244
6580 | 3384.5657 | 1137.6411 | 3384.5657 | 1137.6411
6581 | 3443.3205 | 1060.1136 | 3443.3205 | 1060.1136
6582 | 3436.1126 | 910.1003 | 3436.1126 | 910.1003
6583 | 3403.9399 | 781.1674 | 3403.9399 | 781.1674
6584 | 3431.2891 | 695.4293 | 3431.2891 | 695.4293
6585 | 3378.2662 | 628.1709 | 3378.2662 | 628.1709
6586 | 3214.7409 | 571.3921 | 3214.7409 | 571.3921
6587 | 3006.2965 | 561.2501 | 3006.2965 | 561.2501
6588 | 2836.9713 | 537.0362 | 2836.9713 | 537.0362
6589 | 2710.2627 | 588.3893 | 2710.2627 | 588.3893
6590 | 2646.4147 | 723.0657 | 2646.4147 | 723.0657
6591 | 2588.8658 | 824.932 | 2588.8658 | 824.932
6592 | 2571.5093 | 909.7697 | 2571.5093 | 909.7697
6593 | 2578.8273 | 1035.9599 | 2578.8273 | 1035.9599
6594 | 2592.8977 | 1107.7885 | 2592.8977 | 1107.7885
6595 | 2748.8114 | 1144.3726 | 2748.8114 | 1144.3726
6596 | 2994.3491 | 1169.2864 | 2994.3491 | 1169.2864
6597 | 3125.4216 | 1199.4063 | 3125.4216 | 1199.4063
6598 | 3278.6736 | 1236.4394 | 3278.6736 | 1236.4394
6599 | 3494.1627 | 1269.2168 | 3494.1627 | 1269.2168
6600 | 3507.4362 | 1254.6398 | 3507.4362 | 1254.6398
6601 | 3344.5729 | 1232.0841 | 3344.5729 | 1232.0841
6602 | 3303.8596 | 1250.4243 | 3303.8596 | 1250.4243
6603 | 3300.8613 | 1219.2412 | 3300.8613 | 1219.2412
6604 | 3325.9694 | 1175.6329 | 3325.9694 | 1175.6329
6605 | 3383.4973 | 1103.9862 | 3383.4973 | 1103.9862
6606 | 3354.8566 | 1022.8621 | 3354.8566 | 1022.8621
6607 | 3305.9271 | 943.3092 | 3305.9271 | 943.3092
6608 | 3338.366 | 882.2145 | 3338.366 | 882.2145
6609 | 3309.6968 | 838.4793 | 3309.6968 | 838.4793
6610 | 3191.9763 | 796.9158 | 3191.9763 | 796.9158
6611 | 2983.7785 | 793.028 | 2983.7785 | 793.028
6612 | 2836.1206 | 820.6211 | 2836.1206 | 820.6211
6613 | 2715.733 | 888.2164 | 2715.733 | 888.2164
6614 | 2645.7729 | 981.2605 | 2645.7729 | 981.2605
6615 | 2614.0647 | 1087.0473 | 2614.0647 | 1087.0473
6616 | 2603.306 | 1157.323 | 2603.306 | 1157.323
6617 | 2603.307 | 1260.6435 | 2603.307 | 1260.6435
6618 | 2615.6242 | 1320.9906 | 2615.6242 | 1320.9906
6619 | 2759.564 | 1350.7604 | 2759.564 | 1350.7604
6620 | 3000.4027 | 1380.8083 | 3000.4027 | 1380.8083
6621 | 3188.5394 | 1385.0714 | 3188.5394 | 1385.0714
6622 | 3311.7186 | 1321.4775 | 3311.7186 | 1321.4775
6623 | 3510.4273 | 1283.4054 | 3510.4273 | 1283.4054
6624 | 3466.3478 | 1255.5733 | 3466.3478 | 1255.5733
6625 | 3319.7804 | 1221.9094 | 3319.7804 | 1221.9094
6626 | 3314.744 | 1191.4297 | 3314.744 | 1191.4297
6627 | 3317.4275 | 1159.5932 | 3317.4275 | 1159.5932
6628 | 3344.878 | 1148.936 | 3344.878 | 1148.936
6629 | 3386.7237 | 1135.2571 | 3386.7237 | 1135.2571
6630 | 3365.616 | 1098.4723 | 3365.616 | 1098.4723
6631 | 3350.8038 | 1036.8419 | 3350.8038 | 1036.8419
6632 | 3426.0323 | 963.0521 | 3426.0323 | 963.0521
6633 | 3392.9191 | 910.0756 | 3392.9191 | 910.0756
6634 | 3260.6556 | 858.4308 | 3260.6556 | 858.4308
6635 | 3062.1018 | 841.1011 | 3062.1018 | 841.1011
6636 | 2890.4667 | 861.6933 | 2890.4667 | 861.6933
6637 | 2763.4426 | 904.5519 | 2763.4426 | 904.5519
6638 | 2687.6422 | 943.5488 | 2687.6422 | 943.5488
6639 | 2649.6133 | 963.2706 | 2649.6133 | 963.2706
6640 | 2640.5408 | 991.4473 | 2640.5408 | 991.4473
6641 | 2641.9784 | 1077.4055 | 2641.9784 | 1077.4055
6642 | 2637.2233 | 1109.282 | 2637.2233 | 1109.282
6643 | 2740.1171 | 1111.5149 | 2740.1171 | 1111.5149
6644 | 2925.5171 | 1099.6504 | 2925.5171 | 1099.6504
6645 | 3063.776 | 1093.3654 | 3063.776 | 1093.3654
6646 | 3179.2629 | 1074.4842 | 3179.2629 | 1074.4842
6647 | 3372.969 | 1057.0415 | 3372.969 | 1057.0415
6648 | 3350.3941 | 1039.3841 | 3350.3941 | 1039.3841
6649 | 3200.089 | 1025.9763 | 3200.089 | 1025.9763
6650 | 3182.9568 | 1035.6353 | 3182.9568 | 1035.6353
6651 | 3207.5043 | 1030.5891 | 3207.5043 | 1030.5891
6652 | 3201.9143 | 1024.5058 | 3201.9143 | 1024.5058
6653 | 3226.4121 | 999.6255 | 3226.4121 | 999.6255
6654 | 3260.4666 | 969.2816 | 3260.4666 | 969.2816
6655 | 3235.9254 | 930.4275 | 3235.9254 | 930.4275
6656 | 3322.6059 | 903.8707 | 3322.6059 | 903.8707
6657 | 3325.554 | 899.0608 | 3325.554 | 899.0608
6658 | 3188.0835 | 910.7045 | 3188.0835 | 910.7045
6659 | 3027.4875 | 942.8482 | 3027.4875 | 942.8482
6660 | 2894.6146 | 943.7443 | 2894.6146 | 943.7443
6661 | 2773.5266 | 933.8626 | 2773.5266 | 933.8626
6662 | 2708.8437 | 934.2142 | 2708.8437 | 934.2142
6663 | 2669.6554 | 944.5081 | 2669.6554 | 944.5081
6664 | 2649.7103 | 973.1515 | 2649.7103 | 973.1515
6665 | 2639.3596 | 1069.9378 | 2639.3596 | 1069.9378
6666 | 2609.2405 | 1115.6296 | 2609.2405 | 1115.6296
6667 | 2705.6005 | 1126.6369 | 2705.6005 | 1126.6369
6668 | 2840.9699 | 1123.0802 | 2840.9699 | 1123.0802
6669 | 3008.4294 | 1119.1288 | 3008.4294 | 1119.1288
6670 | 3152.0265 | 1122.9308 | 3152.0265 | 1122.9308
6671 | 3332.4644 | 1128.3578 | 3332.4644 | 1128.3578
6672 | 3295.3615 | 1122.6487 | 3295.3615 | 1122.6487
6673 | 3179.0366 | 1114.3749 | 3179.0366 | 1114.3749
6674 | 3168.4729 | 1128.7012 | 3168.4729 | 1128.7012
6675 | 3185.0767 | 1116.8407 | 3185.0767 | 1116.8407
6676 | 3220.5999 | 1125.3194 | 3220.5999 | 1125.3194
6677 | 3254.0906 | 1124.1489 | 3254.0906 | 1124.1489
6678 | 3248.5432 | 1077.2828 | 3248.5432 | 1077.2828
6679 | 3215.6384 | 1032.3613 | 3215.6384 | 1032.3613
6680 | 3343.2074 | 1000.7638 | 3343.2074 | 1000.7638
6681 | 3291.9362 | 960.8558 | 3291.9362 | 960.8558
6682 | 3181.8861 | 911.8247 | 3181.8861 | 911.8247
6683 | 3004.6945 | 878.9062 | 3004.6945 | 878.9062
6684 | 2847.344 | 887.27 | 2847.344 | 887.27
6685 | 2727.9101 | 971.8544 | 2727.9101 | 971.8544
6686 | 2661.1402 | 1057.0574 | 2661.1402 | 1057.0574
6687 | 2629.0331 | 1101.6093 | 2629.0331 | 1101.6093
6688 | 2616.3617 | 1130.5328 | 2616.3617 | 1130.5328
6689 | 2609.2241 | 1198.7552 | 2609.2241 | 1198.7552
6690 | 2575.06 | 1224.8443 | 2575.06 | 1224.8443
6691 | 2722.8122 | 1229.9708 | 2722.8122 | 1229.9708
6692 | 2942.1367 | 1218.8531 | 2942.1367 | 1218.8531
6693 | 3092.3179 | 1207.2474 | 3092.3179 | 1207.2474
6694 | 3243.3015 | 1190.2332 | 3243.3015 | 1190.2332
6695 | 3451.4127 | 1174.564 | 3451.4127 | 1174.564
6696 | 3455.4746 | 1159.427 | 3455.4746 | 1159.427
6697 | 3283.3633 | 1140.6985 | 3283.3633 | 1140.6985
6698 | 3248.4957 | 1139.9961 | 3248.4957 | 1139.9961
6699 | 3271.3185 | 1146.8048 | 3271.3185 | 1146.8048
6700 | 3282.9103 | 1161.4443 | 3282.9103 | 1161.4443
6701 | 3360.6053 | 1138.4309 | 3360.6053 | 1138.4309
6702 | 3374.1057 | 1088.4843 | 3374.1057 | 1088.4843
6703 | 3283.7878 | 1041.6958 | 3283.7878 | 1041.6958
6704 | 3370.8312 | 990.7758 | 3370.8312 | 990.7758
6705 | 3350.4462 | 921.0904 | 3350.4462 | 921.0904
6706 | 3204.5895 | 871.6859 | 3204.5895 | 871.6859
6707 | 3004.8495 | 864.1576 | 3004.8495 | 864.1576
6708 | 2815.9175 | 890.2571 | 2815.9175 | 890.2571
6709 | 2713.6864 | 952.3451 | 2713.6864 | 952.3451
6710 | 2659.6848 | 1006.9307 | 2659.6848 | 1006.9307
6711 | 2618.4596 | 1046.6286 | 2618.4596 | 1046.6286
6712 | 2608.2258 | 1104.8626 | 2608.2258 | 1104.8626
6713 | 2614.114 | 1214.7173 | 2614.114 | 1214.7173
6714 | 2609.8881 | 1258.6355 | 2609.8881 | 1258.6355
6715 | 2788.7728 | 1262.7352 | 2788.7728 | 1262.7352
6716 | 3088.5876 | 1256.9382 | 3088.5876 | 1256.9382
6717 | 3275.745 | 1256.6274 | 3275.745 | 1256.6274
6718 | 3391.6847 | 1248.2943 | 3391.6847 | 1248.2943
6719 | 3602.8374 | 1230.0115 | 3602.8374 | 1230.0115
6720 | 3548.6763 | 1207.3134 | 3548.6763 | 1207.3134
6721 | 3355.4199 | 1191.4787 | 3355.4199 | 1191.4787
6722 | 3339.7191 | 1194.8835 | 3339.7191 | 1194.8835
6723 | 3355.4266 | 1181.5295 | 3355.4266 | 1181.5295
6724 | 3382.4102 | 1182.0738 | 3382.4102 | 1182.0738
6725 | 3477.3377 | 1169.9818 | 3477.3377 | 1169.9818
6726 | 3503.2259 | 1133.8504 | 3503.2259 | 1133.8504
6727 | 3346.3545 | 1097.8901 | 3346.3545 | 1097.8901
6728 | 3449.5201 | 1069.3731 | 3449.5201 | 1069.3731
6729 | 3418.2304 | 1040.5732 | 3418.2304 | 1040.5732
6730 | 3247.0717 | 1000.97 | 3247.0717 | 1000.97
6731 | 3033.6543 | 975.3326 | 3033.6543 | 975.3326
6732 | 2846.8092 | 967.2675 | 2846.8092 | 967.2675
6733 | 2710.288 | 977.4551 | 2710.288 | 977.4551
6734 | 2650.5953 | 1007.3974 | 2650.5953 | 1007.3974
6735 | 2619.5749 | 1065.2044 | 2619.5749 | 1065.2044
6736 | 2612.2352 | 1106.0761 | 2612.2352 | 1106.0761
6737 | 2602.1013 | 1207.7164 | 2602.1013 | 1207.7164
6738 | 2621.7701 | 1279.4517 | 2621.7701 | 1279.4517
6739 | 2795.7459 | 1306.0478 | 2795.7459 | 1306.0478
6740 | 3077.0385 | 1304.7314 | 3077.0385 | 1304.7314
6741 | 3297.8522 | 1295.1793 | 3297.8522 | 1295.1793
6742 | 3397.7879 | 1280.9654 | 3397.7879 | 1280.9654
6743 | 3615.8018 | 1265.8563 | 3615.8018 | 1265.8563
6744 | 3535.8483 | 1248.1056 | 3535.8483 | 1248.1056
6745 | 3333.7717 | 1228.1636 | 3333.7717 | 1228.1636
6746 | 3317.4073 | 1225.2209 | 3317.4073 | 1225.2209
6747 | 3327.3802 | 1213.7338 | 3327.3802 | 1213.7338
6748 | 3332.4647 | 1217.2652 | 3332.4647 | 1217.2652
6749 | 3387.9702 | 1214.6945 | 3387.9702 | 1214.6945
6750 | 3380.6153 | 1170.8154 | 3380.6153 | 1170.8154
6751 | 3281.5837 | 1111.6119 | 3281.5837 | 1111.6119
6752 | 3364.8994 | 1074.8805 | 3364.8994 | 1074.8805
6753 | 3346.5623 | 1070.5372 | 3346.5623 | 1070.5372
6754 | 3195.8523 | 1040.082 | 3195.8523 | 1040.082
6755 | 2984.5886 | 1020.0453 | 2984.5886 | 1020.0453
6756 | 2788.7961 | 1002.0855 | 2788.7961 | 1002.0855
6757 | 2670.8067 | 1021.5144 | 2670.8067 | 1021.5144
6758 | 2606.1243 | 1082.5408 | 2606.1243 | 1082.5408
6759 | 2581.0499 | 1155.7499 | 2581.0499 | 1155.7499
6760 | 2569.7109 | 1229.8528 | 2569.7109 | 1229.8528
6761 | 2555.8416 | 1344.3748 | 2555.8416 | 1344.3748
6762 | 2561.4467 | 1394.1738 | 2561.4467 | 1394.1738
6763 | 2748.0364 | 1398.9269 | 2748.0364 | 1398.9269
6764 | 3011.0729 | 1390.7029 | 3011.0729 | 1390.7029
6765 | 3194.6969 | 1381.8976 | 3194.6969 | 1381.8976
6766 | 3327.7266 | 1375.3381 | 3327.7266 | 1375.3381
6767 | 3519.3589 | 1372.7374 | 3519.3589 | 1372.7374
6768 | 3487.2853 | 1381.9636 | 3487.2853 | 1381.9636
6769 | 3296.9728 | 1364.6353 | 3296.9728 | 1364.6353
6770 | 3253.0573 | 1336.956 | 3253.0573 | 1336.956
6771 | 3252.6093 | 1279.1693 | 3252.6093 | 1279.1693
6772 | 3290.8292 | 1275.8864 | 3290.8292 | 1275.8864
6773 | 3358.2486 | 1262.1142 | 3358.2486 | 1262.1142
6774 | 3333.6183 | 1213.1945 | 3333.6183 | 1213.1945
6775 | 3246.2751 | 1151.9374 | 3246.2751 | 1151.9374
6776 | 3314.5339 | 1102.7909 | 3314.5339 | 1102.7909
6777 | 3326.5432 | 1056.6287 | 3326.5432 | 1056.6287
6778 | 3205.3894 | 1003.3037 | 3205.3894 | 1003.3037
6779 | 3001.7077 | 1000.2559 | 3001.7077 | 1000.2559
6780 | 2804.7156 | 1019.0745 | 2804.7156 | 1019.0745
6781 | 2685.7687 | 1046.7178 | 2685.7687 | 1046.7178
6782 | 2615.8379 | 1090.5686 | 2615.8379 | 1090.5686
6783 | 2584.4481 | 1139.041 | 2584.4481 | 1139.041
6784 | 2567.5961 | 1184.3934 | 2567.5961 | 1184.3934
6785 | 2543.5398 | 1275.6722 | 2543.5398 | 1275.6722
6786 | 2536.1269 | 1334.8058 | 2536.1269 | 1334.8058
6787 | 2697.0686 | 1362.522 | 2697.0686 | 1362.522
6788 | 2926.0908 | 1358.7786 | 2926.0908 | 1358.7786
6789 | 3096.5815 | 1343.5324 | 3096.5815 | 1343.5324
6790 | 3226.634 | 1329.8787 | 3226.634 | 1329.8787
6791 | 3409.6431 | 1314.0228 | 3409.6431 | 1314.0228
6792 | 3429.2399 | 1323.1557 | 3429.2399 | 1323.1557
6793 | 3239.8242 | 1312.9217 | 3239.8242 | 1312.9217
6794 | 3206.221 | 1293.6435 | 3206.221 | 1293.6435
6795 | 3245.0289 | 1244.2579 | 3245.0289 | 1244.2579
6796 | 3257.1743 | 1233.8807 | 3257.1743 | 1233.8807
6797 | 3308.6683 | 1209.9338 | 3308.6683 | 1209.9338
6798 | 3283.2478 | 1162.9743 | 3283.2478 | 1162.9743
6799 | 3218.3781 | 1111.9853 | 3218.3781 | 1111.9853
6800 | 3259.1886 | 1072.9202 | 3259.1886 | 1072.9202
6801 | 3288.7669 | 1050.7479 | 3288.7669 | 1050.7479
6802 | 3190.8364 | 1015.1586 | 3190.8364 | 1015.1586
6803 | 3012.7956 | 986.9075 | 3012.7956 | 986.9075
6804 | 2824.1136 | 945.3312 | 2824.1136 | 945.3312
6805 | 2710.2691 | 955.7989 | 2710.2691 | 955.7989
6806 | 2634.0998 | 1008.2375 | 2634.0998 | 1008.2375
6807 | 2593.3127 | 1100.4892 | 2593.3127 | 1100.4892
6808 | 2582.841 | 1146.5883 | 2582.841 | 1146.5883
6809 | 2560.8558 | 1223.3052 | 2560.8558 | 1223.3052
6810 | 2516.1491 | 1262.0893 | 2516.1491 | 1262.0893
6811 | 2637.3395 | 1264.6022 | 2637.3395 | 1264.6022
6812 | 2849.1088 | 1257.3116 | 2849.1088 | 1257.3116
6813 | 3023.3319 | 1238.3316 | 3023.3319 | 1238.3316
6814 | 3129.4865 | 1220.2906 | 3129.4865 | 1220.2906
6815 | 3308.3478 | 1209.5687 | 3308.3478 | 1209.5687
6816 | 3283.8409 | 1202.9262 | 3283.8409 | 1202.9262
6817 | 3165.2896 | 1219.0157 | 3165.2896 | 1219.0157
6818 | 3154.1914 | 1245.0102 | 3154.1914 | 1245.0102
6819 | 3173.4173 | 1196.8382 | 3173.4173 | 1196.8382
6820 | 3174.1729 | 1168.1652 | 3174.1729 | 1168.1652
6821 | 3222.1881 | 1144.685 | 3222.1881 | 1144.685
6822 | 3217.251 | 1105.2866 | 3217.251 | 1105.2866
6823 | 3147.2608 | 1052.4306 | 3147.2608 | 1052.4306
6824 | 3217.2567 | 1009.2583 | 3217.2567 | 1009.2583
6825 | 3236.112 | 982.9787 | 3236.112 | 982.9787
6826 | 3133.3126 | 958.4043 | 3133.3126 | 958.4043
6827 | 2961.6208 | 947.5155 | 2961.6208 | 947.5155
6828 | 2781.6153 | 960.0799 | 2781.6153 | 960.0799
6829 | 2658.6432 | 1009.9395 | 2658.6432 | 1009.9395
6830 | 2594.8722 | 1062.5648 | 2594.8722 | 1062.5648
6831 | 2539.7741 | 1122.3321 | 2539.7741 | 1122.3321
6832 | 2539.771 | 1179.8194 | 2539.771 | 1179.8194
6833 | 2489.3843 | 1270.1648 | 2489.3843 | 1270.1648
6834 | 2456.1669 | 1320.1505 | 2456.1669 | 1320.1505
6835 | 2570.4783 | 1345.6264 | 2570.4783 | 1345.6264
6836 | 2782.9141 | 1360.3655 | 2782.9141 | 1360.3655
6837 | 2921.1103 | 1369.2959 | 2921.1103 | 1369.2959
6838 | 3033.3986 | 1372.7244 | 3033.3986 | 1372.7244
6839 | 3265.7259 | 1365.7365 | 3265.7259 | 1365.7365
6840 | 3243.8876 | 1353.1197 | 3243.8876 | 1353.1197
6841 | 3128.0573 | 1336.9116 | 3128.0573 | 1336.9116
6842 | 3116.8402 | 1337.0493 | 3116.8402 | 1337.0493
6843 | 3106.4904 | 1327.6158 | 3106.4904 | 1327.6158
6844 | 3149.016 | 1340.9485 | 3149.016 | 1340.9485
6845 | 3181.3832 | 1346.5923 | 3181.3832 | 1346.5923
6846 | 3157.8563 | 1329.8769 | 3157.8563 | 1329.8769
6847 | 3091.5752 | 1296.0635 | 3091.5752 | 1296.0635
6848 | 3163.1739 | 1254.5714 | 3163.1739 | 1254.5714
6849 | 3169.3181 | 1199.1679 | 3169.3181 | 1199.1679
6850 | 3049.9397 | 1103.6505 | 3049.9397 | 1103.6505
6851 | 2865.8498 | 1036.8475 | 2865.8498 | 1036.8475
6852 | 2694.8357 | 1013.007 | 2694.8357 | 1013.007
6853 | 2586.6087 | 1036.263 | 2586.6087 | 1036.263
6854 | 2517.1079 | 1085.3412 | 2517.1079 | 1085.3412
6855 | 2499.7816 | 1138.8543 | 2499.7816 | 1138.8543
6856 | 2503.5035 | 1196.8084 | 2503.5035 | 1196.8084
6857 | 2464.9399 | 1291.0743 | 2464.9399 | 1291.0743
6858 | 2444.9814 | 1339.7531 | 2444.9814 | 1339.7531
6859 | 2574.483 | 1361.962 | 2574.483 | 1361.962
6860 | 2799.8255 | 1369.6068 | 2799.8255 | 1369.6068
6861 | 2972.2671 | 1381.6176 | 2972.2671 | 1381.6176
6862 | 3097.5564 | 1394.474 | 3097.5564 | 1394.474
6863 | 3312.4811 | 1411.0092 | 3312.4811 | 1411.0092
6864 | 3277.7882 | 1420.6088 | 3277.7882 | 1420.6088
6865 | 3138.8582 | 1445.6596 | 3138.8582 | 1445.6596
6866 | 3121.8239 | 1432.0755 | 3121.8239 | 1432.0755
6867 | 3122.8696 | 1319.4014 | 3122.8696 | 1319.4014
6868 | 3196.092 | 1273.3661 | 3196.092 | 1273.3661
6869 | 3221.8909 | 1211.4274 | 3221.8909 | 1211.4274
6870 | 3202.1629 | 1130.5833 | 3202.1629 | 1130.5833
6871 | 3137.4078 | 1064.0989 | 3137.4078 | 1064.0989
6872 | 3237.0969 | 1028.5809 | 3237.0969 | 1028.5809
6873 | 3264.0573 | 1015.1831 | 3264.0573 | 1015.1831
6874 | 3161.9059 | 992.8489 | 3161.9059 | 992.8489
6875 | 2929.4264 | 990.1746 | 2929.4264 | 990.1746
6876 | 2742.1106 | 993.031 | 2742.1106 | 993.031
6877 | 2620.1312 | 1009.2861 | 2620.1312 | 1009.2861
6878 | 2562.4906 | 1044.3624 | 2562.4906 | 1044.3624
6879 | 2537.216 | 1141.748 | 2537.216 | 1141.748
6880 | 2526.122 | 1215.9443 | 2526.122 | 1215.9443
6881 | 2486.958 | 1294.5281 | 2486.958 | 1294.5281
6882 | 2499.8427 | 1344.047 | 2499.8427 | 1344.047
6883 | 2693.3577 | 1357.108 | 2693.3577 | 1357.108
6884 | 2976.0305 | 1351.9644 | 2976.0305 | 1351.9644
6885 | 3151.152 | 1350.2533 | 3151.152 | 1350.2533
6886 | 3264.3074 | 1344.1606 | 3264.3074 | 1344.1606
6887 | 3514.2657 | 1342.5867 | 3514.2657 | 1342.5867
6888 | 3473.7475 | 1335.7574 | 3473.7475 | 1335.7574
6889 | 3283.5458 | 1330.1907 | 3283.5458 | 1330.1907
6890 | 3258.0764 | 1326.6879 | 3258.0764 | 1326.6879
6891 | 3286.7154 | 1302.6925 | 3286.7154 | 1302.6925
6892 | 3296.0865 | 1282.8874 | 3296.0865 | 1282.8874
6893 | 3384.4319 | 1266.5948 | 3384.4319 | 1266.5948
6894 | 3367.8764 | 1233.1705 | 3367.8764 | 1233.1705
6895 | 3250.3613 | 1189.3691 | 3250.3613 | 1189.3691
6896 | 3295.553 | 1147.5969 | 3295.553 | 1147.5969
6897 | 3320.3958 | 1109.6492 | 3320.3958 | 1109.6492
6898 | 3170.2129 | 1068.6458 | 3170.2129 | 1068.6458
6899 | 2966.9997 | 1061.4908 | 2966.9997 | 1061.4908
6900 | 2785.6066 | 1070.6948 | 2785.6066 | 1070.6948
6901 | 2651.6734 | 1092.1772 | 2651.6734 | 1092.1772
6902 | 2576.0563 | 1116.9855 | 2576.0563 | 1116.9855
6903 | 2545.0208 | 1138.2942 | 2545.0208 | 1138.2942
6904 | 2534.7818 | 1174.032 | 2534.7818 | 1174.032
6905 | 2501.7186 | 1255.6962 | 2501.7186 | 1255.6962
6906 | 2510.487 | 1280.7585 | 2510.487 | 1280.7585
6907 | 2703.2444 | 1280.9377 | 2703.2444 | 1280.9377
6908 | 2983.7092 | 1276.3542 | 2983.7092 | 1276.3542
6909 | 3157.5588 | 1275.8566 | 3157.5588 | 1275.8566
6910 | 3272.608 | 1276.2981 | 3272.608 | 1276.2981
6911 | 3481.4077 | 1279.9516 | 3481.4077 | 1279.9516
6912 | 3471.9298 | 1287.1242 | 3471.9298 | 1287.1242
6913 | 3289.2554 | 1298.173 | 3289.2554 | 1298.173
6914 | 3274.0578 | 1316.9799 | 3274.0578 | 1316.9799
6915 | 3272.86 | 1303.906 | 3272.86 | 1303.906
6916 | 3310.1296 | 1298.9428 | 3310.1296 | 1298.9428
6917 | 3376.7331 | 1271.7288 | 3376.7331 | 1271.7288
6918 | 3381.0403 | 1202.273 | 3381.0403 | 1202.273
6919 | 3222.0858 | 1119.453 | 3222.0858 | 1119.453
6920 | 3246.2976 | 1068.2529 | 3246.2976 | 1068.2529
6921 | 3302.9367 | 1022.5574 | 3302.9367 | 1022.5574
6922 | 3184.5948 | 955.8839 | 3184.5948 | 955.8839
6923 | 2985.8459 | 928.6596 | 2985.8459 | 928.6596
6924 | 2804.82 | 947.8515 | 2804.82 | 947.8515
6925 | 2666.9188 | 1001.445 | 2666.9188 | 1001.445
6926 | 2600.9242 | 1056.8707 | 2600.9242 | 1056.8707
6927 | 2568.4405 | 1111.2239 | 2568.4405 | 1111.2239
6928 | 2557.1433 | 1168.8979 | 2557.1433 | 1168.8979
6929 | 2517.1066 | 1255.2295 | 2517.1066 | 1255.2295
6930 | 2526.7056 | 1273.5709 | 2526.7056 | 1273.5709
6931 | 2716.1415 | 1256.6678 | 2716.1415 | 1256.6678
6932 | 3001.5251 | 1244.1499 | 3001.5251 | 1244.1499
6933 | 3166.6394 | 1252.2401 | 3166.6394 | 1252.2401
6934 | 3287.5498 | 1267.0569 | 3287.5498 | 1267.0569
6935 | 3513.4674 | 1283.7787 | 3513.4674 | 1283.7787
6936 | 3485.5546 | 1298.9791 | 3485.5546 | 1298.9791
6937 | 3283.9176 | 1316.6555 | 3283.9176 | 1316.6555
6938 | 3239.6264 | 1285.5224 | 3239.6264 | 1285.5224
6939 | 3298.7998 | 1229.3226 | 3298.7998 | 1229.3226
6940 | 3305.4391 | 1195.2355 | 3305.4391 | 1195.2355
6941 | 3359.6865 | 1143.4715 | 3359.6865 | 1143.4715
6942 | 3370.0721 | 1090.0712 | 3370.0721 | 1090.0712
6943 | 3217.5657 | 1082.1146 | 3217.5657 | 1082.1146
6944 | 3288.7724 | 1092.9896 | 3288.7724 | 1092.9896
6945 | 3310.7483 | 1097.6075 | 3310.7483 | 1097.6075
6946 | 3193.7227 | 1079.5673 | 3193.7227 | 1079.5673
6947 | 3014.3064 | 1081.9336 | 3014.3064 | 1081.9336
6948 | 2820.9145 | 1080.8695 | 2820.9145 | 1080.8695
6949 | 2690.3076 | 1069.8676 | 2690.3076 | 1069.8676
6950 | 2617.8373 | 1035.1211 | 2617.8373 | 1035.1211
6951 | 2573.8202 | 986.8872 | 2573.8202 | 986.8872
6952 | 2563.2123 | 991.4473 | 2563.2123 | 991.4473
6953 | 2487.0224 | 1088.7003 | 2487.0224 | 1088.7003
6954 | 2491.6911 | 1138.2193 | 2491.6911 | 1138.2193
6955 | 2617.9455 | 1153.1471 | 2617.9455 | 1153.1471
6956 | 2822.2327 | 1153.6043 | 2822.2327 | 1153.6043
6957 | 2978.6804 | 1152.2667 | 2978.6804 | 1152.2667
6958 | 3076.0628 | 1148.6942 | 3076.0628 | 1148.6942
6959 | 3289.891 | 1153.0945 | 3289.891 | 1153.0945
6960 | 3304.0638 | 1157.6534 | 3304.0638 | 1157.6534
6961 | 3146.9235 | 1160.0211 | 3146.9235 | 1160.0211
6962 | 3111.4309 | 1177.9879 | 3111.4309 | 1177.9879
6963 | 3126.083 | 1159.4998 | 3126.083 | 1159.4998
6964 | 3143.4665 | 1142.7751 | 3143.4665 | 1142.7751
6965 | 3233.9069 | 1114.9077 | 3233.9069 | 1114.9077
6966 | 3182.576 | 1067.0147 | 3182.576 | 1067.0147
6967 | 3112.2216 | 1020.2263 | 3112.2216 | 1020.2263
6968 | 3141.285 | 989.4689 | 3141.285 | 989.4689
6969 | 3200.3332 | 969.7236 | 3200.3332 | 969.7236
6970 | 3105.8452 | 930.4005 | 3105.8452 | 930.4005
6971 | 2918.9007 | 909.7104 | 2918.9007 | 909.7104
6972 | 2758.0603 | 911.6333 | 2758.0603 | 911.6333
6973 | 2641.7234 | 933.5825 | 2641.7234 | 933.5825
6974 | 2579.2627 | 982.3807 | 2579.2627 | 982.3807
6975 | 2541.8092 | 1062.8707 | 2541.8092 | 1062.8707
6976 | 2537.4418 | 1142.5744 | 2537.4418 | 1142.5744
6977 | 2459.7501 | 1244.8681 | 2459.7501 | 1244.8681
6978 | 2462.508 | 1305.7752 | 2462.508 | 1305.7752
6979 | 2593.0215 | 1339.3722 | 2593.0215 | 1339.3722
6980 | 2777.8408 | 1367.4598 | 2777.8408 | 1367.4598
6981 | 2943.7767 | 1395.1527 | 2943.7767 | 1395.1527
6982 | 3065.6958 | 1411.463 | 3065.6958 | 1411.463
6983 | 3311.9116 | 1421.2773 | 3311.9116 | 1421.2773
6984 | 3318.3966 | 1427.0497 | 3318.3966 | 1427.0497
6985 | 3178.1404 | 1430.6309 | 3178.1404 | 1430.6309
6986 | 3113.268 | 1406.4053 | 3113.268 | 1406.4053
6987 | 3140.5644 | 1348.992 | 3140.5644 | 1348.992
6988 | 3174.9858 | 1320.7858 | 3174.9858 | 1320.7858
6989 | 3225.488 | 1281.6235 | 3225.488 | 1281.6235
6990 | 3171.1643 | 1200.3127 | 3171.1643 | 1200.3127
6991 | 3100.1655 | 1122.3467 | 3100.1655 | 1122.3467
6992 | 3157.3445 | 1066.2926 | 3157.3445 | 1066.2926
6993 | 3210.0985 | 1031.892 | 3210.0985 | 1031.892
6994 | 3116.7276 | 1004.6105 | 3116.7276 | 1004.6105
6995 | 2957.1411 | 1011.084 | 2957.1411 | 1011.084
6996 | 2790.5539 | 1022.9017 | 2790.5539 | 1022.9017
6997 | 2663.5907 | 1059.4128 | 2663.5907 | 1059.4128
6998 | 2592.3982 | 1115.5853 | 2592.3982 | 1115.5853
6999 | 2566.4213 | 1220.4387 | 2566.4213 | 1220.4387
7000 | 2541.6915 | 1331.5999 | 2541.6915 | 1331.5999
7001 | 2468.9547 | 1437.4407 | 2468.9547 | 1437.4407
7002 | 2475.368 | 1490.9735 | 2475.368 | 1490.9735
7003 | 2603.2575 | 1506.0881 | 2603.2575 | 1506.0881
7004 | 2806.1569 | 1501.4112 | 2806.1569 | 1501.4112
7005 | 2958.1732 | 1491.1123 | 2958.1732 | 1491.1123
7006 | 3090.4694 | 1475.1249 | 3090.4694 | 1475.1249
7007 | 3267.3092 | 1459.4558 | 3267.3092 | 1459.4558
7008 | 3250.8418 | 1441.0516 | 3250.8418 | 1441.0516
7009 | 3183.5118 | 1422.6965 | 3183.5118 | 1422.6965
7010 | 3119.3863 | 1407.8055 | 3119.3863 | 1407.8055
7011 | 3138.2494 | 1358.7 | 3138.2494 | 1358.7
7012 | 3174.4794 | 1337.1213 | 3174.4794 | 1337.1213
7013 | 3224.8272 | 1303.8398 | 3224.8272 | 1303.8398
7014 | 3205.6689 | 1240.1714 | 3205.6689 | 1240.1714
7015 | 3101.6776 | 1174.2471 | 3101.6776 | 1174.2471
7016 | 3154.3024 | 1119.9665 | 3154.3024 | 1119.9665
7017 | 3199.066 | 1079.9652 | 3199.066 | 1079.9652
7018 | 3109.8875 | 1049.9766 | 3109.8875 | 1049.9766
7019 | 2919.3075 | 1044.0352 | 2919.3075 | 1044.0352
7020 | 2763.947 | 1050.9054 | 2763.947 | 1050.9054
7021 | 2628.3984 | 1081.6292 | 2628.3984 | 1081.6292
7022 | 2567.4235 | 1134.7212 | 2567.4235 | 1134.7212
7023 | 2539.4892 | 1175.6326 | 2539.4892 | 1175.6326
7024 | 2522.3529 | 1222.4785 | 2522.3529 | 1222.4785
7025 | 2461.1992 | 1318.4246 | 2461.1992 | 1318.4246
7026 | 2465.573 | 1353.5683 | 2465.573 | 1353.5683
7027 | 2606.1052 | 1337.8787 | 2606.1052 | 1337.8787
7028 | 2831.4192 | 1300.9975 | 2831.4192 | 1300.9975
7029 | 2967.133 | 1263.535 | 2967.133 | 1263.535
7030 | 3112.2295 | 1225.0512 | 3112.2295 | 1225.0512
7031 | 3310.4164 | 1187.2591 | 3310.4164 | 1187.2591
7032 | 3275.8737 | 1145.9852 | 3275.8737 | 1145.9852
7033 | 3164.6923 | 1105.0403 | 3164.6923 | 1105.0403
7034 | 3111.2269 | 1084.5486 | 3111.2269 | 1084.5486
7035 | 3116.3192 | 1063.4469 | 3116.3192 | 1063.4469
7036 | 3145.3968 | 1072.859 | 3145.3968 | 1072.859
7037 | 3217.9881 | 1077.3826 | 3217.9881 | 1077.3826
7038 | 3194.9106 | 1053.0129 | 3194.9106 | 1053.0129
7039 | 3094.714 | 1003.7041 | 3094.714 | 1003.7041
7040 | 3116.6879 | 967.4393 | 3116.6879 | 967.4393
7041 | 3223.5768 | 957.1219 | 3223.5768 | 957.1219
7042 | 3116.6009 | 916.0252 | 3116.6009 | 916.0252
7043 | 2907.752 | 874.9857 | 2907.752 | 874.9857
7044 | 2728.5422 | 858.0528 | 2728.5422 | 858.0528
7045 | 2616.1622 | 888.6831 | 2616.1622 | 888.6831
7046 | 2554.2348 | 918.4387 | 2554.2348 | 918.4387
7047 | 2529.1646 | 939.9342 | 2529.1646 | 939.9342
7048 | 2506.059 | 982.3928 | 2506.059 | 982.3928
7049 | 2464.3742 | 1041.934 | 2464.3742 | 1041.934
7050 | 2478.4079 | 1034.4186 | 2478.4079 | 1034.4186
7051 | 2682.3833 | 1013.7817 | 2682.3833 | 1013.7817
7052 | 2938.891 | 986.7951 | 2938.891 | 986.7951
7053 | 3167.0868 | 969.4953 | 3167.0868 | 969.4953
7054 | 3276.9224 | 950.8942 | 3276.9224 | 950.8942
7055 | 3529.5866 | 936.6253 | 3529.5866 | 936.6253
7056 | 3481.8582 | 931.7563 | 3481.8582 | 931.7563
7057 | 3285.6116 | 968.3819 | 3285.6116 | 968.3819
7058 | 3245.4414 | 1041.7028 | 3245.4414 | 1041.7028
7059 | 3260.7537 | 1092.0107 | 3260.7537 | 1092.0107
7060 | 3293.6819 | 1142.4017 | 3293.6819 | 1142.4017
7061 | 3366.596 | 1185.9439 | 3366.596 | 1185.9439
7062 | 3369.3363 | 1161.2008 | 3369.3363 | 1161.2008
7063 | 3224.4041 | 1122.3467 | 3224.4041 | 1122.3467
7064 | 3203.8335 | 1096.7234 | 3203.8335 | 1096.7234
7065 | 3247.4386 | 1083.699 | 3247.4386 | 1083.699
7066 | 3168.6366 | 1049.8833 | 3168.6366 | 1049.8833
7067 | 2894.6295 | 1029.9399 | 2894.6295 | 1029.9399
7068 | 2722.5067 | 1029.7159 | 2722.5067 | 1029.7159
7069 | 2574.3935 | 1050.825 | 2574.3935 | 1050.825
7070 | 2502.8508 | 1092.1555 | 2502.8508 | 1092.1555
7071 | 2471.4739 | 1175.9127 | 2471.4739 | 1175.9127
7072 | 2458.7181 | 1273.8187 | 2458.7181 | 1273.8187
7073 | 2393.6377 | 1367.8046 | 2393.6377 | 1367.8046
7074 | 2423.8778 | 1416.0167 | 2423.8778 | 1416.0167
7075 | 2617.304 | 1438.2256 | 2617.304 | 1438.2256
7076 | 2923.8838 | 1428.8814 | 2923.8838 | 1428.8814
7077 | 3088.0371 | 1418.1158 | 3088.0371 | 1418.1158
7078 | 3202.5706 | 1393.1672 | 3202.5706 | 1393.1672
7079 | 3422.2802 | 1357.8954 | 3422.2802 | 1357.8954
7080 | 3397.6405 | 1363.1078 | 3397.6405 | 1363.1078
7081 | 3194.0959 | 1359.8747 | 3194.0959 | 1359.8747
7082 | 3161.0811 | 1346.4773 | 3161.0811 | 1346.4773
7083 | 3190.4994 | 1314.2674 | 3190.4994 | 1314.2674
7084 | 3225.1158 | 1308.9309 | 3225.1158 | 1308.9309
7085 | 3289.7416 | 1308.5071 | 3289.7416 | 1308.5071
7086 | 3265.6345 | 1270.4155 | 3265.6345 | 1270.4155
7087 | 3142.9393 | 1203.371 | 3142.9393 | 1203.371
7088 | 3152.4488 | 1139.6625 | 3152.4488 | 1139.6625
7089 | 3234.0083 | 1108.6224 | 3234.0083 | 1108.6224
7090 | 3134.9639 | 1085.6348 | 3134.9639 | 1085.6348
7091 | 2911.1553 | 1085.1074 | 2911.1553 | 1085.1074
7092 | 2714.866 | 1104.0193 | 2714.866 | 1104.0193
7093 | 2557.8043 | 1147.8114 | 2557.8043 | 1147.8114
7094 | 2489.0717 | 1195.7694 | 2489.0717 | 1195.7694
7095 | 2466.4087 | 1251.8962 | 2466.4087 | 1251.8962
7096 | 2452.7138 | 1339.721 | 2452.7138 | 1339.721
7097 | 2401.1322 | 1455.6432 | 2401.1322 | 1455.6432
7098 | 2450.188 | 1497.4144 | 2450.188 | 1497.4144
7099 | 2658.5308 | 1498.9938 | 2658.5308 | 1498.9938
7100 | 2926.9616 | 1486.0091 | 2926.9616 | 1486.0091
7101 | 3086.7912 | 1481.6844 | 3086.7912 | 1481.6844
7102 | 3240.8741 | 1483.246 | 3240.8741 | 1483.246
7103 | 3445.2122 | 1482.7922 | 3445.2122 | 1482.7922
7104 | 3415.3115 | 1479.7902 | 3415.3115 | 1479.7902
7105 | 3198.1741 | 1485.0516 | 3198.1741 | 1485.0516
7106 | 3176.8481 | 1469.9739 | 3176.8481 | 1469.9739
7107 | 3185.8338 | 1426.9359 | 3185.8338 | 1426.9359
7108 | 3162.5972 | 1401.4367 | 3162.5972 | 1401.4367
7109 | 3251.703 | 1368.2485 | 3251.703 | 1368.2485
7110 | 3209.5307 | 1299.5394 | 3209.5307 | 1299.5394
7111 | 3076.451 | 1220.5466 | 3076.451 | 1220.5466
7112 | 3066.2391 | 1153.3844 | 3066.2391 | 1153.3844
7113 | 3163.489 | 1098.541 | 3163.489 | 1098.541
7114 | 3075.8005 | 1040.2686 | 3075.8005 | 1040.2686
7115 | 2856.4901 | 1034.5139 | 2856.4901 | 1034.5139
7116 | 2682.8449 | 1051.4655 | 2682.8449 | 1051.4655
7117 | 2558.8067 | 1100.205 | 2558.8067 | 1100.205
7118 | 2493.6532 | 1147.6963 | 2493.6532 | 1147.6963
7119 | 2467.2233 | 1197.5689 | 2467.2233 | 1197.5689
7120 | 2432.5149 | 1273.072 | 2432.5149 | 1273.072
7121 | 2360.5285 | 1356.8832 | 2360.5285 | 1356.8832
7122 | 2402.7834 | 1392.9603 | 2402.7834 | 1392.9603
7123 | 2570.8632 | 1399.487 | 2570.8632 | 1399.487
7124 | 2801.0033 | 1389.8628 | 2801.0033 | 1389.8628
7125 | 2947.6294 | 1380.6841 | 2947.6294 | 1380.6841
7126 | 3093.1267 | 1378.5119 | 3093.1267 | 1378.5119
7127 | 3306.0258 | 1382.4454 | 3306.0258 | 1382.4454
7128 | 3310.0982 | 1385.1374 | 3310.0982 | 1385.1374
7129 | 3167.2121 | 1379.2906 | 3167.2121 | 1379.2906
7130 | 3097.5712 | 1370.7472 | 3097.5712 | 1370.7472
7131 | 3102.6005 | 1353.1926 | 3102.6005 | 1353.1926
7132 | 3111.159 | 1354.4837 | 3111.159 | 1354.4837
7133 | 3176.5494 | 1336.7909 | 3176.5494 | 1336.7909
7134 | 3163.9795 | 1266.6817 | 3163.9795 | 1266.6817
7135 | 3046.3255 | 1157.8182 | 3046.3255 | 1157.8182
7136 | 3051.395 | 1073.2936 | 3051.395 | 1073.2936
7137 | 3129.8754 | 1021.624 | 3129.8754 | 1021.624
7138 | 3024.1852 | 971.7527 | 3024.1852 | 971.7527
7139 | 2835.6606 | 957.1301 | 2835.6606 | 957.1301
7140 | 2667.5922 | 974.5485 | 2667.5922 | 974.5485
7141 | 2533.6566 | 1018.5273 | 2533.6566 | 1018.5273
7142 | 2471.984 | 1070.1258 | 2471.984 | 1070.1258
7143 | 2441.7363 | 1124.199 | 2441.7363 | 1124.199
7144 | 2407.1654 | 1190.8342 | 2407.1654 | 1190.8342
7145 | 2335.3706 | 1303.1159 | 2335.3706 | 1303.1159
7146 | 2365.6354 | 1362.0628 | 2365.6354 | 1362.0628
7147 | 2487.9386 | 1376.2439 | 2487.9386 | 1376.2439
7148 | 2687.4817 | 1368.1132 | 2687.4817 | 1368.1132
7149 | 2824.0057 | 1354.6406 | 2824.0057 | 1354.6406
7150 | 2937.7783 | 1336.973 | 2937.7783 | 1336.973
7151 | 3183.443 | 1322.424 | 3183.443 | 1322.424
7152 | 3180.1976 | 1303.0863 | 3180.1976 | 1303.0863
7153 | 3064.5502 | 1288.185 | 3064.5502 | 1288.185
7154 | 3021.3039 | 1286.5492 | 3021.3039 | 1286.5492
7155 | 3017.1666 | 1275.1554 | 3017.1666 | 1275.1554
7156 | 3039.0303 | 1269.0722 | 3039.0303 | 1269.0722
7157 | 3074.9319 | 1236.5374 | 3074.9319 | 1236.5374
7158 | 3031.3526 | 1205.8201 | 3031.3526 | 1205.8201
7159 | 2943.067 | 1215.506 | 2943.067 | 1215.506
7160 | 2956.0676 | 1235.7155 | 2956.0676 | 1235.7155
7161 | 3042.6928 | 1235.7595 | 3042.6928 | 1235.7595
7162 | 2995.5231 | 1196.6231 | 2995.5231 | 1196.6231
7163 | 2813.9874 | 1152.4098 | 2813.9874 | 1152.4098
7164 | 2644.4925 | 1115.5008 | 2644.4925 | 1115.5008
7165 | 2519.8954 | 1125.035 | 2519.8954 | 1125.035
7166 | 2450.6422 | 1163.005 | 2450.6422 | 1163.005
7167 | 2407.0659 | 1226.6928 | 2407.0659 | 1226.6928
7168 | 2388.7399 | 1310.8771 | 2388.7399 | 1310.8771
7169 | 2317.7798 | 1415.7844 | 2317.7798 | 1415.7844
7170 | 2332.0296 | 1463.9032 | 2332.0296 | 1463.9032
7171 | 2470.3423 | 1471.27 | 2470.3423 | 1471.27
7172 | 2675.5024 | 1464.1662 | 2675.5024 | 1464.1662
7173 | 2840.4024 | 1479.0707 | 2840.4024 | 1479.0707
7174 | 2947.1336 | 1474.3781 | 2947.1336 | 1474.3781
7175 | 3155.7847 | 1459.1757 | 3155.7847 | 1459.1757
7176 | 3162.2505 | 1447.2124 | 3162.2505 | 1447.2124
7177 | 3033.0335 | 1435.0182 | 3033.0335 | 1435.0182
7178 | 3017.5598 | 1351.1445 | 3017.5598 | 1351.1445
7179 | 3013.0502 | 1264.9807 | 3013.0502 | 1264.9807
7180 | 3023.4758 | 1226.8798 | 3023.4758 | 1226.8798
7181 | 3069.3972 | 1167.9282 | 3069.3972 | 1167.9282
7182 | 3056.7583 | 1087.8309 | 3056.7583 | 1087.8309
7183 | 2933.9934 | 1018.4527 | 2933.9934 | 1018.4527
7184 | 2942.8199 | 963.5188 | 2942.8199 | 963.5188
7185 | 3046.7359 | 925.851 | 3046.7359 | 925.851
7186 | 2978.4408 | 881.4872 | 2978.4408 | 881.4872
7187 | 2782.3147 | 858.9302 | 2782.3147 | 858.9302
7188 | 2605.4506 | 853.0121 | 2605.4506 | 853.0121
7189 | 2499.4501 | 875.428 | 2499.4501 | 875.428
7190 | 2427.3159 | 921.0524 | 2427.3159 | 921.0524
7191 | 2404.1006 | 1010.317 | 2404.1006 | 1010.317
7192 | 2373.8858 | 1156.4829 | 2373.8858 | 1156.4829
7193 | 2307.8464 | 1254.3893 | 2307.8464 | 1254.3893
7194 | 2341.1325 | 1271.4239 | 2341.1325 | 1271.4239
7195 | 2510.8087 | 1275.897 | 2510.8087 | 1275.897
7196 | 2723.6305 | 1257.1249 | 2723.6305 | 1257.1249
7197 | 2894.931 | 1243.2789 | 2894.931 | 1243.2789
7198 | 3017.1009 | 1223.651 | 3017.1009 | 1223.651
7199 | 3262.1483 | 1204.7147 | 3262.1483 | 1204.7147
7200 | 3229.8786 | 1191.4446 | 3229.8786 | 1191.4446
7201 | 3073.9423 | 1200.3465 | 3073.9423 | 1200.3465
7202 | 3045.0761 | 1163.7993 | 3045.0761 | 1163.7993
7203 | 3058.3119 | 1087.4368 | 3058.3119 | 1087.4368
7204 | 3044.8746 | 1024.8792 | 3044.8746 | 1024.8792
7205 | 3104.9674 | 970.0348 | 3104.9674 | 970.0348
7206 | 3084.7424 | 913.274 | 3084.7424 | 913.274
7207 | 2995.9383 | 862.0983 | 2995.9383 | 862.0983
7208 | 2968.1035 | 825.8336 | 2968.1035 | 825.8336
7209 | 3055.1522 | 798.9939 | 3055.1522 | 798.9939
7210 | 3016.6402 | 767.9786 | 3016.6402 | 767.9786
7211 | 2780.9116 | 772.3985 | 2780.9116 | 772.3985
7212 | 2594.0055 | 823.2347 | 2594.0055 | 823.2347
7213 | 2469.2298 | 890.9234 | 2469.2298 | 890.9234
7214 | 2410.9043 | 954.0035 | 2410.9043 | 954.0035
7215 | 2379.5609 | 1012.1839 | 2379.5609 | 1012.1839
7216 | 2357.0747 | 1094.968 | 2357.0747 | 1094.968
7217 | 2303.0267 | 1212.7571 | 2303.0267 | 1212.7571
7218 | 2348.8645 | 1258.2621 | 2348.8645 | 1258.2621
7219 | 2567.9201 | 1262.5486 | 2567.9201 | 1262.5486
7220 | 2861.5335 | 1242.843 | 2861.5335 | 1242.843
7221 | 3051.5098 | 1219.1023 | 3051.5098 | 1219.1023
7222 | 3169.9907 | 1190.1398 | 3169.9907 | 1190.1398
7223 | 3423.4152 | 1168.6832 | 3423.4152 | 1168.6832
7224 | 3379.5109 | 1158.1201 | 3379.5109 | 1158.1201
7225 | 3212.5198 | 1154.327 | 3212.5198 | 1154.327
7226 | 3177.6845 | 1126.9276 | 3177.6845 | 1126.9276
7227 | 3172.3353 | 1059.9931 | 3172.3353 | 1059.9931
7228 | 3196.3213 | 997.9023 | 3196.3213 | 997.9023
7229 | 3249.188 | 947.6318 | 3249.188 | 947.6318
7230 | 3211.3074 | 889.4708 | 3211.3074 | 889.4708
7231 | 3029.669 | 832.7877 | 3029.669 | 832.7877
7232 | 2997.1395 | 787.5617 | 2997.1395 | 787.5617
7233 | 3084.305 | 748.1204 | 3084.305 | 748.1204
7234 | 3012.5678 | 699.7427 | 3012.5678 | 699.7427
7235 | 2792.2587 | 677.6524 | 2792.2587 | 677.6524
7236 | 2591.9072 | 680.6022 | 2591.9072 | 680.6022
7237 | 2454.6409 | 724.301 | 2454.6409 | 724.301
7238 | 2395.8614 | 798.7693 | 2395.8614 | 798.7693
7239 | 2368.5523 | 892.0477 | 2368.5523 | 892.0477
7240 | 2335.7738 | 1000.5952 | 2335.7738 | 1000.5952
7241 | 2276.5678 | 1121.2781 | 2276.5678 | 1121.2781
7242 | 2339.2906 | 1167.9033 | 2339.2906 | 1167.9033
7243 | 2501.733 | 1170.6028 | 2501.733 | 1170.6028
7244 | 2789.6245 | 1179.6478 | 2789.6245 | 1179.6478
7245 | 2959.1794 | 1191.3786 | 2959.1794 | 1191.3786
7246 | 3115.2312 | 1167.4568 | 3115.2312 | 1167.4568
7247 | 3330.1566 | 1179.9781 | 3330.1566 | 1179.9781
7248 | 3344.9587 | 1168.7616 | 3344.9587 | 1168.7616
7249 | 3131.6511 | 1155.6338 | 3131.6511 | 1155.6338
7250 | 3090.621 | 1139.156 | 3090.621 | 1139.156
7251 | 3099.5864 | 1084.5431 | 3099.5864 | 1084.5431
7252 | 3114.1494 | 1007.9836 | 3114.1494 | 1007.9836
7253 | 3179.979 | 923.5486 | 3179.979 | 923.5486
7254 | 3149.8646 | 857.0798 | 3149.8646 | 857.0798
7255 | 3043.6885 | 806.5575 | 3043.6885 | 806.5575
7256 | 2981.5903 | 773.8399 | 2981.5903 | 773.8399
7257 | 3065.1132 | 755.9615 | 3065.1132 | 755.9615
7258 | 3021.7028 | 736.0543 | 3021.7028 | 736.0543
7259 | 2809.7776 | 749.4354 | 2809.7776 | 749.4354
7260 | 2594.7855 | 263.1639 | 2594.7855 | 263.1639
7261 | 2463.2697 | 284.1728 | 2463.2697 | 284.1728
7262 | 2397.442 | 309.7286 | 2397.442 | 309.7286
7263 | 2381.3365 | 333.4896 | 2381.3365 | 333.4896
7264 | 2340.5053 | 376.1631 | 2340.5053 | 376.1631
7265 | 2262.7948 | 462.5352 | 2262.7948 | 462.5352
7266 | 2340.9886 | 492.5973 | 2340.9886 | 492.5973
7267 | 2541.9538 | 487.723 | 2541.9538 | 487.723
7268 | 2819.9203 | 469.4094 | 2819.9203 | 469.4094
7269 | 2999.1998 | 459.7858 | 2999.1998 | 459.7858
7270 | 3136.9932 | 447.3071 | 3136.9932 | 447.3071
7271 | 3390.4665 | 438.0133 | 3390.4665 | 438.0133
7272 | 3383.4067 | 431.1818 | 3383.4067 | 431.1818
7273 | 3187.8314 | 421.9239 | 3187.8314 | 421.9239
7274 | 3152.1287 | 424.1647 | 3152.1287 | 424.1647
7275 | 3148.8227 | 417.0196 | 3148.8227 | 417.0196
7276 | 3137.0698 | 424.269 | 3137.0698 | 424.269
7277 | 3159.3425 | 422.9235 | 3159.3425 | 422.9235
7278 | 3142.1024 | 403.6553 | 3142.1024 | 403.6553
7279 | 3007.1508 | 379.3216 | 3007.1508 | 379.3216
7280 | 2940.6835 | 360.1375 | 2940.6835 | 360.1375
7281 | 3011.688 | 342.5719 | 3011.688 | 342.5719
7282 | 2973.9207 | 309.3249 | 2973.9207 | 309.3249
7283 | 2819.497 | 290.9244 | 2819.497 | 290.9244
7284 | 2633.4829 | 285.3629 | 2633.4829 | 285.3629
7285 | 2495.1789 | 299.7273 | 2495.1789 | 299.7273
7286 | 2409.3614 | 319.0009 | 2409.3614 | 319.0009
7287 | 2372.5278 | 338.3824 | 2372.5278 | 338.3824
7288 | 2330.4349 | 376.9182 | 2330.4349 | 376.9182
7289 | 2279.4501 | 462.6862 | 2279.4501 | 462.6862
7290 | 2325.7863 | 495.3155 | 2325.7863 | 495.3155
7291 | 2491.5858 | 494.8207 | 2491.5858 | 494.8207
7292 | 2721.8086 | 478.2286 | 2721.8086 | 478.2286
7293 | 2902.6676 | 464.89 | 2902.6676 | 464.89
7294 | 3015.2123 | 446.7635 | 3015.2123 | 446.7635
7295 | 3229.7367 | 431.9425 | 3229.7367 | 431.9425
7296 | 3239.5343 | 419.3423 | 3239.5343 | 419.3423
7297 | 3090.5453 | 405.3123 | 3090.5453 | 405.3123
7298 | 3039.6506 | 407.9759 | 3039.6506 | 407.9759
7299 | 3027.5352 | 405.1499 | 3027.5352 | 405.1499
7300 | 3014.9988 | 425.9905 | 3014.9988 | 425.9905
7301 | 3066.6623 | 445.1225 | 3066.6623 | 445.1225
7302 | 3026.4014 | 436.7575 | 3026.4014 | 436.7575
7303 | 2919.2521 | 416.5315 | 2919.2521 | 416.5315
7304 | 2875.9704 | 397.5588 | 2875.9704 | 397.5588
7305 | 2963.9175 | 374.3453 | 2963.9175 | 374.3453
7306 | 2929.8904 | 331.0105 | 2929.8904 | 331.0105
7307 | 2784.5381 | 302.9754 | 2784.5381 | 302.9754
7308 | 2611.9829 | 290.7088 | 2611.9829 | 290.7088
7309 | 2470.0865 | 295.1667 | 2470.0865 | 295.1667
7310 | 2409.9681 | 302.9632 | 2409.9681 | 302.9632
7311 | 2366.7275 | 310.9885 | 2366.7275 | 310.9885
7312 | 2312.6702 | 343.2421 | 2312.6702 | 343.2421
7313 | 2255.1523 | 427.953 | 2255.1523 | 427.953
7314 | 2275.1679 | 461.8206 | 2275.1679 | 461.8206
7315 | 2397.3722 | 461.96 | 2397.3722 | 461.96
7316 | 2587.8981 | 446.7875 | 2587.8981 | 446.7875
7317 | 2738.5679 | 436.6504 | 2738.5679 | 436.6504
7318 | 2874.9255 | 422.6314 | 2874.9255 | 422.6314
7319 | 3083.6511 | 411.012 | 3083.6511 | 411.012
7320 | 3104.8264 | 402.0965 | 3104.8264 | 402.0965
7321 | 2987.7237 | 390.2713 | 2987.7237 | 390.2713
7322 | 2934.3257 | 394.1129 | 2934.3257 | 394.1129
7323 | 2899.5861 | 392.9479 | 2899.5861 | 392.9479
7324 | 2920.7493 | 413.6376 | 2920.7493 | 413.6376
7325 | 2971.4123 | 429.6889 | 2971.4123 | 429.6889
7326 | 2944.2733 | 421.3239 | 2944.2733 | 421.3239
7327 | 2862.9193 | 403.5141 | 2862.9193 | 403.5141
7328 | 2838.4843 | 387.1992 | 2838.4843 | 387.1992
7329 | 2934.8434 | 367.8215 | 2934.8434 | 367.8215
7330 | 2895.9669 | 327.356 | 2895.9669 | 327.356
7331 | 2733.7423 | 299.5927 | 2733.7423 | 299.5927
7332 | 2584.4845 | 283.2789 | 2584.4845 | 283.2789
7333 | 2464.5737 | 283.3574 | 2464.5737 | 283.3574
7334 | 2391.2648 | 293.2983 | 2391.2648 | 293.2983
7335 | 2361.8366 | 308.4514 | 2361.8366 | 308.4514
7336 | 2317.1021 | 348.6786 | 2317.1021 | 348.6786
7337 | 2250.9539 | 439.5207 | 2250.9539 | 439.5207
7338 | 2273.278 | 477.5563 | 2273.278 | 477.5563
7339 | 2403.4906 | 481.2898 | 2403.4906 | 481.2898
7340 | 2609.6636 | 469.9229 | 2609.6636 | 469.9229
7341 | 2766.1795 | 462.0812 | 2766.1795 | 462.0812
7342 | 2900.608 | 448.8474 | 2900.608 | 448.8474
7343 | 3126.3832 | 436.0803 | 3126.3832 | 436.0803
7344 | 3113.8915 | 424.205 | 3113.8915 | 424.205
7345 | 2977.6236 | 410.7489 | 2977.6236 | 410.7489
7346 | 2951.153 | 411.5399 | 2951.153 | 411.5399
7347 | 2936.1874 | 405.0593 | 2936.1874 | 405.0593
7348 | 2977.9865 | 414.3624 | 2977.9865 | 414.3624
7349 | 3026.361 | 421.8966 | 3026.361 | 421.8966
7350 | 2951.3035 | 410.2395 | 2951.3035 | 410.2395
7351 | 2860.4033 | 387.2952 | 2860.4033 | 387.2952
7352 | 2826.5464 | 365.9666 | 2826.5464 | 365.9666
7353 | 2922.2506 | 343.5988 | 2922.2506 | 343.5988
7354 | 2906.6322 | 304.6133 | 2906.6322 | 304.6133
7355 | 2731.5909 | 280.2629 | 2731.5909 | 280.2629
7356 | 2569.847 | 265.4291 | 2569.847 | 265.4291
7357 | 2440.7542 | 271.4273 | 2440.7542 | 271.4273
7358 | 2372.9143 | 288.5564 | 2372.9143 | 288.5564
7359 | 2335.9301 | 310.5052 | 2335.9301 | 310.5052
7360 | 2289.9388 | 359.4912 | 2289.9388 | 359.4912
7361 | 2231.9247 | 450.6655 | 2231.9247 | 450.6655
7362 | 2285.2033 | 483.2948 | 2285.2033 | 483.2948
7363 | 2450.8303 | 478.6924 | 2450.8303 | 478.6924
7364 | 2718.1511 | 455.3349 | 2718.1511 | 455.3349
7365 | 2859.7789 | 438.9156 | 2859.7789 | 438.9156
7366 | 3028.841 | 421.7253 | 3028.841 | 421.7253
7367 | 3291.3236 | 411.1026 | 3291.3236 | 411.1026
7368 | 3262.3982 | 406.6571 | 3262.3982 | 406.6571
7369 | 3085.3532 | 401.7484 | 3085.3532 | 401.7484
7370 | 3050.053 | 412.1439 | 3050.053 | 412.1439
7371 | 3044.5227 | 413.2442 | 3044.5227 | 413.2442
7372 | 3084.6551 | 431.3364 | 3084.6551 | 431.3364
7373 | 3113.5066 | 443.401 | 3113.5066 | 443.401
7374 | 3078.9879 | 427.0926 | 3078.9879 | 427.0926
7375 | 2963.5356 | 403.7557 | 2963.5356 | 403.7557
7376 | 2919.5686 | 378.38 | 2919.5686 | 378.38
7377 | 3006.9369 | 350.6058 | 3006.9369 | 350.6058
7378 | 2976.1341 | 306.7577 | 2976.1341 | 306.7577
7379 | 2756.3296 | 283.4644 | 2756.3296 | 283.4644
7380 | 2602.1021 | 276.9665 | 2602.1021 | 276.9665
7381 | 2458.5072 | 286.4985 | 2458.5072 | 286.4985
7382 | 2387.5184 | 299.1878 | 2387.5184 | 299.1878
7383 | 2360.7765 | 314.3108 | 2360.7765 | 314.3108
7384 | 2315.1922 | 356.1689 | 2315.1922 | 356.1689
7385 | 2252.8916 | 441.8463 | 2252.8916 | 441.8463
7386 | 2326.7462 | 472.754 | 2326.7462 | 472.754
7387 | 2513.2836 | 469.2993 | 2513.2836 | 469.2993
7388 | 2828.5728 | 452.8885 | 2828.5728 | 452.8885
7389 | 3023.9614 | 446.0435 | 3023.9614 | 446.0435
7390 | 3117.792 | 442.6257 | 3117.792 | 442.6257
7391 | 3370.2028 | 443.9028 | 3370.2028 | 443.9028
7392 | 3320.4577 | 445.4375 | 3320.4577 | 445.4375
7393 | 3140.7214 | 438.5052 | 3140.7214 | 438.5052
7394 | 3102.8843 | 441.5011 | 3102.8843 | 441.5011
7395 | 3122.7879 | 435.6245 | 3122.7879 | 435.6245
7396 | 3136.6254 | 440.3671 | 3136.6254 | 440.3671
7397 | 3206.0735 | 429.4171 | 3206.0735 | 429.4171
7398 | 3151.9025 | 392.2688 | 3151.9025 | 392.2688
7399 | 2992.4796 | 359.7502 | 2992.4796 | 359.7502
7400 | 2959.4477 | 338.3915 | 2959.4477 | 338.3915
7401 | 3019.7535 | 314.3927 | 3019.7535 | 314.3927
7402 | 2969.3364 | 274.4407 | 2969.3364 | 274.4407
7403 | 2758.0145 | 250.7547 | 2758.0145 | 250.7547
7404 | 2604.6538 | 244.7703 | 2604.6538 | 244.7703
7405 | 2493.5977 | 256.9299 | 2493.5977 | 256.9299
7406 | 2423.8835 | 269.6797 | 2423.8835 | 269.6797
7407 | 2370.0844 | 286.2222 | 2370.0844 | 286.2222
7408 | 2320.7785 | 327.4158 | 2320.7785 | 327.4158
7409 | 2262.9834 | 416.1135 | 2262.9834 | 416.1135
7410 | 2346.8161 | 452.9712 | 2346.8161 | 452.9712
7411 | 2530.7984 | 454.4395 | 2530.7984 | 454.4395
7412 | 2841.5672 | 439.9919 | 2841.5672 | 439.9919
7413 | 3040.9223 | 430.2474 | 3040.9223 | 430.2474
7414 | 3186.5988 | 417.2553 | 3186.5988 | 417.2553
7415 | 3413.6984 | 408.4749 | 3413.6984 | 408.4749
7416 | 3385.9502 | 407.4424 | 3385.9502 | 407.4424
7417 | 3169.3853 | 395.7381 | 3169.3853 | 395.7381
7418 | 3148.8343 | 388.0119 | 3148.8343 | 388.0119
7419 | 3130.9681 | 376.4874 | 3130.9681 | 376.4874
7420 | 3131.5658 | 390.019 | 3131.5658 | 390.019
7421 | 3186.9514 | 400.4224 | 3186.9514 | 400.4224
7422 | 3152.9051 | 384.8389 | 3152.9051 | 384.8389
7423 | 2996.8085 | 358.9045 | 2996.8085 | 358.9045
7424 | 2937.973 | 336.0357 | 2937.973 | 336.0357
7425 | 3003.1688 | 314.6947 | 3003.1688 | 314.6947
7426 | 2973.1351 | 273.2325 | 2973.1351 | 273.2325
7427 | 2783.2424 | 255.4965 | 2783.2424 | 255.4965
7428 | 2585.849 | 245.8878 | 2585.849 | 245.8878
7429 | 2468.1187 | 242.9762 | 2468.1187 | 242.9762
7430 | 2417.1272 | 244.3697 | 2417.1272 | 244.3697
7431 | 2373.8247 | 255.7173 | 2373.8247 | 255.7173
7432 | 2324.3442 | 296.9411 | 2324.3442 | 296.9411
7433 | 2280.7934 | 386.0919 | 2280.7934 | 386.0919
7434 | 2359.5001 | 424.8826 | 2359.5001 | 424.8826
7435 | 2538.1093 | 429.8242 | 2538.1093 | 429.8242
7436 | 2835.1177 | 419.2425 | 2835.1177 | 419.2425
7437 | 3036.6356 | 413.3338 | 3036.6356 | 413.3338
7438 | 3184.5096 | 398.9826 | 3184.5096 | 398.9826
7439 | 3376.1258 | 387.2725 | 3376.1258 | 387.2725
7440 | 3317.5258 | 382.3439 | 3317.5258 | 382.3439
7441 | 3106.0359 | 373.1766 | 3106.0359 | 373.1766
7442 | 3091.6054 | 366.6283 | 3091.6054 | 366.6283
7443 | 3121.7941 | 350.0901 | 3121.7941 | 350.0901
7444 | 3128.4223 | 353.1413 | 3128.4223 | 353.1413
7445 | 3136.1385 | 357.0511 | 3136.1385 | 357.0511
7446 | 3145.8925 | 334.5814 | 3145.8925 | 334.5814
7447 | 2982.0686 | 308.1034 | 2982.0686 | 308.1034
7448 | 2923.826 | 286.4728 | 2923.826 | 286.4728
7449 | 2981.9136 | 264.1352 | 2981.9136 | 264.1352
7450 | 2951.3553 | 227.9887 | 2951.3553 | 227.9887
7451 | 2787.9731 | 210.1621 | 2787.9731 | 210.1621
7452 | 2612.342 | 203.7247 | 2612.342 | 203.7247
7453 | 2490.2693 | 212.0787 | 2490.2693 | 212.0787
7454 | 2423.5347 | 228.8455 | 2423.5347 | 228.8455
7455 | 2380.048 | 253.6635 | 2380.048 | 253.6635
7456 | 2313.8081 | 310.3814 | 2313.8081 | 310.3814
7457 | 2274.3334 | 411.4018 | 2274.3334 | 411.4018
7458 | 2311.9923 | 451.5517 | 2311.9923 | 451.5517
7459 | 2466.6815 | 456.9765 | 2466.6815 | 456.9765
7460 | 2707.3728 | 442.4081 | 2707.3728 | 442.4081
7461 | 2901.6407 | 436.892 | 2901.6407 | 436.892
7462 | 3056.4632 | 420.3662 | 3056.4632 | 420.3662
7463 | 3273.3754 | 412.9751 | 3273.3754 | 412.9751
7464 | 3243.908 | 401.3112 | 3243.908 | 401.3112
7465 | 3070.5657 | 385.6805 | 3070.5657 | 385.6805
7466 | 3046.0156 | 378.0148 | 3046.0156 | 378.0148
7467 | 3053.3376 | 359.8154 | 3053.3376 | 359.8154
7468 | 3063.3392 | 357.2187 | 3063.3392 | 357.2187
7469 | 3094.6258 | 354.0006 | 3094.6258 | 354.0006
7470 | 3047.3118 | 329.9 | 3047.3118 | 329.9
7471 | 2927.1095 | 299.9788 | 2927.1095 | 299.9788
7472 | 2854.6337 | 274.1501 | 2854.6337 | 274.1501
7473 | 2916.2173 | 249.0338 | 2916.2173 | 249.0338
7474 | 2948.9253 | 203.8265 | 2948.9253 | 203.8265
7475 | 2808.2578 | 170.2038 | 2808.2578 | 170.2038
7476 | 2641.6968 | 152.682 | 2641.6968 | 152.682
7477 | 2500.2742 | 157.3512 | 2500.2742 | 157.3512
7478 | 2427.9799 | 176.504 | 2427.9799 | 176.504
7479 | 2375.987 | 211.3494 | 2375.987 | 211.3494
7480 | 2301.5852 | 279.3027 | 2301.5852 | 279.3027
7481 | 2247.4599 | 384.2193 | 2247.4599 | 384.2193
7482 | 2285.9775 | 433.1581 | 2285.9775 | 433.1581
7483 | 2410.0233 | 444.7746 | 2410.0233 | 444.7746
7484 | 2605.6567 | 436.4581 | 2605.6567 | 436.4581
7485 | 2773.4059 | 429.7037 | 2773.4059 | 429.7037
7486 | 2912.1497 | 417.3459 | 2912.1497 | 417.3459
7487 | 3119.8935 | 411.1026 | 3119.8935 | 411.1026
7488 | 3118.2025 | 407.2914 | 3118.2025 | 407.2914
7489 | 3007.17 | 402.2619 | 3007.17 | 402.2619
7490 | 2980.2581 | 408.7612 | 2980.2581 | 408.7612
7491 | 2984.1643 | 402.039 | 2984.1643 | 402.039
7492 | 3008.5731 | 401.7981 | 3008.5731 | 401.7981
7493 | 3039.9497 | 390.5158 | 3039.9497 | 390.5158
7494 | 3006.2369 | 357.1127 | 3006.2369 | 357.1127
7495 | 2908.1607 | 316.832 | 2908.1607 | 316.832
7496 | 2866.6889 | 286.4728 | 2866.6889 | 286.4728
7497 | 2915.0444 | 267.9709 | 2915.0444 | 267.9709
7498 | 2937.1483 | 238.8919 | 2937.1483 | 238.8919
7499 | 2803.1552 | 228.1328 | 2803.1552 | 228.1328
7500 | 2629.6573 | 229.9106 | 2629.6573 | 229.9106
7501 | 2507.3378 | 247.5368 | 2507.3378 | 247.5368
7502 | 2443.1823 | 268.3205 | 2443.1823 | 268.3205
7503 | 2415.8221 | 285.5275 | 2415.8221 | 285.5275
7504 | 2311.2911 | 324.7881 | 2311.2911 | 324.7881
7505 | 2266.5928 | 415.2376 | 2266.5928 | 415.2376
7506 | 2309.7105 | 455.5082 | 2309.7105 | 455.5082
7507 | 2425.7407 | 460.8123 | 2425.7407 | 460.8123
7508 | 2627.0717 | 449.6266 | 2627.0717 | 449.6266
7509 | 2782.9286 | 442.3285 | 2782.9286 | 442.3285
7510 | 2924.4733 | 430.3935 | 2924.4733 | 430.3935
7511 | 3148.0429 | 422.7911 | 3148.0429 | 422.7911
7512 | 3145.7848 | 418.4966 | 3145.7848 | 418.4966
7513 | 3012.3507 | 410.2656 | 3012.3507 | 410.2656
7514 | 2980.5502 | 409.0935 | 2980.5502 | 409.0935
7515 | 2946.2449 | 398.8073 | 2946.2449 | 398.8073
7516 | 2956.4547 | 415.3893 | 2956.4547 | 415.3893
7517 | 3001.1145 | 429.2359 | 3001.1145 | 429.2359
7518 | 2941.1496 | 416.6727 | 2941.1496 | 416.6727
7519 | 2812.0582 | 396.4164 | 2812.0582 | 396.4164
7520 | 2788.3182 | 375.2691 | 2788.3182 | 375.2691
7521 | 2849.5849 | 344.1424 | 2849.5849 | 344.1424
7522 | 2883.6255 | 299.2674 | 2883.6255 | 299.2674
7523 | 2762.7553 | 274.7961 | 2762.7553 | 274.7961
7524 | 2590.237 | 264.2814 | 2590.237 | 264.2814
7525 | 2468.7567 | 272.4844 | 2468.7567 | 272.4844
7526 | 2398.4681 | 286.4724 | 2398.4681 | 286.4724
7527 | 2341.2605 | 304.4647 | 2341.2605 | 304.4647
7528 | 2264.1036 | 351.3968 | 2264.1036 | 351.3968
7529 | 2219.0459 | 448.6419 | 2219.0459 | 448.6419
7530 | 2281.9467 | 488.0669 | 2281.9467 | 488.0669
7531 | 2448.9386 | 491.8004 | 2448.9386 | 491.8004
7532 | 2670.6914 | 479.1649 | 2670.6914 | 479.1649
7533 | 2843.0442 | 473.5582 | 2843.0442 | 473.5582
7534 | 2984.076 | 465.2174 | 2984.076 | 465.2174
7535 | 3201.7056 | 455.1383 | 3201.7056 | 455.1383
7536 | 3157.9909 | 446.0114 | 3157.9909 | 446.0114
7537 | 2989.9169 | 429.8974 | 2989.9169 | 429.8974
7538 | 3006.4269 | 412.597 | 3006.4269 | 412.597
7539 | 3012.4212 | 394.5185 | 3012.4212 | 394.5185
7540 | 2994.03 | 399.1402 | 2994.03 | 399.1402
7541 | 3037.8139 | 403.7145 | 3037.8139 | 403.7145
7542 | 3001.5346 | 386.4699 | 3001.5346 | 386.4699
7543 | 2863.9755 | 361.1395 | 2863.9755 | 361.1395
7544 | 2821.0532 | 338.9049 | 2821.0532 | 338.9049
7545 | 2859.1591 | 318.5909 | 2859.1591 | 318.5909
7546 | 2893.4392 | 283.0485 | 2893.4392 | 283.0485
7547 | 2747.9509 | 262.8056 | 2747.9509 | 262.8056
7548 | 2561.6562 | 256.0058 | 2561.6562 | 256.0058
7549 | 2435.0796 | 267.2895 | 2435.0796 | 267.2895
7550 | 2362.4265 | 285.2945 | 2362.4265 | 285.2945
7551 | 2333.2945 | 306.3674 | 2333.2945 | 306.3674
7552 | 2234.564 | 351.578 | 2234.564 | 351.578
7553 | 2216.5478 | 445.7424 | 2216.5478 | 445.7424
7554 | 2277.5221 | 486.4359 | 2277.5221 | 486.4359
7555 | 2483.0338 | 491.3171 | 2483.0338 | 491.3171
7556 | 2774.4902 | 479.7086 | 2774.4902 | 479.7086
7557 | 2985.921 | 475.7932 | 2985.921 | 475.7932
7558 | 3144.278 | 464.4925 | 3144.278 | 464.4925
7559 | 3369.6592 | 451.5441 | 3369.6592 | 451.5441
7560 | 3312.0269 | 440.8769 | 3312.0269 | 440.8769
7561 | 3113.8139 | 432.7667 | 3113.8139 | 432.7667
7562 | 3082.0177 | 413.9259 | 3082.0177 | 413.9259
7563 | 3110.1989 | 381.048 | 3110.1989 | 381.048
7564 | 3117.6111 | 373.196 | 3117.6111 | 373.196
7565 | 3169.4987 | 371.5787 | 3169.4987 | 371.5787
7566 | 3107.5734 | 352.3407 | 3107.5734 | 352.3407
7567 | 2942.2508 | 324.7451 | 2942.2508 | 324.7451
7568 | 2880.0237 | 300.6984 | 2880.0237 | 300.6984
7569 | 2934.578 | 277.666 | 2934.578 | 277.666
7570 | 2931.7975 | 245.5668 | 2931.7975 | 245.5668
7571 | 2772.5261 | 230.3376 | 2772.5261 | 230.3376
7572 | 2572.2144 | 225.5614 | 2572.2144 | 225.5614
7573 | 2446.5688 | 237.7511 | 2446.5688 | 237.7511
7574 | 2393.0819 | 254.2762 | 2393.0819 | 254.2762
7575 | 2334.6848 | 272.9631 | 2334.6848 | 272.9631
7576 | 2257.5495 | 315.3044 | 2257.5495 | 315.3044
7577 | 2214.353 | 407.0526 | 2214.353 | 407.0526
7578 | 2302.9772 | 442.4908 | 2302.9772 | 442.4908
7579 | 2489.6216 | 443.4155 | 2489.6216 | 443.4155
7580 | 2776.2074 | 432.3506 | 2776.2074 | 432.3506
7581 | 2976.4181 | 425.8076 | 2976.4181 | 425.8076
7582 | 3122.3711 | 413.5102 | 3122.3711 | 413.5102
7583 | 3328.447 | 404.3673 | 3328.447 | 404.3673
7584 | 3305.1469 | 396.9318 | 3305.1469 | 396.9318
7585 | 3080.0716 | 390.0599 | 3080.0716 | 390.0599
7586 | 3070.7729 | 398.311 | 3070.7729 | 398.311
7587 | 3087.0676 | 397.9012 | 3087.0676 | 397.9012
7588 | 3099.2895 | 415.7216 | 3099.2895 | 415.7216
7589 | 3160.7806 | 424.796 | 3160.7806 | 424.796
7590 | 3131.9908 | 410.2093 | 3131.9908 | 410.2093
7591 | 2970.4346 | 390.3154 | 2970.4346 | 390.3154
7592 | 2895.0973 | 371.8562 | 2895.0973 | 371.8562
7593 | 2946.8878 | 347.646 | 2946.8878 | 347.646
7594 | 2950.9416 | 308.9927 | 2950.9416 | 308.9927
7595 | 2783.1687 | 288.7196 | 2783.1687 | 288.7196
7596 | 2622.5653 | 282.4031 | 2622.5653 | 282.4031
7597 | 2468.3375 | 289.2469 | 2468.3375 | 289.2469
7598 | 2419.6416 | 295.2615 | 2419.6416 | 295.2615
7599 | 2368.4608 | 295.8871 | 2368.4608 | 295.8871
7600 | 2287.8971 | 319.2912 | 2287.8971 | 319.2912
7601 | 2245.1057 | 397.1159 | 2245.1057 | 397.1159
7602 | 2321.47 | 432.6447 | 2321.47 | 432.6447
7603 | 2505.3296 | 442.2376 | 2505.3296 | 442.2376
7604 | 2769.0537 | 433.0754 | 2769.0537 | 433.0754
7605 | 2999.7384 | 427.8312 | 2999.7384 | 427.8312
7606 | 3142.7143 | 419.5809 | 3142.7143 | 419.5809
7607 | 3354.8899 | 413.7 | 3354.8899 | 413.7
7608 | 3304.728 | 408.7713 | 3304.728 | 408.7713
7609 | 3107.7682 | 395.436 | 3107.7682 | 395.436
7610 | 3050.0486 | 385.3842 | 3050.0486 | 385.3842
7611 | 3076.7797 | 374.9773 | 3076.7797 | 374.9773
7612 | 3078.0153 | 388.086 | 3078.0153 | 388.086
7613 | 3094.5543 | 391.7542 | 3094.5543 | 391.7542
7614 | 3057.4837 | 374.1169 | 3057.4837 | 374.1169
7615 | 2919.2313 | 347.6691 | 2919.2313 | 347.6691
7616 | 2831.2674 | 323.3505 | 2831.2674 | 323.3505
7617 | 2859.1095 | 294.4588 | 2859.1095 | 294.4588
7618 | 2895.3154 | 243.8754 | 2895.3154 | 243.8754
7619 | 2759.5579 | 207.9573 | 2759.5579 | 207.9573
7620 | 2602.9214 | 193.5162 | 2602.9214 | 193.5162
7621 | 2472.9519 | 199.0613 | 2472.9519 | 199.0613
7622 | 2381.4887 | 214.1971 | 2381.4887 | 214.1971
7623 | 2358.5046 | 241.0689 | 2358.5046 | 241.0689
7624 | 2260.1217 | 307.3611 | 2260.1217 | 307.3611
7625 | 2231.4814 | 406.0559 | 2231.4814 | 406.0559
7626 | 2296.3619 | 445.5413 | 2296.3619 | 445.5413
7627 | 2445.1302 | 448.7916 | 2445.1302 | 448.7916
7628 | 2670.1038 | 431.8975 | 2670.1038 | 431.8975
7629 | 2855.4398 | 423.3008 | 2855.4398 | 423.3008
7630 | 2999.8494 | 413.7216 | 2999.8494 | 413.7216
7631 | 3188.8688 | 404.8808 | 3188.8688 | 404.8808
7632 | 3187.9648 | 397.3245 | 3187.9648 | 397.3245
7633 | 3030.1499 | 386.647 | 3030.1499 | 386.647
7634 | 2972.4601 | 388.0421 | 2972.4601 | 388.0421
7635 | 2966.9471 | 385.065 | 2966.9471 | 385.065
7636 | 2976.1507 | 404.1841 | 2976.1507 | 404.1841
7637 | 2989.062 | 420.7489 | 2989.062 | 420.7489
7638 | 2941.7067 | 411.5986 | 2941.7067 | 411.5986
7639 | 2830.5303 | 390.3154 | 2830.5303 | 390.3154
7640 | 2762.0565 | 370.195 | 2762.0565 | 370.195
7641 | 2817.1668 | 344.7163 | 2817.1668 | 344.7163
7642 | 2844.2936 | 298.3613 | 2844.2936 | 298.3613
7643 | 2708.977 | 269.3596 | 2708.977 | 269.3596
7644 | 2557.5172 | 256.4286 | 2557.5172 | 256.4286
7645 | 2415.2679 | 258.6515 | 2415.2679 | 258.6515
7646 | 2337.8334 | 260.9209 | 2337.8334 | 260.9209
7647 | 2294.0706 | 272.6913 | 2294.0706 | 272.6913
7648 | 2204.1096 | 328.4729 | 2204.1096 | 328.4729
7649 | 2167.8617 | 425.4461 | 2167.8617 | 425.4461
7650 | 2207.9664 | 466.4719 | 2207.9664 | 466.4719
7651 | 2331.9641 | 472.2592 | 2331.9641 | 472.2592
7652 | 2507.6217 | 467.5066 | 2507.6217 | 467.5066
7653 | 2676.7311 | 458.4266 | 2676.7311 | 458.4266
7654 | 2823.5437 | 435.8602 | 2823.5437 | 435.8602
7655 | 3022.541 | 413.1564 | 3022.541 | 413.1564
7656 | 3031.8631 | 403.4556 | 3031.8631 | 403.4556
7657 | 2902.3944 | 401.4162 | 2902.3944 | 401.4162
7658 | 2888.1824 | 382.4546 | 2888.1824 | 382.4546
7659 | 2874.2255 | 359.3322 | 2874.2255 | 359.3322
7660 | 2901.7027 | 359.0007 | 2901.7027 | 359.0007
7661 | 2903.0835 | 362.7293 | 2903.0835 | 362.7293
7662 | 2848.8797 | 342.0717 | 2848.8797 | 342.0717
7663 | 2780.3435 | 322.3893 | 2780.3435 | 322.3893
7664 | 2734.3729 | 308.9437 | 2734.3729 | 308.9437
7665 | 2754.0153 | 292.4352 | 2754.0153 | 292.4352
7666 | 2793.7445 | 258.8862 | 2793.7445 | 258.8862
7667 | 2688.9702 | 239.2776 | 2688.9702 | 239.2776
7668 | 2554.3807 | 229.82 | 2554.3807 | 229.82
7669 | 2433.9288 | 243.6105 | 2433.9288 | 243.6105
7670 | 2347.6355 | 264.1526 | 2347.6355 | 264.1526
7671 | 2306.4559 | 277.8258 | 2306.4559 | 277.8258
7672 | 2214.6434 | 306.1832 | 2214.6434 | 306.1832
7673 | 2165.1456 | 384.8838 | 2165.1456 | 384.8838
7674 | 2202.2896 | 414.221 | 2202.2896 | 414.221
7675 | 2285.0366 | 411.9743 | 2285.0366 | 411.9743
7676 | 2438.9134 | 395.8958 | 2438.9134 | 395.8958
7677 | 2601.9946 | 385.4264 | 2601.9946 | 385.4264
7678 | 2777.2837 | 370.8638 | 2777.2837 | 370.8638
7679 | 2974.4445 | 358.7913 | 2974.4445 | 358.7913
7680 | 2991.6829 | 348.3657 | 2991.6829 | 348.3657
7681 | 2901.1521 | 335.6345 | 2901.1521 | 335.6345
7682 | 2870.9835 | 335.8214 | 2870.9835 | 335.8214
7683 | 2841.5012 | 327.6796 | 2841.5012 | 327.6796
7684 | 2856.2968 | 341.181 | 2856.2968 | 341.181
7685 | 2910.2118 | 348.836 | 2910.2118 | 348.836
7686 | 2847.6948 | 331.7726 | 2847.6948 | 331.7726
7687 | 2762.3424 | 312.211 | 2762.3424 | 312.211
7688 | 2716.9885 | 295.8357 | 2716.9885 | 295.8357
7689 | 2767.2916 | 276.2767 | 2767.2916 | 276.2767
7690 | 2804.6503 | 247.3487 | 2804.6503 | 247.3487
7691 | 2691.2351 | 234.1432 | 2691.2351 | 234.1432
7692 | 2524.5854 | 231.4207 | 2524.5854 | 231.4207
7693 | 2400.7692 | 238.476 | 2400.7692 | 238.476
7694 | 2331.6921 | 244.8832 | 2331.6921 | 244.8832
7695 | 2272.5973 | 253.2407 | 2272.5973 | 253.2407
7696 | 2185.649 | 300.1728 | 2185.649 | 300.1728
7697 | 2165.4311 | 397.3575 | 2165.4311 | 397.3575
7698 | 2207.6334 | 436.6617 | 2207.6334 | 436.6617
7699 | 2326.7188 | 439.2475 | 2326.7188 | 439.2475
7700 | 2535.2243 | 425.5851 | 2535.2243 | 425.5851
7701 | 2675.8634 | 416.4145 | 2675.8634 | 416.4145
7702 | 2846.3076 | 402.8486 | 2846.3076 | 402.8486
7703 | 3063.311 | 391.5311 | 3063.311 | 391.5311
7704 | 3062.0444 | 382.2532 | 3062.0444 | 382.2532
7705 | 2919.9038 | 364.1761 | 2919.9038 | 364.1761
7706 | 2870.962 | 350.8322 | 2870.962 | 350.8322
7707 | 2925.1843 | 322.666 | 2925.1843 | 322.666
7708 | 2932.7584 | 319.8578 | 2932.7584 | 319.8578
7709 | 2965.6783 | 319.7809 | 2965.6783 | 319.7809
7710 | 2906.3273 | 291.935 | 2906.3273 | 291.935
7711 | 2805.7419 | 258.1177 | 2805.7419 | 258.1177
7712 | 2759.5258 | 226.2484 | 2759.5258 | 226.2484
7713 | 2776.9555 | 193.8532 | 2776.9555 | 193.8532
7714 | 2835.5846 | 142.998 | 2835.5846 | 142.998
7715 | 2706.152 | 108.9223 | 2706.152 | 108.9223
7716 | 2538.0695 | 91.1588 | 2538.0695 | 91.1588
7717 | 2400.0136 | 95.7375 | 2400.0136 | 95.7375
7718 | 2335.0039 | 120.2965 | 2335.0039 | 120.2965
7719 | 2264.0342 | 156.7427 | 2264.0342 | 156.7427
7720 | 2181.5206 | 228.3505 | 2181.5206 | 228.3505
7721 | 2161.2637 | 342.4186 | 2161.2637 | 342.4186
7722 | 2205.2416 | 397.1866 | 2205.2416 | 397.1866
7723 | 2379.7401 | 414.9644 | 2379.7401 | 414.9644
7724 | 2649.0708 | 411.1784 | 2649.0708 | 411.1784
7725 | 2822.6428 | 404.4844 | 2822.6428 | 404.4844
7726 | 2991.5675 | 393.5159 | 2991.5675 | 393.5159
7727 | 3234.9177 | 383.5576 | 3234.9177 | 383.5576
7728 | 3208.7432 | 374.0683 | 3208.7432 | 374.0683
7729 | 3029.2203 | 356.9878 | 3029.2203 | 356.9878
7730 | 2992.178 | 345.4561 | 2992.178 | 345.4561
7731 | 3012.3248 | 321.6089 | 3012.3248 | 321.6089
7732 | 3038.9234 | 300.4978 | 3038.9234 | 300.4978
7733 | 3063.7752 | 276.8627 | 3063.7752 | 276.8627
7734 | 3031.7171 | 240.7715 | 3031.7171 | 240.7715
7735 | 2879.7493 | 209.1287 | 2879.7493 | 209.1287
7736 | 2834.4112 | 185.1424 | 2834.4112 | 185.1424
7737 | 2849.4553 | 165.7646 | 2849.4553 | 165.7646
7738 | 2861.7838 | 132.5478 | 2861.7838 | 132.5478
7739 | 2705.8821 | 123.5102 | 2705.8821 | 123.5102
7740 | 2533.3319 | 128.2177 | 2533.3319 | 128.2177
7741 | 2390.4313 | 151.1294 | 2390.4313 | 151.1294
7742 | 2328.3446 | 175.5073 | 2328.3446 | 175.5073
7743 | 2272.1015 | 200.869 | 2272.1015 | 200.869
7744 | 2194.5381 | 249.4623 | 2194.5381 | 249.4623
7745 | 2160.9159 | 346.9188 | 2160.9159 | 346.9188
7746 | 2232.3668 | 386.525 | 2232.3668 | 386.525
7747 | 2414.062 | 393.4902 | 2414.062 | 393.4902
7748 | 2736.3158 | 385.1436 | 2736.3158 | 385.1436
7749 | 2944.1875 | 381.7719 | 2944.1875 | 381.7719
7750 | 3104.09 | 371.649 | 3104.09 | 371.649
7751 | 3354.7986 | 363.956 | 3354.7986 | 363.956
7752 | 3316.5624 | 359.873 | 3316.5624 | 359.873
7753 | 3112.8319 | 346.2356 | 3112.8319 | 346.2356
7754 | 3042.9696 | 339.778 | 3042.9696 | 339.778
7755 | 3053.1 | 331.153 | 3053.1 | 331.153
7756 | 3078.4855 | 344.2617 | 3078.4855 | 344.2617
7757 | 3088.8649 | 350.3461 | 3088.8649 | 350.3461
7758 | 3037.3855 | 331.7121 | 3037.3855 | 331.7121
7759 | 2881.614 | 305.0529 | 2881.614 | 305.0529
7760 | 2783.2079 | 285.2647 | 2783.2079 | 285.2647
7761 | 2823.8485 | 272.0785 | 2823.8485 | 272.0785
7762 | 2851.1407 | 244.4493 | 2851.1407 | 244.4493
7763 | 2700.6381 | 228.616 | 2700.6381 | 228.616
7764 | 2519.9466 | 227.736 | 2519.9466 | 227.736
7765 | 2385.1805 | 241.4661 | 2385.1805 | 241.4661
7766 | 2319.1349 | 259.7429 | 2319.1349 | 259.7429
7767 | 2263.4974 | 276.8593 | 2263.4974 | 276.8593
7768 | 2186.0885 | 313.4319 | 2186.0885 | 313.4319
7769 | 2157.4703 | 400.71 | 2157.4703 | 400.71
7770 | 2215.8103 | 435.4234 | 2215.8103 | 435.4234
7771 | 2396.124 | 437.7977 | 2396.124 | 437.7977
7772 | 2693.6368 | 423.8636 | 2693.6368 | 423.8636
7773 | 2938.2466 | 414.0587 | 2938.2466 | 414.0587
7774 | 3101.17 | 398.6504 | 3101.17 | 398.6504
7775 | 3322.4303 | 385.7322 | 3322.4303 | 385.7322
7776 | 3300.2811 | 375.2764 | 3300.2811 | 375.2764
7777 | 3100.0818 | 361.035 | 3100.0818 | 361.035
7778 | 3074.1048 | 355.2418 | 3074.1048 | 355.2418
7779 | 3060.5875 | 337.7372 | 3060.5875 | 337.7372
7780 | 3032.7037 | 342.3589 | 3032.7037 | 342.3589
7781 | 3068.006 | 347.1446 | 3068.006 | 347.1446
7782 | 3041.3186 | 336.454 | 3041.3186 | 336.454
7783 | 2870.9714 | 318.7952 | 2870.9714 | 318.7952
7784 | 2769.0781 | 305.9536 | 2769.0781 | 305.9536
7785 | 2767.6731 | 288.2672 | 2767.6731 | 288.2672
7786 | 2792.7347 | 250.9731 | 2792.7347 | 250.9731
7787 | 2686.3174 | 227.5589 | 2686.3174 | 227.5589
7788 | 2521.0011 | 220.6685 | 2521.0011 | 220.6685
7789 | 2380.5896 | 231.922 | 2380.5896 | 231.922
7790 | 2311.9451 | 248.6585 | 2311.9451 | 248.6585
7791 | 2251.9885 | 266.6507 | 2251.9885 | 266.6507
7792 | 2159.619 | 313.9755 | 2159.619 | 313.9755
7793 | 2132.8947 | 413.6368 | 2132.8947 | 413.6368
7794 | 2186.7391 | 455.2666 | 2186.7391 | 455.2666
7795 | 2330.2798 | 456.0402 | 2330.2798 | 456.0402
7796 | 2587.6714 | 435.25 | 2587.6714 | 435.25
7797 | 2780.5614 | 425.3545 | 2780.5614 | 425.3545
7798 | 2953.386 | 412.2416 | 2953.386 | 412.2416
7799 | 3168.9204 | 395.8501 | 3168.9204 | 395.8501
7800 | 3156.9038 | 390.3174 | 3156.9038 | 390.3174
7801 | 3025.2647 | 379.3681 | 3025.2647 | 379.3681
7802 | 2989.3873 | 376.0214 | 2989.3873 | 376.0214
7803 | 2985.1131 | 374.5242 | 2985.1131 | 374.5242
7804 | 2993.5222 | 399.11 | 2993.5222 | 399.11
7805 | 3009.6122 | 420.326 | 3009.6122 | 420.326
7806 | 2956.6081 | 414.196 | 2956.6081 | 414.196
7807 | 2833.576 | 394.1512 | 2833.576 | 394.1512
7808 | 2752.0462 | 373.4267 | 2752.0462 | 373.4267
7809 | 2755.0462 | 348.7031 | 2755.0462 | 348.7031
7810 | 2788.0014 | 307.0295 | 2788.0014 | 307.0295
7811 | 2683.3547 | 278.7527 | 2683.3547 | 278.7527
7812 | 2535.8032 | 264.9156 | 2535.8032 | 264.9156
7813 | 2409.2958 | 268.1956 | 2409.2958 | 268.1956
7814 | 2327.8502 | 276.5961 | 2327.8502 | 276.5961
7815 | 2260.7806 | 285.2255 | 2260.7806 | 285.2255
7816 | 2174.1083 | 320.8014 | 2174.1083 | 320.8014
7817 | 2143.5512 | 411.13 | 2143.5512 | 411.13
7818 | 2176.5647 | 448.4408 | 2176.5647 | 448.4408
7819 | 2288.4514 | 451.4192 | 2288.4514 | 451.4192
7820 | 2481.0886 | 439.7201 | 2481.0886 | 439.7201
7821 | 2675.9853 | 431.6669 | 2675.9853 | 431.6669
7822 | 2845.4855 | 417.8896 | 2845.4855 | 417.8896
7823 | 3054.3367 | 406.0285 | 3054.3367 | 406.0285
7824 | 3074.0723 | 395.1196 | 3074.0723 | 395.1196
7825 | 2937.7473 | 380.8179 | 2937.7473 | 380.8179
7826 | 2925.8514 | 378.2866 | 2925.8514 | 378.2866
7827 | 2919.8651 | 367.9098 | 2919.8651 | 367.9098
7828 | 2942.2681 | 379.5688 | 2942.2681 | 379.5688
7829 | 2947.0817 | 393.6267 | 2947.0817 | 393.6267
7830 | 2892.2572 | 383.9932 | 2892.2572 | 383.9932
7831 | 2768.7483 | 367.2707 | 2768.7483 | 367.2707
7832 | 2722.2373 | 354.1271 | 2722.2373 | 354.1271
7833 | 2738.5348 | 338.9174 | 2738.5348 | 338.9174
7834 | 2774.114 | 303.7072 | 2774.114 | 303.7072
7835 | 2668.871 | 280.2327 | 2668.871 | 280.2327
7836 | 2514.5395 | 268.1171 | 2514.5395 | 268.1171
7837 | 2384.972 | 272.8468 | 2384.972 | 272.8468
7838 | 2307.7901 | 284.7811 | 2307.7901 | 284.7811
7839 | 2241.6487 | 299.0886 | 2241.6487 | 299.0886
7840 | 2171.5611 | 339.0741 | 2171.5611 | 339.0741
7841 | 2139.3065 | 428.2248 | 2139.3065 | 428.2248
7842 | 2177.8638 | 463.4214 | 2177.8638 | 463.4214
7843 | 2296.9263 | 464.497 | 2296.9263 | 464.497
7844 | 2501.2425 | 448.056 | 2501.2425 | 448.056
7845 | 2671.392 | 436.0161 | 2671.392 | 436.0161
7846 | 2827.7277 | 420.8192 | 2827.7277 | 420.8192
7847 | 3047.5318 | 407.6896 | 3047.5318 | 407.6896
7848 | 3048.5419 | 396.9016 | 3048.5419 | 396.9016
7849 | 2927.2177 | 379.791 | 2927.2177 | 379.791
7850 | 2885.8839 | 371.0379 | 2885.8839 | 371.0379
7851 | 2892.922 | 351.3284 | 2892.922 | 351.3284
7852 | 2934.5304 | 354.3192 | 2934.5304 | 354.3192
7853 | 2960.0994 | 354.7255 | 2960.0994 | 354.7255
7854 | 2901.5444 | 331.3497 | 2901.5444 | 331.3497
7855 | 2824.8669 | 301.6098 | 2824.8669 | 301.6098
7856 | 2745.2244 | 275.2978 | 2745.2244 | 275.2978
7857 | 2750.8793 | 249.1546 | 2750.8793 | 249.1546
7858 | 2797.3544 | 205.0346 | 2797.3544 | 205.0346
7859 | 2675.8622 | 176.3048 | 2675.8622 | 176.3048
7860 | 2518.0443 | 164.8839 | 2518.0443 | 164.8839
7861 | 2380.2952 | 174.8084 | 2380.2952 | 174.8084
7862 | 2309.6816 | 197.4647 | 2309.6816 | 197.4647
7863 | 2245.1626 | 228.1723 | 2245.1626 | 228.1723
7864 | 2171.9252 | 286.8232 | 2171.9252 | 286.8232
7865 | 2170.4028 | 393.854 | 2170.4028 | 393.854
7866 | 2212.6438 | 437.0845 | 2212.6438 | 437.0845
7867 | 2362.8773 | 441.4221 | 2362.8773 | 441.4221
7868 | 2621.9264 | 429.0887 | 2621.9264 | 429.0887
7869 | 2794.7051 | 420.1899 | 2794.7051 | 420.1899
7870 | 2963.7961 | 406.8353 | 2963.7961 | 406.8353
7871 | 3201.7173 | 390.3834 | 3201.7173 | 390.3834
7872 | 3166.4612 | 388.5052 | 3166.4612 | 388.5052
7873 | 2993.4252 | 365.7769 | 2993.4252 | 365.7769
7874 | 2939.0464 | 348.4764 | 2939.0464 | 348.4764
7875 | 2969.4986 | 322.8774 | 2969.4986 | 322.8774
7876 | 2985.5862 | 318.6799 | 2985.5862 | 318.6799
7877 | 3043.124 | 310.0858 | 3043.124 | 310.0858
7878 | 2970.0921 | 282.391 | 2970.0921 | 282.391
7879 | 2841.9108 | 247.0937 | 2841.9108 | 247.0937
7880 | 2755.966 | 219.2112 | 2755.966 | 219.2112
7881 | 2784.3336 | 190.3497 | 2784.3336 | 190.3497
7882 | 2829.755 | 146.4411 | 2829.755 | 146.4411
7883 | 2714.2915 | 120.0067 | 2714.2915 | 120.0067
7884 | 2518.635 | 111.5457 | 2518.635 | 111.5457
7885 | 2382.205 | 126.1819 | 2382.205 | 126.1819
7886 | 2306.154 | 153.8821 | 2306.154 | 153.8821
7887 | 2239.432 | 190.449 | 2239.432 | 190.449
7888 | 2158.5814 | 256.4694 | 2158.5814 | 256.4694
7889 | 2156.4666 | 366.8527 | 2156.4666 | 366.8527
7890 | 2207.6381 | 417.9661 | 2207.6381 | 417.9661
7891 | 2397.1225 | 429.6128 | 2397.1225 | 429.6128
7892 | 2692.3527 | 421.9306 | 2692.3527 | 421.9306
7893 | 2896.5075 | 415.9313 | 2896.5075 | 415.9313
7894 | 3062.0775 | 403.3318 | 3062.0775 | 403.3318
7895 | 3306.5636 | 406.3003 | 3306.5636 | 406.3003
7896 | 3251.066 | 399.7105 | 3251.066 | 399.7105
7897 | 3047.4898 | 372.5423 | 3047.4898 | 372.5423
7898 | 3004.7319 | 353.9431 | 3004.7319 | 353.9431
7899 | 3033.0712 | 319.8269 | 3033.0712 | 319.8269
7900 | 3041.4079 | 311.8541 | 3041.4079 | 311.8541
7901 | 3085.1235 | 304.3774 | 3085.1235 | 304.3774
7902 | 3011.4674 | 274.81 | 3011.4674 | 274.81
7903 | 2854.4065 | 238.6671 | 2854.4065 | 238.6671
7904 | 2768.5154 | 208.0663 | 2768.5154 | 208.0663
7905 | 2785.4852 | 178.8424 | 2785.4852 | 178.8424
7906 | 2812.9372 | 139.3737 | 2812.9372 | 139.3737
7907 | 2697.5575 | 115.6877 | 2697.5575 | 115.6877
7908 | 2505.2002 | 104.5991 | 2505.2002 | 104.5991
7909 | 2364.7785 | 109.9932 | 2364.7785 | 109.9932
7910 | 2298.5423 | 119.3905 | 2298.5423 | 119.3905
7911 | 2224.8122 | 137.2317 | 2224.8122 | 137.2317
7912 | 2157.2878 | 195.0066 | 2157.2878 | 195.0066
7913 | 2136.5023 | 306.2054 | 2136.5023 | 306.2054
7914 | 2197.9271 | 357.7719 | 2197.9271 | 357.7719
7915 | 2387.6241 | 373.3751 | 2387.6241 | 373.3751
7916 | 2698.7951 | 372.3074 | 2698.7951 | 372.3074
7917 | 2918.4237 | 373.6473 | 2918.4237 | 373.6473
7918 | 3088.7096 | 370.7128 | 3088.7096 | 370.7128
7919 | 3337.8186 | 368.577 | 3337.8186 | 368.577
7920 | 3266.9834 | 365.8833 | 3266.9834 | 365.8833
7921 | 3065.982 | 346.6585 | 3065.982 | 346.6585
7922 | 3065.6407 | 334.9153 | 3065.6407 | 334.9153
7923 | 3075.0753 | 309.7392 | 3075.0753 | 309.7392
7924 | 3080.7923 | 307.082 | 3080.7923 | 307.082
7925 | 3120.7509 | 305.6459 | 3120.7509 | 305.6459
7926 | 3063.0357 | 283.9615 | 3063.0357 | 283.9615
7927 | 2909.2897 | 256.0337 | 2909.2897 | 256.0337
7928 | 2819.2204 | 232.8326 | 2819.2204 | 232.8326
7929 | 2826.8072 | 210.9782 | 2826.8072 | 210.9782
7930 | 2866.8342 | 175.3452 | 2866.8342 | 175.3452
7931 | 2716.6317 | 159.3912 | 2716.6317 | 159.3912
7932 | 2543.9469 | 157.2426 | 2543.9469 | 157.2426
7933 | 2403.1323 | 171.3653 | 2403.1323 | 171.3653
7934 | 2316.5126 | 192.149 | 2316.5126 | 192.149
7935 | 2256.3993 | 214.8227 | 2256.3993 | 214.8227
7936 | 2171.645 | 261.5132 | 2171.645 | 261.5132
7937 | 2164.8146 | 357.0972 | 2164.8146 | 357.0972
7938 | 2226.0494 | 396.2805 | 2226.0494 | 396.2805
7939 | 2401.7438 | 400.5577 | 2401.7438 | 400.5577
7940 | 2710.0563 | 389.6438 | 2710.0563 | 389.6438
7941 | 2924.0068 | 384.0673 | 2924.0068 | 384.0673
7942 | 3054.7226 | 375.3942 | 3054.7226 | 375.3942
7943 | 3306.3913 | 369.6341 | 3306.3913 | 369.6341
7944 | 3270.001 | 363.0745 | 3270.001 | 363.0745
7945 | 3061.7043 | 345.692 | 3061.7043 | 345.692
7946 | 3021.7042 | 333.4656 | 3021.7042 | 333.4656
7947 | 3036.9451 | 309.4069 | 3036.9451 | 309.4069
7948 | 3025.4413 | 308.0485 | 3025.4413 | 308.0485
7949 | 3058.6937 | 308.0924 | 3058.6937 | 308.0924
7950 | 2996.954 | 286.5589 | 2996.954 | 286.5589
7951 | 2853.745 | 259.054 | 2853.745 | 259.054
7952 | 2761.4781 | 236.5778 | 2761.4781 | 236.5778
7953 | 2784.472 | 215.8409 | 2784.472 | 215.8409
7954 | 2814.7151 | 179.1206 | 2814.7151 | 179.1206
7955 | 2718.1217 | 158.5757 | 2718.1217 | 158.5757
7956 | 2541.8487 | 151.5947 | 2541.8487 | 151.5947
7957 | 2397.9432 | 162.9689 | 2397.9432 | 162.9689
7958 | 2308.4007 | 181.1854 | 2308.4007 | 181.1854
7959 | 2234.5573 | 205.9431 | 2234.5573 | 205.9431
7960 | 2145.568 | 261.5736 | 2145.568 | 261.5736
7961 | 2127.4125 | 367.3057 | 2127.4125 | 367.3057
7962 | 2173.8927 | 409.4489 | 2173.8927 | 409.4489
7963 | 2314.0146 | 414.2395 | 2314.0146 | 414.2395
7964 | 2574.377 | 401.9061 | 2574.377 | 401.9061
7965 | 2787.7495 | 394.2758 | 2787.7495 | 394.2758
7966 | 2959.0702 | 381.9482 | 2959.0702 | 381.9482
7967 | 3192.0574 | 370.8724 | 3192.0574 | 370.8724
7968 | 3133.1441 | 363.7993 | 3133.1441 | 363.7993
7969 | 2980.9929 | 345.4806 | 2980.9929 | 345.4806
7970 | 2953.2811 | 331.2608 | 2953.2811 | 331.2608
7971 | 2965.2514 | 298.8964 | 2965.2514 | 298.8964
7972 | 2968.9386 | 288.7489 | 2968.9386 | 288.7489
7973 | 2999.0046 | 271.2147 | 2999.0046 | 271.2147
7974 | 2951.1409 | 233.9154 | 2951.1409 | 233.9154
7975 | 2838.3349 | 194.3898 | 2838.3349 | 194.3898
7976 | 2751.8563 | 164.6649 | 2751.8563 | 164.6649
7977 | 2715.236 | 150.5424 | 2715.236 | 150.5424
7978 | 2754.478 | 126.2354 | 2754.478 | 126.2354
7979 | 2678.6413 | 118.406 | 2678.6413 | 118.406
7980 | 2517.7313 | 120.7576 | 2517.7313 | 120.7576
7981 | 2379.6538 | 134.095 | 2379.6538 | 134.095
7982 | 2297.6953 | 149.1402 | 2297.6953 | 149.1402
7983 | 2227.5809 | 169.3373 | 2227.5809 | 169.3373
7984 | 2133.6971 | 228.3505 | 2133.6971 | 228.3505
7985 | 2115.5188 | 342.8414 | 2115.5188 | 342.8414
7986 | 2152.5874 | 387.6123 | 2152.5874 | 387.6123
7987 | 2252.4518 | 386.9664 | 2252.4518 | 386.9664
7988 | 2448.9641 | 373.6665 | 2448.9641 | 373.6665
7989 | 2629.9738 | 368.8451 | 2629.9738 | 368.8451
7990 | 2803.623 | 356.3664 | 2803.623 | 356.3664
7991 | 3050.9405 | 342.3006 | 3050.9405 | 342.3006
7992 | 3057.0491 | 327.9184 | 3057.0491 | 327.9184
7993 | 2937.5428 | 311.3816 | 2937.5428 | 311.3816
7994 | 2906.4622 | 309.0617 | 2906.4622 | 309.0617
7995 | 2900.6266 | 300.1347 | 2900.6266 | 300.1347
7996 | 2924.1499 | 313.3038 | 2924.1499 | 313.3038
7997 | 2943.527 | 325.7006 | 2943.527 | 325.7006
7998 | 2862.7751 | 316.2785 | 2862.7751 | 316.2785
7999 | 2770.5326 | 298.8613 | 2770.5326 | 298.8613
8000 | 2707.8776 | 285.3553 | 2707.8776 | 285.3553
8001 | 2706.455 | 272.9846 | 2706.455 | 272.9846
8002 | 2736.6248 | 236.3549 | 2736.6248 | 236.3549
8003 | 2650.9621 | 215.2362 | 2650.9621 | 215.2362
8004 | 2511.1266 | 42.6365 | 2511.1266 | 42.6365
8005 | 2352.6683 | 37.8211 | 2352.6683 | 37.8211
8006 | 2273.5313 | 42.0531 | 2273.5313 | 42.0531
8007 | 2205.3586 | 48.0227 | 2205.3586 | 48.0227
8008 | 2115.3951 | 72.375 | 2115.3951 | 72.375
8009 | 2091.9478 | 155.389 | 2091.9478 | 155.389
8010 | 2123.3809 | 190.8587 | 2123.3809 | 190.8587
8011 | 2233.3687 | 186.2376 | 2233.3687 | 186.2376
8012 | 2430.2486 | 172.6073 | 2430.2486 | 172.6073
8013 | 2615.2634 | 159.9472 | 2615.2634 | 159.9472
8014 | 2779.1691 | 149.6157 | 2779.1691 | 149.6157
8015 | 3002.811 | 140.2835 | 3002.811 | 140.2835
8016 | 3002.0801 | 130.3646 | 3002.0801 | 130.3646
8017 | 2888.0114 | 120.3218 | 2888.0114 | 120.3218
8018 | 2869.9686 | 123.6276 | 2869.9686 | 123.6276
8019 | 2856.7648 | 123.5519 | 2856.7648 | 123.5519
8020 | 2885.8907 | 147.564 | 2885.8907 | 147.564
8021 | 2911.4727 | 167.0166 | 2911.4727 | 167.0166
8022 | 2844.9071 | 161.6874 | 2844.9071 | 161.6874
8023 | 2746.4859 | 147.6743 | 2746.4859 | 147.6743
8024 | 2669.1972 | 134.6889 | 2669.1972 | 134.6889
8025 | 2679.3053 | 117.438 | 2679.3053 | 117.438
8026 | 2710.0202 | 79.259 | 2710.0202 | 79.259
8027 | 2645.8851 | 55.3773 | 2645.8851 | 55.3773
8028 | 2487.1539 | 41.7334 | 2487.1539 | 41.7334
8029 | 2363.1863 | 37.249 | 2363.1863 | 37.249
8030 | 2283.5613 | 42.1619 | 2283.5613 | 42.1619
8031 | 2212.1898 | 48.6705 | 2212.1898 | 48.6705
8032 | 2119.3831 | 73.1457 | 2119.3831 | 73.1457
8033 | 2101.9646 | 157.0393 | 2101.9646 | 157.0393
8034 | 2149.066 | 192.9818 | 2149.066 | 192.9818
8035 | 2271.5001 | 188.5546 | 2271.5001 | 188.5546
8036 | 2524.3714 | 174.6784 | 2524.3714 | 174.6784
8037 | 2692.0257 | 162.1176 | 2692.0257 | 162.1176
8038 | 2867.8101 | 151.37 | 2867.8101 | 151.37
8039 | 3101.5595 | 140.8983 | 3101.5595 | 140.8983
8040 | 3109.475 | 129.991 | 3109.475 | 129.991
8041 | 2942.2006 | 119.8395 | 2942.2006 | 119.8395
8042 | 2885.2525 | 124.4267 | 2885.2525 | 124.4267
8043 | 2897.1889 | 124.6773 | 2897.1889 | 124.6773
8044 | 2891.99 | 149.2521 | 2891.99 | 149.2521
8045 | 2923.1571 | 170.1138 | 2923.1571 | 170.1138
8046 | 2867.6359 | 164.638 | 2867.6359 | 164.638
8047 | 2734.3486 | 151.1545 | 2734.3486 | 151.1545
8048 | 2678.3318 | 138.0368 | 2678.3318 | 138.0368
8049 | 2684.0043 | 120.3603 | 2684.0043 | 120.3603
8050 | 2725.7876 | 82.6258 | 2725.7876 | 82.6258
8051 | 2658.9611 | 60.3281 | 2658.9611 | 60.3281
8052 | 2485.3743 | 48.5567 | 2485.3743 | 48.5567
8053 | 2338.2973 | 44.9282 | 2338.2973 | 44.9282
8054 | 2249.5023 | 49.0751 | 2249.5023 | 49.0751
8055 | 2169.1607 | 54.3448 | 2169.1607 | 54.3448
8056 | 2089.7185 | 77.4724 | 2089.7185 | 77.4724
8057 | 2093.6417 | 159.9001 | 2093.6417 | 159.9001
8058 | 2138.7031 | 195.1522 | 2138.7031 | 195.1522
8059 | 2310.5707 | 189.9543 | 2310.5707 | 189.9543
8060 | 2614.4226 | 175.5627 | 2614.4226 | 175.5627
8061 | 2861.1251 | 163.0397 | 2861.1251 | 163.0397
8062 | 3004.3582 | 152.7933 | 3004.3582 | 152.7933
8063 | 3247.0601 | 142.3972 | 3247.0601 | 142.3972
8064 | 3229.7468 | 131.8257 | 3229.7468 | 131.8257
8065 | 3005.5495 | 120.2698 | 3005.5495 | 120.2698
8066 | 2960.43 | 123.1405 | 2960.43 | 123.1405
8067 | 3004.5844 | 123.3296 | 3004.5844 | 123.3296
8068 | 2996.6831 | 147.7579 | 2996.6831 | 147.7579
8069 | 3037.013 | 165.8203 | 3037.013 | 165.8203
8070 | 2989.5654 | 158.7131 | 2989.5654 | 158.7131
8071 | 2842.1602 | 143.7684 | 2842.1602 | 143.7684
8072 | 2776.7184 | 130.925 | 2776.7184 | 130.925
8073 | 2755.682 | 114.024 | 2755.682 | 114.024
8074 | 2767.4709 | 76.6961 | 2767.4709 | 76.6961
8075 | 2637.041 | 53.8216 | 2637.041 | 53.8216
8076 | 2455.2958 | 41.1092 | 2455.2958 | 41.1092
8077 | 2321.3058 | 36.516 | 2321.3058 | 36.516
8078 | 2248.9348 | 40.6251 | 2248.9348 | 40.6251
8079 | 2181.7774 | 46.7081 | 2181.7774 | 46.7081
8080 | 2106.9909 | 71.5948 | 2106.9909 | 71.5948
8081 | 2108.1947 | 155.1147 | 2108.1947 | 155.1147
8082 | 2151.7369 | 190.0028 | 2151.7369 | 190.0028
8083 | 2332.272 | 185.1453 | 2332.272 | 185.1453
8084 | 2656.4221 | 171.7561 | 2656.4221 | 171.7561
8085 | 2883.0999 | 159.8006 | 2883.0999 | 159.8006
8086 | 3043.6088 | 149.8426 | 3043.6088 | 149.8426
8087 | 3310.9895 | 140.9976 | 3310.9895 | 140.9976
8088 | 3257.7739 | 131.4616 | 3257.7739 | 131.4616
8089 | 3072.5474 | 121.2628 | 3072.5474 | 121.2628
8090 | 3037.3283 | 125.2731 | 3037.3283 | 125.2731
8091 | 3061.6943 | 126.4789 | 3061.6943 | 126.4789
8092 | 3078.7286 | 151.5644 | 3078.7286 | 151.5644
8093 | 3108.051 | 170.6009 | 3108.051 | 170.6009
8094 | 3052.0216 | 163.6167 | 3052.0216 | 163.6167
8095 | 2882.9306 | 148.0478 | 2882.9306 | 148.0478
8096 | 2785.0018 | 134.4667 | 2785.0018 | 134.4667
8097 | 2764.3789 | 117.2205 | 2764.3789 | 117.2205
8098 | 2781.8606 | 79.155 | 2781.8606 | 79.155
8099 | 2663.5865 | 55.5002 | 2663.5865 | 55.5002
8100 | 2491.8644 | 41.1801 | 2491.8644 | 41.1801
8101 | 2353.28 | 35.9486 | 2353.28 | 35.9486
8102 | 2268.283 | 40.0766 | 2268.283 | 40.0766
8103 | 2182.6284 | 45.8381 | 2182.6284 | 45.8381
8104 | 2110.6268 | 70.668 | 2110.6268 | 70.668
8105 | 2116.207 | 153.3131 | 2116.207 | 153.3131
8106 | 2182.3124 | 188.1161 | 2182.3124 | 188.1161
8107 | 2358.0456 | 183.2491 | 2358.0456 | 183.2491
8108 | 2668.5871 | 169.8221 | 2668.5871 | 169.8221
8109 | 2873.4711 | 158.0037 | 2873.4711 | 158.0037
8110 | 3039.8004 | 148.6699 | 3039.8004 | 148.6699
8111 | 3265.7631 | 140.572 | 3265.7631 | 140.572
8112 | 3234.3097 | 132.4546 | 3234.3097 | 132.4546
8113 | 3049.3281 | 121.9106 | 3049.3281 | 121.9106
8114 | 2991.4022 | 122.6582 | 2991.4022 | 122.6582
8115 | 3026.1072 | 122.9277 | 3026.1072 | 122.9277
8116 | 3034.9877 | 147.3512 | 3034.9877 | 147.3512
8117 | 3053.6128 | 165.7257 | 3053.6128 | 165.7257
8118 | 3007.1837 | 159.7392 | 3007.1837 | 159.7392
8119 | 2848.6841 | 145.4187 | 2848.6841 | 145.4187
8120 | 2746.2668 | 132.6367 | 2746.2668 | 132.6367
8121 | 2736.8828 | 115.7641 | 2736.8828 | 115.7641
8122 | 2787.3856 | 77.6844 | 2787.3856 | 77.6844
8123 | 2685.2853 | 53.5899 | 2685.2853 | 53.5899
8124 | 2518.597 | 39.8136 | 2518.597 | 39.8136
8125 | 2377.6102 | 34.7854 | 2377.6102 | 34.7854
8126 | 2274.4136 | 38.866 | 2274.4136 | 38.866
8127 | 2190.1706 | 44.8403 | 2190.1706 | 44.8403
8128 | 2104.0796 | 69.4291 | 2104.0796 | 69.4291
8129 | 2106.5767 | 153.0247 | 2106.5767 | 153.0247
8130 | 2156.0914 | 188.3383 | 2156.0914 | 188.3383
8131 | 2292.8947 | 183.618 | 2292.8947 | 183.618
8132 | 2525.1837 | 169.9167 | 2525.1837 | 169.9167
8133 | 2768.3462 | 157.5782 | 2768.3462 | 157.5782
8134 | 2928.317 | 147.3932 | 2928.317 | 147.3932
8135 | 3149.085 | 137.8719 | 3149.085 | 137.8719
8136 | 3121.2808 | 127.5936 | 3121.2808 | 127.5936
8137 | 2973.5158 | 116.6288 | 2973.5158 | 116.6288
8138 | 2938.3191 | 119.4097 | 2938.3191 | 119.4097
8139 | 2934.5968 | 118.7949 | 2934.5968 | 118.7949
8140 | 2928.6291 | 142.3247 | 2928.6291 | 142.3247
8141 | 2936.589 | 161.2477 | 2936.589 | 161.2477
8142 | 2877.8111 | 155.0531 | 2877.8111 | 155.0531
8143 | 2758.5583 | 140.6523 | 2758.5583 | 140.6523
8144 | 2688.3725 | 127.7473 | 2688.3725 | 127.7473
8145 | 2655.978 | 110.7707 | 2655.978 | 110.7707
8146 | 2699.5615 | 73.5137 | 2699.5615 | 73.5137
8147 | 2638.8245 | 50.19 | 2638.8245 | 50.19
8148 | 2506.1465 | 36.9811 | 2506.1465 | 36.9811
8149 | 2354.6736 | 32.5582 | 2354.6736 | 32.5582
8150 | 2255.4228 | 37.7359 | 2255.4228 | 37.7359
8151 | 2148.0687 | 44.4006 | 2148.0687 | 44.4006
8152 | 2083.0691 | 69.2777 | 2083.0691 | 69.2777
8153 | 2076.7989 | 153.2706 | 2076.7989 | 153.2706
8154 | 2104.7402 | 188.9058 | 2104.7402 | 188.9058
8155 | 2202.1736 | 184.3131 | 2202.1736 | 184.3131
8156 | 2394.1462 | 170.7962 | 2394.1462 | 170.7962
8157 | 2590.651 | 158.6705 | 2590.651 | 158.6705
8158 | 2780.2678 | 148.7787 | 2780.2678 | 148.7787
8159 | 2984.2483 | 139.7019 | 2984.2483 | 139.7019
8160 | 3009.3656 | 129.6647 | 3009.3656 | 129.6647
8161 | 2870.8304 | 118.7519 | 2870.8304 | 118.7519
8162 | 2851.5861 | 122.5116 | 2851.5861 | 122.5116
8163 | 2849.0579 | 123.41 | 2849.0579 | 123.41
8164 | 2849.446 | 148.0558 | 2849.446 | 148.0558
8165 | 2840.5589 | 166.6951 | 2840.5589 | 166.6951
8166 | 2779.4464 | 159.5028 | 2779.4464 | 159.5028
8167 | 2689.8772 | 143.9056 | 2689.8772 | 143.9056
8168 | 2612.229 | 131.0479 | 2612.229 | 131.0479
8169 | 2589.4072 | 113.8916 | 2589.4072 | 113.8916
8170 | 2636.2347 | 76.0294 | 2636.2347 | 76.0294
8171 | 2599.5347 | 52.8853 | 2599.5347 | 52.8853
8172 | 2468.5595 | 39.5866 | 2468.5595 | 39.5866
8173 | 2331.2164 | 34.7996 | 2331.2164 | 34.7996
8174 | 2243.4075 | 38.9133 | 2243.4075 | 38.9133
8175 | 2155.3224 | 44.9964 | 2155.3224 | 44.9964
8176 | 2086.2616 | 69.1264 | 2086.2616 | 69.1264
8177 | 2079.0504 | 152.5849 | 2079.0504 | 152.5849
8178 | 2110.6627 | 187.5487 | 2110.6627 | 187.5487
8179 | 2219.6027 | 182.4831 | 2219.6027 | 182.4831
8180 | 2412.4819 | 168.5643 | 2412.4819 | 168.5643
8181 | 2587.1608 | 155.8049 | 2587.1608 | 155.8049
8182 | 2724.1917 | 144.9911 | 2724.1917 | 144.9911
8183 | 2961.127 | 134.9591 | 2961.127 | 134.9591
8184 | 2985.7766 | 124.643 | 2985.7766 | 124.643
8185 | 2854.7686 | 114.5435 | 2854.7686 | 114.5435
8186 | 2773.7152 | 117.8114 | 2773.7152 | 117.8114
8187 | 2755.5846 | 116.1516 | 2755.5846 | 116.1516
8188 | 2742.5118 | 141.2703 | 2742.5118 | 141.2703
8189 | 2743.4469 | 161.3848 | 2743.4469 | 161.3848
8190 | 2678.8556 | 156.7413 | 2678.8556 | 156.7413
8191 | 2605.3527 | 144.4021 | 2605.3527 | 144.4021
8192 | 2572.5405 | 132.632 | 2572.5405 | 132.632
8193 | 2587.2271 | 115.4615 | 2587.2271 | 115.4615
8194 | 2612.9116 | 77.3912 | 2612.9116 | 77.3912
8195 | 2534.2433 | 53.3535 | 2534.2433 | 53.3535
8196 | 2395.9568 | 39.6481 | 2395.9568 | 39.6481
8197 | 2260.0498 | 34.4071 | 2260.0498 | 34.4071
8198 | 2176.3795 | 38.3364 | 2176.3795 | 38.3364
8199 | 2087.9694 | 44.027 | 2087.9694 | 44.027
8200 | 2017.3659 | 68.228 | 2017.3659 | 68.228
8201 | 2017.2609 | 151.2656 | 2017.2609 | 151.2656
8202 | 2069.3622 | 186.8252 | 2069.3622 | 186.8252
8203 | 2206.6188 | 182.1805 | 2206.6188 | 182.1805
8204 | 2450.3372 | 168.6305 | 2450.3372 | 168.6305
8205 | 2646.98 | 156.4953 | 2646.98 | 156.4953
8206 | 2794.9507 | 146.4239 | 2794.9507 | 146.4239
8207 | 3054.9741 | 137.0681 | 3054.9741 | 137.0681
8208 | 3038.136 | 127.239 | 3038.136 | 127.239
8209 | 2862.7882 | 117.5792 | 2862.7882 | 117.5792
8210 | 2801.074 | 121.9726 | 2801.074 | 121.9726
8211 | 2834.2025 | 122.6676 | 2834.2025 | 122.6676
8212 | 2845.3122 | 147.304 | 2845.3122 | 147.304
8213 | 2910.5674 | 167.0166 | 2910.5674 | 167.0166
8214 | 2847.534 | 161.8292 | 2847.534 | 161.8292
8215 | 2718.4113 | 148.4687 | 2718.4113 | 148.4687
8216 | 2646.6938 | 136.2352 | 2646.6938 | 136.2352
8217 | 2617.9553 | 118.9465 | 2617.9553 | 118.9465
8218 | 2656.7272 | 80.4128 | 2656.7272 | 80.4128
8219 | 2585.556 | 55.0368 | 2585.556 | 55.0368
8220 | 2420.5835 | 38.7874 | 2420.5835 | 38.7874
8221 | 2270.1511 | 31.726 | 2270.1511 | 31.726
8222 | 2168.1627 | 34.8751 | 2168.1627 | 34.8751
8223 | 2086.0362 | 40.7927 | 2086.0362 | 40.7927
8224 | 2006.5731 | 64.6863 | 2006.5731 | 64.6863
8225 | 2027.2474 | 147.4638 | 2027.2474 | 147.4638
8226 | 2086.4742 | 182.7633 | 2086.4742 | 182.7633
8227 | 2258.8686 | 178.095 | 2258.8686 | 178.095
8228 | 2554.2481 | 164.1904 | 2554.2481 | 164.1904
8229 | 2795.1687 | 151.8282 | 2795.1687 | 151.8282
8230 | 2931.8552 | 141.7851 | 2931.8552 | 141.7851
8231 | 3155.9506 | 132.4766 | 3155.9506 | 132.4766
8232 | 3150.588 | 122.307 | 3150.588 | 122.307
8233 | 2966.1161 | 111.6638 | 2966.1161 | 111.6638
8234 | 2923.7907 | 115.5133 | 2923.7907 | 115.5133
8235 | 2930.185 | 116.3076 | 2930.185 | 116.3076
8236 | 2921.2462 | 141.1237 | 2921.2462 | 141.1237
8237 | 2945.4921 | 161.3328 | 2945.4921 | 161.3328
8238 | 2883.56 | 156.5474 | 2883.56 | 156.5474
8239 | 2717.9234 | 142.4681 | 2717.9234 | 142.4681
8240 | 2612.3859 | 129.9887 | 2612.3859 | 129.9887
8241 | 2584.6441 | 112.6622 | 2584.6441 | 112.6622
8242 | 2628.4383 | 74.2041 | 2628.4383 | 74.2041
8243 | 2561.5117 | 50.6912 | 2561.5117 | 50.6912
8244 | 2428.7971 | 36.7636 | 2428.7971 | 36.7636
8245 | 2287.5889 | 30.4209 | 2287.5889 | 30.4209
8246 | 2191.8629 | 33.0877 | 2191.8629 | 33.0877
8247 | 2094.5353 | 37.7711 | 2094.5353 | 37.7711
8248 | 2015.1529 | 60.388 | 2015.1529 | 60.388
8249 | 2033.2453 | 142.1489 | 2033.2453 | 142.1489
8250 | 2106.9644 | 177.1835 | 2106.9644 | 177.1835
8251 | 2283.5183 | 172.2835 | 2283.5183 | 172.2835
8252 | 2595.2345 | 158.4026 | 2595.2345 | 158.4026
8253 | 2800.5767 | 145.9316 | 2800.5767 | 145.9316
8254 | 2963.4179 | 135.4251 | 2963.4179 | 135.4251
8255 | 3194.6656 | 126.0599 | 3194.6656 | 126.0599
8256 | 3196.3135 | 115.9896 | 3196.3135 | 115.9896
8257 | 2976.7634 | 105.7199 | 2976.7634 | 105.7199
8258 | 2951.4165 | 109.6356 | 2951.4165 | 109.6356
8259 | 2974.2976 | 110.0942 | 2974.2976 | 110.0942
8260 | 2956.5786 | 134.5556 | 2956.5786 | 134.5556
8261 | 2984.3207 | 154.1359 | 2984.3207 | 154.1359
8262 | 2933.929 | 149.3032 | 2933.929 | 149.3032
8263 | 2769.6751 | 136.2736 | 2769.6751 | 136.2736
8264 | 2685.7516 | 124.4373 | 2685.7516 | 124.4373
8265 | 2675.7601 | 107.9903 | 2675.7601 | 107.9903
8266 | 2705.5391 | 70.9603 | 2705.5391 | 70.9603
8267 | 2609.7068 | 47.8163 | 2609.7068 | 47.8163
8268 | 2443.614 | 34.3331 | 2443.614 | 34.3331
8269 | 2295.2576 | 29.1016 | 2295.2576 | 29.1016
8270 | 2195.1353 | 32.733 | 2195.1353 | 32.733
8271 | 2106.8709 | 37.8657 | 2106.8709 | 37.8657
8272 | 2041.309 | 61.0169 | 2041.309 | 61.0169
8273 | 2050.6887 | 143.3925 | 2050.6887 | 143.3925
8274 | 2101.9708 | 178.3704 | 2101.9708 | 178.3704
8275 | 2266.1143 | 173.39 | 2266.1143 | 173.39
8276 | 2569.3449 | 159.7502 | 2569.3449 | 159.7502
8277 | 2812.7157 | 147.4968 | 2812.7157 | 147.4968
8278 | 2947.4885 | 137.5577 | 2947.4885 | 137.5577
8279 | 3203.3055 | 128.6937 | 3203.3055 | 128.6937
8280 | 3228.2031 | 118.6849 | 3228.2031 | 118.6849
8281 | 3013.2372 | 108.505 | 3013.2372 | 108.505
8282 | 2969.7231 | 112.4681 | 2969.7231 | 112.4681
8283 | 2959.2946 | 112.6902 | 2959.2946 | 112.6902
8284 | 2982.1923 | 137.0618 | 2982.1923 | 137.0618
8285 | 3011.6326 | 155.8334 | 3011.6326 | 155.8334
8286 | 2926.9328 | 148.5939 | 2926.9328 | 148.5939
8287 | 2770.8353 | 132.9967 | 2770.8353 | 132.9967
8288 | 2669.9962 | 121.1273 | 2669.9962 | 121.1273
8289 | 2635.0167 | 104.7606 | 2635.0167 | 104.7606
8290 | 2688.4778 | 68.1279 | 2688.4778 | 68.1279
8291 | 2632.7209 | 46.1329 | 2632.7209 | 46.1329
8292 | 2472.0354 | 34.2905 | 2472.0354 | 34.2905
8293 | 2323.7552 | 30.4634 | 2323.7552 | 30.4634
8294 | 2214.3358 | 34.998 | 2214.3358 | 34.998
8295 | 2127.4742 | 41.0433 | 2127.4742 | 41.0433
8296 | 2059.4832 | 65.178 | 2059.4832 | 65.178
8297 | 2056.9984 | 148.5041 | 2056.9984 | 148.5041
8298 | 2112.1013 | 184.0448 | 2112.1013 | 184.0448
8299 | 2236.557 | 179.367 | 2236.557 | 179.367
8300 | 2486.1773 | 165.6893 | 2486.1773 | 165.6893
8301 | 2708.3457 | 153.7149 | 2708.3457 | 153.7149
8302 | 2877.4909 | 143.8751 | 2877.4909 | 143.8751
8303 | 3087.6287 | 135.4367 | 3087.6287 | 135.4367
8304 | 3075.3898 | 125.7022 | 3075.3898 | 125.7022
8305 | 2939.7433 | 113.5741 | 2939.7433 | 113.5741
8306 | 2913.8107 | 116.6103 | 2913.8107 | 116.6103
8307 | 2927.0688 | 116.7663 | 2927.0688 | 116.7663
8308 | 2899.3031 | 140.8589 | 2899.3031 | 140.8589
8309 | 2936.4394 | 159.5785 | 2936.4394 | 159.5785
8310 | 2883.1767 | 152.9442 | 2883.1767 | 152.9442
8311 | 2739.7496 | 138.3022 | 2739.7496 | 138.3022
8312 | 2661.1205 | 125.2128 | 2661.1205 | 125.2128
8313 | 2643.6894 | 108.7563 | 2643.6894 | 108.7563
8314 | 2677.2044 | 72.0053 | 2677.2044 | 72.0053
8315 | 2612.5032 | 48.7052 | 2612.5032 | 48.7052
8316 | 2478.2065 | 35.624 | 2478.2065 | 35.624
8317 | 2335.14 | 30.4823 | 2335.14 | 30.4823
8318 | 2230.8985 | 34.3739 | 2230.8985 | 34.3739
8319 | 2132.5109 | 40.0739 | 2132.5109 | 40.0739
8320 | 2069.8597 | 64.3222 | 2069.8597 | 64.3222
8321 | 2059.4422 | 147.9272 | 2059.4422 | 147.9272
8322 | 2101.6556 | 182.6356 | 2101.6556 | 182.6356
8323 | 2205.18 | 177.5701 | 2205.18 | 177.5701
8324 | 2378.024 | 164.0769 | 2378.024 | 164.0769
8325 | 2536.6261 | 152.1828 | 2536.6261 | 152.1828
8326 | 2714.3303 | 142.6173 | 2714.3303 | 142.6173
8327 | 2944.592 | 133.6635 | 2944.592 | 133.6635
8328 | 2966.3062 | 123.9195 | 2966.3062 | 123.9195
8329 | 2855.7864 | 113.1391 | 2855.7864 | 113.1391
8330 | 2830.4927 | 116.8657 | 2830.4927 | 116.8657
8331 | 2825.2122 | 117.8728 | 2825.2122 | 117.8728
8332 | 2863.3287 | 142.5943 | 2863.3287 | 142.5943
8333 | 2852.1964 | 160.6566 | 2852.1964 | 160.6566
8334 | 2778.4215 | 153.5684 | 2778.4215 | 153.5684
8335 | 2682.8154 | 138.7561 | 2682.8154 | 138.7561
8336 | 2609.1102 | 125.8133 | 2609.1102 | 125.8133
8337 | 2599.2568 | 108.1511 | 2599.2568 | 108.1511
8338 | 2616.6144 | 69.5937 | 2616.6144 | 69.5937
8339 | 2584.5613 | 45.3952 | 2584.5613 | 45.3952
8340 | 2462.816 | 31.0183 | 2462.816 | 31.0183
8341 | 2307.11 | 25.5409 | 2307.11 | 25.5409
8342 | 2222.0627 | 29.9101 | 2222.0627 | 29.9101
8343 | 2130.1293 | 35.5203 | 2130.1293 | 35.5203
8344 | 2051.427 | 60.213 | 2051.427 | 60.213
8345 | 2052.1033 | 144.5699 | 2052.1033 | 144.5699
8346 | 2077.6098 | 181.2265 | 2077.6098 | 181.2265
8347 | 2180.5649 | 177.6599 | 2180.5649 | 177.6599
8348 | 2388.1695 | 165.0415 | 2388.1695 | 165.0415
8349 | 2559.4414 | 153.3697 | 2559.4414 | 153.3697
8350 | 2728.9445 | 142.9341 | 2728.9445 | 142.9341
8351 | 2950.121 | 133.2426 | 2950.121 | 133.2426
8352 | 2973.6794 | 123.1393 | 2973.6794 | 123.1393
8353 | 2849.0899 | 111.38 | 2849.0899 | 111.38
8354 | 2822.8956 | 115.0972 | 2822.8956 | 115.0972
8355 | 2817.7023 | 116.2934 | 2817.7023 | 116.2934
8356 | 2846.7442 | 141.9133 | 2846.7442 | 141.9133
8357 | 2845.4625 | 161.2572 | 2845.4625 | 161.2572
8358 | 2793.1112 | 155.6442 | 2793.1112 | 155.6442
8359 | 2677.7093 | 142.2553 | 2677.7093 | 142.2553
8360 | 2620.6141 | 130.4758 | 2620.6141 | 130.4758
8361 | 2611.9342 | 113.7497 | 2611.9342 | 113.7497
8362 | 2618.7661 | 75.6038 | 2618.7661 | 75.6038
8363 | 2572.7289 | 50.9324 | 2572.7289 | 50.9324
8364 | 2472.7747 | 36.1583 | 2472.7747 | 36.1583
8365 | 2315.2597 | 30.1608 | 2315.2597 | 30.1608
8366 | 2225.8612 | 33.9577 | 2225.8612 | 33.9577
8367 | 2154.9313 | 39.2417 | 2154.9313 | 39.2417
8368 | 2053.3562 | 61.9957 | 2053.3562 | 61.9957
8369 | 2051.5306 | 143.5722 | 2051.5306 | 143.5722
8370 | 2112.4595 | 177.9496 | 2112.4595 | 177.9496
8371 | 2225.3357 | 172.9502 | 2225.3357 | 172.9502
8372 | 2476.3962 | 159.4665 | 2476.3962 | 159.4665
8373 | 2662.0618 | 147.6528 | 2662.0618 | 147.6528
8374 | 2820.8651 | 138.2008 | 2820.8651 | 138.2008
8375 | 3022.7634 | 128.5944 | 3022.7634 | 128.5944
8376 | 3067.6674 | 118.5572 | 3067.6674 | 118.5572
8377 | 2907.0157 | 108.5618 | 2907.0157 | 108.5618
8378 | 2878.9049 | 112.8936 | 2878.9049 | 112.8936
8379 | 2897.326 | 113.9008 | 2897.326 | 113.9008
8380 | 2906.2419 | 139.1849 | 2906.2419 | 139.1849
8381 | 2959.7174 | 157.9046 | 2959.7174 | 157.9046
8382 | 2884.3026 | 149.9935 | 2884.3026 | 149.9935
8383 | 2762.813 | 134.0842 | 2762.813 | 134.0842
8384 | 2695.3203 | 120.9382 | 2695.3203 | 120.9382
8385 | 2654.5031 | 103.6258 | 2654.5031 | 103.6258
8386 | 2665.3723 | 67.376 | 2665.3723 | 67.376
8387 | 2620.2022 | 46.2936 | 2620.2022 | 46.2936
8388 | 2476.9051 | 34.4608 | 2476.9051 | 34.4608
8389 | 2306.4774 | 30.1702 | 2306.4774 | 30.1702
8390 | 2213.3541 | 34.1232 | 2213.3541 | 34.1232
8391 | 2128.7058 | 38.8066 | 2128.7058 | 38.8066
8392 | 2054.9966 | 61.2817 | 2054.9966 | 61.2817
8393 | 2068.4153 | 143.0047 | 2068.4153 | 143.0047
8394 | 2131.9189 | 177.7084 | 2131.9189 | 177.7084
8395 | 2293.354 | 172.5247 | 2293.354 | 172.5247
8396 | 2591.8286 | 158.6437 | 2591.8286 | 158.6437
8397 | 2787.3353 | 146.3241 | 2787.3353 | 146.3241
8398 | 2933.7952 | 136.3472 | 2933.7952 | 136.3472
8399 | 3157.9571 | 127.2089 | 3157.9571 | 127.2089
8400 | 3157.1864 | 117.569 | 3157.1864 | 117.569
8401 | 2971.1174 | 107.5357 | 2971.1174 | 107.5357
8402 | 2931.1123 | 111.3899 | 2931.1123 | 111.3899
8403 | 2965.5372 | 112.1559 | 2965.5372 | 112.1559
8404 | 2965.7925 | 137.6907 | 2965.7925 | 137.6907
8405 | 2984.8033 | 158.368 | 2984.8033 | 158.368
8406 | 2929.5388 | 153.0529 | 2929.5388 | 153.0529
8407 | 2792.7348 | 138.7372 | 2792.7348 | 138.7372
8408 | 2673.1645 | 126.1112 | 2673.1645 | 126.1112
8409 | 2652.0044 | 109.5555 | 2652.0044 | 109.5555
8410 | 2664.7214 | 71.3008 | 2664.7214 | 71.3008
8411 | 2577.7185 | 47.3907 | 2577.7185 | 47.3907
8412 | 2450.3678 | 34.0257 | 2450.3678 | 34.0257
8413 | 2280.5451 | 29.9007 | 2280.5451 | 29.9007
8414 | 2200.6152 | 34.5394 | 2200.6152 | 34.5394
8415 | 2115.0082 | 40.4427 | 2115.0082 | 40.4427
8416 | 2047.4548 | 64.8329 | 2047.4548 | 64.8329
8417 | 2067.4718 | 148.1542 | 2067.4718 | 148.1542
8418 | 2136.4617 | 183.5199 | 2136.4617 | 183.5199
8419 | 2304.9092 | 178.7901 | 2304.9092 | 178.7901
8420 | 2576.7915 | 165.2307 | 2576.7915 | 165.2307
8421 | 2796.1484 | 153.0103 | 2796.1484 | 153.0103
8422 | 2935.3251 | 142.8301 | 2935.3251 | 142.8301
8423 | 3132.892 | 133.3845 | 3132.892 | 133.3845
8424 | 3133.0038 | 123.5081 | 3133.0038 | 123.5081
8425 | 2975.7365 | 113.82 | 2975.7365 | 113.82
8426 | 2932.1928 | 118.3457 | 2932.1928 | 118.3457
8427 | 2946.3678 | 119.9818 | 2946.3678 | 119.9818
8428 | 2980.8258 | 146.0272 | 2980.8258 | 146.0272
8429 | 2992.3882 | 166.6052 | 2992.3882 | 166.6052
8430 | 2922.5555 | 161.5644 | 2922.5555 | 161.5644
8431 | 2759.786 | 148.0667 | 2759.786 | 148.0667
8432 | 2693.8377 | 136.2447 | 2693.8377 | 136.2447
8433 | 2679.706 | 120.6015 | 2679.706 | 120.6015
8434 | 2701.1551 | 84.3659 | 2701.1551 | 84.3659
8435 | 2590.9099 | 60.8294 | 2590.9099 | 60.8294
8436 | 2448.9512 | 45.9607 | 2448.9512 | 45.9607
8437 | 2295.9877 | 39.2208 | 2295.9877 | 39.2208
8438 | 2209.8519 | 42.0673 | 2209.8519 | 42.0673
8439 | 2121.8033 | 47.6728 | 2121.8033 | 47.6728
8440 | 2051.1225 | 71.817 | 2051.1225 | 71.817
8441 | 2071.2559 | 155.7011 | 2071.2559 | 155.7011
8442 | 2140.0133 | 191.3883 | 2140.0133 | 191.3883
8443 | 2288.9442 | 186.7152 | 2288.9442 | 186.7152
8444 | 2567.2578 | 172.2999 | 2567.2578 | 172.2999
8445 | 2782.8404 | 159.3798 | 2782.8404 | 159.3798
8446 | 2917.2882 | 149.1334 | 2917.2882 | 149.1334
8447 | 3118.0196 | 139.3094 | 3118.0196 | 139.3094
8448 | 3113.6026 | 128.9744 | 3113.6026 | 128.9744
8449 | 2943.192 | 118.2365 | 2943.192 | 118.2365
8450 | 2910.9111 | 121.5281 | 2910.9111 | 121.5281
8451 | 2945.7618 | 122.242 | 2945.7618 | 122.242
8452 | 2937.29 | 147.6066 | 2937.29 | 147.6066
8453 | 2936.5971 | 166.6336 | 2936.5971 | 166.6336
8454 | 2885.3624 | 159.3373 | 2885.3624 | 159.3373
8455 | 2737.9361 | 142.2695 | 2737.9361 | 142.2695
8456 | 2647.8976 | 126.8347 | 2647.8976 | 126.8347
8457 | 2649.8556 | 109.1961 | 2649.8556 | 109.1961
8458 | 2682.6651 | 71.7074 | 2682.6651 | 71.7074
8459 | 2598.9084 | 48.6627 | 2598.9084 | 48.6627
8460 | 2447.5063 | 36.1111 | 2447.5063 | 36.1111
8461 | 2273.9271 | 32.1137 | 2273.9271 | 32.1137
8462 | 2182.363 | 37.6082 | 2182.363 | 37.6082
8463 | 2111.582 | 44.0932 | 2111.582 | 44.0932
8464 | 2050.095 | 68.5874 | 2050.095 | 68.5874
8465 | 2050.1434 | 152.6133 | 2050.1434 | 152.6133
8466 | 2106.2361 | 188.3431 | 2106.2361 | 188.3431
8467 | 2218.8489 | 182.8236 | 2218.8489 | 182.8236
8468 | 2470.524 | 167.9969 | 2470.524 | 167.9969
8469 | 2679.0725 | 154.7174 | 2679.0725 | 154.7174
8470 | 2841.7028 | 143.7853 | 2841.7028 | 143.7853
8471 | 3062.2791 | 133.6304 | 3062.2791 | 133.6304
8472 | 3069.0747 | 123.1109 | 3069.0747 | 123.1109
8473 | 2933.2409 | 111.8529 | 2933.2409 | 111.8529
8474 | 2918.3044 | 114.0947 | 2918.3044 | 114.0947
8475 | 2934.6431 | 113.5036 | 2934.6431 | 113.5036
8476 | 2909.1704 | 137.9839 | 2909.1704 | 137.9839
8477 | 2899.3941 | 157.4932 | 2899.3941 | 157.4932
8478 | 2877.7943 | 151.9275 | 2877.7943 | 151.9275
8479 | 2768.0319 | 137.8908 | 2768.0319 | 137.8908
8480 | 2660.1926 | 125.5344 | 2660.1926 | 125.5344
8481 | 2629.0522 | 109.111 | 2629.0522 | 109.111
8482 | 2651.4206 | 71.8824 | 2651.4206 | 71.8824
8483 | 2582.9342 | 48.5681 | 2582.9342 | 48.5681
8484 | 2468.3735 | 35.4491 | 2468.3735 | 35.4491
8485 | 2300.1208 | 31.2342 | 2300.1208 | 31.2342
8486 | 2201.6077 | 36.4497 | 2201.6077 | 36.4497
8487 | 2099.8221 | 43.0104 | 2099.8221 | 43.0104
8488 | 2034.6326 | 67.1073 | 2034.6326 | 67.1073
8489 | 2027.2346 | 150.2301 | 2027.2346 | 150.2301
8490 | 2071.6133 | 186.0071 | 2071.6133 | 186.0071
8491 | 2171.7068 | 181.4192 | 2171.7068 | 181.4192
8492 | 2357.9577 | 168.0206 | 2357.9577 | 168.0206
8493 | 2527.5815 | 155.3794 | 2527.5815 | 155.3794
8494 | 2689.9096 | 144.3007 | 2689.9096 | 144.3007
8495 | 2914.0261 | 134.212 | 2914.0261 | 134.212
8496 | 2941.1497 | 124.2978 | 2941.1497 | 124.2978
8497 | 2790.4834 | 112.4865 | 2790.4834 | 112.4865
8498 | 2734.0362 | 114.2413 | 2734.0362 | 114.2413
8499 | 2737.4703 | 112.7186 | 2737.4703 | 112.7186
8500 | 2758.2368 | 135.4919 | 2758.2368 | 135.4919
8501 | 2783.9615 | 153.6725 | 2783.9615 | 153.6725
8502 | 2724.4791 | 147.5678 | 2724.4791 | 147.5678
8503 | 2616.4679 | 132.7981 | 2616.4679 | 132.7981
8504 | 2522.3614 | 119.5148 | 2522.3614 | 119.5148
8505 | 2514.8368 | 101.8951 | 2514.8368 | 101.8951
8506 | 2561.6143 | 64.066 | 2561.6143 | 64.066
8507 | 2530.6062 | 40.1275 | 2530.6062 | 40.1275
8508 | 2409.1005 | 26.564 | 2409.1005 | 26.564
8509 | 2261.8124 | 23.257 | 2261.8124 | 23.257
8510 | 2176.7804 | 28.917 | 2176.7804 | 28.917
8511 | 2084.5097 | 35.9317 | 2084.5097 | 35.9317
8512 | 2005.6377 | 60.7757 | 2005.6377 | 60.7757
8513 | 2011.5159 | 143.9316 | 2011.5159 | 143.9316
8514 | 2052.8147 | 179.3445 | 2052.8147 | 179.3445
8515 | 2150.9748 | 174.5296 | 2150.9748 | 174.5296
8516 | 2327.4934 | 160.9418 | 2327.4934 | 160.9418
8517 | 2482.8044 | 148.9437 | 2482.8044 | 148.9437
8518 | 2641.3232 | 139.6147 | 2641.3232 | 139.6147
8519 | 2867.0296 | 131.2093 | 2867.0296 | 131.2093
8520 | 2907.6179 | 122.1652 | 2907.6179 | 122.1652
8521 | 2780.9727 | 112.2596 | 2780.9727 | 112.2596
8522 | 2733.6908 | 115.7923 | 2733.6908 | 115.7923
8523 | 2742.5506 | 115.4281 | 2742.5506 | 115.4281
8524 | 2774.8747 | 139.8469 | 2774.8747 | 139.8469
8525 | 2765.4886 | 160.231 | 2765.4886 | 160.231
8526 | 2719.644 | 155.9138 | 2719.644 | 155.9138
8527 | 2630.1129 | 142.0992 | 2630.1129 | 142.0992
8528 | 2576.2838 | 129.6388 | 2576.2838 | 129.6388
8529 | 2581.2475 | 112.8418 | 2581.2475 | 112.8418
8530 | 2588.5275 | 74.3554 | 2588.5275 | 74.3554
8531 | 2540.397 | 50.5778 | 2540.397 | 50.5778
8532 | 2408.251 | 36.8014 | 2408.251 | 36.8014
8533 | 2261.9719 | 31.4044 | 2261.9719 | 31.4044
8534 | 2168.3746 | 34.8845 | 2168.3746 | 34.8845
8535 | 2090.1883 | 40.2252 | 2090.1883 | 40.2252
8536 | 2012.1498 | 64.0101 | 2012.1498 | 64.0101
8537 | 2014.3771 | 147.1139 | 2014.3771 | 147.1139
8538 | 2060.0885 | 182.4323 | 2060.0885 | 182.4323
8539 | 2162.0379 | 177.5039 | 2162.0379 | 177.5039
8540 | 2375.1886 | 163.4669 | 2375.1886 | 163.4669
8541 | 2566.4778 | 150.8636 | 2566.4778 | 150.8636
8542 | 2721.8037 | 140.6077 | 2721.8037 | 140.6077
8543 | 2951.7119 | 131.3039 | 2951.7119 | 131.3039
8544 | 2954.4916 | 121.4748 | 2954.4916 | 121.4748
8545 | 2828.517 | 110.7842 | 2828.517 | 110.7842
8546 | 2800.2009 | 114.7236 | 2800.2009 | 114.7236
8547 | 2786.6051 | 115.7213 | 2786.6051 | 115.7213
8548 | 2790.6479 | 141.0527 | 2790.6479 | 141.0527
8549 | 2817.9103 | 161.2382 | 2817.9103 | 161.2382
8550 | 2762.7217 | 156.5805 | 2762.7217 | 156.5805
8551 | 2658.0239 | 142.9929 | 2658.0239 | 142.9929
8552 | 2572.5658 | 131.1283 | 2572.5658 | 131.1283
8553 | 2565.8919 | 114.913 | 2565.8919 | 114.913
8554 | 2592.3243 | 77.5756 | 2592.3243 | 77.5756
8555 | 2539.9241 | 54.0438 | 2539.9241 | 54.0438
8556 | 2432.7896 | 39.9507 | 2432.7896 | 39.9507
8557 | 2274.9788 | 33.9058 | 2274.9788 | 33.9058
8558 | 2181.9548 | 37.4096 | 2181.9548 | 37.4096
8559 | 2087.5412 | 42.1687 | 2087.5412 | 42.1687
8560 | 2031.6612 | 66.015 | 2031.6612 | 66.015
8561 | 2042.2883 | 149.4498 | 2042.2883 | 149.4498
8562 | 2074.4452 | 184.7115 | 2074.4452 | 184.7115
8563 | 2189.1437 | 179.9911 | 2189.1437 | 179.9911
8564 | 2362.6439 | 166.3041 | 2362.6439 | 166.3041
8565 | 2562.3227 | 153.5636 | 2562.3227 | 153.5636
8566 | 2710.0502 | 142.8017 | 2710.0502 | 142.8017
8567 | 2924.3111 | 133.4838 | 2924.3111 | 133.4838
8568 | 2919.4081 | 124.4018 | 2919.4081 | 124.4018
8569 | 2804.6074 | 113.2478 | 2804.6074 | 113.2478
8570 | 2775.0316 | 116.2509 | 2775.0316 | 116.2509
8571 | 2760.0576 | 117.0878 | 2760.0576 | 117.0878
8572 | 2767.1318 | 142.0126 | 2767.1318 | 142.0126
8573 | 2758.1212 | 160.4722 | 2758.1212 | 160.4722
8574 | 2702.7732 | 153.3745 | 2702.7732 | 153.3745
8575 | 2606.4977 | 137.7678 | 2606.4977 | 137.7678
8576 | 2570.1196 | 124.0779 | 2570.1196 | 124.0779
8577 | 2573.3423 | 106.0137 | 2573.3423 | 106.0137
8578 | 2600.042 | 67.6503 | 2600.042 | 67.6503
8579 | 2545.9724 | 43.83 | 2545.9724 | 43.83
8580 | 2420.2823 | 30.2854 | 2420.2823 | 30.2854
8581 | 2257.7843 | 25.3849 | 2257.7843 | 25.3849
8582 | 2172.9836 | 29.8722 | 2172.9836 | 29.8722
8583 | 2085.5798 | 36.3809 | 2085.5798 | 36.3809
8584 | 2022.1392 | 62.7334 | 2022.1392 | 62.7334
8585 | 2031.2464 | 149.0243 | 2031.2464 | 149.0243
8586 | 2076.7681 | 185.4113 | 2076.7681 | 185.4113
8587 | 2198.5137 | 181.2962 | 2198.5137 | 181.2962
8588 | 2455.5332 | 167.2214 | 2455.5332 | 167.2214
8589 | 2641.4211 | 153.6392 | 2641.4211 | 153.6392
8590 | 2793.2644 | 142.6221 | 2793.2644 | 142.6221
8591 | 3011.7637 | 133.55 | 3011.7637 | 133.55
8592 | 3051.173 | 124.7564 | 3051.173 | 124.7564
8593 | 2862.3868 | 113.5599 | 2862.3868 | 113.5599
8594 | 2832.6697 | 113.0875 | 2832.6697 | 113.0875
8595 | 2878.3127 | 110.5718 | 2878.3127 | 110.5718
8596 | 2872.953 | 132.9101 | 2872.953 | 132.9101
8597 | 2851.2071 | 150.7407 | 2851.2071 | 150.7407
8598 | 2814.7489 | 143.8795 | 2814.7489 | 143.8795
8599 | 2664.6319 | 129.0577 | 2664.6319 | 129.0577
8600 | 2566.0181 | 116.3041 | 2566.0181 | 116.3041
8601 | 2540.4709 | 99.4552 | 2540.4709 | 99.4552
8602 | 2574.8973 | 61.9334 | 2574.8973 | 61.9334
8603 | 2534.4424 | 38.4158 | 2534.4424 | 38.4158
8604 | 2404.451 | 25.117 | 2404.451 | 25.117
8605 | 2245.7902 | 20.7603 | 2245.7902 | 20.7603
8606 | 2147.851 | 26.1886 | 2147.851 | 26.1886
8607 | 2043.2954 | 33.4633 | 2043.2954 | 33.4633
8608 | 1980.2523 | 59.0356 | 1980.2523 | 59.0356
8609 | 1999.9281 | 143.7566 | 1999.9281 | 143.7566
8610 | 2048.4926 | 179.912 | 2048.4926 | 179.912
8611 | 2186.6067 | 175.4044 | 2186.6067 | 175.4044
8612 | 2437.8529 | 161.5518 | 2437.8529 | 161.5518
8613 | 2618.7317 | 149.0099 | 2618.7317 | 149.0099
8614 | 2747.5617 | 138.4703 | 2747.5617 | 138.4703
8615 | 2997.9705 | 128.4526 | 2997.9705 | 128.4526
8616 | 3012.4927 | 117.9141 | 3012.4927 | 117.9141
8617 | 2849.5391 | 106.8737 | 2849.5391 | 106.8737
8618 | 2800.7564 | 109.1533 | 2800.7564 | 109.1533
8619 | 2824.6677 | 107.3989 | 2824.6677 | 107.3989
8620 | 2825.3307 | 129.4724 | 2825.3307 | 129.4724
8621 | 2818.9168 | 146.7214 | 2818.9168 | 146.7214
8622 | 2801.3079 | 139.3636 | 2801.3079 | 139.3636
8623 | 2654.7089 | 124.0549 | 2654.7089 | 124.0549
8624 | 2580.7566 | 111.0885 | 2580.7566 | 111.0885
8625 | 2557.8954 | 93.9842 | 2557.8954 | 93.9842
8626 | 2591.9389 | 56.2212 | 2591.9389 | 56.2212
8627 | 2533.758 | 32.7036 | 2533.758 | 32.7036
8628 | 2406.767 | 19.4285 | 2406.767 | 19.4285
8629 | 2234.0677 | 15.5872 | 2234.0677 | 15.5872
8630 | 2136.8224 | 21.6775 | 2136.8224 | 21.6775
8631 | 2036.18 | 29.6142 | 2036.18 | 29.6142
8632 | 1965.6201 | 55.9242 | 1965.6201 | 55.9242
8633 | 1958.878 | 141.1606 | 1958.878 | 141.1606
8634 | 2018.6542 | 177.5713 | 2018.6542 | 177.5713
8635 | 2135.6637 | 173.2292 | 2135.6637 | 173.2292
8636 | 2360.1785 | 159.4618 | 2360.1785 | 159.4618
8637 | 2567.8643 | 147.0901 | 2567.8643 | 147.0901
8638 | 2732.8334 | 136.9194 | 2732.8334 | 136.9194
8639 | 2963.4952 | 127.5163 | 2963.4952 | 127.5163
8640 | 3004.3131 | 117.4507 | 3004.3131 | 117.4507
8641 | 2852.3544 | 106.4386 | 2852.3544 | 106.4386
8642 | 2800.263 | 108.6899 | 2800.263 | 108.6899
8643 | 2797.1717 | 107.2618 | 2797.1717 | 107.2618
8644 | 2793.6935 | 130.1249 | 2793.6935 | 130.1249
8645 | 2820.6752 | 147.9509 | 2820.6752 | 147.9509
8646 | 2770.1773 | 140.5411 | 2770.1773 | 140.5411
8647 | 2655.4392 | 124.8067 | 2655.4392 | 124.8067
8648 | 2573.5985 | 110.4454 | 2573.5985 | 110.4454
8649 | 2535.8413 | 92.0123 | 2535.8413 | 92.0123
8650 | 2581.0243 | 53.5874 | 2581.0243 | 53.5874
8651 | 2544.8954 | 29.6206 | 2544.8954 | 29.6206
8652 | 2400.4306 | 16.2084 | 2400.4306 | 16.2084
8653 | 2251.2948 | 12.3765 | 2251.2948 | 12.3765
8654 | 2156.7885 | 18.6702 | 2156.7885 | 18.6702
8655 | 2056.8101 | 26.9331 | 2056.8101 | 26.9331
8656 | 1976.4083 | 52.9451 | 1976.4083 | 52.9451
8657 | 1974.6481 | 137.5905 | 1974.6481 | 137.5905
8658 | 2017.0286 | 174.2234 | 2017.0286 | 174.2234
8659 | 2114.3255 | 171.0777 | 2114.3255 | 171.0777
8660 | 2307.5461 | 158.308 | 2307.5461 | 158.308
8661 | 2499.3563 | 146.7922 | 2499.3563 | 146.7922
8662 | 2639.9234 | 137.1747 | 2639.9234 | 137.1747
8663 | 2847.5357 | 127.5636 | 2847.5357 | 127.5636
8664 | 2888.3588 | 117.011 | 2888.3588 | 117.011
8665 | 2793.658 | 104.6749 | 2793.658 | 104.6749
8666 | 2731.8821 | 106.9309 | 2731.8821 | 106.9309
8667 | 2706.6531 | 105.8669 | 2706.6531 | 105.8669
8668 | 2705.7715 | 128.9144 | 2705.7715 | 128.9144
8669 | 2718.4768 | 147.1328 | 2718.4768 | 147.1328
8670 | 2674.3261 | 139.6095 | 2674.3261 | 139.6095
8671 | 2564.4513 | 123.2321 | 2564.4513 | 123.2321
8672 | 2490.6243 | 108.3695 | 2490.6243 | 108.3695
8673 | 2497.6875 | 89.2224 | 2497.6875 | 89.2224
8674 | 2566.9547 | 50.7029 | 2566.9547 | 50.7029
8675 | 2522.402 | 26.6888 | 2522.402 | 26.6888
8676 | 2387.5623 | 12.1228 | 2387.5623 | 12.1228
8677 | 2239.701 | 7.7567 | 2239.701 | 7.7567
8678 | 2152.0303 | 13.3221 | 2152.0303 | 13.3221
8679 | 2061.0266 | 20.1759 | 2061.0266 | 20.1759
8680 | 1969.9425 | 47.4505 | 1969.9425 | 47.4505
8681 | 1962.8012 | 133.1456 | 1962.8012 | 133.1456
8682 | 1998.5723 | 169.6272 | 1998.5723 | 169.6272
8683 | 2098.8287 | 165.8573 | 2098.8287 | 165.8573
8684 | 2271.8726 | 153.1302 | 2271.8726 | 153.1302
8685 | 2439.4425 | 141.4205 | 2439.4425 | 141.4205
8686 | 2602.0917 | 132.0773 | 2602.0917 | 132.0773
8687 | 2814.4073 | 123.4213 | 2814.4073 | 123.4213
8688 | 2855.0527 | 113.8665 | 2855.0527 | 113.8665
8689 | 2748.4731 | 101.9559 | 2748.4731 | 101.9559
8690 | 2711.6706 | 103.7201 | 2711.6706 | 103.7201
8691 | 2734.6217 | 102.2495 | 2734.6217 | 102.2495
8692 | 2746.3182 | 124.9613 | 2746.3182 | 124.9613
8693 | 2755.1788 | 142.0117 | 2755.1788 | 142.0117
8694 | 2701.7635 | 134.9566 | 2701.7635 | 134.9566
8695 | 2595.212 | 121.875 | 2595.212 | 121.875
8696 | 2545.8086 | 110.5494 | 2545.8086 | 110.5494
8697 | 2537.9165 | 93.5964 | 2537.9165 | 93.5964
8698 | 2548.382 | 55.6207 | 2548.382 | 55.6207
8699 | 2509.1935 | 32.2497 | 2509.1935 | 32.2497
8700 | 2385.0888 | 18.9888 | 2385.0888 | 18.9888
8701 | 2226.5214 | 14.6746 | 2226.5214 | 14.6746
8702 | 2131.2078 | 20.0131 | 2131.2078 | 20.0131
8703 | 2042.8283 | 27.1175 | 2042.8283 | 27.1175
8704 | 1962.6382 | 52.9546 | 1962.6382 | 52.9546
8705 | 1959.4752 | 137.7182 | 1959.4752 | 137.7182
8706 | 2003.5665 | 173.7175 | 2003.5665 | 173.7175
8707 | 2116.0716 | 169.4038 | 2116.0716 | 169.4038
8708 | 2321.2584 | 156.0335 | 2321.2584 | 156.0335
8709 | 2497.6866 | 143.799 | 2497.6866 | 143.799
8710 | 2664.3745 | 133.7228 | 2664.3745 | 133.7228
8711 | 2905.4406 | 124.4001 | 2905.4406 | 124.4001
8712 | 2950.1753 | 114.5332 | 2950.1753 | 114.5332
8713 | 2818.7458 | 103.5731 | 2818.7458 | 103.5731
8714 | 2773.8269 | 105.4886 | 2773.8269 | 105.4886
8715 | 2789.2689 | 104.2071 | 2789.2689 | 104.2071
8716 | 2792.8522 | 126.4886 | 2792.8522 | 126.4886
8717 | 2774.3605 | 143.4303 | 2774.3605 | 143.4303
8718 | 2747.587 | 136.1104 | 2747.587 | 136.1104
8719 | 2661.7667 | 120.1254 | 2661.7667 | 120.1254
8720 | 2593.3153 | 106.0951 | 2593.3153 | 106.0951
8721 | 2589.1795 | 88.3429 | 2589.1795 | 88.3429
8722 | 2594.085 | 50.7029 | 2594.085 | 50.7029
8723 | 2539.2772 | 26.6888 | 2539.2772 | 26.6888
8724 | 2407.931 | 13.7384 | 2407.931 | 13.7384
8725 | 2289.9374 | 10.0025 | 2289.9374 | 10.0025
8726 | 2195.5466 | 16.1612 | 2195.5466 | 16.1612
8727 | 2103.189 | 25.2151 | 2103.189 | 25.2151
8728 | 2019.7404 | 53.1288 | 2019.7404 | 53.1288
8729 | 2011.6268 | 137.765 | 2011.6268 | 137.765
8730 | 2049.8794 | 171.7515 | 2049.8794 | 171.7515
8731 | 2140.2646 | 171.1582 | 2140.2646 | 171.1582
8732 | 2314.2368 | 157.675 | 2314.2368 | 157.675
8733 | 2448.769 | 150.4603 | 2448.769 | 150.4603
8734 | 2578.238 | 136.6248 | 2578.238 | 136.6248
8735 | 2817.9395 | 129.3767 | 2817.9395 | 129.3767
8736 | 2825.0496 | 120.8886 | 2825.0496 | 120.8886
8737 | 2679.6366 | 107.1247 | 2679.6366 | 107.1247
8738 | 2636.4829 | 110.9069 | 2636.4829 | 110.9069
8739 | 2609.0422 | 111.668 | 2609.0422 | 111.668
8740 | 2621.865 | 131.2139 | 2621.865 | 131.2139
8741 | 2660.4063 | 147.4212 | 2660.4063 | 147.4212
8742 | 2604.1734 | 140.0903 | 2604.1734 | 140.0903
8743 | 2554.5318 | 124.1409 | 2554.5318 | 124.1409
8744 | 2499.6305 | 108.7793 | 2499.6305 | 108.7793
8745 | 2510.4279 | 93.8218 | 2510.4279 | 93.8218
8746 | 2566.1893 | 56.8927 | 2566.1893 | 56.8927
8747 | 2506.0558 | 34.84 | 2506.0558 | 34.84
8748 | 2401.2319 | 23.3335 | 2401.2319 | 23.3335
8749 | 2268.6703 | 19.889 | 2268.6703 | 19.889
8750 | 2156.3658 | 24.7815 | 2156.3658 | 24.7815
8751 | 2083.0812 | 32.5214 | 2083.0812 | 32.5214
8752 | 2009.6318 | 58.2999 | 2009.6318 | 58.2999
8753 | 2008.1664 | 141.14 | 2008.1664 | 141.14
8754 | 2049.8558 | 173.5423 | 2049.8558 | 173.5423
8755 | 2163.5385 | 172.1225 | 2163.5385 | 172.1225
8756 | 2392.7238 | 158.3267 | 2392.7238 | 158.3267
8757 | 2606.8614 | 151.9333 | 2606.8614 | 151.9333
8758 | 2792.3648 | 138.0288 | 2792.3648 | 138.0288
8759 | 3060.7753 | 130.4205 | 3060.7753 | 130.4205