## Summary Scalars
Parameter | Value
Total Cost ($) | 2670716.4073
Capital Cost (CAPEX) | 51565.0582
Operating Cost (OPEX) | 2619151.3492
Annual Fuel Consumption Genset (L) | 699847.7281
Annual Fuel Consumption Diesel Furnace (L) | 508002.734

## Generator Summary
Size | Built | Capacity (kW) | Capital Cost ($) | Operating Cost ($)
100 kW | 5 | 500 | 31928.6058 | 74500
500 kW | 0 | 0 | 0 | 0
1000 kW | 0 | 0 | 0 | 0
2000 kW | 0 | 0 | 0 | 0
Total | 5 | 500 | 31928.6058 | 74500

## Diesel Furnace Summary
Size | Built | Capacity (MW) | Capital Cost ($) | Operating Cost ($)
17.58 kW | 87 | 1529.46 | 19636.4524 | 24471.36
Total | 87 | 1529.46 | 19636.4524 | 24471.36

## Time Series
Time | Electric Load (kW) | Thermal Load (kW) | Diesel Generation (kW) | Thermal Generation (kW)
0 | 313.2225 | 28.2208 | 313.2225 | 28.2208
1 | 297.3515 | 23.8318 | 297.3515 | 23.8318
2 | 295.9574 | 25.172 | 295.9574 | 25.172
3 | 298.0014 | 25.4637 | 298.0014 | 25.4637
4 | 294.8396 | 29.8059 | 294.8396 | 29.8059
5 | 300.6385 | 32.6857 | 300.6385 | 32.6857
6 | 298.0224 | 29.8812 | 298.0224 | 29.8812
7 | 280.2325 | 27.928 | 280.2325 | 27.928
8 | 268.1009 | 22.6609 | 268.1009 | 22.6609
9 | 265.1449 | 20.6109 | 265.1449 | 20.6109
10 | 267.8769 | 12.7246 | 267.8769 | 12.7246
11 | 259.509 | 8.4182 | 259.509 | 8.4182
12 | 245.0345 | 8.2358 | 245.0345 | 8.2358
13 | 230.0283 | 5.1396 | 230.0283 | 5.1396
14 | 219.4136 | 6.2832 | 219.4136 | 6.2832
15 | 211.1588 | 9.0811 | 211.1588 | 9.0811
16 | 202.7016 | 13.2668 | 202.7016 | 13.2668
17 | 202.1637 | 32.7475 | 202.1637 | 32.7475
18 | 207.8944 | 36.1362 | 207.8944 | 36.1362
19 | 220.4295 | 37.9805 | 220.4295 | 37.9805
20 | 245.0141 | 37.8848 | 245.0141 | 37.8848
21 | 267.4812 | 39.1318 | 267.4812 | 39.1318
22 | 285.3804 | 34.9091 | 285.3804 | 34.9091
23 | 310.8813 | 33.7838 | 310.8813 | 33.7838
24 | 315.6372 | 30.6442 | 315.6372 | 30.6442
25 | 299.8537 | 26.0082 | 299.8537 | 26.0082
26 | 293.9225 | 26.0219 | 293.9225 | 26.0219
27 | 294.4692 | 25.4637 | 294.4692 | 25.4637
28 | 294.4218 | 29.8059 | 294.4218 | 29.8059
29 | 295.6854 | 32.6857 | 295.6854 | 32.6857
30 | 292.0587 | 29.8812 | 292.0587 | 29.8812
31 | 277.846 | 27.928 | 277.846 | 27.928
32 | 266.4775 | 22.6609 | 266.4775 | 22.6609
33 | 262.8632 | 20.6109 | 262.8632 | 20.6109
34 | 265.5797 | 12.7246 | 265.5797 | 12.7246
35 | 259.4398 | 8.4182 | 259.4398 | 8.4182
36 | 242.6222 | 8.2358 | 242.6222 | 8.2358
37 | 227.3882 | 5.9332 | 227.3882 | 5.9332
38 | 219.7888 | 7.7168 | 219.7888 | 7.7168
39 | 211.9943 | 10.3222 | 211.9943 | 10.3222
40 | 203.9695 | 14.2626 | 203.9695 | 14.2626
41 | 203.1005 | 33.5464 | 203.1005 | 33.5464
42 | 206.9314 | 36.8219 | 206.9314 | 36.8219
43 | 217.2215 | 38.256 | 217.2215 | 38.256
44 | 240.0487 | 36.9071 | 240.0487 | 36.9071
45 | 263.3218 | 36.6634 | 263.3218 | 36.6634
46 | 279.8314 | 31.7395 | 279.8314 | 31.7395
47 | 303.6868 | 30.6997 | 303.6868 | 30.6997
48 | 305.6447 | 28.6121 | 305.6447 | 28.6121
49 | 293.9634 | 24.4156 | 293.9634 | 24.4156
50 | 289.7083 | 25.172 | 289.7083 | 25.172
51 | 291.6358 | 25.4637 | 291.6358 | 25.4637
52 | 290.4451 | 29.8059 | 290.4451 | 29.8059
53 | 294.5469 | 32.6857 | 294.5469 | 32.6857
54 | 290.0189 | 29.8812 | 290.0189 | 29.8812
55 | 274.9751 | 27.928 | 274.9751 | 27.928
56 | 262.7704 | 22.6609 | 262.7704 | 22.6609
57 | 258.7801 | 20.6109 | 258.7801 | 20.6109
58 | 263.7476 | 12.7246 | 263.7476 | 12.7246
59 | 257.0537 | 8.4182 | 257.0537 | 8.4182
60 | 241.3458 | 8.2358 | 241.3458 | 8.2358
61 | 228.4361 | 5.7959 | 228.4361 | 5.7959
62 | 219.3185 | 8.2022 | 219.3185 | 8.2022
63 | 210.9317 | 11.1418 | 210.9317 | 11.1418
64 | 203.9007 | 15.5857 | 203.9007 | 15.5857
65 | 201.6884 | 35.2305 | 201.6884 | 35.2305
66 | 205.4416 | 38.5233 | 205.4416 | 38.5233
67 | 214.1085 | 39.7397 | 214.1085 | 39.7397
68 | 233.3656 | 38.4462 | 233.3656 | 38.4462
69 | 251.4748 | 38.0427 | 251.4748 | 38.0427
70 | 269.3513 | 32.5211 | 269.3513 | 32.5211
71 | 289.7722 | 31.6653 | 289.7722 | 31.6653
72 | 296.6226 | 29.3695 | 296.6226 | 29.3695
73 | 285.8657 | 25.0677 | 285.8657 | 25.0677
74 | 281.4402 | 25.2385 | 281.4402 | 25.2385
75 | 282.9541 | 25.5181 | 282.9541 | 25.5181
76 | 280.8953 | 30.407 | 280.8953 | 30.407
77 | 281.7596 | 34.2567 | 281.7596 | 34.2567
78 | 273.4473 | 33.0854 | 273.4473 | 33.0854
79 | 265.3245 | 34.3052 | 265.3245 | 34.3052
80 | 258.2519 | 31.3008 | 258.2519 | 31.3008
81 | 257.3568 | 29.6784 | 257.3568 | 29.6784
82 | 259.0931 | 21.7256 | 259.0931 | 21.7256
83 | 255.6908 | 17.7155 | 255.6908 | 17.7155
84 | 240.4396 | 18.027 | 240.4396 | 18.027
85 | 225.3905 | 15.3825 | 225.3905 | 15.3825
86 | 217.8411 | 16.552 | 217.8411 | 16.552
87 | 211.5195 | 18.9311 | 211.5195 | 18.9311
88 | 202.6531 | 22.6996 | 202.6531 | 22.6996
89 | 200.7976 | 41.9065 | 200.7976 | 41.9065
90 | 204.1088 | 44.8876 | 204.1088 | 44.8876
91 | 214.698 | 45.9071 | 214.698 | 45.9071
92 | 231.4116 | 44.2076 | 231.4116 | 44.2076
93 | 252.3879 | 43.6936 | 252.3879 | 43.6936
94 | 267.7117 | 38.9743 | 267.7117 | 38.9743
95 | 287.0943 | 38.483 | 287.0943 | 38.483
96 | 294.9478 | 35.9928 | 294.9478 | 35.9928
97 | 280.8843 | 31.362 | 280.8843 | 31.362
98 | 277.5646 | 30.0448 | 277.5646 | 30.0448
99 | 277.0635 | 27.6065 | 277.0635 | 27.6065
100 | 281.3438 | 29.9657 | 281.3438 | 29.9657
101 | 287.1935 | 32.6857 | 287.1935 | 32.6857
102 | 279.9012 | 29.8812 | 279.9012 | 29.8812
103 | 271.5796 | 27.928 | 271.5796 | 27.928
104 | 264.1348 | 22.6609 | 264.1348 | 22.6609
105 | 259.5296 | 20.6109 | 259.5296 | 20.6109
106 | 260.1348 | 12.7246 | 260.1348 | 12.7246
107 | 252.4322 | 8.4182 | 252.4322 | 8.4182
108 | 239.1259 | 8.2358 | 239.1259 | 8.2358
109 | 226.8221 | 6.7701 | 226.8221 | 6.7701
110 | 217.8519 | 8.9234 | 217.8519 | 8.9234
111 | 210.0037 | 11.3698 | 210.0037 | 11.3698
112 | 202.6844 | 15.0287 | 202.6844 | 15.0287
113 | 200.6549 | 34.1129 | 200.6549 | 34.1129
114 | 205.9783 | 37.1786 | 205.9783 | 37.1786
115 | 216.843 | 38.4667 | 216.843 | 38.4667
116 | 237.5508 | 37.1921 | 237.5508 | 37.1921
117 | 255.0639 | 37.1091 | 255.0639 | 37.1091
118 | 272.119 | 32.2974 | 272.119 | 32.2974
119 | 294.307 | 31.376 | 294.307 | 31.376
120 | 296.7899 | 28.6302 | 296.7899 | 28.6302
121 | 281.8506 | 24.2852 | 281.8506 | 24.2852
122 | 279.9449 | 25.172 | 279.9449 | 25.172
123 | 282.6197 | 25.4637 | 282.6197 | 25.4637
124 | 282.2322 | 29.8059 | 282.2322 | 29.8059
125 | 283.468 | 32.6857 | 283.468 | 32.6857
126 | 278.5758 | 29.8812 | 278.5758 | 29.8812
127 | 267.147 | 27.928 | 267.147 | 27.928
128 | 259.3531 | 22.6609 | 259.3531 | 22.6609
129 | 256.8367 | 20.6109 | 256.8367 | 20.6109
130 | 258.8291 | 13.229 | 258.8291 | 13.229
131 | 253.344 | 9.7396 | 253.344 | 9.7396
132 | 239.4141 | 10.6151 | 239.4141 | 10.6151
133 | 225.9098 | 9.1227 | 225.9098 | 9.1227
134 | 217.058 | 11.4556 | 217.058 | 11.4556
135 | 209.168 | 14.2665 | 209.168 | 14.2665
136 | 200.711 | 18.2406 | 200.711 | 18.2406
137 | 201.0962 | 37.52 | 201.0962 | 37.52
138 | 207.0934 | 40.6565 | 207.0934 | 40.6565
139 | 219.7743 | 41.6907 | 219.7743 | 41.6907
140 | 245.3421 | 40.0508 | 245.3421 | 40.0508
141 | 265.6808 | 39.4815 | 265.6808 | 39.4815
142 | 282.836 | 34.2475 | 282.836 | 34.2475
143 | 305.0311 | 33.5342 | 305.0311 | 33.5342
144 | 308.4171 | 31.4302 | 308.4171 | 31.4302
145 | 291.1121 | 27.7519 | 291.1121 | 27.7519
146 | 286.3124 | 28.2985 | 286.3124 | 28.2985
147 | 291.3322 | 27.7991 | 291.3322 | 27.7991
148 | 289.088 | 31.2249 | 289.088 | 31.2249
149 | 289.2662 | 33.545 | 289.2662 | 33.545
150 | 283.5486 | 30.4443 | 283.5486 | 30.4443
151 | 271.921 | 27.928 | 271.921 | 27.928
152 | 260.647 | 22.6609 | 260.647 | 22.6609
153 | 258.881 | 20.6109 | 258.881 | 20.6109
154 | 261.1104 | 12.7246 | 261.1104 | 12.7246
155 | 253.9277 | 8.4182 | 253.9277 | 8.4182
156 | 239.7633 | 8.6987 | 239.7633 | 8.6987
157 | 224.8442 | 6.5369 | 224.8442 | 6.5369
158 | 215.2064 | 8.2739 | 215.2064 | 8.2739
159 | 205.721 | 11.2247 | 205.721 | 11.2247
160 | 197.6704 | 15.514 | 197.6704 | 15.514
161 | 197.6068 | 35.1277 | 197.6068 | 35.1277
162 | 204.739 | 38.5302 | 204.739 | 38.5302
163 | 216.1371 | 39.8589 | 216.1371 | 39.8589
164 | 240.3158 | 38.6232 | 240.3158 | 38.6232
165 | 261.9684 | 38.1455 | 261.9684 | 38.1455
166 | 276.6345 | 32.807 | 276.6345 | 32.807
167 | 297.4005 | 31.99 | 297.4005 | 31.99
168 | 299.6623 | 29.7383 | 299.6623 | 29.7383
169 | 284.942 | 25.8191 | 284.942 | 25.8191
170 | 281.137 | 25.9321 | 281.137 | 25.9321
171 | 284.9255 | 25.4637 | 284.9255 | 25.4637
172 | 282.988 | 29.8059 | 282.988 | 29.8059
173 | 283.6749 | 32.6857 | 283.6749 | 32.6857
174 | 278.4514 | 29.8812 | 278.4514 | 29.8812
175 | 265.7796 | 27.928 | 265.7796 | 27.928
176 | 255.6287 | 22.6609 | 255.6287 | 22.6609
177 | 253.1359 | 20.6109 | 253.1359 | 20.6109
178 | 257.9445 | 12.7246 | 257.9445 | 12.7246
179 | 250.9801 | 9.0375 | 250.9801 | 9.0375
180 | 236.7798 | 11.3449 | 236.7798 | 11.3449
181 | 223.339 | 10.6946 | 223.339 | 10.6946
182 | 213.1665 | 13.3686 | 213.1665 | 13.3686
183 | 204.8269 | 16.5422 | 204.8269 | 16.5422
184 | 197.5369 | 20.8212 | 197.5369 | 20.8212
185 | 198.4879 | 40.4435 | 198.4879 | 40.4435
186 | 203.9987 | 44.0265 | 203.9987 | 44.0265
187 | 217.7508 | 45.6134 | 217.7508 | 45.6134
188 | 242.7807 | 44.4045 | 242.7807 | 44.4045
189 | 263.8781 | 44.3189 | 263.8781 | 44.3189
190 | 282.4977 | 39.85 | 282.4977 | 39.85
191 | 303.8939 | 39.395 | 303.8939 | 39.395
192 | 306.2935 | 37.62 | 306.2935 | 37.62
193 | 294.0176 | 34.4582 | 294.0176 | 34.4582
194 | 284.7271 | 35.389 | 284.7271 | 35.389
195 | 288.5201 | 35.2895 | 288.5201 | 35.2895
196 | 290.2592 | 39.3527 | 290.2592 | 39.3527
197 | 293.4775 | 42.1824 | 293.4775 | 42.1824
198 | 287.857 | 39.4418 | 287.857 | 39.4418
199 | 273.7597 | 37.7072 | 273.7597 | 37.7072
200 | 267.0873 | 32.4987 | 267.0873 | 32.4987
201 | 262.2544 | 30.4678 | 262.2544 | 30.4678
202 | 263.8917 | 22.6204 | 263.8917 | 22.6204
203 | 252.8862 | 18.5532 | 252.8862 | 18.5532
204 | 239.266 | 18.6764 | 239.266 | 18.6764
205 | 224.8555 | 15.8773 | 224.8555 | 15.8773
206 | 216.4672 | 17.0728 | 216.4672 | 17.0728
207 | 209.1476 | 19.5097 | 209.1476 | 19.5097
208 | 203.0131 | 23.2904 | 203.0131 | 23.2904
209 | 201.606 | 42.4221 | 201.606 | 42.4221
210 | 205.9043 | 45.5267 | 205.9043 | 45.5267
211 | 218.2619 | 46.5781 | 218.2619 | 46.5781
212 | 238.5504 | 45.0583 | 238.5504 | 45.0583
213 | 257.6886 | 44.793 | 257.6886 | 44.793
214 | 274.1697 | 39.9433 | 274.1697 | 39.9433
215 | 299.8163 | 39.0193 | 299.8163 | 39.0193
216 | 304.5292 | 36.0093 | 304.5292 | 36.0093
217 | 292.5765 | 31.2083 | 292.5765 | 31.2083
218 | 291.1075 | 30.3427 | 291.1075 | 30.3427
219 | 289.903 | 29.1083 | 289.903 | 29.1083
220 | 291.1742 | 32.7432 | 291.1742 | 32.7432
221 | 291.5145 | 34.7731 | 291.5145 | 34.7731
222 | 287.8543 | 31.5688 | 287.8543 | 31.5688
223 | 275.7898 | 29.9758 | 275.7898 | 29.9758
224 | 264.9172 | 24.8485 | 264.9172 | 24.8485
225 | 262.0736 | 22.599 | 262.0736 | 22.599
226 | 264.4457 | 14.3526 | 264.4457 | 14.3526
227 | 254.9461 | 10.1922 | 254.9461 | 10.1922
228 | 241.3086 | 10.8777 | 241.3086 | 10.8777
229 | 227.2273 | 9.5001 | 227.2273 | 9.5001
230 | 217.3273 | 11.2293 | 217.3273 | 11.2293
231 | 210.3209 | 13.8105 | 210.3209 | 13.8105
232 | 201.8156 | 17.8597 | 201.8156 | 17.8597
233 | 201.8357 | 37.4492 | 201.8357 | 37.4492
234 | 205.1976 | 41.1246 | 205.1976 | 41.1246
235 | 213.3128 | 42.6399 | 213.3128 | 42.6399
236 | 231.6838 | 41.4543 | 231.6838 | 41.4543
237 | 249.0561 | 41.3876 | 249.0561 | 41.3876
238 | 264.9869 | 36.8679 | 264.9869 | 36.8679
239 | 289.2348 | 36.6702 | 289.2348 | 36.6702
240 | 291.711 | 35.2294 | 291.711 | 35.2294
241 | 281.9019 | 32.5495 | 281.9019 | 32.5495
242 | 279.0459 | 33.7965 | 279.0459 | 33.7965
243 | 277.5757 | 33.9707 | 277.5757 | 33.9707
244 | 281.2681 | 38.1868 | 281.2681 | 38.1868
245 | 283.8995 | 40.8982 | 283.8995 | 40.8982
246 | 277.9987 | 37.8415 | 277.9987 | 37.8415
247 | 267.6937 | 35.6059 | 267.6937 | 35.6059
248 | 258.8612 | 30.071 | 258.8612 | 30.071
249 | 255.8769 | 27.9753 | 255.8769 | 27.9753
250 | 258.8563 | 20.33 | 258.8563 | 20.33
251 | 249.6894 | 16.4493 | 249.6894 | 16.4493
252 | 237.6658 | 16.8636 | 237.6658 | 16.8636
253 | 225.1571 | 14.5214 | 225.1571 | 14.5214
254 | 216.4061 | 16.197 | 216.4061 | 16.197
255 | 210.0869 | 19.02 | 210.0869 | 19.02
256 | 201.309 | 23.185 | 201.309 | 23.185
257 | 201.7081 | 42.714 | 201.7081 | 42.714
258 | 203.6332 | 46.1701 | 203.6332 | 46.1701
259 | 212.5087 | 47.6914 | 212.5087 | 47.6914
260 | 227.6356 | 46.5645 | 227.6356 | 46.5645
261 | 244.5091 | 46.5436 | 244.5091 | 46.5436
262 | 261.5802 | 41.953 | 261.5802 | 41.953
263 | 281.5979 | 41.1516 | 281.5979 | 41.1516
264 | 287.6425 | 38.3593 | 287.6425 | 38.3593
265 | 278.4349 | 33.0297 | 278.4349 | 33.0297
266 | 276.8238 | 31.7418 | 276.8238 | 31.7418
267 | 275.5333 | 29.2275 | 275.5333 | 29.2275
268 | 275.9584 | 31.351 | 275.9584 | 31.351
269 | 277.9708 | 33.0346 | 277.9708 | 33.0346
270 | 270.831 | 29.8812 | 270.831 | 29.8812
271 | 262.0529 | 27.928 | 262.0529 | 27.928
272 | 255.6339 | 22.6609 | 255.6339 | 22.6609
273 | 256.5225 | 20.6109 | 256.5225 | 20.6109
274 | 259.9216 | 12.7246 | 259.9216 | 12.7246
275 | 252.7891 | 8.4182 | 252.7891 | 8.4182
276 | 238.6803 | 8.2358 | 238.6803 | 8.2358
277 | 224.3845 | 6.3772 | 224.3845 | 6.3772
278 | 216.6138 | 8.824 | 216.6138 | 8.824
279 | 210.1726 | 12.4839 | 210.1726 | 12.4839
280 | 203.6557 | 17.6982 | 203.6557 | 17.6982
281 | 201.0575 | 38.1453 | 201.0575 | 38.1453
282 | 204.4899 | 42.4296 | 204.4899 | 42.4296
283 | 213.0614 | 44.3836 | 213.0614 | 44.3836
284 | 231.9933 | 43.3923 | 231.9933 | 43.3923
285 | 249.9139 | 43.2687 | 249.9139 | 43.2687
286 | 264.994 | 38.4181 | 264.994 | 38.4181
287 | 286.8621 | 37.2117 | 286.8621 | 37.2117
288 | 292.6353 | 34.4374 | 292.6353 | 34.4374
289 | 281.1153 | 29.9611 | 281.1153 | 29.9611
290 | 277.2292 | 29.2165 | 277.2292 | 29.2165
291 | 277.9689 | 27.8215 | 277.9689 | 27.8215
292 | 278.5711 | 32.1619 | 278.5711 | 32.1619
293 | 283.5137 | 36.3545 | 283.5137 | 36.3545
294 | 279.7035 | 34.4612 | 279.7035 | 34.4612
295 | 268.3501 | 33.1851 | 268.3501 | 33.1851
296 | 261.7687 | 28.4758 | 261.7687 | 28.4758
297 | 259.7539 | 26.8352 | 259.7539 | 26.8352
298 | 258.2232 | 19.4024 | 258.2232 | 19.4024
299 | 250.6947 | 15.7075 | 250.6947 | 15.7075
300 | 236.3831 | 16.5458 | 236.3831 | 16.5458
301 | 222.2142 | 14.7408 | 222.2142 | 14.7408
302 | 214.3149 | 16.8491 | 214.3149 | 16.8491
303 | 207.0623 | 19.5848 | 207.0623 | 19.5848
304 | 198.3064 | 23.5676 | 198.3064 | 23.5676
305 | 198.0933 | 42.8168 | 198.0933 | 42.8168
306 | 203.9058 | 45.9585 | 203.9058 | 45.9585
307 | 214.9647 | 47.1602 | 214.9647 | 47.1602
308 | 239.1577 | 45.7155 | 239.1577 | 45.7155
309 | 260.883 | 45.4528 | 260.883 | 45.4528
310 | 274.6497 | 40.7362 | 274.6497 | 40.7362
311 | 299.0825 | 40.0634 | 299.0825 | 40.0634
312 | 297.3628 | 37.7547 | 297.3628 | 37.7547
313 | 283.3601 | 33.7094 | 283.3601 | 33.7094
314 | 279.9224 | 33.1176 | 279.9224 | 33.1176
315 | 281.5783 | 31.7105 | 281.5783 | 31.7105
316 | 280.3572 | 34.9809 | 280.3572 | 34.9809
317 | 283.5962 | 37.4531 | 283.5962 | 37.4531
318 | 278.6118 | 33.5353 | 278.6118 | 33.5353
319 | 265.2651 | 30.4672 | 265.2651 | 30.4672
320 | 256.2396 | 24.9193 | 256.2396 | 24.9193
321 | 253.8961 | 23.1777 | 253.8961 | 23.1777
322 | 258.0744 | 15.5877 | 258.0744 | 15.5877
323 | 249.7373 | 11.5352 | 249.7373 | 11.5352
324 | 231.9981 | 11.9745 | 231.9981 | 11.9745
325 | 217.1284 | 9.6651 | 217.1284 | 9.6651
326 | 210.2511 | 11.3329 | 210.2511 | 11.3329
327 | 202.3223 | 14.5463 | 202.3223 | 14.5463
328 | 194.0552 | 19.4151 | 194.0552 | 19.4151
329 | 193.8888 | 39.9192 | 193.8888 | 39.9192
330 | 200.855 | 43.9954 | 200.855 | 43.9954
331 | 211.1044 | 45.3708 | 211.1044 | 45.3708
332 | 234.9165 | 43.9234 | 234.9165 | 43.9234
333 | 257.083 | 44.0079 | 257.083 | 44.0079
334 | 274.2855 | 39.9528 | 274.2855 | 39.9528
335 | 293.513 | 40.0315 | 293.513 | 40.0315
336 | 297.6988 | 38.4672 | 297.6988 | 38.4672
337 | 282.5933 | 35.3961 | 282.5933 | 35.3961
338 | 279.9614 | 36.4807 | 279.9614 | 36.4807
339 | 280.1515 | 36.1877 | 280.1515 | 36.1877
340 | 279.5199 | 39.8657 | 279.5199 | 39.8657
341 | 281.8122 | 42.5408 | 281.8122 | 42.5408
342 | 277.383 | 39.9143 | 277.383 | 39.9143
343 | 264.7172 | 37.7201 | 264.7172 | 37.7201
344 | 255.9557 | 31.3034 | 255.9557 | 31.3034
345 | 254.6923 | 27.6099 | 254.6923 | 27.6099
346 | 258.755 | 19.0518 | 258.755 | 19.0518
347 | 247.7578 | 14.8827 | 247.7578 | 14.8827
348 | 231.5809 | 15.4533 | 231.5809 | 15.4533
349 | 218.4786 | 14.112 | 218.4786 | 14.112
350 | 209.5872 | 16.6513 | 209.5872 | 16.6513
351 | 202.7068 | 19.3335 | 202.7068 | 19.3335
352 | 195.9042 | 23.1323 | 195.9042 | 23.1323
353 | 195.814 | 42.3306 | 195.814 | 42.3306
354 | 202.1503 | 45.2909 | 202.1503 | 45.2909
355 | 213.5954 | 46.0107 | 213.5954 | 46.0107
356 | 236.1268 | 43.9027 | 236.1268 | 43.9027
357 | 257.3239 | 42.7677 | 257.3239 | 42.7677
358 | 276.2295 | 36.8894 | 276.2295 | 36.8894
359 | 296.0848 | 35.3393 | 296.0848 | 35.3393
360 | 296.749 | 31.8663 | 296.749 | 31.8663
361 | 285.2632 | 26.6128 | 285.2632 | 26.6128
362 | 279.7754 | 26.0158 | 279.7754 | 26.0158
363 | 280.2496 | 25.4637 | 280.2496 | 25.4637
364 | 280.2409 | 29.8059 | 280.2409 | 29.8059
365 | 284.5427 | 32.6857 | 284.5427 | 32.6857
366 | 278.6889 | 29.8812 | 278.6889 | 29.8812
367 | 266.4252 | 27.928 | 266.4252 | 27.928
368 | 257.4765 | 22.6609 | 257.4765 | 22.6609
369 | 254.4137 | 20.6109 | 254.4137 | 20.6109
370 | 259.4128 | 12.7246 | 259.4128 | 12.7246
371 | 250.767 | 8.4182 | 250.767 | 8.4182
372 | 235.4628 | 8.4663 | 235.4628 | 8.4663
373 | 220.9069 | 7.3013 | 220.9069 | 7.3013
374 | 210.6649 | 9.3362 | 210.6649 | 9.3362
375 | 204.478 | 11.8785 | 204.478 | 11.8785
376 | 196.6348 | 16.0253 | 196.6348 | 16.0253
377 | 195.4373 | 35.3669 | 195.4373 | 35.3669
378 | 200.1187 | 38.7971 | 200.1187 | 38.7971
379 | 209.9113 | 40.1897 | 209.9113 | 40.1897
380 | 231.4014 | 38.8953 | 231.4014 | 38.8953
381 | 252.0265 | 38.706 | 252.0265 | 38.706
382 | 268.9674 | 33.4737 | 268.9674 | 33.4737
383 | 290.7039 | 32.5497 | 290.7039 | 32.5497
384 | 293.5824 | 30.6391 | 293.5824 | 30.6391
385 | 279.4598 | 27.4661 | 279.4598 | 27.4661
386 | 275.9561 | 28.1801 | 275.9561 | 28.1801
387 | 276.5701 | 27.8146 | 276.5701 | 27.8146
388 | 278.4949 | 31.6316 | 278.4949 | 31.6316
389 | 276.3269 | 34.3379 | 276.3269 | 34.3379
390 | 273.66 | 31.5601 | 273.66 | 31.5601
391 | 263.7691 | 29.6225 | 263.7691 | 29.6225
392 | 250.2393 | 24.4745 | 250.2393 | 24.4745
393 | 247.8127 | 22.4885 | 247.8127 | 22.4885
394 | 253.4264 | 14.7611 | 253.4264 | 14.7611
395 | 247.6628 | 10.8451 | 247.6628 | 10.8451
396 | 234.3417 | 11.2888 | 234.3417 | 11.2888
397 | 220.0559 | 9.1106 | 220.0559 | 9.1106
398 | 212.3236 | 11.1118 | 212.3236 | 11.1118
399 | 205.7098 | 14.6629 | 205.7098 | 14.6629
400 | 197.8103 | 19.847 | 197.8103 | 19.847
401 | 196.486 | 40.1973 | 196.486 | 40.1973
402 | 199.6747 | 43.7674 | 199.6747 | 43.7674
403 | 205.9188 | 44.8033 | 205.9188 | 44.8033
404 | 225.2246 | 43.0399 | 225.2246 | 43.0399
405 | 243.2225 | 42.3713 | 243.2225 | 42.3713
406 | 259.9728 | 37.2384 | 259.9728 | 37.2384
407 | 283.6635 | 36.1813 | 283.6635 | 36.1813
408 | 289.1015 | 33.6852 | 289.1015 | 33.6852
409 | 277.8675 | 29.7893 | 277.8675 | 29.7893
410 | 274.7437 | 29.8254 | 274.7437 | 29.8254
411 | 273.4667 | 28.8864 | 273.4667 | 28.8864
412 | 275.5751 | 32.2759 | 275.5751 | 32.2759
413 | 277.2003 | 34.5788 | 277.2003 | 34.5788
414 | 269.7985 | 31.5481 | 269.7985 | 31.5481
415 | 259.0611 | 29.645 | 259.0611 | 29.645
416 | 250.8008 | 24.6093 | 250.8008 | 24.6093
417 | 249.9032 | 22.8564 | 249.9032 | 22.8564
418 | 255.6619 | 15.4711 | 255.6619 | 15.4711
419 | 246.4998 | 12.3893 | 246.4998 | 12.3893
420 | 231.718 | 14.0058 | 231.718 | 14.0058
421 | 219.8565 | 12.8062 | 219.8565 | 12.8062
422 | 211.7595 | 15.1693 | 211.7595 | 15.1693
423 | 205.4154 | 18.2151 | 205.4154 | 18.2151
424 | 197.3093 | 22.2937 | 197.3093 | 22.2937
425 | 196.6914 | 41.6103 | 196.6914 | 41.6103
426 | 198.3116 | 44.8565 | 198.3116 | 44.8565
427 | 206.2511 | 46.2266 | 206.2511 | 46.2266
428 | 222.6 | 45.003 | 222.6 | 45.003
429 | 238.7623 | 44.9398 | 238.7623 | 44.9398
430 | 255.4382 | 40.4814 | 255.4382 | 40.4814
431 | 277.624 | 40.1869 | 277.624 | 40.1869
432 | 282.5224 | 38.4888 | 282.5224 | 38.4888
433 | 273.0303 | 35.2804 | 273.0303 | 35.2804
434 | 269.2781 | 35.9383 | 269.2781 | 35.9383
435 | 270.8716 | 35.4026 | 270.8716 | 35.4026
436 | 272.6763 | 39.0167 | 272.6763 | 39.0167
437 | 273.7334 | 41.0666 | 273.7334 | 41.0666
438 | 270.6676 | 37.5634 | 270.6676 | 37.5634
439 | 261.6825 | 35.0955 | 261.6825 | 35.0955
440 | 254.4718 | 29.6038 | 254.4718 | 29.6038
441 | 254.6805 | 27.3655 | 254.6805 | 27.3655
442 | 256.8624 | 19.4309 | 256.8624 | 19.4309
443 | 245.862 | 15.3525 | 245.862 | 15.3525
444 | 230.7585 | 15.702 | 230.7585 | 15.702
445 | 217.8081 | 13.2432 | 217.8081 | 13.2432
446 | 209.6258 | 14.6243 | 209.6258 | 14.6243
447 | 203.7594 | 17.1813 | 203.7594 | 17.1813
448 | 197.8471 | 21.1001 | 197.8471 | 21.1001
449 | 194.4988 | 40.4711 | 194.4988 | 40.4711
450 | 197.7356 | 43.8814 | 197.7356 | 43.8814
451 | 207.1167 | 45.1531 | 207.1167 | 45.1531
452 | 226.1142 | 43.6911 | 226.1142 | 43.6911
453 | 245.7076 | 43.1823 | 245.7076 | 43.1823
454 | 261.9896 | 38.2074 | 261.9896 | 38.2074
455 | 284.6851 | 37.4086 | 284.6851 | 37.4086
456 | 286.5559 | 35.0066 | 286.5559 | 35.0066
457 | 277.2836 | 31.1599 | 277.2836 | 31.1599
458 | 272.0796 | 31.7133 | 272.0796 | 31.7133
459 | 274.7394 | 31.4678 | 274.7394 | 31.4678
460 | 274.2197 | 35.7616 | 274.2197 | 35.7616
461 | 277.5386 | 38.8444 | 277.5386 | 38.8444
462 | 274.4889 | 36.1306 | 274.4889 | 36.1306
463 | 265.5999 | 34.5099 | 265.5999 | 34.5099
464 | 255.4866 | 30.122 | 255.4866 | 30.122
465 | 255.4658 | 28.762 | 255.4658 | 28.762
466 | 257.1739 | 21.3154 | 257.1739 | 21.3154
467 | 247.0619 | 17.4391 | 247.0619 | 17.4391
468 | 235.6119 | 17.6755 | 235.6119 | 17.6755
469 | 221.8658 | 14.9075 | 221.8658 | 14.9075
470 | 213.9276 | 16.0062 | 213.9276 | 16.0062
471 | 208.1528 | 18.4362 | 208.1528 | 18.4362
472 | 203.1497 | 22.2747 | 203.1497 | 22.2747
473 | 200.727 | 41.5351 | 200.727 | 41.5351
474 | 205.5113 | 44.7917 | 205.5113 | 44.7917
475 | 217.8564 | 46.0928 | 217.8564 | 46.0928
476 | 243.6938 | 44.6619 | 243.6938 | 44.6619
477 | 266.8821 | 44.3672 | 266.8821 | 44.3672
478 | 283.0483 | 39.819 | 283.0483 | 39.819
479 | 306.6756 | 39.4952 | 306.6756 | 39.4952
480 | 309.1464 | 37.7305 | 309.1464 | 37.7305
481 | 292.5282 | 34.51 | 292.5282 | 34.51
482 | 291.9018 | 35.269 | 291.9018 | 35.269
483 | 295.5275 | 34.9259 | 295.5275 | 34.9259
484 | 291.9012 | 38.7732 | 291.9012 | 38.7732
485 | 293.321 | 41.254 | 293.321 | 41.254
486 | 290.3039 | 38.0185 | 290.3039 | 38.0185
487 | 274.7069 | 35.6413 | 274.7069 | 35.6413
488 | 263.9835 | 30.1099 | 263.9835 | 30.1099
489 | 262.373 | 27.9468 | 262.373 | 27.9468
490 | 264.2936 | 20.0614 | 264.2936 | 20.0614
491 | 252.2276 | 16.0512 | 252.2276 | 16.0512
492 | 235.3562 | 16.5968 | 235.3562 | 16.5968
493 | 221.8517 | 14.6242 | 221.8517 | 14.6242
494 | 214.2645 | 16.4734 | 214.2645 | 16.4734
495 | 209.3136 | 19.2316 | 209.3136 | 19.2316
496 | 203.1008 | 23.0494 | 203.1008 | 23.0494
497 | 201.0901 | 42.328 | 201.0901 | 42.328
498 | 205.2186 | 45.563 | 205.2186 | 45.563
499 | 216.2812 | 46.7664 | 216.2812 | 46.7664
500 | 240.6117 | 45.2301 | 240.6117 | 45.2301
501 | 262.6969 | 44.7826 | 262.6969 | 44.7826
502 | 281.4262 | 40.0064 | 281.4262 | 40.0064
503 | 301.2701 | 39.5021 | 301.2701 | 39.5021
504 | 306.0109 | 37.4196 | 306.0109 | 37.4196
505 | 290.5632 | 33.4054 | 290.5632 | 33.4054
506 | 287.5074 | 32.7091 | 287.5074 | 32.7091
507 | 288.3574 | 30.067 | 288.3574 | 30.067
508 | 287.3871 | 32.9988 | 287.3871 | 32.9988
509 | 286.498 | 35.6446 | 286.498 | 35.6446
510 | 283.9222 | 32.5274 | 283.9222 | 32.5274
511 | 271.3695 | 30.2193 | 271.3695 | 30.2193
512 | 262.8679 | 24.8001 | 262.8679 | 24.8001
513 | 262.7629 | 22.2881 | 262.7629 | 22.2881
514 | 262.7446 | 13.6401 | 262.7446 | 13.6401
515 | 251.6939 | 9.5617 | 251.6939 | 9.5617
516 | 234.8891 | 11.528 | 234.8891 | 11.528
517 | 221.7029 | 11.5712 | 221.7029 | 11.5712
518 | 214.6254 | 14.9525 | 214.6254 | 14.9525
519 | 208.697 | 18.1028 | 208.697 | 18.1028
520 | 204.1681 | 22.0113 | 204.1681 | 22.0113
521 | 202.711 | 41.2933 | 202.711 | 41.2933
522 | 207.0532 | 44.7131 | 207.0532 | 44.7131
523 | 219.1391 | 46.1023 | 219.1391 | 46.1023
524 | 242.8223 | 44.8743 | 242.8223 | 44.8743
525 | 264.2815 | 44.7619 | 264.2815 | 44.7619
526 | 282.5043 | 40.1687 | 282.5043 | 40.1687
527 | 303.0416 | 39.6575 | 303.0416 | 39.6575
528 | 300.8995 | 37.4947 | 300.8995 | 37.4947
529 | 286.509 | 33.6213 | 286.509 | 33.6213
530 | 281.3509 | 33.3474 | 281.3509 | 33.3474
531 | 286.9977 | 32.3367 | 286.9977 | 32.3367
532 | 286.7731 | 35.6269 | 286.7731 | 35.6269
533 | 286.9248 | 37.4038 | 286.9248 | 37.4038
534 | 278.4936 | 33.6588 | 278.4936 | 33.6588
535 | 267.9177 | 30.8731 | 267.9177 | 30.8731
536 | 260.2835 | 24.9478 | 260.2835 | 24.9478
537 | 260.0384 | 22.4436 | 260.0384 | 22.4436
538 | 260.7417 | 14.5193 | 260.7417 | 14.5193
539 | 250.17 | 10.9012 | 250.17 | 10.9012
540 | 234.4353 | 11.6325 | 234.4353 | 11.6325
541 | 220.7172 | 10.1833 | 220.7172 | 10.1833
542 | 212.6529 | 11.5713 | 212.6529 | 11.5713
543 | 207.9862 | 13.6498 | 207.9862 | 13.6498
544 | 202.32 | 17.3907 | 202.32 | 17.3907
545 | 198.791 | 36.8066 | 198.791 | 36.8066
546 | 202.39 | 40.2783 | 202.39 | 40.2783
547 | 212.8879 | 41.6113 | 212.8879 | 41.6113
548 | 235.0312 | 40.1683 | 235.0312 | 40.1683
549 | 254.6861 | 39.9116 | 254.6861 | 39.9116
550 | 275.4991 | 34.9566 | 275.4991 | 34.9566
551 | 293.1925 | 33.4004 | 293.1925 | 33.4004
552 | 295.7495 | 30.5035 | 295.7495 | 30.5035
553 | 282.9579 | 26.1049 | 282.9579 | 26.1049
554 | 279.8751 | 25.597 | 279.8751 | 25.597
555 | 282.1662 | 25.4637 | 282.1662 | 25.4637
556 | 280.8462 | 29.8059 | 280.8462 | 29.8059
557 | 282.093 | 32.6857 | 282.093 | 32.6857
558 | 275.3159 | 29.8812 | 275.3159 | 29.8812
559 | 267.3976 | 27.928 | 267.3976 | 27.928
560 | 256.5853 | 22.6609 | 256.5853 | 22.6609
561 | 256.3753 | 20.6109 | 256.3753 | 20.6109
562 | 258.3761 | 12.7246 | 258.3761 | 12.7246
563 | 249.8881 | 8.4182 | 249.8881 | 8.4182
564 | 235.041 | 8.2358 | 235.041 | 8.2358
565 | 222.1786 | 5.1396 | 222.1786 | 5.1396
566 | 215.0138 | 6.0621 | 215.0138 | 6.0621
567 | 209.4366 | 8.265 | 209.4366 | 8.265
568 | 202.419 | 12.4792 | 202.419 | 12.4792
569 | 200.2698 | 32.0531 | 200.2698 | 32.0531
570 | 202.4383 | 35.2181 | 202.4383 | 35.2181
571 | 210.286 | 37.2205 | 210.286 | 37.2205
572 | 229.1599 | 37.3847 | 229.1599 | 37.3847
573 | 245.1911 | 38.7898 | 245.1911 | 38.7898
574 | 260.9944 | 35.7598 | 260.9944 | 35.7598
575 | 281.9996 | 35.981 | 281.9996 | 35.981
576 | 285.883 | 34.4521 | 285.883 | 34.4521
577 | 274.913 | 31.2368 | 274.913 | 31.2368
578 | 270.5863 | 32.0338 | 270.5863 | 32.0338
579 | 273.0596 | 31.6838 | 273.0596 | 31.6838
580 | 274.6967 | 35.4257 | 274.6967 | 35.4257
581 | 274.4414 | 37.8564 | 274.4414 | 37.8564
582 | 267.376 | 34.9146 | 267.376 | 34.9146
583 | 256.2117 | 33.0797 | 256.2117 | 33.0797
584 | 248.7531 | 28.3377 | 248.7531 | 28.3377
585 | 252.2104 | 26.9155 | 252.2104 | 26.9155
586 | 256.3625 | 19.5579 | 256.3625 | 19.5579
587 | 244.9607 | 15.8379 | 244.9607 | 15.8379
588 | 230.445 | 16.4914 | 230.445 | 16.4914
589 | 218.4794 | 14.3625 | 218.4794 | 14.3625
590 | 211.9757 | 15.8334 | 211.9757 | 15.8334
591 | 206.4346 | 18.3049 | 206.4346 | 18.3049
592 | 199.0653 | 22.0683 | 199.0653 | 22.0683
593 | 196.816 | 41.1897 | 196.816 | 41.1897
594 | 199.5959 | 44.3322 | 199.5959 | 44.3322
595 | 208.7035 | 45.6307 | 208.7035 | 45.6307
596 | 224.1544 | 44.0193 | 224.1544 | 44.0193
597 | 239.4488 | 43.6633 | 239.4488 | 43.6633
598 | 257.2931 | 39.1108 | 257.2931 | 39.1108
599 | 277.1538 | 38.7136 | 277.1538 | 38.7136
600 | 277.9369 | 36.6017 | 277.9369 | 36.6017
601 | 269.2602 | 32.7715 | 269.2602 | 32.7715
602 | 264.3309 | 33.1902 | 264.3309 | 33.1902
603 | 267.7029 | 32.6683 | 267.7029 | 32.6683
604 | 269.6621 | 36.1218 | 269.6621 | 36.1218
605 | 270.6923 | 38.3547 | 270.6923 | 38.3547
606 | 264.5403 | 35.0873 | 264.5403 | 35.0873
607 | 255.2414 | 32.7688 | 255.2414 | 32.7688
608 | 249.3494 | 27.506 | 249.3494 | 27.506
609 | 250.6668 | 25.5942 | 250.6668 | 25.5942
610 | 252.9471 | 17.9325 | 252.9471 | 17.9325
611 | 243.9208 | 14.1227 | 243.9208 | 14.1227
612 | 229.907 | 14.7468 | 229.907 | 14.7468
613 | 216.2433 | 12.8563 | 216.2433 | 12.8563
614 | 208.9159 | 14.9508 | 208.9159 | 14.9508
615 | 204.1072 | 17.7893 | 204.1072 | 17.7893
616 | 198.2 | 21.7548 | 198.2 | 21.7548
617 | 195.2579 | 41.0109 | 195.2579 | 41.0109
618 | 198.7566 | 44.2165 | 198.7566 | 44.2165
619 | 208.8609 | 45.4917 | 208.8609 | 45.4917
620 | 228.1453 | 44.11 | 228.1453 | 44.11
621 | 246.4687 | 43.8775 | 246.4687 | 43.8775
622 | 263.0687 | 39.1721 | 263.0687 | 39.1721
623 | 282.6828 | 38.2783 | 282.6828 | 38.2783
624 | 284.9061 | 35.8089 | 284.9061 | 35.8089
625 | 271.9853 | 31.4596 | 271.9853 | 31.4596
626 | 269.4691 | 30.8056 | 269.4691 | 30.8056
627 | 271.3439 | 28.5832 | 271.3439 | 28.5832
628 | 271.6815 | 31.1048 | 271.6815 | 31.1048
629 | 275.4319 | 32.6857 | 275.4319 | 32.6857
630 | 270.5686 | 29.8812 | 270.5686 | 29.8812
631 | 258.8331 | 27.928 | 258.8331 | 27.928
632 | 253.4252 | 22.6609 | 253.4252 | 22.6609
633 | 254.8539 | 20.6109 | 254.8539 | 20.6109
634 | 258.5888 | 12.7246 | 258.5888 | 12.7246
635 | 246.8358 | 8.4182 | 246.8358 | 8.4182
636 | 228.8375 | 8.2358 | 228.8375 | 8.2358
637 | 216.4201 | 5.1732 | 216.4201 | 5.1732
638 | 209.1592 | 6.6537 | 209.1592 | 6.6537
639 | 204.9577 | 9.3307 | 204.9577 | 9.3307
640 | 199.6488 | 13.5138 | 199.6488 | 13.5138
641 | 197.2697 | 33.0454 | 197.2697 | 33.0454
642 | 200.8033 | 36.3633 | 200.8033 | 36.3633
643 | 213.3359 | 37.6445 | 213.3359 | 37.6445
644 | 237.9042 | 36.2672 | 237.9042 | 36.2672
645 | 262.6269 | 36.0986 | 262.6269 | 36.0986
646 | 280.6273 | 31.3457 | 280.6273 | 31.3457
647 | 305.2705 | 30.5572 | 305.2705 | 30.5572
648 | 305.4776 | 28.3901 | 305.4776 | 28.3901
649 | 292.9082 | 24.9166 | 292.9082 | 24.9166
650 | 288.3527 | 25.6712 | 288.3527 | 25.6712
651 | 289.5849 | 25.9569 | 289.5849 | 25.9569
652 | 289.7911 | 31.8018 | 289.7911 | 31.8018
653 | 289.3803 | 36.6075 | 289.3803 | 36.6075
654 | 283.2306 | 35.9389 | 283.2306 | 35.9389
655 | 270.7046 | 35.6914 | 270.7046 | 35.6914
656 | 264.78 | 31.4753 | 264.78 | 31.4753
657 | 266.1916 | 30.2492 | 266.1916 | 30.2492
658 | 264.5091 | 23.0056 | 264.5091 | 23.0056
659 | 249.5461 | 19.1189 | 249.5461 | 19.1189
660 | 224.761 | 19.2128 | 224.761 | 19.2128
661 | 211.7028 | 16.3584 | 211.7028 | 16.3584
662 | 203.6353 | 17.4174 | 203.6353 | 17.4174
663 | 199.854 | 19.7101 | 199.854 | 19.7101
664 | 195.7437 | 23.3681 | 195.7437 | 23.3681
665 | 191.7876 | 42.4221 | 191.7876 | 42.4221
666 | 195.4505 | 45.4533 | 195.4505 | 45.4533
667 | 207.3225 | 46.5755 | 207.3225 | 46.5755
668 | 230.1633 | 45.0635 | 230.1633 | 45.0635
669 | 253.7663 | 44.812 | 253.7663 | 44.812
670 | 271.7723 | 40.2931 | 271.7723 | 40.2931
671 | 291.6675 | 39.9797 | 291.6675 | 39.9797
672 | 292.2531 | 38.2789 | 292.2531 | 38.2789
673 | 278.3875 | 35.1603 | 278.3875 | 35.1603
674 | 276.4711 | 36.1819 | 276.4711 | 36.1819
675 | 277.5429 | 36.2793 | 277.5429 | 36.2793
676 | 277.7922 | 40.529 | 277.7922 | 40.529
677 | 277.8193 | 43.401 | 277.8193 | 43.401
678 | 272.1391 | 40.6423 | 272.1391 | 40.6423
679 | 260.0385 | 38.6581 | 260.0385 | 38.6581
680 | 251.4703 | 33.0964 | 251.4703 | 33.0964
681 | 254.2695 | 30.5317 | 254.2695 | 30.5317
682 | 255.0526 | 22.1307 | 255.0526 | 22.1307
683 | 242.8019 | 17.5514 | 242.8019 | 17.5514
684 | 226.0281 | 17.4691 | 226.0281 | 17.4691
685 | 213.3602 | 14.7701 | 213.3602 | 14.7701
686 | 205.1163 | 16.1703 | 205.1163 | 16.1703
687 | 201.5117 | 18.9656 | 201.5117 | 18.9656
688 | 194.8933 | 22.919 | 194.8933 | 22.919
689 | 191.1915 | 42.0447 | 191.1915 | 42.0447
690 | 197.2116 | 45.0862 | 197.2116 | 45.0862
691 | 208.8432 | 46.1411 | 208.8432 | 46.1411
692 | 230.5563 | 44.6619 | 230.5563 | 44.6619
693 | 251.6568 | 44.305 | 251.6568 | 44.305
694 | 266.0815 | 39.7887 | 266.0815 | 39.7887
695 | 285.4868 | 39.0616 | 285.4868 | 39.0616
696 | 286.8551 | 36.2735 | 286.8551 | 36.2735
697 | 273.6564 | 31.6884 | 273.6564 | 31.6884
698 | 270.559 | 31.1502 | 270.559 | 31.1502
699 | 272.4952 | 29.5013 | 272.4952 | 29.5013
700 | 271.0516 | 32.1464 | 271.0516 | 32.1464
701 | 271.0008 | 33.6504 | 271.0008 | 33.6504
702 | 267.5345 | 29.8812 | 267.5345 | 29.8812
703 | 254.5818 | 27.928 | 254.5818 | 27.928
704 | 245.48 | 22.6609 | 245.48 | 22.6609
705 | 248.8655 | 20.6109 | 248.8655 | 20.6109
706 | 250.764 | 12.7246 | 250.764 | 12.7246
707 | 239.0618 | 8.4182 | 239.0618 | 8.4182
708 | 229.0137 | 10.3976 | 229.0137 | 10.3976
709 | 215.8848 | 15.8701 | 215.8848 | 15.8701
710 | 208.3287 | 19.3879 | 208.3287 | 19.3879
711 | 203.1188 | 21.4614 | 203.1188 | 21.4614
712 | 198.7586 | 27.9604 | 198.7586 | 27.9604
713 | 195.0365 | 43.7852 | 195.0365 | 43.7852
714 | 200.389 | 48.6109 | 200.389 | 48.6109
715 | 211.3604 | 51.3585 | 211.3604 | 51.3585
716 | 232.5362 | 49.6625 | 232.5362 | 49.6625
717 | 251.7135 | 48.2095 | 251.7135 | 48.2095
718 | 269.7619 | 43.8804 | 269.7619 | 43.8804
719 | 287.341 | 41.6462 | 287.341 | 41.6462
720 | 292.2395 | 36.8183 | 292.2395 | 36.8183
721 | 279.1943 | 32.463 | 279.1943 | 32.463
722 | 277.9559 | 29.0761 | 277.9559 | 29.0761
723 | 278.3706 | 24.6354 | 278.3706 | 24.6354
724 | 278.4064 | 27.1982 | 278.4064 | 27.1982
725 | 282.7789 | 30.0432 | 282.7789 | 30.0432
726 | 279.4907 | 27.9182 | 279.4907 | 27.9182
727 | 262.9185 | 25.6338 | 262.9185 | 25.6338
728 | 252.5695 | 22.465 | 252.5695 | 22.465
729 | 256.9446 | 18.7407 | 256.9446 | 18.7407
730 | 257.3416 | 13.6411 | 257.3416 | 13.6411
731 | 244.505 | 15.7743 | 244.505 | 15.7743
732 | 229.2519 | 23.1631 | 229.2519 | 23.1631
733 | 215.168 | 29.2301 | 215.168 | 29.2301
734 | 207.7588 | 36.6269 | 207.7588 | 36.6269
735 | 205.7135 | 41.7129 | 205.7135 | 41.7129
736 | 199.671 | 49.149 | 199.671 | 49.149
737 | 196.5577 | 65.9612 | 196.5577 | 65.9612
738 | 198.7396 | 69.3696 | 198.7396 | 69.3696
739 | 207.0808 | 70.9821 | 207.0808 | 70.9821
740 | 224.6134 | 69.2424 | 224.6134 | 69.2424
741 | 245.5194 | 67.8935 | 245.5194 | 67.8935
742 | 265.1231 | 65.1597 | 265.1231 | 65.1597
743 | 282.4262 | 65.2193 | 282.4262 | 65.2193
744 | 289.1075 | 62.8834 | 289.1075 | 62.8834
745 | 275.4635 | 61.1477 | 275.4635 | 61.1477
746 | 272.3009 | 61.4887 | 272.3009 | 61.4887
747 | 271.2339 | 61.5348 | 271.2339 | 61.5348
748 | 272.0449 | 61.8408 | 272.0449 | 61.8408
749 | 276.0515 | 62.3315 | 276.0515 | 62.3315
750 | 269.5041 | 58.8094 | 269.5041 | 58.8094
751 | 258.3957 | 55.5174 | 258.3957 | 55.5174
752 | 253.8909 | 51.5056 | 253.8909 | 51.5056
753 | 256.7583 | 46.4884 | 256.7583 | 46.4884
754 | 254.9962 | 39.4677 | 254.9962 | 39.4677
755 | 242.8202 | 35.0183 | 242.8202 | 35.0183
756 | 227.9346 | 36.8656 | 227.9346 | 36.8656
757 | 215.2539 | 40.5851 | 215.2539 | 40.5851
758 | 206.9342 | 44.835 | 206.9342 | 44.835
759 | 204.4635 | 47.8992 | 204.4635 | 47.8992
760 | 200.7963 | 55.6443 | 200.7963 | 55.6443
761 | 195.6886 | 71.2004 | 195.6886 | 71.2004
762 | 198.0238 | 72.7919 | 198.0238 | 72.7919
763 | 207.2748 | 73.4908 | 207.2748 | 73.4908
764 | 223.9583 | 71.0862 | 223.9583 | 71.0862
765 | 240.307 | 68.6088 | 240.307 | 68.6088
766 | 256.2216 | 64.4276 | 256.2216 | 64.4276
767 | 275.241 | 62.1127 | 275.241 | 62.1127
768 | 279.2383 | 55.8508 | 279.2383 | 55.8508
769 | 270.9919 | 50.9178 | 270.9919 | 50.9178
770 | 266.1779 | 49.4553 | 266.1779 | 49.4553
771 | 265.848 | 47.7651 | 265.848 | 47.7651
772 | 267.1137 | 45.8646 | 267.1137 | 45.8646
773 | 272.2866 | 44.3939 | 272.2866 | 44.3939
774 | 269.1483 | 38.5242 | 269.1483 | 38.5242
775 | 259.3557 | 33.6807 | 259.3557 | 33.6807
776 | 255.2614 | 29.773 | 255.2614 | 29.773
777 | 261.135 | 26.6667 | 261.135 | 26.6667
778 | 257.8101 | 22.1851 | 257.8101 | 22.1851
779 | 244.0698 | 21.1143 | 244.0698 | 21.1143
780 | 228.2518 | 27.8952 | 228.2518 | 27.8952
781 | 216.089 | 34.9664 | 216.089 | 34.9664
782 | 208.8941 | 40.0593 | 208.8941 | 40.0593
783 | 205.8774 | 43.5097 | 205.8774 | 43.5097
784 | 200.8398 | 50.7778 | 200.8398 | 50.7778
785 | 197.1511 | 67.9393 | 197.1511 | 67.9393
786 | 199.0955 | 71.2705 | 199.0955 | 71.2705
787 | 208.3107 | 71.5161 | 208.3107 | 71.5161
788 | 228.4527 | 68.4599 | 228.4527 | 68.4599
789 | 247.3183 | 66.5568 | 247.3183 | 66.5568
790 | 262.5467 | 61.0724 | 262.5467 | 61.0724
791 | 282.4506 | 55.4898 | 282.4506 | 55.4898
792 | 288.7188 | 46.5646 | 288.7188 | 46.5646
793 | 274.7346 | 36.2648 | 274.7346 | 36.2648
794 | 273.0337 | 29.5731 | 273.0337 | 29.5731
795 | 273.4671 | 25.7772 | 273.4671 | 25.7772
796 | 274.1952 | 27.1982 | 274.1952 | 27.1982
797 | 279.0744 | 30.0432 | 279.0744 | 30.0432
798 | 273.7771 | 27.9182 | 273.7771 | 27.9182
799 | 260.9473 | 25.6338 | 260.9473 | 25.6338
800 | 255.5027 | 22.465 | 255.5027 | 22.465
801 | 260.5286 | 18.7407 | 260.5286 | 18.7407
802 | 257.0409 | 12.2037 | 257.0409 | 12.2037
803 | 244.1408 | 6.9415 | 244.1408 | 6.9415
804 | 226.5176 | 9.212 | 226.5176 | 9.212
805 | 215.2772 | 11.1313 | 215.2772 | 11.1313
806 | 207.8645 | 14.2528 | 207.8645 | 14.2528
807 | 204.9037 | 17.3204 | 204.9037 | 17.3204
808 | 201.291 | 24.6422 | 201.291 | 24.6422
809 | 198.5381 | 40.9272 | 198.5381 | 40.9272
810 | 200.6776 | 44.2919 | 200.6776 | 44.2919
811 | 213.5212 | 46.9388 | 213.5212 | 46.9388
812 | 238.6574 | 46.3443 | 238.6574 | 46.3443
813 | 259.5564 | 44.8409 | 259.5564 | 44.8409
814 | 278.8359 | 40.485 | 278.8359 | 40.485
815 | 300.5194 | 36.1954 | 300.5194 | 36.1954
816 | 303.2977 | 30.3365 | 303.2977 | 30.3365
817 | 285.5651 | 24.6512 | 285.5651 | 24.6512
818 | 282.2056 | 22.433 | 282.2056 | 22.433
819 | 285.7132 | 24.6354 | 285.7132 | 24.6354
820 | 285.9268 | 27.1982 | 285.9268 | 27.1982
821 | 287.0354 | 30.0432 | 287.0354 | 30.0432
822 | 283.7234 | 27.9182 | 283.7234 | 27.9182
823 | 264.2163 | 25.6338 | 264.2163 | 25.6338
824 | 258.5735 | 22.465 | 258.5735 | 22.465
825 | 265.6995 | 20.9909 | 265.6995 | 20.9909
826 | 261.1707 | 16.6839 | 261.1707 | 16.6839
827 | 246.8059 | 13.7962 | 246.8059 | 13.7962
828 | 226.9623 | 16.2984 | 226.9623 | 16.2984
829 | 215.0216 | 18.7584 | 215.0216 | 18.7584
830 | 208.6391 | 21.628 | 208.6391 | 21.628
831 | 205.7398 | 24.9441 | 205.7398 | 24.9441
832 | 202.3438 | 32.3365 | 202.3438 | 32.3365
833 | 198.6384 | 49.3871 | 198.6384 | 49.3871
834 | 201.7255 | 52.9937 | 201.7255 | 52.9937
835 | 214.1483 | 54.6297 | 214.1483 | 54.6297
836 | 239.7759 | 52.6784 | 239.7759 | 52.6784
837 | 262.7063 | 50.4764 | 262.7063 | 50.4764
838 | 281.165 | 46.3724 | 281.165 | 46.3724
839 | 298.1457 | 44.5882 | 298.1457 | 44.5882
840 | 299.6173 | 39.485 | 299.6173 | 39.485
841 | 284.4891 | 33.4369 | 284.4891 | 33.4369
842 | 281.3576 | 29.6437 | 281.3576 | 29.6437
843 | 282.5444 | 26.5799 | 282.5444 | 26.5799
844 | 281.3103 | 27.1982 | 281.3103 | 27.1982
845 | 282.48 | 30.0432 | 282.48 | 30.0432
846 | 278.6034 | 27.9182 | 278.6034 | 27.9182
847 | 266.1128 | 25.6338 | 266.1128 | 25.6338
848 | 256.6742 | 22.465 | 256.6742 | 22.465
849 | 264.1633 | 18.7407 | 264.1633 | 18.7407
850 | 261.7589 | 12.2037 | 261.7589 | 12.2037
851 | 246.4529 | 8.2984 | 246.4529 | 8.2984
852 | 228.2939 | 12.5772 | 228.2939 | 12.5772
853 | 215.6466 | 16.1153 | 215.6466 | 16.1153
854 | 208.0018 | 18.7834 | 208.0018 | 18.7834
855 | 205.2291 | 20.9912 | 205.2291 | 20.9912
856 | 201.4966 | 27.6279 | 201.4966 | 27.6279
857 | 198.6989 | 43.8826 | 198.6989 | 43.8826
858 | 201.7665 | 46.4816 | 201.7665 | 46.4816
859 | 213.4119 | 47.6474 | 213.4119 | 47.6474
860 | 239.4566 | 46.1395 | 239.4566 | 46.1395
861 | 255.2066 | 44.8846 | 255.2066 | 44.8846
862 | 273.9095 | 41.2373 | 273.9095 | 41.2373
863 | 289.3305 | 38.8654 | 289.3305 | 38.8654
864 | 292.862 | 33.4666 | 292.862 | 33.4666
865 | 282.3723 | 27.835 | 282.3723 | 27.835
866 | 275.6798 | 24.3339 | 275.6798 | 24.3339
867 | 277.1474 | 24.6354 | 277.1474 | 24.6354
868 | 277.7711 | 27.1982 | 277.7711 | 27.1982
869 | 277.8633 | 30.0432 | 277.8633 | 30.0432
870 | 275.109 | 27.9182 | 275.109 | 27.9182
871 | 261.0969 | 25.6338 | 261.0969 | 25.6338
872 | 255.3039 | 22.512 | 255.3039 | 22.512
873 | 260.1999 | 19.9262 | 260.1999 | 19.9262
874 | 258.9437 | 15.1659 | 258.9437 | 15.1659
875 | 243.8009 | 11.9927 | 243.8009 | 11.9927
876 | 226.512 | 16.0499 | 226.512 | 16.0499
877 | 214.3563 | 19.6047 | 214.3563 | 19.6047
878 | 206.9505 | 21.3056 | 206.9505 | 21.3056
879 | 203.5161 | 23.3891 | 203.5161 | 23.3891
880 | 199.9264 | 30.7916 | 199.9264 | 30.7916
881 | 194.5459 | 48.8968 | 194.5459 | 48.8968
882 | 197.6696 | 53.9106 | 197.6696 | 53.9106
883 | 209.5883 | 56.675 | 209.5883 | 56.675
884 | 232.1072 | 54.9857 | 232.1072 | 54.9857
885 | 251.4481 | 54.2446 | 251.4481 | 54.2446
886 | 269.9575 | 51.1146 | 269.9575 | 51.1146
887 | 287.1641 | 48.3094 | 287.1641 | 48.3094
888 | 292.6927 | 42.793 | 292.6927 | 42.793
889 | 276.4035 | 37.991 | 276.4035 | 37.991
890 | 275.0277 | 36.8778 | 275.0277 | 36.8778
891 | 273.7078 | 36.8266 | 273.7078 | 36.8266
892 | 276.1305 | 38.6707 | 276.1305 | 38.6707
893 | 277.2698 | 39.3495 | 277.2698 | 39.3495
894 | 274.1411 | 37.4798 | 274.1411 | 37.4798
895 | 261.5115 | 36.0182 | 261.5115 | 36.0182
896 | 256.0325 | 35.9257 | 256.0325 | 35.9257
897 | 262.5387 | 35.0393 | 262.5387 | 35.0393
898 | 257.7383 | 30.9037 | 257.7383 | 30.9037
899 | 243.313 | 28.0764 | 243.313 | 28.0764
900 | 226.9592 | 30.2629 | 226.9592 | 30.2629
901 | 215.5349 | 32.2661 | 215.5349 | 32.2661
902 | 208.2582 | 35.8914 | 208.2582 | 35.8914
903 | 205.3348 | 38.3578 | 205.3348 | 38.3578
904 | 200.9515 | 45.4513 | 200.9515 | 45.4513
905 | 196.1363 | 63.1569 | 196.1363 | 63.1569
906 | 199.1151 | 67.9624 | 199.1151 | 67.9624
907 | 208.638 | 71.5261 | 208.638 | 71.5261
908 | 227.0283 | 70.9787 | 227.0283 | 70.9787
909 | 242.294 | 70.0933 | 242.294 | 70.0933
910 | 260.8009 | 67.1378 | 260.8009 | 67.1378
911 | 276.0479 | 66.0958 | 276.0479 | 66.0958
912 | 281.1291 | 62.3763 | 281.1291 | 62.3763
913 | 271.8497 | 59.4919 | 271.8497 | 59.4919
914 | 269.6714 | 59.4098 | 269.6714 | 59.4098
915 | 270.1049 | 60.2217 | 270.1049 | 60.2217
916 | 273.3042 | 61.4176 | 273.3042 | 61.4176
917 | 273.0545 | 63.2114 | 273.0545 | 63.2114
918 | 270.1192 | 59.9916 | 270.1192 | 59.9916
919 | 259.8005 | 56.6291 | 259.8005 | 56.6291
920 | 253.1681 | 53.0808 | 253.1681 | 53.0808
921 | 259.2557 | 49.0744 | 259.2557 | 49.0744
922 | 256.8638 | 42.2721 | 256.8638 | 42.2721
923 | 242.8142 | 37.161 | 242.8142 | 37.161
924 | 226.1348 | 37.2317 | 226.1348 | 37.2317
925 | 215.6373 | 35.7623 | 215.6373 | 35.7623
926 | 207.0185 | 36.4892 | 207.0185 | 36.4892
927 | 203.8808 | 37.8977 | 203.8808 | 37.8977
928 | 201.1499 | 44.0643 | 201.1499 | 44.0643
929 | 195.6881 | 60.6313 | 195.6881 | 60.6313
930 | 196.6042 | 64.1472 | 196.6042 | 64.1472
931 | 206.5242 | 65.8302 | 206.5242 | 65.8302
932 | 221.3791 | 64.208 | 221.3791 | 64.208
933 | 239.9189 | 63.1379 | 239.9189 | 63.1379
934 | 255.9814 | 60.5754 | 255.9814 | 60.5754
935 | 272.8298 | 59.7248 | 272.8298 | 59.7248
936 | 277.6046 | 55.5116 | 277.6046 | 55.5116
937 | 269.0073 | 51.21 | 269.0073 | 51.21
938 | 267.4683 | 48.0783 | 267.4683 | 48.0783
939 | 266.1935 | 45.1489 | 266.1935 | 45.1489
940 | 269.1321 | 41.5792 | 269.1321 | 41.5792
941 | 272.2219 | 39.2488 | 272.2219 | 39.2488
942 | 269.118 | 32.9223 | 269.118 | 32.9223
943 | 258.0922 | 27.3567 | 258.0922 | 27.3567
944 | 255.5605 | 22.465 | 255.5605 | 22.465
945 | 261.9914 | 18.7407 | 261.9914 | 18.7407
946 | 257.408 | 12.2037 | 257.408 | 12.2037
947 | 241.9884 | 6.9415 | 241.9884 | 6.9415
948 | 226.3171 | 9.2221 | 226.3171 | 9.2221
949 | 214.5978 | 11.3731 | 214.5978 | 11.3731
950 | 208.9541 | 12.8087 | 208.9541 | 12.8087
951 | 205.4939 | 17.495 | 205.4939 | 17.495
952 | 202.7492 | 29.7471 | 202.7492 | 29.7471
953 | 199.4306 | 51.6172 | 199.4306 | 51.6172
954 | 200.3092 | 57.7291 | 200.3092 | 57.7291
955 | 210.4332 | 59.8387 | 210.4332 | 59.8387
956 | 229.0416 | 57.1553 | 229.0416 | 57.1553
957 | 249.4965 | 55.5948 | 249.4965 | 55.5948
958 | 266.1126 | 53.3513 | 266.1126 | 53.3513
959 | 284.0555 | 51.8089 | 284.0555 | 51.8089
960 | 286.9975 | 47.2027 | 286.9975 | 47.2027
961 | 276.8829 | 44.1068 | 276.8829 | 44.1068
962 | 274.7941 | 44.0314 | 274.7941 | 44.0314
963 | 275.964 | 45.3336 | 275.964 | 45.3336
964 | 279.513 | 47.9334 | 279.513 | 47.9334
965 | 282.5554 | 50.1537 | 282.5554 | 50.1537
966 | 277.0805 | 45.7382 | 277.0805 | 45.7382
967 | 264.2726 | 41.4387 | 264.2726 | 41.4387
968 | 259.7942 | 38.3539 | 259.7942 | 38.3539
969 | 264.1495 | 36.067 | 264.1495 | 36.067
970 | 261.1583 | 31.8575 | 261.1583 | 31.8575
971 | 245.4519 | 29.403 | 245.4519 | 29.403
972 | 227.4878 | 31.0958 | 227.4878 | 31.0958
973 | 215.3734 | 30.6474 | 215.3734 | 30.6474
974 | 207.6798 | 32.1837 | 207.6798 | 32.1837
975 | 204.0442 | 34.0187 | 204.0442 | 34.0187
976 | 202.437 | 40.2961 | 202.437 | 40.2961
977 | 198.0735 | 56.6314 | 198.0735 | 56.6314
978 | 200.5999 | 60.0297 | 200.5999 | 60.0297
979 | 212.9468 | 61.7631 | 212.9468 | 61.7631
980 | 238.9515 | 60.245 | 238.9515 | 60.245
981 | 259.9384 | 59.3428 | 259.9384 | 59.3428
982 | 277.4483 | 56.6359 | 277.4483 | 56.6359
983 | 295.5503 | 55.9398 | 295.5503 | 55.9398
984 | 301.6236 | 53.4092 | 301.6236 | 53.4092
985 | 284.7679 | 52.372 | 284.7679 | 52.372
986 | 280.8274 | 53.7407 | 280.8274 | 53.7407
987 | 283.6467 | 56.8901 | 283.6467 | 56.8901
988 | 282.1185 | 59.7989 | 282.1185 | 59.7989
989 | 283.5094 | 62.8319 | 283.5094 | 62.8319
990 | 279.0801 | 60.5726 | 279.0801 | 60.5726
991 | 263.7045 | 58.3923 | 263.7045 | 58.3923
992 | 256.8977 | 55.6466 | 256.8977 | 55.6466
993 | 266.8304 | 52.2078 | 266.8304 | 52.2078
994 | 262.0745 | 45.8623 | 262.0745 | 45.8623
995 | 244.7803 | 40.9863 | 244.7803 | 40.9863
996 | 226.9317 | 41.4164 | 226.9317 | 41.4164
997 | 214.7773 | 40.4172 | 214.7773 | 40.4172
998 | 206.7273 | 41.6076 | 206.7273 | 41.6076
999 | 203.4347 | 43.2981 | 203.4347 | 43.2981
1000 | 202.2449 | 49.7837 | 202.2449 | 49.7837
1001 | 198.7821 | 66.4011 | 198.7821 | 66.4011
1002 | 201.7784 | 70.0581 | 201.7784 | 70.0581
1003 | 216.1233 | 72.0433 | 216.1233 | 72.0433
1004 | 240.8401 | 70.3775 | 240.8401 | 70.3775
1005 | 262.3121 | 68.6961 | 262.3121 | 68.6961
1006 | 276.5592 | 65.2437 | 276.5592 | 65.2437
1007 | 294.9518 | 64.0841 | 294.9518 | 64.0841
1008 | 300.0899 | 60.1765 | 300.0899 | 60.1765
1009 | 285.277 | 56.9597 | 285.277 | 56.9597
1010 | 283.9514 | 56.5316 | 283.9514 | 56.5316
1011 | 284.4592 | 56.9841 | 284.4592 | 56.9841
1012 | 287.9956 | 57.9685 | 287.9956 | 57.9685
1013 | 288.6723 | 59.1611 | 288.6723 | 59.1611
1014 | 284.8561 | 55.5853 | 284.8561 | 55.5853
1015 | 271.67 | 52.2866 | 271.67 | 52.2866
1016 | 267.2437 | 48.6744 | 267.2437 | 48.6744
1017 | 270.6648 | 44.2751 | 270.6648 | 44.2751
1018 | 262.2243 | 36.912 | 262.2243 | 36.912
1019 | 245.5467 | 32.2207 | 245.5467 | 32.2207
1020 | 228.8525 | 35.4047 | 228.8525 | 35.4047
1021 | 216.9363 | 38.4592 | 216.9363 | 38.4592
1022 | 209.3582 | 40.15 | 209.3582 | 40.15
1023 | 205.1235 | 41.5853 | 205.1235 | 41.5853
1024 | 204.0631 | 48.4605 | 204.0631 | 48.4605
1025 | 204.3097 | 65.9142 | 204.3097 | 65.9142
1026 | 205.3173 | 70.0984 | 205.3173 | 70.0984
1027 | 216.4215 | 72.8695 | 216.4215 | 72.8695
1028 | 240.189 | 71.9023 | 240.189 | 71.9023
1029 | 263.532 | 69.7876 | 263.532 | 69.7876
1030 | 285.2469 | 65.1093 | 285.2469 | 65.1093
1031 | 305.5048 | 57.5418 | 305.5048 | 57.5418
1032 | 306.1227 | 48.5058 | 306.1227 | 48.5058
1033 | 292.28 | 40.3252 | 292.28 | 40.3252
1034 | 289.8116 | 31.5244 | 289.8116 | 31.5244
1035 | 291.5168 | 25.0384 | 291.5168 | 25.0384
1036 | 289.9363 | 27.1982 | 289.9363 | 27.1982
1037 | 289.6332 | 30.0432 | 289.6332 | 30.0432
1038 | 284.0938 | 27.9182 | 284.0938 | 27.9182
1039 | 268.6642 | 25.6338 | 268.6642 | 25.6338
1040 | 262.5085 | 22.8512 | 262.5085 | 22.8512
1041 | 269.4061 | 23.7683 | 269.4061 | 23.7683
1042 | 261.9314 | 19.9618 | 261.9314 | 19.9618
1043 | 245.2519 | 16.0799 | 245.2519 | 16.0799
1044 | 229.4852 | 16.7216 | 229.4852 | 16.7216
1045 | 216.673 | 16.1018 | 216.673 | 16.1018
1046 | 209.9726 | 17.9236 | 209.9726 | 17.9236
1047 | 205.8123 | 20.1851 | 205.8123 | 20.1851
1048 | 204.0813 | 27.6313 | 204.0813 | 27.6313
1049 | 200.7614 | 46.0891 | 200.7614 | 46.0891
1050 | 202.221 | 52.0903 | 202.221 | 52.0903
1051 | 213.8322 | 55.9529 | 213.8322 | 55.9529
1052 | 235.1701 | 56.4836 | 235.1701 | 56.4836
1053 | 257.13 | 57.6266 | 257.13 | 57.6266
1054 | 274.8209 | 56.7165 | 274.8209 | 56.7165
1055 | 290.4903 | 54.2807 | 290.4903 | 54.2807
1056 | 294.9161 | 49.5536 | 294.9161 | 49.5536
1057 | 282.9337 | 43.7743 | 282.9337 | 43.7743
1058 | 278.1233 | 39.2355 | 278.1233 | 39.2355
1059 | 278.8932 | 36.9777 | 278.8932 | 36.9777
1060 | 280.8122 | 36.0847 | 280.8122 | 36.0847
1061 | 281.3365 | 36.1119 | 281.3365 | 36.1119
1062 | 278.7405 | 31.9484 | 278.7405 | 31.9484
1063 | 267.9989 | 28.5825 | 267.9989 | 28.5825
1064 | 263.0499 | 26.1022 | 263.0499 | 26.1022
1065 | 268.575 | 24.712 | 268.575 | 24.712
1066 | 265.3073 | 20.8215 | 265.3073 | 20.8215
1067 | 246.0384 | 19.9119 | 246.0384 | 19.9119
1068 | 231.3591 | 25.158 | 231.3591 | 25.158
1069 | 219.1204 | 27.9472 | 219.1204 | 27.9472
1070 | 210.8787 | 31.465 | 210.8787 | 31.465
1071 | 206.7512 | 34.6098 | 206.7512 | 34.6098
1072 | 204.8289 | 41.5689 | 204.8289 | 41.5689
1073 | 201.0842 | 58.0486 | 201.0842 | 58.0486
1074 | 201.7783 | 60.923 | 201.7783 | 60.923
1075 | 211.855 | 61.8403 | 211.855 | 61.8403
1076 | 230.7938 | 59.2039 | 230.7938 | 59.2039
1077 | 249.9284 | 56.9986 | 249.9284 | 56.9986
1078 | 267.0456 | 53.3077 | 267.0456 | 53.3077
1079 | 282.2033 | 51.7484 | 282.2033 | 51.7484
1080 | 286.4082 | 47.2262 | 286.4082 | 47.2262
1081 | 276.9733 | 42.4041 | 276.9733 | 42.4041
1082 | 274.5295 | 38.8392 | 274.5295 | 38.8392
1083 | 272.7972 | 33.5151 | 272.7972 | 33.5151
1084 | 276.6513 | 30.2175 | 276.6513 | 30.2175
1085 | 279.5587 | 31.3328 | 279.5587 | 31.3328
1086 | 273.9693 | 29.0131 | 273.9693 | 29.0131
1087 | 266.0556 | 27.1585 | 266.0556 | 27.1585
1088 | 264.0747 | 24.4565 | 264.0747 | 24.4565
1089 | 268.982 | 21.8238 | 268.982 | 21.8238
1090 | 259.331 | 17.2011 | 259.331 | 17.2011
1091 | 242.3867 | 15.0187 | 242.3867 | 15.0187
1092 | 227.371 | 19.2706 | 227.371 | 19.2706
1093 | 215.1852 | 21.6164 | 215.1852 | 21.6164
1094 | 208.7537 | 25.3324 | 208.7537 | 25.3324
1095 | 205.4693 | 29.9146 | 205.4693 | 29.9146
1096 | 204.8373 | 39.2684 | 204.8373 | 39.2684
1097 | 202.9287 | 59.1435 | 202.9287 | 59.1435
1098 | 202.5086 | 65.6081 | 202.5086 | 65.6081
1099 | 212.7402 | 70.213 | 212.7402 | 70.213
1100 | 232.8016 | 70.8108 | 232.8016 | 70.8108
1101 | 249.9002 | 70.4828 | 249.9002 | 70.4828
1102 | 268.7095 | 67.9002 | 268.7095 | 67.9002
1103 | 287.9964 | 66.969 | 287.9964 | 66.969
1104 | 292.9942 | 62.1949 | 292.9942 | 62.1949
1105 | 281.947 | 56.4559 | 281.947 | 56.4559
1106 | 278.2642 | 52.0245 | 278.2642 | 52.0245
1107 | 278.9671 | 48.9507 | 278.9671 | 48.9507
1108 | 283.9581 | 48.276 | 283.9581 | 48.276
1109 | 288.8314 | 49.0219 | 288.8314 | 49.0219
1110 | 282.6684 | 44.8382 | 282.6684 | 44.8382
1111 | 273.2259 | 40.5555 | 273.2259 | 40.5555
1112 | 271.2916 | 36.9803 | 271.2916 | 36.9803
1113 | 273.3066 | 33.0713 | 273.3066 | 33.0713
1114 | 262.8724 | 27.0784 | 262.8724 | 27.0784
1115 | 247.0923 | 22.4375 | 247.0923 | 22.4375
1116 | 230.9922 | 22.4746 | 230.9922 | 22.4746
1117 | 217.6353 | 19.2622 | 217.6353 | 19.2622
1118 | 210.5953 | 17.702 | 210.5953 | 17.702
1119 | 208.095 | 17.4379 | 208.095 | 17.4379
1120 | 206.9181 | 22.7313 | 206.9181 | 22.7313
1121 | 205.0144 | 38.5023 | 205.0144 | 38.5023
1122 | 206.3394 | 41.679 | 206.3394 | 41.679
1123 | 218.4942 | 44.3998 | 218.4942 | 44.3998
1124 | 240.436 | 43.1706 | 240.436 | 43.1706
1125 | 261.1184 | 41.9224 | 261.1184 | 41.9224
1126 | 277.8601 | 38.302 | 277.8601 | 38.302
1127 | 299.1265 | 34.6303 | 299.1265 | 34.6303
1128 | 298.6692 | 29.7454 | 298.6692 | 29.7454
1129 | 285.8945 | 25.9845 | 285.8945 | 25.9845
1130 | 282.2936 | 24.1123 | 282.2936 | 24.1123
1131 | 283.404 | 24.6354 | 283.404 | 24.6354
1132 | 283.2983 | 27.1982 | 283.2983 | 27.1982
1133 | 290.4426 | 30.0432 | 290.4426 | 30.0432
1134 | 285.1854 | 27.9182 | 285.1854 | 27.9182
1135 | 272.5781 | 25.6338 | 272.5781 | 25.6338
1136 | 270.6582 | 22.465 | 270.6582 | 22.465
1137 | 274.9333 | 21.4946 | 274.9333 | 21.4946
1138 | 263.684 | 18.4605 | 263.684 | 18.4605
1139 | 244.7826 | 16.9431 | 244.7826 | 16.9431
1140 | 228.9148 | 20.0733 | 228.9148 | 20.0733
1141 | 216.7328 | 20.4779 | 216.7328 | 20.4779
1142 | 209.6833 | 21.3224 | 209.6833 | 21.3224
1143 | 205.8334 | 22.9223 | 205.8334 | 22.9223
1144 | 206.1021 | 29.3038 | 206.1021 | 29.3038
1145 | 203.8662 | 46.7843 | 203.8662 | 46.7843
1146 | 205.9145 | 52.3254 | 205.9145 | 52.3254
1147 | 222.7704 | 55.8387 | 222.7704 | 55.8387
1148 | 248.8561 | 54.4114 | 248.8561 | 54.4114
1149 | 271.1969 | 53.1162 | 271.1969 | 53.1162
1150 | 287.8669 | 49.7578 | 287.8669 | 49.7578
1151 | 308.0863 | 46.657 | 308.0863 | 46.657
1152 | 310.0982 | 40.9056 | 310.0982 | 40.9056
1153 | 291.2193 | 34.9785 | 291.2193 | 34.9785
1154 | 287.1866 | 31.9375 | 287.1866 | 31.9375
1155 | 289.8126 | 31.5034 | 289.8126 | 31.5034
1156 | 288.2352 | 32.1822 | 288.2352 | 32.1822
1157 | 292.6421 | 34.651 | 292.6421 | 34.651
1158 | 291.0714 | 32.5529 | 291.0714 | 32.5529
1159 | 275.6794 | 29.8923 | 275.6794 | 29.8923
1160 | 271.4198 | 27.0896 | 271.4198 | 27.0896
1161 | 278.5081 | 25.5248 | 278.5081 | 25.5248
1162 | 266.7789 | 19.9819 | 266.7789 | 19.9819
1163 | 248.112 | 16.352 | 248.112 | 16.352
1164 | 231.2419 | 20.1909 | 231.2419 | 20.1909
1165 | 218.2834 | 22.0363 | 218.2834 | 22.0363
1166 | 210.7608 | 23.4752 | 210.7608 | 23.4752
1167 | 207.9591 | 25.8878 | 207.9591 | 25.8878
1168 | 207.7513 | 33.1425 | 207.7513 | 33.1425
1169 | 205.4029 | 50.4619 | 205.4029 | 50.4619
1170 | 205.9291 | 54.6561 | 205.9291 | 54.6561
1171 | 223.7158 | 57.434 | 223.7158 | 57.434
1172 | 252.5414 | 56.9067 | 252.5414 | 56.9067
1173 | 271.8208 | 56.8911 | 271.8208 | 56.8911
1174 | 288.7728 | 55.1078 | 288.7728 | 55.1078
1175 | 314.6529 | 53.3034 | 314.6529 | 53.3034
1176 | 314.194 | 47.2732 | 314.194 | 47.2732
1177 | 294.9023 | 41.7794 | 294.9023 | 41.7794
1178 | 289.6489 | 39.3967 | 289.6489 | 39.3967
1179 | 292.8989 | 38.7544 | 292.8989 | 38.7544
1180 | 293.7639 | 39.0099 | 293.7639 | 39.0099
1181 | 300.6178 | 41.8952 | 300.6178 | 41.8952
1182 | 298.0165 | 39.9046 | 298.0165 | 39.9046
1183 | 284.4821 | 37.8116 | 284.4821 | 37.8116
1184 | 282.8222 | 34.6327 | 282.8222 | 34.6327
1185 | 281.1119 | 32.1443 | 281.1119 | 32.1443
1186 | 268.2269 | 28.227 | 268.2269 | 28.227
1187 | 250.408 | 26.1385 | 250.408 | 26.1385
1188 | 232.0301 | 29.8162 | 232.0301 | 29.8162
1189 | 221.1111 | 31.4232 | 221.1111 | 31.4232
1190 | 213.8716 | 35.4716 | 213.8716 | 35.4716
1191 | 209.2676 | 40.2554 | 209.2676 | 40.2554
1192 | 208.9396 | 48.3631 | 208.9396 | 48.3631
1193 | 210.2544 | 66.1257 | 210.2544 | 66.1257
1194 | 210.3569 | 70.1622 | 210.3569 | 70.1622
1195 | 228.539 | 71.4858 | 228.539 | 71.4858
1196 | 256.5851 | 69.061 | 256.5851 | 69.061
1197 | 277.6419 | 67.2923 | 277.6419 | 67.2923
1198 | 294.0082 | 64.5014 | 294.0082 | 64.5014
1199 | 315.5963 | 60.8499 | 315.5963 | 60.8499
1200 | 315.4624 | 54.3663 | 315.4624 | 54.3663
1201 | 295.7371 | 47.8011 | 295.7371 | 47.8011
1202 | 292.3119 | 45.8113 | 292.3119 | 45.8113
1203 | 296.5528 | 46.1296 | 296.5528 | 46.1296
1204 | 297.0193 | 48.4875 | 297.0193 | 48.4875
1205 | 301.9412 | 50.3619 | 301.9412 | 50.3619
1206 | 296.6753 | 47.2529 | 296.6753 | 47.2529
1207 | 281.9363 | 45.704 | 281.9363 | 45.704
1208 | 278.3386 | 43.8718 | 278.3386 | 43.8718
1209 | 280.4443 | 41.8369 | 280.4443 | 41.8369
1210 | 269.2716 | 37.681 | 269.2716 | 37.681
1211 | 252.4337 | 35.8983 | 252.4337 | 35.8983
1212 | 234.3747 | 39.2905 | 234.3747 | 39.2905
1213 | 221.3235 | 39.9033 | 221.3235 | 39.9033
1214 | 213.9607 | 41.4631 | 213.9607 | 41.4631
1215 | 210.8535 | 43.5231 | 210.8535 | 43.5231
1216 | 211.1478 | 50.7443 | 211.1478 | 50.7443
1217 | 211.7462 | 68.3961 | 211.7462 | 68.3961
1218 | 211.2452 | 73.1277 | 211.2452 | 73.1277
1219 | 225.0171 | 76.1843 | 225.0171 | 76.1843
1220 | 249.445 | 75.291 | 249.445 | 75.291
1221 | 269.2564 | 74.073 | 269.2564 | 74.073
1222 | 282.7887 | 70.7146 | 282.7887 | 70.7146
1223 | 306.4288 | 69.2091 | 306.4288 | 69.2091
1224 | 308.9535 | 64.2335 | 308.9535 | 64.2335
1225 | 293.5298 | 59.2568 | 293.5298 | 59.2568
1226 | 290.3996 | 56.5148 | 290.3996 | 56.5148
1227 | 292.1978 | 54.3847 | 292.1978 | 54.3847
1228 | 294.6896 | 51.8158 | 294.6896 | 51.8158
1229 | 296.5949 | 49.2704 | 296.5949 | 49.2704
1230 | 293.9573 | 44.8079 | 293.9573 | 44.8079
1231 | 280.1226 | 41.7041 | 280.1226 | 41.7041
1232 | 277.4153 | 38.3908 | 277.4153 | 38.3908
1233 | 278.6499 | 35.7916 | 278.6499 | 35.7916
1234 | 267.5045 | 32.3512 | 267.5045 | 32.3512
1235 | 248.7605 | 32.0763 | 248.7605 | 32.0763
1236 | 234.1461 | 38.2426 | 234.1461 | 38.2426
1237 | 222.7514 | 43.1677 | 222.7514 | 43.1677
1238 | 215.898 | 46.2355 | 215.898 | 46.2355
1239 | 212.3242 | 48.6146 | 212.3242 | 48.6146
1240 | 212.3009 | 54.8987 | 212.3009 | 54.8987
1241 | 211.0836 | 71.8184 | 211.0836 | 71.8184
1242 | 208.4905 | 75.435 | 208.4905 | 75.435
1243 | 219.4757 | 77.2322 | 219.4757 | 77.2322
1244 | 240.7468 | 75.3951 | 240.7468 | 75.3951
1245 | 261.0223 | 72.9782 | 261.0223 | 72.9782
1246 | 276.2947 | 68.6727 | 276.2947 | 68.6727
1247 | 298.3964 | 66.0219 | 298.3964 | 66.0219
1248 | 294.9018 | 58.6551 | 294.9018 | 58.6551
1249 | 282.7531 | 48.9833 | 282.7531 | 48.9833
1250 | 281.0174 | 39.0541 | 281.0174 | 39.0541
1251 | 278.5805 | 32.9912 | 278.5805 | 32.9912
1252 | 282.0825 | 31.5877 | 282.0825 | 31.5877
1253 | 286.316 | 32.1523 | 286.316 | 32.1523
1254 | 280.5047 | 28.647 | 280.5047 | 28.647
1255 | 272.082 | 25.7245 | 272.082 | 25.7245
1256 | 275.317 | 22.8377 | 275.317 | 22.8377
1257 | 273.9327 | 19.7449 | 273.9327 | 19.7449
1258 | 263.0257 | 14.4606 | 263.0257 | 14.4606
1259 | 246.1537 | 13.4167 | 246.1537 | 13.4167
1260 | 230.8082 | 20.9935 | 230.8082 | 20.9935
1261 | 218.9396 | 23.1042 | 218.9396 | 23.1042
1262 | 213.1524 | 25.4298 | 213.1524 | 25.4298
1263 | 209.6365 | 27.7887 | 209.6365 | 27.7887
1264 | 210.5755 | 33.8545 | 210.5755 | 33.8545
1265 | 209.678 | 49.8775 | 209.678 | 49.8775
1266 | 207.3899 | 53.6318 | 207.3899 | 53.6318
1267 | 216.0265 | 56.4701 | 216.0265 | 56.4701
1268 | 238.4865 | 56.2048 | 238.4865 | 56.2048
1269 | 257.9312 | 56.5889 | 257.9312 | 56.5889
1270 | 274.1126 | 54.9029 | 274.1126 | 54.9029
1271 | 298.1102 | 50.4655 | 298.1102 | 50.4655
1272 | 297.1155 | 42.8468 | 297.1155 | 42.8468
1273 | 284.7877 | 34.3504 | 284.7877 | 34.3504
1274 | 278.8391 | 26.7789 | 278.8391 | 26.7789
1275 | 279.2983 | 24.6354 | 279.2983 | 24.6354
1276 | 281.7092 | 27.1982 | 281.7092 | 27.1982
1277 | 285.9417 | 30.0432 | 285.9417 | 30.0432
1278 | 280.2153 | 27.9182 | 280.2153 | 27.9182
1279 | 269.9514 | 25.6338 | 269.9514 | 25.6338
1280 | 272.0216 | 22.465 | 272.0216 | 22.465
1281 | 275.5258 | 18.7407 | 275.5258 | 18.7407
1282 | 263.2868 | 12.2037 | 263.2868 | 12.2037
1283 | 242.7049 | 6.9415 | 242.7049 | 6.9415
1284 | 227.2799 | 8.3791 | 227.2799 | 8.3791
1285 | 215.3717 | 9.17 | 215.3717 | 9.17
1286 | 209.0812 | 12.137 | 209.0812 | 12.137
1287 | 205.9571 | 15.574 | 205.9571 | 15.574
1288 | 206.9784 | 23.3492 | 206.9784 | 23.3492
1289 | 206.9255 | 40.9943 | 206.9255 | 40.9943
1290 | 206.6183 | 45.4909 | 206.6183 | 45.4909
1291 | 219.5471 | 48.2385 | 219.5471 | 48.2385
1292 | 243.8218 | 47.5165 | 243.8218 | 47.5165
1293 | 264.9578 | 46.8594 | 264.9578 | 46.8594
1294 | 281.9139 | 44.4547 | 281.9139 | 44.4547
1295 | 304.9574 | 42.4959 | 304.9574 | 42.4959
1296 | 305.753 | 34.6924 | 305.753 | 34.6924
1297 | 288.6024 | 25.6251 | 288.6024 | 25.6251
1298 | 282.5914 | 22.433 | 282.5914 | 22.433
1299 | 284.2976 | 24.6354 | 284.2976 | 24.6354
1300 | 284.7482 | 27.1982 | 284.7482 | 27.1982
1301 | 293.2707 | 30.0432 | 293.2707 | 30.0432
1302 | 288.7891 | 27.9182 | 288.7891 | 27.9182
1303 | 279.7531 | 25.6338 | 279.7531 | 25.6338
1304 | 280.7798 | 22.465 | 280.7798 | 22.465
1305 | 278.6611 | 18.7407 | 278.6611 | 18.7407
1306 | 264.5641 | 12.2037 | 264.5641 | 12.2037
1307 | 244.6445 | 6.9415 | 244.6445 | 6.9415
1308 | 227.3632 | 6.935 | 227.3632 | 6.935
1309 | 215.7927 | 9.2741 | 215.7927 | 9.2741
1310 | 209.3165 | 12.2814 | 209.3165 | 12.2814
1311 | 206.7827 | 14.4287 | 206.7827 | 14.4287
1312 | 207.948 | 21.3577 | 207.948 | 21.3577
1313 | 207.816 | 38.5292 | 207.816 | 38.5292
1314 | 209.9493 | 43.4825 | 209.9493 | 43.4825
1315 | 227.5346 | 46.5593 | 227.5346 | 46.5593
1316 | 259.7757 | 46.3779 | 259.7757 | 46.3779
1317 | 280.9145 | 46.4228 | 280.9145 | 46.4228
1318 | 299.0074 | 43.8301 | 299.0074 | 43.8301
1319 | 326.5891 | 41.2767 | 326.5891 | 41.2767
1320 | 320.7531 | 34.998 | 320.7531 | 34.998
1321 | 298.0319 | 27.8753 | 298.0319 | 27.8753
1322 | 297.0288 | 22.8529 | 297.0288 | 22.8529
1323 | 297.6853 | 24.6354 | 297.6853 | 24.6354
1324 | 296.7374 | 27.1982 | 296.7374 | 27.1982
1325 | 304.2031 | 30.0432 | 304.2031 | 30.0432
1326 | 298.7686 | 27.9182 | 298.7686 | 27.9182
1327 | 284.2105 | 25.6338 | 284.2105 | 25.6338
1328 | 290.3298 | 22.465 | 290.3298 | 22.465
1329 | 287.1613 | 18.7407 | 287.1613 | 18.7407
1330 | 270.5559 | 12.2037 | 270.5559 | 12.2037
1331 | 247.9153 | 6.9415 | 247.9153 | 6.9415
1332 | 229.6254 | 7.3447 | 229.6254 | 7.3447
1333 | 217.1286 | 7.887 | 217.1286 | 7.887
1334 | 211.34 | 10.0245 | 211.34 | 10.0245
1335 | 207.8648 | 12.6555 | 207.8648 | 12.6555
1336 | 209.2575 | 20.7397 | 209.2575 | 20.7397
1337 | 209.6986 | 39.127 | 209.6986 | 39.127
1338 | 211.5734 | 44.0602 | 211.5734 | 44.0602
1339 | 228.528 | 47.1605 | 228.528 | 47.1605
1340 | 261.5445 | 45.9951 | 261.5445 | 45.9951
1341 | 281.5166 | 44.6461 | 281.5166 | 44.6461
1342 | 298.5801 | 42.087 | 298.5801 | 42.087
1343 | 321.7794 | 40.4069 | 321.7794 | 40.4069
1344 | 316.5013 | 34.3532 | 316.5013 | 34.3532
1345 | 296.9698 | 27.6738 | 296.9698 | 27.6738
1346 | 292.4987 | 25.459 | 292.4987 | 25.459
1347 | 293.2358 | 26.6773 | 293.2358 | 26.6773
1348 | 295.1733 | 28.3099 | 295.1733 | 28.3099
1349 | 299.2766 | 30.0432 | 299.2766 | 30.0432
1350 | 296.0237 | 27.9182 | 296.0237 | 27.9182
1351 | 282.5833 | 25.6338 | 282.5833 | 25.6338
1352 | 286.0391 | 22.9452 | 286.0391 | 22.9452
1353 | 286.8658 | 21.5081 | 286.8658 | 21.5081
1354 | 270.2868 | 17.1709 | 270.2868 | 17.1709
1355 | 249.4908 | 13.7122 | 249.4908 | 13.7122
1356 | 233.69 | 14.9617 | 233.69 | 14.9617
1357 | 221.4018 | 14.1371 | 221.4018 | 14.1371
1358 | 214.3448 | 14.3737 | 214.3448 | 14.3737
1359 | 212.105 | 14.4489 | 212.105 | 14.4489
1360 | 212.256 | 19.4097 | 212.256 | 19.4097
1361 | 214.0899 | 35.8693 | 214.0899 | 35.8693
1362 | 214.8919 | 40.2147 | 214.8919 | 40.2147
1363 | 233.0909 | 44.608 | 233.0909 | 44.608
1364 | 264.8664 | 46.0555 | 264.8664 | 46.0555
1365 | 280.4425 | 46.5773 | 280.4425 | 46.5773
1366 | 293.6839 | 44.3406 | 293.6839 | 44.3406
1367 | 316.6544 | 42.3548 | 316.6544 | 42.3548
1368 | 310.3544 | 36.2944 | 310.3544 | 36.2944
1369 | 292.9128 | 32.3219 | 292.9128 | 32.3219
1370 | 291.5555 | 32.3741 | 291.5555 | 32.3741
1371 | 294.4738 | 33.804 | 294.4738 | 33.804
1372 | 294.0112 | 36.6691 | 294.0112 | 36.6691
1373 | 298.1062 | 41.1429 | 298.1062 | 41.1429
1374 | 293.5112 | 40.5763 | 293.5112 | 40.5763
1375 | 283.916 | 39.5614 | 283.916 | 39.5614
1376 | 289.1494 | 38.0516 | 289.1494 | 38.0516
1377 | 286.5746 | 37.0511 | 286.5746 | 37.0511
1378 | 272.0568 | 33.1236 | 272.0568 | 33.1236
1379 | 251.0215 | 30.7699 | 251.0215 | 30.7699
1380 | 234.4029 | 32.8825 | 234.4029 | 32.8825
1381 | 221.9824 | 32.7431 | 221.9824 | 32.7431
1382 | 215.3955 | 34.4775 | 215.3955 | 34.4775
1383 | 212.9574 | 36.8667 | 212.9574 | 36.8667
1384 | 213.5337 | 44.0273 | 213.5337 | 44.0273
1385 | 215.1715 | 61.1519 | 215.1715 | 61.1519
1386 | 215.1508 | 65.0875 | 215.1508 | 65.0875
1387 | 228.2155 | 67.3348 | 228.2155 | 67.3348
1388 | 255.6032 | 66.2903 | 255.6032 | 66.2903
1389 | 274.0809 | 65.3209 | 274.0809 | 65.3209
1390 | 288.7872 | 62.6274 | 288.7872 | 62.6274
1391 | 312.6739 | 62.1832 | 312.6739 | 62.1832
1392 | 308.7262 | 58.7223 | 308.7262 | 58.7223
1393 | 293.8997 | 55.8816 | 293.8997 | 55.8816
1394 | 293.6588 | 55.5442 | 293.6588 | 55.5442
1395 | 295.4834 | 56.4669 | 295.4834 | 56.4669
1396 | 299.7425 | 58.4689 | 299.7425 | 58.4689
1397 | 305.1954 | 60.8806 | 305.1954 | 60.8806
1398 | 300.9691 | 58.8127 | 300.9691 | 58.8127
1399 | 285.7693 | 56.7466 | 285.7693 | 56.7466
1400 | 285.3599 | 53.9237 | 285.3599 | 53.9237
1401 | 282.0686 | 50.2196 | 282.0686 | 50.2196
1402 | 269.6604 | 43.4408 | 269.6604 | 43.4408
1403 | 250.8098 | 38.4137 | 250.8098 | 38.4137
1404 | 235.0251 | 38.6691 | 235.0251 | 38.6691
1405 | 223.7876 | 37.0587 | 223.7876 | 37.0587
1406 | 217.266 | 37.8528 | 217.266 | 37.8528
1407 | 213.6603 | 39.3889 | 213.6603 | 39.3889
1408 | 213.5839 | 46.2842 | 213.5839 | 46.2842
1409 | 217.2782 | 64.4868 | 217.2782 | 64.4868
1410 | 214.8316 | 69.6517 | 214.8316 | 69.6517
1411 | 224.4154 | 71.6034 | 224.4154 | 71.6034
1412 | 245.1278 | 69.2726 | 245.1278 | 69.2726
1413 | 265.5751 | 67.4166 | 265.5751 | 67.4166
1414 | 282.9875 | 64.2496 | 282.9875 | 64.2496
1415 | 304.7036 | 63.4426 | 304.7036 | 63.4426
1416 | 299.4818 | 59.8272 | 299.4818 | 59.8272
1417 | 285.7022 | 57.6851 | 285.7022 | 57.6851
1418 | 280.6863 | 59.2284 | 280.6863 | 59.2284
1419 | 282.9668 | 61.8505 | 282.9668 | 61.8505
1420 | 284.5767 | 63.4126 | 284.5767 | 63.4126
1421 | 290.1783 | 64.2525 | 290.1783 | 64.2525
1422 | 284.3617 | 61.1469 | 284.3617 | 61.1469
1423 | 276.6568 | 59.3898 | 276.6568 | 59.3898
1424 | 280.3548 | 57.3124 | 280.3548 | 57.3124
1425 | 279.1153 | 54.7368 | 279.1153 | 54.7368
1426 | 267.2663 | 49.5599 | 267.2663 | 49.5599
1427 | 250.2292 | 46.4035 | 250.2292 | 46.4035
1428 | 235.0156 | 48.6841 | 235.0156 | 48.6841
1429 | 224.9197 | 49.354 | 224.9197 | 49.354
1430 | 218.78 | 52.096 | 218.78 | 52.096
1431 | 215.0385 | 54.8479 | 215.0385 | 54.8479
1432 | 215.6923 | 62.1362 | 215.6923 | 62.1362
1433 | 216.8281 | 79.7477 | 216.8281 | 79.7477
1434 | 213.5875 | 84.1636 | 213.5875 | 84.1636
1435 | 223.0715 | 86.5284 | 223.0715 | 86.5284
1436 | 242.3616 | 86.1489 | 242.3616 | 86.1489
1437 | 260.915 | 84.5548 | 260.915 | 84.5548
1438 | 280.7522 | 81.0016 | 280.7522 | 81.0016
1439 | 303.2907 | 78.6162 | 303.2907 | 78.6162
1440 | 298.8662 | 70.9639 | 298.8662 | 70.9639
1441 | 284.2034 | 62.0007 | 284.2034 | 62.0007
1442 | 282.6403 | 57.1495 | 282.6403 | 57.1495
1443 | 284.1277 | 55.9833 | 284.1277 | 55.9833
1444 | 284.2518 | 56.2825 | 284.2518 | 56.2825
1445 | 289.0818 | 57.6297 | 289.0818 | 57.6297
1446 | 284.8235 | 55.7129 | 284.8235 | 55.7129
1447 | 278.7729 | 55.6786 | 278.7729 | 55.6786
1448 | 284.558 | 55.5795 | 284.558 | 55.5795
1449 | 282.454 | 54.6024 | 282.454 | 54.6024
1450 | 267.5263 | 50.7656 | 267.5263 | 50.7656
1451 | 251.1735 | 47.6898 | 251.1735 | 47.6898
1452 | 236.1085 | 140.9899 | 236.1085 | 140.9899
1453 | 224.7723 | 143.8644 | 224.7723 | 143.8644
1454 | 216.9031 | 144.5627 | 216.9031 | 144.5627
1455 | 214.1095 | 149.2714 | 214.1095 | 149.2714
1456 | 214.9969 | 154.9285 | 214.9969 | 154.9285
1457 | 215.9897 | 171.5404 | 215.9897 | 171.5404
1458 | 214.5661 | 176.3038 | 214.5661 | 176.3038
1459 | 224.6726 | 180.3316 | 224.6726 | 180.3316
1460 | 244.1175 | 182.5621 | 244.1175 | 182.5621
1461 | 263.4468 | 188.8017 | 263.4468 | 188.8017
1462 | 281.6301 | 192.2075 | 281.6301 | 192.2075
1463 | 304.0821 | 190.4887 | 304.0821 | 190.4887
1464 | 299.9946 | 184.8618 | 299.9946 | 184.8618
1465 | 285.9014 | 173.1415 | 285.9014 | 173.1415
1466 | 281.0005 | 155.049 | 281.0005 | 155.049
1467 | 281.6799 | 142.1797 | 281.6799 | 142.1797
1468 | 284.9835 | 133.8411 | 284.9835 | 133.8411
1469 | 290.9065 | 129.5327 | 290.9065 | 129.5327
1470 | 287.0959 | 124.1246 | 287.0959 | 124.1246
1471 | 284.0778 | 124.1475 | 284.0778 | 124.1475
1472 | 287.1946 | 123.5641 | 287.1946 | 123.5641
1473 | 282.6074 | 124.6887 | 282.6074 | 124.6887
1474 | 267.8857 | 127.6144 | 267.8857 | 127.6144
1475 | 250.0353 | 130.0264 | 250.0353 | 130.0264
1476 | 235.2779 | 144.7533 | 235.2779 | 144.7533
1477 | 223.5321 | 157.0624 | 223.5321 | 157.0624
1478 | 217.4538 | 163.7884 | 217.4538 | 163.7884
1479 | 213.78 | 170.2791 | 213.78 | 170.2791
1480 | 214.9286 | 176.0935 | 214.9286 | 176.0935
1481 | 217.8318 | 193.2505 | 217.8318 | 193.2505
1482 | 217.1073 | 197.9929 | 217.1073 | 197.9929
1483 | 232.9744 | 199.5677 | 232.9744 | 199.5677
1484 | 261.1168 | 198.2446 | 261.1168 | 198.2446
1485 | 281.4654 | 198.142 | 281.4654 | 198.142
1486 | 298.6884 | 194.0315 | 298.6884 | 194.0315
1487 | 324.9349 | 190.0274 | 324.9349 | 190.0274
1488 | 320.1704 | 182.8805 | 320.1704 | 182.8805
1489 | 297.7767 | 170.8353 | 297.7767 | 170.8353
1490 | 294.2263 | 159.2422 | 294.2263 | 159.2422
1491 | 297.0862 | 153.5746 | 297.0862 | 153.5746
1492 | 300.3405 | 149.7122 | 300.3405 | 149.7122
1493 | 304.9476 | 149.9849 | 304.9476 | 149.9849
1494 | 299.129 | 144.6396 | 299.129 | 144.6396
1495 | 291.1901 | 140.1759 | 291.1901 | 140.1759
1496 | 294.4254 | 136.9823 | 294.4254 | 136.9823
1497 | 289.0692 | 132.7395 | 289.0692 | 132.7395
1498 | 273.545 | 130.9689 | 273.545 | 130.9689
1499 | 251.8043 | 130.8231 | 251.8043 | 130.8231
1500 | 235.7072 | 144.3025 | 235.7072 | 144.3025
1501 | 223.2774 | 148.6865 | 223.2774 | 148.6865
1502 | 217.5769 | 151.6073 | 217.5769 | 151.6073
1503 | 214.5374 | 162.3855 | 214.5374 | 162.3855
1504 | 216.0035 | 184.8363 | 216.0035 | 184.8363
1505 | 218.3099 | 212.1931 | 218.3099 | 212.1931
1506 | 220.4957 | 219.399 | 220.4957 | 219.399
1507 | 238.2511 | 223.1857 | 238.2511 | 223.1857
1508 | 272.3707 | 223.2777 | 272.3707 | 223.2777
1509 | 291.6669 | 224.6952 | 291.6669 | 224.6952
1510 | 307.6324 | 219.9767 | 307.6324 | 219.9767
1511 | 333.2017 | 209.012 | 333.2017 | 209.012
1512 | 323.612 | 189.967 | 323.612 | 189.967
1513 | 303.0593 | 176.9468 | 303.0593 | 176.9468
1514 | 301.7374 | 166.4544 | 301.7374 | 166.4544
1515 | 303.5144 | 159.77 | 303.5144 | 159.77
1516 | 306.6995 | 151.3895 | 306.6995 | 151.3895
1517 | 312.0354 | 143.2654 | 312.0354 | 143.2654
1518 | 309.1369 | 131.7771 | 309.1369 | 131.7771
1519 | 302.4735 | 123.7282 | 302.4735 | 123.7282
1520 | 302.5846 | 116.4567 | 302.5846 | 116.4567
1521 | 295.13 | 112.214 | 295.13 | 112.214
1522 | 276.9314 | 110.1498 | 276.9314 | 110.1498
1523 | 254.8202 | 115.7172 | 254.8202 | 115.7172
1524 | 236.1921 | 143.3486 | 236.1921 | 143.3486
1525 | 223.9367 | 152.5652 | 223.9367 | 152.5652
1526 | 217.7338 | 154.3014 | 217.7338 | 154.3014
1527 | 214.2866 | 158.4125 | 214.2866 | 158.4125
1528 | 215.9876 | 160.2958 | 215.9876 | 160.2958
1529 | 220.5745 | 174.3288 | 220.5745 | 174.3288
1530 | 224.2414 | 178.1907 | 224.2414 | 178.1907
1531 | 242.5905 | 181.0339 | 242.5905 | 181.0339
1532 | 279.1898 | 181.409 | 279.1898 | 181.409
1533 | 302.9965 | 181.3065 | 302.9965 | 181.3065
1534 | 316.691 | 178.412 | 316.691 | 178.412
1535 | 344.0267 | 178.2761 | 344.0267 | 178.2761
1536 | 334.4424 | 177.1778 | 334.4424 | 177.1778
1537 | 313.5575 | 169.4515 | 313.5575 | 169.4515
1538 | 309.5446 | 154.0741 | 309.5446 | 154.0741
1539 | 313.2489 | 143.6368 | 313.2489 | 143.6368
1540 | 315.7867 | 136.9021 | 315.7867 | 136.9021
1541 | 317.6865 | 134.575 | 317.6865 | 134.575
1542 | 313.9651 | 132.8149 | 313.9651 | 132.8149
1543 | 304.9542 | 134.2425 | 304.9542 | 134.2425
1544 | 305.7444 | 133.7326 | 305.7444 | 133.7326
1545 | 296.3597 | 133.2008 | 296.3597 | 133.2008
1546 | 282.4091 | 131.2939 | 282.4091 | 131.2939
1547 | 260.6982 | 129.7119 | 260.6982 | 129.7119
1548 | 244.5423 | 141.0528 | 244.5423 | 141.0528
1549 | 232.354 | 145.9505 | 232.354 | 145.9505
1550 | 224.9174 | 149.7308 | 224.9174 | 149.7308
1551 | 221.6976 | 151.3575 | 221.6976 | 151.3575
1552 | 222.9501 | 156.2808 | 222.9501 | 156.2808
1553 | 226.1754 | 174.7586 | 226.1754 | 174.7586
1554 | 227.3953 | 180.3083 | 227.3953 | 180.3083
1555 | 241.6599 | 183.1095 | 241.6599 | 183.1095
1556 | 269.2332 | 183.7886 | 269.2332 | 183.7886
1557 | 290.8448 | 186.1076 | 290.8448 | 186.1076
1558 | 304.498 | 184.6493 | 304.498 | 184.6493
1559 | 328.5472 | 182.4797 | 328.5472 | 182.4797
1560 | 325.4312 | 177.4085 | 325.4312 | 177.4085
1561 | 307.0818 | 170.4998 | 307.0818 | 170.4998
1562 | 303.858 | 160.259 | 303.858 | 160.259
1563 | 305.8384 | 152.2014 | 305.8384 | 152.2014
1564 | 306.6621 | 145.0264 | 306.6621 | 145.0264
1565 | 309.3908 | 140.8019 | 309.3908 | 140.8019
1566 | 307.0161 | 131.8505 | 307.0161 | 131.8505
1567 | 299.6081 | 131.9992 | 299.6081 | 131.9992
1568 | 301.6492 | 128.4597 | 301.6492 | 128.4597
1569 | 292.6448 | 128.3891 | 292.6448 | 128.3891
1570 | 279.5293 | 130.6963 | 279.5293 | 130.6963
1571 | 261.8354 | 133.9994 | 261.8354 | 133.9994
1572 | 245.7701 | 154.5758 | 245.7701 | 154.5758
1573 | 233.2685 | 166.8953 | 233.2685 | 166.8953
1574 | 226.7379 | 172.4263 | 226.7379 | 172.4263
1575 | 222.0217 | 175.0803 | 222.0217 | 175.0803
1576 | 222.7893 | 176.8798 | 222.7893 | 176.8798
1577 | 225.6853 | 190.9757 | 225.6853 | 190.9757
1578 | 223.2688 | 195.7077 | 223.2688 | 195.7077
1579 | 234.8094 | 198.5613 | 234.8094 | 198.5613
1580 | 257.531 | 198.884 | 257.531 | 198.884
1581 | 278.3089 | 199.9136 | 278.3089 | 199.9136
1582 | 291.7433 | 197.2393 | 291.7433 | 197.2393
1583 | 311.1332 | 193.7174 | 311.1332 | 193.7174
1584 | 305.9551 | 188.7405 | 305.9551 | 188.7405
1585 | 294.9436 | 179.6304 | 294.9436 | 179.6304
1586 | 289.0289 | 165.165 | 289.0289 | 165.165
1587 | 289.7473 | 146.8027 | 289.7473 | 146.8027
1588 | 291.426 | 136.6505 | 291.426 | 136.6505
1589 | 296.9389 | 131.2729 | 296.9389 | 131.2729
1590 | 292.2096 | 120.6442 | 292.2096 | 120.6442
1591 | 288.7722 | 117.1973 | 288.7722 | 117.1973
1592 | 295.8358 | 117.5574 | 295.8358 | 117.5574
1593 | 290.9266 | 119.7407 | 290.9266 | 119.7407
1594 | 275.6415 | 122.2366 | 275.6415 | 122.2366
1595 | 257.4287 | 124.9317 | 257.4287 | 124.9317
1596 | 242.3745 | 135.6436 | 242.3745 | 135.6436
1597 | 232.3394 | 138.8745 | 232.3394 | 138.8745
1598 | 225.4386 | 139.8769 | 225.4386 | 139.8769
1599 | 223.2125 | 145.9063 | 223.2125 | 145.9063
1600 | 223.4889 | 153.744 | 223.4889 | 153.744
1601 | 226.5263 | 171.4879 | 226.5263 | 171.4879
1602 | 224.1557 | 176.461 | 224.1557 | 176.461
1603 | 232.9427 | 178.0568 | 232.9427 | 178.0568
1604 | 250.6789 | 178.2327 | 250.6789 | 178.2327
1605 | 269.0103 | 179.7864 | 269.0103 | 179.7864
1606 | 285.5538 | 178.2023 | 285.5538 | 178.2023
1607 | 307.9051 | 176.6198 | 307.9051 | 176.6198
1608 | 303.7019 | 174.295 | 303.7019 | 174.295
1609 | 291.1531 | 170.374 | 291.1531 | 170.374
1610 | 287.3442 | 163.0056 | 287.3442 | 163.0056
1611 | 289.0857 | 158.2081 | 289.0857 | 158.2081
1612 | 293.2666 | 156.4003 | 293.2666 | 156.4003
1613 | 299.7665 | 157.585 | 299.7665 | 157.585
1614 | 292.7343 | 155.4161 | 292.7343 | 155.4161
1615 | 290.2519 | 155.8268 | 290.2519 | 155.8268
1616 | 297.77 | 153.9226 | 297.77 | 153.9226
1617 | 290.4613 | 152.6151 | 290.4613 | 152.6151
1618 | 277.4391 | 150.5195 | 277.4391 | 150.5195
1619 | 257.4605 | 147.5119 | 257.4605 | 147.5119
1620 | 240.0782 | 154.3871 | 240.0782 | 154.3871
1621 | 230.6729 | 155.0497 | 230.6729 | 155.0497
1622 | 223.9416 | 155.4755 | 223.9416 | 155.4755
1623 | 221.5462 | 162.2492 | 221.5462 | 162.2492
1624 | 222.7198 | 169.1643 | 222.7198 | 169.1643
1625 | 226.6335 | 187.4325 | 226.6335 | 187.4325
1626 | 226.7134 | 195.194 | 226.7134 | 195.194
1627 | 243.0389 | 199.8612 | 243.0389 | 199.8612
1628 | 268.5192 | 197.7519 | 268.5192 | 197.7519
1629 | 283.7449 | 193.844 | 283.7449 | 193.844
1630 | 300.3639 | 188.3707 | 300.3639 | 188.3707
1631 | 324.0883 | 184.6287 | 324.0883 | 184.6287
1632 | 318.9806 | 178.4882 | 318.9806 | 178.4882
1633 | 298.4737 | 170.1539 | 298.4737 | 170.1539
1634 | 295.9701 | 154.6821 | 295.9701 | 154.6821
1635 | 296.2791 | 146.9075 | 296.2791 | 146.9075
1636 | 300.6032 | 146.2634 | 300.6032 | 146.2634
1637 | 307.7517 | 146.0957 | 307.7517 | 146.0957
1638 | 303.1941 | 140.394 | 303.1941 | 140.394
1639 | 301.3008 | 135.49 | 301.3008 | 135.49
1640 | 303.6511 | 129.9692 | 303.6511 | 129.9692
1641 | 293.2432 | 125.7894 | 293.2432 | 125.7894
1642 | 279.5238 | 121.6181 | 279.5238 | 121.6181
1643 | 257.4371 | 120.6547 | 257.4371 | 120.6547
1644 | 239.3456 | 132.9181 | 239.3456 | 132.9181
1645 | 229.1819 | 133.8637 | 229.1819 | 133.8637
1646 | 222.5043 | 134.3734 | 222.5043 | 134.3734
1647 | 220.1342 | 138.8933 | 220.1342 | 138.8933
1648 | 222.4834 | 146.5737 | 222.4834 | 146.5737
1649 | 228.8198 | 170.1986 | 228.8198 | 170.1986
1650 | 230.931 | 183.212 | 230.931 | 183.212
1651 | 249.648 | 191.6007 | 249.648 | 191.6007
1652 | 284.0036 | 195.0892 | 284.0036 | 195.0892
1653 | 303.7516 | 198.1211 | 303.7516 | 198.1211
1654 | 321.1688 | 195.1951 | 321.1688 | 195.1951
1655 | 345.2032 | 191.0862 | 345.2032 | 191.0862
1656 | 335.7465 | 187.3987 | 335.7465 | 187.3987
1657 | 310.9119 | 181.465 | 310.9119 | 181.465
1658 | 307.9636 | 169.7251 | 307.9636 | 169.7251
1659 | 311.2531 | 159.8224 | 311.2531 | 159.8224
1660 | 311.4652 | 151.725 | 311.4652 | 151.725
1661 | 318.6059 | 146.4836 | 318.6059 | 146.4836
1662 | 315.6354 | 137.3645 | 315.6354 | 137.3645
1663 | 310.5851 | 133.1733 | 310.5851 | 133.1733
1664 | 311.0227 | 130.0531 | 311.0227 | 130.0531
1665 | 301.0148 | 130.8631 | 301.0148 | 130.8631
1666 | 285.0786 | 131.4092 | 285.0786 | 131.4092
1667 | 261.6089 | 135.2364 | 261.6089 | 135.2364
1668 | 242.914 | 157.1231 | 242.914 | 157.1231
1669 | 232.3872 | 170.6587 | 232.3872 | 170.6587
1670 | 225.9807 | 178.15 | 225.9807 | 178.15
1671 | 224.3644 | 186.4962 | 224.3644 | 186.4962
1672 | 225.4159 | 194.0193 | 225.4159 | 194.0193
1673 | 230.5195 | 213.1785 | 230.5195 | 213.1785
1674 | 232.0062 | 219.1684 | 232.0062 | 219.1684
1675 | 250.4182 | 221.5504 | 250.4182 | 221.5504
1676 | 284.165 | 217.9419 | 284.165 | 217.9419
1677 | 304.1544 | 213.9922 | 304.1544 | 213.9922
1678 | 316.2469 | 208.0891 | 316.2469 | 208.0891
1679 | 343.2499 | 205.7623 | 343.2499 | 205.7623
1680 | 331.3449 | 196.8019 | 331.3449 | 196.8019
1681 | 311.1517 | 185.2073 | 311.1517 | 185.2073
1682 | 312.6625 | 171.7798 | 312.6625 | 171.7798
1683 | 317.0746 | 162.9568 | 317.0746 | 162.9568
1684 | 317.5465 | 158.7904 | 317.5465 | 158.7904
1685 | 320.9552 | 152.7105 | 320.9552 | 152.7105
1686 | 317.7156 | 146.8725 | 317.7156 | 146.8725
1687 | 313.8244 | 146.2455 | 313.8244 | 146.2455
1688 | 315.4912 | 144.7396 | 315.4912 | 144.7396
1689 | 303.5981 | 142.9394 | 303.5981 | 142.9394
1690 | 286.2664 | 141.326 | 286.2664 | 141.326
1691 | 263.7466 | 142.9518 | 263.7466 | 142.9518
1692 | 245.8048 | 162.5008 | 245.8048 | 162.5008
1693 | 234.4855 | 170.9732 | 234.4855 | 170.9732
1694 | 228.177 | 179.8377 | 228.177 | 179.8377
1695 | 226.4161 | 190.6474 | 226.4161 | 190.6474
1696 | 228.272 | 196.986 | 228.272 | 196.986
1697 | 233.9939 | 209.457 | 233.9939 | 209.457
1698 | 237.9162 | 211.6102 | 237.9162 | 211.6102
1699 | 256.1161 | 215.1348 | 256.1161 | 215.1348
1700 | 288.0895 | 216.5792 | 288.0895 | 216.5792
1701 | 310.0607 | 218.0386 | 310.0607 | 218.0386
1702 | 323.582 | 213.687 | 323.582 | 213.687
1703 | 345.3986 | 211.5803 | 345.3986 | 211.5803
1704 | 335.0268 | 206.205 | 335.0268 | 206.205
1705 | 315.047 | 195.7951 | 315.047 | 195.7951
1706 | 311.547 | 178.3106 | 311.547 | 178.3106
1707 | 313.2474 | 150.6289 | 313.2474 | 150.6289
1708 | 312.9352 | 132.8452 | 312.9352 | 132.8452
1709 | 317.8183 | 122.9704 | 317.8183 | 122.9704
1710 | 314.9057 | 111.4612 | 314.9057 | 111.4612
1711 | 315.8419 | 104.0098 | 315.8419 | 104.0098
1712 | 314.3764 | 96.5916 | 314.3764 | 96.5916
1713 | 302.4008 | 92.7577 | 302.4008 | 92.7577
1714 | 288.1516 | 93.1256 | 288.1516 | 93.1256
1715 | 267.5236 | 105.9262 | 267.5236 | 105.9262
1716 | 249.9614 | 130.9682 | 249.9614 | 130.9682
1717 | 237.8332 | 135.7297 | 237.8332 | 135.7297
1718 | 230.5272 | 137.7069 | 230.5272 | 137.7069
1719 | 228.3452 | 143.0655 | 228.3452 | 143.0655
1720 | 230.5412 | 150.7563 | 230.5412 | 150.7563
1721 | 236.0182 | 170.8799 | 236.0182 | 170.8799
1722 | 237.7986 | 180.9687 | 237.7986 | 180.9687
1723 | 254.6613 | 185.0908 | 254.6613 | 185.0908
1724 | 281.2845 | 181.3671 | 281.2845 | 181.3671
1725 | 299.4239 | 181.4742 | 299.4239 | 181.4742
1726 | 312.6225 | 180.823 | 312.6225 | 180.823
1727 | 339.1401 | 178.5277 | 339.1401 | 178.5277
1728 | 330.7283 | 175.2595 | 330.7283 | 175.2595
1729 | 312.8614 | 171.003 | 312.8614 | 171.003
1730 | 309.1408 | 163.97 | 309.1408 | 163.97
1731 | 308.638 | 160.0845 | 308.638 | 160.0845
1732 | 309.1885 | 155.2367 | 309.1885 | 155.2367
1733 | 317.5471 | 146.3264 | 317.5471 | 146.3264
1734 | 314.1365 | 121.9022 | 314.1365 | 121.9022
1735 | 315.7608 | 97.1854 | 315.7608 | 97.1854
1736 | 313.0715 | 73.8961 | 313.0715 | 73.8961
1737 | 301.0836 | 61.7912 | 301.0836 | 61.7912
1738 | 287.5165 | 56.3201 | 287.5165 | 56.3201
1739 | 267.9903 | 68.2611 | 267.9903 | 68.2611
1740 | 252.2243 | 102.3709 | 252.2243 | 102.3709
1741 | 240.757 | 112.8664 | 240.757 | 112.8664
1742 | 233.5693 | 111.9504 | 233.5693 | 111.9504
1743 | 231.0743 | 117.0993 | 231.0743 | 117.0993
1744 | 231.8511 | 122.6517 | 231.8511 | 122.6517
1745 | 237.3344 | 141.1609 | 237.3344 | 141.1609
1746 | 237.3349 | 150.7674 | 237.3349 | 150.7674
1747 | 244.2684 | 156.9756 | 244.2684 | 156.9756
1748 | 267.2964 | 158.1055 | 267.2964 | 158.1055
1749 | 287.4537 | 160.7704 | 287.4537 | 160.7704
1750 | 300.7863 | 157.3937 | 300.7863 | 157.3937
1751 | 326.4623 | 154.9411 | 326.4623 | 154.9411
1752 | 323.826 | 149.0417 | 323.826 | 149.0417
1753 | 308.0823 | 142.2169 | 308.0823 | 142.2169
1754 | 303.7464 | 131.6721 | 303.7464 | 131.6721
1755 | 304.0824 | 131.1307 | 304.0824 | 131.1307
1756 | 305.9929 | 132.2163 | 305.9929 | 132.2163
1757 | 312.8011 | 131.189 | 312.8011 | 131.189
1758 | 308.7954 | 125.372 | 308.7954 | 125.372
1759 | 309.2392 | 121.988 | 309.2392 | 121.988
1760 | 307.4483 | 118.7944 | 307.4483 | 118.7944
1761 | 298.3341 | 114.7194 | 298.3341 | 114.7194
1762 | 283.5285 | 112.3408 | 283.5285 | 112.3408
1763 | 265.5921 | 113.8408 | 265.5921 | 113.8408
1764 | 247.6431 | 123.0327 | 247.6431 | 123.0327
1765 | 237.0883 | 126.4313 | 237.0883 | 126.4313
1766 | 230.6759 | 129.2996 | 230.6759 | 129.2996
1767 | 228.8216 | 136.0105 | 228.8216 | 136.0105
1768 | 228.7793 | 143.3659 | 228.7793 | 143.3659
1769 | 232.7535 | 160.7115 | 232.7535 | 160.7115
1770 | 234.6449 | 165.0451 | 234.6449 | 165.0451
1771 | 245.5379 | 165.8651 | 245.5379 | 165.8651
1772 | 265.8015 | 163.9025 | 265.8015 | 163.9025
1773 | 284.965 | 163.4121 | 284.965 | 163.4121
1774 | 303.5031 | 159.7524 | 303.5031 | 159.7524
1775 | 325.5624 | 157.3837 | 325.5624 | 157.3837
1776 | 322.5965 | 155.3419 | 322.5965 | 155.3419
1777 | 308.1357 | 150.5718 | 308.1357 | 150.5718
1778 | 306.0807 | 140.6875 | 306.0807 | 140.6875
1779 | 309.655 | 130.9839 | 309.655 | 130.9839
1780 | 314.131 | 125.3395 | 314.131 | 125.3395
1781 | 316.7455 | 122.31 | 316.7455 | 122.31
1782 | 313.7702 | 117.3421 | 313.7702 | 117.3421
1783 | 313.9333 | 116.2748 | 313.9333 | 116.2748
1784 | 309.1715 | 114.6641 | 309.1715 | 114.6641
1785 | 298.4171 | 113.3357 | 298.4171 | 113.3357
1786 | 283.2642 | 111.9634 | 283.2642 | 111.9634
1787 | 263.0146 | 116.6816 | 263.0146 | 116.6816
1788 | 247.3039 | 126.9323 | 247.3039 | 126.9323
1789 | 237.1773 | 129.8173 | 237.1773 | 129.8173
1790 | 229.461 | 133.5242 | 229.461 | 133.5242
1791 | 226.2528 | 145.3298 | 226.2528 | 145.3298
1792 | 228.6164 | 159.5096 | 228.6164 | 159.5096
1793 | 233.0746 | 185.6084 | 233.0746 | 185.6084
1794 | 236.9568 | 197.039 | 236.9568 | 197.039
1795 | 250.6882 | 200.9619 | 250.6882 | 200.9619
1796 | 276.5522 | 195.8649 | 276.5522 | 195.8649
1797 | 292.6854 | 186.6947 | 292.6854 | 186.6947
1798 | 309.5298 | 178.4225 | 309.5298 | 178.4225
1799 | 334.5398 | 176.8609 | 334.5398 | 176.8609
1800 | 327.5768 | 171.4856 | 327.5768 | 171.4856
1801 | 314.1278 | 159.4404 | 314.1278 | 159.4404
1802 | 309.2838 | 136.2951 | 309.2838 | 136.2951
1803 | 313.6488 | 109.3892 | 313.6488 | 109.3892
1804 | 313.2335 | 85.5463 | 313.2335 | 85.5463
1805 | 319.0924 | 66.0378 | 319.0924 | 66.0378
1806 | 319.3371 | 53.8471 | 319.3371 | 53.8471
1807 | 320.5209 | 50.1381 | 320.5209 | 50.1381
1808 | 316.8115 | 50.8652 | 316.8115 | 50.8652
1809 | 305.3528 | 57.6295 | 305.3528 | 57.6295
1810 | 289.7606 | 66.8135 | 289.7606 | 66.8135
1811 | 266.5157 | 72.4857 | 266.5157 | 72.4857
1812 | 249.3926 | 79.6963 | 249.3926 | 79.6963
1813 | 238.0811 | 81.1976 | 238.0811 | 81.1976
1814 | 230.5032 | 83.374 | 230.5032 | 83.374
1815 | 229.2406 | 88.8583 | 229.2406 | 88.8583
1816 | 231.0381 | 95.6267 | 231.0381 | 95.6267
1817 | 236.7341 | 113.2239 | 236.7341 | 113.2239
1818 | 240.9087 | 118.2914 | 240.9087 | 118.2914
1819 | 262.2796 | 120.5056 | 262.2796 | 120.5056
1820 | 294.884 | 122.5684 | 294.884 | 122.5684
1821 | 315.2124 | 128.9863 | 315.2124 | 128.9863
1822 | 330.1416 | 131.8259 | 330.1416 | 131.8259
1823 | 355.2766 | 133.1891 | 355.2766 | 133.1891
1824 | 346.7496 | 113.6409 | 346.7496 | 113.6409
1825 | 325.6105 | 95.6518 | 325.6105 | 95.6518
1826 | 322.4348 | 70.7245 | 322.4348 | 70.7245
1827 | 326.97 | 48.6407 | 326.97 | 48.6407
1828 | 328.5467 | 34.9873 | 328.5467 | 34.9873
1829 | 336.4484 | 31.5385 | 336.4484 | 31.5385
1830 | 334.2403 | 29.097 | 334.2403 | 29.097
1831 | 331.2309 | 27.4741 | 331.2309 | 27.4741
1832 | 327.5389 | 23.3999 | 327.5389 | 23.3999
1833 | 312.8653 | 19.3459 | 312.8653 | 19.3459
1834 | 292.0515 | 17.397 | 292.0515 | 17.397
1835 | 268.303 | 30.5855 | 268.303 | 30.5855
1836 | 251.7784 | 42.3457 | 251.7784 | 42.3457
1837 | 239.4859 | 42.2116 | 239.4859 | 42.2116
1838 | 232.7002 | 47.4386 | 232.7002 | 47.4386
1839 | 228.7042 | 59.0345 | 228.7042 | 59.0345
1840 | 231.5215 | 69.8702 | 231.5215 | 69.8702
1841 | 237.4459 | 91.5767 | 237.4459 | 91.5767
1842 | 242.5118 | 98.6359 | 242.5118 | 98.6359
1843 | 262.1089 | 100.8606 | 262.1089 | 100.8606
1844 | 295.1549 | 100.743 | 295.1549 | 100.743
1845 | 314.0384 | 100.7243 | 314.0384 | 100.7243
1846 | 328.513 | 96.3832 | 328.513 | 96.3832
1847 | 352.4077 | 94.6854 | 352.4077 | 94.6854
1848 | 345.9987 | 85.7983 | 345.9987 | 85.7983
1849 | 324.1967 | 65.6602 | 324.1967 | 65.6602
1850 | 321.3978 | 49.7377 | 321.3978 | 49.7377
1851 | 323.566 | 30.4633 | 323.566 | 30.4633
1852 | 324.9287 | 28.8652 | 324.9287 | 28.8652
1853 | 331.3221 | 31.5385 | 331.3221 | 31.5385
1854 | 332.6186 | 29.097 | 332.6186 | 29.097
1855 | 333.7639 | 27.4741 | 333.7639 | 27.4741
1856 | 327.0859 | 23.3999 | 327.0859 | 23.3999
1857 | 313.5161 | 19.3459 | 313.5161 | 19.3459
1858 | 295.6296 | 14.2102 | 295.6296 | 14.2102
1859 | 273.7005 | 13.1 | 273.7005 | 13.1
1860 | 254.3904 | 26.6738 | 254.3904 | 26.6738
1861 | 243.0335 | 27.7137 | 243.0335 | 27.7137
1862 | 236.9923 | 32.144 | 236.9923 | 32.144
1863 | 234.6059 | 40.3225 | 234.6059 | 40.3225
1864 | 235.7298 | 48.1287 | 235.7298 | 48.1287
1865 | 240.5394 | 66.8475 | 240.5394 | 66.8475
1866 | 246.5783 | 73.0995 | 246.5783 | 73.0995
1867 | 266.2554 | 75.9847 | 266.2554 | 75.9847
1868 | 298.1849 | 75.28 | 298.1849 | 75.28
1869 | 316.3237 | 76.4145 | 316.3237 | 76.4145
1870 | 331.8121 | 73.7611 | 331.8121 | 73.7611
1871 | 352.8734 | 71.0045 | 352.8734 | 71.0045
1872 | 346.6206 | 61.8029 | 346.6206 | 61.8029
1873 | 324.9001 | 46.4555 | 324.9001 | 46.4555
1874 | 323.0105 | 26.2875 | 323.0105 | 26.2875
1875 | 327.4729 | 25.9662 | 327.4729 | 25.9662
1876 | 326.1814 | 28.8652 | 326.1814 | 28.8652
1877 | 332.3324 | 31.5385 | 332.3324 | 31.5385
1878 | 330.4784 | 29.097 | 330.4784 | 29.097
1879 | 330.7958 | 27.4741 | 330.7958 | 27.4741
1880 | 322.4601 | 23.3999 | 322.4601 | 23.3999
1881 | 309.7847 | 19.3459 | 309.7847 | 19.3459
1882 | 291.548 | 14.2102 | 291.548 | 14.2102
1883 | 272.9494 | 6.7998 | 272.9494 | 6.7998
1884 | 253.7363 | 7.49 | 253.7363 | 7.49
1885 | 242.1453 | 6.2447 | 242.1453 | 6.2447
1886 | 235.0257 | 4.6998 | 235.0257 | 4.6998
1887 | 232.8635 | 7.7311 | 232.8635 | 7.7311
1888 | 234.3061 | 12.8537 | 234.3061 | 12.8537
1889 | 240.3419 | 29.3187 | 240.3419 | 29.3187
1890 | 245.9979 | 33.4427 | 245.9979 | 33.4427
1891 | 262.7451 | 35.7617 | 262.7451 | 35.7617
1892 | 290.2818 | 41.892 | 290.2818 | 41.892
1893 | 309.278 | 51.9473 | 309.278 | 51.9473
1894 | 323.3721 | 61.9049 | 323.3721 | 61.9049
1895 | 352.1271 | 83.1961 | 352.1271 | 83.1961
1896 | 344.4773 | 108.5986 | 344.4773 | 108.5986
1897 | 324.6217 | 121.2197 | 324.6217 | 121.2197
1898 | 319.9281 | 122.3738 | 319.9281 | 122.3738
1899 | 319.1571 | 124.6732 | 319.1571 | 124.6732
1900 | 323.607 | 125.6959 | 323.607 | 125.6959
1901 | 332.4386 | 121.2722 | 332.4386 | 121.2722
1902 | 330.9784 | 104.511 | 330.9784 | 104.511
1903 | 333.5959 | 88.1492 | 333.5959 | 88.1492
1904 | 325.1427 | 78.0578 | 325.1427 | 78.0578
1905 | 310.7343 | 75.6077 | 310.7343 | 75.6077
1906 | 293.281 | 76.5102 | 293.281 | 76.5102
1907 | 274.3654 | 80.0753 | 274.3654 | 80.0753
1908 | 257.2021 | 86.9924 | 257.2021 | 86.9924
1909 | 246.8052 | 87.2357 | 246.8052 | 87.2357
1910 | 239.243 | 89.8629 | 239.243 | 89.8629
1911 | 236.1559 | 97.2656 | 236.1559 | 97.2656
1912 | 237.2109 | 104.9146 | 237.2109 | 104.9146
1913 | 242.4447 | 123.4867 | 242.4447 | 123.4867
1914 | 246.3234 | 128.5646 | 246.3234 | 128.5646
1915 | 256.2028 | 128.6508 | 256.2028 | 128.6508
1916 | 277.7981 | 125.9859 | 277.7981 | 125.9859
1917 | 296.0051 | 128.7556 | 296.0051 | 128.7556
1918 | 310.1398 | 128.5028 | 310.1398 | 128.5028
1919 | 334.2582 | 129.541 | 334.2582 | 129.541
1920 | 330.5123 | 122.1531 | 330.5123 | 122.1531
1921 | 313.4846 | 108.8813 | 313.4846 | 108.8813
1922 | 309.6944 | 86.0715 | 309.6944 | 86.0715
1923 | 313.0053 | 60.8533 | 313.0053 | 60.8533
1924 | 318.4249 | 53.8984 | 318.4249 | 53.8984
1925 | 323.1142 | 50.5964 | 323.1142 | 50.5964
1926 | 323.2175 | 44.6851 | 323.2175 | 44.6851
1927 | 324.2843 | 41.5002 | 324.2843 | 41.5002
1928 | 314.9952 | 38.4115 | 314.9952 | 38.4115
1929 | 302.5905 | 39.3892 | 302.5905 | 39.3892
1930 | 290.3281 | 45.4179 | 290.3281 | 45.4179
1931 | 272.4413 | 61.4157 | 272.4413 | 61.4157
1932 | 255.7795 | 70.2932 | 255.7795 | 70.2932
1933 | 246.0971 | 69.1737 | 246.0971 | 69.1737
1934 | 239.2068 | 64.7773 | 239.2068 | 64.7773
1935 | 237.3523 | 70.0206 | 237.3523 | 70.0206
1936 | 238.6422 | 80.5942 | 238.6422 | 80.5942
1937 | 242.4248 | 99.1454 | 242.4248 | 99.1454
1938 | 246.9801 | 104.4225 | 246.9801 | 104.4225
1939 | 255.6691 | 106.1335 | 255.6691 | 106.1335
1940 | 276.1048 | 104.9781 | 276.1048 | 104.9781
1941 | 295.1574 | 104.2466 | 295.1574 | 104.2466
1942 | 309.5847 | 98.4798 | 309.5847 | 98.4798
1943 | 335.5514 | 93.3226 | 335.5514 | 93.3226
1944 | 327.5212 | 89.2472 | 327.5212 | 89.2472
1945 | 314.3264 | 82.2547 | 314.3264 | 82.2547
1946 | 310.3698 | 67.5692 | 310.3698 | 67.5692
1947 | 311.5078 | 51.8694 | 311.5078 | 51.8694
1948 | 318.4065 | 36.5492 | 318.4065 | 36.5492
1949 | 328.5908 | 31.5385 | 328.5908 | 31.5385
1950 | 324.5571 | 29.097 | 324.5571 | 29.097
1951 | 327.0119 | 27.4741 | 327.0119 | 27.4741
1952 | 319.4889 | 23.3999 | 319.4889 | 23.3999
1953 | 307.2649 | 19.3459 | 307.2649 | 19.3459
1954 | 291.2635 | 14.2102 | 291.2635 | 14.2102
1955 | 272.3529 | 6.7998 | 272.3529 | 6.7998
1956 | 258.3089 | 11.3477 | 258.3089 | 11.3477
1957 | 247.5452 | 28.0597 | 247.5452 | 28.0597
1958 | 239.9589 | 59.9552 | 239.9589 | 59.9552
1959 | 237.9655 | 84.4346 | 237.9655 | 84.4346
1960 | 238.8035 | 94.9453 | 238.8035 | 94.9453
1961 | 243.0404 | 115.1004 | 243.0404 | 115.1004
1962 | 248.6482 | 122.0442 | 248.6482 | 122.0442
1963 | 263.4203 | 124.6149 | 263.4203 | 124.6149
1964 | 288.1018 | 124.6336 | 288.1018 | 124.6336
1965 | 306.6199 | 124.8665 | 306.6199 | 124.8665
1966 | 322.388 | 120.2109 | 322.388 | 120.2109
1967 | 346.5269 | 116.8882 | 346.5269 | 116.8882
1968 | 337.0801 | 111.4814 | 337.0801 | 111.4814
1969 | 319.0725 | 101.1868 | 319.0725 | 101.1868
1970 | 315.0408 | 87.7383 | 315.0408 | 87.7383
1971 | 317.3232 | 80.624 | 317.3232 | 80.624
1972 | 321.6948 | 82.2966 | 321.6948 | 82.2966
1973 | 330.5034 | 88.7018 | 330.5034 | 88.7018
1974 | 329.7453 | 94.0176 | 329.7453 | 94.0176
1975 | 333.4402 | 104.1146 | 333.4402 | 104.1146
1976 | 323.5521 | 111.3411 | 323.5521 | 111.3411
1977 | 310.6556 | 114.9605 | 310.6556 | 114.9605
1978 | 291.9799 | 116.2299 | 291.9799 | 116.2299
1979 | 273.1323 | 113.5053 | 273.1323 | 113.5053
1980 | 255.0177 | 117.9799 | 255.0177 | 117.9799
1981 | 244.8569 | 118.9884 | 244.8569 | 118.9884
1982 | 239.0031 | 119.2151 | 239.0031 | 119.2151
1983 | 235.4356 | 124.6575 | 235.4356 | 124.6575
1984 | 237.111 | 132.1911 | 237.111 | 132.1911
1985 | 244.2694 | 151.1092 | 244.2694 | 151.1092
1986 | 250.4898 | 157.4346 | 250.4898 | 157.4346
1987 | 269.6225 | 159.8165 | 269.6225 | 159.8165
1988 | 301.4118 | 159.6465 | 301.4118 | 159.6465
1989 | 321.0306 | 161.1059 | 321.0306 | 161.1059
1990 | 336.1358 | 159.375 | 336.1358 | 159.375
1991 | 359.3349 | 158.8722 | 359.3349 | 158.8722
1992 | 348.0108 | 153.476 | 348.0108 | 153.476
1993 | 328.4738 | 147.0915 | 328.4738 | 147.0915
1994 | 323.96 | 139.2094 | 323.96 | 139.2094
1995 | 328.3104 | 134.2337 | 328.3104 | 134.2337
1996 | 329.5408 | 129.5955 | 329.5408 | 129.5955
1997 | 337.7633 | 121.9955 | 337.7633 | 121.9955
1998 | 341.6791 | 113.3167 | 341.6791 | 113.3167
1999 | 340.2095 | 108.7166 | 340.2095 | 108.7166
2000 | 329.3104 | 102.8709 | 329.3104 | 102.8709
2001 | 314.4053 | 99.1733 | 314.4053 | 99.1733
2002 | 296.6348 | 97.7381 | 296.6348 | 97.7381
2003 | 274.3516 | 98.8817 | 274.3516 | 98.8817
2004 | 255.6844 | 106.8156 | 255.6844 | 106.8156
2005 | 244.3377 | 112.5205 | 244.3377 | 112.5205
2006 | 238.389 | 114.4244 | 238.389 | 114.4244
2007 | 236.0627 | 119.762 | 236.0627 | 119.762
2008 | 237.947 | 126.5199 | 237.947 | 126.5199
2009 | 243.5448 | 141.9157 | 243.5448 | 141.9157
2010 | 251.1101 | 146.6267 | 251.1101 | 146.6267
2011 | 269.2973 | 147.887 | 269.2973 | 147.887
2012 | 301.9272 | 146.7315 | 301.9272 | 146.7315
2013 | 322.1959 | 148.495 | 322.1959 | 148.495
2014 | 337.5543 | 145.2336 | 337.5543 | 145.2336
2015 | 363.6463 | 143.2212 | 363.6463 | 143.2212
2016 | 351.5119 | 136.5356 | 351.5119 | 136.5356
2017 | 331.6504 | 120.4963 | 331.6504 | 120.4963
2018 | 326.6852 | 100.1396 | 326.6852 | 100.1396
2019 | 331.6443 | 83.0246 | 331.6443 | 83.0246
2020 | 331.8391 | 67.4214 | 331.8391 | 67.4214
2021 | 337.1101 | 52.4519 | 337.1101 | 52.4519
2022 | 338.241 | 40.0097 | 338.241 | 40.0097
2023 | 339.9302 | 38.4078 | 339.9302 | 38.4078
2024 | 326.1391 | 41.5144 | 326.1391 | 41.5144
2025 | 311.7566 | 45.679 | 311.7566 | 45.679
2026 | 293.7294 | 52.5148 | 293.7294 | 52.5148
2027 | 271.9734 | 56.4468 | 271.9734 | 56.4468
2028 | 253.8054 | 63.1648 | 253.8054 | 63.1648
2029 | 242.1565 | 66.6053 | 242.1565 | 66.6053
2030 | 235.023 | 70.8574 | 235.023 | 70.8574
2031 | 233.1534 | 80.3567 | 233.1534 | 80.3567
2032 | 233.8166 | 87.7121 | 233.8166 | 87.7121
2033 | 240.3398 | 107.0076 | 240.3398 | 107.0076
2034 | 248.6319 | 115.1779 | 248.6319 | 115.1779
2035 | 262.9755 | 118.8283 | 262.9755 | 118.8283
2036 | 295.4026 | 118.0503 | 295.4026 | 118.0503
2037 | 315.7121 | 123.4932 | 315.7121 | 123.4932
2038 | 331.2571 | 125.966 | 331.2571 | 125.966
2039 | 355.6664 | 129.6983 | 355.6664 | 129.6983
2040 | 347.0641 | 119.1969 | 347.0641 | 119.1969
2041 | 323.834 | 111.3972 | 323.834 | 111.3972
2042 | 320.2088 | 102.8441 | 320.2088 | 102.8441
2043 | 325.2451 | 97.1451 | 325.2451 | 97.1451
2044 | 327.0676 | 92.9578 | 327.0676 | 92.9578
2045 | 331.8487 | 92.6643 | 331.8487 | 92.6643
2046 | 335.7046 | 90.4849 | 335.7046 | 90.4849
2047 | 335.9082 | 93.4116 | 335.9082 | 93.4116
2048 | 323.8967 | 98.2794 | 323.8967 | 98.2794
2049 | 312.9515 | 106.8782 | 312.9515 | 106.8782
2050 | 296.5444 | 114.1543 | 296.5444 | 114.1543
2051 | 274.7071 | 118.8516 | 274.7071 | 118.8516
2052 | 257.0396 | 130.0353 | 257.0396 | 130.0353
2053 | 244.0915 | 136.4635 | 244.0915 | 136.4635
2054 | 237.4489 | 140.8413 | 237.4489 | 140.8413
2055 | 235.115 | 148.9359 | 235.115 | 148.9359
2056 | 235.2478 | 157.4654 | 235.2478 | 157.4654
2057 | 241.0142 | 177.0649 | 241.0142 | 177.0649
2058 | 247.7786 | 184.0611 | 247.7786 | 184.0611
2059 | 260.8842 | 187.722 | 260.8842 | 187.722
2060 | 289.1484 | 189.0301 | 289.1484 | 189.0301
2061 | 308.7435 | 192.5232 | 308.7435 | 192.5232
2062 | 323.2485 | 190.2996 | 323.2485 | 190.2996
2063 | 344.5867 | 191.4112 | 344.5867 | 191.4112
2064 | 340.1008 | 187.9333 | 340.1008 | 187.9333
2065 | 323.8691 | 178.383 | 323.8691 | 178.383
2066 | 321.2712 | 170.092 | 321.2712 | 170.092
2067 | 324.7335 | 165.4832 | 324.7335 | 165.4832
2068 | 328.2344 | 160.6774 | 328.2344 | 160.6774
2069 | 333.414 | 157.7003 | 333.414 | 157.7003
2070 | 336.6165 | 148.8118 | 336.6165 | 148.8118
2071 | 334.9667 | 140.4694 | 334.9667 | 140.4694
2072 | 321.2273 | 132.1077 | 321.2273 | 132.1077
2073 | 309.4075 | 126.7433 | 309.4075 | 126.7433
2074 | 295.1173 | 127.4466 | 295.1173 | 127.4466
2075 | 273.5037 | 136.7669 | 273.5037 | 136.7669
2076 | 255.008 | 140.7593 | 255.008 | 140.7593
2077 | 243.7985 | 139.5664 | 243.7985 | 139.5664
2078 | 236.9713 | 138.7028 | 236.9713 | 138.7028
2079 | 234.0179 | 143.6525 | 234.0179 | 143.6525
2080 | 234.2443 | 149.6556 | 234.2443 | 149.6556
2081 | 239.9335 | 172.6411 | 239.9335 | 172.6411
2082 | 246.366 | 185.078 | 246.366 | 185.078
2083 | 254.5386 | 190.2903 | 254.5386 | 190.2903
2084 | 276.2625 | 194.2086 | 276.2625 | 194.2086
2085 | 297.7617 | 204.4737 | 297.7617 | 204.4737
2086 | 313.0145 | 205.5103 | 313.0145 | 205.5103
2087 | 334.3626 | 204.5463 | 334.3626 | 204.5463
2088 | 330.0701 | 204.8213 | 330.0701 | 204.8213
2089 | 317.1815 | 196.7071 | 317.1815 | 196.7071
2090 | 310.8018 | 178.3001 | 310.8018 | 178.3001
2091 | 313.3216 | 168.4394 | 313.3216 | 168.4394
2092 | 316.5281 | 167.1034 | 316.5281 | 167.1034
2093 | 323.7111 | 167.6276 | 323.7111 | 167.6276
2094 | 321.6359 | 165.6579 | 321.6359 | 165.6579
2095 | 322.9123 | 167.5258 | 322.9123 | 167.5258
2096 | 313.0677 | 166.9844 | 313.0677 | 166.9844
2097 | 302.5463 | 168.1299 | 302.5463 | 168.1299
2098 | 287.7668 | 170.9717 | 287.7668 | 170.9717
2099 | 269.9731 | 174.2643 | 269.9731 | 174.2643
2100 | 253.1915 | 183.2151 | 253.1915 | 183.2151
2101 | 243.3109 | 187.9345 | 243.3109 | 187.9345
2102 | 235.9996 | 189.4506 | 235.9996 | 189.4506
2103 | 234.1508 | 193.7713 | 234.1508 | 193.7713
2104 | 234.5089 | 200.98 | 234.5089 | 200.98
2105 | 240.4435 | 221.9841 | 240.4435 | 221.9841
2106 | 245.6478 | 229.1901 | 245.6478 | 229.1901
2107 | 254.4987 | 232.2639 | 254.4987 | 232.2639
2108 | 274.1056 | 232.4608 | 274.1056 | 232.4608
2109 | 293.4232 | 234.2032 | 293.4232 | 234.2032
2110 | 307.8861 | 231.6756 | 307.8861 | 231.6756
2111 | 333.7429 | 229.6738 | 333.7429 | 229.6738
2112 | 328.2283 | 224.6025 | 328.2283 | 224.6025
2113 | 313.5164 | 210.2615 | 313.5164 | 210.2615
2114 | 310.5248 | 192.9657 | 310.5248 | 192.9657
2115 | 312.0216 | 187.6965 | 312.0216 | 187.6965
2116 | 320.1197 | 185.1654 | 320.1197 | 185.1654
2117 | 328.0547 | 182.4714 | 328.0547 | 182.4714
2118 | 326.9911 | 179.7364 | 326.9911 | 179.7364
2119 | 328.5046 | 179.3295 | 328.5046 | 179.3295
2120 | 315.6006 | 176.6181 | 315.6006 | 176.6181
2121 | 303.954 | 173.8535 | 303.954 | 173.8535
2122 | 288.5942 | 173.4247 | 288.5942 | 173.4247
2123 | 270.931 | 176.7487 | 270.931 | 176.7487
2124 | 252.5678 | 183.0369 | 252.5678 | 183.0369
2125 | 240.9882 | 183.8986 | 240.9882 | 183.8986
2126 | 234.9447 | 182.3222 | 234.9447 | 182.3222
2127 | 232.3005 | 184.452 | 232.3005 | 184.452
2128 | 232.824 | 191.6397 | 232.824 | 191.6397
2129 | 238.6023 | 213.5559 | 238.6023 | 213.5559
2130 | 243.5394 | 222.3657 | 243.5394 | 222.3657
2131 | 258.9316 | 226.4144 | 258.9316 | 226.4144
2132 | 281.1341 | 227.4814 | 281.1341 | 227.4814
2133 | 299.8542 | 231.0898 | 299.8542 | 231.0898
2134 | 321.0108 | 231.1305 | 321.0108 | 231.1305
2135 | 341.827 | 230.5439 | 341.827 | 230.5439
2136 | 337.5155 | 226.6572 | 337.5155 | 226.6572
2137 | 318.7078 | 211.3937 | 318.7078 | 211.3937
2138 | 315.54 | 194.5382 | 315.54 | 194.5382
2139 | 319.4935 | 189.1012 | 319.4935 | 189.1012
2140 | 325.6259 | 186.7798 | 325.6259 | 186.7798
2141 | 338.9271 | 188.3419 | 338.9271 | 188.3419
2142 | 339.1209 | 182.8393 | 339.1209 | 182.8393
2143 | 333.9677 | 182.9985 | 333.9677 | 182.9985
2144 | 320.4901 | 180.1404 | 320.4901 | 180.1404
2145 | 310.2877 | 178.1305 | 310.2877 | 178.1305
2146 | 291.0704 | 179.1798 | 291.0704 | 179.1798
2147 | 271.4178 | 189.2339 | 271.4178 | 189.2339
2148 | 253.6554 | 202.6504 | 253.6554 | 202.6504
2149 | 242.0175 | 207.6634 | 242.0175 | 207.6634
2150 | 234.6271 | 208.1626 | 234.6271 | 208.1626
2151 | 234.7148 | 211.6866 | 234.7148 | 211.6866
2152 | 234.5745 | 217.543 | 234.5745 | 217.543
2153 | 239.7554 | 234.8886 | 239.7554 | 234.8886
2154 | 250.6697 | 242.2727 | 250.6697 | 242.2727
2155 | 271.0863 | 242.9669 | 271.0863 | 242.9669
2156 | 302.3623 | 244.5581 | 302.3623 | 244.5581
2157 | 321.6184 | 245.703 | 321.6184 | 245.703
2158 | 335.2491 | 240.7643 | 335.2491 | 240.7643
2159 | 362.5158 | 235.3136 | 362.5158 | 235.3136
2160 | 350.8358 | 230.0641 | 350.8358 | 230.0641
2161 | 329.5784 | 216.1843 | 329.5784 | 216.1843
2162 | 324.8117 | 192.6512 | 324.8117 | 192.6512
2163 | 327.814 | 180.0125 | 327.814 | 180.0125
2164 | 331.2295 | 176.6743 | 331.2295 | 176.6743
2165 | 339.0386 | 179.8297 | 339.0386 | 179.8297
2166 | 346.429 | 179.4219 | 346.429 | 179.4219
2167 | 340.7984 | 180.9124 | 340.7984 | 180.9124
2168 | 329.0329 | 181.0315 | 329.0329 | 181.0315
2169 | 315.1842 | 177.6274 | 315.1842 | 177.6274
2170 | 297.8232 | 180.2491 | 297.8232 | 180.2491
2171 | 273.8531 | 188.7516 | 273.8531 | 188.7516
2172 | 257.0367 | 482.5432 | 257.0367 | 482.5432
2173 | 243.9355 | 483.8909 | 243.9355 | 483.8909
2174 | 236.8264 | 483.2614 | 236.8264 | 483.2614
2175 | 235.1557 | 489.9701 | 235.1557 | 489.9701
2176 | 235.4696 | 501.4823 | 235.4696 | 501.4823
2177 | 242.2628 | 521.942 | 242.2628 | 521.942
2178 | 252.8627 | 529.1419 | 252.8627 | 529.1419
2179 | 270.3705 | 532.4178 | 270.3705 | 532.4178
2180 | 300.0832 | 526.6958 | 300.0832 | 526.6958
2181 | 321.9868 | 524.0694 | 321.9868 | 524.0694
2182 | 334.5072 | 521.2867 | 334.5072 | 521.2867
2183 | 363.1015 | 516.1875 | 363.1015 | 516.1875
2184 | 352.8979 | 507.7683 | 352.8979 | 507.7683
2185 | 325.3603 | 477.8469 | 325.3603 | 477.8469
2186 | 326.2168 | 450.8814 | 326.2168 | 450.8814
2187 | 332.8356 | 438.4008 | 332.8356 | 438.4008
2188 | 334.1452 | 429.3092 | 334.1452 | 429.3092
2189 | 344.7057 | 418.3838 | 344.7057 | 418.3838
2190 | 353.4948 | 414.1777 | 353.4948 | 414.1777
2191 | 347.8785 | 409.4801 | 347.8785 | 409.4801
2192 | 329.5825 | 413.1894 | 329.5825 | 413.1894
2193 | 319.0264 | 421.9317 | 319.0264 | 421.9317
2194 | 299.865 | 431.8306 | 299.865 | 431.8306
2195 | 280.0482 | 449.9059 | 280.0482 | 449.9059
2196 | 261.9688 | 462.4557 | 261.9688 | 462.4557
2197 | 248.6885 | 469.867 | 248.6885 | 469.867
2198 | 240.6823 | 474.9539 | 240.6823 | 474.9539
2199 | 237.752 | 490.0503 | 237.752 | 490.0503
2200 | 237.6473 | 509.7898 | 237.6473 | 509.7898
2201 | 244.1432 | 532.3864 | 244.1432 | 532.3864
2202 | 253.9719 | 528.3405 | 253.9719 | 528.3405
2203 | 271.4474 | 525.6597 | 271.4474 | 525.6597
2204 | 301.5082 | 521.1931 | 301.5082 | 521.1931
2205 | 320.7829 | 528.1029 | 320.7829 | 528.1029
2206 | 334.7413 | 534.5359 | 334.7413 | 534.5359
2207 | 362.0365 | 534.9929 | 362.0365 | 534.9929
2208 | 352.9121 | 525.9593 | 352.9121 | 525.9593
2209 | 330.5068 | 494.9961 | 330.5068 | 494.9961
2210 | 330.0355 | 459.9368 | 330.0355 | 459.9368
2211 | 334.5463 | 429.933 | 334.5463 | 429.933
2212 | 336.4049 | 409.0614 | 336.4049 | 409.0614
2213 | 351.6425 | 399.5518 | 351.6425 | 399.5518
2214 | 359.5964 | 390.4306 | 359.5964 | 390.4306
2215 | 348.1696 | 382.3941 | 348.1696 | 382.3941
2216 | 331.1156 | 383.3253 | 331.1156 | 383.3253
2217 | 312.654 | 391.1861 | 312.654 | 391.1861
2218 | 290.8019 | 408.0034 | 290.8019 | 408.0034
2219 | 269.7696 | 437.4848 | 269.7696 | 437.4848
2220 | 252.8038 | 448.699 | 252.8038 | 448.699
2221 | 241.8397 | 473.6334 | 241.8397 | 473.6334
2222 | 235.0891 | 503.242 | 235.0891 | 503.242
2223 | 233.6273 | 521.9712 | 233.6273 | 521.9712
2224 | 233.8194 | 538.4251 | 233.8194 | 538.4251
2225 | 240.0128 | 552.3136 | 240.0128 | 552.3136
2226 | 248.1652 | 551.767 | 248.1652 | 551.767
2227 | 261.7984 | 554.9361 | 261.7984 | 554.9361
2228 | 286.5251 | 558.3229 | 286.5251 | 558.3229
2229 | 305.0869 | 561.2793 | 305.0869 | 561.2793
2230 | 317.9426 | 568.5404 | 317.9426 | 568.5404
2231 | 345.8304 | 568.1693 | 345.8304 | 568.1693
2232 | 338.2723 | 564.6651 | 338.2723 | 564.6651
2233 | 317.6916 | 534.9841 | 317.6916 | 534.9841
2234 | 318.9209 | 485.1531 | 318.9209 | 485.1531
2235 | 329.045 | 432.1234 | 329.045 | 432.1234
2236 | 330.548 | 387.4513 | 330.548 | 387.4513
2237 | 343.0111 | 347.0358 | 343.0111 | 347.0358
2238 | 349.4107 | 322.4216 | 349.4107 | 322.4216
2239 | 341.2735 | 310.9392 | 341.2735 | 310.9392
2240 | 325.4441 | 312.6718 | 325.4441 | 312.6718
2241 | 311.5852 | 319.7846 | 311.5852 | 319.7846
2242 | 295.6257 | 341.7841 | 295.6257 | 341.7841
2243 | 275.5525 | 387.5332 | 275.5525 | 387.5332
2244 | 260.6233 | 412.0499 | 260.6233 | 412.0499
2245 | 247.9352 | 426.4064 | 247.9352 | 426.4064
2246 | 240.1944 | 435.3398 | 240.1944 | 435.3398
2247 | 237.4405 | 445.1205 | 237.4405 | 445.1205
2248 | 237.6321 | 440.2581 | 237.6321 | 440.2581
2249 | 243.0376 | 445.9727 | 243.0376 | 445.9727
2250 | 252.0137 | 453.3062 | 252.0137 | 453.3062
2251 | 263.6313 | 459.7074 | 263.6313 | 459.7074
2252 | 284.6091 | 460.5566 | 284.6091 | 460.5566
2253 | 302.5008 | 463.0589 | 302.5008 | 463.0589
2254 | 317.9843 | 463.3748 | 317.9843 | 463.3748
2255 | 343.0282 | 462.2291 | 343.0282 | 462.2291
2256 | 342.0487 | 461.3961 | 342.0487 | 461.3961
2257 | 323.858 | 450.3334 | 323.858 | 450.3334
2258 | 320.7667 | 437.3384 | 320.7667 | 437.3384
2259 | 319.0282 | 426.7009 | 319.0282 | 426.7009
2260 | 326.2799 | 416.9682 | 326.2799 | 416.9682
2261 | 335.7071 | 407.0846 | 335.7071 | 407.0846
2262 | 344.0296 | 389.0683 | 344.0296 | 389.0683
2263 | 336.3116 | 354.8806 | 336.3116 | 354.8806
2264 | 321.2965 | 313.58 | 321.2965 | 313.58
2265 | 305.4147 | 289.9472 | 305.4147 | 289.9472
2266 | 291.7073 | 320.2274 | 291.7073 | 320.2274
2267 | 273.495 | 381.2558 | 273.495 | 381.2558
2268 | 257.4877 | 390.6001 | 257.4877 | 390.6001
2269 | 247.6553 | 393.7642 | 247.6553 | 393.7642
2270 | 240.0326 | 402.3504 | 240.0326 | 402.3504
2271 | 237.4058 | 418.1947 | 237.4058 | 418.1947
2272 | 236.6783 | 439.4301 | 236.6783 | 439.4301
2273 | 241.5903 | 464.3239 | 241.5903 | 464.3239
2274 | 248.9693 | 470.8026 | 248.9693 | 470.8026
2275 | 261.3996 | 474.2656 | 261.3996 | 474.2656
2276 | 282.2895 | 470.3866 | 282.2895 | 470.3866
2277 | 299.1953 | 470.2712 | 299.1953 | 470.2712
2278 | 311.6445 | 469.1981 | 311.6445 | 469.1981
2279 | 336.7205 | 467.4646 | 336.7205 | 467.4646
2280 | 333.8651 | 460.6749 | 333.8651 | 460.6749
2281 | 315.57 | 430.3261 | 315.57 | 430.3261
2282 | 313.4092 | 385.9977 | 313.4092 | 385.9977
2283 | 317.224 | 335.5057 | 317.224 | 335.5057
2284 | 324.2755 | 287.3343 | 324.2755 | 287.3343
2285 | 336.2454 | 258.0577 | 336.2454 | 258.0577
2286 | 344.005 | 245.9448 | 344.005 | 245.9448
2287 | 335.4497 | 245.4678 | 335.4497 | 245.4678
2288 | 322.3188 | 262.1057 | 322.3188 | 262.1057
2289 | 307.468 | 288.5849 | 307.468 | 288.5849
2290 | 292.9862 | 308.7679 | 292.9862 | 308.7679
2291 | 274.3926 | 332.5329 | 274.3926 | 332.5329
2292 | 258.7684 | 350.5319 | 258.7684 | 350.5319
2293 | 247.0827 | 365.2891 | 247.0827 | 365.2891
2294 | 240.1733 | 374.5431 | 240.1733 | 374.5431
2295 | 237.867 | 383.2285 | 237.867 | 383.2285
2296 | 238.4489 | 396.6907 | 238.4489 | 396.6907
2297 | 241.6654 | 419.127 | 241.6654 | 419.127
2298 | 250.696 | 427.2084 | 250.696 | 427.2084
2299 | 263.756 | 429.1755 | 263.756 | 429.1755
2300 | 283.9107 | 421.1295 | 283.9107 | 421.1295
2301 | 301.4407 | 414.3093 | 301.4407 | 414.3093
2302 | 316.934 | 411.4999 | 316.934 | 411.4999
2303 | 341.3338 | 409.9 | 341.3338 | 409.9
2304 | 336.4257 | 406.3424 | 336.4257 | 406.3424
2305 | 322.7923 | 392.0209 | 322.7923 | 392.0209
2306 | 319.8819 | 371.3862 | 319.8819 | 371.3862
2307 | 321.5191 | 349.0487 | 321.5191 | 349.0487
2308 | 324.5827 | 333.199 | 324.5827 | 333.199
2309 | 337.7222 | 327.8832 | 337.7222 | 327.8832
2310 | 347.8124 | 333.7742 | 347.8124 | 333.7742
2311 | 340.4424 | 344.0889 | 340.4424 | 344.0889
2312 | 322.8379 | 358.9104 | 322.8379 | 358.9104
2313 | 310.0085 | 373.6362 | 310.0085 | 373.6362
2314 | 293.7234 | 385.5919 | 293.7234 | 385.5919
2315 | 271.9303 | 391.6201 | 271.9303 | 391.6201
2316 | 254.4568 | 399.3617 | 254.4568 | 399.3617
2317 | 243.2361 | 406.4524 | 243.2361 | 406.4524
2318 | 235.8732 | 412.3407 | 235.8732 | 412.3407
2319 | 234.011 | 421.9611 | 234.011 | 421.9611
2320 | 235.4126 | 433.2328 | 235.4126 | 433.2328
2321 | 241.5557 | 451.796 | 241.5557 | 451.796
2322 | 254.1267 | 456.6452 | 254.1267 | 456.6452
2323 | 270.9811 | 457.0629 | 270.9811 | 457.0629
2324 | 299.2857 | 449.5779 | 299.2857 | 449.5779
2325 | 320.4715 | 443.3721 | 320.4715 | 443.3721
2326 | 336.6419 | 439.4942 | 336.6419 | 439.4942
2327 | 363.3947 | 444.9196 | 363.3947 | 444.9196
2328 | 356.351 | 457.6564 | 356.351 | 457.6564
2329 | 337.0553 | 457.7861 | 337.0553 | 457.7861
2330 | 332.6647 | 445.913 | 332.6647 | 445.913
2331 | 336.7634 | 435.1152 | 336.7634 | 435.1152
2332 | 339.7886 | 427.9469 | 339.7886 | 427.9469
2333 | 352.9472 | 419.1318 | 352.9472 | 419.1318
2334 | 361.0789 | 412.4681 | 361.0789 | 412.4681
2335 | 347.7678 | 408.5719 | 347.7678 | 408.5719
2336 | 331.3502 | 409.61 | 331.3502 | 409.61
2337 | 319.9602 | 413.5976 | 319.9602 | 413.5976
2338 | 301.2805 | 421.8403 | 301.2805 | 421.8403
2339 | 279.0439 | 436.7102 | 279.0439 | 436.7102
2340 | 259.5778 | 448.2449 | 259.5778 | 448.2449
2341 | 249.4325 | 476.6786 | 249.4325 | 476.6786
2342 | 242.0911 | 507.9166 | 242.0911 | 507.9166
2343 | 239.7591 | 529.691 | 239.7591 | 529.691
2344 | 240.0737 | 547.8812 | 240.0737 | 547.8812
2345 | 246.0439 | 566.7649 | 246.0439 | 566.7649
2346 | 257.2897 | 569.958 | 257.2897 | 569.958
2347 | 275.5217 | 567.8381 | 275.5217 | 567.8381
2348 | 303.2352 | 558.6702 | 303.2352 | 558.6702
2349 | 324.6481 | 549.339 | 324.6481 | 549.339
2350 | 338.1784 | 534.2688 | 338.1784 | 534.2688
2351 | 363.1483 | 516.882 | 363.1483 | 516.882
2352 | 356.1488 | 504.456 | 356.1488 | 504.456
2353 | 338.3854 | 478.5147 | 338.3854 | 478.5147
2354 | 331.5944 | 441.9062 | 331.5944 | 441.9062
2355 | 335.8893 | 400.5497 | 335.8893 | 400.5497
2356 | 338.7336 | 362.4488 | 338.7336 | 362.4488
2357 | 352.573 | 322.888 | 352.573 | 322.888
2358 | 360.3279 | 287.2952 | 360.3279 | 287.2952
2359 | 351.0985 | 261.7622 | 351.0985 | 261.7622
2360 | 337.1981 | 240.3086 | 337.1981 | 240.3086
2361 | 323.6921 | 216.3553 | 323.6921 | 216.3553
2362 | 305.6432 | 215.6762 | 305.6432 | 215.6762
2363 | 284.6961 | 231.5344 | 284.6961 | 231.5344
2364 | 264.6004 | 237.8335 | 264.6004 | 237.8335
2365 | 254.0841 | 244.0962 | 254.0841 | 244.0962
2366 | 246.1644 | 241.2496 | 246.1644 | 241.2496
2367 | 244.2136 | 237.1132 | 244.2136 | 237.1132
2368 | 244.6404 | 245.9275 | 244.6404 | 245.9275
2369 | 249.8933 | 268.444 | 249.8933 | 268.444
2370 | 260.3413 | 278.7425 | 260.3413 | 278.7425
2371 | 277.7658 | 289.204 | 277.7658 | 289.204
2372 | 307.0084 | 290.0531 | 307.0084 | 290.0531
2373 | 324.848 | 294.6924 | 324.848 | 294.6924
2374 | 340.3673 | 303.3693 | 340.3673 | 303.3693
2375 | 361.4623 | 300.4605 | 361.4623 | 300.4605
2376 | 356.4982 | 318.0322 | 356.4982 | 318.0322
2377 | 340.0497 | 321.3139 | 340.0497 | 321.3139
2378 | 338.1396 | 317.4811 | 338.1396 | 317.4811
2379 | 339.8324 | 297.8149 | 339.8324 | 297.8149
2380 | 344.0421 | 280.7097 | 344.0421 | 280.7097
2381 | 353.6778 | 266.8727 | 353.6778 | 266.8727
2382 | 361.1789 | 256.3625 | 361.1789 | 256.3625
2383 | 349.949 | 254.6033 | 349.949 | 254.6033
2384 | 333.4174 | 265.9523 | 333.4174 | 265.9523
2385 | 319.3549 | 289.4129 | 319.3549 | 289.4129
2386 | 303.7642 | 314.5644 | 303.7642 | 314.5644
2387 | 284.3689 | 329.7548 | 284.3689 | 329.7548
2388 | 268.8193 | 342.4649 | 268.8193 | 342.4649
2389 | 257.59 | 352.7077 | 257.59 | 352.7077
2390 | 250.046 | 360.3322 | 250.046 | 360.3322
2391 | 246.7761 | 371.7156 | 246.7761 | 371.7156
2392 | 246.9449 | 387.3414 | 246.9449 | 387.3414
2393 | 253.0819 | 411.9148 | 253.0819 | 411.9148
2394 | 262.4182 | 424.831 | 262.4182 | 424.831
2395 | 271.0284 | 434.5981 | 271.0284 | 434.5981
2396 | 293.3726 | 437.6643 | 293.3726 | 437.6643
2397 | 313.2872 | 441.1817 | 313.2872 | 441.1817
2398 | 329.6008 | 441.6579 | 329.6008 | 441.6579
2399 | 351.6476 | 441.3402 | 351.6476 | 441.3402
2400 | 347.9188 | 449.1085 | 347.9188 | 449.1085
2401 | 333.0351 | 452.5773 | 333.0351 | 452.5773
2402 | 330.665 | 448.9582 | 330.665 | 448.9582
2403 | 331.5331 | 445.6932 | 331.5331 | 445.6932
2404 | 334.9888 | 442.9591 | 334.9888 | 442.9591
2405 | 342.5657 | 440.0741 | 342.5657 | 440.0741
2406 | 354.9595 | 437.7645 | 354.9595 | 437.7645
2407 | 345.7515 | 441.4278 | 345.7515 | 441.4278
2408 | 329.4532 | 452.9905 | 329.4532 | 452.9905
2409 | 316.1892 | 464.965 | 316.1892 | 464.965
2410 | 303.4023 | 466.5831 | 303.4023 | 466.5831
2411 | 285.367 | 463.3956 | 285.367 | 463.3956
2412 | 268.8317 | 465.0201 | 268.8317 | 465.0201
2413 | 255.8427 | 464.7383 | 255.8427 | 464.7383
2414 | 250.6657 | 462.88 | 250.6657 | 462.88
2415 | 247.2458 | 465.5285 | 247.2458 | 465.5285
2416 | 247.5171 | 470.6565 | 247.5171 | 470.6565
2417 | 252.0697 | 480.832 | 252.0697 | 480.832
2418 | 259.3233 | 474.5156 | 259.3233 | 474.5156
2419 | 267.9369 | 466.7594 | 267.9369 | 466.7594
2420 | 283.6696 | 455.3744 | 283.6696 | 455.3744
2421 | 302.4194 | 450.3706 | 302.4194 | 450.3706
2422 | 319.3905 | 443.2873 | 319.3905 | 443.2873
2423 | 342.2584 | 433.6204 | 342.2584 | 433.6204
2424 | 338.9353 | 427.3649 | 338.9353 | 427.3649
2425 | 325.3274 | 415.2337 | 325.3274 | 415.2337
2426 | 322.1672 | 397.2435 | 322.1672 | 397.2435
2427 | 324.1348 | 375.8944 | 324.1348 | 375.8944
2428 | 326.0399 | 354.5954 | 326.0399 | 354.5954
2429 | 336.2192 | 334.027 | 336.2192 | 334.027
2430 | 346.2862 | 319.7237 | 346.2862 | 319.7237
2431 | 340.6107 | 312.5419 | 340.6107 | 312.5419
2432 | 324.6086 | 300.5979 | 324.6086 | 300.5979
2433 | 310.8183 | 299.0827 | 310.8183 | 299.0827
2434 | 298.0122 | 313.7363 | 298.0122 | 313.7363
2435 | 281.8208 | 324.7864 | 281.8208 | 324.7864
2436 | 266.877 | 330.017 | 266.877 | 330.017
2437 | 256.5422 | 332.0592 | 256.5422 | 332.0592
2438 | 249.1611 | 331.9907 | 249.1611 | 331.9907
2439 | 246.4026 | 337.257 | 246.4026 | 337.257
2440 | 246.6949 | 349.1698 | 246.6949 | 349.1698
2441 | 250.6846 | 374.7315 | 250.6846 | 374.7315
2442 | 257.8053 | 385.3772 | 257.8053 | 385.3772
2443 | 263.7412 | 389.5614 | 263.7412 | 389.5614
2444 | 275.9548 | 383.9997 | 275.9548 | 383.9997
2445 | 292.9516 | 375.8973 | 292.9516 | 375.8973
2446 | 309.6256 | 364.8873 | 309.6256 | 364.8873
2447 | 334.1228 | 354.419 | 334.1228 | 354.419
2448 | 331.3356 | 350.247 | 331.3356 | 350.247
2449 | 321.3372 | 339.211 | 321.3372 | 339.211
2450 | 318.2098 | 325.1208 | 318.2098 | 325.1208
2451 | 318.7544 | 314.9374 | 318.7544 | 314.9374
2452 | 325.9881 | 302.6403 | 325.9881 | 302.6403
2453 | 336.1073 | 295.0273 | 336.1073 | 295.0273
2454 | 341.9531 | 290.1534 | 341.9531 | 290.1534
2455 | 333.6903 | 286.2572 | 333.6903 | 286.2572
2456 | 325.0922 | 284.7309 | 325.0922 | 284.7309
2457 | 311.2983 | 287.3294 | 311.2983 | 287.3294
2458 | 296.9414 | 292.1262 | 296.9414 | 292.1262
2459 | 279.7264 | 296.3113 | 279.7264 | 296.3113
2460 | 263.8507 | 306.8576 | 263.8507 | 306.8576
2461 | 253.5579 | 316.9401 | 253.5579 | 316.9401
2462 | 245.8868 | 323.4161 | 245.8868 | 323.4161
2463 | 242.1305 | 332.3953 | 242.1305 | 332.3953
2464 | 242.9753 | 344.2281 | 242.9753 | 344.2281
2465 | 246.9411 | 360.8679 | 246.9411 | 360.8679
2466 | 256.7928 | 368.7356 | 256.7928 | 368.7356
2467 | 267.9119 | 379.2506 | 267.9119 | 379.2506
2468 | 283.842 | 385.4421 | 283.842 | 385.4421
2469 | 300.9257 | 392.3786 | 300.9257 | 392.3786
2470 | 315.2075 | 394.5644 | 315.2075 | 394.5644
2471 | 339.8892 | 394.8077 | 339.8892 | 394.8077
2472 | 333.4373 | 403.5377 | 333.4373 | 403.5377
2473 | 322.1092 | 413.2303 | 322.1092 | 413.2303
2474 | 320.5585 | 417.3577 | 320.5585 | 417.3577
2475 | 325.6177 | 419.3283 | 325.6177 | 419.3283
2476 | 331.298 | 418.2237 | 331.298 | 418.2237
2477 | 342.359 | 410.477 | 342.359 | 410.477
2478 | 348.7282 | 386.317 | 348.7282 | 386.317
2479 | 337.5629 | 365.0579 | 337.5629 | 365.0579
2480 | 324.7042 | 355.3577 | 324.7042 | 355.3577
2481 | 313.3889 | 356.3535 | 313.3889 | 356.3535
2482 | 298.219 | 392.5638 | 298.219 | 392.5638
2483 | 278.9064 | 435.5348 | 278.9064 | 435.5348
2484 | 262.2931 | 454.2551 | 262.2931 | 454.2551
2485 | 252.8363 | 467.3026 | 252.8363 | 467.3026
2486 | 245.6281 | 475.9155 | 245.6281 | 475.9155
2487 | 241.8619 | 483.1051 | 241.8619 | 483.1051
2488 | 243.3156 | 477.388 | 243.3156 | 477.388
2489 | 248.7744 | 474.5013 | 248.7744 | 474.5013
2490 | 259.8662 | 471.3903 | 259.8662 | 471.3903
2491 | 275.3507 | 465.317 | 275.3507 | 465.317
2492 | 300.6908 | 453.8785 | 300.6908 | 453.8785
2493 | 317.1348 | 443.7995 | 317.1348 | 443.7995
2494 | 337.8606 | 432.2285 | 337.8606 | 432.2285
2495 | 364.1851 | 419.9438 | 364.1851 | 419.9438
2496 | 356.692 | 408.5595 | 356.692 | 408.5595
2497 | 342.2061 | 383.66 | 342.2061 | 383.66
2498 | 337.7071 | 352.0199 | 337.7071 | 352.0199
2499 | 342.621 | 321.7222 | 342.621 | 321.7222
2500 | 347.5959 | 298.4198 | 347.5959 | 298.4198
2501 | 359.3225 | 288.0287 | 359.3225 | 288.0287
2502 | 360.859 | 288.4171 | 360.859 | 288.4171
2503 | 349.6185 | 294.3509 | 349.6185 | 294.3509
2504 | 334.7323 | 306.528 | 334.7323 | 306.528
2505 | 322.5049 | 321.1736 | 322.5049 | 321.1736
2506 | 305.6108 | 337.8307 | 305.6108 | 337.8307
2507 | 282.863 | 348.1061 | 282.863 | 348.1061
2508 | 264.9637 | 356.836 | 264.9637 | 356.836
2509 | 251.9368 | 361.8699 | 251.9368 | 361.8699
2510 | 244.6631 | 364.526 | 244.6631 | 364.526
2511 | 242.3416 | 371.2882 | 242.3416 | 371.2882
2512 | 245.2695 | 382.0257 | 245.2695 | 382.0257
2513 | 250.1434 | 402.6457 | 250.1434 | 402.6457
2514 | 260.6405 | 411.3414 | 260.6405 | 411.3414
2515 | 282.3204 | 420.3872 | 282.3204 | 420.3872
2516 | 311.1678 | 424.8425 | 311.1678 | 424.8425
2517 | 332.2604 | 429.1612 | 332.2604 | 429.1612
2518 | 347.6931 | 427.4203 | 347.6931 | 427.4203
2519 | 375.0191 | 424.8855 | 375.0191 | 424.8855
2520 | 368.1281 | 425.8423 | 368.1281 | 425.8423
2521 | 348.3914 | 418.0919 | 348.3914 | 418.0919
2522 | 348.8345 | 407.9016 | 348.8345 | 407.9016
2523 | 349.3343 | 396.0353 | 349.3343 | 396.0353
2524 | 350.1579 | 371.5843 | 350.1579 | 371.5843
2525 | 367.784 | 359.724 | 367.784 | 359.724
2526 | 377.6455 | 357.7884 | 377.6455 | 357.7884
2527 | 365.3059 | 365.5387 | 365.3059 | 365.5387
2528 | 346.5478 | 372.5336 | 346.5478 | 372.5336
2529 | 332.0682 | 382.0773 | 332.0682 | 382.0773
2530 | 314.4033 | 406.0267 | 314.4033 | 406.0267
2531 | 293.3033 | 439.2745 | 293.3033 | 439.2745
2532 | 272.7583 | 453.0263 | 272.7583 | 453.0263
2533 | 259.7019 | 457.5794 | 259.7019 | 457.5794
2534 | 253.0528 | 446.4521 | 253.0528 | 446.4521
2535 | 249.5712 | 439.2705 | 249.5712 | 439.2705
2536 | 250.5014 | 441.7006 | 250.5014 | 441.7006
2537 | 255.6504 | 454.6007 | 255.6504 | 454.6007
2538 | 266.9698 | 457.2595 | 266.9698 | 457.2595
2539 | 287.361 | 459.6807 | 287.361 | 459.6807
2540 | 313.7515 | 456.71 | 313.7515 | 456.71
2541 | 334.3281 | 457.3425 | 334.3281 | 457.3425
2542 | 349.6325 | 456.7235 | 349.6325 | 456.7235
2543 | 379.5378 | 454.5894 | 379.5378 | 454.5894
2544 | 367.8169 | 454.7448 | 367.8169 | 454.7448
2545 | 349.7289 | 450.8944 | 349.7289 | 450.8944
2546 | 345.0696 | 445.3253 | 345.0696 | 445.3253
2547 | 346.9595 | 438.5343 | 346.9595 | 438.5343
2548 | 349.8443 | 422.3373 | 349.8443 | 422.3373
2549 | 367.3331 | 410.5572 | 367.3331 | 410.5572
2550 | 377.0771 | 403.012 | 377.0771 | 403.012
2551 | 361.2761 | 404.4316 | 361.2761 | 404.4316
2552 | 346.8549 | 411.8538 | 346.8549 | 411.8538
2553 | 331.5513 | 422.653 | 331.5513 | 422.653
2554 | 314.6285 | 441.6339 | 314.6285 | 441.6339
2555 | 292.5209 | 458.6675 | 292.5209 | 458.6675
2556 | 274.0374 | 467.6913 | 274.0374 | 467.6913
2557 | 261.4434 | 471.7636 | 261.4434 | 471.7636
2558 | 254.3283 | 471.6683 | 254.3283 | 471.6683
2559 | 250.2604 | 475.9463 | 250.2604 | 475.9463
2560 | 251.6664 | 484.0126 | 251.6664 | 484.0126
2561 | 254.6406 | 498.9963 | 254.6406 | 498.9963
2562 | 267.4717 | 502.4832 | 267.4717 | 502.4832
2563 | 284.6272 | 505.4653 | 284.6272 | 505.4653
2564 | 305.1566 | 502.1206 | 305.1566 | 502.1206
2565 | 327.2541 | 501.4976 | 327.2541 | 501.4976
2566 | 342.375 | 499.4095 | 342.375 | 499.4095
2567 | 367.3798 | 497.7829 | 367.3798 | 497.7829
2568 | 360.2737 | 501.4108 | 360.2737 | 501.4108
2569 | 339.8506 | 490.4283 | 339.8506 | 490.4283
2570 | 337.3105 | 465.9471 | 337.3105 | 465.9471
2571 | 336.0667 | 447.376 | 336.0667 | 447.376
2572 | 345.6121 | 436.0139 | 345.6121 | 436.0139
2573 | 363.7919 | 427.7331 | 363.7919 | 427.7331
2574 | 373.378 | 421.5503 | 373.378 | 421.5503
2575 | 357.8605 | 419.9513 | 357.8605 | 419.9513
2576 | 339.6653 | 423.2332 | 339.6653 | 423.2332
2577 | 326.9639 | 432.4296 | 326.9639 | 432.4296
2578 | 310.9723 | 472.1125 | 310.9723 | 472.1125
2579 | 293.2516 | 504.7192 | 293.2516 | 504.7192
2580 | 274.0577 | 518.8717 | 274.0577 | 518.8717
2581 | 263.102 | 527.9124 | 263.102 | 527.9124
2582 | 254.0145 | 529.9274 | 254.0145 | 529.9274
2583 | 250.5449 | 529.3972 | 250.5449 | 529.3972
2584 | 250.3163 | 522.2643 | 250.3163 | 522.2643
2585 | 255.6386 | 528.1926 | 255.6386 | 528.1926
2586 | 263.9215 | 532.4274 | 263.9215 | 532.4274
2587 | 277.4118 | 537.1192 | 277.4118 | 537.1192
2588 | 294.5798 | 536.1519 | 294.5798 | 536.1519
2589 | 311.9333 | 540.4973 | 311.9333 | 540.4973
2590 | 326.3912 | 546.9036 | 326.3912 | 546.9036
2591 | 349.014 | 549.8715 | 349.014 | 549.8715
2592 | 343.87 | 549.4125 | 343.87 | 549.4125
2593 | 330.5973 | 522.5363 | 330.5973 | 522.5363
2594 | 328.1779 | 489.5339 | 328.1779 | 489.5339
2595 | 328.4552 | 461.6136 | 328.4552 | 461.6136
2596 | 334.4096 | 439.6735 | 334.4096 | 439.6735
2597 | 348.8411 | 420.5742 | 348.8411 | 420.5742
2598 | 357.986 | 404.9887 | 357.986 | 404.9887
2599 | 347.5524 | 395.483 | 347.5524 | 395.483
2600 | 334.2944 | 394.7581 | 334.2944 | 394.7581
2601 | 321.7074 | 412.6893 | 321.7074 | 412.6893
2602 | 307.4916 | 456.2989 | 307.4916 | 456.2989
2603 | 287.7039 | 473.7331 | 287.7039 | 473.7331
2604 | 273.1567 | 487.111 | 273.1567 | 487.111
2605 | 260.3573 | 496.6058 | 260.3573 | 496.6058
2606 | 253.4736 | 499.903 | 253.4736 | 499.903
2607 | 250.929 | 503.4864 | 250.929 | 503.4864
2608 | 252.4301 | 510.3507 | 252.4301 | 510.3507
2609 | 255.407 | 525.5748 | 255.407 | 525.5748
2610 | 262.9779 | 528.0734 | 262.9779 | 528.0734
2611 | 278.0949 | 528.0103 | 278.0949 | 528.0103
2612 | 294.1964 | 522.2616 | 294.1964 | 522.2616
2613 | 309.7309 | 518.4865 | 309.7309 | 518.4865
2614 | 325.6539 | 512.6854 | 325.6539 | 512.6854
2615 | 349.919 | 511.78 | 349.919 | 511.78
2616 | 344.9127 | 511.8286 | 344.9127 | 511.8286
2617 | 333.5997 | 496.4385 | 333.5997 | 496.4385
2618 | 329.5212 | 468.4046 | 329.5212 | 468.4046
2619 | 330.0548 | 435.3289 | 330.0548 | 435.3289
2620 | 340.7333 | 402.4101 | 340.7333 | 402.4101
2621 | 361.2498 | 380.6663 | 361.2498 | 380.6663
2622 | 365.5904 | 357.9754 | 365.5904 | 357.9754
2623 | 349.6608 | 361.0244 | 349.6608 | 361.0244
2624 | 336.2809 | 370.9576 | 336.2809 | 370.9576
2625 | 323.2071 | 373.8499 | 323.2071 | 373.8499
2626 | 308.0577 | 371.3277 | 308.0577 | 371.3277
2627 | 287.2443 | 360.821 | 287.2443 | 360.821
2628 | 271.2938 | 353.6038 | 271.2938 | 353.6038
2629 | 258.3711 | 348.4337 | 258.3711 | 348.4337
2630 | 251.1614 | 345.4803 | 251.1614 | 345.4803
2631 | 247.8808 | 344.4692 | 247.8808 | 344.4692
2632 | 248.5555 | 343.7205 | 248.5555 | 343.7205
2633 | 251.3828 | 356.7008 | 251.3828 | 356.7008
2634 | 261.5521 | 366.7856 | 261.5521 | 366.7856
2635 | 281.5788 | 376.8732 | 281.5788 | 376.8732
2636 | 300.2645 | 380.9812 | 300.2645 | 380.9812
2637 | 313.6867 | 386.8492 | 313.6867 | 386.8492
2638 | 328.7828 | 390.9049 | 328.7828 | 390.9049
2639 | 357.5225 | 394.594 | 357.5225 | 394.594
2640 | 349.2946 | 398.3021 | 349.2946 | 398.3021
2641 | 335.1966 | 391.6469 | 335.1966 | 391.6469
2642 | 331.3966 | 379.3731 | 331.3966 | 379.3731
2643 | 333.515 | 377.978 | 333.515 | 377.978
2644 | 342.9638 | 378.2891 | 342.9638 | 378.2891
2645 | 360.4723 | 374.6294 | 360.4723 | 374.6294
2646 | 370.6931 | 370.9041 | 370.6931 | 370.9041
2647 | 353.211 | 367.9962 | 353.211 | 367.9962
2648 | 338.3606 | 366.2295 | 338.3606 | 366.2295
2649 | 327.4125 | 368.2137 | 327.4125 | 368.2137
2650 | 311.1723 | 392.5905 | 311.1723 | 392.5905
2651 | 290.8115 | 418.1185 | 290.8115 | 418.1185
2652 | 269.3331 | 441.7805 | 269.3331 | 441.7805
2653 | 257.9608 | 456.7513 | 257.9608 | 456.7513
2654 | 251.2341 | 469.932 | 251.2341 | 469.932
2655 | 247.996 | 483.4524 | 247.996 | 483.4524
2656 | 249.0752 | 502.4172 | 249.0752 | 502.4172
2657 | 254.1285 | 519.8584 | 254.1285 | 519.8584
2658 | 267.0096 | 511.1112 | 267.0096 | 511.1112
2659 | 290.6573 | 507.8427 | 290.6573 | 507.8427
2660 | 315.1953 | 495.683 | 315.1953 | 495.683
2661 | 331.9217 | 497.0901 | 331.9217 | 497.0901
2662 | 345.6097 | 493.2924 | 345.6097 | 493.2924
2663 | 371.221 | 489.3686 | 371.221 | 489.3686
2664 | 364.5486 | 483.487 | 364.5486 | 483.487
2665 | 346.134 | 469.2723 | 346.134 | 469.2723
2666 | 338.5287 | 446.1 | 338.5287 | 446.1
2667 | 347.3053 | 417.1913 | 347.3053 | 417.1913
2668 | 353.7172 | 388.5198 | 353.7172 | 388.5198
2669 | 373.2343 | 364.0514 | 373.2343 | 364.0514
2670 | 376.9303 | 335.1633 | 376.9303 | 335.1633
2671 | 357.7576 | 316.6823 | 357.7576 | 316.6823
2672 | 341.4111 | 312.7786 | 341.4111 | 312.7786
2673 | 327.018 | 326.89 | 327.018 | 326.89
2674 | 309.7246 | 334.8923 | 309.7246 | 334.8923
2675 | 288.3601 | 340.3061 | 288.3601 | 340.3061
2676 | 269.7578 | 360.9497 | 269.7578 | 360.9497
2677 | 257.5711 | 366.7849 | 257.5711 | 366.7849
2678 | 251.979 | 367.4911 | 251.979 | 367.4911
2679 | 248.4373 | 374.6539 | 248.4373 | 374.6539
2680 | 248.5634 | 387.7154 | 248.5634 | 387.7154
2681 | 255.034 | 414.6127 | 255.034 | 414.6127
2682 | 265.0793 | 433.6995 | 265.0793 | 433.6995
2683 | 288.7756 | 446.6185 | 288.7756 | 446.6185
2684 | 316.1383 | 450.032 | 316.1383 | 450.032
2685 | 333.4725 | 448.6611 | 333.4725 | 448.6611
2686 | 350.6363 | 439.6812 | 350.6363 | 439.6812
2687 | 372.9016 | 429.9875 | 372.9016 | 429.9875
2688 | 363.3755 | 424.2395 | 363.3755 | 424.2395
2689 | 347.0292 | 416.8364 | 347.0292 | 416.8364
2690 | 344.4285 | 405.6578 | 344.4285 | 405.6578
2691 | 346.1214 | 400.6832 | 346.1214 | 400.6832
2692 | 350.3016 | 400.8341 | 350.3016 | 400.8341
2693 | 368.0218 | 408.5271 | 368.0218 | 408.5271
2694 | 377.3876 | 416.3147 | 377.3876 | 416.3147
2695 | 357.8406 | 419.6308 | 357.8406 | 419.6308
2696 | 341.2814 | 414.7387 | 341.2814 | 414.7387
2697 | 325.3122 | 405.2901 | 325.3122 | 405.2901
2698 | 307.1137 | 401.2719 | 307.1137 | 401.2719
2699 | 286.968 | 405.1899 | 286.968 | 405.1899
2700 | 267.5729 | 414.9616 | 267.5729 | 414.9616
2701 | 256.9785 | 417.9386 | 256.9785 | 417.9386
2702 | 248.76 | 415.0653 | 248.76 | 415.0653
2703 | 246.6113 | 416.3782 | 246.6113 | 416.3782
2704 | 249.4225 | 420.0905 | 249.4225 | 420.0905
2705 | 252.8614 | 432.2427 | 252.8614 | 432.2427
2706 | 264.7883 | 433.3255 | 264.7883 | 433.3255
2707 | 289.3052 | 432.9953 | 289.3052 | 432.9953
2708 | 315.4732 | 427.0863 | 315.4732 | 427.0863
2709 | 336.7947 | 426.1428 | 336.7947 | 426.1428
2710 | 352.889 | 421.33 | 352.889 | 421.33
2711 | 375.585 | 416.4178 | 375.585 | 416.4178
2712 | 367.7407 | 412.967 | 367.7407 | 412.967
2713 | 347.2827 | 406.579 | 347.2827 | 406.579
2714 | 343.1293 | 393.8511 | 343.1293 | 393.8511
2715 | 349.4183 | 390.7731 | 349.4183 | 390.7731
2716 | 354.6596 | 396.5334 | 354.6596 | 396.5334
2717 | 371.011 | 406.6572 | 371.011 | 406.6572
2718 | 378.8911 | 418.7455 | 378.8911 | 418.7455
2719 | 363.8174 | 435.2573 | 363.8174 | 435.2573
2720 | 346.6228 | 450.346 | 346.6228 | 450.346
2721 | 331.3275 | 455.776 | 331.3275 | 455.776
2722 | 314.8497 | 457.3139 | 314.8497 | 457.3139
2723 | 295.9834 | 453.6456 | 295.9834 | 453.6456
2724 | 277.7773 | 456.2585 | 277.7773 | 456.2585
2725 | 266.3594 | 457.6061 | 266.3594 | 457.6061
2726 | 261.3093 | 457.4308 | 261.3093 | 457.4308
2727 | 255.9283 | 458.4231 | 255.9283 | 458.4231
2728 | 258.4393 | 457.8881 | 258.4393 | 457.8881
2729 | 262.0923 | 466.8349 | 262.0923 | 466.8349
2730 | 274.4037 | 460.7321 | 274.4037 | 460.7321
2731 | 291.8813 | 463.1533 | 291.8813 | 463.1533
2732 | 310.7177 | 467.9291 | 310.7177 | 467.9291
2733 | 331.429 | 480.1814 | 331.429 | 480.1814
2734 | 345.1546 | 490.2739 | 345.1546 | 490.2739
2735 | 364.6994 | 498.2103 | 364.6994 | 498.2103
2736 | 362.8579 | 512.1491 | 362.8579 | 512.1491
2737 | 343.0433 | 521.9486 | 343.0433 | 521.9486
2738 | 339.8217 | 518.9706 | 339.8217 | 518.9706
2739 | 346.2037 | 510.2831 | 346.2037 | 510.2831
2740 | 350.8986 | 502.2333 | 350.8986 | 502.2333
2741 | 366.6267 | 494.914 | 366.6267 | 494.914
2742 | 369.4111 | 496.9318 | 369.4111 | 496.9318
2743 | 352.8888 | 497.8972 | 352.8888 | 497.8972
2744 | 340.9792 | 502.8887 | 340.9792 | 502.8887
2745 | 327.2158 | 511.2036 | 327.2158 | 511.2036
2746 | 313.3468 | 526.0976 | 313.3468 | 526.0976
2747 | 295.975 | 537.6552 | 295.975 | 537.6552
2748 | 278.1834 | 549.5105 | 278.1834 | 549.5105
2749 | 266.1472 | 554.9718 | 266.1472 | 554.9718
2750 | 259.7006 | 556.1854 | 259.7006 | 556.1854
2751 | 256.4136 | 557.5785 | 256.4136 | 557.5785
2752 | 256.6091 | 566.8468 | 256.6091 | 566.8468
2753 | 261.6213 | 580.7086 | 261.6213 | 580.7086
2754 | 272.2824 | 580.349 | 272.2824 | 580.349
2755 | 285.886 | 580.1524 | 285.886 | 580.1524
2756 | 300.0206 | 577.1282 | 300.0206 | 577.1282
2757 | 316.9458 | 578.3751 | 316.9458 | 578.3751
2758 | 333.3548 | 578.2369 | 333.3548 | 578.2369
2759 | 351.1947 | 573.1378 | 351.1947 | 573.1378
2760 | 348.2266 | 569.313 | 348.2266 | 569.313
2761 | 333.8243 | 560.6812 | 333.8243 | 560.6812
2762 | 335.3464 | 542.7444 | 335.3464 | 542.7444
2763 | 336.0243 | 513.4885 | 336.0243 | 513.4885
2764 | 346.2394 | 478.9136 | 346.2394 | 478.9136
2765 | 365.8857 | 455.3 | 365.8857 | 455.3
2766 | 364.5062 | 440.3022 | 364.5062 | 440.3022
2767 | 348.1596 | 432.7998 | 348.1596 | 432.7998
2768 | 335.8868 | 436.242 | 335.8868 | 436.242
2769 | 323.791 | 458.2335 | 323.791 | 458.2335
2770 | 311.4437 | 493.6958 | 311.4437 | 493.6958
2771 | 295.8258 | 498.2282 | 295.8258 | 498.2282
2772 | 279.086 | 508.8546 | 279.086 | 508.8546
2773 | 266.0622 | 522.4899 | 266.0622 | 522.4899
2774 | 259.605 | 541.841 | 259.605 | 541.841
2775 | 256.0159 | 560.1161 | 256.0159 | 560.1161
2776 | 257.1005 | 572.3228 | 257.1005 | 572.3228
2777 | 260.9315 | 590.7791 | 260.9315 | 590.7791
2778 | 271.3817 | 590.6064 | 271.3817 | 590.6064
2779 | 286.0236 | 587.1509 | 286.0236 | 587.1509
2780 | 300.8085 | 580.6542 | 300.8085 | 580.6542
2781 | 313.3314 | 575.1429 | 313.3314 | 575.1429
2782 | 326.0494 | 569.2616 | 326.0494 | 569.2616
2783 | 346.4976 | 566.2727 | 346.4976 | 566.2727
2784 | 343.8935 | 564.7186 | 343.8935 | 564.7186
2785 | 332.1544 | 551.1717 | 332.1544 | 551.1717
2786 | 331.13 | 529.1746 | 331.13 | 529.1746
2787 | 335.6241 | 500.9872 | 335.6241 | 500.9872
2788 | 343.4386 | 475.7883 | 343.4386 | 475.7883
2789 | 362.8685 | 456.7157 | 362.8685 | 456.7157
2790 | 368.5331 | 442.4391 | 368.5331 | 442.4391
2791 | 349.9147 | 437.0738 | 349.9147 | 437.0738
2792 | 339.1137 | 439.2872 | 339.1137 | 439.2872
2793 | 327.1296 | 446.6404 | 327.1296 | 446.6404
2794 | 312.7674 | 450.5024 | 312.7674 | 450.5024
2795 | 293.9474 | 449.6655 | 293.9474 | 449.6655
2796 | 276.3709 | 454.3619 | 276.3709 | 454.3619
2797 | 265.9715 | 456.965 | 265.9715 | 456.965
2798 | 260.6962 | 453.3972 | 260.6962 | 453.3972
2799 | 257.6243 | 451.1841 | 257.6243 | 451.1841
2800 | 258.4619 | 451.4772 | 258.4619 | 451.4772
2801 | 263.644 | 461.9733 | 263.644 | 461.9733
2802 | 272.8081 | 451.1158 | 272.8081 | 451.1158
2803 | 289.1921 | 443.7069 | 289.1921 | 443.7069
2804 | 310.2985 | 446.3992 | 310.2985 | 446.3992
2805 | 324.9561 | 449.5426 | 324.9561 | 449.5426
2806 | 335.3827 | 445.6914 | 335.3827 | 445.6914
2807 | 354.58 | 442.0614 | 354.58 | 442.0614
2808 | 348.6321 | 449.1085 | 348.6321 | 449.1085
2809 | 332.2567 | 441.9993 | 332.2567 | 441.9993
2810 | 330.915 | 425.1577 | 330.915 | 425.1577
2811 | 336.1133 | 419.1146 | 336.1133 | 419.1146
2812 | 347.5814 | 418.0634 | 347.5814 | 418.0634
2813 | 366.8525 | 415.3921 | 366.8525 | 415.3921
2814 | 370.6107 | 410.5181 | 370.6107 | 410.5181
2815 | 352.4584 | 411.6973 | 352.4584 | 411.6973
2816 | 341.5028 | 416.662 | 341.5028 | 416.662
2817 | 327.8609 | 423.855 | 327.8609 | 423.855
2818 | 310.8394 | 432.7922 | 310.8394 | 432.7922
2819 | 289.0466 | 435.2143 | 289.0466 | 435.2143
2820 | 271.6263 | 444.9593 | 271.6263 | 444.9593
2821 | 262.3243 | 452.6911 | 262.3243 | 452.6911
2822 | 257.2507 | 461.6513 | 257.2507 | 461.6513
2823 | 254.3583 | 475.8127 | 254.3583 | 475.8127
2824 | 258.2603 | 491.6522 | 258.2603 | 491.6522
2825 | 263.293 | 513.5009 | 263.293 | 513.5009
2826 | 278.1041 | 523.7727 | 278.1041 | 523.7727
2827 | 302.622 | 533.7534 | 302.622 | 533.7534
2828 | 329.0462 | 536.5525 | 329.0462 | 536.5525
2829 | 348.0971 | 540.5507 | 348.0971 | 540.5507
2830 | 359.4708 | 542.3625 | 359.4708 | 542.3625
2831 | 379.6543 | 543.2469 | 379.6543 | 543.2469
2832 | 368.5712 | 547.142 | 368.5712 | 547.142
2833 | 347.1209 | 542.4368 | 347.1209 | 542.4368
2834 | 347.0345 | 527.5452 | 347.0345 | 527.5452
2835 | 353.7086 | 517.3618 | 353.7086 | 517.3618
2836 | 361.8997 | 508.5106 | 361.8997 | 508.5106
2837 | 380.8128 | 503.5955 | 380.8128 | 503.5955
2838 | 384.2639 | 503.4763 | 384.2639 | 503.4763
2839 | 368.4958 | 503.026 | 368.4958 | 503.026
2840 | 351.68 | 503.2894 | 351.68 | 503.2894
2841 | 336.0423 | 505.8345 | 336.0423 | 505.8345
2842 | 319.5343 | 528.1278 | 319.5343 | 528.1278
2843 | 297.451 | 544.1463 | 297.451 | 544.1463
2844 | 275.814 | 557.257 | 275.814 | 557.257
2845 | 265.5642 | 564.1608 | 265.5642 | 564.1608
2846 | 259.4001 | 567.6182 | 259.4001 | 567.6182
2847 | 257.8378 | 577.479 | 257.8378 | 577.479
2848 | 260.5762 | 589.846 | 260.5762 | 589.846
2849 | 266.6059 | 608.4892 | 266.6059 | 608.4892
2850 | 279.6743 | 614.5138 | 279.6743 | 614.5138
2851 | 305.7841 | 616.0535 | 305.7841 | 616.0535
2852 | 331.416 | 609.7972 | 331.416 | 609.7972
2853 | 347.282 | 605.3543 | 347.282 | 605.3543
2854 | 361.6329 | 598.9655 | 361.6329 | 598.9655
2855 | 382.0333 | 594.641 | 382.0333 | 594.641
2856 | 370.5992 | 595.6779 | 370.5992 | 595.6779
2857 | 354.7073 | 588.4885 | 354.7073 | 588.4885
2858 | 354.1415 | 560.8018 | 354.1415 | 560.8018
2859 | 359.0023 | 529.4356 | 359.0023 | 529.4356
2860 | 367.6496 | 508.6442 | 367.6496 | 508.6442
2861 | 385.8664 | 502.3934 | 385.8664 | 502.3934
2862 | 392.7419 | 497.3592 | 392.7419 | 497.3592
2863 | 375.0413 | 495.787 | 375.0413 | 495.787
2864 | 357.3088 | 503.6634 | 357.3088 | 503.6634
2865 | 341.5633 | 517.1871 | 341.5633 | 517.1871
2866 | 326.6475 | 531.8675 | 326.6475 | 531.8675
2867 | 303.3242 | 531.1909 | 303.3242 | 531.1909
2868 | 283.3326 | 537.8106 | 283.3326 | 537.8106
2869 | 273.7018 | 542.9246 | 273.7018 | 542.9246
2870 | 265.6841 | 541.2534 | 265.6841 | 541.2534
2871 | 263.7406 | 544.2491 | 263.7406 | 544.2491
2872 | 267.3606 | 553.838 | 267.3606 | 553.838
2873 | 269.9883 | 571.7066 | 269.9883 | 571.7066
2874 | 286.4192 | 573.6977 | 286.4192 | 573.6977
2875 | 311.2388 | 574.8634 | 311.2388 | 574.8634
2876 | 341.4531 | 573.2283 | 341.4531 | 573.2283
2877 | 351.5034 | 576.2114 | 351.5034 | 576.2114
2878 | 365.9621 | 577.115 | 365.9621 | 577.115
2879 | 384.945 | 572.1761 | 384.945 | 572.1761
2880 | 374.2979 | 571.0226 | 374.2979 | 571.0226
2881 | 356.079 | 567.2257 | 356.079 | 567.2257
2882 | 355.1686 | 555.4059 | 355.1686 | 555.4059
2883 | 359.0901 | 550.0574 | 359.0901 | 550.0574
2884 | 368.9615 | 547.6439 | 368.9615 | 547.6439
2885 | 389.7881 | 548.4985 | 389.7881 | 548.4985
2886 | 394.8241 | 547.578 | 394.8241 | 547.578
2887 | 375.9132 | 547.5818 | 375.9132 | 547.5818
2888 | 362.486 | 550.7568 | 362.486 | 550.7568
2889 | 349.9335 | 555.0916 | 349.9335 | 555.0916
2890 | 330.4911 | 558.4994 | 330.4911 | 558.4994
2891 | 309.2294 | 556.4606 | 309.2294 | 556.4606
2892 | 286.229 | 559.7145 | 286.229 | 559.7145
2893 | 273.1153 | 564.4012 | 273.1153 | 564.4012
2894 | 265.9258 | 572.4798 | 265.9258 | 572.4798
2895 | 263.9515 | 591.022 | 263.9515 | 591.022
2896 | 265.0943 | 612.4444 | 265.0943 | 612.4444
2897 | 270.659 | 645.8595 | 270.659 | 645.8595
2898 | 282.3434 | 666.7092 | 282.3434 | 666.7092
2899 | 301.7664 | 685.2645 | 301.7664 | 685.2645
2900 | 323.1124 | 693.5396 | 323.1124 | 693.5396
2901 | 340.0985 | 697.1639 | 340.0985 | 697.1639
2902 | 351.7944 | 696.2243 | 351.7944 | 696.2243
2903 | 372.7453 | 696.7347 | 372.7453 | 696.7347
2904 | 362.4123 | 701.6983 | 362.4123 | 701.6983
2905 | 342.9046 | 699.7979 | 342.9046 | 699.7979
2906 | 339.2664 | 680.1782 | 339.2664 | 680.1782
2907 | 342.8586 | 659.4168 | 342.8586 | 659.4168
2908 | 346.9897 | 638.7322 | 346.9897 | 638.7322
2909 | 359.3486 | 623.3192 | 359.3486 | 623.3192
2910 | 354.4126 | 609.7905 | 354.4126 | 609.7905
2911 | 345.6372 | 596.9992 | 345.6372 | 596.9992
2912 | 332.1345 | 588.3942 | 332.1345 | 588.3942
2913 | 324.3426 | 591.8742 | 324.3426 | 591.8742
2914 | 313.3448 | 609.1456 | 313.3448 | 609.1456
2915 | 299.4965 | 611.2738 | 299.4965 | 611.2738
2916 | 290.0239 | 725.4748 | 290.0239 | 725.4748
2917 | 278.54 | 727.4727 | 278.54 | 727.4727
2918 | 269.5374 | 727.5722 | 269.5374 | 727.5722
2919 | 271.2261 | 727.2722 | 271.2261 | 727.2722
2920 | 270.5027 | 729.8216 | 270.5027 | 729.8216
2921 | 273.6625 | 746.2324 | 273.6625 | 746.2324
2922 | 283.903 | 772.7413 | 283.903 | 772.7413
2923 | 298.9751 | 781.4154 | 298.9751 | 781.4154
2924 | 320.5951 | 786.1795 | 320.5951 | 786.1795
2925 | 331.4431 | 786.4351 | 331.4431 | 786.4351
2926 | 346.1027 | 792.7631 | 346.1027 | 792.7631
2927 | 366.418 | 799.9765 | 366.418 | 799.9765
2928 | 364.6118 | 806.4749 | 364.6118 | 806.4749
2929 | 352.4108 | 796.3949 | 352.4108 | 796.3949
2930 | 350.8903 | 756.5345 | 350.8903 | 756.5345
2931 | 354.4976 | 722.0544 | 354.4976 | 722.0544
2932 | 371.5388 | 673.8318 | 371.5388 | 673.8318
2933 | 387.4222 | 649.2296 | 387.4222 | 649.2296
2934 | 376.5168 | 644.6699 | 376.5168 | 644.6699
2935 | 367.0509 | 645.148 | 367.0509 | 645.148
2936 | 353.8168 | 647.9911 | 353.8168 | 647.9911
2937 | 337.6894 | 655.9185 | 337.6894 | 655.9185
2938 | 322.9529 | 672.0409 | 322.9529 | 672.0409
2939 | 305.2023 | 673.5505 | 305.2023 | 673.5505
2940 | 288.7961 | 673.5802 | 288.7961 | 673.5802
2941 | 276.7317 | 678.3671 | 276.7317 | 678.3671
2942 | 270.0769 | 685.2042 | 270.0769 | 685.2042
2943 | 268.0997 | 688.4453 | 268.0997 | 688.4453
2944 | 269.4767 | 692.3108 | 269.4767 | 692.3108
2945 | 277.0901 | 704.3972 | 277.0901 | 704.3972
2946 | 287.4177 | 721.2854 | 287.4177 | 721.2854
2947 | 298.876 | 725.3843 | 298.876 | 725.3843
2948 | 314.4347 | 731.8406 | 314.4347 | 731.8406
2949 | 328.4775 | 733.6317 | 328.4775 | 733.6317
2950 | 348.3063 | 734.5698 | 348.3063 | 734.5698
2951 | 362.1655 | 732.6327 | 362.1655 | 732.6327
2952 | 355.9443 | 732.1428 | 355.9443 | 732.1428
2953 | 346.193 | 728.3616 | 346.193 | 728.3616
2954 | 344.2564 | 712.9756 | 344.2564 | 712.9756
2955 | 354.7541 | 690.6544 | 354.7541 | 690.6544
2956 | 371.2129 | 678.7204 | 371.2129 | 678.7204
2957 | 392.7552 | 678.2479 | 392.7552 | 678.2479
2958 | 379.4644 | 678.3575 | 379.4644 | 678.3575
2959 | 362.1097 | 678.0835 | 362.1097 | 678.0835
2960 | 348.5388 | 679.5477 | 348.5388 | 679.5477
2961 | 339.5843 | 681.333 | 339.5843 | 681.333
2962 | 322.3104 | 693.1935 | 322.3104 | 693.1935
2963 | 302.8555 | 698.4323 | 302.8555 | 698.4323
2964 | 285.457 | 702.1911 | 285.457 | 702.1911
2965 | 272.8428 | 708.7643 | 272.8428 | 708.7643
2966 | 268.5202 | 716.6355 | 268.5202 | 716.6355
2967 | 266.6834 | 721.9762 | 266.6834 | 721.9762
2968 | 266.8592 | 728.286 | 266.8592 | 728.286
2969 | 274.9194 | 743.1614 | 274.9194 | 743.1614
2970 | 283.5902 | 760.3004 | 283.5902 | 760.3004
2971 | 300.2648 | 760.6387 | 300.2648 | 760.6387
2972 | 321.567 | 760.7649 | 321.567 | 760.7649
2973 | 334.564 | 757.2287 | 334.564 | 757.2287
2974 | 346.0079 | 759.671 | 346.0079 | 759.671
2975 | 356.6059 | 762.6852 | 356.6059 | 762.6852
2976 | 359.491 | 766.8646 | 359.491 | 766.8646
2977 | 343.9114 | 761.2658 | 343.9114 | 761.2658
2978 | 344.7089 | 730.7752 | 344.7089 | 730.7752
2979 | 352.0377 | 699.4289 | 352.0377 | 699.4289
2980 | 377.9265 | 682.7316 | 377.9265 | 682.7316
2981 | 392.8256 | 679.1567 | 392.8256 | 679.1567
2982 | 380.0671 | 674.6284 | 380.0671 | 674.6284
2983 | 365.148 | 671.7847 | 365.148 | 671.7847
2984 | 350.809 | 675.1605 | 350.809 | 675.1605
2985 | 336.969 | 688.6346 | 336.969 | 688.6346
2986 | 325.9812 | 711.5259 | 325.9812 | 711.5259
2987 | 305.4824 | 713.6623 | 305.4824 | 713.6623
2988 | 285.2065 | 713.5979 | 285.2065 | 713.5979
2989 | 274.0844 | 716.9747 | 274.0844 | 716.9747
2990 | 268.9323 | 722.8716 | 268.9323 | 722.8716
2991 | 267.1879 | 727.8362 | 267.1879 | 727.8362
2992 | 270.0653 | 735.0862 | 270.0653 | 735.0862
2993 | 278.8048 | 752.5939 | 278.8048 | 752.5939
2994 | 291.3706 | 772.898 | 291.3706 | 772.898
2995 | 306.666 | 779.6605 | 306.666 | 779.6605
2996 | 333.0516 | 789.6892 | 333.0516 | 789.6892
2997 | 350.972 | 793.4859 | 350.972 | 793.4859
2998 | 362.1878 | 795.3641 | 362.1878 | 795.3641
2999 | 385.9794 | 793.0823 | 385.9794 | 793.0823
3000 | 380.8495 | 792.3104 | 380.8495 | 792.3104
3001 | 358.9727 | 788.8739 | 358.9727 | 788.8739
3002 | 358.7265 | 755.2496 | 358.7265 | 755.2496
3003 | 371.0748 | 708.9867 | 371.0748 | 708.9867
3004 | 390.1087 | 668.9745 | 390.1087 | 668.9745
3005 | 406.2644 | 650.295 | 406.2644 | 650.295
3006 | 399.0249 | 642.1629 | 399.0249 | 642.1629
3007 | 378.3202 | 638.0344 | 378.3202 | 638.0344
3008 | 363.882 | 636.5843 | 363.882 | 636.5843
3009 | 351.1872 | 640.0305 | 351.1872 | 640.0305
3010 | 333.7477 | 654.962 | 333.7477 | 654.962
3011 | 310.8159 | 660.6082 | 310.8159 | 660.6082
3012 | 293.966 | 666.2473 | 293.966 | 666.2473
3013 | 278.6073 | 670.6895 | 278.6073 | 670.6895
3014 | 273.9623 | 671.4785 | 273.9623 | 671.4785
3015 | 272.146 | 675.0016 | 272.146 | 675.0016
3016 | 272.6979 | 679.7759 | 272.6979 | 679.7759
3017 | 280.5937 | 694.1499 | 280.5937 | 694.1499
3018 | 292.4452 | 715.3313 | 292.4452 | 715.3313
3019 | 309.9909 | 729.4895 | 309.9909 | 729.4895
3020 | 335.006 | 755.1242 | 335.006 | 755.1242
3021 | 349.4392 | 762.18 | 349.4392 | 762.18
3022 | 363.0031 | 760.0783 | 363.0031 | 760.0783
3023 | 385.2535 | 755.3209 | 385.2535 | 755.3209
3024 | 382.3522 | 752.5748 | 382.3522 | 752.5748
3025 | 364.9058 | 742.7141 | 364.9058 | 742.7141
3026 | 363.2832 | 727.4221 | 363.2832 | 727.4221
3027 | 372.6712 | 725.4702 | 372.6712 | 725.4702
3028 | 396.2887 | 726.7291 | 396.2887 | 726.7291
3029 | 404.4721 | 729.5157 | 404.4721 | 729.5157
3030 | 400.8893 | 728.1525 | 400.8893 | 728.1525
3031 | 382.561 | 725.0581 | 382.561 | 725.0581
3032 | 363.4272 | 722.7932 | 363.4272 | 722.7932
3033 | 350.4975 | 718.6244 | 350.4975 | 718.6244
3034 | 337.9914 | 717.2292 | 337.9914 | 717.2292
3035 | 313.4002 | 709.4944 | 313.4002 | 709.4944
3036 | 291.7229 | 700.9063 | 291.7229 | 700.9063
3037 | 279.3586 | 694.2238 | 279.3586 | 694.2238
3038 | 274.3467 | 686.9904 | 274.3467 | 686.9904
3039 | 271.0473 | 676.2237 | 271.0473 | 676.2237
3040 | 274.9498 | 667.6797 | 274.9498 | 667.6797
3041 | 280.9127 | 669.3934 | 280.9127 | 669.3934
3042 | 290.4145 | 676.2537 | 290.4145 | 676.2537
3043 | 305.7288 | 670.8261 | 305.7288 | 670.8261
3044 | 329.6389 | 670.0121 | 329.6389 | 670.0121
3045 | 347.3534 | 664.9404 | 347.3534 | 664.9404
3046 | 360.7238 | 657.6681 | 360.7238 | 657.6681
3047 | 381.1321 | 647.9907 | 381.1321 | 647.9907
3048 | 376.8781 | 641.0453 | 376.8781 | 641.0453
3049 | 361.1952 | 638.831 | 361.1952 | 638.831
3050 | 363.4513 | 636.7947 | 363.4513 | 636.7947
3051 | 373.1992 | 639.3553 | 373.1992 | 639.3553
3052 | 396.8819 | 646.2863 | 396.8819 | 646.2863
3053 | 406.6012 | 658.7874 | 406.6012 | 658.7874
3054 | 398.925 | 673.3435 | 398.925 | 673.3435
3055 | 384.9152 | 689.8663 | 384.9152 | 689.8663
3056 | 368.3724 | 708.3781 | 368.3724 | 708.3781
3057 | 351.8509 | 731.692 | 351.8509 | 731.692
3058 | 337.2297 | 767.1496 | 337.2297 | 767.1496
3059 | 313.092 | 803.0362 | 313.092 | 803.0362
3060 | 295.4539 | 842.8016 | 295.4539 | 842.8016
3061 | 282.1256 | 888.8284 | 282.1256 | 888.8284
3062 | 276.0212 | 936.6546 | 276.0212 | 936.6546
3063 | 274.184 | 983.7993 | 274.184 | 983.7993
3064 | 276.2331 | 1028.936 | 276.2331 | 1028.936
3065 | 281.9813 | 1069.9153 | 281.9813 | 1069.9153
3066 | 292.1999 | 1106.9535 | 292.1999 | 1106.9535
3067 | 307.1422 | 1129.7607 | 307.1422 | 1129.7607
3068 | 331.3419 | 1152.4811 | 331.3419 | 1152.4811
3069 | 345.3276 | 1164.6449 | 345.3276 | 1164.6449
3070 | 353.5703 | 1169.124 | 353.5703 | 1169.124
3071 | 373.8938 | 1170.0386 | 373.8938 | 1170.0386
3072 | 371.9117 | 1172.7138 | 371.9117 | 1172.7138
3073 | 356.2321 | 1172.8498 | 356.2321 | 1172.8498
3074 | 357.3002 | 1156.1476 | 357.3002 | 1156.1476
3075 | 364.6477 | 1134.1711 | 364.6477 | 1134.1711
3076 | 389.1043 | 1115.4369 | 389.1043 | 1115.4369
3077 | 398.9462 | 1100.5179 | 398.9462 | 1100.5179
3078 | 390.4163 | 1085.6796 | 390.4163 | 1085.6796
3079 | 375.0591 | 1074.2809 | 375.0591 | 1074.2809
3080 | 359.4385 | 1067.3781 | 359.4385 | 1067.3781
3081 | 347.4465 | 1063.9927 | 347.4465 | 1063.9927
3082 | 330.7367 | 1064.1958 | 330.7367 | 1064.1958
3083 | 309.5797 | 1058.3098 | 309.5797 | 1058.3098
3084 | 295.1955 | 1055.3624 | 295.1955 | 1055.3624
3085 | 282.8142 | 1059.3659 | 282.8142 | 1059.3659
3086 | 276.7444 | 1073.2539 | 276.7444 | 1073.2539
3087 | 275.659 | 1085.5828 | 275.659 | 1085.5828
3088 | 272.2549 | 1087.7248 | 272.2549 | 1087.7248
3089 | 277.8578 | 1076.4022 | 277.8578 | 1076.4022
3090 | 288.5821 | 1063.1753 | 288.5821 | 1063.1753
3091 | 301.3009 | 1045.5887 | 301.3009 | 1045.5887
3092 | 317.9941 | 1036.9091 | 317.9941 | 1036.9091
3093 | 331.8657 | 1035.6292 | 331.8657 | 1035.6292
3094 | 345.7738 | 1050.7944 | 345.7738 | 1050.7944
3095 | 363.0877 | 1064.1499 | 363.0877 | 1064.1499
3096 | 362.4594 | 1067.6399 | 362.4594 | 1067.6399
3097 | 345.7864 | 1068.6219 | 345.7864 | 1068.6219
3098 | 346.2713 | 1039.3849 | 346.2713 | 1039.3849
3099 | 352.7243 | 1012.8018 | 352.7243 | 1012.8018
3100 | 380.1066 | 1003.0614 | 380.1066 | 1003.0614
3101 | 388.4889 | 997.0422 | 388.4889 | 997.0422
3102 | 376.5822 | 990.1636 | 376.5822 | 990.1636
3103 | 360.8347 | 984.3429 | 360.8347 | 984.3429
3104 | 351.2312 | 982.4227 | 351.2312 | 982.4227
3105 | 339.3553 | 982.0457 | 339.3553 | 982.0457
3106 | 325.6857 | 1002.3046 | 325.6857 | 1002.3046
3107 | 306.6604 | 1023.9955 | 306.6604 | 1023.9955
3108 | 289.9512 | 1042.5768 | 289.9512 | 1042.5768
3109 | 278.328 | 1084.4985 | 278.328 | 1084.4985
3110 | 273.1994 | 1145.737 | 273.1994 | 1145.737
3111 | 271.0142 | 1196.2348 | 271.0142 | 1196.2348
3112 | 270.6546 | 1221.4724 | 270.6546 | 1221.4724
3113 | 275.5203 | 1231.3964 | 275.5203 | 1231.3964
3114 | 285.8364 | 1240.7324 | 285.8364 | 1240.7324
3115 | 295.7935 | 1236.1195 | 295.7935 | 1236.1195
3116 | 312.1906 | 1228.474 | 312.1906 | 1228.474
3117 | 326.6201 | 1206.3235 | 326.6201 | 1206.3235
3118 | 338.1855 | 1180.5308 | 338.1855 | 1180.5308
3119 | 354.1049 | 1154.9967 | 354.1049 | 1154.9967
3120 | 354.0941 | 1136.6133 | 354.0941 | 1136.6133
3121 | 343.573 | 1124.1516 | 343.573 | 1124.1516
3122 | 343.4898 | 1088.1457 | 343.4898 | 1088.1457
3123 | 356.7272 | 1047.7429 | 356.7272 | 1047.7429
3124 | 379.9276 | 1013.8728 | 379.9276 | 1013.8728
3125 | 390.709 | 988.6438 | 390.709 | 988.6438
3126 | 380.3167 | 966.2532 | 380.3167 | 966.2532
3127 | 365.1378 | 948.7124 | 365.1378 | 948.7124
3128 | 351.1855 | 941.8722 | 351.1855 | 941.8722
3129 | 340.5788 | 945.0677 | 340.5788 | 945.0677
3130 | 323.5138 | 960.9394 | 323.5138 | 960.9394
3131 | 305.408 | 967.8391 | 305.408 | 967.8391
3132 | 289.3498 | 969.6549 | 289.3498 | 969.6549
3133 | 275.8381 | 967.8297 | 275.8381 | 967.8297
3134 | 271.8751 | 962.4766 | 271.8751 | 962.4766
3135 | 270.3379 | 958.6981 | 270.3379 | 958.6981
3136 | 271.848 | 969.3012 | 271.848 | 969.3012
3137 | 277.1878 | 992.2302 | 277.1878 | 992.2302
3138 | 284.6587 | 1021.9041 | 284.6587 | 1021.9041
3139 | 297.8051 | 1042.549 | 297.8051 | 1042.549
3140 | 311.2638 | 1063.2325 | 311.2638 | 1063.2325
3141 | 329.8486 | 1074.4875 | 329.8486 | 1074.4875
3142 | 341.7128 | 1086.7383 | 341.7128 | 1086.7383
3143 | 360.5265 | 1096.2393 | 360.5265 | 1096.2393
3144 | 358.1685 | 1102.7377 | 358.1685 | 1102.7377
3145 | 349.8963 | 1103.2183 | 349.8963 | 1103.2183
3146 | 347.4582 | 1092.4703 | 347.4582 | 1092.4703
3147 | 356.7352 | 1081.6185 | 356.7352 | 1081.6185
3148 | 384.1732 | 1072.6615 | 384.1732 | 1072.6615
3149 | 393.0535 | 1056.4263 | 393.0535 | 1056.4263
3150 | 377.8284 | 1044.7218 | 377.8284 | 1044.7218
3151 | 365.4935 | 1042.6302 | 365.4935 | 1042.6302
3152 | 350.942 | 1048.325 | 350.942 | 1048.325
3153 | 342.0884 | 1053.7141 | 342.0884 | 1053.7141
3154 | 326.0205 | 1060.7487 | 326.0205 | 1060.7487
3155 | 305.7572 | 1059.7513 | 305.7572 | 1059.7513
3156 | 290.973 | 1061.8806 | 290.973 | 1061.8806
3157 | 279.9423 | 1071.3055 | 279.9423 | 1071.3055
3158 | 270.285 | 1075.3222 | 270.285 | 1075.3222
3159 | 270.029 | 1067.5638 | 270.029 | 1067.5638
3160 | 271.3495 | 1075.942 | 271.3495 | 1075.942
3161 | 278.06 | 1093.763 | 278.06 | 1093.763
3162 | 288.8517 | 1111.4974 | 288.8517 | 1111.4974
3163 | 302.2972 | 1111.7418 | 302.2972 | 1111.7418
3164 | 316.2737 | 1121.1751 | 316.2737 | 1121.1751
3165 | 334.4427 | 1134.7177 | 334.4427 | 1134.7177
3166 | 352.2313 | 1140.2937 | 352.2313 | 1140.2937
3167 | 369.7546 | 1137.3225 | 369.7546 | 1137.3225
3168 | 370.8598 | 1139.0263 | 370.8598 | 1139.0263
3169 | 351.6476 | 1138.2221 | 351.6476 | 1138.2221
3170 | 350.5166 | 1115.3465 | 350.5166 | 1115.3465
3171 | 365.3021 | 1079.7383 | 365.3021 | 1079.7383
3172 | 388.2732 | 1043.3612 | 388.2732 | 1043.3612
3173 | 398.9302 | 1010.3919 | 398.9302 | 1010.3919
3174 | 385.428 | 985.4003 | 385.428 | 985.4003
3175 | 372.9489 | 977.6367 | 372.9489 | 977.6367
3176 | 357.656 | 986.8412 | 357.656 | 986.8412
3177 | 347.5371 | 1001.6315 | 347.5371 | 1001.6315
3178 | 332.1543 | 1021.6084 | 332.1543 | 1021.6084
3179 | 312.1779 | 1036.6244 | 312.1779 | 1036.6244
3180 | 293.6868 | 1050.8499 | 293.6868 | 1050.8499
3181 | 282.8388 | 1075.818 | 282.8388 | 1075.818
3182 | 272.5293 | 1105.2493 | 272.5293 | 1105.2493
3183 | 273.289 | 1131.9306 | 273.289 | 1131.9306
3184 | 275.8422 | 1157.983 | 275.8422 | 1157.983
3185 | 281.2767 | 1185.7066 | 281.2767 | 1185.7066
3186 | 291.3564 | 1212.7795 | 291.3564 | 1212.7795
3187 | 310.3925 | 1224.6187 | 310.3925 | 1224.6187
3188 | 332.3973 | 1242.3564 | 332.3973 | 1242.3564
3189 | 351.8853 | 1270.0008 | 351.8853 | 1270.0008
3190 | 362.3721 | 1302.3702 | 362.3721 | 1302.3702
3191 | 378.4974 | 1343.4592 | 378.4974 | 1343.4592
3192 | 366.83 | 1387.5623 | 366.83 | 1387.5623
3193 | 363.0296 | 1402.0821 | 363.0296 | 1402.0821
3194 | 364.6715 | 1370.2127 | 364.6715 | 1370.2127
3195 | 377.0676 | 1288.8834 | 377.0676 | 1288.8834
3196 | 400.3876 | 1233.0145 | 400.3876 | 1233.0145
3197 | 409.583 | 1188.1057 | 409.583 | 1188.1057
3198 | 405.0771 | 1147.1321 | 405.0771 | 1147.1321
3199 | 386.8169 | 1125.5487 | 386.8169 | 1125.5487
3200 | 375.5862 | 1127.201 | 375.5862 | 1127.201
3201 | 358.2584 | 1170.4455 | 358.2584 | 1170.4455
3202 | 343.8455 | 1223.7966 | 343.8455 | 1223.7966
3203 | 316.0959 | 1209.5749 | 316.0959 | 1209.5749
3204 | 298.5684 | 1170.6837 | 298.5684 | 1170.6837
3205 | 283.4681 | 1130.5329 | 283.4681 | 1130.5329
3206 | 278.1854 | 1100.2353 | 278.1854 | 1100.2353
3207 | 274.0317 | 1073.1419 | 274.0317 | 1073.1419
3208 | 276.0648 | 1052.5017 | 276.0648 | 1052.5017
3209 | 281.2637 | 1045.5663 | 281.2637 | 1045.5663
3210 | 294.279 | 1048.2901 | 294.279 | 1048.2901
3211 | 310.9525 | 1040.7941 | 310.9525 | 1040.7941
3212 | 335.7817 | 1037.5359 | 335.7817 | 1037.5359
3213 | 352.6953 | 1031.8061 | 352.6953 | 1031.8061
3214 | 365.3808 | 1027.8555 | 365.3808 | 1027.8555
3215 | 386.4284 | 1024.7903 | 386.4284 | 1024.7903
3216 | 385.5977 | 1025.7106 | 385.5977 | 1025.7106
3217 | 362.8621 | 1026.3479 | 362.8621 | 1026.3479
3218 | 363.802 | 1015.0045 | 363.802 | 1015.0045
3219 | 375.0187 | 996.8511 | 375.0187 | 996.8511
3220 | 394.5116 | 970.8153 | 394.5116 | 970.8153
3221 | 407.4897 | 941.4498 | 407.4897 | 941.4498
3222 | 398.4516 | 916.0195 | 398.4516 | 916.0195
3223 | 384.7445 | 902.6465 | 384.7445 | 902.6465
3224 | 367.5364 | 912.0078 | 367.5364 | 912.0078
3225 | 357.8626 | 955.0643 | 357.8626 | 955.0643
3226 | 345.6914 | 995.2537 | 345.6914 | 995.2537
3227 | 323.185 | 993.9117 | 323.185 | 993.9117
3228 | 302.678 | 985.6996 | 302.678 | 985.6996
3229 | 287.3631 | 982.1822 | 287.3631 | 982.1822
3230 | 280.0674 | 982.8771 | 280.0674 | 982.8771
3231 | 276.4962 | 986.6509 | 276.4962 | 986.6509
3232 | 276.8007 | 997.9748 | 276.8007 | 997.9748
3233 | 280.5143 | 1014.2916 | 280.5143 | 1014.2916
3234 | 293.9263 | 1028.6103 | 293.9263 | 1028.6103
3235 | 313.3416 | 1046.6542 | 313.3416 | 1046.6542
3236 | 331.0256 | 1073.3544 | 331.0256 | 1073.3544
3237 | 347.4146 | 1090.4381 | 347.4146 | 1090.4381
3238 | 361.6071 | 1094.1966 | 361.6071 | 1094.1966
3239 | 379.615 | 1082.5449 | 379.615 | 1082.5449
3240 | 379.021 | 1075.0982 | 379.021 | 1075.0982
3241 | 358.766 | 1066.9924 | 358.766 | 1066.9924
3242 | 364.3937 | 1047.5012 | 364.3937 | 1047.5012
3243 | 377.5943 | 1027.3423 | 377.5943 | 1027.3423
3244 | 401.1942 | 1012.87 | 401.1942 | 1012.87
3245 | 404.4933 | 999.9879 | 404.4933 | 999.9879
3246 | 394.5858 | 989.5055 | 394.5858 | 989.5055
3247 | 380.8982 | 981.8045 | 380.8982 | 981.8045
3248 | 363.2077 | 976.4059 | 363.2077 | 976.4059
3249 | 353.673 | 971.2657 | 353.673 | 971.2657
3250 | 338.94 | 970.1525 | 338.94 | 970.1525
3251 | 319.4465 | 979.4025 | 319.4465 | 979.4025
3252 | 300.6139 | 1012.7124 | 300.6139 | 1012.7124
3253 | 289.711 | 1049.3693 | 289.711 | 1049.3693
3254 | 281.2848 | 1076.0116 | 281.2848 | 1076.0116
3255 | 276.7138 | 1084.9874 | 276.7138 | 1084.9874
3256 | 278.5168 | 1076.8194 | 278.5168 | 1076.8194
3257 | 281.6982 | 1063.3658 | 281.6982 | 1063.3658
3258 | 293.0281 | 1071.5737 | 293.0281 | 1071.5737
3259 | 306.0232 | 1106.4144 | 306.0232 | 1106.4144
3260 | 321.8373 | 1142.4218 | 321.8373 | 1142.4218
3261 | 337.0312 | 1163.2973 | 337.0312 | 1163.2973
3262 | 351.6563 | 1198.2364 | 351.6563 | 1198.2364
3263 | 370.3044 | 1231.5538 | 370.3044 | 1231.5538
3264 | 364.5786 | 1259.5808 | 364.5786 | 1259.5808
3265 | 353.4078 | 1281.2768 | 353.4078 | 1281.2768
3266 | 353.1789 | 1288.579 | 353.1789 | 1288.579
3267 | 367.5036 | 1281.9265 | 367.5036 | 1281.9265
3268 | 387.8305 | 1263.1609 | 387.8305 | 1263.1609
3269 | 395.245 | 1241.4731 | 395.245 | 1241.4731
3270 | 384.1282 | 1221.1508 | 384.1282 | 1221.1508
3271 | 370.3998 | 1203.3592 | 370.3998 | 1203.3592
3272 | 357.2681 | 1195.0462 | 357.2681 | 1195.0462
3273 | 344.8866 | 1192.9457 | 344.8866 | 1192.9457
3274 | 332.7828 | 1193.086 | 332.7828 | 1193.086
3275 | 315.005 | 1182.8442 | 315.005 | 1182.8442
3276 | 299.3213 | 1188.5146 | 299.3213 | 1188.5146
3277 | 287.9252 | 1204.2696 | 287.9252 | 1204.2696
3278 | 279.4039 | 1207.4402 | 279.4039 | 1207.4402
3279 | 277.4043 | 1208.9264 | 277.4043 | 1208.9264
3280 | 277.5804 | 1221.9111 | 277.5804 | 1221.9111
3281 | 282.2039 | 1223.2487 | 282.2039 | 1223.2487
3282 | 290.7575 | 1218.2322 | 290.7575 | 1218.2322
3283 | 301.6207 | 1197.9193 | 301.6207 | 1197.9193
3284 | 313.3319 | 1181.4994 | 313.3319 | 1181.4994
3285 | 324.4608 | 1164.5508 | 324.4608 | 1164.5508
3286 | 330.1246 | 1149.6636 | 330.1246 | 1149.6636
3287 | 366.5505 | 1132.8413 | 366.5505 | 1132.8413
3288 | 366.5259 | 1119.1584 | 366.5259 | 1119.1584
3289 | 358.6544 | 1104.7852 | 358.6544 | 1104.7852
3290 | 357.1133 | 1082.5363 | 357.1133 | 1082.5363
3291 | 369.6593 | 1059.087 | 369.6593 | 1059.087
3292 | 393.5668 | 1035.5895 | 393.5668 | 1035.5895
3293 | 399.8351 | 1014.027 | 399.8351 | 1014.027
3294 | 385.2114 | 990.759 | 385.2114 | 990.759
3295 | 372.6031 | 963.1589 | 372.6031 | 963.1589
3296 | 356.9048 | 936.5449 | 356.9048 | 936.5449
3297 | 344.4653 | 910.2206 | 344.4653 | 910.2206
3298 | 328.2663 | 886.1999 | 328.2663 | 886.1999
3299 | 306.9614 | 857.7511 | 306.9614 | 857.7511
3300 | 291.3701 | 832.8677 | 291.3701 | 832.8677
3301 | 278.9745 | 811.2999 | 278.9745 | 811.2999
3302 | 270.3594 | 792.7851 | 270.3594 | 792.7851
3303 | 269.8149 | 777.4118 | 269.8149 | 777.4118
3304 | 270.9687 | 769.5886 | 270.9687 | 769.5886
3305 | 273.9938 | 773.1512 | 273.9938 | 773.1512
3306 | 283.3185 | 787.0311 | 283.3185 | 787.0311
3307 | 300.6398 | 800.3117 | 300.6398 | 800.3117
3308 | 316.6791 | 828.3595 | 316.6791 | 828.3595
3309 | 332.8945 | 856.1605 | 332.8945 | 856.1605
3310 | 347.7918 | 865.4657 | 347.7918 | 865.4657
3311 | 369.0913 | 861.7424 | 369.0913 | 861.7424
3312 | 369.0942 | 864.1982 | 369.0942 | 864.1982
3313 | 356.2659 | 867.5305 | 356.2659 | 867.5305
3314 | 356.1271 | 858.412 | 356.1271 | 858.412
3315 | 372.4224 | 847.1215 | 372.4224 | 847.1215
3316 | 393.9191 | 833.652 | 393.9191 | 833.652
3317 | 398.445 | 817.0721 | 398.445 | 817.0721
3318 | 387.5673 | 797.1258 | 387.5673 | 797.1258
3319 | 371.2558 | 778.6449 | 371.2558 | 778.6449
3320 | 363.2255 | 772.8389 | 363.2255 | 772.8389
3321 | 350.9126 | 796.9363 | 350.9126 | 796.9363
3322 | 332.3251 | 830.7643 | 332.3251 | 830.7643
3323 | 310.7509 | 840.641 | 310.7509 | 840.641
3324 | 294.2419 | 855.3052 | 294.2419 | 855.3052
3325 | 285.1096 | 886.102 | 285.1096 | 886.102
3326 | 279.8365 | 917.1002 | 279.8365 | 917.1002
3327 | 277.0437 | 930.4005 | 277.0437 | 930.4005
3328 | 280.3302 | 934.0781 | 280.3302 | 934.0781
3329 | 285.5293 | 945.2242 | 285.5293 | 945.2242
3330 | 297.0844 | 965.0582 | 297.0844 | 965.0582
3331 | 316.7287 | 977.5241 | 316.7287 | 977.5241
3332 | 341.7259 | 990.7806 | 341.7259 | 990.7806
3333 | 357.8272 | 986.6177 | 357.8272 | 986.6177
3334 | 370.6362 | 975.5849 | 370.6362 | 975.5849
3335 | 394.8159 | 965.1868 | 394.8159 | 965.1868
3336 | 386.7549 | 960.153 | 386.7549 | 960.153
3337 | 373.3371 | 963.3286 | 373.3371 | 963.3286
3338 | 377.6305 | 957.9706 | 377.6305 | 957.9706
3339 | 392.1399 | 935.4927 | 392.1399 | 935.4927
3340 | 411.9266 | 889.9651 | 411.9266 | 889.9651
3341 | 418.8073 | 856.4944 | 418.8073 | 856.4944
3342 | 403.2541 | 831.9102 | 403.2541 | 831.9102
3343 | 386.4988 | 814.4634 | 386.4988 | 814.4634
3344 | 373.6456 | 814.7682 | 373.6456 | 814.7682
3345 | 359.8684 | 849.3009 | 359.8684 | 849.3009
3346 | 342.3477 | 886.388 | 342.3477 | 886.388
3347 | 318.9014 | 897.4868 | 318.9014 | 897.4868
3348 | 302.9223 | 894.4454 | 302.9223 | 894.4454
3349 | 293.1607 | 889.7372 | 293.1607 | 889.7372
3350 | 284.7259 | 888.4265 | 284.7259 | 888.4265
3351 | 282.5713 | 880.9816 | 282.5713 | 880.9816
3352 | 283.3007 | 866.9849 | 283.3007 | 866.9849
3353 | 287.6936 | 861.0523 | 287.6936 | 861.0523
3354 | 302.5716 | 864.1835 | 302.5716 | 864.1835
3355 | 318.777 | 861.3255 | 318.777 | 861.3255
3356 | 341.3814 | 859.7281 | 341.3814 | 859.7281
3357 | 356.2711 | 846.916 | 356.2711 | 846.916
3358 | 374.8395 | 828.9577 | 374.8395 | 828.9577
3359 | 395.914 | 805.3039 | 395.914 | 805.3039
3360 | 386.5285 | 783.7554 | 386.5285 | 783.7554
3361 | 370.9843 | 767.4392 | 370.9843 | 767.4392
3362 | 370.607 | 743.7175 | 370.607 | 743.7175
3363 | 387.0793 | 710.2089 | 387.0793 | 710.2089
3364 | 408.7642 | 689.6258 | 408.7642 | 689.6258
3365 | 413.2678 | 669.7241 | 413.2678 | 669.7241
3366 | 401.7628 | 652.2849 | 401.7628 | 652.2849
3367 | 387.4907 | 642.8604 | 387.4907 | 642.8604
3368 | 373.2925 | 643.6665 | 373.2925 | 643.6665
3369 | 355.0444 | 662.0919 | 355.0444 | 662.0919
3370 | 337.4172 | 694.7917 | 337.4172 | 694.7917
3371 | 314.5302 | 714.8218 | 314.5302 | 714.8218
3372 | 299.849 | 720.2101 | 299.849 | 720.2101
3373 | 288.6411 | 711.7727 | 288.6411 | 711.7727
3374 | 282.7333 | 698.8986 | 282.7333 | 698.8986
3375 | 279.6381 | 693.1459 | 279.6381 | 693.1459
3376 | 278.0608 | 697.5128 | 278.0608 | 697.5128
3377 | 281.1146 | 716.1486 | 281.1146 | 716.1486
3378 | 295.328 | 740.9966 | 295.328 | 740.9966
3379 | 315.1083 | 753.0551 | 315.1083 | 753.0551
3380 | 338.3578 | 767.1577 | 338.3578 | 767.1577
3381 | 354.2742 | 775.373 | 354.2742 | 775.373
3382 | 366.8839 | 783.8947 | 366.8839 | 783.8947
3383 | 394.9539 | 792.7063 | 394.9539 | 792.7063
3384 | 390.3133 | 802.1817 | 390.3133 | 802.1817
3385 | 374.8534 | 811.5935 | 374.8534 | 811.5935
3386 | 377.032 | 808.0843 | 377.032 | 808.0843
3387 | 397.8499 | 783.9456 | 397.8499 | 783.9456
3388 | 414.3272 | 749.01 | 414.3272 | 749.01
3389 | 418.9984 | 728.1682 | 418.9984 | 728.1682
3390 | 408.7907 | 721.3836 | 408.7907 | 721.3836
3391 | 389.2635 | 731.6389 | 389.2635 | 731.6389
3392 | 369.8976 | 745.6694 | 369.8976 | 745.6694
3393 | 358.4033 | 771.6784 | 358.4033 | 771.6784
3394 | 344.6749 | 810.489 | 344.6749 | 810.489
3395 | 320.1389 | 815.8845 | 320.1389 | 815.8845
3396 | 304.1603 | 812.1224 | 304.1603 | 812.1224
3397 | 287.6438 | 824.2109 | 287.6438 | 824.2109
3398 | 279.8458 | 841.7966 | 279.8458 | 841.7966
3399 | 278.151 | 853.9688 | 278.151 | 853.9688
3400 | 280.2982 | 866.9536 | 280.2982 | 866.9536
3401 | 284.3276 | 886.7175 | 284.3276 | 886.7175
3402 | 295.7192 | 911.3461 | 295.7192 | 911.3461
3403 | 311.922 | 927.0398 | 311.922 | 927.0398
3404 | 333.0075 | 949.008 | 333.0075 | 949.008
3405 | 346.0601 | 967.3766 | 346.0601 | 967.3766
3406 | 357.7288 | 979.6901 | 357.7288 | 979.6901
3407 | 383.2092 | 986.0574 | 383.2092 | 986.0574
3408 | 379.7988 | 991.3963 | 379.7988 | 991.3963
3409 | 369.1123 | 996.4521 | 369.1123 | 996.4521
3410 | 373.8507 | 997.6749 | 373.8507 | 997.6749
3411 | 390.3857 | 1002.6172 | 390.3857 | 1002.6172
3412 | 408.0228 | 1011.4285 | 408.0228 | 1011.4285
3413 | 411.8727 | 1022.6134 | 411.8727 | 1022.6134
3414 | 398.6191 | 1033.8791 | 398.6191 | 1033.8791
3415 | 381.6613 | 1048.8037 | 381.6613 | 1048.8037
3416 | 366.0552 | 1065.8112 | 366.0552 | 1065.8112
3417 | 357.8684 | 1078.2825 | 357.8684 | 1078.2825
3418 | 346.087 | 1090.3624 | 346.087 | 1090.3624
3419 | 326.1322 | 1098.923 | 326.1322 | 1098.923
3420 | 305.6593 | 1109.7326 | 305.6593 | 1109.7326
3421 | 292.4299 | 1122.4793 | 292.4299 | 1122.4793
3422 | 285.0741 | 1139.4383 | 285.0741 | 1139.4383
3423 | 283.1042 | 1159.3508 | 283.1042 | 1159.3508
3424 | 281.2353 | 1184.2123 | 281.2353 | 1184.2123
3425 | 285.3082 | 1220.3657 | 285.3082 | 1220.3657
3426 | 295.7451 | 1260.4122 | 295.7451 | 1260.4122
3427 | 308.4496 | 1294.8456 | 308.4496 | 1294.8456
3428 | 325.0131 | 1322.1725 | 325.0131 | 1322.1725
3429 | 338.2083 | 1331.2652 | 338.2083 | 1331.2652
3430 | 351.2842 | 1329.7277 | 351.2842 | 1329.7277
3431 | 371.7681 | 1315.1617 | 371.7681 | 1315.1617
3432 | 369.7645 | 1288.1918 | 369.7645 | 1288.1918
3433 | 360.0293 | 1247.3072 | 360.0293 | 1247.3072
3434 | 361.518 | 1196.322 | 361.518 | 1196.322
3435 | 376.9873 | 1139.3105 | 376.9873 | 1139.3105
3436 | 394.3968 | 1060.1579 | 394.3968 | 1060.1579
3437 | 398.9968 | 1002.3695 | 398.9968 | 1002.3695
3438 | 388.8958 | 970.5151 | 388.8958 | 970.5151
3439 | 371.5592 | 948.7124 | 371.5592 | 948.7124
3440 | 358.6551 | 933.4112 | 358.6551 | 933.4112
3441 | 348.399 | 919.8098 | 348.399 | 919.8098
3442 | 337.3664 | 906.8512 | 337.3664 | 906.8512
3443 | 319.4274 | 886.9575 | 319.4274 | 886.9575
3444 | 305.5968 | 867.6207 | 305.5968 | 867.6207
3445 | 291.2703 | 852.6338 | 291.2703 | 852.6338
3446 | 284.728 | 839.697 | 284.728 | 839.697
3447 | 280.5058 | 827.9276 | 280.5058 | 827.9276
3448 | 281.0567 | 826.9985 | 281.0567 | 826.9985
3449 | 287.7193 | 841.9679 | 287.7193 | 841.9679
3450 | 295.285 | 858.3548 | 295.285 | 858.3548
3451 | 304.2608 | 857.1889 | 304.2608 | 857.1889
3452 | 318.8458 | 854.5261 | 318.8458 | 854.5261
3453 | 332.6555 | 838.643 | 332.6555 | 838.643
3454 | 345.3389 | 825.0406 | 345.3389 | 825.0406
3455 | 362.3103 | 822.32 | 362.3103 | 822.32
3456 | 362.9131 | 836.4334 | 362.9131 | 836.4334
3457 | 353.3704 | 852.0499 | 353.3704 | 852.0499
3458 | 359.8099 | 855.1843 | 359.8099 | 855.1843
3459 | 376.2419 | 848.093 | 376.2419 | 848.093
3460 | 396.5156 | 831.1763 | 396.5156 | 831.1763
3461 | 402.7952 | 800.5887 | 402.7952 | 800.5887
3462 | 393.8218 | 752.0001 | 393.8218 | 752.0001
3463 | 379.0619 | 713.432 | 379.0619 | 713.432
3464 | 367.519 | 701.4212 | 367.519 | 701.4212
3465 | 356.2926 | 702.329 | 356.2926 | 702.329
3466 | 346.6514 | 711.3692 | 346.6514 | 711.3692
3467 | 323.8896 | 714.4144 | 323.8896 | 714.4144
3468 | 306.2134 | 716.669 | 306.2134 | 716.669
3469 | 290.3759 | 723.3988 | 290.3759 | 723.3988
3470 | 284.6747 | 734.3097 | 284.6747 | 734.3097
3471 | 280.7982 | 751.7153 | 280.7982 | 751.7153
3472 | 281.6457 | 780.3686 | 281.6457 | 780.3686
3473 | 283.0821 | 809.6278 | 283.0821 | 809.6278
3474 | 294.4032 | 840.7745 | 294.4032 | 840.7745
3475 | 311.0792 | 853.1151 | 311.0792 | 853.1151
3476 | 328.9862 | 857.4718 | 328.9862 | 857.4718
3477 | 338.4111 | 857.038 | 338.4111 | 857.038
3478 | 357.5385 | 853.0561 | 357.5385 | 853.0561
3479 | 377.841 | 840.6524 | 377.841 | 840.6524
3480 | 373.1852 | 837.8122 | 373.1852 | 837.8122
3481 | 360.1613 | 840.9252 | 360.1613 | 840.9252
3482 | 363.9379 | 829.049 | 363.9379 | 829.049
3483 | 383.5918 | 798.7054 | 383.5918 | 798.7054
3484 | 403.6799 | 755.1834 | 403.6799 | 755.1834
3485 | 411.6531 | 712.5622 | 411.6531 | 712.5622
3486 | 400.3171 | 695.1856 | 400.3171 | 695.1856
3487 | 380.4131 | 689.0829 | 380.4131 | 689.0829
3488 | 367.4635 | 701.5152 | 367.4635 | 701.5152
3489 | 358.636 | 732.1621 | 358.636 | 732.1621
3490 | 341.6269 | 764.8619 | 341.6269 | 764.8619
3491 | 320.8066 | 781.4448 | 320.8066 | 781.4448
3492 | 301.6881 | 788.6507 | 301.6881 | 788.6507
3493 | 287.6336 | 793.4063 | 287.6336 | 793.4063
3494 | 280.7116 | 797.2977 | 280.7116 | 797.2977
3495 | 277.3391 | 795.8695 | 277.3391 | 795.8695
3496 | 277.3227 | 795.3165 | 277.3227 | 795.3165
3497 | 283.4694 | 804.6452 | 283.4694 | 804.6452
3498 | 297.9437 | 816.2061 | 297.9437 | 816.2061
3499 | 321.7844 | 812.7213 | 321.7844 | 812.7213
3500 | 344.7176 | 814.7277 | 344.7176 | 814.7277
3501 | 360.577 | 810.3768 | 360.577 | 810.3768
3502 | 376.9481 | 804.1386 | 376.9481 | 804.1386
3503 | 399.1001 | 798.3783 | 399.1001 | 798.3783
3504 | 396.0858 | 800.5835 | 396.0858 | 800.5835
3505 | 376.197 | 812.8469 | 376.197 | 812.8469
3506 | 381.3751 | 819.8985 | 381.3751 | 819.8985
3507 | 403.1325 | 807.3545 | 403.1325 | 807.3545
3508 | 420.9942 | 770.4447 | 420.9942 | 770.4447
3509 | 427.7266 | 722.2141 | 427.7266 | 722.2141
3510 | 416.9458 | 698.3507 | 416.9458 | 698.3507
3511 | 397.9159 | 701.8372 | 397.9159 | 701.8372
3512 | 384.236 | 732.9778 | 384.236 | 732.9778
3513 | 373.5544 | 779.7635 | 373.5544 | 779.7635
3514 | 355.4874 | 819.1068 | 355.4874 | 819.1068
3515 | 328.9398 | 836.2851 | 328.9398 | 836.2851
3516 | 310.1327 | 845.4026 | 310.1327 | 845.4026
3517 | 295.422 | 852.0071 | 295.422 | 852.0071
3518 | 288.4175 | 855.8357 | 288.4175 | 855.8357
3519 | 282.9833 | 852.3706 | 282.9833 | 852.3706
3520 | 282.8096 | 847.2424 | 282.8096 | 847.2424
3521 | 286.3862 | 846.6371 | 286.3862 | 846.6371
3522 | 298.715 | 851.0532 | 298.715 | 851.0532
3523 | 323.6589 | 844.5913 | 323.6589 | 844.5913
3524 | 345.157 | 839.7036 | 345.157 | 839.7036
3525 | 359.7372 | 830.746 | 359.7372 | 830.746
3526 | 369.8239 | 822.0322 | 369.8239 | 822.0322
3527 | 392.1019 | 807.6228 | 392.1019 | 807.6228
3528 | 391.6412 | 793.6266 | 391.6412 | 793.6266
3529 | 373.1663 | 784.518 | 373.1663 | 784.518
3530 | 380.1685 | 771.263 | 380.1685 | 771.263
3531 | 398.8359 | 744.8993 | 398.8359 | 744.8993
3532 | 418.5401 | 720.9944 | 418.5401 | 720.9944
3533 | 424.3531 | 711.6221 | 424.3531 | 711.6221
3534 | 415.1239 | 710.4469 | 415.1239 | 710.4469
3535 | 395.4162 | 715.3122 | 395.4162 | 715.3122
3536 | 380.742 | 728.2459 | 380.742 | 728.2459
3537 | 367.2206 | 749.2096 | 367.2206 | 749.2096
3538 | 353.4679 | 768.4971 | 353.4679 | 768.4971
3539 | 330.6152 | 766.3403 | 330.6152 | 766.3403
3540 | 312.3845 | 760.4158 | 312.3845 | 760.4158
3541 | 297.2674 | 761.6617 | 297.2674 | 761.6617
3542 | 289.9611 | 769.3448 | 289.9611 | 769.3448
3543 | 287.2669 | 775.5629 | 287.2669 | 775.5629
3544 | 287.6159 | 783.6277 | 287.6159 | 783.6277
3545 | 293.3027 | 803.8617 | 293.3027 | 803.8617
3546 | 304.8376 | 831.4674 | 304.8376 | 831.4674
3547 | 327.0369 | 848.7279 | 327.0369 | 848.7279
3548 | 353.8413 | 864.46 | 353.8413 | 864.46
3549 | 369.7505 | 867.6927 | 369.7505 | 867.6927
3550 | 378.6178 | 868.7247 | 378.6178 | 868.7247
3551 | 400.5777 | 859.7681 | 400.5777 | 859.7681
3552 | 395.4328 | 842.5755 | 395.4328 | 842.5755
3553 | 379.1852 | 844.905 | 379.1852 | 844.905
3554 | 382.4805 | 848.2587 | 382.4805 | 848.2587
3555 | 400.3791 | 806.1637 | 400.3791 | 806.1637
3556 | 415.4015 | 750.5768 | 415.4015 | 750.5768
3557 | 421.6376 | 725.5045 | 421.6376 | 725.5045
3558 | 414.9678 | 720.8509 | 414.9678 | 720.8509
3559 | 393.1819 | 730.9808 | 393.1819 | 730.9808
3560 | 379.3032 | 754.3812 | 379.3032 | 754.3812
3561 | 366.2486 | 786.3443 | 366.2486 | 786.3443
3562 | 353.9854 | 814.9076 | 353.9854 | 814.9076
3563 | 332.5664 | 825.9438 | 332.5664 | 825.9438
3564 | 314.2914 | 831.4888 | 314.2914 | 831.4888
3565 | 300.003 | 842.8252 | 300.003 | 842.8252
3566 | 292.7435 | 864.1715 | 292.7435 | 864.1715
3567 | 288.2743 | 868.8227 | 288.2743 | 868.8227
3568 | 286.6298 | 859.0879 | 286.6298 | 859.0879
3569 | 290.3605 | 865.6589 | 290.3605 | 865.6589
3570 | 300.2381 | 878.2539 | 300.2381 | 878.2539
3571 | 319.4039 | 874.4558 | 319.4039 | 874.4558
3572 | 340.3207 | 875.5534 | 340.3207 | 875.5534
3573 | 352.4667 | 873.2394 | 352.4667 | 873.2394
3574 | 366.6642 | 867.1892 | 366.6642 | 867.1892
3575 | 390.6425 | 856.1643 | 390.6425 | 856.1643
3576 | 386.9777 | 849.125 | 386.9777 | 849.125
3577 | 374.4369 | 844.905 | 374.4369 | 844.905
3578 | 380.5989 | 837.3847 | 380.5989 | 837.3847
3579 | 400.19 | 818.3539 | 400.19 | 818.3539
3580 | 415.8481 | 796.1099 | 415.8481 | 796.1099
3581 | 417.2834 | 785.0454 | 417.2834 | 785.0454
3582 | 407.3118 | 778.9502 | 407.3118 | 778.9502
3583 | 393.3722 | 780.1804 | 393.3722 | 780.1804
3584 | 377.7352 | 792.8321 | 377.7352 | 792.8321
3585 | 363.3764 | 820.1259 | 363.3764 | 820.1259
3586 | 350.8782 | 855.7087 | 350.8782 | 855.7087
3587 | 333.1708 | 885.61 | 333.1708 | 885.61
3588 | 317.8538 | 908.8606 | 317.8538 | 908.8606
3589 | 304.0099 | 921.8579 | 304.0099 | 921.8579
3590 | 296.1679 | 923.1483 | 296.1679 | 923.1483
3591 | 292.2022 | 923.7883 | 292.2022 | 923.7883
3592 | 291.1715 | 930.7876 | 291.1715 | 930.7876
3593 | 296.1042 | 945.4749 | 296.1042 | 945.4749
3594 | 305.5715 | 971.8584 | 305.5715 | 971.8584
3595 | 318.9603 | 1001.5598 | 318.9603 | 1001.5598
3596 | 335.0917 | 1046.1536 | 335.0917 | 1046.1536
3597 | 344.0953 | 1082.0397 | 344.0953 | 1082.0397
3598 | 359.713 | 1099.994 | 359.713 | 1099.994
3599 | 379.4326 | 1114.3209 | 379.4326 | 1114.3209
3600 | 381.4306 | 1127.2434 | 381.4306 | 1127.2434
3601 | 368.5437 | 1133.8348 | 368.5437 | 1133.8348
3602 | 373.6148 | 1124.685 | 373.6148 | 1124.685
3603 | 391.472 | 1084.5015 | 391.472 | 1084.5015
3604 | 407.0323 | 1039.9767 | 407.0323 | 1039.9767
3605 | 409.8992 | 1012.0527 | 409.8992 | 1012.0527
3606 | 400.8241 | 990.0696 | 400.8241 | 990.0696
3607 | 383.5655 | 976.4459 | 383.5655 | 976.4459
3608 | 373.9329 | 977.4714 | 373.9329 | 977.4714
3609 | 360.1874 | 1005.7994 | 360.1874 | 1005.7994
3610 | 347.386 | 1035.8355 | 347.386 | 1035.8355
3611 | 330.2635 | 1051.5723 | 330.2635 | 1051.5723
3612 | 314.3146 | 1060.4391 | 314.3146 | 1060.4391
3613 | 301.0015 | 1062.437 | 301.0015 | 1062.437
3614 | 294.5431 | 1064.3854 | 294.5431 | 1064.3854
3615 | 289.0683 | 1065.5583 | 289.0683 | 1065.5583
3616 | 285.4741 | 1071.6801 | 285.4741 | 1071.6801
3617 | 288.8068 | 1087.1195 | 288.8068 | 1087.1195
3618 | 297.1494 | 1105.4806 | 297.1494 | 1105.4806
3619 | 310.5348 | 1111.303 | 310.5348 | 1111.303
3620 | 324.8848 | 1120.2037 | 324.8848 | 1120.2037
3621 | 336.0968 | 1127.1341 | 336.0968 | 1127.1341
3622 | 350.4103 | 1134.0263 | 350.4103 | 1134.0263
3623 | 373.839 | 1136.3511 | 373.839 | 1136.3511
3624 | 374.2477 | 1137.0207 | 374.2477 | 1137.0207
3625 | 363.1739 | 1135.4644 | 363.1739 | 1135.4644
3626 | 368.2312 | 1130.075 | 368.2312 | 1130.075
3627 | 385.4159 | 1114.1153 | 385.4159 | 1114.1153
3628 | 404.6874 | 1077.1114 | 404.6874 | 1077.1114
3629 | 411.221 | 1051.8198 | 411.221 | 1051.8198
3630 | 397.2569 | 1038.9244 | 397.2569 | 1038.9244
3631 | 380.7931 | 1027.1183 | 380.7931 | 1027.1183
3632 | 372.4089 | 1019.7767 | 372.4089 | 1019.7767
3633 | 360.3788 | 1016.172 | 360.3788 | 1016.172
3634 | 347.6819 | 1015.3096 | 347.6819 | 1015.3096
3635 | 327.0834 | 1007.5121 | 327.0834 | 1007.5121
3636 | 312.1453 | 817.1054 | 312.1453 | 817.1054
3637 | 301.6651 | 811.9036 | 301.6651 | 811.9036
3638 | 292.8205 | 804.405 | 292.8205 | 804.405
3639 | 290.7916 | 802.4173 | 290.7916 | 802.4173
3640 | 289.3739 | 805.4778 | 289.3739 | 805.4778
3641 | 295.5351 | 818.8601 | 295.5351 | 818.8601
3642 | 303.566 | 858.569 | 303.566 | 858.569
3643 | 321.2415 | 886.507 | 321.2415 | 886.507
3644 | 340.9586 | 906.9683 | 340.9586 | 906.9683
3645 | 355.8819 | 920.6229 | 355.8819 | 920.6229
3646 | 368.8843 | 932.5156 | 368.8843 | 932.5156
3647 | 392.8666 | 941.7384 | 392.8666 | 941.7384
3648 | 386.9444 | 947.5352 | 386.9444 | 947.5352
3649 | 376.0685 | 951.2438 | 376.0685 | 951.2438
3650 | 383.3059 | 938.4413 | 383.3059 | 938.4413
3651 | 401.5734 | 910.1552 | 401.5734 | 910.1552
3652 | 416.241 | 882.6286 | 416.241 | 882.6286
3653 | 423.96 | 861.9728 | 423.96 | 861.9728
3654 | 412.5876 | 838.7967 | 412.5876 | 838.7967
3655 | 395.2155 | 816.7784 | 395.2155 | 816.7784
3656 | 383.5569 | 806.7135 | 383.5569 | 806.7135
3657 | 371.1537 | 805.4594 | 371.1537 | 805.4594
3658 | 354.1854 | 808.0623 | 354.1854 | 808.0623
3659 | 333.3111 | 808.766 | 333.3111 | 808.766
3660 | 313.5 | 814.7219 | 313.5 | 814.7219
3661 | 299.4139 | 828.7931 | 299.4139 | 828.7931
3662 | 292.444 | 831.9305 | 292.444 | 831.9305
3663 | 290.367 | 824.7658 | 290.367 | 824.7658
3664 | 289.4529 | 811.6032 | 289.4529 | 811.6032
3665 | 296.2941 | 803.5596 | 296.2941 | 803.5596
3666 | 307.7974 | 816.2042 | 307.7974 | 816.2042
3667 | 329.3792 | 824.4848 | 329.3792 | 824.4848
3668 | 354.1736 | 838.0006 | 354.1736 | 838.0006
3669 | 368.5941 | 852.4753 | 368.5941 | 852.4753
3670 | 383.179 | 867.2385 | 383.179 | 867.2385
3671 | 405.6964 | 873.5395 | 405.6964 | 873.5395
3672 | 401.0488 | 873.0316 | 401.0488 | 873.0316
3673 | 382.5026 | 876.3558 | 382.5026 | 876.3558
3674 | 390.4639 | 871.4983 | 390.4639 | 871.4983
3675 | 410.0062 | 864.1254 | 410.0062 | 864.1254
3676 | 422.9832 | 846.8761 | 422.9832 | 846.8761
3677 | 430.5171 | 836.0106 | 430.5171 | 836.0106
3678 | 423.2696 | 822.3172 | 423.2696 | 822.3172
3679 | 402.3134 | 810.6531 | 402.3134 | 810.6531
3680 | 388.5267 | 808.4819 | 388.5267 | 808.4819
3681 | 375.2429 | 819.376 | 375.2429 | 819.376
3682 | 357.2438 | 832.4099 | 357.2438 | 832.4099
3683 | 334.8984 | 838.6494 | 334.8984 | 838.6494
3684 | 315.4691 | 844.9129 | 315.4691 | 844.9129
3685 | 302.0319 | 850.1421 | 302.0319 | 850.1421
3686 | 295.0832 | 846.9748 | 295.0832 | 846.9748
3687 | 292.2306 | 847.9089 | 292.2306 | 847.9089
3688 | 292.1494 | 857.0947 | 292.1494 | 857.0947
3689 | 298.3459 | 867.4015 | 298.3459 | 867.4015
3690 | 310.3623 | 880.9175 | 310.3623 | 880.9175
3691 | 331.6641 | 881.5863 | 331.6641 | 881.5863
3692 | 356.4848 | 887.4134 | 356.4848 | 887.4134
3693 | 374.2931 | 887.7921 | 374.2931 | 887.7921
3694 | 385.1454 | 884.7944 | 385.1454 | 884.7944
3695 | 408.3189 | 877.307 | 408.3189 | 877.307
3696 | 404.9522 | 864.8816 | 404.9522 | 864.8816
3697 | 388.2342 | 856.2114 | 388.2342 | 856.2114
3698 | 396.6871 | 837.3604 | 396.6871 | 837.3604
3699 | 413.3552 | 816.6092 | 413.3552 | 816.6092
3700 | 422.2528 | 797.0276 | 422.2528 | 797.0276
3701 | 429.0158 | 786.0083 | 429.0158 | 786.0083
3702 | 422.8746 | 775.0573 | 422.8746 | 775.0573
3703 | 404.2484 | 767.2631 | 404.2484 | 767.2631
3704 | 389.8739 | 770.9097 | 389.8739 | 770.9097
3705 | 377.6846 | 782.1882 | 377.6846 | 782.1882
3706 | 357.741 | 789.4813 | 357.741 | 789.4813
3707 | 336.0363 | 786.7507 | 336.0363 | 786.7507
3708 | 316.8641 | 788.7084 | 316.8641 | 788.7084
3709 | 302.0967 | 795.6292 | 302.0967 | 795.6292
3710 | 294.5765 | 794.8966 | 294.5765 | 794.8966
3711 | 301.1917 | 796.1382 | 301.1917 | 796.1382
3712 | 301.1431 | 793.4322 | 301.1431 | 793.4322
3713 | 307.1402 | 793.8206 | 307.1402 | 793.8206
3714 | 319.5381 | 806.7215 | 319.5381 | 806.7215
3715 | 340.1725 | 803.1358 | 340.1725 | 803.1358
3716 | 364.988 | 786.9988 | 364.988 | 786.9988
3717 | 373.6688 | 756.5459 | 373.6688 | 756.5459
3718 | 385.1096 | 706.5957 | 385.1096 | 706.5957
3719 | 405.4308 | 647.5427 | 405.4308 | 647.5427
3720 | 400.0633 | 610.7954 | 400.0633 | 610.7954
3721 | 389.1056 | 611.0953 | 389.1056 | 611.0953
3722 | 392.5543 | 612.9014 | 392.5543 | 612.9014
3723 | 412.299 | 610.0392 | 412.299 | 610.0392
3724 | 423.2394 | 602.0676 | 423.2394 | 602.0676
3725 | 424.9494 | 597.0455 | 424.9494 | 597.0455
3726 | 419.7919 | 596.2179 | 419.7919 | 596.2179
3727 | 401.3615 | 600.6744 | 401.3615 | 600.6744
3728 | 383.0024 | 610.7027 | 383.0024 | 610.7027
3729 | 371.0716 | 622.5963 | 371.0716 | 622.5963
3730 | 357.0961 | 632.5034 | 357.0961 | 632.5034
3731 | 337.0128 | 637.9485 | 337.0128 | 637.9485
3732 | 320.0126 | 643.8531 | 320.0126 | 643.8531
3733 | 305.658 | 643.649 | 305.658 | 643.649
3734 | 298.4102 | 642.4039 | 298.4102 | 642.4039
3735 | 294.3607 | 646.8747 | 294.3607 | 646.8747
3736 | 293.5727 | 653.5489 | 293.5727 | 653.5489
3737 | 298.8755 | 663.0613 | 298.8755 | 663.0613
3738 | 308.3855 | 691.0577 | 308.3855 | 691.0577
3739 | 325.8519 | 713.4086 | 325.8519 | 713.4086
3740 | 347.8018 | 734.895 | 347.8018 | 734.895
3741 | 361.4828 | 754.5724 | 361.4828 | 754.5724
3742 | 375.7399 | 785.3537 | 375.7399 | 785.3537
3743 | 397.9092 | 816.9763 | 397.9092 | 816.9763
3744 | 394.7383 | 838.7144 | 394.7383 | 838.7144
3745 | 382.27 | 853.8791 | 382.27 | 853.8791
3746 | 388.6491 | 850.9182 | 388.6491 | 850.9182
3747 | 410.4966 | 838.9833 | 410.4966 | 838.9833
3748 | 420.354 | 813.2764 | 420.354 | 813.2764
3749 | 425.9589 | 796.9776 | 425.9589 | 796.9776
3750 | 415.6162 | 786.3597 | 415.6162 | 786.3597
3751 | 394.7045 | 780.5133 | 394.7045 | 780.5133
3752 | 380.4862 | 783.2117 | 380.4862 | 783.2117
3753 | 368.8014 | 789.595 | 368.8014 | 789.595
3754 | 354.6581 | 792.9155 | 354.6581 | 792.9155
3755 | 335.9997 | 787.4683 | 335.9997 | 787.4683
3756 | 318.6585 | 783.3263 | 318.6585 | 783.3263
3757 | 306.7575 | 786.172 | 306.7575 | 786.172
3758 | 298.0046 | 786.0546 | 298.0046 | 786.0546
3759 | 294.5436 | 792.3195 | 294.5436 | 792.3195
3760 | 292.8081 | 811.2443 | 292.8081 | 811.2443
3761 | 297.5771 | 848.8717 | 297.5771 | 848.8717
3762 | 304.135 | 917.2595 | 304.135 | 917.2595
3763 | 318.6513 | 978.8228 | 318.6513 | 978.8228
3764 | 333.6361 | 1034.524 | 333.6361 | 1034.524
3765 | 347.3479 | 1084.0336 | 347.3479 | 1084.0336
3766 | 362.1781 | 1127.1169 | 362.1781 | 1127.1169
3767 | 381.2806 | 1164.7109 | 381.2806 | 1164.7109
3768 | 376.675 | 1194.0609 | 376.675 | 1194.0609
3769 | 370.2017 | 1219.2978 | 370.2017 | 1219.2978
3770 | 376.0846 | 1227.4599 | 376.0846 | 1227.4599
3771 | 392.6337 | 1220.574 | 392.6337 | 1220.574
3772 | 409.558 | 1195.1233 | 409.558 | 1195.1233
3773 | 413.1267 | 1163.1651 | 413.1267 | 1163.1651
3774 | 397.9242 | 1146.7551 | 397.9242 | 1146.7551
3775 | 387.5732 | 1137.1413 | 387.5732 | 1137.1413
3776 | 373.5197 | 1138.8145 | 373.5197 | 1138.8145
3777 | 362.7206 | 1146.5562 | 362.7206 | 1146.5562
3778 | 350.64 | 1139.9326 | 350.64 | 1139.9326
3779 | 333.2073 | 1129.4877 | 333.2073 | 1129.4877
3780 | 315.3429 | 1124.6281 | 315.3429 | 1124.6281
3781 | 301.9355 | 1122.835 | 301.9355 | 1122.835
3782 | 294.4237 | 1115.9771 | 294.4237 | 1115.9771
3783 | 292.4776 | 1110.9396 | 292.4776 | 1110.9396
3784 | 291.2562 | 1102.6208 | 291.2562 | 1102.6208
3785 | 295.1239 | 1090.0153 | 295.1239 | 1090.0153
3786 | 302.5723 | 1084.1557 | 302.5723 | 1084.1557
3787 | 318.6664 | 1063.1679 | 318.6664 | 1063.1679
3788 | 336.2994 | 1043.0072 | 336.2994 | 1043.0072
3789 | 347.5282 | 1021.832 | 347.5282 | 1021.832
3790 | 361.0794 | 1026.3691 | 361.0794 | 1026.3691
3791 | 382.1889 | 1041.2815 | 382.1889 | 1041.2815
3792 | 380.9675 | 1058.8934 | 380.9675 | 1058.8934
3793 | 372.657 | 1083.3358 | 372.657 | 1083.3358
3794 | 377.3846 | 1092.8819 | 377.3846 | 1092.8819
3795 | 398.3984 | 1068.1069 | 398.3984 | 1068.1069
3796 | 414.0336 | 1021.1535 | 414.0336 | 1021.1535
3797 | 417.7988 | 990.4767 | 417.7988 | 990.4767
3798 | 406.2136 | 951.5132 | 406.2136 | 951.5132
3799 | 387.9614 | 907.3514 | 387.9614 | 907.3514
3800 | 378.5367 | 876.0656 | 378.5367 | 876.0656
3801 | 369.4815 | 846.4402 | 369.4815 | 846.4402
3802 | 354.3126 | 819.1597 | 354.3126 | 819.1597
3803 | 335.4024 | 788.109 | 335.4024 | 788.109
3804 | 317.7959 | 759.8245 | 317.7959 | 759.8245
3805 | 302.793 | 742.5514 | 302.793 | 742.5514
3806 | 295.8949 | 731.2084 | 295.8949 | 731.2084
3807 | 292.0168 | 738.9086 | 292.0168 | 738.9086
3808 | 291.7071 | 787.8963 | 291.7071 | 787.8963
3809 | 296.8826 | 888.9299 | 296.8826 | 888.9299
3810 | 306.3593 | 997.4271 | 306.3593 | 997.4271
3811 | 324.4166 | 1043.9205 | 324.4166 | 1043.9205
3812 | 345.9885 | 1055.8473 | 345.9885 | 1055.8473
3813 | 359.7687 | 1067.2979 | 359.7687 | 1067.2979
3814 | 374.6036 | 1097.7972 | 374.6036 | 1097.7972
3815 | 394.2806 | 1135.6733 | 394.2806 | 1135.6733
3816 | 391.6747 | 1169.1495 | 391.6747 | 1169.1495
3817 | 378.6349 | 1209.687 | 378.6349 | 1209.687
3818 | 384.6956 | 1241.2739 | 384.6956 | 1241.2739
3819 | 404.6267 | 1262.1186 | 404.6267 | 1262.1186
3820 | 418.8179 | 1267.756 | 418.8179 | 1267.756
3821 | 421.6735 | 1273.2931 | 421.6735 | 1273.2931
3822 | 412.4619 | 1274.3108 | 412.4619 | 1274.3108
3823 | 394.6726 | 1275.333 | 394.6726 | 1275.333
3824 | 383.7518 | 1283.029 | 383.7518 | 1283.029
3825 | 370.0142 | 1295.6659 | 370.0142 | 1295.6659
3826 | 353.022 | 1303.1126 | 353.022 | 1303.1126
3827 | 333.2304 | 1299.7413 | 333.2304 | 1299.7413
3828 | 313.9505 | 1297.7778 | 313.9505 | 1297.7778
3829 | 300.7969 | 1300.3929 | 300.7969 | 1300.3929
3830 | 294.45 | 1300.5574 | 294.45 | 1300.5574
3831 | 290.7036 | 1305.3102 | 290.7036 | 1305.3102
3832 | 291.5737 | 1312.9326 | 291.5737 | 1312.9326
3833 | 296.2748 | 1323.9058 | 296.2748 | 1323.9058
3834 | 305.658 | 1347.9297 | 305.658 | 1347.9297
3835 | 325.0836 | 1358.2862 | 325.0836 | 1358.2862
3836 | 351.8836 | 1366.2918 | 351.8836 | 1366.2918
3837 | 366.2588 | 1370.9506 | 366.2588 | 1370.9506
3838 | 379.0198 | 1378.7683 | 379.0198 | 1378.7683
3839 | 399.3438 | 1387.1966 | 399.3438 | 1387.1966
3840 | 395.7104 | 1394.5055 | 395.7104 | 1394.5055
3841 | 381.4763 | 1407.1586 | 381.4763 | 1407.1586
3842 | 389.3375 | 1408.1958 | 389.3375 | 1408.1958
3843 | 408.7004 | 1392.5448 | 408.7004 | 1392.5448
3844 | 420.3707 | 1367.7348 | 420.3707 | 1367.7348
3845 | 427.7131 | 1338.4933 | 427.7131 | 1338.4933
3846 | 418.9957 | 1309.1663 | 418.9957 | 1309.1663
3847 | 400.9641 | 1292.6326 | 400.9641 | 1292.6326
3848 | 389.817 | 1304.583 | 389.817 | 1304.583
3849 | 375.7439 | 1348.3079 | 375.7439 | 1348.3079
3850 | 357.328 | 1376.2066 | 357.328 | 1376.2066
3851 | 333.9343 | 1380.524 | 333.9343 | 1380.524
3852 | 315.7954 | 1383.0712 | 315.7954 | 1383.0712
3853 | 300.9358 | 1391.4016 | 300.9358 | 1391.4016
3854 | 292.0497 | 1400.4337 | 292.0497 | 1400.4337
3855 | 289.2858 | 1415.3868 | 289.2858 | 1415.3868
3856 | 288.6194 | 1432.0051 | 288.6194 | 1432.0051
3857 | 293.4628 | 1450.7183 | 293.4628 | 1450.7183
3858 | 306.7377 | 1479.0991 | 306.7377 | 1479.0991
3859 | 329.0294 | 1486.9183 | 329.0294 | 1486.9183
3860 | 354.9843 | 1492.3097 | 354.9843 | 1492.3097
3861 | 370.4221 | 1495.9178 | 370.4221 | 1495.9178
3862 | 380.3603 | 1500.5575 | 380.3603 | 1500.5575
3863 | 401.4794 | 1502.8091 | 401.4794 | 1502.8091
3864 | 397.6983 | 1501.4555 | 397.6983 | 1501.4555
3865 | 384.2992 | 1503.575 | 384.2992 | 1503.575
3866 | 386.8843 | 1493.6686 | 386.8843 | 1493.6686
3867 | 403.1354 | 1472.4817 | 403.1354 | 1472.4817
3868 | 417.1082 | 1434.9085 | 417.1082 | 1434.9085
3869 | 422.3439 | 1393.1857 | 422.3439 | 1393.1857
3870 | 413.6303 | 1363.8843 | 413.6303 | 1363.8843
3871 | 395.7238 | 1345.9153 | 395.7238 | 1345.9153
3872 | 384.4277 | 1347.6142 | 384.4277 | 1347.6142
3873 | 371.5562 | 1364.7873 | 371.5562 | 1364.7873
3874 | 352.8829 | 1373.6694 | 352.8829 | 1373.6694
3875 | 329.2271 | 1364.5315 | 329.2271 | 1364.5315
3876 | 310.7083 | 1347.1137 | 310.7083 | 1347.1137
3877 | 296.7631 | 1322.2545 | 296.7631 | 1322.2545
3878 | 288.787 | 1306.0676 | 288.787 | 1306.0676
3879 | 283.9432 | 1304.5157 | 283.9432 | 1304.5157
3880 | 284.4898 | 1304.7313 | 284.4898 | 1304.7313
3881 | 289.487 | 1313.5773 | 289.487 | 1313.5773
3882 | 300.2588 | 1331.1171 | 300.2588 | 1331.1171
3883 | 320.9564 | 1332.2727 | 320.9564 | 1332.2727
3884 | 346.7618 | 1327.3357 | 346.7618 | 1327.3357
3885 | 360.6311 | 1311.5425 | 360.6311 | 1311.5425
3886 | 372.2347 | 1294.987 | 372.2347 | 1294.987
3887 | 393.706 | 1268.7904 | 393.706 | 1268.7904
3888 | 390.9853 | 1232.9914 | 390.9853 | 1232.9914
3889 | 377.5136 | 1213.3519 | 377.5136 | 1213.3519
3890 | 384.9493 | 1197.1151 | 384.9493 | 1197.1151
3891 | 402.2465 | 1189.1271 | 402.2465 | 1189.1271
3892 | 414.8398 | 1171.6215 | 414.8398 | 1171.6215
3893 | 415.5625 | 1159.4233 | 415.5625 | 1159.4233
3894 | 405.8458 | 1143.7309 | 405.8458 | 1143.7309
3895 | 388.1065 | 1128.5812 | 388.1065 | 1128.5812
3896 | 378.2113 | 1121.8224 | 378.2113 | 1121.8224
3897 | 365.8535 | 1120.4402 | 365.8535 | 1120.4402
3898 | 348.6923 | 1122.428 | 348.6923 | 1122.428
3899 | 328.8084 | 1122.4909 | 328.8084 | 1122.4909
3900 | 310.3109 | 1127.6779 | 310.3109 | 1127.6779
3901 | 296.6851 | 1138.3662 | 296.6851 | 1138.3662
3902 | 287.7059 | 1145.0148 | 287.7059 | 1145.0148
3903 | 283.5673 | 1154.8421 | 283.5673 | 1154.8421
3904 | 283.3367 | 1165.6426 | 283.3367 | 1165.6426
3905 | 287.8753 | 1184.8683 | 287.8753 | 1184.8683
3906 | 301.7435 | 1212.3009 | 301.7435 | 1212.3009
3907 | 320.7172 | 1220.3251 | 320.7172 | 1220.3251
3908 | 341.4746 | 1228.2282 | 341.4746 | 1228.2282
3909 | 354.2134 | 1233.9891 | 354.2134 | 1233.9891
3910 | 364.164 | 1247.5989 | 364.164 | 1247.5989
3911 | 385.7641 | 1265.7918 | 385.7641 | 1265.7918
3912 | 385.6458 | 1278.8417 | 385.6458 | 1278.8417
3913 | 373.851 | 1289.4701 | 373.851 | 1289.4701
3914 | 379.2607 | 1288.7902 | 379.2607 | 1288.7902
3915 | 398.8564 | 1282.6731 | 398.8564 | 1282.6731
3916 | 412.6204 | 1265.0906 | 412.6204 | 1265.0906
3917 | 415.1968 | 1251.3546 | 415.1968 | 1251.3546
3918 | 402.4943 | 1238.9684 | 402.4943 | 1238.9684
3919 | 384.9977 | 1229.6621 | 384.9977 | 1229.6621
3920 | 372.0802 | 1226.8502 | 372.0802 | 1226.8502
3921 | 359.3407 | 1229.1073 | 359.3407 | 1229.1073
3922 | 346.8864 | 1221.5354 | 346.8864 | 1221.5354
3923 | 329.9151 | 1204.7858 | 329.9151 | 1204.7858
3924 | 312.7883 | 1192.4169 | 312.7883 | 1192.4169
3925 | 299.9603 | 1187.292 | 299.9603 | 1187.292
3926 | 290.9023 | 1181.4336 | 290.9023 | 1181.4336
3927 | 285.8821 | 1180.1123 | 285.8821 | 1180.1123
3928 | 283.836 | 1180.7381 | 283.836 | 1180.7381
3929 | 289.3201 | 1188.0207 | 289.3201 | 1188.0207
3930 | 299.3912 | 1209.4561 | 299.3912 | 1209.4561
3931 | 314.8735 | 1217.2753 | 314.8735 | 1217.2753
3932 | 330.5852 | 1224.1532 | 330.5852 | 1224.1532
3933 | 338.7718 | 1234.9374 | 338.7718 | 1234.9374
3934 | 352.472 | 1262.5663 | 352.472 | 1262.5663
3935 | 371.0417 | 1298.7764 | 371.0417 | 1298.7764
3936 | 371.7728 | 1334.9949 | 371.7728 | 1334.9949
3937 | 363.8096 | 1374.8917 | 363.8096 | 1374.8917
3938 | 370.2341 | 1399.6614 | 370.2341 | 1399.6614
3939 | 390.546 | 1392.9804 | 390.546 | 1392.9804
3940 | 405.4317 | 1373.6295 | 405.4317 | 1373.6295
3941 | 399.9425 | 1349.7188 | 399.9425 | 1349.7188
3942 | 384.7967 | 1315.061 | 384.7967 | 1315.061
3943 | 371.0343 | 1287.2761 | 371.0343 | 1287.2761
3944 | 362.0837 | 1284.4899 | 362.0837 | 1284.4899
3945 | 356.3701 | 1319.2702 | 356.3701 | 1319.2702
3946 | 341.7765 | 1352.5254 | 341.7765 | 1352.5254
3947 | 326.874 | 1364.0702 | 326.874 | 1364.0702
3948 | 310.2677 | 1365.5153 | 310.2677 | 1365.5153
3949 | 296.6669 | 1367.0284 | 296.6669 | 1367.0284
3950 | 289.6596 | 1364.2455 | 289.6596 | 1364.2455
3951 | 285.3635 | 1365.0514 | 285.3635 | 1365.0514
3952 | 285.4634 | 1369.624 | 285.4634 | 1369.624
3953 | 287.9459 | 1378.7007 | 287.9459 | 1378.7007
3954 | 295.6722 | 1399.8798 | 295.6722 | 1399.8798
3955 | 313.1285 | 1406.1612 | 313.1285 | 1406.1612
3956 | 328.563 | 1418.3956 | 328.563 | 1418.3956
3957 | 340.5639 | 1435.7664 | 340.5639 | 1435.7664
3958 | 353.9762 | 1454.9121 | 353.9762 | 1454.9121
3959 | 376.9319 | 1466.7491 | 376.9319 | 1466.7491
3960 | 374.9473 | 1471.1363 | 374.9473 | 1471.1363
3961 | 366.0644 | 1481.7135 | 366.0644 | 1481.7135
3962 | 373.9306 | 1485.3392 | 373.9306 | 1485.3392
3963 | 396.2905 | 1463.4859 | 396.2905 | 1463.4859
3964 | 406.2416 | 1421.7865 | 406.2416 | 1421.7865
3965 | 411.1587 | 1403.4373 | 411.1587 | 1403.4373
3966 | 398.983 | 1377.3651 | 398.983 | 1377.3651
3967 | 383.804 | 1351.7075 | 383.804 | 1351.7075
3968 | 371.5601 | 1354.9441 | 371.5601 | 1354.9441
3969 | 361.2474 | 1393.2099 | 361.2474 | 1393.2099
3970 | 347.8995 | 1421.3906 | 347.8995 | 1421.3906
3971 | 329.9248 | 1427.8096 | 329.9248 | 1427.8096
3972 | 313.5819 | 1424.6415 | 313.5819 | 1424.6415
3973 | 299.5662 | 1424.5655 | 299.5662 | 1424.5655
3974 | 291.2745 | 1427.8567 | 291.2745 | 1427.8567
3975 | 286.6194 | 1439.9651 | 286.6194 | 1439.9651
3976 | 286.0838 | 1455.4044 | 286.0838 | 1455.4044
3977 | 290.1107 | 1473.1437 | 290.1107 | 1473.1437
3978 | 299.6659 | 1501.2426 | 299.6659 | 1501.2426
3979 | 317.3929 | 1510.8046 | 317.3929 | 1510.8046
3980 | 337.6214 | 1512.9411 | 337.6214 | 1512.9411
3981 | 350.1241 | 1506.8101 | 350.1241 | 1506.8101
3982 | 362.2382 | 1500.7369 | 362.2382 | 1500.7369
3983 | 384.3748 | 1493.8389 | 384.3748 | 1493.8389
3984 | 381.5046 | 1487.6414 | 381.5046 | 1487.6414
3985 | 369.4672 | 1492.734 | 369.4672 | 1492.734
3986 | 371.9515 | 1492.4897 | 371.9515 | 1492.4897
3987 | 394.5802 | 1468.8424 | 394.5802 | 1468.8424
3988 | 410.227 | 1437.984 | 410.227 | 1437.984
3989 | 415.152 | 1415.9955 | 415.152 | 1415.9955
3990 | 402.8619 | 1387.6424 | 402.8619 | 1387.6424
3991 | 386.0603 | 1364.0094 | 386.0603 | 1364.0094
3992 | 374.6467 | 1357.7376 | 374.6467 | 1357.7376
3993 | 366.3156 | 1373.7319 | 366.3156 | 1373.7319
3994 | 349.7106 | 1382.8189 | 349.7106 | 1382.8189
3995 | 331.837 | 1375.7058 | 331.837 | 1375.7058
3996 | 312.5065 | 1365.2334 | 312.5065 | 1365.2334
3997 | 300.7841 | 1358.0838 | 300.7841 | 1358.0838
3998 | 291.1202 | 1348.8681 | 291.1202 | 1348.8681
3999 | 287.8232 | 1343.1386 | 287.8232 | 1343.1386
4000 | 287.4415 | 1338.8436 | 287.4415 | 1338.8436
4001 | 291.7013 | 1331.8764 | 291.7013 | 1331.8764
4002 | 303.4903 | 1320.9167 | 303.4903 | 1320.9167
4003 | 324.2242 | 1285.2947 | 324.2242 | 1285.2947
4004 | 350.4244 | 1252.7296 | 350.4244 | 1252.7296
4005 | 364.7651 | 1227.9919 | 364.7651 | 1227.9919
4006 | 371.7481 | 1218.0743 | 371.7481 | 1218.0743
4007 | 392.8782 | 1219.352 | 392.8782 | 1219.352
4008 | 388.9553 | 1225.4564 | 388.9553 | 1225.4564
4009 | 375.2802 | 1242.3127 | 375.2802 | 1242.3127
4010 | 376.9362 | 1250.2954 | 376.9362 | 1250.2954
4011 | 399.4748 | 1234.4136 | 399.4748 | 1234.4136
4012 | 411.1311 | 1187.8959 | 411.1311 | 1187.8959
4013 | 412.8978 | 1165.0873 | 412.8978 | 1165.0873
4014 | 403.2144 | 1149.1899 | 403.2144 | 1149.1899
4015 | 382.458 | 1137.0388 | 382.458 | 1137.0388
4016 | 374.3071 | 1154.807 | 374.3071 | 1154.807
4017 | 369.6726 | 1203.4013 | 369.6726 | 1203.4013
4018 | 354.0508 | 1241.9618 | 354.0508 | 1241.9618
4019 | 332.9655 | 1252.2507 | 332.9655 | 1252.2507
4020 | 314.7034 | 1240.5994 | 314.7034 | 1240.5994
4021 | 300.9399 | 1223.5571 | 300.9399 | 1223.5571
4022 | 293.0012 | 1198.9126 | 293.0012 | 1198.9126
4023 | 289.6106 | 1172.3724 | 289.6106 | 1172.3724
4024 | 289.424 | 1144.1911 | 289.424 | 1144.1911
4025 | 294.3085 | 1125.1783 | 294.3085 | 1125.1783
4026 | 306.4997 | 1128.5196 | 306.4997 | 1128.5196
4027 | 325.4426 | 1121.8328 | 325.4426 | 1121.8328
4028 | 350.9406 | 1116.9213 | 350.9406 | 1116.9213
4029 | 362.3646 | 1111.8155 | 362.3646 | 1111.8155
4030 | 374.9562 | 1115.1737 | 374.9562 | 1115.1737
4031 | 397.3949 | 1125.883 | 397.3949 | 1125.883
4032 | 394.2364 | 1134.3965 | 394.2364 | 1134.3965
4033 | 376.167 | 1138.4126 | 376.167 | 1138.4126
4034 | 384.5138 | 1124.4825 | 384.5138 | 1124.4825
4035 | 405.7216 | 1106.5248 | 405.7216 | 1106.5248
4036 | 421.1487 | 1092.1971 | 421.1487 | 1092.1971
4037 | 419.979 | 1092.8903 | 419.979 | 1092.8903
4038 | 406.8904 | 1094.7538 | 406.8904 | 1094.7538
4039 | 391.2321 | 1095.3147 | 391.2321 | 1095.3147
4040 | 382.5335 | 1097.4748 | 382.5335 | 1097.4748
4041 | 374.0689 | 1096.7333 | 374.0689 | 1096.7333
4042 | 357.7532 | 1093.1853 | 357.7532 | 1093.1853
4043 | 334.7535 | 1084.97 | 334.7535 | 1084.97
4044 | 317.1414 | 1078.4189 | 317.1414 | 1078.4189
4045 | 302.3557 | 1076.0364 | 302.3557 | 1076.0364
4046 | 293.196 | 1071.3569 | 293.196 | 1071.3569
4047 | 287.8527 | 1075.5715 | 287.8527 | 1075.5715
4048 | 287.4395 | 1091.0877 | 287.4395 | 1091.0877
4049 | 293.0037 | 1120.1294 | 293.0037 | 1120.1294
4050 | 304.4631 | 1167.2963 | 304.4631 | 1167.2963
4051 | 323.286 | 1202.7949 | 323.286 | 1202.7949
4052 | 350.9965 | 1233.7128 | 350.9965 | 1233.7128
4053 | 362.6604 | 1255.1587 | 362.6604 | 1255.1587
4054 | 369.9122 | 1272.8948 | 369.9122 | 1272.8948
4055 | 391.1458 | 1285.0905 | 391.1458 | 1285.0905
4056 | 391.7042 | 1292.1432 | 391.7042 | 1292.1432
4057 | 373.9853 | 1302.4384 | 373.9853 | 1302.4384
4058 | 376.7999 | 1304.9877 | 376.7999 | 1304.9877
4059 | 395.6403 | 1305.7136 | 395.6403 | 1305.7136
4060 | 407.9459 | 1297.1269 | 407.9459 | 1297.1269
4061 | 407.5456 | 1290.157 | 407.5456 | 1290.157
4062 | 398.2782 | 1279.6929 | 398.2782 | 1279.6929
4063 | 380.9412 | 1272.1294 | 380.9412 | 1272.1294
4064 | 369.3415 | 1278.5439 | 369.3415 | 1278.5439
4065 | 361.3621 | 1308.4804 | 361.3621 | 1308.4804
4066 | 348.2165 | 1332.2272 | 348.2165 | 1332.2272
4067 | 330.1811 | 1340.4402 | 330.1811 | 1340.4402
4068 | 310.5558 | 1343.5 | 310.5558 | 1343.5
4069 | 297.3084 | 1348.0629 | 297.3084 | 1348.0629
4070 | 287.7222 | 1345.6901 | 287.7222 | 1345.6901
4071 | 283.5527 | 1342.4466 | 283.5527 | 1342.4466
4072 | 281.5139 | 1337.9722 | 281.5139 | 1337.9722
4073 | 284.9583 | 1336.3615 | 284.9583 | 1336.3615
4074 | 296.0076 | 1349.2624 | 296.0076 | 1349.2624
4075 | 311.5202 | 1349.4442 | 311.5202 | 1349.4442
4076 | 335.3538 | 1348.2746 | 335.3538 | 1348.2746
4077 | 345.871 | 1342.4255 | 345.871 | 1342.4255
4078 | 357.715 | 1340.2222 | 357.715 | 1340.2222
4079 | 374.7412 | 1339.219 | 374.7412 | 1339.219
4080 | 375.0812 | 1332.637 | 375.0812 | 1332.637
4081 | 363.0372 | 1328.4262 | 363.0372 | 1328.4262
4082 | 369.5004 | 1314.5217 | 369.5004 | 1314.5217
4083 | 389.5962 | 1297.9224 | 389.5962 | 1297.9224
4084 | 403.153 | 1272.8562 | 403.153 | 1272.8562
4085 | 404.9544 | 1246.6133 | 404.9544 | 1246.6133
4086 | 389.9772 | 1225.4875 | 389.9772 | 1225.4875
4087 | 374.6127 | 1220.3844 | 374.6127 | 1220.3844
4088 | 362.8619 | 1233.77 | 362.8619 | 1233.77
4089 | 355.8406 | 1248.3034 | 355.8406 | 1248.3034
4090 | 345.4733 | 1253.9305 | 345.4733 | 1253.9305
4091 | 328.194 | 1246.0485 | 328.194 | 1246.0485
4092 | 311.7415 | 1229.7071 | 311.7415 | 1229.7071
4093 | 298.1021 | 1212.8185 | 298.1021 | 1212.8185
4094 | 289.0453 | 1199.6559 | 289.0453 | 1199.6559
4095 | 285.8962 | 1196.925 | 285.8962 | 1196.925
4096 | 283.9975 | 1199.7036 | 283.9975 | 1199.7036
4097 | 288.6878 | 1205.269 | 288.6878 | 1205.269
4098 | 296.3985 | 1229.6261 | 296.3985 | 1229.6261
4099 | 309.392 | 1242.6993 | 309.392 | 1242.6993
4100 | 322.8689 | 1252.5502 | 322.8689 | 1252.5502
4101 | 330.8627 | 1252.2626 | 330.8627 | 1252.2626
4102 | 342.9409 | 1255.7233 | 342.9409 | 1255.7233
4103 | 360.4231 | 1269.1236 | 360.4231 | 1269.1236
4104 | 364.9746 | 1280.5076 | 364.9746 | 1280.5076
4105 | 358.6026 | 1300.3881 | 358.6026 | 1300.3881
4106 | 364.4915 | 1304.0651 | 364.4915 | 1304.0651
4107 | 383.0583 | 1273.8055 | 383.0583 | 1273.8055
4108 | 394.9857 | 1191.1508 | 394.9857 | 1191.1508
4109 | 390.5738 | 1136.6903 | 390.5738 | 1136.6903
4110 | 383.3542 | 1105.2617 | 383.3542 | 1105.2617
4111 | 370.6531 | 1085.8576 | 370.6531 | 1085.8576
4112 | 364.8858 | 1087.8639 | 364.8858 | 1087.8639
4113 | 353.5581 | 1102.6536 | 353.5581 | 1102.6536
4114 | 343.5955 | 1099.0031 | 343.5955 | 1099.0031
4115 | 327.7522 | 1080.0749 | 327.7522 | 1080.0749
4116 | 313.3357 | 1068.5005 | 313.3357 | 1068.5005
4117 | 300.2792 | 1068.7577 | 300.2792 | 1068.7577
4118 | 293.1995 | 1065.4623 | 293.1995 | 1065.4623
4119 | 288.5454 | 1059.5278 | 288.5454 | 1059.5278
4120 | 285.7676 | 1044.8786 | 285.7676 | 1044.8786
4121 | 287.1827 | 1029.3514 | 287.1827 | 1029.3514
4122 | 294.013 | 1029.6684 | 294.013 | 1029.6684
4123 | 305.1487 | 1022.6741 | 305.1487 | 1022.6741
4124 | 319.4382 | 1019.7873 | 319.4382 | 1019.7873
4125 | 329.1461 | 1011.0678 | 329.1461 | 1011.0678
4126 | 341.9913 | 1003.2005 | 341.9913 | 1003.2005
4127 | 360.0077 | 996.0463 | 360.0077 | 996.0463
4128 | 362.2657 | 979.8791 | 362.2657 | 979.8791
4129 | 355.1699 | 956.549 | 355.1699 | 956.549
4130 | 359.1056 | 932.111 | 359.1056 | 932.111
4131 | 377.6011 | 914.8709 | 377.6011 | 914.8709
4132 | 390.5068 | 897.314 | 390.5068 | 897.314
4133 | 394.2589 | 884.8851 | 394.2589 | 884.8851
4134 | 382.7741 | 870.2948 | 382.7741 | 870.2948
4135 | 371.4506 | 858.1949 | 371.4506 | 858.1949
4136 | 363.3979 | 850.616 | 363.3979 | 850.616
4137 | 356.5391 | 844.6718 | 356.5391 | 844.6718
4138 | 346.7746 | 838.9709 | 346.7746 | 838.9709
4139 | 331.0477 | 829.0898 | 331.0477 | 829.0898
4140 | 316.1071 | 827.2288 | 316.1071 | 827.2288
4141 | 303.6211 | 832.5606 | 303.6211 | 832.5606
4142 | 294.8779 | 838.2865 | 294.8779 | 838.2865
4143 | 291.9187 | 855.1619 | 291.9187 | 855.1619
4144 | 288.4991 | 858.0686 | 288.4991 | 858.0686
4145 | 289.6552 | 858.9696 | 289.6552 | 858.9696
4146 | 295.5688 | 879.6105 | 295.5688 | 879.6105
4147 | 306.4068 | 888.2498 | 306.4068 | 888.2498
4148 | 322.5912 | 895.0252 | 322.5912 | 895.0252
4149 | 334.2011 | 897.7362 | 334.2011 | 897.7362
4150 | 346.7746 | 901.8377 | 346.7746 | 901.8377
4151 | 370.1375 | 900.3731 | 370.1375 | 900.3731
4152 | 367.0964 | 898.0199 | 367.0964 | 898.0199
4153 | 357.1479 | 910.0323 | 357.1479 | 910.0323
4154 | 363.3048 | 927.754 | 363.3048 | 927.754
4155 | 385.0489 | 926.1733 | 385.0489 | 926.1733
4156 | 397.8252 | 896.6989 | 397.8252 | 896.6989
4157 | 400.8246 | 888.345 | 400.8246 | 888.345
4158 | 390.4748 | 882.4173 | 390.4748 | 882.4173
4159 | 375.4591 | 877.1348 | 375.4591 | 877.1348
4160 | 363.9484 | 875.2711 | 363.9484 | 875.2711
4161 | 356.5771 | 872.8125 | 356.5771 | 872.8125
4162 | 347.623 | 866.3683 | 347.623 | 866.3683
4163 | 334.885 | 850.3619 | 334.885 | 850.3619
4164 | 318.6927 | 835.5583 | 318.6927 | 835.5583
4165 | 307.0361 | 826.589 | 307.0361 | 826.589
4166 | 298.0771 | 815.3742 | 298.0771 | 815.3742
4167 | 292.1731 | 809.2346 | 292.1731 | 809.2346
4168 | 289.3158 | 806.7593 | 289.3158 | 806.7593
4169 | 291.4765 | 807.9678 | 291.4765 | 807.9678
4170 | 301.8491 | 819.2541 | 301.8491 | 819.2541
4171 | 315.158 | 811.3115 | 315.158 | 811.3115
4172 | 332.1508 | 799.3776 | 332.1508 | 799.3776
4173 | 345.1048 | 790.2737 | 345.1048 | 790.2737
4174 | 356.733 | 793.6319 | 356.733 | 793.6319
4175 | 376.1412 | 803.1622 | 376.1412 | 803.1622
4176 | 381.8094 | 812.6496 | 381.8094 | 812.6496
4177 | 369.5572 | 827.6863 | 369.5572 | 827.6863
4178 | 371.3124 | 829.9536 | 371.3124 | 829.9536
4179 | 391.0422 | 831.5509 | 391.0422 | 831.5509
4180 | 404.5746 | 829.192 | 404.5746 | 829.192
4181 | 403.976 | 833.6783 | 403.976 | 833.6783
4182 | 398.2418 | 847.895 | 398.2418 | 847.895
4183 | 381.595 | 865.6786 | 381.595 | 865.6786
4184 | 366.8392 | 888.0344 | 366.8392 | 888.0344
4185 | 357.5567 | 905.387 | 357.5567 | 905.387
4186 | 351.2799 | 907.1441 | 351.2799 | 907.1441
4187 | 336.89 | 892.3423 | 336.89 | 892.3423
4188 | 323.4252 | 880.1015 | 323.4252 | 880.1015
4189 | 309.9459 | 882.6141 | 309.9459 | 882.6141
4190 | 298.9723 | 880.0362 | 298.9723 | 880.0362
4191 | 292.3905 | 897.7317 | 292.3905 | 897.7317
4192 | 288.968 | 948.2571 | 288.968 | 948.2571
4193 | 291.8075 | 989.2676 | 291.8075 | 989.2676
4194 | 302.1407 | 997.0939 | 302.1407 | 997.0939
4195 | 312.9622 | 968.8531 | 312.9622 | 968.8531
4196 | 329.0137 | 950.8708 | 329.0137 | 950.8708
4197 | 342.875 | 943.0483 | 342.875 | 943.0483
4198 | 353.8401 | 937.949 | 353.8401 | 937.949
4199 | 369.7625 | 930.8973 | 369.7625 | 930.8973
4200 | 374.7958 | 920.2659 | 374.7958 | 920.2659
4201 | 364.8475 | 912.8772 | 364.8475 | 912.8772
4202 | 367.2027 | 898.2294 | 367.2027 | 898.2294
4203 | 386.5267 | 878.7083 | 386.5267 | 878.7083
4204 | 399.683 | 848.4907 | 399.683 | 848.4907
4205 | 398.5515 | 830.4491 | 398.5515 | 830.4491
4206 | 389.1904 | 815.5255 | 389.1904 | 815.5255
4207 | 375.7967 | 801.401 | 375.7967 | 801.401
4208 | 362.2349 | 795.7955 | 362.2349 | 795.7955
4209 | 353.4635 | 797.8219 | 353.4635 | 797.8219
4210 | 341.7229 | 799.3997 | 341.7229 | 799.3997
4211 | 333.2755 | 795.8746 | 333.2755 | 795.8746
4212 | 323.0205 | 798.3193 | 323.0205 | 798.3193
4213 | 314.2246 | 812.083 | 314.2246 | 812.083
4214 | 305.0086 | 819.5005 | 305.0086 | 819.5005
4215 | 296.2037 | 828.9946 | 296.2037 | 828.9946
4216 | 291.7008 | 840.6152 | 291.7008 | 840.6152
4217 | 291.8129 | 850.0507 | 291.8129 | 850.0507
4218 | 299.3257 | 861.6445 | 299.3257 | 861.6445
4219 | 309.3829 | 854.0607 | 309.3829 | 854.0607
4220 | 319.0228 | 851.8403 | 319.0228 | 851.8403
4221 | 325.0733 | 857.0886 | 325.0733 | 857.0886
4222 | 335.0924 | 869.7758 | 335.0924 | 869.7758
4223 | 348.6071 | 882.6122 | 348.6071 | 882.6122
4224 | 350.3026 | 895.3802 | 350.3026 | 895.3802
4225 | 344.8678 | 912.6209 | 344.8678 | 912.6209
4226 | 350.3994 | 913.4274 | 350.3994 | 913.4274
4227 | 365.1531 | 895.3416 | 365.1531 | 895.3416
4228 | 376.5222 | 875.6062 | 376.5222 | 875.6062
4229 | 374.6153 | 861.1783 | 374.6153 | 861.1783
4230 | 364.5719 | 843.333 | 364.5719 | 843.333
4231 | 356.0475 | 828.7984 | 356.0475 | 828.7984
4232 | 346.4974 | 830.2922 | 346.4974 | 830.2922
4233 | 340.4068 | 850.3358 | 340.4068 | 850.3358
4234 | 331.6599 | 863.8567 | 331.6599 | 863.8567
4235 | 325.4257 | 865.1242 | 325.4257 | 865.1242
4236 | 317.8882 | 863.0838 | 317.8882 | 863.0838
4237 | 310.0516 | 860.3681 | 310.0516 | 860.3681
4238 | 301.4927 | 854.0996 | 301.4927 | 854.0996
4239 | 293.4633 | 857.6735 | 293.4633 | 857.6735
4240 | 290.1486 | 869.8579 | 290.1486 | 869.8579
4241 | 290.7973 | 885.9569 | 290.7973 | 885.9569
4242 | 296.8288 | 911.1854 | 296.8288 | 911.1854
4243 | 304.8001 | 922.4646 | 304.8001 | 922.4646
4244 | 315.0438 | 933.725 | 315.0438 | 933.725
4245 | 324.0805 | 942.7152 | 324.0805 | 942.7152
4246 | 337.8569 | 955.3511 | 337.8569 | 955.3511
4247 | 357.6868 | 967.1111 | 357.6868 | 967.1111
4248 | 365.972 | 972.6004 | 365.972 | 972.6004
4249 | 362.5906 | 977.1548 | 362.5906 | 977.1548
4250 | 369.3155 | 966.3513 | 369.3155 | 966.3513
4251 | 386.8364 | 947.4198 | 386.8364 | 947.4198
4252 | 400.4818 | 918.6373 | 400.4818 | 918.6373
4253 | 403.9837 | 887.3455 | 403.9837 | 887.3455
4254 | 388.9574 | 853.6103 | 388.9574 | 853.6103
4255 | 372.4579 | 829.9773 | 372.4579 | 829.9773
4256 | 359.0037 | 818.0671 | 359.0037 | 818.0671
4257 | 348.2338 | 807.074 | 348.2338 | 807.074
4258 | 340.9245 | 791.3265 | 340.9245 | 791.3265
4259 | 333.4243 | 753.3304 | 333.4243 | 753.3304
4260 | 325.5588 | 734.6568 | 325.5588 | 734.6568
4261 | 317.2674 | 734.2476 | 317.2674 | 734.2476
4262 | 307.8554 | 730.5165 | 307.8554 | 730.5165
4263 | 297.6537 | 730.2972 | 297.6537 | 730.2972
4264 | 292.057 | 733.5115 | 292.057 | 733.5115
4265 | 291.8634 | 742.5882 | 291.8634 | 742.5882
4266 | 297.1196 | 764.7155 | 297.1196 | 764.7155
4267 | 306.602 | 771.5608 | 306.602 | 771.5608
4268 | 315.771 | 779.4383 | 315.771 | 779.4383
4269 | 325.2184 | 787.5314 | 325.2184 | 787.5314
4270 | 338.9059 | 797.9889 | 338.9059 | 797.9889
4271 | 360.4264 | 804.1361 | 360.4264 | 804.1361
4272 | 367.1563 | 804.9609 | 367.1563 | 804.9609
4273 | 364.2653 | 807.9006 | 364.2653 | 807.9006
4274 | 367.8421 | 799.0707 | 367.8421 | 799.0707
4275 | 387.2372 | 790.2369 | 387.2372 | 790.2369
4276 | 400.1673 | 775.5761 | 400.1673 | 775.5761
4277 | 399.2609 | 764.0186 | 399.2609 | 764.0186
4278 | 388.8926 | 751.171 | 388.8926 | 751.171
4279 | 373.3353 | 740.4295 | 373.3353 | 740.4295
4280 | 361.2209 | 738.6428 | 361.2209 | 738.6428
4281 | 348.6181 | 740.9255 | 348.6181 | 740.9255
4282 | 339.7146 | 740.2991 | 339.7146 | 740.2991
4283 | 330.7452 | 733.3398 | 330.7452 | 733.3398
4284 | 324.2976 | 729.1722 | 324.2976 | 729.1722
4285 | 314.1961 | 731.5822 | 314.1961 | 731.5822
4286 | 304.1674 | 737.5644 | 304.1674 | 737.5644
4287 | 297.6475 | 753.4659 | 297.6475 | 753.4659
4288 | 292.7171 | 770.7761 | 292.7171 | 770.7761
4289 | 292.0911 | 789.1817 | 292.0911 | 789.1817
4290 | 296.6248 | 812.3343 | 296.6248 | 812.3343
4291 | 306.344 | 817.5393 | 306.344 | 817.5393
4292 | 314.9409 | 819.9321 | 314.9409 | 819.9321
4293 | 321.0666 | 820.3622 | 321.0666 | 820.3622
4294 | 334.4811 | 819.5941 | 334.4811 | 819.5941
4295 | 353.3625 | 817.5657 | 353.3625 | 817.5657
4296 | 363.1525 | 812.1114 | 363.1525 | 812.1114
4297 | 360.3577 | 808.7464 | 360.3577 | 808.7464
4298 | 367.2568 | 803.2995 | 367.2568 | 803.2995
4299 | 386.13 | 798.592 | 386.13 | 798.592
4300 | 396.574 | 789.5183 | 396.574 | 789.5183
4301 | 403.0272 | 783.958 | 403.0272 | 783.958
4302 | 390.7533 | 779.1579 | 390.7533 | 779.1579
4303 | 374.4532 | 777.4378 | 374.4532 | 777.4378
4304 | 363.0156 | 786.5947 | 363.0156 | 786.5947
4305 | 354.1963 | 794.9002 | 354.1963 | 794.9002
4306 | 345.7775 | 799.5791 | 345.7775 | 799.5791
4307 | 336.8191 | 803.7427 | 336.8191 | 803.7427
4308 | 328.0048 | 816.7978 | 328.0048 | 816.7978
4309 | 318.0518 | 839.788 | 318.0518 | 839.788
4310 | 309.5759 | 861.9678 | 309.5759 | 861.9678
4311 | 302.9402 | 895.1175 | 302.9402 | 895.1175
4312 | 299.443 | 922.3462 | 299.443 | 922.3462
4313 | 300.121 | 941.1362 | 300.121 | 941.1362
4314 | 304.3993 | 972.08 | 304.3993 | 972.08
4315 | 314.1103 | 991.7142 | 314.1103 | 991.7142
4316 | 325.408 | 1008.7668 | 325.408 | 1008.7668
4317 | 332.5537 | 1015.2709 | 332.5537 | 1015.2709
4318 | 347.664 | 1015.5793 | 347.664 | 1015.5793
4319 | 365.9099 | 1004.0169 | 365.9099 | 1004.0169
4320 | 374.5663 | 991.4634 | 374.5663 | 991.4634
4321 | 371.7911 | 1002.1943 | 371.7911 | 1002.1943
4322 | 373.5892 | 1005.3587 | 373.5892 | 1005.3587
4323 | 390.2267 | 1007.3148 | 390.2267 | 1007.3148
4324 | 406.7069 | 996.3189 | 406.7069 | 996.3189
4325 | 409.129 | 988.5546 | 409.129 | 988.5546
4326 | 398.4639 | 982.6012 | 398.4639 | 982.6012
4327 | 382.7272 | 979.6509 | 382.7272 | 979.6509
4328 | 367.0652 | 984.6046 | 367.0652 | 984.6046
4329 | 354.0778 | 1001.8034 | 354.0778 | 1001.8034
4330 | 348.2654 | 1009.5321 | 348.2654 | 1009.5321
4331 | 337.3542 | 1006.6477 | 337.3542 | 1006.6477
4332 | 328.9345 | 995.2271 | 328.9345 | 995.2271
4333 | 319.9245 | 983.4387 | 319.9245 | 983.4387
4334 | 311.2267 | 976.8883 | 311.2267 | 976.8883
4335 | 305.4756 | 991.6108 | 305.4756 | 991.6108
4336 | 299.9841 | 1005.9481 | 299.9841 | 1005.9481
4337 | 301.6789 | 1006.5159 | 301.6789 | 1006.5159
4338 | 308.0271 | 1023.62 | 308.0271 | 1023.62
4339 | 318.1375 | 1037.7183 | 318.1375 | 1037.7183
4340 | 331.2022 | 1048.7994 | 331.2022 | 1048.7994
4341 | 340.1688 | 1047.0766 | 340.1688 | 1047.0766
4342 | 351.5124 | 1026.1385 | 351.5124 | 1026.1385
4343 | 370.4183 | 984.667 | 370.4183 | 984.667
4344 | 377.6074 | 945.6643 | 377.6074 | 945.6643
4345 | 373.4264 | 932.5859 | 373.4264 | 932.5859
4346 | 379.1899 | 936.2372 | 379.1899 | 936.2372
4347 | 393.5081 | 940.6793 | 393.5081 | 940.6793
4348 | 409.3499 | 922.3023 | 409.3499 | 922.3023
4349 | 413.7606 | 894.1116 | 413.7606 | 894.1116
4350 | 403.3261 | 868.2444 | 403.3261 | 868.2444
4351 | 384.781 | 855.1707 | 384.781 | 855.1707
4352 | 369.4685 | 857.9715 | 369.4685 | 857.9715
4353 | 355.1221 | 869.1988 | 355.1221 | 869.1988
4354 | 346.4086 | 861.5757 | 346.4086 | 861.5757
4355 | 337.1277 | 844.5185 | 337.1277 | 844.5185
4356 | 317.0073 | 837.6086 | 317.0073 | 837.6086
4357 | 310.4695 | 835.8411 | 310.4695 | 835.8411
4358 | 303.6859 | 829.1113 | 303.6859 | 829.1113
4359 | 297.1675 | 831.3525 | 297.1675 | 831.3525
4360 | 291.9817 | 838.488 | 291.9817 | 838.488
4361 | 292.5646 | 849.1537 | 292.5646 | 849.1537
4362 | 299.3421 | 870.5634 | 299.3421 | 870.5634
4363 | 307.5858 | 873.6669 | 307.5858 | 873.6669
4364 | 319.3826 | 872.6254 | 319.3826 | 872.6254
4365 | 327.7896 | 867.9553 | 327.7896 | 867.9553
4366 | 340.8755 | 867.4692 | 340.8755 | 867.4692
4367 | 360.5971 | 867.4398 | 360.5971 | 867.4398
4368 | 366.4827 | 867.6495 | 366.4827 | 867.6495
4369 | 360.5877 | 875.51 | 360.5877 | 875.51
4370 | 367.5254 | 874.7788 | 367.5254 | 874.7788
4371 | 381.7113 | 865.6119 | 381.7113 | 865.6119
4372 | 393.6969 | 851.1817 | 393.6969 | 851.1817
4373 | 397.3245 | 849.5683 | 397.3245 | 849.5683
4374 | 383.5964 | 846.0497 | 383.5964 | 846.0497
4375 | 365.5568 | 845.0728 | 365.5568 | 845.0728
4376 | 353.3993 | 849.6421 | 353.3993 | 849.6421
4377 | 340.086 | 857.717 | 340.086 | 857.717
4378 | 329.2369 | 864.8819 | 329.2369 | 864.8819
4379 | 321.1365 | 864.8936 | 321.1365 | 864.8936
4380 | 316.6797 | 1173.0819 | 316.6797 | 1173.0819
4381 | 316.3973 | 1155.4271 | 316.3973 | 1155.4271
4382 | 310.0058 | 1149.825 | 310.0058 | 1149.825
4383 | 299.0465 | 1151.853 | 299.0465 | 1151.853
4384 | 293.449 | 1159.7712 | 293.449 | 1159.7712
4385 | 292.5862 | 1175.9151 | 292.5862 | 1175.9151
4386 | 294.8377 | 1205.8137 | 294.8377 | 1205.8137
4387 | 297.8278 | 1218.3622 | 297.8278 | 1218.3622
4388 | 300.0252 | 1228.7275 | 300.0252 | 1228.7275
4389 | 299.8945 | 1229.3817 | 299.8945 | 1229.3817
4390 | 303.4995 | 1226.8963 | 303.4995 | 1226.8963
4391 | 318.743 | 1222.9443 | 318.743 | 1222.9443
4392 | 326.3918 | 1217.3976 | 326.3918 | 1217.3976
4393 | 325.0107 | 1210.0163 | 325.0107 | 1210.0163
4394 | 333.573 | 1200.3322 | 333.573 | 1200.3322
4395 | 354.8614 | 1181.2381 | 354.8614 | 1181.2381
4396 | 367.8548 | 1158.797 | 367.8548 | 1158.797
4397 | 371.077 | 1140.0749 | 371.077 | 1140.0749
4398 | 363.4183 | 1116.5773 | 363.4183 | 1116.5773
4399 | 354.8915 | 1100.9979 | 354.8915 | 1100.9979
4400 | 348.0499 | 1101.4874 | 348.0499 | 1101.4874
4401 | 337.6525 | 1118.1729 | 337.6525 | 1118.1729
4402 | 329.7372 | 1127.024 | 329.7372 | 1127.024
4403 | 325.5762 | 1122.6376 | 325.5762 | 1122.6376
4404 | 319.7489 | 1118.9081 | 319.7489 | 1118.9081
4405 | 313.2644 | 1119.5197 | 313.2644 | 1119.5197
4406 | 306.6292 | 1123.7949 | 306.6292 | 1123.7949
4407 | 298.2812 | 1127.4403 | 298.2812 | 1127.4403
4408 | 292.3203 | 1122.8718 | 292.3203 | 1122.8718
4409 | 292.5887 | 1112.813 | 292.5887 | 1112.813
4410 | 295.8019 | 1105.4025 | 295.8019 | 1105.4025
4411 | 302.5863 | 1076.2855 | 302.5863 | 1076.2855
4412 | 310.9013 | 1048.9535 | 310.9013 | 1048.9535
4413 | 317.3873 | 1020.6661 | 317.3873 | 1020.6661
4414 | 326.3805 | 995.5796 | 326.3805 | 995.5796
4415 | 344.9919 | 974.3317 | 344.9919 | 974.3317
4416 | 353.5386 | 957.7863 | 353.5386 | 957.7863
4417 | 354.1347 | 944.5823 | 354.1347 | 944.5823
4418 | 363.1098 | 932.6984 | 363.1098 | 932.6984
4419 | 379.5446 | 917.5077 | 379.5446 | 917.5077
4420 | 394.6397 | 897.7409 | 394.6397 | 897.7409
4421 | 398.2171 | 880.399 | 398.2171 | 880.399
4422 | 388.3358 | 861.5812 | 388.3358 | 861.5812
4423 | 372.4384 | 846.2605 | 372.4384 | 846.2605
4424 | 362.6627 | 841.7036 | 362.6627 | 841.7036
4425 | 353.9075 | 857.8284 | 353.9075 | 857.8284
4426 | 343.7956 | 890.3158 | 343.7956 | 890.3158
4427 | 334.8088 | 919.9605 | 334.8088 | 919.9605
4428 | 327.5211 | 944.1806 | 327.5211 | 944.1806
4429 | 318.417 | 959.0473 | 318.417 | 959.0473
4430 | 310.1123 | 960.4326 | 310.1123 | 960.4326
4431 | 301.4242 | 959.2688 | 301.4242 | 959.2688
4432 | 295.861 | 959.8761 | 295.861 | 959.8761
4433 | 294.5217 | 964.6979 | 294.5217 | 964.6979
4434 | 298.4787 | 981.9373 | 298.4787 | 981.9373
4435 | 305.2513 | 984.285 | 305.2513 | 984.285
4436 | 313.0601 | 984.7731 | 313.0601 | 984.7731
4437 | 319.5912 | 984.1981 | 319.5912 | 984.1981
4438 | 330.7189 | 996.2266 | 330.7189 | 996.2266
4439 | 348.5732 | 1008.2765 | 348.5732 | 1008.2765
4440 | 356.7368 | 1005.7059 | 356.7368 | 1005.7059
4441 | 353.5168 | 984.2421 | 353.5168 | 984.2421
4442 | 363.6736 | 953.3586 | 363.6736 | 953.3586
4443 | 381.1548 | 929.5631 | 381.1548 | 929.5631
4444 | 396.9814 | 907.0789 | 396.9814 | 907.0789
4445 | 399.1443 | 881.5204 | 399.1443 | 881.5204
4446 | 392.2773 | 852.4372 | 392.2773 | 852.4372
4447 | 378.8427 | 827.951 | 378.8427 | 827.951
4448 | 367.3224 | 811.425 | 367.3224 | 811.425
4449 | 355.6107 | 800.8726 | 355.6107 | 800.8726
4450 | 342.8865 | 784.7719 | 342.8865 | 784.7719
4451 | 337.2037 | 762.7445 | 337.2037 | 762.7445
4452 | 326.2176 | 743.5738 | 326.2176 | 743.5738
4453 | 316.7673 | 733.8338 | 316.7673 | 733.8338
4454 | 306.5935 | 729.1374 | 306.5935 | 729.1374
4455 | 299.1661 | 724.7388 | 299.1661 | 724.7388
4456 | 293.7761 | 725.152 | 293.7761 | 725.152
4457 | 294.4617 | 725.8762 | 294.4617 | 725.8762
4458 | 296.8006 | 728.5586 | 296.8006 | 728.5586
4459 | 303.0422 | 703.7763 | 303.0422 | 703.7763
4460 | 309.3907 | 676.013 | 309.3907 | 676.013
4461 | 315.4796 | 659.3066 | 315.4796 | 659.3066
4462 | 326.7105 | 648.6477 | 326.7105 | 648.6477
4463 | 346.2526 | 638.3984 | 346.2526 | 638.3984
4464 | 353.1472 | 638.9764 | 353.1472 | 638.9764
4465 | 350.4764 | 645.9366 | 350.4764 | 645.9366
4466 | 354.459 | 653.5053 | 354.459 | 653.5053
4467 | 372.8267 | 644.7843 | 372.8267 | 644.7843
4468 | 389.0682 | 629.0072 | 389.0682 | 629.0072
4469 | 396.4935 | 623.4619 | 396.4935 | 623.4619
4470 | 388.5083 | 620.1069 | 388.5083 | 620.1069
4471 | 374.8276 | 624.325 | 374.8276 | 624.325
4472 | 366.9167 | 644.914 | 366.9167 | 644.914
4473 | 360.9155 | 672.4472 | 360.9155 | 672.4472
4474 | 350.8748 | 697.4297 | 350.8748 | 697.4297
4475 | 339.2768 | 714.0054 | 339.2768 | 714.0054
4476 | 326.3957 | 724.1213 | 326.3957 | 724.1213
4477 | 312.9561 | 734.9336 | 312.9561 | 734.9336
4478 | 304.1506 | 747.296 | 304.1506 | 747.296
4479 | 296.9927 | 756.8721 | 296.9927 | 756.8721
4480 | 291.1369 | 769.125 | 291.1369 | 769.125
4481 | 292.1309 | 799.2437 | 292.1309 | 799.2437
4482 | 294.6568 | 859.9169 | 294.6568 | 859.9169
4483 | 303.4121 | 898.0427 | 303.4121 | 898.0427
4484 | 312.4802 | 909.7235 | 312.4802 | 909.7235
4485 | 320.5245 | 902.1179 | 320.5245 | 902.1179
4486 | 332.1733 | 894.4567 | 332.1733 | 894.4567
4487 | 351.328 | 889.5127 | 351.328 | 889.5127
4488 | 356.1644 | 884.0522 | 356.1644 | 884.0522
4489 | 354.1831 | 880.1 | 354.1831 | 880.1
4490 | 357.1019 | 881.7165 | 357.1019 | 881.7165
4491 | 375.5897 | 868.6392 | 375.5897 | 868.6392
4492 | 391.4217 | 847.6646 | 391.4217 | 847.6646
4493 | 396.2565 | 836.1671 | 396.2565 | 836.1671
4494 | 389.1896 | 827.3775 | 389.1896 | 827.3775
4495 | 376.5469 | 820.8774 | 376.5469 | 820.8774
4496 | 370.3452 | 825.5722 | 370.3452 | 825.5722
4497 | 364.9658 | 853.6446 | 364.9658 | 853.6446
4498 | 352.4076 | 888.5474 | 352.4076 | 888.5474
4499 | 339.5188 | 903.8076 | 339.5188 | 903.8076
4500 | 326.0742 | 902.9248 | 326.0742 | 902.9248
4501 | 313.5746 | 904.4854 | 313.5746 | 904.4854
4502 | 303.8451 | 915.9635 | 303.8451 | 915.9635
4503 | 297.4714 | 933.5406 | 297.4714 | 933.5406
4504 | 292.9298 | 952.975 | 292.9298 | 952.975
4505 | 292.9668 | 978.8883 | 292.9668 | 978.8883
4506 | 298.4639 | 1019.9365 | 298.4639 | 1019.9365
4507 | 310.0315 | 1044.8639 | 310.0315 | 1044.8639
4508 | 325.8225 | 1067.0689 | 325.8225 | 1067.0689
4509 | 331.2424 | 1078.2257 | 331.2424 | 1078.2257
4510 | 343.1493 | 1080.9593 | 343.1493 | 1080.9593
4511 | 367.3648 | 1075.778 | 367.3648 | 1075.778
4512 | 367.3867 | 1067.6434 | 367.3867 | 1067.6434
4513 | 359.1351 | 1058.6016 | 359.1351 | 1058.6016
4514 | 367.3461 | 1048.9822 | 367.3461 | 1048.9822
4515 | 386.0204 | 1031.8505 | 386.0204 | 1031.8505
4516 | 403.0605 | 1005.4414 | 403.0605 | 1005.4414
4517 | 404.8532 | 969.5959 | 404.8532 | 969.5959
4518 | 394.9552 | 939.9304 | 394.9552 | 939.9304
4519 | 381.3988 | 927.7368 | 381.3988 | 927.7368
4520 | 374.1618 | 935.645 | 374.1618 | 935.645
4521 | 364.8429 | 961.9489 | 364.8429 | 961.9489
4522 | 353.3774 | 974.876 | 353.3774 | 974.876
4523 | 339.7534 | 966.1548 | 339.7534 | 966.1548
4524 | 324.177 | 958.8886 | 324.177 | 958.8886
4525 | 309.87 | 959.1335 | 309.87 | 959.1335
4526 | 303.1875 | 959.8503 | 303.1875 | 959.8503
4527 | 296.7393 | 950.3836 | 296.7393 | 950.3836
4528 | 291.896 | 929.4897 | 291.896 | 929.4897
4529 | 293.7576 | 911.0633 | 293.7576 | 911.0633
4530 | 300.1238 | 908.1816 | 300.1238 | 908.1816
4531 | 313.694 | 895.5626 | 313.694 | 895.5626
4532 | 335.2014 | 886.3675 | 335.2014 | 886.3675
4533 | 347.688 | 872.3353 | 347.688 | 872.3353
4534 | 361.0038 | 856.9103 | 361.0038 | 856.9103
4535 | 384.2895 | 840.6657 | 384.2895 | 840.6657
4536 | 383.5996 | 826.3848 | 383.5996 | 826.3848
4537 | 372.5541 | 812.6847 | 372.5541 | 812.6847
4538 | 378.2146 | 799.6579 | 378.2146 | 799.6579
4539 | 394.872 | 785.3514 | 394.872 | 785.3514
4540 | 412.3355 | 768.2371 | 412.3355 | 768.2371
4541 | 416.3902 | 758.1414 | 416.3902 | 758.1414
4542 | 407.8024 | 747.5834 | 407.8024 | 747.5834
4543 | 389.2716 | 734.4409 | 389.2716 | 734.4409
4544 | 380.1997 | 723.3279 | 380.1997 | 723.3279
4545 | 371.5916 | 715.0831 | 371.5916 | 715.0831
4546 | 361.3043 | 709.5498 | 361.3043 | 709.5498
4547 | 340.9317 | 702.1656 | 340.9317 | 702.1656
4548 | 323.3473 | 696.3659 | 323.3473 | 696.3659
4549 | 310.4379 | 692.0173 | 310.4379 | 692.0173
4550 | 302.7683 | 688.7012 | 302.7683 | 688.7012
4551 | 296.255 | 687.7531 | 296.255 | 687.7531
4552 | 291.1644 | 688.1448 | 291.1644 | 688.1448
4553 | 293.6361 | 693.8076 | 293.6361 | 693.8076
4554 | 301.0554 | 711.9527 | 301.0554 | 711.9527
4555 | 316.437 | 714.1496 | 316.437 | 714.1496
4556 | 339.2421 | 716.6864 | 339.2421 | 716.6864
4557 | 348.418 | 716.2623 | 348.418 | 716.2623
4558 | 360.7988 | 721.0662 | 360.7988 | 721.0662
4559 | 385.3357 | 728.9755 | 385.3357 | 728.9755
4560 | 380.9585 | 732.0983 | 380.9585 | 732.0983
4561 | 369.6935 | 728.5343 | 369.6935 | 728.5343
4562 | 375.9174 | 721.4812 | 375.9174 | 721.4812
4563 | 392.9742 | 704.7377 | 392.9742 | 704.7377
4564 | 409.1161 | 682.383 | 409.1161 | 682.383
4565 | 412.7339 | 673.7322 | 412.7339 | 673.7322
4566 | 407.6893 | 664.77 | 407.6893 | 664.77
4567 | 387.945 | 654.6252 | 387.945 | 654.6252
4568 | 378.9425 | 648.5155 | 378.9425 | 648.5155
4569 | 371.6055 | 643.6997 | 371.6055 | 643.6997
4570 | 359.6507 | 635.7294 | 359.6507 | 635.7294
4571 | 341.3829 | 625.973 | 341.3829 | 625.973
4572 | 323.929 | 622.524 | 323.929 | 622.524
4573 | 310.5992 | 626.2195 | 310.5992 | 626.2195
4574 | 301.507 | 633.2551 | 301.507 | 633.2551
4575 | 296.0798 | 638.9709 | 296.0798 | 638.9709
4576 | 292.153 | 641.0231 | 292.153 | 641.0231
4577 | 295.5023 | 645.9311 | 295.5023 | 645.9311
4578 | 302.6504 | 662.6098 | 302.6504 | 662.6098
4579 | 318.5689 | 664.3969 | 318.5689 | 664.3969
4580 | 341.1272 | 670.8587 | 341.1272 | 670.8587
4581 | 353.9514 | 685.4014 | 353.9514 | 685.4014
4582 | 363.8348 | 713.1299 | 363.8348 | 713.1299
4583 | 389.4933 | 742.7346 | 389.4933 | 742.7346
4584 | 387.096 | 769.6231 | 387.096 | 769.6231
4585 | 375.2474 | 793.8361 | 375.2474 | 793.8361
4586 | 379.4781 | 816.5009 | 379.4781 | 816.5009
4587 | 396.379 | 836.204 | 396.379 | 836.204
4588 | 414.1697 | 849.1096 | 414.1697 | 849.1096
4589 | 417.5193 | 864.0519 | 417.5193 | 864.0519
4590 | 409.0197 | 873.5072 | 409.0197 | 873.5072
4591 | 391.7865 | 880.2917 | 391.7865 | 880.2917
4592 | 381.053 | 889.235 | 381.053 | 889.235
4593 | 369.9577 | 898.8684 | 369.9577 | 898.8684
4594 | 357.9749 | 908.7763 | 357.9749 | 908.7763
4595 | 340.0051 | 914.9572 | 340.0051 | 914.9572
4596 | 323.9748 | 920.5874 | 323.9748 | 920.5874
4597 | 310.5196 | 926.267 | 310.5196 | 926.267
4598 | 302.1579 | 931.2969 | 302.1579 | 931.2969
4599 | 296.3834 | 936.3442 | 296.3834 | 936.3442
4600 | 291.8827 | 942.7312 | 291.8827 | 942.7312
4601 | 293.6254 | 956.7832 | 293.6254 | 956.7832
4602 | 299.4112 | 986.5092 | 299.4112 | 986.5092
4603 | 313.6459 | 1001.8397 | 313.6459 | 1001.8397
4604 | 332.2089 | 1019.4296 | 332.2089 | 1019.4296
4605 | 345.633 | 1034.2743 | 345.633 | 1034.2743
4606 | 357.7365 | 1048.2221 | 357.7365 | 1048.2221
4607 | 379.6915 | 1059.5604 | 379.6915 | 1059.5604
4608 | 382.0535 | 1071.4606 | 382.0535 | 1071.4606
4609 | 373.996 | 1082.3242 | 373.996 | 1082.3242
4610 | 378.6042 | 1089.3968 | 378.6042 | 1089.3968
4611 | 395.0396 | 1090.1865 | 395.0396 | 1090.1865
4612 | 413.8254 | 1082.9495 | 413.8254 | 1082.9495
4613 | 419.5049 | 1078.5041 | 419.5049 | 1078.5041
4614 | 411.7442 | 1070.4046 | 411.7442 | 1070.4046
4615 | 395.3284 | 1066.8805 | 395.3284 | 1066.8805
4616 | 384.6728 | 1071.3597 | 384.6728 | 1071.3597
4617 | 373.9502 | 1083.8614 | 373.9502 | 1083.8614
4618 | 361.2367 | 1093.8771 | 361.2367 | 1093.8771
4619 | 345.2996 | 1094.6449 | 345.2996 | 1094.6449
4620 | 331.462 | 1092.7486 | 331.462 | 1092.7486
4621 | 317.3489 | 1091.1605 | 317.3489 | 1091.1605
4622 | 307.0629 | 1089.6559 | 307.0629 | 1089.6559
4623 | 300.0597 | 1088.6647 | 300.0597 | 1088.6647
4624 | 295.9748 | 1087.8271 | 295.9748 | 1087.8271
4625 | 297.7549 | 1093.4252 | 297.7549 | 1093.4252
4626 | 301.9442 | 1114.223 | 301.9442 | 1114.223
4627 | 312.4494 | 1118.4901 | 312.4494 | 1118.4901
4628 | 328.131 | 1120.5525 | 328.131 | 1120.5525
4629 | 338.0352 | 1115.1898 | 338.0352 | 1115.1898
4630 | 348.8806 | 1108.3481 | 348.8806 | 1108.3481
4631 | 370.3077 | 1101.269 | 370.3077 | 1101.269
4632 | 370.2168 | 1094.493 | 370.2168 | 1094.493
4633 | 364.416 | 1085.861 | 364.416 | 1085.861
4634 | 369.9082 | 1074.3869 | 369.9082 | 1074.3869
4635 | 385.7702 | 1058.8296 | 385.7702 | 1058.8296
4636 | 402.3939 | 1040.141 | 402.3939 | 1040.141
4637 | 407.7302 | 1023.101 | 407.7302 | 1023.101
4638 | 398.421 | 1002.709 | 398.421 | 1002.709
4639 | 383.2324 | 984.7788 | 383.2324 | 984.7788
4640 | 374.0926 | 976.8792 | 374.0926 | 976.8792
4641 | 365.1869 | 976.3119 | 365.1869 | 976.3119
4642 | 354.3642 | 976.4719 | 354.3642 | 976.4719
4643 | 338.2848 | 974.0264 | 338.2848 | 974.0264
4644 | 324.093 | 972.4536 | 324.093 | 972.4536
4645 | 310.8405 | 972.8926 | 310.8405 | 972.8926
4646 | 302.9179 | 975.8091 | 302.9179 | 975.8091
4647 | 297.1666 | 980.9642 | 297.1666 | 980.9642
4648 | 292.6536 | 984.6123 | 292.6536 | 984.6123
4649 | 292.8868 | 997.1331 | 292.8868 | 997.1331
4650 | 296.6202 | 1029.3608 | 296.6202 | 1029.3608
4651 | 308.1163 | 1047.2146 | 308.1163 | 1047.2146
4652 | 321.0938 | 1065.624 | 321.0938 | 1065.624
4653 | 329.6533 | 1080.0373 | 329.6533 | 1080.0373
4654 | 346.0358 | 1094.5674 | 346.0358 | 1094.5674
4655 | 366.9823 | 1108.9034 | 366.9823 | 1108.9034
4656 | 367.9194 | 1123.5209 | 367.9194 | 1123.5209
4657 | 361.3601 | 1126.9442 | 361.3601 | 1126.9442
4658 | 367.2307 | 1110.0571 | 367.2307 | 1110.0571
4659 | 382.2643 | 1090.4884 | 382.2643 | 1090.4884
4660 | 399.251 | 1061.8364 | 399.251 | 1061.8364
4661 | 407.1644 | 1035.9759 | 407.1644 | 1035.9759
4662 | 397.3777 | 1010.3433 | 397.3777 | 1010.3433
4663 | 379.4441 | 987.604 | 379.4441 | 987.604
4664 | 372.68 | 973.709 | 372.68 | 973.709
4665 | 364.1194 | 966.9953 | 364.1194 | 966.9953
4666 | 349.3972 | 965.7968 | 349.3972 | 965.7968
4667 | 332.2989 | 949.1177 | 332.2989 | 949.1177
4668 | 317.7005 | 918.6249 | 317.7005 | 918.6249
4669 | 303.8142 | 888.8285 | 303.8142 | 888.8285
4670 | 295.0955 | 861.2937 | 295.0955 | 861.2937
4671 | 289.6697 | 838.4778 | 289.6697 | 838.4778
4672 | 285.6366 | 819.2012 | 285.6366 | 819.2012
4673 | 286.14 | 808.8837 | 286.14 | 808.8837
4674 | 292.5686 | 814.9519 | 292.5686 | 814.9519
4675 | 305.7663 | 804.2522 | 305.7663 | 804.2522
4676 | 322.8841 | 791.7792 | 322.8841 | 791.7792
4677 | 329.238 | 771.881 | 329.238 | 771.881
4678 | 340.0481 | 749.253 | 340.0481 | 749.253
4679 | 362.6337 | 725.4171 | 362.6337 | 725.4171
4680 | 365.2005 | 703.394 | 365.2005 | 703.394
4681 | 354.7689 | 685.1435 | 354.7689 | 685.1435
4682 | 357.869 | 667.1565 | 357.869 | 667.1565
4683 | 374.9275 | 643.9432 | 374.9275 | 643.9432
4684 | 390.7807 | 626.5702 | 390.7807 | 626.5702
4685 | 399.7211 | 620.8093 | 399.7211 | 620.8093
4686 | 390.2448 | 614.8664 | 390.2448 | 614.8664
4687 | 373.0336 | 614.9654 | 373.0336 | 614.9654
4688 | 366.1729 | 624.2754 | 366.1729 | 624.2754
4689 | 357.9342 | 646.0936 | 357.9342 | 646.0936
4690 | 345.9489 | 673.2974 | 345.9489 | 673.2974
4691 | 329.9905 | 698.4994 | 329.9905 | 698.4994
4692 | 313.7572 | 722.2019 | 313.7572 | 722.2019
4693 | 299.2178 | 748.1751 | 299.2178 | 748.1751
4694 | 290.7964 | 774.275 | 290.7964 | 774.275
4695 | 283.5924 | 799.7237 | 283.5924 | 799.7237
4696 | 280.8531 | 825.4554 | 280.8531 | 825.4554
4697 | 282.724 | 857.4287 | 282.724 | 857.4287
4698 | 291.0148 | 899.2964 | 291.0148 | 899.2964
4699 | 310.0427 | 919.7812 | 310.0427 | 919.7812
4700 | 336.096 | 932.7128 | 336.096 | 932.7128
4701 | 347.8051 | 936.9686 | 347.8051 | 936.9686
4702 | 357.8941 | 938.1494 | 357.8941 | 938.1494
4703 | 382.2328 | 932.1917 | 382.2328 | 932.1917
4704 | 379.8299 | 924.5747 | 379.8299 | 924.5747
4705 | 366.0116 | 917.9267 | 366.0116 | 917.9267
4706 | 373.9092 | 913.095 | 373.9092 | 913.095
4707 | 385.3514 | 907.6952 | 385.3514 | 907.6952
4708 | 406.2894 | 898.28 | 406.2894 | 898.28
4709 | 415.6085 | 892.1955 | 415.6085 | 892.1955
4710 | 410.1005 | 881.4219 | 410.1005 | 881.4219
4711 | 387.9446 | 870.9967 | 387.9446 | 870.9967
4712 | 380.3467 | 869.7394 | 380.3467 | 869.7394
4713 | 374.1828 | 875.5772 | 374.1828 | 875.5772
4714 | 354.1745 | 882.8324 | 354.1745 | 882.8324
4715 | 335.8704 | 886.4254 | 335.8704 | 886.4254
4716 | 318.5529 | 893.1986 | 318.5529 | 893.1986
4717 | 303.8893 | 904.8304 | 303.8893 | 904.8304
4718 | 296.7875 | 918.3358 | 296.7875 | 918.3358
4719 | 292.4843 | 935.9344 | 292.4843 | 935.9344
4720 | 287.6555 | 955.0022 | 287.6555 | 955.0022
4721 | 290.5853 | 972.5048 | 290.5853 | 972.5048
4722 | 300.7993 | 988.9893 | 300.7993 | 988.9893
4723 | 318.3782 | 984.5007 | 318.3782 | 984.5007
4724 | 349.0303 | 982.4224 | 349.0303 | 982.4224
4725 | 356.3952 | 977.8145 | 356.3952 | 977.8145
4726 | 366.382 | 972.8275 | 366.382 | 972.8275
4727 | 390.791 | 965.274 | 390.791 | 965.274
4728 | 389.0402 | 958.347 | 389.0402 | 958.347
4729 | 374.8994 | 952.5185 | 374.8994 | 952.5185
4730 | 378.8746 | 946.7163 | 378.8746 | 946.7163
4731 | 392.7656 | 940.4539 | 392.7656 | 940.4539
4732 | 415.7215 | 929.7232 | 415.7215 | 929.7232
4733 | 426.2257 | 924.9327 | 426.2257 | 924.9327
4734 | 419.9641 | 918.3213 | 419.9641 | 918.3213
4735 | 399.4483 | 913.3739 | 399.4483 | 913.3739
4736 | 388.0964 | 919.5352 | 388.0964 | 919.5352
4737 | 378.6926 | 935.4228 | 378.6926 | 935.4228
4738 | 363.8584 | 956.89 | 363.8584 | 956.89
4739 | 345.4787 | 971.1365 | 345.4787 | 971.1365
4740 | 324.624 | 980.5408 | 324.624 | 980.5408
4741 | 310.0818 | 988.3555 | 310.0818 | 988.3555
4742 | 304.5993 | 993.9245 | 304.5993 | 993.9245
4743 | 299.4694 | 1002.2929 | 299.4694 | 1002.2929
4744 | 297.9076 | 1016.8103 | 297.9076 | 1016.8103
4745 | 300.3146 | 1042.357 | 300.3146 | 1042.357
4746 | 310.2604 | 1091.363 | 310.2604 | 1091.363
4747 | 328.3228 | 1131.3435 | 328.3228 | 1131.3435
4748 | 352.2383 | 1168.8172 | 352.2383 | 1168.8172
4749 | 362.7582 | 1194.8977 | 362.7582 | 1194.8977
4750 | 373.418 | 1207.8751 | 373.418 | 1207.8751
4751 | 392.2611 | 1212.2691 | 392.2611 | 1212.2691
4752 | 387.2326 | 1215.2841 | 387.2326 | 1215.2841
4753 | 376.0561 | 1219.8289 | 376.0561 | 1219.8289
4754 | 382.2336 | 1209.9075 | 382.2336 | 1209.9075
4755 | 394.44 | 1198.9006 | 394.44 | 1198.9006
4756 | 415.1267 | 1183.4254 | 415.1267 | 1183.4254
4757 | 424.0967 | 1166.2345 | 424.0967 | 1166.2345
4758 | 414.1519 | 1140.1274 | 414.1519 | 1140.1274
4759 | 394.0056 | 1117.1508 | 394.0056 | 1117.1508
4760 | 385.9102 | 1102.2422 | 385.9102 | 1102.2422
4761 | 379.8602 | 1096.3697 | 379.8602 | 1096.3697
4762 | 361.9213 | 1085.9624 | 361.9213 | 1085.9624
4763 | 343.0738 | 1067.1699 | 343.0738 | 1067.1699
4764 | 325.498 | 1053.822 | 325.498 | 1053.822
4765 | 313.1063 | 1048.3736 | 313.1063 | 1048.3736
4766 | 305.8583 | 1043.6557 | 305.8583 | 1043.6557
4767 | 300.692 | 1041.0686 | 300.692 | 1041.0686
4768 | 297.3493 | 1045.0617 | 297.3493 | 1045.0617
4769 | 299.4973 | 1056.4827 | 299.4973 | 1056.4827
4770 | 307.6007 | 1080.1487 | 307.6007 | 1080.1487
4771 | 322.8132 | 1092.5894 | 322.8132 | 1092.5894
4772 | 342.1752 | 1110.9125 | 342.1752 | 1110.9125
4773 | 353.6306 | 1125.4984 | 353.6306 | 1125.4984
4774 | 365.877 | 1136.9446 | 365.877 | 1136.9446
4775 | 388.4065 | 1139.8074 | 388.4065 | 1139.8074
4776 | 389.3023 | 1133.4412 | 389.3023 | 1133.4412
4777 | 379.1183 | 1129.0145 | 379.1183 | 1129.0145
4778 | 384.3359 | 1126.3825 | 384.3359 | 1126.3825
4779 | 397.2522 | 1117.4675 | 397.2522 | 1117.4675
4780 | 418.2583 | 1109.8854 | 418.2583 | 1109.8854
4781 | 428.8827 | 1112.8371 | 428.8827 | 1112.8371
4782 | 419.8399 | 1114.8089 | 419.8399 | 1114.8089
4783 | 404.131 | 1114.6707 | 404.131 | 1114.6707
4784 | 391.1836 | 1118.9127 | 391.1836 | 1118.9127
4785 | 382.858 | 1135.706 | 382.858 | 1135.706
4786 | 370.9401 | 1153.9815 | 370.9401 | 1153.9815
4787 | 349.0608 | 1150.3714 | 349.0608 | 1150.3714
4788 | 331.0047 | 1144.3776 | 331.0047 | 1144.3776
4789 | 318.262 | 1145.1617 | 318.262 | 1145.1617
4790 | 309.9184 | 1149.1349 | 309.9184 | 1149.1349
4791 | 304.3802 | 1153.3195 | 304.3802 | 1153.3195
4792 | 301.0057 | 1158.4341 | 301.0057 | 1158.4341
4793 | 303.2376 | 1170.3295 | 303.2376 | 1170.3295
4794 | 310.0188 | 1196.3031 | 310.0188 | 1196.3031
4795 | 321.8991 | 1205.6814 | 321.8991 | 1205.6814
4796 | 336.1446 | 1212.5099 | 336.1446 | 1212.5099
4797 | 345.6368 | 1207.406 | 345.6368 | 1207.406
4798 | 356.9868 | 1210.3768 | 356.9868 | 1210.3768
4799 | 380.3679 | 1212.8083 | 380.3679 | 1212.8083
4800 | 383.6871 | 1213.3647 | 383.6871 | 1213.3647
4801 | 374.7878 | 1213.2081 | 374.7878 | 1213.2081
4802 | 373.6223 | 1202.3379 | 373.6223 | 1202.3379
4803 | 384.6974 | 1184.4514 | 384.6974 | 1184.4514
4804 | 407.4152 | 1166.3883 | 407.4152 | 1166.3883
4805 | 416.676 | 1151.6127 | 416.676 | 1151.6127
4806 | 409.1987 | 1138.359 | 409.1987 | 1138.359
4807 | 393.7457 | 1132.9155 | 393.7457 | 1132.9155
4808 | 381.7339 | 1139.2926 | 381.7339 | 1139.2926
4809 | 374.2537 | 1158.8032 | 374.2537 | 1158.8032
4810 | 362.6501 | 1177.1002 | 362.6501 | 1177.1002
4811 | 345.5126 | 1183.6046 | 345.5126 | 1183.6046
4812 | 329.8523 | 1192.3834 | 329.8523 | 1192.3834
4813 | 315.9443 | 1205.0073 | 315.9443 | 1205.0073
4814 | 308.4259 | 1220.6692 | 308.4259 | 1220.6692
4815 | 303.2837 | 1237.815 | 303.2837 | 1237.815
4816 | 299.3625 | 1255.9986 | 299.3625 | 1255.9986
4817 | 300.3264 | 1279.324 | 300.3264 | 1279.324
4818 | 305.7225 | 1311.8752 | 305.7225 | 1311.8752
4819 | 316.4349 | 1324.8119 | 316.4349 | 1324.8119
4820 | 329.6461 | 1334.6811 | 329.6461 | 1334.6811
4821 | 338.8506 | 1339.8426 | 338.8506 | 1339.8426
4822 | 352.7825 | 1346.8894 | 352.7825 | 1346.8894
4823 | 373.7966 | 1352.1461 | 373.7966 | 1352.1461
4824 | 375.1722 | 1353.2201 | 375.1722 | 1353.2201
4825 | 363.46 | 1349.1816 | 363.46 | 1349.1816
4826 | 370.9528 | 1338.2683 | 370.9528 | 1338.2683
4827 | 383.5669 | 1317.0175 | 383.5669 | 1317.0175
4828 | 405.8533 | 1288.5811 | 405.8533 | 1288.5811
4829 | 414.2329 | 1263.497 | 414.2329 | 1263.497
4830 | 403.4378 | 1231.6318 | 403.4378 | 1231.6318
4831 | 387.8462 | 1206.6928 | 387.8462 | 1206.6928
4832 | 379.0336 | 1194.7603 | 379.0336 | 1194.7603
4833 | 371.6538 | 1200.6412 | 371.6538 | 1200.6412
4834 | 359.4116 | 1214.776 | 359.4116 | 1214.776
4835 | 342.2839 | 1214.5086 | 342.2839 | 1214.5086
4836 | 324.4591 | 1216.6883 | 324.4591 | 1216.6883
4837 | 310.6165 | 1224.201 | 310.6165 | 1224.201
4838 | 303.6473 | 1232.5952 | 303.6473 | 1232.5952
4839 | 297.7467 | 1242.4517 | 297.7467 | 1242.4517
4840 | 295.3367 | 1251.1894 | 295.3367 | 1251.1894
4841 | 297.6413 | 1262.6103 | 297.6413 | 1262.6103
4842 | 303.5916 | 1284.8962 | 303.5916 | 1284.8962
4843 | 320.2423 | 1286.6185 | 320.2423 | 1286.6185
4844 | 338.0111 | 1280.0545 | 338.0111 | 1280.0545
4845 | 345.2418 | 1247.5834 | 345.2418 | 1247.5834
4846 | 355.4747 | 1205.4381 | 355.4747 | 1205.4381
4847 | 379.5578 | 1168.7706 | 379.5578 | 1168.7706
4848 | 377.4361 | 1133.0099 | 377.4361 | 1133.0099
4849 | 362.7565 | 1100.5043 | 362.7565 | 1100.5043
4850 | 366.3753 | 1076.371 | 366.3753 | 1076.371
4851 | 380.53 | 1055.0124 | 380.53 | 1055.0124
4852 | 402.7713 | 1031.8813 | 402.7713 | 1031.8813
4853 | 411.3426 | 1011.9514 | 411.3426 | 1011.9514
4854 | 406.044 | 985.6287 | 406.044 | 985.6287
4855 | 389.5617 | 969.6826 | 389.5617 | 969.6826
4856 | 380.754 | 969.482 | 380.754 | 969.482
4857 | 371.9094 | 983.6874 | 371.9094 | 983.6874
4858 | 359.4378 | 997.585 | 359.4378 | 997.585
4859 | 341.68 | 1001.9759 | 341.68 | 1001.9759
4860 | 323.6167 | 1009.6765 | 323.6167 | 1009.6765
4861 | 310.8633 | 1020.7044 | 310.8633 | 1020.7044
4862 | 303.1585 | 1030.5436 | 303.1585 | 1030.5436
4863 | 295.8537 | 1039.7315 | 295.8537 | 1039.7315
4864 | 294.5151 | 1048.5554 | 294.5151 | 1048.5554
4865 | 296.7223 | 1061.1841 | 296.7223 | 1061.1841
4866 | 306.3008 | 1082.3053 | 306.3008 | 1082.3053
4867 | 326.7839 | 1084.0708 | 326.7839 | 1084.0708
4868 | 351.2017 | 1088.1389 | 351.2017 | 1088.1389
4869 | 362.6712 | 1090.3889 | 362.6712 | 1090.3889
4870 | 371.9672 | 1090.9444 | 371.9672 | 1090.9444
4871 | 392.6805 | 1085.3318 | 392.6805 | 1085.3318
4872 | 388.1461 | 1073.6819 | 388.1461 | 1073.6819
4873 | 374.9275 | 1057.1135 | 374.9275 | 1057.1135
4874 | 379.8054 | 1034.4899 | 379.8054 | 1034.4899
4875 | 390.8852 | 999.329 | 390.8852 | 999.329
4876 | 415.6721 | 953.7693 | 415.6721 | 953.7693
4877 | 424.9687 | 917.1905 | 424.9687 | 917.1905
4878 | 416.7416 | 887.3094 | 416.7416 | 887.3094
4879 | 400.671 | 861.3783 | 400.671 | 861.3783
4880 | 390.7355 | 841.3585 | 390.7355 | 841.3585
4881 | 382.9965 | 826.3636 | 382.9965 | 826.3636
4882 | 367.3721 | 811.8804 | 367.3721 | 811.8804
4883 | 343.1756 | 794.77 | 343.1756 | 794.77
4884 | 325.5549 | 780.1929 | 325.5549 | 780.1929
4885 | 311.9688 | 768.1452 | 311.9688 | 768.1452
4886 | 304.2364 | 756.5909 | 304.2364 | 756.5909
4887 | 297.4445 | 751.0708 | 297.4445 | 751.0708
4888 | 295.1503 | 749.4568 | 295.1503 | 749.4568
4889 | 296.8414 | 755.8098 | 296.8414 | 755.8098
4890 | 304.3067 | 776.1115 | 304.3067 | 776.1115
4891 | 325.0282 | 779.4298 | 325.0282 | 779.4298
4892 | 348.0292 | 782.8724 | 348.0292 | 782.8724
4893 | 359.0622 | 783.1169 | 359.0622 | 783.1169
4894 | 367.4984 | 787.8345 | 367.4984 | 787.8345
4895 | 389.0807 | 799.3669 | 389.0807 | 799.3669
4896 | 387.0078 | 813.7471 | 387.0078 | 813.7471
4897 | 371.6499 | 831.555 | 371.6499 | 831.555
4898 | 376.6278 | 851.6319 | 376.6278 | 851.6319
4899 | 387.8166 | 853.1333 | 387.8166 | 853.1333
4900 | 412.2623 | 841.7771 | 412.2623 | 841.7771
4901 | 424.2812 | 837.0945 | 424.2812 | 837.0945
4902 | 418.1915 | 832.5965 | 418.1915 | 832.5965
4903 | 400.0845 | 827.8432 | 400.0845 | 827.8432
4904 | 388.4451 | 828.8503 | 388.4451 | 828.8503
4905 | 376.0383 | 831.0434 | 376.0383 | 831.0434
4906 | 362.071 | 835.0422 | 362.071 | 835.0422
4907 | 340.5925 | 842.2367 | 340.5925 | 842.2367
4908 | 324.0649 | 862.1004 | 324.0649 | 862.1004
4909 | 309.4657 | 889.9714 | 309.4657 | 889.9714
4910 | 303.7766 | 920.5139 | 303.7766 | 920.5139
4911 | 298.4357 | 953.7695 | 298.4357 | 953.7695
4912 | 294.7809 | 977.6465 | 294.7809 | 977.6465
4913 | 298.255 | 986.458 | 298.255 | 986.458
4914 | 306.8092 | 996.8825 | 306.8092 | 996.8825
4915 | 324.6785 | 988.1669 | 324.6785 | 988.1669
4916 | 347.2185 | 974.6155 | 347.2185 | 974.6155
4917 | 358.6949 | 959.1384 | 358.6949 | 959.1384
4918 | 367.387 | 947.7462 | 367.387 | 947.7462
4919 | 388.7059 | 943.5786 | 388.7059 | 943.5786
4920 | 388.7934 | 944.286 | 388.7934 | 944.286
4921 | 373.8727 | 945.5312 | 373.8727 | 945.5312
4922 | 378.0469 | 939.5348 | 378.0469 | 939.5348
4923 | 390.0552 | 921.9719 | 390.0552 | 921.9719
4924 | 410.5763 | 905.0733 | 410.5763 | 905.0733
4925 | 420.274 | 899.873 | 420.274 | 899.873
4926 | 412.1275 | 897.6395 | 412.1275 | 897.6395
4927 | 393.2438 | 893.145 | 393.2438 | 893.145
4928 | 382.9158 | 891.7798 | 382.9158 | 891.7798
4929 | 373.62 | 897.8117 | 373.62 | 897.8117
4930 | 357.2038 | 915.6559 | 357.2038 | 915.6559
4931 | 340.5774 | 919.7664 | 340.5774 | 919.7664
4932 | 325.2849 | 911.0552 | 325.2849 | 911.0552
4933 | 312.4121 | 906.6851 | 312.4121 | 906.6851
4934 | 303.5556 | 911.37 | 303.5556 | 911.37
4935 | 297.7322 | 918.5522 | 297.7322 | 918.5522
4936 | 294.6478 | 924.4863 | 294.6478 | 924.4863
4937 | 296.6828 | 933.8801 | 296.6828 | 933.8801
4938 | 302.6056 | 954.4191 | 302.6056 | 954.4191
4939 | 317.511 | 959.1607 | 317.511 | 959.1607
4940 | 336.435 | 968.3614 | 336.435 | 968.3614
4941 | 348.8684 | 981.0063 | 348.8684 | 981.0063
4942 | 359.3302 | 1004.1413 | 359.3302 | 1004.1413
4943 | 379.526 | 1038.7277 | 379.526 | 1038.7277
4944 | 378.7438 | 1077.003 | 378.7438 | 1077.003
4945 | 368.2291 | 1110.4247 | 368.2291 | 1110.4247
4946 | 370.5918 | 1132.4425 | 370.5918 | 1132.4425
4947 | 382.712 | 1140.5431 | 382.712 | 1140.5431
4948 | 402.6167 | 1136.3037 | 402.6167 | 1136.3037
4949 | 411.2034 | 1129.1841 | 411.2034 | 1129.1841
4950 | 408.9829 | 1126.1311 | 408.9829 | 1126.1311
4951 | 388.8327 | 1129.5297 | 388.8327 | 1129.5297
4952 | 377.2791 | 1140.5003 | 377.2791 | 1140.5003
4953 | 367.2466 | 1163.9359 | 367.2466 | 1163.9359
4954 | 354.7359 | 1200.068 | 354.7359 | 1200.068
4955 | 337.77 | 1223.7173 | 337.77 | 1223.7173
4956 | 320.2675 | 1241.2304 | 320.2675 | 1241.2304
4957 | 306.2032 | 1258.7497 | 306.2032 | 1258.7497
4958 | 297.7338 | 1275.1449 | 297.7338 | 1275.1449
4959 | 292.2985 | 1288.8186 | 292.2985 | 1288.8186
4960 | 288.9553 | 1302.0635 | 288.9553 | 1302.0635
4961 | 291.8997 | 1323.7715 | 291.8997 | 1323.7715
4962 | 297.0493 | 1359.9458 | 297.0493 | 1359.9458
4963 | 311.174 | 1378.9856 | 311.174 | 1378.9856
4964 | 322.8468 | 1396.2952 | 322.8468 | 1396.2952
4965 | 334.3609 | 1406.7403 | 334.3609 | 1406.7403
4966 | 346.3182 | 1414.9085 | 346.3182 | 1414.9085
4967 | 365.0041 | 1418.6556 | 365.0041 | 1418.6556
4968 | 366.7724 | 1420.5275 | 366.7724 | 1420.5275
4969 | 358.4197 | 1422.0099 | 358.4197 | 1422.0099
4970 | 364.7064 | 1406.2442 | 364.7064 | 1406.2442
4971 | 374.215 | 1373.391 | 374.215 | 1373.391
4972 | 393.5718 | 1342.9705 | 393.5718 | 1342.9705
4973 | 404.7553 | 1314.5868 | 404.7553 | 1314.5868
4974 | 397.794 | 1283.8862 | 397.794 | 1283.8862
4975 | 384.1801 | 1257.3081 | 384.1801 | 1257.3081
4976 | 374.536 | 1244.6424 | 374.536 | 1244.6424
4977 | 366.4279 | 1257.6185 | 366.4279 | 1257.6185
4978 | 355.0059 | 1267.8283 | 355.0059 | 1267.8283
4979 | 336.938 | 1250.0925 | 336.938 | 1250.0925
4980 | 319.3051 | 1237.1328 | 319.3051 | 1237.1328
4981 | 308.2211 | 1241.4107 | 308.2211 | 1241.4107
4982 | 300.8576 | 1256.4041 | 300.8576 | 1256.4041
4983 | 293.9735 | 1271.3717 | 293.9735 | 1271.3717
4984 | 292.3507 | 1281.5543 | 292.3507 | 1281.5543
4985 | 292.9632 | 1292.1342 | 292.9632 | 1292.1342
4986 | 297.795 | 1310.2362 | 297.795 | 1310.2362
4987 | 312.1002 | 1311.0743 | 312.1002 | 1311.0743
4988 | 322.6881 | 1318.2263 | 322.6881 | 1318.2263
4989 | 333.0767 | 1329.4478 | 333.0767 | 1329.4478
4990 | 347.8721 | 1346.113 | 347.8721 | 1346.113
4991 | 368.1233 | 1362.9075 | 368.1233 | 1362.9075
4992 | 367.2041 | 1377.8916 | 367.2041 | 1377.8916
4993 | 362.2899 | 1390.9334 | 362.2899 | 1390.9334
4994 | 365.1105 | 1383.7509 | 365.1105 | 1383.7509
4995 | 375.204 | 1344.6435 | 375.204 | 1344.6435
4996 | 395.2101 | 1313.4683 | 395.2101 | 1313.4683
4997 | 410.0574 | 1292.3092 | 410.0574 | 1292.3092
4998 | 402.4064 | 1268.2509 | 402.4064 | 1268.2509
4999 | 382.971 | 1242.1688 | 382.971 | 1242.1688
5000 | 372.449 | 1233.234 | 372.449 | 1233.234
5001 | 368.1456 | 1257.6616 | 368.1456 | 1257.6616
5002 | 356.73 | 1296.7483 | 356.73 | 1296.7483
5003 | 339.6866 | 1309.7009 | 339.6866 | 1309.7009
5004 | 321.9831 | 1309.2064 | 321.9831 | 1309.2064
5005 | 308.1704 | 1306.1086 | 308.1704 | 1306.1086
5006 | 299.4238 | 1299.2557 | 299.4238 | 1299.2557
5007 | 294.9455 | 1287.8265 | 294.9455 | 1287.8265
5008 | 292.1871 | 1273.3592 | 292.1871 | 1273.3592
5009 | 294.0049 | 1267.4843 | 294.0049 | 1267.4843
5010 | 300.2721 | 1282.1573 | 300.2721 | 1282.1573
5011 | 312.96 | 1286.597 | 312.96 | 1286.597
5012 | 327.9422 | 1292.2177 | 327.9422 | 1292.2177
5013 | 338.2557 | 1293.0229 | 338.2557 | 1293.0229
5014 | 348.8562 | 1294.5703 | 348.8562 | 1294.5703
5015 | 367.2052 | 1299.3094 | 367.2052 | 1299.3094
5016 | 366.0605 | 1308.8373 | 366.0605 | 1308.8373
5017 | 356.7127 | 1320.391 | 356.7127 | 1320.391
5018 | 358.2473 | 1322.0506 | 358.2473 | 1322.0506
5019 | 367.6274 | 1292.5832 | 367.6274 | 1292.5832
5020 | 390.3043 | 1247.9939 | 390.3043 | 1247.9939
5021 | 406.2025 | 1227.1799 | 406.2025 | 1227.1799
5022 | 399.8526 | 1207.176 | 399.8526 | 1207.176
5023 | 380.751 | 1190.2811 | 380.751 | 1190.2811
5024 | 373.1483 | 1188.9375 | 373.1483 | 1188.9375
5025 | 366.0678 | 1223.9971 | 366.0678 | 1223.9971
5026 | 353.8595 | 1271.6886 | 353.8595 | 1271.6886
5027 | 338.1267 | 1295.0791 | 338.1267 | 1295.0791
5028 | 319.8939 | 1305.0226 | 319.8939 | 1305.0226
5029 | 307.0964 | 1308.0064 | 307.0964 | 1308.0064
5030 | 301.0377 | 1305.2295 | 301.0377 | 1305.2295
5031 | 293.8758 | 1305.4244 | 293.8758 | 1305.4244
5032 | 290.5234 | 1312.2427 | 290.5234 | 1312.2427
5033 | 294.5176 | 1332.3763 | 294.5176 | 1332.3763
5034 | 302.2953 | 1367.5154 | 302.2953 | 1367.5154
5035 | 319.8186 | 1379.5463 | 319.8186 | 1379.5463
5036 | 340.7656 | 1384.3476 | 340.7656 | 1384.3476
5037 | 351.2067 | 1380.4729 | 351.2067 | 1380.4729
5038 | 360.5532 | 1374.7095 | 360.5532 | 1374.7095
5039 | 383.2425 | 1366.4659 | 383.2425 | 1366.4659
5040 | 380.733 | 1356.8432 | 380.733 | 1356.8432
5041 | 367.6897 | 1345.1272 | 367.6897 | 1345.1272
5042 | 368.4127 | 1309.4561 | 368.4127 | 1309.4561
5043 | 382.1946 | 1253.5488 | 382.1946 | 1253.5488
5044 | 403.6203 | 1208.5498 | 403.6203 | 1208.5498
5045 | 419.7514 | 1169.0165 | 419.7514 | 1169.0165
5046 | 416.3507 | 1129.5169 | 416.3507 | 1129.5169
5047 | 392.8477 | 1096.1887 | 392.8477 | 1096.1887
5048 | 383.8287 | 1082.3152 | 383.8287 | 1082.3152
5049 | 373.8033 | 1097.6205 | 373.8033 | 1097.6205
5050 | 361.0095 | 1116.6939 | 361.0095 | 1116.6939
5051 | 339.4963 | 1105.8592 | 339.4963 | 1105.8592
5052 | 322.5957 | 1094.3661 | 322.5957 | 1094.3661
5053 | 306.9153 | 1087.257 | 306.9153 | 1087.257
5054 | 300.3821 | 1081.1373 | 300.3821 | 1081.1373
5055 | 295.5736 | 1075.5526 | 295.5736 | 1075.5526
5056 | 292.716 | 1070.5096 | 292.716 | 1070.5096
5057 | 295.3476 | 1072.9591 | 295.3476 | 1072.9591
5058 | 304.8814 | 1092.4413 | 304.8814 | 1092.4413
5059 | 321.3766 | 1098.9945 | 321.3766 | 1098.9945
5060 | 344.9854 | 1107.3541 | 344.9854 | 1107.3541
5061 | 354.8194 | 1112.8607 | 354.8194 | 1112.8607
5062 | 364.2092 | 1122.6032 | 364.2092 | 1122.6032
5063 | 385.6485 | 1137.1333 | 385.6485 | 1137.1333
5064 | 381.3274 | 1151.8801 | 381.3274 | 1151.8801
5065 | 367.3862 | 1153.9448 | 367.3862 | 1153.9448
5066 | 369.5985 | 1142.7726 | 369.5985 | 1142.7726
5067 | 379.5973 | 1126.5899 | 379.5973 | 1126.5899
5068 | 400.6449 | 1095.4362 | 400.6449 | 1095.4362
5069 | 417.8844 | 1075.9593 | 417.8844 | 1075.9593
5070 | 409.4106 | 1059.1471 | 409.4106 | 1059.1471
5071 | 390.7069 | 1045.7459 | 390.7069 | 1045.7459
5072 | 381.3839 | 1042.4829 | 381.3839 | 1042.4829
5073 | 370.757 | 1048.1481 | 370.757 | 1048.1481
5074 | 356.6323 | 1060.4714 | 356.6323 | 1060.4714
5075 | 336.6237 | 1061.3686 | 336.6237 | 1061.3686
5076 | 317.6687 | 1058.9116 | 317.6687 | 1058.9116
5077 | 305.0918 | 1055.6413 | 305.0918 | 1055.6413
5078 | 296.6994 | 1049.9961 | 296.6994 | 1049.9961
5079 | 292.5614 | 1044.476 | 292.5614 | 1044.476
5080 | 288.7658 | 1040.9642 | 288.7658 | 1040.9642
5081 | 291.6786 | 1047.274 | 291.6786 | 1047.274
5082 | 299.8611 | 1068.4168 | 299.8611 | 1068.4168
5083 | 317.5914 | 1072.0801 | 317.5914 | 1072.0801
5084 | 339.7223 | 1074.0563 | 339.7223 | 1074.0563
5085 | 350.9664 | 1070.0307 | 350.9664 | 1070.0307
5086 | 361.3496 | 1064.8495 | 361.3496 | 1064.8495
5087 | 383.9473 | 1057.5548 | 383.9473 | 1057.5548
5088 | 381.3499 | 1050.52 | 381.3499 | 1050.52
5089 | 369.5697 | 1043.4192 | 369.5697 | 1043.4192
5090 | 372.3132 | 1032.8293 | 372.3132 | 1032.8293
5091 | 382.913 | 1019.4501 | 382.913 | 1019.4501
5092 | 400.982 | 1004.3415 | 400.982 | 1004.3415
5093 | 413.8473 | 997.6101 | 413.8473 | 997.6101
5094 | 409.5039 | 991.8397 | 409.5039 | 991.8397
5095 | 391.9187 | 984.9729 | 391.9187 | 984.9729
5096 | 382.3761 | 980.7179 | 382.3761 | 980.7179
5097 | 370.3818 | 975.9668 | 370.3818 | 975.9668
5098 | 358.3802 | 971.598 | 358.3802 | 971.598
5099 | 339.1608 | 965.0118 | 339.1608 | 965.0118
5100 | 323.0544 | 961.4981 | 323.0544 | 961.4981
5101 | 308.5293 | 958.465 | 308.5293 | 958.465
5102 | 302.1915 | 955.9684 | 302.1915 | 955.9684
5103 | 295.4533 | 955.9908 | 295.4533 | 955.9908
5104 | 291.5481 | 964.1678 | 291.5481 | 964.1678
5105 | 293.6661 | 979.0824 | 293.6661 | 979.0824
5106 | 301.7233 | 1007.4067 | 301.7233 | 1007.4067
5107 | 314.6346 | 1021.0766 | 314.6346 | 1021.0766
5108 | 331.4995 | 1036.8981 | 331.4995 | 1036.8981
5109 | 345.8223 | 1051.0742 | 345.8223 | 1051.0742
5110 | 355.3184 | 1066.1866 | 355.3184 | 1066.1866
5111 | 375.618 | 1086.4316 | 375.618 | 1086.4316
5112 | 378.0575 | 1104.7585 | 378.0575 | 1104.7585
5113 | 366.7831 | 1116.1181 | 366.7831 | 1116.1181
5114 | 370.3375 | 1120.5381 | 370.3375 | 1120.5381
5115 | 377.8108 | 1118.0713 | 377.8108 | 1118.0713
5116 | 396.3167 | 1107.8151 | 396.3167 | 1107.8151
5117 | 411.1873 | 1100.7601 | 411.1873 | 1100.7601
5118 | 407.6287 | 1083.452 | 407.6287 | 1083.452
5119 | 392.8402 | 1068.6058 | 392.8402 | 1068.6058
5120 | 382.9006 | 1061.8707 | 382.9006 | 1061.8707
5121 | 374.4224 | 1060.7642 | 374.4224 | 1060.7642
5122 | 362.0128 | 1067.696 | 362.0128 | 1067.696
5123 | 342.8817 | 1073.7259 | 342.8817 | 1073.7259
5124 | 325.106 | 1027.9605 | 325.106 | 1027.9605
5125 | 311.3544 | 1042.9395 | 311.3544 | 1042.9395
5126 | 304.6124 | 1060.3922 | 304.6124 | 1060.3922
5127 | 298.4507 | 1080.592 | 298.4507 | 1080.592
5128 | 294.7668 | 1097.469 | 294.7668 | 1097.469
5129 | 296.2808 | 1122.4176 | 296.2808 | 1122.4176
5130 | 302.5383 | 1157.4068 | 302.5383 | 1157.4068
5131 | 311.9817 | 1173.6816 | 311.9817 | 1173.6816
5132 | 325.3967 | 1188.8102 | 325.3967 | 1188.8102
5133 | 336.7633 | 1198.5074 | 336.7633 | 1198.5074
5134 | 349.9755 | 1204.9163 | 349.9755 | 1204.9163
5135 | 370.9903 | 1209.345 | 370.9903 | 1209.345
5136 | 374.0061 | 1212.3361 | 374.0061 | 1212.3361
5137 | 365.7958 | 1207.9274 | 365.7958 | 1207.9274
5138 | 365.0416 | 1189.3014 | 365.0416 | 1189.3014
5139 | 375.3475 | 1158.368 | 375.3475 | 1158.368
5140 | 393.9588 | 1103.9589 | 393.9588 | 1103.9589
5141 | 408.8023 | 1051.2947 | 408.8023 | 1051.2947
5142 | 403.5119 | 1005.5037 | 403.5119 | 1005.5037
5143 | 389.2977 | 968.1038 | 389.2977 | 968.1038
5144 | 380.5285 | 949.619 | 380.5285 | 949.619
5145 | 371.626 | 936.6583 | 371.626 | 936.6583
5146 | 361.9609 | 928.3881 | 361.9609 | 928.3881
5147 | 345.9129 | 919.6146 | 345.9129 | 919.6146
5148 | 329.4643 | 916.0378 | 329.4643 | 916.0378
5149 | 315.6791 | 920.5891 | 315.6791 | 920.5891
5150 | 307.6253 | 930.3949 | 307.6253 | 930.3949
5151 | 301.3809 | 940.5148 | 301.3809 | 940.5148
5152 | 299.5283 | 948.5181 | 299.5283 | 948.5181
5153 | 299.0452 | 965.3496 | 299.0452 | 965.3496
5154 | 304.138 | 992.8963 | 304.138 | 992.8963
5155 | 315.1915 | 1001.7287 | 315.1915 | 1001.7287
5156 | 329.1425 | 1014.5673 | 329.1425 | 1014.5673
5157 | 339.66 | 1024.6121 | 339.66 | 1024.6121
5158 | 350.9016 | 1033.127 | 350.9016 | 1033.127
5159 | 371.9444 | 1038.7415 | 371.9444 | 1038.7415
5160 | 371.9245 | 1044.0226 | 371.9245 | 1044.0226
5161 | 367.1444 | 1045.8296 | 367.1444 | 1045.8296
5162 | 367.0707 | 1043.3152 | 367.0707 | 1043.3152
5163 | 372.9895 | 1036.8356 | 372.9895 | 1036.8356
5164 | 392.4321 | 1025.2613 | 392.4321 | 1025.2613
5165 | 411.7254 | 1027.3521 | 411.7254 | 1027.3521
5166 | 404.9356 | 1030.7957 | 404.9356 | 1030.7957
5167 | 391.0426 | 1036.4147 | 391.0426 | 1036.4147
5168 | 379.1413 | 1044.919 | 379.1413 | 1044.919
5169 | 372.1402 | 1043.1423 | 372.1402 | 1043.1423
5170 | 360.5893 | 1035.1789 | 360.5893 | 1035.1789
5171 | 342.8655 | 1019.5354 | 342.8655 | 1019.5354
5172 | 327.607 | 1003.65 | 327.607 | 1003.65
5173 | 314.95 | 989.5339 | 314.95 | 989.5339
5174 | 306.2675 | 978.5254 | 306.2675 | 978.5254
5175 | 300.5554 | 972.2474 | 300.5554 | 972.2474
5176 | 298.3175 | 966.5312 | 298.3175 | 966.5312
5177 | 299.5459 | 970.4816 | 299.5459 | 970.4816
5178 | 306.0994 | 986.4762 | 306.0994 | 986.4762
5179 | 318.186 | 986.1282 | 318.186 | 986.1282
5180 | 334.3647 | 985.2065 | 334.3647 | 985.2065
5181 | 348.3157 | 981.1025 | 348.3157 | 981.1025
5182 | 360.3672 | 976.3682 | 360.3672 | 976.3682
5183 | 379.7444 | 971.7392 | 379.7444 | 971.7392
5184 | 379.0712 | 969.3529 | 379.0712 | 969.3529
5185 | 365.4442 | 964.1264 | 365.4442 | 964.1264
5186 | 366.2466 | 959.0154 | 366.2466 | 959.0154
5187 | 374.5951 | 954.9688 | 374.5951 | 954.9688
5188 | 393.9031 | 950.1009 | 393.9031 | 950.1009
5189 | 414.7852 | 952.11 | 414.7852 | 952.11
5190 | 409.9853 | 950.033 | 409.9853 | 950.033
5191 | 394.2667 | 942.3211 | 394.2667 | 942.3211
5192 | 385.2832 | 934.9795 | 385.2832 | 934.9795
5193 | 376.1559 | 925.6173 | 376.1559 | 925.6173
5194 | 363.41 | 920.2505 | 363.41 | 920.2505
5195 | 342.4455 | 901.1517 | 342.4455 | 901.1517
5196 | 324.5407 | 877.6806 | 324.5407 | 877.6806
5197 | 312.2691 | 871.5182 | 312.2691 | 871.5182
5198 | 304.4292 | 884.8612 | 304.4292 | 884.8612
5199 | 299.6681 | 911.2767 | 299.6681 | 911.2767
5200 | 296.6968 | 945.2467 | 296.6968 | 945.2467
5201 | 300.491 | 991.1936 | 300.491 | 991.1936
5202 | 310.3652 | 1050.1867 | 310.3652 | 1050.1867
5203 | 327.3336 | 1092.5509 | 327.3336 | 1092.5509
5204 | 349.0028 | 1133.0328 | 349.0028 | 1133.0328
5205 | 361.8241 | 1165.8343 | 361.8241 | 1165.8343
5206 | 372.138 | 1193.6709 | 372.138 | 1193.6709
5207 | 394.9918 | 1213.0457 | 394.9918 | 1213.0457
5208 | 390.4894 | 1227.5685 | 390.4894 | 1227.5685
5209 | 375.7711 | 1234.1804 | 375.7711 | 1234.1804
5210 | 376.4627 | 1211.3424 | 376.4627 | 1211.3424
5211 | 386.5607 | 1181.5336 | 386.5607 | 1181.5336
5212 | 405.5212 | 1144.9536 | 405.5212 | 1144.9536
5213 | 425.9812 | 1120.0759 | 425.9812 | 1120.0759
5214 | 422.5924 | 1099.0861 | 422.5924 | 1099.0861
5215 | 403.0886 | 1082.8481 | 403.0886 | 1082.8481
5216 | 391.2603 | 1076.9582 | 391.2603 | 1076.9582
5217 | 379.9844 | 1082.8285 | 379.9844 | 1082.8285
5218 | 365.7743 | 1119.9694 | 365.7743 | 1119.9694
5219 | 345.5792 | 1143.7054 | 345.5792 | 1143.7054
5220 | 328.2175 | 1152.6826 | 328.2175 | 1152.6826
5221 | 313.0425 | 1156.9886 | 313.0425 | 1156.9886
5222 | 305.7197 | 1160.9263 | 305.7197 | 1160.9263
5223 | 301.5726 | 1162.9086 | 301.5726 | 1162.9086
5224 | 298.5792 | 1161.9155 | 298.5792 | 1161.9155
5225 | 300.3955 | 1174.2488 | 300.3955 | 1174.2488
5226 | 309.3333 | 1199.6487 | 309.3333 | 1199.6487
5227 | 327.2846 | 1206.9272 | 327.2846 | 1206.9272
5228 | 348.0482 | 1211.8735 | 348.0482 | 1211.8735
5229 | 361.2824 | 1212.6153 | 361.2824 | 1212.6153
5230 | 370.1545 | 1210.0483 | 370.1545 | 1210.0483
5231 | 396.2207 | 1202.7204 | 396.2207 | 1202.7204
5232 | 391.7929 | 1195.5088 | 391.7929 | 1195.5088
5233 | 378.3546 | 1185.0072 | 378.3546 | 1185.0072
5234 | 378.6742 | 1160.3086 | 378.6742 | 1160.3086
5235 | 386.483 | 1128.3938 | 386.483 | 1128.3938
5236 | 405.1924 | 1077.9513 | 405.1924 | 1077.9513
5237 | 424.1808 | 1031.5027 | 424.1808 | 1031.5027
5238 | 419.534 | 989.9032 | 419.534 | 989.9032
5239 | 400.8164 | 960.1707 | 400.8164 | 960.1707
5240 | 389.704 | 940.6431 | 389.704 | 940.6431
5241 | 379.618 | 926.0058 | 379.618 | 926.0058
5242 | 366.9779 | 922.0089 | 366.9779 | 922.0089
5243 | 346.4356 | 915.648 | 346.4356 | 915.648
5244 | 327.2023 | 908.9225 | 327.2023 | 908.9225
5245 | 315.7778 | 900.3474 | 315.7778 | 900.3474
5246 | 306.7315 | 894.9616 | 306.7315 | 894.9616
5247 | 302.9414 | 894.1836 | 302.9414 | 894.1836
5248 | 299.3004 | 896.5642 | 299.3004 | 896.5642
5249 | 301.829 | 909.7358 | 301.829 | 909.7358
5250 | 312.8245 | 938.8978 | 312.8245 | 938.8978
5251 | 327.1213 | 943.9885 | 327.1213 | 943.9885
5252 | 348.9174 | 934.7042 | 348.9174 | 934.7042
5253 | 362.1209 | 928.3512 | 362.1209 | 928.3512
5254 | 372.6297 | 928.9125 | 372.6297 | 928.9125
5255 | 393.5567 | 931.9099 | 393.5567 | 931.9099
5256 | 390.5799 | 945.3286 | 390.5799 | 945.3286
5257 | 377.5277 | 961.1003 | 377.5277 | 961.1003
5258 | 379.0601 | 958.4224 | 379.0601 | 958.4224
5259 | 386.5995 | 922.4388 | 386.5995 | 922.4388
5260 | 405.5417 | 888.66 | 405.5417 | 888.66
5261 | 423.2509 | 874.5165 | 423.2509 | 874.5165
5262 | 423.8156 | 864.0975 | 423.8156 | 864.0975
5263 | 401.8234 | 858.4506 | 401.8234 | 858.4506
5264 | 386.7088 | 863.1723 | 386.7088 | 863.1723
5265 | 377.2495 | 874.9311 | 377.2495 | 874.9311
5266 | 364.7588 | 912.0311 | 364.7588 | 912.0311
5267 | 345.1652 | 946.6037 | 345.1652 | 946.6037
5268 | 327.6526 | 977.7855 | 327.6526 | 977.7855
5269 | 314.915 | 1005.5228 | 314.915 | 1005.5228
5270 | 306.3792 | 1026.0629 | 306.3792 | 1026.0629
5271 | 302.4159 | 1047.2442 | 302.4159 | 1047.2442
5272 | 299.9312 | 1065.6137 | 299.9312 | 1065.6137
5273 | 301.3848 | 1088.1292 | 301.3848 | 1088.1292
5274 | 308.159 | 1111.9548 | 308.159 | 1111.9548
5275 | 321.2641 | 1108.6216 | 321.2641 | 1108.6216
5276 | 337.6654 | 1108.804 | 337.6654 | 1108.804
5277 | 351.9475 | 1121.466 | 351.9475 | 1121.466
5278 | 366.0671 | 1142.5553 | 366.0671 | 1142.5553
5279 | 385.6595 | 1161.4803 | 385.6595 | 1161.4803
5280 | 385.7169 | 1178.1908 | 385.7169 | 1178.1908
5281 | 372.5532 | 1185.9477 | 372.5532 | 1185.9477
5282 | 374.7627 | 1159.1432 | 374.7627 | 1159.1432
5283 | 379.1556 | 1108.377 | 379.1556 | 1108.377
5284 | 400.8991 | 1068.2393 | 400.8991 | 1068.2393
5285 | 420.481 | 1029.1923 | 420.481 | 1029.1923
5286 | 415.114 | 992.9701 | 415.114 | 992.9701
5287 | 397.5793 | 970.1076 | 397.5793 | 970.1076
5288 | 386.9651 | 953.4834 | 386.9651 | 953.4834
5289 | 379.0392 | 944.6732 | 379.0392 | 944.6732
5290 | 366.7097 | 959.3437 | 366.7097 | 959.3437
5291 | 347.9075 | 964.4532 | 347.9075 | 964.4532
5292 | 329.7197 | 952.5548 | 329.7197 | 952.5548
5293 | 316.6656 | 938.6841 | 316.6656 | 938.6841
5294 | 307.8638 | 928.7592 | 307.8638 | 928.7592
5295 | 301.8176 | 925.9979 | 301.8176 | 925.9979
5296 | 299.0698 | 921.8357 | 299.0698 | 921.8357
5297 | 299.2479 | 926.5017 | 299.2479 | 926.5017
5298 | 306.4322 | 940.3699 | 306.4322 | 940.3699
5299 | 315.5943 | 935.9531 | 315.5943 | 935.9531
5300 | 326.4686 | 930.1243 | 326.4686 | 930.1243
5301 | 344.2134 | 920.5816 | 344.2134 | 920.5816
5302 | 354.2025 | 911.5536 | 354.2025 | 911.5536
5303 | 376.7826 | 905.8 | 376.7826 | 905.8
5304 | 373.3958 | 905.3971 | 373.3958 | 905.3971
5305 | 363.2567 | 902.9717 | 363.2567 | 902.9717
5306 | 365.1219 | 895.8569 | 365.1219 | 895.8569
5307 | 372.6755 | 884.2044 | 372.6755 | 884.2044
5308 | 385.6418 | 871.9554 | 385.6418 | 871.9554
5309 | 407.2714 | 867.1967 | 407.2714 | 867.1967
5310 | 404.682 | 863.2387 | 404.682 | 863.2387
5311 | 390.4767 | 859.7796 | 390.4767 | 859.7796
5312 | 380.5772 | 859.6965 | 380.5772 | 859.6965
5313 | 372.1507 | 856.2432 | 372.1507 | 856.2432
5314 | 361.15 | 863.0828 | 361.15 | 863.0828
5315 | 343.7246 | 867.8243 | 343.7246 | 867.8243
5316 | 325.9417 | 874.5728 | 325.9417 | 874.5728
5317 | 313.6402 | 886.1577 | 313.6402 | 886.1577
5318 | 306.4491 | 901.7293 | 306.4491 | 901.7293
5319 | 299.9997 | 918.8009 | 299.9997 | 918.8009
5320 | 297.1054 | 931.8953 | 297.1054 | 931.8953
5321 | 297.7311 | 951.6915 | 297.7311 | 951.6915
5322 | 302.7589 | 979.688 | 302.7589 | 979.688
5323 | 311.3663 | 986.7416 | 311.3663 | 986.7416
5324 | 321.1194 | 990.318 | 321.1194 | 990.318
5325 | 337.4729 | 988.4427 | 337.4729 | 988.4427
5326 | 349.4082 | 986.0598 | 349.4082 | 986.0598
5327 | 371.6755 | 985.0701 | 371.6755 | 985.0701
5328 | 371.8214 | 986.6913 | 371.8214 | 986.6913
5329 | 363.5338 | 984.0615 | 363.5338 | 984.0615
5330 | 363.3446 | 964.2087 | 363.3446 | 964.2087
5331 | 366.7849 | 940.9222 | 366.7849 | 940.9222
5332 | 380.2776 | 915.3423 | 380.2776 | 915.3423
5333 | 400.8511 | 896.0464 | 400.8511 | 896.0464
5334 | 398.7544 | 879.2072 | 398.7544 | 879.2072
5335 | 383.1054 | 863.2146 | 383.1054 | 863.2146
5336 | 372.1771 | 853.0514 | 372.1771 | 853.0514
5337 | 361.4613 | 842.626 | 361.4613 | 842.626
5338 | 350.2829 | 838.3633 | 350.2829 | 838.3633
5339 | 332.9236 | 832.1865 | 332.9236 | 832.1865
5340 | 315.2293 | 828.8755 | 315.2293 | 828.8755
5341 | 303.0383 | 827.4565 | 303.0383 | 827.4565
5342 | 296.0162 | 830.4128 | 296.0162 | 830.4128
5343 | 290.6099 | 841.923 | 290.6099 | 841.923
5344 | 288.3957 | 857.471 | 288.3957 | 857.471
5345 | 290.2412 | 888.1037 | 290.2412 | 888.1037
5346 | 296.9001 | 932.7639 | 296.9001 | 932.7639
5347 | 308.2059 | 960.9793 | 308.2059 | 960.9793
5348 | 322.2189 | 993.5281 | 322.2189 | 993.5281
5349 | 339.3038 | 1015.1864 | 339.3038 | 1015.1864
5350 | 350.1227 | 1015.7477 | 350.1227 | 1015.7477
5351 | 371.8836 | 1008.7264 | 371.8836 | 1008.7264
5352 | 368.0207 | 999.9814 | 368.0207 | 999.9814
5353 | 356.9318 | 979.9722 | 356.9318 | 979.9722
5354 | 359.2766 | 950.4484 | 359.2766 | 950.4484
5355 | 364.7257 | 918.4723 | 364.7257 | 918.4723
5356 | 381.236 | 890.8886 | 381.236 | 890.8886
5357 | 403.9396 | 875.7637 | 403.9396 | 875.7637
5358 | 405.2297 | 864.7722 | 405.2297 | 864.7722
5359 | 388.9769 | 853.8298 | 388.9769 | 853.8298
5360 | 379.2933 | 848.451 | 379.2933 | 848.451
5361 | 370.4398 | 849.1279 | 370.4398 | 849.1279
5362 | 359.8606 | 869.1554 | 359.8606 | 869.1554
5363 | 337.8089 | 879.6627 | 337.8089 | 879.6627
5364 | 319.386 | 881.0338 | 319.386 | 881.0338
5365 | 305.5002 | 888.0387 | 305.5002 | 888.0387
5366 | 300.5864 | 896.8222 | 300.5864 | 896.8222
5367 | 293.9866 | 901.6874 | 293.9866 | 901.6874
5368 | 291.5692 | 898.6906 | 291.5692 | 898.6906
5369 | 295.6398 | 907.7525 | 295.6398 | 907.7525
5370 | 305.6623 | 928.5929 | 305.6623 | 928.5929
5371 | 321.513 | 932.4977 | 321.513 | 932.4977
5372 | 342.3999 | 938.037 | 342.3999 | 938.037
5373 | 354.7179 | 943.4814 | 354.7179 | 943.4814
5374 | 363.3937 | 951.8327 | 363.3937 | 951.8327
5375 | 386.35 | 962.477 | 386.35 | 962.477
5376 | 383.2539 | 976.3046 | 383.2539 | 976.3046
5377 | 368.5561 | 984.1228 | 368.5561 | 984.1228
5378 | 368.5259 | 973.982 | 368.5259 | 973.982
5379 | 378.1544 | 937.017 | 378.1544 | 937.017
5380 | 393.6649 | 897.9834 | 393.6649 | 897.9834
5381 | 419.5751 | 862.0443 | 419.5751 | 862.0443
5382 | 419.4247 | 835.4727 | 419.4247 | 835.4727
5383 | 402.2627 | 816.4131 | 402.2627 | 816.4131
5384 | 393.3525 | 807.8857 | 393.3525 | 807.8857
5385 | 380.5495 | 814.7578 | 380.5495 | 814.7578
5386 | 366.5267 | 852.8188 | 366.5267 | 852.8188
5387 | 345.2847 | 870.9117 | 345.2847 | 870.9117
5388 | 325.8448 | 867.6824 | 325.8448 | 867.6824
5389 | 311.2095 | 867.4698 | 311.2095 | 867.4698
5390 | 303.9938 | 873.125 | 303.9938 | 873.125
5391 | 299.0632 | 877.847 | 299.0632 | 877.847
5392 | 296.7305 | 876.8131 | 296.7305 | 876.8131
5393 | 297.7856 | 886.5088 | 297.7856 | 886.5088
5394 | 309.0673 | 915.2824 | 309.0673 | 915.2824
5395 | 325.0625 | 927.3248 | 325.0625 | 927.3248
5396 | 348.6792 | 933.3957 | 348.6792 | 933.3957
5397 | 361.8548 | 928.2081 | 361.8548 | 928.2081
5398 | 368.7394 | 917.8715 | 368.7394 | 917.8715
5399 | 390.2485 | 907.1291 | 390.2485 | 907.1291
5400 | 384.1771 | 903.3729 | 384.1771 | 903.3729
5401 | 369.6592 | 908.7989 | 369.6592 | 908.7989
5402 | 368.4307 | 890.3364 | 368.4307 | 890.3364
5403 | 374.8078 | 835.3992 | 374.8078 | 835.3992
5404 | 389.6616 | 801.15 | 389.6616 | 801.15
5405 | 414.7844 | 779.0121 | 414.7844 | 779.0121
5406 | 418.0917 | 756.7547 | 418.0917 | 756.7547
5407 | 399.4107 | 737.4498 | 399.4107 | 737.4498
5408 | 385.9002 | 730.3331 | 385.9002 | 730.3331
5409 | 377.4694 | 750.2499 | 377.4694 | 750.2499
5410 | 363.3775 | 788.9039 | 363.3775 | 788.9039
5411 | 342.6915 | 810.6566 | 342.6915 | 810.6566
5412 | 322.8639 | 819.6338 | 322.8639 | 819.6338
5413 | 309.8723 | 824.9212 | 309.8723 | 824.9212
5414 | 300.3353 | 829.7585 | 300.3353 | 829.7585
5415 | 294.8715 | 836.9546 | 294.8715 | 836.9546
5416 | 292.0453 | 849.9467 | 292.0453 | 849.9467
5417 | 295.3767 | 875.3247 | 295.3767 | 875.3247
5418 | 305.2074 | 900.4793 | 305.2074 | 900.4793
5419 | 317.507 | 894.8357 | 317.507 | 894.8357
5420 | 340.3645 | 895.1612 | 340.3645 | 895.1612
5421 | 354.9139 | 905.2674 | 354.9139 | 905.2674
5422 | 364.5384 | 912.9235 | 364.5384 | 912.9235
5423 | 386.6299 | 911.5863 | 386.6299 | 911.5863
5424 | 380.0062 | 909.8544 | 380.0062 | 909.8544
5425 | 365.2131 | 903.401 | 365.2131 | 903.401
5426 | 366.5129 | 880.5631 | 366.5129 | 880.5631
5427 | 374.6262 | 853.903 | 374.6262 | 853.903
5428 | 385.8274 | 832.351 | 385.8274 | 832.351
5429 | 408.6542 | 810.3562 | 408.6542 | 810.3562
5430 | 413.7913 | 786.4426 | 413.7913 | 786.4426
5431 | 393.88 | 766.8719 | 393.88 | 766.8719
5432 | 382.3656 | 757.9151 | 382.3656 | 757.9151
5433 | 373.3783 | 755.9135 | 373.3783 | 755.9135
5434 | 360.2396 | 771.8517 | 360.2396 | 771.8517
5435 | 339.3034 | 783.7084 | 339.3034 | 783.7084
5436 | 321.6458 | 788.6986 | 321.6458 | 788.6986
5437 | 308.7954 | 791.6551 | 308.7954 | 791.6551
5438 | 302.4636 | 794.5297 | 302.4636 | 794.5297
5439 | 296.3171 | 800.5807 | 296.3171 | 800.5807
5440 | 292.064 | 809.1769 | 292.064 | 809.1769
5441 | 294.0308 | 830.9973 | 294.0308 | 830.9973
5442 | 300.2146 | 864.8619 | 300.2146 | 864.8619
5443 | 309.2257 | 883.5903 | 309.2257 | 883.5903
5444 | 327.7449 | 901.1724 | 327.7449 | 901.1724
5445 | 342.2656 | 917.76 | 342.2656 | 917.76
5446 | 354.0708 | 933.4516 | 354.0708 | 933.4516
5447 | 374.4375 | 935.4062 | 374.4375 | 935.4062
5448 | 373.8632 | 929.8508 | 373.8632 | 929.8508
5449 | 362.6922 | 919.2264 | 362.6922 | 919.2264
5450 | 365.5864 | 903.8718 | 365.5864 | 903.8718
5451 | 367.6886 | 883.6523 | 367.6886 | 883.6523
5452 | 378.3847 | 857.6635 | 378.3847 | 857.6635
5453 | 399.8635 | 835.0757 | 399.8635 | 835.0757
5454 | 404.1454 | 809.4038 | 404.1454 | 809.4038
5455 | 387.7409 | 779.9984 | 387.7409 | 779.9984
5456 | 375.1043 | 752.0061 | 375.1043 | 752.0061
5457 | 365.1079 | 736.6122 | 365.1079 | 736.6122
5458 | 355.4919 | 735.1916 | 355.4919 | 735.1916
5459 | 338.1479 | 730.8345 | 338.1479 | 730.8345
5460 | 321.3291 | 723.6387 | 321.3291 | 723.6387
5461 | 307.858 | 717.7829 | 307.858 | 717.7829
5462 | 299.6116 | 714.7689 | 299.6116 | 714.7689
5463 | 293.9298 | 716.0355 | 293.9298 | 716.0355
5464 | 291.6136 | 719.8677 | 291.6136 | 719.8677
5465 | 292.2645 | 735.6565 | 292.2645 | 735.6565
5466 | 299.0721 | 759.482 | 299.0721 | 759.482
5467 | 303.702 | 764.266 | 303.702 | 764.266
5468 | 317.0294 | 769.3146 | 317.0294 | 769.3146
5469 | 330.8763 | 771.8556 | 330.8763 | 771.8556
5470 | 342.2005 | 774.5025 | 342.2005 | 774.5025
5471 | 364.5182 | 779.0129 | 364.5182 | 779.0129
5472 | 366.5557 | 784.2531 | 366.5557 | 784.2531
5473 | 355.4019 | 774.8555 | 355.4019 | 774.8555
5474 | 356.1582 | 749.8298 | 356.1582 | 749.8298
5475 | 360.4476 | 729.4263 | 360.4476 | 729.4263
5476 | 372.2256 | 716.5844 | 372.2256 | 716.5844
5477 | 396.5488 | 712.2346 | 396.5488 | 712.2346
5478 | 395.6943 | 708.4402 | 395.6943 | 708.4402
5479 | 380.4198 | 706.6986 | 380.4198 | 706.6986
5480 | 372.1761 | 709.3757 | 372.1761 | 709.3757
5481 | 363.7241 | 713.5489 | 363.7241 | 713.5489
5482 | 352.3412 | 724.9071 | 352.3412 | 724.9071
5483 | 334.156 | 733.0426 | 334.156 | 733.0426
5484 | 318.2347 | 741.6109 | 318.2347 | 741.6109
5485 | 306.7443 | 753.1753 | 306.7443 | 753.1753
5486 | 298.522 | 767.7246 | 298.522 | 767.7246
5487 | 293.7854 | 783.6512 | 293.7854 | 783.6512
5488 | 290.2781 | 797.8497 | 290.2781 | 797.8497
5489 | 292.1135 | 817.5641 | 292.1135 | 817.5641
5490 | 296.8737 | 844.109 | 296.8737 | 844.109
5491 | 302.8298 | 845.4989 | 302.8298 | 845.4989
5492 | 314.6508 | 850.9769 | 314.6508 | 850.9769
5493 | 328.9378 | 853.2112 | 328.9378 | 853.2112
5494 | 341.8916 | 850.6034 | 341.8916 | 850.6034
5495 | 359.9573 | 848.7141 | 359.9573 | 848.7141
5496 | 361.4787 | 849.7424 | 361.4787 | 849.7424
5497 | 352.0513 | 847.0512 | 352.0513 | 847.0512
5498 | 352.0899 | 828.0776 | 352.0899 | 828.0776
5499 | 357.071 | 807.9194 | 357.071 | 807.9194
5500 | 369.7012 | 789.1481 | 369.7012 | 789.1481
5501 | 395.4282 | 784.3077 | 395.4282 | 784.3077
5502 | 396.869 | 782.2103 | 396.869 | 782.2103
5503 | 380.8354 | 781.5932 | 380.8354 | 781.5932
5504 | 369.4264 | 787.2145 | 369.4264 | 787.2145
5505 | 364.7102 | 789.9565 | 364.7102 | 789.9565
5506 | 351.2408 | 794.0768 | 351.2408 | 794.0768
5507 | 334.5649 | 792.623 | 334.5649 | 792.623
5508 | 317.112 | 797.1224 | 317.112 | 797.1224
5509 | 305.8029 | 807.7872 | 305.8029 | 807.7872
5510 | 297.8068 | 817.8588 | 297.8068 | 817.8588
5511 | 293.0173 | 826.3021 | 293.0173 | 826.3021
5512 | 289.888 | 831.5656 | 289.888 | 831.5656
5513 | 291.8353 | 845.4323 | 291.8353 | 845.4323
5514 | 299.4744 | 870.9345 | 299.4744 | 870.9345
5515 | 307.5561 | 880.9323 | 307.5561 | 880.9323
5516 | 325.5517 | 892.8303 | 325.5517 | 892.8303
5517 | 338.3715 | 902.2822 | 338.3715 | 902.2822
5518 | 347.4461 | 909.9793 | 347.4461 | 909.9793
5519 | 367.0805 | 917.3522 | 367.0805 | 917.3522
5520 | 366.3987 | 926.4976 | 366.3987 | 926.4976
5521 | 356.57 | 929.286 | 356.57 | 929.286
5522 | 356.004 | 924.5634 | 356.004 | 924.5634
5523 | 361.6829 | 913.3403 | 361.6829 | 913.3403
5524 | 373.4399 | 898.6786 | 373.4399 | 898.6786
5525 | 399.2605 | 890.117 | 399.2605 | 890.117
5526 | 403.0145 | 884.8504 | 403.0145 | 884.8504
5527 | 384.2498 | 882.6794 | 384.2498 | 882.6794
5528 | 375.9322 | 886.5424 | 375.9322 | 886.5424
5529 | 365.1785 | 890.1226 | 365.1785 | 890.1226
5530 | 354.2334 | 898.966 | 354.2334 | 898.966
5531 | 333.5591 | 905.4249 | 333.5591 | 905.4249
5532 | 313.7173 | 914.2181 | 313.7173 | 914.2181
5533 | 301.2904 | 928.8903 | 301.2904 | 928.8903
5534 | 295.6002 | 950.4118 | 295.6002 | 950.4118
5535 | 291.4185 | 976.1321 | 291.4185 | 976.1321
5536 | 287.735 | 1000.0835 | 287.735 | 1000.0835
5537 | 290.935 | 1031.4523 | 290.935 | 1031.4523
5538 | 300.2209 | 1070.224 | 300.2209 | 1070.224
5539 | 313.4823 | 1088.0118 | 313.4823 | 1088.0118
5540 | 336.6931 | 1102.9768 | 336.6931 | 1102.9768
5541 | 349.1381 | 1112.1425 | 349.1381 | 1112.1425
5542 | 360.0352 | 1119.083 | 360.0352 | 1119.083
5543 | 380.4417 | 1125.27 | 380.4417 | 1125.27
5544 | 374.8469 | 1132.0641 | 374.8469 | 1132.0641
5545 | 361.7411 | 1128.1666 | 361.7411 | 1128.1666
5546 | 364.4881 | 1106.7804 | 364.4881 | 1106.7804
5547 | 369.8255 | 1072.3507 | 369.8255 | 1072.3507
5548 | 380.382 | 1033.9305 | 380.382 | 1033.9305
5549 | 406.6307 | 1009.2981 | 406.6307 | 1009.2981
5550 | 414.0826 | 993.788 | 414.0826 | 993.788
5551 | 394.1918 | 985.4627 | 394.1918 | 985.4627
5552 | 382.0339 | 984.5208 | 382.0339 | 984.5208
5553 | 372.2652 | 979.8816 | 372.2652 | 979.8816
5554 | 357.388 | 982.5911 | 357.388 | 982.5911
5555 | 336.85 | 992.301 | 336.85 | 992.301
5556 | 317.0177 | 1006.7169 | 317.0177 | 1006.7169
5557 | 303.2778 | 1020.6735 | 303.2778 | 1020.6735
5558 | 297.0955 | 1028.3733 | 297.0955 | 1028.3733
5559 | 292.3759 | 1021.7886 | 292.3759 | 1021.7886
5560 | 289.3788 | 1000.4515 | 289.3788 | 1000.4515
5561 | 292.8862 | 986.8386 | 292.8862 | 986.8386
5562 | 302.1509 | 991.1788 | 302.1509 | 991.1788
5563 | 316.6085 | 983.4088 | 316.6085 | 983.4088
5564 | 338.3435 | 979.1953 | 338.3435 | 979.1953
5565 | 351.7289 | 974.7642 | 351.7289 | 974.7642
5566 | 361.2609 | 973.1377 | 361.2609 | 973.1377
5567 | 382.8952 | 974.9492 | 382.8952 | 974.9492
5568 | 379.9469 | 982.1114 | 379.9469 | 982.1114
5569 | 364.3089 | 981.0354 | 364.3089 | 981.0354
5570 | 365.0312 | 961.612 | 365.0312 | 961.612
5571 | 370.1908 | 920.3124 | 370.1908 | 920.3124
5572 | 381.1902 | 874.8383 | 381.1902 | 874.8383
5573 | 407.4626 | 831.9883 | 407.4626 | 831.9883
5574 | 412.0959 | 796.2977 | 412.0959 | 796.2977
5575 | 392.8013 | 765.6451 | 392.8013 | 765.6451
5576 | 379.3244 | 746.6696 | 379.3244 | 746.6696
5577 | 369.2474 | 738.6773 | 369.2474 | 738.6773
5578 | 355.8861 | 744.7809 | 355.8861 | 744.7809
5579 | 334.8035 | 748.2955 | 334.8035 | 748.2955
5580 | 318.4295 | 742.3674 | 318.4295 | 742.3674
5581 | 304.7036 | 732.0952 | 304.7036 | 732.0952
5582 | 299.6482 | 728.5701 | 299.6482 | 728.5701
5583 | 292.4884 | 727.1378 | 292.4884 | 727.1378
5584 | 289.0871 | 724.4068 | 289.0871 | 724.4068
5585 | 292.8715 | 735.2475 | 292.8715 | 735.2475
5586 | 301.307 | 764.062 | 301.307 | 764.062
5587 | 313.2574 | 784.3851 | 313.2574 | 784.3851
5588 | 336.3327 | 802.7851 | 336.3327 | 802.7851
5589 | 347.9265 | 822.8281 | 347.9265 | 822.8281
5590 | 357.4383 | 844.7762 | 357.4383 | 844.7762
5591 | 382.6246 | 847.058 | 382.6246 | 847.058
5592 | 381.3184 | 839.1104 | 381.3184 | 839.1104
5593 | 365.9836 | 818.8558 | 365.9836 | 818.8558
5594 | 362.9844 | 782.8505 | 362.9844 | 782.8505
5595 | 369.4215 | 758.5622 | 369.4215 | 758.5622
5596 | 379.1392 | 726.603 | 379.1392 | 726.603
5597 | 401.7395 | 692.9129 | 401.7395 | 692.9129
5598 | 408.3765 | 666.9957 | 408.3765 | 666.9957
5599 | 392.8782 | 646.9956 | 392.8782 | 646.9956
5600 | 378.2647 | 638.7748 | 378.2647 | 638.7748
5601 | 368.9805 | 632.9089 | 368.9805 | 632.9089
5602 | 354.987 | 644.124 | 354.987 | 644.124
5603 | 335.3914 | 664.3433 | 335.3914 | 664.3433
5604 | 319.4339 | 677.655 | 319.4339 | 677.655
5605 | 306.9797 | 684.5168 | 306.9797 | 684.5168
5606 | 299.2253 | 691.6851 | 299.2253 | 691.6851
5607 | 293.3549 | 698.4108 | 293.3549 | 698.4108
5608 | 291.0706 | 704.7784 | 291.0706 | 704.7784
5609 | 291.8403 | 725.5969 | 291.8403 | 725.5969
5610 | 300.213 | 759.9932 | 300.213 | 759.9932
5611 | 308.5392 | 776.4315 | 308.5392 | 776.4315
5612 | 327.5406 | 790.4969 | 327.5406 | 790.4969
5613 | 341.9609 | 798.9878 | 341.9609 | 798.9878
5614 | 353.0397 | 803.4953 | 353.0397 | 803.4953
5615 | 372.8808 | 803.1804 | 372.8808 | 803.1804
5616 | 370.9738 | 801.8777 | 370.9738 | 801.8777
5617 | 362.3783 | 794.5861 | 362.3783 | 794.5861
5618 | 364.0745 | 782.3394 | 364.0745 | 782.3394
5619 | 369.0713 | 771.9545 | 369.0713 | 771.9545
5620 | 376.2548 | 765.1033 | 376.2548 | 765.1033
5621 | 397.7999 | 770.1589 | 397.7999 | 770.1589
5622 | 404.2195 | 773.4184 | 404.2195 | 773.4184
5623 | 387.6746 | 774.8664 | 387.6746 | 774.8664
5624 | 371.8936 | 779.0156 | 371.8936 | 779.0156
5625 | 360.9423 | 783.9249 | 360.9423 | 783.9249
5626 | 350.9391 | 804.6066 | 350.9391 | 804.6066
5627 | 334.9847 | 840.0174 | 334.9847 | 840.0174
5628 | 318.0837 | 868.9297 | 318.0837 | 868.9297
5629 | 306.0572 | 898.2618 | 306.0572 | 898.2618
5630 | 298.8149 | 929.2704 | 298.8149 | 929.2704
5631 | 293.3442 | 953.2528 | 293.3442 | 953.2528
5632 | 289.3765 | 960.8063 | 289.3765 | 960.8063
5633 | 290.3539 | 970.5225 | 290.3539 | 970.5225
5634 | 295.3666 | 994.1844 | 295.3666 | 994.1844
5635 | 300.5172 | 999.6023 | 300.5172 | 999.6023
5636 | 315.1295 | 999.0486 | 315.1295 | 999.0486
5637 | 328.1855 | 988.4836 | 328.1855 | 988.4836
5638 | 337.0472 | 971.6043 | 337.0472 | 971.6043
5639 | 358.7951 | 955.1164 | 358.7951 | 955.1164
5640 | 355.6499 | 943.3249 | 355.6499 | 943.3249
5641 | 347.3864 | 923.4793 | 347.3864 | 923.4793
5642 | 347.1129 | 895.7956 | 347.1129 | 895.7956
5643 | 350.9018 | 861.4273 | 350.9018 | 861.4273
5644 | 359.4597 | 813.4791 | 359.4597 | 813.4791
5645 | 379.3331 | 776.1496 | 379.3331 | 776.1496
5646 | 384.6234 | 749.1282 | 384.6234 | 749.1282
5647 | 370.9348 | 729.2713 | 370.9348 | 729.2713
5648 | 363.6085 | 716.4705 | 363.6085 | 716.4705
5649 | 353.4927 | 706.9856 | 353.4927 | 706.9856
5650 | 342.757 | 715.5223 | 342.757 | 715.5223
5651 | 325.2095 | 734.0445 | 325.2095 | 734.0445
5652 | 309.8438 | 750.6277 | 309.8438 | 750.6277
5653 | 298.2988 | 767.8148 | 298.2988 | 767.8148
5654 | 291.4319 | 781.1987 | 291.4319 | 781.1987
5655 | 286.6074 | 780.0322 | 286.6074 | 780.0322
5656 | 280.9702 | 765.8309 | 280.9702 | 765.8309
5657 | 283.134 | 763.586 | 283.134 | 763.586
5658 | 287.1985 | 777.1271 | 287.1985 | 777.1271
5659 | 292.2732 | 781.2364 | 292.2732 | 781.2364
5660 | 306.0005 | 792.5211 | 306.0005 | 792.5211
5661 | 316.7291 | 798.0677 | 316.7291 | 798.0677
5662 | 331.031 | 796.6458 | 331.031 | 796.6458
5663 | 348.915 | 793.8569 | 348.915 | 793.8569
5664 | 344.8928 | 792.6974 | 344.8928 | 792.6974
5665 | 337.6872 | 776.3685 | 337.6872 | 776.3685
5666 | 337.9256 | 742.7759 | 337.9256 | 742.7759
5667 | 343.5661 | 700.6175 | 343.5661 | 700.6175
5668 | 353.7929 | 663.3219 | 353.7929 | 663.3219
5669 | 378.0427 | 628.7322 | 378.0427 | 628.7322
5670 | 383.5033 | 606.5975 | 383.5033 | 606.5975
5671 | 370.5741 | 594.6327 | 370.5741 | 594.6327
5672 | 359.2521 | 590.6034 | 359.2521 | 590.6034
5673 | 350.1426 | 595.9216 | 350.1426 | 595.9216
5674 | 338.7387 | 633.0217 | 338.7387 | 633.0217
5675 | 322.2771 | 669.8433 | 322.2771 | 669.8433
5676 | 308.1249 | 687.1421 | 308.1249 | 687.1421
5677 | 295.6539 | 695.9258 | 295.6539 | 695.9258
5678 | 288.607 | 698.8208 | 288.607 | 698.8208
5679 | 284.128 | 702.8885 | 284.128 | 702.8885
5680 | 280.8242 | 692.9605 | 280.8242 | 692.9605
5681 | 282.6857 | 672.6411 | 282.6857 | 672.6411
5682 | 288.8554 | 673.3011 | 288.8554 | 673.3011
5683 | 295.521 | 672.8713 | 295.521 | 672.8713
5684 | 314.2789 | 691.4553 | 314.2789 | 691.4553
5685 | 324.6659 | 722.7642 | 324.6659 | 722.7642
5686 | 336.5131 | 735.307 | 336.5131 | 735.307
5687 | 358.6857 | 735.1761 | 358.6857 | 735.1761
5688 | 355.6713 | 729.7025 | 355.6713 | 729.7025
5689 | 342.9192 | 713.6395 | 342.9192 | 713.6395
5690 | 344.0573 | 699.2663 | 344.0573 | 699.2663
5691 | 350.3107 | 681.439 | 350.3107 | 681.439
5692 | 359.3487 | 658.7828 | 359.3487 | 658.7828
5693 | 384.7738 | 651.4275 | 384.7738 | 651.4275
5694 | 393.672 | 654.0737 | 393.672 | 654.0737
5695 | 379.4008 | 660.5719 | 379.4008 | 660.5719
5696 | 366.8734 | 671.5706 | 366.8734 | 671.5706
5697 | 356.1904 | 681.0189 | 356.1904 | 681.0189
5698 | 343.3995 | 691.7842 | 343.3995 | 691.7842
5699 | 322.6212 | 698.9588 | 322.6212 | 698.9588
5700 | 306.9457 | 710.6348 | 306.9457 | 710.6348
5701 | 294.4812 | 729.7439 | 294.4812 | 729.7439
5702 | 287.9388 | 754.2915 | 287.9388 | 754.2915
5703 | 285.6505 | 778.3352 | 285.6505 | 778.3352
5704 | 280.5715 | 800.2828 | 280.5715 | 800.2828
5705 | 284.723 | 830.936 | 284.723 | 830.936
5706 | 294.655 | 870.9549 | 294.655 | 870.9549
5707 | 304.0035 | 894.2428 | 304.0035 | 894.2428
5708 | 328.7614 | 919.1855 | 328.7614 | 919.1855
5709 | 340.659 | 944.6264 | 340.659 | 944.6264
5710 | 352.716 | 974.9779 | 352.716 | 974.9779
5711 | 373.2792 | 1008.2153 | 373.2792 | 1008.2153
5712 | 368.1436 | 1043.9204 | 368.1436 | 1043.9204
5713 | 354.7472 | 1069.445 | 354.7472 | 1069.445
5714 | 354.4349 | 1077.6036 | 354.4349 | 1077.6036
5715 | 361.6736 | 1066.0941 | 361.6736 | 1066.0941
5716 | 367.482 | 1042.3339 | 367.482 | 1042.3339
5717 | 395.3554 | 1026.8001 | 395.3554 | 1026.8001
5718 | 406.3381 | 1012.3123 | 406.3381 | 1012.3123
5719 | 388.9217 | 997.894 | 388.9217 | 997.894
5720 | 375.7604 | 988.8145 | 375.7604 | 988.8145
5721 | 366.7348 | 983.7255 | 366.7348 | 983.7255
5722 | 352.144 | 987.9685 | 352.144 | 987.9685
5723 | 331.3738 | 993.3847 | 331.3738 | 993.3847
5724 | 311.4441 | 998.2521 | 311.4441 | 998.2521
5725 | 299.7829 | 1007.8333 | 299.7829 | 1007.8333
5726 | 294.0553 | 1022.7302 | 294.0553 | 1022.7302
5727 | 288.8812 | 1037.0824 | 288.8812 | 1037.0824
5728 | 284.584 | 1047.9073 | 284.584 | 1047.9073
5729 | 287.3293 | 1059.709 | 287.3293 | 1059.709
5730 | 295.81 | 1072.6571 | 295.81 | 1072.6571
5731 | 306.7076 | 1064.8871 | 306.7076 | 1064.8871
5732 | 334.6555 | 1056.8705 | 334.6555 | 1056.8705
5733 | 345.9847 | 1046.7349 | 345.9847 | 1046.7349
5734 | 354.4494 | 1038.852 | 354.4494 | 1038.852
5735 | 377.4587 | 1035.4701 | 377.4587 | 1035.4701
5736 | 374.8727 | 1034.5764 | 374.8727 | 1034.5764
5737 | 358.0176 | 1014.4241 | 358.0176 | 1014.4241
5738 | 354.962 | 975.9653 | 354.962 | 975.9653
5739 | 359.5382 | 937.2215 | 359.5382 | 937.2215
5740 | 368.597 | 897.9221 | 368.597 | 897.9221
5741 | 390.7308 | 865.8882 | 390.7308 | 865.8882
5742 | 402.4797 | 838.5397 | 402.4797 | 838.5397
5743 | 385.7707 | 813.5507 | 385.7707 | 813.5507
5744 | 374.0268 | 797.1923 | 374.0268 | 797.1923
5745 | 364.171 | 784.2724 | 364.171 | 784.2724
5746 | 351.8449 | 787.0228 | 351.8449 | 787.0228
5747 | 330.207 | 798.9204 | 330.207 | 798.9204
5748 | 312.1228 | 801.4571 | 312.1228 | 801.4571
5749 | 300.5236 | 794.9265 | 300.5236 | 794.9265
5750 | 292.9612 | 787.9664 | 292.9612 | 787.9664
5751 | 288.2755 | 781.4021 | 288.2755 | 781.4021
5752 | 285.991 | 772.1897 | 285.991 | 772.1897
5753 | 289.1756 | 777.3668 | 289.1756 | 777.3668
5754 | 296.7869 | 800.2518 | 296.7869 | 800.2518
5755 | 305.3896 | 805.7719 | 305.3896 | 805.7719
5756 | 329.5342 | 805.4022 | 329.5342 | 805.4022
5757 | 342.8539 | 796.7592 | 342.8539 | 796.7592
5758 | 351.6723 | 790.7572 | 351.6723 | 790.7572
5759 | 378.1054 | 789.0724 | 378.1054 | 789.0724
5760 | 373.6512 | 790.162 | 373.6512 | 790.162
5761 | 358.0814 | 774.9373 | 358.0814 | 774.9373
5762 | 360.7695 | 746.2109 | 360.7695 | 746.2109
5763 | 363.5594 | 724.7441 | 363.5594 | 724.7441
5764 | 370.1031 | 697.8556 | 370.1031 | 697.8556
5765 | 391.8944 | 692.0951 | 391.8944 | 692.0951
5766 | 408.2871 | 689.3025 | 408.2871 | 689.3025
5767 | 388.9036 | 684.8007 | 388.9036 | 684.8007
5768 | 376.458 | 682.5502 | 376.458 | 682.5502
5769 | 367.0414 | 678.6063 | 367.0414 | 678.6063
5770 | 352.9855 | 691.9682 | 352.9855 | 691.9682
5771 | 335.379 | 716.0109 | 335.379 | 716.0109
5772 | 316.9674 | 729.7316 | 316.9674 | 729.7316
5773 | 304.2469 | 735.5302 | 304.2469 | 735.5302
5774 | 298.0861 | 737.4233 | 298.0861 | 737.4233
5775 | 292.3334 | 738.8944 | 292.3334 | 738.8944
5776 | 293.1282 | 739.0054 | 293.1282 | 739.0054
5777 | 296.6261 | 748.1082 | 296.6261 | 748.1082
5778 | 302.5444 | 767.7423 | 302.5444 | 767.7423
5779 | 307.9228 | 770.7475 | 307.9228 | 770.7475
5780 | 327.1519 | 775.3871 | 327.1519 | 775.3871
5781 | 339.917 | 776.3743 | 339.917 | 776.3743
5782 | 352.1528 | 778.2032 | 352.1528 | 778.2032
5783 | 373.9123 | 782.9181 | 373.9123 | 782.9181
5784 | 375.0457 | 791.3684 | 375.0457 | 791.3684
5785 | 363.0865 | 788.9225 | 363.0865 | 788.9225
5786 | 363.4653 | 761.0139 | 363.4653 | 761.0139
5787 | 367.6203 | 735.642 | 367.6203 | 735.642
5788 | 375.0508 | 695.1567 | 375.0508 | 695.1567
5789 | 393.8624 | 659.606 | 393.8624 | 659.606
5790 | 404.5431 | 639.2501 | 404.5431 | 639.2501
5791 | 388.8895 | 629.5754 | 388.8895 | 629.5754
5792 | 376.0245 | 627.652 | 376.0245 | 627.652
5793 | 366.8555 | 627.8178 | 366.8555 | 627.8178
5794 | 355.2159 | 645.269 | 355.2159 | 645.269
5795 | 338.5358 | 663.5868 | 338.5358 | 663.5868
5796 | 319.1228 | 614.5121 | 319.1228 | 614.5121
5797 | 307.7961 | 616.0934 | 307.7961 | 616.0934
5798 | 302.5508 | 621.8821 | 302.5508 | 621.8821
5799 | 298.3968 | 633.5878 | 298.3968 | 633.5878
5800 | 296.6975 | 654.1333 | 296.6975 | 654.1333
5801 | 298.9997 | 682.1528 | 298.9997 | 682.1528
5802 | 302.945 | 698.5447 | 302.945 | 698.5447
5803 | 304.3705 | 708.2458 | 304.3705 | 708.2458
5804 | 317.321 | 708.2031 | 317.321 | 708.2031
5805 | 333.6837 | 704.2768 | 333.6837 | 704.2768
5806 | 342.9304 | 698.9653 | 342.9304 | 698.9653
5807 | 363.6772 | 695.235 | 363.6772 | 695.235
5808 | 362.5482 | 694.0638 | 362.5482 | 694.0638
5809 | 354.7084 | 686.5848 | 354.7084 | 686.5848
5810 | 354.2554 | 671.8835 | 354.2554 | 671.8835
5811 | 353.4987 | 659.3148 | 353.4987 | 659.3148
5812 | 358.5178 | 656.5271 | 358.5178 | 656.5271
5813 | 374.6982 | 658.9716 | 374.6982 | 658.9716
5814 | 391.1282 | 660.9221 | 391.1282 | 660.9221
5815 | 377.8582 | 666.006 | 377.8582 | 666.006
5816 | 366.8423 | 671.972 | 366.8423 | 671.972
5817 | 358.7638 | 676.9628 | 358.7638 | 676.9628
5818 | 349.8737 | 680.0218 | 349.8737 | 680.0218
5819 | 330.1699 | 693.924 | 330.1699 | 693.924
5820 | 316.7922 | 712.566 | 316.7922 | 712.566
5821 | 304.4382 | 731.173 | 304.4382 | 731.173
5822 | 297.3468 | 744.6678 | 297.3468 | 744.6678
5823 | 292.7003 | 754.5133 | 292.7003 | 754.5133
5824 | 289.6823 | 768.036 | 289.6823 | 768.036
5825 | 291.0259 | 788.5202 | 291.0259 | 788.5202
5826 | 294.3051 | 798.0412 | 294.3051 | 798.0412
5827 | 300.374 | 803.4716 | 300.374 | 803.4716
5828 | 318.5745 | 806.0103 | 318.5745 | 806.0103
5829 | 331.9447 | 810.3785 | 331.9447 | 810.3785
5830 | 342.8798 | 814.3106 | 342.8798 | 814.3106
5831 | 361.506 | 816.6162 | 361.506 | 816.6162
5832 | 360.4429 | 817.9504 | 360.4429 | 817.9504
5833 | 349.2671 | 799.9371 | 349.2671 | 799.9371
5834 | 350.1591 | 764.1104 | 350.1591 | 764.1104
5835 | 352.6483 | 740.6088 | 352.6483 | 740.6088
5836 | 361.173 | 728.6724 | 361.173 | 728.6724
5837 | 382.7462 | 721.1332 | 382.7462 | 721.1332
5838 | 393.3097 | 714.2957 | 393.3097 | 714.2957
5839 | 380.3526 | 709.7943 | 380.3526 | 709.7943
5840 | 368.7408 | 708.4338 | 368.7408 | 708.4338
5841 | 360.3978 | 711.3747 | 360.3978 | 711.3747
5842 | 347.5722 | 715.2309 | 347.5722 | 715.2309
5843 | 331.3395 | 728.5257 | 331.3395 | 728.5257
5844 | 315.4376 | 742.992 | 315.4376 | 742.992
5845 | 304.3631 | 755.7719 | 304.3631 | 755.7719
5846 | 297.9805 | 764.9201 | 297.9805 | 764.9201
5847 | 292.9859 | 772.4121 | 292.9859 | 772.4121
5848 | 291.3987 | 787.0546 | 291.3987 | 787.0546
5849 | 293.9256 | 810.348 | 293.9256 | 810.348
5850 | 296.9622 | 821.729 | 296.9622 | 821.729
5851 | 307.3462 | 828.2034 | 307.3462 | 828.2034
5852 | 327.6612 | 831.3305 | 327.6612 | 831.3305
5853 | 339.3654 | 837.2171 | 339.3654 | 837.2171
5854 | 347.5379 | 845.0213 | 347.5379 | 845.0213
5855 | 370.4582 | 855.0899 | 370.4582 | 855.0899
5856 | 365.6754 | 868.3439 | 365.6754 | 868.3439
5857 | 352.0394 | 875.7268 | 352.0394 | 875.7268
5858 | 350.2047 | 862.2782 | 350.2047 | 862.2782
5859 | 353.9988 | 836.1194 | 353.9988 | 836.1194
5860 | 361.0646 | 810.4979 | 361.0646 | 810.4979
5861 | 378.5366 | 788.7991 | 378.5366 | 788.7991
5862 | 397.6617 | 769.6432 | 397.6617 | 769.6432
5863 | 382.2446 | 756.6195 | 382.2446 | 756.6195
5864 | 369.2527 | 747.8755 | 369.2527 | 747.8755
5865 | 359.407 | 742.3321 | 359.407 | 742.3321
5866 | 349.1286 | 737.8938 | 349.1286 | 737.8938
5867 | 328.3404 | 738.2248 | 328.3404 | 738.2248
5868 | 313.2401 | 739.8791 | 313.2401 | 739.8791
5869 | 301.1655 | 745.0478 | 301.1655 | 745.0478
5870 | 294.3783 | 753.6456 | 294.3783 | 753.6456
5871 | 289.7637 | 769.0335 | 289.7637 | 769.0335
5872 | 287.4372 | 793.47 | 287.4372 | 793.47
5873 | 291.556 | 826.7093 | 291.556 | 826.7093
5874 | 296.8284 | 846.0811 | 296.8284 | 846.0811
5875 | 308.891 | 859.939 | 308.891 | 859.939
5876 | 334.1513 | 866.9761 | 334.1513 | 866.9761
5877 | 347.596 | 867.2065 | 347.596 | 867.2065
5878 | 356.628 | 864.2866 | 356.628 | 864.2866
5879 | 380.0059 | 865.1496 | 380.0059 | 865.1496
5880 | 375.7152 | 868.7046 | 375.7152 | 868.7046
5881 | 359.3471 | 859.1377 | 359.3471 | 859.1377
5882 | 360.4562 | 830.6944 | 360.4562 | 830.6944
5883 | 362.3695 | 796.5448 | 362.3695 | 796.5448
5884 | 369.8341 | 763.8625 | 369.8341 | 763.8625
5885 | 387.3986 | 737.5704 | 387.3986 | 737.5704
5886 | 402.8755 | 719.0598 | 402.8755 | 719.0598
5887 | 384.1836 | 708.9022 | 384.1836 | 708.9022
5888 | 373.4445 | 701.335 | 373.4445 | 701.335
5889 | 364.7431 | 697.1961 | 364.7431 | 697.1961
5890 | 349.4639 | 701.0903 | 349.4639 | 701.0903
5891 | 329.2115 | 718.8646 | 329.2115 | 718.8646
5892 | 311.4366 | 732.8943 | 311.4366 | 732.8943
5893 | 298.3133 | 744.9339 | 298.3133 | 744.9339
5894 | 292.0013 | 753.7595 | 292.0013 | 753.7595
5895 | 287.4598 | 762.6181 | 287.4598 | 762.6181
5896 | 286.8392 | 779.3674 | 286.8392 | 779.3674
5897 | 290.7566 | 806.9125 | 290.7566 | 806.9125
5898 | 295.1956 | 825.2973 | 295.1956 | 825.2973
5899 | 309.4883 | 839.7626 | 309.4883 | 839.7626
5900 | 332.6078 | 848.7737 | 332.6078 | 848.7737
5901 | 346.1968 | 855.6473 | 346.1968 | 855.6473
5902 | 358.2944 | 858.7253 | 358.2944 | 858.7253
5903 | 382.786 | 860.1767 | 382.786 | 860.1767
5904 | 376.6782 | 861.3021 | 376.6782 | 861.3021
5905 | 360.8027 | 840.2899 | 360.8027 | 840.2899
5906 | 361.2367 | 803.3243 | 361.2367 | 803.3243
5907 | 364.4528 | 771.7561 | 364.4528 | 771.7561
5908 | 371.6883 | 746.3624 | 371.6883 | 746.3624
5909 | 389.1125 | 735.4066 | 389.1125 | 735.4066
5910 | 407.4596 | 725.3234 | 407.4596 | 725.3234
5911 | 392.369 | 718.5634 | 392.369 | 718.5634
5912 | 378.1775 | 715.1529 | 378.1775 | 715.1529
5913 | 368.2461 | 716.5184 | 368.2461 | 716.5184
5914 | 351.3372 | 723.7911 | 351.3372 | 723.7911
5915 | 331.3092 | 757.5471 | 331.3092 | 757.5471
5916 | 312.5513 | 780.3458 | 312.5513 | 780.3458
5917 | 299.7924 | 792.5373 | 299.7924 | 792.5373
5918 | 292.2215 | 800.3759 | 292.2215 | 800.3759
5919 | 287.8799 | 806.8999 | 287.8799 | 806.8999
5920 | 286.3295 | 817.8032 | 286.3295 | 817.8032
5921 | 288.9799 | 835.4214 | 288.9799 | 835.4214
5922 | 292.9519 | 840.4059 | 292.9519 | 840.4059
5923 | 307.1065 | 839.8955 | 307.1065 | 839.8955
5924 | 331.0542 | 835.4113 | 331.0542 | 835.4113
5925 | 346.5889 | 831.1433 | 346.5889 | 831.1433
5926 | 357.1313 | 826.8189 | 357.1313 | 826.8189
5927 | 380.1926 | 827.1694 | 380.1926 | 827.1694
5928 | 373.6508 | 830.3257 | 373.6508 | 830.3257
5929 | 356.3125 | 814.4573 | 356.3125 | 814.4573
5930 | 357.3714 | 790.7022 | 357.3714 | 790.7022
5931 | 356.7877 | 765.1698 | 356.7877 | 765.1698
5932 | 361.7069 | 750.8798 | 361.7069 | 750.8798
5933 | 379.2773 | 750.6291 | 379.2773 | 750.6291
5934 | 397.7024 | 754.0031 | 397.7024 | 754.0031
5935 | 384.4125 | 754.4937 | 384.4125 | 754.4937
5936 | 371.0138 | 750.7606 | 371.0138 | 750.7606
5937 | 359.4974 | 749.3549 | 359.4974 | 749.3549
5938 | 346.0398 | 748.8646 | 346.0398 | 748.8646
5939 | 327.2644 | 754.1306 | 327.2644 | 754.1306
5940 | 309.2773 | 754.722 | 309.2773 | 754.722
5941 | 298.4427 | 755.7908 | 298.4427 | 755.7908
5942 | 293.0304 | 755.3159 | 293.0304 | 755.3159
5943 | 288.0478 | 756.4304 | 288.0478 | 756.4304
5944 | 285.8446 | 760.8613 | 285.8446 | 760.8613
5945 | 288.8453 | 772.8992 | 288.8453 | 772.8992
5946 | 290.8828 | 778.9656 | 290.8828 | 778.9656
5947 | 299.3524 | 779.4422 | 299.3524 | 779.4422
5948 | 319.9191 | 770.6494 | 319.9191 | 770.6494
5949 | 334.0663 | 759.8711 | 334.0663 | 759.8711
5950 | 346.36 | 746.0563 | 346.36 | 746.0563
5951 | 363.9088 | 728.4132 | 363.9088 | 728.4132
5952 | 359.8424 | 713.5949 | 359.8424 | 713.5949
5953 | 349.4709 | 694.1581 | 349.4709 | 694.1581
5954 | 348.5204 | 676.1921 | 348.5204 | 676.1921
5955 | 353.4612 | 656.5436 | 353.4612 | 656.5436
5956 | 358.2346 | 643.2406 | 358.2346 | 643.2406
5957 | 375.5515 | 637.2578 | 375.5515 | 637.2578
5958 | 392.4092 | 631.7109 | 392.4092 | 631.7109
5959 | 376.6293 | 626.792 | 376.6293 | 626.792
5960 | 364.6255 | 622.2048 | 364.6255 | 622.2048
5961 | 354.9876 | 619.1478 | 354.9876 | 619.1478
5962 | 342.0686 | 615.6205 | 342.0686 | 615.6205
5963 | 326.8832 | 618.4571 | 326.8832 | 618.4571
5964 | 309.3277 | 623.7177 | 309.3277 | 623.7177
5965 | 298.2508 | 628.1081 | 298.2508 | 628.1081
5966 | 294.7175 | 629.5123 | 294.7175 | 629.5123
5967 | 287.1993 | 632.2971 | 287.1993 | 632.2971
5968 | 284.2746 | 645.3262 | 284.2746 | 645.3262
5969 | 285.0906 | 675.1489 | 285.0906 | 675.1489
5970 | 285.5895 | 700.5187 | 285.5895 | 700.5187
5971 | 291.8336 | 720.2416 | 291.8336 | 720.2416
5972 | 305.7149 | 733.5612 | 305.7149 | 733.5612
5973 | 321.145 | 746.7365 | 321.145 | 746.7365
5974 | 334.7451 | 765.0179 | 334.7451 | 765.0179
5975 | 352.668 | 795.8703 | 352.668 | 795.8703
5976 | 352.1795 | 833.3057 | 352.1795 | 833.3057
5977 | 345.0086 | 833.362 | 345.0086 | 833.362
5978 | 344.0472 | 811.6189 | 344.0472 | 811.6189
5979 | 345.6252 | 800.5307 | 345.6252 | 800.5307
5980 | 351.7961 | 793.0737 | 351.7961 | 793.0737
5981 | 361.9388 | 790.0708 | 361.9388 | 790.0708
5982 | 375.3208 | 787.5039 | 375.3208 | 787.5039
5983 | 370.4864 | 785.7927 | 370.4864 | 785.7927
5984 | 362.2862 | 785.2104 | 362.2862 | 785.2104
5985 | 353.9464 | 785.9685 | 353.9464 | 785.9685
5986 | 340.5793 | 785.5351 | 340.5793 | 785.5351
5987 | 325.7883 | 805.8338 | 325.7883 | 805.8338
5988 | 310.2358 | 828.4048 | 310.2358 | 828.4048
5989 | 297.1244 | 859.7477 | 297.1244 | 859.7477
5990 | 292.2686 | 894.0833 | 292.2686 | 894.0833
5991 | 286.8719 | 923.9724 | 286.8719 | 923.9724
5992 | 284.8725 | 947.0423 | 284.8725 | 947.0423
5993 | 284.9549 | 961.8703 | 284.9549 | 961.8703
5994 | 287.6179 | 955.7892 | 287.6179 | 955.7892
5995 | 293.8025 | 944.3838 | 293.8025 | 944.3838
5996 | 308.1456 | 928.2076 | 308.1456 | 928.2076
5997 | 321.5992 | 914.4683 | 321.5992 | 914.4683
5998 | 335.4543 | 896.6296 | 335.4543 | 896.6296
5999 | 352.3165 | 874.4122 | 352.3165 | 874.4122
6000 | 349.7336 | 852.1155 | 349.7336 | 852.1155
6001 | 344.0272 | 813.0717 | 344.0272 | 813.0717
6002 | 344.6197 | 768.8745 | 344.6197 | 768.8745
6003 | 346.9226 | 732.6749 | 346.9226 | 732.6749
6004 | 352.138 | 696.3674 | 352.138 | 696.3674
6005 | 360.1537 | 660.3952 | 360.1537 | 660.3952
6006 | 366.9595 | 627.763 | 366.9595 | 627.763
6007 | 369.5101 | 602.9144 | 369.5101 | 602.9144
6008 | 360.4288 | 580.9409 | 360.4288 | 580.9409
6009 | 352.3286 | 567.3496 | 352.3286 | 567.3496
6010 | 339.9951 | 555.5279 | 339.9951 | 555.5279
6011 | 321.8016 | 545.8941 | 321.8016 | 545.8941
6012 | 309.3879 | 539.8233 | 309.3879 | 539.8233
6013 | 296.9751 | 538.8043 | 296.9751 | 538.8043
6014 | 290.7583 | 538.1016 | 290.7583 | 538.1016
6015 | 284.7692 | 537.5078 | 284.7692 | 537.5078
6016 | 284.3367 | 541.8628 | 284.3367 | 541.8628
6017 | 284.2601 | 554.0905 | 284.2601 | 554.0905
6018 | 291.9536 | 556.19 | 291.9536 | 556.19
6019 | 301.286 | 554.9962 | 301.286 | 554.9962
6020 | 319.1459 | 552.0305 | 319.1459 | 552.0305
6021 | 328.8233 | 552.4508 | 328.8233 | 552.4508
6022 | 340.1257 | 554.4468 | 340.1257 | 554.4468
6023 | 358.902 | 557.2649 | 358.902 | 557.2649
6024 | 360.2596 | 559.5671 | 360.2596 | 559.5671
6025 | 348.306 | 555.7703 | 348.306 | 555.7703
6026 | 346.6578 | 553.9948 | 346.6578 | 553.9948
6027 | 349.7038 | 550.2901 | 349.7038 | 550.2901
6028 | 355.6367 | 552.1336 | 355.6367 | 552.1336
6029 | 365.5683 | 559.0576 | 365.5683 | 559.0576
6030 | 374.3453 | 566.1329 | 374.3453 | 566.1329
6031 | 377.6897 | 574.6522 | 377.6897 | 574.6522
6032 | 367.2626 | 582.5732 | 367.2626 | 582.5732
6033 | 357.9568 | 591.9485 | 357.9568 | 591.9485
6034 | 341.0629 | 598.9366 | 341.0629 | 598.9366
6035 | 321.7249 | 607.6191 | 321.7249 | 607.6191
6036 | 305.7981 | 616.7898 | 305.7981 | 616.7898
6037 | 293.2493 | 627.4628 | 293.2493 | 627.4628
6038 | 286.3313 | 633.5362 | 286.3313 | 633.5362
6039 | 284.4263 | 637.9343 | 284.4263 | 637.9343
6040 | 282.6885 | 648.8946 | 282.6885 | 648.8946
6041 | 286.8078 | 669.3029 | 286.8078 | 669.3029
6042 | 295.932 | 682.62 | 295.932 | 682.62
6043 | 308.8805 | 695.339 | 308.8805 | 695.339
6044 | 333.303 | 707.0453 | 333.303 | 707.0453
6045 | 347.9504 | 716.2536 | 347.9504 | 716.2536
6046 | 361.3282 | 721.875 | 361.3282 | 721.875
6047 | 379.0347 | 726.1165 | 379.0347 | 726.1165
6048 | 376.1247 | 729.3678 | 376.1247 | 729.3678
6049 | 361.1356 | 725.2483 | 361.1356 | 725.2483
6050 | 357.7775 | 713.1094 | 357.7775 | 713.1094
6051 | 360.7553 | 699.9144 | 360.7553 | 699.9144
6052 | 365.1297 | 690.5593 | 365.1297 | 690.5593
6053 | 374.2441 | 681.8812 | 374.2441 | 681.8812
6054 | 380.6472 | 667.5274 | 380.6472 | 667.5274
6055 | 383.3764 | 656.5347 | 383.3764 | 656.5347
6056 | 376.5338 | 643.7668 | 376.5338 | 643.7668
6057 | 366.462 | 635.0536 | 366.462 | 635.0536
6058 | 346.618 | 638.0177 | 346.618 | 638.0177
6059 | 327.7963 | 666.2123 | 327.7963 | 666.2123
6060 | 310.1113 | 678.268 | 310.1113 | 678.268
6061 | 297.3622 | 670.6248 | 297.3622 | 670.6248
6062 | 290.067 | 666.5625 | 290.067 | 666.5625
6063 | 286.7771 | 659.2306 | 286.7771 | 659.2306
6064 | 285.3807 | 647.6229 | 285.3807 | 647.6229
6065 | 288.1248 | 651.4801 | 288.1248 | 651.4801
6066 | 298.4457 | 648.265 | 298.4457 | 648.265
6067 | 312.1978 | 641.0544 | 312.1978 | 641.0544
6068 | 336.4064 | 632.1857 | 336.4064 | 632.1857
6069 | 352.3619 | 625.735 | 352.3619 | 625.735
6070 | 361.5324 | 618.9051 | 361.5324 | 618.9051
6071 | 379.6754 | 611.7962 | 379.6754 | 611.7962
6072 | 375.5684 | 604.6271 | 375.5684 | 604.6271
6073 | 356.1875 | 588.2651 | 356.1875 | 588.2651
6074 | 354.3992 | 556.3104 | 354.3992 | 556.3104
6075 | 358.7316 | 529.0128 | 358.7316 | 529.0128
6076 | 359.9495 | 504.8149 | 359.9495 | 504.8149
6077 | 368.2949 | 483.7424 | 368.2949 | 483.7424
6078 | 377.3656 | 464.3398 | 377.3656 | 464.3398
6079 | 379.7596 | 445.8687 | 379.7596 | 445.8687
6080 | 373.4926 | 431.2027 | 373.4926 | 431.2027
6081 | 363.9118 | 422.3187 | 363.9118 | 422.3187
6082 | 346.6886 | 420.4617 | 346.6886 | 420.4617
6083 | 324.2328 | 439.242 | 324.2328 | 439.242
6084 | 307.6426 | 456.6122 | 307.6426 | 456.6122
6085 | 295.8837 | 465.4442 | 295.8837 | 465.4442
6086 | 291.2275 | 468.4806 | 291.2275 | 468.4806
6087 | 285.0771 | 470.7529 | 285.0771 | 470.7529
6088 | 284.7555 | 480.005 | 284.7555 | 480.005
6089 | 288.4709 | 494.7191 | 288.4709 | 494.7191
6090 | 295.606 | 495.5469 | 295.606 | 495.5469
6091 | 310.8443 | 488.8677 | 310.8443 | 488.8677
6092 | 334.6698 | 482.3716 | 334.6698 | 482.3716
6093 | 348.2693 | 483.7029 | 348.2693 | 483.7029
6094 | 362.1506 | 490.6719 | 362.1506 | 490.6719
6095 | 376.255 | 503.208 | 376.255 | 503.208
6096 | 373.8794 | 514.3742 | 373.8794 | 514.3742
6097 | 356.7215 | 498.5437 | 356.7215 | 498.5437
6098 | 353.1872 | 468.3922 | 353.1872 | 468.3922
6099 | 356.3661 | 445.6119 | 356.3661 | 445.6119
6100 | 359.1825 | 420.3891 | 359.1825 | 420.3891
6101 | 367.4784 | 407.0987 | 367.4784 | 407.0987
6102 | 372.649 | 398.7237 | 372.649 | 398.7237
6103 | 376.8268 | 390.4073 | 376.8268 | 390.4073
6104 | 368.0306 | 384.1308 | 368.0306 | 384.1308
6105 | 357.573 | 381.5293 | 357.573 | 381.5293
6106 | 342.5049 | 377.3377 | 342.5049 | 377.3377
6107 | 325.553 | 388.5827 | 325.553 | 388.5827
6108 | 309.3855 | 409.3694 | 309.3855 | 409.3694
6109 | 297.2001 | 417.3093 | 297.2001 | 417.3093
6110 | 290.1416 | 420.7064 | 290.1416 | 420.7064
6111 | 285.6733 | 425.4082 | 285.6733 | 425.4082
6112 | 285.5902 | 437.0898 | 285.5902 | 437.0898
6113 | 287.4905 | 458.1244 | 287.4905 | 458.1244
6114 | 294.8975 | 471.5554 | 294.8975 | 471.5554
6115 | 303.3339 | 481.0287 | 303.3339 | 481.0287
6116 | 323.8901 | 485.5983 | 323.8901 | 485.5983
6117 | 341.9472 | 490.1563 | 341.9472 | 490.1563
6118 | 353.6341 | 494.0505 | 353.6341 | 494.0505
6119 | 369.2487 | 499.298 | 369.2487 | 499.298
6120 | 365.1514 | 504.3524 | 365.1514 | 504.3524
6121 | 354.494 | 503.6305 | 354.494 | 503.6305
6122 | 350.7049 | 496.7492 | 350.7049 | 496.7492
6123 | 348.8056 | 489.3433 | 348.8056 | 489.3433
6124 | 353.8287 | 487.2009 | 353.8287 | 487.2009
6125 | 355.8413 | 486.5516 | 355.8413 | 486.5516
6126 | 362.2877 | 488.0845 | 362.2877 | 488.0845
6127 | 368.6865 | 497.458 | 368.6865 | 497.458
6128 | 365.9407 | 511.32 | 365.9407 | 511.32
6129 | 353.3201 | 531.3814 | 353.3201 | 531.3814
6130 | 337.0559 | 546.7019 | 337.0559 | 546.7019
6131 | 320.9638 | 555.5742 | 320.9638 | 555.5742
6132 | 305.1987 | 562.5811 | 305.1987 | 562.5811
6133 | 294.4165 | 572.0583 | 294.4165 | 572.0583
6134 | 288.3583 | 578.3215 | 288.3583 | 578.3215
6135 | 284.8879 | 578.6009 | 284.8879 | 578.6009
6136 | 284.9189 | 582.4434 | 284.9189 | 582.4434
6137 | 285.0994 | 596.2275 | 285.0994 | 596.2275
6138 | 289.9159 | 600.9843 | 289.9159 | 600.9843
6139 | 295.1563 | 603.3968 | 295.1563 | 603.3968
6140 | 310.2028 | 603.1833 | 310.2028 | 603.1833
6141 | 323.3496 | 604.4387 | 323.3496 | 604.4387
6142 | 334.8912 | 604.9543 | 334.8912 | 604.9543
6143 | 350.4471 | 604.9252 | 350.4471 | 604.9252
6144 | 343.0968 | 604.7789 | 343.0968 | 604.7789
6145 | 333.8273 | 602.9751 | 333.8273 | 602.9751
6146 | 331.5994 | 599.2826 | 331.5994 | 599.2826
6147 | 331.7774 | 598.8805 | 331.7774 | 598.8805
6148 | 334.6758 | 602.3564 | 334.6758 | 602.3564
6149 | 346.4523 | 606.3953 | 346.4523 | 606.3953
6150 | 349.8355 | 605.8973 | 349.8355 | 605.8973
6151 | 357.9271 | 605.6096 | 357.9271 | 605.6096
6152 | 356.3672 | 607.6466 | 356.3672 | 607.6466
6153 | 345.2899 | 616.3576 | 345.2899 | 616.3576
6154 | 331.8344 | 627.7681 | 331.8344 | 627.7681
6155 | 315.3506 | 644.0999 | 315.3506 | 644.0999
6156 | 300.5589 | 662.9886 | 300.5589 | 662.9886
6157 | 289.8859 | 680.6465 | 289.8859 | 680.6465
6158 | 283.011 | 692.6039 | 283.011 | 692.6039
6159 | 278.7124 | 700.7602 | 278.7124 | 700.7602
6160 | 278.3658 | 713.5047 | 278.3658 | 713.5047
6161 | 279.7482 | 735.5453 | 279.7482 | 735.5453
6162 | 283.0515 | 748.2929 | 283.0515 | 748.2929
6163 | 291.3322 | 757.0071 | 291.3322 | 757.0071
6164 | 305.8147 | 761.8044 | 305.8147 | 761.8044
6165 | 316.9839 | 767.5772 | 316.9839 | 767.5772
6166 | 330.623 | 771.8699 | 330.623 | 771.8699
6167 | 346.5298 | 775.618 | 346.5298 | 775.618
6168 | 345.6513 | 777.0091 | 345.6513 | 777.0091
6169 | 338.1549 | 768.3533 | 338.1549 | 768.3533
6170 | 336.8808 | 750.6341 | 336.8808 | 750.6341
6171 | 340.2369 | 736.9646 | 340.2369 | 736.9646
6172 | 343.6681 | 729.147 | 343.6681 | 729.147
6173 | 350.9458 | 722.8224 | 350.9458 | 722.8224
6174 | 355.874 | 714.0679 | 355.874 | 714.0679
6175 | 360.766 | 708.8832 | 360.766 | 708.8832
6176 | 358.3813 | 705.8714 | 358.3813 | 705.8714
6177 | 349.281 | 703.9722 | 349.281 | 703.9722
6178 | 333.1336 | 700.9764 | 333.1336 | 700.9764
6179 | 316.4175 | 703.5093 | 316.4175 | 703.5093
6180 | 300.9387 | 709.5291 | 300.9387 | 709.5291
6181 | 289.359 | 718.8545 | 289.359 | 718.8545
6182 | 282.9133 | 730.3374 | 282.9133 | 730.3374
6183 | 279.5346 | 744.3967 | 279.5346 | 744.3967
6184 | 279.3915 | 771.7752 | 279.3915 | 771.7752
6185 | 281.2756 | 814.7515 | 281.2756 | 814.7515
6186 | 288.3401 | 834.5978 | 288.3401 | 834.5978
6187 | 298.8071 | 845.4758 | 298.8071 | 845.4758
6188 | 320.8433 | 852.7975 | 320.8433 | 852.7975
6189 | 334.7403 | 861.7591 | 334.7403 | 861.7591
6190 | 348.1016 | 868.8799 | 348.1016 | 868.8799
6191 | 366.299 | 875.3043 | 366.299 | 875.3043
6192 | 360.5987 | 878.7263 | 360.5987 | 878.7263
6193 | 347.5778 | 869.8048 | 347.5778 | 869.8048
6194 | 345.0083 | 848.0807 | 345.0083 | 848.0807
6195 | 347.8224 | 826.0407 | 347.8224 | 826.0407
6196 | 350.8349 | 804.3672 | 350.8349 | 804.3672
6197 | 358.1709 | 783.997 | 358.1709 | 783.997
6198 | 365.0234 | 759.9441 | 365.0234 | 759.9441
6199 | 368.215 | 741.0744 | 368.215 | 741.0744
6200 | 365.5688 | 731.1346 | 365.5688 | 731.1346
6201 | 356.9986 | 728.0207 | 356.9986 | 728.0207
6202 | 338.2865 | 727.3785 | 338.2865 | 727.3785
6203 | 318.7278 | 751.4923 | 318.7278 | 751.4923
6204 | 302.6417 | 790.3296 | 302.6417 | 790.3296
6205 | 289.754 | 816.6048 | 289.754 | 816.6048
6206 | 284.4333 | 829.3973 | 284.4333 | 829.3973
6207 | 280.2408 | 828.1582 | 280.2408 | 828.1582
6208 | 280.4773 | 826.0788 | 280.4773 | 826.0788
6209 | 283.7164 | 832.9729 | 283.7164 | 832.9729
6210 | 293.3901 | 831.3711 | 293.3901 | 831.3711
6211 | 308.1564 | 827.4631 | 308.1564 | 827.4631
6212 | 334.1418 | 821.6883 | 334.1418 | 821.6883
6213 | 347.0458 | 824.4432 | 347.0458 | 824.4432
6214 | 357.9413 | 834.8097 | 357.9413 | 834.8097
6215 | 376.0322 | 847.5736 | 376.0322 | 847.5736
6216 | 367.8529 | 852.2104 | 367.8529 | 852.2104
6217 | 351.8457 | 808.9339 | 351.8457 | 808.9339
6218 | 349.8383 | 733.5516 | 349.8383 | 733.5516
6219 | 350.1438 | 681.3323 | 350.1438 | 681.3323
6220 | 352.543 | 634.2058 | 352.543 | 634.2058
6221 | 361.1048 | 605.4083 | 361.1048 | 605.4083
6222 | 368.3264 | 576.2495 | 368.3264 | 576.2495
6223 | 368.8896 | 555.9373 | 368.8896 | 555.9373
6224 | 365.497 | 540.3603 | 365.497 | 540.3603
6225 | 356.1111 | 530.4133 | 356.1111 | 530.4133
6226 | 338.5464 | 529.0689 | 338.5464 | 529.0689
6227 | 316.1486 | 550.3166 | 316.1486 | 550.3166
6228 | 299.2409 | 567.2883 | 299.2409 | 567.2883
6229 | 288.8186 | 573.1402 | 288.8186 | 573.1402
6230 | 281.9792 | 576.3855 | 281.9792 | 576.3855
6231 | 278.7536 | 585.0353 | 278.7536 | 585.0353
6232 | 278.31 | 599.4501 | 278.31 | 599.4501
6233 | 281.7726 | 612.1712 | 281.7726 | 612.1712
6234 | 290.4054 | 603.224 | 290.4054 | 603.224
6235 | 305.0053 | 589.2752 | 305.0053 | 589.2752
6236 | 329.7457 | 586.3095 | 329.7457 | 586.3095
6237 | 342.1995 | 584.1105 | 342.1995 | 584.1105
6238 | 350.808 | 576.5593 | 350.808 | 576.5593
6239 | 369.833 | 565.4075 | 369.833 | 565.4075
6240 | 361.0378 | 554.2335 | 361.0378 | 554.2335
6241 | 347.0604 | 525.5721 | 347.0604 | 525.5721
6242 | 343.483 | 481.3749 | 343.483 | 481.3749
6243 | 346.3808 | 447.2442 | 346.3808 | 447.2442
6244 | 347.2469 | 416.6309 | 347.2469 | 416.6309
6245 | 354.6154 | 389.4277 | 354.6154 | 389.4277
6246 | 360.6714 | 373.5934 | 360.6714 | 373.5934
6247 | 362.7838 | 367.0611 | 362.7838 | 367.0611
6248 | 362.4866 | 360.8225 | 362.4866 | 360.8225
6249 | 351.9681 | 355.7916 | 351.9681 | 355.7916
6250 | 336.7015 | 348.9807 | 336.7015 | 348.9807
6251 | 316.6483 | 343.8833 | 316.6483 | 343.8833
6252 | 298.012 | 341.0012 | 298.012 | 341.0012
6253 | 284.7566 | 344.12 | 284.7566 | 344.12
6254 | 278.1499 | 367.3898 | 278.1499 | 367.3898
6255 | 275.4054 | 385.3401 | 275.4054 | 385.3401
6256 | 276.4761 | 403.4751 | 276.4761 | 403.4751
6257 | 279.1799 | 447.723 | 279.1799 | 447.723
6258 | 286.4891 | 485.2973 | 286.4891 | 485.2973
6259 | 300.0107 | 515.6304 | 300.0107 | 515.6304
6260 | 325.6651 | 538.5163 | 325.6651 | 538.5163
6261 | 337.4529 | 558.6574 | 337.4529 | 558.6574
6262 | 349.7738 | 576.7111 | 349.7738 | 576.7111
6263 | 369.3298 | 594.8465 | 369.3298 | 594.8465
6264 | 362.7524 | 603.0896 | 362.7524 | 603.0896
6265 | 348.701 | 594.7945 | 348.701 | 594.7945
6266 | 347.7738 | 582.6745 | 347.7738 | 582.6745
6267 | 347.3175 | 572.7062 | 347.3175 | 572.7062
6268 | 349.4198 | 565.3631 | 349.4198 | 565.3631
6269 | 355.4341 | 555.5462 | 355.4341 | 555.5462
6270 | 358.4148 | 539.9586 | 358.4148 | 539.9586
6271 | 358.0261 | 524.4295 | 358.0261 | 524.4295
6272 | 356.372 | 509.8584 | 356.372 | 509.8584
6273 | 345.5956 | 498.5828 | 345.5956 | 498.5828
6274 | 331.5791 | 490.6141 | 331.5791 | 490.6141
6275 | 313.5862 | 500.8151 | 313.5862 | 500.8151
6276 | 294.5492 | 508.3534 | 294.5492 | 508.3534
6277 | 283.9267 | 496.0219 | 283.9267 | 496.0219
6278 | 276.5084 | 473.5864 | 276.5084 | 473.5864
6279 | 272.8198 | 452.5505 | 272.8198 | 452.5505
6280 | 271.4171 | 441.5312 | 271.4171 | 441.5312
6281 | 273.7248 | 440.4345 | 273.7248 | 440.4345
6282 | 280.721 | 433.3663 | 280.721 | 433.3663
6283 | 291.2515 | 431.2235 | 291.2515 | 431.2235
6284 | 312.7192 | 426.6824 | 312.7192 | 426.6824
6285 | 329.3981 | 417.7073 | 329.3981 | 417.7073
6286 | 342.3514 | 408.5048 | 342.3514 | 408.5048
6287 | 360.5374 | 404.3569 | 360.5374 | 404.3569
6288 | 356.6926 | 404.4384 | 356.6926 | 404.4384
6289 | 341.938 | 412.9221 | 341.938 | 412.9221
6290 | 339.0841 | 433.6197 | 339.0841 | 433.6197
6291 | 340.3234 | 468.2938 | 340.3234 | 468.2938
6292 | 343.0364 | 501.5123 | 343.0364 | 501.5123
6293 | 349.2568 | 523.9055 | 349.2568 | 523.9055
6294 | 351.8289 | 540.2623 | 351.8289 | 540.2623
6295 | 353.2528 | 554.305 | 353.2528 | 554.305
6296 | 352.1588 | 563.5167 | 352.1588 | 563.5167
6297 | 342.879 | 571.0129 | 342.879 | 571.0129
6298 | 328.5947 | 574.4516 | 328.5947 | 574.4516
6299 | 313.0009 | 579.7366 | 313.0009 | 579.7366
6300 | 295.6708 | 587.0281 | 295.6708 | 587.0281
6301 | 283.0176 | 597.0938 | 283.0176 | 597.0938
6302 | 277.1158 | 608.0832 | 277.1158 | 608.0832
6303 | 273.318 | 618.688 | 273.318 | 618.688
6304 | 271.7654 | 637.1646 | 271.7654 | 637.1646
6305 | 273.6657 | 668.24 | 273.6657 | 668.24
6306 | 276.4557 | 687.1563 | 276.4557 | 687.1563
6307 | 281.624 | 704.2409 | 281.624 | 704.2409
6308 | 298.9464 | 718.4337 | 298.9464 | 718.4337
6309 | 315.8458 | 727.1485 | 315.8458 | 727.1485
6310 | 331.3488 | 731.4792 | 331.3488 | 731.4792
6311 | 348.2489 | 734.6388 | 348.2489 | 734.6388
6312 | 346.5794 | 731.6834 | 346.5794 | 731.6834
6313 | 337.4426 | 728.7028 | 337.4426 | 728.7028
6314 | 331.9886 | 717.1523 | 331.9886 | 717.1523
6315 | 332.2047 | 700.4838 | 332.2047 | 700.4838
6316 | 334.6607 | 683.6314 | 334.6607 | 683.6314
6317 | 342.7432 | 663.8496 | 342.7432 | 663.8496
6318 | 343.5246 | 632.7739 | 343.5246 | 632.7739
6319 | 347.0598 | 600.2191 | 347.0598 | 600.2191
6320 | 351.505 | 575.6073 | 351.505 | 575.6073
6321 | 341.2219 | 559.2639 | 341.2219 | 559.2639
6322 | 326.9246 | 548.4101 | 326.9246 | 548.4101
6323 | 310.9486 | 563.3943 | 310.9486 | 563.3943
6324 | 294.8922 | 586.3828 | 294.8922 | 586.3828
6325 | 284.0799 | 591.6843 | 284.0799 | 591.6843
6326 | 279.0998 | 596.6568 | 279.0998 | 596.6568
6327 | 274.258 | 595.9681 | 274.258 | 595.9681
6328 | 273.0805 | 593.3763 | 273.0805 | 593.3763
6329 | 274.0694 | 596.2844 | 274.0694 | 596.2844
6330 | 278.9909 | 592.0444 | 278.9909 | 592.0444
6331 | 285.7807 | 587.586 | 285.7807 | 587.586
6332 | 304.02 | 583.4055 | 304.02 | 583.4055
6333 | 319.9698 | 577.8848 | 319.9698 | 577.8848
6334 | 330.5245 | 564.108 | 330.5245 | 564.108
6335 | 347.9293 | 542.3461 | 347.9293 | 542.3461
6336 | 346.1376 | 505.6051 | 346.1376 | 505.6051
6337 | 333.8857 | 478.5191 | 333.8857 | 478.5191
6338 | 331.4553 | 467.1205 | 331.4553 | 467.1205
6339 | 333.4076 | 497.9605 | 333.4076 | 497.9605
6340 | 334.4053 | 529.167 | 334.4053 | 529.167
6341 | 341.3713 | 546.6443 | 341.3713 | 546.6443
6342 | 345.6153 | 564.4815 | 345.6153 | 564.4815
6343 | 348.8488 | 583.7819 | 348.8488 | 583.7819
6344 | 352.8765 | 603.8695 | 352.8765 | 603.8695
6345 | 342.9743 | 622.5643 | 342.9743 | 622.5643
6346 | 325.2914 | 631.4694 | 325.2914 | 631.4694
6347 | 309.5352 | 647.6113 | 309.5352 | 647.6113
6348 | 292.5254 | 666.8986 | 292.5254 | 666.8986
6349 | 282.1771 | 684.4996 | 282.1771 | 684.4996
6350 | 275.4133 | 696.8366 | 275.4133 | 696.8366
6351 | 272.6983 | 707.6502 | 272.6983 | 707.6502
6352 | 271.113 | 722.5015 | 271.113 | 722.5015
6353 | 271.907 | 743.669 | 271.907 | 743.669
6354 | 277.639 | 752.6395 | 277.639 | 752.6395
6355 | 287.5651 | 755.109 | 287.5651 | 755.109
6356 | 309.8822 | 752.0484 | 309.8822 | 752.0484
6357 | 323.2548 | 749.6026 | 323.2548 | 749.6026
6358 | 334.8915 | 746.7016 | 334.8915 | 746.7016
6359 | 355.1538 | 744.281 | 355.1538 | 744.281
6360 | 351.7012 | 744.3435 | 351.7012 | 744.3435
6361 | 335.4115 | 742.9003 | 335.4115 | 742.9003
6362 | 335.1612 | 735.8292 | 335.1612 | 735.8292
6363 | 338.1405 | 728.2525 | 338.1405 | 728.2525
6364 | 338.8286 | 725.6735 | 338.8286 | 725.6735
6365 | 347.2944 | 724.4548 | 347.2944 | 724.4548
6366 | 349.3853 | 720.0847 | 349.3853 | 720.0847
6367 | 348.9247 | 716.3806 | 348.9247 | 716.3806
6368 | 349.0676 | 712.8942 | 349.0676 | 712.8942
6369 | 343.5606 | 708.8313 | 343.5606 | 708.8313
6370 | 327.784 | 698.9835 | 327.784 | 698.9835
6371 | 310.5175 | 691.7792 | 310.5175 | 691.7792
6372 | 292.9269 | 688.3277 | 292.9269 | 688.3277
6373 | 280.5112 | 684.1959 | 280.5112 | 684.1959
6374 | 274.5883 | 680.4183 | 274.5883 | 680.4183
6375 | 272.3824 | 682.5008 | 272.3824 | 682.5008
6376 | 271.6223 | 695.1504 | 271.6223 | 695.1504
6377 | 274.1909 | 713.0912 | 274.1909 | 713.0912
6378 | 281.9521 | 716.9749 | 281.9521 | 716.9749
6379 | 297.0432 | 713.3706 | 297.0432 | 713.3706
6380 | 319.4516 | 705.413 | 319.4516 | 705.413
6381 | 334.183 | 703.3278 | 334.183 | 703.3278
6382 | 348.4683 | 705.0771 | 348.4683 | 705.0771
6383 | 364.3097 | 705.2189 | 364.3097 | 705.2189
6384 | 361.4736 | 703.649 | 361.4736 | 703.649
6385 | 344.3728 | 700.1749 | 344.3728 | 700.1749
6386 | 342.8453 | 694.0908 | 342.8453 | 694.0908
6387 | 342.9817 | 688.9056 | 342.9817 | 688.9056
6388 | 346.8907 | 685.7383 | 346.8907 | 685.7383
6389 | 354.5712 | 681.0651 | 354.5712 | 681.0651
6390 | 355.0973 | 671.5133 | 355.0973 | 671.5133
6391 | 355.4849 | 662.9691 | 355.4849 | 662.9691
6392 | 359.889 | 655.6487 | 359.889 | 655.6487
6393 | 348.9488 | 648.7765 | 348.9488 | 648.7765
6394 | 328.9926 | 638.6251 | 328.9926 | 638.6251
6395 | 308.8421 | 634.3438 | 308.8421 | 634.3438
6396 | 292.0615 | 634.0052 | 292.0615 | 634.0052
6397 | 280.8841 | 638.1869 | 280.8841 | 638.1869
6398 | 275.0797 | 647.6008 | 275.0797 | 647.6008
6399 | 271.1818 | 662.78 | 271.1818 | 662.78
6400 | 271.8783 | 691.3163 | 271.8783 | 691.3163
6401 | 273.6034 | 722.6195 | 273.6034 | 722.6195
6402 | 280.7806 | 729.6919 | 280.7806 | 729.6919
6403 | 294.9807 | 721.3614 | 294.9807 | 721.3614
6404 | 318.3648 | 708.0892 | 318.3648 | 708.0892
6405 | 333.67 | 698.5636 | 333.67 | 698.5636
6406 | 346.4384 | 686.2483 | 346.4384 | 686.2483
6407 | 363.5879 | 668.2826 | 363.5879 | 668.2826
6408 | 359.0238 | 642.5124 | 359.0238 | 642.5124
6409 | 342.568 | 610.8331 | 342.568 | 610.8331
6410 | 340.9941 | 575.1582 | 340.9941 | 575.1582
6411 | 343.4754 | 540.4771 | 343.4754 | 540.4771
6412 | 346.9583 | 505.726 | 346.9583 | 505.726
6413 | 353.0668 | 473.0184 | 353.0668 | 473.0184
6414 | 352.9353 | 444.7328 | 352.9353 | 444.7328
6415 | 351.2516 | 422.3706 | 351.2516 | 422.3706
6416 | 353.2376 | 405.3321 | 353.2376 | 405.3321
6417 | 348.5148 | 392.7468 | 348.5148 | 392.7468
6418 | 330.4852 | 381.4186 | 330.4852 | 381.4186
6419 | 309.6156 | 374.7648 | 309.6156 | 374.7648
6420 | 292.5438 | 373.4201 | 292.5438 | 373.4201
6421 | 280.2092 | 376.0834 | 280.2092 | 376.0834
6422 | 274.5014 | 376.5005 | 274.5014 | 376.5005
6423 | 271.9794 | 371.712 | 271.9794 | 371.712
6424 | 271.1134 | 371.0941 | 271.1134 | 371.0941
6425 | 273.879 | 381.2719 | 273.879 | 381.2719
6426 | 279.9134 | 386.655 | 279.9134 | 386.655
6427 | 295.3164 | 393.8127 | 295.3164 | 393.8127
6428 | 321.026 | 397.8509 | 321.026 | 397.8509
6429 | 336.4751 | 398.5938 | 336.4751 | 398.5938
6430 | 347.9621 | 395.7498 | 347.9621 | 395.7498
6431 | 364.1873 | 393.8606 | 364.1873 | 393.8606
6432 | 358.7915 | 386.4447 | 358.7915 | 386.4447
6433 | 341.883 | 373.3095 | 341.883 | 373.3095
6434 | 336.2656 | 363.4103 | 336.2656 | 363.4103
6435 | 340.1277 | 362.4578 | 340.1277 | 362.4578
6436 | 342.2725 | 365.9716 | 342.2725 | 365.9716
6437 | 350.39 | 370.6369 | 350.39 | 370.6369
6438 | 347.5796 | 372.4545 | 347.5796 | 372.4545
6439 | 345.5435 | 376.3426 | 345.5435 | 376.3426
6440 | 349.0077 | 383.3146 | 349.0077 | 383.3146
6441 | 342.2482 | 398.7068 | 342.2482 | 398.7068
6442 | 328.4198 | 425.5485 | 328.4198 | 425.5485
6443 | 308.9 | 454.5973 | 308.9 | 454.5973
6444 | 291.8817 | 473.1444 | 291.8817 | 473.1444
6445 | 280.4793 | 483.191 | 280.4793 | 483.191
6446 | 273.92 | 495.8317 | 273.92 | 495.8317
6447 | 270.131 | 524.0695 | 270.131 | 524.0695
6448 | 269.2723 | 562.5327 | 269.2723 | 562.5327
6449 | 270.0892 | 597.8029 | 270.0892 | 597.8029
6450 | 273.7734 | 619.3006 | 273.7734 | 619.3006
6451 | 285.0954 | 640.7127 | 285.0954 | 640.7127
6452 | 304.9787 | 660.2391 | 304.9787 | 660.2391
6453 | 321.6554 | 680.6269 | 321.6554 | 680.6269
6454 | 335.951 | 698.1871 | 335.951 | 698.1871
6455 | 354.9383 | 712.1658 | 354.9383 | 712.1658
6456 | 352.8518 | 722.0223 | 352.8518 | 722.0223
6457 | 337.7087 | 728.6459 | 337.7087 | 728.6459
6458 | 333.2211 | 731.0651 | 333.2211 | 731.0651
6459 | 329.0871 | 733.1495 | 329.0871 | 733.1495
6460 | 332.3479 | 733.1329 | 332.3479 | 733.1329
6461 | 338.1979 | 730.5855 | 338.1979 | 730.5855
6462 | 341.2428 | 722.4004 | 341.2428 | 722.4004
6463 | 339.1678 | 712.3187 | 339.1678 | 712.3187
6464 | 344.4935 | 701.354 | 344.4935 | 701.354
6465 | 333.3903 | 691.0084 | 333.3903 | 691.0084
6466 | 319.0943 | 676.871 | 319.0943 | 676.871
6467 | 304.8197 | 668.1483 | 304.8197 | 668.1483
6468 | 290.482 | 666.5759 | 290.482 | 666.5759
6469 | 280.2971 | 669.9414 | 280.2971 | 669.9414
6470 | 273.1732 | 672.6363 | 273.1732 | 672.6363
6471 | 268.0382 | 675.9335 | 268.0382 | 675.9335
6472 | 267.4806 | 688.697 | 267.4806 | 688.697
6473 | 267.3701 | 708.1563 | 267.3701 | 708.1563
6474 | 267.2773 | 715.8171 | 267.2773 | 715.8171
6475 | 271.5827 | 717.6792 | 271.5827 | 717.6792
6476 | 285.5854 | 717.8073 | 285.5854 | 717.8073
6477 | 299.4673 | 721.6061 | 299.4673 | 721.6061
6478 | 311.5164 | 723.9249 | 311.5164 | 723.9249
6479 | 325.6548 | 721.4283 | 325.6548 | 721.4283
6480 | 325.6607 | 705.9267 | 325.6607 | 705.9267
6481 | 317.8591 | 680.6438 | 317.8591 | 680.6438
6482 | 313.8594 | 646.886 | 313.8594 | 646.886
6483 | 313.145 | 628.5662 | 313.145 | 628.5662
6484 | 316.6937 | 628.132 | 316.6937 | 628.132
6485 | 321.2461 | 634.7713 | 321.2461 | 634.7713
6486 | 322.3304 | 646.1552 | 322.3304 | 646.1552
6487 | 325.7128 | 662.6464 | 325.7128 | 662.6464
6488 | 334.1963 | 675.7681 | 334.1963 | 675.7681
6489 | 327.9364 | 679.5062 | 327.9364 | 679.5062
6490 | 317.9575 | 673.8721 | 317.9575 | 673.8721
6491 | 300.7729 | 670.5589 | 300.7729 | 670.5589
6492 | 284.6426 | 676.2371 | 284.6426 | 676.2371
6493 | 274.4383 | 686.5495 | 274.4383 | 686.5495
6494 | 268.7731 | 702.1701 | 268.7731 | 702.1701
6495 | 265.557 | 717.9566 | 265.557 | 717.9566
6496 | 264.3056 | 732.9788 | 264.3056 | 732.9788
6497 | 264.9891 | 752.3811 | 264.9891 | 752.3811
6498 | 265.5526 | 758.8272 | 265.5526 | 758.8272
6499 | 273.633 | 759.5694 | 273.633 | 759.5694
6500 | 289.9422 | 755.6737 | 289.9422 | 755.6737
6501 | 306.4939 | 754.7463 | 306.4939 | 754.7463
6502 | 320.0597 | 754.6545 | 320.0597 | 754.6545
6503 | 340.9543 | 746.8054 | 340.9543 | 746.8054
6504 | 339.2481 | 724.6226 | 339.2481 | 724.6226
6505 | 328.0674 | 695.7145 | 328.0674 | 695.7145
6506 | 321.7426 | 664.3292 | 321.7426 | 664.3292
6507 | 323.1577 | 651.6277 | 323.1577 | 651.6277
6508 | 322.22 | 643.6013 | 322.22 | 643.6013
6509 | 331.7151 | 637.2388 | 331.7151 | 637.2388
6510 | 332.5692 | 630.7809 | 332.5692 | 630.7809
6511 | 333.5253 | 623.2616 | 333.5253 | 623.2616
6512 | 340.0154 | 612.4487 | 340.0154 | 612.4487
6513 | 332.4823 | 603.5647 | 332.4823 | 603.5647
6514 | 316.2917 | 595.3492 | 316.2917 | 595.3492
6515 | 298.7549 | 594.7692 | 298.7549 | 594.7692
6516 | 282.7363 | 606.711 | 282.7363 | 606.711
6517 | 271.5382 | 621.7876 | 271.5382 | 621.7876
6518 | 265.8723 | 635.7759 | 265.8723 | 635.7759
6519 | 263.1747 | 663.6531 | 263.1747 | 663.6531
6520 | 262.0986 | 709.7655 | 262.0986 | 709.7655
6521 | 262.4711 | 757.1453 | 262.4711 | 757.1453
6522 | 265.1879 | 780.579 | 265.1879 | 780.579
6523 | 275.9183 | 779.1574 | 275.9183 | 779.1574
6524 | 299.1448 | 757.6287 | 299.1448 | 757.6287
6525 | 316.6846 | 735.6518 | 316.6846 | 735.6518
6526 | 328.8748 | 715.1938 | 328.8748 | 715.1938
6527 | 346.9873 | 692.35 | 346.9873 | 692.35
6528 | 344.2269 | 648.5482 | 344.2269 | 648.5482
6529 | 332.3123 | 587.4869 | 332.3123 | 587.4869
6530 | 327.4815 | 536.7414 | 327.4815 | 536.7414
6531 | 332.0931 | 496.8976 | 332.0931 | 496.8976
6532 | 336.8345 | 463.6269 | 336.8345 | 463.6269
6533 | 342.5926 | 441.036 | 342.5926 | 441.036
6534 | 341.0916 | 424.1767 | 341.0916 | 424.1767
6535 | 338.6761 | 418.138 | 338.6761 | 418.138
6536 | 346.7351 | 419.7384 | 346.7351 | 419.7384
6537 | 340.1556 | 427.4245 | 340.1556 | 427.4245
6538 | 324.5916 | 434.3555 | 324.5916 | 434.3555
6539 | 304.952 | 445.9231 | 304.952 | 445.9231
6540 | 286.2421 | 274.7461 | 286.2421 | 274.7461
6541 | 274.3136 | 288.2439 | 274.3136 | 288.2439
6542 | 266.3823 | 302.9144 | 266.3823 | 302.9144
6543 | 262.8634 | 315.6133 | 262.8634 | 315.6133
6544 | 261.1227 | 334.1069 | 261.1227 | 334.1069
6545 | 262.5895 | 360.8186 | 262.5895 | 360.8186
6546 | 266.0933 | 367.8555 | 266.0933 | 367.8555
6547 | 281.43 | 371.0879 | 281.43 | 371.0879
6548 | 302.1791 | 371.6897 | 302.1791 | 371.6897
6549 | 318.9867 | 372.0121 | 318.9867 | 372.0121
6550 | 335.1191 | 373.4148 | 335.1191 | 373.4148
6551 | 357.7623 | 378.7763 | 357.7623 | 378.7763
6552 | 353.9187 | 370.6191 | 353.9187 | 370.6191
6553 | 336.6522 | 354.7926 | 336.6522 | 354.7926
6554 | 335.1489 | 340.7372 | 335.1489 | 340.7372
6555 | 339.614 | 323.1975 | 339.614 | 323.1975
6556 | 339.6933 | 317.8179 | 339.6933 | 317.8179
6557 | 348.2115 | 313.2721 | 348.2115 | 313.2721
6558 | 345.5832 | 305.1829 | 345.5832 | 305.1829
6559 | 343.7403 | 297.267 | 343.7403 | 297.267
6560 | 353.7906 | 287.2631 | 353.7906 | 287.2631
6561 | 343.0645 | 277.7366 | 343.0645 | 277.7366
6562 | 327.4237 | 269.5215 | 327.4237 | 269.5215
6563 | 308.7033 | 271.1976 | 308.7033 | 271.1976
6564 | 290.6655 | 275.9526 | 290.6655 | 275.9526
6565 | 278.5211 | 271.8658 | 278.5211 | 271.8658
6566 | 271.2303 | 267.3094 | 271.2303 | 267.3094
6567 | 266.9772 | 263.7308 | 266.9772 | 263.7308
6568 | 265.4274 | 269.8571 | 265.4274 | 269.8571
6569 | 267.5918 | 288.2234 | 267.5918 | 288.2234
6570 | 269.5261 | 290.5122 | 269.5261 | 290.5122
6571 | 285.8817 | 291.4655 | 285.8817 | 291.4655
6572 | 313.4589 | 290.0116 | 313.4589 | 290.0116
6573 | 327.9576 | 288.8593 | 327.9576 | 288.8593
6574 | 342.2145 | 289.4353 | 342.2145 | 289.4353
6575 | 360.9968 | 294.7633 | 360.9968 | 294.7633
6576 | 356.6595 | 295.6889 | 356.6595 | 295.6889
6577 | 339.3916 | 292.5649 | 339.3916 | 292.5649
6578 | 335.2461 | 288.028 | 335.2461 | 288.028
6579 | 339.5788 | 282.2077 | 339.5788 | 282.2077
6580 | 340.5208 | 283.844 | 340.5208 | 283.844
6581 | 346.4321 | 284.672 | 346.4321 | 284.672
6582 | 345.7069 | 284.3696 | 345.7069 | 284.3696
6583 | 342.47 | 287.1229 | 342.47 | 287.1229
6584 | 345.2216 | 288.3467 | 345.2216 | 288.3467
6585 | 339.887 | 288.9086 | 339.887 | 288.9086
6586 | 323.4347 | 288.1004 | 323.4347 | 288.1004
6587 | 302.4632 | 291.8434 | 302.4632 | 291.8434
6588 | 285.4274 | 300.8549 | 285.4274 | 300.8549
6589 | 272.6792 | 308.7891 | 272.6792 | 308.7891
6590 | 266.2555 | 313.9411 | 266.2555 | 313.9411
6591 | 260.4655 | 317.7024 | 260.4655 | 317.7024
6592 | 258.7193 | 331.2804 | 258.7193 | 331.2804
6593 | 259.4555 | 356.7409 | 259.4555 | 356.7409
6594 | 260.8712 | 366.4702 | 260.8712 | 366.4702
6595 | 276.5576 | 375.7801 | 276.5576 | 375.7801
6596 | 301.2612 | 383.018 | 301.2612 | 383.018
6597 | 314.4483 | 389.1498 | 314.4483 | 389.1498
6598 | 329.867 | 394.1276 | 329.867 | 394.1276
6599 | 351.5473 | 399.9807 | 351.5473 | 399.9807
6600 | 352.8828 | 398.7054 | 352.8828 | 398.7054
6601 | 336.4971 | 393.5481 | 336.4971 | 393.5481
6602 | 332.401 | 388.1174 | 332.401 | 388.1174
6603 | 332.0993 | 380.5431 | 332.0993 | 380.5431
6604 | 334.6254 | 378.2581 | 334.6254 | 378.2581
6605 | 340.4133 | 373.2543 | 340.4133 | 373.2543
6606 | 337.5318 | 366.8185 | 337.5318 | 366.8185
6607 | 332.609 | 362.9245 | 332.609 | 362.9245
6608 | 335.8727 | 356.9983 | 335.8727 | 356.9983
6609 | 332.9883 | 351.2368 | 332.9883 | 351.2368
6610 | 321.1444 | 345.2895 | 321.1444 | 345.2895
6611 | 300.1976 | 343.9716 | 300.1976 | 343.9716
6612 | 285.3418 | 353.8769 | 285.3418 | 353.8769
6613 | 273.2296 | 372.9942 | 273.2296 | 372.9942
6614 | 266.1909 | 385.0728 | 266.1909 | 385.0728
6615 | 263.0008 | 382.6002 | 263.0008 | 382.6002
6616 | 261.9183 | 385.0398 | 261.9183 | 385.0398
6617 | 261.9184 | 406.1432 | 261.9184 | 406.1432
6618 | 263.1577 | 424.7765 | 263.1577 | 424.7765
6619 | 277.6394 | 444.9009 | 277.6394 | 444.9009
6620 | 301.8702 | 455.2111 | 301.8702 | 455.2111
6621 | 320.7986 | 460.7061 | 320.7986 | 460.7061
6622 | 333.1917 | 462.7344 | 333.1917 | 462.7344
6623 | 353.1837 | 467.3921 | 353.1837 | 467.3921
6624 | 348.7489 | 452.2302 | 348.7489 | 452.2302
6625 | 334.0028 | 424.8965 | 334.0028 | 424.8965
6626 | 333.496 | 399.1665 | 333.496 | 399.1665
6627 | 333.766 | 374.041 | 333.766 | 374.041
6628 | 336.5278 | 364.6842 | 336.5278 | 364.6842
6629 | 340.7379 | 357.1667 | 340.7379 | 357.1667
6630 | 338.6143 | 347.5692 | 338.6143 | 347.5692
6631 | 337.124 | 339.0612 | 337.124 | 339.0612
6632 | 344.6927 | 329.0796 | 344.6927 | 329.0796
6633 | 341.3612 | 319.8325 | 341.3612 | 319.8325
6634 | 328.0542 | 310.9582 | 328.0542 | 310.9582
6635 | 308.0777 | 308.3778 | 308.0777 | 308.3778
6636 | 290.8095 | 311.7364 | 290.8095 | 311.7364
6637 | 278.0297 | 312.7663 | 278.0297 | 312.7663
6638 | 270.4034 | 312.5222 | 270.4034 | 312.5222
6639 | 266.5773 | 311.2003 | 266.5773 | 311.2003
6640 | 265.6645 | 318.3433 | 265.6645 | 318.3433
6641 | 265.8092 | 335.6594 | 265.8092 | 335.6594
6642 | 265.3308 | 336.0155 | 265.3308 | 336.0155
6643 | 275.6829 | 334.7009 | 275.6829 | 334.7009
6644 | 294.336 | 330.8227 | 294.336 | 330.8227
6645 | 308.2462 | 329.1789 | 308.2462 | 329.1789
6646 | 319.8653 | 331.911 | 319.8653 | 331.911
6647 | 339.3541 | 335.5856 | 339.3541 | 335.5856
6648 | 337.0828 | 328.4786 | 337.0828 | 328.4786
6649 | 321.9606 | 321.1651 | 321.9606 | 321.1651
6650 | 320.237 | 315.5668 | 320.237 | 315.5668
6651 | 322.7067 | 313.8355 | 322.7067 | 313.8355
6652 | 322.1443 | 322.2196 | 322.1443 | 322.2196
6653 | 324.609 | 324.5669 | 324.609 | 324.5669
6654 | 328.0352 | 322.343 | 328.0352 | 322.343
6655 | 325.5661 | 323.2976 | 325.5661 | 323.2976
6656 | 334.287 | 324.7226 | 334.287 | 324.7226
6657 | 334.5836 | 327.0607 | 334.5836 | 327.0607
6658 | 320.7528 | 327.9842 | 320.7528 | 327.9842
6659 | 304.5952 | 331.582 | 304.5952 | 331.582
6660 | 291.2269 | 341.6771 | 291.2269 | 341.6771
6661 | 279.0442 | 356.6609 | 279.0442 | 356.6609
6662 | 272.5365 | 370.661 | 272.5365 | 370.661
6663 | 268.5938 | 383.8179 | 268.5938 | 383.8179
6664 | 266.5871 | 406.8921 | 266.5871 | 406.8921
6665 | 265.5457 | 435.6371 | 265.5457 | 435.6371
6666 | 262.5154 | 441.8584 | 262.5154 | 441.8584
6667 | 272.2102 | 444.7892 | 272.2102 | 444.7892
6668 | 285.8297 | 447.0891 | 285.8297 | 447.0891
6669 | 302.6778 | 454.7403 | 302.6778 | 454.7403
6670 | 317.1251 | 461.2039 | 317.1251 | 461.2039
6671 | 335.2789 | 461.1135 | 335.2789 | 461.1135
6672 | 331.546 | 439.1925 | 331.546 | 439.1925
6673 | 319.8425 | 412.9649 | 319.8425 | 412.9649
6674 | 318.7797 | 387.5812 | 318.7797 | 387.5812
6675 | 320.4502 | 354.9259 | 320.4502 | 354.9259
6676 | 324.0242 | 336.3186 | 324.0242 | 336.3186
6677 | 327.3937 | 331.2925 | 327.3937 | 331.2925
6678 | 326.8356 | 327.4709 | 326.8356 | 327.4709
6679 | 323.525 | 328.4702 | 323.525 | 328.4702
6680 | 336.3598 | 332.1519 | 336.3598 | 332.1519
6681 | 331.2014 | 339.1599 | 331.2014 | 339.1599
6682 | 320.1292 | 344.9767 | 320.1292 | 344.9767
6683 | 302.302 | 352.1048 | 302.302 | 352.1048
6684 | 286.471 | 363.4401 | 286.471 | 363.4401
6685 | 274.4548 | 373.0613 | 274.4548 | 373.0613
6686 | 267.737 | 380.2689 | 267.737 | 380.2689
6687 | 264.5067 | 388.9459 | 264.5067 | 388.9459
6688 | 263.2319 | 408.5567 | 263.2319 | 408.5567
6689 | 262.5138 | 441.9046 | 262.5138 | 441.9046
6690 | 259.0765 | 461.9791 | 259.0765 | 461.9791
6691 | 273.9419 | 477.9586 | 273.9419 | 477.9586
6692 | 296.0081 | 485.2636 | 296.0081 | 485.2636
6693 | 311.1178 | 487.1166 | 311.1178 | 487.1166
6694 | 326.3082 | 482.4529 | 326.3082 | 482.4529
6695 | 347.2463 | 476.9218 | 347.2463 | 476.9218
6696 | 347.6549 | 464.5528 | 347.6549 | 464.5528
6697 | 330.3388 | 444.0564 | 330.3388 | 444.0564
6698 | 326.8308 | 415.9244 | 326.8308 | 415.9244
6699 | 329.127 | 398.1836 | 329.127 | 398.1836
6700 | 330.2933 | 393.3178 | 330.2933 | 393.3178
6701 | 338.1101 | 386.0126 | 338.1101 | 386.0126
6702 | 339.4684 | 376.5939 | 339.4684 | 376.5939
6703 | 330.3815 | 369.0802 | 330.3815 | 369.0802
6704 | 339.139 | 362.0033 | 339.139 | 362.0033
6705 | 337.088 | 357.3032 | 337.088 | 357.3032
6706 | 322.4134 | 354.7075 | 322.4134 | 354.7075
6707 | 302.3176 | 362.8075 | 302.3176 | 362.8075
6708 | 283.3092 | 385.5494 | 283.3092 | 385.5494
6709 | 273.0237 | 401.896 | 273.0237 | 401.896
6710 | 267.5906 | 409.3718 | 267.5906 | 409.3718
6711 | 263.4429 | 414.3062 | 263.4429 | 414.3062
6712 | 262.4133 | 428.0406 | 262.4133 | 428.0406
6713 | 263.0057 | 451.289 | 263.0057 | 451.289
6714 | 262.5806 | 456.907 | 262.5806 | 456.907
6715 | 280.5781 | 462.3738 | 280.5781 | 462.3738
6716 | 310.7425 | 466.8076 | 310.7425 | 466.8076
6717 | 329.5724 | 469.5766 | 329.5724 | 469.5766
6718 | 341.237 | 469.851 | 341.237 | 469.851
6719 | 362.4811 | 468.8445 | 362.4811 | 468.8445
6720 | 357.032 | 450.532 | 357.032 | 450.532
6721 | 337.5884 | 430.5495 | 337.5884 | 430.5495
6722 | 336.0088 | 413.0308 | 336.0088 | 413.0308
6723 | 337.5891 | 394.7091 | 337.5891 | 394.7091
6724 | 340.3039 | 384.7825 | 340.3039 | 384.7825
6725 | 349.8546 | 372.9079 | 349.8546 | 372.9079
6726 | 352.4592 | 359.8472 | 352.4592 | 359.8472
6727 | 336.6764 | 350.8364 | 336.6764 | 350.8364
6728 | 347.0559 | 344.8321 | 347.0559 | 344.8321
6729 | 343.9078 | 344.3772 | 343.9078 | 344.3772
6730 | 326.6875 | 345.7364 | 326.6875 | 345.7364
6731 | 305.2156 | 351.7473 | 305.2156 | 351.7473
6732 | 286.4172 | 363.4848 | 286.4172 | 363.4848
6733 | 272.6818 | 376.5692 | 272.6818 | 376.5692
6734 | 266.6761 | 387.2066 | 266.6761 | 387.2066
6735 | 263.5552 | 395.3809 | 263.5552 | 395.3809
6736 | 262.8167 | 410.4671 | 262.8167 | 410.4671
6737 | 261.7971 | 434.5646 | 261.7971 | 434.5646
6738 | 263.776 | 441.7355 | 263.776 | 441.7355
6739 | 281.2797 | 446.7107 | 281.2797 | 446.7107
6740 | 309.5805 | 448.1393 | 309.5805 | 448.1393
6741 | 331.7966 | 446.2049 | 331.7966 | 446.2049
6742 | 341.8511 | 441.3849 | 341.8511 | 441.3849
6743 | 363.7854 | 436.6246 | 363.7854 | 436.6246
6744 | 355.7413 | 423.0714 | 355.7413 | 423.0714
6745 | 335.4104 | 405.9824 | 335.4104 | 405.9824
6746 | 333.764 | 390.2624 | 333.764 | 390.2624
6747 | 334.7674 | 375.3482 | 334.7674 | 375.3482
6748 | 335.2789 | 370.4824 | 335.2789 | 370.4824
6749 | 340.8633 | 364.3837 | 340.8633 | 364.3837
6750 | 340.1233 | 358.8082 | 340.1233 | 358.8082
6751 | 330.1598 | 355.9755 | 330.1598 | 355.9755
6752 | 338.5422 | 353.8031 | 338.5422 | 353.8031
6753 | 336.6973 | 351.8401 | 336.6973 | 351.8401
6754 | 321.5344 | 350.2164 | 321.5344 | 350.2164
6755 | 300.2791 | 351.7026 | 300.2791 | 351.7026
6756 | 280.5805 | 358.0552 | 280.5805 | 358.0552
6757 | 268.7096 | 368.1568 | 268.7096 | 368.1568
6758 | 262.2019 | 375.208 | 262.2019 | 375.208
6759 | 259.6792 | 377.9415 | 259.6792 | 377.9415
6760 | 258.5383 | 387.8104 | 258.5383 | 387.8104
6761 | 257.143 | 408.5117 | 257.143 | 408.5117
6762 | 257.7069 | 413.7051 | 257.7069 | 413.7051
6763 | 276.4797 | 417.2056 | 276.4797 | 417.2056
6764 | 302.9437 | 417.26 | 302.9437 | 417.26
6765 | 321.4181 | 415.4374 | 321.4181 | 415.4374
6766 | 334.8022 | 413.2204 | 334.8022 | 413.2204
6767 | 354.0823 | 411.6106 | 354.0823 | 411.6106
6768 | 350.8554 | 400.6828 | 350.8554 | 400.6828
6769 | 331.7081 | 384.8451 | 331.7081 | 384.8451
6770 | 327.2898 | 369.0022 | 327.2898 | 369.0022
6771 | 327.2447 | 353.3841 | 327.2447 | 353.3841
6772 | 331.09 | 348.8535 | 331.09 | 348.8535
6773 | 337.873 | 342.3527 | 337.873 | 342.3527
6774 | 335.395 | 334.3417 | 335.395 | 334.3417
6775 | 326.6074 | 329.364 | 326.6074 | 329.364
6776 | 333.4749 | 323.5272 | 333.4749 | 323.5272
6777 | 334.6832 | 319.4415 | 334.6832 | 319.4415
6778 | 322.4939 | 315.9185 | 322.4939 | 315.9185
6779 | 302.0015 | 318.1756 | 302.0015 | 318.1756
6780 | 282.1821 | 331.399 | 282.1821 | 331.399
6781 | 270.2149 | 348.159 | 270.2149 | 348.159
6782 | 263.1792 | 358.3272 | 263.1792 | 358.3272
6783 | 260.0211 | 366.8366 | 260.0211 | 366.8366
6784 | 258.3256 | 384.5482 | 258.3256 | 384.5482
6785 | 255.9053 | 413.5725 | 255.9053 | 413.5725
6786 | 255.1595 | 427.4466 | 255.1595 | 427.4466
6787 | 271.3518 | 439.3149 | 271.3518 | 439.3149
6788 | 294.3937 | 445.1899 | 294.3937 | 445.1899
6789 | 311.5467 | 444.4062 | 311.5467 | 444.4062
6790 | 324.6313 | 441.1391 | 324.6313 | 441.1391
6791 | 343.0438 | 442.7915 | 343.0438 | 442.7915
6792 | 345.0155 | 430.7018 | 345.0155 | 430.7018
6793 | 325.9584 | 401.2009 | 325.9584 | 401.2009
6794 | 322.5776 | 378.733 | 322.5776 | 378.733
6795 | 326.482 | 354.8812 | 326.482 | 354.8812
6796 | 327.704 | 345.2003 | 327.704 | 345.2003
6797 | 332.8848 | 332.9571 | 332.8848 | 332.9571
6798 | 330.3272 | 320.7007 | 330.3272 | 320.7007
6799 | 323.8007 | 311.7905 | 323.8007 | 311.7905
6800 | 327.9066 | 302.1776 | 327.9066 | 302.1776
6801 | 330.8825 | 293.679 | 330.8825 | 293.679
6802 | 321.0297 | 286.0559 | 321.0297 | 286.0559
6803 | 303.117 | 293.6085 | 303.117 | 293.6085
6804 | 284.1338 | 325.1427 | 284.1338 | 325.1427
6805 | 272.6799 | 356.0129 | 272.6799 | 356.0129
6806 | 265.0165 | 373.0294 | 265.0165 | 373.0294
6807 | 260.9129 | 382.589 | 260.9129 | 382.589
6808 | 259.8594 | 399.0829 | 259.8594 | 399.0829
6809 | 257.6474 | 425.817 | 257.6474 | 425.817
6810 | 253.1495 | 433.4236 | 253.1495 | 433.4236
6811 | 265.3424 | 434.7568 | 265.3424 | 434.7568
6812 | 286.6485 | 431.8506 | 286.6485 | 431.8506
6813 | 304.1771 | 430.0615 | 304.1771 | 430.0615
6814 | 314.8573 | 429.7661 | 314.8573 | 429.7661
6815 | 332.8525 | 426.2906 | 332.8525 | 426.2906
6816 | 330.3869 | 409.922 | 330.3869 | 409.922
6817 | 318.4595 | 391.5595 | 318.4595 | 391.5595
6818 | 317.3429 | 371.0914 | 317.3429 | 371.0914
6819 | 319.2772 | 351.2279 | 319.2772 | 351.2279
6820 | 319.3532 | 336.0617 | 319.3532 | 336.0617
6821 | 324.184 | 324.2876 | 324.184 | 324.2876
6822 | 323.6873 | 316.9916 | 323.6873 | 316.9916
6823 | 316.6456 | 314.0025 | 316.6456 | 314.0025
6824 | 323.6879 | 310.523 | 323.6879 | 310.523
6825 | 325.5849 | 309.1074 | 325.5849 | 309.1074
6826 | 315.2423 | 308.4892 | 315.2423 | 308.4892
6827 | 297.9684 | 312.1763 | 297.9684 | 312.1763
6828 | 279.858 | 319.3556 | 279.858 | 319.3556
6829 | 267.4858 | 327.2675 | 267.4858 | 327.2675
6830 | 261.0698 | 332.7769 | 261.0698 | 332.7769
6831 | 255.5264 | 335.2088 | 255.5264 | 335.2088
6832 | 255.5261 | 345.6252 | 255.5261 | 345.6252
6833 | 250.4567 | 366.9632 | 250.4567 | 366.9632
6834 | 247.1147 | 371.9332 | 247.1147 | 371.9332
6835 | 258.6156 | 375.2997 | 258.6156 | 375.2997
6836 | 279.9887 | 375.4099 | 279.9887 | 375.4099
6837 | 293.8926 | 373.7437 | 293.8926 | 373.7437
6838 | 305.1899 | 370.9346 | 305.1899 | 370.9346
6839 | 328.5643 | 369.4924 | 328.5643 | 369.4924
6840 | 326.3672 | 361.4358 | 326.3672 | 361.4358
6841 | 314.7135 | 350.0781 | 314.7135 | 350.0781
6842 | 313.585 | 334.8273 | 313.585 | 334.8273
6843 | 312.5437 | 317.9579 | 312.5437 | 317.9579
6844 | 316.8222 | 310.6567 | 316.8222 | 310.6567
6845 | 320.0786 | 302.7258 | 320.0786 | 302.7258
6846 | 317.7116 | 291.7989 | 317.7116 | 291.7989
6847 | 311.0431 | 286.0168 | 311.0431 | 286.0168
6848 | 318.2466 | 281.4648 | 318.2466 | 281.4648
6849 | 318.8648 | 279.1108 | 318.8648 | 279.1108
6850 | 306.8541 | 278.2356 | 306.8541 | 278.2356
6851 | 288.3329 | 285.8105 | 288.3329 | 285.8105
6852 | 271.1271 | 310.999 | 271.1271 | 310.999
6853 | 260.2384 | 340.752 | 260.2384 | 340.752
6854 | 253.246 | 360.4051 | 253.246 | 360.4051
6855 | 251.5028 | 369.0933 | 251.5028 | 369.0933
6856 | 251.8772 | 375.9905 | 251.8772 | 375.9905
6857 | 247.9973 | 386.7152 | 247.9973 | 386.7152
6858 | 245.9893 | 388.4454 | 245.9893 | 388.4454
6859 | 259.0185 | 396.6046 | 259.0185 | 396.6046
6860 | 281.6902 | 404.4681 | 281.6902 | 404.4681
6861 | 299.0395 | 415.8061 | 299.0395 | 415.8061
6862 | 311.6448 | 427.4535 | 311.6448 | 427.4535
6863 | 333.2684 | 426.5028 | 333.2684 | 426.5028
6864 | 329.7779 | 388.0809 | 329.7779 | 388.0809
6865 | 315.8002 | 336.3254 | 315.8002 | 336.3254
6866 | 314.0864 | 301.7248 | 314.0864 | 301.7248
6867 | 314.1916 | 270.7341 | 314.1916 | 270.7341
6868 | 321.5585 | 251.9593 | 321.5585 | 251.9593
6869 | 324.1541 | 244.2854 | 324.1541 | 244.2854
6870 | 322.1693 | 237.2352 | 322.1693 | 237.2352
6871 | 315.6543 | 232.8049 | 315.6543 | 232.8049
6872 | 325.684 | 226.767 | 325.684 | 226.767
6873 | 328.3965 | 220.7597 | 328.3965 | 220.7597
6874 | 318.119 | 213.7288 | 318.119 | 213.7288
6875 | 294.7293 | 209.037 | 294.7293 | 209.037
6876 | 275.8835 | 208.5188 | 275.8835 | 208.5188
6877 | 263.6111 | 226.4072 | 263.6111 | 226.4072
6878 | 257.8119 | 242.6194 | 257.8119 | 242.6194
6879 | 255.269 | 247.8554 | 255.269 | 247.8554
6880 | 254.1529 | 260.7855 | 254.1529 | 260.7855
6881 | 250.2126 | 283.4418 | 250.2126 | 283.4418
6882 | 251.5089 | 288.5906 | 251.5089 | 288.5906
6883 | 270.9784 | 293.0519 | 270.9784 | 293.0519
6884 | 299.4181 | 298.9268 | 299.4181 | 298.9268
6885 | 317.0371 | 303.9526 | 317.0371 | 303.9526
6886 | 328.4216 | 307.7797 | 328.4216 | 307.7797
6887 | 353.5699 | 309.3316 | 353.5699 | 309.3316
6888 | 349.4934 | 294.393 | 349.4934 | 294.393
6889 | 330.3572 | 271.0589 | 330.3572 | 271.0589
6890 | 327.7947 | 248.1219 | 327.7947 | 248.1219
6891 | 330.6761 | 233.9449 | 330.6761 | 233.9449
6892 | 331.6189 | 234.2183 | 331.6189 | 234.2183
6893 | 340.5073 | 233.7056 | 340.5073 | 233.7056
6894 | 338.8417 | 230.5097 | 338.8417 | 230.5097
6895 | 327.0185 | 228.7383 | 327.0185 | 228.7383
6896 | 331.5652 | 224.5326 | 331.5652 | 224.5326
6897 | 334.0647 | 219.1957 | 334.0647 | 219.1957
6898 | 318.9548 | 212.2541 | 318.9548 | 212.2541
6899 | 298.5095 | 207.417 | 298.5095 | 207.417
6900 | 280.2596 | 206.8654 | 280.2596 | 206.8654
6901 | 266.7846 | 220.8213 | 266.7846 | 220.8213
6902 | 259.1768 | 229.4253 | 259.1768 | 229.4253
6903 | 256.0543 | 234.4268 | 256.0543 | 234.4268
6904 | 255.0241 | 249.5242 | 255.0241 | 249.5242
6905 | 251.6976 | 275.789 | 251.6976 | 275.789
6906 | 252.5798 | 287.4846 | 252.5798 | 287.4846
6907 | 271.9731 | 298.3809 | 271.9731 | 298.3809
6908 | 300.1907 | 304.9597 | 300.1907 | 304.9597
6909 | 317.6817 | 309.2593 | 317.6817 | 309.2593
6910 | 329.2567 | 311.0419 | 329.2567 | 311.0419
6911 | 350.2641 | 309.2533 | 350.2641 | 309.2533
6912 | 349.3105 | 292.181 | 349.3105 | 292.181
6913 | 330.9316 | 270.4557 | 330.9316 | 270.4557
6914 | 329.4026 | 248.2783 | 329.4026 | 248.2783
6915 | 329.2821 | 232.258 | 329.2821 | 232.258
6916 | 333.0318 | 231.6487 | 333.0318 | 231.6487
6917 | 339.7328 | 231.2701 | 339.7328 | 231.2701
6918 | 340.1661 | 228.7333 | 340.1661 | 228.7333
6919 | 324.1737 | 227.6323 | 324.1737 | 227.6323
6920 | 326.6097 | 223.5607 | 326.6097 | 223.5607
6921 | 332.3081 | 218.1678 | 332.3081 | 218.1678
6922 | 320.4017 | 210.8353 | 320.4017 | 210.8353
6923 | 300.4056 | 205.1715 | 300.4056 | 205.1715
6924 | 282.1927 | 202.81 | 282.1927 | 202.81
6925 | 268.3184 | 208.655 | 268.3184 | 208.655
6926 | 261.6787 | 214.5443 | 261.6787 | 214.5443
6927 | 258.4105 | 216.6522 | 258.4105 | 216.6522
6928 | 257.2739 | 225.4598 | 257.2739 | 225.4598
6929 | 253.2458 | 242.8095 | 253.2458 | 242.8095
6930 | 254.2116 | 243.4001 | 254.2116 | 243.4001
6931 | 273.2707 | 244.2975 | 273.2707 | 244.2975
6932 | 301.9831 | 243.5364 | 301.9831 | 243.5364
6933 | 318.5953 | 241.6355 | 318.5953 | 241.6355
6934 | 330.76 | 238.7929 | 330.76 | 238.7929
6935 | 353.4896 | 237.5742 | 353.4896 | 237.5742
6936 | 350.6813 | 230.3666 | 350.6813 | 230.3666
6937 | 330.3946 | 224.1256 | 330.3946 | 224.1256
6938 | 325.9385 | 222.8733 | 325.9385 | 222.8733
6939 | 331.8919 | 222.2591 | 331.8919 | 222.2591
6940 | 332.5599 | 227.705 | 332.5599 | 227.705
6941 | 338.0177 | 229.706 | 338.0177 | 229.706
6942 | 339.0626 | 227.7502 | 339.0626 | 227.7502
6943 | 323.7189 | 226.3028 | 323.7189 | 226.3028
6944 | 330.8831 | 221.2257 | 330.8831 | 221.2257
6945 | 333.094 | 215.1626 | 333.094 | 215.1626
6946 | 321.3201 | 207.6736 | 321.3201 | 207.6736
6947 | 303.2691 | 201.6635 | 303.2691 | 201.6635
6948 | 283.8119 | 198.7434 | 283.8119 | 198.7434
6949 | 270.6716 | 206.834 | 270.6716 | 206.834
6950 | 263.3803 | 227.0345 | 263.3803 | 227.0345
6951 | 258.9518 | 242.5153 | 258.9518 | 242.5153
6952 | 257.8845 | 264.5504 | 257.8845 | 264.5504
6953 | 250.2191 | 296.122 | 250.2191 | 296.122
6954 | 250.6888 | 306.5215 | 250.6888 | 306.5215
6955 | 263.3912 | 309.6981 | 263.3912 | 309.6981
6956 | 283.9445 | 308.7581 | 283.9445 | 308.7581
6957 | 299.6847 | 303.2935 | 299.6847 | 303.2935
6958 | 309.4824 | 299.9258 | 309.4824 | 299.9258
6959 | 330.9956 | 300.1594 | 330.9956 | 300.1594
6960 | 332.4215 | 289.5556 | 332.4215 | 289.5556
6961 | 316.6116 | 273.7179 | 316.6116 | 273.7179
6962 | 313.0407 | 257.9308 | 313.0407 | 257.9308
6963 | 314.5149 | 244.7258 | 314.5149 | 244.7258
6964 | 316.2638 | 245.0327 | 316.2638 | 245.0327
6965 | 325.363 | 242.9783 | 325.363 | 242.9783
6966 | 320.1986 | 237.481 | 320.1986 | 237.481
6967 | 313.1203 | 232.6373 | 313.1203 | 232.6373
6968 | 316.0444 | 224.8454 | 316.0444 | 224.8454
6969 | 321.9852 | 216.3245 | 321.9852 | 216.3245
6970 | 312.4788 | 209.0478 | 312.4788 | 209.0478
6971 | 293.6703 | 205.5625 | 293.6703 | 205.5625
6972 | 277.4882 | 202.1732 | 277.4882 | 202.1732
6973 | 265.7835 | 199.8739 | 265.7835 | 199.8739
6974 | 259.4994 | 198.2668 | 259.4994 | 198.2668
6975 | 255.7312 | 196.6544 | 255.7312 | 196.6544
6976 | 255.2918 | 206.6239 | 255.2918 | 206.6239
6977 | 247.4752 | 230.4086 | 247.4752 | 230.4086
6978 | 247.7527 | 240.2719 | 247.7527 | 240.2719
6979 | 260.8836 | 251.8051 | 260.8836 | 251.8051
6980 | 279.4783 | 265.7238 | 279.4783 | 265.7238
6981 | 296.1731 | 277.464 | 296.1731 | 277.464
6982 | 308.4393 | 288.0277 | 308.4393 | 288.0277
6983 | 333.2111 | 295.2326 | 333.2111 | 295.2326
6984 | 333.8635 | 287.2653 | 333.8635 | 287.2653
6985 | 319.7524 | 279.0469 | 319.7524 | 279.0469
6986 | 313.2256 | 269.6614 | 313.2256 | 269.6614
6987 | 315.9719 | 259.227 | 315.9719 | 259.227
6988 | 319.435 | 260.1818 | 319.435 | 260.1818
6989 | 324.516 | 257.4236 | 324.516 | 257.4236
6990 | 319.0505 | 249.7366 | 319.0505 | 249.7366
6991 | 311.9073 | 242.5915 | 311.9073 | 242.5915
6992 | 317.6601 | 232.1966 | 317.6601 | 232.1966
6993 | 322.9677 | 220.3911 | 322.9677 | 220.3911
6994 | 313.5736 | 209.0589 | 313.5736 | 209.0589
6995 | 297.5177 | 209.6067 | 297.5177 | 209.6067
6996 | 280.7573 | 232.896 | 280.7573 | 232.896
6997 | 267.9836 | 246.148 | 267.9836 | 246.148
6998 | 260.8209 | 240.2174 | 260.8209 | 240.2174
6999 | 258.2074 | 231.0975 | 258.2074 | 231.0975
7000 | 255.7193 | 235.5145 | 255.7193 | 235.5145
7001 | 248.4013 | 250.8756 | 248.4013 | 250.8756
7002 | 249.0465 | 248.4275 | 249.0465 | 248.4275
7003 | 261.9135 | 244.5322 | 261.9135 | 244.5322
7004 | 282.3272 | 237.2019 | 282.3272 | 237.2019
7005 | 297.6215 | 231.1898 | 297.6215 | 231.1898
7006 | 310.9318 | 226.2245 | 310.9318 | 226.2245
7007 | 328.7236 | 222.9501 | 328.7236 | 222.9501
7008 | 327.0669 | 215.2957 | 327.0669 | 215.2957
7009 | 320.2928 | 207.1666 | 320.2928 | 207.1666
7010 | 313.8411 | 196.9544 | 313.8411 | 196.9544
7011 | 315.7389 | 181.0793 | 315.7389 | 181.0793
7012 | 319.384 | 178.515 | 319.384 | 178.515
7013 | 324.4495 | 187.4984 | 324.4495 | 187.4984
7014 | 322.522 | 194.4243 | 322.522 | 194.4243
7015 | 312.0595 | 199.5125 | 312.0595 | 199.5125
7016 | 317.354 | 204.2109 | 317.354 | 204.2109
7017 | 321.8577 | 222.7707 | 321.8577 | 222.7707
7018 | 312.8855 | 243.7925 | 312.8855 | 243.7925
7019 | 293.7112 | 256.4618 | 293.7112 | 256.4618
7020 | 278.0804 | 264.4344 | 278.0804 | 264.4344
7021 | 264.4429 | 270.7151 | 264.4429 | 270.7151
7022 | 258.3082 | 275.2861 | 258.3082 | 275.2861
7023 | 255.4977 | 279.8295 | 255.4977 | 279.8295
7024 | 253.7737 | 294.0443 | 253.7737 | 294.0443
7025 | 247.621 | 320.7337 | 247.621 | 320.7337
7026 | 248.061 | 332.4069 | 248.061 | 332.4069
7027 | 262.2 | 342.1861 | 262.2 | 342.1861
7028 | 284.8688 | 349.9491 | 284.8688 | 349.9491
7029 | 298.5229 | 356.8518 | 298.5229 | 356.8518
7030 | 313.1211 | 361.5055 | 313.1211 | 361.5055
7031 | 333.0606 | 363.7948 | 333.0606 | 363.7948
7032 | 329.5853 | 357.2352 | 329.5853 | 357.2352
7033 | 318.3994 | 345.9333 | 318.3994 | 345.9333
7034 | 313.0202 | 331.8444 | 313.0202 | 331.8444
7035 | 313.5325 | 315.9134 | 313.5325 | 315.9134
7036 | 316.458 | 307.5956 | 316.458 | 307.5956
7037 | 323.7614 | 299.0502 | 323.7614 | 299.0502
7038 | 321.4396 | 289.2852 | 321.4396 | 289.2852
7039 | 311.3589 | 283.0116 | 311.3589 | 283.0116
7040 | 313.5696 | 276.8061 | 313.5696 | 276.8061
7041 | 324.3237 | 273.603 | 324.3237 | 273.603
7042 | 313.5609 | 272.8395 | 313.5609 | 272.8395
7043 | 292.5486 | 278.694 | 292.5486 | 278.694
7044 | 274.5183 | 296.6766 | 274.5183 | 296.6766
7045 | 263.2118 | 320.7878 | 263.2118 | 320.7878
7046 | 256.9813 | 335.6146 | 256.9813 | 335.6146
7047 | 254.459 | 343.5878 | 254.459 | 343.5878
7048 | 252.1343 | 354.0041 | 252.1343 | 354.0041
7049 | 247.9404 | 372.1805 | 247.9404 | 372.1805
7050 | 249.3524 | 374.972 | 249.3524 | 374.972
7051 | 269.8743 | 380.1818 | 269.8743 | 380.1818
7052 | 295.6815 | 378.8285 | 295.6815 | 378.8285
7053 | 318.6403 | 371.5875 | 318.6403 | 371.5875
7054 | 329.6908 | 362.1647 | 329.6908 | 362.1647
7055 | 355.1113 | 349.5952 | 355.1113 | 349.5952
7056 | 350.3094 | 327.8641 | 350.3094 | 327.8641
7057 | 330.565 | 300.24 | 330.565 | 300.24
7058 | 326.5235 | 270.8009 | 326.5235 | 270.8009
7059 | 328.0641 | 243.9438 | 328.0641 | 243.9438
7060 | 331.377 | 217.829 | 331.377 | 217.829
7061 | 338.7129 | 195.7545 | 338.7129 | 195.7545
7062 | 338.9886 | 184.5595 | 338.9886 | 184.5595
7063 | 324.407 | 178.3193 | 324.407 | 178.3193
7064 | 322.3374 | 172.7507 | 322.3374 | 172.7507
7065 | 326.7245 | 171.8043 | 326.7245 | 171.8043
7066 | 318.7962 | 174.7834 | 318.7962 | 174.7834
7067 | 291.2284 | 190.5139 | 291.2284 | 190.5139
7068 | 273.9111 | 220.2047 | 273.9111 | 220.2047
7069 | 259.0095 | 242.573 | 259.0095 | 242.573
7070 | 251.8116 | 251.1994 | 251.8116 | 251.1994
7071 | 248.6547 | 254.1341 | 248.6547 | 254.1341
7072 | 247.3714 | 263.6567 | 247.3714 | 263.6567
7073 | 240.8236 | 281.833 | 240.8236 | 281.833
7074 | 243.8661 | 283.1499 | 243.8661 | 283.1499
7075 | 263.3267 | 286.4158 | 263.3267 | 286.4158
7076 | 294.1716 | 286.4925 | 294.1716 | 286.4925
7077 | 310.6871 | 286.6249 | 310.6871 | 286.6249
7078 | 322.2103 | 287.6813 | 322.2103 | 287.6813
7079 | 344.3153 | 276.2179 | 344.3153 | 276.2179
7080 | 341.8363 | 256.5872 | 341.8363 | 256.5872
7081 | 321.3577 | 227.7118 | 321.3577 | 227.7118
7082 | 318.036 | 189.391 | 318.036 | 189.391
7083 | 320.9958 | 165.1034 | 320.9958 | 165.1034
7084 | 324.4786 | 158.4725 | 324.4786 | 158.4725
7085 | 330.9806 | 151.7706 | 330.9806 | 151.7706
7086 | 328.5551 | 144.1394 | 328.5551 | 144.1394
7087 | 316.2108 | 140.2789 | 316.2108 | 140.2789
7088 | 317.1675 | 136.4531 | 317.1675 | 136.4531
7089 | 325.3732 | 134.8587 | 325.3732 | 134.8587
7090 | 315.4084 | 136.5754 | 315.4084 | 136.5754
7091 | 292.891 | 155.9591 | 292.891 | 155.9591
7092 | 273.1424 | 184.946 | 273.1424 | 184.946
7093 | 257.3404 | 199.4828 | 257.3404 | 199.4828
7094 | 250.4252 | 203.1601 | 250.4252 | 203.1601
7095 | 248.1451 | 209.1223 | 248.1451 | 209.1223
7096 | 246.7673 | 226.253 | 246.7673 | 226.253
7097 | 241.5777 | 252.1827 | 241.5777 | 252.1827
7098 | 246.5132 | 257.5549 | 246.5132 | 257.5549
7099 | 267.4745 | 259.6254 | 267.4745 | 259.6254
7100 | 294.4813 | 258.7079 | 294.4813 | 258.7079
7101 | 310.5617 | 256.997 | 310.5617 | 256.997
7102 | 326.064 | 254.1544 | 326.064 | 254.1544
7103 | 346.6224 | 249.2824 | 346.6224 | 249.2824
7104 | 343.6141 | 236.5224 | 343.6141 | 236.5224
7105 | 321.768 | 218.0146 | 321.768 | 218.0146
7106 | 319.6224 | 199.6356 | 319.6224 | 199.6356
7107 | 320.5264 | 185.4364 | 320.5264 | 185.4364
7108 | 318.1886 | 182.6933 | 318.1886 | 182.6933
7109 | 327.1535 | 183.2307 | 327.1535 | 183.2307
7110 | 322.9105 | 184.6824 | 322.9105 | 184.6824
7111 | 309.5214 | 187.458 | 309.5214 | 187.458
7112 | 308.494 | 182.1575 | 308.494 | 182.1575
7113 | 318.2783 | 174.0834 | 318.2783 | 174.0834
7114 | 309.456 | 166.5385 | 309.456 | 166.5385
7115 | 287.3912 | 162.9862 | 287.3912 | 162.9862
7116 | 269.9207 | 162.6692 | 269.9207 | 162.6692
7117 | 257.4413 | 165.7101 | 257.4413 | 165.7101
7118 | 250.8862 | 168.4042 | 250.8862 | 168.4042
7119 | 248.2271 | 171.9198 | 248.2271 | 171.9198
7120 | 244.7351 | 184.0789 | 244.7351 | 184.0789
7121 | 237.4925 | 202.1883 | 237.4925 | 202.1883
7122 | 241.7438 | 205.058 | 241.7438 | 205.058
7123 | 258.6543 | 211.9548 | 258.6543 | 211.9548
7124 | 281.8086 | 217.8297 | 281.8086 | 217.8297
7125 | 296.5607 | 220.1631 | 296.5607 | 220.1631
7126 | 311.1992 | 218.1919 | 311.1992 | 218.1919
7127 | 332.6189 | 221.5648 | 332.6189 | 221.5648
7128 | 333.0286 | 218.759 | 333.0286 | 218.759
7129 | 318.6529 | 208.5184 | 318.6529 | 208.5184
7130 | 311.6463 | 192.3739 | 311.6463 | 192.3739
7131 | 312.1523 | 186.5312 | 312.1523 | 186.5312
7132 | 313.0134 | 197.9095 | 313.0134 | 197.9095
7133 | 319.5923 | 208.8368 | 319.5923 | 208.8368
7134 | 318.3276 | 214.3997 | 318.3276 | 214.3997
7135 | 306.4905 | 224.0796 | 306.4905 | 224.0796
7136 | 307.0005 | 235.4029 | 307.0005 | 235.4029
7137 | 314.8964 | 248.0639 | 314.8964 | 248.0639
7138 | 304.263 | 254.6739 | 304.263 | 254.6739
7139 | 285.2955 | 259.3665 | 285.2955 | 259.3665
7140 | 268.3862 | 266.6241 | 268.3862 | 266.6241
7141 | 254.9109 | 275.2062 | 254.9109 | 275.2062
7142 | 248.706 | 282.2686 | 248.706 | 282.2686
7143 | 245.6628 | 286.3204 | 245.6628 | 286.3204
7144 | 242.1847 | 298.6807 | 242.1847 | 298.6807
7145 | 234.9614 | 321.8062 | 234.9614 | 321.8062
7146 | 238.0063 | 328.1504 | 238.0063 | 328.1504
7147 | 250.3112 | 333.9412 | 250.3112 | 333.9412
7148 | 270.3872 | 337.9169 | 270.3872 | 337.9169
7149 | 284.1229 | 341.8031 | 284.1229 | 341.8031
7150 | 295.5696 | 343.8203 | 295.5696 | 343.8203
7151 | 320.2859 | 343.473 | 320.2859 | 343.473
7152 | 319.9593 | 335.6621 | 319.9593 | 335.6621
7153 | 308.3241 | 325.7568 | 308.3241 | 325.7568
7154 | 303.9731 | 316.684 | 303.9731 | 316.684
7155 | 303.5568 | 307.0653 | 303.5568 | 307.0653
7156 | 305.7565 | 304.4004 | 305.7565 | 304.4004
7157 | 309.3686 | 299.687 | 309.3686 | 299.687
7158 | 304.9841 | 291.8436 | 304.9841 | 291.8436
7159 | 296.1017 | 287.2793 | 296.1017 | 287.2793
7160 | 297.4097 | 283.0624 | 297.4097 | 283.0624
7161 | 306.125 | 280.6078 | 306.125 | 280.6078
7162 | 301.3793 | 278.5596 | 301.3793 | 278.5596
7163 | 283.115 | 281.3417 | 283.115 | 281.3417
7164 | 266.0621 | 290.3309 | 266.0621 | 290.3309
7165 | 253.5264 | 300.5889 | 253.5264 | 300.5889
7166 | 246.5589 | 307.2267 | 246.5589 | 307.2267
7167 | 242.1746 | 311.3344 | 242.1746 | 311.3344
7168 | 240.3309 | 323.6611 | 240.3309 | 323.6611
7169 | 233.1916 | 345.5578 | 233.1916 | 345.5578
7170 | 234.6253 | 350.4831 | 234.6253 | 350.4831
7171 | 248.5409 | 353.6485 | 248.5409 | 353.6485
7172 | 269.182 | 354.3397 | 269.182 | 354.3397
7173 | 285.7726 | 355.0307 | 285.7726 | 355.0307
7174 | 296.5108 | 355.4503 | 296.5108 | 355.4503
7175 | 317.5032 | 355.3935 | 317.5032 | 355.3935
7176 | 318.1537 | 350.7889 | 318.1537 | 350.7889
7177 | 305.1532 | 344.8943 | 305.1532 | 344.8943
7178 | 303.5964 | 340.1451 | 303.5964 | 340.1451
7179 | 303.1427 | 333.7662 | 303.1427 | 333.7662
7180 | 304.1916 | 333.3245 | 304.1916 | 333.3245
7181 | 308.8117 | 331.3595 | 308.8117 | 331.3595
7182 | 307.5401 | 327.929 | 307.5401 | 327.929
7183 | 295.1888 | 327.5876 | 295.1888 | 327.5876
7184 | 296.0768 | 326.6106 | 296.0768 | 326.6106
7185 | 306.5318 | 325.5525 | 306.5318 | 325.5525
7186 | 299.6606 | 322.9904 | 299.6606 | 322.9904
7187 | 279.9284 | 323.46 | 279.9284 | 323.46
7188 | 262.1341 | 327.5893 | 262.1341 | 327.5893
7189 | 251.4694 | 333.0434 | 251.4694 | 333.0434
7190 | 244.212 | 336.7988 | 244.212 | 336.7988
7191 | 241.8763 | 338.661 | 241.8763 | 338.661
7192 | 238.8364 | 349.5242 | 238.8364 | 349.5242
7193 | 232.1922 | 372.0911 | 232.1922 | 372.0911
7194 | 235.5411 | 378.5247 | 235.5411 | 378.5247
7195 | 252.6122 | 382.9636 | 252.6122 | 382.9636
7196 | 274.0242 | 384.2916 | 274.0242 | 384.2916
7197 | 291.2587 | 386.5803 | 291.2587 | 386.5803
7198 | 303.5502 | 389.2007 | 303.5502 | 389.2007
7199 | 328.2044 | 389.7472 | 328.2044 | 389.7472
7200 | 324.9577 | 380.4504 | 324.9577 | 380.4504
7201 | 309.269 | 366.2103 | 309.269 | 366.2103
7202 | 306.3648 | 352.7471 | 306.3648 | 352.7471
7203 | 307.6964 | 339.3745 | 307.6964 | 339.3745
7204 | 306.3445 | 332.833 | 306.3445 | 332.833
7205 | 312.3904 | 323.8966 | 312.3904 | 323.8966
7206 | 310.3556 | 313.897 | 310.3556 | 313.897
7207 | 301.421 | 308.6512 | 301.421 | 308.6512
7208 | 298.6206 | 301.686 | 298.6206 | 301.686
7209 | 307.3785 | 295.3101 | 307.3785 | 295.3101
7210 | 303.5039 | 286.4246 | 303.5039 | 286.4246
7211 | 279.7872 | 280.6714 | 279.7872 | 280.6714
7212 | 260.9826 | 281.9967 | 260.9826 | 281.9967
7213 | 248.429 | 290.5453 | 248.429 | 290.5453
7214 | 242.5608 | 299.8868 | 242.5608 | 299.8868
7215 | 239.4074 | 310.6976 | 239.4074 | 310.6976
7216 | 237.145 | 329.2136 | 237.145 | 329.2136
7217 | 231.7073 | 355.4003 | 231.7073 | 355.4003
7218 | 236.319 | 362.1131 | 236.319 | 362.1131
7219 | 258.3582 | 365.6136 | 258.3582 | 365.6136
7220 | 287.8986 | 366.3607 | 287.8986 | 366.3607
7221 | 307.0121 | 369.7218 | 307.0121 | 369.7218
7222 | 318.9324 | 369.918 | 318.9324 | 369.918
7223 | 344.4294 | 351.4833 | 344.4294 | 351.4833
7224 | 340.0122 | 329.6516 | 340.0122 | 329.6516
7225 | 323.2113 | 306.4852 | 323.2113 | 306.4852
7226 | 319.7065 | 288.5308 | 319.7065 | 288.5308
7227 | 319.1683 | 270.2426 | 319.1683 | 270.2426
7228 | 321.5815 | 259.0535 | 321.5815 | 259.0535
7229 | 326.9005 | 244.6206 | 326.9005 | 244.6206
7230 | 323.0893 | 233.5596 | 323.0893 | 233.5596
7231 | 304.8147 | 229.1181 | 304.8147 | 229.1181
7232 | 301.5419 | 224.9348 | 301.5419 | 224.9348
7233 | 310.3116 | 222.7148 | 310.3116 | 222.7148
7234 | 303.0941 | 222.0295 | 303.0941 | 222.0295
7235 | 280.9289 | 227.6829 | 280.9289 | 227.6829
7236 | 260.7715 | 245.9895 | 260.7715 | 245.9895
7237 | 246.9612 | 268.9164 | 246.9612 | 268.9164
7238 | 241.0474 | 285.4973 | 241.0474 | 285.4973
7239 | 238.2998 | 297.2578 | 238.2998 | 297.2578
7240 | 235.002 | 314.4666 | 235.002 | 314.4666
7241 | 229.0452 | 342.0721 | 229.0452 | 342.0721
7242 | 235.3558 | 351.712 | 235.3558 | 351.712
7243 | 251.6991 | 357.6369 | 251.6991 | 357.6369
7244 | 280.6638 | 357.803 | 280.6638 | 357.803
7245 | 297.7227 | 355.701 | 297.7227 | 355.701
7246 | 313.4231 | 349.0935 | 313.4231 | 349.0935
7247 | 335.0467 | 339.4288 | 335.0467 | 339.4288
7248 | 336.5359 | 317.8652 | 336.5359 | 317.8652
7249 | 315.0751 | 295.0786 | 315.0751 | 295.0786
7250 | 310.9471 | 266.7902 | 310.9471 | 266.7902
7251 | 311.8491 | 230.7609 | 311.8491 | 230.7609
7252 | 313.3142 | 215.4047 | 313.3142 | 215.4047
7253 | 319.9374 | 208.6469 | 319.9374 | 208.6469
7254 | 316.9076 | 202.0436 | 316.9076 | 202.0436
7255 | 306.2252 | 199.0656 | 306.2252 | 199.0656
7256 | 299.9775 | 195.4074 | 299.9775 | 195.4074
7257 | 308.3807 | 194.461 | 308.3807 | 194.461
7258 | 304.0132 | 191.0721 | 304.0132 | 191.0721
7259 | 282.6914 | 194.938 | 282.6914 | 194.938
7260 | 261.0611 | 80.3149 | 261.0611 | 80.3149
7261 | 247.8293 | 87.1289 | 247.8293 | 87.1289
7262 | 241.2064 | 89.8027 | 241.2064 | 89.8027
7263 | 239.586 | 92.1592 | 239.586 | 92.1592
7264 | 235.478 | 101.3588 | 235.478 | 101.3588
7265 | 227.6595 | 120.6972 | 227.6595 | 120.6972
7266 | 235.5266 | 124.1584 | 235.5266 | 124.1584
7267 | 255.7457 | 127.0553 | 255.7457 | 127.0553
7268 | 283.7119 | 126.5172 | 283.7119 | 126.5172
7269 | 301.7492 | 126.7012 | 301.7492 | 126.7012
7270 | 315.6126 | 123.3111 | 315.6126 | 123.3111
7271 | 341.1145 | 118.1427 | 341.1145 | 118.1427
7272 | 340.4042 | 109.0616 | 340.4042 | 109.0616
7273 | 320.7274 | 97.7873 | 320.7274 | 97.7873
7274 | 317.1353 | 89.2856 | 317.1353 | 89.2856
7275 | 316.8027 | 80.7607 | 316.8027 | 80.7607
7276 | 315.6203 | 81.925 | 315.6203 | 81.925
7277 | 317.8611 | 84.119 | 317.8611 | 84.119
7278 | 316.1266 | 82.4211 | 316.1266 | 82.4211
7279 | 302.5491 | 79.8182 | 302.5491 | 79.8182
7280 | 295.8619 | 75.9642 | 295.8619 | 75.9642
7281 | 303.0056 | 73.7989 | 303.0056 | 73.7989
7282 | 299.2059 | 70.269 | 299.2059 | 70.269
7283 | 283.6693 | 69.591 | 283.6693 | 69.591
7284 | 264.9544 | 75.6856 | 264.9544 | 75.6856
7285 | 251.0397 | 81.7993 | 251.0397 | 81.7993
7286 | 242.4056 | 86.7402 | 242.4056 | 86.7402
7287 | 238.6998 | 90.3391 | 238.6998 | 90.3391
7288 | 234.4648 | 100.2786 | 234.4648 | 100.2786
7289 | 229.3352 | 119.3519 | 229.3352 | 119.3519
7290 | 233.9971 | 122.1365 | 233.9971 | 122.1365
7291 | 250.6782 | 124.4044 | 250.6782 | 124.4044
7292 | 273.8409 | 122.9601 | 273.8409 | 122.9601
7293 | 292.0371 | 122.2065 | 292.0371 | 122.2065
7294 | 303.3602 | 119.2951 | 303.3602 | 119.2951
7295 | 324.9435 | 117.6956 | 324.9435 | 117.6956
7296 | 325.9292 | 115.0639 | 325.9292 | 115.0639
7297 | 310.9394 | 111.3548 | 310.9394 | 111.3548
7298 | 305.8189 | 110.9049 | 305.8189 | 110.9049
7299 | 304.6 | 108.2399 | 304.6 | 108.2399
7300 | 303.3387 | 111.1412 | 303.3387 | 111.1412
7301 | 308.5366 | 112.4251 | 308.5366 | 112.4251
7302 | 304.4859 | 107.1465 | 304.4859 | 107.1465
7303 | 293.7057 | 105.2043 | 293.7057 | 105.2043
7304 | 289.3511 | 103.2653 | 289.3511 | 103.2653
7305 | 298.1994 | 102.4097 | 298.1994 | 102.4097
7306 | 294.776 | 98.4445 | 294.776 | 98.4445
7307 | 280.1521 | 94.9612 | 280.1521 | 94.9612
7308 | 262.7913 | 96.197 | 262.7913 | 96.197
7309 | 248.5151 | 98.9357 | 248.5151 | 98.9357
7310 | 242.4666 | 101.6846 | 242.4666 | 101.6846
7311 | 238.1162 | 103.9224 | 238.1162 | 103.9224
7312 | 232.6775 | 113.49 | 232.6775 | 113.49
7313 | 226.8906 | 133.3309 | 226.8906 | 133.3309
7314 | 228.9044 | 137.2155 | 228.9044 | 137.2155
7315 | 241.1994 | 140.2786 | 241.1994 | 140.2786
7316 | 260.3682 | 138.9768 | 260.3682 | 138.9768
7317 | 275.527 | 138.231 | 275.527 | 138.231
7318 | 289.246 | 135.2563 | 289.246 | 135.2563
7319 | 310.2458 | 133.4155 | 310.2458 | 133.4155
7320 | 312.3763 | 129.9726 | 312.3763 | 129.9726
7321 | 300.5946 | 124.0716 | 300.5946 | 124.0716
7322 | 295.2222 | 121.6592 | 295.2222 | 121.6592
7323 | 291.7271 | 116.4223 | 291.7271 | 116.4223
7324 | 293.8563 | 116.4194 | 293.8563 | 116.4194
7325 | 298.9535 | 115.4797 | 298.9535 | 115.4797
7326 | 296.223 | 110.2208 | 296.223 | 110.2208
7327 | 288.038 | 105.1331 | 288.038 | 105.1331
7328 | 285.5796 | 99.0633 | 285.5796 | 99.0633
7329 | 295.2743 | 94.9672 | 295.2743 | 94.9672
7330 | 291.3629 | 89.7794 | 291.3629 | 89.7794
7331 | 275.0415 | 86.5572 | 275.0415 | 86.5572
7332 | 260.0247 | 89.6289 | 260.0247 | 89.6289
7333 | 247.9605 | 95.3074 | 247.9605 | 95.3074
7334 | 240.5849 | 99.7815 | 240.5849 | 99.7815
7335 | 237.6241 | 103.4753 | 237.6241 | 103.4753
7336 | 233.1234 | 114.1745 | 233.1234 | 114.1745
7337 | 226.4682 | 134.3675 | 226.4682 | 134.3675
7338 | 228.7143 | 138.1967 | 228.7143 | 138.1967
7339 | 241.8149 | 141.3152 | 241.8149 | 141.3152
7340 | 262.558 | 140.4605 | 262.558 | 140.4605
7341 | 278.305 | 139.9482 | 278.305 | 139.9482
7342 | 291.8299 | 136.2415 | 291.8299 | 136.2415
7343 | 314.5451 | 132.6717 | 314.5451 | 132.6717
7344 | 313.2883 | 126.8113 | 313.2883 | 126.8113
7345 | 299.5784 | 117.729 | 299.5784 | 117.729
7346 | 296.9152 | 110.7664 | 296.9152 | 110.7664
7347 | 295.4095 | 101.9329 | 295.4095 | 101.9329
7348 | 299.6149 | 98.6064 | 299.6149 | 98.6064
7349 | 304.4819 | 95.625 | 304.4819 | 95.625
7350 | 296.9303 | 89.9349 | 296.9303 | 89.9349
7351 | 287.7849 | 85.6583 | 287.7849 | 85.6583
7352 | 284.3785 | 81.6697 | 284.3785 | 81.6697
7353 | 294.0073 | 80.0703 | 294.0073 | 80.0703
7354 | 292.436 | 77.3633 | 292.436 | 77.3633
7355 | 274.8251 | 75.7911 | 274.8251 | 75.7911
7356 | 258.552 | 77.9092 | 258.552 | 77.9092
7357 | 245.564 | 80.7943 | 245.564 | 80.7943
7358 | 238.7387 | 83.9507 | 238.7387 | 83.9507
7359 | 235.0177 | 86.1965 | 235.0177 | 86.1965
7360 | 230.3905 | 95.3288 | 230.3905 | 95.3288
7361 | 224.5537 | 114.3823 | 224.5537 | 114.3823
7362 | 229.9141 | 117.8633 | 229.9141 | 117.8633
7363 | 246.5778 | 120.8275 | 246.5778 | 120.8275
7364 | 273.4729 | 119.7196 | 273.4729 | 119.7196
7365 | 287.7221 | 119.4684 | 287.7221 | 119.4684
7366 | 304.7314 | 117.1584 | 304.7314 | 117.1584
7367 | 331.1397 | 115.3058 | 331.1397 | 115.3058
7368 | 328.2295 | 112.405 | 328.2295 | 112.405
7369 | 310.4171 | 108.6484 | 310.4171 | 108.6484
7370 | 306.8655 | 108.7208 | 306.8655 | 108.7208
7371 | 306.3091 | 107.3655 | 306.3091 | 107.3655
7372 | 310.3468 | 111.1174 | 310.3468 | 111.1174
7373 | 313.2496 | 114.6052 | 313.2496 | 114.6052
7374 | 309.7766 | 113.4257 | 309.7766 | 113.4257
7375 | 298.161 | 112.263 | 298.161 | 112.263
7376 | 293.7375 | 109.2281 | 293.7375 | 109.2281
7377 | 302.5276 | 107.3595 | 302.5276 | 107.3595
7378 | 299.4285 | 102.3181 | 299.4285 | 102.3181
7379 | 277.314 | 97.4065 | 277.314 | 97.4065
7380 | 261.7972 | 96.6125 | 261.7972 | 96.6125
7381 | 247.3502 | 97.1789 | 247.3502 | 97.1789
7382 | 240.208 | 97.6448 | 240.208 | 97.6448
7383 | 237.5175 | 97.5719 | 237.5175 | 97.5719
7384 | 232.9312 | 104.8921 | 232.9312 | 104.8921
7385 | 226.6632 | 122.8694 | 226.6632 | 122.8694
7386 | 234.0937 | 125.4522 | 234.0937 | 125.4522
7387 | 252.8612 | 127.8309 | 252.8612 | 127.8309
7388 | 284.5824 | 126.3589 | 284.5824 | 126.3589
7389 | 304.2404 | 126.0959 | 304.2404 | 126.0959
7390 | 313.6807 | 124.0391 | 313.6807 | 124.0391
7391 | 339.0758 | 122.7958 | 339.0758 | 122.7958
7392 | 334.0709 | 119.9227 | 334.0709 | 119.9227
7393 | 315.9877 | 115.6003 | 315.9877 | 115.6003
7394 | 312.1809 | 114.6875 | 312.1809 | 114.6875
7395 | 314.1834 | 111.3459 | 314.1834 | 111.3459
7396 | 315.5755 | 112.3084 | 315.5755 | 112.3084
7397 | 322.5627 | 113.3668 | 322.5627 | 113.3668
7398 | 317.1126 | 109.7777 | 317.1126 | 109.7777
7399 | 301.0731 | 106.0985 | 301.0731 | 106.0985
7400 | 297.7497 | 100.919 | 297.7497 | 100.919
7401 | 303.8171 | 97.8239 | 303.8171 | 97.8239
7402 | 298.7446 | 92.8142 | 298.7446 | 92.8142
7403 | 277.4835 | 89.0777 | 277.4835 | 89.0777
7404 | 262.0539 | 90.3807 | 262.0539 | 90.3807
7405 | 250.8806 | 93.2262 | 250.8806 | 93.2262
7406 | 243.8667 | 95.4924 | 243.8667 | 95.4924
7407 | 238.4539 | 96.9389 | 238.4539 | 96.9389
7408 | 233.4933 | 105.7586 | 233.4933 | 105.7586
7409 | 227.6785 | 124.7726 | 227.6785 | 124.7726
7410 | 236.1129 | 127.9608 | 236.1129 | 127.9608
7411 | 254.6234 | 130.7628 | 254.6234 | 130.7628
7412 | 285.8898 | 129.5005 | 285.8898 | 129.5005
7413 | 305.9469 | 128.7785 | 305.9469 | 128.7785
7414 | 320.6034 | 125.606 | 320.6034 | 125.606
7415 | 343.4518 | 123.4288 | 343.4518 | 123.4288
7416 | 340.6601 | 119.7011 | 340.6601 | 119.7011
7417 | 318.8715 | 114.0097 | 318.8715 | 114.0097
7418 | 316.8039 | 111.5459 | 316.8039 | 111.5459
7419 | 315.0064 | 107.5672 | 315.0064 | 107.5672
7420 | 315.0665 | 108.0352 | 315.0665 | 108.0352
7421 | 320.6388 | 107.4713 | 320.6388 | 107.4713
7422 | 317.2135 | 102.7941 | 317.2135 | 102.7941
7423 | 301.5086 | 98.925 | 301.5086 | 98.925
7424 | 295.5892 | 93.1046 | 295.5892 | 93.1046
7425 | 302.1485 | 89.2142 | 302.1485 | 89.2142
7426 | 299.1268 | 82.7761 | 299.1268 | 82.7761
7427 | 280.0217 | 77.0652 | 280.0217 | 77.0652
7428 | 260.162 | 78.9696 | 260.162 | 78.9696
7429 | 248.3172 | 88.1062 | 248.3172 | 88.1062
7430 | 243.1869 | 93.1026 | 243.1869 | 93.1026
7431 | 238.8303 | 95.2652 | 238.8303 | 95.2652
7432 | 233.852 | 103.8436 | 233.852 | 103.8436
7433 | 229.4704 | 122.7745 | 229.4704 | 122.7745
7434 | 237.3891 | 126.5364 | 237.3891 | 126.5364
7435 | 255.3589 | 130.3275 | 255.3589 | 130.3275
7436 | 285.2409 | 130.2285 | 285.2409 | 130.2285
7437 | 305.5156 | 130.4561 | 305.5156 | 130.4561
7438 | 320.3932 | 125.4794 | 320.3932 | 125.4794
7439 | 339.6717 | 113.7468 | 339.6717 | 113.7468
7440 | 333.7759 | 103.9258 | 333.7759 | 103.9258
7441 | 312.4979 | 94.2461 | 312.4979 | 94.2461
7442 | 311.0461 | 86.14 | 311.0461 | 86.14
7443 | 314.0834 | 79.1978 | 314.0834 | 79.1978
7444 | 314.7502 | 81.1178 | 314.7502 | 81.1178
7445 | 315.5266 | 82.6194 | 315.5266 | 82.6194
7446 | 316.5079 | 79.8216 | 316.5079 | 79.8216
7447 | 300.0256 | 78.1722 | 300.0256 | 78.1722
7448 | 294.1658 | 74.8603 | 294.1658 | 74.8603
7449 | 300.01 | 72.786 | 300.01 | 72.786
7450 | 296.9355 | 68.2194 | 296.9355 | 68.2194
7451 | 280.4977 | 64.0951 | 280.4977 | 64.0951
7452 | 262.8275 | 64.3457 | 262.8275 | 64.3457
7453 | 250.5457 | 66.3365 | 250.5457 | 66.3365
7454 | 243.8316 | 68.6225 | 243.8316 | 68.6225
7455 | 239.4564 | 70.3737 | 239.4564 | 70.3737
7456 | 232.792 | 79.1538 | 232.792 | 79.1538
7457 | 228.8204 | 98.2905 | 228.8204 | 98.2905
7458 | 232.6093 | 101.6251 | 232.6093 | 101.6251
7459 | 248.1726 | 103.4814 | 248.1726 | 103.4814
7460 | 272.3885 | 103.0184 | 272.3885 | 103.0184
7461 | 291.9338 | 103.1787 | 291.9338 | 103.1787
7462 | 307.5104 | 100.7817 | 307.5104 | 100.7817
7463 | 329.334 | 97.6471 | 329.334 | 97.6471
7464 | 326.3692 | 92.6848 | 326.3692 | 92.6848
7465 | 308.9293 | 86.0122 | 308.9293 | 86.0122
7466 | 306.4593 | 82.5948 | 306.4593 | 82.5948
7467 | 307.196 | 77.5676 | 307.196 | 77.5676
7468 | 308.2022 | 78.6212 | 308.2022 | 78.6212
7469 | 311.35 | 79.3709 | 311.35 | 79.3709
7470 | 306.5897 | 76.7037 | 306.5897 | 76.7037
7471 | 294.4962 | 74.7615 | 294.4962 | 74.7615
7472 | 287.2044 | 70.9234 | 287.2044 | 70.9234
7473 | 293.4003 | 70.321 | 293.4003 | 70.321
7474 | 296.6911 | 67.8435 | 296.6911 | 67.8435
7475 | 282.5385 | 66.8925 | 282.5385 | 66.8925
7476 | 265.7808 | 70.9732 | 265.7808 | 70.9732
7477 | 251.5523 | 75.8801 | 251.5523 | 75.8801
7478 | 244.2788 | 79.3452 | 244.2788 | 79.3452
7479 | 239.0478 | 81.7531 | 239.0478 | 81.7531
7480 | 231.5622 | 91.5383 | 231.5622 | 91.5383
7481 | 226.1167 | 111.3594 | 226.1167 | 111.3594
7482 | 229.992 | 115.1213 | 229.992 | 115.1213
7483 | 242.4722 | 118.0737 | 242.4722 | 118.0737
7484 | 262.1548 | 116.9855 | 262.1548 | 116.9855
7485 | 279.0321 | 116.9638 | 279.0321 | 116.9638
7486 | 292.9911 | 113.7399 | 292.9911 | 113.7399
7487 | 313.8922 | 110.0988 | 313.8922 | 110.0988
7488 | 313.722 | 104.3689 | 313.722 | 104.3689
7489 | 302.5511 | 97.7794 | 302.5511 | 97.7794
7490 | 299.8435 | 94.8764 | 299.8435 | 94.8764
7491 | 300.2365 | 89.4694 | 300.2365 | 89.4694
7492 | 302.6922 | 89.6682 | 302.6922 | 89.6682
7493 | 305.849 | 89.6188 | 305.849 | 89.6188
7494 | 302.4572 | 85.8832 | 302.4572 | 85.8832
7495 | 292.5897 | 82.5087 | 292.5897 | 82.5087
7496 | 288.4173 | 77.4519 | 288.4173 | 77.4519
7497 | 293.2823 | 73.7079 | 293.2823 | 73.7079
7498 | 295.5062 | 67.6734 | 295.5062 | 67.6734
7499 | 282.0252 | 63.6639 | 282.0252 | 63.6639
7500 | 264.5695 | 68.9276 | 264.5695 | 68.9276
7501 | 252.263 | 80.636 | 252.263 | 80.636
7502 | 245.8083 | 83.8795 | 245.8083 | 83.8795
7503 | 243.0556 | 83.5415 | 243.0556 | 83.5415
7504 | 232.5388 | 90.3631 | 232.5388 | 90.3631
7505 | 228.0417 | 107.5887 | 228.0417 | 107.5887
7506 | 232.3797 | 111.501 | 232.3797 | 111.501
7507 | 244.0535 | 115.5889 | 244.0535 | 115.5889
7508 | 264.3094 | 115.2604 | 264.3094 | 115.2604
7509 | 279.9902 | 112.4572 | 279.9902 | 112.4572
7510 | 294.2309 | 103.041 | 294.2309 | 103.041
7511 | 316.7243 | 94.7706 | 316.7243 | 94.7706
7512 | 316.4971 | 84.5895 | 316.4971 | 84.5895
7513 | 303.0723 | 69.9639 | 303.0723 | 69.9639
7514 | 299.8728 | 61.0349 | 299.8728 | 61.0349
7515 | 296.4214 | 54.4329 | 296.4214 | 54.4329
7516 | 297.4486 | 55.981 | 297.4486 | 55.981
7517 | 301.9418 | 60.4263 | 301.9418 | 60.4263
7518 | 295.9088 | 62.7129 | 295.9088 | 62.7129
7519 | 282.9209 | 65.7086 | 282.9209 | 65.7086
7520 | 280.5324 | 66.0487 | 280.5324 | 66.0487
7521 | 286.6964 | 65.9211 | 286.6964 | 65.9211
7522 | 290.1213 | 63.9897 | 290.1213 | 63.9897
7523 | 277.9605 | 63.9369 | 277.9605 | 63.9369
7524 | 260.6035 | 69.0898 | 260.6035 | 69.0898
7525 | 248.3814 | 75.9513 | 248.3814 | 75.9513
7526 | 241.3096 | 80.7537 | 241.3096 | 80.7537
7527 | 235.554 | 83.6721 | 235.554 | 83.6721
7528 | 227.7912 | 92.9943 | 227.7912 | 92.9943
7529 | 223.258 | 112.3525 | 223.258 | 112.3525
7530 | 229.5864 | 115.6397 | 229.5864 | 115.6397
7531 | 246.3875 | 118.2478 | 246.3875 | 118.2478
7532 | 268.698 | 116.7244 | 268.698 | 116.7244
7533 | 286.0384 | 115.7135 | 286.0384 | 115.7135
7534 | 300.2276 | 111.8248 | 300.2276 | 111.8248
7535 | 322.1233 | 108.5913 | 322.1233 | 108.5913
7536 | 317.7251 | 102.8298 | 317.7251 | 102.8298
7537 | 300.8152 | 95.7457 | 300.8152 | 95.7457
7538 | 302.4763 | 92.3599 | 302.4763 | 92.3599
7539 | 303.0794 | 86.9331 | 303.0794 | 86.9331
7540 | 301.229 | 88.323 | 301.229 | 88.323
7541 | 305.6341 | 89.144 | 305.6341 | 89.144
7542 | 301.9841 | 86.0771 | 301.9841 | 86.0771
7543 | 288.1443 | 82.5048 | 288.1443 | 82.5048
7544 | 283.8259 | 76.1225 | 283.8259 | 76.1225
7545 | 287.6597 | 72.2993 | 287.6597 | 72.2993
7546 | 291.1086 | 66.8544 | 291.1086 | 66.8544
7547 | 276.4711 | 63.1218 | 276.4711 | 63.1218
7548 | 257.728 | 65.1014 | 257.728 | 65.1014
7549 | 244.9931 | 71.3101 | 244.9931 | 71.3101
7550 | 237.6835 | 75.891 | 237.6835 | 75.891
7551 | 234.7525 | 78.7658 | 234.7525 | 78.7658
7552 | 224.8193 | 88.9823 | 224.8193 | 88.9823
7553 | 223.0066 | 109.8994 | 223.0066 | 109.8994
7554 | 229.1413 | 112.3596 | 229.1413 | 112.3596
7555 | 249.8178 | 113.5037 | 249.8178 | 113.5037
7556 | 279.1412 | 111.5609 | 279.1412 | 111.5609
7557 | 300.4132 | 110.0317 | 300.4132 | 110.0317
7558 | 316.3455 | 104.4852 | 316.3455 | 104.4852
7559 | 339.0211 | 98.0071 | 339.0211 | 98.0071
7560 | 333.2227 | 87.7825 | 333.2227 | 87.7825
7561 | 313.2805 | 75.3213 | 313.2805 | 75.3213
7562 | 310.0815 | 67.1915 | 310.0815 | 67.1915
7563 | 312.9168 | 57.986 | 312.9168 | 57.986
7564 | 313.6625 | 53.2074 | 313.6625 | 53.2074
7565 | 318.8829 | 48.762 | 318.8829 | 48.762
7566 | 312.6526 | 42.6011 | 312.6526 | 42.6011
7567 | 296.0195 | 37.8496 | 296.0195 | 37.8496
7568 | 289.7589 | 32.5237 | 289.7589 | 32.5237
7569 | 295.2476 | 29.2268 | 295.2476 | 29.2268
7570 | 294.9678 | 24.2052 | 294.9678 | 24.2052
7571 | 278.9436 | 22.815 | 278.9436 | 22.815
7572 | 258.7902 | 32.075 | 258.7902 | 32.075
7573 | 246.149 | 41.6824 | 246.149 | 41.6824
7574 | 240.7677 | 42.1167 | 240.7677 | 42.1167
7575 | 234.8924 | 43.6383 | 234.8924 | 43.6383
7576 | 227.1318 | 52.9368 | 227.1318 | 52.9368
7577 | 222.7858 | 72.5087 | 222.7858 | 72.5087
7578 | 231.7023 | 77.3864 | 231.7023 | 77.3864
7579 | 250.4806 | 80.9283 | 250.4806 | 80.9283
7580 | 279.3139 | 81.2527 | 279.3139 | 81.2527
7581 | 299.4571 | 81.1637 | 299.4571 | 81.1637
7582 | 314.1414 | 78.462 | 314.1414 | 78.462
7583 | 334.8747 | 76.3087 | 334.8747 | 76.3087
7584 | 332.5305 | 73.2931 | 332.5305 | 73.2931
7585 | 309.8857 | 71.6613 | 309.8857 | 71.6613
7586 | 308.9501 | 76.007 | 308.9501 | 76.007
7587 | 310.5896 | 73.8563 | 310.5896 | 73.8563
7588 | 311.8192 | 75.6655 | 311.8192 | 75.6655
7589 | 318.0058 | 77.903 | 318.0058 | 77.903
7590 | 315.1093 | 77.5505 | 315.1093 | 77.5505
7591 | 298.8551 | 78.4057 | 298.8551 | 78.4057
7592 | 291.2754 | 76.7793 | 291.2754 | 76.7793
7593 | 296.4861 | 74.0244 | 296.4861 | 74.0244
7594 | 296.8939 | 66.9968 | 296.8939 | 66.9968
7595 | 280.0143 | 62.461 | 280.0143 | 62.461
7596 | 263.856 | 65.2795 | 263.856 | 65.2795
7597 | 248.3392 | 72.1489 | 248.3392 | 72.1489
7598 | 243.4399 | 79.8674 | 243.4399 | 79.8674
7599 | 238.2906 | 84.8195 | 238.2906 | 84.8195
7600 | 230.1851 | 95.4277 | 230.1851 | 95.4277
7601 | 225.8798 | 114.6197 | 225.8798 | 114.6197
7602 | 233.5629 | 117.6813 | 233.5629 | 117.6813
7603 | 252.0609 | 119.597 | 252.0609 | 119.597
7604 | 278.5942 | 117.1715 | 278.5942 | 117.1715
7605 | 301.8034 | 113.6323 | 301.8034 | 113.6323
7606 | 316.1882 | 105.8146 | 316.1882 | 105.8146
7607 | 337.5351 | 98.7826 | 337.5351 | 98.7826
7608 | 332.4883 | 89.2781 | 332.4883 | 89.2781
7609 | 312.6722 | 81.6124 | 312.6722 | 81.6124
7610 | 306.8651 | 79.5284 | 306.8651 | 79.5284
7611 | 309.5545 | 75.4152 | 309.5545 | 75.4152
7612 | 309.6788 | 77.5133 | 309.6788 | 77.5133
7613 | 311.3428 | 78.4451 | 311.3428 | 78.4451
7614 | 307.6131 | 74.7056 | 307.6131 | 74.7056
7615 | 293.7036 | 70.6862 | 293.7036 | 70.6862
7616 | 284.8535 | 65.7876 | 284.8535 | 65.7876
7617 | 287.6547 | 61.458 | 287.6547 | 61.458
7618 | 291.2974 | 53.5005 | 291.2974 | 53.5005
7619 | 277.6388 | 46.9469 | 277.6388 | 46.9469
7620 | 261.8796 | 49.1797 | 261.8796 | 49.1797
7621 | 248.8034 | 62.5856 | 248.8034 | 62.5856
7622 | 239.6013 | 66.7273 | 239.6013 | 66.7273
7623 | 237.2889 | 64.5059 | 237.2889 | 64.5059
7624 | 227.3906 | 73.0091 | 227.3906 | 73.0091
7625 | 224.5091 | 92.5018 | 224.5091 | 92.5018
7626 | 231.0367 | 95.2192 | 231.0367 | 95.2192
7627 | 246.0043 | 97.2021 | 246.0043 | 97.2021
7628 | 268.6389 | 94.5867 | 268.6389 | 94.5867
7629 | 287.2855 | 93.9438 | 287.2855 | 93.9438
7630 | 301.8145 | 89.5566 | 301.8145 | 89.5566
7631 | 320.8318 | 86.4259 | 320.8318 | 86.4259
7632 | 320.7408 | 82.7496 | 320.7408 | 82.7496
7633 | 304.8631 | 78.0791 | 304.8631 | 78.0791
7634 | 299.0589 | 77.1584 | 299.0589 | 77.1584
7635 | 298.5042 | 75.3163 | 298.5042 | 75.3163
7636 | 299.4302 | 80.4136 | 299.4302 | 80.4136
7637 | 300.7292 | 85.1556 | 300.7292 | 85.1556
7638 | 295.9648 | 85.3491 | 295.9648 | 85.3491
7639 | 284.7794 | 86.1528 | 284.7794 | 86.1528
7640 | 277.8902 | 83.9528 | 277.8902 | 83.9528
7641 | 283.4349 | 81.1386 | 283.4349 | 81.1386
7642 | 286.1641 | 74.0714 | 286.1641 | 74.0714
7643 | 272.5499 | 68.3486 | 272.5499 | 68.3486
7644 | 257.3115 | 69.4538 | 257.3115 | 69.4538
7645 | 242.9999 | 77.0354 | 242.9999 | 77.0354
7646 | 235.2092 | 79.9268 | 235.2092 | 79.9268
7647 | 230.8062 | 79.7669 | 230.8062 | 79.7669
7648 | 221.7552 | 87.6805 | 221.7552 | 87.6805
7649 | 218.1083 | 107.5333 | 218.1083 | 107.5333
7650 | 222.1433 | 111.6909 | 222.1433 | 111.6909
7651 | 234.6187 | 115.5256 | 234.6187 | 115.5256
7652 | 252.2916 | 114.9201 | 252.2916 | 114.9201
7653 | 269.3056 | 114.4909 | 269.3056 | 114.4909
7654 | 284.0764 | 106.4437 | 284.0764 | 106.4437
7655 | 304.0975 | 99.0596 | 304.0975 | 99.0596
7656 | 305.0354 | 91.4227 | 305.0354 | 91.4227
7657 | 292.0096 | 84.6551 | 292.0096 | 84.6551
7658 | 290.5797 | 82.5513 | 290.5797 | 82.5513
7659 | 289.1755 | 79.4589 | 289.1755 | 79.4589
7660 | 291.94 | 83.3296 | 291.94 | 83.3296
7661 | 292.0789 | 86.311 | 292.0789 | 86.311
7662 | 286.6255 | 84.4707 | 286.6255 | 84.4707
7663 | 279.7301 | 82.5087 | 279.7301 | 82.5087
7664 | 275.105 | 78.1918 | 275.105 | 78.1918
7665 | 277.0812 | 75.2035 | 277.0812 | 75.2035
7666 | 281.0783 | 69.5132 | 281.0783 | 69.5132
7667 | 270.537 | 65.1476 | 270.537 | 65.1476
7668 | 256.996 | 67.1391 | 256.996 | 67.1391
7669 | 244.8773 | 74.9898 | 244.8773 | 74.9898
7670 | 236.1954 | 79.4916 | 236.1954 | 79.4916
7671 | 232.0523 | 81.9945 | 232.0523 | 81.9945
7672 | 222.815 | 92.3059 | 222.815 | 92.3059
7673 | 217.8351 | 112.9817 | 217.8351 | 112.9817
7674 | 221.5721 | 118.0414 | 221.5721 | 118.0414
7675 | 229.8973 | 121.789 | 229.8973 | 121.789
7676 | 245.3788 | 120.7562 | 245.3788 | 120.7562
7677 | 261.7864 | 119.8839 | 261.7864 | 119.8839
7678 | 279.4222 | 115.8725 | 279.4222 | 115.8725
7679 | 299.2586 | 111.6142 | 299.2586 | 111.6142
7680 | 300.9929 | 103.9653 | 300.9929 | 103.9653
7681 | 291.8846 | 93.2846 | 291.8846 | 93.2846
7682 | 288.8494 | 88.522 | 288.8494 | 88.522
7683 | 285.8831 | 82.4265 | 285.8831 | 82.4265
7684 | 287.3717 | 82.471 | 287.3717 | 82.471
7685 | 292.7961 | 83.4542 | 292.7961 | 83.4542
7686 | 286.5063 | 80.3993 | 286.5063 | 80.3993
7687 | 277.919 | 77.915 | 277.919 | 77.915
7688 | 273.3559 | 74.4488 | 273.3559 | 74.4488
7689 | 278.4169 | 72.9205 | 278.4169 | 72.9205
7690 | 282.1756 | 68.623 | 282.1756 | 68.623
7691 | 270.7649 | 65.2663 | 270.7649 | 65.2663
7692 | 253.9983 | 66.5338 | 253.9983 | 66.5338
7693 | 241.5411 | 71.1558 | 241.5411 | 71.1558
7694 | 234.5913 | 76.1086 | 234.5913 | 76.1086
7695 | 228.6458 | 79.296 | 228.6458 | 79.296
7696 | 219.8979 | 88.2344 | 219.8979 | 88.2344
7697 | 217.8638 | 106.9319 | 217.8638 | 106.9319
7698 | 222.1098 | 109.6374 | 222.1098 | 109.6374
7699 | 234.0909 | 111.925 | 234.0909 | 111.925
7700 | 255.0687 | 110.1721 | 255.0687 | 110.1721
7701 | 269.2183 | 108.6865 | 269.2183 | 108.6865
7702 | 286.3667 | 104.2953 | 286.3667 | 104.2953
7703 | 308.1994 | 100.6818 | 308.1994 | 100.6818
7704 | 308.072 | 95.407 | 308.072 | 95.407
7705 | 293.7712 | 88.9521 | 293.7712 | 88.9521
7706 | 288.8472 | 86.144 | 288.8472 | 86.144
7707 | 294.3025 | 80.8715 | 294.3025 | 80.8715
7708 | 295.0645 | 81.102 | 295.0645 | 81.102
7709 | 298.3766 | 81.3335 | 298.3766 | 81.3335
7710 | 292.4053 | 77.2181 | 292.4053 | 77.2181
7711 | 282.2854 | 73.3253 | 282.2854 | 73.3253
7712 | 277.6356 | 68.4821 | 277.6356 | 68.4821
7713 | 279.3892 | 66.1586 | 279.3892 | 66.1586
7714 | 285.2879 | 62.1024 | 285.2879 | 62.1024
7715 | 272.2657 | 59.9723 | 272.2657 | 59.9723
7716 | 255.3549 | 63.1587 | 255.3549 | 63.1587
7717 | 241.4651 | 68.1289 | 241.4651 | 68.1289
7718 | 234.9245 | 71.8037 | 234.9245 | 71.8037
7719 | 227.7842 | 73.5905 | 227.7842 | 73.5905
7720 | 219.4826 | 82.2678 | 219.4826 | 82.2678
7721 | 217.4445 | 101.0641 | 217.4445 | 101.0641
7722 | 221.8691 | 104.4224 | 221.8691 | 104.4224
7723 | 239.4254 | 107.3787 | 239.4254 | 107.3787
7724 | 266.5227 | 106.3657 | 266.5227 | 106.3657
7725 | 283.9858 | 105.6279 | 283.9858 | 105.6279
7726 | 300.9813 | 102.0518 | 300.9813 | 102.0518
7727 | 325.4647 | 99.5186 | 325.4647 | 99.5186
7728 | 322.8313 | 95.2686 | 322.8313 | 95.2686
7729 | 304.7695 | 89.5456 | 304.7695 | 89.5456
7730 | 301.0427 | 87.3468 | 301.0427 | 87.3468
7731 | 303.0697 | 83.3405 | 303.0697 | 83.3405
7732 | 305.7458 | 84.9004 | 305.7458 | 84.9004
7733 | 308.2461 | 85.6581 | 308.2461 | 85.6581
7734 | 305.0207 | 81.5823 | 305.0207 | 81.5823
7735 | 289.7313 | 78.01 | 289.7313 | 78.01
7736 | 285.1698 | 74.5556 | 285.1698 | 74.5556
7737 | 286.6834 | 73.2727 | 286.6834 | 73.2727
7738 | 287.9238 | 68.7694 | 287.9238 | 68.7694
7739 | 272.2385 | 65.0804 | 272.2385 | 65.0804
7740 | 254.8783 | 67.337 | 254.8783 | 67.337
7741 | 240.501 | 73.7632 | 240.501 | 73.7632
7742 | 234.2545 | 80.8645 | 234.2545 | 80.8645
7743 | 228.5959 | 84.7206 | 228.5959 | 84.7206
7744 | 220.7922 | 94.6284 | 220.7922 | 94.6284
7745 | 217.4095 | 113.3496 | 217.4095 | 113.3496
7746 | 224.5982 | 116.613 | 224.5982 | 116.613
7747 | 242.8785 | 119.7078 | 242.8785 | 119.7078
7748 | 275.3004 | 118.129 | 275.3004 | 118.129
7749 | 296.2144 | 116.7067 | 296.2144 | 116.7067
7750 | 312.3022 | 111.9514 | 312.3022 | 111.9514
7751 | 337.5259 | 106.9967 | 337.5259 | 106.9967
7752 | 333.679 | 99.1698 | 333.679 | 99.1698
7753 | 313.1817 | 88.6395 | 313.1817 | 88.6395
7754 | 306.1528 | 80.1733 | 306.1528 | 80.1733
7755 | 307.1721 | 68.4831 | 307.1721 | 68.4831
7756 | 309.7261 | 63.8113 | 309.7261 | 63.8113
7757 | 310.7704 | 59.4253 | 310.7704 | 59.4253
7758 | 305.591 | 51.8439 | 305.591 | 51.8439
7759 | 289.9189 | 45.3871 | 289.9189 | 45.3871
7760 | 280.0183 | 38.1937 | 280.0183 | 38.1937
7761 | 284.1071 | 33.4803 | 284.1071 | 33.4803
7762 | 286.853 | 26.7415 | 286.853 | 26.7415
7763 | 271.7109 | 23.3729 | 271.7109 | 23.3729
7764 | 253.5316 | 31.2243 | 253.5316 | 31.2243
7765 | 239.9728 | 42.2917 | 239.9728 | 42.2917
7766 | 233.3279 | 47.292 | 233.3279 | 47.292
7767 | 227.7302 | 49.5575 | 227.7302 | 49.5575
7768 | 219.9421 | 60.4071 | 219.9421 | 60.4071
7769 | 217.0629 | 81.8267 | 217.0629 | 81.8267
7770 | 222.9324 | 89.3554 | 222.9324 | 89.3554
7771 | 241.0738 | 97.5108 | 241.0738 | 97.5108
7772 | 271.0065 | 101.9976 | 271.0065 | 101.9976
7773 | 295.6167 | 104.8049 | 295.6167 | 104.8049
7774 | 312.0084 | 99.1595 | 312.0084 | 99.1595
7775 | 334.2694 | 95.0475 | 334.2694 | 95.0475
7776 | 332.0409 | 88.5897 | 332.0409 | 88.5897
7777 | 311.8989 | 80.9714 | 311.8989 | 80.9714
7778 | 309.2854 | 78.1317 | 309.2854 | 78.1317
7779 | 307.9254 | 74.6239 | 307.9254 | 74.6239
7780 | 305.12 | 77.0979 | 305.12 | 77.0979
7781 | 308.6718 | 80.2335 | 308.6718 | 80.2335
7782 | 305.9867 | 80.2727 | 305.9867 | 80.2727
7783 | 288.8481 | 79.9527 | 288.8481 | 79.9527
7784 | 278.5967 | 78.5004 | 278.5967 | 78.5004
7785 | 278.4553 | 78.5984 | 278.4553 | 78.5984
7786 | 280.9768 | 76.5799 | 280.9768 | 76.5799
7787 | 270.2701 | 75.9335 | 270.2701 | 75.9335
7788 | 253.6377 | 79.8994 | 253.6377 | 79.8994
7789 | 239.5109 | 84.6204 | 239.5109 | 84.6204
7790 | 232.6046 | 88.3071 | 232.6046 | 88.3071
7791 | 226.5723 | 90.5251 | 226.5723 | 90.5251
7792 | 217.279 | 99.784 | 217.279 | 99.784
7793 | 214.5903 | 119.3836 | 214.5903 | 119.3836
7794 | 220.0076 | 123.1534 | 220.0076 | 123.1534
7795 | 234.4492 | 126.5528 | 234.4492 | 126.5528
7796 | 260.3454 | 126.2402 | 260.3454 | 126.2402
7797 | 279.752 | 127.2987 | 279.752 | 127.2987
7798 | 297.1399 | 124.328 | 297.1399 | 124.328
7799 | 318.8247 | 121.0271 | 318.8247 | 121.0271
7800 | 317.6158 | 115.0045 | 317.6158 | 115.0045
7801 | 304.3716 | 107.5801 | 304.3716 | 107.5801
7802 | 300.7619 | 103.6602 | 300.7619 | 103.6602
7803 | 300.3319 | 98.2611 | 300.3319 | 98.2611
7804 | 301.178 | 99.0456 | 301.178 | 99.0456
7805 | 302.7968 | 100.1 | 302.7968 | 100.1
7806 | 297.464 | 97.144 | 297.464 | 97.144
7807 | 285.0858 | 94.3194 | 285.0858 | 94.3194
7808 | 276.8831 | 89.8799 | 276.8831 | 89.8799
7809 | 277.1849 | 86.4682 | 277.1849 | 86.4682
7810 | 280.5005 | 80.4139 | 280.5005 | 80.4139
7811 | 269.972 | 76.2896 | 269.972 | 76.2896
7812 | 255.1269 | 78.2693 | 255.1269 | 78.2693
7813 | 242.399 | 85.6808 | 242.399 | 85.6808
7814 | 234.2048 | 93.4468 | 234.2048 | 93.4468
7815 | 227.4569 | 96.1792 | 227.4569 | 96.1792
7816 | 218.7368 | 105.2759 | 218.7368 | 105.2759
7817 | 215.6625 | 124.4363 | 215.6625 | 124.4363
7818 | 218.9839 | 127.5176 | 218.9839 | 127.5176
7819 | 230.2409 | 127.9258 | 230.2409 | 127.9258
7820 | 249.6221 | 123.7554 | 249.6221 | 123.7554
7821 | 269.2306 | 121.3795 | 269.2306 | 121.3795
7822 | 286.284 | 116.1614 | 286.284 | 116.1614
7823 | 307.2965 | 109.9286 | 307.2965 | 109.9286
7824 | 309.2821 | 102.4776 | 309.2821 | 102.4776
7825 | 295.5664 | 92.881 | 295.5664 | 92.881
7826 | 294.3696 | 86.9037 | 294.3696 | 86.9037
7827 | 293.7673 | 79.1622 | 293.7673 | 79.1622
7828 | 296.0213 | 76.3065 | 296.0213 | 76.3065
7829 | 296.5056 | 74.1481 | 296.5056 | 74.1481
7830 | 290.9897 | 70.4245 | 290.9897 | 70.4245
7831 | 278.5635 | 68.1895 | 278.5635 | 68.1895
7832 | 273.884 | 62.6262 | 273.884 | 62.6262
7833 | 275.5237 | 56.5992 | 275.5237 | 56.5992
7834 | 279.1033 | 48.436 | 279.1033 | 48.436
7835 | 268.5148 | 44.193 | 268.5148 | 44.193
7836 | 252.9876 | 47.4309 | 252.9876 | 47.4309
7837 | 239.9518 | 51.9738 | 239.9518 | 51.9738
7838 | 232.1865 | 55.9255 | 232.1865 | 55.9255
7839 | 225.532 | 59.018 | 225.532 | 59.018
7840 | 218.4805 | 69.2384 | 218.4805 | 69.2384
7841 | 215.2354 | 90.5037 | 215.2354 | 90.5037
7842 | 219.1146 | 97.2688 | 219.1146 | 97.2688
7843 | 231.0935 | 103.058 | 231.0935 | 103.058
7844 | 251.6497 | 104.2331 | 251.6497 | 104.2331
7845 | 268.7685 | 105.7308 | 268.7685 | 105.7308
7846 | 284.4974 | 103.6859 | 284.4974 | 103.6859
7847 | 306.6119 | 102.1498 | 306.6119 | 102.1498
7848 | 306.7135 | 97.9749 | 306.7135 | 97.9749
7849 | 294.5071 | 90.9225 | 294.5071 | 90.9225
7850 | 290.3485 | 86.9037 | 290.3485 | 86.9037
7851 | 291.0566 | 80.7844 | 291.0566 | 80.7844
7852 | 295.2428 | 82.0358 | 295.2428 | 82.0358
7853 | 297.8153 | 84.6056 | 297.8153 | 84.6056
7854 | 291.9241 | 83.624 | 291.9241 | 83.624
7855 | 284.2096 | 82.485 | 284.2096 | 82.485
7856 | 276.1967 | 79.5173 | 276.1967 | 79.5173
7857 | 276.7657 | 77.534 | 276.7657 | 77.534
7858 | 281.4415 | 72.4095 | 281.4415 | 72.4095
7859 | 269.2182 | 68.9263 | 269.2182 | 68.9263
7860 | 253.3402 | 71.3411 | 253.3402 | 71.3411
7861 | 239.4813 | 75.9671 | 239.4813 | 75.9671
7862 | 232.3768 | 80.1207 | 232.3768 | 80.1207
7863 | 225.8856 | 83.1103 | 225.8856 | 83.1103
7864 | 218.5172 | 93.4335 | 218.5172 | 93.4335
7865 | 218.364 | 114.0025 | 218.364 | 114.0025
7866 | 222.6139 | 118.5953 | 222.6139 | 118.5953
7867 | 237.7288 | 122.0778 | 237.7288 | 122.0778
7868 | 263.7917 | 120.9224 | 263.7917 | 120.9224
7869 | 281.175 | 119.9868 | 281.175 | 119.9868
7870 | 298.1872 | 116.3592 | 298.1872 | 116.3592
7871 | 322.1244 | 113.8774 | 322.1244 | 113.8774
7872 | 318.5773 | 110.2011 | 318.5773 | 110.2011
7873 | 301.1682 | 104.8658 | 301.1682 | 104.8658
7874 | 295.6971 | 102.8649 | 295.6971 | 102.8649
7875 | 298.7609 | 99.4996 | 298.7609 | 99.4996
7876 | 300.3795 | 101.2257 | 300.3795 | 101.2257
7877 | 306.1684 | 102.8697 | 306.1684 | 102.8697
7878 | 298.8207 | 101.4449 | 298.8207 | 101.4449
7879 | 285.9244 | 99.0675 | 285.9244 | 99.0675
7880 | 277.2775 | 94.0542 | 277.2775 | 94.0542
7881 | 280.1315 | 88.7552 | 280.1315 | 88.7552
7882 | 284.7014 | 81.0866 | 284.7014 | 81.0866
7883 | 273.0846 | 74.4063 | 273.0846 | 74.4063
7884 | 253.3996 | 73.7666 | 253.3996 | 73.7666
7885 | 239.6734 | 81.5737 | 239.6734 | 81.5737
7886 | 232.0219 | 88.8689 | 232.0219 | 88.8689
7887 | 225.309 | 89.2431 | 225.309 | 89.2431
7888 | 217.1746 | 96.6424 | 217.1746 | 96.6424
7889 | 216.9619 | 113.4288 | 216.9619 | 113.4288
7890 | 222.1102 | 113.1351 | 222.1102 | 113.1351
7891 | 241.1742 | 113.1001 | 241.1742 | 113.1001
7892 | 270.8773 | 109.7487 | 270.8773 | 109.7487
7893 | 291.4173 | 108.6548 | 291.4173 | 108.6548
7894 | 308.0753 | 102.1666 | 308.0753 | 102.1666
7895 | 332.673 | 95.1583 | 332.673 | 95.1583
7896 | 327.0894 | 85.6657 | 327.0894 | 85.6657
7897 | 306.6076 | 72.0768 | 306.6076 | 72.0768
7898 | 302.3058 | 62.9459 | 302.3058 | 62.9459
7899 | 305.157 | 54.1243 | 305.157 | 54.1243
7900 | 305.9957 | 52.0956 | 305.9957 | 52.0956
7901 | 310.394 | 51.1083 | 310.394 | 51.1083
7902 | 302.9834 | 48.4095 | 302.9834 | 48.4095
7903 | 287.1815 | 46.1072 | 287.1815 | 46.1072
7904 | 278.54 | 41.3076 | 278.54 | 41.3076
7905 | 280.2474 | 38.1215 | 280.2474 | 38.1215
7906 | 283.0093 | 32.4351 | 283.0093 | 32.4351
7907 | 271.401 | 27.9429 | 271.401 | 27.9429
7908 | 252.0479 | 31.9919 | 252.0479 | 31.9919
7909 | 237.9201 | 40.5904 | 237.9201 | 40.5904
7910 | 231.2561 | 44.4788 | 231.2561 | 44.4788
7911 | 223.8381 | 45.2685 | 223.8381 | 45.2685
7912 | 217.0445 | 55.8767 | 217.0445 | 55.8767
7913 | 214.9533 | 78.9146 | 214.9533 | 78.9146
7914 | 221.1332 | 86.194 | 221.1332 | 86.194
7915 | 240.2186 | 92.462 | 240.2186 | 92.462
7916 | 271.5255 | 94.8914 | 271.5255 | 94.8914
7917 | 293.6223 | 97.7343 | 293.6223 | 97.7343
7918 | 310.7547 | 96.3542 | 310.7547 | 96.3542
7919 | 335.8176 | 94.2127 | 335.8176 | 94.2127
7920 | 328.6909 | 88.3285 | 328.6909 | 88.3285
7921 | 308.4681 | 78.174 | 308.4681 | 78.174
7922 | 308.4338 | 70.7841 | 308.4338 | 70.7841
7923 | 309.383 | 63.8973 | 309.383 | 63.8973
7924 | 309.9582 | 65.8767 | 309.9582 | 65.8767
7925 | 313.9784 | 69.4278 | 313.9784 | 69.4278
7926 | 308.1717 | 68.5965 | 308.1717 | 68.5965
7927 | 292.7033 | 69.3607 | 292.7033 | 69.3607
7928 | 283.6415 | 67.6393 | 283.6415 | 67.6393
7929 | 284.4048 | 67.488 | 284.4048 | 67.488
7930 | 288.4319 | 64.0372 | 288.4319 | 64.0372
7931 | 273.32 | 62.188 | 273.32 | 62.188
7932 | 255.9462 | 65.3824 | 255.9462 | 65.3824
7933 | 241.7789 | 70.1547 | 241.7789 | 70.1547
7934 | 233.0641 | 75.5032 | 233.0641 | 75.5032
7935 | 227.0161 | 79.0863 | 227.0161 | 79.0863
7936 | 218.489 | 89.825 | 218.489 | 89.825
7937 | 217.8018 | 110.8015 | 217.8018 | 110.8015
7938 | 223.9626 | 115.0699 | 223.9626 | 115.0699
7939 | 241.6392 | 117.86 | 241.6392 | 117.86
7940 | 272.6585 | 116.0952 | 272.6585 | 116.0952
7941 | 294.184 | 114.6175 | 294.184 | 114.6175
7942 | 307.3353 | 108.5724 | 307.3353 | 108.5724
7943 | 332.6557 | 103.5821 | 332.6557 | 103.5821
7944 | 328.9945 | 97.3221 | 328.9945 | 97.3221
7945 | 308.0378 | 90.1114 | 308.0378 | 90.1114
7946 | 304.0133 | 86.9076 | 304.0133 | 86.9076
7947 | 305.5467 | 82.6085 | 305.5467 | 82.6085
7948 | 304.3893 | 84.8332 | 304.3893 | 84.8332
7949 | 307.7349 | 86.8332 | 307.7349 | 86.8332
7950 | 301.5232 | 84.9455 | 301.5232 | 84.9455
7951 | 287.115 | 83.3832 | 287.115 | 83.3832
7952 | 277.832 | 79.2918 | 277.832 | 79.2918
7953 | 280.1454 | 77.0394 | 280.1454 | 77.0394
7954 | 283.1882 | 72.2236 | 283.1882 | 72.2236
7955 | 273.4699 | 68.5266 | 273.4699 | 68.5266
7956 | 255.7351 | 69.802 | 255.7351 | 69.802
7957 | 241.2568 | 73.5535 | 241.2568 | 73.5535
7958 | 232.248 | 77.3589 | 232.248 | 77.3589
7959 | 224.8186 | 79.205 | 224.8186 | 79.205
7960 | 215.8654 | 88.5905 | 215.8654 | 88.5905
7961 | 214.0388 | 108.8944 | 214.0388 | 108.8944
7962 | 218.7151 | 113.2538 | 218.7151 | 113.2538
7963 | 232.8128 | 117.1715 | 232.8128 | 117.1715
7964 | 259.0078 | 116.5186 | 259.0078 | 116.5186
7965 | 280.4752 | 115.1912 | 280.4752 | 115.1912
7966 | 297.7117 | 110.4479 | 297.7117 | 110.4479
7967 | 321.1526 | 106.5971 | 321.1526 | 106.5971
7968 | 315.2253 | 101.5518 | 315.2253 | 101.5518
7969 | 299.9174 | 95.9633 | 299.9174 | 95.9633
7970 | 297.1293 | 94.1642 | 297.1293 | 94.1642
7971 | 298.3336 | 91.4279 | 298.3336 | 91.4279
7972 | 298.7046 | 94.5864 | 298.7046 | 94.5864
7973 | 301.7295 | 96.6142 | 301.7295 | 96.6142
7974 | 296.914 | 93.9272 | 296.914 | 93.9272
7975 | 285.5646 | 91.0235 | 285.5646 | 91.0235
7976 | 276.864 | 85.7372 | 276.864 | 85.7372
7977 | 273.1796 | 82.0328 | 273.1796 | 82.0328
7978 | 277.1277 | 76.0734 | 277.1277 | 76.0734
7979 | 269.4978 | 71.5179 | 269.4978 | 71.5179
7980 | 253.3087 | 72.0375 | 253.3087 | 72.0375
7981 | 239.4167 | 73.787 | 239.4167 | 73.787
7982 | 231.1709 | 75.2698 | 231.1709 | 75.2698
7983 | 224.1167 | 75.826 | 224.1167 | 75.826
7984 | 214.671 | 84.163 | 214.671 | 84.163
7985 | 212.8421 | 103.264 | 212.8421 | 103.264
7986 | 216.5716 | 106.4997 | 216.5716 | 106.4997
7987 | 226.6189 | 108.8625 | 226.6189 | 108.8625
7988 | 246.39 | 107.2402 | 246.39 | 107.2402
7989 | 264.6014 | 106.261 | 264.6014 | 106.261
7990 | 282.0722 | 102.3209 | 282.0722 | 102.3209
7991 | 306.9548 | 99.2337 | 306.9548 | 99.2337
7992 | 307.5694 | 94.865 | 307.5694 | 94.865
7993 | 295.5459 | 89.3596 | 295.5459 | 89.3596
7994 | 292.4189 | 87.4655 | 292.4189 | 87.4655
7995 | 291.8317 | 84.3731 | 291.8317 | 84.3731
7996 | 294.1984 | 87.7928 | 294.1984 | 87.7928
7997 | 296.1479 | 91.5021 | 296.1479 | 91.5021
7998 | 288.0235 | 90.1881 | 288.0235 | 90.1881
7999 | 278.743 | 88.8197 | 278.743 | 88.8197
8000 | 272.4393 | 85.5275 | 272.4393 | 85.5275
8001 | 272.2962 | 83.4809 | 272.2962 | 83.4809
8002 | 275.3315 | 78.2219 | 275.3315 | 78.2219
8003 | 266.713 | 73.6308 | 266.713 | 73.6308
8004 | 252.6442 | 20.496 | 252.6442 | 20.496
8005 | 236.7017 | 16.8238 | 236.7017 | 16.8238
8006 | 228.7397 | 19.7394 | 228.7397 | 19.7394
8007 | 221.8809 | 21.7078 | 221.8809 | 21.7078
8008 | 212.8297 | 25.5037 | 212.8297 | 25.5037
8009 | 210.4706 | 45.1578 | 210.4706 | 45.1578
8010 | 213.6331 | 49.6036 | 213.6331 | 49.6036
8011 | 224.699 | 48.9598 | 224.699 | 48.9598
8012 | 244.5071 | 48.3063 | 244.5071 | 48.3063
8013 | 263.1214 | 45.9624 | 263.1214 | 45.9624
8014 | 279.6119 | 44.1986 | 279.6119 | 44.1986
8015 | 302.1125 | 42.5967 | 302.1125 | 42.5967
8016 | 302.039 | 39.72 | 302.039 | 39.72
8017 | 290.5625 | 37.0792 | 290.5625 | 37.0792
8018 | 288.7472 | 36.0329 | 288.7472 | 36.0329
8019 | 287.4188 | 35.0097 | 287.4188 | 35.0097
8020 | 290.3492 | 40.6845 | 290.3492 | 40.6845
8021 | 292.923 | 42.4115 | 292.923 | 42.4115
8022 | 286.2258 | 39.1504 | 286.2258 | 39.1504
8023 | 276.3237 | 37.101 | 276.3237 | 37.101
8024 | 268.5477 | 33.2733 | 268.5477 | 33.2733
8025 | 269.5646 | 29.1983 | 269.5646 | 29.1983
8026 | 272.6549 | 22.0441 | 272.6549 | 22.0441
8027 | 266.2022 | 18.0877 | 266.2022 | 18.0877
8028 | 250.2323 | 18.5573 | 250.2323 | 18.5573
8029 | 237.7599 | 15.5192 | 237.7599 | 15.5192
8030 | 229.7489 | 18.8195 | 229.7489 | 18.8195
8031 | 222.5682 | 20.8082 | 222.5682 | 20.8082
8032 | 213.2309 | 24.6174 | 213.2309 | 24.6174
8033 | 211.4784 | 44.2994 | 211.4784 | 44.2994
8034 | 216.2173 | 48.848 | 216.2173 | 48.848
8035 | 228.5354 | 48.3141 | 228.5354 | 48.3141
8036 | 253.9767 | 47.7291 | 253.9767 | 47.7291
8037 | 270.8444 | 45.4398 | 270.8444 | 45.4398
8038 | 288.5301 | 43.5357 | 288.5301 | 43.5357
8039 | 312.0476 | 41.5966 | 312.0476 | 41.5966
8040 | 312.844 | 38.4504 | 312.844 | 38.4504
8041 | 296.0145 | 35.6024 | 296.0145 | 35.6024
8042 | 290.285 | 34.3762 | 290.285 | 34.3762
8043 | 291.4859 | 33.3942 | 291.4859 | 33.3942
8044 | 290.9628 | 39.4679 | 290.9628 | 39.4679
8045 | 294.0985 | 41.3989 | 294.0985 | 41.3989
8046 | 288.5125 | 38.4432 | 288.5125 | 38.4432
8047 | 275.1025 | 36.7264 | 275.1025 | 36.7264
8048 | 269.4667 | 33.1323 | 269.4667 | 33.1323
8049 | 270.0374 | 29.2941 | 270.0374 | 29.2941
8050 | 274.2412 | 22.4553 | 274.2412 | 22.4553
8051 | 267.5178 | 18.608 | 267.5178 | 18.608
8052 | 250.0532 | 18.9709 | 250.0532 | 18.9709
8053 | 235.2558 | 15.555 | 235.2558 | 15.555
8054 | 226.3222 | 18.4425 | 226.3222 | 18.4425
8055 | 218.239 | 20.3011 | 218.239 | 20.3011
8056 | 210.2464 | 23.9187 | 210.2464 | 23.9187
8057 | 210.6411 | 43.5073 | 210.6411 | 43.5073
8058 | 215.1747 | 48.1019 | 215.1747 | 48.1019
8059 | 232.4663 | 47.592 | 232.4663 | 47.592
8060 | 263.0368 | 47.0663 | 263.0368 | 47.0663
8061 | 287.8575 | 44.8805 | 287.8575 | 44.8805
8062 | 302.2682 | 43.1673 | 302.2682 | 43.1673
8063 | 326.6864 | 41.2889 | 326.6864 | 41.2889
8064 | 324.9445 | 38.0205 | 324.9445 | 38.0205
8065 | 302.388 | 35.1678 | 302.388 | 35.1678
8066 | 297.8486 | 33.799 | 297.8486 | 33.799
8067 | 302.2909 | 32.4354 | 302.2909 | 32.4354
8068 | 301.496 | 38.2598 | 301.496 | 38.2598
8069 | 305.5536 | 40.106 | 305.5536 | 40.106
8070 | 300.7799 | 37.2655 | 300.7799 | 37.2655
8071 | 285.9494 | 35.5993 | 285.9494 | 35.5993
8072 | 279.3653 | 32.2039 | 279.3653 | 32.2039
8073 | 277.2489 | 28.4233 | 277.2489 | 28.4233
8074 | 278.435 | 21.403 | 278.435 | 21.403
8075 | 265.3124 | 17.4848 | 265.3124 | 17.4848
8076 | 247.0271 | 17.9848 | 247.0271 | 17.9848
8077 | 233.5463 | 14.8751 | 233.5463 | 14.8751
8078 | 226.2651 | 17.9846 | 226.2651 | 17.9846
8079 | 219.5084 | 19.8424 | 219.5084 | 19.8424
8080 | 211.9841 | 23.4825 | 211.9841 | 23.4825
8081 | 212.1052 | 43.1179 | 212.1052 | 43.1179
8082 | 216.486 | 47.7467 | 216.486 | 47.7467
8083 | 234.6496 | 47.261 | 234.6496 | 47.261
8084 | 267.2623 | 46.7953 | 267.2623 | 46.7953
8085 | 290.0684 | 44.7068 | 290.0684 | 44.7068
8086 | 306.2172 | 43.3278 | 306.2172 | 43.3278
8087 | 333.1183 | 42.215 | 333.1183 | 42.215
8088 | 327.7643 | 39.7605 | 327.7643 | 39.7605
8089 | 309.1287 | 37.2381 | 309.1287 | 37.2381
8090 | 305.5853 | 36.0508 | 305.5853 | 36.0508
8091 | 308.0367 | 34.5563 | 308.0367 | 34.5563
8092 | 309.7506 | 39.6603 | 309.7506 | 39.6603
8093 | 312.7007 | 40.6886 | 312.7007 | 40.6886
8094 | 307.0636 | 37.0482 | 307.0636 | 37.0482
8095 | 290.0513 | 34.924 | 290.0513 | 34.924
8096 | 280.1987 | 31.3089 | 280.1987 | 31.3089
8097 | 278.1239 | 27.5899 | 278.1239 | 27.5899
8098 | 279.8827 | 20.8407 | 279.8827 | 20.8407
8099 | 267.9832 | 17.1818 | 267.9832 | 17.1818
8100 | 250.7062 | 17.801 | 250.7062 | 17.801
8101 | 236.7633 | 14.6694 | 236.7633 | 14.6694
8102 | 228.2117 | 17.8802 | 228.2117 | 17.8802
8103 | 219.594 | 19.9304 | 219.594 | 19.9304
8104 | 212.3499 | 23.502 | 212.3499 | 23.502
8105 | 212.9114 | 43.0447 | 212.9114 | 43.0447
8106 | 219.5622 | 47.5746 | 219.5622 | 47.5746
8107 | 237.2427 | 46.9533 | 237.2427 | 46.9533
8108 | 268.4863 | 46.3014 | 268.4863 | 46.3014
8109 | 289.0996 | 44.0121 | 289.0996 | 44.0121
8110 | 305.834 | 42.3713 | 305.834 | 42.3713
8111 | 328.5681 | 40.8972 | 328.5681 | 40.8972
8112 | 325.4036 | 38.1412 | 325.4036 | 38.1412
8113 | 306.7926 | 35.5183 | 306.7926 | 35.5183
8114 | 300.9647 | 34.5397 | 300.9647 | 34.5397
8115 | 304.4563 | 33.3833 | 304.4563 | 33.3833
8116 | 305.3498 | 38.9094 | 305.3498 | 38.9094
8117 | 307.2237 | 40.4985 | 307.2237 | 40.4985
8118 | 302.5524 | 36.8699 | 302.5524 | 36.8699
8119 | 286.6058 | 34.5151 | 286.6058 | 34.5151
8120 | 276.3016 | 30.3065 | 276.3016 | 30.3065
8121 | 275.3575 | 25.9013 | 275.3575 | 25.9013
8122 | 280.4386 | 18.4456 | 280.4386 | 18.4456
8123 | 270.1663 | 14.2259 | 270.1663 | 14.2259
8124 | 253.3958 | 14.8194 | 253.3958 | 14.8194
8125 | 239.2111 | 12.8858 | 239.2111 | 12.8858
8126 | 228.8285 | 17.1628 | 228.8285 | 17.1628
8127 | 220.3528 | 19.5425 | 220.3528 | 19.5425
8128 | 211.6912 | 23.5269 | 211.6912 | 23.5269
8129 | 211.9425 | 43.2417 | 211.9425 | 43.2417
8130 | 216.9241 | 47.6369 | 216.9241 | 47.6369
8131 | 230.6879 | 46.6971 | 230.6879 | 46.6971
8132 | 254.0585 | 45.8769 | 254.0585 | 45.8769
8133 | 278.523 | 43.4108 | 278.523 | 43.4108
8134 | 294.6177 | 41.1586 | 294.6177 | 41.1586
8135 | 316.8291 | 39.3293 | 316.8291 | 39.3293
8136 | 314.0317 | 35.8435 | 314.0317 | 35.8435
8137 | 299.1651 | 32.194 | 299.1651 | 32.194
8138 | 295.624 | 30.4653 | 295.624 | 30.4653
8139 | 295.2495 | 29.4819 | 295.2495 | 29.4819
8140 | 294.6491 | 35.4333 | 294.6491 | 35.4333
8141 | 295.4499 | 37.7039 | 295.4499 | 37.7039
8142 | 289.5363 | 35.1937 | 289.5363 | 35.1937
8143 | 277.5383 | 33.8001 | 277.5383 | 33.8001
8144 | 270.4769 | 30.502 | 270.4769 | 30.502
8145 | 267.2177 | 26.8438 | 267.2177 | 26.8438
8146 | 271.6026 | 19.9792 | 271.6026 | 19.9792
8147 | 265.4919 | 16.1179 | 265.4919 | 16.1179
8148 | 252.1431 | 16.628 | 252.1431 | 16.628
8149 | 236.9035 | 13.9279 | 236.9035 | 13.9279
8150 | 226.9179 | 17.6761 | 226.9179 | 17.6761
8151 | 216.117 | 20.0534 | 216.117 | 20.0534
8152 | 209.5774 | 24.0885 | 209.5774 | 24.0885
8153 | 208.9465 | 44.1211 | 208.9465 | 44.1211
8154 | 211.7577 | 48.9415 | 211.7577 | 48.9415
8155 | 221.5605 | 48.5018 | 221.5605 | 48.5018
8156 | 240.8748 | 48.0812 | 240.8748 | 48.0812
8157 | 260.6451 | 45.9725 | 260.6451 | 45.9725
8158 | 279.7225 | 44.13 | 279.7225 | 44.13
8159 | 300.2449 | 42.0904 | 300.2449 | 42.0904
8160 | 302.772 | 38.3274 | 302.772 | 38.3274
8161 | 288.8339 | 34.6366 | 288.8339 | 34.6366
8162 | 286.8978 | 32.6127 | 286.8978 | 32.6127
8163 | 286.6434 | 30.8037 | 286.6434 | 30.8037
8164 | 286.6825 | 35.924 | 286.6825 | 35.924
8165 | 285.7883 | 37.418 | 285.7883 | 37.418
8166 | 279.6398 | 34.1048 | 279.6398 | 34.1048
8167 | 270.6283 | 32.1559 | 270.6283 | 32.1559
8168 | 262.8161 | 28.4676 | 262.8161 | 28.4676
8169 | 260.52 | 24.391 | 260.52 | 24.391
8170 | 265.2313 | 17.2734 | 265.2313 | 17.2734
8171 | 261.5389 | 13.7781 | 261.5389 | 13.7781
8172 | 248.3615 | 14.8825 | 248.3615 | 14.8825
8173 | 234.5434 | 11.9301 | 234.5434 | 11.9301
8174 | 225.709 | 15.1432 | 225.709 | 15.1432
8175 | 216.8468 | 17.1731 | 216.8468 | 17.1731
8176 | 209.8986 | 20.6076 | 209.8986 | 20.6076
8177 | 209.173 | 40.0483 | 209.173 | 40.0483
8178 | 212.3536 | 44.4816 | 212.3536 | 44.4816
8179 | 223.314 | 43.791 | 223.314 | 43.791
8180 | 242.7196 | 43.0924 | 242.7196 | 43.0924
8181 | 260.294 | 40.6146 | 260.294 | 40.6146
8182 | 274.0806 | 38.9808 | 274.0806 | 38.9808
8183 | 297.9187 | 37.6227 | 297.9187 | 37.6227
8184 | 300.3987 | 34.8083 | 300.3987 | 34.8083
8185 | 287.218 | 31.3598 | 287.218 | 31.3598
8186 | 279.0632 | 29.001 | 279.0632 | 29.001
8187 | 277.2391 | 26.9879 | 277.2391 | 26.9879
8188 | 275.9238 | 32.1222 | 275.9238 | 32.1222
8189 | 276.0179 | 33.751 | 276.0179 | 33.751
8190 | 269.5194 | 30.6722 | 269.5194 | 30.6722
8191 | 262.1243 | 28.6026 | 262.1243 | 28.6026
8192 | 258.823 | 25.1869 | 258.823 | 25.1869
8193 | 260.3006 | 21.6828 | 260.3006 | 21.6828
8194 | 262.8848 | 14.5613 | 262.8848 | 14.5613
8195 | 254.97 | 10.4141 | 254.97 | 10.4141
8196 | 241.057 | 10.6134 | 241.057 | 10.6134
8197 | 227.3834 | 7.1165 | 227.3834 | 7.1165
8198 | 218.9653 | 9.8467 | 218.9653 | 9.8467
8199 | 210.0704 | 11.8471 | 210.0704 | 11.8471
8200 | 202.967 | 15.7333 | 202.967 | 15.7333
8201 | 202.9564 | 35.6102 | 202.9564 | 35.6102
8202 | 208.1983 | 40.2296 | 208.1983 | 40.2296
8203 | 222.0077 | 39.1496 | 222.0077 | 39.1496
8204 | 246.5282 | 37.5911 | 246.5282 | 37.5911
8205 | 266.3124 | 34.332 | 266.3124 | 34.332
8206 | 281.1997 | 31.6701 | 281.1997 | 31.6701
8207 | 307.3606 | 29.2699 | 307.3606 | 29.2699
8208 | 305.6665 | 25.3417 | 305.6665 | 25.3417
8209 | 288.0248 | 23.3349 | 288.0248 | 23.3349
8210 | 281.8158 | 22.9467 | 281.8158 | 22.9467
8211 | 285.1488 | 22.5685 | 285.1488 | 22.5685
8212 | 286.2666 | 28.9069 | 286.2666 | 28.9069
8213 | 292.8319 | 31.2913 | 292.8319 | 31.2913
8214 | 286.4901 | 28.9478 | 286.4901 | 28.9478
8215 | 273.4991 | 28.2926 | 273.4991 | 28.2926
8216 | 266.2836 | 25.4299 | 266.2836 | 25.4299
8217 | 263.3922 | 22.4625 | 263.3922 | 22.4625
8218 | 267.293 | 16.5023 | 267.293 | 16.5023
8219 | 260.1325 | 13.7493 | 260.1325 | 13.7493
8220 | 243.5347 | 15.0827 | 243.5347 | 15.0827
8221 | 228.3997 | 12.4145 | 228.3997 | 12.4145
8222 | 218.1386 | 15.7624 | 218.1386 | 15.7624
8223 | 209.8759 | 17.7619 | 209.8759 | 17.7619
8224 | 201.8811 | 21.3748 | 201.8811 | 21.3748
8225 | 203.9612 | 40.9253 | 203.9612 | 40.9253
8226 | 209.92 | 45.463 | 209.92 | 45.463
8227 | 227.2645 | 44.9391 | 227.2645 | 44.9391
8228 | 256.9826 | 44.4329 | 256.9826 | 44.4329
8229 | 281.2216 | 42.3102 | 281.2216 | 42.3102
8230 | 294.9736 | 40.6834 | 294.9736 | 40.6834
8231 | 317.5199 | 39.1143 | 317.5199 | 39.1143
8232 | 316.9803 | 36.5126 | 316.9803 | 36.5126
8233 | 298.4206 | 34.1708 | 298.4206 | 34.1708
8234 | 294.1623 | 33.0061 | 294.1623 | 33.0061
8235 | 294.8056 | 31.2679 | 294.8056 | 31.2679
8236 | 293.9063 | 36.3594 | 293.9063 | 36.3594
8237 | 296.3456 | 38.0216 | 296.3456 | 38.0216
8238 | 290.1147 | 35.0332 | 290.1147 | 35.0332
8239 | 273.45 | 33.2712 | 273.45 | 33.2712
8240 | 262.8319 | 29.6234 | 262.8319 | 29.6234
8241 | 260.0408 | 25.6357 | 260.0408 | 25.6357
8242 | 264.4469 | 18.4199 | 264.4469 | 18.4199
8243 | 257.7134 | 14.1543 | 257.7134 | 14.1543
8244 | 244.361 | 14.3311 | 244.361 | 14.3311
8245 | 230.1541 | 11.3716 | 230.1541 | 11.3716
8246 | 220.5231 | 14.922 | 220.5231 | 14.922
8247 | 210.731 | 17.0952 | 210.731 | 17.0952
8248 | 202.7443 | 20.8919 | 202.7443 | 20.8919
8249 | 204.5646 | 40.5359 | 204.5646 | 40.5359
8250 | 211.9815 | 45.0977 | 211.9815 | 45.0977
8251 | 229.7445 | 44.5014 | 229.7445 | 44.5014
8252 | 261.1063 | 43.9219 | 261.1063 | 43.9219
8253 | 281.7657 | 41.9036 | 281.7657 | 41.9036
8254 | 298.1492 | 40.7481 | 298.1492 | 40.7481
8255 | 321.415 | 39.8106 | 321.415 | 39.8106
8256 | 321.5808 | 37.3101 | 321.5808 | 37.3101
8257 | 299.4919 | 34.66 | 299.4919 | 34.66
8258 | 296.9417 | 32.2654 | 296.9417 | 32.2654
8259 | 299.2438 | 29.8075 | 299.2438 | 29.8075
8260 | 297.4611 | 35.015 | 297.4611 | 35.015
8261 | 300.2522 | 36.6555 | 300.2522 | 36.6555
8262 | 295.1823 | 33.5822 | 295.1823 | 33.5822
8263 | 278.6567 | 31.8451 | 278.6567 | 31.8451
8264 | 270.2132 | 28.4006 | 270.2132 | 28.4006
8265 | 269.2079 | 24.715 | 269.2079 | 24.715
8266 | 272.204 | 18.0445 | 272.204 | 18.0445
8267 | 262.5623 | 14.6076 | 262.5623 | 14.6076
8268 | 245.8518 | 15.6731 | 245.8518 | 15.6731
8269 | 230.9256 | 13.3103 | 230.9256 | 13.3103
8270 | 220.8523 | 17.4043 | 220.8523 | 17.4043
8271 | 211.9721 | 19.9296 | 211.9721 | 19.9296
8272 | 205.3759 | 24.0176 | 205.3759 | 24.0176
8273 | 206.3196 | 43.8547 | 206.3196 | 43.8547
8274 | 211.4791 | 48.4913 | 211.4791 | 48.4913
8275 | 227.9935 | 47.9153 | 227.9935 | 47.9153
8276 | 258.5015 | 47.0733 | 258.5015 | 47.0733
8277 | 282.987 | 44.5363 | 282.987 | 44.5363
8278 | 296.5465 | 42.5333 | 296.5465 | 42.5333
8279 | 322.2842 | 40.5763 | 322.2842 | 40.5763
8280 | 324.7892 | 36.9402 | 324.7892 | 36.9402
8281 | 303.1615 | 33.265 | 303.1615 | 33.265
8282 | 298.7835 | 31.7739 | 298.7835 | 31.7739
8283 | 297.7343 | 30.6074 | 297.7343 | 30.6074
8284 | 300.0381 | 36.3009 | 300.0381 | 36.3009
8285 | 303 | 38.0668 | 303 | 38.0668
8286 | 294.4784 | 34.8595 | 294.4784 | 34.8595
8287 | 278.7734 | 32.6248 | 278.7734 | 32.6248
8288 | 268.628 | 28.6124 | 268.628 | 28.6124
8289 | 265.1088 | 24.4689 | 265.1088 | 24.4689
8290 | 270.4875 | 17.1635 | 270.4875 | 17.1635
8291 | 264.8778 | 12.9493 | 264.8778 | 12.9493
8292 | 248.7112 | 13.225 | 248.7112 | 13.225
8293 | 233.7928 | 10.8521 | 233.7928 | 10.8521
8294 | 222.7841 | 14.538 | 222.7841 | 14.538
8295 | 214.045 | 16.3039 | 214.045 | 16.3039
8296 | 207.2044 | 19.9534 | 207.2044 | 19.9534
8297 | 206.9544 | 39.7796 | 206.9544 | 39.7796
8298 | 212.4983 | 44.4699 | 212.4983 | 44.4699
8299 | 225.0198 | 43.8907 | 225.0198 | 43.8907
8300 | 250.134 | 43.1804 | 250.134 | 43.1804
8301 | 272.4864 | 40.7555 | 272.4864 | 40.7555
8302 | 289.5041 | 38.9784 | 289.5041 | 38.9784
8303 | 310.646 | 37.6274 | 310.646 | 37.6274
8304 | 309.4147 | 34.9852 | 309.4147 | 34.9852
8305 | 295.7673 | 32.3833 | 295.7673 | 32.3833
8306 | 293.1582 | 31.3774 | 293.1582 | 31.3774
8307 | 294.4921 | 30.5053 | 294.4921 | 30.5053
8308 | 291.6986 | 36.4684 | 291.6986 | 36.4684
8309 | 295.4349 | 38.2943 | 295.4349 | 38.2943
8310 | 290.0761 | 35.08 | 290.0761 | 35.08
8311 | 275.6459 | 33.1606 | 275.6459 | 33.1606
8312 | 267.7351 | 29.3991 | 267.7351 | 29.3991
8313 | 265.9813 | 25.5329 | 265.9813 | 25.5329
8314 | 269.3533 | 18.5967 | 269.3533 | 18.5967
8315 | 262.8437 | 14.7883 | 262.8437 | 14.7883
8316 | 249.3321 | 15.5282 | 249.3321 | 15.5282
8317 | 234.9382 | 12.9917 | 234.9382 | 12.9917
8318 | 224.4505 | 16.8723 | 224.4505 | 16.8723
8319 | 214.5517 | 19.2831 | 214.5517 | 19.2831
8320 | 208.2484 | 23.1507 | 208.2484 | 23.1507
8321 | 207.2003 | 42.5758 | 207.2003 | 42.5758
8322 | 211.4474 | 46.8852 | 211.4474 | 46.8852
8323 | 221.8629 | 46.0888 | 221.8629 | 46.0888
8324 | 239.2527 | 45.2803 | 239.2527 | 45.2803
8325 | 255.2097 | 42.8648 | 255.2097 | 42.8648
8326 | 273.0885 | 41.2092 | 273.0885 | 41.2092
8327 | 296.2551 | 39.5645 | 296.2551 | 39.5645
8328 | 298.4398 | 36.2065 | 298.4398 | 36.2065
8329 | 287.3204 | 32.6076 | 287.3204 | 32.6076
8330 | 284.7756 | 30.255 | 284.7756 | 30.255
8331 | 284.2443 | 28.4561 | 284.2443 | 28.4561
8332 | 288.0792 | 34.1224 | 288.0792 | 34.1224
8333 | 286.9592 | 36.2512 | 286.9592 | 36.2512
8334 | 279.5367 | 33.5121 | 279.5367 | 33.5121
8335 | 269.9178 | 32.1294 | 269.9178 | 32.1294
8336 | 262.5023 | 29.1094 | 262.5023 | 29.1094
8337 | 261.511 | 25.8335 | 261.511 | 25.8335
8338 | 263.2573 | 19.3919 | 263.2573 | 19.3919
8339 | 260.0324 | 15.9411 | 260.0324 | 15.9411
8340 | 247.7837 | 16.8554 | 247.7837 | 16.8554
8341 | 232.1181 | 13.9824 | 232.1181 | 13.9824
8342 | 223.5615 | 17.1449 | 223.5615 | 17.1449
8343 | 214.3121 | 19.1079 | 214.3121 | 19.1079
8344 | 206.3939 | 22.794 | 206.3939 | 22.794
8345 | 206.4619 | 42.4278 | 206.4619 | 42.4278
8346 | 209.0281 | 46.9865 | 209.0281 | 46.9865
8347 | 219.3864 | 46.331 | 219.3864 | 46.331
8348 | 240.2735 | 45.5833 | 240.2735 | 45.5833
8349 | 257.5051 | 43.2947 | 257.5051 | 43.2947
8350 | 274.5588 | 41.6204 | 274.5588 | 41.6204
8351 | 296.8114 | 40.0949 | 296.8114 | 40.0949
8352 | 299.1816 | 37.4472 | 299.1816 | 37.4472
8353 | 286.6466 | 35.079 | 286.6466 | 35.079
8354 | 284.0112 | 34.5031 | 284.0112 | 34.5031
8355 | 283.4887 | 34.0563 | 283.4887 | 34.0563
8356 | 286.4106 | 40.0879 | 286.4106 | 40.0879
8357 | 286.2817 | 41.8896 | 286.2817 | 41.8896
8358 | 281.0146 | 38.1013 | 281.0146 | 38.1013
8359 | 269.4041 | 35.2574 | 269.4041 | 35.2574
8360 | 263.6597 | 31.2497 | 263.6597 | 31.2497
8361 | 262.7864 | 27.53 | 262.7864 | 27.53
8362 | 263.4738 | 20.6833 | 263.4738 | 20.6833
8363 | 258.842 | 16.8664 | 258.842 | 16.8664
8364 | 248.7856 | 17.4412 | 248.7856 | 17.4412
8365 | 232.938 | 14.3984 | 232.938 | 14.3984
8366 | 223.9437 | 17.7509 | 223.9437 | 17.7509
8367 | 216.8074 | 20.0137 | 216.8074 | 20.0137
8368 | 206.588 | 23.9865 | 206.588 | 23.9865
8369 | 206.4043 | 43.5564 | 206.4043 | 43.5564
8370 | 212.5343 | 48.2101 | 212.5343 | 48.2101
8371 | 223.8908 | 47.7361 | 223.8908 | 47.7361
8372 | 249.15 | 47.1948 | 249.15 | 47.1948
8373 | 267.8298 | 44.9203 | 267.8298 | 44.9203
8374 | 283.8069 | 43.2211 | 283.8069 | 43.2211
8375 | 304.1199 | 41.5444 | 304.1199 | 41.5444
8376 | 308.6377 | 38.4707 | 308.6377 | 38.4707
8377 | 292.4745 | 35.5705 | 292.4745 | 35.5705
8378 | 289.6463 | 34.2702 | 289.6463 | 34.2702
8379 | 291.4997 | 33.1294 | 291.4997 | 33.1294
8380 | 292.3967 | 39.0746 | 292.3967 | 39.0746
8381 | 297.7769 | 41.064 | 297.7769 | 41.064
8382 | 290.1894 | 38.1901 | 290.1894 | 38.1901
8383 | 277.9663 | 36.6018 | 277.9663 | 36.6018
8384 | 271.1759 | 33.3551 | 271.1759 | 33.3551
8385 | 267.0693 | 29.7179 | 267.0693 | 29.7179
8386 | 268.1628 | 22.7443 | 268.1628 | 22.7443
8387 | 263.6183 | 18.6422 | 263.6183 | 18.6422
8388 | 249.2012 | 18.7014 | 249.2012 | 18.7014
8389 | 232.0544 | 15.0612 | 232.0544 | 15.0612
8390 | 222.6853 | 17.849 | 222.6853 | 17.849
8391 | 214.1689 | 19.6289 | 214.1689 | 19.6289
8392 | 206.753 | 23.1289 | 206.753 | 23.1289
8393 | 208.103 | 42.5641 | 208.103 | 42.5641
8394 | 214.4921 | 46.9982 | 214.4921 | 46.9982
8395 | 230.7341 | 46.2632 | 230.7341 | 46.2632
8396 | 260.7636 | 45.5319 | 260.7636 | 45.5319
8397 | 280.4335 | 43.1802 | 280.4335 | 43.1802
8398 | 295.1688 | 41.5394 | 295.1688 | 41.5394
8399 | 317.7217 | 40.1035 | 317.7217 | 40.1035
8400 | 317.6442 | 37.4005 | 317.6442 | 37.4005
8401 | 298.9238 | 34.9443 | 298.9238 | 34.9443
8402 | 294.8989 | 34.204 | 294.8989 | 34.204
8403 | 298.3624 | 33.6396 | 298.3624 | 33.6396
8404 | 298.3881 | 39.7896 | 298.3881 | 39.7896
8405 | 300.3007 | 41.927 | 300.3007 | 41.927
8406 | 294.7406 | 38.8965 | 294.7406 | 38.8965
8407 | 280.9768 | 36.7147 | 280.9768 | 36.7147
8408 | 268.9468 | 32.8691 | 268.9468 | 32.8691
8409 | 266.8179 | 28.7941 | 266.8179 | 28.7941
8410 | 268.0973 | 21.5012 | 268.0973 | 21.5012
8411 | 259.344 | 17.2044 | 259.344 | 17.2044
8412 | 246.5312 | 17.2893 | 246.5312 | 17.2893
8413 | 229.4454 | 13.9513 | 229.4454 | 13.9513
8414 | 221.4037 | 17.4604 | 221.4037 | 17.4604
8415 | 212.7908 | 19.7419 | 212.7908 | 19.7419
8416 | 205.9942 | 23.6064 | 205.9942 | 23.6064
8417 | 208.0081 | 43.142 | 208.0081 | 43.142
8418 | 214.9492 | 47.5847 | 214.9492 | 47.5847
8419 | 231.8967 | 46.9237 | 231.8967 | 46.9237
8420 | 259.2507 | 46.1597 | 259.2507 | 46.1597
8421 | 281.3202 | 43.7574 | 281.3202 | 43.7574
8422 | 295.3227 | 41.9818 | 295.3227 | 41.9818
8423 | 315.1999 | 40.475 | 315.1999 | 40.475
8424 | 315.2112 | 37.7806 | 315.2112 | 37.7806
8425 | 299.3885 | 35.1195 | 299.3885 | 35.1195
8426 | 295.0076 | 33.8317 | 295.0076 | 33.8317
8427 | 296.4338 | 32.6037 | 296.4338 | 32.6037
8428 | 299.9006 | 38.1189 | 299.9006 | 38.1189
8429 | 301.0639 | 39.7718 | 301.0639 | 39.7718
8430 | 294.038 | 36.5676 | 294.038 | 36.5676
8431 | 277.6618 | 34.2963 | 277.6618 | 34.2963
8432 | 271.0267 | 30.3283 | 271.0267 | 30.3283
8433 | 269.6049 | 26.23 | 269.6049 | 26.23
8434 | 271.7629 | 19.1217 | 271.7629 | 19.1217
8435 | 260.6712 | 15.0399 | 260.6712 | 15.0399
8436 | 246.3887 | 15.4161 | 246.3887 | 15.4161
8437 | 230.9991 | 12.7401 | 230.9991 | 12.7401
8438 | 222.333 | 17.1566 | 222.333 | 17.1566
8439 | 213.4744 | 19.6928 | 213.4744 | 19.6928
8440 | 206.3632 | 23.3361 | 206.3632 | 23.3361
8441 | 208.3888 | 42.7526 | 208.3888 | 42.7526
8442 | 215.3065 | 47.3152 | 215.3065 | 47.3152
8443 | 230.2904 | 46.6605 | 230.2904 | 46.6605
8444 | 258.2915 | 45.9696 | 258.2915 | 45.9696
8445 | 279.9813 | 43.6016 | 279.9813 | 43.6016
8446 | 293.5081 | 41.8603 | 293.5081 | 41.8603
8447 | 313.7036 | 40.2226 | 313.7036 | 40.2226
8448 | 313.2592 | 37.1754 | 313.2592 | 37.1754
8449 | 296.1142 | 34.2565 | 296.1142 | 34.2565
8450 | 292.8665 | 33.0489 | 292.8665 | 33.0489
8451 | 296.3728 | 31.9969 | 296.3728 | 31.9969
8452 | 295.5204 | 37.8198 | 295.5204 | 37.8198
8453 | 295.4507 | 39.6822 | 295.4507 | 39.6822
8454 | 290.296 | 36.4313 | 290.296 | 36.4313
8455 | 275.4635 | 34.5003 | 275.4635 | 34.5003
8456 | 266.4047 | 30.8229 | 266.4047 | 30.8229
8457 | 266.6017 | 26.5727 | 266.6017 | 26.5727
8458 | 269.9027 | 19.159 | 269.9027 | 19.159
8459 | 261.4759 | 14.7906 | 261.4759 | 14.7906
8460 | 246.2433 | 14.9098 | 246.2433 | 14.9098
8461 | 228.7796 | 11.8164 | 228.7796 | 11.8164
8462 | 219.5673 | 16.0537 | 219.5673 | 16.0537
8463 | 212.446 | 18.484 | 212.446 | 18.484
8464 | 206.2598 | 22.5697 | 206.2598 | 22.5697
8465 | 206.2647 | 42.237 | 206.2647 | 42.237
8466 | 211.9082 | 46.6142 | 211.9082 | 46.6142
8467 | 223.2382 | 45.8567 | 223.2382 | 45.8567
8468 | 248.5592 | 45.116 | 248.5592 | 45.116
8469 | 269.5412 | 42.9255 | 269.5412 | 42.9255
8470 | 285.9034 | 41.379 | 285.9034 | 41.379
8471 | 308.0956 | 39.8067 | 308.0956 | 39.8067
8472 | 308.7793 | 36.564 | 308.7793 | 36.564
8473 | 295.1131 | 32.7018 | 295.1131 | 32.7018
8474 | 293.6103 | 30.5471 | 293.6103 | 30.5471
8475 | 295.2541 | 28.8946 | 295.2541 | 28.8946
8476 | 292.6913 | 34.3 | 292.6913 | 34.3
8477 | 291.7077 | 35.5432 | 291.7077 | 35.5432
8478 | 289.5346 | 31.9551 | 289.5346 | 31.9551
8479 | 278.4914 | 29.7966 | 278.4914 | 29.7966
8480 | 267.6417 | 26.0779 | 267.6417 | 26.0779
8481 | 264.5087 | 22.1432 | 264.5087 | 22.1432
8482 | 266.7591 | 15.1423 | 266.7591 | 15.1423
8483 | 259.8687 | 11.4165 | 259.8687 | 11.4165
8484 | 248.3428 | 12.362 | 248.3428 | 12.362
8485 | 231.4149 | 9.9961 | 231.4149 | 9.9961
8486 | 221.5035 | 14.0971 | 221.5035 | 14.0971
8487 | 211.2629 | 16.6598 | 211.2629 | 16.6598
8488 | 204.7042 | 20.6341 | 204.7042 | 20.6341
8489 | 203.9599 | 40.4268 | 203.9599 | 40.4268
8490 | 208.4248 | 45.1 | 208.4248 | 45.1
8491 | 218.4952 | 44.5824 | 218.4952 | 44.5824
8492 | 237.2339 | 44.0279 | 237.2339 | 44.0279
8493 | 254.2997 | 41.6754 | 254.2997 | 41.6754
8494 | 270.6315 | 39.7916 | 270.6315 | 39.7916
8495 | 293.1799 | 37.8167 | 293.1799 | 37.8167
8496 | 295.9088 | 33.6758 | 295.9088 | 33.6758
8497 | 280.7502 | 29.7218 | 280.7502 | 29.7218
8498 | 275.0711 | 27.6504 | 275.0711 | 27.6504
8499 | 275.4166 | 25.772 | 275.4166 | 25.772
8500 | 277.5059 | 30.5434 | 277.5059 | 30.5434
8501 | 280.0941 | 31.5055 | 280.0941 | 31.5055
8502 | 274.1096 | 28.6136 | 274.1096 | 28.6136
8503 | 263.2426 | 26.9568 | 263.2426 | 26.9568
8504 | 253.7745 | 23.3027 | 253.7745 | 23.3027
8505 | 253.0175 | 19.2083 | 253.0175 | 19.2083
8506 | 257.7237 | 11.8554 | 257.7237 | 11.8554
8507 | 254.604 | 7.3803 | 254.604 | 7.3803
8508 | 242.3793 | 8.0384 | 242.3793 | 8.0384
8509 | 227.5607 | 6.3042 | 227.5607 | 6.3042
8510 | 219.0057 | 10.5656 | 219.0057 | 10.5656
8511 | 209.7223 | 13.0917 | 209.7223 | 13.0917
8512 | 201.787 | 17.2405 | 201.787 | 17.2405
8513 | 202.3784 | 37.129 | 202.3784 | 37.129
8514 | 206.5335 | 41.8357 | 206.5335 | 41.8357
8515 | 216.4093 | 41.3399 | 216.4093 | 41.3399
8516 | 234.1689 | 40.6771 | 234.1689 | 40.6771
8517 | 249.7947 | 37.9336 | 249.7947 | 37.9336
8518 | 265.7432 | 35.0201 | 265.7432 | 35.0201
8519 | 288.4515 | 32.3527 | 288.4515 | 32.3527
8520 | 292.5351 | 28.7369 | 292.5351 | 28.7369
8521 | 279.7934 | 24.9768 | 279.7934 | 24.9768
8522 | 275.0363 | 22.9467 | 275.0363 | 22.9467
8523 | 275.9277 | 22.5685 | 275.9277 | 22.5685
8524 | 279.1799 | 28.9069 | 279.1799 | 28.9069
8525 | 278.2355 | 31.2913 | 278.2355 | 31.2913
8526 | 273.6231 | 28.6136 | 273.6231 | 28.6136
8527 | 264.6154 | 26.9568 | 264.6154 | 26.9568
8528 | 259.1996 | 23.3027 | 259.1996 | 23.3027
8529 | 259.699 | 19.2083 | 259.699 | 19.2083
8530 | 260.4315 | 11.8554 | 260.4315 | 11.8554
8531 | 255.5891 | 7.3803 | 255.5891 | 7.3803
8532 | 242.2939 | 8.6459 | 242.2939 | 8.6459
8533 | 227.5768 | 7.4546 | 227.5768 | 7.4546
8534 | 218.1599 | 12.1701 | 218.1599 | 12.1701
8535 | 210.2936 | 15.0639 | 210.2936 | 15.0639
8536 | 202.4422 | 19.4899 | 202.4422 | 19.4899
8537 | 202.6663 | 39.7289 | 202.6663 | 39.7289
8538 | 207.2653 | 44.6148 | 207.2653 | 44.6148
8539 | 217.5224 | 44.2374 | 217.5224 | 44.2374
8540 | 238.9675 | 43.7662 | 238.9675 | 43.7662
8541 | 258.2131 | 41.4519 | 258.2131 | 41.4519
8542 | 273.8404 | 39.3391 | 273.8404 | 39.3391
8543 | 296.9714 | 36.7706 | 296.9714 | 36.7706
8544 | 297.2511 | 32.8152 | 297.2511 | 32.8152
8545 | 284.5768 | 29.0052 | 284.5768 | 29.0052
8546 | 281.7279 | 26.7064 | 281.7279 | 26.7064
8547 | 280.3601 | 24.8522 | 280.3601 | 24.8522
8548 | 280.7668 | 30.0176 | 280.7668 | 30.0176
8549 | 283.5097 | 31.465 | 283.5097 | 31.465
8550 | 277.9571 | 28.6136 | 277.9571 | 28.6136
8551 | 267.4235 | 26.9568 | 267.4235 | 26.9568
8552 | 258.8256 | 23.3027 | 258.8256 | 23.3027
8553 | 258.1541 | 19.2083 | 258.1541 | 19.2083
8554 | 260.8135 | 11.8554 | 260.8135 | 11.8554
8555 | 255.5415 | 7.3803 | 255.5415 | 7.3803
8556 | 244.7627 | 8.0057 | 244.7627 | 8.0057
8557 | 228.8854 | 5.5393 | 228.8854 | 5.5393
8558 | 219.5262 | 9.4137 | 219.5262 | 9.4137
8559 | 210.0273 | 12.0153 | 210.0273 | 12.0153
8560 | 204.4052 | 16.3011 | 204.4052 | 16.3011
8561 | 205.4744 | 36.3992 | 205.4744 | 36.3992
8562 | 208.7097 | 41.3318 | 208.7097 | 41.3318
8563 | 220.2495 | 41.0392 | 220.2495 | 41.0392
8564 | 237.7054 | 40.6342 | 237.7054 | 40.6342
8565 | 257.795 | 38.4352 | 257.795 | 38.4352
8566 | 272.6579 | 36.7376 | 272.6579 | 36.7376
8567 | 294.2146 | 35.2167 | 294.2146 | 35.2167
8568 | 293.7213 | 32.3104 | 293.7213 | 32.3104
8569 | 282.1713 | 29.4305 | 282.1713 | 29.4305
8570 | 279.1956 | 28.529 | 279.1956 | 28.529
8571 | 277.6891 | 27.868 | 277.6891 | 27.868
8572 | 278.4008 | 33.8654 | 278.4008 | 33.8654
8573 | 277.4943 | 35.8509 | 277.4943 | 35.8509
8574 | 271.9257 | 32.7986 | 271.9257 | 32.7986
8575 | 262.2395 | 30.9556 | 262.2395 | 30.9556
8576 | 258.5795 | 27.2517 | 258.5795 | 27.2517
8577 | 258.9037 | 23.1542 | 258.9037 | 23.1542
8578 | 261.59 | 15.9064 | 261.59 | 15.9064
8579 | 256.15 | 11.9243 | 256.15 | 11.9243
8580 | 243.5043 | 12.3239 | 243.5043 | 12.3239
8581 | 227.1554 | 8.936 | 227.1554 | 8.936
8582 | 218.6237 | 11.9116 | 218.6237 | 11.9116
8583 | 209.83 | 13.9368 | 209.83 | 13.9368
8584 | 203.4472 | 17.6626 | 203.4472 | 17.6626
8585 | 204.3635 | 37.2591 | 204.3635 | 37.2591
8586 | 208.9434 | 41.7594 | 208.9434 | 41.7594
8587 | 221.1922 | 40.9162 | 221.1922 | 40.9162
8588 | 247.0509 | 39.987 | 247.0509 | 39.987
8589 | 265.7531 | 37.3962 | 265.7531 | 37.3962
8590 | 281.03 | 35.5825 | 281.03 | 35.5825
8591 | 303.0132 | 34.219 | 303.0132 | 34.219
8592 | 306.9782 | 31.6554 | 306.9782 | 31.6554
8593 | 287.9844 | 29.3339 | 287.9844 | 29.3339
8594 | 284.9946 | 28.2424 | 284.9946 | 28.2424
8595 | 289.5867 | 26.1895 | 289.5867 | 26.1895
8596 | 289.0475 | 31.4687 | 289.0475 | 31.4687
8597 | 286.8597 | 33.4122 | 286.8597 | 33.4122
8598 | 283.1916 | 30.3895 | 283.1916 | 30.3895
8599 | 268.0883 | 28.8487 | 268.0883 | 28.8487
8600 | 258.1668 | 26.0468 | 258.1668 | 26.0468
8601 | 255.5965 | 22.9828 | 255.5965 | 22.9828
8602 | 259.0602 | 16.5895 | 259.0602 | 16.5895
8603 | 254.99 | 13.1487 | 254.99 | 13.1487
8604 | 241.9116 | 13.9774 | 241.9116 | 13.9774
8605 | 225.9487 | 10.9463 | 225.9487 | 10.9463
8606 | 216.0951 | 14.0706 | 216.0951 | 14.0706
8607 | 205.5757 | 16.0188 | 205.5757 | 16.0188
8608 | 199.233 | 19.6387 | 199.233 | 19.6387
8609 | 201.2126 | 39.2078 | 201.2126 | 39.2078
8610 | 206.0986 | 43.8203 | 206.0986 | 43.8203
8611 | 219.9943 | 43.4499 | 219.9943 | 43.4499
8612 | 245.2721 | 43.2396 | 245.2721 | 43.2396
8613 | 263.4703 | 41.381 | 263.4703 | 41.381
8614 | 276.4319 | 40.1047 | 276.4319 | 40.1047
8615 | 301.6255 | 38.9196 | 301.6255 | 38.9196
8616 | 303.0866 | 36.363 | 303.0866 | 36.363
8617 | 286.6918 | 33.8476 | 286.6918 | 33.8476
8618 | 281.7838 | 32.7981 | 281.7838 | 32.7981
8619 | 284.1895 | 31.6659 | 284.1895 | 31.6659
8620 | 284.2562 | 37.6056 | 284.2562 | 37.6056
8621 | 283.6109 | 39.9689 | 283.6109 | 39.9689
8622 | 281.8393 | 37.4883 | 281.8393 | 37.4883
8623 | 267.09 | 35.9771 | 267.09 | 35.9771
8624 | 259.6496 | 32.5559 | 259.6496 | 32.5559
8625 | 257.3496 | 28.6679 | 257.3496 | 28.6679
8626 | 260.7747 | 21.5401 | 260.7747 | 21.5401
8627 | 254.9211 | 17.3789 | 254.9211 | 17.3789
8628 | 242.1446 | 17.4186 | 242.1446 | 17.4186
8629 | 224.7693 | 13.8033 | 224.7693 | 13.8033
8630 | 214.9855 | 16.6332 | 214.9855 | 16.6332
8631 | 204.8599 | 18.4809 | 204.8599 | 18.4809
8632 | 197.7608 | 22.0221 | 197.7608 | 22.0221
8633 | 197.0825 | 41.4838 | 197.0825 | 41.4838
8634 | 203.0966 | 45.8914 | 203.0966 | 45.8914
8635 | 214.8689 | 45.165 | 214.8689 | 45.165
8636 | 237.4573 | 44.4267 | 237.4573 | 44.4267
8637 | 258.3526 | 42.0103 | 258.3526 | 42.0103
8638 | 274.9501 | 40.1772 | 274.9501 | 40.1772
8639 | 298.1569 | 38.5511 | 298.1569 | 38.5511
8640 | 302.2636 | 35.6052 | 302.2636 | 35.6052
8641 | 286.9751 | 32.9503 | 286.9751 | 32.9503
8642 | 281.7342 | 31.9312 | 281.7342 | 31.9312
8643 | 281.4231 | 30.9485 | 281.4231 | 30.9485
8644 | 281.0732 | 36.8843 | 281.0732 | 36.8843
8645 | 283.7878 | 38.8005 | 283.7878 | 38.8005
8646 | 278.7072 | 35.9749 | 278.7072 | 35.9749
8647 | 267.1635 | 34.2433 | 267.1635 | 34.2433
8648 | 258.9295 | 30.5067 | 258.9295 | 30.5067
8649 | 255.1307 | 26.3375 | 255.1307 | 26.3375
8650 | 259.6766 | 18.9044 | 259.6766 | 18.9044
8651 | 256.0417 | 14.3872 | 256.0417 | 14.3872
8652 | 241.5071 | 14.2197 | 241.5071 | 14.2197
8653 | 226.5025 | 10.6208 | 226.5025 | 10.6208
8654 | 216.9943 | 13.5246 | 216.9943 | 13.5246
8655 | 206.9355 | 15.3365 | 206.9355 | 15.3365
8656 | 198.8462 | 19.0016 | 198.8462 | 19.0016
8657 | 198.6691 | 38.7 | 198.6691 | 38.7
8658 | 202.933 | 43.3351 | 202.933 | 43.3351
8659 | 212.7221 | 42.7138 | 212.7221 | 42.7138
8660 | 232.162 | 41.9342 | 232.162 | 41.9342
8661 | 251.46 | 39.5545 | 251.46 | 39.5545
8662 | 265.6024 | 37.6987 | 265.6024 | 37.6987
8663 | 286.4903 | 36.0712 | 286.4903 | 36.0712
8664 | 290.5975 | 33.3308 | 290.5975 | 33.3308
8665 | 281.0696 | 30.8808 | 281.0696 | 30.8808
8666 | 274.8544 | 30.0806 | 274.8544 | 30.0806
8667 | 272.3161 | 29.5255 | 272.3161 | 29.5255
8668 | 272.2274 | 36.0229 | 272.2274 | 36.0229
8669 | 273.5057 | 38.6767 | 273.5057 | 38.6767
8670 | 269.0637 | 36.2849 | 269.0637 | 36.2849
8671 | 258.0092 | 35.2192 | 258.0092 | 35.2192
8672 | 250.5815 | 32.3737 | 250.5815 | 32.3737
8673 | 251.2921 | 28.8564 | 251.2921 | 28.8564
8674 | 258.261 | 21.551 | 258.261 | 21.551
8675 | 253.7786 | 17.1865 | 253.7786 | 17.1865
8676 | 240.2124 | 16.9769 | 240.2124 | 16.9769
8677 | 225.3361 | 13.2394 | 225.3361 | 13.2394
8678 | 216.5155 | 16.0311 | 216.5155 | 16.0311
8679 | 207.3597 | 17.994 | 207.3597 | 17.994
8680 | 198.1957 | 21.7869 | 198.1957 | 21.7869
8681 | 197.4772 | 41.5157 | 197.4772 | 41.5157
8682 | 201.0762 | 46.1383 | 201.0762 | 46.1383
8683 | 211.1629 | 45.6316 | 211.1629 | 45.6316
8684 | 228.5729 | 45.0778 | 228.5729 | 45.0778
8685 | 245.4321 | 42.8118 | 245.4321 | 42.8118
8686 | 261.7962 | 41.2435 | 261.7962 | 41.2435
8687 | 283.1572 | 39.901 | 283.1572 | 39.901
8688 | 287.2466 | 37.2953 | 287.2466 | 37.2953
8689 | 276.5236 | 34.8454 | 276.5236 | 34.8454
8690 | 272.8209 | 33.6432 | 272.8209 | 33.6432
8691 | 275.13 | 32.2228 | 275.13 | 32.2228
8692 | 276.3068 | 37.5518 | 276.3068 | 37.5518
8693 | 277.1983 | 39.2523 | 277.1983 | 39.2523
8694 | 271.8241 | 36.2016 | 271.8241 | 36.2016
8695 | 261.104 | 34.2674 | 261.104 | 34.2674
8696 | 256.1335 | 30.4265 | 256.1335 | 30.4265
8697 | 255.3395 | 26.0462 | 255.3395 | 26.0462
8698 | 256.3924 | 18.1582 | 256.3924 | 18.1582
8699 | 252.4497 | 13.3925 | 252.4497 | 13.3925
8700 | 239.9635 | 13.1495 | 239.9635 | 13.1495
8701 | 224.0101 | 10.3061 | 224.0101 | 10.3061
8702 | 214.4206 | 14.3246 | 214.4206 | 14.3246
8703 | 205.5287 | 16.5897 | 205.5287 | 16.5897
8704 | 197.4608 | 20.2828 | 197.4608 | 20.2828
8705 | 197.1426 | 39.8933 | 197.1426 | 39.8933
8706 | 201.5786 | 44.4684 | 201.5786 | 44.4684
8707 | 212.8977 | 43.7505 | 212.8977 | 43.7505
8708 | 233.5416 | 43.1758 | 233.5416 | 43.1758
8709 | 251.292 | 40.3895 | 251.292 | 40.3895
8710 | 268.0624 | 37.4113 | 268.0624 | 37.4113
8711 | 292.3161 | 35.2292 | 292.3161 | 35.2292
8712 | 296.8168 | 31.4661 | 296.8168 | 31.4661
8713 | 283.5937 | 27.8634 | 283.5937 | 27.8634
8714 | 279.0744 | 26.4408 | 279.0744 | 26.4408
8715 | 280.6281 | 25.0702 | 280.6281 | 25.0702
8716 | 280.9886 | 31.2459 | 280.9886 | 31.2459
8717 | 279.1281 | 34.0096 | 279.1281 | 34.0096
8718 | 276.4344 | 31.2946 | 276.4344 | 31.2946
8719 | 267.8001 | 29.0271 | 267.8001 | 29.0271
8720 | 260.9132 | 24.489 | 260.9132 | 24.489
8721 | 260.4971 | 20.3564 | 260.4971 | 20.3564
8722 | 260.9906 | 12.9692 | 260.9906 | 12.9692
8723 | 255.4764 | 8.1342 | 255.4764 | 8.1342
8724 | 242.2617 | 9.0908 | 242.2617 | 9.0908
8725 | 230.3904 | 6.8314 | 230.3904 | 6.8314
8726 | 220.8937 | 8.6496 | 220.8937 | 8.6496
8727 | 211.6016 | 10.7056 | 211.6016 | 10.7056
8728 | 203.2059 | 14.2324 | 203.2059 | 14.2324
8729 | 202.3896 | 33.1586 | 202.3896 | 33.1586
8730 | 206.2382 | 36.3193 | 206.2382 | 36.3193
8731 | 215.3318 | 37.8129 | 215.3318 | 37.8129
8732 | 232.8351 | 36.7499 | 232.8351 | 36.7499
8733 | 246.3704 | 36.7299 | 246.3704 | 36.7299
8734 | 259.3963 | 31.7265 | 259.3963 | 31.7265
8735 | 283.5126 | 30.742 | 283.5126 | 30.742
8736 | 284.2279 | 27.8866 | 284.2279 | 27.8866
8737 | 269.598 | 23.8318 | 269.598 | 23.8318
8738 | 265.2563 | 25.172 | 265.2563 | 25.172
8739 | 262.4955 | 25.4637 | 262.4955 | 25.4637
8740 | 263.7856 | 29.8059 | 263.7856 | 29.8059
8741 | 267.6632 | 32.6857 | 267.6632 | 32.6857
8742 | 262.0056 | 29.8812 | 262.0056 | 29.8812
8743 | 257.0112 | 27.928 | 257.0112 | 27.928
8744 | 251.4876 | 22.6609 | 251.4876 | 22.6609
8745 | 252.5739 | 20.6109 | 252.5739 | 20.6109
8746 | 258.184 | 13.4164 | 258.184 | 13.4164
8747 | 252.134 | 10.2224 | 252.134 | 10.2224
8748 | 241.5877 | 11.4598 | 241.5877 | 11.4598
8749 | 228.2507 | 10.0632 | 228.2507 | 10.0632
8750 | 216.9517 | 12.5023 | 216.9517 | 12.5023
8751 | 209.5786 | 15.1724 | 209.5786 | 15.1724
8752 | 202.1888 | 18.9324 | 202.1888 | 18.9324
8753 | 202.0414 | 37.8698 | 202.0414 | 37.8698
8754 | 206.2358 | 40.673 | 206.2358 | 40.673
8755 | 217.6734 | 41.5603 | 217.6734 | 41.5603
8756 | 240.7317 | 39.885 | 240.7317 | 39.885
8757 | 262.276 | 39.2423 | 262.276 | 39.2423
8758 | 280.9395 | 32.8078 | 280.9395 | 32.8078
8759 | 307.9443 | 31.097 | 307.9443 | 31.097