## Summary Scalars
Parameter | Value
Total Cost ($) | 10689430.7243
Capital Cost (CAPEX) | 185677.2261
Operating Cost (OPEX) | 10503753.4982
Annual Fuel Consumption Genset (L) | 1672368.4211
Annual Fuel Consumption Diesel Furnace (L) | 3235294.6981

## Generator Summary
Size | Built | Capacity (kW) | Capital Cost ($) | Operating Cost ($)
100 kW | 1 | 100 | 6385.7212 | 14900
500 kW | 0 | 0 | 0 | 0
1000 kW | 1 | 1000 | 70952.4573 | 114000
2000 kW | 0 | 0 | 0 | 0
Total | 2 | 1100 | 77338.1785 | 128900

## Diesel Furnace Summary
Size | Built | Capacity (MW) | Capital Cost ($) | Operating Cost ($)
17.58 kW | 480 | 8438.4 | 108339.0476 | 135014.4
Total | 480 | 8438.4 | 108339.0476 | 135014.4

## Time Series
Time | Electric Load (kW) | Thermal Load (kW) | Diesel Generation (kW) | Thermal Generation (kW)
0 | 748.482 | 188.2268 | 748.482 | 188.2268
1 | 710.5564 | 176.7134 | 710.5564 | 176.7134
2 | 707.2249 | 181.1376 | 707.2249 | 181.1376
3 | 712.1094 | 181.5809 | 712.1094 | 181.5809
4 | 704.5539 | 212.6776 | 704.5539 | 212.6776
5 | 718.4111 | 243.1689 | 718.4111 | 243.1689
6 | 712.1596 | 224.4592 | 712.1596 | 224.4592
7 | 669.6484 | 210.523 | 669.6484 | 210.523
8 | 640.6585 | 180.9866 | 640.6585 | 180.9866
9 | 633.5948 | 163.5074 | 633.5948 | 163.5074
10 | 640.1235 | 108.7722 | 640.1235 | 108.7722
11 | 620.1272 | 74.6657 | 620.1272 | 74.6657
12 | 585.5388 | 70.1145 | 585.5388 | 70.1145
13 | 549.6796 | 57.8099 | 549.6796 | 57.8099
14 | 524.3146 | 62.176 | 524.3146 | 62.176
15 | 504.5888 | 75.0662 | 504.5888 | 75.0662
16 | 484.3793 | 112.3809 | 484.3793 | 112.3809
17 | 483.0939 | 242.9083 | 483.0939 | 242.9083
18 | 496.788 | 267.6505 | 496.788 | 267.6505
19 | 526.7422 | 274.7267 | 526.7422 | 274.7267
20 | 585.4899 | 255.8224 | 585.4899 | 255.8224
21 | 639.1777 | 246.0334 | 639.1777 | 246.0334
22 | 681.9501 | 216.1678 | 681.9501 | 216.1678
23 | 742.8875 | 209.94 | 742.8875 | 209.94
24 | 754.2521 | 192.7781 | 754.2521 | 192.7781
25 | 716.5356 | 180.5061 | 716.5356 | 180.5061
26 | 702.3623 | 183.9834 | 702.3623 | 183.9834
27 | 703.6688 | 183.3959 | 703.6688 | 183.3959
28 | 703.5556 | 213.6083 | 703.5556 | 213.6083
29 | 706.5751 | 243.4202 | 706.5751 | 243.4202
30 | 697.9086 | 224.2102 | 697.9086 | 224.2102
31 | 663.9458 | 209.925 | 663.9458 | 209.925
32 | 636.7794 | 180.1699 | 636.7794 | 180.1699
33 | 628.1424 | 162.5999 | 628.1424 | 162.5999
34 | 634.6339 | 107.7275 | 634.6339 | 107.7275
35 | 619.9619 | 73.2882 | 619.9619 | 73.2882
36 | 579.7743 | 68.4183 | 579.7743 | 68.4183
37 | 543.3708 | 56.0671 | 543.3708 | 56.0671
38 | 525.2113 | 60.6216 | 525.2113 | 60.6216
39 | 506.5852 | 73.7353 | 506.5852 | 73.7353
40 | 487.409 | 111.0011 | 487.409 | 111.0011
41 | 485.3325 | 241.3912 | 485.3325 | 241.3912
42 | 494.487 | 266.0147 | 494.487 | 266.0147
43 | 519.0762 | 272.9606 | 519.0762 | 272.9606
44 | 573.6246 | 253.9702 | 573.6246 | 253.9702
45 | 629.2384 | 244.1975 | 629.2384 | 244.1975
46 | 668.69 | 214.304 | 668.69 | 214.304
47 | 725.6954 | 207.8598 | 725.6954 | 207.8598
48 | 730.3739 | 190.5606 | 730.3739 | 190.5606
49 | 702.46 | 178.519 | 702.46 | 178.519
50 | 692.292 | 182.4895 | 692.292 | 182.4895
51 | 696.898 | 183.0725 | 696.898 | 183.0725
52 | 694.0528 | 214.8323 | 694.0528 | 214.8323
53 | 703.8544 | 245.9332 | 703.8544 | 245.9332
54 | 693.0342 | 227.3282 | 693.0342 | 227.3282
55 | 657.0854 | 213.1919 | 657.0854 | 213.1919
56 | 627.9208 | 183.5997 | 627.9208 | 183.5997
57 | 618.3855 | 166.0436 | 618.3855 | 166.0436
58 | 630.2559 | 111.0432 | 630.2559 | 111.0432
59 | 614.2601 | 76.5412 | 614.2601 | 76.5412
60 | 576.7241 | 71.7131 | 576.7241 | 71.7131
61 | 545.875 | 59.1687 | 545.875 | 59.1687
62 | 524.0874 | 63.3301 | 524.0874 | 63.3301
63 | 504.0462 | 75.9039 | 504.0462 | 75.9039
64 | 487.2448 | 112.9091 | 487.2448 | 112.9091
65 | 481.9581 | 243.1782 | 481.9581 | 243.1782
66 | 490.9269 | 267.9716 | 490.9269 | 267.9716
67 | 511.6374 | 275.3689 | 511.6374 | 275.3689
68 | 557.6546 | 256.6624 | 557.6546 | 256.6624
69 | 600.9286 | 246.6291 | 600.9286 | 246.6291
70 | 643.6466 | 216.561 | 643.6466 | 216.561
71 | 692.4447 | 210.4147 | 692.4447 | 210.4147
72 | 708.8146 | 193.076 | 708.8146 | 193.076
73 | 683.1097 | 180.9133 | 683.1097 | 180.9133
74 | 672.5344 | 184.6698 | 672.5344 | 184.6698
75 | 676.1522 | 184.7175 | 676.1522 | 184.7175
76 | 671.2324 | 215.6583 | 671.2324 | 215.6583
77 | 673.2977 | 246.1985 | 673.2977 | 246.1985
78 | 653.4346 | 227.6376 | 653.4346 | 227.6376
79 | 634.024 | 213.7876 | 634.024 | 213.7876
80 | 617.1233 | 184.2489 | 617.1233 | 184.2489
81 | 614.9843 | 166.7394 | 614.9843 | 166.7394
82 | 619.1335 | 111.9251 | 619.1335 | 111.9251
83 | 611.0031 | 77.6581 | 611.0031 | 77.6581
84 | 574.5587 | 72.937 | 574.5587 | 72.937
85 | 538.5972 | 60.4694 | 538.5972 | 60.4694
86 | 520.5569 | 64.5959 | 520.5569 | 64.5959
87 | 505.4507 | 77.165 | 505.4507 | 77.165
88 | 484.2633 | 114.0376 | 484.2633 | 114.0376
89 | 479.8294 | 244.1532 | 479.8294 | 244.1532
90 | 487.742 | 268.786 | 487.742 | 268.786
91 | 513.0461 | 276.0553 | 513.0461 | 276.0553
92 | 552.9851 | 257.4488 | 552.9851 | 257.4488
93 | 603.1105 | 247.9577 | 603.1105 | 247.9577
94 | 639.7285 | 218.5575 | 639.7285 | 218.5575
95 | 686.0455 | 212.9323 | 686.0455 | 212.9323
96 | 704.8124 | 196.0753 | 704.8124 | 196.0753
97 | 671.206 | 184.1616 | 671.206 | 184.1616
98 | 663.2733 | 188.0344 | 663.2733 | 188.0344
99 | 662.0758 | 188.0216 | 662.0758 | 188.0216
100 | 672.304 | 218.8693 | 672.304 | 218.8693
101 | 686.2827 | 249.1489 | 686.2827 | 249.1489
102 | 668.8568 | 230.3624 | 668.8568 | 230.3624
103 | 648.9713 | 216.4192 | 648.9713 | 216.4192
104 | 631.1812 | 186.7898 | 631.1812 | 186.7898
105 | 620.1765 | 168.9871 | 620.1765 | 168.9871
106 | 621.6227 | 113.761 | 621.6227 | 113.761
107 | 603.2165 | 79.0565 | 603.2165 | 79.0565
108 | 571.4194 | 73.8305 | 571.4194 | 73.8305
109 | 542.018 | 60.8348 | 542.018 | 60.8348
110 | 520.5828 | 64.5377 | 520.5828 | 64.5377
111 | 501.8286 | 76.7439 | 501.8286 | 76.7439
112 | 484.3381 | 113.286 | 484.3381 | 113.286
113 | 479.4884 | 242.9804 | 479.4884 | 242.9804
114 | 492.2094 | 267.1991 | 492.2094 | 267.1991
115 | 518.1719 | 274.1403 | 518.1719 | 274.1403
116 | 567.6557 | 255.3942 | 567.6557 | 255.3942
117 | 609.5052 | 246.0264 | 609.5052 | 246.0264
118 | 650.2603 | 216.7611 | 650.2603 | 216.7611
119 | 703.2811 | 210.8545 | 703.2811 | 210.8545
120 | 709.2143 | 193.2807 | 709.2143 | 193.2807
121 | 673.5152 | 180.2944 | 673.5152 | 180.2944
122 | 668.9612 | 183.0689 | 668.9612 | 183.0689
123 | 675.3529 | 181.9975 | 675.3529 | 181.9975
124 | 674.4271 | 211.9563 | 674.4271 | 211.9563
125 | 677.38 | 241.6285 | 677.38 | 241.6285
126 | 665.6896 | 222.3208 | 665.6896 | 222.3208
127 | 638.3793 | 207.9704 | 638.3793 | 207.9704
128 | 619.7548 | 178.0315 | 619.7548 | 178.0315
129 | 613.7415 | 160.1637 | 613.7415 | 160.1637
130 | 618.5025 | 104.8631 | 618.5025 | 104.8631
131 | 605.3952 | 70.0819 | 605.3952 | 70.0819
132 | 572.1082 | 64.8186 | 572.1082 | 64.8186
133 | 539.8379 | 51.9416 | 539.8379 | 51.9416
134 | 518.6856 | 55.9005 | 518.6856 | 55.9005
135 | 499.8315 | 67.8856 | 499.8315 | 67.8856
136 | 479.6226 | 104.1439 | 479.6226 | 104.1439
137 | 480.543 | 233.9453 | 480.543 | 233.9453
138 | 494.8741 | 258.4362 | 494.8741 | 258.4362
139 | 525.1766 | 265.5636 | 525.1766 | 265.5636
140 | 586.2739 | 246.6337 | 586.2739 | 246.6337
141 | 634.8756 | 237.4287 | 634.8756 | 237.4287
142 | 675.8699 | 208.7521 | 675.8699 | 208.7521
143 | 728.9077 | 203.8065 | 728.9077 | 203.8065
144 | 736.999 | 187.7242 | 736.999 | 187.7242
145 | 695.6465 | 176.6133 | 695.6465 | 176.6133
146 | 684.1772 | 181.1725 | 684.1772 | 181.1725
147 | 696.1725 | 181.318 | 696.1725 | 181.318
148 | 690.8097 | 211.6422 | 690.8097 | 211.6422
149 | 691.2355 | 241.1329 | 691.2355 | 241.1329
150 | 677.5726 | 221.3598 | 677.5726 | 221.3598
151 | 649.7872 | 206.4836 | 649.7872 | 206.4836
152 | 622.8468 | 176.1515 | 622.8468 | 176.1515
153 | 618.6267 | 157.7787 | 618.6267 | 157.7787
154 | 623.954 | 101.8522 | 623.954 | 101.8522
155 | 606.7901 | 66.338 | 606.7901 | 66.338
156 | 572.9425 | 60.6164 | 572.9425 | 60.6164
157 | 537.2916 | 47.588 | 537.2916 | 47.588
158 | 514.2611 | 51.4469 | 514.2611 | 51.4469
159 | 491.5945 | 63.9835 | 491.5945 | 63.9835
160 | 472.3568 | 100.8397 | 472.3568 | 100.8397
161 | 472.2048 | 230.8715 | 472.2048 | 230.8715
162 | 489.2478 | 255.4485 | 489.2478 | 255.4485
163 | 516.485 | 262.904 | 516.485 | 262.904
164 | 574.2629 | 244.7466 | 574.2629 | 244.7466
165 | 626.0043 | 235.8023 | 626.0043 | 235.8023
166 | 661.0506 | 206.6114 | 661.0506 | 206.6114
167 | 710.6734 | 200.9351 | 710.6734 | 200.9351
168 | 716.0784 | 183.978 | 716.0784 | 183.978
169 | 680.9024 | 171.8131 | 680.9024 | 171.8131
170 | 671.81 | 175.409 | 671.81 | 175.409
171 | 680.863 | 175.0216 | 680.863 | 175.0216
172 | 676.233 | 205.1293 | 676.233 | 205.1293
173 | 677.8744 | 234.4153 | 677.8744 | 234.4153
174 | 665.3924 | 214.3281 | 665.3924 | 214.3281
175 | 635.1115 | 199.033 | 635.1115 | 199.033
176 | 610.8547 | 168.5613 | 610.8547 | 168.5613
177 | 604.8979 | 150.4701 | 604.8979 | 150.4701
178 | 616.3888 | 95.5046 | 616.3888 | 95.5046
179 | 599.7463 | 61.6796 | 599.7463 | 61.6796
180 | 565.8132 | 57.8846 | 565.8132 | 57.8846
181 | 533.6949 | 46.5921 | 533.6949 | 46.5921
182 | 509.3865 | 51.9355 | 509.3865 | 51.9355
183 | 489.458 | 65.3842 | 489.458 | 65.3842
184 | 472.0377 | 102.6082 | 472.0377 | 102.6082
185 | 474.3101 | 232.619 | 474.3101 | 232.619
186 | 487.4789 | 256.7399 | 487.4789 | 256.7399
187 | 520.3411 | 263.4927 | 520.3411 | 263.4927
188 | 580.153 | 244.6605 | 580.153 | 244.6605
189 | 630.5677 | 235.3718 | 630.5677 | 235.3718
190 | 675.0614 | 206.2834 | 675.0614 | 206.2834
191 | 726.1901 | 200.9747 | 726.1901 | 200.9747
192 | 731.9242 | 184.3131 | 731.9242 | 184.3131
193 | 702.5896 | 171.9829 | 702.5896 | 171.9829
194 | 680.3889 | 175.1995 | 680.3889 | 175.1995
195 | 689.4527 | 175.2729 | 689.4527 | 175.2729
196 | 693.6085 | 206.1531 | 693.6085 | 206.1531
197 | 701.2991 | 236.0697 | 701.2991 | 236.0697
198 | 687.8682 | 216.5293 | 687.8682 | 216.5293
199 | 654.1809 | 201.7624 | 654.1809 | 201.7624
200 | 638.2366 | 171.2674 | 638.2366 | 171.2674
201 | 626.6876 | 153.1925 | 626.6876 | 153.1925
202 | 630.6001 | 98.4806 | 630.6001 | 98.4806
203 | 604.3013 | 64.644 | 604.3013 | 64.644
204 | 571.7542 | 60.6675 | 571.7542 | 60.6675
205 | 537.3186 | 49.1843 | 537.3186 | 49.1843
206 | 517.2737 | 54.3578 | 517.2737 | 54.3578
207 | 499.7827 | 67.0851 | 499.7827 | 67.0851
208 | 485.1237 | 103.8135 | 485.1237 | 103.8135
209 | 481.7613 | 233.8383 | 481.7613 | 233.8383
210 | 492.0326 | 258.3128 | 492.0326 | 258.3128
211 | 521.5625 | 265.2495 | 521.5625 | 265.2495
212 | 570.0441 | 246.173 | 570.0441 | 246.173
213 | 615.7773 | 236.5585 | 615.7773 | 236.5585
214 | 655.1607 | 207.3351 | 655.1607 | 207.3351
215 | 716.4464 | 202.0287 | 716.4464 | 202.0287
216 | 727.7082 | 185.4439 | 727.7082 | 185.4439
217 | 699.146 | 173.9538 | 699.146 | 173.9538
218 | 695.6355 | 178.4804 | 695.6355 | 178.4804
219 | 692.7572 | 178.5491 | 692.7572 | 178.5491
220 | 695.795 | 209.2036 | 695.795 | 209.2036
221 | 696.6082 | 239.4716 | 696.6082 | 239.4716
222 | 687.8616 | 220.7828 | 687.8616 | 220.7828
223 | 659.0323 | 206.8443 | 659.0323 | 206.8443
224 | 633.0508 | 177.0775 | 633.0508 | 177.0775
225 | 626.2557 | 159.6192 | 626.2557 | 159.6192
226 | 631.924 | 104.9492 | 631.924 | 104.9492
227 | 609.2236 | 70.6566 | 609.2236 | 70.6566
228 | 576.6354 | 65.7005 | 576.6354 | 65.7005
229 | 542.9864 | 52.607 | 542.9864 | 52.607
230 | 519.3291 | 56.1448 | 519.3291 | 56.1448
231 | 502.5866 | 67.9693 | 502.5866 | 67.9693
232 | 482.2621 | 103.9833 | 482.2621 | 103.9833
233 | 482.3101 | 233.4567 | 482.3101 | 233.4567
234 | 490.3438 | 257.9359 | 490.3438 | 257.9359
235 | 509.7361 | 265.7846 | 509.7361 | 265.7846
236 | 553.6356 | 248.0554 | 553.6356 | 248.0554
237 | 595.1488 | 239.7719 | 595.1488 | 239.7719
238 | 633.2173 | 211.6793 | 633.2173 | 211.6793
239 | 691.1605 | 207.2339 | 691.1605 | 207.2339
240 | 697.0778 | 191.3052 | 697.0778 | 191.3052
241 | 673.6376 | 180.3689 | 673.6376 | 180.3689
242 | 666.813 | 185.177 | 666.813 | 185.177
243 | 663.2998 | 185.6646 | 663.2998 | 185.6646
244 | 672.1231 | 216.3633 | 672.1231 | 216.3633
245 | 678.4111 | 246.3613 | 678.4111 | 246.3613
246 | 664.3106 | 227.4724 | 664.3106 | 227.4724
247 | 639.6855 | 213.5735 | 639.6855 | 213.5735
248 | 618.5792 | 184.0883 | 618.5792 | 184.0883
249 | 611.448 | 166.8487 | 611.448 | 166.8487
250 | 618.5675 | 111.9716 | 618.5675 | 111.9716
251 | 596.6621 | 77.088 | 596.6621 | 77.088
252 | 567.9305 | 71.4874 | 567.9305 | 71.4874
253 | 538.0394 | 58.1123 | 538.0394 | 58.1123
254 | 517.1279 | 61.2685 | 517.1279 | 61.2685
255 | 502.0273 | 72.495 | 502.0273 | 72.495
256 | 481.0516 | 107.9483 | 481.0516 | 107.9483
257 | 482.0051 | 236.9399 | 482.0051 | 236.9399
258 | 486.6056 | 260.8258 | 486.6056 | 260.8258
259 | 507.8145 | 267.4483 | 507.8145 | 267.4483
260 | 543.962 | 248.2834 | 543.962 | 248.2834
261 | 584.2831 | 238.7085 | 584.2831 | 238.7085
262 | 625.0767 | 209.5153 | 625.0767 | 209.5153
263 | 672.9114 | 204.309 | 672.9114 | 204.309
264 | 687.3555 | 187.9825 | 687.3555 | 187.9825
265 | 665.353 | 176.6994 | 665.353 | 176.6994
266 | 661.5031 | 181.1027 | 661.5031 | 181.1027
267 | 658.4192 | 181.1226 | 658.4192 | 181.1226
268 | 659.435 | 211.7003 | 659.435 | 211.7003
269 | 664.2439 | 241.8938 | 664.2439 | 241.8938
270 | 647.1824 | 223.2283 | 647.1824 | 223.2283
271 | 626.2062 | 210.046 | 626.2062 | 210.046
272 | 610.8672 | 181.5102 | 610.8672 | 181.5102
273 | 612.9906 | 164.6196 | 612.9906 | 164.6196
274 | 621.1133 | 109.7495 | 621.1133 | 109.7495
275 | 604.0692 | 75.6802 | 604.0692 | 75.6802
276 | 570.3546 | 71.499 | 570.3546 | 71.499
277 | 536.1932 | 59.6271 | 536.1932 | 59.6271
278 | 517.6242 | 64.1142 | 517.6242 | 64.1142
279 | 502.2322 | 76.0644 | 502.2322 | 76.0644
280 | 486.6591 | 112.104 | 486.6591 | 112.104
281 | 480.4505 | 241.3935 | 480.4505 | 241.3935
282 | 488.6527 | 265.177 | 488.6527 | 265.177
283 | 509.1354 | 271.3853 | 509.1354 | 271.3853
284 | 554.3753 | 251.5619 | 554.3753 | 251.5619
285 | 597.1985 | 241.2564 | 597.1985 | 241.2564
286 | 633.2344 | 211.314 | 633.2344 | 211.314
287 | 685.4906 | 205.4096 | 685.4906 | 205.4096
288 | 699.2865 | 188.4432 | 699.2865 | 188.4432
289 | 671.7581 | 176.604 | 671.7581 | 176.604
290 | 662.4719 | 180.6839 | 662.4719 | 180.6839
291 | 664.2394 | 180.8038 | 664.2394 | 180.8038
292 | 665.6785 | 211.7887 | 665.6785 | 211.7887
293 | 677.4892 | 241.9752 | 677.4892 | 241.9752
294 | 668.3843 | 222.7769 | 668.3843 | 222.7769
295 | 641.2542 | 208.1822 | 641.2542 | 208.1822
296 | 625.5272 | 177.9617 | 625.5272 | 177.9617
297 | 620.7124 | 159.6983 | 620.7124 | 159.6983
298 | 617.0546 | 104.072 | 617.0546 | 104.072
299 | 599.0645 | 68.8672 | 599.0645 | 68.8672
300 | 564.8651 | 63.0828 | 564.8651 | 63.0828
301 | 531.0069 | 49.9544 | 531.0069 | 49.9544
302 | 512.1306 | 53.8552 | 512.1306 | 53.8552
303 | 494.7996 | 66.2661 | 494.7996 | 66.2661
304 | 473.8764 | 102.8664 | 473.8764 | 102.8664
305 | 473.3673 | 232.7237 | 473.3673 | 232.7237
306 | 487.2569 | 257.1401 | 487.2569 | 257.1401
307 | 513.6835 | 264.2373 | 513.6835 | 264.2373
308 | 571.4955 | 245.319 | 571.4955 | 245.319
309 | 623.4106 | 235.8791 | 623.4106 | 235.8791
310 | 656.3077 | 206.3206 | 656.3077 | 206.3206
311 | 714.6928 | 200.4744 | 714.6928 | 200.4744
312 | 710.5834 | 183.7197 | 710.5834 | 183.7197
313 | 677.1222 | 171.8643 | 677.1222 | 171.8643
314 | 668.9075 | 175.6091 | 668.9075 | 175.6091
315 | 672.8645 | 175.4823 | 672.8645 | 175.4823
316 | 669.9465 | 206.2555 | 669.9465 | 206.2555
317 | 677.6864 | 236.5374 | 677.6864 | 236.5374
318 | 665.7757 | 217.6974 | 665.7757 | 217.6974
319 | 633.8822 | 203.724 | 633.8822 | 203.724
320 | 612.3147 | 174.1806 | 612.3147 | 174.1806
321 | 606.7145 | 156.7386 | 606.7145 | 156.7386
322 | 616.6991 | 101.8429 | 616.6991 | 101.8429
323 | 596.7766 | 67.3478 | 596.7766 | 67.3478
324 | 554.3866 | 62.3731 | 554.3866 | 62.3731
325 | 518.8538 | 49.7497 | 518.8538 | 49.7497
326 | 502.4198 | 53.9134 | 502.4198 | 53.9134
327 | 483.473 | 66.6337 | 483.473 | 66.6337
328 | 463.7178 | 103.7204 | 463.7178 | 103.7204
329 | 463.3201 | 234.0244 | 463.3201 | 234.0244
330 | 479.9666 | 258.7456 | 479.9666 | 258.7456
331 | 504.4589 | 265.9405 | 504.4589 | 265.9405
332 | 561.3606 | 247.3597 | 561.3606 | 247.3597
333 | 614.3301 | 238.2292 | 614.3301 | 238.2292
334 | 655.4374 | 208.9616 | 655.4374 | 208.9616
335 | 701.3838 | 203.3667 | 701.3838 | 203.3667
336 | 711.3863 | 186.5492 | 711.3863 | 186.5492
337 | 675.29 | 175.059 | 675.29 | 175.059
338 | 669.0007 | 179.6554 | 669.0007 | 179.6554
339 | 669.4549 | 180.5618 | 669.4549 | 180.5618
340 | 667.9457 | 212.3495 | 667.9457 | 212.3495
341 | 673.4234 | 243.4854 | 673.4234 | 243.4854
342 | 662.8392 | 225.2456 | 662.8392 | 225.2456
343 | 632.573 | 211.7469 | 632.573 | 211.7469
344 | 611.6362 | 182.5503 | 611.6362 | 182.5503
345 | 608.6172 | 165.3456 | 608.6172 | 165.3456
346 | 618.3255 | 110.8222 | 618.3255 | 110.8222
347 | 592.0464 | 76.7832 | 592.0464 | 76.7832
348 | 553.3898 | 72.2017 | 553.3898 | 72.2017
349 | 522.0803 | 59.7132 | 522.0803 | 59.7132
350 | 500.8333 | 63.6465 | 500.8333 | 63.6465
351 | 484.3916 | 75.7596 | 484.3916 | 75.7596
352 | 468.1361 | 112.09 | 468.1361 | 112.09
353 | 467.9206 | 241.7658 | 467.9206 | 241.7658
354 | 483.0618 | 266.024 | 483.0618 | 266.024
355 | 510.4113 | 273.0351 | 510.4113 | 273.0351
356 | 564.2527 | 254.389 | 564.2527 | 254.389
357 | 614.9057 | 245.2609 | 614.9057 | 245.2609
358 | 660.0829 | 216.447 | 660.0829 | 216.447
359 | 707.5295 | 211.5385 | 707.5295 | 211.5385
360 | 709.1167 | 195.2911 | 709.1167 | 195.2911
361 | 681.67 | 183.8591 | 681.67 | 183.8591
362 | 668.5563 | 188.1345 | 668.5563 | 188.1345
363 | 669.6894 | 188.2125 | 669.6894 | 188.2125
364 | 669.6687 | 218.7297 | 669.6687 | 218.7297
365 | 679.9481 | 248.5905 | 679.9481 | 248.5905
366 | 665.9599 | 229.4619 | 665.9599 | 229.4619
367 | 636.6543 | 215.3023 | 636.6543 | 215.3023
368 | 615.2704 | 185.6357 | 615.2704 | 185.6357
369 | 607.9515 | 168.0168 | 607.9515 | 168.0168
370 | 619.8973 | 113.035 | 619.8973 | 113.035
371 | 599.2373 | 78.4562 | 599.2373 | 78.4562
372 | 562.6661 | 73.3675 | 562.6661 | 73.3675
373 | 527.8831 | 60.5416 | 527.8831 | 60.5416
374 | 503.4084 | 64.4167 | 503.4084 | 64.4167
375 | 488.6243 | 76.6019 | 488.6243 | 76.6019
376 | 469.8821 | 112.9998 | 469.8821 | 112.9998
377 | 467.0203 | 242.8292 | 467.0203 | 242.8292
378 | 478.2072 | 267.348 | 478.2072 | 267.348
379 | 501.6078 | 274.5568 | 501.6078 | 274.5568
380 | 552.9609 | 256.0527 | 552.9609 | 256.0527
381 | 602.2468 | 246.8664 | 602.2468 | 246.8664
382 | 642.7293 | 217.6849 | 642.7293 | 217.6849
383 | 694.6711 | 212.4227 | 694.6711 | 212.4227
384 | 701.5496 | 195.6843 | 701.5496 | 195.6843
385 | 667.802 | 183.7405 | 667.802 | 183.7405
386 | 659.4295 | 187.5132 | 659.4295 | 187.5132
387 | 660.8967 | 187.1793 | 660.8967 | 187.1793
388 | 665.4963 | 217.4383 | 665.4963 | 217.4383
389 | 660.3156 | 247.0827 | 660.3156 | 247.0827
390 | 653.9427 | 227.5422 | 653.9427 | 227.5422
391 | 630.3072 | 212.5706 | 630.3072 | 212.5706
392 | 597.9761 | 181.8336 | 597.9761 | 181.8336
393 | 592.1777 | 163.163 | 592.1777 | 163.163
394 | 605.5922 | 107.3063 | 605.5922 | 107.3063
395 | 591.8194 | 72.3342 | 591.8194 | 72.3342
396 | 559.987 | 67.4503 | 559.987 | 67.4503
397 | 525.8495 | 55.1456 | 525.8495 | 55.1456
398 | 507.3722 | 59.6653 | 507.3722 | 59.6653
399 | 491.5677 | 72.3578 | 491.5677 | 72.3578
400 | 472.691 | 109.2676 | 472.691 | 109.2676
401 | 469.5263 | 239.4413 | 469.5263 | 239.4413
402 | 477.1461 | 263.8856 | 477.1461 | 263.8856
403 | 492.0673 | 270.9921 | 492.0673 | 270.9921
404 | 538.2006 | 252.3135 | 538.2006 | 252.3135
405 | 581.2088 | 243.1737 | 581.2088 | 243.1737
406 | 621.2356 | 214.3598 | 621.2356 | 214.3598
407 | 677.8473 | 209.3397 | 677.8473 | 209.3397
408 | 690.8419 | 192.8526 | 690.8419 | 192.8526
409 | 663.9971 | 181.0227 | 663.9971 | 181.0227
410 | 656.5325 | 184.9188 | 656.5325 | 184.9188
411 | 653.4807 | 184.7897 | 653.4807 | 184.7897
412 | 658.519 | 215.2744 | 658.519 | 215.2744
413 | 662.4027 | 245.0187 | 662.4027 | 245.0187
414 | 644.7151 | 225.462 | 644.7151 | 225.462
415 | 619.0571 | 210.6673 | 619.0571 | 210.6673
416 | 599.318 | 180.4933 | 599.318 | 180.4933
417 | 597.1732 | 162.6232 | 597.1732 | 162.6232
418 | 610.9341 | 107.6577 | 610.9341 | 107.6577
419 | 589.0402 | 73.3138 | 589.0402 | 73.3138
420 | 553.7175 | 68.6905 | 553.7175 | 68.6905
421 | 525.3731 | 56.4393 | 525.3731 | 56.4393
422 | 506.0241 | 60.6821 | 506.0241 | 60.6821
423 | 490.8643 | 72.9953 | 490.8643 | 72.9953
424 | 471.4938 | 109.4072 | 471.4938 | 109.4072
425 | 470.0173 | 239.1807 | 470.0173 | 239.1807
426 | 473.8889 | 263.5064 | 473.8889 | 263.5064
427 | 492.8612 | 270.4988 | 492.8612 | 270.4988
428 | 531.9289 | 251.7341 | 531.9289 | 251.7341
429 | 570.5506 | 242.713 | 570.5506 | 242.713
430 | 610.3996 | 214.176 | 610.3996 | 214.176
431 | 663.4152 | 209.1466 | 663.4152 | 209.1466
432 | 675.1205 | 192.3663 | 675.1205 | 192.3663
433 | 652.438 | 180.2828 | 652.438 | 180.2828
434 | 643.4716 | 184.0439 | 643.4716 | 184.0439
435 | 647.2795 | 183.831 | 647.2795 | 183.831
436 | 651.5921 | 214.2901 | 651.5921 | 214.2901
437 | 654.1181 | 244.1834 | 654.1181 | 244.1834
438 | 646.7921 | 224.7477 | 646.7921 | 224.7477
439 | 625.3211 | 210.0088 | 625.3211 | 210.0088
440 | 608.0902 | 179.8814 | 608.0902 | 179.8814
441 | 608.5889 | 162.0554 | 608.5889 | 162.0554
442 | 613.803 | 107.0574 | 613.803 | 107.0574
443 | 587.5162 | 72.4506 | 587.5162 | 72.4506
444 | 551.4245 | 67.3409 | 551.4245 | 67.3409
445 | 520.478 | 54.6616 | 520.478 | 54.6616
446 | 500.9256 | 58.8975 | 500.9256 | 58.8975
447 | 486.9071 | 71.3851 | 486.9071 | 71.3851
448 | 472.7789 | 107.9227 | 472.7789 | 107.9227
449 | 464.7778 | 237.6729 | 464.7778 | 237.6729
450 | 472.5126 | 261.9869 | 472.5126 | 261.9869
451 | 494.9297 | 268.9654 | 494.9297 | 268.9654
452 | 540.3264 | 250.0983 | 540.3264 | 250.0983
453 | 587.1472 | 240.5793 | 587.1472 | 240.5793
454 | 626.0548 | 211.3489 | 626.0548 | 211.3489
455 | 680.2885 | 205.8355 | 680.2885 | 205.8355
456 | 684.7591 | 188.641 | 684.7591 | 188.641
457 | 662.6016 | 176.3202 | 662.6016 | 176.3202
458 | 650.1661 | 180.058 | 650.1661 | 180.058
459 | 656.522 | 179.8498 | 656.522 | 179.8498
460 | 655.2803 | 210.3275 | 655.2803 | 210.3275
461 | 663.211 | 240.2045 | 663.211 | 240.2045
462 | 655.9235 | 220.6106 | 655.9235 | 220.6106
463 | 634.6822 | 205.8158 | 634.6822 | 205.8158
464 | 610.5152 | 175.3859 | 610.5152 | 175.3859
465 | 610.4656 | 156.9131 | 610.4656 | 156.9131
466 | 614.5472 | 100.9657 | 614.5472 | 100.9657
467 | 590.3835 | 65.477 | 590.3835 | 65.477
468 | 563.0225 | 59.8206 | 563.0225 | 59.8206
469 | 530.1745 | 47.1227 | 530.1745 | 47.1227
470 | 511.2052 | 51.5842 | 511.2052 | 51.5842
471 | 497.4057 | 64.4628 | 497.4057 | 64.4628
472 | 485.4501 | 101.689 | 485.4501 | 101.689
473 | 479.6607 | 232.2327 | 479.6607 | 232.2327
474 | 491.0934 | 257.3216 | 491.0934 | 257.3216
475 | 520.5935 | 265.0028 | 520.5935 | 265.0028
476 | 582.3351 | 246.3545 | 582.3351 | 246.3545
477 | 637.7462 | 236.8121 | 637.7462 | 236.8121
478 | 676.3773 | 207.6562 | 676.3773 | 207.6562
479 | 732.8374 | 202.045 | 732.8374 | 202.045
480 | 738.7417 | 185.2717 | 738.7417 | 185.2717
481 | 699.0304 | 173.4907 | 699.0304 | 173.4907
482 | 697.5336 | 177.2541 | 697.5336 | 177.2541
483 | 706.1977 | 176.7411 | 706.1977 | 176.7411
484 | 697.5321 | 206.7023 | 697.5321 | 206.7023
485 | 700.925 | 236.2721 | 700.925 | 236.2721
486 | 693.7154 | 216.8667 | 693.7154 | 216.8667
487 | 656.4445 | 202.4861 | 656.4445 | 202.4861
488 | 630.8196 | 172.8334 | 630.8196 | 172.8334
489 | 626.9712 | 155.3262 | 626.9712 | 155.3262
490 | 631.5605 | 100.6888 | 631.5605 | 100.6888
491 | 602.7275 | 66.908 | 602.7275 | 66.908
492 | 562.4113 | 62.4918 | 562.4113 | 62.4918
493 | 530.1406 | 50.1243 | 530.1406 | 50.1243
494 | 512.0103 | 54.167 | 512.0103 | 54.167
495 | 500.1794 | 66.2405 | 500.1794 | 66.2405
496 | 485.3332 | 102.4872 | 485.3332 | 102.4872
497 | 480.5285 | 232.1676 | 480.5285 | 232.1676
498 | 490.3939 | 256.5747 | 490.3939 | 256.5747
499 | 516.8294 | 263.5695 | 516.8294 | 263.5695
500 | 574.9699 | 244.8025 | 574.9699 | 244.8025
501 | 627.7452 | 235.9442 | 627.7452 | 235.9442
502 | 672.5011 | 207.6329 | 672.5011 | 207.6329
503 | 719.9203 | 203.2852 | 719.9203 | 203.2852
504 | 731.2489 | 187.5962 | 731.2489 | 187.5962
505 | 694.3349 | 176.9321 | 694.3349 | 176.9321
506 | 687.0328 | 182.0428 | 687.0328 | 182.0428
507 | 689.0638 | 182.7839 | 689.0638 | 182.7839
508 | 686.7453 | 214.218 | 686.7453 | 214.218
509 | 684.6206 | 245.1002 | 684.6206 | 245.1002
510 | 678.4656 | 226.7232 | 678.4656 | 226.7232
511 | 648.4693 | 213.029 | 648.4693 | 213.029
512 | 628.1538 | 183.7788 | 628.1538 | 183.7788
513 | 627.9029 | 166.5462 | 627.9029 | 166.5462
514 | 627.8592 | 111.8088 | 627.8592 | 111.8088
515 | 601.4523 | 77.3765 | 601.4523 | 77.3765
516 | 561.2951 | 72.2576 | 561.2951 | 72.2576
517 | 529.7852 | 59.2758 | 529.7852 | 59.2758
518 | 512.8727 | 62.9136 | 512.8727 | 62.9136
519 | 498.706 | 74.9522 | 498.706 | 74.9522
520 | 487.8837 | 111.1849 | 487.8837 | 111.1849
521 | 484.4019 | 240.9491 | 484.4019 | 240.9491
522 | 494.778 | 265.4911 | 494.778 | 265.4911
523 | 523.6587 | 272.707 | 523.6587 | 272.707
524 | 580.2525 | 253.9819 | 580.2525 | 253.9819
525 | 631.5317 | 244.2697 | 631.5317 | 244.2697
526 | 675.0773 | 214.4296 | 675.0773 | 214.4296
527 | 724.1535 | 208.4183 | 724.1535 | 208.4183
528 | 719.0348 | 191.1982 | 719.0348 | 191.1982
529 | 684.6468 | 179.0658 | 684.6468 | 179.0658
530 | 672.3211 | 182.8781 | 672.3211 | 182.8781
531 | 685.8148 | 183.0678 | 685.8148 | 183.0678
532 | 685.2781 | 214.3832 | 685.2781 | 214.3832
533 | 685.6406 | 245.2305 | 685.6406 | 245.2305
534 | 665.4933 | 226.7767 | 665.4933 | 226.7767
535 | 640.2208 | 212.9685 | 640.2208 | 212.9685
536 | 621.978 | 183.4484 | 621.978 | 183.4484
537 | 621.3923 | 165.8342 | 621.3923 | 165.8342
538 | 623.0729 | 110.8106 | 623.0729 | 110.8106
539 | 597.8106 | 76.3783 | 597.8106 | 76.3783
540 | 560.2108 | 71.5362 | 560.2108 | 71.5362
541 | 527.4298 | 59.0082 | 527.4298 | 59.0082
542 | 508.1591 | 63.1509 | 508.1591 | 63.1509
543 | 497.0075 | 75.4292 | 497.0075 | 75.4292
544 | 483.4674 | 111.7713 | 483.4674 | 111.7713
545 | 475.0344 | 241.4401 | 475.0344 | 241.4401
546 | 483.6346 | 265.7355 | 483.6346 | 265.7355
547 | 508.7206 | 272.7349 | 508.7206 | 272.7349
548 | 561.6347 | 253.9563 | 561.6347 | 253.9563
549 | 608.6024 | 244.6001 | 608.6024 | 244.6001
550 | 658.3375 | 215.4465 | 658.3375 | 215.4465
551 | 700.6178 | 210.1192 | 700.6178 | 210.1192
552 | 706.7283 | 193.4273 | 706.7283 | 193.4273
553 | 676.1612 | 181.7091 | 676.1612 | 181.7091
554 | 668.7944 | 185.8286 | 668.7944 | 185.8286
555 | 674.2694 | 185.6366 | 674.2694 | 185.6366
556 | 671.1151 | 216.133 | 671.1151 | 216.133
557 | 674.0945 | 246.0682 | 674.0945 | 246.0682
558 | 657.8997 | 227.021 | 657.8997 | 227.021
559 | 638.9779 | 212.8615 | 638.9779 | 212.8615
560 | 613.1408 | 183.1273 | 613.1408 | 183.1273
561 | 612.6389 | 165.4154 | 612.6389 | 165.4154
562 | 617.4201 | 110.3778 | 617.4201 | 110.3778
563 | 597.137 | 75.8431 | 597.137 | 75.8431
564 | 561.6581 | 70.8405 | 561.6581 | 70.8405
565 | 530.922 | 58.0612 | 530.922 | 58.0612
566 | 513.8007 | 61.8479 | 513.8007 | 61.8479
567 | 500.4733 | 73.9237 | 500.4733 | 73.9237
568 | 483.704 | 110.2332 | 483.704 | 110.2332
569 | 478.5682 | 239.9462 | 478.5682 | 239.9462
570 | 483.7502 | 264.223 | 483.7502 | 264.223
571 | 502.5031 | 271.1061 | 502.5031 | 271.1061
572 | 547.6046 | 252.2367 | 547.6046 | 252.2367
573 | 585.9129 | 242.9457 | 585.9129 | 242.9457
574 | 623.6767 | 213.8479 | 623.6767 | 213.8479
575 | 673.8712 | 208.616 | 673.8712 | 208.616
576 | 683.1511 | 192.1918 | 683.1511 | 192.1918
577 | 656.937 | 180.7993 | 656.937 | 180.7993
578 | 646.5977 | 185.1631 | 646.5977 | 185.1631
579 | 652.508 | 185.0968 | 652.508 | 185.0968
580 | 656.42 | 215.5489 | 656.42 | 215.5489
581 | 655.8099 | 245.4841 | 655.8099 | 245.4841
582 | 638.9265 | 226.2997 | 638.9265 | 226.2997
583 | 612.2479 | 212.0541 | 612.2479 | 212.0541
584 | 594.4247 | 182.299 | 594.4247 | 182.299
585 | 602.6864 | 164.594 | 602.6864 | 164.594
586 | 612.6083 | 109.5145 | 612.6083 | 109.5145
587 | 585.3624 | 74.931 | 585.3624 | 74.931
588 | 550.6754 | 69.933 | 550.6754 | 69.933
589 | 522.0821 | 57.3212 | 522.0821 | 57.3212
590 | 506.5409 | 61.4453 | 506.5409 | 61.4453
591 | 493.2997 | 74.0052 | 493.2997 | 74.0052
592 | 475.6899 | 110.7219 | 475.6899 | 110.7219
593 | 470.3151 | 240.5465 | 470.3151 | 240.5465
594 | 476.9578 | 264.7931 | 476.9578 | 264.7931
595 | 498.7215 | 271.511 | 498.7215 | 271.511
596 | 535.6433 | 252.2088 | 535.6433 | 252.2088
597 | 572.191 | 242.3454 | 572.191 | 242.3454
598 | 614.8321 | 212.6868 | 614.8321 | 212.6868
599 | 662.2916 | 206.3427 | 662.2916 | 206.3427
600 | 664.163 | 189.2274 | 664.163 | 189.2274
601 | 643.4289 | 177.1206 | 643.4289 | 177.1206
602 | 631.6498 | 180.7491 | 631.6498 | 180.7491
603 | 639.7075 | 180.2477 | 639.7075 | 180.2477
604 | 644.3894 | 210.3508 | 644.3894 | 210.3508
605 | 646.851 | 239.8532 | 646.851 | 239.8532
606 | 632.1503 | 219.9242 | 632.1503 | 219.9242
607 | 609.9294 | 204.8222 | 609.9294 | 204.8222
608 | 595.8497 | 174.76 | 595.8497 | 174.76
609 | 598.9977 | 156.8945 | 598.9977 | 156.8945
610 | 604.4469 | 101.6335 | 604.4469 | 101.6335
611 | 582.8775 | 66.9546 | 582.8775 | 66.9546
612 | 549.3898 | 61.938 | 549.3898 | 61.938
613 | 516.7387 | 49.2285 | 516.7387 | 49.2285
614 | 499.2291 | 53.1013 | 499.2291 | 53.1013
615 | 487.7381 | 65.2423 | 487.7381 | 65.2423
616 | 473.6222 | 101.8031 | 473.6222 | 101.8031
617 | 466.5916 | 231.786 | 466.5916 | 231.786
618 | 474.9522 | 256.4816 | 474.9522 | 256.4816
619 | 499.0978 | 263.8115 | 499.0978 | 263.8115
620 | 545.1801 | 245.1608 | 545.1801 | 245.1608
621 | 588.966 | 235.6301 | 588.966 | 235.6301
622 | 628.6337 | 206.6091 | 628.6337 | 206.6091
623 | 675.5037 | 201.333 | 675.5037 | 201.333
624 | 680.8167 | 184.4736 | 680.8167 | 184.4736
625 | 649.9409 | 172.1644 | 649.9409 | 172.1644
626 | 643.9281 | 176.3327 | 643.9281 | 176.3327
627 | 648.4083 | 176.662 | 648.4083 | 176.662
628 | 649.2148 | 207.8401 | 649.2148 | 207.8401
629 | 658.1769 | 238.3919 | 658.1769 | 238.3919
630 | 646.5555 | 219.6682 | 646.5555 | 219.6682
631 | 618.5122 | 205.6808 | 618.5122 | 205.6808
632 | 605.5893 | 176.07 | 605.5893 | 176.07
633 | 609.0035 | 158.279 | 609.0035 | 158.279
634 | 617.9283 | 102.7224 | 617.9283 | 102.7224
635 | 589.8432 | 67.5177 | 589.8432 | 67.5177
636 | 546.8342 | 61.6751 | 546.8342 | 61.6751
637 | 517.1612 | 48.7933 | 517.1612 | 48.7933
638 | 499.8104 | 53.3666 | 499.8104 | 53.3666
639 | 489.7706 | 66.5313 | 489.7706 | 66.5313
640 | 477.0843 | 103.9484 | 477.0843 | 103.9484
641 | 471.3992 | 234.3897 | 471.3992 | 234.3897
642 | 479.8431 | 258.8247 | 479.8431 | 258.8247
643 | 509.7912 | 265.8056 | 509.7912 | 265.8056
644 | 568.5001 | 247.3853 | 568.5001 | 247.3853
645 | 627.5779 | 238.3129 | 627.5779 | 238.3129
646 | 670.5919 | 209.3641 | 670.5919 | 209.3641
647 | 729.4796 | 204.1182 | 729.4796 | 204.1182
648 | 729.9746 | 187.5008 | 729.9746 | 187.5008
649 | 699.9387 | 175.8036 | 699.9387 | 175.8036
650 | 689.0528 | 179.9696 | 689.0528 | 179.9696
651 | 691.9972 | 180.3058 | 691.9972 | 180.3058
652 | 692.4899 | 211.47 | 692.4899 | 211.47
653 | 691.5083 | 241.9566 | 691.5083 | 241.9566
654 | 676.8128 | 223.0724 | 676.8128 | 223.0724
655 | 646.8805 | 208.8802 | 646.8805 | 208.8802
656 | 632.7228 | 179.181 | 632.7228 | 179.181
657 | 636.0962 | 161.6482 | 636.0962 | 161.6482
658 | 632.0755 | 106.8572 | 632.0755 | 106.8572
659 | 596.3198 | 72.4529 | 596.3198 | 72.4529
660 | 537.0928 | 67.3898 | 537.0928 | 67.3898
661 | 505.8886 | 54.5593 | 505.8886 | 54.5593
662 | 486.6104 | 58.1529 | 486.6104 | 58.1529
663 | 477.5747 | 69.8936 | 477.5747 | 69.8936
664 | 467.7526 | 105.8681 | 467.7526 | 105.8681
665 | 458.299 | 235.2623 | 458.299 | 235.2623
666 | 467.0519 | 259.3227 | 467.0519 | 259.3227
667 | 495.4214 | 266.2407 | 495.4214 | 266.2407
668 | 550.0022 | 247.6528 | 550.0022 | 247.6528
669 | 606.4044 | 238.413 | 606.4044 | 238.413
670 | 649.4318 | 209.1942 | 649.4318 | 209.1942
671 | 696.9737 | 203.4225 | 696.9737 | 203.4225
672 | 698.3732 | 186.1117 | 698.3732 | 186.1117
673 | 665.2397 | 173.9095 | 665.2397 | 173.9095
674 | 660.6603 | 177.773 | 660.6603 | 177.773
675 | 663.2214 | 177.7579 | 663.2214 | 177.7579
676 | 663.8172 | 208.6103 | 663.8172 | 208.6103
677 | 663.8818 | 238.9154 | 663.8818 | 238.9154
678 | 650.3085 | 219.8776 | 650.3085 | 219.8776
679 | 621.3925 | 205.5133 | 621.3925 | 205.5133
680 | 600.9179 | 175.4837 | 600.9179 | 175.4837
681 | 607.607 | 157.5065 | 607.607 | 157.5065
682 | 609.4783 | 102.1314 | 609.4783 | 102.1314
683 | 580.2038 | 67.178 | 580.2038 | 67.178
684 | 540.1208 | 61.8217 | 540.1208 | 61.8217
685 | 509.8492 | 49.1284 | 509.8492 | 49.1284
686 | 490.1496 | 53.4317 | 490.1496 | 53.4317
687 | 481.5359 | 65.9659 | 481.5359 | 65.9659
688 | 465.7204 | 102.7222 | 465.7204 | 102.7222
689 | 456.8746 | 232.6748 | 456.8746 | 232.6748
690 | 471.2603 | 257.2448 | 471.2603 | 257.2448
691 | 499.0553 | 264.5584 | 499.0553 | 264.5584
692 | 550.9413 | 246.0636 | 550.9413 | 246.0636
693 | 601.3635 | 236.4631 | 601.3635 | 236.4631
694 | 635.8329 | 206.7743 | 635.8329 | 206.7743
695 | 682.2044 | 200.9561 | 682.2044 | 200.9561
696 | 685.474 | 183.017 | 685.474 | 183.017
697 | 653.934 | 170.517 | 653.934 | 170.517
698 | 646.5325 | 174.1013 | 646.5325 | 174.1013
699 | 651.1592 | 173.6883 | 651.1592 | 173.6883
700 | 647.7096 | 203.9496 | 647.7096 | 203.9496
701 | 647.5882 | 233.6358 | 647.5882 | 233.6358
702 | 639.3051 | 214.1419 | 639.3051 | 214.1419
703 | 608.3532 | 199.6194 | 608.3532 | 199.6194
704 | 586.6034 | 169.6037 | 586.6034 | 169.6037
705 | 594.6933 | 151.6428 | 594.6933 | 151.6428
706 | 599.2302 | 96.54 | 599.2302 | 96.54
707 | 571.2662 | 62.4847 | 571.2662 | 62.4847
708 | 547.2551 | 120.3333 | 547.2551 | 120.3333
709 | 515.8821 | 115.1984 | 515.8821 | 115.1984
710 | 497.8259 | 121.3784 | 497.8259 | 121.3784
711 | 485.3763 | 136.824 | 485.3763 | 136.824
712 | 474.957 | 184.8109 | 474.957 | 184.8109
713 | 466.0627 | 307.2893 | 466.0627 | 307.2893
714 | 478.8531 | 332.7189 | 478.8531 | 332.7189
715 | 505.0706 | 343.9519 | 505.0706 | 343.9519
716 | 555.6725 | 322.157 | 555.6725 | 322.157
717 | 601.4989 | 307.5177 | 601.4989 | 307.5177
718 | 644.6279 | 277.1193 | 644.6279 | 277.1193
719 | 686.6351 | 266.0033 | 686.6351 | 266.0033
720 | 698.3407 | 246.4521 | 698.3407 | 246.4521
721 | 667.1675 | 225.6887 | 667.1675 | 225.6887
722 | 664.2082 | 231.4937 | 664.2082 | 231.4937
723 | 665.1992 | 232.9589 | 665.1992 | 232.9589
724 | 665.2847 | 259.7097 | 665.2847 | 259.7097
725 | 675.7333 | 287.1867 | 675.7333 | 287.1867
726 | 667.8759 | 271.117 | 667.8759 | 271.117
727 | 628.2746 | 256.9692 | 628.2746 | 256.9692
728 | 603.5446 | 237.4025 | 603.5446 | 237.4025
729 | 613.9993 | 213.9067 | 613.9993 | 213.9067
730 | 614.948 | 170.3339 | 614.948 | 170.3339
731 | 584.2734 | 133.9395 | 584.2734 | 133.9395
732 | 547.8244 | 134.3386 | 547.8244 | 134.3386
733 | 514.1694 | 129.582 | 514.1694 | 129.582
734 | 496.464 | 136.3388 | 496.464 | 136.3388
735 | 491.5766 | 150.8294 | 491.5766 | 150.8294
736 | 477.1374 | 200.1213 | 477.1374 | 200.1213
737 | 469.6977 | 322.836 | 469.6977 | 322.836
738 | 474.9117 | 347.8212 | 474.9117 | 347.8212
739 | 494.8439 | 358.7232 | 494.8439 | 358.7232
740 | 536.7402 | 337.5335 | 536.7402 | 337.5335
741 | 586.6974 | 327.1592 | 586.6974 | 327.1592
742 | 633.5429 | 302.2457 | 633.5429 | 302.2457
743 | 674.8906 | 293.125 | 674.8906 | 293.125
744 | 690.8563 | 274.0371 | 690.8563 | 274.0371
745 | 658.2525 | 255.4677 | 658.2525 | 255.4677
746 | 650.695 | 262.3602 | 650.695 | 262.3602
747 | 648.1454 | 259.9198 | 648.1454 | 259.9198
748 | 650.0833 | 282.4624 | 650.0833 | 282.4624
749 | 659.6575 | 307.2348 | 659.6575 | 307.2348
750 | 644.0118 | 289.1981 | 644.0118 | 289.1981
751 | 617.4669 | 273.5467 | 617.4669 | 273.5467
752 | 606.7021 | 251.8522 | 606.7021 | 251.8522
753 | 613.5542 | 226.2004 | 613.5542 | 226.2004
754 | 609.3435 | 181.0955 | 609.3435 | 181.0955
755 | 580.2474 | 143.6798 | 580.2474 | 143.6798
756 | 544.6764 | 144.1452 | 544.6764 | 144.1452
757 | 514.3745 | 140.8449 | 514.3745 | 140.8449
758 | 494.4935 | 149.7956 | 494.4935 | 149.7956
759 | 488.5897 | 164.551 | 488.5897 | 164.551
760 | 479.8264 | 212.3487 | 479.8264 | 212.3487
761 | 467.6208 | 333.3897 | 467.6208 | 333.3897
762 | 473.2011 | 356.7199 | 473.2011 | 356.7199
763 | 495.3076 | 366.1561 | 495.3076 | 366.1561
764 | 535.1746 | 344.1815 | 535.1746 | 344.1815
765 | 574.2419 | 330.7716 | 574.2419 | 330.7716
766 | 612.2716 | 301.8296 | 612.2716 | 301.8296
767 | 657.7208 | 289.0114 | 657.7208 | 289.0114
768 | 667.2727 | 267.0487 | 667.2727 | 267.0487
769 | 647.567 | 243.7131 | 647.567 | 243.7131
770 | 636.0635 | 247.8726 | 636.0635 | 247.8726
771 | 635.2751 | 246.7183 | 635.2751 | 246.7183
772 | 638.2997 | 269.4217 | 638.2997 | 269.4217
773 | 650.6607 | 292.6999 | 650.6607 | 292.6999
774 | 643.1616 | 273.1786 | 643.1616 | 273.1786
775 | 619.7611 | 256.3829 | 619.7611 | 256.3829
776 | 609.9771 | 234.3385 | 609.9771 | 234.3385
777 | 624.0127 | 207.306 | 624.0127 | 207.306
778 | 616.0676 | 159.9126 | 616.0676 | 159.9126
779 | 583.2335 | 120.3124 | 583.2335 | 120.3124
780 | 545.4344 | 118.2718 | 545.4344 | 118.2718
781 | 516.37 | 111.7657 | 516.37 | 111.7657
782 | 499.1771 | 115.6949 | 499.1771 | 115.6949
783 | 491.9684 | 128.3982 | 491.9684 | 128.3982
784 | 479.9303 | 176.8012 | 479.9303 | 176.8012
785 | 471.1157 | 298.9864 | 471.1157 | 298.9864
786 | 475.7621 | 324.4538 | 475.7621 | 324.4538
787 | 497.7829 | 336.0178 | 497.7829 | 336.0178
788 | 545.9146 | 315.613 | 545.9146 | 315.613
789 | 590.9963 | 303.8012 | 590.9963 | 303.8012
790 | 627.3862 | 274.6512 | 627.3862 | 274.6512
791 | 674.949 | 264.443 | 674.949 | 264.443
792 | 689.9275 | 246.575 | 689.9275 | 246.575
793 | 656.5106 | 227.5517 | 656.5106 | 227.5517
794 | 652.4461 | 233.6782 | 652.4461 | 233.6782
795 | 653.4817 | 233.914 | 653.4817 | 233.914
796 | 655.2217 | 259.2842 | 655.2217 | 259.2842
797 | 666.8811 | 285.3331 | 666.8811 | 285.3331
798 | 654.2225 | 267.5424 | 654.2225 | 267.5424
799 | 623.5644 | 252.5246 | 623.5644 | 252.5246
800 | 610.5538 | 231.3786 | 610.5538 | 231.3786
801 | 622.5636 | 205.3863 | 622.5636 | 205.3863
802 | 614.2296 | 159.5911 | 614.2296 | 159.5911
803 | 583.4031 | 120.7285 | 583.4031 | 120.7285
804 | 541.2905 | 119.1229 | 541.2905 | 119.1229
805 | 514.4301 | 114.2244 | 514.4301 | 114.2244
806 | 496.7166 | 120.5462 | 496.7166 | 120.5462
807 | 489.6414 | 132.2187 | 489.6414 | 132.2187
808 | 481.0085 | 179.5247 | 481.0085 | 179.5247
809 | 474.4301 | 301.7572 | 474.4301 | 301.7572
810 | 479.5428 | 327.5272 | 479.5428 | 327.5272
811 | 510.2339 | 340.0179 | 510.2339 | 340.0179
812 | 570.2998 | 319.9914 | 570.2998 | 319.9914
813 | 620.2406 | 308.4728 | 620.2406 | 308.4728
814 | 666.3111 | 282.0746 | 666.3111 | 282.0746
815 | 718.1265 | 274.1549 | 718.1265 | 274.1549
816 | 724.7655 | 258.6133 | 724.7655 | 258.6133
817 | 682.3913 | 242.5026 | 682.3913 | 242.5026
818 | 674.3635 | 252.3456 | 674.3635 | 252.3456
819 | 682.7453 | 255.1063 | 682.7453 | 255.1063
820 | 683.2558 | 282.7745 | 683.2558 | 282.7745
821 | 685.9048 | 311.1876 | 685.9048 | 311.1876
822 | 677.9904 | 294.8627 | 677.9904 | 294.8627
823 | 631.3759 | 279.5801 | 631.3759 | 279.5801
824 | 617.8918 | 257.6397 | 617.8918 | 257.6397
825 | 634.9201 | 229.9736 | 634.9201 | 229.9736
826 | 624.098 | 181.6157 | 624.098 | 181.6157
827 | 589.7717 | 139.9917 | 589.7717 | 139.9917
828 | 542.3531 | 135.899 | 542.3531 | 135.899
829 | 513.8195 | 127.9176 | 513.8195 | 127.9176
830 | 498.5677 | 130.9674 | 498.5677 | 130.9674
831 | 491.6395 | 141.9023 | 491.6395 | 141.9023
832 | 483.5243 | 187.2791 | 483.5243 | 187.2791
833 | 474.6698 | 307.904 | 474.6698 | 307.904
834 | 482.0469 | 331.4801 | 482.0469 | 331.4801
835 | 511.7326 | 341.7863 | 511.7326 | 341.7863
836 | 572.9726 | 320.9181 | 572.9726 | 320.9181
837 | 627.7676 | 308.5863 | 627.7676 | 308.5863
838 | 671.8768 | 281.1573 | 671.8768 | 281.1573
839 | 712.4541 | 271.8948 | 712.4541 | 271.8948
840 | 715.9706 | 254.1498 | 715.9706 | 254.1498
841 | 679.8202 | 235.5331 | 679.8202 | 235.5331
842 | 672.337 | 241.3381 | 672.337 | 241.3381
843 | 675.173 | 239.2381 | 675.173 | 239.2381
844 | 672.2239 | 261.0053 | 672.2239 | 261.0053
845 | 675.0191 | 284.4915 | 675.0191 | 284.4915
846 | 665.7556 | 264.8662 | 665.7556 | 264.8662
847 | 635.9077 | 246.9924 | 635.9077 | 246.9924
848 | 613.3532 | 223.1229 | 613.3532 | 223.1229
849 | 631.2493 | 194.426 | 631.2493 | 194.426
850 | 625.5036 | 145.7182 | 625.5036 | 145.7182
851 | 588.9282 | 104.6617 | 588.9282 | 104.6617
852 | 545.5351 | 101.9496 | 545.5351 | 101.9496
853 | 515.3129 | 96.1622 | 515.3129 | 96.1622
854 | 497.0448 | 100.3562 | 497.0448 | 100.3562
855 | 490.419 | 112.8798 | 490.419 | 112.8798
856 | 481.4999 | 161.2828 | 481.4999 | 161.2828
857 | 474.8144 | 283.7422 | 474.8144 | 283.7422
858 | 482.1448 | 309.2002 | 482.1448 | 309.2002
859 | 509.9729 | 320.9722 | 509.9729 | 320.9722
860 | 572.2098 | 300.87 | 572.2098 | 300.87
861 | 609.8461 | 289.446 | 609.8461 | 289.446
862 | 654.539 | 262.2818 | 654.539 | 262.2818
863 | 691.3893 | 253.6245 | 691.3893 | 253.6245
864 | 699.8282 | 233.1655 | 699.8282 | 233.1655
865 | 674.7618 | 210.8039 | 674.7618 | 210.8039
866 | 658.7693 | 216.6373 | 658.7693 | 216.6373
867 | 662.2763 | 218.5185 | 662.2763 | 218.5185
868 | 663.7668 | 244.9479 | 663.7668 | 244.9479
869 | 663.9869 | 272.3019 | 663.9869 | 272.3019
870 | 657.4054 | 255.627 | 657.4054 | 255.627
871 | 623.9217 | 241.0158 | 623.9217 | 241.0158
872 | 610.0787 | 221.6098 | 610.0787 | 221.6098
873 | 621.7783 | 197.7547 | 621.7783 | 197.7547
874 | 618.7763 | 154.7871 | 618.7763 | 154.7871
875 | 582.5908 | 121.2959 | 582.5908 | 121.2959
876 | 541.2771 | 124.4753 | 541.2771 | 124.4753
877 | 512.2295 | 121.5344 | 512.2295 | 121.5344
878 | 494.5325 | 129.218 | 494.5325 | 129.218
879 | 486.3257 | 143.7747 | 486.3257 | 143.7747
880 | 477.7477 | 191.4968 | 477.7477 | 191.4968
881 | 464.8903 | 312.5377 | 464.8903 | 312.5377
882 | 472.3547 | 336.2463 | 472.3547 | 336.2463
883 | 500.8359 | 346.5714 | 500.8359 | 346.5714
884 | 554.6475 | 325.4384 | 554.6475 | 325.4384
885 | 600.8648 | 314.8277 | 600.8648 | 314.8277
886 | 645.0953 | 288.9402 | 645.0953 | 288.9402
887 | 686.2124 | 279.9802 | 686.2124 | 279.9802
888 | 699.4236 | 261.5449 | 699.4236 | 261.5449
889 | 660.4987 | 239.7413 | 660.4987 | 239.7413
890 | 657.211 | 244.0805 | 657.211 | 244.0805
891 | 654.057 | 244.8932 | 654.057 | 244.8932
892 | 659.8463 | 271.6629 | 659.8463 | 271.6629
893 | 662.5688 | 299.1871 | 662.5688 | 299.1871
894 | 655.0923 | 282.1435 | 655.0923 | 282.1435
895 | 624.9124 | 266.5583 | 624.9124 | 266.5583
896 | 611.8196 | 245.6108 | 611.8196 | 245.6108
897 | 627.3671 | 219.6753 | 627.3671 | 219.6753
898 | 615.8961 | 173.4167 | 615.8961 | 173.4167
899 | 581.425 | 134.7149 | 581.425 | 134.7149
900 | 542.3457 | 134.7926 | 542.3457 | 134.7926
901 | 515.046 | 129.8184 | 515.046 | 129.8184
902 | 497.6575 | 136.1119 | 497.6575 | 136.1119
903 | 490.6717 | 148.5408 | 490.6717 | 148.5408
904 | 480.1972 | 193.4922 | 480.1972 | 193.4922
905 | 468.6907 | 312.0176 | 468.6907 | 312.0176
906 | 475.809 | 333.5889 | 475.809 | 333.5889
907 | 498.5651 | 341.4837 | 498.5651 | 341.4837
908 | 542.5107 | 318.2892 | 542.5107 | 318.2892
909 | 578.9901 | 305.4372 | 578.9901 | 305.4372
910 | 623.2144 | 277.4882 | 623.2144 | 277.4882
911 | 659.649 | 268.6228 | 659.649 | 268.6228
912 | 671.791 | 251.2182 | 671.791 | 251.2182
913 | 649.6168 | 229.8685 | 649.6168 | 229.8685
914 | 644.4116 | 232.1273 | 644.4116 | 232.1273
915 | 645.4474 | 230.2826 | 645.4474 | 230.2826
916 | 653.0926 | 253.8844 | 653.0926 | 253.8844
917 | 652.4959 | 279.5362 | 652.4959 | 279.5362
918 | 645.4817 | 261.4334 | 645.4817 | 261.4334
919 | 620.8237 | 245.4037 | 620.8237 | 245.4037
920 | 604.9749 | 223.643 | 604.9749 | 223.643
921 | 619.522 | 196.932 | 619.522 | 196.932
922 | 613.8063 | 150.0493 | 613.8063 | 150.0493
923 | 580.233 | 111.9055 | 580.233 | 111.9055
924 | 540.3758 | 111.6899 | 540.3758 | 111.6899
925 | 515.2907 | 107.5385 | 515.2907 | 107.5385
926 | 494.695 | 113.8603 | 494.695 | 113.8603
927 | 487.1971 | 126.0435 | 487.1971 | 126.0435
928 | 480.6713 | 171.8837 | 480.6713 | 171.8837
929 | 467.6197 | 291.7804 | 467.6197 | 291.7804
930 | 469.8089 | 314.8458 | 469.8089 | 314.8458
931 | 493.5138 | 325.0291 | 493.5138 | 325.0291
932 | 529.0114 | 304.4825 | 529.0114 | 304.4825
933 | 573.3143 | 293.4367 | 573.3143 | 293.4367
934 | 611.6977 | 267.7478 | 611.6977 | 267.7478
935 | 651.9588 | 259.9038 | 651.9588 | 259.9038
936 | 663.3688 | 242.8302 | 663.3688 | 242.8302
937 | 642.8247 | 225.0646 | 642.8247 | 225.0646
938 | 639.1469 | 230.548 | 639.1469 | 230.548
939 | 636.1006 | 223.871 | 636.1006 | 223.871
940 | 643.1229 | 246.2056 | 643.1229 | 246.2056
941 | 650.5063 | 274.4391 | 650.5063 | 274.4391
942 | 643.0891 | 260.1473 | 643.0891 | 260.1473
943 | 616.7416 | 248.3353 | 616.7416 | 248.3353
944 | 610.6919 | 231.0192 | 610.6919 | 231.0192
945 | 626.0593 | 208.0247 | 626.0593 | 208.0247
946 | 615.1067 | 164.1776 | 615.1067 | 164.1776
947 | 578.2597 | 128.9653 | 578.2597 | 128.9653
948 | 540.8114 | 132.7215 | 540.8114 | 132.7215
949 | 512.8066 | 131.6152 | 512.8066 | 131.6152
950 | 499.3204 | 139.5919 | 499.3204 | 139.5919
951 | 491.0519 | 152.976 | 491.0519 | 152.976
952 | 484.4932 | 200.4523 | 484.4932 | 200.4523
953 | 476.5629 | 322.2024 | 476.5629 | 322.2024
954 | 478.6623 | 346.5729 | 478.6623 | 346.5729
955 | 502.855 | 357.56 | 502.855 | 357.56
956 | 547.3218 | 337.3633 | 547.3218 | 337.3633
957 | 596.2012 | 327.8874 | 596.2012 | 327.8874
958 | 635.9074 | 303.9573 | 635.9074 | 303.9573
959 | 678.7841 | 297.0117 | 678.7841 | 297.0117
960 | 685.8142 | 281.1485 | 685.8142 | 281.1485
961 | 661.6442 | 263.6761 | 661.6442 | 263.6761
962 | 656.6528 | 271.1171 | 656.6528 | 271.1171
963 | 659.4485 | 271.334 | 659.4485 | 271.334
964 | 667.9291 | 295.7774 | 667.9291 | 295.7774
965 | 675.1994 | 323.3584 | 675.1994 | 323.3584
966 | 662.1165 | 307.7805 | 662.1165 | 307.7805
967 | 631.5105 | 294.4081 | 631.5105 | 294.4081
968 | 620.8088 | 275.5884 | 620.8088 | 275.5884
969 | 631.2163 | 251.374 | 631.2163 | 251.374
970 | 624.0686 | 206.742 | 624.0686 | 206.742
971 | 586.5361 | 169.506 | 586.5361 | 169.506
972 | 543.6088 | 169.4512 | 543.6088 | 169.4512
973 | 514.6601 | 163.7395 | 514.6601 | 163.7395
974 | 496.2753 | 168.0848 | 496.2753 | 168.0848
975 | 487.5875 | 179.0764 | 487.5875 | 179.0764
976 | 483.7471 | 224.7748 | 483.7471 | 224.7748
977 | 473.32 | 345.0781 | 473.32 | 345.0781
978 | 479.3571 | 369.0136 | 479.3571 | 369.0136
979 | 508.8614 | 380.1236 | 508.8614 | 380.1236
980 | 571.0027 | 359.2081 | 571.0027 | 359.2081
981 | 621.1533 | 346.6021 | 621.1533 | 346.6021
982 | 662.9954 | 318.4922 | 662.9954 | 318.4922
983 | 706.2521 | 308.0382 | 706.2521 | 308.0382
984 | 720.765 | 288.7517 | 720.765 | 288.7517
985 | 680.4864 | 268.499 | 680.4864 | 268.499
986 | 671.0701 | 272.2992 | 671.0701 | 272.2992
987 | 677.8071 | 270.5207 | 677.8071 | 270.5207
988 | 674.1553 | 294.0847 | 674.1553 | 294.0847
989 | 677.479 | 319.7743 | 677.479 | 319.7743
990 | 666.8948 | 302.5793 | 666.8948 | 302.5793
991 | 630.1528 | 288.2424 | 630.1528 | 288.2424
992 | 613.8873 | 268.4676 | 613.8873 | 268.4676
993 | 637.6227 | 243.8938 | 637.6227 | 243.8938
994 | 626.2579 | 199.1767 | 626.2579 | 199.1767
995 | 584.9312 | 161.2314 | 584.9312 | 161.2314
996 | 542.2799 | 160.2782 | 542.2799 | 160.2782
997 | 513.2357 | 153.7816 | 513.2357 | 153.7816
998 | 493.9993 | 158.5809 | 493.9993 | 158.5809
999 | 486.131 | 171.2463 | 486.131 | 171.2463
1000 | 483.2879 | 216.8217 | 483.2879 | 216.8217
1001 | 475.0133 | 336.1888 | 475.0133 | 336.1888
1002 | 482.1732 | 358.6869 | 482.1732 | 358.6869
1003 | 516.4521 | 369.1539 | 516.4521 | 369.1539
1004 | 575.5158 | 348.0682 | 575.5158 | 348.0682
1005 | 626.8255 | 334.8191 | 626.8255 | 334.8191
1006 | 660.8706 | 305.3948 | 660.8706 | 305.3948
1007 | 704.8221 | 294.118 | 704.8221 | 294.118
1008 | 717.1001 | 274.4532 | 717.1001 | 274.4532
1009 | 681.7029 | 253.8317 | 681.7029 | 253.8317
1010 | 678.5352 | 257.9061 | 678.5352 | 257.9061
1011 | 679.7487 | 255.0118 | 679.7487 | 255.0118
1012 | 688.1993 | 276.0508 | 688.1993 | 276.0508
1013 | 689.8165 | 301.192 | 689.8165 | 301.192
1014 | 680.697 | 282.7203 | 680.697 | 282.7203
1015 | 649.1873 | 267.0216 | 649.1873 | 267.0216
1016 | 638.6102 | 246.9348 | 638.6102 | 246.9348
1017 | 646.7855 | 221.803 | 646.7855 | 221.803
1018 | 626.6159 | 176.8211 | 626.6159 | 176.8211
1019 | 586.7627 | 141.0509 | 586.7627 | 141.0509
1020 | 546.87 | 144.2965 | 546.87 | 144.2965
1021 | 518.3947 | 143.3982 | 518.3947 | 143.3982
1022 | 500.286 | 152.018 | 500.286 | 152.018
1023 | 490.1667 | 165.8749 | 490.1667 | 165.8749
1024 | 487.6328 | 213.9091 | 487.6328 | 213.9091
1025 | 488.2219 | 335.3756 | 488.2219 | 335.3756
1026 | 490.6299 | 359.8784 | 490.6299 | 359.8784
1027 | 517.1646 | 370.9601 | 517.1646 | 370.9601
1028 | 573.9599 | 349.5718 | 573.9599 | 349.5718
1029 | 629.7407 | 335.0744 | 629.7407 | 335.0744
1030 | 681.6311 | 302.7847 | 681.6311 | 302.7847
1031 | 730.0397 | 290.2785 | 730.0397 | 290.2785
1032 | 731.5161 | 269.2804 | 731.5161 | 269.2804
1033 | 698.4375 | 246.7581 | 698.4375 | 246.7581
1034 | 692.539 | 247.6551 | 692.539 | 247.6551
1035 | 696.6136 | 243.6922 | 696.6136 | 243.6922
1036 | 692.8368 | 266.5847 | 692.8368 | 266.5847
1037 | 692.1126 | 291.0071 | 692.1126 | 291.0071
1038 | 678.8754 | 272.7719 | 678.8754 | 272.7719
1039 | 642.0047 | 257.3948 | 642.0047 | 257.3948
1040 | 627.2948 | 236.2866 | 627.2948 | 236.2866
1041 | 643.7776 | 210.0106 | 643.7776 | 210.0106
1042 | 625.916 | 163.8844 | 625.916 | 163.8844
1043 | 586.0582 | 126.62 | 586.0582 | 126.62
1044 | 548.3818 | 128.7119 | 548.3818 | 128.7119
1045 | 517.7656 | 127.9271 | 517.7656 | 127.9271
1046 | 501.7543 | 135.9795 | 501.7543 | 135.9795
1047 | 491.8128 | 149.373 | 491.8128 | 149.373
1048 | 487.6762 | 196.8398 | 487.6762 | 196.8398
1049 | 479.743 | 318.6184 | 479.743 | 318.6184
1050 | 483.2308 | 343.7359 | 483.2308 | 343.7359
1051 | 510.9772 | 356.1604 | 510.9772 | 356.1604
1052 | 561.9665 | 337.2876 | 561.9665 | 337.2876
1053 | 614.4424 | 326.866 | 614.4424 | 326.866
1054 | 656.7169 | 298.9169 | 656.7169 | 298.9169
1055 | 694.1608 | 287.8576 | 694.1608 | 287.8576
1056 | 704.7367 | 267.0297 | 704.7367 | 267.0297
1057 | 676.1033 | 245.4153 | 676.1033 | 245.4153
1058 | 664.6084 | 245.3666 | 664.6084 | 245.3666
1059 | 666.448 | 241.224 | 666.448 | 241.224
1060 | 671.0337 | 263.7099 | 671.0337 | 263.7099
1061 | 672.2867 | 286.7611 | 672.2867 | 286.7611
1062 | 666.0833 | 268.9136 | 666.0833 | 268.9136
1063 | 640.4149 | 254.4348 | 640.4149 | 254.4348
1064 | 628.5886 | 235.2463 | 628.5886 | 235.2463
1065 | 641.7915 | 211.2967 | 641.7915 | 211.2967
1066 | 633.9829 | 168.3291 | 633.9829 | 168.3291
1067 | 587.9377 | 134.9608 | 587.9377 | 134.9608
1068 | 552.8598 | 140.911 | 552.8598 | 140.911
1069 | 523.614 | 142.6322 | 523.614 | 142.6322
1070 | 503.9194 | 153.6823 | 503.9194 | 153.6823
1071 | 494.0563 | 170.4708 | 494.0563 | 170.4708
1072 | 489.4628 | 220.8881 | 489.4628 | 220.8881
1073 | 480.5144 | 345.0781 | 480.5144 | 345.0781
1074 | 482.1731 | 372.2572 | 482.1731 | 372.2572
1075 | 506.2524 | 386.157 | 506.2524 | 386.157
1076 | 551.5089 | 367.1896 | 551.5089 | 367.1896
1077 | 597.2332 | 355.5575 | 597.2332 | 355.5575
1078 | 638.1368 | 328.3933 | 638.1368 | 328.3933
1079 | 674.358 | 318.4027 | 674.358 | 318.4027
1080 | 684.406 | 298.1327 | 684.406 | 298.1327
1081 | 661.8603 | 276.5371 | 661.8603 | 276.5371
1082 | 656.0205 | 281.8125 | 656.0205 | 281.8125
1083 | 651.881 | 281.2824 | 651.881 | 281.2824
1084 | 661.0909 | 306.3972 | 661.0909 | 306.3972
1085 | 668.0383 | 333.7418 | 668.0383 | 333.7418
1086 | 654.6818 | 317.7478 | 654.6818 | 317.7478
1087 | 635.771 | 303.6378 | 635.771 | 303.6378
1088 | 631.0375 | 283.8252 | 631.0375 | 283.8252
1089 | 642.7641 | 259.7526 | 642.7641 | 259.7526
1090 | 619.702 | 215.7731 | 619.702 | 215.7731
1091 | 579.2116 | 178.8113 | 579.2116 | 178.8113
1092 | 543.3298 | 178.9551 | 543.3298 | 178.9551
1093 | 514.2102 | 174.2836 | 514.2102 | 174.2836
1094 | 498.8416 | 180.2461 | 498.8416 | 180.2461
1095 | 490.9931 | 191.9753 | 490.9931 | 191.9753
1096 | 489.4828 | 238.3262 | 489.4828 | 238.3262
1097 | 484.922 | 359.1402 | 484.922 | 359.1402
1098 | 483.9182 | 383 | 483.9182 | 383
1099 | 508.3678 | 394.214 | 508.3678 | 394.214
1100 | 556.3068 | 373.7809 | 556.3068 | 373.7809
1101 | 597.1659 | 360.0684 | 597.1659 | 360.0684
1102 | 642.113 | 330.54 | 642.113 | 330.54
1103 | 688.2012 | 319.3672 | 688.2012 | 319.3672
1104 | 700.1441 | 299.9105 | 700.1441 | 299.9105
1105 | 673.7454 | 280.0077 | 673.7454 | 280.0077
1106 | 664.945 | 285.0467 | 664.945 | 285.0467
1107 | 666.6247 | 283.2872 | 666.6247 | 283.2872
1108 | 678.5512 | 306.4918 | 678.5512 | 306.4918
1109 | 690.1965 | 331.6424 | 690.1965 | 331.6424
1110 | 675.4693 | 313.3977 | 675.4693 | 313.3977
1111 | 652.9053 | 297.4153 | 652.9053 | 297.4153
1112 | 648.2832 | 275.9005 | 648.2832 | 275.9005
1113 | 653.0983 | 249.9366 | 653.0983 | 249.9366
1114 | 628.1645 | 204.1792 | 628.1645 | 204.1792
1115 | 590.4561 | 165.903 | 590.4561 | 165.903
1116 | 551.9831 | 166.1508 | 551.9831 | 166.1508
1117 | 520.0652 | 164.0326 | 520.0652 | 164.0326
1118 | 503.2421 | 171.6784 | 503.2421 | 171.6784
1119 | 497.2674 | 183.5778 | 497.2674 | 183.5778
1120 | 494.4552 | 229.9854 | 494.4552 | 229.9854
1121 | 489.9061 | 350.5251 | 489.9061 | 350.5251
1122 | 493.0723 | 374.0634 | 493.0723 | 374.0634
1123 | 522.1175 | 384.4359 | 522.1175 | 384.4359
1124 | 574.5501 | 363.3123 | 574.5501 | 363.3123
1125 | 623.9732 | 350.3564 | 623.9732 | 350.3564
1126 | 663.9795 | 320.1944 | 663.9795 | 320.1944
1127 | 714.798 | 308.6623 | 714.798 | 308.6623
1128 | 713.7051 | 288.2221 | 713.7051 | 288.2221
1129 | 683.1785 | 264.5745 | 683.1785 | 264.5745
1130 | 674.5737 | 267.968 | 674.5737 | 267.968
1131 | 677.2272 | 267.4473 | 677.2272 | 267.4473
1132 | 676.9746 | 292.6473 | 676.9746 | 292.6473
1133 | 694.0468 | 318.9232 | 694.0468 | 318.9232
1134 | 681.484 | 301.1608 | 681.484 | 301.1608
1135 | 651.3574 | 284.9231 | 651.3574 | 284.9231
1136 | 646.7697 | 262.6801 | 646.7697 | 262.6801
1137 | 656.9855 | 234.7586 | 656.9855 | 234.7586
1138 | 630.1039 | 185.9563 | 630.1039 | 185.9563
1139 | 584.9368 | 145.0416 | 584.9368 | 145.0416
1140 | 547.0188 | 143.1428 | 547.0188 | 143.1428
1141 | 517.9086 | 136.2489 | 517.9086 | 136.2489
1142 | 501.0629 | 140.3863 | 501.0629 | 140.3863
1143 | 491.8631 | 154.5553 | 491.8631 | 154.5553
1144 | 492.5051 | 205.19 | 492.5051 | 205.19
1145 | 487.1622 | 329.9002 | 487.1622 | 329.9002
1146 | 492.0569 | 357.467 | 492.0569 | 357.467
1147 | 532.3362 | 371.5181 | 532.3362 | 371.5181
1148 | 594.671 | 354.1205 | 594.671 | 354.1205
1149 | 648.057 | 344.7013 | 648.057 | 344.7013
1150 | 687.8917 | 316.6955 | 687.8917 | 316.6955
1151 | 736.2085 | 303.1018 | 736.2085 | 303.1018
1152 | 741.016 | 282.463 | 741.016 | 282.463
1153 | 695.9027 | 258.3236 | 695.9027 | 258.3236
1154 | 686.2662 | 261.651 | 686.2662 | 261.651
1155 | 692.5413 | 260.1562 | 692.5413 | 260.1562
1156 | 688.7719 | 284.524 | 688.7719 | 284.524
1157 | 699.3028 | 311.0553 | 699.3028 | 311.0553
1158 | 695.5494 | 293.7657 | 695.5494 | 293.7657
1159 | 658.7684 | 278.5304 | 658.7684 | 278.5304
1160 | 648.5895 | 258.0652 | 648.5895 | 258.0652
1161 | 665.5278 | 233.7846 | 665.5278 | 233.7846
1162 | 637.4995 | 190.1267 | 637.4995 | 190.1267
1163 | 592.8928 | 154.4604 | 592.8928 | 154.4604
1164 | 552.5796 | 157.9424 | 552.5796 | 157.9424
1165 | 521.6139 | 157.4413 | 521.6139 | 157.4413
1166 | 503.6377 | 166.7987 | 503.6377 | 166.7987
1167 | 496.9428 | 182.6699 | 496.9428 | 182.6699
1168 | 496.4462 | 233.995 | 496.4462 | 233.995
1169 | 490.8343 | 359.6035 | 490.8343 | 359.6035
1170 | 492.0918 | 387.3311 | 492.0918 | 387.3311
1171 | 534.5953 | 401.8077 | 534.5953 | 401.8077
1172 | 603.4773 | 384.6276 | 603.4773 | 384.6276
1173 | 649.5478 | 373.4401 | 649.5478 | 373.4401
1174 | 690.0564 | 343.3916 | 690.0564 | 343.3916
1175 | 751.9001 | 331.6798 | 751.9001 | 331.6798
1176 | 750.8034 | 310.4547 | 750.8034 | 310.4547
1177 | 704.7037 | 288.0081 | 704.7037 | 288.0081
1178 | 692.15 | 290.7207 | 692.15 | 290.7207
1179 | 699.9165 | 287.8075 | 699.9165 | 287.8075
1180 | 701.9833 | 311.0216 | 701.9833 | 311.0216
1181 | 718.3615 | 336.3045 | 718.3615 | 336.3045
1182 | 712.1454 | 318.3814 | 712.1454 | 318.3814
1183 | 679.8034 | 302.8246 | 679.8034 | 302.8246
1184 | 675.837 | 281.9149 | 675.837 | 281.9149
1185 | 671.7499 | 256.3387 | 671.7499 | 256.3387
1186 | 640.9598 | 210.5057 | 640.9598 | 210.5057
1187 | 598.3793 | 172.3619 | 598.3793 | 172.3619
1188 | 554.4633 | 173.6405 | 554.4633 | 173.6405
1189 | 528.3709 | 171.6358 | 528.3709 | 171.6358
1190 | 511.0713 | 178.194 | 511.0713 | 178.194
1191 | 500.0694 | 191.5119 | 500.0694 | 191.5119
1192 | 499.2858 | 240.3688 | 499.2858 | 240.3688
1193 | 502.4277 | 363.3862 | 502.4277 | 363.3862
1194 | 502.6725 | 389.4494 | 502.6725 | 389.4494
1195 | 546.1209 | 401.751 | 546.1209 | 401.751
1196 | 613.1403 | 382.2351 | 613.1403 | 382.2351
1197 | 663.458 | 370.1019 | 663.458 | 370.1019
1198 | 702.5672 | 340.7343 | 702.5672 | 340.7343
1199 | 754.1544 | 329.4953 | 754.1544 | 329.4953
1200 | 753.8344 | 310.2467 | 753.8344 | 310.2467
1201 | 706.6985 | 289.6724 | 706.6985 | 289.6724
1202 | 698.5137 | 294.7965 | 698.5137 | 294.7965
1203 | 708.6477 | 294.2191 | 708.6477 | 294.2191
1204 | 709.7626 | 320.7146 | 709.7626 | 320.7146
1205 | 721.524 | 349.3547 | 721.524 | 349.3547
1206 | 708.9406 | 334.2307 | 708.9406 | 334.2307
1207 | 673.72 | 320.726 | 673.72 | 320.726
1208 | 665.1228 | 300.7999 | 665.1228 | 300.7999
1209 | 670.1546 | 275.2142 | 670.1546 | 275.2142
1210 | 643.4562 | 228.6247 | 643.4562 | 228.6247
1211 | 603.2199 | 189.0245 | 603.2199 | 189.0245
1212 | 560.0659 | 186.8798 | 560.0659 | 186.8798
1213 | 528.8784 | 179.8725 | 528.8784 | 179.8725
1214 | 511.2842 | 182.6102 | 511.2842 | 182.6102
1215 | 503.8592 | 191.7199 | 503.8592 | 191.7199
1216 | 504.5624 | 235.8485 | 504.5624 | 235.8485
1217 | 505.9925 | 354.3835 | 505.9925 | 354.3835
1218 | 504.7953 | 376.768 | 504.7953 | 376.768
1219 | 537.7049 | 386.904 | 537.7049 | 386.904
1220 | 596.0782 | 366.8113 | 596.0782 | 366.8113
1221 | 643.4198 | 356.0682 | 643.4198 | 356.0682
1222 | 675.7568 | 328.4974 | 675.7568 | 328.4974
1223 | 732.2476 | 318.5161 | 732.2476 | 318.5161
1224 | 738.2807 | 300.686 | 738.2807 | 300.686
1225 | 701.4238 | 281.8045 | 701.4238 | 281.8045
1226 | 693.9441 | 287.4771 | 693.9441 | 287.4771
1227 | 698.241 | 285.8594 | 698.241 | 285.8594
1228 | 704.1955 | 308.2791 | 704.1955 | 308.2791
1229 | 708.7484 | 332.5786 | 708.7484 | 332.5786
1230 | 702.4456 | 313.7476 | 702.4456 | 313.7476
1231 | 669.386 | 296.952 | 669.386 | 296.952
1232 | 662.9165 | 274.2456 | 662.9165 | 274.2456
1233 | 665.8668 | 247.0428 | 665.8668 | 247.0428
1234 | 639.2334 | 199.4036 | 639.2334 | 199.4036
1235 | 594.4425 | 159.2739 | 594.4425 | 159.2739
1236 | 559.5196 | 158.1978 | 559.5196 | 158.1978
1237 | 532.2907 | 151.3796 | 532.2907 | 151.3796
1238 | 515.9137 | 153.6823 | 515.9137 | 153.6823
1239 | 507.3735 | 163.2081 | 507.3735 | 163.2081
1240 | 507.3181 | 208.5472 | 507.3181 | 208.5472
1241 | 504.409 | 329.2477 | 504.409 | 329.2477
1242 | 498.2126 | 354.0815 | 498.2126 | 354.0815
1243 | 524.463 | 366.7708 | 524.463 | 366.7708
1244 | 575.2927 | 348.229 | 575.2927 | 348.229
1245 | 623.7434 | 337.8547 | 623.7434 | 337.8547
1246 | 660.2386 | 309.2247 | 660.2386 | 309.2247
1247 | 713.0534 | 298.2505 | 713.0534 | 298.2505
1248 | 704.7024 | 279.8719 | 704.7024 | 279.8719
1249 | 675.6718 | 260.3946 | 675.6718 | 260.3946
1250 | 671.5242 | 266.2374 | 671.5242 | 266.2374
1251 | 665.7008 | 266.0382 | 665.7008 | 266.0382
1252 | 674.0694 | 289.101 | 674.0694 | 289.101
1253 | 684.1857 | 313.183 | 684.1857 | 313.183
1254 | 670.299 | 293.586 | 670.299 | 293.586
1255 | 650.172 | 276.6202 | 650.172 | 276.6202
1256 | 657.9022 | 254.8122 | 657.9022 | 254.8122
1257 | 654.5944 | 229.4062 | 654.5944 | 229.4062
1258 | 628.5308 | 184.6891 | 628.5308 | 184.6891
1259 | 588.2133 | 148.2285 | 588.2133 | 148.2285
1260 | 551.5432 | 150.0178 | 551.5432 | 150.0178
1261 | 523.1819 | 147.37 | 523.1819 | 147.37
1262 | 509.3528 | 155.3089 | 509.3528 | 155.3089
1263 | 500.951 | 168.3998 | 500.951 | 168.3998
1264 | 503.1948 | 214.5238 | 503.1948 | 214.5238
1265 | 501.0502 | 334.2124 | 501.0502 | 334.2124
1266 | 495.5825 | 356.6916 | 495.5825 | 356.6916
1267 | 516.2207 | 367.1491 | 516.2207 | 367.1491
1268 | 569.8915 | 348.6356 | 569.8915 | 348.6356
1269 | 616.3568 | 342.0913 | 616.3568 | 342.0913
1270 | 655.0243 | 319.2298 | 655.0243 | 319.2298
1271 | 712.3695 | 314.0053 | 712.3695 | 314.0053
1272 | 709.9925 | 301.3669 | 709.9925 | 301.3669
1273 | 680.5336 | 288.1688 | 680.5336 | 288.1688
1274 | 666.3188 | 299.0899 | 666.3188 | 299.0899
1275 | 667.4162 | 300.3186 | 667.4162 | 300.3186
1276 | 673.1772 | 323.9299 | 673.1772 | 323.9299
1277 | 683.2912 | 348.2861 | 683.2912 | 348.2861
1278 | 669.6074 | 329.2849 | 669.6074 | 329.2849
1279 | 645.0805 | 312.7824 | 645.0805 | 312.7824
1280 | 650.0275 | 291.2865 | 650.0275 | 291.2865
1281 | 658.4013 | 266.7978 | 658.4013 | 266.7978
1282 | 629.1548 | 223.0547 | 629.1548 | 223.0547
1283 | 579.9719 | 186.2632 | 579.9719 | 186.2632
1284 | 543.112 | 186.6339 | 543.112 | 186.6339
1285 | 514.6559 | 181.7449 | 514.6559 | 181.7449
1286 | 499.6241 | 186.2983 | 499.6241 | 186.2983
1287 | 492.1587 | 197.7627 | 492.1587 | 197.7627
1288 | 494.5991 | 245.6929 | 494.5991 | 245.6929
1289 | 494.4729 | 367.0837 | 494.4729 | 367.0837
1290 | 493.7387 | 390.641 | 493.7387 | 390.641
1291 | 524.6335 | 401.3254 | 524.6335 | 401.3254
1292 | 582.6409 | 381.2138 | 582.6409 | 381.2138
1293 | 633.1478 | 370.4801 | 633.1478 | 370.4801
1294 | 673.6664 | 343.524 | 673.6664 | 343.524
1295 | 728.7315 | 334.0629 | 728.7315 | 334.0629
1296 | 730.6326 | 314.2847 | 730.6326 | 314.2847
1297 | 689.6493 | 291.6394 | 689.6493 | 291.6394
1298 | 675.2854 | 293.378 | 675.2854 | 293.378
1299 | 679.3625 | 289.9069 | 679.3625 | 289.9069
1300 | 680.4393 | 312.5535 | 680.4393 | 312.5535
1301 | 700.8048 | 337.0611 | 700.8048 | 337.0611
1302 | 690.0956 | 318.5232 | 690.0956 | 318.5232
1303 | 668.503 | 302.3895 | 668.503 | 302.3895
1304 | 670.9563 | 280.5154 | 670.9563 | 280.5154
1305 | 665.8934 | 253.7571 | 665.8934 | 253.7571
1306 | 632.2071 | 207.0068 | 632.2071 | 207.0068
1307 | 584.6068 | 168.5508 | 584.6068 | 168.5508
1308 | 543.311 | 167.9192 | 543.311 | 167.9192
1309 | 515.662 | 161.1389 | 515.662 | 161.1389
1310 | 500.1864 | 163.8293 | 500.1864 | 163.8293
1311 | 494.1317 | 173.9036 | 494.1317 | 173.9036
1312 | 496.9162 | 219.4696 | 496.9162 | 219.4696
1313 | 496.6008 | 339.4798 | 496.6008 | 339.4798
1314 | 501.6985 | 362.4317 | 501.6985 | 362.4317
1315 | 543.7206 | 372.8893 | 543.7206 | 372.8893
1316 | 620.7647 | 353.0046 | 620.7647 | 353.0046
1317 | 671.2781 | 343.3301 | 671.2781 | 343.3301
1318 | 714.5133 | 318.3787 | 714.5133 | 318.3787
1319 | 780.423 | 311.4236 | 780.423 | 311.4236
1320 | 766.4772 | 296.7804 | 766.4772 | 296.7804
1321 | 712.1824 | 281.1804 | 712.1824 | 281.1804
1322 | 709.7852 | 290.5032 | 709.7852 | 290.5032
1323 | 711.3539 | 292.7911 | 711.3539 | 292.7911
1324 | 709.089 | 319.3245 | 709.089 | 319.3245
1325 | 726.9291 | 346.5083 | 726.9291 | 346.5083
1326 | 713.9428 | 329.039 | 713.9428 | 329.039
1327 | 679.1544 | 312.7446 | 679.1544 | 312.7446
1328 | 693.7772 | 289.972 | 693.7772 | 289.972
1329 | 686.2057 | 262.3437 | 686.2057 | 262.3437
1330 | 646.5252 | 214.5248 | 646.5252 | 214.5248
1331 | 592.4227 | 175.6339 | 592.4227 | 175.6339
1332 | 548.7169 | 177.1678 | 548.7169 | 177.1678
1333 | 518.8544 | 172.9975 | 518.8544 | 172.9975
1334 | 505.0217 | 177.7968 | 505.0217 | 177.7968
1335 | 496.7174 | 190.7459 | 496.7174 | 190.7459
1336 | 500.0454 | 238.4964 | 500.0454 | 238.4964
1337 | 501.0993 | 359.6603 | 501.0993 | 359.6603
1338 | 505.5794 | 383.0662 | 505.5794 | 383.0662
1339 | 546.0946 | 393.2116 | 546.0946 | 393.2116
1340 | 624.9913 | 371.4167 | 624.9913 | 371.4167
1341 | 672.717 | 360.5412 | 672.717 | 360.5412
1342 | 713.4923 | 334.2659 | 713.4923 | 334.2659
1343 | 768.9298 | 325.7788 | 768.9298 | 325.7788
1344 | 756.3172 | 309.3105 | 756.3172 | 309.3105
1345 | 709.6443 | 291.4881 | 709.6443 | 291.4881
1346 | 698.96 | 297.6525 | 698.96 | 297.6525
1347 | 700.7215 | 296.6211 | 700.7215 | 296.6211
1348 | 705.3513 | 320.2229 | 705.3513 | 320.2229
1349 | 715.1566 | 343.7753 | 715.1566 | 343.7753
1350 | 707.3835 | 322.1546 | 707.3835 | 322.1546
1351 | 675.2659 | 302.1058 | 675.2659 | 302.1058
1352 | 683.524 | 276.9975 | 683.524 | 276.9975
1353 | 685.4996 | 247.8467 | 685.4996 | 247.8467
1354 | 645.8821 | 200.0089 | 645.8821 | 200.0089
1355 | 596.1876 | 160.1061 | 596.1876 | 160.1061
1356 | 558.4297 | 157.9519 | 558.4297 | 157.9519
1357 | 529.0657 | 149.98 | 529.0657 | 149.98
1358 | 512.2021 | 152.5664 | 512.2021 | 152.5664
1359 | 506.8499 | 162.8771 | 506.8499 | 162.8771
1360 | 507.2106 | 208.3202 | 507.2106 | 208.3202
1361 | 511.593 | 327.7251 | 511.593 | 327.7251
1362 | 513.5096 | 350.3934 | 513.5096 | 350.3934
1363 | 556.9981 | 359.9904 | 556.9981 | 359.9904
1364 | 632.9293 | 339.3208 | 632.9293 | 339.3208
1365 | 670.1504 | 327.9441 | 670.1504 | 327.9441
1366 | 701.7921 | 301.858 | 701.7921 | 301.858
1367 | 756.683 | 293.6073 | 756.683 | 293.6073
1368 | 741.6283 | 277.2524 | 741.6283 | 277.2524
1369 | 699.9497 | 259.9029 | 699.9497 | 259.9029
1370 | 696.7061 | 267.2209 | 696.7061 | 267.2209
1371 | 703.6797 | 266.7286 | 703.6797 | 266.7286
1372 | 702.5744 | 290.7559 | 702.5744 | 290.7559
1373 | 712.3599 | 316.5212 | 712.3599 | 316.5212
1374 | 701.3794 | 300.5272 | 701.3794 | 300.5272
1375 | 678.4506 | 285.5567 | 678.4506 | 285.5567
1376 | 690.9565 | 263.5217 | 690.9565 | 263.5217
1377 | 684.8037 | 236.9337 | 684.8037 | 236.9337
1378 | 650.1117 | 189.7957 | 650.1117 | 189.7957
1379 | 599.8455 | 150.7912 | 599.8455 | 150.7912
1380 | 560.1333 | 150.3298 | 560.1333 | 150.3298
1381 | 530.453 | 143.4927 | 530.453 | 143.4927
1382 | 514.7129 | 146.7222 | 514.7129 | 146.7222
1383 | 508.8869 | 157.8178 | 508.8869 | 157.8178
1384 | 510.2638 | 204.3579 | 510.2638 | 204.3579
1385 | 514.1775 | 326.8551 | 514.1775 | 326.8551
1386 | 514.1282 | 354.1383 | 514.1282 | 354.1383
1387 | 545.3478 | 368.2366 | 545.3478 | 368.2366
1388 | 610.7939 | 351.4915 | 610.7939 | 351.4915
1389 | 654.9485 | 343.5381 | 654.9485 | 343.5381
1390 | 690.0909 | 317.6695 | 690.0909 | 317.6695
1391 | 747.1711 | 307.6599 | 747.1711 | 307.6599
1392 | 737.7376 | 288.676 | 737.7376 | 288.676
1393 | 702.3079 | 268.6976 | 702.3079 | 268.6976
1394 | 701.7322 | 273.5758 | 701.7322 | 273.5758
1395 | 706.0922 | 273.5468 | 706.0922 | 273.5468
1396 | 716.27 | 299.2764 | 716.27 | 299.2764
1397 | 729.3003 | 326.1954 | 729.3003 | 326.1954
1398 | 719.2011 | 309.2273 | 719.2011 | 309.2273
1399 | 682.8793 | 294.6824 | 682.8793 | 294.6824
1400 | 681.9011 | 274.9927 | 681.9011 | 274.9927
1401 | 674.0361 | 249.946 | 674.0361 | 249.946
1402 | 644.3852 | 204.8034 | 644.3852 | 204.8034
1403 | 599.3396 | 167.5957 | 599.3396 | 167.5957
1404 | 561.6202 | 167.1627 | 561.6202 | 167.1627
1405 | 534.7667 | 160.0419 | 534.7667 | 160.0419
1406 | 519.1826 | 162.6662 | 519.1826 | 162.6662
1407 | 510.5663 | 172.6742 | 510.5663 | 172.6742
1408 | 510.3838 | 218.2119 | 510.3838 | 218.2119
1409 | 519.2119 | 337.9951 | 519.2119 | 337.9951
1410 | 513.3654 | 361.505 | 513.3654 | 361.505
1411 | 536.267 | 371.5843 | 536.267 | 371.5843
1412 | 585.7616 | 350.9998 | 585.7616 | 350.9998
1413 | 634.6229 | 340.7957 | 634.6229 | 340.7957
1414 | 676.232 | 315.4094 | 676.232 | 315.4094
1415 | 728.125 | 307.0074 | 728.125 | 307.0074
1416 | 715.647 | 291.2388 | 715.647 | 291.2388
1417 | 682.7189 | 274.9957 | 682.7189 | 274.9957
1418 | 670.7329 | 282.9473 | 670.7329 | 282.9473
1419 | 676.1823 | 282.8333 | 676.1823 | 282.8333
1420 | 680.0296 | 307.0025 | 680.0296 | 307.0025
1421 | 693.4153 | 332.9096 | 693.4153 | 332.9096
1422 | 679.5156 | 315.5066 | 679.5156 | 315.5066
1423 | 661.104 | 300.4509 | 661.104 | 300.4509
1424 | 669.9407 | 280.2222 | 669.9407 | 280.2222
1425 | 666.9789 | 254.854 | 666.9789 | 254.854
1426 | 638.6643 | 209.1156 | 638.6643 | 209.1156
1427 | 597.9522 | 170.3665 | 597.9522 | 170.3665
1428 | 561.5973 | 168.3164 | 561.5973 | 168.3164
1429 | 537.4722 | 160.6377 | 537.4722 | 160.6377
1430 | 522.8005 | 161.9664 | 522.8005 | 161.9664
1431 | 513.8597 | 171.1612 | 513.8597 | 171.1612
1432 | 515.4222 | 216.2827 | 515.4222 | 216.2827
1433 | 518.1363 | 335.6971 | 518.1363 | 335.6971
1434 | 510.3924 | 358.8382 | 510.3924 | 358.8382
1435 | 533.0556 | 370.1185 | 533.0556 | 370.1185
1436 | 579.1516 | 350.631 | 579.1516 | 350.631
1437 | 623.4871 | 340.6728 | 623.4871 | 340.6728
1438 | 670.8903 | 314.2178 | 670.8903 | 314.2178
1439 | 724.7487 | 305.4565 | 724.7487 | 305.4565
1440 | 714.176 | 288.4112 | 714.176 | 288.4112
1441 | 679.1374 | 270.1634 | 679.1374 | 270.1634
1442 | 675.4021 | 276.375 | 675.4021 | 276.375
1443 | 678.9566 | 278.209 | 678.9566 | 278.209
1444 | 679.253 | 306.8606 | 679.253 | 306.8606
1445 | 690.795 | 337.1556 | 690.795 | 337.1556
1446 | 680.6192 | 321.2846 | 680.6192 | 321.2846
1447 | 666.1606 | 306.541 | 666.1606 | 306.541
1448 | 679.9848 | 286.2366 | 679.9848 | 286.2366
1449 | 674.9571 | 260.7455 | 674.9571 | 260.7455
1450 | 639.2855 | 214.6572 | 639.2855 | 214.6572
1451 | 600.2087 | 176.6836 | 600.2087 | 176.6836
1452 | 564.209 | 602.3998 | 564.209 | 602.3998
1453 | 537.1199 | 607.4701 | 537.1199 | 607.4701
1454 | 518.3155 | 609.7424 | 518.3155 | 609.7424
1455 | 511.6398 | 630.6804 | 511.6398 | 630.6804
1456 | 513.7604 | 683.0608 | 513.7604 | 683.0608
1457 | 516.1329 | 818.7371 | 516.1329 | 818.7371
1458 | 512.7308 | 864.0014 | 512.7308 | 864.0014
1459 | 536.8815 | 892.0876 | 536.8815 | 892.0876
1460 | 583.3475 | 887.4825 | 583.3475 | 887.4825
1461 | 629.5371 | 891.4356 | 629.5371 | 891.4356
1462 | 672.9882 | 859.4244 | 672.9882 | 859.4244
1463 | 726.6399 | 826.8759 | 726.6399 | 826.8759
1464 | 716.8723 | 794.9203 | 716.8723 | 794.9203
1465 | 683.195 | 756.9985 | 683.195 | 756.9985
1466 | 671.4837 | 724.2265 | 671.4837 | 724.2265
1467 | 673.1073 | 691.9813 | 673.1073 | 691.9813
1468 | 681.0016 | 705.8427 | 681.0016 | 705.8427
1469 | 695.1553 | 717.5207 | 695.1553 | 717.5207
1470 | 686.0494 | 695.8309 | 686.0494 | 695.8309
1471 | 678.8374 | 685.5259 | 678.8374 | 685.5259
1472 | 686.2854 | 668.0616 | 686.2854 | 668.0616
1473 | 675.3235 | 654.2296 | 675.3235 | 654.2296
1474 | 640.1443 | 625.7143 | 640.1443 | 625.7143
1475 | 597.4888 | 604.0685 | 597.4888 | 604.0685
1476 | 562.2241 | 644.688 | 562.2241 | 644.688
1477 | 534.1563 | 669.996 | 534.1563 | 669.996
1478 | 519.6315 | 685.1804 | 519.6315 | 685.1804
1479 | 510.8525 | 712.26 | 510.8525 | 712.26
1480 | 513.5973 | 762.3096 | 513.5973 | 762.3096
1481 | 520.5347 | 889.7354 | 520.5347 | 889.7354
1482 | 518.8033 | 921.2366 | 518.8033 | 921.2366
1483 | 556.7197 | 933.7098 | 556.7197 | 933.7098
1484 | 623.9694 | 919.6703 | 623.9694 | 919.6703
1485 | 672.5947 | 918.7028 | 672.5947 | 918.7028
1486 | 713.7512 | 888.0605 | 713.7512 | 888.0605
1487 | 776.4703 | 856.9919 | 776.4703 | 856.9919
1488 | 765.0847 | 827.2562 | 765.0847 | 827.2562
1489 | 711.5724 | 789.1863 | 711.5724 | 789.1863
1490 | 703.0884 | 762.371 | 703.0884 | 762.371
1491 | 709.9224 | 738.4132 | 709.9224 | 738.4132
1492 | 717.699 | 755.1235 | 717.699 | 755.1235
1493 | 728.7082 | 771.6111 | 728.7082 | 771.6111
1494 | 714.804 | 754.287 | 714.804 | 754.287
1495 | 695.8329 | 744.796 | 695.8329 | 744.796
1496 | 703.564 | 724.0759 | 703.564 | 724.0759
1497 | 690.7648 | 705.5452 | 690.7648 | 705.5452
1498 | 653.6679 | 674.9951 | 653.6679 | 674.9951
1499 | 601.716 | 650.7964 | 601.716 | 650.7964
1500 | 563.2502 | 683.2024 | 563.2502 | 683.2024
1501 | 533.5475 | 699.816 | 533.5475 | 699.816
1502 | 519.9255 | 709.6358 | 519.9255 | 709.6358
1503 | 512.6622 | 734.4955 | 512.6622 | 734.4955
1504 | 516.1658 | 784.6561 | 516.1658 | 784.6561
1505 | 521.6772 | 912.6738 | 521.6772 | 912.6738
1506 | 526.9004 | 945.729 | 526.9004 | 945.729
1507 | 569.3289 | 959.5711 | 569.3289 | 959.5711
1508 | 650.8619 | 944.9397 | 650.8619 | 944.9397
1509 | 696.9724 | 941.4192 | 696.9724 | 941.4192
1510 | 735.1239 | 902.2306 | 735.1239 | 902.2306
1511 | 796.2245 | 867.9061 | 796.2245 | 867.9061
1512 | 773.3089 | 839.4284 | 773.3089 | 839.4284
1513 | 724.1957 | 809.9789 | 724.1957 | 809.9789
1514 | 721.037 | 790.1562 | 721.037 | 790.1562
1515 | 725.2834 | 766.0134 | 725.2834 | 766.0134
1516 | 732.8945 | 783.0566 | 732.8945 | 783.0566
1517 | 745.6453 | 797.7684 | 745.6453 | 797.7684
1518 | 738.719 | 775.2276 | 738.719 | 775.2276
1519 | 722.7959 | 758.9661 | 722.7959 | 758.9661
1520 | 723.0614 | 730.8835 | 723.0614 | 730.8835
1521 | 705.2478 | 707.4691 | 705.2478 | 707.4691
1522 | 661.7601 | 670.8883 | 661.7601 | 670.8883
1523 | 608.9229 | 636.8113 | 608.9229 | 636.8113
1524 | 564.4089 | 657.3781 | 564.4089 | 657.3781
1525 | 535.123 | 662.8184 | 535.123 | 662.8184
1526 | 520.3006 | 668.0135 | 520.3006 | 668.0135
1527 | 512.0631 | 686.9167 | 512.0631 | 686.9167
1528 | 516.1277 | 730.6027 | 516.1277 | 730.6027
1529 | 527.0887 | 854.1807 | 527.0887 | 854.1807
1530 | 535.8511 | 884.424 | 535.8511 | 884.424
1531 | 579.6986 | 895.7503 | 579.6986 | 895.7503
1532 | 667.1569 | 880.12 | 667.1569 | 880.12
1533 | 724.0458 | 877.1545 | 724.0458 | 877.1545
1534 | 756.7704 | 845.2543 | 756.7704 | 845.2543
1535 | 822.0923 | 816.3316 | 822.0923 | 816.3316
1536 | 799.1894 | 786.0779 | 799.1894 | 786.0779
1537 | 749.2824 | 755.5555 | 749.2824 | 755.5555
1538 | 739.6933 | 734.8448 | 739.6933 | 734.8448
1539 | 748.545 | 714.3278 | 748.545 | 714.3278
1540 | 754.6095 | 734.4049 | 754.6095 | 734.4049
1541 | 759.1492 | 749.4496 | 759.1492 | 749.4496
1542 | 750.2566 | 727.6858 | 750.2566 | 727.6858
1543 | 728.7238 | 712.0162 | 728.7238 | 712.0162
1544 | 730.6122 | 685.6725 | 730.6122 | 685.6725
1545 | 708.1864 | 658.7803 | 708.1864 | 658.7803
1546 | 674.8498 | 615.836 | 674.8498 | 615.836
1547 | 622.969 | 579.1691 | 622.969 | 579.1691
1548 | 584.3625 | 597.4421 | 584.3625 | 597.4421
1549 | 555.2372 | 603.1044 | 555.2372 | 603.1044
1550 | 537.4667 | 609.6684 | 537.4667 | 609.6684
1551 | 529.7726 | 634.1212 | 529.7726 | 634.1212
1552 | 532.7655 | 686.2056 | 532.7655 | 686.2056
1553 | 540.4727 | 817.0722 | 540.4727 | 817.0722
1554 | 543.3877 | 856.1579 | 543.3877 | 856.1579
1555 | 577.4747 | 880.1004 | 577.4747 | 880.1004
1556 | 643.3645 | 878.5661 | 643.3645 | 878.5661
1557 | 695.0079 | 889.5487 | 695.0079 | 889.5487
1558 | 727.6337 | 870.3757 | 727.6337 | 870.3757
1559 | 785.1022 | 845.1157 | 785.1022 | 845.1157
1560 | 777.656 | 817.9328 | 777.656 | 817.9328
1561 | 733.8081 | 787.3734 | 733.8081 | 787.3734
1562 | 726.1044 | 762.963 | 726.1044 | 762.963
1563 | 730.8367 | 737.1923 | 730.8367 | 737.1923
1564 | 732.8052 | 753.5326 | 732.8052 | 753.5326
1565 | 739.3257 | 766.9124 | 739.3257 | 766.9124
1566 | 733.651 | 748.7374 | 733.651 | 748.7374
1567 | 715.9487 | 738.9134 | 715.9487 | 738.9134
1568 | 720.8263 | 718.7853 | 720.8263 | 718.7853
1569 | 699.3092 | 702.1785 | 699.3092 | 702.1785
1570 | 667.9681 | 672.9232 | 667.9681 | 672.9232
1571 | 625.6864 | 650.7594 | 625.6864 | 650.7594
1572 | 587.2965 | 677.8748 | 587.2965 | 677.8748
1573 | 557.4225 | 690.8626 | 557.4225 | 690.8626
1574 | 541.8168 | 704.5301 | 541.8168 | 704.5301
1575 | 530.5469 | 733.1266 | 530.5469 | 733.1266
1576 | 532.3813 | 786.58 | 532.3813 | 786.58
1577 | 539.3017 | 918.3345 | 539.3017 | 918.3345
1578 | 533.527 | 954.4974 | 533.527 | 954.4974
1579 | 561.1046 | 971.8173 | 561.1046 | 971.8173
1580 | 615.4007 | 962.9945 | 615.4007 | 962.9945
1581 | 665.0518 | 964.7277 | 665.0518 | 964.7277
1582 | 697.1548 | 936.1203 | 697.1548 | 936.1203
1583 | 743.4895 | 909.4544 | 743.4895 | 909.4544
1584 | 731.1157 | 881.5686 | 731.1157 | 881.5686
1585 | 704.8024 | 849.4553 | 704.8024 | 849.4553
1586 | 690.6685 | 827.4867 | 690.6685 | 827.4867
1587 | 692.3853 | 801.124 | 692.3853 | 801.124
1588 | 696.3966 | 813.6166 | 696.3966 | 813.6166
1589 | 709.5703 | 823.4817 | 709.5703 | 823.4817
1590 | 698.2692 | 795.9463 | 698.2692 | 795.9463
1591 | 690.055 | 776.1699 | 690.055 | 776.1699
1592 | 706.9345 | 747.2734 | 706.9345 | 747.2734
1593 | 695.2032 | 724.821 | 695.2032 | 724.821
1594 | 658.6777 | 695.3437 | 658.6777 | 695.3437
1595 | 615.1561 | 681.7263 | 615.1561 | 681.7263
1596 | 579.1823 | 716.3892 | 579.1823 | 716.3892
1597 | 555.2023 | 734.9267 | 555.2023 | 734.9267
1598 | 538.7121 | 751.221 | 538.7121 | 751.221
1599 | 533.3926 | 780.5205 | 533.3926 | 780.5205
1600 | 534.053 | 832.161 | 534.053 | 832.161
1601 | 541.3112 | 960.0307 | 541.3112 | 960.0307
1602 | 535.6464 | 988.8311 | 535.6464 | 988.8311
1603 | 556.644 | 1004.2642 | 556.644 | 1004.2642
1604 | 599.0267 | 993.1475 | 599.0267 | 993.1475
1605 | 642.8318 | 990.811 | 642.8318 | 990.811
1606 | 682.3645 | 959.2808 | 682.3645 | 959.2808
1607 | 735.7754 | 931.172 | 735.7754 | 931.172
1608 | 725.7315 | 902.9162 | 725.7315 | 902.9162
1609 | 695.7445 | 871.6169 | 695.7445 | 871.6169
1610 | 686.6427 | 848.6123 | 686.6427 | 848.6123
1611 | 690.8042 | 820.2888 | 690.8042 | 820.2888
1612 | 700.795 | 832.0414 | 700.795 | 832.0414
1613 | 716.3274 | 838.8726 | 716.3274 | 838.8726
1614 | 699.523 | 810.5603 | 699.523 | 810.5603
1615 | 693.5911 | 791.2279 | 693.5911 | 791.2279
1616 | 711.5563 | 763.9593 | 711.5563 | 763.9593
1617 | 694.0915 | 745.5026 | 694.0915 | 745.5026
1618 | 662.9734 | 722.2779 | 662.9734 | 722.2779
1619 | 615.2321 | 712.8043 | 615.2321 | 712.8043
1620 | 573.6951 | 751.6109 | 573.6951 | 751.6109
1621 | 551.22 | 764.6357 | 551.22 | 764.6357
1622 | 535.1347 | 774.8995 | 535.1347 | 774.8995
1623 | 529.4108 | 796.5034 | 529.4108 | 796.5034
1624 | 532.2151 | 840.5964 | 532.2151 | 840.5964
1625 | 541.5674 | 963.4345 | 541.5674 | 963.4345
1626 | 541.7584 | 992.4939 | 541.7584 | 992.4939
1627 | 580.7699 | 1003.4132 | 580.7699 | 1003.4132
1628 | 641.6583 | 987.8568 | 641.6583 | 987.8568
1629 | 678.0419 | 983.8924 | 678.0419 | 983.8924
1630 | 717.755 | 954.2491 | 717.755 | 954.2491
1631 | 774.4471 | 924.4754 | 774.4471 | 924.4754
1632 | 762.2416 | 894.6287 | 762.2416 | 894.6287
1633 | 713.2381 | 860.8506 | 713.2381 | 860.8506
1634 | 707.2553 | 834.8122 | 707.2553 | 834.8122
1635 | 707.9938 | 806.4517 | 707.9938 | 806.4517
1636 | 718.3267 | 818.9813 | 718.3267 | 818.9813
1637 | 735.4088 | 829.1053 | 735.4088 | 829.1053
1638 | 724.5179 | 806.7495 | 724.5179 | 806.7495
1639 | 719.9937 | 793.4478 | 719.9937 | 793.4478
1640 | 725.61 | 770.6928 | 725.61 | 770.6928
1641 | 700.7391 | 752.7911 | 700.7391 | 752.7911
1642 | 667.9549 | 727.4946 | 667.9549 | 727.4946
1643 | 615.1763 | 708.0686 | 615.1763 | 708.0686
1644 | 571.9445 | 726.3416 | 571.9445 | 726.3416
1645 | 547.6571 | 727.7121 | 547.6571 | 727.7121
1646 | 531.7001 | 731.2424 | 531.7001 | 731.2424
1647 | 526.0366 | 753.9562 | 526.0366 | 753.9562
1648 | 531.6502 | 804.6348 | 531.6502 | 804.6348
1649 | 546.7918 | 934.6134 | 546.7918 | 934.6134
1650 | 551.8367 | 972.4412 | 551.8367 | 972.4412
1651 | 596.5633 | 993.8308 | 596.5633 | 993.8308
1652 | 678.6599 | 987.2279 | 678.6599 | 987.2279
1653 | 725.8502 | 987.2962 | 725.8502 | 987.2962
1654 | 767.4705 | 960.1317 | 767.4705 | 960.1317
1655 | 824.9036 | 932.6889 | 824.9036 | 932.6889
1656 | 802.3056 | 903.9891 | 802.3056 | 903.9891
1657 | 742.9606 | 869.989 | 742.9606 | 869.989
1658 | 735.9153 | 842.6927 | 735.9153 | 842.6927
1659 | 743.7758 | 815.6641 | 743.7758 | 815.6641
1660 | 744.2827 | 828.3786 | 744.2827 | 828.3786
1661 | 761.3463 | 841.0925 | 761.3463 | 841.0925
1662 | 754.2479 | 823.4354 | 754.2479 | 823.4354
1663 | 742.1796 | 816.0163 | 742.1796 | 816.0163
1664 | 743.2253 | 794.0013 | 743.2253 | 794.0013
1665 | 719.3102 | 771.6599 | 719.3102 | 771.6599
1666 | 681.2289 | 737.7429 | 681.2289 | 737.7429
1667 | 625.1452 | 706.9587 | 625.1452 | 706.9587
1668 | 580.4715 | 720.496 | 580.4715 | 720.496
1669 | 555.3165 | 719.4617 | 555.3165 | 719.4617
1670 | 540.0074 | 721.586 | 540.0074 | 721.586
1671 | 536.1451 | 739.6382 | 536.1451 | 739.6382
1672 | 538.6577 | 784.5821 | 538.6577 | 784.5821
1673 | 550.8533 | 908.3451 | 550.8533 | 908.3451
1674 | 554.4062 | 938.9214 | 554.4062 | 938.9214
1675 | 598.4036 | 952.0606 | 598.4036 | 952.0606
1676 | 679.0457 | 938.9831 | 679.0457 | 938.9831
1677 | 726.8126 | 937.5715 | 726.8126 | 937.5715
1678 | 755.7092 | 911.6649 | 755.7092 | 911.6649
1679 | 820.2361 | 889.8827 | 820.2361 | 889.8827
1680 | 791.7876 | 861.9969 | 791.7876 | 861.9969
1681 | 743.5336 | 833.1024 | 743.5336 | 833.1024
1682 | 747.1438 | 814.4636 | 747.1438 | 814.4636
1683 | 757.6871 | 793.1326 | 757.6871 | 793.1326
1684 | 758.8148 | 809.8429 | 758.8148 | 809.8429
1685 | 766.9601 | 822.8157 | 766.9601 | 822.8157
1686 | 759.2188 | 800.386 | 759.2188 | 800.386
1687 | 749.9202 | 786.1963 | 749.9202 | 786.1963
1688 | 753.9033 | 761.9244 | 753.9033 | 761.9244
1689 | 725.4833 | 745.1696 | 725.4833 | 745.1696
1690 | 684.0671 | 722.2039 | 684.0671 | 722.2039
1691 | 630.2535 | 700.0771 | 630.2535 | 700.0771
1692 | 587.3795 | 719.0901 | 587.3795 | 719.0901
1693 | 560.3307 | 724.6413 | 560.3307 | 724.6413
1694 | 545.2558 | 733.4252 | 545.2558 | 733.4252
1695 | 541.0479 | 755.3621 | 541.0479 | 755.3621
1696 | 545.4829 | 800.824 | 545.4829 | 800.824
1697 | 559.156 | 924.1431 | 559.156 | 924.1431
1698 | 568.5288 | 952.7585 | 568.5288 | 952.7585
1699 | 612.0195 | 964.9358 | 612.0195 | 964.9358
1700 | 688.4237 | 951.3402 | 688.4237 | 951.3402
1701 | 740.9265 | 951.1866 | 740.9265 | 951.1866
1702 | 773.2371 | 929.6088 | 773.2371 | 929.6088
1703 | 825.3705 | 909.9354 | 825.3705 | 909.9354
1704 | 800.5858 | 886.5263 | 800.5858 | 886.5263
1705 | 752.8419 | 865.2903 | 752.8419 | 865.2903
1706 | 744.4781 | 856.1228 | 744.4781 | 856.1228
1707 | 748.5416 | 845.3361 | 748.5416 | 845.3361
1708 | 747.7955 | 871.8138 | 747.7955 | 871.8138
1709 | 759.4643 | 892.6301 | 759.4643 | 892.6301
1710 | 752.5043 | 877.3409 | 752.5043 | 877.3409
1711 | 754.7413 | 869.2188 | 754.7413 | 869.2188
1712 | 751.2395 | 848.6097 | 751.2395 | 848.6097
1713 | 722.6223 | 830.5969 | 722.6223 | 830.5969
1714 | 688.5722 | 800.7127 | 688.5722 | 800.7127
1715 | 639.2791 | 776.2551 | 639.2791 | 776.2551
1716 | 597.3121 | 796.7109 | 597.3121 | 796.7109
1717 | 568.3304 | 798.8954 | 568.3304 | 798.8954
1718 | 550.8718 | 801.7597 | 550.8718 | 801.7597
1719 | 545.6578 | 824.6585 | 545.6578 | 824.6585
1720 | 550.9054 | 875.5591 | 550.9054 | 875.5591
1721 | 563.9933 | 1002.6889 | 563.9933 | 1002.6889
1722 | 568.2478 | 1033.4132 | 568.2478 | 1033.4132
1723 | 608.5432 | 1046.3674 | 608.5432 | 1046.3674
1724 | 672.1624 | 1031.2919 | 672.1624 | 1031.2919
1725 | 715.5086 | 1024.8487 | 715.5086 | 1024.8487
1726 | 747.0483 | 995.8714 | 747.0483 | 995.8714
1727 | 810.4151 | 974.6811 | 810.4151 | 974.6811
1728 | 790.3141 | 949.2001 | 790.3141 | 949.2001
1729 | 747.6192 | 923.0435 | 747.6192 | 923.0435
1730 | 738.7283 | 907.6604 | 738.7283 | 907.6604
1731 | 737.5268 | 891.0281 | 737.5268 | 891.0281
1732 | 738.8422 | 914.5089 | 738.8422 | 914.5089
1733 | 758.8162 | 933.7344 | 758.8162 | 933.7344
1734 | 750.6661 | 916.1883 | 750.6661 | 916.1883
1735 | 754.5475 | 904.2555 | 754.5475 | 904.2555
1736 | 748.1211 | 879.7986 | 748.1211 | 879.7986
1737 | 719.4746 | 857.5682 | 719.4746 | 857.5682
1738 | 687.0544 | 823.3922 | 687.0544 | 823.3922
1739 | 640.3944 | 790.1292 | 640.3944 | 790.1292
1740 | 602.7197 | 799.5597 | 602.7197 | 799.5597
1741 | 575.3172 | 794.2707 | 575.3172 | 794.2707
1742 | 558.1414 | 793.2872 | 558.1414 | 793.2872
1743 | 552.1793 | 808.6016 | 552.1793 | 808.6016
1744 | 554.0355 | 850.7707 | 554.0355 | 850.7707
1745 | 567.1385 | 974.5338 | 567.1385 | 974.5338
1746 | 567.1397 | 1007.3669 | 567.1397 | 1007.3669
1747 | 583.708 | 1023.5029 | 583.708 | 1023.5029
1748 | 638.7361 | 1014.2361 | 638.7361 | 1014.2361
1749 | 686.9044 | 1015.5623 | 686.9044 | 1015.5623
1750 | 718.7643 | 991.5427 | 718.7643 | 991.5427
1751 | 780.1201 | 969.9454 | 780.1201 | 969.9454
1752 | 773.8202 | 939.0628 | 773.8202 | 939.0628
1753 | 736.1988 | 910.6493 | 736.1988 | 910.6493
1754 | 725.8377 | 894.0083 | 725.8377 | 894.0083
1755 | 726.6406 | 871.5304 | 726.6406 | 871.5304
1756 | 731.206 | 885.1699 | 731.206 | 885.1699
1757 | 747.4749 | 895.7749 | 747.4749 | 895.7749
1758 | 737.903 | 870.2373 | 737.903 | 870.2373
1759 | 738.9633 | 852.7549 | 738.9633 | 852.7549
1760 | 734.6838 | 825.1162 | 734.6838 | 825.1162
1761 | 712.9044 | 806.9555 | 712.9044 | 806.9555
1762 | 677.5248 | 783.7309 | 677.5248 | 783.7309
1763 | 634.6635 | 760.7531 | 634.6635 | 760.7531
1764 | 591.7722 | 778.0642 | 591.7722 | 778.0642
1765 | 566.5504 | 780.3226 | 566.5504 | 780.3226
1766 | 551.2271 | 787.7006 | 551.2271 | 787.7006
1767 | 546.7962 | 813.1523 | 546.7962 | 813.1523
1768 | 546.695 | 865.2738 | 546.695 | 865.2738
1769 | 556.1918 | 996.9913 | 556.1918 | 996.9913
1770 | 560.7116 | 1036.003 | 560.7116 | 1036.003
1771 | 586.7418 | 1056.4307 | 586.7418 | 1056.4307
1772 | 635.1639 | 1050.5677 | 635.1639 | 1050.5677
1773 | 680.9573 | 1054.8907 | 680.9573 | 1054.8907
1774 | 725.2564 | 1033.2759 | 725.2564 | 1033.2759
1775 | 777.9696 | 1012.1226 | 777.9696 | 1012.1226
1776 | 770.8823 | 984.6068 | 770.8823 | 984.6068
1777 | 736.3265 | 953.0485 | 736.3265 | 953.0485
1778 | 731.4158 | 927.7871 | 731.4158 | 927.7871
1779 | 739.9571 | 894.8388 | 739.9571 | 894.8388
1780 | 750.6529 | 902.3367 | 750.6529 | 902.3367
1781 | 756.9006 | 907.8361 | 756.9006 | 907.8361
1782 | 749.7909 | 881.6326 | 749.7909 | 881.6326
1783 | 750.1805 | 865.038 | 750.1805 | 865.038
1784 | 738.8016 | 840.1372 | 738.8016 | 840.1372
1785 | 713.1027 | 820.5706 | 713.1027 | 820.5706
1786 | 676.893 | 789.8354 | 676.893 | 789.8354
1787 | 628.5044 | 757.8673 | 628.5044 | 757.8673
1788 | 590.9618 | 768.3338 | 590.9618 | 768.3338
1789 | 566.7631 | 767.1885 | 566.7631 | 767.1885
1790 | 548.3241 | 769.5718 | 548.3241 | 769.5718
1791 | 540.6577 | 789.7329 | 540.6577 | 789.7329
1792 | 546.3058 | 838.2656 | 546.3058 | 838.2656
1793 | 556.9591 | 966.1353 | 556.9591 | 966.1353
1794 | 566.236 | 1001.5953 | 566.236 | 1001.5953
1795 | 599.049 | 1018.1752 | 599.049 | 1018.1752
1796 | 660.8541 | 1010.4993 | 660.8541 | 1010.4993
1797 | 699.4063 | 1012.8245 | 699.4063 | 1012.8245
1798 | 739.6579 | 991.3577 | 739.6579 | 991.3577
1799 | 799.4222 | 977.7889 | 799.4222 | 977.7889
1800 | 782.7832 | 960.9283 | 782.7832 | 960.9283
1801 | 750.6454 | 941.5792 | 750.6454 | 941.5792
1802 | 739.07 | 934.9276 | 739.07 | 934.9276
1803 | 749.5006 | 920.4411 | 749.5006 | 920.4411
1804 | 748.5082 | 939.2233 | 748.5082 | 939.2233
1805 | 762.5087 | 952.8621 | 762.5087 | 952.8621
1806 | 763.0936 | 929.4704 | 763.0936 | 929.4704
1807 | 765.9225 | 911.766 | 765.9225 | 911.766
1808 | 757.0583 | 881.3525 | 757.0583 | 881.3525
1809 | 729.6764 | 854.8673 | 729.6764 | 854.8673
1810 | 692.4169 | 817.0656 | 692.4169 | 817.0656
1811 | 636.8705 | 779.5109 | 636.8705 | 779.5109
1812 | 595.9529 | 784.3537 | 595.9529 | 784.3537
1813 | 568.9228 | 779.9897 | 568.9228 | 779.9897
1814 | 550.8144 | 780.0421 | 550.8144 | 780.0421
1815 | 547.7973 | 800.7951 | 547.7973 | 800.7951
1816 | 552.0927 | 848.3659 | 552.0927 | 848.3659
1817 | 565.704 | 974.2378 | 565.704 | 974.2378
1818 | 575.6797 | 1005.739 | 575.6797 | 1005.739
1819 | 626.7478 | 1018.4342 | 626.7478 | 1018.4342
1820 | 704.66 | 1003.3218 | 704.66 | 1003.3218
1821 | 753.237 | 998.7655 | 753.237 | 998.7655
1822 | 788.9122 | 972.7479 | 788.9122 | 972.7479
1823 | 848.9753 | 953.7035 | 848.9753 | 953.7035
1824 | 828.599 | 928.7405 | 828.599 | 928.7405
1825 | 778.0847 | 900.401 | 778.0847 | 900.401
1826 | 770.4959 | 884.7589 | 770.4959 | 884.7589
1827 | 781.3333 | 869.1625 | 781.3333 | 869.1625
1828 | 785.101 | 891.2745 | 785.101 | 891.2745
1829 | 803.983 | 907.4661 | 803.983 | 907.4661
1830 | 798.7064 | 886.6643 | 798.7064 | 886.6643
1831 | 791.5152 | 872.1786 | 791.5152 | 872.1786
1832 | 782.6928 | 846.2788 | 782.6928 | 846.2788
1833 | 747.6284 | 823.7154 | 747.6284 | 823.7154
1834 | 697.8913 | 786.0987 | 697.8913 | 786.0987
1835 | 641.1415 | 742.5133 | 641.1415 | 742.5133
1836 | 601.654 | 744.2854 | 601.654 | 744.2854
1837 | 572.2798 | 736.4066 | 572.2798 | 736.4066
1838 | 556.0645 | 729.7995 | 556.0645 | 729.7995
1839 | 546.5156 | 741.0071 | 546.5156 | 741.0071
1840 | 553.2479 | 780.4754 | 553.2479 | 780.4754
1841 | 567.4049 | 899.9467 | 567.4049 | 899.9467
1842 | 579.5104 | 925.6393 | 579.5104 | 925.6393
1843 | 626.34 | 934.1908 | 626.34 | 934.1908
1844 | 705.3073 | 917.9684 | 705.3073 | 917.9684
1845 | 750.4316 | 912.2282 | 750.4316 | 912.2282
1846 | 785.0205 | 883.8428 | 785.0205 | 883.8428
1847 | 842.1195 | 867.9061 | 842.1195 | 867.9061
1848 | 826.8045 | 848.2708 | 826.8045 | 848.2708
1849 | 774.7062 | 826.4799 | 774.7062 | 826.4799
1850 | 768.0178 | 817.1274 | 768.0178 | 817.1274
1851 | 773.199 | 807.3766 | 773.199 | 807.3766
1852 | 776.4554 | 834.0393 | 776.4554 | 834.0393
1853 | 791.7332 | 853.7087 | 791.7332 | 853.7087
1854 | 794.8314 | 836.0886 | 794.8314 | 836.0886
1855 | 797.5682 | 825.3027 | 797.5682 | 825.3027
1856 | 781.6103 | 802.9177 | 781.6103 | 802.9177
1857 | 749.1836 | 786.4959 | 749.1836 | 786.4959
1858 | 706.4416 | 758.4985 | 706.4416 | 758.4985
1859 | 654.0395 | 727.0113 | 654.0395 | 727.0113
1860 | 607.8957 | 737.7738 | 607.8957 | 737.7738
1861 | 580.7571 | 736.4066 | 580.7571 | 736.4066
1862 | 566.3209 | 735.7561 | 566.3209 | 735.7561
1863 | 560.6183 | 751.7364 | 560.6183 | 751.7364
1864 | 563.304 | 795.3114 | 563.304 | 795.3114
1865 | 574.7973 | 917.7055 | 574.7973 | 917.7055
1866 | 589.2278 | 946.136 | 589.2278 | 946.136
1867 | 636.2486 | 957.2033 | 636.2486 | 957.2033
1868 | 712.5478 | 941.9429 | 712.5478 | 941.9429
1869 | 755.8927 | 938.4594 | 755.8927 | 938.4594
1870 | 792.9041 | 914.1438 | 792.9041 | 914.1438
1871 | 843.2324 | 898.2811 | 843.2324 | 898.2811
1872 | 828.2907 | 872.9852 | 828.2907 | 872.9852
1873 | 776.3871 | 846.0516 | 776.3871 | 846.0516
1874 | 771.8715 | 832.9993 | 771.8715 | 832.9993
1875 | 782.535 | 816.0341 | 782.535 | 816.0341
1876 | 779.4487 | 839.4409 | 779.4487 | 839.4409
1877 | 794.1473 | 858.2224 | 794.1473 | 858.2224
1878 | 789.7169 | 839.9363 | 789.7169 | 839.9363
1879 | 790.4755 | 828.8544 | 790.4755 | 828.8544
1880 | 770.5562 | 807.0614 | 770.5562 | 807.0614
1881 | 740.2669 | 792.7485 | 740.2669 | 792.7485
1882 | 696.6883 | 770.2267 | 696.6883 | 770.2267
1883 | 652.2447 | 742.6613 | 652.2447 | 742.6613
1884 | 606.3328 | 752.2399 | 606.3328 | 752.2399
1885 | 578.6348 | 750.8726 | 578.6348 | 750.8726
1886 | 561.6215 | 753.3669 | 561.6215 | 753.3669
1887 | 556.4547 | 771.937 | 556.4547 | 771.937
1888 | 559.9019 | 819.0638 | 559.9019 | 819.0638
1889 | 574.3251 | 947.8215 | 574.3251 | 947.8215
1890 | 587.841 | 982.2456 | 587.841 | 982.2456
1891 | 627.8602 | 996.1617 | 627.8602 | 996.1617
1892 | 693.6625 | 978.9774 | 693.6625 | 978.9774
1893 | 739.0562 | 971.6832 | 739.0562 | 971.6832
1894 | 772.7358 | 940.412 | 772.7358 | 940.412
1895 | 841.4492 | 917.4089 | 841.4492 | 917.4089
1896 | 823.1689 | 889.819 | 823.1689 | 889.819
1897 | 775.7217 | 865.5493 | 775.7217 | 865.5493
1898 | 764.5057 | 855.5309 | 764.5057 | 855.5309
1899 | 762.6635 | 846.0021 | 762.6635 | 846.0021
1900 | 773.297 | 876.4385 | 773.297 | 876.4385
1901 | 794.4011 | 902.3604 | 794.4011 | 902.3604
1902 | 790.9119 | 890.919 | 790.9119 | 890.919
1903 | 797.1665 | 885.2017 | 797.1665 | 885.2017
1904 | 776.9668 | 867.3674 | 776.9668 | 867.3674
1905 | 742.5362 | 850.7976 | 742.5362 | 850.7976
1906 | 700.8293 | 817.7686 | 700.8293 | 817.7686
1907 | 655.6284 | 780.3248 | 655.6284 | 780.3248
1908 | 614.6148 | 785.2417 | 614.6148 | 785.2417
1909 | 589.77 | 781.1366 | 589.77 | 781.1366
1910 | 571.6992 | 781.1151 | 571.6992 | 781.1151
1911 | 564.3223 | 797.8723 | 564.3223 | 797.8723
1912 | 566.8432 | 843.1492 | 566.8432 | 843.1492
1913 | 579.3502 | 967.6152 | 579.3502 | 967.6152
1914 | 588.6187 | 999.3384 | 588.6187 | 999.3384
1915 | 612.2268 | 1013.6245 | 612.2268 | 1013.6245
1916 | 663.8312 | 1001.3979 | 663.8312 | 1001.3979
1917 | 707.339 | 999.2834 | 707.339 | 999.2834
1918 | 741.1156 | 976.0407 | 741.1156 | 976.0407
1919 | 798.7494 | 965.8387 | 798.7494 | 965.8387
1920 | 789.798 | 953.4918 | 789.798 | 953.4918
1921 | 749.1083 | 938.2125 | 749.1083 | 938.2125
1922 | 740.0513 | 931.9308 | 740.0513 | 931.9308
1923 | 747.9631 | 922.735 | 747.9631 | 922.735
1924 | 760.9138 | 951.0995 | 760.9138 | 951.0995
1925 | 772.1193 | 973.0628 | 772.1193 | 973.0628
1926 | 772.3663 | 957.1446 | 772.3663 | 957.1446
1927 | 774.9155 | 947.2466 | 774.9155 | 947.2466
1928 | 752.718 | 925.7496 | 752.718 | 925.7496
1929 | 723.0757 | 904.2221 | 723.0757 | 904.2221
1930 | 693.7731 | 865.5324 | 693.7731 | 865.5324
1931 | 651.0304 | 824.6479 | 651.0304 | 824.6479
1932 | 611.2151 | 827.7889 | 611.2151 | 827.7889
1933 | 588.078 | 824.2387 | 588.078 | 824.2387
1934 | 571.6128 | 828.1019 | 571.6128 | 828.1019
1935 | 567.1813 | 859.9542 | 567.1813 | 859.9542
1936 | 570.2636 | 922.768 | 570.2636 | 922.768
1937 | 579.3025 | 1058.2962 | 579.3025 | 1058.2962
1938 | 590.1881 | 1094.3481 | 590.1881 | 1094.3481
1939 | 610.9513 | 1112.26 | 610.9513 | 1112.26
1940 | 659.7849 | 1104.9541 | 659.7849 | 1104.9541
1941 | 705.3133 | 1106.1693 | 705.3133 | 1106.1693
1942 | 739.789 | 1083.8885 | 739.789 | 1083.8885
1943 | 801.8396 | 1072.9836 | 801.8396 | 1072.9836
1944 | 782.6505 | 1051.5723 | 782.6505 | 1051.5723
1945 | 751.1199 | 1020.791 | 751.1199 | 1020.791
1946 | 741.6652 | 997.1945 | 741.6652 | 997.1945
1947 | 744.3845 | 973.2736 | 744.3845 | 973.2736
1948 | 760.8698 | 993.0547 | 760.8698 | 993.0547
1949 | 785.2063 | 1008.8764 | 785.2063 | 1008.8764
1950 | 775.5673 | 987.9635 | 775.5673 | 987.9635
1951 | 781.4333 | 976.8076 | 781.4333 | 976.8076
1952 | 763.4562 | 957.8265 | 763.4562 | 957.8265
1953 | 734.2457 | 944.7714 | 734.2457 | 944.7714
1954 | 696.0085 | 920.7328 | 696.0085 | 920.7328
1955 | 650.8194 | 896.0161 | 650.8194 | 896.0161
1956 | 617.2596 | 913.4012 | 617.2596 | 913.4012
1957 | 591.5385 | 920.0254 | 591.5385 | 920.0254
1958 | 573.4099 | 927.9953 | 573.4099 | 927.9953
1959 | 568.6466 | 950.3392 | 568.6466 | 950.3392
1960 | 570.6491 | 998.243 | 570.6491 | 998.243
1961 | 580.7736 | 1125.2988 | 580.7736 | 1125.2988
1962 | 594.1742 | 1159.7598 | 594.1742 | 1159.7598
1963 | 629.4737 | 1174.4899 | 629.4737 | 1174.4899
1964 | 688.4532 | 1163.1882 | 688.4532 | 1163.1882
1965 | 732.7042 | 1167.1043 | 732.7042 | 1167.1043
1966 | 770.384 | 1150.3731 | 770.384 | 1150.3731
1967 | 828.0667 | 1145.4618 | 828.0667 | 1145.4618
1968 | 805.4926 | 1132.708 | 805.4926 | 1132.708
1969 | 762.4612 | 1112.9519 | 762.4612 | 1112.9519
1970 | 752.827 | 1094.905 | 752.827 | 1094.905
1971 | 758.2811 | 1066.8404 | 758.2811 | 1066.8404
1972 | 768.7276 | 1068.9367 | 768.7276 | 1068.9367
1973 | 789.7768 | 1075.731 | 789.7768 | 1075.731
1974 | 787.9652 | 1049.4535 | 787.9652 | 1049.4535
1975 | 796.7944 | 1032.008 | 796.7944 | 1032.008
1976 | 773.1658 | 1006.5892 | 773.1658 | 1006.5892
1977 | 742.348 | 989.9084 | 742.348 | 989.9084
1978 | 697.7204 | 965.1668 | 697.7204 | 965.1668
1979 | 652.6817 | 938.2304 | 652.6817 | 938.2304
1980 | 609.3947 | 947.5129 | 609.3947 | 947.5129
1981 | 585.1142 | 941.521 | 585.1142 | 941.521
1982 | 571.1259 | 938.2437 | 571.1259 | 938.2437
1983 | 562.6009 | 954.8899 | 562.6009 | 954.8899
1984 | 566.6045 | 1002.5717 | 566.6045 | 1002.5717
1985 | 583.7103 | 1131.9953 | 583.7103 | 1131.9953
1986 | 598.5748 | 1169.4532 | 598.5748 | 1169.4532
1987 | 644.2947 | 1186.9581 | 644.2947 | 1186.9581
1988 | 720.259 | 1175.2124 | 720.259 | 1175.2124
1989 | 767.1402 | 1175.2808 | 767.1402 | 1175.2808
1990 | 803.2359 | 1150.0032 | 803.2359 | 1150.0032
1991 | 858.6729 | 1136.6933 | 858.6729 | 1136.6933
1992 | 831.6127 | 1116.799 | 831.6127 | 1116.799
1993 | 784.9267 | 1088.8665 | 784.9267 | 1088.8665
1994 | 774.1405 | 1068.6737 | 774.1405 | 1068.6737
1995 | 784.5362 | 1049.5626 | 784.5362 | 1049.5626
1996 | 787.4766 | 1071.4895 | 787.4766 | 1071.4895
1997 | 807.1251 | 1088.9761 | 807.1251 | 1088.9761
1998 | 816.4824 | 1069.6171 | 816.4824 | 1069.6171
1999 | 812.9705 | 1056.5744 | 812.9705 | 1056.5744
2000 | 786.9259 | 1032.8205 | 786.9259 | 1032.8205
2001 | 751.3085 | 1014.5118 | 751.3085 | 1014.5118
2002 | 708.8437 | 981.7417 | 708.8437 | 981.7417
2003 | 655.5953 | 941.0792 | 655.5953 | 941.0792
2004 | 610.9879 | 941.4823 | 610.9879 | 941.4823
2005 | 583.8737 | 934.6024 | 583.8737 | 934.6024
2006 | 569.6585 | 932.25 | 569.6585 | 932.25
2007 | 564.0996 | 950.0062 | 564.0996 | 950.0062
2008 | 568.6024 | 996.3191 | 568.6024 | 996.3191
2009 | 581.9789 | 1118.7872 | 581.9789 | 1118.7872
2010 | 600.057 | 1147.2176 | 600.057 | 1147.2176
2011 | 643.5175 | 1157.73 | 643.5175 | 1157.73
2012 | 721.4905 | 1142.1366 | 721.4905 | 1142.1366
2013 | 769.925 | 1137.9872 | 769.925 | 1137.9872
2014 | 806.6257 | 1112.7836 | 806.6257 | 1112.7836
2015 | 868.9756 | 1102.1746 | 868.9756 | 1102.1746
2016 | 839.979 | 1087.312 | 839.979 | 1087.312
2017 | 792.5176 | 1065.225 | 792.5176 | 1065.225
2018 | 780.6528 | 1050.027 | 780.6528 | 1050.027
2019 | 792.5031 | 1034.0976 | 792.5031 | 1034.0976
2020 | 792.9685 | 1056.6905 | 792.9685 | 1056.6905
2021 | 805.5642 | 1073.5851 | 805.5642 | 1073.5851
2022 | 808.2666 | 1052.9682 | 808.2666 | 1052.9682
2023 | 812.3032 | 1039.0375 | 812.3032 | 1039.0375
2024 | 779.3477 | 1016.2086 | 779.3477 | 1016.2086
2025 | 744.979 | 1001.5996 | 744.979 | 1001.5996
2026 | 701.901 | 974.2312 | 701.901 | 974.2312
2027 | 649.9124 | 938.1194 | 649.9124 | 938.1194
2028 | 606.4979 | 939.6695 | 606.4979 | 939.6695
2029 | 578.6614 | 929.8667 | 578.6614 | 929.8667
2030 | 561.6151 | 922.3347 | 561.6151 | 922.3347
2031 | 557.1475 | 934.3933 | 557.1475 | 934.3933
2032 | 558.7322 | 977.8573 | 558.7322 | 977.8573
2033 | 574.3202 | 1102.3973 | 574.3202 | 1102.3973
2034 | 594.1352 | 1138.9672 | 594.1352 | 1138.9672
2035 | 628.4109 | 1163.6126 | 628.4109 | 1163.6126
2036 | 705.8993 | 1167.6649 | 705.8993 | 1167.6649
2037 | 754.4311 | 1183.9012 | 754.4311 | 1183.9012
2038 | 791.5779 | 1171.1288 | 791.5779 | 1171.1288
2039 | 849.9067 | 1153.0463 | 849.9067 | 1153.0463
2040 | 829.3504 | 1113.3582 | 829.3504 | 1113.3582
2041 | 773.8394 | 1063.6341 | 773.8394 | 1063.6341
2042 | 765.1766 | 1026.1636 | 765.1766 | 1026.1636
2043 | 777.2115 | 994.6212 | 777.2115 | 994.6212
2044 | 781.5664 | 1009.0007 | 781.5664 | 1009.0007
2045 | 792.9915 | 1019.7907 | 792.9915 | 1019.7907
2046 | 802.2055 | 993.8462 | 802.2055 | 993.8462
2047 | 802.6922 | 971.332 | 802.6922 | 971.332
2048 | 773.9892 | 931.5952 | 773.9892 | 931.5952
2049 | 747.8345 | 889.534 | 747.8345 | 889.534
2050 | 708.6276 | 832.0497 | 708.6276 | 832.0497
2051 | 656.4449 | 773.2583 | 656.4449 | 773.2583
2052 | 614.2264 | 765.411 | 614.2264 | 765.411
2053 | 583.2853 | 753.3884 | 583.2853 | 753.3884
2054 | 567.4122 | 747.8543 | 567.4122 | 747.8543
2055 | 561.8349 | 758.8769 | 561.8349 | 758.8769
2056 | 562.1523 | 795.0894 | 562.1523 | 795.0894
2057 | 575.9317 | 907.6052 | 575.9317 | 907.6052
2058 | 592.096 | 918.1658 | 592.096 | 918.1658
2059 | 623.4134 | 912.6582 | 623.4134 | 912.6582
2060 | 690.954 | 886.7055 | 690.954 | 886.7055
2061 | 737.7789 | 878.2274 | 737.7789 | 878.2274
2062 | 772.4404 | 848.9911 | 772.4404 | 848.9911
2063 | 823.4305 | 831.7965 | 823.4305 | 831.7965
2064 | 812.7108 | 816.1939 | 812.7108 | 816.1939
2065 | 773.9234 | 793.441 | 773.9234 | 793.441
2066 | 767.7153 | 786.8634 | 767.7153 | 786.8634
2067 | 775.9889 | 781.5153 | 775.9889 | 781.5153
2068 | 784.3548 | 811.6927 | 784.3548 | 811.6927
2069 | 796.732 | 832.842 | 796.732 | 832.842
2070 | 804.3848 | 812.5952 | 804.3848 | 812.5952
2071 | 800.4423 | 797.4065 | 800.4423 | 797.4065
2072 | 767.6104 | 769.6569 | 767.6104 | 769.6569
2073 | 739.3656 | 739.324 | 739.3656 | 739.324
2074 | 705.2175 | 693.1239 | 705.2175 | 693.1239
2075 | 653.5693 | 646.7637 | 653.5693 | 646.7637
2076 | 609.3717 | 647.1668 | 609.3717 | 647.1668
2077 | 582.5852 | 641.3598 | 582.5852 | 641.3598
2078 | 566.2707 | 643.5582 | 566.2707 | 643.5582
2079 | 559.2133 | 668.0849 | 559.2133 | 668.0849
2080 | 559.7543 | 732.5635 | 559.7543 | 732.5635
2081 | 573.3492 | 873.0865 | 573.3492 | 873.0865
2082 | 588.7205 | 914.0591 | 588.7205 | 914.0591
2083 | 608.2498 | 933.3768 | 608.2498 | 933.3768
2084 | 660.1617 | 922.1122 | 660.1617 | 922.1122
2085 | 711.5365 | 923.4754 | 711.5365 | 923.4754
2086 | 747.985 | 907.7802 | 747.985 | 907.7802
2087 | 798.9989 | 905.4217 | 798.9989 | 905.4217
2088 | 788.7413 | 891.114 | 788.7413 | 891.114
2089 | 757.9426 | 860.1106 | 757.9426 | 860.1106
2090 | 742.6974 | 830.1505 | 742.6974 | 830.1505
2091 | 748.7188 | 797.7573 | 748.7188 | 797.7573
2092 | 756.3812 | 807.253 | 756.3812 | 807.253
2093 | 773.5457 | 818.524 | 773.5457 | 818.524
2094 | 768.5867 | 794.6143 | 768.5867 | 794.6143
2095 | 771.6368 | 783.6064 | 771.6368 | 783.6064
2096 | 748.112 | 764.9952 | 748.112 | 764.9952
2097 | 722.9701 | 744.5776 | 722.9701 | 744.5776
2098 | 687.6527 | 700.0054 | 687.6527 | 700.0054
2099 | 645.1324 | 652.3503 | 645.1324 | 652.3503
2100 | 605.0309 | 653.1974 | 605.0309 | 653.1974
2101 | 581.42 | 647.3904 | 581.42 | 647.3904
2102 | 563.9489 | 646.9989 | 563.9489 | 646.9989
2103 | 559.5308 | 665.2731 | 559.5308 | 665.2731
2104 | 560.3865 | 713.0288 | 560.3865 | 713.0288
2105 | 574.5681 | 838.0498 | 574.5681 | 838.0498
2106 | 587.0042 | 866.8132 | 587.0042 | 866.8132
2107 | 608.1546 | 877.0666 | 608.1546 | 877.0666
2108 | 655.0075 | 861.2882 | 655.0075 | 861.2882
2109 | 701.1692 | 858.0638 | 701.1692 | 858.0638
2110 | 735.7299 | 833.6371 | 735.7299 | 833.6371
2111 | 797.5179 | 822.8431 | 797.5179 | 822.8431
2112 | 784.3401 | 812.2722 | 784.3401 | 812.2722
2113 | 749.1843 | 800.3966 | 749.1843 | 800.3966
2114 | 742.0354 | 799.5536 | 742.0354 | 799.5536
2115 | 745.6124 | 791.8377 | 745.6124 | 791.8377
2116 | 764.9637 | 818.8333 | 764.9637 | 818.8333
2117 | 783.9254 | 841.3145 | 783.9254 | 841.3145
2118 | 781.3837 | 828.6151 | 781.3837 | 828.6151
2119 | 785.0003 | 821.3439 | 785.0003 | 821.3439
2120 | 754.1648 | 798.663 | 754.1648 | 798.663
2121 | 726.3338 | 776.6545 | 726.3338 | 776.6545
2122 | 689.6297 | 737.9649 | 689.6297 | 737.9649
2123 | 647.4216 | 692.3076 | 647.4216 | 692.3076
2124 | 603.5405 | 693.8947 | 603.5405 | 693.8947
2125 | 575.8697 | 689.7156 | 575.8697 | 689.7156
2126 | 561.428 | 688.4732 | 561.428 | 688.4732
2127 | 555.1093 | 705.5634 | 555.1093 | 705.5634
2128 | 556.3604 | 750.9143 | 556.3604 | 750.9143
2129 | 570.1683 | 876.3053 | 570.1683 | 876.3053
2130 | 581.966 | 907.5845 | 581.966 | 907.5845
2131 | 618.7475 | 920.4647 | 618.7475 | 920.4647
2132 | 671.8031 | 906.6102 | 671.8031 | 906.6102
2133 | 716.5369 | 903.8667 | 716.5369 | 903.8667
2134 | 767.093 | 880.254 | 767.093 | 880.254
2135 | 816.8357 | 869.83 | 816.8357 | 869.83
2136 | 806.5329 | 857.5942 | 806.5329 | 857.5942
2137 | 761.5899 | 841.6488 | 761.5899 | 841.6488
2138 | 754.0199 | 835.1082 | 754.0199 | 835.1082
2139 | 763.4673 | 827.4663 | 763.4673 | 827.4663
2140 | 778.1215 | 857.3847 | 778.1215 | 857.3847
2141 | 809.9063 | 879.9029 | 809.9063 | 879.9029
2142 | 810.3693 | 864.4287 | 810.3693 | 864.4287
2143 | 798.055 | 855.0117 | 798.055 | 855.0117
2144 | 765.8488 | 834.8836 | 765.8488 | 834.8836
2145 | 741.469 | 822.9755 | 741.469 | 822.9755
2146 | 695.547 | 795.8291 | 695.547 | 795.8291
2147 | 648.5848 | 755.8324 | 648.5848 | 755.8324
2148 | 606.1393 | 757.0126 | 606.1393 | 757.0126
2149 | 578.3293 | 749.2817 | 578.3293 | 749.2817
2150 | 560.6691 | 748.1502 | 560.6691 | 748.1502
2151 | 560.8787 | 765.7954 | 560.8787 | 765.7954
2152 | 560.5433 | 811.3313 | 560.5433 | 811.3313
2153 | 572.9238 | 936.1673 | 572.9238 | 936.1673
2154 | 599.0046 | 967.9275 | 599.0046 | 967.9275
2155 | 647.7925 | 982.7316 | 647.7925 | 982.7316
2156 | 722.5302 | 971.6149 | 722.5302 | 971.6149
2157 | 768.5451 | 969.9074 | 768.5451 | 969.9074
2158 | 801.117 | 944.1858 | 801.117 | 944.1858
2159 | 866.2741 | 931.3569 | 866.2741 | 931.3569
2160 | 838.3634 | 918.3072 | 838.3634 | 918.3072
2161 | 787.5663 | 901.0299 | 787.5663 | 901.0299
2162 | 776.1757 | 892.0104 | 776.1757 | 892.0104
2163 | 783.35 | 879.7808 | 783.35 | 879.7808
2164 | 791.5119 | 905.2965 | 791.5119 | 905.2965
2165 | 810.1725 | 922.8941 | 810.1725 | 922.8941
2166 | 827.8329 | 899.5394 | 827.8329 | 899.5394
2167 | 814.3778 | 884.8687 | 814.3778 | 884.8687
2168 | 786.2628 | 861.0039 | 786.2628 | 861.0039
2169 | 753.1697 | 839.3284 | 753.1697 | 839.3284
2170 | 711.6835 | 798.8998 | 711.6835 | 798.8998
2171 | 654.4041 | 752.4287 | 654.4041 | 752.4287
2172 | 614.2194 | 2018.5484 | 614.2194 | 2018.5484
2173 | 582.9125 | 2017.4417 | 582.9125 | 2017.4417
2174 | 565.9246 | 2016.015 | 565.9246 | 2016.015
2175 | 561.9322 | 2040.7377 | 561.9322 | 2040.7377
2176 | 562.6824 | 2103.731 | 562.6824 | 2103.731
2177 | 578.9154 | 2236.7246 | 578.9154 | 2236.7246
2178 | 604.2452 | 2288.6183 | 604.2452 | 2288.6183
2179 | 646.0821 | 2325.7933 | 646.0821 | 2325.7933
2180 | 717.0841 | 2332.7403 | 717.0841 | 2332.7403
2181 | 769.4254 | 2353.7767 | 769.4254 | 2353.7767
2182 | 799.3443 | 2366.3902 | 799.3443 | 2366.3902
2183 | 867.6738 | 2388.5199 | 867.6738 | 2388.5199
2184 | 843.2911 | 2405.2329 | 843.2911 | 2405.2329
2185 | 777.4868 | 2387.9527 | 777.4868 | 2387.9527
2186 | 779.5334 | 2353.1619 | 779.5334 | 2353.1619
2187 | 795.3499 | 2324.5417 | 795.3499 | 2324.5417
2188 | 798.4792 | 2323.2247 | 798.4792 | 2323.2247
2189 | 823.7148 | 2314.8872 | 823.7148 | 2314.8872
2190 | 844.7174 | 2289.2682 | 844.7174 | 2289.2682
2191 | 831.2965 | 2268.8897 | 831.2965 | 2268.8897
2192 | 787.576 | 2257.3122 | 787.576 | 2257.3122
2193 | 762.351 | 2251.6226 | 762.351 | 2251.6226
2194 | 716.5626 | 2224.1742 | 716.5626 | 2224.1742
2195 | 669.2081 | 2192.7789 | 669.2081 | 2192.7789
2196 | 626.0052 | 2202.6627 | 626.0052 | 2202.6627
2197 | 594.2705 | 2214.8017 | 594.2705 | 2214.8017
2198 | 575.1387 | 2231.9188 | 575.1387 | 2231.9188
2199 | 568.1362 | 2266.2191 | 568.1362 | 2266.2191
2200 | 567.8862 | 2321.1632 | 567.8862 | 2321.1632
2201 | 583.409 | 2450.6925 | 583.409 | 2450.6925
2202 | 606.8958 | 2487.6085 | 606.8958 | 2487.6085
2203 | 648.6556 | 2507.5642 | 648.6556 | 2507.5642
2204 | 720.4892 | 2499.5335 | 720.4892 | 2499.5335
2205 | 766.5485 | 2496.2182 | 766.5485 | 2496.2182
2206 | 799.9036 | 2484.582 | 799.9036 | 2484.582
2207 | 865.1288 | 2479.6091 | 865.1288 | 2479.6091
2208 | 843.3249 | 2472.9895 | 843.3249 | 2472.9895
2209 | 789.7848 | 2443.6863 | 789.7848 | 2443.6863
2210 | 788.6587 | 2412.4616 | 788.6587 | 2412.4616
2211 | 799.4377 | 2377.2185 | 799.4377 | 2377.2185
2212 | 803.8791 | 2374.9845 | 803.8791 | 2374.9845
2213 | 840.2912 | 2376.2246 | 840.2912 | 2376.2246
2214 | 859.2979 | 2348.6698 | 859.2979 | 2348.6698
2215 | 831.9923 | 2324.7251 | 831.9923 | 2324.7251
2216 | 791.2397 | 2307.0343 | 791.2397 | 2307.0343
2217 | 747.1234 | 2293.2954 | 747.1234 | 2293.2954
2218 | 694.9053 | 2257.3901 | 694.9053 | 2257.3901
2219 | 644.6461 | 2222.7344 | 644.6461 | 2222.7344
2220 | 604.1043 | 2234.3504 | 604.1043 | 2234.3504
2221 | 577.9045 | 2240.0703 | 577.9045 | 2240.0703
2222 | 561.7731 | 2250.1571 | 561.7731 | 2250.1571
2223 | 558.28 | 2272.8419 | 558.28 | 2272.8419
2224 | 558.7388 | 2322.6916 | 558.7388 | 2322.6916
2225 | 573.5388 | 2453.036 | 573.5388 | 2453.036
2226 | 593.0199 | 2489.9519 | 593.0199 | 2489.9519
2227 | 625.5982 | 2511.3341 | 625.5982 | 2511.3341
2228 | 684.6855 | 2506.4619 | 684.6855 | 2506.4619
2229 | 729.041 | 2512.2149 | 729.041 | 2512.2149
2230 | 759.7612 | 2509.1374 | 759.7612 | 2509.1374
2231 | 826.4023 | 2515.1685 | 826.4023 | 2515.1685
2232 | 808.3414 | 2524.8512 | 808.3414 | 2524.8512
2233 | 759.1613 | 2513.7863 | 759.1613 | 2513.7863
2234 | 762.099 | 2494.075 | 762.099 | 2494.075
2235 | 786.2918 | 2456.1829 | 786.2918 | 2456.1829
2236 | 789.8834 | 2455.8848 | 789.8834 | 2455.8848
2237 | 819.6654 | 2481.9859 | 819.6654 | 2481.9859
2238 | 834.958 | 2480.9223 | 834.958 | 2480.9223
2239 | 815.5132 | 2483.0614 | 815.5132 | 2483.0614
2240 | 777.6869 | 2491.658 | 777.6869 | 2491.658
2241 | 744.5694 | 2510.9313 | 744.5694 | 2510.9313
2242 | 706.4324 | 2517.7178 | 706.4324 | 2517.7178
2243 | 658.465 | 2513.2213 | 658.465 | 2513.2213
2244 | 622.7901 | 2537.1659 | 622.7901 | 2537.1659
2245 | 592.4702 | 2537.2819 | 592.4702 | 2537.2819
2246 | 573.9727 | 2529.64 | 573.9727 | 2529.64
2247 | 567.3919 | 2545.4982 | 567.3919 | 2545.4982
2248 | 567.8499 | 2599.3216 | 567.8499 | 2599.3216
2249 | 580.7668 | 2733.334 | 580.7668 | 2733.334
2250 | 602.2163 | 2774.835 | 602.2163 | 2774.835
2251 | 629.9779 | 2807.7307 | 629.9779 | 2807.7307
2252 | 680.107 | 2834.648 | 680.107 | 2834.648
2253 | 722.8613 | 2890.3268 | 722.8613 | 2890.3268
2254 | 759.8609 | 2923.9295 | 759.8609 | 2923.9295
2255 | 819.7061 | 2949.014 | 819.7061 | 2949.014
2256 | 817.3655 | 2965.2176 | 817.3655 | 2965.2176
2257 | 773.8968 | 2950.3827 | 773.8968 | 2950.3827
2258 | 766.5097 | 2928.2262 | 766.5097 | 2928.2262
2259 | 762.3554 | 2896.4474 | 762.3554 | 2896.4474
2260 | 779.6841 | 2898.5947 | 779.6841 | 2898.5947
2261 | 802.2116 | 2919.6013 | 802.2116 | 2919.6013
2262 | 822.0991 | 2922.8171 | 822.0991 | 2922.8171
2263 | 803.6561 | 2920.7787 | 803.6561 | 2920.7787
2264 | 767.7758 | 2919.3902 | 767.7758 | 2919.3902
2265 | 729.8242 | 2914.8213 | 729.8242 | 2914.8213
2266 | 697.0689 | 2908.5659 | 697.0689 | 2908.5659
2267 | 653.5486 | 2886.3407 | 653.5486 | 2886.3407
2268 | 615.297 | 2897.2434 | 615.297 | 2897.2434
2269 | 591.8014 | 2902.1482 | 591.8014 | 2902.1482
2270 | 573.5861 | 2904.6952 | 573.5861 | 2904.6952
2271 | 567.309 | 2930.3349 | 567.309 | 2930.3349
2272 | 565.5706 | 2995.6717 | 565.5706 | 2995.6717
2273 | 577.3085 | 3137.1221 | 577.3085 | 3137.1221
2274 | 594.9414 | 3178.1136 | 594.9414 | 3178.1136
2275 | 624.6451 | 3202.7562 | 624.6451 | 3202.7562
2276 | 674.5639 | 3191.3631 | 674.5639 | 3191.3631
2277 | 714.9622 | 3171.2361 | 714.9622 | 3171.2361
2278 | 744.7111 | 3128.0142 | 744.7111 | 3128.0142
2279 | 804.6333 | 3095.9387 | 804.6333 | 3095.9387
2280 | 797.8099 | 3067.0052 | 797.8099 | 3067.0052
2281 | 754.0916 | 3027.0036 | 754.0916 | 3027.0036
2282 | 748.9282 | 2994.2506 | 748.9282 | 2994.2506
2283 | 758.044 | 2961.2491 | 758.044 | 2961.2491
2284 | 774.8944 | 2963.0907 | 774.8944 | 2963.0907
2285 | 803.498 | 2962.8025 | 803.498 | 2962.8025
2286 | 822.0404 | 2931.7833 | 822.0404 | 2931.7833
2287 | 801.5965 | 2898.6687 | 801.5965 | 2898.6687
2288 | 770.2187 | 2862.7396 | 770.2187 | 2862.7396
2289 | 734.7311 | 2826.2793 | 734.7311 | 2826.2793
2290 | 700.1249 | 2772.8491 | 700.1249 | 2772.8491
2291 | 655.6935 | 2718.1211 | 655.6935 | 2718.1211
2292 | 618.3576 | 2706.6082 | 618.3576 | 2706.6082
2293 | 590.4333 | 2688.3841 | 590.4333 | 2688.3841
2294 | 573.9224 | 2672.6928 | 573.9224 | 2672.6928
2295 | 568.4111 | 2679.4829 | 568.4111 | 2679.4829
2296 | 569.8017 | 2725.3589 | 569.8017 | 2725.3589
2297 | 577.4878 | 2848.571 | 577.4878 | 2848.571
2298 | 599.0676 | 2877.4377 | 599.0676 | 2877.4377
2299 | 630.2759 | 2898.6161 | 630.2759 | 2898.6161
2300 | 678.4379 | 2891.2986 | 678.4379 | 2891.2986
2301 | 720.328 | 2891.957 | 720.328 | 2891.957
2302 | 757.3511 | 2890.7135 | 757.3511 | 2890.7135
2303 | 815.6574 | 2881.7669 | 815.6574 | 2881.7669
2304 | 803.9287 | 2869.9509 | 803.9287 | 2869.9509
2305 | 771.3503 | 2839.6289 | 771.3503 | 2839.6289
2306 | 764.3953 | 2809.423 | 764.3953 | 2809.423
2307 | 768.3076 | 2780.3953 | 768.3076 | 2780.3953
2308 | 775.6286 | 2781.8293 | 775.6286 | 2781.8293
2309 | 807.027 | 2786.3299 | 807.027 | 2786.3299
2310 | 831.1385 | 2768.7602 | 831.1385 | 2768.7602
2311 | 813.5272 | 2757.0423 | 813.5272 | 2757.0423
2312 | 771.4591 | 2764.0087 | 771.4591 | 2764.0087
2313 | 740.8017 | 2776.3535 | 740.8017 | 2776.3535
2314 | 701.8866 | 2766.7357 | 701.8866 | 2766.7357
2315 | 649.8093 | 2751.0314 | 649.8093 | 2751.0314
2316 | 608.0544 | 2776.4025 | 608.0544 | 2776.4025
2317 | 581.2412 | 2788.6433 | 581.2412 | 2788.6433
2318 | 563.6467 | 2792.9224 | 563.6467 | 2792.9224
2319 | 559.1967 | 2827.7321 | 559.1967 | 2827.7321
2320 | 562.5462 | 2898.6729 | 562.5462 | 2898.6729
2321 | 577.2258 | 3039.4101 | 577.2258 | 3039.4101
2322 | 607.2655 | 3078.8732 | 607.2655 | 3078.8732
2323 | 647.5412 | 3104.9423 | 647.5412 | 3104.9423
2324 | 715.1783 | 3103.3306 | 715.1783 | 3103.3306
2325 | 765.8042 | 3092.4756 | 765.8042 | 3092.4756
2326 | 804.4453 | 3055.2651 | 804.4453 | 3055.2651
2327 | 868.3744 | 3022.782 | 868.3744 | 3022.782
2328 | 851.5427 | 3001.0827 | 851.5427 | 3001.0827
2329 | 805.4332 | 2970.6588 | 805.4332 | 2970.6588
2330 | 794.9415 | 2935.8679 | 794.9415 | 2935.8679
2331 | 804.7358 | 2902.7646 | 804.7358 | 2902.7646
2332 | 811.9649 | 2918.9726 | 811.9649 | 2918.9726
2333 | 843.4089 | 2930.9111 | 843.4089 | 2930.9111
2334 | 862.8404 | 2916.4999 | 862.8404 | 2916.4999
2335 | 831.0321 | 2904.4764 | 831.0321 | 2904.4764
2336 | 791.8003 | 2907.1634 | 791.8003 | 2907.1634
2337 | 764.5824 | 2937.8483 | 764.5824 | 2937.8483
2338 | 719.9451 | 2950.4425 | 719.9451 | 2950.4425
2339 | 666.8081 | 2940.2402 | 666.8081 | 2940.2402
2340 | 620.2916 | 2952.2638 | 620.2916 | 2952.2638
2341 | 596.0482 | 2939.8473 | 596.0482 | 2939.8473
2342 | 578.5052 | 2921.4051 | 578.5052 | 2921.4051
2343 | 572.9325 | 2914.542 | 572.9325 | 2914.542
2344 | 573.6844 | 2941.0589 | 573.6844 | 2941.0589
2345 | 587.9508 | 3052.1462 | 587.9508 | 3052.1462
2346 | 614.824 | 3074.8995 | 614.824 | 3074.8995
2347 | 658.3916 | 3082.0172 | 658.3916 | 3082.0172
2348 | 724.6161 | 3062.371 | 724.6161 | 3062.371
2349 | 775.7847 | 3048.9688 | 775.7847 | 3048.9688
2350 | 808.1171 | 3022.8642 | 808.1171 | 3022.8642
2351 | 867.7856 | 3014.529 | 867.7856 | 3014.529
2352 | 851.0593 | 3007.7055 | 851.0593 | 3007.7055
2353 | 808.6118 | 2987.7762 | 808.6118 | 2987.7762
2354 | 792.3839 | 2960.5252 | 792.3839 | 2960.5252
2355 | 802.647 | 2928.5426 | 802.647 | 2928.5426
2356 | 809.4437 | 2922.1311 | 809.4437 | 2922.1311
2357 | 842.5146 | 2911.4502 | 842.5146 | 2911.4502
2358 | 861.0458 | 2886.952 | 861.0458 | 2886.952
2359 | 838.9911 | 2880.3285 | 838.9911 | 2880.3285
2360 | 805.7744 | 2887.8044 | 805.7744 | 2887.8044
2361 | 773.5004 | 2891.7943 | 773.5004 | 2891.7943
2362 | 730.3704 | 2880.1387 | 730.3704 | 2880.1387
2363 | 680.3147 | 2877.3744 | 680.3147 | 2877.3744
2364 | 632.2938 | 2915.0741 | 632.2938 | 2915.0741
2365 | 607.1637 | 2933.2245 | 607.1637 | 2933.2245
2366 | 588.2388 | 2941.9868 | 588.2388 | 2941.9868
2367 | 583.5772 | 2972.1096 | 583.5772 | 2972.1096
2368 | 584.5969 | 3028.4801 | 584.5969 | 3028.4801
2369 | 597.1493 | 3129.1747 | 597.1493 | 3129.1747
2370 | 622.1162 | 3132.3652 | 622.1162 | 3132.3652
2371 | 663.7541 | 3121.3465 | 663.7541 | 3121.3465
2372 | 733.6326 | 3087.5377 | 733.6326 | 3087.5377
2373 | 776.2625 | 3061.3993 | 776.2625 | 3061.3993
2374 | 813.3476 | 3014.4074 | 813.3476 | 3014.4074
2375 | 863.7566 | 2982.3319 | 863.7566 | 2982.3319
2376 | 851.8943 | 2968.3762 | 851.8943 | 2968.3762
2377 | 812.5888 | 2942.1297 | 812.5888 | 2942.1297
2378 | 808.0243 | 2896.8442 | 808.0243 | 2896.8442
2379 | 812.0695 | 2837.0458 | 812.0695 | 2837.0458
2380 | 822.1289 | 2817.6944 | 822.1289 | 2817.6944
2381 | 845.1547 | 2804.8738 | 845.1547 | 2804.8738
2382 | 863.0796 | 2764.6846 | 863.0796 | 2764.6846
2383 | 836.2443 | 2737.9889 | 836.2443 | 2737.9889
2384 | 796.7401 | 2713.7772 | 796.7401 | 2713.7772
2385 | 763.1362 | 2676.9093 | 763.1362 | 2676.9093
2386 | 725.8803 | 2623.581 | 725.8803 | 2623.581
2387 | 679.5329 | 2566.0001 | 679.5329 | 2566.0001
2388 | 642.3753 | 2553.1626 | 642.3753 | 2553.1626
2389 | 615.5416 | 2534.2253 | 615.5416 | 2534.2253
2390 | 597.5142 | 2522.9152 | 597.5142 | 2522.9152
2391 | 589.7004 | 2544.4793 | 589.7004 | 2544.4793
2392 | 590.1038 | 2610.3256 | 590.1038 | 2610.3256
2393 | 604.769 | 2759.3158 | 604.769 | 2759.3158
2394 | 627.0792 | 2805.198 | 627.0792 | 2805.198
2395 | 647.6542 | 2828.8218 | 647.6542 | 2828.8218
2396 | 701.0484 | 2832.2027 | 701.0484 | 2832.2027
2397 | 748.6365 | 2817.9853 | 748.6365 | 2817.9853
2398 | 787.6198 | 2749.5966 | 787.6198 | 2749.5966
2399 | 840.3034 | 2635.8057 | 840.3034 | 2635.8057
2400 | 831.3929 | 2513.1339 | 831.3929 | 2513.1339
2401 | 795.8264 | 2420.5574 | 795.8264 | 2420.5574
2402 | 790.163 | 2371.9095 | 790.163 | 2371.9095
2403 | 792.2373 | 2349.5046 | 792.2373 | 2349.5046
2404 | 800.4951 | 2370.2976 | 800.4951 | 2370.2976
2405 | 818.601 | 2389.2665 | 818.601 | 2389.2665
2406 | 848.2175 | 2388.7123 | 848.2175 | 2388.7123
2407 | 826.2138 | 2407.1537 | 826.2138 | 2407.1537
2408 | 787.2672 | 2436.8415 | 787.2672 | 2436.8415
2409 | 755.5714 | 2455.1978 | 755.5714 | 2455.1978
2410 | 725.0155 | 2450.7764 | 725.0155 | 2450.7764
2411 | 681.9181 | 2451.4763 | 681.9181 | 2451.4763
2412 | 642.405 | 2484.591 | 642.405 | 2484.591
2413 | 611.3662 | 2485.8277 | 611.3662 | 2485.8277
2414 | 598.9952 | 2479.1028 | 598.9952 | 2479.1028
2415 | 590.823 | 2496.6932 | 590.823 | 2496.6932
2416 | 591.4713 | 2547.5617 | 591.4713 | 2547.5617
2417 | 602.3501 | 2673.6268 | 602.3501 | 2673.6268
2418 | 619.6836 | 2703.7161 | 619.6836 | 2703.7161
2419 | 640.2667 | 2714.9093 | 640.2667 | 2714.9093
2420 | 677.8619 | 2699.8482 | 677.8619 | 2699.8482
2421 | 722.6666 | 2696.4311 | 722.6666 | 2696.4311
2422 | 763.2211 | 2685.1005 | 763.2211 | 2685.1005
2423 | 817.8666 | 2681.9616 | 817.8666 | 2681.9616
2424 | 809.9257 | 2679.8251 | 809.9257 | 2679.8251
2425 | 777.4082 | 2675.0773 | 777.4082 | 2675.0773
2426 | 769.8565 | 2676.3554 | 769.8565 | 2676.3554
2427 | 774.5583 | 2660.9808 | 774.5583 | 2660.9808
2428 | 779.1108 | 2667.5093 | 779.1108 | 2667.5093
2429 | 803.4354 | 2672.5193 | 803.4354 | 2672.5193
2430 | 827.4916 | 2656.0704 | 827.4916 | 2656.0704
2431 | 813.9293 | 2651.6885 | 813.9293 | 2651.6885
2432 | 775.6905 | 2656.0058 | 775.6905 | 2656.0058
2433 | 742.7368 | 2663.0523 | 742.7368 | 2663.0523
2434 | 712.1353 | 2644.3664 | 712.1353 | 2644.3664
2435 | 673.4438 | 2615.5184 | 673.4438 | 2615.5184
2436 | 637.7339 | 2631.8213 | 637.7339 | 2631.8213
2437 | 613.0377 | 2644.5716 | 613.0377 | 2644.5716
2438 | 595.3998 | 2654.5565 | 595.3998 | 2654.5565
2439 | 588.808 | 2674.6941 | 588.808 | 2674.6941
2440 | 589.5064 | 2719.1436 | 589.5064 | 2719.1436
2441 | 599.0404 | 2833.0838 | 599.0404 | 2833.0838
2442 | 616.0561 | 2853.0861 | 616.0561 | 2853.0861
2443 | 630.2407 | 2857.6565 | 630.2407 | 2857.6565
2444 | 659.4263 | 2833.6291 | 659.4263 | 2833.6291
2445 | 700.0423 | 2820.5325 | 700.0423 | 2820.5325
2446 | 739.8867 | 2800.847 | 739.8867 | 2800.847
2447 | 798.4258 | 2785.4814 | 798.4258 | 2785.4814
2448 | 791.7653 | 2768.3671 | 791.7653 | 2768.3671
2449 | 767.873 | 2741.2036 | 767.873 | 2741.2036
2450 | 760.3996 | 2725.9755 | 760.3996 | 2725.9755
2451 | 761.701 | 2707.0348 | 761.701 | 2707.0348
2452 | 778.9868 | 2722.5296 | 778.9868 | 2722.5296
2453 | 803.168 | 2745.5741 | 803.168 | 2745.5741
2454 | 817.1371 | 2744.8161 | 817.1371 | 2744.8161
2455 | 797.3923 | 2751.3364 | 797.3923 | 2751.3364
2456 | 776.8461 | 2769.5107 | 776.8461 | 2769.5107
2457 | 743.8839 | 2792.452 | 743.8839 | 2792.452
2458 | 709.5765 | 2791.4949 | 709.5765 | 2791.4949
2459 | 668.4392 | 2778.7454 | 668.4392 | 2778.7454
2460 | 630.5024 | 2797.5955 | 630.5024 | 2797.5955
2461 | 605.9063 | 2805.1494 | 605.9063 | 2805.1494
2462 | 587.5754 | 2817.0702 | 587.5754 | 2817.0702
2463 | 578.5992 | 2846.9893 | 578.5992 | 2846.9893
2464 | 580.618 | 2908.5562 | 580.618 | 2908.5562
2465 | 590.0949 | 3045.7272 | 590.0949 | 3045.7272
2466 | 613.6366 | 3087.9414 | 613.6366 | 3087.9414
2467 | 640.2071 | 3119.2068 | 640.2071 | 3119.2068
2468 | 678.2738 | 3142.8637 | 678.2738 | 3142.8637
2469 | 719.0974 | 3179.693 | 719.0974 | 3179.693
2470 | 753.2254 | 3191.6951 | 753.2254 | 3191.6951
2471 | 812.2051 | 3204.5529 | 812.2051 | 3204.5529
2472 | 796.7877 | 3221.4697 | 796.7877 | 3221.4697
2473 | 769.7178 | 3225.8919 | 769.7178 | 3225.8919
2474 | 766.0123 | 3217.7961 | 766.0123 | 3217.7961
2475 | 778.1018 | 3176.7454 | 778.1018 | 3176.7454
2476 | 791.6755 | 3154.1335 | 791.6755 | 3154.1335
2477 | 818.107 | 3136.1165 | 818.107 | 3136.1165
2478 | 833.327 | 3084.9233 | 833.327 | 3084.9233
2479 | 806.6461 | 3019.8153 | 806.6461 | 3019.8153
2480 | 775.9189 | 2944.1493 | 775.9189 | 2944.1493
2481 | 748.8796 | 2859.2915 | 748.8796 | 2859.2915
2482 | 712.6292 | 2762.4564 | 712.6292 | 2762.4564
2483 | 666.4796 | 2686.4335 | 666.4796 | 2686.4335
2484 | 626.7801 | 2661.1655 | 626.7801 | 2661.1655
2485 | 604.1821 | 2631.0203 | 604.1821 | 2631.0203
2486 | 586.9573 | 2564.1805 | 586.9573 | 2564.1805
2487 | 577.9574 | 2509.6331 | 577.9574 | 2509.6331
2488 | 581.4312 | 2501.7114 | 581.4312 | 2501.7114
2489 | 594.4757 | 2578.3601 | 594.4757 | 2578.3601
2490 | 620.9808 | 2581.9582 | 620.9808 | 2581.9582
2491 | 657.9829 | 2570.7357 | 657.9829 | 2570.7357
2492 | 718.5361 | 2547.1158 | 718.5361 | 2547.1158
2493 | 757.8308 | 2544.1063 | 757.8308 | 2544.1063
2494 | 807.3576 | 2536.0362 | 807.3576 | 2536.0362
2495 | 870.263 | 2547.5694 | 870.263 | 2547.5694
2496 | 852.3574 | 2567.9505 | 852.3574 | 2567.9505
2497 | 817.7417 | 2579.1993 | 817.7417 | 2579.1993
2498 | 806.9909 | 2601.7722 | 806.9909 | 2601.7722
2499 | 818.7332 | 2612.6852 | 818.7332 | 2612.6852
2500 | 830.6212 | 2646.9276 | 830.6212 | 2646.9276
2501 | 858.6433 | 2680.9761 | 858.6433 | 2680.9761
2502 | 862.315 | 2683.8862 | 862.315 | 2683.8862
2503 | 835.4545 | 2688.165 | 835.4545 | 2688.165
2504 | 799.8823 | 2699.3088 | 799.8823 | 2699.3088
2505 | 770.6633 | 2712.5706 | 770.6633 | 2712.5706
2506 | 730.2929 | 2696.5339 | 730.2929 | 2696.5339
2507 | 675.9344 | 2680.7277 | 675.9344 | 2680.7277
2508 | 633.162 | 2701.6156 | 633.162 | 2701.6156
2509 | 602.0325 | 2706.5204 | 602.0325 | 2706.5204
2510 | 584.6512 | 2717.8299 | 584.6512 | 2717.8299
2511 | 579.1038 | 2762.1153 | 579.1038 | 2762.1153
2512 | 586.1003 | 2841.7167 | 586.1003 | 2841.7167
2513 | 597.747 | 2983.4727 | 597.747 | 2983.4727
2514 | 622.8311 | 3028.7436 | 622.8311 | 3028.7436
2515 | 674.6378 | 3054.0995 | 674.6378 | 3054.0995
2516 | 743.5721 | 3047.2914 | 743.5721 | 3047.2914
2517 | 793.9753 | 3043.9762 | 793.9753 | 3043.9762
2518 | 830.8536 | 3014.2036 | 830.8536 | 3014.2036
2519 | 896.1522 | 2994.7624 | 896.1522 | 2994.7624
2520 | 879.6854 | 2980.7048 | 879.6854 | 2980.7048
2521 | 832.5222 | 2953.9489 | 832.5222 | 2953.9489
2522 | 833.581 | 2944.9361 | 833.581 | 2944.9361
2523 | 834.7753 | 2938.9353 | 834.7753 | 2938.9353
2524 | 836.7434 | 2955.0414 | 836.7434 | 2955.0414
2525 | 878.8631 | 2973.1952 | 878.8631 | 2973.1952
2526 | 902.4284 | 2972.3354 | 902.4284 | 2972.3354
2527 | 872.9415 | 2971.4178 | 872.9415 | 2971.4178
2528 | 828.1166 | 2978.3842 | 828.1166 | 2978.3842
2529 | 793.516 | 2984.4118 | 793.516 | 2984.4118
2530 | 751.3037 | 2959.5107 | 751.3037 | 2959.5107
2531 | 700.8828 | 2928.6248 | 700.8828 | 2928.6248
2532 | 651.7881 | 2937.5917 | 651.7881 | 2937.5917
2533 | 620.5883 | 2943.821 | 620.5883 | 2943.821
2534 | 604.6994 | 2954.8248 | 604.6994 | 2954.8248
2535 | 596.3798 | 2982.1966 | 596.3798 | 2982.1966
2536 | 598.6026 | 3038.8728 | 598.6026 | 3038.8728
2537 | 610.9067 | 3176.9609 | 610.9067 | 3176.9609
2538 | 637.9557 | 3221.7223 | 637.9557 | 3221.7223
2539 | 686.683 | 3246.0593 | 686.683 | 3246.0593
2540 | 749.7461 | 3242.9192 | 749.7461 | 3242.9192
2541 | 798.9164 | 3238.0757 | 798.9164 | 3238.0757
2542 | 835.4881 | 3209.0163 | 835.4881 | 3209.0163
2543 | 906.9502 | 3189.2694 | 906.9502 | 3189.2694
2544 | 878.9418 | 3173.9892 | 878.9418 | 3173.9892
2545 | 835.7184 | 3146.6219 | 835.7184 | 3146.6219
2546 | 824.5845 | 3124.0578 | 824.5845 | 3124.0578
2547 | 829.1005 | 3108.7851 | 829.1005 | 3108.7851
2548 | 835.9941 | 3131.2084 | 835.9941 | 3131.2084
2549 | 877.7856 | 3148.547 | 877.7856 | 3148.547
2550 | 901.0701 | 3146.3626 | 901.0701 | 3146.3626
2551 | 863.3118 | 3152.9848 | 863.3118 | 3152.9848
2552 | 828.8505 | 3166.0646 | 828.8505 | 3166.0646
2553 | 792.2807 | 3161.6995 | 792.2807 | 3161.6995
2554 | 751.8418 | 3119.9866 | 751.8418 | 3119.9866
2555 | 699.0132 | 3079.0137 | 699.0132 | 3079.0137
2556 | 654.8445 | 3089.407 | 654.8445 | 3089.407
2557 | 624.7497 | 3098.0817 | 624.7497 | 3098.0817
2558 | 607.7473 | 3110.0025 | 607.7473 | 3110.0025
2559 | 598.0268 | 3146.6463 | 598.0268 | 3146.6463
2560 | 601.3865 | 3224.108 | 601.3865 | 3224.108
2561 | 608.4937 | 3381.9626 | 608.4937 | 3381.9626
2562 | 639.1551 | 3447.7132 | 639.1551 | 3447.7132
2563 | 680.1501 | 3492.8356 | 680.1501 | 3492.8356
2564 | 729.2076 | 3496.2165 | 729.2076 | 3496.2165
2565 | 782.0121 | 3499.7279 | 782.0121 | 3499.7279
2566 | 818.1454 | 3486.869 | 818.1454 | 3486.869
2567 | 877.8973 | 3477.3111 | 877.8973 | 3477.3111
2568 | 860.9164 | 3472.933 | 860.9164 | 3472.933
2569 | 812.1131 | 3455.1433 | 812.1131 | 3455.1433
2570 | 806.0431 | 3424.0205 | 806.0431 | 3424.0205
2571 | 803.0709 | 3364.8334 | 803.0709 | 3364.8334
2572 | 825.8808 | 3320.3153 | 825.8808 | 3320.3153
2573 | 869.3234 | 3277.2335 | 869.3234 | 3277.2335
2574 | 892.2306 | 3229.8101 | 892.2306 | 3229.8101
2575 | 855.1498 | 3201.1786 | 855.1498 | 3201.1786
2576 | 811.6702 | 3176.9668 | 811.6702 | 3176.9668
2577 | 781.3187 | 3144.684 | 781.3187 | 3144.684
2578 | 743.1049 | 3082.7969 | 743.1049 | 3082.7969
2579 | 700.7592 | 3022.3632 | 700.7592 | 3022.3632
2580 | 654.8931 | 3012.1748 | 654.8931 | 3012.1748
2581 | 628.7131 | 3001.5924 | 628.7131 | 3001.5924
2582 | 606.9976 | 2996.9052 | 606.9976 | 2996.9052
2583 | 598.7064 | 3008.586 | 598.7064 | 3008.586
2584 | 598.1602 | 3045.5976 | 598.1602 | 3045.5976
2585 | 610.8786 | 3154.9528 | 610.8786 | 3154.9528
2586 | 630.6714 | 3172.0002 | 630.6714 | 3172.0002
2587 | 662.9082 | 3174.2272 | 662.9082 | 3174.2272
2588 | 703.933 | 3151.3206 | 703.933 | 3151.3206
2589 | 745.4012 | 3128.4426 | 745.4012 | 3128.4426
2590 | 779.9501 | 3090.8245 | 779.9501 | 3090.8245
2591 | 834.01 | 3064.8624 | 834.01 | 3064.8624
2592 | 821.7177 | 3040.2083 | 821.7177 | 3040.2083
2593 | 790.0011 | 3006.7276 | 790.0011 | 3006.7276
2594 | 784.2197 | 2973.8727 | 784.2197 | 2973.8727
2595 | 784.8822 | 2940.6675 | 784.8822 | 2940.6675
2596 | 799.1111 | 2946.9922 | 799.1111 | 2946.9922
2597 | 833.5968 | 2958.5231 | 833.5968 | 2958.5231
2598 | 855.4496 | 2951.9575 | 855.4496 | 2951.9575
2599 | 830.5174 | 2953.4852 | 830.5174 | 2953.4852
2600 | 798.8357 | 2952.1986 | 798.8357 | 2952.1986
2601 | 768.7577 | 2926.131 | 768.7577 | 2926.131
2602 | 734.7874 | 2866.2818 | 734.7874 | 2866.2818
2603 | 687.5023 | 2815.7313 | 687.5023 | 2815.7313
2604 | 652.7399 | 2814.611 | 652.7399 | 2814.611
2605 | 622.1544 | 2808.1042 | 622.1544 | 2808.1042
2606 | 605.705 | 2803.417 | 605.705 | 2803.417
2607 | 599.6244 | 2822.1282 | 599.6244 | 2822.1282
2608 | 603.2113 | 2876.7667 | 603.2113 | 2876.7667
2609 | 610.3252 | 3013.8358 | 610.3252 | 3013.8358
2610 | 628.4166 | 3060.2275 | 628.4166 | 3060.2275
2611 | 664.5404 | 3088.0287 | 664.5404 | 3088.0287
2612 | 703.017 | 3082.5452 | 703.017 | 3082.5452
2613 | 740.1383 | 3082.4904 | 740.1383 | 3082.4904
2614 | 778.1883 | 3074.4203 | 778.1883 | 3074.4203
2615 | 836.1726 | 3075.6627 | 836.1726 | 3075.6627
2616 | 824.2094 | 3081.6773 | 824.2094 | 3081.6773
2617 | 797.1757 | 3085.4882 | 797.1757 | 3085.4882
2618 | 787.4297 | 3089.7211 | 787.4297 | 3089.7211
2619 | 788.7047 | 3081.1731 | 788.7047 | 3081.1731
2620 | 814.2222 | 3098.5019 | 814.2222 | 3098.5019
2621 | 863.2488 | 3113.3952 | 863.2488 | 3113.3952
2622 | 873.6212 | 3107.1352 | 873.6212 | 3107.1352
2623 | 835.5556 | 3117.3235 | 835.5556 | 3117.3235
2624 | 803.5827 | 3138.4526 | 803.5827 | 3138.4526
2625 | 772.3413 | 3140.6084 | 772.3413 | 3140.6084
2626 | 736.14 | 3101.6465 | 736.14 | 3101.6465
2627 | 686.404 | 3052.1149 | 686.404 | 3052.1149
2628 | 648.2883 | 3036.9339 | 648.2883 | 3036.9339
2629 | 617.408 | 3006.0755 | 617.408 | 3006.0755
2630 | 600.1796 | 2974.9989 | 600.1796 | 2974.9989
2631 | 592.3404 | 2963.4489 | 592.3404 | 2963.4489
2632 | 593.9527 | 2978.6562 | 593.9527 | 2978.6562
2633 | 600.7087 | 3068.7542 | 600.7087 | 3068.7542
2634 | 625.0095 | 3061.1445 | 625.0095 | 3061.1445
2635 | 672.8656 | 3045.5407 | 672.8656 | 3045.5407
2636 | 717.5173 | 3022.0228 | 717.5173 | 3022.0228
2637 | 749.5914 | 3010.964 | 749.5914 | 3010.964
2638 | 785.6651 | 2980.8857 | 785.6651 | 2980.8857
2639 | 854.3419 | 2950.0329 | 854.3419 | 2950.0329
2640 | 834.6805 | 2917.2277 | 834.6805 | 2917.2277
2641 | 800.9916 | 2875.2902 | 800.9916 | 2875.2902
2642 | 791.9112 | 2835.9143 | 791.9112 | 2835.9143
2643 | 796.9734 | 2789.0559 | 796.9734 | 2789.0559
2644 | 819.5522 | 2779.9953 | 819.5522 | 2779.9953
2645 | 861.391 | 2775.0201 | 861.391 | 2775.0201
2646 | 885.8147 | 2745.3256 | 885.8147 | 2745.3256
2647 | 844.0393 | 2715.0638 | 844.0393 | 2715.0638
2648 | 808.5523 | 2684.5349 | 808.5523 | 2684.5349
2649 | 782.3907 | 2647.1576 | 782.3907 | 2647.1576
2650 | 743.5828 | 2590.365 | 743.5828 | 2590.365
2651 | 694.9283 | 2537.2673 | 694.9283 | 2537.2673
2652 | 643.6031 | 2529.3205 | 643.6031 | 2529.3205
2653 | 616.4276 | 2515.1719 | 616.4276 | 2515.1719
2654 | 600.3534 | 2503.0468 | 600.3534 | 2503.0468
2655 | 592.6155 | 2511.6709 | 592.6155 | 2511.6709
2656 | 595.1946 | 2551.8411 | 595.1946 | 2551.8411
2657 | 607.2699 | 2664.9662 | 607.2699 | 2664.9662
2658 | 638.0508 | 2682.1155 | 638.0508 | 2682.1155
2659 | 694.5598 | 2681.082 | 694.5598 | 2681.082
2660 | 753.1961 | 2650.228 | 753.1961 | 2650.228
2661 | 793.1658 | 2623.7839 | 793.1658 | 2623.7839
2662 | 825.8749 | 2585.3507 | 825.8749 | 2585.3507
2663 | 887.0763 | 2554.7017 | 887.0763 | 2554.7017
2664 | 871.1317 | 2529.8438 | 871.1317 | 2529.8438
2665 | 827.1278 | 2499.9293 | 827.1278 | 2499.9293
2666 | 808.9542 | 2483.1729 | 808.9542 | 2483.1729
2667 | 829.9269 | 2472.7909 | 829.9269 | 2472.7909
2668 | 845.2489 | 2499.9011 | 845.2489 | 2499.9011
2669 | 891.8871 | 2525.6965 | 891.8871 | 2525.6965
2670 | 900.7193 | 2516.4818 | 900.7193 | 2516.4818
2671 | 854.9039 | 2513.3226 | 854.9039 | 2513.3226
2672 | 815.8419 | 2510.2019 | 815.8419 | 2510.2019
2673 | 781.4481 | 2503.1877 | 781.4481 | 2503.1877
2674 | 740.1234 | 2467.2825 | 740.1234 | 2467.2825
2675 | 689.0704 | 2423.7624 | 689.0704 | 2423.7624
2676 | 644.618 | 2419.6874 | 644.618 | 2419.6874
2677 | 615.4963 | 2412.773 | 615.4963 | 2412.773
2678 | 602.1334 | 2410.9387 | 602.1334 | 2410.9387
2679 | 593.6702 | 2423.8422 | 593.6702 | 2423.8422
2680 | 593.9714 | 2463.7066 | 593.9714 | 2463.7066
2681 | 609.4337 | 2578.462 | 609.4337 | 2578.462
2682 | 633.4382 | 2609.6721 | 633.4382 | 2609.6721
2683 | 690.0633 | 2639.8168 | 690.0633 | 2639.8168
2684 | 755.4497 | 2651.9601 | 755.4497 | 2651.9601
2685 | 796.8717 | 2676.3589 | 796.8717 | 2676.3589
2686 | 837.8868 | 2690.5007 | 837.8868 | 2690.5007
2687 | 891.0923 | 2701.5244 | 891.0923 | 2701.5244
2688 | 868.3286 | 2703.5654 | 868.3286 | 2703.5654
2689 | 829.267 | 2679.2548 | 829.267 | 2679.2548
2690 | 823.0525 | 2644.7696 | 823.0525 | 2644.7696
2691 | 827.0977 | 2593.1224 | 827.0977 | 2593.1224
2692 | 837.0869 | 2571.835 | 837.0869 | 2571.835
2693 | 879.4315 | 2552.901 | 879.4315 | 2552.901
2694 | 901.8121 | 2518.5195 | 901.8121 | 2518.5195
2695 | 855.1022 | 2512.4056 | 855.1022 | 2512.4056
2696 | 815.532 | 2511.1189 | 815.532 | 2511.1189
2697 | 777.3718 | 2494.4252 | 777.3718 | 2494.4252
2698 | 733.8842 | 2441.0969 | 733.8842 | 2441.0969
2699 | 685.7437 | 2393.0936 | 685.7437 | 2393.0936
2700 | 639.3969 | 2384.5355 | 639.3969 | 2384.5355
2701 | 614.0804 | 2373.0361 | 614.0804 | 2373.0361
2702 | 594.4414 | 2383.2247 | 594.4414 | 2383.2247
2703 | 589.3067 | 2439.1256 | 589.3067 | 2439.1256
2704 | 596.0243 | 2537.169 | 596.0243 | 2537.169
2705 | 604.2421 | 2706.8427 | 604.2421 | 2706.8427
2706 | 632.7427 | 2777.1784 | 632.7427 | 2777.1784
2707 | 691.3287 | 2835.7503 | 691.3287 | 2835.7503
2708 | 753.8604 | 2861.6487 | 753.8604 | 2861.6487
2709 | 804.8105 | 2887.7796 | 804.8105 | 2887.7796
2710 | 843.2697 | 2904.7743 | 843.2697 | 2904.7743
2711 | 897.5044 | 2929.2474 | 897.5044 | 2929.2474
2712 | 878.7597 | 2968.2743 | 878.7597 | 2968.2743
2713 | 829.8727 | 2990.5272 | 829.8727 | 2990.5272
2714 | 819.9478 | 3014.3228 | 819.9478 | 3014.3228
2715 | 834.976 | 3015.2506 | 834.976 | 3015.2506
2716 | 847.5009 | 3036.0436 | 847.5009 | 3036.0436
2717 | 886.5745 | 3066.8317 | 886.5745 | 3066.8317
2718 | 905.4049 | 3072.289 | 905.4049 | 3072.289
2719 | 869.3844 | 3052.318 | 869.3844 | 3052.318
2720 | 828.296 | 3016.1852 | 828.296 | 3016.1852
2721 | 791.746 | 2983.5967 | 791.746 | 2983.5967
2722 | 752.3704 | 2935.5666 | 752.3704 | 2935.5666
2723 | 707.2871 | 2895.0013 | 707.2871 | 2895.0013
2724 | 663.7815 | 2885.0167 | 663.7815 | 2885.0167
2725 | 636.4972 | 2850.7959 | 636.4972 | 2850.7959
2726 | 624.4293 | 2800.9717 | 624.4293 | 2800.9717
2727 | 611.5709 | 2769.2476 | 611.5709 | 2769.2476
2728 | 617.5712 | 2775.1828 | 617.5712 | 2775.1828
2729 | 626.3003 | 2863.8545 | 626.3003 | 2863.8545
2730 | 655.7199 | 2865.1091 | 655.7199 | 2865.1091
2731 | 697.4848 | 2849.3016 | 697.4848 | 2849.3016
2732 | 742.4965 | 2801.1264 | 742.4965 | 2801.1264
2733 | 791.9885 | 2756.1383 | 791.9885 | 2756.1383
2734 | 824.7875 | 2696.0027 | 824.7875 | 2696.0027
2735 | 871.492 | 2648.7457 | 871.492 | 2648.7457
2736 | 867.0917 | 2611.1516 | 867.0917 | 2611.1516
2737 | 819.7423 | 2570.9463 | 819.7423 | 2570.9463
2738 | 812.0438 | 2549.0954 | 812.0438 | 2549.0954
2739 | 827.2944 | 2524.7545 | 827.2944 | 2524.7545
2740 | 838.5135 | 2528.4301 | 838.5135 | 2528.4301
2741 | 876.0975 | 2538.229 | 876.0975 | 2538.229
2742 | 882.7512 | 2536.0445 | 882.7512 | 2536.0445
2743 | 843.2693 | 2544.3989 | 843.2693 | 2544.3989
2744 | 814.8098 | 2555.2371 | 814.8098 | 2555.2371
2745 | 781.9207 | 2559.9402 | 781.9207 | 2559.9402
2746 | 748.7791 | 2537.79 | 748.7791 | 2537.79
2747 | 707.267 | 2513.2213 | 707.267 | 2513.2213
2748 | 664.752 | 2537.2678 | 664.752 | 2537.2678
2749 | 635.9901 | 2562.5505 | 635.9901 | 2562.5505
2750 | 620.5852 | 2599.4343 | 620.5852 | 2599.4343
2751 | 612.7305 | 2670.8223 | 612.7305 | 2670.8223
2752 | 613.1977 | 2782.2132 | 613.1977 | 2782.2132
2753 | 625.1748 | 2968.2912 | 625.1748 | 2968.2912
2754 | 650.6509 | 3060.7369 | 650.6509 | 3060.7369
2755 | 683.1582 | 3133.2676 | 683.1582 | 3133.2676
2756 | 716.9344 | 3166.9097 | 716.9344 | 3166.9097
2757 | 757.3793 | 3183.6667 | 757.3793 | 3183.6667
2758 | 796.5906 | 3188.4346 | 796.5906 | 3188.4346
2759 | 839.2211 | 3204.0434 | 839.2211 | 3204.0434
2760 | 832.1285 | 3221.164 | 832.1285 | 3221.164
2761 | 797.7125 | 3237.3036 | 797.7125 | 3237.3036
2762 | 801.3497 | 3261.4049 | 801.3497 | 3261.4049
2763 | 802.9696 | 3276.9028 | 802.9696 | 3276.9028
2764 | 827.3797 | 3318.6851 | 827.3797 | 3318.6851
2765 | 874.327 | 3353.7525 | 874.327 | 3353.7525
2766 | 871.0304 | 3362.5721 | 871.0304 | 3362.5721
2767 | 831.9682 | 3383.6627 | 831.9682 | 3383.6627
2768 | 802.641 | 3391.1385 | 802.641 | 3391.1385
2769 | 773.7367 | 3368.3314 | 773.7367 | 3368.3314
2770 | 744.2313 | 3311.6408 | 744.2313 | 3311.6408
2771 | 706.9106 | 3251.6145 | 706.9106 | 3251.6145
2772 | 666.9087 | 3250.2905 | 666.9087 | 3250.2905
2773 | 635.787 | 3246.1272 | 635.787 | 3246.1272
2774 | 620.3566 | 3258.7612 | 620.3566 | 3258.7612
2775 | 611.7801 | 3292.8577 | 611.7801 | 3292.8577
2776 | 614.3719 | 3357.9908 | 614.3719 | 3357.9908
2777 | 623.5265 | 3484.2596 | 623.5265 | 3484.2596
2778 | 648.4985 | 3511.5979 | 648.4985 | 3511.5979
2779 | 683.4871 | 3518.2061 | 683.4871 | 3518.2061
2780 | 718.8173 | 3494.0768 | 718.8173 | 3494.0768
2781 | 748.7423 | 3473.2366 | 748.7423 | 3473.2366
2782 | 779.1334 | 3437.5545 | 779.1334 | 3437.5545
2783 | 827.9968 | 3413.9358 | 827.9968 | 3413.9358
2784 | 821.7741 | 3397.331 | 821.7741 | 3397.331
2785 | 793.7221 | 3376.9941 | 793.7221 | 3376.9941
2786 | 791.274 | 3366.0454 | 791.274 | 3366.0454
2787 | 802.0132 | 3340.38 | 802.0132 | 3340.38
2788 | 820.687 | 3329.9948 | 820.687 | 3329.9948
2789 | 867.117 | 3304.5399 | 867.117 | 3304.5399
2790 | 880.6533 | 3251.8183 | 880.6533 | 3251.8183
2791 | 836.1623 | 3211.2656 | 836.1623 | 3211.2656
2792 | 810.3519 | 3180.8386 | 810.3519 | 3180.8386
2793 | 781.7148 | 3151.5106 | 781.7148 | 3151.5106
2794 | 747.3946 | 3102.0541 | 747.3946 | 3102.0541
2795 | 702.4219 | 3046.511 | 702.4219 | 3046.511
2796 | 660.4208 | 3028.3752 | 660.4208 | 3028.3752
2797 | 635.5701 | 3005.7699 | 635.5701 | 3005.7699
2798 | 622.9643 | 2986.5125 | 622.9643 | 2986.5125
2799 | 615.6236 | 2983.2155 | 615.6236 | 2983.2155
2800 | 617.6252 | 3014.5213 | 617.6252 | 3014.5213
2801 | 630.0084 | 3127.952 | 630.0084 | 3127.952
2802 | 651.907 | 3153.0488 | 651.907 | 3153.0488
2803 | 691.0585 | 3164.242 | 691.0585 | 3164.242
2804 | 741.4948 | 3150.6073 | 741.4948 | 3150.6073
2805 | 776.5208 | 3149.9412 | 776.5208 | 3149.9412
2806 | 801.4365 | 3142.9919 | 801.4365 | 3142.9919
2807 | 847.3107 | 3147.0872 | 847.3107 | 3147.0872
2808 | 833.0973 | 3155.2415 | 833.0973 | 3155.2415
2809 | 793.9664 | 3157.7279 | 793.9664 | 3157.7279
2810 | 790.7603 | 3170.4175 | 790.7603 | 3170.4175
2811 | 803.1822 | 3172.7717 | 803.1822 | 3172.7717
2812 | 830.5867 | 3199.2706 | 830.5867 | 3199.2706
2813 | 876.6373 | 3219.2584 | 876.6373 | 3219.2584
2814 | 885.6178 | 3203.3189 | 885.6178 | 3203.3189
2815 | 842.2407 | 3187.7292 | 842.2407 | 3187.7292
2816 | 816.0612 | 3177.4763 | 816.0612 | 3177.4763
2817 | 783.4622 | 3157.9296 | 783.4622 | 3157.9296
2818 | 742.7873 | 3113.6695 | 742.7873 | 3113.6695
2819 | 690.7109 | 3070.2512 | 690.7109 | 3070.2512
2820 | 649.0831 | 3067.297 | 649.0831 | 3067.297
2821 | 626.8548 | 3052.0277 | 626.8548 | 3052.0277
2822 | 614.7307 | 3036.8459 | 614.7307 | 3036.8459
2823 | 607.8191 | 3049.3418 | 607.8191 | 3049.3418
2824 | 617.1433 | 3105.8142 | 617.1433 | 3105.8142
2825 | 629.1697 | 3237.687 | 629.1697 | 3237.687
2826 | 664.5625 | 3275.2143 | 664.5625 | 3275.2143
2827 | 723.1508 | 3294.3549 | 723.1508 | 3294.3549
2828 | 786.2945 | 3281.5353 | 786.2945 | 3281.5353
2829 | 831.819 | 3269.0501 | 831.819 | 3269.0501
2830 | 858.9978 | 3237.851 | 858.9978 | 3237.851
2831 | 907.2285 | 3213.9267 | 907.2285 | 3213.9267
2832 | 880.7441 | 3196.8124 | 880.7441 | 3196.8124
2833 | 829.4861 | 3171.6867 | 829.4861 | 3171.6867
2834 | 829.2798 | 3156.4587 | 829.2798 | 3156.4587
2835 | 845.2282 | 3142.6124 | 845.2282 | 3142.6124
2836 | 864.802 | 3156.6808 | 864.802 | 3156.6808
2837 | 909.997 | 3170.6571 | 909.997 | 3170.6571
2838 | 918.2438 | 3152.5779 | 918.2438 | 3152.5779
2839 | 880.564 | 3134.2372 | 880.564 | 3134.2372
2840 | 840.3806 | 3111.4519 | 840.3806 | 3111.4519
2841 | 803.0126 | 3074.0746 | 803.0126 | 3074.0746
2842 | 763.5648 | 3014.531 | 763.5648 | 3014.531
2843 | 710.7941 | 2957.3577 | 710.7941 | 2957.3577
2844 | 659.09 | 2939.9351 | 659.09 | 2939.9351
2845 | 634.5969 | 2914.7825 | 634.5969 | 2914.7825
2846 | 619.8671 | 2893.4873 | 619.8671 | 2893.4873
2847 | 616.1338 | 2899.5642 | 616.1338 | 2899.5642
2848 | 622.6775 | 2944.9307 | 622.6775 | 2944.9307
2849 | 637.0861 | 3064.0673 | 637.0861 | 3064.0673
2850 | 668.3146 | 3093.9529 | 668.3146 | 3093.9529
2851 | 730.7072 | 3114.6218 | 730.7072 | 3114.6218
2852 | 791.9574 | 3104.6552 | 791.9574 | 3104.6552
2853 | 829.8712 | 3093.5964 | 829.8712 | 3093.5964
2854 | 864.1644 | 3072.4844 | 864.1644 | 3072.4844
2855 | 912.9136 | 3061.0925 | 912.9136 | 3061.0925
2856 | 885.5903 | 3054.4728 | 885.5903 | 3054.4728
2857 | 847.6149 | 3045.7513 | 847.6149 | 3045.7513
2858 | 846.2627 | 3045.0935 | 846.2627 | 3045.0935
2859 | 857.8781 | 3034.9152 | 857.8781 | 3034.9152
2860 | 878.5419 | 3056.2177 | 878.5419 | 3056.2177
2861 | 922.0731 | 3089.3492 | 922.0731 | 3089.3492
2862 | 938.5029 | 3103.1615 | 938.5029 | 3103.1615
2863 | 896.2052 | 3119.2594 | 896.2052 | 3119.2594
2864 | 853.8315 | 3137.0261 | 853.8315 | 3137.0261
2865 | 816.2056 | 3148.8615 | 816.2056 | 3148.8615
2866 | 780.5626 | 3141.5872 | 780.5626 | 3141.5872
2867 | 724.8288 | 3145.2419 | 724.8288 | 3145.2419
2868 | 677.0566 | 3184.6737 | 677.0566 | 3184.6737
2869 | 654.0425 | 3196.6089 | 654.0425 | 3196.6089
2870 | 634.8834 | 3197.5256 | 634.8834 | 3197.5256
2871 | 630.2393 | 3222.1464 | 630.2393 | 3222.1464
2872 | 638.8896 | 3285.6492 | 638.8896 | 3285.6492
2873 | 645.1687 | 3424.2467 | 645.1687 | 3424.2467
2874 | 684.4323 | 3461.6721 | 684.4323 | 3461.6721
2875 | 743.7416 | 3470.3181 | 743.7416 | 3470.3181
2876 | 815.9424 | 3445.6793 | 815.9424 | 3445.6793
2877 | 839.9587 | 3423.2089 | 839.9587 | 3423.2089
2878 | 874.5095 | 3386.4059 | 874.5095 | 3386.4059
2879 | 919.8714 | 3359.1192 | 919.8714 | 3359.1192
2880 | 894.4288 | 3336.6048 | 894.4288 | 3336.6048
2881 | 850.8926 | 3309.4413 | 850.8926 | 3309.4413
2882 | 848.7171 | 3290.0358 | 848.7171 | 3290.0358
2883 | 858.0881 | 3261.8232 | 858.0881 | 3261.8232
2884 | 881.677 | 3262.3402 | 881.677 | 3262.3402
2885 | 931.4446 | 3261.7463 | 931.4446 | 3261.7463
2886 | 943.4786 | 3226.3459 | 943.4786 | 3226.3459
2887 | 898.2888 | 3191.7029 | 898.2888 | 3191.7029
2888 | 866.203 | 3153.5322 | 866.203 | 3153.5322
2889 | 836.2072 | 3103.3169 | 836.2072 | 3103.3169
2890 | 789.7473 | 3031.4446 | 789.7473 | 3031.4446
2891 | 738.94 | 2965.4069 | 738.94 | 2965.4069
2892 | 683.9779 | 2949.9203 | 683.9779 | 2949.9203
2893 | 652.641 | 2933.9378 | 652.641 | 2933.9378
2894 | 635.461 | 2924.8693 | 635.461 | 2924.8693
2895 | 630.7433 | 2937.9766 | 630.7433 | 2937.9766
2896 | 633.4741 | 2984.7695 | 633.4741 | 2984.7695
2897 | 646.7715 | 3105.9439 | 646.7715 | 3105.9439
2898 | 674.6927 | 3131.1425 | 674.6927 | 3131.1425
2899 | 721.1062 | 3135.6111 | 721.1062 | 3135.6111
2900 | 772.1151 | 3108.0175 | 772.1151 | 3108.0175
2901 | 812.7053 | 3085.8527 | 812.7053 | 3085.8527
2902 | 840.654 | 3051.2914 | 840.654 | 3051.2914
2903 | 890.7188 | 3024.616 | 890.7188 | 3024.616
2904 | 866.0269 | 3001.0827 | 866.0269 | 3001.0827
2905 | 819.4109 | 2972.1871 | 819.4109 | 2972.1871
2906 | 810.7169 | 2957.0609 | 810.7169 | 2957.0609
2907 | 819.3009 | 2944.0298 | 819.3009 | 2944.0298
2908 | 829.1726 | 2962.0718 | 829.1726 | 2962.0718
2909 | 858.7057 | 2976.2519 | 858.7057 | 2976.2519
2910 | 846.9106 | 2958.2746 | 846.9106 | 2958.2746
2911 | 825.9408 | 2938.3037 | 825.9408 | 2938.3037
2912 | 793.6743 | 2913.1749 | 793.6743 | 2913.1749
2913 | 775.0547 | 2874.3712 | 775.0547 | 2874.3712
2914 | 748.7741 | 2812.3822 | 748.7741 | 2812.3822
2915 | 715.6821 | 2748.7899 | 715.6821 | 2748.7899
2916 | 693.0463 | 3894.3932 | 693.0463 | 3894.3932
2917 | 665.6041 | 3862.307 | 665.6041 | 3862.307
2918 | 644.0914 | 3850.1284 | 644.0914 | 3850.1284
2919 | 648.1268 | 3845.398 | 648.1268 | 3845.398
2920 | 646.3981 | 3856.0953 | 646.3981 | 3856.0953
2921 | 653.9488 | 3925.4537 | 653.9488 | 3925.4537
2922 | 678.4196 | 4040.7694 | 678.4196 | 4040.7694
2923 | 714.436 | 4061.5611 | 714.436 | 4061.5611
2924 | 766.0998 | 4079.9663 | 766.0998 | 4079.9663
2925 | 792.0222 | 4063.5107 | 792.0222 | 4063.5107
2926 | 827.053 | 4041.4461 | 827.053 | 4041.4461
2927 | 875.5988 | 4010.3596 | 875.5988 | 4010.3596
2928 | 871.2827 | 3973.5408 | 871.2827 | 3973.5408
2929 | 842.127 | 3965.2857 | 842.127 | 3965.2857
2930 | 838.4937 | 3934.5199 | 838.4937 | 3934.5199
2931 | 847.1137 | 3922.4681 | 847.1137 | 3922.4681
2932 | 887.8358 | 3909.8644 | 887.8358 | 3909.8644
2933 | 925.791 | 3935.3031 | 925.791 | 3935.3031
2934 | 899.7312 | 3955.8196 | 899.7312 | 3955.8196
2935 | 877.1112 | 3957.6898 | 877.1112 | 3957.6898
2936 | 845.4868 | 3962.6473 | 845.4868 | 3962.6473
2937 | 806.9485 | 3956.3279 | 806.9485 | 3956.3279
2938 | 771.734 | 3949.3597 | 771.734 | 3949.3597
2939 | 729.3168 | 3905.9654 | 729.3168 | 3905.9654
2940 | 690.1121 | 3871.8719 | 690.1121 | 3871.8719
2941 | 661.283 | 3876.3463 | 661.283 | 3876.3463
2942 | 645.3806 | 3895.9022 | 645.3806 | 3895.9022
2943 | 640.6557 | 3932.4122 | 640.6557 | 3932.4122
2944 | 643.9462 | 3989.7608 | 643.9462 | 3989.7608
2945 | 662.1393 | 4101.3833 | 662.1393 | 4101.3833
2946 | 686.8183 | 4267.0063 | 686.8183 | 4267.0063
2947 | 714.1993 | 4351.4134 | 714.1993 | 4351.4134
2948 | 751.3786 | 4434.7502 | 751.3786 | 4434.7502
2949 | 784.9355 | 4477.2303 | 784.9355 | 4477.2303
2950 | 832.3188 | 4514.3938 | 832.3188 | 4514.3938
2951 | 865.4369 | 4538.002 | 865.4369 | 4538.002
2952 | 850.5708 | 4556.3166 | 850.5708 | 4556.3166
2953 | 827.2688 | 4608.1671 | 827.2688 | 4608.1671
2954 | 822.6411 | 4636.4832 | 822.6411 | 4636.4832
2955 | 847.7266 | 4676.6399 | 847.7266 | 4676.6399
2956 | 887.0569 | 4702.6441 | 887.0569 | 4702.6441
2957 | 938.5346 | 4752.5054 | 938.5346 | 4752.5054
2958 | 906.7749 | 4794.6657 | 906.7749 | 4794.6657
2959 | 865.3038 | 4809.259 | 865.3038 | 4809.259
2960 | 832.8745 | 4817.5801 | 832.8745 | 4817.5801
2961 | 811.4765 | 4824.7149 | 811.4765 | 4824.7149
2962 | 770.1986 | 4834.2721 | 770.1986 | 4834.2721
2963 | 723.7089 | 4794.8264 | 723.7089 | 4794.8264
2964 | 682.133 | 4764.2427 | 682.133 | 4764.2427
2965 | 651.9899 | 4770.9107 | 651.9899 | 4770.9107
2966 | 641.6605 | 4791.0516 | 641.6605 | 4791.0516
2967 | 637.2713 | 4802.8466 | 637.2713 | 4802.8466
2968 | 637.6915 | 4821.441 | 637.6915 | 4821.441
2969 | 656.9523 | 4903.0838 | 656.9523 | 4903.0838
2970 | 677.6722 | 5031.1226 | 677.6722 | 5031.1226
2971 | 717.5181 | 5065.661 | 717.5181 | 5065.661
2972 | 768.4223 | 5096.7893 | 768.4223 | 5096.7893
2973 | 799.48 | 5101.1002 | 799.48 | 5101.1002
2974 | 826.8265 | 5109.4539 | 826.8265 | 5109.4539
2975 | 852.1518 | 5110.8333 | 852.1518 | 5110.8333
2976 | 859.046 | 5101.5081 | 859.046 | 5101.5081
2977 | 821.8167 | 5126.7424 | 821.8167 | 5126.7424
2978 | 823.7224 | 5136.632 | 823.7224 | 5136.632
2979 | 841.2355 | 5157.3385 | 841.2355 | 5157.3385
2980 | 903.0998 | 5159.9439 | 903.0998 | 5159.9439
2981 | 938.7029 | 5185.2365 | 938.7029 | 5185.2365
2982 | 908.215 | 5204.583 | 908.215 | 5204.583
2983 | 872.5641 | 5201.6272 | 872.5641 | 5201.6272
2984 | 838.2995 | 5187.7195 | 838.2995 | 5187.7195
2985 | 805.227 | 5169.5544 | 805.227 | 5169.5544
2986 | 778.9703 | 5165.2185 | 778.9703 | 5165.2185
2987 | 729.9862 | 5125.3341 | 729.9862 | 5125.3341
2988 | 681.5345 | 5088.6082 | 681.5345 | 5088.6082
2989 | 654.9569 | 5076.8497 | 654.9569 | 5076.8497
2990 | 642.6454 | 5070.5208 | 642.6454 | 5070.5208
2991 | 638.4768 | 5062.1343 | 638.4768 | 5062.1343
2992 | 645.3529 | 5062.4484 | 645.3529 | 5062.4484
2993 | 666.2369 | 5118.2063 | 666.2369 | 5118.2063
2994 | 696.2642 | 5217.4354 | 696.2642 | 5217.4354
2995 | 732.8145 | 5211.9034 | 732.8145 | 5211.9034
2996 | 795.866 | 5190.8231 | 795.866 | 5190.8231
2997 | 838.6888 | 5144.5342 | 838.6888 | 5144.5342
2998 | 865.4904 | 5115.7424 | 865.4904 | 5115.7424
2999 | 922.3431 | 5089.0432 | 922.3431 | 5089.0432
3000 | 910.0846 | 5057.4891 | 910.0846 | 5057.4891
3001 | 857.8074 | 5052.4513 | 857.8074 | 5052.4513
3002 | 857.2192 | 5025.6341 | 857.2192 | 5025.6341
3003 | 886.7269 | 5004.2227 | 886.7269 | 5004.2227
3004 | 932.2107 | 4963.9792 | 932.2107 | 4963.9792
3005 | 970.8165 | 4956.3672 | 970.8165 | 4956.3672
3006 | 953.5168 | 4942.8092 | 953.5168 | 4942.8092
3007 | 904.0407 | 4913.9685 | 904.0407 | 4913.9685
3008 | 869.5387 | 4897.1359 | 869.5387 | 4897.1359
3009 | 839.203 | 4897.6899 | 839.203 | 4897.6899
3010 | 797.5293 | 4927.2822 | 797.5293 | 4927.2822
3011 | 742.7312 | 4937.1202 | 742.7312 | 4937.1202
3012 | 702.4664 | 4973.808 | 702.4664 | 4973.808
3013 | 665.7649 | 5057.8382 | 665.7649 | 5057.8382
3014 | 654.6652 | 5154.4639 | 654.6652 | 5154.4639
3015 | 650.3248 | 5226.8032 | 650.3248 | 5226.8032
3016 | 651.6437 | 5277.4247 | 651.6437 | 5277.4247
3017 | 670.5115 | 5375.3004 | 670.5115 | 5375.3004
3018 | 698.8321 | 5529.224 | 698.8321 | 5529.224
3019 | 740.7596 | 5594.9121 | 740.7596 | 5594.9121
3020 | 800.5363 | 5655.4351 | 800.5363 | 5655.4351
3021 | 835.026 | 5667.4968 | 835.026 | 5667.4968
3022 | 867.4386 | 5664.4437 | 867.4386 | 5664.4437
3023 | 920.6085 | 5651.6375 | 920.6085 | 5651.6375
3024 | 913.6754 | 5630.6129 | 913.6754 | 5630.6129
3025 | 871.9854 | 5633.6184 | 871.9854 | 5633.6184
3026 | 868.1079 | 5616.4531 | 868.1079 | 5616.4531
3027 | 890.5417 | 5626.6302 | 890.5417 | 5626.6302
3028 | 946.9784 | 5635.0853 | 946.9784 | 5635.0853
3029 | 966.5337 | 5672.6622 | 966.5337 | 5672.6622
3030 | 957.9721 | 5701.222 | 957.9721 | 5701.222
3031 | 914.1744 | 5703.2384 | 914.1744 | 5703.2384
3032 | 868.452 | 5698.3977 | 868.452 | 5698.3977
3033 | 837.5551 | 5673.0668 | 837.5551 | 5673.0668
3034 | 807.6701 | 5644.601 | 807.6701 | 5644.601
3035 | 748.9065 | 5586.875 | 748.9065 | 5586.875
3036 | 697.1062 | 5542.9832 | 697.1062 | 5542.9832
3037 | 667.5601 | 5530.6397 | 667.5601 | 5530.6397
3038 | 655.5838 | 5523.1408 | 655.5838 | 5523.1408
3039 | 647.6993 | 5518.7029 | 647.6993 | 5518.7029
3040 | 657.0248 | 5528.8153 | 657.0248 | 5528.8153
3041 | 671.274 | 5591.0078 | 671.274 | 5591.0078
3042 | 693.9797 | 5697.9877 | 693.9797 | 5697.9877
3043 | 730.5749 | 5712.9297 | 730.5749 | 5712.9297
3044 | 787.711 | 5724.3152 | 787.711 | 5724.3152
3045 | 830.0418 | 5708.1522 | 830.0418 | 5708.1522
3046 | 861.9919 | 5694.4233 | 861.9919 | 5694.4233
3047 | 910.76 | 5669.6253 | 910.76 | 5669.6253
3048 | 900.5945 | 5636.3163 | 900.5945 | 5636.3163
3049 | 863.1185 | 5639.3218 | 863.1185 | 5639.3218
3050 | 868.5097 | 5630.6386 | 868.5097 | 5630.6386
3051 | 891.8033 | 5633.796 | 891.8033 | 5633.796
3052 | 948.3959 | 5610.3704 | 948.3959 | 5610.3704
3053 | 971.6215 | 5625.1334 | 971.6215 | 5625.1334
3054 | 953.2783 | 5638.6303 | 953.2783 | 5638.6303
3055 | 919.8001 | 5624.9988 | 919.8001 | 5624.9988
3056 | 880.2691 | 5609.4824 | 880.2691 | 5609.4824
3057 | 840.789 | 5582.1041 | 840.789 | 5582.1041
3058 | 805.8499 | 5559.7804 | 805.8499 | 5559.7804
3059 | 748.1702 | 5514.6313 | 748.1702 | 5514.6313
3060 | 706.0217 | 5487.7036 | 706.0217 | 5487.7036
3061 | 674.1724 | 5490.1306 | 674.1724 | 5490.1306
3062 | 659.5851 | 5490.0901 | 659.5851 | 5490.0901
3063 | 655.1948 | 5481.5574 | 655.1948 | 5481.5574
3064 | 660.0915 | 5480.8478 | 660.0915 | 5480.8478
3065 | 673.8274 | 5540.408 | 673.8274 | 5540.408
3066 | 698.2459 | 5646.0717 | 698.2459 | 5646.0717
3067 | 733.9523 | 5652.6778 | 733.9523 | 5652.6778
3068 | 791.7803 | 5647.0993 | 791.7803 | 5647.0993
3069 | 825.2009 | 5617.7744 | 825.2009 | 5617.7744
3070 | 844.8977 | 5587.8127 | 844.8977 | 5587.8127
3071 | 893.4631 | 5544.0031 | 893.4631 | 5544.0031
3072 | 888.7268 | 5480.8607 | 888.7268 | 5480.8607
3073 | 851.2586 | 5443.7958 | 851.2586 | 5443.7958
3074 | 853.8108 | 5400.1607 | 853.8108 | 5400.1607
3075 | 871.3686 | 5366.3188 | 871.3686 | 5366.3188
3076 | 929.8105 | 5335.1423 | 929.8105 | 5335.1423
3077 | 953.3289 | 5345.3718 | 953.3289 | 5345.3718
3078 | 932.9456 | 5356.2363 | 932.9456 | 5356.2363
3079 | 896.2479 | 5346.6996 | 896.2479 | 5346.6996
3080 | 858.9206 | 5330.7445 | 858.9206 | 5330.7445
3081 | 830.2642 | 5307.7534 | 830.2642 | 5307.7534
3082 | 790.3342 | 5294.2043 | 790.3342 | 5294.2043
3083 | 739.777 | 5250.9563 | 739.777 | 5250.9563
3084 | 705.4044 | 5219.9339 | 705.4044 | 5219.9339
3085 | 675.8177 | 5218.851 | 675.8177 | 5218.851
3086 | 661.3133 | 5226.1226 | 661.3133 | 5226.1226
3087 | 658.7197 | 5234.8465 | 658.7197 | 5234.8465
3088 | 650.5851 | 5260.6068 | 650.5851 | 5260.6068
3089 | 663.9739 | 5341.5184 | 663.9739 | 5341.5184
3090 | 689.6008 | 5463.8537 | 689.6008 | 5463.8537
3091 | 719.994 | 5495.0286 | 719.994 | 5495.0286
3092 | 759.8843 | 5513.8725 | 759.8843 | 5513.8725
3093 | 793.0321 | 5495.2233 | 793.0321 | 5495.2233
3094 | 826.2671 | 5492.4627 | 826.2671 | 5492.4627
3095 | 867.6407 | 5495.0119 | 867.6407 | 5495.0119
3096 | 866.1394 | 5495.4849 | 866.1394 | 5495.4849
3097 | 826.2974 | 5528.9089 | 826.2974 | 5528.9089
3098 | 827.456 | 5540.2609 | 827.456 | 5540.2609
3099 | 842.8763 | 5572.0818 | 842.8763 | 5572.0818
3100 | 908.3095 | 5589.4577 | 908.3095 | 5589.4577
3101 | 928.34 | 5622.3548 | 928.34 | 5622.3548
3102 | 899.8874 | 5644.7725 | 899.8874 | 5644.7725
3103 | 862.2569 | 5643.864 | 862.2569 | 5643.864
3104 | 839.3083 | 5643.9956 | 839.3083 | 5643.9956
3105 | 810.9293 | 5629.4866 | 810.9293 | 5629.4866
3106 | 778.2643 | 5619.5935 | 778.2643 | 5619.5935
3107 | 732.801 | 5584.8276 | 732.801 | 5584.8276
3108 | 692.8726 | 5570.3305 | 692.8726 | 5570.3305
3109 | 665.0976 | 5592.7927 | 665.0976 | 5592.7927
3110 | 652.8422 | 5616.5897 | 652.8422 | 5616.5897
3111 | 647.6203 | 5642.2777 | 647.6203 | 5642.2777
3112 | 646.761 | 5680.3223 | 646.761 | 5680.3223
3113 | 658.3881 | 5766.4986 | 658.3881 | 5766.4986
3114 | 683.0397 | 5893.3675 | 683.0397 | 5893.3675
3115 | 706.8334 | 5928.4909 | 706.8334 | 5928.4909
3116 | 746.0162 | 5962.6903 | 746.0162 | 5962.6903
3117 | 780.4972 | 5963.3451 | 780.4972 | 5963.3451
3118 | 808.134 | 5962.778 | 808.134 | 5962.778
3119 | 846.1754 | 5956.9915 | 846.1754 | 5956.9915
3120 | 846.1496 | 5941.5241 | 846.1496 | 5941.5241
3121 | 821.008 | 5954.1816 | 821.008 | 5954.1816
3122 | 820.8092 | 5946.6684 | 820.8092 | 5946.6684
3123 | 852.4417 | 5963.865 | 852.4417 | 5963.865
3124 | 907.8818 | 5981.6797 | 907.8818 | 5981.6797
3125 | 933.645 | 6026.2762 | 933.645 | 6026.2762
3126 | 908.8115 | 6058.7845 | 908.8115 | 6058.7845
3127 | 872.5397 | 6058.1686 | 872.5397 | 6058.1686
3128 | 839.1991 | 6057.2764 | 839.1991 | 6057.2764
3129 | 813.8531 | 6063.3876 | 813.8531 | 6063.3876
3130 | 773.0743 | 6086.5453 | 773.0743 | 6086.5453
3131 | 729.8084 | 6084.099 | 729.8084 | 6084.099
3132 | 691.4355 | 6090.6608 | 691.4355 | 6090.6608
3133 | 659.1475 | 6121.8975 | 659.1475 | 6121.8975
3134 | 649.6775 | 6156.2239 | 649.6775 | 6156.2239
3135 | 646.0041 | 6194.6351 | 646.0041 | 6194.6351
3136 | 649.6127 | 6242.6242 | 649.6127 | 6242.6242
3137 | 662.3727 | 6334.2114 | 662.3727 | 6334.2114
3138 | 680.2254 | 6463.4202 | 680.2254 | 6463.4202
3139 | 711.6402 | 6495.3262 | 711.6402 | 6495.3262
3140 | 743.8014 | 6531.2805 | 743.8014 | 6531.2805
3141 | 788.212 | 6559.1364 | 788.212 | 6559.1364
3142 | 816.563 | 6604.0507 | 816.563 | 6604.0507
3143 | 861.5203 | 6648.7178 | 861.5203 | 6648.7178
3144 | 855.8856 | 6692.4785 | 855.8856 | 6692.4785
3145 | 836.1183 | 6766.5579 | 836.1183 | 6766.5579
3146 | 830.2922 | 6801.0161 | 830.2922 | 6801.0161
3147 | 852.4607 | 6837.663 | 852.4607 | 6837.663
3148 | 918.0269 | 6864.8372 | 918.0269 | 6864.8372
3149 | 939.2475 | 6921.5718 | 939.2475 | 6921.5718
3150 | 902.8654 | 6961.0998 | 902.8654 | 6961.0998
3151 | 873.3897 | 6957.9978 | 873.3897 | 6957.9978
3152 | 838.6172 | 6935.9005 | 838.6172 | 6935.9005
3153 | 817.4605 | 6882.0523 | 817.4605 | 6882.0523
3154 | 779.0643 | 6819.9507 | 779.0643 | 6819.9507
3155 | 730.6427 | 6716.3046 | 730.6427 | 6716.3046
3156 | 695.3142 | 6618.3032 | 695.3142 | 6618.3032
3157 | 668.9551 | 6567.2055 | 668.9551 | 6567.2055
3158 | 645.8778 | 6547.8609 | 645.8778 | 6547.8609
3159 | 645.2661 | 6560.9721 | 645.2661 | 6560.9721
3160 | 648.4216 | 6600.3329 | 648.4216 | 6600.3329
3161 | 664.457 | 6690.8965 | 664.457 | 6690.8965
3162 | 690.2452 | 6829.9035 | 690.2452 | 6829.9035
3163 | 722.3746 | 6879.9436 | 722.3746 | 6879.9436
3164 | 755.7731 | 6924.2337 | 755.7731 | 6924.2337
3165 | 799.1902 | 6927.9596 | 799.1902 | 6927.9596
3166 | 841.6981 | 6934.8509 | 841.6981 | 6934.8509
3167 | 883.5721 | 6949.3921 | 883.5721 | 6949.3921
3168 | 886.213 | 6956.1535 | 886.213 | 6956.1535
3169 | 840.3032 | 6981.9728 | 840.3032 | 6981.9728
3170 | 837.6005 | 6982.2104 | 837.6005 | 6982.2104
3171 | 872.9323 | 6999.9921 | 872.9323 | 6999.9921
3172 | 927.8245 | 7014.5894 | 927.8245 | 7014.5894
3173 | 953.2906 | 7057.7235 | 953.2906 | 7057.7235
3174 | 921.0256 | 7085.5521 | 921.0256 | 7085.5521
3175 | 891.2052 | 7079.3789 | 891.2052 | 7079.3789
3176 | 854.6611 | 7060.2065 | 854.6611 | 7060.2065
3177 | 830.4807 | 7011.623 | 830.4807 | 7011.623
3178 | 793.7217 | 6957.126 | 793.7217 | 6957.126
3179 | 745.9859 | 6878.9261 | 745.9859 | 6878.9261
3180 | 701.799 | 6805.0547 | 701.799 | 6805.0547
3181 | 675.8765 | 6761.2691 | 675.8765 | 6761.2691
3182 | 651.2409 | 6737.976 | 651.2409 | 6737.976
3183 | 653.0561 | 6729.0046 | 653.0561 | 6729.0046
3184 | 659.1573 | 6729.7574 | 659.1573 | 6729.7574
3185 | 672.1437 | 6775.5708 | 672.1437 | 6775.5708
3186 | 696.2305 | 6863.2467 | 696.2305 | 6863.2467
3187 | 741.7193 | 6868.0979 | 741.7193 | 6868.0979
3188 | 794.3023 | 6876.2662 | 794.3023 | 6876.2662
3189 | 840.8713 | 6851.0361 | 840.8713 | 6851.0361
3190 | 865.9307 | 6820.9281 | 865.9307 | 6820.9281
3191 | 904.464 | 6784.7232 | 904.464 | 6784.7232
3192 | 876.5835 | 6750.2443 | 876.5835 | 6750.2443
3193 | 867.5018 | 6746.8151 | 867.5018 | 6746.8151
3194 | 871.4253 | 6720.1441 | 871.4253 | 6720.1441
3195 | 901.0474 | 6715.8432 | 901.0474 | 6715.8432
3196 | 956.7733 | 6713.3301 | 956.7733 | 6713.3301
3197 | 978.7466 | 6746.2273 | 978.7466 | 6746.2273
3198 | 967.9793 | 6766.4513 | 967.9793 | 6766.4513
3199 | 924.3445 | 6751.2111 | 924.3445 | 6751.2111
3200 | 897.5075 | 6713.0271 | 897.5075 | 6713.0271
3201 | 856.1006 | 6639.1437 | 856.1006 | 6639.1437
3202 | 821.6593 | 6560.8093 | 821.6593 | 6560.8093
3203 | 755.3484 | 6460.3805 | 755.3484 | 6460.3805
3204 | 713.4644 | 6378.7582 | 713.4644 | 6378.7582
3205 | 677.3803 | 6326.0518 | 677.3803 | 6326.0518
3206 | 664.7567 | 6272.7791 | 664.7567 | 6272.7791
3207 | 654.8308 | 6208.9668 | 654.8308 | 6208.9668
3208 | 659.6893 | 6149.3215 | 659.6893 | 6149.3215
3209 | 672.1126 | 6138.1004 | 672.1126 | 6138.1004
3210 | 703.2143 | 6166.1095 | 703.2143 | 6166.1095
3211 | 743.0576 | 6097.547 | 743.0576 | 6097.547
3212 | 802.3898 | 6035.3727 | 802.3898 | 6035.3727
3213 | 842.807 | 5947.2584 | 842.807 | 5947.2584
3214 | 873.1204 | 5860.7009 | 873.1204 | 5860.7009
3215 | 923.4161 | 5777.6984 | 923.4161 | 5777.6984
3216 | 921.4312 | 5694.667 | 921.4312 | 5694.667
3217 | 867.1015 | 5641.808 | 867.1015 | 5641.808
3218 | 869.3476 | 5567.4619 | 869.3476 | 5567.4619
3219 | 896.1514 | 5520.897 | 896.1514 | 5520.897
3220 | 942.7319 | 5477.8748 | 942.7319 | 5477.8748
3221 | 973.7446 | 5464.2669 | 973.7446 | 5464.2669
3222 | 952.147 | 5444.4204 | 952.147 | 5444.4204
3223 | 919.3923 | 5400.5168 | 919.3923 | 5400.5168
3224 | 878.2715 | 5357.5068 | 878.2715 | 5357.5068
3225 | 855.1547 | 5307.8997 | 855.1547 | 5307.8997
3226 | 826.0702 | 5287.4771 | 826.0702 | 5287.4771
3227 | 772.2886 | 5253.8812 | 772.2886 | 5253.8812
3228 | 723.2847 | 5235.728 | 723.2847 | 5235.728
3229 | 686.688 | 5236.6926 | 686.688 | 5236.6926
3230 | 669.2541 | 5209.3047 | 669.2541 | 5209.3047
3231 | 660.7201 | 5170.0612 | 660.7201 | 5170.0612
3232 | 661.4479 | 5142.443 | 661.4479 | 5142.443
3233 | 670.322 | 5187.0865 | 670.322 | 5187.0865
3234 | 702.3714 | 5286.023 | 702.3714 | 5286.023
3235 | 748.7665 | 5307.9846 | 748.7665 | 5307.9846
3236 | 791.0247 | 5335.4568 | 791.0247 | 5335.4568
3237 | 830.188 | 5331.4319 | 830.188 | 5331.4319
3238 | 864.1028 | 5307.3198 | 864.1028 | 5307.3198
3239 | 907.1348 | 5261.6092 | 907.1348 | 5261.6092
3240 | 905.7153 | 5197.1506 | 905.7153 | 5197.1506
3241 | 857.3135 | 5144.8765 | 857.3135 | 5144.8765
3242 | 870.7615 | 5067.0206 | 870.7615 | 5067.0206
3243 | 902.306 | 5010.6574 | 902.306 | 5010.6574
3244 | 958.7007 | 4969.5364 | 958.7007 | 4969.5364
3245 | 966.5844 | 4959.7308 | 966.5844 | 4959.7308
3246 | 942.9092 | 4975.1287 | 942.9092 | 4975.1287
3247 | 910.2011 | 4992.2081 | 910.2011 | 4992.2081
3248 | 867.9275 | 5026.2679 | 867.9275 | 5026.2679
3249 | 845.1432 | 5065.2836 | 845.1432 | 5065.2836
3250 | 809.9369 | 5125.0019 | 809.9369 | 5125.0019
3251 | 763.355 | 5187.7796 | 763.355 | 5187.7796
3252 | 718.3522 | 5211.8905 | 718.3522 | 5211.8905
3253 | 692.2984 | 5238.4475 | 692.2984 | 5238.4475
3254 | 672.163 | 5253.1774 | 672.163 | 5253.1774
3255 | 661.2403 | 5250.202 | 661.2403 | 5250.202
3256 | 665.5487 | 5276.2547 | 665.5487 | 5276.2547
3257 | 673.1509 | 5390.0708 | 673.1509 | 5390.0708
3258 | 700.2251 | 5575.5829 | 700.2251 | 5575.5829
3259 | 731.2784 | 5679.0014 | 731.2784 | 5679.0014
3260 | 769.0681 | 5779.3024 | 769.0681 | 5779.3024
3261 | 805.3757 | 5830.8495 | 805.3757 | 5830.8495
3262 | 840.3242 | 5883.9534 | 840.3242 | 5883.9534
3263 | 884.886 | 5941.7823 | 884.886 | 5941.7823
3264 | 871.2035 | 5991.9777 | 871.2035 | 5991.9777
3265 | 844.5095 | 6047.0455 | 844.5095 | 6047.0455
3266 | 843.9625 | 6064.5397 | 843.9625 | 6064.5397
3267 | 878.1931 | 6116.1033 | 878.1931 | 6116.1033
3268 | 926.7665 | 6171.6485 | 926.7665 | 6171.6485
3269 | 944.4845 | 6241.9837 | 944.4845 | 6241.9837
3270 | 917.9196 | 6284.8752 | 917.9196 | 6284.8752
3271 | 885.114 | 6283.6743 | 885.114 | 6283.6743
3272 | 853.7341 | 6254.4111 | 853.7341 | 6254.4111
3273 | 824.147 | 6185.2075 | 824.147 | 6185.2075
3274 | 795.2236 | 6099.2684 | 795.2236 | 6099.2684
3275 | 752.7415 | 5969.2987 | 752.7415 | 5969.2987
3276 | 715.2635 | 5853.4557 | 715.2635 | 5853.4557
3277 | 688.031 | 5783.054 | 688.031 | 5783.054
3278 | 667.6684 | 5744.698 | 667.6684 | 5744.698
3279 | 662.8902 | 5733.8254 | 662.8902 | 5733.8254
3280 | 663.3109 | 5737.5031 | 663.3109 | 5737.5031
3281 | 674.3593 | 5826.3117 | 674.3593 | 5826.3117
3282 | 694.7993 | 5986.5239 | 694.7993 | 5986.5239
3283 | 720.7581 | 6063.0338 | 720.7581 | 6063.0338
3284 | 748.7433 | 6139.936 | 748.7433 | 6139.936
3285 | 775.3371 | 6168.6693 | 775.3371 | 6168.6693
3286 | 788.8716 | 6179.0705 | 788.8716 | 6179.0705
3287 | 875.9156 | 6180.4498 | 875.9156 | 6180.4498
3288 | 875.8568 | 6181.3615 | 875.8568 | 6181.3615
3289 | 857.0468 | 6217.4178 | 857.0468 | 6217.4178
3290 | 853.3641 | 6240.1767 | 853.3641 | 6240.1767
3291 | 883.3444 | 6303.8785 | 883.3444 | 6303.8785
3292 | 940.474 | 6370.3918 | 940.474 | 6370.3918
3293 | 955.4531 | 6444.968 | 955.4531 | 6444.968
3294 | 920.5079 | 6489.907 | 920.5079 | 6489.907
3295 | 890.3788 | 6494.9945 | 890.3788 | 6494.9945
3296 | 852.866 | 6497.7584 | 852.866 | 6497.7584
3297 | 823.1403 | 6482.2257 | 823.1403 | 6482.2257
3298 | 784.4308 | 6488.858 | 784.4308 | 6488.858
3299 | 733.5204 | 6494.0163 | 733.5204 | 6494.0163
3300 | 696.2631 | 6505.1116 | 696.2631 | 6505.1116
3301 | 666.6424 | 6524.9414 | 666.6424 | 6524.9414
3302 | 646.0556 | 6528.4107 | 646.0556 | 6528.4107
3303 | 644.7545 | 6527.9214 | 644.7545 | 6527.9214
3304 | 647.5116 | 6535.5476 | 647.5116 | 6535.5476
3305 | 654.7405 | 6588.5269 | 654.7405 | 6588.5269
3306 | 677.0229 | 6681.6137 | 677.0229 | 6681.6137
3307 | 718.4142 | 6678.7141 | 718.4142 | 6678.7141
3308 | 756.7419 | 6678.4003 | 756.7419 | 6678.4003
3309 | 795.4906 | 6669.9881 | 795.4906 | 6669.9881
3310 | 831.0893 | 6691.9424 | 831.0893 | 6691.9424
3311 | 881.9871 | 6705.4598 | 881.9871 | 6705.4598
3312 | 881.994 | 6693.2098 | 881.994 | 6693.2098
3313 | 851.3392 | 6686.7095 | 851.3392 | 6686.7095
3314 | 851.0075 | 6650.8253 | 851.0075 | 6650.8253
3315 | 889.9472 | 6630.2914 | 889.9472 | 6630.2914
3316 | 941.3161 | 6603.3559 | 941.3161 | 6603.3559
3317 | 952.1312 | 6605.9809 | 952.1312 | 6605.9809
3318 | 926.1375 | 6601.0512 | 926.1375 | 6601.0512
3319 | 887.1593 | 6570.4555 | 887.1593 | 6570.4555
3320 | 867.9701 | 6539.145 | 867.9701 | 6539.145
3321 | 838.547 | 6483.5419 | 838.547 | 6483.5419
3322 | 794.1299 | 6425.5351 | 794.1299 | 6425.5351
3323 | 742.5758 | 6347.9201 | 742.5758 | 6347.9201
3324 | 703.1256 | 6291.3053 | 703.1256 | 6291.3053
3325 | 681.303 | 6267.2624 | 681.303 | 6267.2624
3326 | 668.7021 | 6253.6213 | 668.7021 | 6253.6213
3327 | 662.0284 | 6261.9065 | 662.0284 | 6261.9065
3328 | 669.882 | 6307.9945 | 669.882 | 6307.9945
3329 | 682.3058 | 6411.8661 | 682.3058 | 6411.8661
3330 | 709.9182 | 6546.0471 | 709.9182 | 6546.0471
3331 | 756.8606 | 6575.1745 | 756.8606 | 6575.1745
3332 | 816.5943 | 6592.9948 | 816.5943 | 6592.9948
3333 | 855.0701 | 6562.0612 | 855.0701 | 6562.0612
3334 | 885.6787 | 6511.3331 | 885.6787 | 6511.3331
3335 | 943.4589 | 6449.8282 | 943.4589 | 6449.8282
3336 | 924.1964 | 6384.0534 | 924.1964 | 6384.0534
3337 | 892.1329 | 6352.5458 | 892.1329 | 6352.5458
3338 | 902.3925 | 6307.5945 | 902.3925 | 6307.5945
3339 | 937.0643 | 6287.3531 | 937.0643 | 6287.3531
3340 | 984.3471 | 6268.7534 | 984.3471 | 6268.7534
3341 | 1000.7894 | 6274.5957 | 1000.7894 | 6274.5957
3342 | 963.6232 | 6259.2828 | 963.6232 | 6259.2828
3343 | 923.5843 | 6204.7034 | 923.5843 | 6204.7034
3344 | 892.8702 | 6142.9745 | 892.8702 | 6142.9745
3345 | 859.9478 | 6080.3517 | 859.9478 | 6080.3517
3346 | 818.08 | 6033.7518 | 818.08 | 6033.7518
3347 | 762.0523 | 5957.1606 | 762.0523 | 5957.1606
3348 | 723.8686 | 5923.0671 | 723.8686 | 5923.0671
3349 | 700.5421 | 5920.6681 | 700.5421 | 5920.6681
3350 | 680.3859 | 5921.3587 | 680.3859 | 5921.3587
3351 | 675.2372 | 5913.1185 | 675.2372 | 5913.1185
3352 | 676.9804 | 5915.7725 | 676.9804 | 5915.7725
3353 | 687.4776 | 5981.0362 | 687.4776 | 5981.0362
3354 | 723.0304 | 6086.4074 | 723.0304 | 6086.4074
3355 | 761.7552 | 6090.2349 | 761.7552 | 6090.2349
3356 | 815.7709 | 6114.6361 | 815.7709 | 6114.6361
3357 | 851.3516 | 6136.0573 | 851.3516 | 6136.0573
3358 | 895.723 | 6175.5607 | 895.723 | 6175.5607
3359 | 946.0831 | 6218.7653 | 946.0831 | 6218.7653
3360 | 923.6552 | 6259.7474 | 923.6552 | 6259.7474
3361 | 886.5107 | 6334.558 | 886.5107 | 6334.558
3362 | 885.6091 | 6384.0792 | 885.6091 | 6384.0792
3363 | 924.9715 | 6443.8324 | 924.9715 | 6443.8324
3364 | 976.7902 | 6489.7256 | 976.7902 | 6489.7256
3365 | 987.552 | 6545.8753 | 987.552 | 6545.8753
3366 | 960.0594 | 6573.1189 | 960.0594 | 6573.1189
3367 | 925.9547 | 6575.1353 | 925.9547 | 6575.1353
3368 | 892.0263 | 6576.8755 | 892.0263 | 6576.8755
3369 | 848.4202 | 6577.4295 | 848.4202 | 6577.4295
3370 | 806.2982 | 6586.1092 | 806.2982 | 6586.1092
3371 | 751.6069 | 6560.4103 | 751.6069 | 6560.4103
3372 | 716.5245 | 6542.6959 | 716.5245 | 6542.6959
3373 | 689.7417 | 6547.9015 | 689.7417 | 6547.9015
3374 | 675.6244 | 6554.1494 | 675.6244 | 6554.1494
3375 | 668.2281 | 6555.8537 | 668.2281 | 6555.8537
3376 | 664.4589 | 6561.14 | 664.4589 | 6561.14
3377 | 671.7565 | 6620.4077 | 671.7565 | 6620.4077
3378 | 705.721 | 6726.6564 | 705.721 | 6726.6564
3379 | 752.9883 | 6745.1081 | 752.9883 | 6745.1081
3380 | 808.5458 | 6763.0746 | 808.5458 | 6763.0746
3381 | 846.58 | 6748.6665 | 846.58 | 6748.6665
3382 | 876.7123 | 6735.8151 | 876.7123 | 6735.8151
3383 | 943.7889 | 6719.7916 | 943.7889 | 6719.7916
3384 | 932.6995 | 6692.6248 | 932.6995 | 6692.6248
3385 | 895.7563 | 6688.9032 | 895.7563 | 6688.9032
3386 | 900.9622 | 6660.4772 | 900.9622 | 6660.4772
3387 | 950.7091 | 6646.6705 | 950.7091 | 6646.6705
3388 | 990.0834 | 6632.0194 | 990.0834 | 6632.0194
3389 | 1001.246 | 6653.9483 | 1001.246 | 6653.9483
3390 | 976.8535 | 6662.6192 | 976.8535 | 6662.6192
3391 | 930.1909 | 6640.5056 | 930.1909 | 6640.5056
3392 | 883.9137 | 6613.5823 | 883.9137 | 6613.5823
3393 | 856.4468 | 6573.6272 | 856.4468 | 6573.6272
3394 | 823.6413 | 6537.9954 | 823.6413 | 6537.9954
3395 | 765.0096 | 6472.0799 | 765.0096 | 6472.0799
3396 | 726.8269 | 6422.6309 | 726.8269 | 6422.6309
3397 | 687.3587 | 6409.9949 | 687.3587 | 6409.9949
3398 | 668.7244 | 6408.7845 | 668.7244 | 6408.7845
3399 | 664.6746 | 6412.6824 | 664.6746 | 6412.6824
3400 | 669.8056 | 6435.9565 | 669.8056 | 6435.9565
3401 | 679.4342 | 6516.7219 | 679.4342 | 6516.7219
3402 | 706.6558 | 6640.2271 | 706.6558 | 6640.2271
3403 | 745.3742 | 6670.2321 | 745.3742 | 6670.2321
3404 | 795.7607 | 6694.9257 | 795.7607 | 6694.9257
3405 | 826.9514 | 6685.636 | 826.9514 | 6685.636
3406 | 854.835 | 6677.3181 | 854.835 | 6677.3181
3407 | 915.7234 | 6665.9744 | 915.7234 | 6665.9744
3408 | 907.5739 | 6651.092 | 907.5739 | 6651.092
3409 | 882.0373 | 6666.8206 | 882.0373 | 6666.8206
3410 | 893.3602 | 6664.572 | 893.3602 | 6664.572
3411 | 932.8724 | 6686.0097 | 932.8724 | 6686.0097
3412 | 975.0185 | 6704.7018 | 975.0185 | 6704.7018
3413 | 984.2183 | 6736.1365 | 984.2183 | 6736.1365
3414 | 952.5473 | 6733.8392 | 952.5473 | 6733.8392
3415 | 912.0246 | 6700.465 | 912.0246 | 6700.465
3416 | 874.732 | 6691.0908 | 874.732 | 6691.0908
3417 | 855.1686 | 6711.095 | 855.1686 | 6711.095
3418 | 827.0155 | 6758.6751 | 827.0155 | 6758.6751
3419 | 779.3311 | 6773.4854 | 779.3311 | 6773.4854
3420 | 730.4088 | 6777.5611 | 730.4088 | 6777.5611
3421 | 698.7956 | 6787.3002 | 698.7956 | 6787.3002
3422 | 681.2181 | 6794.2793 | 681.2181 | 6794.2793
3423 | 676.5107 | 6805.3431 | 676.5107 | 6805.3431
3424 | 672.0448 | 6828.7635 | 672.0448 | 6828.7635
3425 | 681.7774 | 6902.5092 | 681.7774 | 6902.5092
3426 | 706.7176 | 7016.07 | 706.7176 | 7016.07
3427 | 737.0765 | 7031.1582 | 737.0765 | 7031.1582
3428 | 776.6569 | 7034.9391 | 776.6569 | 7034.9391
3429 | 808.1884 | 6983.6779 | 808.1884 | 6983.6779
3430 | 839.435 | 6911.4521 | 839.435 | 6911.4521
3431 | 888.3836 | 6818.9439 | 888.3836 | 6818.9439
3432 | 883.5957 | 6696.5733 | 883.5957 | 6696.5733
3433 | 860.3323 | 6569.8619 | 860.3323 | 6569.8619
3434 | 863.8899 | 6396.8023 | 863.8899 | 6396.8023
3435 | 900.8554 | 6259.8595 | 900.8554 | 6259.8595
3436 | 942.4574 | 6141.0838 | 942.4574 | 6141.0838
3437 | 953.4497 | 6059.9119 | 953.4497 | 6059.9119
3438 | 929.3122 | 5974.1102 | 929.3122 | 5974.1102
3439 | 887.8844 | 5870.8322 | 887.8844 | 5870.8322
3440 | 857.0486 | 5778.6848 | 857.0486 | 5778.6848
3441 | 832.5404 | 5686.6673 | 832.5404 | 5686.6673
3442 | 806.1767 | 5608.4791 | 806.1767 | 5608.4791
3443 | 763.3094 | 5502.9319 | 763.3094 | 5502.9319
3444 | 730.2595 | 5410.6339 | 730.2595 | 5410.6339
3445 | 696.0247 | 5351.6391 | 696.0247 | 5351.6391
3446 | 680.3911 | 5304.216 | 680.3911 | 5304.216
3447 | 670.3016 | 5257.2216 | 670.3016 | 5257.2216
3448 | 671.618 | 5217.4653 | 671.618 | 5217.4653
3449 | 687.5391 | 5229.643 | 687.5391 | 5229.643
3450 | 705.6182 | 5287.0467 | 705.6182 | 5287.0467
3451 | 727.067 | 5256.6535 | 727.067 | 5256.6535
3452 | 761.9194 | 5224.6051 | 761.9194 | 5224.6051
3453 | 794.9193 | 5154.0399 | 794.9193 | 5154.0399
3454 | 825.228 | 5072.6009 | 825.228 | 5072.6009
3455 | 865.7832 | 4978.0452 | 865.7832 | 4978.0452
3456 | 867.2235 | 4871.4688 | 867.2235 | 4871.4688
3457 | 844.4202 | 4785.1203 | 844.4202 | 4785.1203
3458 | 859.808 | 4669.2415 | 859.808 | 4669.2415
3459 | 899.0743 | 4574.4165 | 899.0743 | 4574.4165
3460 | 947.5206 | 4494.8337 | 947.5206 | 4494.8337
3461 | 962.5265 | 4457.2421 | 962.5265 | 4457.2421
3462 | 941.0836 | 4412.3882 | 941.0836 | 4412.3882
3463 | 905.813 | 4345.232 | 905.813 | 4345.232
3464 | 878.2297 | 4275.7522 | 878.2297 | 4275.7522
3465 | 851.403 | 4182.711 | 851.403 | 4182.711
3466 | 828.3643 | 4102.0367 | 828.3643 | 4102.0367
3467 | 773.9724 | 4018.7183 | 773.9724 | 4018.7183
3468 | 731.7329 | 3962.2497 | 731.7329 | 3962.2497
3469 | 693.8873 | 3953.5623 | 693.8873 | 3953.5623
3470 | 680.2636 | 3978.5292 | 680.2636 | 3978.5292
3471 | 671.0003 | 4039.6078 | 671.0003 | 4039.6078
3472 | 673.0256 | 4116.1142 | 673.0256 | 4116.1142
3473 | 676.458 | 4263.4198 | 676.458 | 4263.4198
3474 | 703.5112 | 4459.1688 | 703.5112 | 4459.1688
3475 | 743.3604 | 4551.4729 | 743.3604 | 4551.4729
3476 | 786.1512 | 4639.4895 | 786.1512 | 4639.4895
3477 | 808.673 | 4705.9534 | 808.673 | 4705.9534
3478 | 854.3803 | 4783.3335 | 854.3803 | 4783.3335
3479 | 902.8956 | 4860.1739 | 902.8956 | 4860.1739
3480 | 891.77 | 4929.9658 | 891.77 | 4929.9658
3481 | 860.6478 | 5035.7797 | 860.6478 | 5035.7797
3482 | 869.6723 | 5130.1973 | 869.6723 | 5130.1973
3483 | 916.6376 | 5226.0724 | 916.6376 | 5226.0724
3484 | 964.6407 | 5295.6568 | 964.6407 | 5295.6568
3485 | 983.6935 | 5404.6 | 983.6935 | 5404.6
3486 | 956.6047 | 5505.696 | 956.6047 | 5505.696
3487 | 909.0418 | 5557.8735 | 909.0418 | 5557.8735
3488 | 878.0973 | 5591.6408 | 878.0973 | 5591.6408
3489 | 857.003 | 5611.2063 | 857.003 | 5611.2063
3490 | 816.3577 | 5640.9449 | 816.3577 | 5640.9449
3491 | 766.605 | 5634.1113 | 766.605 | 5634.1113
3492 | 720.9191 | 5628.9737 | 720.9191 | 5628.9737
3493 | 687.3342 | 5653.4833 | 687.3342 | 5653.4833
3494 | 670.7933 | 5680.9363 | 670.7933 | 5680.9363
3495 | 662.7343 | 5732.0705 | 662.7343 | 5732.0705
3496 | 662.6953 | 5803.0197 | 662.6953 | 5803.0197
3497 | 677.3835 | 5924.2941 | 677.3835 | 5924.2941
3498 | 711.9715 | 6079.8265 | 711.9715 | 6079.8265
3499 | 768.9416 | 6116.1198 | 768.9416 | 6116.1198
3500 | 823.7433 | 6118.8771 | 823.7433 | 6118.8771
3501 | 861.6411 | 6046.1182 | 861.6411 | 6046.1182
3502 | 900.7617 | 5995.0976 | 900.7617 | 5995.0976
3503 | 953.6965 | 5962.8412 | 953.6965 | 5962.8412
3504 | 946.4935 | 5934.212 | 946.4935 | 5934.212
3505 | 898.9669 | 5933.269 | 898.9669 | 5933.269
3506 | 911.3405 | 5890.2188 | 911.3405 | 5890.2188
3507 | 963.3324 | 5878.167 | 963.3324 | 5878.167
3508 | 1006.0151 | 5880.6262 | 1006.0151 | 5880.6262
3509 | 1022.1031 | 5939.5545 | 1022.1031 | 5939.5545
3510 | 996.341 | 6008.0384 | 996.341 | 6008.0384
3511 | 950.8669 | 6046.6155 | 950.8669 | 6046.6155
3512 | 918.1771 | 6062.6874 | 918.1771 | 6062.6874
3513 | 892.6521 | 6036.1865 | 892.6521 | 6036.1865
3514 | 849.4789 | 5997.4837 | 849.4789 | 5997.4837
3515 | 786.0402 | 5919.7226 | 786.0402 | 5919.7226
3516 | 741.0985 | 5845.4124 | 741.0985 | 5845.4124
3517 | 705.9455 | 5811.425 | 705.9455 | 5811.425
3518 | 689.2076 | 5788.2782 | 689.2076 | 5788.2782
3519 | 676.2218 | 5780.9155 | 676.2218 | 5780.9155
3520 | 675.8068 | 5809.1618 | 675.8068 | 5809.1618
3521 | 684.3535 | 5902.2115 | 684.3535 | 5902.2115
3522 | 713.8147 | 6021.7683 | 713.8147 | 6021.7683
3523 | 773.4209 | 6036.1252 | 773.4209 | 6036.1252
3524 | 824.7933 | 6032.4479 | 824.7933 | 6032.4479
3525 | 859.6342 | 5998.882 | 859.6342 | 5998.882
3526 | 883.7377 | 5953.711 | 883.7377 | 5953.711
3527 | 936.9735 | 5906.0992 | 936.9735 | 5906.0992
3528 | 935.8726 | 5863.4307 | 935.8726 | 5863.4307
3529 | 891.7248 | 5884.2778 | 891.7248 | 5884.2778
3530 | 908.4573 | 5914.0563 | 908.4573 | 5914.0563
3531 | 953.0653 | 5972.6396 | 953.0653 | 5972.6396
3532 | 1000.1507 | 6022.3351 | 1000.1507 | 6022.3351
3533 | 1014.0416 | 6095.3026 | 1014.0416 | 6095.3026
3534 | 991.9874 | 6150.3322 | 991.9874 | 6150.3322
3535 | 944.8935 | 6179.8422 | 944.8935 | 6179.8422
3536 | 909.8278 | 6199.424 | 909.8278 | 6199.424
3537 | 877.5168 | 6214.0172 | 877.5168 | 6214.0172
3538 | 844.6531 | 6235.8588 | 844.6531 | 6235.8588
3539 | 790.0438 | 6222.1517 | 790.0438 | 6222.1517
3540 | 746.4795 | 6212.1882 | 746.4795 | 6212.1882
3541 | 710.3555 | 6226.4608 | 710.3555 | 6226.4608
3542 | 692.8962 | 6236.9497 | 692.8962 | 6236.9497
3543 | 686.4581 | 6259.7129 | 686.4581 | 6259.7129
3544 | 687.2921 | 6309.8956 | 687.2921 | 6309.8956
3545 | 700.8812 | 6413.7673 | 700.8812 | 6413.7673
3546 | 728.4452 | 6551.458 | 728.4452 | 6551.458
3547 | 781.493 | 6580.7317 | 781.493 | 6580.7317
3548 | 845.5453 | 6587.2913 | 845.5453 | 6587.2913
3549 | 883.5623 | 6532.959 | 883.5623 | 6532.959
3550 | 904.7519 | 6473.1638 | 904.7519 | 6473.1638
3551 | 957.2274 | 6401.7145 | 957.2274 | 6401.7145
3552 | 944.9331 | 6311.8097 | 944.9331 | 6311.8097
3553 | 906.1077 | 6257.342 | 906.1077 | 6257.342
3554 | 913.9821 | 6177 | 913.9821 | 6177
3555 | 956.753 | 6175.3315 | 956.753 | 6175.3315
3556 | 992.6507 | 6242.4298 | 992.6507 | 6242.4298
3557 | 1007.5527 | 6379.8902 | 1007.5527 | 6379.8902
3558 | 991.6144 | 6516.8156 | 991.6144 | 6516.8156
3559 | 939.5543 | 6616.3756 | 939.5543 | 6616.3756
3560 | 906.3895 | 6688.3122 | 906.3895 | 6688.3122
3561 | 875.194 | 6675.9968 | 875.194 | 6675.9968
3562 | 845.8896 | 6634.5154 | 845.8896 | 6634.5154
3563 | 794.7066 | 6562.6039 | 794.7066 | 6562.6039
3564 | 751.0364 | 6509.9376 | 751.0364 | 6509.9376
3565 | 716.8925 | 6502.1276 | 716.8925 | 6502.1276
3566 | 699.5451 | 6515.9801 | 699.5451 | 6515.9801
3567 | 688.8654 | 6542.3994 | 688.8654 | 6542.3994
3568 | 684.9355 | 6574.8868 | 684.9355 | 6574.8868
3569 | 693.8507 | 6638.2493 | 693.8507 | 6638.2493
3570 | 717.4542 | 6729.1425 | 717.4542 | 6729.1425
3571 | 763.2531 | 6711.4724 | 763.2531 | 6711.4724
3572 | 813.2363 | 6685.7124 | 813.2363 | 6685.7124
3573 | 842.2607 | 6617.0483 | 842.2607 | 6617.0483
3574 | 876.1872 | 6547.1625 | 876.1872 | 6547.1625
3575 | 933.4861 | 6477.9067 | 933.4861 | 6477.9067
3576 | 924.7288 | 6404.6736 | 924.7288 | 6404.6736
3577 | 894.7611 | 6360.8816 | 894.7611 | 6360.8816
3578 | 909.4857 | 6296.48 | 909.4857 | 6296.48
3579 | 956.301 | 6264.5393 | 956.301 | 6264.5393
3580 | 993.7179 | 6239.5049 | 993.7179 | 6239.5049
3581 | 997.1478 | 6240.8137 | 997.1478 | 6240.8137
3582 | 973.3194 | 6219.7974 | 973.3194 | 6219.7974
3583 | 940.0091 | 6153.0799 | 940.0091 | 6153.0799
3584 | 902.6426 | 6087.1099 | 902.6426 | 6087.1099
3585 | 868.3306 | 6028.4357 | 868.3306 | 6028.4357
3586 | 838.4646 | 6016.4952 | 838.4646 | 6016.4952
3587 | 796.1507 | 6005.1281 | 796.1507 | 6005.1281
3588 | 759.549 | 6027.9228 | 759.549 | 6027.9228
3589 | 726.4675 | 6103.1785 | 726.4675 | 6103.1785
3590 | 707.7279 | 6197.1718 | 707.7279 | 6197.1718
3591 | 698.2516 | 6311.044 | 698.2516 | 6311.044
3592 | 695.7886 | 6425.2809 | 695.7886 | 6425.2809
3593 | 707.5758 | 6568.1992 | 707.5758 | 6568.1992
3594 | 730.199 | 6744.4979 | 730.199 | 6744.4979
3595 | 762.1932 | 6813.5496 | 762.1932 | 6813.5496
3596 | 800.741 | 6869.6853 | 800.741 | 6869.6853
3597 | 822.2561 | 6881.747 | 822.2561 | 6881.747
3598 | 859.5764 | 6890.832 | 859.5764 | 6890.832
3599 | 906.6987 | 6896.4523 | 906.6987 | 6896.4523
3600 | 911.4732 | 6897.3641 | 911.4732 | 6897.3641
3601 | 880.6785 | 6922.0135 | 880.6785 | 6922.0135
3602 | 892.7966 | 6918.7412 | 892.7966 | 6918.7412
3603 | 935.4684 | 6920.5825 | 935.4684 | 6920.5825
3604 | 972.6516 | 6900.5203 | 972.6516 | 6900.5203
3605 | 979.5024 | 6889.691 | 979.5024 | 6889.691
3606 | 957.8164 | 6846.1533 | 957.8164 | 6846.1533
3607 | 916.5748 | 6764.3729 | 916.5748 | 6764.3729
3608 | 893.5566 | 6687.4347 | 893.5566 | 6687.4347
3609 | 860.71 | 6610.7727 | 860.71 | 6610.7727
3610 | 830.1197 | 6524.8336 | 830.1197 | 6524.8336
3611 | 789.2034 | 6380.6784 | 789.2034 | 6380.6784
3612 | 751.0917 | 6242.8991 | 751.0917 | 6242.8991
3613 | 719.2785 | 6152.3159 | 719.2785 | 6152.3159
3614 | 703.8454 | 6096.5571 | 703.8454 | 6096.5571
3615 | 690.7626 | 6057.4597 | 690.7626 | 6057.4597
3616 | 682.1739 | 6021.652 | 682.1739 | 6021.652
3617 | 690.1378 | 6027.8337 | 690.1378 | 6027.8337
3618 | 710.0735 | 6084.0675 | 710.0735 | 6084.0675
3619 | 742.0593 | 6055.1367 | 742.0593 | 6055.1367
3620 | 776.3504 | 6032.8866 | 776.3504 | 6032.8866
3621 | 803.1428 | 5996.9808 | 803.1428 | 5996.9808
3622 | 837.3465 | 5972.8688 | 837.3465 | 5972.8688
3623 | 893.3322 | 5946.1696 | 893.3322 | 5946.1696
3624 | 894.3089 | 5917.5404 | 894.3089 | 5917.5404
3625 | 867.8467 | 5919.6684 | 867.8467 | 5919.6684
3626 | 879.9317 | 5900.7483 | 879.9317 | 5900.7483
3627 | 920.9965 | 5888.404 | 920.9965 | 5888.404
3628 | 967.0482 | 5858.5436 | 967.0482 | 5858.5436
3629 | 982.6609 | 5857.9513 | 982.6609 | 5857.9513
3630 | 949.2921 | 5859.1637 | 949.2921 | 5859.1637
3631 | 909.9498 | 5836.7577 | 909.9498 | 5836.7577
3632 | 889.9148 | 5809.1032 | 889.9148 | 5809.1032
3633 | 861.1675 | 5770.6104 | 861.1675 | 5770.6104
3634 | 830.8268 | 5743.7533 | 830.8268 | 5743.7533
3635 | 781.6043 | 5690.5608 | 781.6043 | 5690.5608
3636 | 745.9079 | 5689.1126 | 745.9079 | 5689.1126
3637 | 720.8643 | 5672.106 | 720.8643 | 5672.106
3638 | 699.729 | 5662.3987 | 699.729 | 5662.3987
3639 | 694.8806 | 5689.9747 | 694.8806 | 5689.9747
3640 | 691.4931 | 5735.1547 | 691.4931 | 5735.1547
3641 | 706.2159 | 5813.7414 | 706.2159 | 5813.7414
3642 | 725.4067 | 5974.7149 | 725.4067 | 5974.7149
3643 | 767.6442 | 6011.879 | 767.6442 | 6011.879
3644 | 814.7606 | 6044.8381 | 814.7606 | 6044.8381
3645 | 850.4217 | 6015.7628 | 850.4217 | 6015.7628
3646 | 881.4923 | 6001.1823 | 881.4923 | 6001.1823
3647 | 938.801 | 5984.0792 | 938.801 | 5984.0792
3648 | 924.649 | 5969.527 | 924.649 | 5969.527
3649 | 898.6599 | 5984.5067 | 898.6599 | 5984.5067
3650 | 915.9545 | 5979.7775 | 915.9545 | 5979.7775
3651 | 959.6068 | 6024.6393 | 959.6068 | 6024.6393
3652 | 994.6569 | 6034.6945 | 994.6569 | 6034.6945
3653 | 1013.1022 | 6078.5463 | 1013.1022 | 6078.5463
3654 | 985.9266 | 6101.876 | 985.9266 | 6101.876
3655 | 944.4138 | 6089.7325 | 944.4138 | 6089.7325
3656 | 916.5543 | 6083.315 | 916.5543 | 6083.315
3657 | 886.9154 | 6068.4703 | 886.9154 | 6068.4703
3658 | 846.3677 | 6046.9145 | 846.3677 | 6046.9145
3659 | 796.486 | 5994.3212 | 796.486 | 5994.3212
3660 | 749.1451 | 5970.0373 | 749.1451 | 5970.0373
3661 | 715.4848 | 5987.4658 | 715.4848 | 5987.4658
3662 | 698.8292 | 6004.9827 | 698.8292 | 6004.9827
3663 | 693.8662 | 6034.9133 | 693.8662 | 6034.9133
3664 | 691.6818 | 6065.2303 | 691.6818 | 6065.2303
3665 | 708.0296 | 6126.4523 | 708.0296 | 6126.4523
3666 | 735.518 | 6273.4458 | 735.518 | 6273.4458
3667 | 787.0904 | 6293.5396 | 787.0904 | 6293.5396
3668 | 846.3395 | 6311.9301 | 846.3395 | 6311.9301
3669 | 880.7989 | 6287.1223 | 880.7989 | 6287.1223
3670 | 915.6513 | 6280.194 | 915.6513 | 6280.194
3671 | 969.4591 | 6271.0375 | 969.4591 | 6271.0375
3672 | 958.3532 | 6264.1375 | 958.3532 | 6264.1375
3673 | 914.0349 | 6282.2075 | 914.0349 | 6282.2075
3674 | 933.0593 | 6274.8294 | 933.0593 | 6274.8294
3675 | 979.7581 | 6305.2698 | 979.7581 | 6305.2698
3676 | 1010.7682 | 6324.0073 | 1010.7682 | 6324.0073
3677 | 1028.7713 | 6404.7958 | 1028.7713 | 6404.7958
3678 | 1011.4526 | 6471.2428 | 1011.4526 | 6471.2428
3679 | 961.3751 | 6498.2433 | 961.3751 | 6498.2433
3680 | 928.4301 | 6531.4114 | 928.4301 | 6531.4114
3681 | 896.687 | 6559.8312 | 896.687 | 6559.8312
3682 | 853.6761 | 6577.2722 | 853.6761 | 6577.2722
3683 | 800.2791 | 6551.6089 | 800.2791 | 6551.6089
3684 | 753.8504 | 6544.8368 | 753.8504 | 6544.8368
3685 | 721.7408 | 6566.3857 | 721.7408 | 6566.3857
3686 | 705.136 | 6581.2538 | 705.136 | 6581.2538
3687 | 698.3193 | 6610.5957 | 698.3193 | 6610.5957
3688 | 698.1253 | 6645.6218 | 698.1253 | 6645.6218
3689 | 712.9327 | 6718.175 | 712.9327 | 6718.175
3690 | 741.6473 | 6876.3525 | 741.6473 | 6876.3525
3691 | 792.5505 | 6915.4297 | 792.5505 | 6915.4297
3692 | 851.8624 | 6958.3955 | 851.8624 | 6958.3955
3693 | 894.4175 | 6954.6313 | 894.4175 | 6954.6313
3694 | 920.3501 | 6975.6631 | 920.3501 | 6975.6631
3695 | 975.726 | 6998.4399 | 975.726 | 6998.4399
3696 | 967.6808 | 7019.7943 | 967.6808 | 7019.7943
3697 | 927.7314 | 7058.0249 | 927.7314 | 7058.0249
3698 | 947.9305 | 7061.2422 | 947.9305 | 7061.2422
3699 | 987.7608 | 7105.3682 | 987.7608 | 7105.3682
3700 | 1009.0227 | 7129.1092 | 1009.0227 | 7129.1092
3701 | 1025.1836 | 7188.5598 | 1025.1836 | 7188.5598
3702 | 1010.5086 | 7227.341 | 1010.5086 | 7227.341
3703 | 965.999 | 7229.9133 | 965.999 | 7229.9133
3704 | 931.6495 | 7233.9441 | 931.6495 | 7233.9441
3705 | 902.5218 | 7234.6982 | 902.5218 | 7234.6982
3706 | 854.8642 | 7239.4836 | 854.8642 | 7239.4836
3707 | 802.9982 | 7207.934 | 802.9982 | 7207.934
3708 | 757.184 | 7193.0682 | 757.184 | 7193.0682
3709 | 721.8955 | 7206.9648 | 721.8955 | 7206.9648
3710 | 703.9251 | 7218.5954 | 703.9251 | 7218.5954
3711 | 719.733 | 7245.2885 | 719.733 | 7245.2885
3712 | 719.6167 | 7282.6691 | 719.6167 | 7282.6691
3713 | 733.9476 | 7360.2257 | 733.9476 | 7360.2257
3714 | 763.5739 | 7529.2929 | 763.5739 | 7529.2929
3715 | 812.8821 | 7581.7615 | 812.8821 | 7581.7615
3716 | 872.1818 | 7632.2324 | 872.1818 | 7632.2324
3717 | 892.9254 | 7644.2141 | 892.9254 | 7644.2141
3718 | 920.2646 | 7673.6339 | 920.2646 | 7673.6339
3719 | 968.8245 | 7690.3772 | 968.8245 | 7690.3772
3720 | 955.9982 | 7699.3703 | 955.9982 | 7699.3703
3721 | 929.8135 | 7721.7079 | 929.8135 | 7721.7079
3722 | 938.0546 | 7706.9719 | 938.0546 | 7706.9719
3723 | 985.2368 | 7718.2817 | 985.2368 | 7718.2817
3724 | 1011.3802 | 7702.1428 | 1011.3802 | 7702.1428
3725 | 1015.4666 | 7730.6901 | 1015.4666 | 7730.6901
3726 | 1003.1421 | 7735.3307 | 1003.1421 | 7735.3307
3727 | 959.1006 | 7691.8425 | 959.1006 | 7691.8425
3728 | 915.2293 | 7633.1839 | 915.2293 | 7633.1839
3729 | 886.7192 | 7555.2085 | 886.7192 | 7555.2085
3730 | 853.3232 | 7453.1572 | 853.3232 | 7453.1572
3731 | 805.3316 | 7312.8577 | 805.3316 | 7312.8577
3732 | 764.7077 | 7217.4964 | 764.7077 | 7217.4964
3733 | 730.4057 | 7170.7639 | 730.4057 | 7170.7639
3734 | 713.0862 | 7122.5012 | 713.0862 | 7122.5012
3735 | 703.4096 | 7096.806 | 703.4096 | 7096.806
3736 | 701.5264 | 7081.7984 | 701.5264 | 7081.7984
3737 | 714.1981 | 7116.2376 | 714.1981 | 7116.2376
3738 | 736.9235 | 7245.2778 | 736.9235 | 7245.2778
3739 | 778.6614 | 7254.9234 | 778.6614 | 7254.9234
3740 | 831.1132 | 7258.0094 | 831.1132 | 7258.0094
3741 | 863.8055 | 7235.1146 | 863.8055 | 7235.1146
3742 | 897.8746 | 7246.1397 | 897.8746 | 7246.1397
3743 | 950.8507 | 7245.8126 | 950.8507 | 7245.8126
3744 | 943.2737 | 7239.3541 | 943.2737 | 7239.3541
3745 | 913.4792 | 7240.7953 | 913.4792 | 7240.7953
3746 | 928.7228 | 7210.7548 | 928.7228 | 7210.7548
3747 | 980.9299 | 7206.613 | 980.9299 | 7206.613
3748 | 1004.4852 | 7177.9657 | 1004.4852 | 7177.9657
3749 | 1017.8789 | 7215.3425 | 1017.8789 | 7215.3425
3750 | 993.1637 | 7249.2676 | 993.1637 | 7249.2676
3751 | 943.1929 | 7250.5154 | 943.1929 | 7250.5154
3752 | 909.2164 | 7252.486 | 909.2164 | 7252.486
3753 | 881.2944 | 7242.4975 | 881.2944 | 7242.4975
3754 | 847.4973 | 7218.2929 | 847.4973 | 7218.2929
3755 | 802.9107 | 7140.8299 | 802.9107 | 7140.8299
3756 | 761.472 | 7075.0474 | 761.472 | 7075.0474
3757 | 733.0332 | 7044.5023 | 733.0332 | 7044.5023
3758 | 712.117 | 7014.9286 | 712.117 | 7014.9286
3759 | 703.8465 | 6984.9659 | 703.8465 | 6984.9659
3760 | 699.6993 | 6966.5736 | 699.6993 | 6966.5736
3761 | 711.0956 | 7009.6951 | 711.0956 | 7009.6951
3762 | 726.7662 | 7158.3074 | 726.7662 | 7158.3074
3763 | 761.4546 | 7197.5317 | 761.4546 | 7197.5317
3764 | 797.2627 | 7242.1163 | 797.2627 | 7242.1163
3765 | 830.0287 | 7249.2418 | 830.0287 | 7249.2418
3766 | 865.4671 | 7276.4542 | 865.4671 | 7276.4542
3767 | 911.1148 | 7294.3748 | 911.1148 | 7294.3748
3768 | 900.1092 | 7309.4014 | 900.1092 | 7309.4014
3769 | 884.6405 | 7345.5718 | 884.6405 | 7345.5718
3770 | 898.6984 | 7351.5851 | 898.6984 | 7351.5851
3771 | 938.2445 | 7373.4903 | 938.2445 | 7373.4903
3772 | 978.6869 | 7356.1741 | 978.6869 | 7356.1741
3773 | 987.2149 | 7392.3737 | 987.2149 | 7392.3737
3774 | 950.8867 | 7413.496 | 950.8867 | 7413.496
3775 | 926.1518 | 7398.2621 | 926.1518 | 7398.2621
3776 | 892.5692 | 7385.9584 | 892.5692 | 7385.9584
3777 | 866.7635 | 7370.8194 | 866.7635 | 7370.8194
3778 | 837.8954 | 7351.9124 | 837.8954 | 7351.9124
3779 | 796.238 | 7286.0749 | 796.238 | 7286.0749
3780 | 753.549 | 7231.6236 | 753.549 | 7231.6236
3781 | 721.5105 | 7211.3795 | 721.5105 | 7211.3795
3782 | 703.5601 | 7184.8962 | 703.5601 | 7184.8962
3783 | 698.9096 | 7175.6827 | 698.9096 | 7175.6827
3784 | 695.991 | 7178.7755 | 695.991 | 7178.7755
3785 | 705.2332 | 7217.188 | 705.2332 | 7217.188
3786 | 723.032 | 7332.2482 | 723.032 | 7332.2482
3787 | 761.4909 | 7327.3251 | 761.4909 | 7327.3251
3788 | 803.627 | 7332.0299 | 803.627 | 7332.0299
3789 | 830.4594 | 7298.3926 | 830.4594 | 7298.3926
3790 | 862.8416 | 7282.782 | 862.8416 | 7282.782
3791 | 913.2852 | 7263.1773 | 913.2852 | 7263.1773
3792 | 910.3666 | 7238.1769 | 910.3666 | 7238.1769
3793 | 890.5077 | 7235.7919 | 890.5077 | 7235.7919
3794 | 901.8048 | 7208.4003 | 901.8048 | 7208.4003
3795 | 952.0197 | 7213.2351 | 952.0197 | 7213.2351
3796 | 989.3819 | 7199.8922 | 989.3819 | 7199.8922
3797 | 998.3794 | 7247.2758 | 998.3794 | 7247.2758
3798 | 970.6952 | 7285.6156 | 970.6952 | 7285.6156
3799 | 927.0794 | 7286.5692 | 927.0794 | 7286.5692
3800 | 904.5579 | 7284.125 | 904.5579 | 7284.125
3801 | 882.9195 | 7267.3672 | 882.9195 | 7267.3672
3802 | 846.6717 | 7239.4836 | 846.6717 | 7239.4836
3803 | 801.4835 | 7165.1109 | 801.4835 | 7165.1109
3804 | 759.4106 | 7111.5426 | 759.4106 | 7111.5426
3805 | 723.5594 | 7091.0042 | 723.5594 | 7091.0042
3806 | 707.0756 | 7061.4306 | 707.0756 | 7061.4306
3807 | 697.8084 | 7056.3375 | 697.8084 | 7056.3375
3808 | 697.0685 | 7063.6979 | 697.0685 | 7063.6979
3809 | 709.4358 | 7108.8797 | 709.4358 | 7108.8797
3810 | 732.0816 | 7243.0704 | 732.0816 | 7243.0704
3811 | 775.2316 | 7262.5756 | 775.2316 | 7262.5756
3812 | 826.7802 | 7292.2972 | 826.7802 | 7292.2972
3813 | 859.7096 | 7242.1782 | 859.7096 | 7242.1782
3814 | 895.1593 | 7184.3333 | 895.1593 | 7184.3333
3815 | 942.18 | 7129.7049 | 942.18 | 7129.7049
3816 | 935.9528 | 7092.6375 | 935.9528 | 7092.6375
3817 | 904.7927 | 7098.0519 | 904.7927 | 7098.0519
3818 | 919.2754 | 7097.5903 | 919.2754 | 7097.5903
3819 | 966.903 | 7144.6595 | 966.903 | 7144.6595
3820 | 1000.8146 | 7156.9221 | 1000.8146 | 7156.9221
3821 | 1007.6384 | 7195.4762 | 1007.6384 | 7195.4762
3822 | 985.6263 | 7210.8593 | 985.6263 | 7210.8593
3823 | 943.1165 | 7183.4113 | 943.1165 | 7183.4113
3824 | 917.0201 | 7159.1878 | 917.0201 | 7159.1878
3825 | 884.1924 | 7123.4466 | 884.1924 | 7123.4466
3826 | 843.5875 | 7076.7268 | 843.5875 | 7076.7268
3827 | 796.2932 | 6993.5246 | 796.2932 | 6993.5246
3828 | 750.2216 | 6932.4512 | 750.2216 | 6932.4512
3829 | 718.7896 | 6906.7623 | 718.7896 | 6906.7623
3830 | 703.623 | 6891.7573 | 703.623 | 6891.7573
3831 | 694.6704 | 6908.0022 | 694.6704 | 6908.0022
3832 | 696.7495 | 6938.4664 | 696.7495 | 6938.4664
3833 | 707.9834 | 7013.3741 | 707.9834 | 7013.3741
3834 | 730.4057 | 7180.3811 | 730.4057 | 7180.3811
3835 | 776.8255 | 7227.6991 | 776.8255 | 7227.6991
3836 | 840.8672 | 7274.4911 | 840.8672 | 7274.4911
3837 | 875.2184 | 7264.6934 | 875.2184 | 7264.6934
3838 | 905.7123 | 7261.0026 | 905.7123 | 7261.0026
3839 | 954.2789 | 7244.6354 | 954.2789 | 7244.6354
3840 | 945.5966 | 7220.2236 | 945.5966 | 7220.2236
3841 | 911.5824 | 7213.1296 | 911.5824 | 7213.1296
3842 | 930.3677 | 7181.3232 | 930.3677 | 7181.3232
3843 | 976.6376 | 7190.8671 | 976.6376 | 7190.8671
3844 | 1004.5253 | 7183.5577 | 1004.5253 | 7183.5577
3845 | 1022.0708 | 7227.851 | 1022.0708 | 7227.851
3846 | 1001.2395 | 7252.6522 | 1001.2395 | 7252.6522
3847 | 958.1507 | 7233.5923 | 958.1507 | 7233.5923
3848 | 931.5137 | 7201.275 | 931.5137 | 7201.275
3849 | 897.8842 | 7150.3766 | 897.8842 | 7150.3766
3850 | 853.8772 | 7089.3824 | 853.8772 | 7089.3824
3851 | 797.9751 | 6975.7185 | 797.9751 | 6975.7185
3852 | 754.6301 | 6870.0562 | 754.6301 | 6870.0562
3853 | 719.1215 | 6795.6579 | 719.1215 | 6795.6579
3854 | 697.8871 | 6714.2847 | 697.8871 | 6714.2847
3855 | 691.2825 | 6662.984 | 691.2825 | 6662.984
3856 | 689.6899 | 6642.3843 | 689.6899 | 6642.3843
3857 | 701.2639 | 6703.0177 | 701.2639 | 6703.0177
3858 | 732.9858 | 6887.095 | 732.9858 | 6887.095
3859 | 786.2544 | 6936.9148 | 786.2544 | 6936.9148
3860 | 848.2767 | 6968.5494 | 848.2767 | 6968.5494
3861 | 885.1671 | 6927.1128 | 885.1671 | 6927.1128
3862 | 908.9157 | 6900.9068 | 908.9157 | 6900.9068
3863 | 959.3823 | 6864.2317 | 959.3823 | 6864.2317
3864 | 950.3468 | 6811.8599 | 950.3468 | 6811.8599
3865 | 918.3282 | 6779.0132 | 918.3282 | 6779.0132
3866 | 924.5054 | 6717.9224 | 924.5054 | 6717.9224
3867 | 963.3394 | 6707.1585 | 963.3394 | 6707.1585
3868 | 996.7292 | 6695.7286 | 996.7292 | 6695.7286
3869 | 1009.2404 | 6754.0019 | 1009.2404 | 6754.0019
3870 | 988.4183 | 6801.7598 | 988.4183 | 6801.7598
3871 | 945.6286 | 6805.2151 | 945.6286 | 6805.2151
3872 | 918.6352 | 6800.4163 | 918.6352 | 6800.4163
3873 | 887.8773 | 6782.7757 | 887.8773 | 6782.7757
3874 | 843.2551 | 6751.8017 | 843.2551 | 6751.8017
3875 | 786.7268 | 6683.7569 | 786.7268 | 6683.7569
3876 | 742.474 | 6634.4561 | 742.474 | 6634.4561
3877 | 709.1504 | 6605.5297 | 709.1504 | 6605.5297
3878 | 690.0905 | 6568.7453 | 690.0905 | 6568.7453
3879 | 678.5157 | 6542.4615 | 678.5157 | 6542.4615
3880 | 679.8219 | 6517.7414 | 679.8219 | 6517.7414
3881 | 691.7632 | 6533.9331 | 691.7632 | 6533.9331
3882 | 717.5037 | 6648.4046 | 717.5037 | 6648.4046
3883 | 766.963 | 6649.9565 | 766.963 | 6649.9565
3884 | 828.6282 | 6661.7248 | 828.6282 | 6661.7248
3885 | 861.7703 | 6630.2949 | 861.7703 | 6630.2949
3886 | 889.4986 | 6612.0355 | 889.4986 | 6612.0355
3887 | 940.8067 | 6588.899 | 940.8067 | 6588.899
3888 | 934.3054 | 6557.865 | 934.3054 | 6557.865
3889 | 902.1131 | 6547.2392 | 902.1131 | 6547.2392
3890 | 919.8816 | 6513.5198 | 919.8816 | 6513.5198
3891 | 961.2153 | 6508.9365 | 961.2153 | 6508.9365
3892 | 991.3085 | 6490.8846 | 991.3085 | 6490.8846
3893 | 993.0355 | 6537.3852 | 993.0355 | 6537.3852
3894 | 969.8162 | 6563.8052 | 969.8162 | 6563.8052
3895 | 927.426 | 6542.9794 | 927.426 | 6542.9794
3896 | 903.7804 | 6521.2575 | 903.7804 | 6521.2575
3897 | 874.2498 | 6489.4896 | 874.2498 | 6489.4896
3898 | 833.2411 | 6454.3952 | 833.2411 | 6454.3952
3899 | 785.7263 | 6397.8287 | 785.7263 | 6397.8287
3900 | 741.5243 | 6361.3307 | 741.5243 | 6361.3307
3901 | 708.9638 | 6325.9293 | 708.9638 | 6325.9293
3902 | 687.5071 | 6265.4525 | 687.5071 | 6265.4525
3903 | 677.6173 | 6235.7841 | 677.6173 | 6235.7841
3904 | 677.0664 | 6235.6394 | 677.0664 | 6235.6394
3905 | 687.912 | 6274.7877 | 687.912 | 6274.7877
3906 | 721.0515 | 6393.0853 | 721.0515 | 6393.0853
3907 | 766.3915 | 6381.2458 | 766.3915 | 6381.2458
3908 | 815.9937 | 6378.2984 | 815.9937 | 6378.2984
3909 | 846.4346 | 6349.0758 | 846.4346 | 6349.0758
3910 | 870.2127 | 6345.2379 | 870.2127 | 6345.2379
3911 | 921.8286 | 6340.349 | 921.8286 | 6340.349
3912 | 921.546 | 6335.6563 | 921.546 | 6335.6563
3913 | 893.3609 | 6348.1343 | 893.3609 | 6348.1343
3914 | 906.2881 | 6341.9335 | 906.2881 | 6341.9335
3915 | 953.1142 | 6369.1364 | 953.1142 | 6369.1364
3916 | 986.0049 | 6388.7569 | 986.0049 | 6388.7569
3917 | 992.1616 | 6482.6424 | 992.1616 | 6482.6424
3918 | 961.8075 | 6540.9957 | 961.8075 | 6540.9957
3919 | 919.9973 | 6546.5112 | 919.9973 | 6546.5112
3920 | 889.1294 | 6545.3914 | 889.1294 | 6545.3914
3921 | 858.6868 | 6516.2724 | 858.6868 | 6516.2724
3922 | 828.9258 | 6472.79 | 828.9258 | 6472.79
3923 | 788.371 | 6400.919 | 788.371 | 6400.919
3924 | 747.4443 | 6363.3909 | 747.4443 | 6363.3909
3925 | 716.7903 | 6374.6387 | 716.7903 | 6374.6387
3926 | 695.1454 | 6390.2426 | 695.1454 | 6390.2426
3927 | 683.1489 | 6428.414 | 683.1489 | 6428.414
3928 | 678.2594 | 6463.2929 | 678.2594 | 6463.2929
3929 | 691.3644 | 6536.2876 | 691.3644 | 6536.2876
3930 | 715.4305 | 6687.9901 | 715.4305 | 6687.9901
3931 | 752.4272 | 6725.1543 | 752.4272 | 6725.1543
3932 | 789.9722 | 6780.0399 | 789.9722 | 6780.0399
3933 | 809.5351 | 6798.6438 | 809.5351 | 6798.6438
3934 | 842.2734 | 6869.8564 | 842.2734 | 6869.8564
3935 | 886.6478 | 6952.5266 | 886.6478 | 6952.5266
3936 | 888.3947 | 7024.3562 | 888.3947 | 7024.3562
3937 | 869.3659 | 7103.6439 | 869.3659 | 7103.6439
3938 | 884.7179 | 7142.6206 | 884.7179 | 7142.6206
3939 | 933.2556 | 7201.3153 | 933.2556 | 7201.3153
3940 | 968.8267 | 7223.1432 | 968.8267 | 7223.1432
3941 | 955.7096 | 7286.7142 | 955.7096 | 7286.7142
3942 | 919.5169 | 7327.1142 | 919.5169 | 7327.1142
3943 | 886.63 | 7306.877 | 886.63 | 7306.877
3944 | 865.2415 | 7273.3824 | 865.2415 | 7273.3824
3945 | 851.5882 | 7213.3602 | 851.5882 | 7213.3602
3946 | 816.7152 | 7148.0984 | 816.7152 | 7148.0984
3947 | 781.1038 | 7065.3378 | 781.1038 | 7065.3378
3948 | 741.4212 | 7003.5286 | 741.4212 | 7003.5286
3949 | 708.9204 | 6972.3948 | 708.9204 | 6972.3948
3950 | 692.1756 | 6950.6205 | 692.1756 | 6950.6205
3951 | 681.9096 | 6985.8488 | 681.9096 | 6985.8488
3952 | 682.1483 | 7056.6343 | 682.1483 | 7056.6343
3953 | 688.0805 | 7178.1912 | 688.0805 | 7178.1912
3954 | 706.5436 | 7389.9342 | 706.5436 | 7389.9342
3955 | 748.2574 | 7469.3327 | 748.2574 | 7469.3327
3956 | 785.1399 | 7535.1081 | 785.1399 | 7535.1081
3957 | 813.8174 | 7520.307 | 813.8174 | 7520.307
3958 | 845.8678 | 7519.7065 | 845.8678 | 7519.7065
3959 | 900.7231 | 7506.8711 | 900.7231 | 7506.8711
3960 | 895.9807 | 7484.961 | 895.9807 | 7484.961
3961 | 874.7538 | 7484.6362 | 874.7538 | 7484.6362
3962 | 893.5512 | 7461.2179 | 893.5512 | 7461.2179
3963 | 946.9827 | 7482.8287 | 946.9827 | 7482.8287
3964 | 970.762 | 7494.797 | 970.762 | 7494.797
3965 | 982.512 | 7557.6322 | 982.512 | 7557.6322
3966 | 953.4169 | 7608.039 | 953.4169 | 7608.039
3967 | 917.1449 | 7595.3068 | 917.1449 | 7595.3068
3968 | 887.8866 | 7549.5981 | 887.8866 | 7549.5981
3969 | 863.2432 | 7457.3483 | 863.2432 | 7457.3483
3970 | 831.3468 | 7353.8254 | 831.3468 | 7353.8254
3971 | 788.3941 | 7221.031 | 788.3941 | 7221.031
3972 | 749.3408 | 7106.8335 | 749.3408 | 7106.8335
3973 | 715.8487 | 7019.9269 | 715.8487 | 7019.9269
3974 | 696.0347 | 6937.9649 | 696.0347 | 6937.9649
3975 | 684.9108 | 6880.6308 | 684.9108 | 6880.6308
3976 | 683.6308 | 6850.9073 | 683.6308 | 6850.9073
3977 | 693.2537 | 6915.8083 | 693.2537 | 6915.8083
3978 | 716.0869 | 7117.1031 | 716.0869 | 7117.1031
3979 | 758.4477 | 7220.6355 | 758.4477 | 7220.6355
3980 | 806.7861 | 7301.2739 | 806.7861 | 7301.2739
3981 | 836.6626 | 7298.0983 | 836.6626 | 7298.0983
3982 | 865.6107 | 7262.6214 | 865.6107 | 7262.6214
3983 | 918.5088 | 7161.0496 | 918.5088 | 7161.0496
3984 | 911.6502 | 7040.2492 | 911.6502 | 7040.2492
3985 | 882.8854 | 6944.5661 | 882.8854 | 6944.5661
3986 | 888.8217 | 6824.3177 | 888.8217 | 6824.3177
3987 | 942.8957 | 6747.9213 | 942.8957 | 6747.9213
3988 | 980.2856 | 6669.093 | 980.2856 | 6669.093
3989 | 992.0544 | 6639.513 | 992.0544 | 6639.513
3990 | 962.686 | 6597.9459 | 962.686 | 6597.9459
3991 | 922.5364 | 6525.909 | 922.5364 | 6525.909
3992 | 895.2624 | 6466.2203 | 895.2624 | 6466.2203
3993 | 875.3543 | 6373.8234 | 875.3543 | 6373.8234
3994 | 835.6746 | 6271.4777 | 835.6746 | 6271.4777
3995 | 792.9636 | 6146.6299 | 792.9636 | 6146.6299
3996 | 746.7711 | 6045.3823 | 746.7711 | 6045.3823
3997 | 718.7591 | 5979.5192 | 718.7591 | 5979.5192
3998 | 695.6658 | 5926.6946 | 695.6658 | 5926.6946
3999 | 687.7873 | 5914.6851 | 687.7873 | 5914.6851
4000 | 686.8753 | 5936.0255 | 686.8753 | 5936.0255
4001 | 697.0546 | 6027.1206 | 697.0546 | 6027.1206
4002 | 725.2257 | 6239.4523 | 725.2257 | 6239.4523
4003 | 774.7717 | 6355.1989 | 774.7717 | 6355.1989
4004 | 837.3804 | 6477.1886 | 837.3804 | 6477.1886
4005 | 871.6491 | 6538.6154 | 871.6491 | 6538.6154
4006 | 888.3359 | 6599.3799 | 888.3359 | 6599.3799
4007 | 938.8286 | 6651.294 | 938.8286 | 6651.294
4008 | 929.4545 | 6691.0431 | 929.4545 | 6691.0431
4009 | 896.7761 | 6740.7521 | 896.7761 | 6740.7521
4010 | 900.7334 | 6748.0898 | 900.7334 | 6748.0898
4011 | 954.5919 | 6782.0619 | 954.5919 | 6782.0619
4012 | 982.4461 | 6790.2041 | 982.4461 | 6790.2041
4013 | 986.6677 | 6836.4105 | 986.6677 | 6836.4105
4014 | 963.5282 | 6852.5294 | 963.5282 | 6852.5294
4015 | 913.9282 | 6824.7871 | 913.9282 | 6824.7871
4016 | 894.4507 | 6798.6505 | 894.4507 | 6798.6505
4017 | 883.3762 | 6763.6451 | 883.3762 | 6763.6451
4018 | 846.0461 | 6729.1394 | 846.0461 | 6729.1394
4019 | 795.6602 | 6667.5695 | 795.6602 | 6667.5695
4020 | 752.0208 | 6634.0146 | 752.0208 | 6634.0146
4021 | 719.1312 | 6632.4596 | 719.1312 | 6632.4596
4022 | 700.1609 | 6624.6654 | 700.1609 | 6624.6654
4023 | 692.0586 | 6625.6058 | 692.0586 | 6625.6058
4024 | 691.6127 | 6620.7521 | 691.6127 | 6620.7521
4025 | 703.2848 | 6639.8869 | 703.2848 | 6639.8869
4026 | 732.417 | 6738.6125 | 732.417 | 6738.6125
4027 | 777.6834 | 6711.6157 | 777.6834 | 6711.6157
4028 | 838.6139 | 6688.2133 | 838.6139 | 6688.2133
4029 | 865.9129 | 6629.1177 | 865.9129 | 6629.1177
4030 | 896.002 | 6600.8515 | 896.002 | 6600.8515
4031 | 949.6219 | 6582.1297 | 949.6219 | 6582.1297
4032 | 942.0743 | 6571.1093 | 942.0743 | 6571.1093
4033 | 898.8952 | 6578.1424 | 898.8952 | 6578.1424
4034 | 918.8408 | 6540.5969 | 918.8408 | 6540.5969
4035 | 969.5195 | 6513.6456 | 969.5195 | 6513.6456
4036 | 1006.3844 | 6457.774 | 1006.3844 | 6457.774
4037 | 1003.5892 | 6459.8329 | 1003.5892 | 6459.8329
4038 | 972.3125 | 6449.3162 | 972.3125 | 6449.3162
4039 | 934.8951 | 6407.8882 | 934.8951 | 6407.8882
4040 | 914.1088 | 6390.4339 | 914.1088 | 6390.4339
4041 | 893.8817 | 6367.4956 | 893.8817 | 6367.4956
4042 | 854.8934 | 6320.9229 | 854.8934 | 6320.9229
4043 | 799.9328 | 6224.1822 | 799.9328 | 6224.1822
4044 | 757.8466 | 6134.4129 | 757.8466 | 6134.4129
4045 | 722.5145 | 6068.5499 | 722.5145 | 6068.5499
4046 | 700.6262 | 6003.0696 | 700.6262 | 6003.0696
4047 | 687.8578 | 5966.0433 | 687.8578 | 5966.0433
4048 | 686.8704 | 5938.9687 | 686.8704 | 5938.9687
4049 | 700.1667 | 5945.595 | 700.1667 | 5945.595
4050 | 727.5503 | 6039.7588 | 727.5503 | 6039.7588
4051 | 772.53 | 6011.7319 | 772.53 | 6011.7319
4052 | 838.7474 | 5980.8244 | 838.7474 | 5980.8244
4053 | 866.6197 | 5899.5079 | 866.6197 | 5899.5079
4054 | 883.9486 | 5832.392 | 883.9486 | 5832.392
4055 | 934.689 | 5761.5762 | 934.689 | 5761.5762
4056 | 936.0233 | 5697.1374 | 936.0233 | 5697.1374
4057 | 893.6817 | 5670.9128 | 893.6817 | 5670.9128
4058 | 900.4076 | 5638.3707 | 900.4076 | 5638.3707
4059 | 945.429 | 5656.5969 | 945.429 | 5656.5969
4060 | 974.8348 | 5651.3477 | 974.8348 | 5651.3477
4061 | 973.8782 | 5683.574 | 973.8782 | 5683.574
4062 | 951.7327 | 5694.5424 | 951.7327 | 5694.5424
4063 | 910.3038 | 5670.4791 | 910.3038 | 5670.4791
4064 | 882.5848 | 5655.2321 | 882.5848 | 5655.2321
4065 | 863.5171 | 5639.2102 | 863.5171 | 5639.2102
4066 | 832.1043 | 5592.7847 | 832.1043 | 5592.7847
4067 | 789.0066 | 5534.8937 | 789.0066 | 5534.8937
4068 | 742.1096 | 5477.6464 | 742.1096 | 5477.6464
4069 | 710.4534 | 5412.5191 | 710.4534 | 5412.5191
4070 | 687.5459 | 5331.4402 | 687.5459 | 5331.4402
4071 | 677.5825 | 5269.9856 | 677.5825 | 5269.9856
4072 | 672.7107 | 5227.9008 | 672.7107 | 5227.9008
4073 | 680.9414 | 5234.9687 | 680.9414 | 5234.9687
4074 | 707.345 | 5334.4301 | 707.345 | 5334.4301
4075 | 744.4142 | 5315.0855 | 744.4142 | 5315.0855
4076 | 801.3673 | 5290.0643 | 801.3673 | 5290.0643
4077 | 826.4994 | 5227.8784 | 826.4994 | 5227.8784
4078 | 854.8021 | 5200.2008 | 854.8021 | 5200.2008
4079 | 895.4881 | 5174.1211 | 895.4881 | 5174.1211
4080 | 896.3006 | 5137.0537 | 896.3006 | 5137.0537
4081 | 867.5201 | 5096.5548 | 867.5201 | 5096.5548
4082 | 882.9646 | 5021.6312 | 882.9646 | 5021.6312
4083 | 930.9859 | 5011.4559 | 930.9859 | 5011.4559
4084 | 963.3814 | 4998.8488 | 963.3814 | 4998.8488
4085 | 967.6861 | 5077.4299 | 967.6861 | 5077.4299
4086 | 931.8964 | 5186.9942 | 931.8964 | 5186.9942
4087 | 895.1812 | 5331.8683 | 895.1812 | 5331.8683
4088 | 867.1011 | 5560.4623 | 867.1011 | 5560.4623
4089 | 850.323 | 5807.4119 | 850.323 | 5807.4119
4090 | 825.549 | 6065.1621 | 825.549 | 6065.1621
4091 | 784.2581 | 6278.6307 | 784.2581 | 6278.6307
4092 | 744.9429 | 6508.4888 | 744.9429 | 6508.4888
4093 | 712.35 | 6747.9787 | 712.35 | 6747.9787
4094 | 690.7078 | 6965.925 | 690.7078 | 6965.925
4095 | 683.1827 | 7182.1577 | 683.1827 | 7182.1577
4096 | 678.6453 | 7390.8303 | 678.6453 | 7390.8303
4097 | 689.8534 | 7619.2239 | 689.8534 | 7619.2239
4098 | 708.279 | 7926.6197 | 708.279 | 7926.6197
4099 | 739.3285 | 8106.6744 | 739.3285 | 8106.6744
4100 | 771.5331 | 8272.3701 | 771.5331 | 8272.3701
4101 | 790.6354 | 8352.7803 | 790.6354 | 8352.7803
4102 | 819.4976 | 8410.0129 | 819.4976 | 8410.0129
4103 | 861.2734 | 8425.2847 | 861.2734 | 8425.2847
4104 | 872.1497 | 8414.2643 | 872.1497 | 8414.2643
4105 | 856.9231 | 8422.0332 | 856.9231 | 8422.0332
4106 | 870.9954 | 8393.9058 | 870.9954 | 8393.9058
4107 | 915.3629 | 8393.0015 | 915.3629 | 8393.0015
4108 | 943.8647 | 8365.9729 | 943.8647 | 8365.9729
4109 | 933.322 | 8389.9583 | 933.322 | 8389.9583
4110 | 916.07 | 8409.3147 | 916.07 | 8409.3147
4111 | 885.719 | 8377.0106 | 885.719 | 8377.0106
4112 | 871.9376 | 8325.5627 | 871.9376 | 8325.5627
4113 | 844.8687 | 8236.9919 | 844.8687 | 8236.9919
4114 | 821.0618 | 8123.6094 | 821.0618 | 8123.6094
4115 | 783.2023 | 7974.6276 | 783.2023 | 7974.6276
4116 | 748.7526 | 7854.5437 | 748.7526 | 7854.5437
4117 | 717.5524 | 7793.3897 | 717.5524 | 7793.3897
4118 | 700.6347 | 7698.6251 | 700.6347 | 7698.6251
4119 | 689.5133 | 7555.9392 | 689.5133 | 7555.9392
4120 | 682.8753 | 7388.4758 | 682.8753 | 7388.4758
4121 | 686.2568 | 7261.7769 | 686.2568 | 7261.7769
4122 | 702.5786 | 7235.2711 | 702.5786 | 7235.2711
4123 | 729.1887 | 7104.2335 | 729.1887 | 7104.2335
4124 | 763.3351 | 6989.0044 | 763.3351 | 6989.0044
4125 | 786.5333 | 6841.6139 | 786.5333 | 6841.6139
4126 | 817.2285 | 6723.7285 | 817.2285 | 6723.7285
4127 | 860.2808 | 6608.9125 | 860.2808 | 6608.9125
4128 | 865.6765 | 6503.858 | 865.6765 | 6503.858
4129 | 848.7201 | 6426.5696 | 848.7201 | 6426.5696
4130 | 858.1251 | 6331.3381 | 858.1251 | 6331.3381
4131 | 902.3221 | 6294.5272 | 902.3221 | 6294.5272
4132 | 933.162 | 6264.4083 | 933.162 | 6264.4083
4133 | 942.1279 | 6301.9323 | 942.1279 | 6301.9323
4134 | 914.6838 | 6334.2386 | 914.6838 | 6334.2386
4135 | 887.6248 | 6327.0985 | 887.6248 | 6327.0985
4136 | 868.3819 | 6321.4168 | 868.3819 | 6321.4168
4137 | 851.9921 | 6283.9098 | 851.9921 | 6283.9098
4138 | 828.6587 | 6214.969 | 828.6587 | 6214.969
4139 | 791.0773 | 6104.1012 | 791.0773 | 6104.1012
4140 | 755.3752 | 6020.5126 | 755.3752 | 6020.5126
4141 | 725.5384 | 5990.8504 | 725.5384 | 5990.8504
4142 | 704.6455 | 6004.3941 | 704.6455 | 6004.3941
4143 | 697.574 | 6080.3851 | 697.574 | 6080.3851
4144 | 689.4024 | 6195.3181 | 689.4024 | 6195.3181
4145 | 692.1652 | 6339.8316 | 692.1652 | 6339.8316
4146 | 706.2964 | 6531.2668 | 706.2964 | 6531.2668
4147 | 732.195 | 6587.12 | 732.195 | 6587.12
4148 | 770.8695 | 6640.2398 | 770.8695 | 6640.2398
4149 | 798.6127 | 6648.101 | 798.6127 | 6648.101
4150 | 828.6587 | 6668.6913 | 828.6587 | 6668.6913
4151 | 884.4871 | 6677.0467 | 884.4871 | 6677.0467
4152 | 877.2199 | 6679.1233 | 877.2199 | 6679.1233
4153 | 853.4468 | 6696.4575 | 853.4468 | 6696.4575
4154 | 868.1596 | 6680.1028 | 868.1596 | 6680.1028
4155 | 920.1196 | 6677.5797 | 920.1196 | 6677.5797
4156 | 950.65 | 6630.6848 | 950.65 | 6630.6848
4157 | 957.8174 | 6623.9142 | 957.8174 | 6623.9142
4158 | 933.0853 | 6589.705 | 933.0853 | 6589.705
4159 | 897.2037 | 6509.8688 | 897.2037 | 6509.8688
4160 | 869.6975 | 6437.083 | 869.6975 | 6437.083
4161 | 852.0829 | 6365.5825 | 852.0829 | 6365.5825
4162 | 830.686 | 6301.2037 | 830.686 | 6301.2037
4163 | 800.2472 | 6204.9045 | 800.2472 | 6204.9045
4164 | 761.5536 | 6126.4664 | 761.5536 | 6126.4664
4165 | 733.699 | 6080.3225 | 733.699 | 6080.3225
4166 | 712.2903 | 6032.2069 | 712.2903 | 6032.2069
4167 | 698.1821 | 6005.1873 | 698.1821 | 6005.1873
4168 | 691.3542 | 5992.9757 | 691.3542 | 5992.9757
4169 | 696.5173 | 6033.7427 | 696.5173 | 6033.7427
4170 | 721.304 | 6170.1409 | 721.304 | 6170.1409
4171 | 753.1072 | 6184.937 | 753.1072 | 6184.937
4172 | 793.7133 | 6190.0832 | 793.7133 | 6190.0832
4173 | 824.6685 | 6142.9073 | 824.6685 | 6142.9073
4174 | 852.4555 | 6099.7782 | 852.4555 | 6099.7782
4175 | 898.8335 | 6038.3806 | 898.8335 | 6038.3806
4176 | 912.3784 | 5984.0957 | 912.3784 | 5984.0957
4177 | 883.1003 | 5957.5768 | 883.1003 | 5957.5768
4178 | 887.2947 | 5906.0513 | 887.2947 | 5906.0513
4179 | 934.4413 | 5896.3174 | 934.4413 | 5896.3174
4180 | 966.7786 | 5873.8507 | 966.7786 | 5873.8507
4181 | 965.3481 | 5908.5788 | 965.3481 | 5908.5788
4182 | 951.6456 | 5925.8749 | 951.6456 | 5925.8749
4183 | 911.866 | 5910.1996 | 911.866 | 5910.1996
4184 | 876.6054 | 5902.0163 | 876.6054 | 5902.0163
4185 | 854.4237 | 5877.4592 | 854.4237 | 5877.4592
4186 | 839.4246 | 5845.0136 | 839.4246 | 5845.0136
4187 | 805.0382 | 5780.7949 | 805.0382 | 5780.7949
4188 | 772.8626 | 5735.6145 | 772.8626 | 5735.6145
4189 | 740.6522 | 5720.2267 | 740.6522 | 5720.2267
4190 | 714.4295 | 5706.2518 | 714.4295 | 5706.2518
4191 | 698.7014 | 5713.52 | 698.7014 | 5713.52
4192 | 690.523 | 5740.5996 | 690.523 | 5740.5996
4193 | 697.3083 | 5830.6646 | 697.3083 | 5830.6646
4194 | 722.0007 | 6004.7352 | 722.0007 | 6004.7352
4195 | 747.8601 | 6041.605 | 747.8601 | 6041.605
4196 | 786.217 | 6065.7346 | 786.217 | 6065.7346
4197 | 819.3401 | 6028.5655 | 819.3401 | 6028.5655
4198 | 845.5426 | 5994.1187 | 845.5426 | 5994.1187
4199 | 883.5909 | 5937.7244 | 883.5909 | 5937.7244
4200 | 895.6186 | 5872.1084 | 895.6186 | 5872.1084
4201 | 871.8459 | 5834.9941 | 871.8459 | 5834.9941
4202 | 877.4741 | 5785.5288 | 877.4741 | 5785.5288
4203 | 923.651 | 5773.2933 | 923.651 | 5773.2933
4204 | 955.0895 | 5741.7028 | 955.0895 | 5741.7028
4205 | 952.3855 | 5771.4274 | 952.3855 | 5771.4274
4206 | 930.0163 | 5790.4895 | 930.0163 | 5790.4895
4207 | 898.0105 | 5774.667 | 898.0105 | 5774.667
4208 | 865.6028 | 5759.7144 | 865.6028 | 5759.7144
4209 | 844.6427 | 5741.6322 | 844.6427 | 5741.6322
4210 | 816.5871 | 5720.9594 | 816.5871 | 5720.9594
4211 | 796.4011 | 5664.0985 | 796.4011 | 5664.0985
4212 | 771.8955 | 5623.0386 | 771.8955 | 5623.0386
4213 | 750.8765 | 5611.9183 | 750.8765 | 5611.9183
4214 | 728.854 | 5592.4986 | 728.854 | 5592.4986
4215 | 707.8136 | 5577.9874 | 707.8136 | 5577.9874
4216 | 697.0532 | 5566.6587 | 697.0532 | 5566.6587
4217 | 697.3212 | 5600.8037 | 697.3212 | 5600.8037
4218 | 715.274 | 5723.8104 | 715.274 | 5723.8104
4219 | 739.3068 | 5719.4759 | 739.3068 | 5719.4759
4220 | 762.3426 | 5714.0268 | 762.3426 | 5714.0268
4221 | 776.8009 | 5678.1821 | 776.8009 | 5678.1821
4222 | 800.7428 | 5673.7555 | 800.7428 | 5673.7555
4223 | 833.0377 | 5650.7662 | 833.0377 | 5650.7662
4224 | 837.0894 | 5632.8293 | 837.0894 | 5632.8293
4225 | 824.1022 | 5640.7454 | 824.1022 | 5640.7454
4226 | 837.3206 | 5628.6583 | 837.3206 | 5628.6583
4227 | 872.5762 | 5648.3561 | 872.5762 | 5648.3561
4228 | 899.744 | 5642.6654 | 899.744 | 5642.6654
4229 | 895.1874 | 5696.9654 | 895.1874 | 5696.9654
4230 | 871.1874 | 5739.5728 | 871.1874 | 5739.5728
4231 | 850.8175 | 5744.6468 | 850.8175 | 5744.6468
4232 | 827.9962 | 5756.1826 | 827.9962 | 5756.1826
4233 | 813.4421 | 5760.027 | 813.4421 | 5760.027
4234 | 792.5402 | 5756.7188 | 792.5402 | 5756.7188
4235 | 777.6429 | 5711.3362 | 777.6429 | 5711.3362
4236 | 759.6312 | 5681.9018 | 759.6312 | 5681.9018
4237 | 740.9047 | 5676.6679 | 740.9047 | 5676.6679
4238 | 720.4522 | 5655.6294 | 720.4522 | 5655.6294
4239 | 701.265 | 5651.5665 | 701.265 | 5651.5665
4240 | 693.3441 | 5667.1677 | 693.3441 | 5667.1677
4241 | 694.8943 | 5736.7777 | 694.8943 | 5736.7777
4242 | 709.3073 | 5908.0523 | 709.3073 | 5908.0523
4243 | 728.3557 | 5957.2834 | 728.3557 | 5957.2834
4244 | 752.8342 | 6003.4867 | 752.8342 | 6003.4867
4245 | 774.4284 | 5996.9265 | 774.4284 | 5996.9265
4246 | 807.3487 | 6007.8044 | 807.3487 | 6007.8044
4247 | 854.7347 | 6015.1296 | 854.7347 | 6015.1296
4248 | 874.5332 | 6022.3568 | 874.5332 | 6022.3568
4249 | 866.4529 | 6050.875 | 866.4529 | 6050.875
4250 | 882.5227 | 6048.7946 | 882.5227 | 6048.7946
4251 | 924.391 | 6073.2015 | 924.391 | 6073.2015
4252 | 956.9984 | 6070.6011 | 956.9984 | 6070.6011
4253 | 965.3665 | 6120.3392 | 965.3665 | 6120.3392
4254 | 929.4594 | 6151.4683 | 929.4594 | 6151.4683
4255 | 890.032 | 6137.5589 | 890.032 | 6137.5589
4256 | 857.8816 | 6124.0778 | 857.8816 | 6124.0778
4257 | 832.1457 | 6103.9354 | 832.1457 | 6103.9354
4258 | 814.6793 | 6082.3796 | 814.6793 | 6082.3796
4259 | 796.7565 | 6030.0807 | 796.7565 | 6030.0807
4260 | 777.9611 | 5996.2315 | 777.9611 | 5996.2315
4261 | 758.1477 | 5990.1146 | 758.1477 | 5990.1146
4262 | 735.6567 | 5980.5545 | 735.6567 | 5980.5545
4263 | 711.2786 | 5987.0869 | 711.2786 | 5987.0869
4264 | 697.9044 | 5995.6245 | 697.9044 | 5995.6245
4265 | 697.442 | 6046.6927 | 697.442 | 6046.6927
4266 | 710.0023 | 6194.2748 | 710.0023 | 6194.2748
4267 | 732.6616 | 6226.5827 | 732.6616 | 6226.5827
4268 | 754.572 | 6262.1906 | 754.572 | 6262.1906
4269 | 777.1476 | 6243.7106 | 777.1476 | 6243.7106
4270 | 809.8555 | 6233.9864 | 809.8555 | 6233.9864
4271 | 861.2812 | 6219.0907 | 861.2812 | 6219.0907
4272 | 877.3632 | 6203.0669 | 877.3632 | 6203.0669
4273 | 870.4548 | 6208.9228 | 870.4548 | 6208.9228
4274 | 879.002 | 6189.6249 | 879.002 | 6189.6249
4275 | 925.3489 | 6220.5067 | 925.3489 | 6220.5067
4276 | 956.2469 | 6239.5386 | 956.2469 | 6239.5386
4277 | 954.0809 | 6302.9624 | 954.0809 | 6302.9624
4278 | 929.3047 | 6344.6868 | 929.3047 | 6344.6868
4279 | 892.1287 | 6338.7239 | 892.1287 | 6338.7239
4280 | 863.1798 | 6319.2094 | 863.1798 | 6319.2094
4281 | 833.0638 | 6291.8563 | 833.0638 | 6291.8563
4282 | 811.7879 | 6266.9158 | 811.7879 | 6266.9158
4283 | 790.3544 | 6210.6436 | 790.3544 | 6210.6436
4284 | 774.9473 | 6180.3262 | 774.9473 | 6180.3262
4285 | 750.8085 | 6183.4803 | 750.8085 | 6183.4803
4286 | 726.8436 | 6190.2547 | 726.8436 | 6190.2547
4287 | 711.2637 | 6209.8842 | 711.2637 | 6209.8842
4288 | 699.482 | 6239.1712 | 699.482 | 6239.1712
4289 | 697.986 | 6301.5705 | 697.986 | 6301.5705
4290 | 708.8199 | 6437.2328 | 708.8199 | 6437.2328
4291 | 732.045 | 6445.9954 | 732.045 | 6445.9954
4292 | 752.5884 | 6446.4326 | 752.5884 | 6446.4326
4293 | 767.2263 | 6397.3437 | 767.2263 | 6397.3437
4294 | 799.282 | 6372.0206 | 799.282 | 6372.0206
4295 | 844.4012 | 6344.6165 | 844.4012 | 6344.6165
4296 | 867.7956 | 6317.8502 | 867.7956 | 6317.8502
4297 | 861.1172 | 6311.9335 | 861.1172 | 6311.9335
4298 | 877.6032 | 6285.2777 | 877.6032 | 6285.2777
4299 | 922.703 | 6290.2596 | 922.703 | 6290.2596
4300 | 947.6601 | 6268.0872 | 947.6601 | 6268.0872
4301 | 963.0808 | 6300.755 | 963.0808 | 6300.755
4302 | 933.7509 | 6314.2251 | 933.7509 | 6314.2251
4303 | 894.7999 | 6276.0346 | 894.7999 | 6276.0346
4304 | 867.4684 | 6229.443 | 867.4684 | 6229.443
4305 | 846.3938 | 6157.6481 | 846.3938 | 6157.6481
4306 | 826.276 | 6060.8945 | 826.276 | 6060.8945
4307 | 804.8689 | 5916.6218 | 804.8689 | 5916.6218
4308 | 783.806 | 5790.7988 | 783.806 | 5790.7988
4309 | 760.0221 | 5709.1898 | 760.0221 | 5709.1898
4310 | 739.7681 | 5637.3818 | 739.7681 | 5637.3818
4311 | 723.9113 | 5608.4491 | 723.9113 | 5608.4491
4312 | 715.5542 | 5616.6925 | 715.5542 | 5616.6925
4313 | 717.1743 | 5676.0014 | 717.1743 | 5676.0014
4314 | 727.3979 | 5837.5636 | 727.3979 | 5837.5636
4315 | 750.6035 | 5887.9719 | 750.6035 | 5887.9719
4316 | 777.6007 | 5945.6536 | 777.6007 | 5945.6536
4317 | 794.6762 | 5948.2172 | 794.6762 | 5948.2172
4318 | 830.7839 | 5938.9344 | 830.7839 | 5938.9344
4319 | 874.3848 | 5897.6974 | 874.3848 | 5897.6974
4320 | 895.0701 | 5873.8743 | 895.0701 | 5873.8743
4321 | 888.4384 | 5892.5329 | 888.4384 | 5892.5329
4322 | 892.7353 | 5899.7235 | 892.7353 | 5899.7235
4323 | 932.4927 | 5954.592 | 932.4927 | 5954.592
4324 | 971.874 | 5994.3732 | 971.874 | 5994.3732
4325 | 977.662 | 6086.4929 | 977.662 | 6086.4929
4326 | 952.1764 | 6157.3546 | 952.1764 | 6157.3546
4327 | 914.5717 | 6181.7063 | 914.5717 | 6181.7063
4328 | 877.1454 | 6204.5733 | 877.1454 | 6204.5733
4329 | 846.1106 | 6212.0966 | 846.1106 | 6212.0966
4330 | 832.2211 | 6210.4071 | 832.2211 | 6210.4071
4331 | 806.1476 | 6171.7939 | 806.1476 | 6171.7939
4332 | 786.0276 | 6154.4264 | 786.0276 | 6154.4264
4333 | 764.4972 | 6178.3298 | 764.4972 | 6178.3298
4334 | 743.7127 | 6216.1545 | 743.7127 | 6216.1545
4335 | 729.9699 | 6297.5904 | 729.9699 | 6297.5904
4336 | 716.8474 | 6439.7476 | 716.8474 | 6439.7476
4337 | 720.8973 | 6680.6497 | 720.8973 | 6680.6497
4338 | 736.0669 | 7031.1628 | 736.0669 | 7031.1628
4339 | 760.2269 | 7258.7495 | 760.2269 | 7258.7495
4340 | 791.4465 | 7473.4488 | 791.4465 | 7473.4488
4341 | 812.8734 | 7621.8461 | 812.8734 | 7621.8461
4342 | 839.9803 | 7776.9389 | 839.9803 | 7776.9389
4343 | 885.1581 | 7910.0842 | 885.1581 | 7910.0842
4344 | 902.3372 | 8016.496 | 902.3372 | 8016.496
4345 | 892.3463 | 8124.1852 | 892.3463 | 8124.1852
4346 | 906.1189 | 8192.8879 | 906.1189 | 8192.8879
4347 | 940.3338 | 8257.9104 | 940.3338 | 8257.9104
4348 | 978.1896 | 8282.3871 | 978.1896 | 8282.3871
4349 | 988.7295 | 8352.8745 | 988.7295 | 8352.8745
4350 | 963.7952 | 8395.9233 | 963.7952 | 8395.9233
4351 | 919.4795 | 8396.5826 | 919.4795 | 8396.5826
4352 | 882.8884 | 8389.5765 | 882.8884 | 8389.5765
4353 | 848.6059 | 8378.7051 | 848.6059 | 8378.7051
4354 | 827.784 | 8375.2497 | 827.784 | 8375.2497
4355 | 805.6064 | 8341.9341 | 805.6064 | 8341.9341
4356 | 757.5262 | 8328.3928 | 757.5262 | 8328.3928
4357 | 741.9034 | 8342.5837 | 741.9034 | 8342.5837
4358 | 725.6932 | 8343.0303 | 725.6932 | 8343.0303
4359 | 710.1166 | 8333.5225 | 710.1166 | 8333.5225
4360 | 697.7245 | 8283.6384 | 697.7245 | 8283.6384
4361 | 699.1175 | 8228.0169 | 699.1175 | 8228.0169
4362 | 715.3131 | 8256.8425 | 715.3131 | 8256.8425
4363 | 735.0125 | 8192.3204 | 735.0125 | 8192.3204
4364 | 763.2024 | 8145.9613 | 763.2024 | 8145.9613
4365 | 783.2918 | 8050.2233 | 783.2918 | 8050.2233
4366 | 814.5621 | 7968.9802 | 814.5621 | 7968.9802
4367 | 861.6891 | 7885.0674 | 861.6891 | 7885.0674
4368 | 875.7534 | 7799.8793 | 875.7534 | 7799.8793
4369 | 861.6667 | 7741.8685 | 861.6667 | 7741.8685
4370 | 878.2451 | 7671.8011 | 878.2451 | 7671.8011
4371 | 912.144 | 7646.7628 | 912.144 | 7646.7628
4372 | 940.785 | 7644.1625 | 940.785 | 7644.1625
4373 | 949.4535 | 7718.7703 | 949.4535 | 7718.7703
4374 | 916.6487 | 7779.1838 | 916.6487 | 7779.1838
4375 | 873.541 | 7805.4486 | 873.541 | 7805.4486
4376 | 844.4891 | 7827.2855 | 844.4891 | 7827.2855
4377 | 812.6755 | 7831.277 | 812.6755 | 7831.277
4378 | 786.7503 | 7833.8551 | 786.7503 | 7833.8551
4379 | 767.3934 | 7800.5396 | 767.3934 | 7800.5396
4380 | 756.7433 | 5365.4265 | 756.7433 | 5365.4265
4381 | 756.0686 | 5319.1972 | 756.0686 | 5319.1972
4382 | 740.7952 | 5306.3771 | 740.7952 | 5306.3771
4383 | 714.6068 | 5311.9229 | 714.6068 | 5311.9229
4384 | 701.2309 | 5350.1129 | 701.2309 | 5350.1129
4385 | 699.1692 | 5448.2501 | 699.1692 | 5448.2501
4386 | 704.5494 | 5617.3364 | 704.5494 | 5617.3364
4387 | 711.6944 | 5660.7707 | 711.6944 | 5660.7707
4388 | 716.9456 | 5667.2063 | 716.9456 | 5667.2063
4389 | 716.6332 | 5622.2872 | 716.6332 | 5622.2872
4390 | 725.2477 | 5593.2955 | 725.2477 | 5593.2955
4391 | 761.6739 | 5560.8048 | 761.6739 | 5560.8048
4392 | 779.9516 | 5553.5201 | 779.9516 | 5553.5201
4393 | 776.6513 | 5558.1762 | 776.6513 | 5558.1762
4394 | 797.1119 | 5564.0689 | 797.1119 | 5564.0689
4395 | 847.9831 | 5579.4449 | 847.9831 | 5579.4449
4396 | 879.0324 | 5560.1427 | 879.0324 | 5560.1427
4397 | 886.7322 | 5616.9475 | 886.7322 | 5616.9475
4398 | 868.4309 | 5702.9266 | 868.4309 | 5702.9266
4399 | 848.055 | 5784.2952 | 848.055 | 5784.2952
4400 | 831.706 | 5851.2761 | 831.706 | 5851.2761
4401 | 806.8603 | 5876.8954 | 806.8603 | 5876.8954
4402 | 787.9459 | 5886.0226 | 787.9459 | 5886.0226
4403 | 778.0027 | 5875.9826 | 778.0027 | 5875.9826
4404 | 764.0776 | 5869.0538 | 764.0776 | 5869.0538
4405 | 748.582 | 5887.0904 | 748.582 | 5887.0904
4406 | 732.7266 | 5913.3612 | 732.7266 | 5913.3612
4407 | 712.778 | 5956.2268 | 712.778 | 5956.2268
4408 | 698.5338 | 5997.7059 | 698.5338 | 5997.7059
4409 | 699.1751 | 6068.8971 | 699.1751 | 6068.8971
4410 | 706.8533 | 6236.8448 | 706.8533 | 6236.8448
4411 | 723.0655 | 6286.478 | 723.0655 | 6286.478
4412 | 742.9352 | 6324.161 | 742.9352 | 6324.161
4413 | 758.4343 | 6315.2966 | 758.4343 | 6315.2966
4414 | 779.9245 | 6301.7388 | 779.9245 | 6301.7388
4415 | 824.3987 | 6273.1698 | 824.3987 | 6273.1698
4416 | 844.8221 | 6257.1561 | 844.8221 | 6257.1561
4417 | 846.2466 | 6237.6493 | 846.2466 | 6237.6493
4418 | 867.6936 | 6213.3066 | 867.6936 | 6213.3066
4419 | 906.9664 | 6225.7729 | 906.9664 | 6225.7729
4420 | 943.0378 | 6224.3083 | 943.0378 | 6224.3083
4421 | 951.5867 | 6271.2455 | 951.5867 | 6271.2455
4422 | 927.974 | 6302.1938 | 927.974 | 6302.1938
4423 | 889.9853 | 6297.1575 | 889.9853 | 6297.1575
4424 | 866.625 | 6284.1855 | 866.625 | 6284.1855
4425 | 845.7035 | 6261.2259 | 845.7035 | 6261.2259
4426 | 821.54 | 6220.8886 | 821.54 | 6220.8886
4427 | 800.065 | 6150.1249 | 800.065 | 6150.1249
4428 | 782.6503 | 6077.0325 | 782.6503 | 6077.0325
4429 | 760.8949 | 6021.0621 | 760.8949 | 6021.0621
4430 | 741.0499 | 5959.0305 | 741.0499 | 5959.0305
4431 | 720.2886 | 5910.937 | 720.2886 | 5910.937
4432 | 706.9945 | 5882.4574 | 706.9945 | 5882.4574
4433 | 703.7942 | 5904.943 | 703.7942 | 5904.943
4434 | 713.2499 | 6017.1008 | 713.2499 | 6017.1008
4435 | 729.4339 | 6030.1733 | 729.4339 | 6030.1733
4436 | 748.094 | 6053.3079 | 748.094 | 6053.3079
4437 | 763.7008 | 6044.4435 | 763.7008 | 6044.4435
4438 | 790.2918 | 6038.2232 | 790.2918 | 6038.2232
4439 | 832.9567 | 6033.9437 | 832.9567 | 6033.9437
4440 | 852.4646 | 6054.9968 | 852.4646 | 6054.9968
4441 | 844.77 | 6071.0386 | 844.77 | 6071.0386
4442 | 869.0408 | 6076.2987 | 869.0408 | 6076.2987
4443 | 910.8142 | 6114.3196 | 910.8142 | 6114.3196
4444 | 948.6337 | 6140.5602 | 948.6337 | 6140.5602
4445 | 953.8021 | 6223.4256 | 953.8021 | 6223.4256
4446 | 937.3927 | 6308.8987 | 937.3927 | 6308.8987
4447 | 905.2892 | 6367.8753 | 905.2892 | 6367.8753
4448 | 877.7601 | 6416.2596 | 877.7601 | 6416.2596
4449 | 849.7736 | 6432.3908 | 849.7736 | 6432.3908
4450 | 819.3676 | 6406.9815 | 819.3676 | 6406.9815
4451 | 805.7878 | 6319.7717 | 805.7878 | 6319.7717
4452 | 779.5353 | 6199.492 | 779.5353 | 6199.492
4453 | 756.9528 | 6093.045 | 756.9528 | 6093.045
4454 | 732.6413 | 5983.067 | 732.6413 | 5983.067
4455 | 714.8927 | 5874.7558 | 714.8927 | 5874.7558
4456 | 702.0126 | 5793.0164 | 702.0126 | 5793.0164
4457 | 703.6509 | 5776.6642 | 703.6509 | 5776.6642
4458 | 709.2399 | 5861.6228 | 709.2399 | 5861.6228
4459 | 724.1551 | 5839.1467 | 724.1551 | 5839.1467
4460 | 739.3255 | 5843.6846 | 739.3255 | 5843.6846
4461 | 753.8755 | 5831.784 | 753.8755 | 5831.784
4462 | 780.7131 | 5859.3412 | 780.7131 | 5859.3412
4463 | 827.4112 | 5886.6887 | 827.4112 | 5886.6887
4464 | 843.8868 | 5924.4408 | 843.8868 | 5924.4408
4465 | 837.5046 | 5956.0431 | 837.5046 | 5956.0431
4466 | 847.0214 | 5973.9539 | 847.0214 | 5973.9539
4467 | 890.9133 | 6000.5891 | 890.9133 | 6000.5891
4468 | 929.7241 | 5980.4014 | 929.7241 | 5980.4014
4469 | 947.4677 | 6009.501 | 947.4677 | 6009.501
4470 | 928.3864 | 6045.7626 | 928.3864 | 6045.7626
4471 | 895.6947 | 6079.4377 | 895.6947 | 6079.4377
4472 | 876.7905 | 6116.6893 | 876.7905 | 6116.6893
4473 | 862.4501 | 6125.23 | 862.4501 | 6125.23
4474 | 838.4567 | 6139.6707 | 838.4567 | 6139.6707
4475 | 810.7419 | 6153.7936 | 810.7419 | 6153.7936
4476 | 779.9609 | 6175.582 | 779.9609 | 6175.582
4477 | 747.8455 | 6221.3238 | 747.8455 | 6221.3238
4478 | 726.8035 | 6259.9924 | 726.8035 | 6259.9924
4479 | 709.699 | 6312.3461 | 709.699 | 6312.3461
4480 | 695.7059 | 6371.5363 | 695.7059 | 6371.5363
4481 | 698.0812 | 6463.8542 | 698.0812 | 6463.8542
4482 | 704.1172 | 6660.5192 | 704.1172 | 6660.5192
4483 | 725.039 | 6743.0444 | 725.039 | 6743.0444
4484 | 746.7083 | 6818.6797 | 746.7083 | 6818.6797
4485 | 765.9309 | 6853.0809 | 765.9309 | 6853.0809
4486 | 793.7672 | 6890.2527 | 793.7672 | 6890.2527
4487 | 839.5395 | 6911.7809 | 839.5395 | 6911.7809
4488 | 851.0968 | 6929.2917 | 851.0968 | 6929.2917
4489 | 846.3621 | 6926.3574 | 846.3621 | 6926.3574
4490 | 853.337 | 6886.9602 | 853.337 | 6886.9602
4491 | 897.5157 | 6862.6128 | 897.5157 | 6862.6128
4492 | 935.3483 | 6820.1597 | 935.3483 | 6820.1597
4493 | 946.9014 | 6827.1205 | 946.9014 | 6827.1205
4494 | 930.0144 | 6821.8875 | 930.0144 | 6821.8875
4495 | 899.8032 | 6777.0013 | 899.8032 | 6777.0013
4496 | 884.9835 | 6724.0529 | 884.9835 | 6724.0529
4497 | 872.1287 | 6671.4904 | 872.1287 | 6671.4904
4498 | 842.1193 | 6628.8761 | 842.1193 | 6628.8761
4499 | 811.32 | 6574.3053 | 811.32 | 6574.3053
4500 | 779.1927 | 6545.7437 | 779.1927 | 6545.7437
4501 | 749.3233 | 6592.877 | 749.3233 | 6592.877
4502 | 726.0737 | 6672.7872 | 726.0737 | 6672.7872
4503 | 710.8429 | 6732.6048 | 710.8429 | 6732.6048
4504 | 699.9901 | 6772.4393 | 699.9901 | 6772.4393
4505 | 700.0787 | 6824.1482 | 700.0787 | 6824.1482
4506 | 713.2145 | 6923.5287 | 713.2145 | 6923.5287
4507 | 740.8567 | 6877.2691 | 740.8567 | 6877.2691
4508 | 778.5911 | 6822.728 | 778.5911 | 6822.728
4509 | 791.5427 | 6703.4223 | 791.5427 | 6703.4223
4510 | 819.9957 | 6550.3265 | 819.9957 | 6550.3265
4511 | 877.8615 | 6400.4366 | 877.8615 | 6400.4366
4512 | 877.9136 | 6313.8316 | 877.9136 | 6313.8316
4513 | 858.1956 | 6268.0111 | 858.1956 | 6268.0111
4514 | 877.8166 | 6191.2942 | 877.8166 | 6191.2942
4515 | 922.4411 | 6144.6815 | 922.4411 | 6144.6815
4516 | 963.1606 | 6090.7162 | 963.1606 | 6090.7162
4517 | 967.4444 | 6105.7734 | 967.4444 | 6105.7734
4518 | 943.792 | 6106.3598 | 943.792 | 6106.3598
4519 | 911.3972 | 6037.1841 | 911.3972 | 6037.1841
4520 | 894.1035 | 5961.7173 | 894.1035 | 5961.7173
4521 | 871.835 | 5873.9857 | 871.835 | 5873.9857
4522 | 844.4367 | 5784.5634 | 844.4367 | 5784.5634
4523 | 811.8808 | 5681.2872 | 811.8808 | 5681.2872
4524 | 774.659 | 5595.9236 | 774.659 | 5595.9236
4525 | 740.4707 | 5553.363 | 740.4707 | 5553.363
4526 | 724.5022 | 5527.8922 | 724.5022 | 5527.8922
4527 | 709.0935 | 5526.48 | 709.0935 | 5526.48
4528 | 697.5197 | 5547.5914 | 697.5197 | 5547.5914
4529 | 701.9684 | 5620.6802 | 701.9684 | 5620.6802
4530 | 717.1812 | 5792.1701 | 717.1812 | 5792.1701
4531 | 749.6087 | 5848.6347 | 749.6087 | 5848.6347
4532 | 801.0031 | 5894.2877 | 801.0031 | 5894.2877
4533 | 830.8413 | 5902.3753 | 830.8413 | 5902.3753
4534 | 862.6611 | 5918.6733 | 862.6611 | 5918.6733
4535 | 918.3049 | 5920.9723 | 918.3049 | 5920.9723
4536 | 916.6563 | 5919.6335 | 916.6563 | 5919.6335
4537 | 890.2618 | 5897.5965 | 890.2618 | 5897.5965
4538 | 903.7882 | 5858.4524 | 903.7882 | 5858.4524
4539 | 943.5931 | 5854.2197 | 943.5931 | 5854.2197
4540 | 985.3241 | 5835.8031 | 985.3241 | 5835.8031
4541 | 995.0134 | 5873.6317 | 995.0134 | 5873.6317
4542 | 974.4917 | 5909.2608 | 974.4917 | 5909.2608
4543 | 930.2104 | 5920.544 | 930.2104 | 5920.544
4544 | 908.5319 | 5927.9398 | 908.5319 | 5927.9398
4545 | 887.9618 | 5916.6188 | 887.9618 | 5916.6188
4546 | 863.3791 | 5889.4384 | 863.3791 | 5889.4384
4547 | 814.6963 | 5846.7593 | 814.6963 | 5846.7593
4548 | 772.6763 | 5816.4266 | 772.6763 | 5816.4266
4549 | 741.8278 | 5822.1919 | 741.8278 | 5822.1919
4550 | 723.5005 | 5830.1191 | 723.5005 | 5830.1191
4551 | 707.9363 | 5841.2313 | 707.9363 | 5841.2313
4552 | 695.7717 | 5855.3847 | 695.7717 | 5855.3847
4553 | 701.678 | 5918.9854 | 701.678 | 5918.9854
4554 | 719.4073 | 6112.7407 | 719.4073 | 6112.7407
4555 | 756.1635 | 6214.1156 | 756.1635 | 6214.1156
4556 | 810.659 | 6282.0339 | 810.659 | 6282.0339
4557 | 832.5859 | 6275.0671 | 832.5859 | 6275.0671
4558 | 862.1711 | 6256.955 | 862.1711 | 6256.955
4559 | 920.8049 | 6229.2716 | 920.8049 | 6229.2716
4560 | 910.345 | 6205.035 | 910.345 | 6205.035
4561 | 883.4261 | 6165.2869 | 883.4261 | 6165.2869
4562 | 898.2987 | 6123.9921 | 898.2987 | 6123.9921
4563 | 939.0581 | 6143.7959 | 939.0581 | 6143.7959
4564 | 977.6311 | 6159.1568 | 977.6311 | 6159.1568
4565 | 986.2761 | 6201.0337 | 986.2761 | 6201.0337
4566 | 974.2215 | 6214.6504 | 974.2215 | 6214.6504
4567 | 927.0403 | 6199.62 | 927.0403 | 6199.62
4568 | 905.5276 | 6195.7566 | 905.5276 | 6195.7566
4569 | 887.9951 | 6194.6828 | 887.9951 | 6194.6828
4570 | 859.4276 | 6205.7077 | 859.4276 | 6205.7077
4571 | 815.7746 | 6219.3246 | 815.7746 | 6219.3246
4572 | 774.0664 | 6246.2999 | 774.0664 | 6246.2999
4573 | 742.2133 | 6299.7586 | 742.2133 | 6299.7586
4574 | 720.4864 | 6355.2528 | 720.4864 | 6355.2528
4575 | 707.5175 | 6424.4319 | 707.5175 | 6424.4319
4576 | 698.134 | 6504.4959 | 698.134 | 6504.4959
4577 | 706.1376 | 6625.0251 | 706.1376 | 6625.0251
4578 | 723.2188 | 6834.4673 | 723.2188 | 6834.4673
4579 | 761.2578 | 6918.2576 | 761.2578 | 6918.2576
4580 | 815.1636 | 6982.3807 | 815.1636 | 6982.3807
4581 | 845.8085 | 6992.9985 | 845.8085 | 6992.9985
4582 | 869.426 | 6993.7361 | 869.426 | 6993.7361
4583 | 930.7401 | 6980.2215 | 930.7401 | 6980.2215
4584 | 925.0113 | 6974.961 | 925.0113 | 6974.961
4585 | 896.6977 | 6959.5024 | 896.6977 | 6959.5024
4586 | 906.8074 | 6934.6537 | 906.8074 | 6934.6537
4587 | 947.1943 | 6943.0718 | 947.1943 | 6943.0718
4588 | 989.7071 | 6933.2577 | 989.7071 | 6933.2577
4589 | 997.7115 | 6969.9477 | 997.7115 | 6969.9477
4590 | 977.4005 | 6990.5224 | 977.4005 | 6990.5224
4591 | 936.2199 | 6976.251 | 936.2199 | 6976.251
4592 | 910.571 | 6954.9296 | 910.571 | 6954.9296
4593 | 884.0574 | 6925.0119 | 884.0574 | 6925.0119
4594 | 855.4231 | 6895.5544 | 855.4231 | 6895.5544
4595 | 812.4821 | 6853.8874 | 812.4821 | 6853.8874
4596 | 774.1759 | 6817.2293 | 774.1759 | 6817.2293
4597 | 742.0231 | 6811.1029 | 742.0231 | 6811.1029
4598 | 722.0418 | 6815.6144 | 722.0418 | 6815.6144
4599 | 708.2431 | 6832.7989 | 708.2431 | 6832.7989
4600 | 697.4881 | 6860.6152 | 697.4881 | 6860.6152
4601 | 701.6523 | 6928.1376 | 701.6523 | 6928.1376
4602 | 715.4783 | 7074.832 | 715.4783 | 7074.832
4603 | 749.4937 | 7097.2661 | 749.4937 | 7097.2661
4604 | 793.8521 | 7114.7078 | 793.8521 | 7114.7078
4605 | 825.9306 | 7105.3374 | 825.9306 | 7105.3374
4606 | 854.8535 | 7099.7495 | 854.8535 | 7099.7495
4607 | 907.3175 | 7082.1868 | 907.3175 | 7082.1868
4608 | 912.9617 | 7075.4082 | 912.9617 | 7075.4082
4609 | 893.7074 | 7060.7086 | 893.7074 | 7060.7086
4610 | 904.7192 | 7035.6068 | 904.7192 | 7035.6068
4611 | 943.9936 | 7038.2056 | 943.9936 | 7038.2056
4612 | 988.8845 | 7026.2408 | 988.8845 | 7026.2408
4613 | 1002.4562 | 7073.684 | 1002.4562 | 7073.684
4614 | 983.9111 | 7111.8433 | 983.9111 | 7111.8433
4615 | 944.6836 | 7118.1927 | 944.6836 | 7118.1927
4616 | 919.221 | 7121.5402 | 919.221 | 7121.5402
4617 | 893.598 | 7120.7194 | 893.598 | 7120.7194
4618 | 863.2176 | 7115.1718 | 863.2176 | 7115.1718
4619 | 825.1341 | 7088.5592 | 825.1341 | 7088.5592
4620 | 792.0675 | 7059.9976 | 792.0675 | 7059.9976
4621 | 758.3424 | 7056.4014 | 758.3424 | 7056.4014
4622 | 733.763 | 7052.1839 | 733.763 | 7052.1839
4623 | 717.0279 | 7054.4404 | 717.0279 | 7054.4404
4624 | 707.2667 | 7066.5698 | 707.2667 | 7066.5698
4625 | 711.5204 | 7122.2005 | 711.5204 | 7122.2005
4626 | 721.5312 | 7272.8166 | 721.5312 | 7272.8166
4627 | 746.6346 | 7308.1545 | 746.6346 | 7308.1545
4628 | 784.1077 | 7343.5603 | 784.1077 | 7343.5603
4629 | 807.7747 | 7346.5876 | 807.7747 | 7346.5876
4630 | 833.6912 | 7344.9215 | 833.6912 | 7344.9215
4631 | 884.8938 | 7325.2081 | 884.8938 | 7325.2081
4632 | 884.6765 | 7313.6222 | 884.6765 | 7313.6222
4633 | 870.8148 | 7295.76 | 870.8148 | 7295.76
4634 | 883.939 | 7272.0498 | 883.939 | 7272.0498
4635 | 921.8433 | 7270.9798 | 921.8433 | 7270.9798
4636 | 961.5676 | 7246.3643 | 961.5676 | 7246.3643
4637 | 974.3193 | 7269.771 | 974.3193 | 7269.771
4638 | 952.0739 | 7270.99 | 952.0739 | 7270.99
4639 | 915.7789 | 7219.3989 | 915.7789 | 7219.3989
4640 | 893.9382 | 7149.3719 | 893.9382 | 7149.3719
4641 | 872.6571 | 7082.8936 | 872.6571 | 7082.8936
4642 | 846.7948 | 7026.7429 | 846.7948 | 7026.7429
4643 | 808.3714 | 6961.2925 | 808.3714 | 6961.2925
4644 | 774.4582 | 6908.0618 | 774.4582 | 6908.0618
4645 | 742.7898 | 6891.6883 | 742.7898 | 6891.6883
4646 | 723.8579 | 6884.8141 | 723.8579 | 6884.8141
4647 | 710.1145 | 6885.5526 | 710.1145 | 6885.5526
4648 | 699.3302 | 6894.7723 | 699.3302 | 6894.7723
4649 | 699.8875 | 6946.4812 | 699.8875 | 6946.4812
4650 | 708.8088 | 7096.4648 | 708.8088 | 7096.4648
4651 | 736.2802 | 7141.2908 | 736.2802 | 7141.2908
4652 | 767.2914 | 7185.2991 | 767.2914 | 7185.2991
4653 | 787.7453 | 7188.4529 | 787.7453 | 7188.4529
4654 | 826.8933 | 7185.0158 | 826.8933 | 7185.0158
4655 | 876.9473 | 7171.8808 | 876.9473 | 7171.8808
4656 | 879.1867 | 7167.6323 | 879.1867 | 7167.6323
4657 | 863.5125 | 7158.1196 | 863.5125 | 7158.1196
4658 | 877.541 | 7144.024 | 877.541 | 7144.024
4659 | 913.4655 | 7163.3217 | 913.4655 | 7163.3217
4660 | 954.0572 | 7168.562 | 954.0572 | 7168.562
4661 | 972.9672 | 7221.9511 | 972.9672 | 7221.9511
4662 | 949.5808 | 7254.1645 | 949.5808 | 7254.1645
4663 | 906.7264 | 7247.9896 | 906.7264 | 7247.9896
4664 | 890.5627 | 7235.5237 | 890.5627 | 7235.5237
4665 | 870.1061 | 7204.4675 | 870.1061 | 7204.4675
4666 | 834.9258 | 7149.8349 | 834.9258 | 7149.8349
4667 | 794.0673 | 7069.5831 | 794.0673 | 7069.5831
4668 | 759.1827 | 6995.2256 | 759.1827 | 6995.2256
4669 | 725.9996 | 6947.4782 | 725.9996 | 6947.4782
4670 | 705.1653 | 6905.1819 | 705.1653 | 6905.1819
4671 | 692.1998 | 6888.0828 | 692.1998 | 6888.0828
4672 | 682.5622 | 6887.5613 | 682.5622 | 6887.5613
4673 | 683.7653 | 6927.6316 | 683.7653 | 6927.6316
4674 | 699.1271 | 7057.1209 | 699.1271 | 7057.1209
4675 | 730.6645 | 7065.8921 | 730.6645 | 7065.8921
4676 | 771.5696 | 7066.7614 | 771.5696 | 7066.7614
4677 | 786.7528 | 7033.481 | 786.7528 | 7033.481
4678 | 812.585 | 7005.1218 | 812.585 | 7005.1218
4679 | 866.556 | 6971.366 | 866.556 | 6971.366
4680 | 872.6895 | 6956.2379 | 872.6895 | 6956.2379
4681 | 847.762 | 6942.1708 | 847.762 | 6942.1708
4682 | 855.1701 | 6925.7981 | 855.1701 | 6925.7981
4683 | 895.9334 | 6958.1262 | 895.9334 | 6958.1262
4684 | 933.8163 | 6987.403 | 933.8163 | 6987.403
4685 | 955.1807 | 7067.4852 | 955.1807 | 7067.4852
4686 | 932.5357 | 7125.7591 | 932.5357 | 7125.7591
4687 | 891.4077 | 7150.0726 | 891.4077 | 7150.0726
4688 | 875.0132 | 7168.7276 | 875.0132 | 7168.7276
4689 | 855.3259 | 7168.6658 | 855.3259 | 7168.6658
4690 | 826.6855 | 7156.5398 | 826.6855 | 7156.5398
4691 | 788.5511 | 7132.4574 | 788.5511 | 7132.4574
4692 | 749.7597 | 7114.2694 | 749.7597 | 7114.2694
4693 | 715.0162 | 7122.0589 | 715.0162 | 7122.0589
4694 | 694.8921 | 7124.4198 | 694.8921 | 7124.4198
4695 | 677.6774 | 7118.5799 | 677.6774 | 7118.5799
4696 | 671.1316 | 7107.4318 | 671.1316 | 7107.4318
4697 | 675.6023 | 7133.8392 | 675.6023 | 7133.8392
4698 | 695.4141 | 7257.7622 | 695.4141 | 7257.7622
4699 | 740.8834 | 7264.5093 | 740.8834 | 7264.5093
4700 | 803.1409 | 7261.0773 | 803.1409 | 7261.0773
4701 | 831.1212 | 7226.1522 | 831.1212 | 7226.1522
4702 | 855.2301 | 7199.3111 | 855.2301 | 7199.3111
4703 | 913.3902 | 7158.4709 | 913.3902 | 7158.4709
4704 | 907.6482 | 7124.3667 | 907.6482 | 7124.3667
4705 | 874.6277 | 7080.8233 | 874.6277 | 7080.8233
4706 | 893.5001 | 7027.2573 | 893.5001 | 7027.2573
4707 | 920.8425 | 7008.2232 | 920.8425 | 7008.2232
4708 | 970.8762 | 6977.7884 | 970.8762 | 6977.7884
4709 | 993.1453 | 6999.677 | 993.1453 | 6999.677
4710 | 979.9834 | 7004.3117 | 979.9834 | 7004.3117
4711 | 927.0391 | 6979.5402 | 927.0391 | 6979.5402
4712 | 908.8832 | 6958.9778 | 908.8832 | 6958.9778
4713 | 894.1538 | 6929.9457 | 894.1538 | 6929.9457
4714 | 846.3416 | 6888.2169 | 846.3416 | 6888.2169
4715 | 802.6018 | 6825.5497 | 802.6018 | 6825.5497
4716 | 761.2196 | 6765.7406 | 761.2196 | 6765.7406
4717 | 726.1791 | 6730.1379 | 726.1791 | 6730.1379
4718 | 709.2086 | 6689.1067 | 709.2086 | 6689.1067
4719 | 698.9256 | 6634.8143 | 698.9256 | 6634.8143
4720 | 687.3866 | 6593.1778 | 687.3866 | 6593.1778
4721 | 694.3876 | 6602.1272 | 694.3876 | 6602.1272
4722 | 718.7953 | 6713.1464 | 718.7953 | 6713.1464
4723 | 760.8022 | 6710.7849 | 760.8022 | 6710.7849
4724 | 834.0488 | 6709.8831 | 834.0488 | 6709.8831
4725 | 851.6482 | 6671.4158 | 851.6482 | 6671.4158
4726 | 875.5129 | 6642.1711 | 875.5129 | 6642.1711
4727 | 933.8411 | 6619.801 | 933.8411 | 6619.801
4728 | 929.6573 | 6624.4081 | 929.6573 | 6624.4081
4729 | 895.8663 | 6633.998 | 895.8663 | 6633.998
4730 | 905.3655 | 6633.5652 | 905.3655 | 6633.5652
4731 | 938.5595 | 6665.0078 | 938.5595 | 6665.0078
4732 | 993.4155 | 6676.5735 | 993.4155 | 6676.5735
4733 | 1018.5165 | 6730.8481 | 1018.5165 | 6730.8481
4734 | 1003.5535 | 6762.5554 | 1003.5535 | 6762.5554
4735 | 954.5288 | 6755.1155 | 954.5288 | 6755.1155
4736 | 927.4021 | 6741.6375 | 927.4021 | 6741.6375
4737 | 904.9305 | 6722.0935 | 904.9305 | 6722.0935
4738 | 869.4823 | 6703.0096 | 869.4823 | 6703.0096
4739 | 825.562 | 6657.9269 | 825.562 | 6657.9269
4740 | 775.7273 | 6621.0158 | 775.7273 | 6621.0158
4741 | 740.977 | 6628.1727 | 740.977 | 6628.1727
4742 | 727.8758 | 6647.4856 | 727.8758 | 6647.4856
4743 | 715.6174 | 6669.0979 | 715.6174 | 6669.0979
4744 | 711.8853 | 6694.8901 | 711.8853 | 6694.8901
4745 | 717.6369 | 6755.7076 | 717.6369 | 6755.7076
4746 | 741.4037 | 6912.6491 | 741.4037 | 6912.6491
4747 | 784.566 | 6961.7763 | 784.566 | 6961.7763
4748 | 841.7147 | 7011.604 | 841.7147 | 7011.604
4749 | 866.8535 | 7021.9688 | 866.8535 | 7021.9688
4750 | 892.3261 | 7036.4957 | 892.3261 | 7036.4957
4751 | 937.354 | 7043.8549 | 937.354 | 7043.8549
4752 | 925.3378 | 7058.7091 | 925.3378 | 7058.7091
4753 | 898.6302 | 7058.558 | 898.6302 | 7058.558
4754 | 913.3921 | 7031.3056 | 913.3921 | 7031.3056
4755 | 942.5607 | 7028.9705 | 942.5607 | 7028.9705
4756 | 991.9942 | 7004.2285 | 991.9942 | 7004.2285
4757 | 1013.429 | 7023.4605 | 1013.429 | 7023.4605
4758 | 989.6648 | 7027.2096 | 989.6648 | 7027.2096
4759 | 941.5228 | 6996.1127 | 941.5228 | 6996.1127
4760 | 922.1778 | 6959.8634 | 922.1778 | 6959.8634
4761 | 907.7207 | 6900.3429 | 907.7207 | 6900.3429
4762 | 864.8535 | 6824.5835 | 864.8535 | 6824.5835
4763 | 819.8152 | 6740.5365 | 819.8152 | 6740.5365
4764 | 777.8157 | 6681.9925 | 777.8157 | 6681.9925
4765 | 748.2043 | 6647.7814 | 748.2043 | 6647.7814
4766 | 730.8843 | 6601.8163 | 730.8843 | 6601.8163
4767 | 718.5388 | 6582.3136 | 718.5388 | 6582.3136
4768 | 710.5512 | 6582.8042 | 710.5512 | 6582.8042
4769 | 715.684 | 6601.2416 | 715.684 | 6601.2416
4770 | 735.0481 | 6722.761 | 735.0481 | 6722.761
4771 | 771.4001 | 6720.779 | 771.4001 | 6720.779
4772 | 817.6679 | 6703.3047 | 817.6679 | 6703.3047
4773 | 845.0418 | 6655.3493 | 845.0418 | 6655.3493
4774 | 874.306 | 6616.6165 | 874.306 | 6616.6165
4775 | 928.1431 | 6562.6195 | 928.1431 | 6562.6195
4776 | 930.2837 | 6518.5211 | 930.2837 | 6518.5211
4777 | 905.9479 | 6473.9657 | 905.9479 | 6473.9657
4778 | 918.4159 | 6432.671 | 918.4159 | 6432.671
4779 | 949.2809 | 6423.5045 | 949.2809 | 6423.5045
4780 | 999.4774 | 6396.8649 | 999.4774 | 6396.8649
4781 | 1024.8657 | 6426.7235 | 1024.8657 | 6426.7235
4782 | 1003.2568 | 6448.1837 | 1003.2568 | 6448.1837
4783 | 965.7185 | 6440.3643 | 965.7185 | 6440.3643
4784 | 934.7793 | 6430.9345 | 934.7793 | 6430.9345
4785 | 914.8841 | 6409.1134 | 914.8841 | 6409.1134
4786 | 886.4049 | 6367.2581 | 886.4049 | 6367.2581
4787 | 834.1219 | 6293.7111 | 834.1219 | 6293.7111
4788 | 790.9747 | 6220.1128 | 790.9747 | 6220.1128
4789 | 760.5245 | 6171.3532 | 760.5245 | 6171.3532
4790 | 740.5865 | 6130.575 | 740.5865 | 6130.575
4791 | 727.3523 | 6099.054 | 727.3523 | 6099.054
4792 | 719.2884 | 6082.3396 | 719.2884 | 6082.3396
4793 | 724.622 | 6101.7891 | 724.622 | 6101.7891
4794 | 740.8263 | 6223.688 | 740.8263 | 6223.688
4795 | 769.2156 | 6260.2909 | 769.2156 | 6260.2909
4796 | 803.257 | 6337.1913 | 803.257 | 6337.1913
4797 | 825.9398 | 6425.1053 | 825.9398 | 6425.1053
4798 | 853.062 | 6489.2232 | 853.062 | 6489.2232
4799 | 908.9338 | 6504.8055 | 908.9338 | 6504.8055
4800 | 916.8654 | 6506.2499 | 916.8654 | 6506.2499
4801 | 895.5996 | 6494.713 | 895.5996 | 6494.713
4802 | 892.8144 | 6476.5691 | 892.8144 | 6476.5691
4803 | 919.2796 | 6482.4571 | 919.2796 | 6482.4571
4804 | 973.5664 | 6459.8657 | 973.5664 | 6459.8657
4805 | 995.6963 | 6492.7605 | 995.6963 | 6492.7605
4806 | 977.8284 | 6520.1666 | 977.8284 | 6520.1666
4807 | 940.9017 | 6513.1062 | 940.9017 | 6513.1062
4808 | 912.1979 | 6485.8389 | 912.1979 | 6485.8389
4809 | 894.3232 | 6423.4088 | 894.3232 | 6423.4088
4810 | 866.5951 | 6332.9745 | 866.5951 | 6332.9745
4811 | 825.6429 | 6210.9751 | 825.6429 | 6210.9751
4812 | 788.2209 | 6105.1172 | 788.2209 | 6105.1172
4813 | 754.986 | 6048.3877 | 754.986 | 6048.3877
4814 | 737.0198 | 6008.4951 | 737.0198 | 6008.4951
4815 | 724.732 | 5988.3598 | 724.732 | 5988.3598
4816 | 715.362 | 6003.6518 | 715.362 | 6003.6518
4817 | 717.6653 | 6070.4152 | 717.6653 | 6070.4152
4818 | 730.5599 | 6212.5553 | 730.5599 | 6212.5553
4819 | 756.1585 | 6223.3506 | 756.1585 | 6223.3506
4820 | 787.728 | 6219.0331 | 787.728 | 6219.0331
4821 | 809.7232 | 6173.2284 | 809.7232 | 6173.2284
4822 | 843.0153 | 6129.8147 | 843.0153 | 6129.8147
4823 | 893.2309 | 6066.9622 | 893.2309 | 6066.9622
4824 | 896.5181 | 6018.9421 | 896.5181 | 6018.9421
4825 | 868.5304 | 5968.4408 | 868.5304 | 5968.4408
4826 | 886.4354 | 5919.5556 | 886.4354 | 5919.5556
4827 | 916.5782 | 5900.142 | 916.5782 | 5900.142
4828 | 969.8342 | 5865.1529 | 969.8342 | 5865.1529
4829 | 989.8581 | 5887.927 | 989.8581 | 5887.927
4830 | 964.0621 | 5895.5979 | 964.0621 | 5895.5979
4831 | 926.8042 | 5870.953 | 926.8042 | 5870.953
4832 | 905.7454 | 5836.7277 | 905.7454 | 5836.7277
4833 | 888.1104 | 5814.4005 | 888.1104 | 5814.4005
4834 | 858.8563 | 5804.1721 | 858.8563 | 5804.1721
4835 | 817.9277 | 5787.1742 | 817.9277 | 5787.1742
4836 | 775.3332 | 5776.7031 | 775.3332 | 5776.7031
4837 | 742.2547 | 5794.1072 | 742.2547 | 5794.1072
4838 | 725.601 | 5813.2936 | 725.601 | 5813.2936
4839 | 711.5008 | 5829.3396 | 711.5008 | 5829.3396
4840 | 705.7417 | 5845.0111 | 705.7417 | 5845.0111
4841 | 711.2489 | 5899.6297 | 711.2489 | 5899.6297
4842 | 725.4678 | 6045.059 | 725.4678 | 6045.059
4843 | 765.2566 | 6069.2642 | 765.2566 | 6069.2642
4844 | 807.7172 | 6085.3144 | 807.7172 | 6085.3144
4845 | 824.9959 | 6062.6606 | 824.9959 | 6062.6606
4846 | 849.4487 | 6039.3617 | 849.4487 | 6039.3617
4847 | 906.998 | 6007.3771 | 906.998 | 6007.3771
4848 | 901.928 | 5994.3996 | 901.928 | 5994.3996
4849 | 866.8493 | 5985.3929 | 866.8493 | 5985.3929
4850 | 875.4968 | 5981.7974 | 875.4968 | 5981.7974
4851 | 909.3211 | 6016.0231 | 909.3211 | 6016.0231
4852 | 962.4694 | 6030.4985 | 962.4694 | 6030.4985
4853 | 982.9516 | 6085.5321 | 982.9516 | 6085.5321
4854 | 970.29 | 6123.1853 | 970.29 | 6123.1853
4855 | 930.9035 | 6123.2094 | 930.9035 | 6123.2094
4856 | 909.8565 | 6114.4122 | 909.8565 | 6114.4122
4857 | 888.7212 | 6099.549 | 888.7212 | 6099.549
4858 | 858.9188 | 6086.5374 | 858.9188 | 6086.5374
4859 | 816.4846 | 6062.8345 | 816.4846 | 6062.8345
4860 | 773.3201 | 6050.0864 | 773.3201 | 6050.0864
4861 | 742.8444 | 6068.1229 | 742.8444 | 6068.1229
4862 | 724.4329 | 6091.4841 | 724.4329 | 6091.4841
4863 | 706.9771 | 6109.9337 | 706.9771 | 6109.9337
4864 | 703.7785 | 6133.7018 | 703.7785 | 6133.7018
4865 | 709.0528 | 6203.2483 | 709.0528 | 6203.2483
4866 | 731.9417 | 6366.0092 | 731.9417 | 6366.0092
4867 | 780.8886 | 6407.2929 | 780.8886 | 6407.2929
4868 | 839.2378 | 6442.8252 | 839.2378 | 6442.8252
4869 | 866.6455 | 6454.5816 | 866.6455 | 6454.5816
4870 | 888.8593 | 6487.9581 | 888.8593 | 6487.9581
4871 | 938.3563 | 6522.2635 | 938.3563 | 6522.2635
4872 | 927.5208 | 6566.7206 | 927.5208 | 6566.7206
4873 | 895.9333 | 6607.6844 | 895.9333 | 6607.6844
4874 | 907.5898 | 6643.1798 | 907.5898 | 6643.1798
4875 | 934.0662 | 6694.8636 | 934.0662 | 6694.8636
4876 | 993.2974 | 6716.1704 | 993.2974 | 6716.1704
4877 | 1015.5126 | 6788.7886 | 1015.5126 | 6788.7886
4878 | 995.853 | 6849.2132 | 995.853 | 6849.2132
4879 | 957.4504 | 6875.9304 | 957.4504 | 6875.9304
4880 | 933.7085 | 6898.5071 | 933.7085 | 6898.5071
4881 | 915.2152 | 6912.3612 | 915.2152 | 6912.3612
4882 | 877.8788 | 6923.133 | 877.8788 | 6923.133
4883 | 820.0585 | 6922.4546 | 820.0585 | 6922.4546
4884 | 777.9517 | 6925.3934 | 777.9517 | 6925.3934
4885 | 745.4861 | 6961.0145 | 745.4861 | 6961.0145
4886 | 727.0087 | 6996.7735 | 727.0087 | 6996.7735
4887 | 710.7785 | 7024.3316 | 710.7785 | 7024.3316
4888 | 705.2964 | 7044.4309 | 705.2964 | 7044.4309
4889 | 709.3375 | 7094.1157 | 709.3375 | 7094.1157
4890 | 727.1767 | 7226.1352 | 727.1767 | 7226.1352
4891 | 776.6931 | 7233.6414 | 776.6931 | 7233.6414
4892 | 831.6566 | 7234.7636 | 831.6566 | 7234.7636
4893 | 858.0214 | 7219.4473 | 858.0214 | 7219.4473
4894 | 878.1805 | 7220.944 | 878.1805 | 7220.944
4895 | 929.7541 | 7212.6162 | 929.7541 | 7212.6162
4896 | 924.8005 | 7214.3137 | 924.8005 | 7214.3137
4897 | 888.1011 | 7206.319 | 888.1011 | 7206.319
4898 | 899.9964 | 7181.5967 | 899.9964 | 7181.5967
4899 | 926.7332 | 7162.1832 | 926.7332 | 7162.1832
4900 | 985.1493 | 7112.6456 | 985.1493 | 7112.6456
4901 | 1013.8699 | 7111.1303 | 1013.8699 | 7111.1303
4902 | 999.3178 | 7088.4393 | 999.3178 | 7088.4393
4903 | 956.049 | 7024.83 | 956.049 | 7024.83
4904 | 928.2352 | 6949.9957 | 928.2352 | 6949.9957
4905 | 898.5878 | 6871.4992 | 898.5878 | 6871.4992
4906 | 865.2113 | 6779.6733 | 865.2113 | 6779.6733
4907 | 813.8859 | 6667.415 | 813.8859 | 6667.415
4908 | 774.3913 | 6582.5574 | 774.3913 | 6582.5574
4909 | 739.5046 | 6552.6476 | 739.5046 | 6552.6476
4910 | 725.9099 | 6543.1167 | 725.9099 | 6543.1167
4911 | 713.1471 | 6534.7467 | 713.1471 | 6534.7467
4912 | 704.4136 | 6539.159 | 704.4136 | 6539.159
4913 | 712.7153 | 6595.9283 | 712.7153 | 6595.9283
4914 | 733.1567 | 6744.2673 | 733.1567 | 6744.2673
4915 | 775.8574 | 6774.1653 | 775.8574 | 6774.1653
4916 | 829.7195 | 6796.2878 | 829.7195 | 6796.2878
4917 | 857.1437 | 6789.1945 | 857.1437 | 6789.1945
4918 | 877.9143 | 6799.1672 | 877.9143 | 6799.1672
4919 | 928.8584 | 6805.8939 | 928.8584 | 6805.8939
4920 | 929.0674 | 6825.4289 | 929.0674 | 6825.4289
4921 | 893.4127 | 6839.1936 | 893.4127 | 6839.1936
4922 | 903.3876 | 6840.6584 | 903.3876 | 6840.6584
4923 | 932.0827 | 6865.143 | 932.0827 | 6865.143
4924 | 981.1202 | 6863.6784 | 981.1202 | 6863.6784
4925 | 1004.294 | 6909.0975 | 1004.294 | 6909.0975
4926 | 984.827 | 6930.0517 | 984.827 | 6930.0517
4927 | 939.7024 | 6903.6356 | 939.7024 | 6903.6356
4928 | 915.0224 | 6858.6572 | 915.0224 | 6858.6572
4929 | 892.8089 | 6788.0041 | 892.8089 | 6788.0041
4930 | 853.5804 | 6705.6663 | 853.5804 | 6705.6663
4931 | 813.8497 | 6623.8963 | 813.8497 | 6623.8963
4932 | 777.3065 | 6545.6171 | 777.3065 | 6545.6171
4933 | 746.5455 | 6547.3342 | 746.5455 | 6547.3342
4934 | 725.3817 | 6572.9726 | 725.3817 | 6572.9726
4935 | 711.4661 | 6618.6213 | 711.4661 | 6618.6213
4936 | 704.0955 | 6661.9981 | 704.0955 | 6661.9981
4937 | 708.9585 | 6748.7496 | 708.9585 | 6748.7496
4938 | 723.1117 | 6942.8844 | 723.1117 | 6942.8844
4939 | 758.7299 | 7021.7409 | 758.7299 | 7021.7409
4940 | 803.9509 | 7088.9002 | 803.9509 | 7088.9002
4941 | 833.662 | 7113.9399 | 833.662 | 7113.9399
4942 | 858.6618 | 7129.9849 | 858.6618 | 7129.9849
4943 | 906.9219 | 7118.621 | 906.9219 | 7118.621
4944 | 905.0528 | 7106.276 | 905.0528 | 7106.276
4945 | 879.9267 | 7080.6968 | 879.9267 | 7080.6968
4946 | 885.5727 | 7044.5889 | 885.5727 | 7044.5889
4947 | 914.5354 | 7038.8381 | 914.5354 | 7038.8381
4948 | 962.0999 | 7017.8913 | 962.0999 | 7017.8913
4949 | 982.6189 | 7047.7499 | 982.6189 | 7047.7499
4950 | 977.3128 | 7067.5656 | 977.3128 | 7067.5656
4951 | 929.1615 | 7054.9388 | 929.1615 | 7054.9388
4952 | 901.5527 | 7033.9969 | 901.5527 | 7033.9969
4953 | 877.5789 | 6985.3561 | 877.5789 | 6985.3561
4954 | 847.6832 | 6909.4702 | 847.6832 | 6909.4702
4955 | 807.1411 | 6811.6338 | 807.1411 | 6811.6338
4956 | 765.3168 | 6722.728 | 765.3168 | 6722.728
4957 | 731.7085 | 6656.6369 | 731.7085 | 6656.6369
4958 | 711.4699 | 6593.0873 | 711.4699 | 6593.0873
4959 | 698.4815 | 6544.6143 | 698.4815 | 6544.6143
4960 | 690.4927 | 6504.3694 | 690.4927 | 6504.3694
4961 | 697.5286 | 6505.9813 | 697.5286 | 6505.9813
4962 | 709.8343 | 6608.5245 | 709.8343 | 6608.5245
4963 | 743.587 | 6599.5846 | 743.587 | 6599.5846
4964 | 771.4803 | 6586.9175 | 771.4803 | 6586.9175
4965 | 798.9948 | 6543.0105 | 798.9948 | 6543.0105
4966 | 827.5681 | 6509.4645 | 827.5681 | 6509.4645
4967 | 872.2203 | 6470.7749 | 872.2203 | 6470.7749
4968 | 876.4458 | 6449.9539 | 876.4458 | 6449.9539
4969 | 856.486 | 6432.9772 | 856.486 | 6432.9772
4970 | 871.5089 | 6414.7069 | 871.5089 | 6414.7069
4971 | 894.2307 | 6441.3421 | 894.2307 | 6441.3421
4972 | 940.4861 | 6453.1608 | 940.4861 | 6453.1608
4973 | 967.2104 | 6509.8391 | 967.2104 | 6509.8391
4974 | 950.5754 | 6555.8418 | 950.5754 | 6555.8418
4975 | 918.0436 | 6574.7155 | 918.0436 | 6574.7155
4976 | 894.9977 | 6591.7258 | 894.9977 | 6591.7258
4977 | 875.6225 | 6600.3931 | 875.6225 | 6600.3931
4978 | 848.3284 | 6602.689 | 848.3284 | 6602.689
4979 | 805.153 | 6588.4742 | 805.153 | 6588.4742
4980 | 763.0171 | 6580.7863 | 763.0171 | 6580.7863
4981 | 736.5305 | 6604.6422 | 736.5305 | 6604.6422
4982 | 718.9345 | 6628.0034 | 718.9345 | 6628.0034
4983 | 702.4842 | 6651.1338 | 702.4842 | 6651.1338
4984 | 698.6065 | 6670.9801 | 698.6065 | 6670.9801
4985 | 700.0699 | 6722.0565 | 700.0699 | 6722.0565
4986 | 711.6162 | 6861.0339 | 711.6162 | 6861.0339
4987 | 745.8001 | 6883.3415 | 745.8001 | 6883.3415
4988 | 771.1011 | 6898.2531 | 771.1011 | 6898.2531
4989 | 795.9259 | 6882.5572 | 795.9259 | 6882.5572
4990 | 831.2812 | 6874.9453 | 831.2812 | 6874.9453
4991 | 879.6739 | 6857.762 | 879.6739 | 6857.762
4992 | 877.4774 | 6855.5377 | 877.4774 | 6855.5377
4993 | 865.7343 | 6851.9708 | 865.7343 | 6851.9708
4994 | 872.4745 | 6842.4295 | 872.4745 | 6842.4295
4995 | 896.5941 | 6854.6429 | 896.5941 | 6854.6429
4996 | 944.4011 | 6842.6781 | 944.4011 | 6842.6781
4997 | 979.8803 | 6874.1813 | 979.8803 | 6874.1813
4998 | 961.5975 | 6880.3341 | 961.5975 | 6880.3341
4999 | 915.1543 | 6846.7071 | 915.1543 | 6846.7071
5000 | 890.0107 | 6806.789 | 890.0107 | 6806.789
5001 | 879.7272 | 6756.5036 | 879.7272 | 6756.5036
5002 | 852.4483 | 6704.1482 | 852.4483 | 6704.1482
5003 | 811.7212 | 6637.0531 | 811.7212 | 6637.0531
5004 | 769.4164 | 6574.4609 | 769.4164 | 6574.4609
5005 | 736.4094 | 6535.822 | 736.4094 | 6535.822
5006 | 715.5083 | 6493.2727 | 715.5083 | 6493.2727
5007 | 704.8071 | 6445.4322 | 704.8071 | 6445.4322
5008 | 698.2155 | 6396.2053 | 698.2155 | 6396.2053
5009 | 702.5592 | 6394.0219 | 702.5592 | 6394.0219
5010 | 717.5356 | 6488.7217 | 717.5356 | 6488.7217
5011 | 747.8548 | 6463.2093 | 747.8548 | 6463.2093
5012 | 783.6565 | 6425.2407 | 783.6565 | 6425.2407
5013 | 808.3018 | 6367.4177 | 808.3018 | 6367.4177
5014 | 833.633 | 6330.0765 | 833.633 | 6330.0765
5015 | 877.48 | 6281.8988 | 877.48 | 6281.8988
5016 | 874.7447 | 6243.4933 | 874.7447 | 6243.4933
5017 | 852.4069 | 6208.173 | 852.4069 | 6208.173
5018 | 856.0741 | 6172.9506 | 856.0741 | 6172.9506
5019 | 878.4889 | 6171.5011 | 878.4889 | 6171.5011
5020 | 932.678 | 6150.9338 | 932.678 | 6150.9338
5021 | 970.6685 | 6170.6718 | 970.6685 | 6170.6718
5022 | 955.4947 | 6164.8064 | 955.4947 | 6164.8064
5023 | 909.8493 | 6124.3479 | 909.8493 | 6124.3479
5024 | 891.6818 | 6085.1889 | 891.6818 | 6085.1889
5025 | 874.7621 | 6039.7108 | 874.7621 | 6039.7108
5026 | 845.5888 | 5995.9579 | 845.5888 | 5995.9579
5027 | 807.9935 | 5958.7187 | 807.9935 | 5958.7187
5028 | 764.424 | 5958.7478 | 764.424 | 5958.7478
5029 | 733.843 | 6003.9835 | 733.843 | 6003.9835
5030 | 719.3649 | 6042.9052 | 719.3649 | 6042.9052
5031 | 702.2508 | 6071.9814 | 702.2508 | 6071.9814
5032 | 694.2397 | 6077.1528 | 694.2397 | 6077.1528
5033 | 703.7845 | 6084.837 | 703.7845 | 6084.837
5034 | 722.3701 | 6184.5971 | 722.3701 | 6184.5971
5035 | 764.2443 | 6191.4707 | 764.2443 | 6191.4707
5036 | 814.2995 | 6201.322 | 814.2995 | 6201.322
5037 | 839.2497 | 6178.4152 | 839.2497 | 6178.4152
5038 | 861.5843 | 6167.3875 | 861.5843 | 6167.3875
5039 | 915.803 | 6140.0837 | 915.803 | 6140.0837
5040 | 909.8063 | 6114.3289 | 909.8063 | 6114.3289
5041 | 878.6377 | 6075.7194 | 878.6377 | 6075.7194
5042 | 880.3656 | 6020.0027 | 880.3656 | 6020.0027
5043 | 913.2989 | 5976.6792 | 913.2989 | 5976.6792
5044 | 964.4982 | 5893.8701 | 964.4982 | 5893.8701
5045 | 1003.0452 | 5856.4266 | 1003.0452 | 5856.4266
5046 | 994.9189 | 5824.2476 | 994.9189 | 5824.2476
5047 | 938.7558 | 5771.7709 | 938.7558 | 5771.7709
5048 | 917.2039 | 5718.0634 | 917.2039 | 5718.0634
5049 | 893.247 | 5658.037 | 893.247 | 5658.037
5050 | 862.6747 | 5598.9766 | 862.6747 | 5598.9766
5051 | 811.2663 | 5532.8936 | 811.2663 | 5532.8936
5052 | 770.8803 | 5482.0666 | 770.8803 | 5482.0666
5053 | 733.4103 | 5466.7052 | 733.4103 | 5466.7052
5054 | 717.7983 | 5462.8672 | 717.7983 | 5462.8672
5055 | 706.3078 | 5469.0455 | 706.3078 | 5469.0455
5056 | 699.4792 | 5485.8557 | 699.4792 | 5485.8557
5057 | 705.7677 | 5543.89 | 705.7677 | 5543.89
5058 | 728.55 | 5688.6868 | 728.55 | 5688.6868
5059 | 767.9673 | 5710.7413 | 767.9673 | 5710.7413
5060 | 824.3832 | 5723.3758 | 824.3832 | 5723.3758
5061 | 847.8827 | 5708.8185 | 847.8827 | 5708.8185
5062 | 870.3208 | 5702.4716 | 870.3208 | 5702.4716
5063 | 921.5525 | 5682.8847 | 921.5525 | 5682.8847
5064 | 911.2266 | 5678.5098 | 911.2266 | 5678.5098
5065 | 877.9125 | 5675.5754 | 877.9125 | 5675.5754
5066 | 883.199 | 5669.7028 | 883.199 | 5669.7028
5067 | 907.0924 | 5684.9523 | 907.0924 | 5684.9523
5068 | 957.388 | 5669.0659 | 957.388 | 5669.0659
5069 | 998.584 | 5698.545 | 998.584 | 5698.545
5070 | 978.3348 | 5703.6857 | 978.3348 | 5703.6857
5071 | 933.6401 | 5681.6974 | 933.6401 | 5681.6974
5072 | 911.3617 | 5654.6831 | 911.3617 | 5654.6831
5073 | 885.9674 | 5629.6992 | 885.9674 | 5629.6992
5074 | 852.2149 | 5608.4647 | 852.2149 | 5608.4647
5075 | 804.4018 | 5570.3399 | 804.4018 | 5570.3399
5076 | 759.1066 | 5536.0854 | 759.1066 | 5536.0854
5077 | 729.0528 | 5529.5795 | 729.0528 | 5529.5795
5078 | 708.9981 | 5532.4464 | 708.9981 | 5532.4464
5079 | 699.1099 | 5543.8116 | 699.1099 | 5543.8116
5080 | 690.0399 | 5553.5373 | 690.0399 | 5553.5373
5081 | 697.0003 | 5601.5775 | 697.0003 | 5601.5775
5082 | 716.5533 | 5746.5008 | 716.5533 | 5746.5008
5083 | 758.9219 | 5777.1579 | 758.9219 | 5777.1579
5084 | 811.8064 | 5800.0394 | 811.8064 | 5800.0394
5085 | 838.6755 | 5785.1026 | 838.6755 | 5785.1026
5086 | 863.4874 | 5774.834 | 863.4874 | 5774.834
5087 | 917.4872 | 5750.9459 | 917.4872 | 5750.9459
5088 | 911.2804 | 5734.5527 | 911.2804 | 5734.5527
5089 | 883.1303 | 5715.6784 | 883.1303 | 5715.6784
5090 | 889.6862 | 5689.5645 | 889.6862 | 5689.5645
5091 | 915.0157 | 5692.0368 | 915.0157 | 5692.0368
5092 | 958.1936 | 5686.777 | 958.1936 | 5686.777
5093 | 988.9368 | 5745.4793 | 988.9368 | 5745.4793
5094 | 978.5578 | 5803.2473 | 978.5578 | 5803.2473
5095 | 936.5358 | 5832.2416 | 936.5358 | 5832.2416
5096 | 913.7326 | 5856.9689 | 913.7326 | 5856.9689
5097 | 885.0709 | 5874.8712 | 885.0709 | 5874.8712
5098 | 856.3917 | 5882.9865 | 856.3917 | 5882.9865
5099 | 810.4647 | 5866.368 | 810.4647 | 5866.368
5100 | 771.9765 | 5851.4692 | 771.9765 | 5851.4692
5101 | 737.267 | 5863.8129 | 737.267 | 5863.8129
5102 | 722.1222 | 5878.8246 | 722.1222 | 5878.8246
5103 | 706.0204 | 5899.9309 | 706.0204 | 5899.9309
5104 | 696.6884 | 5930.9099 | 696.6884 | 5930.9099
5105 | 701.7497 | 6007.9203 | 701.7497 | 6007.9203
5106 | 721.0032 | 6181.1814 | 721.0032 | 6181.1814
5107 | 751.8564 | 6241.8208 | 751.8564 | 6241.8208
5108 | 792.157 | 6298.4799 | 792.157 | 6298.4799
5109 | 826.3831 | 6326.5557 | 826.3831 | 6326.5557
5110 | 849.075 | 6355.378 | 849.075 | 6355.378
5111 | 897.5833 | 6363.8759 | 897.5833 | 6363.8759
5112 | 903.4128 | 6383.0313 | 903.4128 | 6383.0313
5113 | 876.4714 | 6400.3382 | 876.4714 | 6400.3382
5114 | 884.9649 | 6409.267 | 884.9649 | 6409.267
5115 | 902.8232 | 6439.9505 | 902.8232 | 6439.9505
5116 | 947.0454 | 6442.4077 | 947.0454 | 6442.4077
5117 | 982.5805 | 6478.5917 | 982.5805 | 6478.5917
5118 | 974.0766 | 6493.347 | 974.0766 | 6493.347
5119 | 938.7379 | 6475.2804 | 938.7379 | 6475.2804
5120 | 914.9859 | 6458.7662 | 914.9859 | 6458.7662
5121 | 894.7262 | 6447.4452 | 894.7262 | 6447.4452
5122 | 865.0723 | 6440.3795 | 865.0723 | 6440.3795
5123 | 819.3562 | 6425.6587 | 819.3562 | 6425.6587
5124 | 776.8789 | 5727.8299 | 776.8789 | 5727.8299
5125 | 744.0179 | 5736.7432 | 744.0179 | 5736.7432
5126 | 727.9071 | 5749.3973 | 727.9071 | 5749.3973
5127 | 713.1831 | 5742.2901 | 713.1831 | 5742.2901
5128 | 704.3799 | 5728.5847 | 704.3799 | 5728.5847
5129 | 707.9979 | 5777.5103 | 707.9979 | 5777.5103
5130 | 722.9507 | 5912.8231 | 722.9507 | 5912.8231
5131 | 745.5168 | 5940.9491 | 745.5168 | 5940.9491
5132 | 777.5736 | 5968.1758 | 777.5736 | 5968.1758
5133 | 804.7355 | 5973.6336 | 804.7355 | 5973.6336
5134 | 836.3077 | 5977.6747 | 836.3077 | 5977.6747
5135 | 886.5249 | 5970.8479 | 886.5249 | 5970.8479
5136 | 893.7316 | 5964.9314 | 893.7316 | 5964.9314
5137 | 874.112 | 5937.9239 | 874.112 | 5937.9239
5138 | 872.3099 | 5923.0934 | 872.3099 | 5923.0934
5139 | 896.937 | 5930.2699 | 896.937 | 5930.2699
5140 | 941.4108 | 5918.8558 | 941.4108 | 5918.8558
5141 | 976.8812 | 5958.6267 | 976.8812 | 5958.6267
5142 | 964.2392 | 5979.4834 | 964.2392 | 5979.4834
5143 | 930.2725 | 5960.894 | 930.2725 | 5960.894
5144 | 909.3175 | 5941.4808 | 909.3175 | 5941.4808
5145 | 888.044 | 5896.2778 | 888.044 | 5896.2778
5146 | 864.948 | 5854.4093 | 864.948 | 5854.4093
5147 | 826.5995 | 5809.8 | 826.5995 | 5809.8
5148 | 787.2937 | 5782.2004 | 787.2937 | 5782.2004
5149 | 754.3522 | 5776.4495 | 754.3522 | 5776.4495
5150 | 735.1068 | 5779.0641 | 735.1068 | 5779.0641
5151 | 720.1851 | 5783.35 | 720.1851 | 5783.35
5152 | 715.7582 | 5784.7601 | 715.7582 | 5784.7601
5153 | 714.6036 | 5840.4537 | 714.6036 | 5840.4537
5154 | 726.7735 | 5977.4585 | 726.7735 | 5977.4585
5155 | 753.1871 | 5999.9445 | 753.1871 | 5999.9445
5156 | 786.5248 | 6013.5221 | 786.5248 | 6013.5221
5157 | 811.6575 | 5987.5082 | 811.6575 | 5987.5082
5158 | 838.5205 | 5956.2423 | 838.5205 | 5956.2423
5159 | 888.805 | 5928.7728 | 888.805 | 5928.7728
5160 | 888.7574 | 5910.3353 | 888.7574 | 5910.3353
5161 | 877.3346 | 5878.1389 | 877.3346 | 5878.1389
5162 | 877.1587 | 5858.5708 | 877.1587 | 5858.5708
5163 | 891.3022 | 5856.1591 | 891.3022 | 5856.1591
5164 | 937.7626 | 5834.0288 | 937.7626 | 5834.0288
5165 | 983.8663 | 5868.3852 | 983.8663 | 5868.3852
5166 | 967.6411 | 5883.7146 | 967.6411 | 5883.7146
5167 | 934.4424 | 5862.6436 | 934.4424 | 5862.6436
5168 | 906.0026 | 5847.1785 | 906.0026 | 5847.1785
5169 | 889.2728 | 5817.655 | 889.2728 | 5817.655
5170 | 861.6705 | 5781.2009 | 861.6705 | 5781.2009
5171 | 819.3173 | 5719.8969 | 819.3173 | 5719.8969
5172 | 782.8554 | 5663.7584 | 782.8554 | 5663.7584
5173 | 752.61 | 5633.6423 | 752.61 | 5633.6423
5174 | 731.8621 | 5618.5471 | 731.8621 | 5618.5471
5175 | 718.2124 | 5600.2726 | 718.2124 | 5600.2726
5176 | 712.8647 | 5583.4088 | 712.8647 | 5583.4088
5177 | 715.8 | 5626.6943 | 715.8 | 5626.6943
5178 | 731.4605 | 5747.794 | 731.4605 | 5747.794
5179 | 760.3429 | 5752.6829 | 760.3429 | 5752.6829
5180 | 799.0037 | 5754.5291 | 799.0037 | 5754.5291
5181 | 832.3413 | 5733.2529 | 832.3413 | 5733.2529
5182 | 861.1399 | 5708.8679 | 861.1399 | 5708.8679
5183 | 907.4439 | 5678.8039 | 907.4439 | 5678.8039
5184 | 905.8351 | 5657.4336 | 905.8351 | 5657.4336
5185 | 873.2719 | 5624.6732 | 873.2719 | 5624.6732
5186 | 875.1892 | 5611.6476 | 875.1892 | 5611.6476
5187 | 895.1391 | 5618.3728 | 895.1391 | 5618.3728
5188 | 941.2777 | 5604.3643 | 941.2777 | 5604.3643
5189 | 991.178 | 5637.931 | 991.178 | 5637.931
5190 | 979.708 | 5649.4252 | 979.708 | 5649.4252
5191 | 942.1465 | 5621.8117 | 942.1465 | 5621.8117
5192 | 920.6795 | 5589.4263 | 920.6795 | 5589.4263
5193 | 898.8687 | 5527.7542 | 898.8687 | 5527.7542
5194 | 868.4108 | 5449.2251 | 868.4108 | 5449.2251
5195 | 818.3137 | 5348.8916 | 818.3137 | 5348.8916
5196 | 775.5282 | 5271.772 | 775.5282 | 5271.772
5197 | 746.2037 | 5235.5647 | 746.2037 | 5235.5647
5198 | 727.4694 | 5233.4417 | 727.4694 | 5233.4417
5199 | 716.0922 | 5257.6934 | 716.0922 | 5257.6934
5200 | 708.9918 | 5310.0899 | 708.9918 | 5310.0899
5201 | 718.0585 | 5428.2758 | 718.0585 | 5428.2758
5202 | 741.6541 | 5617.5079 | 741.6541 | 5617.5079
5203 | 782.2022 | 5679.1361 | 782.2022 | 5679.1361
5204 | 833.9833 | 5720.463 | 833.9833 | 5720.463
5205 | 864.6212 | 5706.2932 | 864.6212 | 5706.2932
5206 | 889.2676 | 5672.2073 | 889.2676 | 5672.2073
5207 | 943.8794 | 5627.9303 | 943.8794 | 5627.9303
5208 | 933.1204 | 5582.3075 | 933.1204 | 5582.3075
5209 | 897.9493 | 5517.2858 | 897.9493 | 5517.2858
5210 | 899.6019 | 5463.6516 | 899.6019 | 5463.6516
5211 | 923.7322 | 5448.2676 | 923.7322 | 5448.2676
5212 | 969.0405 | 5427.9422 | 969.0405 | 5427.9422
5213 | 1017.9322 | 5457.8993 | 1017.9322 | 5457.8993
5214 | 1009.8343 | 5467.0246 | 1009.8343 | 5467.0246
5215 | 963.2277 | 5436.591 | 963.2277 | 5436.591
5216 | 934.9625 | 5405.1081 | 934.9625 | 5405.1081
5217 | 908.0174 | 5366.222 | 908.0174 | 5366.222
5218 | 874.0606 | 5329.6552 | 874.0606 | 5329.6552
5219 | 825.8021 | 5269.592 | 825.8021 | 5269.592
5220 | 784.3144 | 5216.8375 | 784.3144 | 5216.8375
5221 | 748.0519 | 5187.1727 | 748.0519 | 5187.1727
5222 | 730.5533 | 5174.7847 | 730.5533 | 5174.7847
5223 | 720.6431 | 5146.922 | 720.6431 | 5146.922
5224 | 713.4902 | 5111.1075 | 713.4902 | 5111.1075
5225 | 717.8305 | 5142.2104 | 717.8305 | 5142.2104
5226 | 739.1882 | 5258.0084 | 739.1882 | 5258.0084
5227 | 782.0849 | 5253.9859 | 782.0849 | 5253.9859
5228 | 831.702 | 5242.7472 | 831.702 | 5242.7472
5229 | 863.3269 | 5195.1881 | 863.3269 | 5195.1881
5230 | 884.5276 | 5147.0019 | 884.5276 | 5147.0019
5231 | 946.816 | 5104.8682 | 946.816 | 5104.8682
5232 | 936.2352 | 5076.8425 | 936.2352 | 5076.8425
5233 | 904.1228 | 5030.7715 | 904.1228 | 5030.7715
5234 | 904.8864 | 4992.3655 | 904.8864 | 4992.3655
5235 | 923.5465 | 4975.4023 | 923.5465 | 4975.4023
5236 | 968.2549 | 4947.2936 | 968.2549 | 4947.2936
5237 | 1013.6298 | 4982.214 | 1013.6298 | 4982.214
5238 | 1002.5259 | 5004.8755 | 1002.5259 | 5004.8755
5239 | 957.7978 | 4996.8895 | 957.7978 | 4996.8895
5240 | 931.2435 | 4997.555 | 931.2435 | 4997.555
5241 | 907.1419 | 4986.7566 | 907.1419 | 4986.7566
5242 | 876.9369 | 4974.3294 | 876.9369 | 4974.3294
5243 | 827.8486 | 4939.421 | 827.8486 | 4939.421
5244 | 781.8884 | 4908.3245 | 781.8884 | 4908.3245
5245 | 754.5881 | 4899.8664 | 754.5881 | 4899.8664
5246 | 732.9711 | 4908.5724 | 732.9711 | 4908.5724
5247 | 723.9142 | 4921.0928 | 723.9142 | 4921.0928
5248 | 715.2135 | 4945.74 | 715.2135 | 4945.74
5249 | 721.2558 | 5035.8382 | 721.2558 | 5035.8382
5250 | 747.5309 | 5206.6836 | 747.5309 | 5206.6836
5251 | 781.6949 | 5265.8301 | 781.6949 | 5265.8301
5252 | 833.7792 | 5319.0012 | 833.7792 | 5319.0012
5253 | 865.3304 | 5341.4921 | 865.3304 | 5341.4921
5254 | 890.4425 | 5350.4964 | 890.4425 | 5350.4964
5255 | 940.4501 | 5354.837 | 940.4501 | 5354.837
5256 | 933.3365 | 5368.2097 | 933.3365 | 5368.2097
5257 | 902.1467 | 5364.7777 | 902.1467 | 5364.7777
5258 | 905.8087 | 5374.8765 | 905.8087 | 5374.8765
5259 | 923.8249 | 5389.3851 | 923.8249 | 5389.3851
5260 | 969.0895 | 5369.6237 | 969.0895 | 5369.6237
5261 | 1011.4078 | 5400.7088 | 1011.4078 | 5400.7088
5262 | 1012.7572 | 5409.8341 | 1012.7572 | 5409.8341
5263 | 960.2043 | 5379.4005 | 960.2043 | 5379.4005
5264 | 924.0861 | 5346.4511 | 924.0861 | 5346.4511
5265 | 901.482 | 5292.4496 | 901.482 | 5292.4496
5266 | 871.634 | 5239.9777 | 871.634 | 5239.9777
5267 | 824.8127 | 5171.0031 | 824.8127 | 5171.0031
5268 | 782.9644 | 5122.1968 | 782.9644 | 5122.1968
5269 | 752.5264 | 5109.565 | 752.5264 | 5109.565
5270 | 732.1292 | 5122.8959 | 732.1292 | 5122.8959
5271 | 722.6583 | 5151.8853 | 722.6583 | 5151.8853
5272 | 716.7208 | 5208.0043 | 716.7208 | 5208.0043
5273 | 720.1944 | 5327.8822 | 720.1944 | 5327.8822
5274 | 736.3822 | 5520.4983 | 736.3822 | 5520.4983
5275 | 767.6983 | 5583.7057 | 767.6983 | 5583.7057
5276 | 806.8911 | 5625.4838 | 806.8911 | 5625.4838
5277 | 841.0199 | 5618.0822 | 841.0199 | 5618.0822
5278 | 874.7603 | 5584.8987 | 874.7603 | 5584.8987
5279 | 921.5786 | 5537.012 | 921.5786 | 5537.012
5280 | 921.716 | 5500.639 | 921.716 | 5500.639
5281 | 890.2597 | 5449.4919 | 890.2597 | 5449.4919
5282 | 895.5396 | 5408.9427 | 895.5396 | 5408.9427
5283 | 906.0369 | 5374.9464 | 906.0369 | 5374.9464
5284 | 957.9955 | 5304.6498 | 957.9955 | 5304.6498
5285 | 1004.7887 | 5281.8156 | 1004.7887 | 5281.8156
5286 | 991.9638 | 5243.0002 | 991.9638 | 5243.0002
5287 | 950.0626 | 5171.5067 | 950.0626 | 5171.5067
5288 | 924.6987 | 5098.9639 | 924.6987 | 5098.9639
5289 | 905.7587 | 5021.4996 | 905.7587 | 5021.4996
5290 | 876.2959 | 4956.9579 | 876.2959 | 4956.9579
5291 | 831.3658 | 4866.0998 | 831.3658 | 4866.0998
5292 | 787.904 | 4786.7241 | 787.904 | 4786.7241
5293 | 756.7097 | 4758.9769 | 756.7097 | 4758.9769
5294 | 735.6768 | 4752.3418 | 735.6768 | 4752.3418
5295 | 721.2287 | 4754.146 | 721.2287 | 4754.146
5296 | 714.6624 | 4756.7969 | 714.6624 | 4756.7969
5297 | 715.0881 | 4818.5819 | 715.0881 | 4818.5819
5298 | 732.2558 | 4946.1113 | 732.2558 | 4946.1113
5299 | 754.1496 | 4975.1398 | 754.1496 | 4975.1398
5300 | 780.1351 | 4990.5223 | 780.1351 | 4990.5223
5301 | 822.5383 | 4994.4008 | 822.5383 | 4994.4008
5302 | 846.4086 | 4994.0426 | 846.4086 | 4994.0426
5303 | 900.3664 | 4995.7888 | 900.3664 | 4995.7888
5304 | 892.2731 | 5002.2805 | 892.2731 | 5002.2805
5305 | 868.0445 | 5000.6534 | 868.0445 | 5000.6534
5306 | 872.5016 | 4999.3592 | 872.5016 | 4999.3592
5307 | 890.5519 | 5001.1211 | 890.5519 | 5001.1211
5308 | 921.5364 | 4964.2139 | 921.5364 | 4964.2139
5309 | 973.2229 | 4965.9705 | 973.2229 | 4965.9705
5310 | 967.0351 | 4937.8712 | 967.0351 | 4937.8712
5311 | 933.09 | 4871.1154 | 933.09 | 4871.1154
5312 | 909.4339 | 4806.3559 | 909.4339 | 4806.3559
5313 | 889.2978 | 4717.6114 | 889.2978 | 4717.6114
5314 | 863.0104 | 4635.2471 | 863.0104 | 4635.2471
5315 | 821.3705 | 4552.0595 | 821.3705 | 4552.0595
5316 | 778.876 | 4492.4242 | 778.876 | 4492.4242
5317 | 749.4802 | 4462.1953 | 749.4802 | 4462.1953
5318 | 732.2962 | 4448.1153 | 732.2962 | 4448.1153
5319 | 716.8846 | 4443.941 | 716.8846 | 4443.941
5320 | 709.9682 | 4450.8783 | 709.9682 | 4450.8783
5321 | 711.4635 | 4524.3947 | 711.4635 | 4524.3947
5322 | 723.4779 | 4679.5606 | 723.4779 | 4679.5606
5323 | 744.0463 | 4723.9301 | 744.0463 | 4723.9301
5324 | 767.3525 | 4773.7171 | 767.3525 | 4773.7171
5325 | 806.4312 | 4794.9672 | 806.4312 | 4794.9672
5326 | 834.952 | 4815.0261 | 834.952 | 4815.0261
5327 | 888.1622 | 4837.7534 | 888.1622 | 4837.7534
5328 | 888.5109 | 4879.2137 | 888.5109 | 4879.2137
5329 | 868.7068 | 4919.4361 | 868.7068 | 4919.4361
5330 | 868.2546 | 4973.4148 | 868.2546 | 4973.4148
5331 | 876.4756 | 5044.4371 | 876.4756 | 5044.4371
5332 | 908.7179 | 5084.0094 | 908.7179 | 5084.0094
5333 | 957.8809 | 5165.5169 | 957.8809 | 5165.5169
5334 | 952.8706 | 5231.9456 | 952.8706 | 5231.9456
5335 | 915.4754 | 5265.0194 | 915.4754 | 5265.0194
5336 | 889.361 | 5296.7055 | 889.361 | 5296.7055
5337 | 863.7542 | 5298.8793 | 863.7542 | 5298.8793
5338 | 837.0421 | 5286.2265 | 837.0421 | 5286.2265
5339 | 795.56 | 5245.5652 | 795.56 | 5245.5652
5340 | 753.2774 | 5214.4687 | 753.2774 | 5214.4687
5341 | 724.1457 | 5210.297 | 724.1457 | 5210.297
5342 | 707.3655 | 5224.9815 | 707.3655 | 5224.9815
5343 | 694.4464 | 5256.227 | 694.4464 | 5256.227
5344 | 689.1555 | 5296.7793 | 689.1555 | 5296.7793
5345 | 693.5654 | 5383.0423 | 693.5654 | 5383.0423
5346 | 709.4778 | 5539.1106 | 709.4778 | 5539.1106
5347 | 736.4943 | 5573.2151 | 736.4943 | 5573.2151
5348 | 769.98 | 5596.6065 | 769.98 | 5596.6065
5349 | 810.8063 | 5572.7359 | 810.8063 | 5572.7359
5350 | 836.6595 | 5542.034 | 836.6595 | 5542.034
5351 | 888.6597 | 5538.3656 | 888.6597 | 5538.3656
5352 | 879.4287 | 5559.4088 | 879.4287 | 5559.4088
5353 | 852.9305 | 5567.0314 | 852.9305 | 5567.0314
5354 | 858.5337 | 5584.5751 | 858.5337 | 5584.5751
5355 | 871.555 | 5606.303 | 871.555 | 5606.303
5356 | 911.0082 | 5594.7761 | 911.0082 | 5594.7761
5357 | 965.2611 | 5631.7269 | 965.2611 | 5631.7269
5358 | 968.344 | 5652.1325 | 968.344 | 5652.1325
5359 | 929.506 | 5642.7928 | 929.506 | 5642.7928
5360 | 906.366 | 5637.7055 | 906.366 | 5637.7055
5361 | 885.2095 | 5603.8955 | 885.2095 | 5603.8955
5362 | 859.9291 | 5556.7253 | 859.9291 | 5556.7253
5363 | 807.2341 | 5486.6227 | 807.2341 | 5486.6227
5364 | 763.2104 | 5419.7681 | 763.2104 | 5419.7681
5365 | 730.0286 | 5374.7621 | 730.0286 | 5374.7621
5366 | 718.2865 | 5347.1459 | 718.2865 | 5347.1459
5367 | 702.5155 | 5340.0388 | 702.5155 | 5340.0388
5368 | 696.7389 | 5359.6099 | 696.7389 | 5359.6099
5369 | 706.466 | 5448.8058 | 706.466 | 5448.8058
5370 | 730.416 | 5620.6663 | 730.416 | 5620.6663
5371 | 768.2932 | 5674.624 | 768.2932 | 5674.624
5372 | 818.2048 | 5715.9509 | 818.2048 | 5715.9509
5373 | 847.64 | 5726.7104 | 847.64 | 5726.7104
5374 | 868.3721 | 5738.8732 | 868.3721 | 5738.8732
5375 | 923.2288 | 5750.4331 | 923.2288 | 5750.4331
5376 | 915.8303 | 5771.8146 | 915.8303 | 5771.8146
5377 | 880.708 | 5774.5868 | 880.708 | 5774.5868
5378 | 880.636 | 5791.4537 | 880.636 | 5791.4537
5379 | 903.6443 | 5811.3767 | 903.6443 | 5811.3767
5380 | 940.7085 | 5794.4354 | 940.7085 | 5794.4354
5381 | 1002.6241 | 5831.3862 | 1002.6241 | 5831.3862
5382 | 1002.2647 | 5854.9502 | 1002.2647 | 5854.9502
5383 | 961.254 | 5852.3786 | 961.254 | 5852.3786
5384 | 939.962 | 5856.7666 | 939.962 | 5856.7666
5385 | 909.3677 | 5837.0569 | 909.3677 | 5837.0569
5386 | 875.8586 | 5804.3253 | 875.8586 | 5804.3253
5387 | 825.0984 | 5743.0213 | 825.0984 | 5743.0213
5388 | 778.6445 | 5682.4835 | 778.6445 | 5682.4835
5389 | 743.6718 | 5640.072 | 743.6718 | 5640.072
5390 | 726.429 | 5612.4558 | 726.429 | 5612.4558
5391 | 714.6466 | 5585.1572 | 714.6466 | 5585.1572
5392 | 709.0725 | 5560.0588 | 709.0725 | 5560.0588
5393 | 711.5937 | 5595.2225 | 711.5937 | 5595.2225
5394 | 738.5527 | 5719.0295 | 738.5527 | 5719.0295
5395 | 776.775 | 5739.8234 | 776.775 | 5739.8234
5396 | 833.21 | 5764.4557 | 833.21 | 5764.4557
5397 | 864.6945 | 5766.755 | 864.6945 | 5766.755
5398 | 881.1462 | 5768.6528 | 881.1462 | 5768.6528
5399 | 932.5446 | 5770.0606 | 932.5446 | 5770.0606
5400 | 918.0364 | 5782.7564 | 918.0364 | 5782.7564
5401 | 883.344 | 5776.8428 | 883.344 | 5776.8428
5402 | 880.4085 | 5779.7223 | 880.4085 | 5779.7223
5403 | 895.6474 | 5790.6212 | 895.6474 | 5790.6212
5404 | 931.1423 | 5764.3173 | 931.1423 | 5764.3173
5405 | 991.1761 | 5792.4696 | 991.1761 | 5792.4696
5406 | 999.0792 | 5820.32 | 999.0792 | 5820.32
5407 | 954.4387 | 5835.0071 | 954.4387 | 5835.0071
5408 | 922.154 | 5856.2026 | 922.154 | 5856.2026
5409 | 902.0075 | 5844.8402 | 902.0075 | 5844.8402
5410 | 868.3333 | 5818.3127 | 868.3333 | 5818.3127
5411 | 818.9016 | 5765.6944 | 818.9016 | 5765.6944
5412 | 771.5212 | 5717.4521 | 771.5212 | 5717.4521
5413 | 740.4762 | 5692.6377 | 740.4762 | 5692.6377
5414 | 717.6864 | 5684.5362 | 717.6864 | 5684.5362
5415 | 704.63 | 5678.5571 | 704.63 | 5678.5571
5416 | 697.8766 | 5678.0495 | 697.8766 | 5678.0495
5417 | 705.8373 | 5737.1273 | 705.8373 | 5737.1273
5418 | 729.3289 | 5879.0953 | 729.3289 | 5879.0953
5419 | 758.7203 | 5909.2518 | 758.7203 | 5909.2518
5420 | 813.341 | 5937.7193 | 813.341 | 5937.7193
5421 | 848.1086 | 5935.0554 | 848.1086 | 5935.0554
5422 | 871.1074 | 5922.9658 | 871.1074 | 5922.9658
5423 | 923.8975 | 5906.7764 | 923.8975 | 5906.7764
5424 | 908.0695 | 5901.6495 | 908.0695 | 5901.6495
5425 | 872.7197 | 5884.0046 | 872.7197 | 5884.0046
5426 | 875.8256 | 5875.9423 | 875.8256 | 5875.9423
5427 | 895.2133 | 5875.2226 | 895.2133 | 5875.2226
5428 | 921.9799 | 5843.5042 | 921.9799 | 5843.5042
5429 | 976.5272 | 5868.3852 | 976.5272 | 5868.3852
5430 | 988.8029 | 5887.6627 | 988.8029 | 5887.6627
5431 | 941.2226 | 5888.9264 | 941.2226 | 5888.9264
5432 | 913.7076 | 5902.4514 | 913.7076 | 5902.4514
5433 | 892.2313 | 5884.0952 | 892.2313 | 5884.0952
5434 | 860.835 | 5851.7021 | 860.835 | 5851.7021
5435 | 810.8054 | 5802.0166 | 810.8054 | 5802.0166
5436 | 768.6104 | 5765.9569 | 768.6104 | 5765.9569
5437 | 737.9029 | 5756.1451 | 737.9029 | 5756.1451
5438 | 722.7724 | 5757.9702 | 722.7724 | 5757.9702
5439 | 708.0845 | 5754.8111 | 708.0845 | 5754.8111
5440 | 697.9213 | 5748.7763 | 697.9213 | 5748.7763
5441 | 702.6211 | 5797.4762 | 702.6211 | 5797.4762
5442 | 717.398 | 5925.1185 | 717.398 | 5925.1185
5443 | 738.9313 | 5940.8363 | 738.9313 | 5940.8363
5444 | 783.185 | 5956.106 | 783.185 | 5956.106
5445 | 817.8839 | 5940.6955 | 817.8839 | 5940.6955
5446 | 846.0939 | 5924.2066 | 846.0939 | 5924.2066
5447 | 894.7624 | 5912.9805 | 894.7624 | 5912.9805
5448 | 893.39 | 5910.8993 | 893.39 | 5910.8993
5449 | 866.6955 | 5886.4862 | 866.6955 | 5886.4862
5450 | 873.6118 | 5861.6164 | 873.6118 | 5861.6164
5451 | 878.6352 | 5831.0043 | 878.6352 | 5831.0043
5452 | 904.1948 | 5761.7229 | 904.1948 | 5761.7229
5453 | 955.5208 | 5761.1106 | 955.5208 | 5761.1106
5454 | 965.7529 | 5771.4768 | 965.7529 | 5771.4768
5455 | 926.5524 | 5771.8381 | 926.5524 | 5771.8381
5456 | 896.3558 | 5785.9271 | 896.3558 | 5785.9271
5457 | 872.4683 | 5774.1134 | 872.4683 | 5774.1134
5458 | 849.4896 | 5746.9092 | 849.4896 | 5746.9092
5459 | 808.0442 | 5691.0196 | 808.0442 | 5691.0196
5460 | 767.8537 | 5640.7469 | 767.8537 | 5640.7469
5461 | 735.6628 | 5615.8196 | 735.6628 | 5615.8196
5462 | 715.957 | 5610.3126 | 715.957 | 5610.3126
5463 | 702.3798 | 5606.8151 | 702.3798 | 5606.8151
5464 | 696.845 | 5611.8348 | 696.845 | 5611.8348
5465 | 698.4005 | 5684.6744 | 698.4005 | 5684.6744
5466 | 714.668 | 5840.6299 | 714.668 | 5840.6299
5467 | 725.7316 | 5881.841 | 725.7316 | 5881.841
5468 | 757.579 | 5918.6558 | 757.579 | 5918.6558
5469 | 790.6678 | 5920.0527 | 790.6678 | 5920.0527
5470 | 817.7284 | 5912.7008 | 817.7284 | 5912.7008
5471 | 871.059 | 5911.7397 | 871.059 | 5911.7397
5472 | 875.9279 | 5921.3899 | 875.9279 | 5921.3899
5473 | 849.2747 | 5911.8666 | 849.2747 | 5911.8666
5474 | 851.0819 | 5912.7157 | 851.0819 | 5912.7157
5475 | 861.332 | 5924.2914 | 861.332 | 5924.2914
5476 | 889.4768 | 5903.7404 | 889.4768 | 5903.7404
5477 | 947.6001 | 5932.231 | 947.6001 | 5932.231
5478 | 945.5581 | 5947.8989 | 945.5581 | 5947.8989
5479 | 909.0579 | 5936.5288 | 909.0579 | 5936.5288
5480 | 889.3585 | 5930.3134 | 889.3585 | 5930.3134
5481 | 869.1615 | 5885.2233 | 869.1615 | 5885.2233
5482 | 841.9608 | 5821.6968 | 841.9608 | 5821.6968
5483 | 798.5051 | 5732.9819 | 798.5051 | 5732.9819
5484 | 760.4592 | 5642.1005 | 760.4592 | 5642.1005
5485 | 733.0017 | 5564.7204 | 733.0017 | 5564.7204
5486 | 713.3534 | 5512.5134 | 713.3534 | 5512.5134
5487 | 702.0347 | 5473.709 | 702.0347 | 5473.709
5488 | 693.6536 | 5435.0744 | 693.6536 | 5435.0744
5489 | 698.0395 | 5442.2633 | 698.0395 | 5442.2633
5490 | 709.4147 | 5522.1903 | 709.4147 | 5522.1903
5491 | 723.6474 | 5490.5314 | 723.6474 | 5490.5314
5492 | 751.895 | 5468.8021 | 751.895 | 5468.8021
5493 | 786.0355 | 5414.4749 | 786.0355 | 5414.4749
5494 | 816.9903 | 5355.5725 | 816.9903 | 5355.5725
5495 | 860.1603 | 5299.5641 | 860.1603 | 5299.5641
5496 | 863.7958 | 5261.9503 | 863.7958 | 5261.9503
5497 | 841.2681 | 5219.2634 | 841.2681 | 5219.2634
5498 | 841.3602 | 5192.3631 | 841.3602 | 5192.3631
5499 | 853.2632 | 5171.7903 | 853.2632 | 5171.7903
5500 | 883.4444 | 5131.7246 | 883.4444 | 5131.7246
5501 | 944.9221 | 5160.7793 | 944.9221 | 5160.7793
5502 | 948.3652 | 5189.4193 | 948.3652 | 5189.4193
5503 | 910.051 | 5193.2775 | 910.051 | 5193.2775
5504 | 882.7878 | 5210.4121 | 882.7878 | 5210.4121
5505 | 871.5178 | 5221.3844 | 871.5178 | 5221.3844
5506 | 839.3311 | 5232.3072 | 839.3311 | 5232.3072
5507 | 799.4821 | 5228.4193 | 799.4821 | 5228.4193
5508 | 757.7763 | 5240.8643 | 757.7763 | 5240.8643
5509 | 730.7519 | 5291.2888 | 730.7519 | 5291.2888
5510 | 711.6444 | 5363.5022 | 711.6444 | 5363.5022
5511 | 700.1992 | 5415.2776 | 700.1992 | 5415.2776
5512 | 692.7216 | 5451.9946 | 692.7216 | 5451.9946
5513 | 697.3747 | 5541.6417 | 697.3747 | 5541.6417
5514 | 715.6292 | 5700.9812 | 715.6292 | 5700.9812
5515 | 734.9414 | 5738.921 | 734.9414 | 5738.921
5516 | 777.944 | 5764.1173 | 777.944 | 5764.1173
5517 | 808.5785 | 5753.3316 | 808.5785 | 5753.3316
5518 | 830.2633 | 5736.1659 | 830.2633 | 5736.1659
5519 | 877.1821 | 5717.3821 | 877.1821 | 5717.3821
5520 | 875.5527 | 5713.4961 | 875.5527 | 5713.4961
5521 | 852.066 | 5699.4608 | 852.066 | 5699.4608
5522 | 850.7133 | 5697.8282 | 850.7133 | 5697.8282
5523 | 864.2837 | 5693.95 | 864.2837 | 5693.95
5524 | 892.3786 | 5654.6739 | 892.3786 | 5654.6739
5525 | 954.0798 | 5675.8325 | 954.0798 | 5675.8325
5526 | 963.0506 | 5694.0947 | 963.0506 | 5694.0947
5527 | 918.2101 | 5693.2152 | 918.2101 | 5693.2152
5528 | 898.3341 | 5706.4018 | 898.3341 | 5706.4018
5529 | 872.637 | 5707.3348 | 872.637 | 5707.3348
5530 | 846.4822 | 5702.9165 | 846.4822 | 5702.9165
5531 | 797.0786 | 5673.9865 | 797.0786 | 5673.9865
5532 | 749.6645 | 5649.5454 | 749.6645 | 5649.5454
5533 | 719.9689 | 5646.6145 | 719.9689 | 5646.6145
5534 | 706.3715 | 5654.3053 | 706.3715 | 5654.3053
5535 | 696.3788 | 5653.1767 | 696.3788 | 5653.1767
5536 | 687.5766 | 5651.3155 | 687.5766 | 5651.3155
5537 | 695.2233 | 5715.9205 | 695.2233 | 5715.9205
5538 | 717.4131 | 5869.1688 | 717.4131 | 5869.1688
5539 | 749.1027 | 5911.2822 | 749.1027 | 5911.2822
5540 | 804.5678 | 5948.9995 | 804.5678 | 5948.9995
5541 | 834.3065 | 5948.2532 | 834.3065 | 5948.2532
5542 | 860.3464 | 5929.9595 | 860.3464 | 5929.9595
5543 | 909.1102 | 5903.1668 | 909.1102 | 5903.1668
5544 | 895.7408 | 5892.0614 | 895.7408 | 5892.0614
5545 | 864.4229 | 5863.3619 | 864.4229 | 5863.3619
5546 | 870.9871 | 5844.9218 | 870.9871 | 5844.9218
5547 | 883.7416 | 5829.7634 | 883.7416 | 5829.7634
5548 | 908.9675 | 5787.8929 | 908.9675 | 5787.8929
5549 | 971.6919 | 5807.8106 | 971.6919 | 5807.8106
5550 | 989.4991 | 5839.1579 | 989.4991 | 5839.1579
5551 | 941.9676 | 5847.3025 | 941.9676 | 5847.3025
5552 | 912.9149 | 5863.3091 | 912.9149 | 5863.3091
5553 | 889.5715 | 5849.5779 | 889.5715 | 5849.5779
5554 | 854.0205 | 5819.6664 | 854.0205 | 5819.6664
5555 | 804.9426 | 5766.7097 | 804.9426 | 5766.7097
5556 | 757.5511 | 5721.8514 | 757.5511 | 5721.8514
5557 | 724.718 | 5703.9179 | 724.718 | 5703.9179
5558 | 709.9446 | 5701.4565 | 709.9446 | 5701.4565
5559 | 698.6666 | 5703.1479 | 698.6666 | 5703.1479
5560 | 691.5046 | 5712.6797 | 691.5046 | 5712.6797
5561 | 699.8861 | 5784.7296 | 699.8861 | 5784.7296
5562 | 722.0251 | 5931.4354 | 722.0251 | 5931.4354
5563 | 756.5733 | 5953.5829 | 756.5733 | 5953.5829
5564 | 808.5115 | 5962.7613 | 808.5115 | 5962.7613
5565 | 840.4975 | 5937.537 | 840.4975 | 5937.537
5566 | 863.2754 | 5914.844 | 863.2754 | 5914.844
5567 | 914.9731 | 5899.7827 | 914.9731 | 5899.7827
5568 | 907.9277 | 5902.1007 | 907.9277 | 5902.1007
5569 | 870.5589 | 5891.5623 | 870.5589 | 5891.5623
5570 | 872.2849 | 5889.5913 | 872.2849 | 5889.5913
5571 | 884.6144 | 5878.381 | 884.6144 | 5878.381
5572 | 910.8988 | 5829.8552 | 910.8988 | 5829.8552
5573 | 973.6798 | 5839.9591 | 973.6798 | 5839.9591
5574 | 984.7516 | 5841.1883 | 984.7516 | 5841.1883
5575 | 938.6449 | 5818.6509 | 938.6449 | 5818.6509
5576 | 906.4402 | 5806.3442 | 906.4402 | 5806.3442
5577 | 882.36 | 5784.8296 | 882.36 | 5784.8296
5578 | 850.4316 | 5752.8877 | 850.4316 | 5752.8877
5579 | 800.0524 | 5705.2326 | 800.0524 | 5705.2326
5580 | 760.9247 | 5675.941 | 760.9247 | 5675.941
5581 | 728.1252 | 5664.8884 | 728.1252 | 5664.8884
5582 | 716.0445 | 5671.564 | 716.0445 | 5671.564
5583 | 698.9353 | 5678.5571 | 698.9353 | 5678.5571
5584 | 690.8075 | 5687.9761 | 690.8075 | 5687.9761
5585 | 699.851 | 5756.1908 | 699.851 | 5756.1908
5586 | 720.0085 | 5902.6709 | 720.0085 | 5902.6709
5587 | 748.5653 | 5932.8274 | 748.5653 | 5932.8274
5588 | 803.7065 | 5957.4596 | 803.7065 | 5957.4596
5589 | 831.4113 | 5963.143 | 831.4113 | 5963.143
5590 | 854.1409 | 5978.6899 | 854.1409 | 5978.6899
5591 | 914.3265 | 5996.5667 | 914.3265 | 5996.5667
5592 | 911.2052 | 6032.4997 | 911.2052 | 6032.4997
5593 | 874.5607 | 6058.3962 | 874.5607 | 6058.3962
5594 | 867.394 | 6086.3177 | 867.394 | 6086.3177
5595 | 882.7761 | 6093.7197 | 882.7761 | 6093.7197
5596 | 905.9976 | 6049.7059 | 905.9976 | 6049.7059
5597 | 960.0039 | 6061.5019 | 960.0039 | 6061.5019
5598 | 975.8637 | 6077.1698 | 975.8637 | 6077.1698
5599 | 938.8287 | 6091.8569 | 938.8287 | 6091.8569
5600 | 903.9079 | 6140.4632 | 903.9079 | 6140.4632
5601 | 881.7222 | 6181.2153 | 881.7222 | 6181.2153
5602 | 848.2832 | 6208.2687 | 848.2832 | 6208.2687
5603 | 801.4573 | 6201.3351 | 801.4573 | 6201.3351
5604 | 763.3249 | 6194.3783 | 763.3249 | 6194.3783
5605 | 733.564 | 6208.8189 | 733.564 | 6208.8189
5606 | 715.0341 | 6238.7316 | 715.0341 | 6238.7316
5607 | 701.006 | 6258.6969 | 701.006 | 6258.6969
5608 | 695.5473 | 6273.756 | 695.5473 | 6273.756
5609 | 697.3867 | 6354.4917 | 697.3867 | 6354.4917
5610 | 717.3943 | 6524.6602 | 717.3943 | 6524.6602
5611 | 737.2908 | 6584.4836 | 737.2908 | 6584.4836
5612 | 782.6967 | 6637.4291 | 782.6967 | 6637.4291
5613 | 817.1559 | 6658.792 | 817.1559 | 6658.792
5614 | 843.6299 | 6667.5707 | 843.6299 | 6667.5707
5615 | 891.0425 | 6656.119 | 891.0425 | 6656.119
5616 | 886.4854 | 6643.2088 | 886.4854 | 6643.2088
5617 | 865.9456 | 6602.7779 | 865.9456 | 6602.7779
5618 | 869.9988 | 6556.5886 | 869.9988 | 6556.5886
5619 | 881.9393 | 6485.8189 | 881.9393 | 6485.8189
5620 | 899.1051 | 6373.6728 | 899.1051 | 6373.6728
5621 | 950.5896 | 6330.8727 | 950.5896 | 6330.8727
5622 | 965.93 | 6292.1701 | 965.93 | 6292.1701
5623 | 926.394 | 6248.6515 | 926.394 | 6248.6515
5624 | 888.6834 | 6233.7504 | 888.6834 | 6233.7504
5625 | 862.514 | 6200.5044 | 862.514 | 6200.5044
5626 | 838.6102 | 6138.3315 | 838.6102 | 6138.3315
5627 | 800.4853 | 6043.0742 | 800.4853 | 6043.0742
5628 | 760.0984 | 5960.4273 | 760.0984 | 5960.4273
5629 | 731.3597 | 5911.0221 | 731.3597 | 5911.0221
5630 | 714.0533 | 5883.293 | 714.0533 | 5883.293
5631 | 700.9805 | 5857.1224 | 700.9805 | 5857.1224
5632 | 691.4991 | 5832.024 | 691.4991 | 5832.024
5633 | 693.8349 | 5869.5566 | 693.8349 | 5869.5566
5634 | 705.8132 | 5992.01 | 705.8132 | 5992.01
5635 | 718.1212 | 6001.9749 | 718.1212 | 6001.9749
5636 | 753.039 | 6009.6869 | 753.039 | 6009.6869
5637 | 784.2378 | 6001.9469 | 784.2378 | 6001.9469
5638 | 805.4139 | 5999.3326 | 805.4139 | 5999.3326
5639 | 857.3831 | 5995.1002 | 857.3831 | 5995.1002
5640 | 849.8672 | 6000.1255 | 849.8672 | 6000.1255
5641 | 830.1206 | 5986.3159 | 830.1206 | 5986.3159
5642 | 829.4671 | 5965.7325 | 829.4671 | 5965.7325
5643 | 838.5212 | 5922.0353 | 838.5212 | 5922.0353
5644 | 858.9711 | 5843.2786 | 858.9711 | 5843.2786
5645 | 906.4609 | 5826.9869 | 906.4609 | 5826.9869
5646 | 919.1029 | 5802.0461 | 919.1029 | 5802.0461
5647 | 886.3923 | 5756.0458 | 886.3923 | 5756.0458
5648 | 868.8852 | 5730.9926 | 868.8852 | 5730.9926
5649 | 844.7124 | 5696.1674 | 844.7124 | 5696.1674
5650 | 819.0581 | 5655.3141 | 819.0581 | 5655.3141
5651 | 777.1263 | 5591.19 | 777.1263 | 5591.19
5652 | 740.4083 | 5539.338 | 740.4083 | 5539.338
5653 | 712.8201 | 5506.6275 | 712.8201 | 5506.6275
5654 | 696.4107 | 5499.7668 | 696.4107 | 5499.7668
5655 | 684.8821 | 5495.3669 | 684.8821 | 5495.3669
5656 | 671.4114 | 5493.5057 | 671.4114 | 5493.5057
5657 | 676.582 | 5549.989 | 676.582 | 5549.989
5658 | 686.2946 | 5692.2955 | 686.2946 | 5692.2955
5659 | 698.4212 | 5724.9336 | 698.4212 | 5724.9336
5660 | 731.2243 | 5756.7851 | 731.2243 | 5756.7851
5661 | 756.8615 | 5768.1086 | 756.8615 | 5768.1086
5662 | 791.0374 | 5779.933 | 791.0374 | 5779.933
5663 | 833.7735 | 5791.1545 | 833.7735 | 5791.1545
5664 | 824.1618 | 5817.725 | 824.1618 | 5817.725
5665 | 806.9432 | 5830.1981 | 806.9432 | 5830.1981
5666 | 807.513 | 5841.7633 | 807.513 | 5841.7633
5667 | 820.9917 | 5839.8028 | 820.9917 | 5839.8028
5668 | 845.4297 | 5806.1668 | 845.4297 | 5806.1668
5669 | 903.3774 | 5840.6359 | 903.3774 | 5840.6359
5670 | 916.4261 | 5876.8337 | 916.4261 | 5876.8337
5671 | 885.5303 | 5897.8377 | 885.5303 | 5897.8377
5672 | 858.4751 | 5937.1943 | 858.4751 | 5937.1943
5673 | 836.7069 | 5968.8094 | 836.7069 | 5968.8094
5674 | 809.4561 | 5983.5674 | 809.4561 | 5983.5674
5675 | 770.1191 | 5968.5121 | 770.1191 | 5968.5121
5676 | 736.3007 | 5958.3968 | 736.3007 | 5958.3968
5677 | 706.4998 | 5964.4901 | 706.4998 | 5964.4901
5678 | 689.6602 | 5973.8729 | 689.6602 | 5973.8729
5679 | 678.9573 | 5964.961 | 678.9573 | 5964.961
5680 | 671.0626 | 5943.3594 | 671.0626 | 5943.3594
5681 | 675.5107 | 5974.5751 | 675.5107 | 5974.5751
5682 | 690.254 | 6090.486 | 690.254 | 6090.486
5683 | 706.1822 | 6095.3748 | 706.1822 | 6095.3748
5684 | 751.0064 | 6101.1692 | 751.0064 | 6101.1692
5685 | 775.8272 | 6082.9386 | 775.8272 | 6082.9386
5686 | 804.1376 | 6066.6753 | 804.1376 | 6066.6753
5687 | 857.1216 | 6057.1413 | 857.1216 | 6057.1413
5688 | 849.9184 | 6062.7306 | 849.9184 | 6062.7306
5689 | 819.4457 | 6050.7257 | 819.4457 | 6050.7257
5690 | 822.1653 | 6044.2426 | 822.1653 | 6044.2426
5691 | 837.1087 | 6030.0995 | 837.1087 | 6030.0995
5692 | 858.7059 | 5972.2111 | 858.7059 | 5972.2111
5693 | 919.4622 | 5976.675 | 919.4622 | 5976.675
5694 | 940.7256 | 5976.6633 | 940.7256 | 5976.6633
5695 | 906.6228 | 5957.9611 | 906.6228 | 5957.9611
5696 | 876.687 | 5963.7028 | 876.687 | 5963.7028
5697 | 851.1589 | 5967.1174 | 851.1589 | 5967.1174
5698 | 820.5934 | 5964.8423 | 820.5934 | 5964.8423
5699 | 770.9412 | 5931.0619 | 770.9412 | 5931.0619
5700 | 733.4829 | 5900.4167 | 733.4829 | 5900.4167
5701 | 703.6974 | 5894.553 | 703.6974 | 5894.553
5702 | 688.0637 | 5906.079 | 688.0637 | 5906.079
5703 | 682.5955 | 5914.4257 | 682.5955 | 5914.4257
5704 | 670.4586 | 5922.3783 | 670.4586 | 5922.3783
5705 | 680.3792 | 5987.4345 | 680.3792 | 5987.4345
5706 | 704.1127 | 6129.9666 | 704.1127 | 6129.9666
5707 | 726.4522 | 6158.2055 | 726.4522 | 6158.2055
5708 | 785.614 | 6181.7097 | 785.614 | 6181.7097
5709 | 814.0448 | 6177.9177 | 814.0448 | 6177.9177
5710 | 842.8563 | 6169.6634 | 842.8563 | 6169.6634
5711 | 891.9944 | 6153.474 | 891.9944 | 6153.474
5712 | 879.7225 | 6143.6095 | 879.7225 | 6143.6095
5713 | 847.7102 | 6118.5196 | 847.7102 | 6118.5196
5714 | 846.9639 | 6097.4851 | 846.9639 | 6097.4851
5715 | 864.2616 | 6065.6321 | 864.2616 | 6065.6321
5716 | 878.1415 | 5998.4939 | 878.1415 | 5998.4939
5717 | 944.7482 | 5985.4735 | 944.7482 | 5985.4735
5718 | 970.9927 | 5961.6607 | 970.9927 | 5961.6607
5719 | 929.3741 | 5915.0964 | 929.3741 | 5915.0964
5720 | 897.9236 | 5886.2079 | 897.9236 | 5886.2079
5721 | 876.3558 | 5855.8948 | 876.3558 | 5855.8948
5722 | 841.4894 | 5824.5168 | 841.4894 | 5824.5168
5723 | 791.8567 | 5771.4473 | 791.8567 | 5771.4473
5724 | 744.2323 | 5734.1468 | 744.2323 | 5734.1468
5725 | 716.3666 | 5735.0512 | 716.3666 | 5735.0512
5726 | 702.6797 | 5762.5951 | 702.6797 | 5762.5951
5727 | 690.3155 | 5804.6695 | 690.3155 | 5804.6695
5728 | 680.0469 | 5860.1117 | 680.0469 | 5860.1117
5729 | 686.6071 | 5980.7792 | 686.6071 | 5980.7792
5730 | 706.8729 | 6173.0569 | 706.8729 | 6173.0569
5731 | 732.9138 | 6234.7979 | 732.9138 | 6234.7979
5732 | 799.6986 | 6274.4328 | 799.6986 | 6274.4328
5733 | 826.7711 | 6264.6623 | 826.7711 | 6264.6623
5734 | 846.9986 | 6243.2102 | 846.9986 | 6243.2102
5735 | 901.982 | 6214.6126 | 901.982 | 6214.6126
5736 | 895.8023 | 6190.9863 | 895.8023 | 6190.9863
5737 | 855.5251 | 6144.8024 | 855.5251 | 6144.8024
5738 | 848.2235 | 6091.3938 | 848.2235 | 6091.3938
5739 | 859.1587 | 6030.4379 | 859.1587 | 6030.4379
5740 | 880.8058 | 5936.2273 | 880.8058 | 5936.2273
5741 | 933.6973 | 5897.0369 | 933.6973 | 5897.0369
5742 | 961.7726 | 5850.3253 | 961.7726 | 5850.3253
5743 | 921.8445 | 5786.6151 | 921.8445 | 5786.6151
5744 | 893.781 | 5738.6631 | 893.781 | 5738.6631
5745 | 870.2294 | 5682.8568 | 870.2294 | 5682.8568
5746 | 840.7748 | 5621.3607 | 840.7748 | 5621.3607
5747 | 789.0685 | 5552.3862 | 789.0685 | 5552.3862
5748 | 745.8542 | 5486.9979 | 745.8542 | 5486.9979
5749 | 718.1365 | 5432.2911 | 718.1365 | 5432.2911
5750 | 700.0652 | 5377.9408 | 700.0652 | 5377.9408
5751 | 688.8681 | 5317.4784 | 688.8681 | 5317.4784
5752 | 683.4092 | 5271.5117 | 683.4092 | 5271.5117
5753 | 691.0191 | 5310.2851 | 691.0191 | 5310.2851
5754 | 709.2072 | 5455.4116 | 709.2072 | 5455.4116
5755 | 729.7644 | 5508.3541 | 729.7644 | 5508.3541
5756 | 787.4608 | 5559.2691 | 787.4608 | 5559.2691
5757 | 819.2897 | 5574.7663 | 819.2897 | 5574.7663
5758 | 840.3623 | 5576.3257 | 840.3623 | 5576.3257
5759 | 903.5273 | 5562.618 | 903.5273 | 5562.618
5760 | 892.8836 | 5556.7015 | 892.8836 | 5556.7015
5761 | 855.6777 | 5534.2061 | 855.6777 | 5534.2061
5762 | 862.1011 | 5503.0194 | 862.1011 | 5503.0194
5763 | 868.7679 | 5445.4476 | 868.7679 | 5445.4476
5764 | 884.4048 | 5345.4841 | 884.4048 | 5345.4841
5765 | 936.4777 | 5315.3178 | 936.4777 | 5315.3178
5766 | 975.65 | 5301.77 | 975.65 | 5301.77
5767 | 929.3308 | 5302.5825 | 929.3308 | 5302.5825
5768 | 899.5905 | 5344.9847 | 899.5905 | 5344.9847
5769 | 877.0886 | 5392.956 | 877.0886 | 5392.956
5770 | 843.5004 | 5420.3479 | 843.5004 | 5420.3479
5771 | 801.4277 | 5399.5397 | 801.4277 | 5399.5397
5772 | 757.4309 | 5375.5497 | 757.4309 | 5375.5497
5773 | 727.0337 | 5375.4389 | 727.0337 | 5375.4389
5774 | 712.3119 | 5393.7331 | 712.3119 | 5393.7331
5775 | 698.5649 | 5410.3143 | 698.5649 | 5410.3143
5776 | 700.4643 | 5423.907 | 700.4643 | 5423.907
5777 | 708.8229 | 5497.0849 | 708.8229 | 5497.0849
5778 | 722.9655 | 5645.4827 | 722.9655 | 5645.4827
5779 | 735.8177 | 5670.6759 | 735.8177 | 5670.6759
5780 | 781.768 | 5683.5767 | 781.768 | 5683.5767
5781 | 812.2717 | 5658.3525 | 812.2717 | 5658.3525
5782 | 841.5105 | 5627.1993 | 841.5105 | 5627.1993
5783 | 893.5074 | 5595.6689 | 893.5074 | 5595.6689
5784 | 896.2159 | 5576.5546 | 896.2159 | 5576.5546
5785 | 867.6379 | 5536.8005 | 867.6379 | 5536.8005
5786 | 868.543 | 5478.203 | 868.543 | 5478.203
5787 | 878.4718 | 5410.8174 | 878.4718 | 5410.8174
5788 | 896.2279 | 5317.1708 | 896.2279 | 5317.1708
5789 | 941.1805 | 5293.0958 | 941.1805 | 5293.0958
5790 | 966.7033 | 5279.548 | 966.7033 | 5279.548
5791 | 929.2971 | 5261.861 | 929.2971 | 5261.861
5792 | 898.5548 | 5278.9956 | 898.5548 | 5278.9956
5793 | 876.6443 | 5289.404 | 876.6443 | 5289.404
5794 | 848.8301 | 5268.0654 | 848.8301 | 5268.0654
5795 | 808.9711 | 5204.3925 | 808.9711 | 5204.3925
5796 | 762.5815 | 3858.8295 | 762.5815 | 3858.8295
5797 | 735.5151 | 3851.1158 | 735.5151 | 3851.1158
5798 | 722.9806 | 3843.1217 | 722.9806 | 3843.1217
5799 | 713.0543 | 3845.1668 | 713.0543 | 3845.1668
5800 | 708.9936 | 3893.2253 | 708.9936 | 3893.2253
5801 | 714.4949 | 4015.0984 | 714.4949 | 4015.0984
5802 | 723.9228 | 4075.3001 | 723.9228 | 4075.3001
5803 | 727.3292 | 4110.2627 | 727.3292 | 4110.2627
5804 | 758.2758 | 4114.5425 | 758.2758 | 4114.5425
5805 | 797.3765 | 4108.2932 | 797.3765 | 4108.2932
5806 | 819.4726 | 4099.992 | 819.4726 | 4099.992
5807 | 869.0495 | 4088.4508 | 869.0495 | 4088.4508
5808 | 866.3516 | 4077.0502 | 866.3516 | 4077.0502
5809 | 847.6173 | 4053.8168 | 847.6173 | 4053.8168
5810 | 846.535 | 4018.6328 | 846.535 | 4018.6328
5811 | 844.7267 | 3971.7335 | 844.7267 | 3971.7335
5812 | 856.7205 | 3952.1661 | 856.7205 | 3952.1661
5813 | 895.3854 | 3936.4197 | 895.3854 | 3936.4197
5814 | 934.6468 | 3903.4945 | 934.6468 | 3903.4945
5815 | 902.9365 | 3889.858 | 902.9365 | 3889.858
5816 | 876.6129 | 3899.8209 | 876.6129 | 3899.8209
5817 | 857.3083 | 3915.5268 | 857.3083 | 3915.5268
5818 | 836.0643 | 3850.3039 | 836.0643 | 3850.3039
5819 | 788.9798 | 3741.0887 | 788.9798 | 3741.0887
5820 | 757.0121 | 3651.3777 | 757.0121 | 3651.3777
5821 | 727.4909 | 3599.8206 | 727.4909 | 3599.8206
5822 | 710.5452 | 3563.9801 | 710.5452 | 3563.9801
5823 | 699.4418 | 3547.997 | 699.4418 | 3547.997
5824 | 692.2299 | 3586.6605 | 692.2299 | 3586.6605
5825 | 695.4407 | 3699.5617 | 695.4407 | 3699.5617
5826 | 703.2767 | 3739.196 | 703.2767 | 3739.196
5827 | 717.779 | 3742.3341 | 717.779 | 3742.3341
5828 | 761.2713 | 3709.4571 | 761.2713 | 3709.4571
5829 | 793.2209 | 3676.2077 | 793.2209 | 3676.2077
5830 | 819.3516 | 3657.9191 | 819.3516 | 3657.9191
5831 | 863.861 | 3655.519 | 863.861 | 3655.519
5832 | 861.3208 | 3657.9992 | 861.3208 | 3657.9992
5833 | 834.6147 | 3635.6122 | 834.6147 | 3635.6122
5834 | 836.7462 | 3608.0458 | 836.7462 | 3608.0458
5835 | 842.6945 | 3554.7139 | 842.6945 | 3554.7139
5836 | 863.0653 | 3532.8612 | 863.0653 | 3532.8612
5837 | 914.6171 | 3533.281 | 914.6171 | 3533.281
5838 | 939.8597 | 3508.1427 | 939.8597 | 3508.1427
5839 | 908.8972 | 3495.2679 | 908.8972 | 3495.2679
5840 | 881.1494 | 3502.8609 | 881.1494 | 3502.8609
5841 | 861.2129 | 3542.2659 | 861.2129 | 3542.2659
5842 | 830.5646 | 3561.8519 | 830.5646 | 3561.8519
5843 | 791.7747 | 3590.9379 | 791.7747 | 3590.9379
5844 | 753.7753 | 3620.4842 | 753.7753 | 3620.4842
5845 | 727.3114 | 3640.9555 | 727.3114 | 3640.9555
5846 | 712.0595 | 3644.2185 | 712.0595 | 3644.2185
5847 | 700.1242 | 3653.3733 | 700.1242 | 3653.3733
5848 | 696.3315 | 3701.855 | 696.3315 | 3701.855
5849 | 702.3698 | 3822.2046 | 702.3698 | 3822.2046
5850 | 709.626 | 3887.1462 | 709.626 | 3887.1462
5851 | 734.4399 | 3942.5069 | 734.4399 | 3942.5069
5852 | 782.9849 | 3975.8181 | 782.9849 | 3975.8181
5853 | 810.9536 | 3974.7318 | 810.9536 | 3974.7318
5854 | 830.4826 | 3944.255 | 830.4826 | 3944.255
5855 | 885.2534 | 3906.8141 | 885.2534 | 3906.8141
5856 | 873.8245 | 3847.2535 | 873.8245 | 3847.2535
5857 | 841.2395 | 3779.1611 | 841.2395 | 3779.1611
5858 | 836.8553 | 3719.7702 | 836.8553 | 3719.7702
5859 | 845.9219 | 3658.8207 | 845.9219 | 3658.8207
5860 | 862.8063 | 3641.2846 | 862.8063 | 3641.2846
5861 | 904.5578 | 3651.4379 | 904.5578 | 3651.4379
5862 | 950.2593 | 3634.5097 | 950.2593 | 3634.5097
5863 | 913.4184 | 3634.2462 | 913.4184 | 3634.2462
5864 | 882.3728 | 3653.6041 | 882.3728 | 3653.6041
5865 | 858.8452 | 3682.8524 | 858.8452 | 3682.8524
5866 | 834.2838 | 3678.9932 | 834.2838 | 3678.9932
5867 | 784.6079 | 3675.239 | 784.6079 | 3675.239
5868 | 748.5241 | 3699.1991 | 748.5241 | 3699.1991
5869 | 719.6703 | 3757.9275 | 719.6703 | 3757.9275
5870 | 703.4516 | 3820.6075 | 703.4516 | 3820.6075
5871 | 692.4245 | 3888.6716 | 692.4245 | 3888.6716
5872 | 686.8649 | 3997.1628 | 686.8649 | 3997.1628
5873 | 696.7072 | 4159.4936 | 696.7072 | 4159.4936
5874 | 709.3064 | 4233.8302 | 709.3064 | 4233.8302
5875 | 738.1313 | 4282.4198 | 738.1313 | 4282.4198
5876 | 798.4937 | 4294.9942 | 798.4937 | 4294.9942
5877 | 830.6214 | 4297.6321 | 830.6214 | 4297.6321
5878 | 852.2046 | 4284.6758 | 852.2046 | 4284.6758
5879 | 908.0687 | 4254.937 | 908.0687 | 4254.937
5880 | 897.8156 | 4231.8561 | 897.8156 | 4231.8561
5881 | 858.7022 | 4202.0208 | 858.7022 | 4202.0208
5882 | 861.3525 | 4164.6362 | 861.3525 | 4164.6362
5883 | 865.9246 | 4107.4109 | 865.9246 | 4107.4109
5884 | 883.7621 | 4080.3106 | 883.7621 | 4080.3106
5885 | 925.7344 | 4085.6394 | 925.7344 | 4085.6394
5886 | 962.7183 | 4070.4886 | 962.7183 | 4070.4886
5887 | 918.0519 | 4056.3442 | 918.0519 | 4056.3442
5888 | 892.3895 | 4052.0876 | 892.3895 | 4052.0876
5889 | 871.5965 | 4065.0851 | 871.5965 | 4065.0851
5890 | 835.085 | 4051.4924 | 835.085 | 4051.4924
5891 | 786.6896 | 4029.5407 | 786.6896 | 4029.5407
5892 | 744.2143 | 4023.369 | 744.2143 | 4023.369
5893 | 712.8548 | 4038.6773 | 712.8548 | 4038.6773
5894 | 697.7714 | 4052.8587 | 697.7714 | 4052.8587
5895 | 686.9191 | 4073.8632 | 686.9191 | 4073.8632
5896 | 685.4359 | 4146.4672 | 685.4359 | 4146.4672
5897 | 694.7972 | 4288.4845 | 694.7972 | 4288.4845
5898 | 705.4046 | 4355.8806 | 705.4046 | 4355.8806
5899 | 739.5587 | 4385.0877 | 739.5587 | 4385.0877
5900 | 794.8055 | 4377.7718 | 794.8055 | 4377.7718
5901 | 827.278 | 4361.4504 | 827.278 | 4361.4504
5902 | 856.1866 | 4338.3373 | 856.1866 | 4338.3373
5903 | 914.7121 | 4309.9528 | 914.7121 | 4309.9528
5904 | 900.1168 | 4298.0444 | 900.1168 | 4298.0444
5905 | 862.1806 | 4275.0649 | 862.1806 | 4275.0649
5906 | 863.2174 | 4252.2383 | 863.2174 | 4252.2383
5907 | 870.9028 | 4206.6932 | 870.9028 | 4206.6932
5908 | 888.1928 | 4179.0004 | 888.1928 | 4179.0004
5909 | 929.83 | 4166.2164 | 929.83 | 4166.2164
5910 | 973.6725 | 4130.8367 | 973.6725 | 4130.8367
5911 | 937.6118 | 4107.9744 | 937.6118 | 4107.9744
5912 | 903.6996 | 4094.4921 | 903.6996 | 4094.4921
5913 | 879.9675 | 4103.0883 | 879.9675 | 4103.0883
5914 | 839.5615 | 4091.6116 | 839.5615 | 4091.6116
5915 | 791.7022 | 4069.5752 | 791.7022 | 4069.5752
5916 | 746.8782 | 4054.2625 | 746.8782 | 4054.2625
5917 | 716.3892 | 4051.3732 | 716.3892 | 4051.3732
5918 | 698.2977 | 4043.2098 | 698.2977 | 4043.2098
5919 | 687.9228 | 4030.6123 | 687.9228 | 4030.6123
5920 | 684.218 | 4058.3573 | 684.218 | 4058.3573
5921 | 690.5515 | 4163.0485 | 690.5515 | 4163.0485
5922 | 700.043 | 4204.9681 | 700.043 | 4204.9681
5923 | 733.8671 | 4219.4479 | 733.8671 | 4219.4479
5924 | 791.0928 | 4201.7213 | 791.0928 | 4201.7213
5925 | 828.2148 | 4187.6006 | 828.2148 | 4187.6006
5926 | 853.4072 | 4175.9984 | 853.4072 | 4175.9984
5927 | 908.5149 | 4162.5952 | 908.5149 | 4162.5952
5928 | 892.8825 | 4162.0284 | 892.8825 | 4162.0284
5929 | 851.4505 | 4150.8985 | 851.4505 | 4150.8985
5930 | 853.981 | 4136.028 | 853.981 | 4136.028
5931 | 852.5863 | 4082.1036 | 852.5863 | 4082.1036
5932 | 864.3412 | 4037.7368 | 864.3412 | 4037.7368
5933 | 906.3278 | 4011.0719 | 906.3278 | 4011.0719
5934 | 950.3566 | 3961.7266 | 950.3566 | 3961.7266
5935 | 918.5988 | 3914.9113 | 918.5988 | 3914.9113
5936 | 886.5812 | 3877.5607 | 886.5812 | 3877.5607
5937 | 859.0613 | 3869.2289 | 859.0613 | 3869.2289
5938 | 826.9028 | 3854.5359 | 826.9028 | 3854.5359
5939 | 782.0369 | 3846.8883 | 782.0369 | 3846.8883
5940 | 739.0545 | 3859.7606 | 739.0545 | 3859.7606
5941 | 713.1639 | 3891.6582 | 713.1639 | 3891.6582
5942 | 700.2305 | 3921.2441 | 700.2305 | 3921.2441
5943 | 688.3241 | 3944.5338 | 688.3241 | 3944.5338
5944 | 683.0593 | 4003.0876 | 683.0593 | 4003.0876
5945 | 690.2299 | 4129.9544 | 690.2299 | 4129.9544
5946 | 695.0987 | 4182.2 | 695.0987 | 4182.2
5947 | 715.3378 | 4202.8585 | 715.3378 | 4202.8585
5948 | 764.4842 | 4197.8279 | 764.4842 | 4197.8279
5949 | 798.2908 | 4197.7573 | 798.2908 | 4197.7573
5950 | 827.668 | 4193.3496 | 827.668 | 4193.3496
5951 | 869.6028 | 4182.824 | 869.6028 | 4182.824
5952 | 859.8858 | 4178.7024 | 859.8858 | 4178.7024
5953 | 835.1018 | 4159.3624 | 835.1018 | 4159.3624
5954 | 832.8305 | 4141.0218 | 832.8305 | 4141.0218
5955 | 844.6371 | 4105.7181 | 844.6371 | 4105.7181
5956 | 856.0438 | 4087.1664 | 856.0438 | 4087.1664
5957 | 897.4244 | 4086.5704 | 897.4244 | 4086.5704
5958 | 937.7079 | 4062.871 | 937.7079 | 4062.871
5959 | 900 | 4045.9335 | 900 | 4045.9335
5960 | 871.3155 | 4039.7302 | 871.3155 | 4039.7302
5961 | 848.2846 | 4043.7559 | 848.2846 | 4043.7559
5962 | 817.413 | 4032.2792 | 817.413 | 4032.2792
5963 | 781.1259 | 4022.4309 | 781.1259 | 4022.4309
5964 | 739.175 | 4026.3314 | 739.175 | 4026.3314
5965 | 712.7055 | 4048.2415 | 712.7055 | 4048.2415
5966 | 704.2622 | 4067.2475 | 704.2622 | 4067.2475
5967 | 686.2965 | 4079.3647 | 686.2965 | 4079.3647
5968 | 679.3076 | 4128.9468 | 679.3076 | 4128.9468
5969 | 681.2575 | 4253.2744 | 681.2575 | 4253.2744
5970 | 682.4497 | 4309.5827 | 682.4497 | 4309.5827
5971 | 697.3706 | 4334.3039 | 697.3706 | 4334.3039
5972 | 730.5417 | 4327.1573 | 730.5417 | 4327.1573
5973 | 767.4138 | 4324.7168 | 767.4138 | 4324.7168
5974 | 799.9128 | 4318.7855 | 799.9128 | 4318.7855
5975 | 842.7418 | 4306.6519 | 842.7418 | 4306.6519
5976 | 841.5744 | 4302.8688 | 841.5744 | 4302.8688
5977 | 824.4386 | 4281.4975 | 824.4386 | 4281.4975
5978 | 822.1413 | 4248.3449 | 822.1413 | 4248.3449
5979 | 825.912 | 4179.1007 | 825.912 | 4179.1007
5980 | 840.6581 | 4124.3232 | 840.6581 | 4124.3232
5981 | 864.8952 | 4092.9184 | 864.8952 | 4092.9184
5982 | 896.8732 | 4051.5293 | 896.8732 | 4051.5293
5983 | 885.3208 | 4016.5635 | 885.3208 | 4016.5635
5984 | 865.7254 | 4000.4574 | 865.7254 | 4000.4574
5985 | 845.7967 | 4012.2699 | 845.7967 | 4012.2699
5986 | 813.8543 | 4006.6334 | 813.8543 | 4006.6334
5987 | 778.5095 | 4004.6566 | 778.5095 | 4004.6566
5988 | 741.345 | 4021.7609 | 741.345 | 4021.7609
5989 | 710.0137 | 4060.0065 | 710.0137 | 4060.0065
5990 | 698.4103 | 4108.1284 | 698.4103 | 4108.1284
5991 | 685.5142 | 4158.8414 | 685.5142 | 4158.8414
5992 | 680.7364 | 4251.3357 | 680.7364 | 4251.3357
5993 | 680.9331 | 4418.8295 | 680.9331 | 4418.8295
5994 | 687.2968 | 4516.4421 | 687.2968 | 4516.4421
5995 | 702.0757 | 4572.5646 | 702.0757 | 4572.5646
5996 | 736.3502 | 4594.6186 | 736.3502 | 4594.6186
5997 | 768.499 | 4615.2848 | 768.499 | 4615.2848
5998 | 801.6075 | 4628.2281 | 801.6075 | 4628.2281
5999 | 841.9017 | 4629.8061 | 841.9017 | 4629.8061
6000 | 835.7296 | 4627.1234 | 835.7296 | 4627.1234
6001 | 822.0935 | 4592.5482 | 822.0935 | 4592.5482
6002 | 823.5092 | 4537.8971 | 823.5092 | 4537.8971
6003 | 829.0124 | 4456.2109 | 829.0124 | 4456.2109
6004 | 841.4751 | 4397.3707 | 841.4751 | 4397.3707
6005 | 860.6295 | 4368.9284 | 860.6295 | 4368.9284
6006 | 876.893 | 4331.348 | 876.893 | 4331.348
6007 | 882.9878 | 4306.9622 | 882.9878 | 4306.9622
6008 | 861.287 | 4304.1445 | 861.287 | 4304.1445
6009 | 841.9306 | 4322.5589 | 841.9306 | 4322.5589
6010 | 812.4582 | 4316.8377 | 812.4582 | 4316.8377
6011 | 768.9827 | 4297.2559 | 768.9827 | 4297.2559
6012 | 739.3187 | 4280.7582 | 739.3187 | 4280.7582
6013 | 709.6569 | 4276.0915 | 709.6569 | 4276.0915
6014 | 694.801 | 4263.2729 | 694.801 | 4263.2729
6015 | 680.4896 | 4248.7287 | 680.4896 | 4248.7287
6016 | 679.456 | 4275.7119 | 679.456 | 4275.7119
6017 | 679.273 | 4371.4313 | 679.273 | 4371.4313
6018 | 697.6574 | 4397.1848 | 697.6574 | 4397.1848
6019 | 719.9583 | 4398.4608 | 719.9583 | 4398.4608
6020 | 762.6367 | 4377.5179 | 762.6367 | 4377.5179
6021 | 785.7619 | 4358.742 | 785.7619 | 4358.742
6022 | 812.7705 | 4330.9737 | 812.7705 | 4330.9737
6023 | 857.6384 | 4303.2663 | 857.6384 | 4303.2663
6024 | 860.8827 | 4291.0193 | 860.8827 | 4291.0193
6025 | 832.3181 | 4255.1745 | 832.3181 | 4255.1745
6026 | 828.3796 | 4210.1724 | 828.3796 | 4210.1724
6027 | 835.6585 | 4158.4486 | 835.6585 | 4158.4486
6028 | 849.8356 | 4141.505 | 849.8356 | 4141.505
6029 | 873.5685 | 4145.395 | 873.5685 | 4145.395
6030 | 894.5422 | 4123.3884 | 894.5422 | 4123.3884
6031 | 902.534 | 4101.2878 | 902.534 | 4101.2878
6032 | 877.6171 | 4083.5736 | 877.6171 | 4083.5736
6033 | 855.3799 | 4085.1447 | 855.3799 | 4085.1447
6034 | 815.01 | 4078.0692 | 815.01 | 4078.0692
6035 | 768.7994 | 4074.0611 | 768.7994 | 4074.0611
6036 | 730.7405 | 4076.3534 | 730.7405 | 4076.3534
6037 | 700.7538 | 4094.1162 | 700.7538 | 4094.1162
6038 | 684.2222 | 4109.4827 | 684.2222 | 4109.4827
6039 | 679.67 | 4128.4558 | 679.67 | 4128.4558
6040 | 675.5173 | 4189.718 | 675.5173 | 4189.718
6041 | 685.3609 | 4316.8388 | 685.3609 | 4316.8388
6042 | 707.1642 | 4375.4324 | 707.1642 | 4375.4324
6043 | 738.1062 | 4400.7461 | 738.1062 | 4400.7461
6044 | 796.4667 | 4384.9662 | 796.4667 | 4384.9662
6045 | 831.4683 | 4341.9833 | 831.4683 | 4341.9833
6046 | 863.4362 | 4277.4814 | 863.4362 | 4277.4814
6047 | 905.7479 | 4214.0561 | 905.7479 | 4214.0561
6048 | 898.7942 | 4167.9532 | 898.7942 | 4167.9532
6049 | 862.976 | 4098.6758 | 862.976 | 4098.6758
6050 | 854.9514 | 4018.0403 | 854.9514 | 4018.0403
6051 | 862.0673 | 3930.8525 | 862.0673 | 3930.8525
6052 | 872.5204 | 3898.5046 | 872.5204 | 3898.5046
6053 | 894.3003 | 3890.545 | 894.3003 | 3890.545
6054 | 909.6012 | 3858.043 | 909.6012 | 3858.043
6055 | 916.1229 | 3829.1713 | 916.1229 | 3829.1713
6056 | 899.7717 | 3811.6264 | 899.7717 | 3811.6264
6057 | 875.7041 | 3820.8997 | 875.7041 | 3820.8997
6058 | 828.2846 | 3809.9308 | 828.2846 | 3809.9308
6059 | 783.3078 | 3790.0104 | 783.3078 | 3790.0104
6060 | 741.0473 | 3781.9767 | 741.0473 | 3781.9767
6061 | 710.582 | 3795.7614 | 710.582 | 3795.7614
6062 | 693.1492 | 3810.4508 | 693.1492 | 3810.4508
6063 | 685.2876 | 3828.4082 | 685.2876 | 3828.4082
6064 | 681.9506 | 3892.8021 | 681.9506 | 3892.8021
6065 | 688.5081 | 4032.3649 | 688.5081 | 4032.3649
6066 | 713.1711 | 4101.7077 | 713.1711 | 4101.7077
6067 | 746.0333 | 4136.6703 | 746.0333 | 4136.6703
6068 | 803.8827 | 4137.2259 | 803.8827 | 4137.2259
6069 | 842.0101 | 4133.6005 | 842.0101 | 4133.6005
6070 | 863.9243 | 4134.1864 | 863.9243 | 4134.1864
6071 | 907.279 | 4143.8898 | 907.279 | 4143.8898
6072 | 897.4649 | 4160.0817 | 897.4649 | 4160.0817
6073 | 851.1519 | 4140.9956 | 851.1519 | 4140.9956
6074 | 846.8787 | 4099.8869 | 846.8787 | 4099.8869
6075 | 857.2313 | 4043.4233 | 857.2313 | 4043.4233
6076 | 860.1417 | 4018.6929 | 860.1417 | 4018.6929
6077 | 880.0838 | 4016.0656 | 880.0838 | 4016.0656
6078 | 901.7594 | 3993.7204 | 901.7594 | 3993.7204
6079 | 907.4802 | 3972.4663 | 907.4802 | 3972.4663
6080 | 892.5044 | 3960.7614 | 892.5044 | 3960.7614
6081 | 869.6099 | 3972.9125 | 869.6099 | 3972.9125
6082 | 828.4531 | 3978.533 | 828.4531 | 3978.533
6083 | 774.7924 | 3983.0735 | 774.7924 | 3983.0735
6084 | 735.1481 | 3994.9301 | 735.1481 | 3994.9301
6085 | 707.049 | 4024.7964 | 707.049 | 4024.7964
6086 | 695.9223 | 4052.6895 | 695.9223 | 4052.6895
6087 | 681.2253 | 4073.6092 | 681.2253 | 4073.6092
6088 | 680.4569 | 4123.6145 | 680.4569 | 4123.6145
6089 | 689.3352 | 4236.9389 | 689.3352 | 4236.9389
6090 | 706.3852 | 4278.52 | 706.3852 | 4278.52
6091 | 742.7989 | 4288.5139 | 742.7989 | 4288.5139
6092 | 799.7329 | 4268.5867 | 799.7329 | 4268.5867
6093 | 832.2305 | 4252.3499 | 832.2305 | 4252.3499
6094 | 865.4014 | 4233.1302 | 865.4014 | 4233.1302
6095 | 899.1056 | 4209.9087 | 899.1056 | 4209.9087
6096 | 893.4287 | 4191.5677 | 893.4287 | 4191.5677
6097 | 852.4279 | 4146.8358 | 852.4279 | 4146.8358
6098 | 843.9823 | 4102.1722 | 843.9823 | 4102.1722
6099 | 851.5786 | 4049.4327 | 851.5786 | 4049.4327
6100 | 858.3088 | 4026.8183 | 858.3088 | 4026.8183
6101 | 878.1327 | 4023.8525 | 878.1327 | 4023.8525
6102 | 890.4886 | 3999.222 | 890.4886 | 3999.222
6103 | 900.472 | 3976.6136 | 900.472 | 3976.6136
6104 | 879.4525 | 3956.7834 | 879.4525 | 3956.7834
6105 | 854.4627 | 3955.3921 | 854.4627 | 3955.3921
6106 | 818.4558 | 3937.906 | 818.4558 | 3937.906
6107 | 777.9471 | 3920.6941 | 777.9471 | 3920.6941
6108 | 739.3129 | 3915.4534 | 739.3129 | 3915.4534
6109 | 710.1946 | 3930.8463 | 710.1946 | 3930.8463
6110 | 693.3276 | 3948.1595 | 693.3276 | 3948.1595
6111 | 682.65 | 3964.4241 | 682.65 | 3964.4241
6112 | 682.4513 | 4020.4387 | 682.4513 | 4020.4387
6113 | 686.9924 | 4153.4842 | 686.9924 | 4153.4842
6114 | 704.6923 | 4227.1437 | 704.6923 | 4227.1437
6115 | 724.8521 | 4276.6643 | 724.8521 | 4276.6643
6116 | 773.9735 | 4292.7936 | 773.9735 | 4292.7936
6117 | 817.1231 | 4304.1494 | 817.1231 | 4304.1494
6118 | 845.0502 | 4309.3059 | 845.0502 | 4309.3059
6119 | 882.3633 | 4313.7616 | 882.3633 | 4313.7616
6120 | 872.5721 | 4321.5742 | 872.5721 | 4321.5742
6121 | 847.1051 | 4300.3721 | 847.1051 | 4300.3721
6122 | 838.0506 | 4276.022 | 838.0506 | 4276.022
6123 | 833.512 | 4237.2481 | 833.512 | 4237.2481
6124 | 845.5153 | 4226.9065 | 845.5153 | 4226.9065
6125 | 850.3247 | 4229.1036 | 850.3247 | 4229.1036
6126 | 865.7291 | 4207.3509 | 865.7291 | 4207.3509
6127 | 881.0198 | 4194.5608 | 881.0198 | 4194.5608
6128 | 874.4583 | 4189.3732 | 874.4583 | 4189.3732
6129 | 844.3 | 4206.8565 | 844.3 | 4206.8565
6130 | 805.4346 | 4216.8783 | 805.4346 | 4216.8783
6131 | 766.9807 | 4232.7605 | 766.9807 | 4232.7605
6132 | 729.3081 | 4252.4039 | 729.3081 | 4252.4039
6133 | 703.5428 | 4284.8094 | 703.5428 | 4284.8094
6134 | 689.066 | 4310.7558 | 689.066 | 4310.7558
6135 | 680.7732 | 4341.5784 | 680.7732 | 4341.5784
6136 | 680.8471 | 4412.4896 | 680.8471 | 4412.4896
6137 | 681.2785 | 4546.974 | 681.2785 | 4546.974
6138 | 692.7882 | 4608.8686 | 692.7882 | 4608.8686
6139 | 705.3108 | 4640.107 | 705.3108 | 4640.107
6140 | 741.266 | 4641.7629 | 741.266 | 4641.7629
6141 | 772.682 | 4642.4541 | 772.682 | 4642.4541
6142 | 800.2619 | 4635.1686 | 800.2619 | 4635.1686
6143 | 837.4345 | 4622.9503 | 837.4345 | 4622.9503
6144 | 819.8701 | 4616.882 | 819.8701 | 4616.882
6145 | 797.7196 | 4577.4824 | 797.7196 | 4577.4824
6146 | 792.3957 | 4528.5868 | 792.3957 | 4528.5868
6147 | 792.821 | 4459.5965 | 792.821 | 4459.5965
6148 | 799.7471 | 4406.1733 | 799.7471 | 4406.1733
6149 | 827.8885 | 4388.988 | 827.8885 | 4388.988
6150 | 835.9731 | 4343.7901 | 835.9731 | 4343.7901
6151 | 855.309 | 4315.1723 | 855.309 | 4315.1723
6152 | 851.5812 | 4308.2073 | 851.5812 | 4308.2073
6153 | 825.1107 | 4322.9821 | 825.1107 | 4322.9821
6154 | 792.9574 | 4318.2766 | 792.9574 | 4318.2766
6155 | 753.5674 | 4326.2027 | 753.5674 | 4326.2027
6156 | 718.2208 | 4344.7458 | 718.2208 | 4344.7458
6157 | 692.7165 | 4373.681 | 692.7165 | 4373.681
6158 | 676.288 | 4399.035 | 676.288 | 4399.035
6159 | 666.016 | 4425.3717 | 666.016 | 4425.3717
6160 | 665.1877 | 4489.2578 | 665.1877 | 4489.2578
6161 | 668.4912 | 4616.2939 | 668.4912 | 4616.2939
6162 | 676.3849 | 4663.1226 | 676.3849 | 4663.1226
6163 | 696.1725 | 4671.0005 | 696.1725 | 4671.0005
6164 | 730.7802 | 4648.1956 | 730.7802 | 4648.1956
6165 | 757.4703 | 4633.3977 | 757.4703 | 4633.3977
6166 | 790.0625 | 4624.9272 | 790.0625 | 4624.9272
6167 | 828.0737 | 4616.6023 | 828.0737 | 4616.6023
6168 | 825.9744 | 4603.5089 | 825.9744 | 4603.5089
6169 | 808.0608 | 4550.4823 | 808.0608 | 4550.4823
6170 | 805.0164 | 4467.0538 | 805.0164 | 4467.0538
6171 | 813.036 | 4360.1449 | 813.036 | 4360.1449
6172 | 821.2353 | 4292.6715 | 821.2353 | 4292.6715
6173 | 838.6261 | 4252.8874 | 838.6261 | 4252.8874
6174 | 850.4028 | 4188.7302 | 850.4028 | 4188.7302
6175 | 862.0927 | 4146.4854 | 862.0927 | 4146.4854
6176 | 856.3942 | 4129.0251 | 856.3942 | 4129.0251
6177 | 834.648 | 4157.173 | 834.648 | 4157.173
6178 | 796.062 | 4181.7528 | 796.062 | 4181.7528
6179 | 756.1169 | 4201.6977 | 756.1169 | 4201.6977
6180 | 719.1284 | 4223.2879 | 719.1284 | 4223.2879
6181 | 691.4574 | 4258.4018 | 691.4574 | 4258.4018
6182 | 676.0546 | 4290.0191 | 676.0546 | 4290.0191
6183 | 667.9809 | 4318.6411 | 667.9809 | 4318.6411
6184 | 667.639 | 4384.22 | 667.639 | 4384.22
6185 | 672.1411 | 4514.8109 | 672.1411 | 4514.8109
6186 | 689.0225 | 4577.2133 | 689.0225 | 4577.2133
6187 | 714.0347 | 4613.5302 | 714.0347 | 4613.5302
6188 | 766.6927 | 4621.9573 | 766.6927 | 4621.9573
6189 | 799.9012 | 4625.103 | 799.9012 | 4625.103
6190 | 831.8297 | 4624.5886 | 831.8297 | 4624.5886
6191 | 875.3145 | 4625.9127 | 875.3145 | 4625.9127
6192 | 861.693 | 4628.9008 | 861.693 | 4628.9008
6193 | 830.578 | 4599.0655 | 830.578 | 4599.0655
6194 | 824.4379 | 4556.3486 | 824.4379 | 4556.3486
6195 | 831.1624 | 4489.2204 | 831.1624 | 4489.2204
6196 | 838.3614 | 4436.5589 | 838.3614 | 4436.5589
6197 | 855.8915 | 4403.2921 | 855.8915 | 4403.2921
6198 | 872.2662 | 4357.2478 | 872.2662 | 4357.2478
6199 | 879.893 | 4327.1065 | 879.893 | 4327.1065
6200 | 873.5697 | 4321.8342 | 873.5697 | 4321.8342
6201 | 853.0902 | 4361.9164 | 853.0902 | 4361.9164
6202 | 808.3753 | 4387.0886 | 808.3753 | 4387.0886
6203 | 761.6375 | 4407.4568 | 761.6375 | 4407.4568
6204 | 723.198 | 4430.5704 | 723.198 | 4430.5704
6205 | 692.4013 | 4468.3082 | 692.4013 | 4468.3082
6206 | 679.6869 | 4500.4333 | 679.6869 | 4500.4333
6207 | 669.6683 | 4531.2559 | 669.6683 | 4531.2559
6208 | 670.2336 | 4595.6499 | 670.2336 | 4595.6499
6209 | 677.9737 | 4725.3944 | 677.9737 | 4725.3944
6210 | 701.0902 | 4791.267 | 701.0902 | 4791.267
6211 | 736.3758 | 4827.9224 | 736.3758 | 4827.9224
6212 | 798.4712 | 4832.3715 | 798.4712 | 4832.3715
6213 | 829.3068 | 4840.7648 | 829.3068 | 4840.7648
6214 | 855.3429 | 4845.1596 | 855.3429 | 4845.1596
6215 | 898.5732 | 4840.8974 | 898.5732 | 4840.8974
6216 | 879.0276 | 4825.1802 | 879.0276 | 4825.1802
6217 | 840.7766 | 4763.5203 | 840.7766 | 4763.5203
6218 | 835.9797 | 4682.1231 | 835.9797 | 4682.1231
6219 | 836.7098 | 4590.4494 | 836.7098 | 4590.4494
6220 | 842.443 | 4533.3867 | 842.443 | 4533.3867
6221 | 862.9025 | 4493.264 | 862.9025 | 4493.264
6222 | 880.1592 | 4428.4297 | 880.1592 | 4428.4297
6223 | 881.5051 | 4375.4357 | 881.5051 | 4375.4357
6224 | 873.3982 | 4336.5615 | 873.3982 | 4336.5615
6225 | 850.9694 | 4336.7784 | 850.9694 | 4336.7784
6226 | 808.9965 | 4347.5619 | 808.9965 | 4347.5619
6227 | 755.4744 | 4361.836 | 755.4744 | 4361.836
6228 | 715.0713 | 4366.8368 | 715.0713 | 4366.8368
6229 | 690.1661 | 4375.2892 | 690.1661 | 4375.2892
6230 | 673.8226 | 4379.3139 | 673.8226 | 4379.3139
6231 | 666.1144 | 4386.2682 | 666.1144 | 4386.2682
6232 | 665.0545 | 4428.7404 | 665.0545 | 4428.7404
6233 | 673.3288 | 4540.9646 | 673.3288 | 4540.9646
6234 | 693.9578 | 4583.4767 | 693.9578 | 4583.4767
6235 | 728.846 | 4596.2637 | 728.846 | 4596.2637
6236 | 787.9661 | 4582.5152 | 787.9661 | 4582.5152
6237 | 817.7259 | 4561.9618 | 817.7259 | 4561.9618
6238 | 838.297 | 4541.0493 | 838.297 | 4541.0493
6239 | 883.7594 | 4523.4987 | 883.7594 | 4523.4987
6240 | 862.7421 | 4499.3175 | 862.7421 | 4499.3175
6241 | 829.3417 | 4437.6576 | 829.3417 | 4437.6576
6242 | 820.7931 | 4357.2761 | 820.7931 | 4357.2761
6243 | 827.7177 | 4262.3015 | 827.7177 | 4262.3015
6244 | 829.7872 | 4208.8782 | 829.7872 | 4208.8782
6245 | 847.3952 | 4177.812 | 847.3952 | 4177.812
6246 | 861.8667 | 4118.4793 | 861.8667 | 4118.4793
6247 | 866.9146 | 4072.1718 | 866.9146 | 4072.1718
6248 | 866.2043 | 4042.8619 | 866.2043 | 4042.8619
6249 | 841.0691 | 4053.9126 | 841.0691 | 4053.9126
6250 | 804.5878 | 4059.5331 | 804.5878 | 4059.5331
6251 | 756.6683 | 4070.6755 | 756.6683 | 4070.6755
6252 | 712.1348 | 4087.3566 | 712.1348 | 4087.3566
6253 | 680.4594 | 4115.4454 | 680.4594 | 4115.4454
6254 | 664.6719 | 4146.5549 | 664.6719 | 4146.5549
6255 | 658.1137 | 4189.3963 | 658.1137 | 4189.3963
6256 | 660.6722 | 4273.6806 | 660.6722 | 4273.6806
6257 | 667.1331 | 4423.1462 | 667.1331 | 4423.1462
6258 | 684.5993 | 4503.069 | 684.5993 | 4503.069
6259 | 716.9109 | 4558.1758 | 716.9109 | 4558.1758
6260 | 778.215 | 4585.0544 | 778.215 | 4585.0544
6261 | 806.3835 | 4599.7111 | 806.3835 | 4599.7111
6262 | 835.8257 | 4601.8206 | 835.8257 | 4601.8206
6263 | 882.5571 | 4602.5521 | 882.5571 | 4602.5521
6264 | 866.8395 | 4600.7158 | 866.8395 | 4600.7158
6265 | 833.2621 | 4569.0184 | 833.2621 | 4569.0184
6266 | 831.0463 | 4522.9159 | 831.0463 | 4522.9159
6267 | 829.956 | 4448.9319 | 829.956 | 4448.9319
6268 | 834.9796 | 4402.1952 | 834.9796 | 4402.1952
6269 | 849.3516 | 4374.6839 | 849.3516 | 4374.6839
6270 | 856.4743 | 4314.1662 | 856.4743 | 4314.1662
6271 | 855.5454 | 4275.9841 | 855.5454 | 4275.9841
6272 | 851.5928 | 4254.5457 | 851.5928 | 4254.5457
6273 | 825.8413 | 4264.0729 | 825.8413 | 4264.0729
6274 | 792.3472 | 4257.9285 | 792.3472 | 4257.9285
6275 | 749.3511 | 4260.2684 | 749.3511 | 4260.2684
6276 | 703.8599 | 4279.9965 | 703.8599 | 4279.9965
6277 | 678.4761 | 4314.7718 | 678.4761 | 4314.7718
6278 | 660.7494 | 4333.5239 | 660.7494 | 4333.5239
6279 | 651.935 | 4355.9672 | 651.935 | 4355.9672
6280 | 648.5831 | 4419.0915 | 648.5831 | 4419.0915
6281 | 654.0976 | 4546.5508 | 654.0976 | 4546.5508
6282 | 670.8159 | 4605.5676 | 670.8159 | 4605.5676
6283 | 695.9796 | 4644.5083 | 695.9796 | 4644.5083
6284 | 747.2794 | 4661.5686 | 747.2794 | 4661.5686
6285 | 787.1354 | 4673.5169 | 787.1354 | 4673.5169
6286 | 818.0889 | 4676.896 | 818.0889 | 4676.896
6287 | 861.5464 | 4671.7027 | 861.5464 | 4671.7027
6288 | 852.359 | 4661.1485 | 852.359 | 4661.1485
6289 | 817.101 | 4618.8712 | 817.101 | 4618.8712
6290 | 810.2814 | 4561.3423 | 810.2814 | 4561.3423
6291 | 813.2429 | 4461.7971 | 813.2429 | 4461.7971
6292 | 819.7259 | 4387.7218 | 819.7259 | 4387.7218
6293 | 834.5901 | 4335.4111 | 834.5901 | 4335.4111
6294 | 840.7365 | 4258.3886 | 840.7365 | 4258.3886
6295 | 844.1391 | 4188.4667 | 844.1391 | 4188.4667
6296 | 841.5249 | 4144.5988 | 841.5249 | 4144.5988
6297 | 819.3496 | 4160.8125 | 819.3496 | 4160.8125
6298 | 785.2156 | 4178.5365 | 785.2156 | 4178.5365
6299 | 747.9525 | 4187.1397 | 747.9525 | 4187.1397
6300 | 706.5401 | 4181.8991 | 706.5401 | 4181.8991
6301 | 676.3038 | 4166.1446 | 676.3038 | 4166.1446
6302 | 662.2007 | 4129.2037 | 662.2007 | 4129.2037
6303 | 653.1255 | 4084.697 | 653.1255 | 4084.697
6304 | 649.4154 | 4089.7586 | 649.4154 | 4089.7586
6305 | 653.9562 | 4180.1457 | 653.9562 | 4180.1457
6306 | 660.6234 | 4214.0245 | 660.6234 | 4214.0245
6307 | 672.9737 | 4224.0185 | 672.9737 | 4224.0185
6308 | 714.3676 | 4208.3232 | 714.3676 | 4208.3232
6309 | 754.7506 | 4200.4658 | 754.7506 | 4200.4658
6310 | 791.7968 | 4195.6348 | 791.7968 | 4195.6348
6311 | 832.1818 | 4186.9714 | 832.1818 | 4186.9714
6312 | 828.1923 | 4179.972 | 828.1923 | 4179.972
6313 | 806.3587 | 4156.654 | 806.3587 | 4156.654
6314 | 793.3259 | 4141.1911 | 793.3259 | 4141.1911
6315 | 793.8421 | 4109.1037 | 793.8421 | 4109.1037
6316 | 799.7111 | 4092.5833 | 799.7111 | 4092.5833
6317 | 819.0251 | 4102.7366 | 819.0251 | 4102.7366
6318 | 820.8925 | 4099.6046 | 820.8925 | 4099.6046
6319 | 829.3402 | 4105.0966 | 829.3402 | 4105.0966
6320 | 839.9626 | 4117.4295 | 839.9626 | 4117.4295
6321 | 815.3897 | 4167.4144 | 815.3897 | 4167.4144
6322 | 781.2248 | 4232.2827 | 781.2248 | 4232.2827
6323 | 743.0482 | 4316.3845 | 743.0482 | 4316.3845
6324 | 704.6797 | 4399.3384 | 704.6797 | 4399.3384
6325 | 678.8423 | 4475.0794 | 678.8423 | 4475.0794
6326 | 666.9418 | 4526.6716 | 666.9418 | 4526.6716
6327 | 655.3718 | 4562.3187 | 655.3718 | 4562.3187
6328 | 652.5579 | 4629.5057 | 652.5579 | 4629.5057
6329 | 654.921 | 4764.9211 | 654.921 | 4764.9211
6330 | 666.6815 | 4828.9317 | 666.6815 | 4828.9317
6331 | 682.9065 | 4860.5087 | 682.9065 | 4860.5087
6332 | 726.4916 | 4861.6568 | 726.4916 | 4861.6568
6333 | 764.6055 | 4857.9467 | 764.6055 | 4857.9467
6334 | 789.8272 | 4845.1596 | 789.8272 | 4845.1596
6335 | 831.4179 | 4827.8629 | 831.4179 | 4827.8629
6336 | 827.1365 | 4801.1425 | 827.1365 | 4801.1425
6337 | 797.859 | 4733.7272 | 797.859 | 4733.7272
6338 | 792.0514 | 4642.4271 | 792.0514 | 4642.4271
6339 | 796.7166 | 4537.0418 | 796.7166 | 4537.0418
6340 | 799.1008 | 4474.4775 | 799.1008 | 4474.4775
6341 | 815.7468 | 4436.3015 | 815.7468 | 4436.3015
6342 | 825.8883 | 4381.2854 | 825.8883 | 4381.2854
6343 | 833.6152 | 4347.0814 | 833.6152 | 4347.0814
6344 | 843.2399 | 4331.5678 | 843.2399 | 4331.5678
6345 | 819.5774 | 4351.3364 | 819.5774 | 4351.3364
6346 | 777.322 | 4384.4648 | 777.322 | 4384.4648
6347 | 739.6708 | 4441.7358 | 739.6708 | 4441.7358
6348 | 699.0238 | 4500.4828 | 699.0238 | 4500.4828
6349 | 674.2953 | 4555.0638 | 674.2953 | 4555.0638
6350 | 658.1323 | 4584.9883 | 658.1323 | 4584.9883
6351 | 651.6447 | 4613.8642 | 651.6447 | 4613.8642
6352 | 647.8563 | 4686.6375 | 647.8563 | 4686.6375
6353 | 649.7538 | 4825.4385 | 649.7538 | 4825.4385
6354 | 663.4509 | 4893.0039 | 663.4509 | 4893.0039
6355 | 687.1706 | 4927.5433 | 687.1706 | 4927.5433
6356 | 740.4999 | 4934.1083 | 740.4999 | 4934.1083
6357 | 772.4554 | 4948.2572 | 772.4554 | 4948.2572
6358 | 800.2626 | 4968.4796 | 800.2626 | 4968.4796
6359 | 848.6819 | 4971.835 | 848.6819 | 4971.835
6360 | 840.4313 | 4937.497 | 840.4313 | 4937.497
6361 | 801.5052 | 4840.2885 | 801.5052 | 4840.2885
6362 | 800.9071 | 4732.7376 | 800.9071 | 4732.7376
6363 | 808.0264 | 4635.9009 | 808.0264 | 4635.9009
6364 | 809.6708 | 4570.9667 | 809.6708 | 4570.9667
6365 | 829.9009 | 4527.3738 | 829.9009 | 4527.3738
6366 | 834.8973 | 4461.7777 | 834.8973 | 4461.7777
6367 | 833.7967 | 4402.4358 | 833.7967 | 4402.4358
6368 | 834.138 | 4348.5804 | 834.138 | 4348.5804
6369 | 820.9784 | 4319.5119 | 820.9784 | 4319.5119
6370 | 783.2784 | 4302.3643 | 783.2784 | 4302.3643
6371 | 742.018 | 4288.1148 | 742.018 | 4288.1148
6372 | 699.9834 | 4281.3507 | 699.9834 | 4281.3507
6373 | 670.3144 | 4278.1229 | 670.3144 | 4278.1229
6374 | 656.1611 | 4265.3043 | 656.1611 | 4265.3043
6375 | 650.8899 | 4255.8384 | 650.8899 | 4255.8384
6376 | 649.0734 | 4275.5427 | 649.0734 | 4275.5427
6377 | 655.2113 | 4358.9893 | 655.2113 | 4358.9893
6378 | 673.7577 | 4375.0938 | 673.7577 | 4375.0938
6379 | 709.8197 | 4364.6049 | 709.8197 | 4364.6049
6380 | 763.3671 | 4329.4426 | 763.3671 | 4329.4426
6381 | 798.5696 | 4293.0616 | 798.5696 | 4293.0616
6382 | 832.7059 | 4257.4218 | 832.7059 | 4257.4218
6383 | 870.5608 | 4223.1125 | 870.5608 | 4223.1125
6384 | 863.7837 | 4181.4109 | 863.7837 | 4181.4109
6385 | 822.9193 | 4107.1398 | 822.9193 | 4107.1398
6386 | 819.2692 | 4034.0372 | 819.2692 | 4034.0372
6387 | 819.5952 | 3964.4545 | 819.5952 | 3964.4545
6388 | 828.9362 | 3933.7993 | 828.9362 | 3933.7993
6389 | 847.2897 | 3913.567 | 847.2897 | 3913.567
6390 | 848.5467 | 3859.4819 | 848.5467 | 3859.4819
6391 | 849.4729 | 3806.5725 | 849.4729 | 3806.5725
6392 | 859.997 | 3763.6357 | 859.997 | 3763.6357
6393 | 833.8541 | 3766.3071 | 833.8541 | 3766.3071
6394 | 786.1665 | 3784.4542 | 786.1665 | 3784.4542
6395 | 738.0144 | 3813.0324 | 738.0144 | 3813.0324
6396 | 697.9153 | 3852.143 | 697.9153 | 3852.143
6397 | 671.2056 | 3894.6206 | 671.2056 | 3894.6206
6398 | 657.3352 | 3928.1845 | 657.3352 | 3928.1845
6399 | 648.0208 | 3948.5118 | 648.0208 | 3948.5118
6400 | 649.6851 | 4000.8023 | 649.6851 | 4000.8023
6401 | 653.8076 | 4122.0829 | 653.8076 | 4122.0829
6402 | 670.9582 | 4175.7674 | 670.9582 | 4175.7674
6403 | 704.8912 | 4198.3726 | 704.8912 | 4198.3726
6404 | 760.7702 | 4185.7244 | 760.7702 | 4185.7244
6405 | 797.3437 | 4169.9109 | 797.3437 | 4169.9109
6406 | 827.8552 | 4147.4749 | 827.8552 | 4147.4749
6407 | 868.836 | 4105.6327 | 868.836 | 4105.6327
6408 | 857.9297 | 4032.0219 | 857.9297 | 4032.0219
6409 | 818.6065 | 3928.8886 | 818.6065 | 3928.8886
6410 | 814.8455 | 3845.5447 | 814.8455 | 3845.5447
6411 | 820.7749 | 3750.7393 | 820.7749 | 3750.7393
6412 | 829.0976 | 3686.4822 | 829.0976 | 3686.4822
6413 | 843.6947 | 3654.2311 | 843.6947 | 3654.2311
6414 | 843.3805 | 3599.3842 | 843.3805 | 3599.3842
6415 | 839.357 | 3543.5125 | 839.357 | 3543.5125
6416 | 844.1028 | 3489.3185 | 844.1028 | 3489.3185
6417 | 832.8172 | 3447.7234 | 832.8172 | 3447.7234
6418 | 789.7332 | 3394.6886 | 789.7332 | 3394.6886
6419 | 739.8628 | 3366.7275 | 739.8628 | 3366.7275
6420 | 699.0677 | 3366.396 | 699.0677 | 3366.396
6421 | 669.5928 | 3382.2121 | 669.5928 | 3382.2121
6422 | 655.9534 | 3399.3559 | 655.9534 | 3399.3559
6423 | 649.9267 | 3427.3854 | 649.9267 | 3427.3854
6424 | 647.8574 | 3501.3437 | 647.8574 | 3501.3437
6425 | 654.4661 | 3645.7309 | 654.4661 | 3645.7309
6426 | 668.886 | 3724.3841 | 668.886 | 3724.3841
6427 | 705.6932 | 3777.375 | 705.6932 | 3777.375
6428 | 767.1293 | 3804.2535 | 767.1293 | 3804.2535
6429 | 804.0468 | 3830.5905 | 804.0468 | 3830.5905
6430 | 831.4964 | 3853.0981 | 831.4964 | 3853.0981
6431 | 870.2683 | 3858.1463 | 870.2683 | 3858.1463
6432 | 857.3745 | 3835.0654 | 857.3745 | 3835.0654
6433 | 816.9696 | 3784.3241 | 816.9696 | 3784.3241
6434 | 803.5462 | 3751.0022 | 803.5462 | 3751.0022
6435 | 812.775 | 3706.5574 | 812.775 | 3706.5574
6436 | 817.9004 | 3689.6985 | 817.9004 | 3689.6985
6437 | 837.298 | 3680.7233 | 837.298 | 3680.7233
6438 | 830.5823 | 3646.1053 | 830.5823 | 3646.1053
6439 | 825.7169 | 3611.732 | 825.7169 | 3611.732
6440 | 833.995 | 3581.0679 | 833.995 | 3581.0679
6441 | 817.8424 | 3555.8929 | 817.8424 | 3555.8929
6442 | 784.7978 | 3510.1371 | 784.7978 | 3510.1371
6443 | 738.1529 | 3479.2982 | 738.1529 | 3479.2982
6444 | 697.4856 | 3459.3303 | 697.4856 | 3459.3303
6445 | 670.2384 | 3458.8109 | 670.2384 | 3458.8109
6446 | 654.564 | 3462.2432 | 654.564 | 3462.2432
6447 | 645.5097 | 3467.42 | 645.5097 | 3467.42
6448 | 643.4579 | 3512.6854 | 643.4579 | 3512.6854
6449 | 645.4099 | 3629.4801 | 645.4099 | 3629.4801
6450 | 654.2136 | 3679.5251 | 654.2136 | 3679.5251
6451 | 681.269 | 3701.2839 | 681.269 | 3701.2839
6452 | 728.7824 | 3695.4915 | 728.7824 | 3695.4915
6453 | 768.6335 | 3701.0918 | 768.6335 | 3701.0918
6454 | 802.7943 | 3711.496 | 802.7943 | 3711.496
6455 | 848.1669 | 3711.889 | 848.1669 | 3711.889
6456 | 843.1808 | 3694.3943 | 843.1808 | 3694.3943
6457 | 806.9947 | 3630.1106 | 806.9947 | 3630.1106
6458 | 796.271 | 3586.2934 | 796.271 | 3586.2934
6459 | 786.3922 | 3530.0837 | 786.3922 | 3530.0837
6460 | 794.1843 | 3497.1433 | 794.1843 | 3497.1433
6461 | 808.1635 | 3491.8922 | 808.1635 | 3491.8922
6462 | 815.4399 | 3465.6536 | 815.4399 | 3465.6536
6463 | 810.4812 | 3443.1298 | 810.4812 | 3443.1298
6464 | 823.2077 | 3425.2463 | 823.2077 | 3425.2463
6465 | 796.6753 | 3429.8644 | 796.6753 | 3429.8644
6466 | 762.5133 | 3439.463 | 762.5133 | 3439.463
6467 | 728.4025 | 3472.6963 | 728.4025 | 3472.6963
6468 | 694.1409 | 3525.6032 | 694.1409 | 3525.6032
6469 | 669.803 | 3583.7391 | 669.803 | 3583.7391
6470 | 652.7796 | 3626.6134 | 652.7796 | 3626.6134
6471 | 640.5087 | 3669.0317 | 640.5087 | 3669.0317
6472 | 639.1762 | 3753.4852 | 639.1762 | 3753.4852
6473 | 638.9122 | 3899.7345 | 638.9122 | 3899.7345
6474 | 638.6906 | 3971.4473 | 638.6906 | 3971.4473
6475 | 648.9789 | 4008.1027 | 648.9789 | 4008.1027
6476 | 682.44 | 4012.6363 | 682.44 | 4012.6363
6477 | 715.6123 | 4015.6128 | 715.6123 | 4015.6128
6478 | 744.405 | 4010.274 | 744.405 | 4010.274
6479 | 778.1904 | 3979.8581 | 778.1904 | 3979.8581
6480 | 778.2045 | 3914.542 | 778.2045 | 3914.542
6481 | 759.5617 | 3817.926 | 759.5617 | 3817.926
6482 | 750.004 | 3736.1903 | 750.004 | 3736.1903
6483 | 748.2969 | 3672.9555 | 748.2969 | 3672.9555
6484 | 756.7767 | 3645.6859 | 756.7767 | 3645.6859
6485 | 767.6554 | 3640.6041 | 767.6554 | 3640.6041
6486 | 770.2463 | 3610.3028 | 770.2463 | 3610.3028
6487 | 778.3291 | 3585.0706 | 778.3291 | 3585.0706
6488 | 798.6014 | 3566.8485 | 798.6014 | 3566.8485
6489 | 783.6427 | 3570.2816 | 783.6427 | 3570.2816
6490 | 759.7968 | 3568.5385 | 759.7968 | 3568.5385
6491 | 718.7322 | 3590.0915 | 718.7322 | 3590.0915
6492 | 680.187 | 3632.3338 | 680.187 | 3632.3338
6493 | 655.8026 | 3678.7894 | 655.8026 | 3678.7894
6494 | 642.2649 | 3712.1841 | 642.2649 | 3712.1841
6495 | 634.5796 | 3735.6431 | 634.5796 | 3735.6431
6496 | 631.5893 | 3797.4132 | 631.5893 | 3797.4132
6497 | 633.2226 | 3927.2424 | 633.2226 | 3927.2424
6498 | 634.5691 | 3977.2874 | 634.5691 | 3977.2874
6499 | 653.8781 | 4000.4851 | 653.8781 | 4000.4851
6500 | 692.8509 | 3986.3134 | 692.8509 | 3986.3134
6501 | 732.4032 | 3965.6754 | 732.4032 | 3965.6754
6502 | 764.8204 | 3940.0231 | 764.8204 | 3940.0231
6503 | 814.7505 | 3884.1307 | 814.7505 | 3884.1307
6504 | 810.6733 | 3803.0716 | 810.6733 | 3803.0716
6505 | 783.9556 | 3693.675 | 783.9556 | 3693.675
6506 | 768.8419 | 3615.4095 | 768.8419 | 3615.4095
6507 | 772.2233 | 3550.4819 | 772.2233 | 3550.4819
6508 | 769.9825 | 3520.6731 | 769.9825 | 3520.6731
6509 | 792.6723 | 3519.654 | 792.6723 | 3519.654
6510 | 794.7132 | 3495.9546 | 794.7132 | 3495.9546
6511 | 796.998 | 3471.992 | 796.998 | 3471.992
6512 | 812.5067 | 3450.6382 | 812.5067 | 3450.6382
6513 | 794.5056 | 3437.0588 | 794.5056 | 3437.0588
6514 | 755.8162 | 3404.7607 | 755.8162 | 3404.7607
6515 | 713.91 | 3391.8655 | 713.91 | 3391.8655
6516 | 675.6316 | 3405.1609 | 675.6316 | 3405.1609
6517 | 648.8725 | 3437.1432 | 648.8725 | 3437.1432
6518 | 635.3332 | 3468.168 | 635.3332 | 3468.168
6519 | 628.8868 | 3497.5517 | 628.8868 | 3497.5517
6520 | 626.3155 | 3569.5632 | 626.3155 | 3569.5632
6521 | 627.2056 | 3710.7341 | 627.2056 | 3710.7341
6522 | 633.6978 | 3778.6381 | 633.6978 | 3778.6381
6523 | 659.3392 | 3814.1086 | 659.3392 | 3814.1086
6524 | 714.8418 | 3818.8115 | 714.8418 | 3818.8115
6525 | 756.7551 | 3832.7911 | 756.7551 | 3832.7911
6526 | 785.8851 | 3846.073 | 785.8851 | 3846.073
6527 | 829.167 | 3842.4033 | 829.167 | 3842.4033
6528 | 822.5706 | 3813.7362 | 822.5706 | 3813.7362
6529 | 794.0993 | 3759.3554 | 794.0993 | 3759.3554
6530 | 782.5555 | 3721.7169 | 782.5555 | 3721.7169
6531 | 793.5756 | 3645.2783 | 793.5756 | 3645.2783
6532 | 804.9057 | 3584.7454 | 804.9057 | 3584.7454
6533 | 818.6652 | 3544.1149 | 818.6652 | 3544.1149
6534 | 815.0784 | 3481.3966 | 815.0784 | 3481.3966
6535 | 809.3064 | 3424.4245 | 809.3064 | 3424.4245
6536 | 828.5643 | 3376.7478 | 828.5643 | 3376.7478
6537 | 812.8417 | 3347.6793 | 812.8417 | 3347.6793
6538 | 775.6499 | 3307.8483 | 775.6499 | 3307.8483
6539 | 728.7187 | 3286.2352 | 728.7187 | 3286.2352
6540 | 684.0092 | 1799.3032 | 684.0092 | 1799.3032
6541 | 655.5046 | 1812.2563 | 655.5046 | 1812.2563
6542 | 636.5518 | 1826.4168 | 636.5518 | 1826.4168
6543 | 628.1429 | 1844.5282 | 628.1429 | 1844.5282
6544 | 623.9833 | 1913.2277 | 623.9833 | 1913.2277
6545 | 627.4884 | 2063.9238 | 627.4884 | 2063.9238
6546 | 635.8613 | 2106.6438 | 635.8613 | 2106.6438
6547 | 672.51 | 2139.5343 | 672.51 | 2139.5343
6548 | 722.0926 | 2148.5997 | 722.0926 | 2148.5997
6549 | 762.2561 | 2160.7105 | 762.2561 | 2160.7105
6550 | 800.8064 | 2165.0866 | 800.8064 | 2165.0866
6551 | 854.9151 | 2184.5776 | 854.9151 | 2184.5776
6552 | 845.7304 | 2167.4847 | 845.7304 | 2167.4847
6553 | 804.4701 | 2122.593 | 804.4701 | 2122.593
6554 | 800.8776 | 2091.2364 | 800.8776 | 2091.2364
6555 | 811.5477 | 2043.8382 | 811.5477 | 2043.8382
6556 | 811.7371 | 2045.9728 | 811.7371 | 2045.9728
6557 | 832.0924 | 2034.3838 | 832.0924 | 2034.3838
6558 | 825.8118 | 1998.0187 | 825.8118 | 1998.0187
6559 | 821.4077 | 1976.4384 | 821.4077 | 1976.4384
6560 | 845.4242 | 1947.7027 | 845.4242 | 1947.7027
6561 | 819.7929 | 1922.5279 | 819.7929 | 1922.5279
6562 | 782.4173 | 1901.9704 | 782.4173 | 1901.9704
6563 | 737.6828 | 1894.2414 | 737.6828 | 1894.2414
6564 | 694.5794 | 1919.6005 | 694.5794 | 1919.6005
6565 | 665.559 | 1949.3189 | 665.559 | 1949.3189
6566 | 648.1368 | 1970.1856 | 648.1368 | 1970.1856
6567 | 637.9733 | 1985.2655 | 637.9733 | 1985.2655
6568 | 634.2699 | 2043.9516 | 634.2699 | 2043.9516
6569 | 639.4421 | 2179.5819 | 639.4421 | 2179.5819
6570 | 644.0642 | 2202.8265 | 644.0642 | 2202.8265
6571 | 683.1479 | 2212.1995 | 683.1479 | 2212.1995
6572 | 749.0469 | 2192.8327 | 749.0469 | 2192.8327
6573 | 783.6933 | 2178.8539 | 783.6933 | 2178.8539
6574 | 817.7618 | 2158.7479 | 817.7618 | 2158.7479
6575 | 862.6442 | 2145.9943 | 862.6442 | 2145.9943
6576 | 852.2797 | 2095.0491 | 852.2797 | 2095.0491
6577 | 811.0161 | 2032.9786 | 811.0161 | 2032.9786
6578 | 801.1099 | 2000.2441 | 801.1099 | 2000.2441
6579 | 811.4634 | 1949.0335 | 811.4634 | 1949.0335
6580 | 813.7145 | 1953.97 | 813.7145 | 1953.97
6581 | 827.8403 | 1950.8785 | 827.8403 | 1950.8785
6582 | 826.1073 | 1925.3535 | 826.1073 | 1925.3535
6583 | 818.3724 | 1914.3376 | 818.3724 | 1914.3376
6584 | 824.9477 | 1897.774 | 824.9477 | 1897.774
6585 | 812.2 | 1871.9103 | 812.2 | 1871.9103
6586 | 772.8853 | 1842.7634 | 772.8853 | 1842.7634
6587 | 722.7713 | 1834.0697 | 722.7713 | 1834.0697
6588 | 682.0623 | 1866.5484 | 682.0623 | 1866.5484
6589 | 651.5991 | 1913.9509 | 651.5991 | 1913.9509
6590 | 636.2488 | 1957.2786 | 636.2488 | 1957.2786
6591 | 622.413 | 1987.9296 | 622.413 | 1987.9296
6592 | 618.2401 | 2058.65 | 618.2401 | 2058.65
6593 | 619.9995 | 2213.9853 | 619.9995 | 2213.9853
6594 | 623.3823 | 2264.7436 | 623.3823 | 2264.7436
6595 | 660.867 | 2301.2168 | 660.867 | 2301.2168
6596 | 719.8989 | 2305.2296 | 719.8989 | 2305.2296
6597 | 751.4113 | 2296.7167 | 751.4113 | 2296.7167
6598 | 788.256 | 2259.8914 | 788.256 | 2259.8914
6599 | 840.0637 | 2223.5743 | 840.0637 | 2223.5743
6600 | 843.2549 | 2161.2838 | 843.2549 | 2161.2838
6601 | 804.0994 | 2101.0965 | 804.0994 | 2101.0965
6602 | 794.3112 | 2071.118 | 794.3112 | 2071.118
6603 | 793.5904 | 2030.0125 | 793.5904 | 2030.0125
6604 | 799.6268 | 2041.8848 | 799.6268 | 2041.8848
6605 | 813.4576 | 2046.8315 | 813.4576 | 2046.8315
6606 | 806.5718 | 2026.1754 | 806.5718 | 2026.1754
6607 | 794.8083 | 2013.4141 | 794.8083 | 2013.4141
6608 | 802.6072 | 1993.773 | 802.6072 | 1993.773
6609 | 795.7146 | 1964.8318 | 795.7146 | 1964.8318
6610 | 767.4123 | 1918.1846 | 767.4123 | 1918.1846
6611 | 717.3576 | 1874.3985 | 717.3576 | 1874.3985
6612 | 681.8578 | 1873.0249 | 681.8578 | 1873.0249
6613 | 652.9143 | 1885.978 | 652.9143 | 1885.978
6614 | 636.0945 | 1899.4495 | 636.0945 | 1899.4495
6615 | 628.4713 | 1916.0911 | 628.4713 | 1916.0911
6616 | 625.8847 | 1985.1121 | 625.8847 | 1985.1121
6617 | 625.8849 | 2138.7019 | 625.8849 | 2138.7019
6618 | 628.8462 | 2181.8354 | 628.8462 | 2181.8354
6619 | 663.4521 | 2211.9239 | 663.4521 | 2211.9239
6620 | 721.3543 | 2215.7071 | 721.3543 | 2215.7071
6621 | 766.586 | 2224.0515 | 766.586 | 2224.0515
6622 | 796.2007 | 2218.5062 | 796.2007 | 2218.5062
6623 | 843.974 | 2216.6385 | 843.974 | 2216.6385
6624 | 833.3765 | 2185.5821 | 833.3765 | 2185.5821
6625 | 798.1389 | 2157.1802 | 798.1389 | 2157.1802
6626 | 796.928 | 2145.8502 | 796.928 | 2145.8502
6627 | 797.5732 | 2118.4326 | 797.5732 | 2118.4326
6628 | 804.1728 | 2143.4417 | 804.1728 | 2143.4417
6629 | 814.2333 | 2148.4802 | 814.2333 | 2148.4802
6630 | 809.1586 | 2120.383 | 809.1586 | 2120.383
6631 | 805.5975 | 2099.7672 | 805.5975 | 2099.7672
6632 | 823.6838 | 2070.8018 | 823.6838 | 2070.8018
6633 | 815.7228 | 2040.2071 | 815.7228 | 2040.2071
6634 | 783.9241 | 1999.4852 | 783.9241 | 1999.4852
6635 | 736.188 | 1965.8502 | 736.188 | 1965.8502
6636 | 694.9236 | 1982.0228 | 694.9236 | 1982.0228
6637 | 664.3846 | 2005.9997 | 664.3846 | 2005.9997
6638 | 646.1607 | 2025.9018 | 646.1607 | 2025.9018
6639 | 637.0178 | 2048.5605 | 637.0178 | 2048.5605
6640 | 634.8366 | 2115.6982 | 634.8366 | 2115.6982
6641 | 635.1823 | 2260.1016 | 635.1823 | 2260.1016
6642 | 634.039 | 2291.017 | 634.039 | 2291.017
6643 | 658.7767 | 2306.3612 | 658.7767 | 2306.3612
6644 | 703.3504 | 2298.3397 | 703.3504 | 2298.3397
6645 | 736.5905 | 2299.3808 | 736.5905 | 2299.3808
6646 | 764.3558 | 2292.4575 | 764.3558 | 2292.4575
6647 | 810.9264 | 2304.4615 | 810.9264 | 2304.4615
6648 | 805.499 | 2285.4853 | 805.499 | 2285.4853
6649 | 769.3627 | 2242.2472 | 769.3627 | 2242.2472
6650 | 765.2439 | 2202.1635 | 765.2439 | 2202.1635
6651 | 771.1455 | 2148.0132 | 771.1455 | 2148.0132
6652 | 769.8016 | 2136.7814 | 769.8016 | 2136.7814
6653 | 775.6913 | 2113.8012 | 775.6913 | 2113.8012
6654 | 783.8787 | 2069.6735 | 783.8787 | 2069.6735
6655 | 777.9785 | 2040.4683 | 777.9785 | 2040.4683
6656 | 798.8182 | 2010.5384 | 798.8182 | 2010.5384
6657 | 799.5269 | 1982.2861 | 799.5269 | 1982.2861
6658 | 766.4764 | 1957.6407 | 766.4764 | 1957.6407
6659 | 727.866 | 1957.4445 | 727.866 | 1957.4445
6660 | 695.9208 | 1998.2369 | 695.9208 | 1998.2369
6661 | 666.809 | 2033.8348 | 666.809 | 2033.8348
6662 | 651.258 | 2053.1857 | 651.258 | 2053.1857
6663 | 641.8363 | 2064.9125 | 641.8363 | 2064.9125
6664 | 637.0412 | 2121.0723 | 637.0412 | 2121.0723
6665 | 634.5526 | 2254.7734 | 634.5526 | 2254.7734
6666 | 627.3114 | 2274.2516 | 627.3114 | 2274.2516
6667 | 650.4782 | 2277.9749 | 650.4782 | 2277.9749
6668 | 683.0236 | 2254.8875 | 683.0236 | 2254.8875
6669 | 723.2841 | 2233.3758 | 723.2841 | 2233.3758
6670 | 757.8076 | 2189.9821 | 757.8076 | 2189.9821
6671 | 801.1883 | 2145.0756 | 801.1883 | 2145.0756
6672 | 792.2681 | 2069.6943 | 792.2681 | 2069.6943
6673 | 764.3013 | 1996.1866 | 764.3013 | 1996.1866
6674 | 761.7616 | 1948.0188 | 761.7616 | 1948.0188
6675 | 765.7535 | 1885.4628 | 765.7535 | 1885.4628
6676 | 774.294 | 1882.6827 | 774.294 | 1882.6827
6677 | 782.3458 | 1874.952 | 782.3458 | 1874.952
6678 | 781.0121 | 1840.6998 | 781.0121 | 1840.6998
6679 | 773.1011 | 1813.7913 | 773.1011 | 1813.7913
6680 | 803.7712 | 1779.8652 | 803.7712 | 1779.8652
6681 | 791.4446 | 1743.3451 | 791.4446 | 1743.3451
6682 | 764.9864 | 1702.807 | 764.9864 | 1702.807
6683 | 722.3862 | 1675.6944 | 722.3862 | 1675.6944
6684 | 684.5561 | 1696.9655 | 684.5561 | 1696.9655
6685 | 655.8419 | 1731.3232 | 655.8419 | 1731.3232
6686 | 639.7891 | 1756.3238 | 639.7891 | 1756.3238
6687 | 632.07 | 1775.3538 | 632.07 | 1775.3538
6688 | 629.0235 | 1835.6017 | 629.0235 | 1835.6017
6689 | 627.3075 | 1970.7267 | 627.3075 | 1970.7267
6690 | 619.0938 | 1990.9857 | 619.0938 | 1990.9857
6691 | 654.6163 | 1996.5922 | 654.6163 | 1996.5922
6692 | 707.3461 | 1974.6532 | 707.3461 | 1974.6532
6693 | 743.4525 | 1956.862 | 743.4525 | 1956.862
6694 | 779.7519 | 1920.6797 | 779.7519 | 1920.6797
6695 | 829.7858 | 1890.1501 | 829.7858 | 1890.1501
6696 | 830.7623 | 1837.2298 | 830.7623 | 1837.2298
6697 | 789.3835 | 1788.4798 | 789.3835 | 1788.4798
6698 | 781.0006 | 1762.4514 | 781.0006 | 1762.4514
6699 | 786.4877 | 1716.2933 | 786.4877 | 1716.2933
6700 | 789.2746 | 1718.0605 | 789.2746 | 1718.0605
6701 | 807.9539 | 1703.9452 | 807.9539 | 1703.9452
6702 | 811.1997 | 1662.3438 | 811.1997 | 1662.3438
6703 | 789.4856 | 1628.821 | 789.4856 | 1628.821
6704 | 810.4124 | 1590.9907 | 810.4124 | 1590.9907
6705 | 805.5115 | 1547.5348 | 805.5115 | 1547.5348
6706 | 770.4447 | 1496.7537 | 770.4447 | 1496.7537
6707 | 722.4234 | 1459.0766 | 722.4234 | 1459.0766
6708 | 677.0006 | 1464.5928 | 677.0006 | 1464.5928
6709 | 652.4222 | 1483.8387 | 652.4222 | 1483.8387
6710 | 639.4392 | 1497.0806 | 639.4392 | 1497.0806
6711 | 629.5279 | 1511.8849 | 629.5279 | 1511.8849
6712 | 627.0675 | 1575.2561 | 627.0675 | 1575.2561
6713 | 628.4831 | 1717.4088 | 628.4831 | 1717.4088
6714 | 627.4671 | 1747.7271 | 627.4671 | 1747.7271
6715 | 670.4745 | 1766.0569 | 670.4745 | 1766.0569
6716 | 742.5557 | 1761.2047 | 742.5557 | 1761.2047
6717 | 787.5519 | 1762.4755 | 787.5519 | 1762.4755
6718 | 815.426 | 1753.2097 | 815.426 | 1753.2097
6719 | 866.1912 | 1753.4549 | 866.1912 | 1753.4549
6720 | 853.1698 | 1723.5927 | 853.1698 | 1723.5927
6721 | 806.7073 | 1689.587 | 806.7073 | 1689.587
6722 | 802.9325 | 1676.0064 | 802.9325 | 1676.0064
6723 | 806.7089 | 1640.7343 | 806.7089 | 1640.7343
6724 | 813.1963 | 1657.3836 | 813.1963 | 1657.3836
6725 | 836.0187 | 1652.363 | 836.0187 | 1652.363
6726 | 842.2427 | 1626.7002 | 842.2427 | 1626.7002
6727 | 804.5278 | 1614.3063 | 804.5278 | 1614.3063
6728 | 829.3308 | 1598.8911 | 829.3308 | 1598.8911
6729 | 821.8081 | 1576.2885 | 821.8081 | 1576.2885
6730 | 780.6583 | 1544.891 | 780.6583 | 1544.891
6731 | 729.3487 | 1530.5476 | 729.3487 | 1530.5476
6732 | 684.4275 | 1566.1497 | 684.4275 | 1566.1497
6733 | 651.6052 | 1614.9301 | 651.6052 | 1614.9301
6734 | 637.2539 | 1658.4875 | 637.2539 | 1658.4875
6735 | 629.796 | 1701.724 | 629.796 | 1701.724
6736 | 628.0314 | 1794.538 | 628.0314 | 1794.538
6737 | 625.595 | 1970.1296 | 625.595 | 1970.1296
6738 | 630.3238 | 2034.5757 | 630.3238 | 2034.5757
6739 | 672.1509 | 2084.1856 | 672.1509 | 2084.1856
6740 | 739.7791 | 2105.9283 | 739.7791 | 2105.9283
6741 | 792.8669 | 2128.7415 | 792.8669 | 2128.7415
6742 | 816.8934 | 2129.2133 | 816.8934 | 2129.2133
6743 | 869.3081 | 2121.5123 | 869.3081 | 2121.5123
6744 | 850.0857 | 2082.6932 | 850.0857 | 2082.6932
6745 | 801.5026 | 2037.48 | 801.5026 | 2037.48
6746 | 797.5683 | 2004.378 | 797.5683 | 2004.378
6747 | 799.966 | 1948.5741 | 799.966 | 1948.5741
6748 | 801.1884 | 1941.4304 | 801.1884 | 1941.4304
6749 | 814.533 | 1922.63 | 814.533 | 1922.63
6750 | 812.7647 | 1874.1846 | 812.7647 | 1874.1846
6751 | 788.9556 | 1833.726 | 788.9556 | 1833.726
6752 | 808.9863 | 1790.4756 | 808.9863 | 1790.4756
6753 | 804.5778 | 1751.1537 | 804.5778 | 1751.1537
6754 | 768.3442 | 1711.9476 | 768.3442 | 1711.9476
6755 | 717.5523 | 1685.4321 | 717.5523 | 1685.4321
6756 | 670.4801 | 1704.9578 | 670.4801 | 1704.9578
6757 | 642.1131 | 1734.171 | 642.1131 | 1734.171
6758 | 626.5622 | 1756.2319 | 626.5622 | 1756.2319
6759 | 620.5339 | 1779.993 | 620.5339 | 1779.993
6760 | 617.8078 | 1852.2752 | 617.8078 | 1852.2752
6761 | 614.4733 | 2000.6288 | 614.4733 | 2000.6288
6762 | 615.8209 | 2032.8762 | 615.8209 | 2032.8762
6763 | 660.6806 | 2049.5984 | 660.6806 | 2049.5984
6764 | 723.9197 | 2037.6267 | 723.9197 | 2037.6267
6765 | 768.0664 | 2025.1177 | 768.0664 | 2025.1177
6766 | 800.0493 | 1992.5181 | 800.0493 | 1992.5181
6767 | 846.1214 | 1961.5752 | 846.1214 | 1961.5752
6768 | 838.4102 | 1902.1324 | 838.4102 | 1902.1324
6769 | 792.6555 | 1847.7786 | 792.6555 | 1847.7786
6770 | 782.0973 | 1814.493 | 782.0973 | 1814.493
6771 | 781.9896 | 1761.2613 | 781.9896 | 1761.2613
6772 | 791.1784 | 1769.6427 | 791.1784 | 1769.6427
6773 | 807.3873 | 1767.7914 | 807.3873 | 1767.7914
6774 | 801.4658 | 1738.5918 | 801.4658 | 1738.5918
6775 | 780.4668 | 1719.0784 | 780.4668 | 1719.0784
6776 | 796.8775 | 1692.3178 | 796.8775 | 1692.3178
6777 | 799.7648 | 1658.7833 | 799.7648 | 1658.7833
6778 | 770.6371 | 1614.0654 | 770.6371 | 1614.0654
6779 | 721.6681 | 1580.3385 | 721.6681 | 1580.3385
6780 | 674.3074 | 1587.3246 | 674.3074 | 1587.3246
6781 | 645.7103 | 1599.2212 | 645.7103 | 1599.2212
6782 | 628.8976 | 1602.8173 | 628.8976 | 1602.8173
6783 | 621.3509 | 1613.1202 | 621.3509 | 1613.1202
6784 | 617.2993 | 1674.7919 | 617.2993 | 1674.7919
6785 | 611.5157 | 1814.1886 | 611.5157 | 1814.1886
6786 | 609.7335 | 1839.5462 | 609.7335 | 1839.5462
6787 | 648.427 | 1856.8655 | 648.427 | 1856.8655
6788 | 703.4883 | 1851.5999 | 703.4883 | 1851.5999
6789 | 744.4776 | 1844.7407 | 744.4776 | 1844.7407
6790 | 775.7447 | 1820.8223 | 775.7447 | 1820.8223
6791 | 819.7436 | 1806.0477 | 819.7436 | 1806.0477
6792 | 824.455 | 1769.9846 | 824.455 | 1769.9846
6793 | 778.9158 | 1734.9684 | 778.9158 | 1734.9684
6794 | 770.837 | 1713.8548 | 770.837 | 1713.8548
6795 | 780.1672 | 1677.9856 | 780.1672 | 1677.9856
6796 | 783.0871 | 1700.1928 | 783.0871 | 1700.1928
6797 | 795.4673 | 1711.0188 | 795.4673 | 1711.0188
6798 | 789.3557 | 1692.5674 | 789.3557 | 1692.5674
6799 | 773.7598 | 1677.7851 | 773.7598 | 1677.7851
6800 | 783.5714 | 1653.2752 | 783.5714 | 1653.2752
6801 | 790.6826 | 1621.7158 | 790.6826 | 1621.7158
6802 | 767.1383 | 1580.8102 | 767.1383 | 1580.8102
6803 | 724.3338 | 1550.5283 | 724.3338 | 1550.5283
6804 | 678.971 | 1570.0999 | 678.971 | 1570.0999
6805 | 651.6006 | 1596.6949 | 651.6006 | 1596.6949
6806 | 633.2881 | 1614.8056 | 633.2881 | 1614.8056
6807 | 623.4821 | 1636.4539 | 623.4821 | 1636.4539
6808 | 620.9645 | 1702.4433 | 620.9645 | 1702.4433
6809 | 615.6788 | 1848.1787 | 615.6788 | 1848.1787
6810 | 604.9305 | 1885.1112 | 604.9305 | 1885.1112
6811 | 634.067 | 1908.3559 | 634.067 | 1908.3559
6812 | 684.9804 | 1901.7582 | 684.9804 | 1901.7582
6813 | 726.867 | 1902.1104 | 726.867 | 1902.1104
6814 | 752.3886 | 1889.8589 | 752.3886 | 1889.8589
6815 | 795.3902 | 1883.3521 | 795.3902 | 1883.3521
6816 | 789.4983 | 1848.667 | 789.4983 | 1848.667
6817 | 760.9963 | 1815.0747 | 760.9963 | 1815.0747
6818 | 758.3281 | 1797.6816 | 758.3281 | 1797.6816
6819 | 762.9504 | 1759.2402 | 762.9504 | 1759.2402
6820 | 763.132 | 1773.4092 | 763.132 | 1773.4092
6821 | 774.6758 | 1777.4373 | 774.6758 | 1777.4373
6822 | 773.4888 | 1752.739 | 773.4888 | 1752.739
6823 | 756.6618 | 1734.6955 | 756.6618 | 1734.6955
6824 | 773.4902 | 1709.1751 | 773.4902 | 1709.1751
6825 | 778.0234 | 1679.7745 | 778.0234 | 1679.7745
6826 | 753.3084 | 1644.3349 | 753.3084 | 1644.3349
6827 | 712.0304 | 1616.5792 | 712.0304 | 1616.5792
6828 | 668.7537 | 1625.3567 | 668.7537 | 1625.3567
6829 | 639.1888 | 1638.5854 | 639.1888 | 1638.5854
6830 | 623.857 | 1650.1278 | 623.857 | 1650.1278
6831 | 610.6104 | 1673.1999 | 610.6104 | 1673.1999
6832 | 610.6096 | 1749.7997 | 610.6096 | 1749.7997
6833 | 598.4957 | 1908.6259 | 598.4957 | 1908.6259
6834 | 590.5096 | 1957.9602 | 590.5096 | 1957.9602
6835 | 617.9923 | 1998.2458 | 617.9923 | 1998.2458
6836 | 669.0659 | 2010.5724 | 669.0659 | 2010.5724
6837 | 702.2909 | 2018.136 | 702.2909 | 2018.136
6838 | 729.2872 | 2004.6903 | 729.2872 | 2004.6903
6839 | 785.1431 | 1997.6782 | 785.1431 | 1997.6782
6840 | 779.8928 | 1964.0036 | 779.8928 | 1964.0036
6841 | 752.045 | 1926.4611 | 752.045 | 1926.4611
6842 | 749.3481 | 1895.0127 | 749.3481 | 1895.0127
6843 | 746.8599 | 1857.9952 | 746.8599 | 1857.9952
6844 | 757.0838 | 1881.9478 | 757.0838 | 1881.9478
6845 | 764.8655 | 1893.325 | 764.8655 | 1893.325
6846 | 759.2092 | 1872.4851 | 759.2092 | 1872.4851
6847 | 743.274 | 1851.9153 | 743.274 | 1851.9153
6848 | 760.4877 | 1825.5681 | 760.4877 | 1825.5681
6849 | 761.9648 | 1804.8947 | 761.9648 | 1804.8947
6850 | 733.264 | 1781.076 | 733.264 | 1781.076
6851 | 689.0052 | 1774.2197 | 689.0052 | 1774.2197
6852 | 647.8902 | 1808.7193 | 647.8902 | 1808.7193
6853 | 621.8703 | 1854.0089 | 621.8703 | 1854.0089
6854 | 605.161 | 1899.2658 | 605.161 | 1899.2658
6855 | 600.9954 | 1937.955 | 600.9954 | 1937.955
6856 | 601.8902 | 2022.7767 | 601.8902 | 2022.7767
6857 | 592.6188 | 2187.7119 | 592.6188 | 2187.7119
6858 | 587.8204 | 2238.0568 | 587.8204 | 2238.0568
6859 | 618.9551 | 2268.8343 | 618.9551 | 2268.8343
6860 | 673.1317 | 2265.1305 | 673.1317 | 2265.1305
6861 | 714.59 | 2265.5745 | 714.59 | 2265.5745
6862 | 744.7119 | 2250.4293 | 744.7119 | 2250.4293
6863 | 796.384 | 2236.4814 | 796.384 | 2236.4814
6864 | 788.0431 | 2192.1504 | 788.0431 | 2192.1504
6865 | 754.6417 | 2154.4701 | 754.6417 | 2154.4701
6866 | 750.5463 | 2144.5182 | 750.5463 | 2144.5182
6867 | 750.7977 | 2109.338 | 750.7977 | 2109.338
6868 | 768.4018 | 2120.1998 | 768.4018 | 2120.1998
6869 | 774.6044 | 2110.9534 | 774.6044 | 2110.9534
6870 | 769.8614 | 2070.3165 | 769.8614 | 2070.3165
6871 | 754.293 | 2045.9802 | 754.293 | 2045.9802
6872 | 778.2602 | 2015.7287 | 778.2602 | 2015.7287
6873 | 784.742 | 1982.8833 | 784.742 | 1982.8833
6874 | 760.1828 | 1945.6982 | 760.1828 | 1945.6982
6875 | 704.2903 | 1921.066 | 704.2903 | 1921.066
6876 | 659.256 | 1944.2662 | 659.256 | 1944.2662
6877 | 629.9298 | 1986.0649 | 629.9298 | 1986.0649
6878 | 616.0719 | 2020.6195 | 616.0719 | 2020.6195
6879 | 609.9954 | 2053.2456 | 609.9954 | 2053.2456
6880 | 607.3282 | 2133.9335 | 607.3282 | 2133.9335
6881 | 597.9124 | 2296.0208 | 597.9124 | 2296.0208
6882 | 601.0101 | 2348.3867 | 601.0101 | 2348.3867
6883 | 647.5348 | 2387.4321 | 647.5348 | 2387.4321
6884 | 715.4948 | 2398.1511 | 715.4948 | 2398.1511
6885 | 757.5974 | 2410.6294 | 757.5974 | 2410.6294
6886 | 784.8021 | 2401.5932 | 784.8021 | 2401.5932
6887 | 844.8968 | 2385.3946 | 844.8968 | 2385.3946
6888 | 835.1555 | 2344.6923 | 835.1555 | 2344.6923
6889 | 789.4274 | 2311.789 | 789.4274 | 2311.789
6890 | 783.304 | 2299.7242 | 783.304 | 2299.7242
6891 | 790.1894 | 2271.1123 | 790.1894 | 2271.1123
6892 | 792.4424 | 2296.8563 | 792.4424 | 2296.8563
6893 | 813.6823 | 2304.3293 | 813.6823 | 2304.3293
6894 | 809.7021 | 2276.5076 | 809.7021 | 2276.5076
6895 | 781.4492 | 2250.1503 | 781.4492 | 2250.1503
6896 | 792.3141 | 2210.3908 | 792.3141 | 2210.3908
6897 | 798.2868 | 2167.6698 | 798.2868 | 2167.6698
6898 | 762.18 | 2120.4255 | 762.18 | 2120.4255
6899 | 713.3236 | 2083.3915 | 713.3236 | 2083.3915
6900 | 669.7132 | 2090.1479 | 669.7132 | 2090.1479
6901 | 637.5131 | 2118.6722 | 637.5131 | 2118.6722
6902 | 619.3333 | 2149.7818 | 619.3333 | 2149.7818
6903 | 611.8718 | 2184.3371 | 611.8718 | 2184.3371
6904 | 609.4101 | 2267.5971 | 609.4101 | 2267.5971
6905 | 601.4611 | 2427.6175 | 601.4611 | 2427.6175
6906 | 603.5692 | 2473.7825 | 603.5692 | 2473.7825
6907 | 649.9118 | 2503.1362 | 649.9118 | 2503.1362
6908 | 717.3409 | 2497.9165 | 717.3409 | 2497.9165
6909 | 759.1377 | 2485.1779 | 759.1377 | 2485.1779
6910 | 786.7977 | 2445.1373 | 786.7977 | 2445.1373
6911 | 836.9972 | 2409.1417 | 836.9972 | 2409.1417
6912 | 834.7185 | 2362.0548 | 834.7185 | 2362.0548
6913 | 790.8001 | 2313.4885 | 790.8001 | 2313.4885
6914 | 787.1463 | 2276.2526 | 787.1463 | 2276.2526
6915 | 786.8583 | 2223.71 | 786.8583 | 2223.71
6916 | 795.8186 | 2229.2436 | 795.8186 | 2229.2436
6917 | 811.8314 | 2222.2019 | 811.8314 | 2222.2019
6918 | 812.8669 | 2179.7278 | 812.8669 | 2179.7278
6919 | 774.6512 | 2138.1209 | 774.6512 | 2138.1209
6920 | 780.4722 | 2087.1538 | 780.4722 | 2087.1538
6921 | 794.0893 | 2044.0654 | 794.0893 | 2044.0654
6922 | 765.6376 | 1999.9445 | 765.6376 | 1999.9445
6923 | 717.8546 | 1964.1047 | 717.8546 | 1964.1047
6924 | 674.3325 | 1971.8257 | 674.3325 | 1971.8257
6925 | 641.1784 | 1996.0782 | 641.1784 | 1996.0782
6926 | 625.312 | 2015.4751 | 625.312 | 2015.4751
6927 | 617.5023 | 2033.8621 | 617.5023 | 2033.8621
6928 | 614.7863 | 2101.597 | 614.7863 | 2101.597
6929 | 605.1607 | 2251.2826 | 605.1607 | 2251.2826
6930 | 607.4685 | 2291.2466 | 607.4685 | 2291.2466
6931 | 653.0125 | 2318.8089 | 653.0125 | 2318.8089
6932 | 721.6242 | 2319.3768 | 721.6242 | 2319.3768
6933 | 761.3208 | 2321.4284 | 761.3208 | 2321.4284
6934 | 790.39 | 2304.6297 | 790.39 | 2304.6297
6935 | 844.7049 | 2294.8157 | 844.7049 | 2294.8157
6936 | 837.9942 | 2265.2291 | 837.9942 | 2265.2291
6937 | 789.5168 | 2240.8692 | 789.5168 | 2240.8692
6938 | 778.8683 | 2234.2244 | 778.8683 | 2234.2244
6939 | 793.0947 | 2194.405 | 793.0947 | 2194.405
6940 | 794.6909 | 2208.2984 | 794.6909 | 2208.2984
6941 | 807.7331 | 2208.3762 | 807.7331 | 2208.3762
6942 | 810.23 | 2171.9193 | 810.23 | 2171.9193
6943 | 773.5645 | 2139.0395 | 773.5645 | 2139.0395
6944 | 790.684 | 2098.7747 | 790.684 | 2098.7747
6945 | 795.9674 | 2060.004 | 795.9674 | 2060.004
6946 | 767.8322 | 2012.1626 | 767.8322 | 2012.1626
6947 | 724.6971 | 1971.7295 | 724.6971 | 1971.7295
6948 | 678.2019 | 1976.3271 | 678.2019 | 1976.3271
6949 | 646.8015 | 1997.3643 | 646.8015 | 1997.3643
6950 | 629.3783 | 2020.6195 | 629.3783 | 2020.6195
6951 | 618.7957 | 2043.2323 | 618.7957 | 2043.2323
6952 | 616.2454 | 2108.6246 | 616.2454 | 2108.6246
6953 | 597.9279 | 2252.6605 | 597.9279 | 2252.6605
6954 | 599.0503 | 2284.4486 | 599.0503 | 2284.4486
6955 | 629.4043 | 2302.6866 | 629.4043 | 2302.6866
6956 | 678.5189 | 2295.0785 | 678.5189 | 2295.0785
6957 | 716.1319 | 2286.4279 | 716.1319 | 2286.4279
6958 | 739.5445 | 2253.0934 | 739.5445 | 2253.0934
6959 | 790.9529 | 2227.0652 | 790.9529 | 2227.0652
6960 | 794.3603 | 2191.8289 | 794.3603 | 2191.8289
6961 | 756.5808 | 2163.1514 | 756.5808 | 2163.1514
6962 | 748.0477 | 2151.7755 | 748.0477 | 2151.7755
6963 | 751.5703 | 2121.0967 | 751.5703 | 2121.0967
6964 | 755.7496 | 2144.4522 | 755.7496 | 2144.4522
6965 | 777.4932 | 2148.5721 | 777.4932 | 2148.5721
6966 | 765.1523 | 2121.1179 | 765.1523 | 2121.1179
6967 | 748.2377 | 2096.4601 | 748.2377 | 2096.4601
6968 | 755.2251 | 2058.8135 | 755.2251 | 2058.8135
6969 | 769.4215 | 2018.3891 | 769.4215 | 2018.3891
6970 | 746.7047 | 1972.6147 | 746.7047 | 1972.6147
6971 | 701.7597 | 1933.1462 | 701.7597 | 1933.1462
6972 | 663.0906 | 1941.3725 | 663.0906 | 1941.3725
6973 | 635.1209 | 1961.9963 | 635.1209 | 1961.9963
6974 | 620.1042 | 1977.7645 | 620.1042 | 1977.7645
6975 | 611.0997 | 1993.2118 | 611.0997 | 1993.2118
6976 | 610.0497 | 2058.007 | 610.0497 | 2058.007
6977 | 591.3711 | 2203.7883 | 591.3711 | 2203.7883
6978 | 592.0341 | 2239.5726 | 592.0341 | 2239.5726
6979 | 623.4121 | 2263.0468 | 623.4121 | 2263.0468
6980 | 667.8462 | 2260.9506 | 667.8462 | 2260.9506
6981 | 707.7404 | 2258.9602 | 707.7404 | 2258.9602
6982 | 737.0521 | 2236.0983 | 737.0521 | 2236.0983
6983 | 796.247 | 2216.9141 | 796.247 | 2216.9141
6984 | 797.8062 | 2175.7984 | 797.8062 | 2175.7984
6985 | 764.0859 | 2139.6799 | 764.0859 | 2139.6799
6986 | 748.4893 | 2121.7816 | 748.4893 | 2121.7816
6987 | 755.0519 | 2085.8205 | 755.0519 | 2085.8205
6988 | 763.3275 | 2101.689 | 763.3275 | 2101.689
6989 | 775.4692 | 2103.9716 | 775.4692 | 2103.9716
6990 | 762.4087 | 2077.7117 | 762.4087 | 2077.7117
6991 | 745.3392 | 2060.3112 | 745.3392 | 2060.3112
6992 | 759.0861 | 2030.7027 | 759.0861 | 2030.7027
6993 | 771.7692 | 1989.9569 | 771.7692 | 1989.9569
6994 | 749.3211 | 1943.6772 | 749.3211 | 1943.6772
6995 | 710.9534 | 1908.2508 | 710.9534 | 1908.2508
6996 | 670.9027 | 1919.8301 | 670.9027 | 1919.8301
6997 | 640.3783 | 1957.0356 | 640.3783 | 1957.0356
6998 | 623.2622 | 1995.2188 | 623.2622 | 1995.2188
6999 | 617.0169 | 2028.7636 | 617.0169 | 2028.7636
7000 | 611.0714 | 2105.1797 | 611.0714 | 2105.1797
7001 | 593.5841 | 2255.6002 | 593.5841 | 2255.6002
7002 | 595.1259 | 2291.4304 | 595.1259 | 2291.4304
7003 | 625.873 | 2311.3219 | 625.873 | 2311.3219
7004 | 674.6539 | 2305.5511 | 674.6539 | 2305.5511
7005 | 711.2016 | 2299.243 | 711.2016 | 2299.243
7006 | 743.0081 | 2266.7813 | 743.0081 | 2266.7813
7007 | 785.5238 | 2240.5694 | 785.5238 | 2240.5694
7008 | 781.5647 | 2201.4747 | 781.5647 | 2201.4747
7009 | 765.3773 | 2164.3916 | 765.3773 | 2164.3916
7010 | 749.9603 | 2149.1114 | 749.9603 | 2149.1114
7011 | 754.4953 | 2111.2671 | 754.4953 | 2111.2671
7012 | 763.2057 | 2123.5529 | 763.2057 | 2123.5529
7013 | 775.3103 | 2125.3762 | 775.3103 | 2125.3762
7014 | 770.7043 | 2094.523 | 770.7043 | 2094.523
7015 | 745.7028 | 2069.7273 | 745.7028 | 2069.7273
7016 | 758.3548 | 2037.7304 | 758.3548 | 2037.7304
7017 | 769.1168 | 2005.4821 | 769.1168 | 2005.4821
7018 | 747.6766 | 1966.5516 | 747.6766 | 1966.5516
7019 | 701.8575 | 1933.8352 | 701.8575 | 1933.8352
7020 | 664.5058 | 1939.7648 | 664.5058 | 1939.7648
7021 | 631.9174 | 1963.9714 | 631.9174 | 1963.9714
7022 | 617.2578 | 1992.5088 | 617.2578 | 1992.5088
7023 | 610.5419 | 2016.3618 | 610.5419 | 2016.3618
7024 | 606.422 | 2082.0297 | 606.422 | 2082.0297
7025 | 591.7195 | 2223.2178 | 591.7195 | 2223.2178
7026 | 592.771 | 2251.1935 | 592.771 | 2251.1935
7027 | 626.5577 | 2266.308 | 626.5577 | 2266.308
7028 | 680.7275 | 2256.8167 | 680.7275 | 2256.8167
7029 | 713.3557 | 2245.6398 | 713.3557 | 2245.6398
7030 | 748.2397 | 2211.9378 | 748.2397 | 2211.9378
7031 | 795.8876 | 2185.4963 | 795.8876 | 2185.4963
7032 | 787.5828 | 2143.7375 | 787.5828 | 2143.7375
7033 | 760.8527 | 2105.0467 | 760.8527 | 2105.0467
7034 | 747.9986 | 2088.4805 | 747.9986 | 2088.4805
7035 | 749.2229 | 2058.9041 | 749.2229 | 2058.9041
7036 | 756.2137 | 2082.9485 | 756.2137 | 2082.9485
7037 | 773.666 | 2089.8244 | 773.666 | 2089.8244
7038 | 768.1178 | 2066.2285 | 768.1178 | 2066.2285
7039 | 744.0286 | 2047.8175 | 744.0286 | 2047.8175
7040 | 749.3115 | 2021.1947 | 749.3115 | 2021.1947
7041 | 775.0097 | 1985.088 | 775.0097 | 1985.088
7042 | 749.2906 | 1942.3451 | 749.2906 | 1942.3451
7043 | 699.0793 | 1910.9149 | 699.0793 | 1910.9149
7044 | 655.9939 | 1923.5047 | 655.9939 | 1923.5047
7045 | 628.9755 | 1951.1103 | 628.9755 | 1951.1103
7046 | 614.087 | 1976.4784 | 614.087 | 1976.4784
7047 | 608.0597 | 1999.6424 | 608.0597 | 1999.6424
7048 | 602.5046 | 2069.9494 | 602.5046 | 2069.9494
7049 | 592.4828 | 2220.0944 | 592.4828 | 2220.0944
7050 | 595.8568 | 2258.6346 | 595.8568 | 2258.6346
7051 | 644.8964 | 2285.6916 | 644.8964 | 2285.6916
7052 | 706.5657 | 2287.5915 | 706.5657 | 2287.5915
7053 | 761.4284 | 2288.0814 | 761.4284 | 2288.0814
7054 | 787.835 | 2266.7353 | 787.835 | 2266.7353
7055 | 848.5803 | 2255.6352 | 848.5803 | 2255.6352
7056 | 837.1055 | 2236.016 | 837.1055 | 2236.016
7057 | 789.924 | 2213.815 | 789.924 | 2213.815
7058 | 780.2663 | 2204.2304 | 780.2663 | 2204.2304
7059 | 783.9477 | 2169.234 | 783.9477 | 2169.234
7060 | 791.8643 | 2177.7992 | 791.8643 | 2177.7992
7061 | 809.3942 | 2173.4216 | 809.3942 | 2173.4216
7062 | 810.053 | 2134.5761 | 810.053 | 2134.5761
7063 | 775.2086 | 2100.8696 | 775.2086 | 2100.8696
7064 | 770.263 | 2057.8029 | 770.263 | 2057.8029
7065 | 780.7465 | 2015.4954 | 780.7465 | 2015.4954
7066 | 761.801 | 1968.1592 | 761.801 | 1968.1592
7067 | 695.9244 | 1926.8535 | 695.9244 | 1926.8535
7068 | 654.5428 | 1925.0664 | 654.5428 | 1925.0664
7069 | 618.9336 | 1941.5104 | 618.9336 | 1941.5104
7070 | 601.7333 | 1962.6527 | 601.7333 | 1962.6527
7071 | 594.1897 | 1982.6014 | 594.1897 | 1982.6014
7072 | 591.123 | 2049.7391 | 591.123 | 2049.7391
7073 | 575.4764 | 2194.9693 | 575.4764 | 2194.9693
7074 | 582.7467 | 2227.1708 | 582.7467 | 2227.1708
7075 | 629.2501 | 2250.1857 | 629.2501 | 2250.1857
7076 | 702.9577 | 2248.3192 | 702.9577 | 2248.3192
7077 | 742.4233 | 2248.8091 | 742.4233 | 2248.8091
7078 | 769.9594 | 2228.841 | 769.9594 | 2228.841
7079 | 822.7818 | 2208.8759 | 822.7818 | 2208.8759
7080 | 816.8579 | 2171.6645 | 816.8579 | 2171.6645
7081 | 767.9219 | 2137.0158 | 767.9219 | 2137.0158
7082 | 759.9845 | 2112.7788 | 759.9845 | 2112.7788
7083 | 767.0572 | 2079.5737 | 767.0572 | 2079.5737
7084 | 775.3797 | 2092.9159 | 775.3797 | 2092.9159
7085 | 790.917 | 2092.5803 | 790.917 | 2092.5803
7086 | 785.1211 | 2065.3558 | 785.1211 | 2065.3558
7087 | 755.6229 | 2041.6166 | 755.6229 | 2041.6166
7088 | 757.9091 | 2008.0121 | 757.9091 | 2008.0121
7089 | 777.5176 | 1974.1561 | 777.5176 | 1974.1561
7090 | 753.7054 | 1935.1337 | 753.7054 | 1935.1337
7091 | 699.8975 | 1901.958 | 699.8975 | 1901.958
7092 | 652.7058 | 1908.99 | 652.7058 | 1908.99
7093 | 614.9452 | 1935.0798 | 614.9452 | 1935.0798
7094 | 598.4206 | 1966.0976 | 598.4206 | 1966.0976
7095 | 592.9719 | 1991.742 | 592.9719 | 1991.742
7096 | 589.6794 | 2059.339 | 589.6794 | 2059.339
7097 | 577.2782 | 2204.5232 | 577.2782 | 2204.5232
7098 | 589.0722 | 2237.3219 | 589.0722 | 2237.3219
7099 | 639.1618 | 2261.8067 | 639.1618 | 2261.8067
7100 | 703.6977 | 2260.9506 | 703.6977 | 2260.9506
7101 | 742.1238 | 2258.0416 | 742.1238 | 2258.0416
7102 | 779.1683 | 2229.9434 | 779.1683 | 2229.9434
7103 | 828.2951 | 2204.0071 | 828.2951 | 2204.0071
7104 | 821.1064 | 2170.9755 | 821.1064 | 2170.9755
7105 | 768.9024 | 2144.1812 | 768.9024 | 2144.1812
7106 | 763.7752 | 2134.7345 | 763.7752 | 2134.7345
7107 | 765.9355 | 2103.6423 | 765.9355 | 2103.6423
7108 | 760.349 | 2117.8572 | 760.349 | 2117.8572
7109 | 781.7717 | 2115.8222 | 781.7717 | 2115.8222
7110 | 771.6327 | 2086.2092 | 771.6327 | 2086.2092
7111 | 739.6378 | 2064.537 | 739.6378 | 2064.537
7112 | 737.1827 | 2031.5755 | 737.1827 | 2031.5755
7113 | 760.5634 | 1998.3166 | 760.5634 | 1998.3166
7114 | 739.4814 | 1957.4569 | 739.4814 | 1957.4569
7115 | 686.755 | 1919.0449 | 686.755 | 1919.0449
7116 | 645.0074 | 1922.4483 | 645.0074 | 1922.4483
7117 | 615.1862 | 1947.941 | 615.1862 | 1947.941
7118 | 599.522 | 1977.1674 | 599.522 | 1977.1674
7119 | 593.1678 | 2004.7409 | 593.1678 | 2004.7409
7120 | 584.8232 | 2078.1714 | 584.8232 | 2078.1714
7121 | 567.5163 | 2227.4436 | 567.5163 | 2227.4436
7122 | 577.6752 | 2263.5953 | 577.6752 | 2263.5953
7123 | 618.0848 | 2286.9777 | 618.0848 | 2286.9777
7124 | 673.4149 | 2284.0547 | 673.4149 | 2284.0547
7125 | 708.6666 | 2283.3504 | 708.6666 | 2283.3504
7126 | 743.647 | 2261.9583 | 743.647 | 2261.9583
7127 | 794.832 | 2251.3635 | 794.832 | 2251.3635
7128 | 795.8111 | 2199.1781 | 795.8111 | 2199.1781
7129 | 761.4585 | 2150.9793 | 761.4585 | 2150.9793
7130 | 744.7155 | 2117.7854 | 744.7155 | 2117.7854
7131 | 745.9247 | 2062.4409 | 745.9247 | 2062.4409
7132 | 747.9823 | 2062.187 | 747.9823 | 2062.187
7133 | 763.7034 | 2051.1951 | 763.7034 | 2051.1951
7134 | 760.6813 | 2015.7027 | 760.6813 | 2015.7027
7135 | 732.395 | 1986.1301 | 732.395 | 1986.1301
7136 | 733.6139 | 1950.5505 | 733.6139 | 1950.5505
7137 | 752.4821 | 1918.1643 | 752.4821 | 1918.1643
7138 | 727.0721 | 1882.541 | 727.0721 | 1882.541
7139 | 681.7472 | 1859.1948 | 681.7472 | 1859.1948
7140 | 641.3403 | 1874.0813 | 641.3403 | 1874.0813
7141 | 609.1396 | 1897.6448 | 609.1396 | 1897.6448
7142 | 594.3123 | 1906.7987 | 594.3123 | 1906.7987
7143 | 587.0402 | 1903.919 | 587.0402 | 1903.919
7144 | 578.7287 | 1942.3489 | 578.7287 | 1942.3489
7145 | 561.4679 | 2059.5143 | 561.4679 | 2059.5143
7146 | 568.7441 | 2073.5724 | 568.7441 | 2073.5724
7147 | 598.1481 | 2082.1186 | 598.1481 | 2082.1186
7148 | 646.1221 | 2067.1153 | 646.1221 | 2067.1153
7149 | 678.9451 | 2050.2428 | 678.9451 | 2050.2428
7150 | 706.2982 | 2014.6117 | 706.2982 | 2014.6117
7151 | 765.3607 | 1990.1452 | 765.3607 | 1990.1452
7152 | 764.5805 | 1947.1923 | 764.5805 | 1947.1923
7153 | 736.7766 | 1901.29 | 736.7766 | 1901.29
7154 | 726.3794 | 1870.6684 | 726.3794 | 1870.6684
7155 | 725.3847 | 1814.4052 | 725.3847 | 1814.4052
7156 | 730.6412 | 1805.4242 | 730.6412 | 1805.4242
7157 | 739.2726 | 1782.0765 | 739.2726 | 1782.0765
7158 | 728.7953 | 1725.0417 | 728.7953 | 1725.0417
7159 | 707.5697 | 1675.3966 | 707.5697 | 1675.3966
7160 | 710.6953 | 1626.3587 | 710.6953 | 1626.3587
7161 | 731.5217 | 1584.6482 | 731.5217 | 1584.6482
7162 | 720.1812 | 1542.8699 | 720.1812 | 1542.8699
7163 | 676.5365 | 1519.7075 | 676.5365 | 1519.7075
7164 | 635.7867 | 1547.7307 | 635.7867 | 1547.7307
7165 | 605.8312 | 1600.048 | 605.8312 | 1600.048
7166 | 589.1814 | 1658.6253 | 589.1814 | 1658.6253
7167 | 578.7048 | 1718.3975 | 578.7048 | 1718.3975
7168 | 574.2989 | 1817.0449 | 574.2989 | 1817.0449
7169 | 557.2387 | 1994.7494 | 557.2387 | 1994.7494
7170 | 560.6646 | 2059.6548 | 560.6646 | 2059.6548
7171 | 593.9177 | 2104.5337 | 593.9177 | 2104.5337
7172 | 643.2421 | 2123.153 | 643.2421 | 2123.153
7173 | 682.8872 | 2146.104 | 682.8872 | 2146.104
7174 | 708.5474 | 2145.795 | 708.5474 | 2145.795
7175 | 758.7112 | 2147.6019 | 758.7112 | 2147.6019
7176 | 760.2656 | 2129.6822 | 760.2656 | 2129.6822
7177 | 729.1994 | 2109.6859 | 729.1994 | 2109.6859
7178 | 725.4792 | 2100.4689 | 725.4792 | 2100.4689
7179 | 724.395 | 2060.2361 | 724.395 | 2060.2361
7180 | 726.9015 | 2066.7343 | 726.9015 | 2066.7343
7181 | 737.9419 | 2054.5482 | 737.9419 | 2054.5482
7182 | 734.9033 | 2006.654 | 734.9033 | 2006.654
7183 | 705.3883 | 1959.9027 | 705.3883 | 1959.9027
7184 | 707.5103 | 1902.6429 | 707.5103 | 1902.6429
7185 | 732.4937 | 1841.8245 | 732.4937 | 1841.8245
7186 | 716.0743 | 1779.6981 | 716.0743 | 1779.6981
7187 | 668.9218 | 1737.3358 | 668.9218 | 1737.3358
7188 | 626.4003 | 1760.2146 | 626.4003 | 1760.2146
7189 | 600.9157 | 1812.2103 | 600.9157 | 1812.2103
7190 | 583.5733 | 1860.9581 | 583.5733 | 1860.9581
7191 | 577.9919 | 1899.6013 | 577.9919 | 1899.6013
7192 | 570.7277 | 1969.2653 | 570.7277 | 1969.2653
7193 | 554.8505 | 2106.4114 | 554.8505 | 2106.4114
7194 | 562.8531 | 2123.0877 | 562.8531 | 2123.0877
7195 | 603.6465 | 2119.7374 | 603.6465 | 2119.7374
7196 | 654.813 | 2082.8243 | 654.813 | 2082.8243
7197 | 695.9969 | 2036.6468 | 695.9969 | 2036.6468
7198 | 725.3689 | 1969.46 | 725.3689 | 1969.46
7199 | 784.283 | 1917.9393 | 784.283 | 1917.9393
7200 | 776.5247 | 1857.2104 | 776.5247 | 1857.2104
7201 | 739.0347 | 1793.8079 | 739.0347 | 1793.8079
7202 | 732.0947 | 1748.0745 | 732.0947 | 1748.0745
7203 | 735.2768 | 1698.4256 | 735.2768 | 1698.4256
7204 | 732.0462 | 1708.231 | 732.0462 | 1708.231
7205 | 746.4937 | 1707.6198 | 746.4937 | 1707.6198
7206 | 741.6312 | 1684.5292 | 741.6312 | 1684.5292
7207 | 720.281 | 1671.5842 | 720.281 | 1671.5842
7208 | 713.589 | 1652.035 | 713.589 | 1652.035
7209 | 734.5172 | 1621.2105 | 734.5172 | 1621.2105
7210 | 725.2581 | 1575.528 | 725.2581 | 1575.528
7211 | 668.5845 | 1531.6041 | 668.5845 | 1531.6041
7212 | 623.6486 | 1520.309 | 623.6486 | 1520.309
7213 | 593.6502 | 1518.6556 | 593.6502 | 1518.6556
7214 | 579.6276 | 1517.1072 | 579.6276 | 1517.1072
7215 | 572.0921 | 1523.5517 | 572.0921 | 1523.5517
7216 | 566.686 | 1583.9374 | 566.686 | 1583.9374
7217 | 553.6918 | 1727.7895 | 553.6918 | 1727.7895
7218 | 564.7121 | 1756.0868 | 564.7121 | 1756.0868
7219 | 617.3772 | 1761.6933 | 617.3772 | 1761.6933
7220 | 687.9675 | 1737.4117 | 687.9675 | 1737.4117
7221 | 733.6415 | 1713.2358 | 733.6415 | 1713.2358
7222 | 762.1265 | 1676.043 | 762.1265 | 1676.043
7223 | 823.0546 | 1654.1947 | 823.0546 | 1654.1947
7224 | 812.4992 | 1615.5135 | 812.4992 | 1615.5135
7225 | 772.3514 | 1574.2045 | 772.3514 | 1574.2045
7226 | 763.9763 | 1548.0384 | 763.9763 | 1548.0384
7227 | 762.6902 | 1505.463 | 762.6902 | 1505.463
7228 | 768.4569 | 1514.166 | 768.4569 | 1514.166
7229 | 781.1671 | 1503.5416 | 781.1671 | 1503.5416
7230 | 772.0599 | 1459.368 | 772.0599 | 1459.368
7231 | 728.3905 | 1417.6233 | 728.3905 | 1417.6233
7232 | 720.5698 | 1370.1471 | 720.5698 | 1370.1471
7233 | 741.526 | 1319.6635 | 741.526 | 1319.6635
7234 | 724.2791 | 1263.6002 | 724.2791 | 1263.6002
7235 | 671.3125 | 1220.6408 | 671.3125 | 1220.6408
7236 | 623.1442 | 1218.4864 | 623.1442 | 1218.4864
7237 | 590.1427 | 1237.9159 | 590.1427 | 1237.9159
7238 | 576.011 | 1271.3681 | 576.011 | 1271.3681
7239 | 569.4454 | 1306.2909 | 569.4454 | 1306.2909
7240 | 561.5648 | 1378.1137 | 561.5648 | 1378.1137
7241 | 547.3305 | 1517.786 | 547.3305 | 1517.786
7242 | 562.4103 | 1536.5293 | 562.4103 | 1536.5293
7243 | 601.4646 | 1543.8353 | 601.4646 | 1543.8353
7244 | 670.6792 | 1529.521 | 670.6792 | 1529.521
7245 | 711.4435 | 1517.0121 | 711.4435 | 1517.0121
7246 | 748.9613 | 1484.0451 | 748.9613 | 1484.0451
7247 | 800.6335 | 1449.4275 | 800.6335 | 1449.4275
7248 | 804.1922 | 1398.666 | 804.1922 | 1398.666
7249 | 752.909 | 1359.3781 | 752.909 | 1359.3781
7250 | 743.0445 | 1335.0033 | 743.0445 | 1335.0033
7251 | 745.2 | 1288.0644 | 745.2 | 1288.0644
7252 | 748.7012 | 1296.0784 | 748.7012 | 1296.0784
7253 | 764.5279 | 1294.5027 | 764.5279 | 1294.5027
7254 | 757.2879 | 1268.1049 | 757.2879 | 1268.1049
7255 | 731.7611 | 1253.8738 | 731.7611 | 1253.8738
7256 | 716.8315 | 1237.1724 | 716.8315 | 1237.1724
7257 | 736.912 | 1211.8139 | 736.912 | 1211.8139
7258 | 726.4753 | 1175.5475 | 726.4753 | 1175.5475
7259 | 675.5244 | 1149.5373 | 675.5244 | 1149.5373
7260 | 623.8362 | 472.5802 | 623.8362 | 472.5802
7261 | 592.2173 | 481.9924 | 592.2173 | 481.9924
7262 | 576.391 | 498.6535 | 576.391 | 498.6535
7263 | 572.519 | 515.0765 | 572.519 | 515.0765
7264 | 562.7023 | 569.0455 | 562.7023 | 569.0455
7265 | 544.0192 | 711.4021 | 544.0192 | 711.4021
7266 | 562.8185 | 737.0779 | 562.8185 | 737.0779
7267 | 611.1344 | 758.8947 | 611.1344 | 758.8947
7268 | 677.9629 | 746.0722 | 677.9629 | 746.0722
7269 | 721.0651 | 733.1167 | 721.0651 | 733.1167
7270 | 754.1933 | 701.4672 | 754.1933 | 701.4672
7271 | 815.1331 | 676.7033 | 815.1331 | 676.7033
7272 | 813.4358 | 654.6864 | 813.4358 | 654.6864
7273 | 766.4158 | 616.6089 | 766.4158 | 616.6089
7274 | 757.8322 | 613.0501 | 757.8322 | 613.0501
7275 | 757.0374 | 584.2228 | 757.0374 | 584.2228
7276 | 754.2117 | 603.456 | 754.2117 | 603.456
7277 | 759.5665 | 624.7786 | 759.5665 | 624.7786
7278 | 755.4217 | 607.4857 | 755.4217 | 607.4857
7279 | 722.9767 | 590.2937 | 722.9767 | 590.2937
7280 | 706.9967 | 563.8123 | 706.9967 | 563.8123
7281 | 724.0675 | 540.5509 | 724.0675 | 540.5509
7282 | 714.9876 | 490.7974 | 714.9876 | 490.7974
7283 | 677.8611 | 453.7151 | 677.8611 | 453.7151
7284 | 633.1398 | 451.0849 | 633.1398 | 451.0849
7285 | 599.8889 | 452.1626 | 599.8889 | 452.1626
7286 | 579.2567 | 464.9413 | 579.2567 | 464.9413
7287 | 570.4012 | 482.2903 | 570.4012 | 482.2903
7288 | 560.2812 | 537.6306 | 560.2812 | 537.6306
7289 | 548.0235 | 679.7024 | 548.0235 | 679.7024
7290 | 559.1636 | 703.8466 | 559.1636 | 703.8466
7291 | 599.025 | 723.4372 | 599.025 | 723.4372
7292 | 654.375 | 709.4038 | 654.375 | 709.4038
7293 | 697.8569 | 695.8071 | 697.8569 | 695.8071
7294 | 724.9148 | 668.3427 | 724.9148 | 668.3427
7295 | 776.4906 | 652.3764 | 776.4906 | 652.3764
7296 | 778.8462 | 636.4323 | 778.8462 | 636.4323
7297 | 743.0264 | 605.9592 | 743.0264 | 605.9592
7298 | 730.7903 | 611.198 | 730.7903 | 611.198
7299 | 727.8775 | 590.3668 | 727.8775 | 590.3668
7300 | 724.8635 | 616.4743 | 724.8635 | 616.4743
7301 | 737.2844 | 640.7532 | 737.2844 | 640.7532
7302 | 727.6049 | 622.7657 | 727.6049 | 622.7657
7303 | 701.8442 | 604.0421 | 701.8442 | 604.0421
7304 | 691.4384 | 575.6196 | 691.4384 | 575.6196
7305 | 712.5826 | 549.5978 | 712.5826 | 549.5978
7306 | 704.4018 | 496.5674 | 704.4018 | 496.5674
7307 | 669.4564 | 456.6535 | 669.4564 | 456.6535
7308 | 627.9708 | 451.7616 | 627.9708 | 451.7616
7309 | 593.8562 | 452.8215 | 593.8562 | 452.8215
7310 | 579.4025 | 463.8727 | 579.4025 | 463.8727
7311 | 569.0067 | 478.6039 | 569.0067 | 478.6039
7312 | 556.0103 | 534.3894 | 556.0103 | 534.3894
7313 | 542.1819 | 681.8394 | 542.1819 | 681.8394
7314 | 546.994 | 715.0661 | 546.994 | 715.0661
7315 | 576.3742 | 744.8257 | 576.3742 | 744.8257
7316 | 622.1803 | 739.1446 | 622.1803 | 739.1446
7317 | 658.4042 | 731.407 | 658.4042 | 731.407
7318 | 691.1872 | 707.2907 | 691.1872 | 707.2907
7319 | 741.3688 | 694.2629 | 741.3688 | 694.2629
7320 | 746.4598 | 681.738 | 746.4598 | 681.738
7321 | 718.3061 | 654.15 | 718.3061 | 654.15
7322 | 705.4682 | 659.9943 | 705.4682 | 659.9943
7323 | 697.1161 | 636.9904 | 697.1161 | 636.9904
7324 | 702.2041 | 659.9992 | 702.2041 | 659.9992
7325 | 714.3845 | 681.1971 | 714.3845 | 681.1971
7326 | 707.8597 | 660.3067 | 707.8597 | 660.3067
7327 | 688.3007 | 637.4694 | 688.3007 | 637.4694
7328 | 682.426 | 602.1726 | 682.426 | 602.1726
7329 | 705.5926 | 570.7725 | 705.5926 | 570.7725
7330 | 696.246 | 516.5668 | 696.246 | 516.5668
7331 | 657.2441 | 478.2379 | 657.2441 | 478.2379
7332 | 621.3596 | 478.6174 | 621.3596 | 478.6174
7333 | 592.5308 | 488.5817 | 592.5308 | 488.5817
7334 | 574.9059 | 510.532 | 574.9059 | 510.532
7335 | 567.8308 | 534.2032 | 567.8308 | 534.2032
7336 | 557.0758 | 593.9423 | 557.0758 | 593.9423
7337 | 541.1725 | 739.736 | 541.1725 | 739.736
7338 | 546.5396 | 767.4598 | 546.5396 | 767.4598
7339 | 577.8452 | 789.0451 | 577.8452 | 789.0451
7340 | 627.4132 | 773.391 | 627.4132 | 773.391
7341 | 665.0426 | 755.6271 | 665.0426 | 755.6271
7342 | 697.3618 | 721.7871 | 697.3618 | 721.7871
7343 | 751.6425 | 699.4809 | 751.6425 | 699.4809
7344 | 748.6392 | 677.8913 | 748.6392 | 677.8913
7345 | 715.8778 | 643.0729 | 715.8778 | 643.0729
7346 | 709.5138 | 645.9431 | 709.5138 | 645.9431
7347 | 705.9158 | 620.9803 | 705.9158 | 620.9803
7348 | 715.965 | 644.2918 | 715.965 | 644.2918
7349 | 727.5952 | 667.9117 | 727.5952 | 667.9117
7350 | 709.5499 | 649.2296 | 709.5499 | 649.2296
7351 | 687.6958 | 629.2417 | 687.6958 | 629.2417
7352 | 679.556 | 599.8219 | 679.556 | 599.8219
7353 | 702.5651 | 573.6219 | 702.5651 | 573.6219
7354 | 698.8101 | 522.2834 | 698.8101 | 522.2834
7355 | 656.7268 | 486.4299 | 656.7268 | 486.4299
7356 | 617.8405 | 487.9492 | 617.8405 | 487.9492
7357 | 586.8041 | 495.6874 | 586.8041 | 495.6874
7358 | 570.4941 | 511.7252 | 570.4941 | 511.7252
7359 | 561.6024 | 530.214 | 561.6024 | 530.214
7360 | 550.5452 | 588.1366 | 550.5452 | 588.1366
7361 | 536.5975 | 735.7112 | 536.5975 | 735.7112
7362 | 549.4067 | 767.0858 | 549.4067 | 767.0858
7363 | 589.2266 | 792.6959 | 589.2266 | 792.6959
7364 | 653.4956 | 780.6392 | 653.4956 | 780.6392
7365 | 687.5457 | 765.511 | 687.5457 | 765.511
7366 | 728.1915 | 733.0067 | 728.1915 | 733.0067
7367 | 791.2973 | 707.4414 | 791.2973 | 707.4414
7368 | 784.3431 | 681.9517 | 784.3431 | 681.9517
7369 | 741.7781 | 643.5715 | 741.7781 | 643.5715
7370 | 733.2912 | 640.3867 | 733.2912 | 640.3867
7371 | 731.9616 | 611.7019 | 731.9616 | 611.7019
7372 | 741.6102 | 630.8461 | 741.6102 | 630.8461
7373 | 748.5467 | 649.5151 | 748.5467 | 649.5151
7374 | 740.2477 | 628.3042 | 740.2477 | 628.3042
7375 | 712.4908 | 606.9272 | 712.4908 | 606.9272
7376 | 701.9203 | 576.7772 | 701.9203 | 576.7772
7377 | 722.9253 | 550.8266 | 722.9253 | 550.8266
7378 | 715.5197 | 499.8799 | 715.5197 | 499.8799
7379 | 662.6745 | 464.4004 | 662.6745 | 464.4004
7380 | 625.5952 | 467.9143 | 625.5952 | 467.9143
7381 | 591.0723 | 478.6622 | 591.0723 | 478.6622
7382 | 574.0052 | 497.7986 | 574.0052 | 497.7986
7383 | 567.5759 | 518.2464 | 567.5759 | 518.2464
7384 | 556.6166 | 575.5457 | 556.6166 | 575.5457
7385 | 541.6383 | 718.6503 | 541.6383 | 718.6503
7386 | 559.3944 | 742.5452 | 559.3944 | 742.5452
7387 | 604.2416 | 760.2303 | 604.2416 | 760.2303
7388 | 680.0431 | 742.6173 | 680.0431 | 742.6173
7389 | 727.0183 | 723.5711 | 727.0183 | 723.5711
7390 | 749.577 | 690.6394 | 749.577 | 690.6394
7391 | 810.2614 | 667.1934 | 810.2614 | 667.1934
7392 | 798.3017 | 642.5941 | 798.3017 | 642.5941
7393 | 755.0897 | 606.1729 | 755.0897 | 606.1729
7394 | 745.9929 | 604.8937 | 745.9929 | 604.8937
7395 | 750.7781 | 576.8143 | 750.7781 | 576.8143
7396 | 754.1049 | 598.0422 | 754.1049 | 598.0422
7397 | 770.8015 | 619.151 | 770.8015 | 619.151
7398 | 757.7778 | 599.258 | 757.7778 | 599.258
7399 | 719.4495 | 579.0919 | 719.4495 | 579.0919
7400 | 711.508 | 549.494 | 711.508 | 549.494
7401 | 726.0066 | 522.7242 | 726.0066 | 522.7242
7402 | 713.8854 | 468.7144 | 713.8854 | 468.7144
7403 | 663.0796 | 426.8771 | 663.0796 | 426.8771
7404 | 626.2087 | 419.955 | 626.2087 | 419.955
7405 | 599.5087 | 418.949 | 599.5087 | 418.949
7406 | 582.7481 | 426.1892 | 582.7481 | 426.1892
7407 | 569.8137 | 437.6613 | 569.8137 | 437.6613
7408 | 557.9596 | 491.6482 | 557.9596 | 491.6482
7409 | 544.0646 | 634.9131 | 544.0646 | 634.9131
7410 | 564.2196 | 661.9957 | 564.2196 | 661.9957
7411 | 608.4525 | 683.9372 | 608.4525 | 683.9372
7412 | 683.1672 | 671.0969 | 683.1672 | 671.0969
7413 | 731.096 | 658.9072 | 731.096 | 658.9072
7414 | 766.1195 | 632.0126 | 766.1195 | 632.0126
7415 | 820.7186 | 613.1613 | 820.7186 | 613.1613
7416 | 814.0474 | 594.4568 | 814.0474 | 594.4568
7417 | 761.981 | 557.8931 | 761.981 | 557.8931
7418 | 757.0401 | 558.6262 | 757.0401 | 558.6262
7419 | 752.7448 | 535.7471 | 752.7448 | 535.7471
7420 | 752.8884 | 561.5874 | 752.8884 | 561.5874
7421 | 766.2042 | 587.6472 | 766.2042 | 587.6472
7422 | 758.0188 | 572.1351 | 758.0188 | 572.1351
7423 | 720.4902 | 554.8362 | 720.4902 | 554.8362
7424 | 706.345 | 526.4493 | 706.345 | 526.4493
7425 | 722.0194 | 497.9342 | 722.0194 | 497.9342
7426 | 714.7987 | 441.0394 | 714.7987 | 441.0394
7427 | 669.1448 | 398.5076 | 669.1448 | 398.5076
7428 | 621.6877 | 390.9622 | 621.6877 | 390.9622
7429 | 593.383 | 396.0112 | 593.383 | 396.0112
7430 | 581.1237 | 413.6517 | 581.1237 | 413.6517
7431 | 570.713 | 434.6516 | 570.713 | 434.6516
7432 | 558.8169 | 495.9935 | 558.8169 | 495.9935
7433 | 548.3465 | 645.0997 | 548.3465 | 645.0997
7434 | 567.2691 | 675.9757 | 567.2691 | 675.9757
7435 | 610.2101 | 699.7158 | 610.2101 | 699.7158
7436 | 681.6167 | 687.2139 | 681.6167 | 687.2139
7437 | 730.0654 | 673.8488 | 730.0654 | 673.8488
7438 | 765.6172 | 643.5706 | 765.6172 | 643.5706
7439 | 811.6854 | 620.8013 | 811.6854 | 620.8013
7440 | 797.5968 | 595.2047 | 797.5968 | 595.2047
7441 | 746.7506 | 558.5698 | 746.7506 | 558.5698
7442 | 743.2812 | 560.0688 | 743.2812 | 560.0688
7443 | 750.5392 | 536.7622 | 750.5392 | 536.7622
7444 | 752.1327 | 562.0682 | 752.1327 | 562.0682
7445 | 753.9878 | 586.3649 | 753.9878 | 586.3649
7446 | 756.3329 | 567.5404 | 756.3329 | 567.5404
7447 | 716.9465 | 549.7429 | 716.9465 | 549.7429
7448 | 702.9438 | 523.2259 | 702.9438 | 523.2259
7449 | 716.9092 | 499.7686 | 716.9092 | 499.7686
7450 | 709.5624 | 449.6945 | 709.5624 | 449.6945
7451 | 670.2822 | 415.052 | 670.2822 | 415.052
7452 | 628.0571 | 415.0219 | 628.0571 | 415.0219
7453 | 598.7085 | 419.5902 | 598.7085 | 419.5902
7454 | 582.6642 | 436.7498 | 582.6642 | 436.7498
7455 | 572.2092 | 456.7346 | 572.2092 | 456.7346
7456 | 556.2838 | 512.5023 | 556.2838 | 512.5023
7457 | 546.7934 | 652.5795 | 546.7934 | 652.5795
7458 | 555.8473 | 672.1468 | 555.8473 | 672.1468
7459 | 593.0375 | 684.1687 | 593.0375 | 684.1687
7460 | 650.9043 | 661.0883 | 650.9043 | 661.0883
7461 | 697.6101 | 638.4448 | 697.6101 | 638.4448
7462 | 734.8324 | 602.3074 | 734.8324 | 602.3074
7463 | 786.9822 | 576.8134 | 786.9822 | 576.8134
7464 | 779.8977 | 555.0992 | 779.8977 | 555.0992
7465 | 738.2229 | 523.8069 | 738.2229 | 523.8069
7466 | 732.3205 | 529.954 | 732.3205 | 529.954
7467 | 734.0809 | 509.3009 | 734.0809 | 509.3009
7468 | 736.4855 | 536.4413 | 736.4855 | 536.4413
7469 | 744.0074 | 562.1983 | 744.0074 | 562.1983
7470 | 732.6322 | 545.7423 | 732.6322 | 545.7423
7471 | 703.7332 | 528.6394 | 703.7332 | 528.6394
7472 | 686.3087 | 502.1581 | 686.3087 | 502.1581
7473 | 701.1146 | 478.2733 | 701.1146 | 478.2733
7474 | 708.9782 | 427.3266 | 708.9782 | 427.3266
7475 | 675.159 | 389.2826 | 675.159 | 389.2826
7476 | 635.1146 | 385.9579 | 635.1146 | 385.9579
7477 | 601.1139 | 390.2233 | 601.1139 | 390.2233
7478 | 583.7329 | 408.7899 | 583.7329 | 408.7899
7479 | 571.2328 | 432.0159 | 571.2328 | 432.0159
7480 | 553.3452 | 494.8538 | 553.3452 | 494.8538
7481 | 540.3325 | 644.9038 | 540.3325 | 644.9038
7482 | 549.5928 | 675.4414 | 549.5928 | 675.4414
7483 | 579.4158 | 698.6829 | 579.4158 | 698.6829
7484 | 626.4498 | 686.3947 | 626.4498 | 686.3947
7485 | 666.7799 | 673.8132 | 666.7799 | 673.8132
7486 | 700.1366 | 648.5927 | 700.1366 | 648.5927
7487 | 750.0822 | 633.0182 | 750.0822 | 633.0182
7488 | 749.6757 | 614.2959 | 749.6757 | 614.2959
7489 | 722.9813 | 576.4677 | 722.9813 | 576.4677
7490 | 716.5112 | 574.7967 | 716.5112 | 574.7967
7491 | 717.4503 | 550.5106 | 717.4503 | 550.5106
7492 | 723.3187 | 574.5701 | 723.3187 | 574.5701
7493 | 730.8622 | 597.5311 | 730.8622 | 597.5311
7494 | 722.757 | 577.5668 | 722.757 | 577.5668
7495 | 699.1776 | 555.9582 | 699.1776 | 555.9582
7496 | 689.207 | 525.0068 | 689.207 | 525.0068
7497 | 700.8326 | 498.5576 | 700.8326 | 498.5576
7498 | 706.1468 | 446.9163 | 706.1468 | 446.9163
7499 | 673.9323 | 409.4066 | 673.9323 | 409.4066
7500 | 632.22 | 407.1326 | 632.22 | 407.1326
7501 | 602.8121 | 413.1434 | 602.8121 | 413.1434
7502 | 587.3879 | 429.2701 | 587.3879 | 429.2701
7503 | 580.8099 | 450.3591 | 580.8099 | 450.3591
7504 | 555.6787 | 512.8585 | 555.6787 | 512.8585
7505 | 544.9324 | 663.9415 | 544.9324 | 663.9415
7506 | 555.2987 | 696.5984 | 555.2987 | 696.5984
7507 | 583.1946 | 722.0125 | 583.1946 | 722.0125
7508 | 631.5984 | 710.0271 | 631.5984 | 710.0271
7509 | 669.0694 | 695.7003 | 669.0694 | 695.7003
7510 | 703.0994 | 666.1878 | 703.0994 | 666.1878
7511 | 756.8499 | 643.4364 | 756.8499 | 643.4364
7512 | 756.307 | 622.4167 | 756.307 | 622.4167
7513 | 724.2269 | 585.9243 | 724.2269 | 585.9243
7514 | 716.5814 | 585.4642 | 716.5814 | 585.4642
7515 | 708.3338 | 559.6822 | 708.3338 | 559.6822
7516 | 710.7884 | 584.169 | 710.7884 | 584.169
7517 | 721.5255 | 608.715 | 721.5255 | 608.715
7518 | 707.1087 | 593.1139 | 707.1087 | 593.1139
7519 | 676.0727 | 577.4001 | 676.0727 | 577.4001
7520 | 670.3651 | 552.2544 | 670.3651 | 552.2544
7521 | 685.0948 | 529.8121 | 685.0948 | 529.8121
7522 | 693.2789 | 481.1272 | 693.2789 | 481.1272
7523 | 664.2193 | 444.9353 | 664.2193 | 444.9353
7524 | 622.7426 | 441.575 | 622.7426 | 441.575
7525 | 593.5364 | 441.3882 | 593.5364 | 441.3882
7526 | 576.6377 | 448.6996 | 576.6377 | 448.6996
7527 | 562.8839 | 457.9456 | 562.8839 | 457.9456
7528 | 544.3339 | 506.6254 | 544.3339 | 506.6254
7529 | 533.5012 | 644.2627 | 533.5012 | 644.2627
7530 | 548.6237 | 664.0438 | 548.6237 | 664.0438
7531 | 588.7718 | 677.7931 | 588.7718 | 677.7931
7532 | 642.0854 | 656.3334 | 642.0854 | 656.3334
7533 | 683.5223 | 636.5748 | 683.5223 | 636.5748
7534 | 717.4291 | 605.1747 | 717.4291 | 605.1747
7535 | 769.7514 | 583.9014 | 769.7514 | 583.9014
7536 | 759.2416 | 561.9022 | 759.2416 | 561.9022
7537 | 718.8334 | 527.8317 | 718.8334 | 527.8317
7538 | 722.8027 | 530.7376 | 722.8027 | 530.7376
7539 | 724.2438 | 509.2653 | 724.2438 | 509.2653
7540 | 719.8222 | 537.6879 | 719.8222 | 537.6879
7541 | 730.3487 | 564.5312 | 730.3487 | 564.5312
7542 | 721.6265 | 548.663 | 721.6265 | 548.663
7543 | 688.5546 | 531.0792 | 688.5546 | 531.0792
7544 | 678.2353 | 503.1019 | 678.2353 | 503.1019
7545 | 687.3967 | 476.617 | 687.3967 | 476.617
7546 | 695.6383 | 422.7319 | 695.6383 | 422.7319
7547 | 660.6601 | 382.5152 | 660.6601 | 382.5152
7548 | 615.8713 | 377.7124 | 615.8713 | 377.7124
7549 | 585.4398 | 377.3297 | 585.4398 | 377.3297
7550 | 567.9726 | 389.6454 | 567.9726 | 389.6454
7551 | 560.9687 | 408.3301 | 560.9687 | 408.3301
7552 | 537.232 | 463.6526 | 537.232 | 463.6526
7553 | 532.9006 | 606.7573 | 532.9006 | 606.7573
7554 | 547.56 | 633.9824 | 547.56 | 633.9824
7555 | 596.9689 | 655.532 | 596.9689 | 655.532
7556 | 667.0406 | 640.6972 | 667.0406 | 640.6972
7557 | 717.8727 | 623.5744 | 717.8727 | 623.5744
7558 | 755.9447 | 592.8331 | 755.9447 | 592.8331
7559 | 810.1307 | 571.5242 | 810.1307 | 571.5242
7560 | 796.2748 | 548.5277 | 796.2748 | 548.5277
7561 | 748.6206 | 518.0369 | 748.6206 | 518.0369
7562 | 740.9761 | 525.3771 | 740.9761 | 525.3771
7563 | 747.7514 | 506.2022 | 747.7514 | 506.2022
7564 | 749.5335 | 535.8892 | 749.5335 | 535.8892
7565 | 762.0082 | 563.6052 | 762.0082 | 563.6052
7566 | 747.1202 | 548.6986 | 747.1202 | 548.6986
7567 | 707.3735 | 531.6847 | 707.3735 | 531.6847
7568 | 692.4129 | 503.9389 | 692.4129 | 503.9389
7569 | 705.5288 | 478.861 | 705.5288 | 478.861
7570 | 704.8603 | 427.1129 | 704.8603 | 427.1129
7571 | 666.5684 | 388.9086 | 666.5684 | 388.9086
7572 | 618.4097 | 385.1921 | 618.4097 | 385.1921
7573 | 588.202 | 388.8164 | 588.202 | 388.8164
7574 | 575.3428 | 405.3528 | 575.3428 | 405.3528
7575 | 561.303 | 425.9609 | 561.303 | 425.9609
7576 | 542.7582 | 487.5165 | 542.7582 | 487.5165
7577 | 532.3729 | 637.2995 | 532.3729 | 637.2995
7578 | 553.6799 | 668.959 | 553.6799 | 668.959
7579 | 598.5528 | 694.2129 | 598.5528 | 694.2129
7580 | 667.4535 | 682.1918 | 667.4535 | 682.1918
7581 | 715.588 | 666.1376 | 715.588 | 666.1376
7582 | 750.6779 | 633.7935 | 750.6779 | 633.7935
7583 | 800.2225 | 612.0928 | 800.2225 | 612.0928
7584 | 794.6207 | 590.8238 | 794.6207 | 590.8238
7585 | 740.5083 | 554.1176 | 740.5083 | 554.1176
7586 | 738.2727 | 554.7083 | 738.2727 | 554.7083
7587 | 742.1902 | 532.2387 | 742.1902 | 532.2387
7588 | 745.1286 | 559.8243 | 745.1286 | 559.8243
7589 | 759.9123 | 587.1485 | 759.9123 | 587.1485
7590 | 752.9906 | 572.794 | 752.9906 | 572.794
7591 | 714.1494 | 557.7213 | 714.1494 | 557.7213
7592 | 696.0369 | 533.0386 | 696.0369 | 533.0386
7593 | 708.4883 | 509.3497 | 708.4883 | 509.3497
7594 | 709.4629 | 458.4921 | 709.4629 | 458.4921
7595 | 669.1271 | 423.6003 | 669.1271 | 423.6003
7596 | 630.515 | 425.2977 | 630.515 | 425.2977
7597 | 593.4357 | 435.2442 | 593.4357 | 435.2442
7598 | 581.7282 | 457.1588 | 581.7282 | 457.1588
7599 | 569.4234 | 482.3972 | 569.4234 | 482.3972
7600 | 550.0543 | 545.6803 | 550.0543 | 545.6803
7601 | 539.7664 | 694.9824 | 539.7664 | 694.9824
7602 | 558.1259 | 724.9857 | 558.1259 | 724.9857
7603 | 602.3293 | 747.6929 | 602.3293 | 747.6929
7604 | 665.7336 | 732.8937 | 665.7336 | 732.8937
7605 | 721.1946 | 715.8599 | 721.1946 | 715.8599
7606 | 755.5688 | 682.8213 | 755.5688 | 682.8213
7607 | 806.5798 | 656.9355 | 806.5798 | 656.9355
7608 | 794.52 | 631.5348 | 794.52 | 631.5348
7609 | 747.1671 | 593.1725 | 747.1671 | 593.1725
7610 | 733.2902 | 591.5904 | 733.2902 | 591.5904
7611 | 739.7168 | 564.8645 | 739.7168 | 564.8645
7612 | 740.0139 | 587.624 | 740.0139 | 587.624
7613 | 743.9902 | 609.9617 | 743.9902 | 609.9617
7614 | 735.0777 | 591.244 | 735.0777 | 591.244
7615 | 701.8392 | 573.0013 | 701.8392 | 573.0013
7616 | 680.691 | 546.5199 | 680.691 | 546.5199
7617 | 687.3847 | 523.4187 | 687.3847 | 523.4187
7618 | 696.0893 | 473.7899 | 696.0893 | 473.7899
7619 | 663.4506 | 439.0228 | 663.4506 | 439.0228
7620 | 625.7922 | 439.1351 | 625.7922 | 439.1351
7621 | 594.5451 | 446.1076 | 594.5451 | 446.1076
7622 | 572.5556 | 460.9343 | 572.5556 | 460.9343
7623 | 567.0297 | 476.6627 | 567.0297 | 476.6627
7624 | 543.3766 | 532.1455 | 543.3766 | 532.1455
7625 | 536.4909 | 676.4077 | 536.4909 | 676.4077
7626 | 552.0894 | 703.7397 | 552.0894 | 703.7397
7627 | 587.8562 | 725.6455 | 587.8562 | 725.6455
7628 | 641.9442 | 711.9683 | 641.9442 | 711.9683
7629 | 686.5025 | 698.4606 | 686.5025 | 698.4606
7630 | 721.2213 | 669.9099 | 721.2213 | 669.9099
7631 | 766.6652 | 648.6366 | 766.6652 | 648.6366
7632 | 766.4479 | 625.7648 | 766.4479 | 625.7648
7633 | 728.5061 | 584.4461 | 728.5061 | 584.4461
7634 | 714.6364 | 579.9791 | 714.6364 | 579.9791
7635 | 713.311 | 548.7119 | 713.311 | 548.7119
7636 | 715.5237 | 567.3575 | 715.5237 | 567.3575
7637 | 718.6278 | 588.7691 | 718.6278 | 588.7691
7638 | 707.2427 | 570.0158 | 707.2427 | 570.0158
7639 | 680.5138 | 550.01 | 680.5138 | 550.01
7640 | 664.0513 | 520.4121 | 664.0513 | 520.4121
7641 | 677.3009 | 495.1917 | 677.3009 | 495.1917
7642 | 683.8227 | 445.5451 | 683.8227 | 445.5451
7643 | 651.29 | 411.0094 | 651.29 | 411.0094
7644 | 614.8762 | 415.0041 | 614.8762 | 415.0041
7645 | 580.6767 | 428.9398 | 580.6767 | 428.9398
7646 | 562.06 | 452.1545 | 562.06 | 452.1545
7647 | 551.5385 | 477.0367 | 551.5385 | 477.0367
7648 | 529.9102 | 539.928 | 529.9102 | 539.928
7649 | 521.1955 | 688.6424 | 521.1955 | 688.6424
7650 | 530.8375 | 716.8648 | 530.8375 | 716.8648
7651 | 560.6489 | 737.1144 | 560.6489 | 737.1144
7652 | 602.8803 | 720.2316 | 602.8803 | 720.2316
7653 | 643.5375 | 701.7375 | 643.5375 | 701.7375
7654 | 678.834 | 668.9838 | 678.834 | 668.9838
7655 | 726.6768 | 647.9064 | 726.6768 | 647.9064
7656 | 728.918 | 624.8387 | 728.918 | 624.8387
7657 | 697.7913 | 585.2475 | 697.7913 | 585.2475
7658 | 694.3744 | 585.2683 | 694.3744 | 585.2683
7659 | 691.0189 | 558.3821 | 691.0189 | 558.3821
7660 | 697.625 | 581.658 | 697.625 | 581.658
7661 | 697.9569 | 604.9218 | 697.9569 | 604.9218
7662 | 684.9253 | 586.8808 | 684.9253 | 586.8808
7663 | 668.4479 | 569.7066 | 668.4479 | 569.7066
7664 | 657.3957 | 542.7979 | 657.3957 | 542.7979
7665 | 662.1181 | 517.9692 | 662.1181 | 517.9692
7666 | 671.6697 | 467.9308 | 671.6697 | 467.9308
7667 | 646.48 | 433.5554 | 646.48 | 433.5554
7668 | 614.1221 | 434.6829 | 614.1221 | 434.6829
7669 | 585.1631 | 441.4238 | 585.1631 | 441.4238
7670 | 564.4166 | 457.8712 | 564.4166 | 457.8712
7671 | 554.5162 | 476.3422 | 554.5162 | 476.3422
7672 | 532.4427 | 533.8374 | 532.4427 | 533.8374
7673 | 520.5425 | 679.4352 | 520.5425 | 679.4352
7674 | 529.4727 | 707.444 | 529.4727 | 707.444
7675 | 549.3666 | 728.7265 | 549.3666 | 728.7265
7676 | 586.3616 | 713.0902 | 586.3616 | 713.0902
7677 | 625.5694 | 697.9976 | 625.5694 | 697.9976
7678 | 667.7123 | 669.9455 | 667.7123 | 669.9455
7679 | 715.1135 | 649.9366 | 715.1135 | 649.9366
7680 | 719.2579 | 628.0265 | 719.2579 | 628.0265
7681 | 697.4926 | 593.3684 | 697.4926 | 593.3684
7682 | 690.2395 | 597.5208 | 690.2395 | 597.5208
7683 | 683.1514 | 575.0868 | 683.1514 | 575.0868
7684 | 686.7085 | 601.693 | 686.7085 | 601.693
7685 | 699.6707 | 630.1035 | 699.6707 | 630.1035
7686 | 684.6404 | 615.3928 | 684.6404 | 615.3928
7687 | 664.1201 | 600.0529 | 664.1201 | 600.0529
7688 | 653.2161 | 574.4086 | 653.2161 | 574.4086
7689 | 665.31 | 550.6663 | 665.31 | 550.6663
7690 | 674.2917 | 499.8265 | 674.2917 | 499.8265
7691 | 647.0245 | 462.4414 | 647.0245 | 462.4414
7692 | 606.9587 | 459.9359 | 606.9587 | 459.9359
7693 | 577.1909 | 463.5246 | 577.1909 | 463.5246
7694 | 560.5835 | 477.9952 | 560.5835 | 477.9952
7695 | 546.376 | 496.2347 | 546.376 | 496.2347
7696 | 525.4719 | 555.2614 | 525.4719 | 555.2614
7697 | 520.6111 | 703.3169 | 520.6111 | 703.3169
7698 | 530.7574 | 733.7833 | 530.7574 | 733.7833
7699 | 559.3878 | 757.3631 | 559.3878 | 757.3631
7700 | 609.5165 | 743.2762 | 609.5165 | 743.2762
7701 | 643.3289 | 729.6974 | 643.3289 | 729.6974
7702 | 684.3069 | 703.6755 | 684.3069 | 703.6755
7703 | 736.4787 | 686.7832 | 736.4787 | 686.7832
7704 | 736.1742 | 666.6895 | 736.1742 | 666.6895
7705 | 702.0009 | 634.3822 | 702.0009 | 634.3822
7706 | 690.2343 | 637.3414 | 690.2343 | 637.3414
7707 | 703.2704 | 613.0553 | 703.2704 | 613.0553
7708 | 705.0914 | 636.723 | 705.0914 | 636.723
7709 | 713.0059 | 660.5032 | 713.0059 | 660.5032
7710 | 698.7368 | 642.8363 | 698.7368 | 642.8363
7711 | 674.5541 | 624.4511 | 674.5541 | 624.4511
7712 | 663.4429 | 596.4382 | 663.4429 | 596.4382
7713 | 667.6333 | 572.5534 | 667.6333 | 572.5534
7714 | 681.7289 | 523.4944 | 681.7289 | 523.4944
7715 | 650.6108 | 487.8725 | 650.6108 | 487.8725
7716 | 610.2006 | 487.3615 | 610.2006 | 487.3615
7717 | 577.0093 | 491.9476 | 577.0093 | 491.9476
7718 | 561.3797 | 505.9195 | 561.3797 | 505.9195
7719 | 544.3172 | 523.1261 | 544.3172 | 523.1261
7720 | 524.4794 | 579.8377 | 524.4794 | 579.8377
7721 | 519.6092 | 725.667 | 519.6092 | 725.667
7722 | 530.1824 | 753.0703 | 530.1824 | 753.0703
7723 | 572.1351 | 772.9637 | 572.1351 | 772.9637
7724 | 636.8874 | 756.0986 | 636.8874 | 756.0986
7725 | 678.6174 | 738.8333 | 678.6174 | 738.8333
7726 | 719.2302 | 708.8044 | 719.2302 | 708.8044
7727 | 777.7362 | 687.4243 | 777.7362 | 687.4243
7728 | 771.4434 | 665.6032 | 771.4434 | 665.6032
7729 | 728.2826 | 630.3752 | 728.2826 | 630.3752
7730 | 719.377 | 631.9275 | 719.377 | 631.9275
7731 | 724.2206 | 609.9032 | 724.2206 | 609.9032
7732 | 730.6154 | 637.56 | 730.6154 | 637.56
7733 | 736.5903 | 663.7444 | 736.5903 | 663.7444
7734 | 728.8829 | 646.8076 | 728.8829 | 646.8076
7735 | 692.3469 | 628.8499 | 692.3469 | 628.8499
7736 | 681.4468 | 601.0507 | 681.4468 | 601.0507
7737 | 685.0637 | 575.5631 | 685.0637 | 575.5631
7738 | 688.0277 | 523.6903 | 688.0277 | 523.6903
7739 | 650.5459 | 485.4683 | 650.5459 | 485.4683
7740 | 609.0616 | 481.8764 | 609.0616 | 481.8764
7741 | 574.7055 | 483.1144 | 574.7055 | 483.1144
7742 | 559.7787 | 493.382 | 559.7787 | 493.382
7743 | 546.2568 | 507.0269 | 546.2568 | 507.0269
7744 | 527.609 | 560.5685 | 527.609 | 560.5685
7745 | 519.5256 | 702.9073 | 519.5256 | 702.9073
7746 | 536.7038 | 727.8351 | 536.7038 | 727.8351
7747 | 580.3868 | 746.3216 | 580.3868 | 746.3216
7748 | 657.8628 | 728.7976 | 657.8628 | 728.7976
7749 | 707.8391 | 711.9063 | 707.8391 | 711.9063
7750 | 746.2828 | 681.8418 | 746.2828 | 681.8418
7751 | 806.5579 | 661.0315 | 806.5579 | 661.0315
7752 | 797.3652 | 638.783 | 797.3652 | 638.783
7753 | 748.3845 | 603.9824 | 748.3845 | 603.9824
7754 | 731.5882 | 607.2979 | 731.5882 | 607.2979
7755 | 734.0238 | 584.2406 | 734.0238 | 584.2406
7756 | 740.1269 | 610.2768 | 740.1269 | 610.2768
7757 | 742.6223 | 635.9626 | 742.6223 | 635.9626
7758 | 730.2457 | 619.1505 | 730.2457 | 619.1505
7759 | 692.7953 | 601.353 | 692.7953 | 601.353
7760 | 669.1365 | 574.2127 | 669.1365 | 574.2127
7761 | 678.9073 | 549.206 | 678.9073 | 549.206
7762 | 685.4689 | 497.7606 | 685.4689 | 497.7606
7763 | 649.2852 | 459.4139 | 649.2852 | 459.4139
7764 | 605.8435 | 456.196 | 605.8435 | 456.196
7765 | 573.4431 | 458.3601 | 573.4431 | 458.3601
7766 | 557.5645 | 470.3196 | 557.5645 | 470.3196
7767 | 544.1882 | 486.2439 | 544.1882 | 486.2439
7768 | 525.5776 | 544.0596 | 525.5776 | 544.0596
7769 | 518.6972 | 690.5302 | 518.6972 | 690.5302
7770 | 532.7233 | 717.9868 | 532.7233 | 717.9868
7771 | 576.0741 | 738.1117 | 576.0741 | 738.1117
7772 | 647.6019 | 721.6207 | 647.6019 | 721.6207
7773 | 706.4108 | 705.6732 | 706.4108 | 705.6732
7774 | 745.5807 | 677.0869 | 745.5807 | 677.0869
7775 | 798.7759 | 657.9684 | 798.7759 | 657.9684
7776 | 793.4509 | 636.0049 | 793.4509 | 636.0049
7777 | 745.3191 | 601.1864 | 745.3191 | 601.1864
7778 | 739.0737 | 603.8786 | 739.0737 | 603.8786
7779 | 735.8239 | 580.4473 | 735.8239 | 580.4473
7780 | 729.1201 | 603.8657 | 729.1201 | 603.8657
7781 | 737.6075 | 628.2336 | 737.6075 | 628.2336
7782 | 731.1913 | 612.9352 | 731.1913 | 612.9352
7783 | 690.2366 | 597.5597 | 690.2366 | 597.5597
7784 | 665.7395 | 572.3428 | 665.7395 | 572.3428
7785 | 665.4017 | 548.7607 | 665.4017 | 548.7607
7786 | 671.427 | 497.1195 | 671.427 | 497.1195
7787 | 645.8422 | 459.4317 | 645.8422 | 459.4317
7788 | 606.097 | 456.8371 | 606.097 | 456.8371
7789 | 572.3394 | 459.5532 | 572.3394 | 459.5532
7790 | 555.8359 | 471.6374 | 555.8359 | 471.6374
7791 | 541.4212 | 487.8111 | 541.4212 | 487.8111
7792 | 519.2138 | 545.2706 | 519.2138 | 545.2706
7793 | 512.7888 | 691.1357 | 512.7888 | 691.1357
7794 | 525.734 | 718.1827 | 525.734 | 718.1827
7795 | 560.2439 | 737.8624 | 560.2439 | 737.8624
7796 | 622.1258 | 721.8522 | 622.1258 | 721.8522
7797 | 668.5003 | 706.2787 | 668.5003 | 706.2787
7798 | 710.0506 | 677.0156 | 710.0506 | 677.0156
7799 | 761.8692 | 658.6095 | 761.8692 | 658.6095
7800 | 758.9802 | 639.6735 | 758.9802 | 639.6735
7801 | 727.3316 | 606.1373 | 727.3316 | 606.1373
7802 | 718.706 | 607.2801 | 718.706 | 607.2801
7803 | 717.6784 | 581.124 | 717.6784 | 581.124
7804 | 719.7001 | 603.456 | 719.7001 | 603.456
7805 | 723.5685 | 626.7376 | 723.5685 | 626.7376
7806 | 710.8253 | 608.9282 | 710.8253 | 608.9282
7807 | 681.246 | 590.7923 | 681.246 | 590.7923
7808 | 661.6447 | 563.2425 | 661.6447 | 563.2425
7809 | 662.3659 | 538.4138 | 662.3659 | 538.4138
7810 | 670.289 | 487.0397 | 670.289 | 487.0397
7811 | 645.1299 | 449.7259 | 645.1299 | 449.7259
7812 | 609.6557 | 446.5258 | 609.6557 | 446.5258
7813 | 579.2409 | 446.6774 | 579.2409 | 446.6774
7814 | 559.6598 | 454.9861 | 559.6598 | 454.9861
7815 | 543.535 | 466.8679 | 543.535 | 466.8679
7816 | 522.6973 | 519.6081 | 522.6973 | 519.6081
7817 | 515.3508 | 661.3949 | 515.3508 | 661.3949
7818 | 523.2879 | 685.5569 | 523.2879 | 685.5569
7819 | 550.1876 | 703.4201 | 550.1876 | 703.4201
7820 | 596.5013 | 685.8961 | 596.5013 | 685.8961
7821 | 643.3582 | 669.5212 | 643.3582 | 669.5212
7822 | 684.1093 | 641.6828 | 684.1093 | 641.6828
7823 | 734.3211 | 621.5137 | 734.3211 | 621.5137
7824 | 739.0659 | 598.8021 | 739.0659 | 598.8021
7825 | 706.2908 | 561.8289 | 706.2908 | 561.8289
7826 | 703.4308 | 561.1017 | 703.4308 | 561.1017
7827 | 701.9916 | 535.8895 | 701.9916 | 535.8895
7828 | 707.3777 | 561.4806 | 707.3777 | 561.4806
7829 | 708.535 | 585.8841 | 708.535 | 585.8841
7830 | 695.3541 | 568.876 | 695.3541 | 568.876
7831 | 665.6602 | 550.7224 | 665.6602 | 550.7224
7832 | 654.478 | 522.2643 | 654.478 | 522.2643
7833 | 658.3963 | 496.2068 | 658.3963 | 496.2068
7834 | 666.9502 | 442.2682 | 666.9502 | 442.2682
7835 | 641.6478 | 400.9118 | 641.6478 | 400.9118
7836 | 604.5435 | 393.865 | 604.5435 | 393.865
7837 | 573.393 | 390.8467 | 573.393 | 390.8467
7838 | 554.837 | 400.3841 | 554.837 | 400.3841
7839 | 538.9353 | 418.5524 | 538.9353 | 418.5524
7840 | 522.0849 | 478.9682 | 522.0849 | 478.9682
7841 | 514.3303 | 628.7868 | 514.3303 | 628.7868
7842 | 523.6002 | 661.408 | 523.6002 | 661.408
7843 | 552.2251 | 688.6921 | 552.2251 | 688.6921
7844 | 601.3466 | 680.2507 | 601.3466 | 680.2507
7845 | 642.2538 | 668.2034 | 642.2538 | 668.2034
7846 | 679.84 | 641.0595 | 679.84 | 641.0595
7847 | 732.6851 | 622.1192 | 732.6851 | 622.1192
7848 | 732.9279 | 600.7433 | 732.9279 | 600.7433
7849 | 703.7593 | 564.518 | 703.7593 | 564.518
7850 | 693.8218 | 565.3224 | 693.8218 | 565.3224
7851 | 695.5139 | 541.5171 | 695.5139 | 541.5171
7852 | 705.5174 | 568.3904 | 705.5174 | 568.3904
7853 | 711.6646 | 593.7912 | 711.6646 | 593.7912
7854 | 697.5869 | 577.8339 | 697.5869 | 577.8339
7855 | 679.1522 | 560.7844 | 679.1522 | 560.7844
7856 | 660.0046 | 533.9113 | 660.0046 | 533.9113
7857 | 661.3641 | 509.2073 | 661.3641 | 509.2073
7858 | 672.5376 | 456.5153 | 672.5376 | 456.5153
7859 | 643.3286 | 417.0466 | 643.3286 | 417.0466
7860 | 605.3861 | 412.1547 | 605.3861 | 412.1547
7861 | 572.2686 | 412.1995 | 572.2686 | 412.1995
7862 | 555.2917 | 422.948 | 555.2917 | 422.948
7863 | 539.7801 | 439.3532 | 539.7801 | 439.3532
7864 | 522.1725 | 498.8607 | 522.1725 | 498.8607
7865 | 521.8065 | 647.1478 | 521.8065 | 647.1478
7866 | 531.962 | 676.1716 | 531.962 | 676.1716
7867 | 568.081 | 697.65 | 568.081 | 697.65
7868 | 630.3614 | 682.7439 | 630.3614 | 682.7439
7869 | 671.9007 | 667.5623 | 671.9007 | 667.5623
7870 | 712.5534 | 638.6197 | 712.5534 | 638.6197
7871 | 769.7542 | 620.9972 | 769.7542 | 620.9972
7872 | 761.278 | 602.9872 | 761.278 | 602.9872
7873 | 719.6768 | 570.2525 | 719.6768 | 570.2525
7874 | 706.6031 | 573.1939 | 706.6031 | 573.1939
7875 | 713.9244 | 549.9941 | 713.9244 | 549.9941
7876 | 717.7922 | 576.066 | 717.7922 | 576.066
7877 | 731.6254 | 601.1997 | 731.6254 | 601.1997
7878 | 714.0671 | 584.5478 | 714.0671 | 584.5478
7879 | 683.2498 | 566.7326 | 683.2498 | 566.7326
7880 | 662.5871 | 538.8265 | 662.5871 | 538.8265
7881 | 669.4072 | 512.7156 | 669.4072 | 512.7156
7882 | 680.3273 | 458.4743 | 680.3273 | 458.4743
7883 | 652.5677 | 417.0466 | 652.5677 | 417.0466
7884 | 605.5281 | 410.3204 | 605.5281 | 410.3204
7885 | 572.7278 | 409.4213 | 572.7278 | 409.4213
7886 | 554.4436 | 419.5109 | 554.4436 | 419.5109
7887 | 538.4024 | 435.6133 | 538.4024 | 435.6133
7888 | 518.9644 | 492.2715 | 518.9644 | 492.2715
7889 | 518.4559 | 636.5159 | 518.4559 | 636.5159
7890 | 530.7585 | 663.0999 | 530.7585 | 663.0999
7891 | 576.3142 | 683.6522 | 576.3142 | 683.6522
7892 | 647.2932 | 670.3133 | 647.2932 | 670.3133
7893 | 696.3759 | 655.2029 | 696.3759 | 655.2029
7894 | 736.1821 | 622.6452 | 736.1821 | 622.6452
7895 | 794.9613 | 600.3924 | 794.9613 | 600.3924
7896 | 781.6186 | 576.4164 | 781.6186 | 576.4164
7897 | 732.675 | 540.4938 | 732.675 | 540.4938
7898 | 722.3952 | 543.1147 | 722.3952 | 543.1147
7899 | 729.2085 | 520.4136 | 729.2085 | 520.4136
7900 | 731.2128 | 546.4499 | 731.2128 | 546.4499
7901 | 741.7229 | 570.6219 | 741.7229 | 570.6219
7902 | 724.0145 | 552.7946 | 724.0145 | 552.7946
7903 | 686.2541 | 534.4273 | 686.2541 | 534.4273
7904 | 665.6042 | 507.0555 | 665.6042 | 507.0555
7905 | 669.6841 | 483.0104 | 669.6841 | 483.0104
7906 | 676.284 | 433.1323 | 676.284 | 433.1323
7907 | 648.5446 | 398.1692 | 648.5446 | 398.1692
7908 | 602.2982 | 400.8105 | 602.2982 | 400.8105
7909 | 568.5381 | 408.9583 | 568.5381 | 408.9583
7910 | 552.6136 | 424.8357 | 552.6136 | 424.8357
7911 | 534.8875 | 441.5793 | 534.8875 | 441.5793
7912 | 518.6533 | 497.347 | 518.6533 | 497.347
7913 | 513.6561 | 640.9859 | 513.6561 | 640.9859
7914 | 528.4238 | 666.5548 | 528.4238 | 666.5548
7915 | 574.0306 | 684.7208 | 574.0306 | 684.7208
7916 | 648.8421 | 666.8406 | 648.8421 | 666.8406
7917 | 701.645 | 650.1452 | 701.645 | 650.1452
7918 | 742.585 | 621.0067 | 742.585 | 621.0067
7919 | 802.4756 | 602.8322 | 802.4756 | 602.8322
7920 | 785.4454 | 585.0537 | 785.4454 | 585.0537
7921 | 737.1208 | 552.9244 | 737.1208 | 552.9244
7922 | 737.0388 | 556.7919 | 737.0388 | 556.7919
7923 | 739.3071 | 534.0196 | 739.3071 | 534.0196
7924 | 740.6815 | 559.8243 | 740.6815 | 559.8243
7925 | 750.2884 | 585.332 | 750.2884 | 585.332
7926 | 736.4125 | 569.6418 | 736.4125 | 569.6418
7927 | 699.449 | 553.1978 | 699.449 | 553.1978
7928 | 677.7946 | 527.411 | 677.7946 | 527.411
7929 | 679.6186 | 506.0373 | 679.6186 | 506.0373
7930 | 689.2419 | 457.9578 | 689.2419 | 457.9578
7931 | 653.1303 | 423.2797 | 653.1303 | 423.2797
7932 | 611.6136 | 422.9469 | 611.6136 | 422.9469
7933 | 577.7591 | 425.4315 | 577.7591 | 425.4315
7934 | 556.9341 | 435.5032 | 556.9341 | 435.5032
7935 | 542.4817 | 446.637 | 542.4817 | 446.637
7936 | 522.1051 | 498.095 | 522.1051 | 498.095
7937 | 520.4629 | 638.8488 | 520.4629 | 638.8488
7938 | 535.1849 | 661.693 | 535.1849 | 661.693
7939 | 577.4253 | 676.9383 | 577.4253 | 676.9383
7940 | 651.5495 | 655.6923 | 651.5495 | 655.6923
7941 | 702.9873 | 636.1118 | 702.9873 | 636.1118
7942 | 734.4139 | 604.4445 | 734.4139 | 604.4445
7943 | 794.9199 | 582.0314 | 794.9199 | 582.0314
7944 | 786.1709 | 556.8801 | 786.1709 | 556.8801
7945 | 736.0924 | 515.5614 | 736.0924 | 515.5614
7946 | 726.4756 | 518.1645 | 726.4756 | 518.1645
7947 | 730.1398 | 497.1553 | 730.1398 | 497.1553
7948 | 727.3741 | 524.6696 | 727.3741 | 524.6696
7949 | 735.3686 | 550.0883 | 735.3686 | 550.0883
7950 | 720.5252 | 533.0802 | 720.5252 | 533.0802
7951 | 686.095 | 514.143 | 686.095 | 514.143
7952 | 663.9123 | 485.2753 | 663.9123 | 485.2753
7953 | 669.4404 | 459.3246 | 669.4404 | 459.3246
7954 | 676.7115 | 407.9505 | 676.7115 | 407.9505
7955 | 653.4886 | 370.4764 | 653.4886 | 370.4764
7956 | 611.1092 | 368.7367 | 611.1092 | 368.7367
7957 | 576.5115 | 374.4269 | 576.5115 | 374.4269
7958 | 554.9838 | 390.518 | 554.9838 | 390.518
7959 | 537.2304 | 410.4316 | 537.2304 | 410.4316
7960 | 515.8357 | 469.1556 | 515.8357 | 469.1556
7961 | 511.4708 | 614.2548 | 511.4708 | 614.2548
7962 | 522.6455 | 638.5415 | 522.6455 | 638.5415
7963 | 556.3335 | 654.6772 | 556.3335 | 654.6772
7964 | 618.9296 | 636.2628 | 618.9296 | 636.2628
7965 | 670.2284 | 618.2673 | 670.2284 | 618.2673
7966 | 711.4172 | 586.3685 | 711.4172 | 586.3685
7967 | 767.4318 | 564.5253 | 767.4318 | 564.5253
7968 | 753.2679 | 541.2083 | 753.2679 | 541.2083
7969 | 716.6879 | 504.6624 | 716.6879 | 504.6624
7970 | 710.0254 | 503.3119 | 710.0254 | 503.3119
7971 | 712.9033 | 477.049 | 712.9033 | 477.049
7972 | 713.7898 | 499.6838 | 713.7898 | 499.6838
7973 | 721.0182 | 522.4311 | 721.0182 | 522.4311
7974 | 709.5109 | 503.8559 | 709.5109 | 503.8559
7975 | 682.3901 | 484.9186 | 682.3901 | 484.9186
7976 | 661.599 | 456.4605 | 661.599 | 456.4605
7977 | 652.7948 | 433.11 | 652.7948 | 433.11
7978 | 662.2293 | 384.1757 | 662.2293 | 384.1757
7979 | 643.9967 | 349.2483 | 643.9967 | 349.2483
7980 | 605.3109 | 349.9484 | 605.3109 | 349.9484
7981 | 572.1144 | 355.9057 | 572.1144 | 355.9057
7982 | 552.41 | 372.8338 | 552.41 | 372.8338
7983 | 535.5531 | 395.0447 | 535.5531 | 395.0447
7984 | 512.9817 | 456.1373 | 512.9817 | 456.1373
7985 | 508.6113 | 603.9435 | 508.6113 | 603.9435
7986 | 517.5233 | 632.0768 | 517.5233 | 632.0768
7987 | 541.5326 | 653.2525 | 541.5326 | 653.2525
7988 | 588.7779 | 638.1505 | 588.7779 | 638.1505
7989 | 632.2961 | 623.7525 | 632.2961 | 623.7525
7990 | 674.0447 | 594.6674 | 674.0447 | 594.6674
7991 | 733.5046 | 573.4832 | 733.5046 | 573.4832
7992 | 734.9732 | 549.3647 | 734.9732 | 549.3647
7993 | 706.2416 | 512.9079 | 706.2416 | 512.9079
7994 | 698.7692 | 511.3793 | 698.7692 | 511.3793
7995 | 697.3662 | 485.2233 | 697.3662 | 485.2233
7996 | 703.0217 | 508.2677 | 703.0217 | 508.2677
7997 | 707.6803 | 530.8013 | 707.6803 | 530.8013
7998 | 688.266 | 511.9233 | 688.266 | 511.9233
7999 | 666.0892 | 492.2203 | 666.0892 | 492.2203
8000 | 651.0257 | 462.7292 | 651.0257 | 462.7292
8001 | 650.6837 | 435.3895 | 650.6837 | 435.3895
8002 | 657.9371 | 380.5427 | 657.9371 | 380.5427
8003 | 637.3421 | 339.8808 | 637.3421 | 339.8808
8004 | 603.723 | 85.2231 | 603.723 | 85.2231
8005 | 565.6266 | 70.2456 | 565.6266 | 70.2456
8006 | 546.6005 | 77.3878 | 546.6005 | 77.3878
8007 | 530.2105 | 88.3399 | 530.2105 | 88.3399
8008 | 508.5815 | 126.9584 | 508.5815 | 126.9584
8009 | 502.9444 | 261.4442 | 502.9444 | 261.4442
8010 | 510.5015 | 288.0666 | 510.5015 | 288.0666
8011 | 536.9447 | 293.4746 | 536.9447 | 293.4746
8012 | 584.2784 | 280.9546 | 584.2784 | 280.9546
8013 | 628.7595 | 266.7513 | 628.7595 | 266.7513
8014 | 668.1655 | 249.2196 | 668.1655 | 249.2196
8015 | 721.9333 | 239.1533 | 721.9333 | 239.1533
8016 | 721.7576 | 222.3322 | 721.7576 | 222.3322
8017 | 694.3333 | 205.1593 | 694.3333 | 205.1593
8018 | 689.9955 | 206.7991 | 689.9955 | 206.7991
8019 | 686.821 | 197.1363 | 686.821 | 197.1363
8020 | 693.8235 | 240.0173 | 693.8235 | 240.0173
8021 | 699.9739 | 260.5467 | 699.9739 | 260.5467
8022 | 683.9702 | 243.8968 | 683.9702 | 243.8968
8023 | 660.3079 | 230.6675 | 660.3079 | 230.6675
8024 | 641.7262 | 206.0353 | 641.7262 | 206.0353
8025 | 644.1564 | 176.6915 | 644.1564 | 176.6915
8026 | 651.5408 | 127.8227 | 651.5408 | 127.8227
8027 | 636.1215 | 89.8344 | 636.1215 | 89.8344
8028 | 597.9595 | 85.0276 | 597.9595 | 85.0276
8029 | 568.1553 | 70.4501 | 568.1553 | 70.4501
8030 | 549.0119 | 78.0915 | 549.0119 | 78.0915
8031 | 531.8528 | 89.6662 | 531.8528 | 89.6662
8032 | 509.5403 | 129.7945 | 509.5403 | 129.7945
8033 | 505.3526 | 265.7449 | 505.3526 | 265.7449
8034 | 516.6767 | 293.3417 | 516.6767 | 293.3417
8035 | 546.1122 | 298.9513 | 546.1122 | 298.9513
8036 | 606.9073 | 286.0462 | 606.9073 | 286.0462
8037 | 647.2146 | 271.1031 | 647.2146 | 271.1031
8038 | 689.4765 | 252.4827 | 689.4765 | 252.4827
8039 | 745.6744 | 241.7728 | 745.6744 | 241.7728
8040 | 747.5774 | 224.7231 | 747.5774 | 224.7231
8041 | 707.3614 | 207.2195 | 707.3614 | 207.2195
8042 | 693.67 | 208.5315 | 693.67 | 208.5315
8043 | 696.5398 | 198.7273 | 696.5398 | 198.7273
8044 | 695.2898 | 241.6474 | 695.2898 | 241.6474
8045 | 702.783 | 262.4806 | 702.783 | 262.4806
8046 | 689.4346 | 246.1825 | 689.4346 | 246.1825
8047 | 657.3898 | 233.2148 | 657.3898 | 233.2148
8048 | 643.9223 | 208.7992 | 643.9223 | 208.7992
8049 | 645.2861 | 179.305 | 645.2861 | 179.305
8050 | 655.3316 | 130.0482 | 655.3316 | 130.0482
8051 | 639.2652 | 91.7592 | 639.2652 | 91.7592
8052 | 597.5316 | 86.7569 | 597.5316 | 86.7569
8053 | 562.1715 | 71.9177 | 562.1715 | 71.9177
8054 | 540.8235 | 79.1381 | 540.8235 | 79.1381
8055 | 521.5078 | 90.1775 | 521.5078 | 90.1775
8056 | 502.4084 | 128.9374 | 502.4084 | 128.9374
8057 | 503.3516 | 263.378 | 503.3516 | 263.378
8058 | 514.1852 | 289.838 | 514.1852 | 289.838
8059 | 555.5055 | 295.1107 | 555.5055 | 295.1107
8060 | 628.5573 | 282.4072 | 628.5573 | 282.4072
8061 | 687.8693 | 267.8942 | 687.8693 | 267.8942
8062 | 722.3053 | 250.1008 | 722.3053 | 250.1008
8063 | 780.6555 | 239.9623 | 780.6555 | 239.9623
8064 | 776.4931 | 223.2074 | 776.4931 | 223.2074
8065 | 722.5917 | 206.3323 | 722.5917 | 206.3323
8066 | 711.7441 | 208.4683 | 711.7441 | 208.4683
8067 | 722.3597 | 199.413 | 722.3597 | 199.413
8068 | 720.4601 | 242.9436 | 720.4601 | 242.9436
8069 | 730.1561 | 264.1016 | 730.1561 | 264.1016
8070 | 718.7488 | 248.0411 | 718.7488 | 248.0411
8071 | 683.3098 | 235.2659 | 683.3098 | 235.2659
8072 | 667.5763 | 211.0187 | 667.5763 | 211.0187
8073 | 662.5188 | 181.6117 | 662.5188 | 181.6117
8074 | 665.3531 | 132.4061 | 665.3531 | 132.4061
8075 | 633.9952 | 94.0178 | 633.9952 | 94.0178
8076 | 590.3002 | 88.838 | 590.3002 | 88.838
8077 | 558.0864 | 73.8485 | 558.0864 | 73.8485
8078 | 540.687 | 80.675 | 540.687 | 80.675
8079 | 524.5411 | 91.3053 | 524.5411 | 91.3053
8080 | 506.561 | 129.7193 | 506.561 | 129.7193
8081 | 506.8504 | 263.9495 | 506.8504 | 263.9495
8082 | 517.3188 | 290.2651 | 517.3188 | 290.2651
8083 | 560.7229 | 295.4084 | 560.7229 | 295.4084
8084 | 638.6548 | 282.6628 | 638.6548 | 282.6628
8085 | 693.1525 | 268.1468 | 693.1525 | 268.1468
8086 | 731.7419 | 250.3895 | 731.7419 | 250.3895
8087 | 796.0254 | 240.4736 | 796.0254 | 240.4736
8088 | 783.2313 | 224.1126 | 783.2313 | 224.1126
8089 | 738.6993 | 207.5683 | 738.6993 | 207.5683
8090 | 730.232 | 209.8036 | 730.232 | 209.8036
8091 | 736.09 | 200.7363 | 736.09 | 200.7363
8092 | 740.1854 | 243.9782 | 740.1854 | 243.9782
8093 | 747.2351 | 264.8685 | 747.2351 | 264.8685
8094 | 733.7645 | 248.5223 | 733.7645 | 248.5223
8095 | 693.1118 | 235.5245 | 693.1118 | 235.5245
8096 | 669.5678 | 211.154 | 669.5678 | 211.154
8097 | 664.6097 | 181.9636 | 664.6097 | 181.9636
8098 | 668.8126 | 133.0798 | 668.8126 | 133.0798
8099 | 640.3773 | 94.9892 | 640.3773 | 94.9892
8100 | 599.092 | 89.9448 | 599.092 | 89.9448
8101 | 565.7736 | 75.0665 | 565.7736 | 75.0665
8102 | 545.3387 | 82.2418 | 545.3387 | 82.2418
8103 | 524.7457 | 93.1489 | 524.7457 | 93.1489
8104 | 507.4352 | 132.0561 | 507.4352 | 132.0561
8105 | 508.7767 | 266.9329 | 508.7767 | 266.9329
8106 | 524.6697 | 293.8349 | 524.6697 | 293.8349
8107 | 566.9194 | 299.5287 | 566.9194 | 299.5287
8108 | 641.5795 | 287.3395 | 641.5795 | 287.3395
8109 | 690.8376 | 273.1151 | 690.8376 | 273.1151
8110 | 730.8263 | 255.3669 | 730.8263 | 255.3669
8111 | 785.1521 | 245.4389 | 785.1521 | 245.4389
8112 | 777.5901 | 228.9787 | 777.5901 | 228.9787
8113 | 733.1169 | 212.1156 | 733.1169 | 212.1156
8114 | 719.1904 | 213.8396 | 719.1904 | 213.8396
8115 | 727.5342 | 204.5167 | 727.5342 | 204.5167
8116 | 729.6692 | 247.8067 | 729.6692 | 247.8067
8117 | 734.1471 | 268.7271 | 734.1471 | 268.7271
8118 | 722.9846 | 252.435 | 722.9846 | 252.435
8119 | 684.8783 | 239.6177 | 684.8783 | 239.6177
8120 | 660.2552 | 215.4367 | 660.2552 | 215.4367
8121 | 657.9991 | 185.9305 | 657.9991 | 185.9305
8122 | 670.1409 | 136.5384 | 670.1409 | 136.5384
8123 | 645.5941 | 98.1471 | 645.5941 | 98.1471
8124 | 605.519 | 93.0064 | 605.519 | 93.0064
8125 | 571.6231 | 78.2515 | 571.6231 | 78.2515
8126 | 546.8126 | 85.6854 | 546.8126 | 85.6854
8127 | 526.559 | 97.0646 | 526.559 | 97.0646
8128 | 505.8611 | 136.4651 | 505.8611 | 136.4651
8129 | 506.4614 | 271.9614 | 506.4614 | 271.9614
8130 | 518.3657 | 299.3747 | 518.3657 | 299.3747
8131 | 551.2559 | 304.9752 | 551.2559 | 304.9752
8132 | 607.1026 | 292.0582 | 607.1026 | 292.0582
8133 | 665.5635 | 276.6489 | 665.5635 | 276.6489
8134 | 704.0235 | 258.0676 | 704.0235 | 258.0676
8135 | 757.1004 | 247.087 | 757.1004 | 247.087
8136 | 750.4157 | 229.499 | 750.4157 | 229.499
8137 | 714.8902 | 211.851 | 714.8902 | 211.851
8138 | 706.4282 | 213.1509 | 706.4282 | 213.1509
8139 | 705.5333 | 203.2836 | 705.5333 | 203.2836
8140 | 704.0986 | 245.8037 | 704.0986 | 245.8037
8141 | 706.0123 | 265.9873 | 706.0123 | 265.9873
8142 | 691.881 | 248.9103 | 691.881 | 248.9103
8143 | 663.2103 | 235.2599 | 663.2103 | 235.2599
8144 | 646.3363 | 210.321 | 646.3363 | 210.321
8145 | 638.548 | 180.505 | 638.548 | 180.505
8146 | 649.0263 | 130.9054 | 649.0263 | 130.9054
8147 | 634.424 | 92.4359 | 634.424 | 92.4359
8148 | 602.5257 | 87.602 | 602.5257 | 87.602
8149 | 566.1087 | 73.3553 | 566.1087 | 73.3553
8150 | 542.2469 | 81.8208 | 542.2469 | 81.8208
8151 | 516.4369 | 94.2135 | 516.4369 | 94.2135
8152 | 500.8098 | 133.9689 | 500.8098 | 133.9689
8153 | 499.3023 | 269.2607 | 499.3023 | 269.2607
8154 | 506.0199 | 296.2018 | 506.0199 | 296.2018
8155 | 529.4447 | 301.5016 | 529.4447 | 301.5016
8156 | 575.5986 | 288.6206 | 575.5986 | 288.6206
8157 | 622.8422 | 273.5723 | 622.8422 | 273.5723
8158 | 668.4297 | 254.8676 | 668.4297 | 254.8676
8159 | 717.4705 | 243.5653 | 717.4705 | 243.5653
8160 | 723.5092 | 226.0254 | 723.5092 | 226.0254
8161 | 690.2027 | 208.3834 | 690.2027 | 208.3834
8162 | 685.576 | 209.954 | 685.576 | 209.954
8163 | 684.9681 | 200.0115 | 684.9681 | 200.0115
8164 | 685.0614 | 242.4474 | 685.0614 | 242.4474
8165 | 682.9248 | 262.7933 | 682.9248 | 262.7933
8166 | 668.2322 | 246.2517 | 668.2322 | 246.2517
8167 | 646.6981 | 233.2358 | 646.6981 | 233.2358
8168 | 628.0299 | 209.0278 | 628.0299 | 209.0278
8169 | 622.5431 | 179.8734 | 622.5431 | 179.8734
8170 | 633.8014 | 131.0858 | 633.8014 | 131.0858
8171 | 624.978 | 93.4163 | 624.978 | 93.4163
8172 | 593.489 | 89.1989 | 593.489 | 89.1989
8173 | 560.4691 | 75.4966 | 560.4691 | 75.4966
8174 | 539.3582 | 84.0975 | 539.3582 | 84.0975
8175 | 518.1808 | 96.3699 | 518.1808 | 96.3699
8176 | 501.5773 | 135.9418 | 501.5773 | 135.9418
8177 | 499.8436 | 270.9148 | 499.8436 | 270.9148
8178 | 507.4438 | 297.5522 | 507.4438 | 297.5522
8179 | 533.635 | 302.5963 | 533.635 | 302.5963
8180 | 580.0069 | 289.4597 | 580.0069 | 289.4597
8181 | 622.0031 | 274.1076 | 622.0031 | 274.1076
8182 | 654.9479 | 255.2676 | 654.9479 | 255.2676
8183 | 711.9117 | 243.9382 | 711.9117 | 243.9382
8184 | 717.8379 | 225.7757 | 717.8379 | 225.7757
8185 | 686.3411 | 207.6525 | 686.3411 | 207.6525
8186 | 666.8543 | 208.3721 | 666.8543 | 208.3721
8187 | 662.4954 | 197.9393 | 662.4954 | 197.9393
8188 | 659.3524 | 239.9512 | 659.3524 | 239.9512
8189 | 659.5772 | 259.9693 | 659.5772 | 259.9693
8190 | 644.0482 | 243.181 | 644.0482 | 243.181
8191 | 626.3767 | 229.9938 | 626.3767 | 229.9938
8192 | 618.4881 | 205.6413 | 618.4881 | 205.6413
8193 | 622.019 | 176.3065 | 622.019 | 176.3065
8194 | 628.1941 | 127.1701 | 628.1941 | 127.1701
8195 | 609.2807 | 89.1247 | 609.2807 | 89.1247
8196 | 576.0339 | 84.2156 | 576.0339 | 84.2156
8197 | 543.3593 | 69.6771 | 543.3593 | 69.6771
8198 | 523.2434 | 77.7577 | 523.2434 | 77.7577
8199 | 501.9879 | 89.7384 | 501.9879 | 89.7384
8200 | 485.0134 | 129.0697 | 485.0134 | 129.0697
8201 | 484.9882 | 263.9525 | 484.9882 | 263.9525
8202 | 497.5143 | 290.6891 | 497.5143 | 290.6891
8203 | 530.5135 | 295.7693 | 530.5135 | 295.7693
8204 | 589.108 | 282.5576 | 589.108 | 282.5576
8205 | 636.3847 | 267.7618 | 636.3847 | 267.7618
8206 | 671.9597 | 249.2106 | 671.9597 | 249.2106
8207 | 734.4743 | 237.2947 | 734.4743 | 237.2947
8208 | 730.4261 | 218.6961 | 730.4261 | 218.6961
8209 | 688.2692 | 200.8677 | 688.2692 | 200.8677
8210 | 673.4319 | 202.1165 | 673.4319 | 202.1165
8211 | 681.3966 | 191.8101 | 681.3966 | 191.8101
8212 | 684.0676 | 234.0144 | 684.0676 | 234.0144
8213 | 699.7562 | 254.3544 | 699.7562 | 254.3544
8214 | 684.6018 | 237.8458 | 684.6018 | 237.8458
8215 | 653.5582 | 225.2751 | 653.5582 | 225.2751
8216 | 636.3159 | 201.3677 | 636.3159 | 201.3677
8217 | 629.4067 | 171.9457 | 629.4067 | 171.9457
8218 | 638.7282 | 122.5326 | 638.7282 | 122.5326
8219 | 621.6172 | 84.3849 | 621.6172 | 84.3849
8220 | 581.9547 | 79.987 | 581.9547 | 79.987
8221 | 545.7879 | 66.1825 | 545.7879 | 66.1825
8222 | 521.2679 | 75.1893 | 521.2679 | 75.1893
8223 | 501.5231 | 87.958 | 501.5231 | 87.958
8224 | 482.4187 | 127.4156 | 482.4187 | 127.4156
8225 | 487.3891 | 261.9014 | 487.3891 | 261.9014
8226 | 501.6284 | 287.9252 | 501.6284 | 287.9252
8227 | 543.0753 | 292.4641 | 543.0753 | 292.4641
8228 | 614.0902 | 279.0599 | 614.0902 | 279.0599
8229 | 672.0121 | 264.225 | 672.0121 | 264.225
8230 | 704.8742 | 246.3655 | 704.8742 | 246.3655
8231 | 758.751 | 236.5759 | 758.751 | 236.5759
8232 | 757.4618 | 220.7232 | 757.4618 | 220.7232
8233 | 713.1112 | 204.8676 | 713.1112 | 204.8676
8234 | 702.9353 | 207.6773 | 702.9353 | 207.6773
8235 | 704.4726 | 198.8386 | 704.4726 | 198.8386
8236 | 702.3236 | 242.1526 | 702.3236 | 242.1526
8237 | 708.1528 | 262.8144 | 708.1528 | 262.8144
8238 | 693.2631 | 246.9885 | 693.2631 | 246.9885
8239 | 653.4409 | 234.8749 | 653.4409 | 234.8749
8240 | 628.0676 | 211.3736 | 628.0676 | 211.3736
8241 | 621.398 | 182.0959 | 621.398 | 182.0959
8242 | 631.927 | 132.7911 | 631.927 | 132.7911
8243 | 615.8365 | 93.8314 | 615.8365 | 93.8314
8244 | 583.9294 | 87.3133 | 583.9294 | 87.3133
8245 | 549.9802 | 70.5613 | 549.9802 | 70.5613
8246 | 526.9659 | 76.284 | 526.9659 | 76.284
8247 | 503.5664 | 86.0151 | 503.5664 | 86.0151
8248 | 484.4814 | 123.7224 | 484.4814 | 123.7224
8249 | 488.8312 | 257.2368 | 488.8312 | 257.2368
8250 | 506.5546 | 282.6261 | 506.5546 | 282.6261
8251 | 549.0016 | 286.9605 | 549.0016 | 286.9605
8252 | 623.9441 | 273.5983 | 623.9441 | 273.5983
8253 | 673.3123 | 258.7484 | 673.3123 | 258.7484
8254 | 712.4625 | 240.6964 | 712.4625 | 240.6964
8255 | 768.0589 | 231.7128 | 768.0589 | 231.7128
8256 | 768.455 | 217.3699 | 768.455 | 217.3699
8257 | 715.671 | 201.5865 | 715.671 | 201.5865
8258 | 709.5771 | 203.912 | 709.5771 | 203.912
8259 | 715.0782 | 194.1499 | 715.0782 | 194.1499
8260 | 710.8182 | 236.685 | 710.8182 | 236.685
8261 | 717.4879 | 256.8235 | 717.4879 | 256.8235
8262 | 705.3728 | 239.536 | 705.3728 | 239.536
8263 | 665.883 | 225.7412 | 665.883 | 225.7412
8264 | 645.7062 | 200.3933 | 645.7062 | 200.3933
8265 | 643.304 | 170.1172 | 643.304 | 170.1172
8266 | 650.4635 | 120.3191 | 650.4635 | 120.3191
8267 | 627.4236 | 81.206 | 627.4236 | 81.206
8268 | 587.4917 | 75.7345 | 587.4917 | 75.7345
8269 | 551.8239 | 60.8562 | 551.8239 | 60.8562
8270 | 527.7526 | 68.2992 | 527.7526 | 68.2992
8271 | 506.5322 | 78.9355 | 506.5322 | 78.9355
8272 | 490.7698 | 116.9947 | 490.7698 | 116.9947
8273 | 493.0249 | 251.5075 | 493.0249 | 251.5075
8274 | 505.3541 | 278.3645 | 505.3541 | 278.3645
8275 | 544.8173 | 283.3605 | 544.8173 | 283.3605
8276 | 617.7198 | 269.9803 | 617.7198 | 269.9803
8277 | 676.2308 | 254.7304 | 676.2308 | 254.7304
8278 | 708.6327 | 236.4168 | 708.6327 | 236.4168
8279 | 770.1361 | 225.8242 | 770.1361 | 225.8242
8280 | 776.1219 | 208.567 | 776.1219 | 208.567
8281 | 724.44 | 191.1024 | 724.44 | 191.1024
8282 | 713.9784 | 192.6219 | 713.9784 | 192.6219
8283 | 711.4712 | 183.1125 | 711.4712 | 183.1125
8284 | 716.9762 | 226.0867 | 716.9762 | 226.0867
8285 | 724.0542 | 247.4763 | 724.0542 | 247.4763
8286 | 703.6908 | 231.9722 | 703.6908 | 231.9722
8287 | 666.1619 | 219.9819 | 666.1619 | 219.9819
8288 | 641.9183 | 196.5287 | 641.9183 | 196.5287
8289 | 633.5085 | 167.8736 | 633.5085 | 167.8736
8290 | 646.3616 | 119.1221 | 646.3616 | 119.1221
8291 | 632.9566 | 80.9654 | 632.9566 | 80.9654
8292 | 594.3247 | 75.8307 | 594.3247 | 75.8307
8293 | 558.6753 | 60.7089 | 558.6753 | 60.7089
8294 | 532.3688 | 67.2676 | 532.3688 | 67.2676
8295 | 511.4856 | 77.4348 | 511.4856 | 77.4348
8296 | 495.1392 | 115.2714 | 495.1392 | 115.2714
8297 | 494.5419 | 249.285 | 494.5419 | 249.285
8298 | 507.7896 | 275.342 | 507.7896 | 275.342
8299 | 537.7112 | 279.9982 | 537.7112 | 279.9982
8300 | 597.7247 | 266.7623 | 597.7247 | 266.7623
8301 | 651.1382 | 251.6568 | 651.1382 | 251.6568
8302 | 691.804 | 233.6379 | 691.804 | 233.6379
8303 | 742.3251 | 223.9174 | 742.3251 | 223.9174
8304 | 739.3827 | 207.9925 | 739.3827 | 207.9925
8305 | 706.7706 | 191.9986 | 706.7706 | 191.9986
8306 | 700.536 | 195.061 | 700.536 | 195.061
8307 | 703.7235 | 186.8327 | 703.7235 | 186.8327
8308 | 697.048 | 230.7092 | 697.048 | 230.7092
8309 | 705.9763 | 251.9634 | 705.9763 | 251.9634
8310 | 693.171 | 235.6684 | 693.171 | 235.6684
8311 | 658.6883 | 222.4841 | 658.6883 | 222.4841
8312 | 639.7844 | 197.7347 | 639.7844 | 197.7347
8313 | 635.5936 | 167.8916 | 635.5936 | 167.8916
8314 | 643.6513 | 118.3341 | 643.6513 | 118.3341
8315 | 628.0959 | 79.6872 | 628.0959 | 79.6872
8316 | 595.8084 | 74.2217 | 595.8084 | 74.2217
8317 | 561.4124 | 59.169 | 561.4124 | 59.169
8318 | 536.3508 | 66.7443 | 536.3508 | 66.7443
8319 | 512.6965 | 78.0333 | 512.6965 | 78.0333
8320 | 497.634 | 116.727 | 497.634 | 116.727
8321 | 495.1294 | 251.1918 | 495.1294 | 251.1918
8322 | 505.2783 | 277.754 | 505.2783 | 277.754
8323 | 530.1675 | 283.0357 | 530.1675 | 283.0357
8324 | 571.7226 | 270.4224 | 571.7226 | 270.4224
8325 | 609.8535 | 256.3094 | 609.8535 | 256.3094
8326 | 652.577 | 239.0694 | 652.577 | 239.0694
8327 | 707.9364 | 229.3309 | 707.9364 | 229.3309
8328 | 713.1569 | 212.8707 | 713.1569 | 212.8707
8329 | 686.5858 | 196.2993 | 686.5858 | 196.2993
8330 | 680.5047 | 198.0113 | 680.5047 | 198.0113
8331 | 679.2352 | 188.565 | 679.2352 | 188.565
8332 | 688.3991 | 231.6505 | 688.3991 | 231.6505
8333 | 685.7227 | 252.3634 | 685.7227 | 252.3634
8334 | 667.9858 | 235.8488 | 667.9858 | 235.8488
8335 | 645.0003 | 222.6525 | 645.0003 | 222.6525
8336 | 627.2801 | 198.1888 | 627.2801 | 198.1888
8337 | 624.9112 | 168.6555 | 624.9112 | 168.6555
8338 | 629.0843 | 119.2093 | 629.0843 | 119.2093
8339 | 621.3781 | 80.6737 | 621.3781 | 80.6737
8340 | 592.1082 | 75.4909 | 592.1082 | 75.4909
8341 | 554.6735 | 60.9525 | 554.6735 | 60.9525
8342 | 534.2265 | 68.7834 | 534.2265 | 68.7834
8343 | 512.1239 | 80.3581 | 512.1239 | 80.3581
8344 | 493.2024 | 119.4488 | 493.2024 | 119.4488
8345 | 493.365 | 254.2834 | 493.365 | 254.2834
8346 | 499.4972 | 280.8877 | 499.4972 | 280.8877
8347 | 524.2496 | 285.9139 | 524.2496 | 285.9139
8348 | 574.1617 | 272.6179 | 574.1617 | 272.6179
8349 | 615.3388 | 257.359 | 615.3388 | 257.359
8350 | 656.0906 | 238.7506 | 656.0906 | 238.7506
8351 | 709.2657 | 227.8993 | 709.2657 | 227.8993
8352 | 714.9296 | 210.5669 | 714.9296 | 210.5669
8353 | 684.9758 | 193.5715 | 684.9758 | 193.5715
8354 | 678.6782 | 195.6534 | 678.6782 | 195.6534
8355 | 677.4297 | 186.6162 | 677.4297 | 186.6162
8356 | 684.4119 | 229.9303 | 684.4119 | 229.9303
8357 | 684.1037 | 250.8807 | 684.1037 | 250.8807
8358 | 671.5175 | 234.4774 | 671.5175 | 234.4774
8359 | 643.7727 | 221.1909 | 643.7727 | 221.1909
8360 | 630.0459 | 196.0535 | 630.0459 | 196.0535
8361 | 627.9591 | 166.1262 | 627.9591 | 166.1262
8362 | 629.6016 | 116.6048 | 629.6016 | 116.6048
8363 | 618.5334 | 77.9369 | 618.5334 | 77.9369
8364 | 594.5025 | 72.4413 | 594.5025 | 72.4413
8365 | 556.6328 | 57.2172 | 556.6328 | 57.2172
8366 | 535.1397 | 64.1579 | 535.1397 | 64.1579
8367 | 518.0868 | 74.695 | 518.0868 | 74.695
8368 | 493.6662 | 112.8384 | 493.6662 | 112.8384
8369 | 493.2273 | 246.7798 | 493.2273 | 246.7798
8370 | 507.8758 | 272.7164 | 507.8758 | 272.7164
8371 | 535.0134 | 277.1952 | 535.0134 | 277.1952
8372 | 595.3731 | 263.4902 | 595.3731 | 263.4902
8373 | 640.0107 | 248.3095 | 640.0107 | 248.3095
8374 | 678.19 | 230.2936 | 678.19 | 230.2936
8375 | 726.7303 | 220.0408 | 726.7303 | 220.0408
8376 | 737.5261 | 203.6227 | 737.5261 | 203.6227
8377 | 698.9023 | 186.8769 | 698.9023 | 186.8769
8378 | 692.1439 | 188.9678 | 692.1439 | 188.9678
8379 | 696.5727 | 179.9246 | 696.5727 | 179.9246
8380 | 698.7163 | 223.5604 | 698.7163 | 223.5604
8381 | 711.5728 | 244.6853 | 711.5728 | 244.6853
8382 | 693.4416 | 228.3873 | 693.4416 | 228.3873
8383 | 664.2332 | 215.579 | 664.2332 | 215.579
8384 | 648.0067 | 191.3258 | 648.0067 | 191.3258
8385 | 638.1934 | 161.6932 | 638.1934 | 161.6932
8386 | 640.8066 | 111.9733 | 640.8066 | 111.9733
8387 | 629.9468 | 73.2512 | 629.9468 | 73.2512
8388 | 595.4955 | 67.8308 | 595.4955 | 67.8308
8389 | 554.5214 | 52.6969 | 554.5214 | 52.6969
8390 | 532.1328 | 59.9414 | 532.1328 | 59.9414
8391 | 511.7817 | 71.3447 | 511.7817 | 71.3447
8392 | 494.0606 | 110.3271 | 494.0606 | 110.3271
8393 | 497.2867 | 245.264 | 497.2867 | 245.264
8394 | 512.5542 | 272.0728 | 512.5542 | 272.0728
8395 | 551.3663 | 276.9215 | 551.3663 | 276.9215
8396 | 623.1253 | 263.3488 | 623.1253 | 263.3488
8397 | 670.1289 | 248.505 | 670.1289 | 248.505
8398 | 705.3406 | 231.0184 | 705.3406 | 231.0184
8399 | 759.2334 | 221.5626 | 759.2334 | 221.5626
8400 | 759.0481 | 205.6166 | 759.0481 | 205.6166
8401 | 714.3136 | 189.3942 | 714.3136 | 189.3942
8402 | 704.6956 | 192.0415 | 704.6956 | 192.0415
8403 | 712.972 | 183.2298 | 712.972 | 183.2298
8404 | 713.0334 | 226.9198 | 713.0334 | 226.9198
8405 | 717.6039 | 248.6311 | 717.6039 | 248.6311
8406 | 704.3173 | 233.3887 | 704.3173 | 233.3887
8407 | 671.427 | 221.4556 | 671.427 | 221.4556
8408 | 642.68 | 198.0926 | 642.68 | 198.0926
8409 | 637.5927 | 169.266 | 637.5927 | 169.266
8410 | 640.6501 | 120.2198 | 640.6501 | 120.2198
8411 | 619.733 | 81.8947 | 619.733 | 81.8947
8412 | 589.1154 | 76.6638 | 589.1154 | 76.6638
8413 | 548.2868 | 61.6502 | 548.2868 | 61.6502
8414 | 529.0701 | 68.7834 | 529.0701 | 68.7834
8415 | 508.4885 | 79.6664 | 508.4885 | 79.6664
8416 | 492.2474 | 118.324 | 492.2474 | 118.324
8417 | 497.0599 | 252.897 | 497.0599 | 252.897
8418 | 513.6464 | 279.5615 | 513.6464 | 279.5615
8419 | 554.1444 | 284.8312 | 554.1444 | 284.8312
8420 | 619.5101 | 272.0164 | 619.5101 | 272.0164
8421 | 672.2477 | 257.4281 | 672.2477 | 257.4281
8422 | 705.7084 | 239.6288 | 705.7084 | 239.6288
8423 | 753.2073 | 229.5264 | 753.2073 | 229.5264
8424 | 753.2342 | 213.0271 | 753.2342 | 213.0271
8425 | 715.4241 | 196.5159 | 715.4241 | 196.5159
8426 | 704.9554 | 199.0369 | 704.9554 | 199.0369
8427 | 708.3633 | 190.3996 | 708.3633 | 190.3996
8428 | 716.6477 | 234.3843 | 716.6477 | 234.3843
8429 | 719.4275 | 255.5483 | 719.4275 | 255.5483
8430 | 702.6384 | 239.139 | 702.6384 | 239.139
8431 | 663.5055 | 226.8179 | 663.5055 | 226.8179
8432 | 647.6502 | 203.4729 | 647.6502 | 203.4729
8433 | 644.2527 | 174.2885 | 644.2527 | 174.2885
8434 | 649.4095 | 124.6077 | 649.4095 | 124.6077
8435 | 622.9044 | 85.7894 | 622.9044 | 85.7894
8436 | 588.7748 | 80.5555 | 588.7748 | 80.5555
8437 | 551.9995 | 65.6712 | 551.9995 | 65.6712
8438 | 531.2908 | 72.657 | 531.2908 | 72.657
8439 | 510.1222 | 83.3144 | 510.1222 | 83.3144
8440 | 493.1292 | 121.8217 | 493.1292 | 121.8217
8441 | 497.9696 | 256.4037 | 497.9696 | 256.4037
8442 | 514.5002 | 283.817 | 514.5002 | 283.817
8443 | 550.3061 | 290.7168 | 550.3061 | 290.7168
8444 | 617.218 | 280.0975 | 617.218 | 280.0975
8445 | 669.0482 | 267.3618 | 669.0482 | 267.3618
8446 | 701.372 | 251.0752 | 701.372 | 251.0752
8447 | 749.6317 | 242.0585 | 749.6317 | 242.0585
8448 | 748.5698 | 225.8599 | 748.5698 | 225.8599
8449 | 707.5998 | 208.5668 | 707.5998 | 208.5668
8450 | 699.8388 | 209.8547 | 699.8388 | 209.8547
8451 | 708.2176 | 199.801 | 708.2176 | 199.801
8452 | 706.1808 | 242.0955 | 706.1808 | 242.0955
8453 | 706.0142 | 262.1798 | 706.0142 | 262.1798
8454 | 693.6965 | 245.2923 | 693.6965 | 245.2923
8455 | 658.2523 | 231.8945 | 658.2523 | 231.8945
8456 | 636.6053 | 207.3887 | 636.6053 | 207.3887
8457 | 637.0761 | 177.9246 | 637.0761 | 177.9246
8458 | 644.9641 | 128.5986 | 644.9641 | 128.5986
8459 | 624.8274 | 90.1292 | 624.8274 | 90.1292
8460 | 588.4274 | 84.8321 | 588.4274 | 84.8321
8461 | 546.6957 | 69.6411 | 546.6957 | 69.6411
8462 | 524.6819 | 76.5096 | 524.6819 | 76.5096
8463 | 507.6648 | 87.152 | 507.6648 | 87.152
8464 | 492.8821 | 125.7133 | 492.8821 | 125.7133
8465 | 492.8938 | 260.3736 | 492.8938 | 260.3736
8466 | 506.3795 | 287.2516 | 506.3795 | 287.2516
8467 | 533.4538 | 292.804 | 533.4538 | 292.804
8468 | 593.9613 | 280.2208 | 593.9613 | 280.2208
8469 | 644.1004 | 265.5904 | 644.1004 | 265.5904
8470 | 683.1998 | 247.767 | 683.1998 | 247.767
8471 | 736.2306 | 237.824 | 736.2306 | 237.824
8472 | 737.8644 | 221.5472 | 737.8644 | 221.5472
8473 | 705.2074 | 205.024 | 705.2074 | 205.024
8474 | 701.6163 | 207.2322 | 701.6163 | 207.2322
8475 | 705.5445 | 197.9965 | 705.5445 | 197.9965
8476 | 699.4203 | 240.9917 | 699.4203 | 240.9917
8477 | 697.0699 | 261.4159 | 697.0699 | 261.4159
8478 | 691.8769 | 244.793 | 691.8769 | 244.793
8479 | 665.4879 | 231.6058 | 665.4879 | 231.6058
8480 | 639.5613 | 206.9797 | 639.5613 | 206.9797
8481 | 632.0746 | 177.3622 | 632.0746 | 177.3622
8482 | 637.4523 | 127.9911 | 637.4523 | 127.9911
8483 | 620.9869 | 89.5367 | 620.9869 | 89.5367
8484 | 593.4443 | 84.2486 | 593.4443 | 84.2486
8485 | 552.9931 | 69.1418 | 552.9931 | 69.1418
8486 | 529.3087 | 76.0104 | 529.3087 | 76.0104
8487 | 504.8375 | 86.7339 | 504.8375 | 86.7339
8488 | 489.1647 | 125.569 | 489.1647 | 125.569
8489 | 487.3861 | 260.6382 | 487.3861 | 260.6382
8490 | 498.0556 | 287.6215 | 498.0556 | 287.6215
8491 | 522.12 | 293.1709 | 522.12 | 293.1709
8492 | 566.8982 | 280.6568 | 566.8982 | 280.6568
8493 | 607.679 | 265.9664 | 607.679 | 265.9664
8494 | 646.7058 | 247.7971 | 646.7058 | 247.7971
8495 | 700.5877 | 237.4721 | 700.5877 | 237.4721
8496 | 707.1088 | 221.0841 | 707.1088 | 221.0841
8497 | 670.8857 | 204.4496 | 670.8857 | 204.4496
8498 | 657.3147 | 206.4383 | 657.3147 | 206.4383
8499 | 658.1403 | 197.4341 | 658.1403 | 197.4341
8500 | 663.133 | 241.0278 | 663.133 | 241.0278
8501 | 669.3177 | 262.3392 | 669.3177 | 262.3392
8502 | 655.017 | 246.3208 | 655.017 | 246.3208
8503 | 629.049 | 233.5787 | 629.049 | 233.5787
8504 | 606.424 | 209.3375 | 606.424 | 209.3375
8505 | 604.615 | 179.8313 | 604.615 | 179.8313
8506 | 615.8612 | 130.2437 | 615.8612 | 130.2437
8507 | 608.4063 | 91.5487 | 608.4063 | 91.5487
8508 | 579.1939 | 86.0682 | 579.1939 | 86.0682
8509 | 543.7831 | 70.9643 | 543.7831 | 70.9643
8510 | 523.3398 | 77.9532 | 523.3398 | 77.9532
8511 | 501.1561 | 88.9775 | 501.1561 | 88.9775
8512 | 482.1938 | 127.8968 | 482.1938 | 127.8968
8513 | 483.607 | 262.4036 | 483.607 | 262.4036
8514 | 493.536 | 288.9809 | 493.536 | 288.9809
8515 | 517.1356 | 294.2806 | 517.1356 | 294.2806
8516 | 559.574 | 281.4719 | 559.574 | 281.4719
8517 | 596.9138 | 266.4686 | 596.9138 | 266.4686
8518 | 635.0247 | 248.0076 | 635.0247 | 248.0076
8519 | 689.2889 | 237.3338 | 689.2889 | 237.3338
8520 | 699.0471 | 220.248 | 699.0471 | 220.248
8521 | 668.5991 | 203.424 | 668.5991 | 203.424
8522 | 657.2317 | 205.7916 | 657.2317 | 205.7916
8523 | 659.3617 | 197.001 | 659.3617 | 197.001
8524 | 667.1331 | 240.4594 | 667.1331 | 240.4594
8525 | 664.8765 | 261.461 | 664.8765 | 261.461
8526 | 653.8546 | 245.187 | 653.8546 | 245.187
8527 | 632.3296 | 232.2494 | 632.3296 | 232.2494
8528 | 619.388 | 207.9511 | 619.388 | 207.9511
8529 | 620.5814 | 178.6584 | 620.5814 | 178.6584
8530 | 622.3316 | 129.5791 | 622.3316 | 129.5791
8531 | 610.7602 | 91.254 | 610.7602 | 91.254
8532 | 578.9897 | 86.0291 | 578.9897 | 86.0291
8533 | 543.8214 | 71.0666 | 543.8214 | 71.0666
8534 | 521.3188 | 78.281 | 521.3188 | 78.281
8535 | 502.5213 | 89.6933 | 502.5213 | 89.6933
8536 | 483.7594 | 129.0396 | 483.7594 | 129.0396
8537 | 484.2949 | 264.0517 | 484.2949 | 264.0517
8538 | 495.2848 | 290.8455 | 495.2848 | 290.8455
8539 | 519.7954 | 296.2054 | 519.7954 | 296.2054
8540 | 571.0409 | 283.3365 | 571.0409 | 283.3365
8541 | 617.0305 | 268.249 | 617.0305 | 268.249
8542 | 654.3738 | 249.8121 | 654.3738 | 249.8121
8543 | 709.6481 | 239.2285 | 709.6481 | 239.2285
8544 | 710.3164 | 222.3141 | 710.3164 | 222.3141
8545 | 680.0297 | 205.2736 | 680.0297 | 205.2736
8546 | 673.222 | 207.1209 | 673.222 | 207.1209
8547 | 669.9533 | 197.7469 | 669.9533 | 197.7469
8548 | 670.9253 | 241.0399 | 670.9253 | 241.0399
8549 | 677.4797 | 261.9272 | 677.4797 | 261.9272
8550 | 664.2113 | 245.4878 | 664.2113 | 245.4878
8551 | 639.0399 | 232.4328 | 639.0399 | 232.4328
8552 | 618.4941 | 208.0202 | 618.4941 | 208.0202
8553 | 616.8896 | 178.2313 | 616.8896 | 178.2313
8554 | 623.2445 | 128.3099 | 623.2445 | 128.3099
8555 | 610.6465 | 89.1818 | 610.6465 | 89.1818
8556 | 584.8893 | 83.2893 | 584.8893 | 83.2893
8557 | 546.9485 | 67.8095 | 546.9485 | 67.8095
8558 | 524.5838 | 74.5187 | 524.5838 | 74.5187
8559 | 501.8849 | 85.3565 | 501.8849 | 85.3565
8560 | 488.4503 | 124.2998 | 488.4503 | 124.2998
8561 | 491.0053 | 258.8909 | 491.0053 | 258.8909
8562 | 498.7364 | 285.2546 | 498.7364 | 285.2546
8563 | 526.3121 | 290.4491 | 526.3121 | 290.4491
8564 | 568.0249 | 277.7366 | 568.0249 | 277.7366
8565 | 616.0315 | 263.0341 | 616.0315 | 263.0341
8566 | 651.548 | 245.1385 | 651.548 | 245.1385
8567 | 703.0605 | 235.2015 | 703.0605 | 235.2015
8568 | 701.8817 | 219.039 | 701.8817 | 219.039
8569 | 674.2814 | 202.7504 | 674.2814 | 202.7504
8570 | 667.1708 | 205.0398 | 667.1708 | 205.0398
8571 | 663.5708 | 196.1319 | 663.5708 | 196.1319
8572 | 665.2715 | 239.7737 | 665.2715 | 239.7737
8573 | 663.1052 | 261.046 | 663.1052 | 261.046
8574 | 649.7985 | 244.8803 | 649.7985 | 244.8803
8575 | 626.652 | 232.1802 | 626.652 | 232.1802
8576 | 617.906 | 208.1496 | 617.906 | 208.1496
8577 | 618.6808 | 179.0614 | 618.6808 | 179.0614
8578 | 625.1 | 129.9279 | 625.1 | 129.9279
8579 | 612.1006 | 91.657 | 612.1006 | 91.657
8580 | 581.8823 | 86.4862 | 581.8823 | 86.4862
8581 | 542.8146 | 71.4606 | 542.8146 | 71.4606
8582 | 522.4269 | 78.4374 | 522.4269 | 78.4374
8583 | 501.4134 | 89.2993 | 501.4134 | 89.2993
8584 | 486.161 | 128.2908 | 486.161 | 128.2908
8585 | 488.3506 | 263.366 | 488.3506 | 263.366
8586 | 499.2949 | 290.1357 | 499.2949 | 290.1357
8587 | 528.5648 | 295.1558 | 528.5648 | 295.1558
8588 | 590.3573 | 282.1425 | 590.3573 | 282.1425
8589 | 635.0483 | 266.8145 | 635.0483 | 266.8145
8590 | 671.5543 | 248.0437 | 671.5543 | 248.0437
8591 | 724.0857 | 236.9999 | 724.0857 | 236.9999
8592 | 733.5605 | 219.9382 | 733.5605 | 219.9382
8593 | 688.1727 | 202.7052 | 688.1727 | 202.7052
8594 | 681.0281 | 204.2819 | 681.0281 | 204.2819
8595 | 692.0016 | 194.6642 | 692.0016 | 194.6642
8596 | 690.713 | 237.3347 | 690.713 | 237.3347
8597 | 685.4849 | 257.419 | 685.4849 | 257.419
8598 | 676.7196 | 240.0984 | 676.7196 | 240.0984
8599 | 640.6286 | 226.2074 | 640.6286 | 226.2074
8600 | 616.9199 | 201.0309 | 616.9199 | 201.0309
8601 | 610.7779 | 170.839 | 610.7779 | 170.839
8602 | 619.0547 | 120.68 | 619.0547 | 120.68
8603 | 609.3285 | 81.4316 | 609.3285 | 81.4316
8604 | 578.0761 | 75.4879 | 578.0761 | 75.4879
8605 | 539.931 | 60.1615 | 539.931 | 60.1615
8606 | 516.3846 | 67.4902 | 516.3846 | 67.4902
8607 | 491.2474 | 79.2904 | 491.2474 | 79.2904
8608 | 476.0906 | 118.5526 | 476.0906 | 118.5526
8609 | 480.8211 | 253.0203 | 480.8211 | 253.0203
8610 | 492.4969 | 279.0141 | 492.4969 | 279.0141
8611 | 525.7022 | 283.4507 | 525.7022 | 283.4507
8612 | 586.1066 | 269.6826 | 586.1066 | 269.6826
8613 | 629.5933 | 254.553 | 629.5933 | 254.553
8614 | 660.5665 | 236.3115 | 660.5665 | 236.3115
8615 | 720.7696 | 225.761 | 720.7696 | 225.761
8616 | 724.261 | 208.6151 | 724.261 | 208.6151
8617 | 685.0838 | 189.8092 | 685.0838 | 189.8092
8618 | 673.3555 | 190.5528 | 673.3555 | 190.5528
8619 | 679.1043 | 180.6313 | 679.1043 | 180.6313
8620 | 679.2637 | 223.3589 | 679.2637 | 223.3589
8621 | 677.7216 | 243.9124 | 677.7216 | 243.9124
8622 | 673.4881 | 227.5301 | 673.4881 | 227.5301
8623 | 638.2429 | 214.7549 | 638.2429 | 214.7549
8624 | 620.4634 | 190.8566 | 620.4634 | 190.8566
8625 | 614.9671 | 161.9428 | 614.9671 | 161.9428
8626 | 623.1518 | 113.2425 | 623.1518 | 113.2425
8627 | 609.164 | 75.7083 | 609.164 | 75.7083
8628 | 578.6329 | 71.3947 | 578.6329 | 71.3947
8629 | 537.1127 | 57.2864 | 537.1127 | 57.2864
8630 | 513.7331 | 65.0842 | 513.7331 | 65.0842
8631 | 489.5367 | 76.5145 | 489.5367 | 76.5145
8632 | 472.5728 | 115.4248 | 472.5728 | 115.4248
8633 | 470.9518 | 249.8354 | 470.9518 | 249.8354
8634 | 485.3232 | 275.9886 | 485.3232 | 275.9886
8635 | 513.4545 | 280.5996 | 513.4545 | 280.5996
8636 | 567.4322 | 266.9819 | 567.4322 | 266.9819
8637 | 617.3638 | 251.741 | 617.3638 | 251.741
8638 | 657.0256 | 233.4003 | 657.0256 | 233.4003
8639 | 712.4811 | 222.937 | 712.4811 | 222.937
8640 | 722.2945 | 206.1369 | 722.2945 | 206.1369
8641 | 685.7607 | 188.9701 | 685.7607 | 188.9701
8642 | 673.2369 | 190.1377 | 673.2369 | 190.1377
8643 | 672.4937 | 181.2268 | 672.4937 | 181.2268
8644 | 671.6575 | 225.1003 | 671.6575 | 225.1003
8645 | 678.1444 | 246.6883 | 678.1444 | 246.6883
8646 | 666.0037 | 231.0729 | 666.0037 | 231.0729
8647 | 638.4185 | 218.5173 | 638.4185 | 218.5173
8648 | 618.7424 | 194.3032 | 618.7424 | 194.3032
8649 | 609.6649 | 165.0165 | 609.6649 | 165.0165
8650 | 620.5277 | 115.7868 | 620.5277 | 115.7868
8651 | 611.8416 | 77.3143 | 611.8416 | 77.3143
8652 | 577.1095 | 72.1075 | 577.1095 | 72.1075
8653 | 541.2544 | 57.3886 | 541.2544 | 57.3886
8654 | 518.5333 | 65.3579 | 518.5333 | 65.3579
8655 | 494.4966 | 77.2995 | 494.4966 | 77.2995
8656 | 475.1665 | 116.7421 | 475.1665 | 116.7421
8657 | 474.7433 | 251.4805 | 474.7433 | 251.4805
8658 | 484.9323 | 277.8743 | 484.9323 | 277.8743
8659 | 508.3244 | 282.9365 | 508.3244 | 282.9365
8660 | 554.7783 | 269.8209 | 554.7783 | 269.8209
8661 | 600.8932 | 254.5891 | 600.8932 | 254.5891
8662 | 634.6882 | 235.6439 | 634.6882 | 235.6439
8663 | 684.6022 | 224.2783 | 684.6022 | 224.2783
8664 | 694.4168 | 206.5249 | 694.4168 | 206.5249
8665 | 671.6489 | 188.9039 | 671.6489 | 188.9039
8666 | 656.7968 | 190.3122 | 656.7968 | 190.3122
8667 | 650.7313 | 180.8539 | 650.7313 | 180.8539
8668 | 650.5193 | 224.0747 | 650.5193 | 224.0747
8669 | 653.574 | 244.8056 | 653.574 | 244.8056
8670 | 642.9593 | 228.3001 | 642.9593 | 228.3001
8671 | 616.5433 | 215.2782 | 616.5433 | 215.2782
8672 | 598.7938 | 191.016 | 598.7938 | 191.016
8673 | 600.492 | 161.606 | 600.492 | 161.606
8674 | 617.1451 | 112.4635 | 617.1451 | 112.4635
8675 | 606.4338 | 74.4001 | 606.4338 | 74.4001
8676 | 574.0158 | 69.6504 | 574.0158 | 69.6504
8677 | 538.4671 | 55.2413 | 538.4671 | 55.2413
8678 | 517.3893 | 63.1294 | 517.3893 | 63.1294
8679 | 495.5103 | 74.8544 | 495.5103 | 74.8544
8680 | 473.6119 | 114.2489 | 473.6119 | 114.2489
8681 | 471.895 | 249.3512 | 471.895 | 249.3512
8682 | 480.4951 | 276.2653 | 480.4951 | 276.2653
8683 | 504.5987 | 281.4598 | 504.5987 | 281.4598
8684 | 546.2017 | 268.3894 | 546.2017 | 268.3894
8685 | 586.4887 | 253.2808 | 586.4887 | 253.2808
8686 | 625.5927 | 234.4619 | 625.5927 | 234.4619
8687 | 676.6375 | 223.0934 | 676.6375 | 223.0934
8688 | 686.4094 | 205.6377 | 686.4094 | 205.6377
8689 | 660.7856 | 188.3536 | 660.7856 | 188.3536
8690 | 651.9376 | 190.1077 | 651.9376 | 190.1077
8691 | 657.4555 | 180.6825 | 657.4555 | 180.6825
8692 | 660.2676 | 223.6958 | 660.2676 | 223.6958
8693 | 662.3978 | 244.4928 | 662.3978 | 244.4928
8694 | 649.5557 | 228.276 | 649.5557 | 228.276
8695 | 623.9387 | 215.5369 | 623.9387 | 215.5369
8696 | 612.0612 | 191.5603 | 612.0612 | 191.5603
8697 | 610.1638 | 162.6797 | 610.1638 | 162.6797
8698 | 612.6799 | 114.0545 | 612.6799 | 114.0545
8699 | 603.2582 | 76.3549 | 603.2582 | 76.3549
8700 | 573.4211 | 71.9571 | 573.4211 | 71.9571
8701 | 535.2984 | 57.93 | 535.2984 | 57.93
8702 | 512.3832 | 66.3895 | 512.3832 | 66.3895
8703 | 491.1351 | 78.3341 | 491.1351 | 78.3341
8704 | 471.8558 | 117.5631 | 471.8558 | 117.5631
8705 | 471.0954 | 252.1722 | 471.0954 | 252.1722
8706 | 481.6958 | 278.2382 | 481.6958 | 278.2382
8707 | 508.7442 | 282.4944 | 508.7442 | 282.4944
8708 | 558.075 | 268.6691 | 558.075 | 268.6691
8709 | 600.4917 | 253.1635 | 600.4917 | 253.1635
8710 | 640.5667 | 233.9567 | 640.5667 | 233.9567
8711 | 698.5236 | 222.0227 | 698.5236 | 222.0227
8712 | 709.2787 | 203.3249 | 709.2787 | 203.3249
8713 | 677.6805 | 183.7972 | 677.6805 | 183.7972
8714 | 666.8812 | 183.6356 | 666.8812 | 183.6356
8715 | 670.5937 | 173.2991 | 670.5937 | 173.2991
8716 | 671.4552 | 215.5996 | 671.4552 | 215.5996
8717 | 667.0095 | 235.717 | 667.0095 | 235.717
8718 | 660.5726 | 218.6641 | 660.5726 | 218.6641
8719 | 639.9398 | 205.0949 | 639.9398 | 205.0949
8720 | 623.4827 | 180.2793 | 623.4827 | 180.2793
8721 | 622.4884 | 150.4753 | 622.4884 | 150.4753
8722 | 623.6678 | 100.8607 | 623.6678 | 100.8607
8723 | 610.4909 | 62.0724 | 610.4909 | 62.0724
8724 | 578.9128 | 53.6358 | 578.9128 | 53.6358
8725 | 550.5449 | 40.8402 | 550.5449 | 40.8402
8726 | 527.8515 | 45.1947 | 527.8515 | 45.1947
8727 | 505.647 | 58.164 | 505.647 | 58.164
8728 | 485.5843 | 95.388 | 485.5843 | 95.388
8729 | 483.6337 | 226.027 | 483.6337 | 226.027
8730 | 492.8303 | 251.3021 | 492.8303 | 251.3021
8731 | 514.5606 | 258.7203 | 514.5606 | 258.7203
8732 | 556.3869 | 239.9091 | 556.3869 | 239.9091
8733 | 588.731 | 230.5832 | 588.731 | 230.5832
8734 | 619.8579 | 201.2713 | 619.8579 | 201.2713
8735 | 677.4867 | 195.8324 | 677.4867 | 195.8324
8736 | 679.1961 | 178.959 | 679.1961 | 178.959
8737 | 644.236 | 166.9453 | 644.236 | 166.9453
8738 | 633.861 | 170.6808 | 633.861 | 170.6808
8739 | 627.2638 | 170.3539 | 627.2638 | 170.3539
8740 | 630.3466 | 200.8084 | 630.3466 | 200.8084
8741 | 639.6127 | 230.7366 | 639.6127 | 230.7366
8742 | 626.0932 | 211.5312 | 626.0932 | 211.5312
8743 | 614.1584 | 197.4438 | 614.1584 | 197.4438
8744 | 600.9591 | 168.1843 | 600.9591 | 168.1843
8745 | 603.555 | 151.0239 | 603.555 | 151.0239
8746 | 616.9611 | 96.5749 | 616.9611 | 96.5749
8747 | 602.5039 | 62.9501 | 602.5039 | 62.9501
8748 | 577.3022 | 58.8735 | 577.3022 | 58.8735
8749 | 545.4318 | 47.0133 | 545.4318 | 47.0133
8750 | 518.4317 | 51.7634 | 518.4317 | 51.7634
8751 | 500.8127 | 65.1376 | 500.8127 | 65.1376
8752 | 483.154 | 103.0456 | 483.154 | 103.0456
8753 | 482.8017 | 234.0733 | 482.8017 | 234.0733
8754 | 492.8246 | 259.3832 | 492.8246 | 259.3832
8755 | 520.1561 | 267.1645 | 520.1561 | 267.1645
8756 | 575.2567 | 248.914 | 575.2567 | 248.914
8757 | 626.7395 | 239.6997 | 626.7395 | 239.6997
8758 | 671.338 | 210.3833 | 671.338 | 210.3833
8759 | 735.8691 | 204.807 | 735.8691 | 204.807