## Summary Scalars
Parameter | Value
Total Cost ($) | 5449427.8991
Capital Cost (CAPEX) | 97966.7465
Operating Cost (OPEX) | 5351461.1526
Annual Fuel Consumption Genset (L) | 1134084.8982
Annual Fuel Consumption Diesel Furnace (L) | 1348914.897

## Generator Summary
Size | Built | Capacity (kW) | Capital Cost ($) | Operating Cost ($)
100 kW | 2 | 200 | 12771.4423 | 29800
500 kW | 1 | 500 | 31928.6058 | 74500
1000 kW | 0 | 0 | 0 | 0
2000 kW | 0 | 0 | 0 | 0
Total | 3 | 700 | 44700.0481 | 104300

## Diesel Furnace Summary
Size | Built | Capacity (MW) | Capital Cost ($) | Operating Cost ($)
17.58 kW | 236 | 4148.88 | 53266.6984 | 66382.08
Total | 236 | 4148.88 | 53266.6984 | 66382.08

## Time Series
Time | Electric Load (kW) | Thermal Load (kW) | Diesel Generation (kW) | Thermal Generation (kW)
0 | 507.5688 | 100.7482 | 507.5688 | 100.7482
1 | 481.8503 | 91.5029 | 481.8503 | 91.5029
2 | 479.5911 | 91.2227 | 479.5911 | 91.2227
3 | 482.9035 | 82.1506 | 482.9035 | 82.1506
4 | 477.7798 | 95.297 | 477.7798 | 95.297
5 | 487.1769 | 109.6903 | 487.1769 | 109.6903
6 | 482.9375 | 100.7213 | 482.9375 | 100.7213
7 | 454.1094 | 89.6129 | 454.1094 | 89.6129
8 | 434.4504 | 81.6971 | 434.4504 | 81.6971
9 | 429.6603 | 70.2017 | 429.6603 | 70.2017
10 | 434.0876 | 41.1077 | 434.0876 | 41.1077
11 | 420.5275 | 26.3774 | 420.5275 | 26.3774
12 | 397.072 | 17.7315 | 397.072 | 17.7315
13 | 372.7548 | 14.1139 | 372.7548 | 14.1139
14 | 355.554 | 18.0444 | 355.554 | 18.0444
15 | 342.1773 | 25.8727 | 342.1773 | 25.8727
16 | 328.4726 | 45.4965 | 328.4726 | 45.4965
17 | 327.601 | 106.2845 | 327.601 | 106.2845
18 | 336.8874 | 130.8146 | 336.8874 | 130.8146
19 | 357.2003 | 136.4719 | 357.2003 | 136.4719
20 | 397.0389 | 126.1369 | 397.0389 | 126.1369
21 | 433.4462 | 121.1489 | 433.4462 | 121.1489
22 | 462.4515 | 109.0142 | 462.4515 | 109.0142
23 | 503.775 | 106.2024 | 503.775 | 106.2024
24 | 511.4818 | 99.2855 | 511.4818 | 99.2855
25 | 485.905 | 92.3792 | 485.905 | 92.3792
26 | 476.2936 | 94.4179 | 476.2936 | 94.4179
27 | 477.1796 | 88.214 | 477.1796 | 88.214
28 | 477.1029 | 104.6466 | 477.1029 | 104.6466
29 | 479.1505 | 121.6217 | 479.1505 | 121.6217
30 | 473.2735 | 114.7086 | 473.2735 | 114.7086
31 | 450.2422 | 104.9181 | 450.2422 | 104.9181
32 | 431.8199 | 93.9925 | 431.8199 | 93.9925
33 | 425.9629 | 78.5672 | 425.9629 | 78.5672
34 | 430.3649 | 47.215 | 430.3649 | 47.215
35 | 420.4154 | 31.1196 | 420.4154 | 31.1196
36 | 393.163 | 21.1053 | 393.163 | 21.1053
37 | 368.4766 | 15.7183 | 368.4766 | 15.7183
38 | 356.162 | 18.4253 | 356.162 | 18.4253
39 | 343.5312 | 24.9863 | 343.5312 | 24.9863
40 | 330.5272 | 44.4415 | 330.5272 | 44.4415
41 | 329.119 | 104.5319 | 329.119 | 104.5319
42 | 335.3269 | 128.8395 | 335.3269 | 128.8395
43 | 352.0017 | 134.1328 | 352.0017 | 134.1328
44 | 388.9926 | 123.3698 | 388.9926 | 123.3698
45 | 426.7061 | 118.102 | 426.7061 | 118.102
46 | 453.4594 | 105.8325 | 453.4594 | 105.8325
47 | 492.1166 | 103.3072 | 492.1166 | 103.3072
48 | 495.2892 | 96.9935 | 495.2892 | 96.9935
49 | 476.3599 | 89.0358 | 476.3599 | 89.0358
50 | 469.4646 | 89.8746 | 469.4646 | 89.8746
51 | 472.5882 | 83.0842 | 472.5882 | 83.0842
52 | 470.6587 | 98.418 | 470.6587 | 98.418
53 | 477.3055 | 113.5899 | 477.3055 | 113.5899
54 | 469.968 | 104.5299 | 469.968 | 104.5299
55 | 445.59 | 93.6136 | 445.59 | 93.6136
56 | 425.8126 | 84.5047 | 425.8126 | 84.5047
57 | 419.3464 | 71.6241 | 419.3464 | 71.6241
58 | 427.3961 | 41.5526 | 427.3961 | 41.5526
59 | 416.5488 | 26.7886 | 416.5488 | 26.7886
60 | 391.0945 | 18.0685 | 391.0945 | 18.0685
61 | 370.1748 | 13.5241 | 370.1748 | 13.5241
62 | 355.3999 | 16.8075 | 355.3999 | 16.8075
63 | 341.8093 | 24.6223 | 341.8093 | 24.6223
64 | 330.4158 | 44.8224 | 330.4158 | 44.8224
65 | 326.8307 | 106.1665 | 326.8307 | 106.1665
66 | 332.9127 | 130.8786 | 332.9127 | 130.8786
67 | 346.9572 | 136.2697 | 346.9572 | 136.2697
68 | 378.1629 | 125.9144 | 378.1629 | 125.9144
69 | 407.5083 | 120.9938 | 407.5083 | 120.9938
70 | 436.4767 | 108.9064 | 436.4767 | 108.9064
71 | 469.5682 | 106.1316 | 469.5682 | 106.1316
72 | 480.6691 | 99.0697 | 480.6691 | 99.0697
73 | 463.2379 | 90.6435 | 463.2379 | 90.6435
74 | 456.0664 | 89.16 | 456.0664 | 89.16
75 | 458.5198 | 78.3926 | 458.5198 | 78.3926
76 | 455.1835 | 89.7223 | 455.1835 | 89.7223
77 | 456.5841 | 102.5719 | 456.5841 | 102.5719
78 | 443.1142 | 96.9497 | 443.1142 | 96.9497
79 | 429.9514 | 88.8747 | 429.9514 | 88.8747
80 | 418.4904 | 81.6971 | 418.4904 | 81.6971
81 | 417.0399 | 70.2017 | 417.0399 | 70.2017
82 | 419.8536 | 41.1077 | 419.8536 | 41.1077
83 | 414.3402 | 26.3774 | 414.3402 | 26.3774
84 | 389.6261 | 16.8956 | 389.6261 | 16.8956
85 | 365.2395 | 11.1378 | 365.2395 | 11.1378
86 | 353.0057 | 12.4562 | 353.0057 | 12.4562
87 | 342.7618 | 20.9047 | 342.7618 | 20.9047
88 | 328.394 | 41.6946 | 328.394 | 41.6946
89 | 325.3872 | 103.5612 | 325.3872 | 103.5612
90 | 330.753 | 128.1351 | 330.753 | 128.1351
91 | 347.9125 | 133.9474 | 347.9125 | 133.9474
92 | 374.9964 | 123.7001 | 374.9964 | 123.7001
93 | 408.9879 | 118.6783 | 408.9879 | 118.6783
94 | 433.8197 | 106.4796 | 433.8197 | 106.4796
95 | 465.2287 | 103.3072 | 465.2287 | 103.3072
96 | 477.9551 | 96.461 | 477.9551 | 96.461
97 | 455.1656 | 88.4999 | 455.1656 | 88.4999
98 | 449.7862 | 88.2567 | 449.7862 | 88.2567
99 | 448.9741 | 78.0285 | 448.9741 | 78.0285
100 | 455.9102 | 90.5986 | 455.9102 | 90.5986
101 | 465.3896 | 104.301 | 465.3896 | 104.301
102 | 453.5725 | 96.9497 | 453.5725 | 96.9497
103 | 440.0876 | 88.8747 | 440.0876 | 88.8747
104 | 428.0235 | 81.6971 | 428.0235 | 81.6971
105 | 420.561 | 70.2017 | 420.561 | 70.2017
106 | 421.5416 | 41.1077 | 421.5416 | 41.1077
107 | 409.0598 | 26.3774 | 409.0598 | 26.3774
108 | 387.4972 | 16.8956 | 387.4972 | 16.8956
109 | 367.5592 | 11.1378 | 367.5592 | 11.1378
110 | 353.0233 | 12.4562 | 353.0233 | 12.4562
111 | 340.3056 | 20.7833 | 340.3056 | 20.7833
112 | 328.4447 | 40.3801 | 328.4447 | 40.3801
113 | 325.1559 | 101.0401 | 325.1559 | 101.0401
114 | 333.7825 | 126.5173 | 333.7825 | 126.5173
115 | 351.3885 | 132.6599 | 351.3885 | 132.6599
116 | 384.9449 | 122.6653 | 384.9449 | 122.6653
117 | 413.3244 | 118.1526 | 413.3244 | 118.1526
118 | 440.9617 | 106.8032 | 440.9617 | 106.8032
119 | 476.9167 | 104.7868 | 476.9167 | 104.7868
120 | 480.9402 | 98.3384 | 480.9402 | 98.3384
121 | 456.7315 | 89.538 | 456.7315 | 89.538
122 | 453.6433 | 89.2645 | 453.6433 | 89.2645
123 | 457.9778 | 80.162 | 457.9778 | 80.162
124 | 457.3499 | 93.2545 | 457.3499 | 93.2545
125 | 459.3524 | 107.4658 | 459.3524 | 107.4658
126 | 451.4248 | 98.6451 | 451.4248 | 98.6451
127 | 432.9048 | 88.8747 | 432.9048 | 88.8747
128 | 420.275 | 81.6971 | 420.275 | 81.6971
129 | 416.1971 | 70.2017 | 416.1971 | 70.2017
130 | 419.4257 | 41.1077 | 419.4257 | 41.1077
131 | 410.5372 | 26.3774 | 410.5372 | 26.3774
132 | 387.9643 | 16.8956 | 387.9643 | 16.8956
133 | 366.0808 | 11.1378 | 366.0808 | 11.1378
134 | 351.7368 | 12.4562 | 351.7368 | 12.4562
135 | 338.9512 | 19.2161 | 338.9512 | 19.2161
136 | 325.247 | 39.2409 | 325.247 | 39.2409
137 | 325.8711 | 100.3053 | 325.8711 | 100.3053
138 | 335.5895 | 125.7589 | 335.5895 | 125.7589
139 | 356.1385 | 131.7836 | 356.1385 | 131.7836
140 | 397.5705 | 121.3643 | 397.5705 | 121.3643
141 | 430.5288 | 116.0932 | 430.5288 | 116.0932
142 | 458.3284 | 103.8709 | 458.3284 | 103.8709
143 | 494.2949 | 101.2445 | 494.2949 | 101.2445
144 | 499.7819 | 94.7657 | 499.7819 | 94.7657
145 | 471.7395 | 87.1281 | 471.7395 | 87.1281
146 | 463.9618 | 86.8041 | 463.9618 | 86.8041
147 | 472.0961 | 78.1027 | 472.0961 | 78.1027
148 | 468.4595 | 92.1355 | 468.4595 | 92.1355
149 | 468.7482 | 107.5905 | 468.7482 | 107.5905
150 | 459.483 | 100.1685 | 459.483 | 100.1685
151 | 440.6408 | 90.2802 | 440.6408 | 90.2802
152 | 422.3717 | 81.6971 | 422.3717 | 81.6971
153 | 419.5099 | 70.2017 | 419.5099 | 70.2017
154 | 423.1226 | 41.1077 | 423.1226 | 41.1077
155 | 411.4832 | 26.8964 | 411.4832 | 26.8964
156 | 388.5301 | 18.6482 | 388.5301 | 18.6482
157 | 364.3541 | 14.3532 | 364.3541 | 14.3532
158 | 348.7364 | 17.495 | 348.7364 | 17.495
159 | 333.3655 | 24.6459 | 333.3655 | 24.6459
160 | 320.3198 | 43.518 | 320.3198 | 43.518
161 | 320.2167 | 103.9859 | 320.2167 | 103.9859
162 | 331.7741 | 128.7283 | 331.7741 | 128.7283
163 | 350.2445 | 134.517 | 350.2445 | 134.517
164 | 389.4255 | 123.8686 | 389.4255 | 123.8686
165 | 424.5129 | 118.3548 | 424.5129 | 118.3548
166 | 448.2789 | 105.8629 | 448.2789 | 105.8629
167 | 481.9297 | 103.1623 | 481.9297 | 103.1623
168 | 485.595 | 96.788 | 485.595 | 96.788
169 | 461.741 | 89.2481 | 461.741 | 89.2481
170 | 455.5752 | 88.7926 | 455.5752 | 88.7926
171 | 461.7144 | 80.5025 | 461.7144 | 80.5025
172 | 458.5746 | 94.8656 | 458.5746 | 94.8656
173 | 459.6877 | 109.4207 | 459.6877 | 109.4207
174 | 451.2232 | 100.391 | 451.2232 | 100.391
175 | 430.6888 | 89.6196 | 430.6888 | 89.6196
176 | 414.2395 | 81.6971 | 414.2395 | 81.6971
177 | 410.2 | 70.2017 | 410.2 | 70.2017
178 | 417.9923 | 41.1077 | 417.9923 | 41.1077
179 | 406.7066 | 26.3774 | 406.7066 | 26.3774
180 | 383.6955 | 17.3068 | 383.6955 | 17.3068
181 | 361.9151 | 13.2174 | 361.9151 | 13.2174
182 | 345.4308 | 16.0794 | 345.4308 | 16.0794
183 | 331.9167 | 24.265 | 331.9167 | 24.265
184 | 320.1034 | 43.0057 | 320.1034 | 43.0057
185 | 321.6444 | 103.0961 | 321.6444 | 103.0961
186 | 330.5745 | 127.6262 | 330.5745 | 127.6262
187 | 352.8595 | 133.1183 | 352.8595 | 133.1183
188 | 393.4198 | 122.8069 | 393.4198 | 122.8069
189 | 427.6075 | 118.0649 | 427.6075 | 118.0649
190 | 457.78 | 106.1628 | 457.78 | 106.1628
191 | 492.452 | 103.5263 | 492.452 | 103.5263
192 | 496.3405 | 96.9531 | 496.3405 | 96.9531
193 | 476.4478 | 89.8076 | 476.4478 | 89.8076
194 | 461.3928 | 90.6632 | 461.3928 | 90.6632
195 | 467.5393 | 82.4876 | 467.5393 | 82.4876
196 | 470.3574 | 96.7699 | 470.3574 | 96.7699
197 | 475.5727 | 111.9249 | 475.5727 | 111.9249
198 | 466.4647 | 103.9738 | 466.4647 | 103.9738
199 | 443.6203 | 94.4225 | 443.6203 | 94.4225
200 | 432.808 | 86.3821 | 432.808 | 86.3821
201 | 424.9763 | 74.2362 | 424.9763 | 74.2362
202 | 427.6295 | 44.4546 | 427.6295 | 44.4546
203 | 409.7955 | 29.5793 | 409.7955 | 29.5793
204 | 387.7242 | 20.6031 | 387.7242 | 20.6031
205 | 364.3724 | 15.5868 | 364.3724 | 15.5868
206 | 350.7794 | 17.9298 | 350.7794 | 17.9298
207 | 338.9182 | 24.5751 | 338.9182 | 24.5751
208 | 328.9774 | 43.3495 | 328.9774 | 43.3495
209 | 326.6973 | 103.5983 | 326.6973 | 103.5983
210 | 333.6625 | 127.8992 | 333.6625 | 127.8992
211 | 353.6877 | 132.5217 | 353.6877 | 132.5217
212 | 386.5646 | 121.0138 | 386.5646 | 121.0138
213 | 417.5777 | 115.2304 | 417.5777 | 115.2304
214 | 444.2848 | 102.5194 | 444.2848 | 102.5194
215 | 485.8445 | 99.4784 | 485.8445 | 99.4784
216 | 493.4815 | 92.4536 | 493.4815 | 92.4536
217 | 474.1126 | 84.9744 | 474.1126 | 84.9744
218 | 471.732 | 86.3693 | 471.732 | 86.3693
219 | 469.7801 | 79.3767 | 469.7801 | 79.3767
220 | 471.8402 | 95.2835 | 471.8402 | 95.2835
221 | 472.3916 | 111.8474 | 472.3916 | 111.8474
222 | 466.4603 | 104.604 | 466.4603 | 104.604
223 | 446.9102 | 95.3325 | 446.9102 | 95.3325
224 | 429.2914 | 87.7437 | 429.2914 | 87.7437
225 | 424.6834 | 76.1 | 424.6834 | 76.1
226 | 428.5273 | 47.1948 | 428.5273 | 47.1948
227 | 413.1334 | 32.5251 | 413.1334 | 32.5251
228 | 391.0343 | 23.3635 | 391.0343 | 23.3635
229 | 368.2159 | 18.1315 | 368.2159 | 18.1315
230 | 352.1732 | 20.1509 | 352.1732 | 20.1509
231 | 340.8196 | 26.3412 | 340.8196 | 26.3412
232 | 327.0369 | 44.7651 | 327.0369 | 44.7651
233 | 327.0694 | 104.4442 | 327.0694 | 104.4442
234 | 332.5173 | 128.2463 | 332.5173 | 128.2463
235 | 345.6679 | 133.2026 | 345.6679 | 133.2026
236 | 375.4375 | 122.1463 | 375.4375 | 122.1463
237 | 403.5888 | 116.5752 | 403.5888 | 116.5752
238 | 429.4043 | 104.2787 | 429.4043 | 104.2787
239 | 468.6974 | 101.7467 | 468.6974 | 101.7467
240 | 472.7101 | 95.2274 | 472.7101 | 95.2274
241 | 456.8146 | 86.6191 | 456.8146 | 86.6191
242 | 452.1866 | 86.5446 | 452.1866 | 86.5446
243 | 449.8042 | 77.4016 | 449.8042 | 77.4016
244 | 455.7875 | 91.6906 | 455.7875 | 91.6906
245 | 460.0516 | 107.6343 | 460.0516 | 107.6343
246 | 450.4896 | 100.3943 | 450.4896 | 100.3943
247 | 433.7906 | 91.7531 | 433.7906 | 91.7531
248 | 419.4777 | 84.4137 | 419.4777 | 84.4137
249 | 414.6419 | 73.3093 | 414.6419 | 73.3093
250 | 419.4698 | 44.5422 | 419.4698 | 44.5422
251 | 404.6151 | 30.1489 | 404.6151 | 30.1489
252 | 385.1313 | 21.2974 | 385.1313 | 21.2974
253 | 364.8612 | 16.6148 | 364.8612 | 16.6148
254 | 350.6805 | 19.2005 | 350.6805 | 19.2005
255 | 340.4403 | 25.7446 | 340.4403 | 25.7446
256 | 326.216 | 44.337 | 326.216 | 44.337
257 | 326.8626 | 104.6229 | 326.8626 | 104.6229
258 | 329.9823 | 128.4991 | 329.9823 | 128.4991
259 | 344.3647 | 133.361 | 344.3647 | 133.361
260 | 368.8775 | 122.726 | 368.8775 | 122.726
261 | 396.2205 | 117.1482 | 396.2205 | 117.1482
262 | 423.8839 | 104.7843 | 423.8839 | 104.7843
263 | 456.3221 | 101.9523 | 456.3221 | 101.9523
264 | 466.1171 | 95.0926 | 466.1171 | 95.0926
265 | 451.1965 | 86.6899 | 451.1965 | 86.6899
266 | 448.5858 | 86.9928 | 448.5858 | 86.9928
267 | 446.4945 | 79.5048 | 446.4945 | 79.5048
268 | 447.1833 | 94.4038 | 447.1833 | 94.4038
269 | 450.4444 | 109.933 | 450.4444 | 109.933
270 | 438.8745 | 102.1975 | 438.8745 | 102.1975
271 | 424.6498 | 92.4137 | 424.6498 | 92.4137
272 | 414.248 | 84.4508 | 414.248 | 84.4508
273 | 415.6879 | 72.7768 | 415.6879 | 72.7768
274 | 421.1962 | 43.4131 | 421.1962 | 43.4131
275 | 409.6381 | 28.7535 | 409.6381 | 28.7535
276 | 386.7751 | 19.0122 | 386.7751 | 19.0122
277 | 363.6093 | 13.8982 | 363.6093 | 13.8982
278 | 351.017 | 16.1266 | 351.017 | 16.1266
279 | 340.5792 | 22.2731 | 340.5792 | 22.2731
280 | 330.0187 | 41.3812 | 330.0187 | 41.3812
281 | 325.8084 | 101.5153 | 325.8084 | 101.5153
282 | 331.3705 | 125.9847 | 331.3705 | 125.9847
283 | 345.2605 | 131.3859 | 345.2605 | 131.3859
284 | 375.9391 | 120.8048 | 375.9391 | 120.8048
285 | 404.9789 | 115.4629 | 404.9789 | 115.4629
286 | 429.4159 | 103.0384 | 429.4159 | 103.0384
287 | 464.8524 | 100.0244 | 464.8524 | 100.0244
288 | 474.2078 | 92.858 | 474.2078 | 92.858
289 | 455.54 | 85.217 | 455.54 | 85.217
290 | 449.2427 | 83.5179 | 449.2427 | 83.5179
291 | 450.4413 | 72.6392 | 450.4413 | 72.6392
292 | 451.4172 | 88.4314 | 451.4172 | 88.4314
293 | 459.4264 | 105.5278 | 459.4264 | 105.5278
294 | 453.2522 | 98.3114 | 453.2522 | 98.3114
295 | 434.8544 | 88.8747 | 434.8544 | 88.8747
296 | 424.1894 | 81.6971 | 424.1894 | 81.6971
297 | 420.9243 | 70.2894 | 420.9243 | 70.2894
298 | 418.4439 | 41.4313 | 418.4439 | 41.4313
299 | 406.2442 | 27.2436 | 406.2442 | 27.2436
300 | 383.0526 | 18.8268 | 383.0526 | 18.8268
301 | 360.0923 | 14.6026 | 360.0923 | 14.6026
302 | 347.2917 | 17.3535 | 347.2917 | 17.3535
303 | 335.539 | 24.1201 | 335.539 | 24.1201
304 | 321.3503 | 43.0462 | 321.3503 | 43.0462
305 | 321.005 | 103.4938 | 321.005 | 103.4938
306 | 330.424 | 127.6767 | 330.424 | 127.6767
307 | 348.3447 | 132.6498 | 348.3447 | 132.6498
308 | 387.5488 | 121.4486 | 387.5488 | 121.4486
309 | 422.754 | 115.7123 | 422.754 | 115.7123
310 | 445.0626 | 103.1294 | 445.0626 | 103.1294
311 | 484.6554 | 100.048 | 484.6554 | 100.048
312 | 481.8686 | 93.0501 | 481.8686 | 93.0501
313 | 459.1776 | 85.1496 | 459.1776 | 85.1496
314 | 453.6069 | 84.829 | 453.6069 | 84.829
315 | 456.2903 | 77.25 | 456.2903 | 77.25
316 | 454.3115 | 92.4928 | 454.3115 | 92.4928
317 | 459.5602 | 108.1197 | 459.5602 | 108.1197
318 | 451.4832 | 100.7145 | 451.4832 | 100.7145
319 | 429.8552 | 91.8475 | 429.8552 | 91.8475
320 | 415.2296 | 84.6227 | 415.2296 | 84.6227
321 | 411.4319 | 72.9588 | 411.4319 | 72.9588
322 | 418.2028 | 44.2591 | 418.2028 | 44.2591
323 | 404.6927 | 30.3579 | 404.6927 | 30.3579
324 | 375.9468 | 21.4558 | 375.9468 | 21.4558
325 | 351.8508 | 16.3957 | 351.8508 | 16.3957
326 | 340.7064 | 18.7926 | 340.7064 | 18.7926
327 | 327.858 | 25.0908 | 327.858 | 25.0908
328 | 314.4614 | 44.2494 | 314.4614 | 44.2494
329 | 314.1917 | 104.5184 | 314.1917 | 104.5184
330 | 325.4802 | 128.7013 | 325.4802 | 128.7013
331 | 342.0892 | 133.6609 | 342.0892 | 133.6609
332 | 380.6761 | 122.7159 | 380.6761 | 122.7159
333 | 416.5963 | 116.7033 | 416.5963 | 116.7033
334 | 444.4724 | 103.8204 | 444.4724 | 103.8204
335 | 475.6301 | 100.7895 | 475.6301 | 100.7895
336 | 482.4131 | 93.9703 | 482.4131 | 93.9703
337 | 457.9351 | 86.7843 | 457.9351 | 86.7843
338 | 453.6701 | 87.795 | 453.6701 | 87.795
339 | 453.9782 | 80.7013 | 453.9782 | 80.7013
340 | 452.9547 | 96.5036 | 452.9547 | 96.5036
341 | 456.6693 | 113.0473 | 456.6693 | 113.0473
342 | 449.4918 | 106.2589 | 449.4918 | 106.2589
343 | 428.9674 | 96.9301 | 428.9674 | 96.9301
344 | 414.7695 | 88.8425 | 414.7695 | 88.8425
345 | 412.7222 | 77.9032 | 412.7222 | 77.9032
346 | 419.3057 | 49.672 | 419.3057 | 49.672
347 | 401.4851 | 35.0596 | 401.4851 | 35.0596
348 | 375.2708 | 26.0801 | 375.2708 | 26.0801
349 | 354.0389 | 21.0705 | 354.0389 | 21.0705
350 | 339.6306 | 22.9686 | 339.6306 | 22.9686
351 | 328.481 | 28.6162 | 328.481 | 28.6162
352 | 317.4576 | 45.3684 | 317.4576 | 45.3684
353 | 317.3115 | 103.6488 | 317.3115 | 103.6488
354 | 327.5792 | 127.0734 | 327.5792 | 127.0734
355 | 346.1257 | 131.9386 | 346.1257 | 131.9386
356 | 382.6373 | 120.8588 | 382.6373 | 120.8588
357 | 416.9866 | 115.7326 | 416.9866 | 115.7326
358 | 447.6227 | 104.5416 | 447.6227 | 104.5416
359 | 479.7977 | 102.7073 | 479.7977 | 102.7073
360 | 480.8741 | 96.3296 | 480.8741 | 96.3296
361 | 462.2615 | 89.8009 | 462.2615 | 89.8009
362 | 453.3688 | 92.3822 | 453.3688 | 92.3822
363 | 454.1372 | 86.1581 | 454.1372 | 86.1581
364 | 454.1231 | 101.8862 | 454.1231 | 101.8862
365 | 461.0939 | 117.8974 | 461.0939 | 117.8974
366 | 451.608 | 110.017 | 451.608 | 110.017
367 | 431.735 | 100.2736 | 431.735 | 100.2736
368 | 417.234 | 92.1691 | 417.234 | 92.1691
369 | 412.2707 | 80.4816 | 412.2707 | 80.4816
370 | 420.3716 | 51.2865 | 420.3716 | 51.2865
371 | 406.3614 | 37.0819 | 406.3614 | 37.0819
372 | 381.5613 | 28.1832 | 381.5613 | 28.1832
373 | 357.9739 | 23.2445 | 357.9739 | 23.2445
374 | 341.3769 | 26.1975 | 341.3769 | 26.1975
375 | 331.3513 | 33.0855 | 331.3513 | 33.0855
376 | 318.6416 | 50.3465 | 318.6416 | 50.3465
377 | 316.701 | 108.6135 | 316.701 | 108.6135
378 | 324.2871 | 131.8662 | 324.2871 | 131.8662
379 | 340.1558 | 136.2124 | 340.1558 | 136.2124
380 | 374.98 | 124.6842 | 374.98 | 124.6842
381 | 408.4023 | 119.2109 | 408.4023 | 119.2109
382 | 435.8547 | 107.3189 | 435.8547 | 107.3189
383 | 471.078 | 105.1306 | 471.078 | 105.1306
384 | 475.7425 | 98.8608 | 475.7425 | 98.8608
385 | 452.8572 | 92.4399 | 452.8572 | 92.4399
386 | 447.1796 | 94.3573 | 447.1796 | 94.3573
387 | 448.1746 | 87.3714 | 448.1746 | 87.3714
388 | 451.2937 | 102.9816 | 451.2937 | 102.9816
389 | 447.7805 | 118.9523 | 447.7805 | 118.9523
390 | 443.4588 | 110.5967 | 443.4588 | 110.5967
391 | 427.4309 | 100.5466 | 427.4309 | 100.5466
392 | 405.5062 | 91.4175 | 405.5062 | 91.4175
393 | 401.5741 | 78.001 | 401.5741 | 78.001
394 | 410.6709 | 47.6633 | 410.6709 | 47.6633
395 | 401.3311 | 32.306 | 401.3311 | 32.306
396 | 379.7445 | 23.1747 | 379.7445 | 23.1747
397 | 356.5949 | 18.2158 | 356.5949 | 18.2158
398 | 344.0648 | 21.098 | 344.0648 | 21.098
399 | 333.3473 | 28.2792 | 333.3473 | 28.2792
400 | 320.5464 | 48.0277 | 320.5464 | 48.0277
401 | 318.4003 | 108.5832 | 318.4003 | 108.5832
402 | 323.5676 | 132.5234 | 323.5676 | 132.5234
403 | 333.6861 | 138.0257 | 333.6861 | 138.0257
404 | 364.9705 | 127.2188 | 364.9705 | 127.2188
405 | 394.1357 | 121.7893 | 394.1357 | 121.7893
406 | 421.2791 | 109.7928 | 421.2791 | 109.7928
407 | 459.6693 | 107.1124 | 459.6693 | 107.1124
408 | 468.4813 | 100.3269 | 468.4813 | 100.3269
409 | 450.277 | 91.7523 | 450.277 | 91.7523
410 | 445.215 | 89.8948 | 445.215 | 89.8948
411 | 443.1456 | 81.6518 | 443.1456 | 81.6518
412 | 446.5622 | 96.1363 | 446.5622 | 96.1363
413 | 449.1958 | 111.1059 | 449.1958 | 111.1059
414 | 437.2013 | 103.5356 | 437.2013 | 103.5356
415 | 419.8018 | 94.2304 | 419.8018 | 94.2304
416 | 406.4161 | 87.2348 | 406.4161 | 87.2348
417 | 404.9616 | 75.9551 | 404.9616 | 75.9551
418 | 414.2934 | 47.37 | 414.2934 | 47.37
419 | 399.4464 | 32.8048 | 399.4464 | 32.8048
420 | 375.493 | 23.0264 | 375.493 | 23.0264
421 | 356.2718 | 18.0203 | 356.2718 | 18.0203
422 | 343.1507 | 21.0273 | 343.1507 | 21.0273
423 | 332.8703 | 27.804 | 332.8703 | 27.804
424 | 319.7346 | 46.3256 | 319.7346 | 46.3256
425 | 318.7333 | 105.9947 | 318.7333 | 105.9947
426 | 321.3588 | 129.9686 | 321.3588 | 129.9686
427 | 334.2245 | 135.0496 | 334.2245 | 135.0496
428 | 360.7175 | 123.6664 | 360.7175 | 123.6664
429 | 386.908 | 118.0514 | 386.908 | 118.0514
430 | 413.9309 | 105.7887 | 413.9309 | 105.7887
431 | 449.8824 | 102.9735 | 449.8824 | 102.9735
432 | 457.8202 | 96.1779 | 457.8202 | 96.1779
433 | 442.4385 | 88.392 | 442.4385 | 88.392
434 | 436.358 | 87.2894 | 436.358 | 87.2894
435 | 438.9403 | 76.977 | 438.9403 | 76.977
436 | 441.8648 | 92.7321 | 441.8648 | 92.7321
437 | 443.5778 | 110.0172 | 443.5778 | 110.0172
438 | 438.6098 | 103.5423 | 438.6098 | 103.5423
439 | 424.0496 | 95.3224 | 424.0496 | 95.3224
440 | 412.3648 | 87.5213 | 412.3648 | 87.5213
441 | 412.703 | 75.8978 | 412.703 | 75.8978
442 | 416.2388 | 45.732 | 416.2388 | 45.732
443 | 398.413 | 30.7792 | 398.413 | 30.7792
444 | 373.9381 | 21.4423 | 373.9381 | 21.4423
445 | 352.9523 | 16.4597 | 352.9523 | 16.4597
446 | 339.6932 | 17.677 | 339.6932 | 17.677
447 | 330.1868 | 23.8909 | 330.1868 | 23.8909
448 | 320.6061 | 42.8473 | 320.6061 | 42.8473
449 | 315.1803 | 102.5298 | 315.1803 | 102.5298
450 | 320.4254 | 127.5385 | 320.4254 | 127.5385
451 | 335.6272 | 133.3239 | 335.6272 | 133.3239
452 | 366.4121 | 122.7327 | 366.4121 | 122.7327
453 | 398.1627 | 117.4886 | 398.1627 | 117.4886
454 | 424.5472 | 105.327 | 424.5472 | 105.327
455 | 461.3247 | 102.6129 | 461.3247 | 102.6129
456 | 464.3564 | 96.0431 | 464.3564 | 96.0431
457 | 449.3307 | 88.8099 | 449.3307 | 88.8099
458 | 440.8978 | 89.2072 | 440.8978 | 89.2072
459 | 445.2079 | 80.58 | 445.2079 | 80.58
460 | 444.3659 | 93.5815 | 444.3659 | 93.5815
461 | 449.744 | 108.5309 | 449.744 | 108.5309
462 | 444.8021 | 100.7078 | 444.8021 | 100.7078
463 | 430.3977 | 91.0588 | 430.3977 | 91.0588
464 | 414.0093 | 83.0689 | 414.0093 | 83.0689
465 | 413.9757 | 70.859 | 413.9757 | 70.859
466 | 416.7435 | 41.4077 | 416.7435 | 41.4077
467 | 400.3573 | 27.2132 | 400.3573 | 27.2132
468 | 381.803 | 18.6752 | 381.803 | 18.6752
469 | 359.5278 | 13.9892 | 359.5278 | 13.9892
470 | 346.6641 | 16.0828 | 346.6641 | 16.0828
471 | 337.3062 | 24.6121 | 337.3062 | 24.6121
472 | 329.1988 | 43.4405 | 329.1988 | 43.4405
473 | 325.2728 | 103.1095 | 325.2728 | 103.1095
474 | 333.0257 | 128.0711 | 333.0257 | 128.0711
475 | 353.0306 | 133.7755 | 353.0306 | 133.7755
476 | 394.8995 | 123.1439 | 394.8995 | 123.1439
477 | 432.4755 | 118.0683 | 432.4755 | 118.0683
478 | 458.6724 | 106.3448 | 458.6724 | 106.3448
479 | 496.9598 | 104.3183 | 496.9598 | 104.3183
480 | 500.9637 | 98.1665 | 500.9637 | 98.1665
481 | 474.0342 | 89.9694 | 474.0342 | 89.9694
482 | 473.0192 | 88.3477 | 473.0192 | 88.3477
483 | 478.8946 | 79.5992 | 478.8946 | 79.5992
484 | 473.0182 | 93.3388 | 473.0182 | 93.3388
485 | 475.319 | 108.4972 | 475.319 | 108.4972
486 | 470.4299 | 100.8999 | 470.4299 | 100.8999
487 | 445.1554 | 91.5273 | 445.1554 | 91.5273
488 | 427.7784 | 83.4026 | 427.7784 | 83.4026
489 | 425.1686 | 70.9769 | 425.1686 | 70.9769
490 | 428.2808 | 41.1448 | 428.2808 | 41.1448
491 | 408.7282 | 26.3774 | 408.7282 | 26.3774
492 | 381.3886 | 17.4854 | 381.3886 | 17.4854
493 | 359.5048 | 12.4927 | 359.5048 | 12.4927
494 | 347.21 | 15.8806 | 347.21 | 15.8806
495 | 339.1872 | 23.8133 | 339.1872 | 23.8133
496 | 329.1195 | 43.245 | 329.1195 | 43.245
497 | 325.8613 | 102.5602 | 325.8613 | 102.5602
498 | 332.5513 | 126.4296 | 332.5513 | 126.4296
499 | 350.478 | 130.9983 | 350.478 | 130.9983
500 | 389.9049 | 119.4533 | 389.9049 | 119.4533
501 | 425.6935 | 113.5519 | 425.6935 | 113.5519
502 | 456.0439 | 101.0633 | 456.0439 | 101.0633
503 | 488.2003 | 98.3661 | 488.2003 | 98.3661
504 | 495.8826 | 91.8098 | 495.8826 | 91.8098
505 | 470.8501 | 85.3653 | 470.8501 | 85.3653
506 | 465.8983 | 87.0299 | 465.8983 | 87.0299
507 | 467.2756 | 79.7947 | 467.2756 | 79.7947
508 | 465.7033 | 94.6802 | 465.7033 | 94.6802
509 | 464.2625 | 110.4352 | 464.2625 | 110.4352
510 | 460.0885 | 103.1514 | 460.0885 | 103.1514
511 | 439.7472 | 94.3719 | 439.7472 | 94.3719
512 | 425.9706 | 86.7831 | 425.9706 | 86.7831
513 | 425.8004 | 75.5203 | 425.8004 | 75.5203
514 | 425.7708 | 46.9386 | 425.7708 | 46.9386
515 | 407.8634 | 33.0306 | 407.8634 | 33.0306
516 | 380.6316 | 24.7117 | 380.6316 | 24.7117
517 | 359.2638 | 20.5751 | 359.2638 | 20.5751
518 | 347.7949 | 23.8584 | 347.7949 | 23.8584
519 | 338.188 | 30.9385 | 338.188 | 30.9385
520 | 330.8491 | 48.786 | 330.8491 | 48.786
521 | 328.4879 | 107.5821 | 328.4879 | 107.5821
522 | 335.5243 | 131.5662 | 335.5243 | 131.5662
523 | 355.1092 | 136.4989 | 355.1092 | 136.4989
524 | 393.4872 | 124.9606 | 393.4872 | 124.9606
525 | 428.2612 | 119.0996 | 428.2612 | 119.0996
526 | 457.7909 | 106.51 | 457.7909 | 106.51
527 | 491.0709 | 103.7454 | 491.0709 | 103.7454
528 | 487.5998 | 97.2598 | 487.5998 | 97.2598
529 | 464.2803 | 89.7941 | 464.2803 | 89.7941
530 | 455.9218 | 91.1553 | 455.9218 | 91.1553
531 | 465.0723 | 84.3616 | 465.0723 | 84.3616
532 | 464.7083 | 99.81 | 464.7083 | 99.81
533 | 464.9541 | 115.0325 | 464.9541 | 115.0325
534 | 451.2916 | 106.4746 | 451.2916 | 106.4746
535 | 434.1536 | 96.2931 | 434.1536 | 96.2931
536 | 421.7826 | 88.1448 | 421.7826 | 88.1448
537 | 421.3854 | 76.2079 | 421.3854 | 76.2079
538 | 422.5251 | 47.8722 | 422.5251 | 47.8722
539 | 405.3939 | 34.6552 | 405.3939 | 34.6552
540 | 379.8963 | 27.381 | 379.8963 | 27.381
541 | 357.6665 | 24.3264 | 357.6665 | 24.3264
542 | 344.5985 | 27.6165 | 344.5985 | 27.6165
543 | 337.0362 | 33.6618 | 337.0362 | 33.6618
544 | 327.8543 | 49.5882 | 327.8543 | 49.5882
545 | 322.1356 | 106.1632 | 322.1356 | 106.1632
546 | 327.9676 | 128.216 | 327.9676 | 128.216
547 | 344.9792 | 131.8409 | 344.9792 | 131.8409
548 | 380.8619 | 119.7533 | 380.8619 | 119.7533
549 | 412.7122 | 113.6699 | 412.7122 | 113.6699
550 | 446.4391 | 101.2116 | 446.4391 | 101.2116
551 | 475.1107 | 98.5717 | 475.1107 | 98.5717
552 | 479.2544 | 91.9143 | 479.2544 | 91.9143
553 | 458.5259 | 85.3586 | 458.5259 | 85.3586
554 | 453.5302 | 87.7579 | 453.5302 | 87.7579
555 | 457.243 | 81.4394 | 457.243 | 81.4394
556 | 455.1039 | 97.8889 | 455.1039 | 97.8889
557 | 457.1244 | 115.228 | 457.1244 | 115.228
558 | 446.1422 | 108.4834 | 446.1422 | 108.4834
559 | 433.3108 | 99.1748 | 433.3108 | 99.1748
560 | 415.7898 | 91.0535 | 415.7898 | 91.0535
561 | 415.4494 | 78.9919 | 415.4494 | 78.9919
562 | 418.6917 | 49.5608 | 418.6917 | 49.5608
563 | 404.9372 | 34.8271 | 404.9372 | 34.8271
564 | 380.8778 | 25.6486 | 380.8778 | 25.6486
565 | 360.0347 | 20.383 | 360.0347 | 20.383
566 | 348.4242 | 22.3822 | 348.4242 | 22.3822
567 | 339.3865 | 28.296 | 339.3865 | 28.296
568 | 328.0147 | 45.1965 | 328.0147 | 45.1965
569 | 324.532 | 103.3556 | 324.532 | 103.3556
570 | 328.046 | 126.8375 | 328.046 | 126.8375
571 | 340.763 | 131.5746 | 340.763 | 131.5746
572 | 371.3477 | 120.2218 | 371.3477 | 120.2218
573 | 397.3257 | 114.3979 | 397.3257 | 114.3979
574 | 422.9345 | 101.8958 | 422.9345 | 101.8958
575 | 456.9729 | 99.0537 | 456.9729 | 99.0537
576 | 463.266 | 92.1334 | 463.266 | 92.1334
577 | 445.4894 | 85.2507 | 445.4894 | 85.2507
578 | 438.478 | 86.6086 | 438.478 | 86.6086
579 | 442.4859 | 79.3767 | 442.4859 | 79.3767
580 | 445.1388 | 95.3577 | 445.1388 | 95.3577
581 | 444.7251 | 111.2778 | 444.7251 | 111.2778
582 | 433.2759 | 102.8244 | 433.2759 | 102.8244
583 | 415.1843 | 94.2843 | 415.1843 | 94.2843
584 | 403.0979 | 88.6605 | 403.0979 | 88.6605
585 | 408.7003 | 77.7381 | 408.7003 | 77.7381
586 | 415.4287 | 49.1125 | 415.4287 | 49.1125
587 | 396.9524 | 34.9518 | 396.9524 | 34.9518
588 | 373.4301 | 26.0902 | 373.4301 | 26.0902
589 | 354.0401 | 21.0233 | 354.0401 | 21.0233
590 | 343.5011 | 23.1945 | 343.5011 | 23.1945
591 | 334.5219 | 29.2971 | 334.5219 | 29.2971
592 | 322.5801 | 48.0614 | 322.5801 | 48.0614
593 | 318.9352 | 107.2788 | 318.9352 | 107.2788
594 | 323.4399 | 130.5281 | 323.4399 | 130.5281
595 | 338.1985 | 134.7732 | 338.1985 | 134.7732
596 | 363.2363 | 123.4978 | 363.2363 | 123.4978
597 | 388.0205 | 117.7043 | 388.0205 | 117.7043
598 | 416.9367 | 104.7911 | 416.9367 | 104.7911
599 | 449.1205 | 101.44 | 449.1205 | 101.44
600 | 450.3895 | 94.1051 | 450.3895 | 94.1051
601 | 436.3291 | 86.2147 | 436.3291 | 86.2147
602 | 428.3413 | 86.9153 | 428.3413 | 86.9153
603 | 433.8055 | 79.5014 | 433.8055 | 79.5014
604 | 436.9804 | 94.8386 | 436.9804 | 94.8386
605 | 438.6497 | 110.597 | 438.6497 | 110.597
606 | 428.6807 | 102.7233 | 428.6807 | 102.7233
607 | 413.6121 | 93.2496 | 413.6121 | 93.2496
608 | 404.0642 | 85.7046 | 404.0642 | 85.7046
609 | 406.1989 | 74.2968 | 406.1989 | 74.2968
610 | 409.8942 | 46.1769 | 409.8942 | 46.1769
611 | 395.2673 | 32.124 | 395.2673 | 32.124
612 | 372.5582 | 24.1319 | 372.5582 | 24.1319
613 | 350.4166 | 20.4268 | 350.4166 | 20.4268
614 | 338.5427 | 23.8281 | 338.5427 | 23.8281
615 | 330.7503 | 30.4531 | 330.7503 | 30.4531
616 | 321.1779 | 47.7749 | 321.1779 | 47.7749
617 | 316.4102 | 106.5845 | 316.4102 | 106.5845
618 | 322.0798 | 130.5584 | 322.0798 | 130.5584
619 | 338.4537 | 135.2653 | 338.4537 | 135.2653
620 | 369.7035 | 124.1753 | 369.7035 | 124.1753
621 | 399.3961 | 118.4256 | 399.3961 | 118.4256
622 | 426.296 | 106.1022 | 426.296 | 106.1022
623 | 458.08 | 102.832 | 458.08 | 102.832
624 | 461.6829 | 95.6016 | 461.6829 | 95.6016
625 | 440.7451 | 88.3785 | 440.7451 | 88.3785
626 | 436.6676 | 89.3926 | 436.6676 | 89.3926
627 | 439.7057 | 81.9012 | 439.7057 | 81.9012
628 | 440.2527 | 97.3395 | 440.2527 | 97.3395
629 | 446.3302 | 114.0416 | 446.3302 | 114.0416
630 | 438.4493 | 107.4386 | 438.4493 | 107.4386
631 | 419.4323 | 98.3861 | 419.4323 | 98.3861
632 | 410.6689 | 90.2783 | 410.6689 | 90.2783
633 | 412.9841 | 78.0077 | 412.9841 | 78.0077
634 | 419.0364 | 47.8857 | 419.0364 | 47.8857
635 | 399.991 | 32.9093 | 399.991 | 32.9093
636 | 370.8252 | 24.6611 | 370.8252 | 24.6611
637 | 350.703 | 19.4359 | 350.703 | 19.4359
638 | 338.937 | 21.5766 | 338.937 | 21.5766
639 | 332.1286 | 29.3375 | 332.1286 | 29.3375
640 | 323.5257 | 49.7331 | 323.5257 | 49.7331
641 | 319.6704 | 109.473 | 319.6704 | 109.473
642 | 325.3965 | 133.5548 | 325.3965 | 133.5548
643 | 345.7052 | 138.5649 | 345.7052 | 138.5649
644 | 385.5176 | 127.2997 | 385.5176 | 127.2997
645 | 425.58 | 121.0478 | 425.58 | 121.0478
646 | 454.7492 | 107.7874 | 454.7492 | 107.7874
647 | 494.6828 | 104.5576 | 494.6828 | 104.5576
648 | 495.0184 | 97.334 | 495.0184 | 97.334
649 | 474.6501 | 90.0402 | 474.6501 | 90.0402
650 | 467.268 | 91.216 | 467.268 | 91.216
651 | 469.2648 | 83.5123 | 469.2648 | 83.5123
652 | 469.5989 | 99.7224 | 469.5989 | 99.7224
653 | 468.9333 | 115.6257 | 468.9333 | 115.6257
654 | 458.9677 | 106.9195 | 458.9677 | 106.9195
655 | 438.6697 | 96.3302 | 438.6697 | 96.3302
656 | 429.069 | 88.3672 | 429.069 | 88.3672
657 | 431.3565 | 76.5281 | 431.3565 | 76.5281
658 | 428.63 | 46.9319 | 428.63 | 46.9319
659 | 404.3829 | 32.0734 | 404.3829 | 32.0734
660 | 364.2193 | 22.8073 | 364.2193 | 22.8073
661 | 343.0588 | 17.936 | 343.0588 | 17.936
662 | 329.9856 | 20.2756 | 329.9856 | 20.2756
663 | 323.8582 | 28.3365 | 323.8582 | 28.3365
664 | 317.1975 | 47.7142 | 317.1975 | 47.7142
665 | 310.7867 | 106.5878 | 310.7867 | 106.5878
666 | 316.7224 | 129.9046 | 316.7224 | 129.9046
667 | 335.9606 | 134.5137 | 335.9606 | 134.5137
668 | 372.9735 | 123.4203 | 372.9735 | 123.4203
669 | 411.2217 | 118.038 | 411.2217 | 118.038
670 | 440.3999 | 105.7584 | 440.3999 | 105.7584
671 | 472.6395 | 102.7241 | 472.6395 | 102.7241
672 | 473.5886 | 95.8173 | 473.5886 | 95.8173
673 | 451.1197 | 89.7098 | 451.1197 | 89.7098
674 | 448.0142 | 90.7644 | 448.0142 | 90.7644
675 | 449.751 | 82.7034 | 449.751 | 82.7034
676 | 450.155 | 97.2552 | 450.155 | 97.2552
677 | 450.1988 | 112.7911 | 450.1988 | 112.7911
678 | 440.9943 | 105.659 | 440.9943 | 105.659
679 | 421.3855 | 96.6841 | 421.3855 | 96.6841
680 | 407.5011 | 88.192 | 407.5011 | 88.192
681 | 412.0371 | 75.8911 | 412.0371 | 75.8911
682 | 413.3061 | 47.1981 | 413.3061 | 47.1981
683 | 393.4542 | 31.8476 | 393.4542 | 31.8476
684 | 366.2727 | 22.3153 | 366.2727 | 22.3153
685 | 345.7445 | 18.054 | 345.7445 | 18.054
686 | 332.3856 | 21.0913 | 332.3856 | 21.0913
687 | 326.5444 | 28.4443 | 326.5444 | 28.4443
688 | 315.8194 | 46.6357 | 315.8194 | 46.6357
689 | 309.8208 | 105.3475 | 309.8208 | 105.3475
690 | 319.5762 | 129.1867 | 319.5762 | 129.1867
691 | 338.4249 | 134.2676 | 338.4249 | 134.2676
692 | 373.6104 | 123.636 | 373.6104 | 123.636
693 | 407.8032 | 118.2874 | 407.8032 | 118.2874
694 | 431.178 | 105.9673 | 431.178 | 105.9673
695 | 462.624 | 103.1791 | 462.624 | 103.1791
696 | 464.8412 | 96.3127 | 464.8412 | 96.3127
697 | 443.4529 | 89.7705 | 443.4529 | 89.7705
698 | 438.4338 | 91.2329 | 438.4338 | 91.2329
699 | 441.5713 | 82.5955 | 441.5713 | 82.5955
700 | 439.232 | 96.3789 | 439.232 | 96.3789
701 | 439.1497 | 112.4676 | 439.1497 | 112.4676
702 | 433.5326 | 105.7028 | 433.5326 | 105.7028
703 | 412.5432 | 97.5503 | 412.5432 | 97.5503
704 | 397.794 | 89.8165 | 397.794 | 89.8165
705 | 403.28 | 77.6808 | 403.28 | 77.6808
706 | 406.3566 | 47.9059 | 406.3566 | 47.9059
707 | 387.3933 | 33.1924 | 387.3933 | 33.1924
708 | 371.1107 | 46.3129 | 371.1107 | 46.3129
709 | 349.8356 | 45.85 | 349.8356 | 45.85
710 | 337.5912 | 49.7743 | 337.5912 | 49.7743
711 | 329.1487 | 64.0388 | 329.1487 | 64.0388
712 | 322.0831 | 94.5797 | 322.0831 | 94.5797
713 | 316.0516 | 153.011 | 316.0516 | 153.011
714 | 324.7251 | 180.3926 | 324.7251 | 180.3926
715 | 342.504 | 187.8297 | 342.504 | 187.8297
716 | 376.8188 | 176.3889 | 376.8188 | 176.3889
717 | 407.8951 | 168.6781 | 407.8951 | 168.6781
718 | 437.1422 | 162.1405 | 437.1422 | 162.1405
719 | 465.6286 | 160.5605 | 465.6286 | 160.5605
720 | 473.5665 | 156.9568 | 473.5665 | 156.9568
721 | 452.427 | 154.8343 | 452.427 | 154.8343
722 | 450.4202 | 147.8532 | 450.4202 | 147.8532
723 | 451.0922 | 127.9113 | 451.0922 | 127.9113
724 | 451.1502 | 130.3394 | 451.1502 | 130.3394
725 | 458.2357 | 136.7675 | 458.2357 | 136.7675
726 | 452.9074 | 121.863 | 452.9074 | 121.863
727 | 426.0525 | 105.288 | 426.0525 | 105.288
728 | 409.2823 | 94.9136 | 409.2823 | 94.9136
729 | 416.372 | 78.0557 | 416.372 | 78.0557
730 | 417.0153 | 49.2116 | 417.0153 | 49.2116
731 | 396.2139 | 33.2016 | 396.2139 | 33.2016
732 | 371.4967 | 28.1929 | 371.4967 | 28.1929
733 | 348.6742 | 29.594 | 348.6742 | 29.594
734 | 336.6676 | 39.7028 | 336.6676 | 39.7028
735 | 333.3533 | 55.6869 | 333.3533 | 55.6869
736 | 323.5617 | 87.1815 | 323.5617 | 87.1815
737 | 318.5166 | 146.4797 | 318.5166 | 146.4797
738 | 322.0523 | 174.2659 | 322.0523 | 174.2659
739 | 335.569 | 180.9805 | 335.569 | 180.9805
740 | 363.9801 | 168.9472 | 363.9801 | 168.9472
741 | 397.8577 | 160.8752 | 397.8577 | 160.8752
742 | 429.6251 | 152.7915 | 429.6251 | 152.7915
743 | 457.6642 | 149.3475 | 457.6642 | 149.3475
744 | 468.4911 | 141.8135 | 468.4911 | 141.8135
745 | 446.3815 | 133.9255 | 446.3815 | 133.9255
746 | 441.2565 | 130.0078 | 441.2565 | 130.0078
747 | 439.5275 | 114.0251 | 439.5275 | 114.0251
748 | 440.8417 | 116.7278 | 440.8417 | 116.7278
749 | 447.3342 | 124.673 | 447.3342 | 124.673
750 | 436.7244 | 113.0631 | 436.7244 | 113.0631
751 | 418.7235 | 100.3607 | 418.7235 | 100.3607
752 | 411.4235 | 95.0292 | 411.4235 | 95.0292
753 | 416.0701 | 85.2661 | 416.0701 | 85.2661
754 | 413.2147 | 62.1731 | 413.2147 | 62.1731
755 | 393.4837 | 47.3912 | 393.4837 | 47.3912
756 | 369.362 | 41.689 | 369.362 | 41.689
757 | 348.8133 | 42.2375 | 348.8133 | 42.2375
758 | 335.3314 | 51.2337 | 335.3314 | 51.2337
759 | 331.3278 | 64.718 | 331.3278 | 64.718
760 | 325.3852 | 91.5019 | 325.3852 | 91.5019
761 | 317.1082 | 148.6327 | 317.1082 | 148.6327
762 | 320.8923 | 176.8091 | 320.8923 | 176.8091
763 | 335.8834 | 184.3906 | 335.8834 | 184.3906
764 | 362.9185 | 171.895 | 362.9185 | 171.895
765 | 389.4112 | 163.2883 | 389.4112 | 163.2883
766 | 415.2003 | 155.3491 | 415.2003 | 155.3491
767 | 446.0209 | 152.0785 | 446.0209 | 152.0785
768 | 452.4983 | 145.8017 | 452.4983 | 145.8017
769 | 439.1352 | 138.3616 | 439.1352 | 138.3616
770 | 431.3344 | 134.4727 | 431.3344 | 134.4727
771 | 430.7997 | 125.2092 | 430.7997 | 125.2092
772 | 432.8508 | 136.0904 | 432.8508 | 136.0904
773 | 441.2332 | 147.2724 | 441.2332 | 147.2724
774 | 436.1478 | 133.2927 | 436.1478 | 133.2927
775 | 420.2792 | 112.7007 | 420.2792 | 112.7007
776 | 413.6444 | 98.3526 | 413.6444 | 98.3526
777 | 423.1624 | 78.4025 | 423.1624 | 78.4025
778 | 417.7745 | 46.5095 | 417.7745 | 46.5095
779 | 395.5087 | 27.7974 | 395.5087 | 27.7974
780 | 369.876 | 22.4708 | 369.876 | 22.4708
781 | 350.1665 | 25.1724 | 350.1665 | 25.1724
782 | 338.5075 | 37.1163 | 338.5075 | 37.1163
783 | 333.619 | 54.6321 | 333.619 | 54.6321
784 | 325.4556 | 86.6468 | 325.4556 | 86.6468
785 | 319.4782 | 145.6272 | 319.4782 | 145.6272
786 | 322.629 | 175.0029 | 322.629 | 175.0029
787 | 337.562 | 188.8845 | 337.562 | 188.8845
788 | 370.2016 | 180.955 | 370.2016 | 180.955
789 | 400.7729 | 172.9263 | 400.7729 | 172.9263
790 | 425.4501 | 164.8715 | 425.4501 | 164.8715
791 | 457.7038 | 160.4882 | 457.7038 | 160.4882
792 | 467.8612 | 151.9717 | 467.8612 | 151.9717
793 | 445.2002 | 141.0348 | 445.2002 | 141.0348
794 | 442.4439 | 131.3372 | 442.4439 | 131.3372
795 | 443.1462 | 113.5483 | 443.1462 | 113.5483
796 | 444.3262 | 113.1587 | 444.3262 | 113.1587
797 | 452.2328 | 115.7431 | 452.2328 | 115.7431
798 | 443.6486 | 98.0209 | 443.6486 | 98.0209
799 | 422.8583 | 84.4949 | 422.8583 | 84.4949
800 | 414.0354 | 80.0737 | 414.0354 | 80.0737
801 | 422.1797 | 67.2184 | 422.1797 | 67.2184
802 | 416.5281 | 40.0939 | 416.5281 | 40.0939
803 | 395.6237 | 23.0868 | 395.6237 | 23.0868
804 | 367.0659 | 14.4946 | 367.0659 | 14.4946
805 | 348.851 | 10.0002 | 348.851 | 10.0002
806 | 336.839 | 23.3313 | 336.839 | 23.3313
807 | 332.041 | 43.6647 | 332.041 | 43.6647
808 | 326.1868 | 80.2745 | 326.1868 | 80.2745
809 | 321.7257 | 141.1333 | 321.7257 | 141.1333
810 | 325.1928 | 169.7865 | 325.1928 | 169.7865
811 | 346.0055 | 177.4403 | 346.0055 | 177.4403
812 | 386.738 | 166.2018 | 386.738 | 166.2018
813 | 420.6044 | 157.3784 | 420.6044 | 157.3784
814 | 451.8462 | 148.2543 | 451.8462 | 148.2543
815 | 486.9838 | 145.2149 | 486.9838 | 145.2149
816 | 491.486 | 138.6057 | 491.486 | 138.6057
817 | 462.7507 | 132.0615 | 462.7507 | 132.0615
818 | 457.3068 | 126.5687 | 457.3068 | 126.5687
819 | 462.9908 | 111.8721 | 462.9908 | 111.8721
820 | 463.337 | 115.066 | 463.337 | 115.066
821 | 465.1333 | 119.7312 | 465.1333 | 119.7312
822 | 459.7663 | 101.9802 | 459.7663 | 101.9802
823 | 428.1556 | 84.4949 | 428.1556 | 84.4949
824 | 419.0116 | 80.0737 | 419.0116 | 80.0737
825 | 430.559 | 67.2184 | 430.559 | 67.2184
826 | 423.2202 | 40.0939 | 423.2202 | 40.0939
827 | 399.9425 | 23.0868 | 399.9425 | 23.0868
828 | 367.7865 | 14.4946 | 367.7865 | 14.4946
829 | 348.4369 | 11.3007 | 348.4369 | 11.3007
830 | 338.0942 | 24.3428 | 338.0942 | 24.3428
831 | 333.396 | 42.6388 | 333.396 | 42.6388
832 | 327.8928 | 77.3845 | 327.8928 | 77.3845
833 | 321.8883 | 138.6769 | 321.8883 | 138.6769
834 | 326.8909 | 167.3301 | 326.8909 | 167.3301
835 | 347.0217 | 175.5908 | 347.0217 | 175.5908
836 | 388.5505 | 165.566 | 388.5505 | 165.566
837 | 425.7087 | 157.2628 | 425.7087 | 157.2628
838 | 455.6205 | 147.3295 | 455.6205 | 147.3295
839 | 483.1372 | 143.1197 | 483.1372 | 143.1197
840 | 485.5219 | 136.0336 | 485.5219 | 136.0336
841 | 461.0072 | 130.0096 | 461.0072 | 130.0096
842 | 455.9325 | 128.6929 | 455.9325 | 128.6929
843 | 457.8558 | 117.8254 | 457.8558 | 117.8254
844 | 455.8559 | 124.4584 | 455.8559 | 124.4584
845 | 457.7514 | 128.5745 | 457.7514 | 128.5745
846 | 451.4695 | 110.4332 | 451.4695 | 110.4332
847 | 431.2287 | 89.0899 | 431.2287 | 89.0899
848 | 415.9338 | 80.0737 | 415.9338 | 80.0737
849 | 428.0697 | 67.2184 | 428.0697 | 67.2184
850 | 424.1734 | 40.0939 | 424.1734 | 40.0939
851 | 399.3705 | 23.0868 | 399.3705 | 23.0868
852 | 369.9443 | 14.4946 | 369.9443 | 14.4946
853 | 349.4497 | 10.0002 | 349.4497 | 10.0002
854 | 337.0615 | 11.6848 | 337.0615 | 11.6848
855 | 332.5684 | 31.5414 | 332.5684 | 31.5414
856 | 326.52 | 71.0845 | 326.52 | 71.0845
857 | 321.9864 | 135.7436 | 321.9864 | 135.7436
858 | 326.9574 | 168.0526 | 326.9574 | 168.0526
859 | 345.8285 | 179.8101 | 345.8285 | 179.8101
860 | 388.0332 | 172.6608 | 388.0332 | 172.6608
861 | 413.5556 | 167.6666 | 413.5556 | 167.6666
862 | 443.8632 | 160.8834 | 443.8632 | 160.8834
863 | 468.8525 | 158.5231 | 468.8525 | 158.5231
864 | 474.5752 | 152.0295 | 474.5752 | 152.0295
865 | 457.5769 | 143.1155 | 457.5769 | 143.1155
866 | 446.7319 | 131.0048 | 446.7319 | 131.0048
867 | 449.1101 | 114.5308 | 449.1101 | 114.5308
868 | 450.1208 | 115.355 | 450.1208 | 115.355
869 | 450.2701 | 116.1477 | 450.2701 | 116.1477
870 | 445.807 | 95.3911 | 445.807 | 95.3911
871 | 423.1007 | 84.4949 | 423.1007 | 84.4949
872 | 413.7133 | 80.0737 | 413.7133 | 80.0737
873 | 421.6471 | 67.2184 | 421.6471 | 67.2184
874 | 419.6114 | 40.0939 | 419.6114 | 40.0939
875 | 395.0729 | 23.0868 | 395.0729 | 23.0868
876 | 367.0568 | 14.4946 | 367.0568 | 14.4946
877 | 347.3587 | 10.0002 | 347.3587 | 10.0002
878 | 335.3578 | 11.1646 | 335.3578 | 11.1646
879 | 329.7926 | 21.7011 | 329.7926 | 21.7011
880 | 323.9756 | 57.9207 | 323.9756 | 57.9207
881 | 315.2565 | 121.6984 | 315.2565 | 121.6984
882 | 320.3184 | 152.4324 | 320.3184 | 152.4324
883 | 339.6323 | 162.1959 | 339.6323 | 162.1959
884 | 376.1237 | 153.5294 | 376.1237 | 153.5294
885 | 407.465 | 147.4948 | 407.465 | 147.4948
886 | 437.4591 | 139.7723 | 437.4591 | 139.7723
887 | 465.3419 | 136.6173 | 465.3419 | 136.6173
888 | 474.3008 | 129.1411 | 474.3008 | 129.1411
889 | 447.9047 | 122.5536 | 447.9047 | 122.5536
890 | 445.6752 | 118.3757 | 445.6752 | 118.3757
891 | 443.5364 | 104.3727 | 443.5364 | 104.3727
892 | 447.4622 | 110.9623 | 447.4622 | 110.9623
893 | 449.3084 | 119.6734 | 449.3084 | 119.6734
894 | 444.2384 | 106.5029 | 444.2384 | 106.5029
895 | 423.7725 | 91.3296 | 423.7725 | 91.3296
896 | 414.8939 | 81.9377 | 414.8939 | 81.9377
897 | 425.4371 | 67.2184 | 425.4371 | 67.2184
898 | 417.6582 | 40.0939 | 417.6582 | 40.0939
899 | 394.2823 | 23.0868 | 394.2823 | 23.0868
900 | 367.7814 | 18.3093 | 367.7814 | 18.3093
901 | 349.2686 | 19.6815 | 349.2686 | 19.6815
902 | 337.477 | 28.6921 | 337.477 | 28.6921
903 | 332.7397 | 42.133 | 332.7397 | 42.133
904 | 325.6366 | 72.2115 | 325.6366 | 72.2115
905 | 317.8337 | 130.166 | 317.8337 | 130.166
906 | 322.6609 | 156.7818 | 322.6609 | 156.7818
907 | 338.0924 | 163.8431 | 338.0924 | 163.8431
908 | 367.8934 | 152.908 | 367.8934 | 152.908
909 | 392.6311 | 145.8908 | 392.6311 | 145.8908
910 | 422.621 | 137.2003 | 422.621 | 137.2003
911 | 447.3285 | 133.3517 | 447.3285 | 133.3517
912 | 455.5623 | 125.9477 | 455.5623 | 125.9477
913 | 440.5253 | 119.707 | 440.5253 | 119.707
914 | 436.9955 | 120.9333 | 436.9955 | 120.9333
915 | 437.6979 | 114.1551 | 437.6979 | 114.1551
916 | 442.8824 | 126.727 | 442.8824 | 126.727
917 | 442.4777 | 141.5214 | 442.4777 | 141.5214
918 | 437.7211 | 133.6684 | 437.7211 | 133.6684
919 | 420.9998 | 122.0353 | 420.9998 | 122.0353
920 | 410.2522 | 114.7964 | 410.2522 | 114.7964
921 | 420.1171 | 99.0945 | 420.1171 | 99.0945
922 | 416.2411 | 69.9326 | 416.2411 | 69.9326
923 | 393.474 | 53.0266 | 393.474 | 53.0266
924 | 366.4456 | 47.4833 | 366.4456 | 47.4833
925 | 349.4346 | 47.425 | 349.4346 | 47.425
926 | 335.468 | 54.2537 | 335.468 | 54.2537
927 | 330.3835 | 65.6572 | 330.3835 | 65.6572
928 | 325.9581 | 94.1318 | 325.9581 | 94.1318
929 | 317.1074 | 150.5401 | 317.1074 | 150.5401
930 | 318.592 | 176.708 | 318.592 | 176.708
931 | 334.667 | 182.8734 | 334.667 | 182.8734
932 | 358.739 | 170.9847 | 358.739 | 170.9847
933 | 388.7822 | 162.1468 | 388.7822 | 162.1468
934 | 414.8112 | 154.1065 | 414.8112 | 154.1065
935 | 442.1135 | 150.8214 | 442.1135 | 150.8214
936 | 449.8509 | 141.7702 | 449.8509 | 141.7702
937 | 435.9194 | 133.7088 | 435.9194 | 133.7088
938 | 433.4253 | 130.1234 | 433.4253 | 130.1234
939 | 431.3595 | 120.1373 | 431.3595 | 120.1373
940 | 436.1216 | 129.299 | 436.1216 | 129.299
941 | 441.1285 | 140.64 | 441.1285 | 140.64
942 | 436.0987 | 126.5736 | 436.0987 | 126.5736
943 | 418.2316 | 109.6952 | 418.2316 | 109.6952
944 | 414.1291 | 101.3004 | 414.1291 | 101.3004
945 | 424.5502 | 88.0549 | 424.5502 | 88.0549
946 | 417.1229 | 61.0604 | 417.1229 | 61.0604
947 | 392.1358 | 44.588 | 392.1358 | 44.588
948 | 366.741 | 38.4378 | 366.741 | 38.4378
949 | 347.75 | 40.6336 | 347.75 | 40.6336
950 | 338.6046 | 49.0951 | 338.6046 | 49.0951
951 | 332.9975 | 60.3253 | 332.9975 | 60.3253
952 | 328.5498 | 84.4216 | 328.5498 | 84.4216
953 | 323.1721 | 139.8473 | 323.1721 | 139.8473
954 | 324.5957 | 165.6539 | 324.5957 | 165.6539
955 | 341.0015 | 172.0217 | 341.0015 | 172.0217
956 | 371.1559 | 160.2052 | 371.1559 | 160.2052
957 | 404.3025 | 152.4799 | 404.3025 | 152.4799
958 | 431.2285 | 143.2258 | 431.2285 | 143.2258
959 | 460.3045 | 138.0334 | 460.3045 | 138.0334
960 | 465.0718 | 129.2567 | 465.0718 | 129.2567
961 | 448.6815 | 122.2068 | 448.6815 | 122.2068
962 | 445.2967 | 121.5836 | 445.2967 | 121.5836
963 | 447.1925 | 111.034 | 447.1925 | 111.034
964 | 452.9435 | 116.4243 | 452.9435 | 116.4243
965 | 457.8736 | 124.2106 | 457.8736 | 124.2106
966 | 449.0017 | 110.3466 | 449.0017 | 110.3466
967 | 428.2469 | 94.6819 | 428.2469 | 94.6819
968 | 420.9897 | 89.4227 | 420.9897 | 89.4227
969 | 428.0473 | 80.1509 | 428.0473 | 80.1509
970 | 423.2002 | 55.714 | 423.2002 | 55.714
971 | 397.7483 | 40.0219 | 397.7483 | 40.0219
972 | 368.638 | 33.2937 | 368.638 | 33.2937
973 | 349.0069 | 32.4695 | 349.0069 | 32.4695
974 | 336.5397 | 38.5324 | 336.5397 | 38.5324
975 | 330.6482 | 49.8926 | 330.6482 | 49.8926
976 | 328.0439 | 77.3845 | 328.0439 | 77.3845
977 | 320.973 | 132.6658 | 320.973 | 132.6658
978 | 325.0669 | 158.1834 | 325.0669 | 158.1834
979 | 345.0747 | 165.0136 | 345.0747 | 165.0136
980 | 387.2147 | 154.1218 | 387.2147 | 154.1218
981 | 421.2233 | 146.122 | 421.2233 | 146.122
982 | 449.5977 | 137.7927 | 449.5977 | 137.7927
983 | 478.9315 | 134.9411 | 478.9315 | 134.9411
984 | 488.7731 | 128.3175 | 488.7731 | 128.3175
985 | 461.4589 | 123.3772 | 461.4589 | 123.3772
986 | 455.0734 | 121.0923 | 455.0734 | 121.0923
987 | 459.642 | 110.7161 | 459.642 | 110.7161
988 | 457.1656 | 120.7014 | 457.1656 | 120.7014
989 | 459.4195 | 133.2706 | 459.4195 | 133.2706
990 | 452.2421 | 123.2646 | 452.2421 | 123.2646
991 | 427.3262 | 110.1142 | 427.3262 | 110.1142
992 | 416.296 | 100.5057 | 416.296 | 100.5057
993 | 432.3917 | 83.2431 | 432.3917 | 83.2431
994 | 424.6849 | 53.2431 | 424.6849 | 53.2431
995 | 396.66 | 35.1957 | 396.66 | 35.1957
996 | 367.7368 | 27.9762 | 367.7368 | 27.9762
997 | 348.041 | 26.3428 | 348.041 | 26.3428
998 | 334.9962 | 32.5213 | 334.9962 | 32.5213
999 | 329.6605 | 46.0489 | 329.6605 | 46.0489
1000 | 327.7325 | 80.6502 | 327.7325 | 80.6502
1001 | 322.1212 | 139.8618 | 322.1212 | 139.8618
1002 | 326.9766 | 167.3879 | 326.9766 | 167.3879
1003 | 350.2222 | 174.8249 | 350.2222 | 174.8249
1004 | 390.2751 | 164.4534 | 390.2751 | 164.4534
1005 | 425.0698 | 157.9708 | 425.0698 | 157.9708
1006 | 448.1569 | 151.072 | 448.1569 | 151.072
1007 | 477.9617 | 149.0585 | 477.9617 | 149.0585
1008 | 486.2878 | 142.7239 | 486.2878 | 142.7239
1009 | 462.2839 | 136.1219 | 462.2839 | 136.1219
1010 | 460.1357 | 127.0456 | 460.1357 | 127.0456
1011 | 460.9587 | 108.8087 | 460.9587 | 108.8087
1012 | 466.6893 | 104.5033 | 466.6893 | 104.5033
1013 | 467.786 | 104.8625 | 467.786 | 104.8625
1014 | 461.6018 | 92.9346 | 461.6018 | 92.9346
1015 | 440.2341 | 84.4949 | 440.2341 | 84.4949
1016 | 433.0614 | 80.0737 | 433.0614 | 80.0737
1017 | 438.6053 | 67.2184 | 438.6053 | 67.2184
1018 | 424.9277 | 40.0939 | 424.9277 | 40.0939
1019 | 397.902 | 23.0868 | 397.902 | 23.0868
1020 | 370.8495 | 14.4946 | 370.8495 | 14.4946
1021 | 351.5395 | 10.0002 | 351.5395 | 10.0002
1022 | 339.2595 | 11.1646 | 339.2595 | 11.1646
1023 | 332.3972 | 19.6059 | 332.3972 | 19.6059
1024 | 330.679 | 54.6407 | 330.679 | 54.6407
1025 | 331.0784 | 118.4184 | 331.0784 | 118.4184
1026 | 332.7114 | 151.262 | 332.7114 | 151.262
1027 | 350.7054 | 163.4241 | 350.7054 | 163.4241
1028 | 389.22 | 156.0003 | 389.22 | 156.0003
1029 | 427.0467 | 149.72 | 427.0467 | 149.72
1030 | 462.2352 | 144.0928 | 462.2352 | 144.0928
1031 | 495.0625 | 141.9492 | 495.0625 | 141.9492
1032 | 496.0638 | 135.2678 | 496.0638 | 135.2678
1033 | 473.6321 | 128.5357 | 473.6321 | 128.5357
1034 | 469.6322 | 121.2801 | 469.6322 | 121.2801
1035 | 472.3953 | 103.549 | 472.3953 | 103.549
1036 | 469.8341 | 103.2028 | 469.8341 | 103.2028
1037 | 469.343 | 107.6657 | 469.343 | 107.6657
1038 | 460.3665 | 92.9346 | 460.3665 | 92.9346
1039 | 435.3633 | 84.4949 | 435.3633 | 84.4949
1040 | 425.3881 | 80.0737 | 425.3881 | 80.0737
1041 | 436.5656 | 67.2184 | 436.5656 | 67.2184
1042 | 424.453 | 40.0939 | 424.453 | 40.0939
1043 | 397.4242 | 23.0868 | 397.4242 | 23.0868
1044 | 371.8747 | 14.4946 | 371.8747 | 14.4946
1045 | 351.1129 | 12.0521 | 351.1129 | 12.0521
1046 | 340.2552 | 24.6028 | 340.2552 | 24.6028
1047 | 333.5135 | 42.9856 | 333.5135 | 42.9856
1048 | 330.7083 | 76.5898 | 330.7083 | 76.5898
1049 | 325.3286 | 136.6395 | 325.3286 | 136.6395
1050 | 327.6938 | 164.4835 | 327.6938 | 164.4835
1051 | 346.5095 | 171.1402 | 346.5095 | 171.1402
1052 | 381.0869 | 158.5579 | 381.0869 | 158.5579
1053 | 416.6724 | 149.7345 | 416.6724 | 149.7345
1054 | 445.3401 | 142.879 | 445.3401 | 142.879
1055 | 470.732 | 141.2268 | 470.732 | 141.2268
1056 | 477.9038 | 135.4123 | 477.9038 | 135.4123
1057 | 458.4866 | 126.2382 | 458.4866 | 126.2382
1058 | 450.6916 | 122.7251 | 450.6916 | 122.7251
1059 | 451.9391 | 109.7624 | 451.9391 | 109.7624
1060 | 455.0488 | 115.0805 | 455.0488 | 115.0805
1061 | 455.8984 | 122.5778 | 455.8984 | 122.5778
1062 | 451.6917 | 108.6993 | 451.6917 | 108.6993
1063 | 434.2852 | 95.5345 | 434.2852 | 95.5345
1064 | 426.2654 | 89.0904 | 426.2654 | 89.0904
1065 | 435.2187 | 75.3969 | 435.2187 | 75.3969
1066 | 429.9235 | 49.6451 | 429.9235 | 49.6451
1067 | 398.6988 | 36.9441 | 398.6988 | 36.9441
1068 | 374.9114 | 34.6231 | 374.9114 | 34.6231
1069 | 355.0789 | 37.4113 | 355.0789 | 37.4113
1070 | 341.7234 | 46.2052 | 341.7234 | 46.2052
1071 | 335.0349 | 56.9296 | 335.0349 | 56.9296
1072 | 331.9199 | 82.1674 | 331.9199 | 82.1674
1073 | 325.8517 | 137.8821 | 325.8517 | 137.8821
1074 | 326.9765 | 163.053 | 326.9765 | 163.053
1075 | 343.3054 | 168.4092 | 343.3054 | 168.4092
1076 | 373.9953 | 156.1448 | 373.9953 | 156.1448
1077 | 405.0024 | 147.9716 | 405.0024 | 147.9716
1078 | 432.7404 | 140.2925 | 432.7404 | 140.2925
1079 | 457.3031 | 137.2097 | 457.3031 | 137.2097
1080 | 464.1169 | 131.0774 | 464.1169 | 131.0774
1081 | 448.828 | 123.7529 | 448.828 | 123.7529
1082 | 444.8678 | 121.3524 | 444.8678 | 121.3524
1083 | 442.0607 | 111.9443 | 442.0607 | 111.9443
1084 | 448.3062 | 118.9241 | 448.3062 | 118.9241
1085 | 453.0175 | 126.5515 | 453.0175 | 126.5515
1086 | 443.9601 | 111.806 | 443.9601 | 111.806
1087 | 431.1361 | 95.3466 | 431.1361 | 95.3466
1088 | 427.9261 | 86.7784 | 427.9261 | 86.7784
1089 | 435.8783 | 72.9405 | 435.8783 | 72.9405
1090 | 420.2391 | 45.0501 | 420.2391 | 45.0501
1091 | 392.7813 | 28.5343 | 392.7813 | 28.5343
1092 | 368.4488 | 23.6991 | 368.4488 | 23.6991
1093 | 348.7019 | 24.3488 | 348.7019 | 24.3488
1094 | 338.28 | 32.897 | 338.28 | 32.897
1095 | 332.9576 | 47.4361 | 332.9576 | 47.4361
1096 | 331.9335 | 77.0088 | 331.9335 | 77.0088
1097 | 328.8406 | 132.9981 | 328.8406 | 132.9981
1098 | 328.1599 | 159.0359 | 328.1599 | 159.0359
1099 | 344.74 | 165.6782 | 344.74 | 165.6782
1100 | 377.2489 | 153.7606 | 377.2489 | 153.7606
1101 | 404.9567 | 143.7089 | 404.9567 | 143.7089
1102 | 435.4367 | 134.5993 | 435.4367 | 134.5993
1103 | 466.6906 | 129.4502 | 466.6906 | 129.4502
1104 | 474.7895 | 121.3383 | 474.7895 | 121.3383
1105 | 456.8877 | 115.3865 | 456.8877 | 115.3865
1106 | 450.9199 | 117.7833 | 450.9199 | 117.7833
1107 | 452.0589 | 109.3434 | 452.0589 | 109.3434
1108 | 460.1466 | 117.6526 | 460.1466 | 117.6526
1109 | 468.0436 | 125.0921 | 468.0436 | 125.0921
1110 | 458.0567 | 106.8353 | 458.0567 | 106.8353
1111 | 442.7553 | 88.6853 | 442.7553 | 88.6853
1112 | 439.6209 | 80.0737 | 439.6209 | 80.0737
1113 | 442.8862 | 67.2184 | 442.8862 | 67.2184
1114 | 425.9778 | 40.0939 | 425.9778 | 40.0939
1115 | 400.4066 | 23.0868 | 400.4066 | 23.0868
1116 | 374.3168 | 21.8784 | 374.3168 | 21.8784
1117 | 352.6723 | 27.5566 | 352.6723 | 27.5566
1118 | 341.2641 | 38.9081 | 341.2641 | 38.9081
1119 | 337.2125 | 50.066 | 337.2125 | 50.066
1120 | 335.3054 | 73.8588 | 335.3054 | 73.8588
1121 | 332.2205 | 129.588 | 332.2205 | 129.588
1122 | 334.3676 | 155.1201 | 334.3676 | 155.1201
1123 | 354.064 | 161.4156 | 354.064 | 161.4156
1124 | 389.6203 | 150.5527 | 389.6203 | 150.5527
1125 | 423.1356 | 144.6048 | 423.1356 | 144.6048
1126 | 450.2651 | 138.6019 | 450.2651 | 138.6019
1127 | 484.7267 | 137.1375 | 484.7267 | 137.1375
1128 | 483.9855 | 133.924 | 483.9855 | 133.924
1129 | 463.2845 | 133.4198 | 463.2845 | 133.4198
1130 | 457.4493 | 142.4924 | 457.4493 | 142.4924
1131 | 459.2488 | 139.9479 | 459.2488 | 139.9479
1132 | 459.0775 | 151.147 | 459.0775 | 151.147
1133 | 470.6547 | 160.1182 | 470.6547 | 160.1182
1134 | 462.1355 | 148.7395 | 462.1355 | 148.7395
1135 | 441.7057 | 136.2538 | 441.7057 | 136.2538
1136 | 438.5946 | 129.2173 | 438.5946 | 129.2173
1137 | 445.5223 | 114.0933 | 445.5223 | 114.0933
1138 | 427.293 | 84.9458 | 427.293 | 84.9458
1139 | 396.6638 | 68.1121 | 396.6638 | 68.1121
1140 | 370.9504 | 61.8753 | 370.9504 | 61.8753
1141 | 351.2099 | 62.2504 | 351.2099 | 62.2504
1142 | 339.7863 | 72.8361 | 339.7863 | 72.8361
1143 | 333.5476 | 96.9987 | 333.5476 | 96.9987
1144 | 333.983 | 129.9816 | 333.983 | 129.9816
1145 | 330.3598 | 185.0316 | 330.3598 | 185.0316
1146 | 333.679 | 210.9827 | 333.679 | 210.9827
1147 | 360.9937 | 217.1337 | 360.9937 | 217.1337
1148 | 403.2648 | 204.9271 | 403.2648 | 204.9271
1149 | 439.4675 | 192.5201 | 439.4675 | 192.5201
1150 | 466.4807 | 176.3735 | 466.4807 | 176.3735
1151 | 499.2458 | 168.32 | 499.2458 | 168.32
1152 | 502.5059 | 165.4244 | 502.5059 | 165.4244
1153 | 471.9132 | 168.6193 | 471.9132 | 168.6193
1154 | 465.3784 | 172.9668 | 465.3784 | 172.9668
1155 | 469.6337 | 152.5625 | 469.6337 | 152.5625
1156 | 467.0776 | 155.6842 | 467.0776 | 155.6842
1157 | 474.2189 | 165.4791 | 474.2189 | 165.4791
1158 | 471.6736 | 154.9095 | 471.6736 | 154.9095
1159 | 446.7313 | 144.9236 | 446.7313 | 144.9236
1160 | 439.8286 | 145.6033 | 439.8286 | 145.6033
1161 | 451.315 | 144.5823 | 451.315 | 144.5823
1162 | 432.3082 | 131.0405 | 432.3082 | 131.0405
1163 | 402.059 | 124.4083 | 402.059 | 124.4083
1164 | 374.7214 | 118.865 | 374.7214 | 118.865
1165 | 353.7225 | 108.3162 | 353.7225 | 108.3162
1166 | 341.5323 | 95.8256 | 341.5323 | 95.8256
1167 | 336.9923 | 83.4737 | 336.9923 | 83.4737
1168 | 336.6556 | 88.1785 | 336.6556 | 88.1785
1169 | 332.85 | 133.2871 | 332.85 | 133.2871
1170 | 333.7027 | 152.6925 | 333.7027 | 152.6925
1171 | 362.5257 | 155.1299 | 362.5257 | 155.1299
1172 | 409.2367 | 140.8281 | 409.2367 | 140.8281
1173 | 440.4785 | 129.6638 | 440.4785 | 129.6638
1174 | 467.9487 | 120.3808 | 467.9487 | 120.3808
1175 | 509.8868 | 116.8212 | 509.8868 | 116.8212
1176 | 509.1431 | 110.342 | 509.1431 | 110.342
1177 | 477.8814 | 105.4306 | 477.8814 | 105.4306
1178 | 469.3684 | 108.521 | 469.3684 | 108.521
1179 | 474.6351 | 102.8121 | 474.6351 | 102.8121
1180 | 476.0367 | 116.4099 | 476.0367 | 116.4099
1181 | 487.1432 | 133.0539 | 487.1432 | 133.0539
1182 | 482.9279 | 130.4172 | 482.9279 | 130.4172
1183 | 460.9958 | 123.1623 | 460.9958 | 123.1623
1184 | 458.306 | 118.3222 | 458.306 | 118.3222
1185 | 455.5345 | 102.7647 | 455.5345 | 102.7647
1186 | 434.6547 | 73.4005 | 434.6547 | 73.4005
1187 | 405.7796 | 55.4397 | 405.7796 | 55.4397
1188 | 375.9988 | 47.9024 | 375.9988 | 47.9024
1189 | 358.3047 | 44.0871 | 358.3047 | 44.0871
1190 | 346.5733 | 46.6531 | 346.5733 | 46.6531
1191 | 339.1126 | 53.057 | 339.1126 | 53.057
1192 | 338.5812 | 74.798 | 338.5812 | 74.798
1193 | 340.7118 | 132.7525 | 340.7118 | 132.7525
1194 | 340.8778 | 166.911 | 340.8778 | 166.911
1195 | 370.3415 | 186.1969 | 370.3415 | 186.1969
1196 | 415.7894 | 182.2988 | 415.7894 | 182.2988
1197 | 449.9114 | 174.5158 | 449.9114 | 174.5158
1198 | 476.4326 | 161.8226 | 476.4326 | 161.8226
1199 | 511.4155 | 154.1015 | 511.4155 | 154.1015
1200 | 511.1985 | 143.114 | 511.1985 | 143.114
1201 | 479.2341 | 137.8992 | 479.2341 | 137.8992
1202 | 473.6838 | 142.868 | 473.6838 | 142.868
1203 | 480.556 | 138.1562 | 480.556 | 138.1562
1204 | 481.312 | 149.8755 | 481.312 | 149.8755
1205 | 489.2878 | 157.4884 | 489.2878 | 157.4884
1206 | 480.7546 | 139.6651 | 480.7546 | 139.6651
1207 | 456.8704 | 124.5351 | 456.8704 | 124.5351
1208 | 451.0404 | 116.646 | 451.0404 | 116.646
1209 | 454.4526 | 102.9815 | 454.4526 | 102.9815
1210 | 436.3476 | 79.1659 | 436.3476 | 79.1659
1211 | 409.0621 | 68.43 | 409.0621 | 68.43
1212 | 379.7981 | 67.5251 | 379.7981 | 67.5251
1213 | 358.6489 | 69.273 | 358.6489 | 69.273
1214 | 346.7177 | 77.0698 | 346.7177 | 77.0698
1215 | 341.6825 | 87.8231 | 341.6825 | 87.8231
1216 | 342.1594 | 111.3992 | 342.1594 | 111.3992
1217 | 343.1292 | 166.4348 | 343.1292 | 166.4348
1218 | 342.3174 | 192.1981 | 342.3174 | 192.1981
1219 | 364.6343 | 199.5773 | 364.6343 | 199.5773
1220 | 404.2191 | 190.0439 | 404.2191 | 190.0439
1221 | 436.3229 | 184.8329 | 436.3229 | 184.8329
1222 | 458.2516 | 180.2027 | 458.2516 | 180.2027
1223 | 496.5598 | 176.9898 | 496.5598 | 176.9898
1224 | 500.651 | 167.4907 | 500.651 | 167.4907
1225 | 475.6573 | 160.6575 | 475.6573 | 160.6575
1226 | 470.585 | 156.0029 | 470.585 | 156.0029
1227 | 473.4989 | 146.1758 | 473.4989 | 146.1758
1228 | 477.5368 | 161.2618 | 477.5368 | 161.2618
1229 | 480.6243 | 175.276 | 480.6243 | 175.276
1230 | 476.3502 | 170.9198 | 476.3502 | 170.9198
1231 | 453.9314 | 170.5719 | 453.9314 | 170.5719
1232 | 449.5443 | 168.954 | 449.5443 | 168.954
1233 | 451.5449 | 155.7086 | 451.5449 | 155.7086
1234 | 433.484 | 126.9223 | 433.484 | 126.9223
1235 | 403.1099 | 106.8952 | 403.1099 | 106.8952
1236 | 379.4276 | 96.6124 | 379.4276 | 96.6124
1237 | 360.9628 | 90.7309 | 360.9628 | 90.7309
1238 | 349.8571 | 88.8753 | 349.8571 | 88.8753
1239 | 344.0657 | 88.8635 | 344.0657 | 88.8635
1240 | 344.0281 | 102.9895 | 344.0281 | 102.9895
1241 | 342.0554 | 151.1759 | 342.0554 | 151.1759
1242 | 337.8534 | 171.6361 | 337.8534 | 171.6361
1243 | 355.6546 | 175.5619 | 355.6546 | 175.5619
1244 | 390.1238 | 163.5141 | 390.1238 | 163.5141
1245 | 422.9797 | 155.4566 | 422.9797 | 155.4566
1246 | 447.7283 | 146.3903 | 447.7283 | 146.3903
1247 | 483.5436 | 141.8047 | 483.5436 | 141.8047
1248 | 477.8806 | 134.0396 | 477.8806 | 134.0396
1249 | 458.194 | 128.7525 | 458.194 | 128.7525
1250 | 455.3814 | 132.8688 | 455.3814 | 132.8688
1251 | 451.4324 | 124.7034 | 451.4324 | 124.7034
1252 | 457.1074 | 133.923 | 457.1074 | 133.923
1253 | 463.9675 | 145.2061 | 463.9675 | 145.2061
1254 | 454.5506 | 133.7262 | 454.5506 | 133.7262
1255 | 440.9018 | 122.1798 | 440.9018 | 122.1798
1256 | 446.1439 | 116.1114 | 446.1439 | 116.1114
1257 | 443.9008 | 103.3283 | 443.9008 | 103.3283
1258 | 426.2263 | 74.4842 | 426.2263 | 74.4842
1259 | 398.8857 | 58.3297 | 398.8857 | 58.3297
1260 | 374.0186 | 53.191 | 374.0186 | 53.191
1261 | 354.7859 | 55.2712 | 354.7859 | 55.2712
1262 | 345.4079 | 66.088 | 345.4079 | 66.088
1263 | 339.7104 | 78.7776 | 339.7104 | 78.7776
1264 | 341.232 | 101.4578 | 341.232 | 101.4578
1265 | 339.7777 | 155.3085 | 339.7777 | 155.3085
1266 | 336.0699 | 179.0199 | 336.0699 | 179.0199
1267 | 350.0652 | 183.4514 | 350.0652 | 183.4514
1268 | 386.4611 | 170.2333 | 386.4611 | 170.2333
1269 | 417.9707 | 161.2653 | 417.9707 | 161.2653
1270 | 444.1923 | 151.9679 | 444.1923 | 151.9679
1271 | 483.0798 | 147.758 | 483.0798 | 147.758
1272 | 481.468 | 140.3252 | 481.468 | 140.3252
1273 | 461.491 | 134.0555 | 461.491 | 134.0555
1274 | 451.8514 | 136.0189 | 451.8514 | 136.0189
1275 | 452.5956 | 127.3477 | 452.5956 | 127.3477
1276 | 456.5023 | 136.8273 | 456.5023 | 136.8273
1277 | 463.361 | 147.1424 | 463.361 | 147.1424
1278 | 454.0816 | 134.7955 | 454.0816 | 134.7955
1279 | 437.4491 | 119.0297 | 437.4491 | 119.0297
1280 | 440.8038 | 109.5512 | 440.8038 | 109.5512
1281 | 446.4823 | 93.3291 | 446.4823 | 93.3291
1282 | 426.6494 | 66.5513 | 426.6494 | 66.5513
1283 | 393.2969 | 53.7202 | 393.2969 | 53.7202
1284 | 368.3011 | 50.9802 | 368.3011 | 50.9802
1285 | 349.0041 | 53.176 | 349.0041 | 53.176
1286 | 338.8106 | 63.1114 | 338.8106 | 63.1114
1287 | 333.7481 | 82.4478 | 333.7481 | 82.4478
1288 | 335.403 | 116.6878 | 335.403 | 116.6878
1289 | 335.3174 | 174.6134 | 335.3174 | 174.6134
1290 | 334.8195 | 202.0672 | 334.8195 | 202.0672
1291 | 355.7703 | 210.6025 | 355.7703 | 210.6025
1292 | 395.1069 | 200.4332 | 395.1069 | 200.4332
1293 | 429.3572 | 192.5779 | 429.3572 | 192.5779
1294 | 456.8341 | 186.5317 | 456.8341 | 186.5317
1295 | 494.1755 | 184.0702 | 494.1755 | 184.0702
1296 | 495.4646 | 176.6952 | 495.4646 | 176.6952
1297 | 467.6726 | 170.3388 | 467.6726 | 170.3388
1298 | 457.932 | 162.9821 | 457.932 | 162.9821
1299 | 460.6968 | 140.8871 | 460.6968 | 140.8871
1300 | 461.427 | 147.6646 | 461.427 | 147.6646
1301 | 475.2375 | 157.5606 | 475.2375 | 157.5606
1302 | 467.9752 | 148.9129 | 467.9752 | 148.9129
1303 | 453.3326 | 139.2594 | 453.3326 | 139.2594
1304 | 454.9963 | 133.9279 | 454.9963 | 133.9279
1305 | 451.5629 | 120.5813 | 451.5629 | 120.5813
1306 | 428.7192 | 91.6794 | 428.7192 | 91.6794
1307 | 396.44 | 73.4441 | 396.44 | 73.4441
1308 | 368.4361 | 64.8952 | 368.4361 | 64.8952
1309 | 349.6864 | 61.8025 | 349.6864 | 61.8025
1310 | 339.1919 | 66.8394 | 339.1919 | 66.8394
1311 | 335.086 | 81.0606 | 335.086 | 81.0606
1312 | 336.9743 | 107.5267 | 336.9743 | 107.5267
1313 | 336.7604 | 162.0421 | 336.7604 | 162.0421
1314 | 340.2173 | 188.5134 | 340.2173 | 188.5134
1315 | 368.7138 | 194.2887 | 368.7138 | 194.2887
1316 | 420.9598 | 181.8509 | 420.9598 | 181.8509
1317 | 455.2145 | 171.857 | 455.2145 | 171.857
1318 | 484.5337 | 161.8949 | 484.5337 | 161.8949
1319 | 529.2291 | 156.7891 | 529.2291 | 156.7891
1320 | 519.7719 | 146.423 | 519.7719 | 146.423
1321 | 482.953 | 139.1274 | 482.953 | 139.1274
1322 | 481.3274 | 141.8421 | 481.3274 | 141.8421
1323 | 482.3912 | 134.746 | 482.3912 | 134.746
1324 | 480.8553 | 146.4364 | 480.8553 | 146.4364
1325 | 492.9531 | 159.2368 | 492.9531 | 159.2368
1326 | 484.1468 | 148.9418 | 484.1468 | 148.9418
1327 | 460.5557 | 135.4591 | 460.5557 | 135.4591
1328 | 470.4718 | 124.8101 | 470.4718 | 124.8101
1329 | 465.3374 | 103.5161 | 465.3374 | 103.5161
1330 | 438.4288 | 67.9096 | 438.4288 | 67.9096
1331 | 401.7402 | 47.319 | 401.7402 | 47.319
1332 | 372.1019 | 43.5819 | 372.1019 | 43.5819
1333 | 351.8513 | 44.8674 | 351.8513 | 44.8674
1334 | 342.4709 | 51.1326 | 342.4709 | 51.1326
1335 | 336.8395 | 59.6028 | 336.8395 | 59.6028
1336 | 339.0963 | 83.6413 | 339.0963 | 83.6413
1337 | 339.811 | 141.2634 | 339.811 | 141.2634
1338 | 342.8491 | 168.5439 | 342.8491 | 168.5439
1339 | 370.3237 | 176.9635 | 370.3237 | 176.9635
1340 | 423.826 | 167.2566 | 423.826 | 167.2566
1341 | 456.1903 | 162.956 | 456.1903 | 162.956
1342 | 483.8412 | 160.4499 | 483.8412 | 160.4499
1343 | 521.4351 | 165.8347 | 521.4351 | 165.8347
1344 | 512.8821 | 165.829 | 512.8821 | 165.829
1345 | 481.2318 | 163.5764 | 481.2318 | 163.5764
1346 | 473.9864 | 161.6527 | 473.9864 | 161.6527
1347 | 475.181 | 149.7882 | 475.181 | 149.7882
1348 | 478.3206 | 158.473 | 478.3206 | 158.473
1349 | 484.9699 | 166.505 | 484.9699 | 166.505
1350 | 479.6987 | 148.3927 | 479.6987 | 148.3927
1351 | 457.9188 | 126.8037 | 457.9188 | 126.8037
1352 | 463.5188 | 113.6694 | 463.5188 | 113.6694
1353 | 464.8586 | 98.2709 | 464.8586 | 98.2709
1354 | 437.9927 | 70.7562 | 437.9927 | 70.7562
1355 | 404.2933 | 51.9429 | 404.2933 | 51.9429
1356 | 378.6885 | 45.9805 | 378.6885 | 45.9805
1357 | 358.7759 | 47.4972 | 358.7759 | 47.4972
1358 | 347.3402 | 58.0251 | 347.3402 | 58.0251
1359 | 343.7106 | 76.509 | 343.7106 | 76.509
1360 | 343.9552 | 105.7927 | 343.9552 | 105.7927
1361 | 346.9271 | 166.7094 | 346.9271 | 166.7094
1362 | 348.2268 | 195.8394 | 348.2268 | 195.8394
1363 | 377.7177 | 203.5654 | 377.7177 | 203.5654
1364 | 429.209 | 195.6359 | 429.209 | 195.6359
1365 | 454.4498 | 191.0751 | 454.4498 | 191.0751
1366 | 475.907 | 184.003 | 475.907 | 184.003
1367 | 513.1302 | 182.6686 | 513.1302 | 182.6686
1368 | 502.9212 | 176.4062 | 502.9212 | 176.4062
1369 | 474.6576 | 172.2173 | 474.6576 | 172.2173
1370 | 472.458 | 169.1088 | 472.458 | 169.1088
1371 | 477.187 | 147.8808 | 477.187 | 147.8808
1372 | 476.4375 | 151.3204 | 476.4375 | 151.3204
1373 | 483.0733 | 157.9219 | 483.0733 | 157.9219
1374 | 475.6272 | 141.3557 | 475.6272 | 141.3557
1375 | 460.0784 | 121.7029 | 460.0784 | 121.7029
1376 | 468.559 | 108.6698 | 468.559 | 108.6698
1377 | 464.3866 | 91.3783 | 464.3866 | 91.3783
1378 | 440.8609 | 63.4302 | 440.8609 | 63.4302
1379 | 406.7738 | 48.316 | 406.7738 | 48.316
1380 | 379.8437 | 44.42 | 379.8437 | 44.42
1381 | 359.7166 | 48.6966 | 359.7166 | 48.6966
1382 | 349.0428 | 64.1084 | 349.0428 | 64.1084
1383 | 345.092 | 84.3118 | 345.092 | 84.3118
1384 | 346.0257 | 113.4655 | 346.0257 | 113.4655
1385 | 348.6797 | 171.4489 | 348.6797 | 171.4489
1386 | 348.6463 | 200.8968 | 348.6463 | 200.8968
1387 | 369.8172 | 209.3598 | 369.8172 | 209.3598
1388 | 414.1983 | 200.5922 | 414.1983 | 200.5922
1389 | 444.1409 | 193.127 | 444.1409 | 193.127
1390 | 467.9721 | 182.7025 | 467.9721 | 182.7025
1391 | 506.6799 | 179.7208 | 506.6799 | 179.7208
1392 | 500.2827 | 173.8486 | 500.2827 | 173.8486
1393 | 476.2567 | 164.3277 | 476.2567 | 164.3277
1394 | 475.8664 | 162.5919 | 475.8664 | 162.5919
1395 | 478.823 | 146.3636 | 478.823 | 146.3636
1396 | 485.7249 | 144.3412 | 485.7249 | 144.3412
1397 | 494.5612 | 142.8508 | 494.5612 | 142.8508
1398 | 487.7126 | 123.1635 | 487.7126 | 123.1635
1399 | 463.0816 | 104.3343 | 463.0816 | 104.3343
1400 | 462.4183 | 93.223 | 462.4183 | 93.223
1401 | 457.0848 | 76.7119 | 457.0848 | 76.7119
1402 | 436.9776 | 48.0268 | 436.9776 | 48.0268
1403 | 406.4307 | 32.5514 | 406.4307 | 32.5514
1404 | 380.8521 | 28.8432 | 380.8521 | 28.8432
1405 | 362.6419 | 33.2498 | 362.6419 | 33.2498
1406 | 352.0738 | 49.5864 | 352.0738 | 49.5864
1407 | 346.2308 | 75.7576 | 346.2308 | 75.7576
1408 | 346.1071 | 106.1106 | 346.1071 | 106.1106
1409 | 352.0937 | 165.4956 | 352.0937 | 165.4956
1410 | 348.129 | 197.7757 | 348.129 | 197.7757
1411 | 363.6593 | 209.6777 | 363.6593 | 209.6777
1412 | 397.2231 | 200.8667 | 397.2231 | 200.8667
1413 | 430.3575 | 192.4768 | 430.3575 | 192.4768
1414 | 458.5739 | 180.0004 | 458.5739 | 180.0004
1415 | 493.7641 | 171.4411 | 493.7641 | 171.4411
1416 | 485.3024 | 160.656 | 485.3024 | 160.656
1417 | 462.9729 | 152.8691 | 462.9729 | 152.8691
1418 | 454.8448 | 156.0895 | 454.8448 | 156.0895
1419 | 458.5402 | 143.3147 | 458.5402 | 143.3147
1420 | 461.1491 | 147.419 | 461.1491 | 147.419
1421 | 470.2264 | 149.0353 | 470.2264 | 149.0353
1422 | 460.8006 | 128.9578 | 460.8006 | 128.9578
1423 | 448.3151 | 113.9579 | 448.3151 | 113.9579
1424 | 454.3076 | 107.0369 | 454.3076 | 107.0369
1425 | 452.2991 | 94.2827 | 452.2991 | 94.2827
1426 | 433.0981 | 68.213 | 433.0981 | 68.213
1427 | 405.4899 | 53.7347 | 405.4899 | 53.7347
1428 | 380.8366 | 49.1739 | 380.8366 | 49.1739
1429 | 364.4765 | 49.5202 | 364.4765 | 49.5202
1430 | 354.5272 | 61.3052 | 354.5272 | 61.3052
1431 | 348.4642 | 86.3203 | 348.4642 | 86.3203
1432 | 349.5238 | 112.9164 | 349.5238 | 112.9164
1433 | 351.3643 | 167.8509 | 351.3643 | 167.8509
1434 | 346.1129 | 194.1921 | 346.1129 | 194.1921
1435 | 361.4815 | 201.3691 | 361.4815 | 201.3691
1436 | 392.7406 | 189.567 | 392.7406 | 189.567
1437 | 422.8059 | 178.9663 | 422.8059 | 178.9663
1438 | 454.9515 | 169.0619 | 454.9515 | 169.0619
1439 | 491.4746 | 163.2192 | 491.4746 | 163.2192
1440 | 484.3049 | 153.3589 | 484.3049 | 153.3589
1441 | 460.5442 | 143.838 | 460.5442 | 143.838
1442 | 458.0111 | 141.9433 | 458.0111 | 141.9433
1443 | 460.4215 | 127.6078 | 460.4215 | 127.6078
1444 | 460.6225 | 133.5184 | 460.6225 | 133.5184
1445 | 468.4495 | 137.0131 | 468.4495 | 137.0131
1446 | 461.549 | 114.9416 | 461.549 | 114.9416
1447 | 451.7442 | 92.5 | 451.7442 | 92.5
1448 | 461.1188 | 80.0737 | 461.1188 | 80.0737
1449 | 457.7093 | 67.2184 | 457.7093 | 67.2184
1450 | 433.5193 | 40.0939 | 433.5193 | 40.0939
1451 | 407.0201 | 23.0868 | 407.0201 | 23.0868
1452 | 382.6077 | 15.9182 | 382.6077 | 15.9182
1453 | 364.2377 | 30.2505 | 364.2377 | 30.2505
1454 | 351.4858 | 62.7948 | 351.4858 | 62.7948
1455 | 346.9588 | 129.5897 | 346.9588 | 129.5897
1456 | 348.3969 | 183.7505 | 348.3969 | 183.7505
1457 | 350.0057 | 265.3484 | 350.0057 | 265.3484
1458 | 347.6987 | 305.7921 | 347.6987 | 305.7921
1459 | 364.076 | 319.5718 | 364.076 | 319.5718
1460 | 395.586 | 324.2077 | 395.586 | 324.2077
1461 | 426.9086 | 332.7682 | 426.9086 | 332.7682
1462 | 456.3742 | 330.2557 | 456.3742 | 330.2557
1463 | 492.757 | 324.0858 | 492.757 | 324.0858
1464 | 486.1334 | 328.3521 | 486.1334 | 328.3521
1465 | 463.2957 | 345.5117 | 463.2957 | 345.5117
1466 | 455.3539 | 349.4279 | 455.3539 | 349.4279
1467 | 456.455 | 267.833 | 456.455 | 267.833
1468 | 461.8083 | 235.6358 | 461.8083 | 235.6358
1469 | 471.4064 | 183.4183 | 471.4064 | 183.4183
1470 | 465.2314 | 118.2271 | 465.2314 | 118.2271
1471 | 460.3407 | 86.4547 | 460.3407 | 86.4547
1472 | 465.3914 | 80.135 | 465.3914 | 80.135
1473 | 457.9578 | 67.5949 | 457.9578 | 67.5949
1474 | 434.1017 | 42.9018 | 434.1017 | 42.9018
1475 | 405.1757 | 23.3669 | 405.1757 | 23.3669
1476 | 381.2616 | 15.9182 | 381.2616 | 15.9182
1477 | 362.228 | 32.7463 | 362.228 | 32.7463
1478 | 352.3782 | 91.4373 | 352.3782 | 91.4373
1479 | 346.4249 | 190.6182 | 346.4249 | 190.6182
1480 | 348.2862 | 258.8031 | 348.2862 | 258.8031
1481 | 352.9908 | 345.2144 | 352.9908 | 345.2144
1482 | 351.8166 | 393.918 | 351.8166 | 393.918
1483 | 377.5289 | 420.771 | 377.5289 | 420.771
1484 | 423.133 | 429.0912 | 423.133 | 429.0912
1485 | 456.1073 | 437.2952 | 456.1073 | 437.2952
1486 | 484.0168 | 433.3565 | 484.0168 | 433.3565
1487 | 526.5486 | 431.0492 | 526.5486 | 431.0492
1488 | 518.8277 | 435.8502 | 518.8277 | 435.8502
1489 | 482.5393 | 436.1335 | 482.5393 | 436.1335
1490 | 476.7861 | 410.2781 | 476.7861 | 410.2781
1491 | 481.4204 | 340.3898 | 481.4204 | 340.3898
1492 | 486.694 | 315.5612 | 486.694 | 315.5612
1493 | 494.1597 | 285.5683 | 494.1597 | 285.5683
1494 | 484.7308 | 236.6593 | 484.7308 | 236.6593
1495 | 471.8659 | 188.0105 | 471.8659 | 188.0105
1496 | 477.1086 | 150.612 | 477.1086 | 150.612
1497 | 468.429 | 115.3125 | 468.429 | 115.3125
1498 | 443.2725 | 80.2795 | 443.2725 | 80.2795
1499 | 408.0423 | 64.7855 | 408.0423 | 64.7855
1500 | 381.9574 | 76.2336 | 381.9574 | 76.2336
1501 | 361.8151 | 107.8583 | 361.8151 | 107.8583
1502 | 352.5776 | 159.0025 | 352.5776 | 159.0025
1503 | 347.6522 | 253.5483 | 347.6522 | 253.5483
1504 | 350.028 | 320.3071 | 350.028 | 320.3071
1505 | 353.7655 | 406.7183 | 353.7655 | 406.7183
1506 | 357.3075 | 455.3625 | 357.3075 | 455.3625
1507 | 386.0796 | 478.1746 | 386.0796 | 478.1746
1508 | 441.3696 | 473.065 | 441.3696 | 473.065
1509 | 472.6386 | 465.8782 | 472.6386 | 465.8782
1510 | 498.5103 | 452.907 | 498.5103 | 452.907
1511 | 539.9446 | 440.8541 | 539.9446 | 440.8541
1512 | 524.4047 | 424.8568 | 524.4047 | 424.8568
1513 | 491.0996 | 402.6183 | 491.0996 | 402.6183
1514 | 488.9576 | 378.7834 | 488.9576 | 378.7834
1515 | 491.8372 | 326.2469 | 491.8372 | 326.2469
1516 | 496.9985 | 315.9772 | 496.9985 | 315.9772
1517 | 505.6452 | 307.793 | 505.6452 | 307.793
1518 | 500.9482 | 284.4363 | 500.9482 | 284.4363
1519 | 490.1503 | 260.8644 | 490.1503 | 260.8644
1520 | 490.3304 | 244.2643 | 490.3304 | 244.2643
1521 | 478.2504 | 229.169 | 478.2504 | 229.169
1522 | 448.7601 | 209.8835 | 448.7601 | 209.8835
1523 | 412.9295 | 199.1434 | 412.9295 | 199.1434
1524 | 382.7432 | 199.0632 | 382.7432 | 199.0632
1525 | 362.8835 | 207.4531 | 362.8835 | 207.4531
1526 | 352.832 | 226.6865 | 352.832 | 226.6865
1527 | 347.2459 | 262.1648 | 347.2459 | 262.1648
1528 | 350.0022 | 288.6934 | 350.0022 | 288.6934
1529 | 357.4352 | 345.9274 | 357.4352 | 345.9274
1530 | 363.3773 | 373.9515 | 363.3773 | 373.9515
1531 | 393.1116 | 385.2354 | 393.1116 | 385.2354
1532 | 452.4198 | 378.5213 | 452.4198 | 378.5213
1533 | 490.9979 | 389.8153 | 490.9979 | 389.8153
1534 | 513.1895 | 404.417 | 513.1895 | 404.417
1535 | 557.4863 | 422.0167 | 557.4863 | 422.0167
1536 | 541.9551 | 436.801 | 541.9551 | 436.801
1537 | 508.1116 | 449.5633 | 508.1116 | 449.5633
1538 | 501.609 | 446.2297 | 501.609 | 446.2297
1539 | 507.6116 | 380.3228 | 507.6116 | 380.3228
1540 | 511.7241 | 367.1413 | 511.7241 | 367.1413
1541 | 514.8026 | 354.8568 | 514.8026 | 354.8568
1542 | 508.7723 | 309.0379 | 508.7723 | 309.0379
1543 | 494.1702 | 252.9016 | 494.1702 | 252.9016
1544 | 495.4508 | 215.6219 | 495.4508 | 215.6219
1545 | 480.2432 | 184.9575 | 480.2432 | 184.9575
1546 | 457.6366 | 154.2625 | 457.6366 | 154.2625
1547 | 422.4546 | 134.074 | 422.4546 | 134.074
1548 | 396.2743 | 142.7292 | 396.2743 | 142.7292
1549 | 376.5236 | 162.7067 | 376.5236 | 162.7067
1550 | 364.4728 | 191.6263 | 364.4728 | 191.6263
1551 | 359.2552 | 249.6858 | 359.2552 | 249.6858
1552 | 361.2848 | 295.5866 | 361.2848 | 295.5866
1553 | 366.5113 | 372.5494 | 366.5113 | 372.5494
1554 | 368.4881 | 415.6673 | 368.4881 | 415.6673
1555 | 391.6035 | 434.6168 | 391.6035 | 434.6168
1556 | 436.2854 | 437.3511 | 436.2854 | 437.3511
1557 | 471.3064 | 451.4381 | 471.3064 | 451.4381
1558 | 493.431 | 453.739 | 493.431 | 453.739
1559 | 532.4021 | 452.6201 | 532.4021 | 452.6201
1560 | 527.3527 | 456.7081 | 527.3527 | 456.7081
1561 | 497.618 | 453.8419 | 497.618 | 453.8419
1562 | 492.3939 | 444.2687 | 492.3939 | 444.2687
1563 | 495.603 | 394.4658 | 495.603 | 394.4658
1564 | 496.938 | 352.5824 | 496.938 | 352.5824
1565 | 501.3597 | 303.6333 | 501.3597 | 303.6333
1566 | 497.5115 | 257.5766 | 497.5115 | 257.5766
1567 | 485.5071 | 246.8997 | 485.5071 | 246.8997
1568 | 488.8147 | 246.8196 | 488.8147 | 246.8196
1569 | 474.2232 | 230.4764 | 474.2232 | 230.4764
1570 | 452.9699 | 206.9123 | 452.9699 | 206.9123
1571 | 424.2974 | 193.201 | 424.2974 | 193.201
1572 | 398.264 | 191.2192 | 398.264 | 191.2192
1573 | 378.0055 | 200.6193 | 378.0055 | 200.6193
1574 | 367.4228 | 233.2231 | 367.4228 | 233.2231
1575 | 359.7803 | 269.5334 | 359.7803 | 269.5334
1576 | 361.0243 | 307.9468 | 361.0243 | 307.9468
1577 | 365.7172 | 380.1557 | 365.7172 | 380.1557
1578 | 361.8012 | 424.8186 | 361.8012 | 424.8186
1579 | 380.5025 | 444.2435 | 380.5025 | 444.2435
1580 | 417.3223 | 440.2035 | 417.3223 | 440.2035
1581 | 450.9923 | 441.1578 | 450.9923 | 441.1578
1582 | 472.7623 | 435.3175 | 472.7623 | 435.3175
1583 | 504.1833 | 432.4753 | 504.1833 | 432.4753
1584 | 495.7922 | 435.0183 | 495.7922 | 435.0183
1585 | 477.9484 | 430.8447 | 477.9484 | 430.8447
1586 | 468.3637 | 424.9559 | 468.3637 | 424.9559
1587 | 469.5279 | 378.243 | 469.5279 | 378.243
1588 | 472.2481 | 326.0199 | 472.2481 | 326.0199
1589 | 481.1816 | 225.4906 | 481.1816 | 225.4906
1590 | 473.518 | 148.6523 | 473.518 | 148.6523
1591 | 467.9477 | 185.5147 | 467.9477 | 185.5147
1592 | 479.3942 | 178.6601 | 479.3942 | 178.6601
1593 | 471.4389 | 160.9502 | 471.4389 | 160.9502
1594 | 446.6698 | 132.4539 | 446.6698 | 132.4539
1595 | 417.1564 | 124.4473 | 417.1564 | 124.4473
1596 | 392.7615 | 116.9391 | 392.7615 | 116.9391
1597 | 376.4999 | 132.9353 | 376.4999 | 132.9353
1598 | 365.3174 | 189.7841 | 365.3174 | 189.7841
1599 | 361.7101 | 253.1324 | 361.7101 | 253.1324
1600 | 362.1579 | 295.9432 | 362.1579 | 295.9432
1601 | 367.0799 | 364.5866 | 367.0799 | 364.5866
1602 | 363.2384 | 402.6534 | 363.2384 | 402.6534
1603 | 377.4776 | 420.4144 | 377.4776 | 420.4144
1604 | 406.2186 | 422.6734 | 406.2186 | 422.6734
1605 | 435.9242 | 426.8366 | 435.9242 | 426.8366
1606 | 462.7325 | 421.8877 | 462.7325 | 421.8877
1607 | 498.9521 | 410.4884 | 498.9521 | 410.4884
1608 | 492.141 | 408.634 | 492.141 | 408.634
1609 | 471.8059 | 410.4623 | 471.8059 | 410.4623
1610 | 465.6337 | 403.0878 | 465.6337 | 403.0878
1611 | 468.4558 | 340.0333 | 468.4558 | 340.0333
1612 | 475.2308 | 323.4052 | 475.2308 | 323.4052
1613 | 485.7638 | 293.1152 | 485.7638 | 293.1152
1614 | 474.3682 | 232.0243 | 474.3682 | 232.0243
1615 | 470.3456 | 158.9521 | 470.3456 | 158.9521
1616 | 482.5284 | 106.1033 | 482.5284 | 106.1033
1617 | 470.685 | 77.697 | 470.685 | 77.697
1618 | 449.5828 | 58.9463 | 449.5828 | 58.9463
1619 | 417.208 | 50.9991 | 417.208 | 50.9991
1620 | 389.0404 | 60.4268 | 389.0404 | 60.4268
1621 | 373.7994 | 83.9698 | 373.7994 | 83.9698
1622 | 362.8915 | 148.9598 | 362.8915 | 148.9598
1623 | 359.0099 | 220.3303 | 359.0099 | 220.3303
1624 | 360.9116 | 267.1225 | 360.9116 | 267.1225
1625 | 367.2536 | 338.6777 | 367.2536 | 338.6777
1626 | 367.3832 | 373.179 | 367.3832 | 373.179
1627 | 393.8381 | 382.9178 | 393.8381 | 382.9178
1628 | 435.1284 | 373.4108 | 435.1284 | 373.4108
1629 | 459.8012 | 376.742 | 459.8012 | 376.742
1630 | 486.7319 | 387.0057 | 486.7319 | 387.0057
1631 | 525.1766 | 402.6444 | 525.1766 | 402.6444
1632 | 516.8997 | 416.7751 | 516.8997 | 416.7751
1633 | 483.6688 | 420.2078 | 483.6688 | 420.2078
1634 | 479.6117 | 416.7553 | 479.6117 | 416.7553
1635 | 480.1126 | 372.776 | 480.1126 | 372.776
1636 | 487.1196 | 353.2955 | 487.1196 | 353.2955
1637 | 498.7035 | 339.882 | 498.7035 | 339.882
1638 | 491.3181 | 289.012 | 491.3181 | 289.012
1639 | 488.2501 | 230.8552 | 488.2501 | 230.8552
1640 | 492.0586 | 182.4633 | 492.0586 | 182.4633
1641 | 475.1929 | 146.7478 | 475.1929 | 146.7478
1642 | 452.9609 | 115.7557 | 452.9609 | 115.7557
1643 | 417.1701 | 93.6062 | 417.1701 | 93.6062
1644 | 387.8533 | 89.7229 | 387.8533 | 89.7229
1645 | 371.3832 | 103.1044 | 371.3832 | 103.1044
1646 | 360.5623 | 145.0972 | 360.5623 | 145.0972
1647 | 356.7218 | 202.4436 | 356.7218 | 202.4436
1648 | 360.5285 | 234.5581 | 360.5285 | 234.5581
1649 | 370.7965 | 298.3288 | 370.7965 | 298.3288
1650 | 374.2176 | 332.2953 | 374.2176 | 332.2953
1651 | 404.5481 | 351.4825 | 404.5481 | 351.4825
1652 | 460.2204 | 356.2372 | 460.2204 | 356.2372
1653 | 492.2215 | 365.3326 | 492.2215 | 365.3326
1654 | 520.4456 | 358.9575 | 520.4456 | 358.9575
1655 | 559.3927 | 355.4023 | 559.3927 | 355.4023
1656 | 544.0683 | 356.1031 | 544.0683 | 356.1031
1657 | 503.8246 | 353.7717 | 503.8246 | 353.7717
1658 | 499.047 | 353.9441 | 499.047 | 353.9441
1659 | 504.3775 | 319.8885 | 504.3775 | 319.8885
1660 | 504.7212 | 301.4777 | 504.7212 | 301.4777
1661 | 516.2925 | 283.6073 | 516.2925 | 283.6073
1662 | 511.4789 | 227.924 | 511.4789 | 227.924
1663 | 503.295 | 166.9149 | 503.295 | 166.9149
1664 | 504.0041 | 116.2054 | 504.0041 | 116.2054
1665 | 487.7865 | 78.7072 | 487.7865 | 78.7072
1666 | 461.9625 | 42.9018 | 461.9625 | 42.9018
1667 | 423.9303 | 23.3669 | 423.9303 | 23.3669
1668 | 393.6357 | 24.4158 | 393.6357 | 24.4158
1669 | 376.5774 | 39.7583 | 376.5774 | 39.7583
1670 | 366.1957 | 109.0862 | 366.1957 | 109.0862
1671 | 363.5766 | 204.5829 | 363.5766 | 204.5829
1672 | 365.2805 | 268.6081 | 365.2805 | 268.6081
1673 | 373.5507 | 341.0547 | 373.5507 | 341.0547
1674 | 375.96 | 388.3322 | 375.96 | 388.3322
1675 | 405.7961 | 418.5129 | 405.7961 | 418.5129
1676 | 460.482 | 425.5257 | 460.482 | 425.5257
1677 | 492.8742 | 424.4002 | 492.8742 | 424.4002
1678 | 512.4699 | 413.1523 | 512.4699 | 413.1523
1679 | 556.2275 | 415.1829 | 556.2275 | 415.1829
1680 | 536.9357 | 424.0248 | 536.9357 | 424.0248
1681 | 504.2132 | 429.2403 | 504.2132 | 429.2403
1682 | 506.6614 | 425.1341 | 506.6614 | 425.1341
1683 | 513.8111 | 362.3173 | 513.8111 | 362.3173
1684 | 514.5758 | 331.7246 | 514.5758 | 331.7246
1685 | 520.0995 | 289.6686 | 520.0995 | 289.6686
1686 | 514.8498 | 222.3975 | 514.8498 | 222.3975
1687 | 508.5442 | 155.5649 | 508.5442 | 155.5649
1688 | 511.2452 | 105.3308 | 511.2452 | 105.3308
1689 | 491.9728 | 72.8243 | 491.9728 | 72.8243
1690 | 463.8871 | 42.9018 | 463.8871 | 42.9018
1691 | 427.3945 | 23.3669 | 427.3945 | 23.3669
1692 | 398.3203 | 32.7946 | 398.3203 | 32.7946
1693 | 379.9776 | 58.1204 | 379.9776 | 58.1204
1694 | 369.7549 | 139.2142 | 369.7549 | 139.2142
1695 | 366.9014 | 242.6143 | 366.9014 | 242.6143
1696 | 369.9088 | 301.4696 | 369.9088 | 301.4696
1697 | 379.181 | 376.1149 | 379.181 | 376.1149
1698 | 385.537 | 422.7387 | 385.537 | 422.7387
1699 | 415.0294 | 451.1367 | 415.0294 | 451.1367
1700 | 466.8415 | 435.4496 | 466.8415 | 435.4496
1701 | 502.4452 | 416.8533 | 502.4452 | 416.8533
1702 | 524.3561 | 397.5832 | 524.3561 | 397.5832
1703 | 559.7093 | 377.5675 | 559.7093 | 377.5675
1704 | 542.9021 | 362.1049 | 542.9021 | 362.1049
1705 | 510.5255 | 352.8209 | 510.5255 | 352.8209
1706 | 504.8537 | 349.1902 | 504.8537 | 349.1902
1707 | 507.6093 | 327.4354 | 507.6093 | 327.4354
1708 | 507.1033 | 319.7803 | 507.1033 | 319.7803
1709 | 515.0163 | 315.221 | 515.0163 | 315.221
1710 | 510.2965 | 294.479 | 510.2965 | 294.479
1711 | 511.8135 | 275.7798 | 511.8135 | 275.7798
1712 | 509.4388 | 259.1204 | 509.4388 | 259.1204
1713 | 490.0326 | 235.4086 | 490.0326 | 235.4086
1714 | 466.9422 | 212.1416 | 466.9422 | 212.1416
1715 | 433.515 | 206.4525 | 433.515 | 206.4525
1716 | 405.0558 | 217.8412 | 405.0558 | 217.8412
1717 | 385.4025 | 230.3314 | 385.4025 | 230.3314
1718 | 373.5633 | 235.4813 | 373.5633 | 235.4813
1719 | 370.0275 | 240.5345 | 370.0275 | 240.5345
1720 | 373.586 | 253.2767 | 373.586 | 253.2767
1721 | 382.4613 | 304.0335 | 382.4613 | 304.0335
1722 | 385.3465 | 327.5413 | 385.3465 | 327.5413
1723 | 412.672 | 333.893 | 412.672 | 333.893
1724 | 455.8142 | 327.4166 | 455.8142 | 327.4166
1725 | 485.2086 | 326.8852 | 485.2086 | 326.8852
1726 | 506.5966 | 331.2659 | 506.5966 | 331.2659
1727 | 549.5676 | 332.0486 | 549.5676 | 332.0486
1728 | 535.9365 | 338.6324 | 535.9365 | 338.6324
1729 | 506.9837 | 340.3418 | 506.9837 | 340.3418
1730 | 500.9545 | 342.4752 | 500.9545 | 342.4752
1731 | 500.1398 | 318.0464 | 500.1398 | 318.0464
1732 | 501.0318 | 299.4573 | 501.0318 | 299.4573
1733 | 514.5768 | 283.7856 | 514.5768 | 283.7856
1734 | 509.05 | 248.0688 | 509.05 | 248.0688
1735 | 511.6821 | 214.4542 | 511.6821 | 214.4542
1736 | 507.3241 | 206.53 | 507.3241 | 206.53
1737 | 487.8981 | 194.1682 | 487.8981 | 194.1682
1738 | 465.9129 | 167.4547 | 465.9129 | 167.4547
1739 | 434.2713 | 138.0554 | 434.2713 | 138.0554
1740 | 408.7229 | 135.1229 | 408.7229 | 135.1229
1741 | 390.1404 | 155.2193 | 390.1404 | 155.2193
1742 | 378.493 | 190.5566 | 378.493 | 190.5566
1743 | 374.4499 | 241.1287 | 374.4499 | 241.1287
1744 | 375.7087 | 272.8866 | 375.7087 | 272.8866
1745 | 384.5942 | 333.7455 | 384.5942 | 333.7455
1746 | 384.5951 | 359.9275 | 384.5951 | 359.9275
1747 | 395.8305 | 367.2299 | 395.8305 | 367.2299
1748 | 433.1468 | 356.4749 | 433.1468 | 356.4749
1749 | 465.8112 | 350.8926 | 465.8112 | 350.8926
1750 | 487.4164 | 343.1507 | 487.4164 | 343.1507
1751 | 529.0237 | 346.5481 | 529.0237 | 346.5481
1752 | 524.7515 | 366.9183 | 524.7515 | 366.9183
1753 | 499.2393 | 387.5246 | 499.2393 | 387.5246
1754 | 492.213 | 403.0878 | 492.213 | 403.0878
1755 | 492.7576 | 390.0089 | 492.7576 | 390.0089
1756 | 495.8534 | 375.9361 | 495.8534 | 375.9361
1757 | 506.8859 | 352.5393 | 506.8859 | 352.5393
1758 | 500.3949 | 314.2078 | 500.3949 | 314.2078
1759 | 501.1139 | 277.622 | 501.1139 | 277.622
1760 | 498.2119 | 236.3609 | 498.2119 | 236.3609
1761 | 483.4426 | 197.1395 | 483.4426 | 197.1395
1762 | 459.4506 | 165.9691 | 459.4506 | 165.9691
1763 | 430.385 | 157.3088 | 430.385 | 157.3088
1764 | 401.2991 | 169.47 | 401.2991 | 169.47
1765 | 384.1954 | 197.767 | 384.1954 | 197.767
1766 | 373.8042 | 249.9807 | 373.8042 | 249.9807
1767 | 370.7994 | 323.1934 | 370.7994 | 323.1934
1768 | 370.7308 | 363.9243 | 370.7308 | 363.9243
1769 | 377.1709 | 453.1879 | 377.1709 | 453.1879
1770 | 380.2359 | 504.6845 | 380.2359 | 504.6845
1771 | 397.8878 | 523.9312 | 397.8878 | 523.9312
1772 | 430.7243 | 511.5718 | 430.7243 | 511.5718
1773 | 461.7783 | 505.9894 | 461.7783 | 505.9894
1774 | 491.8189 | 501.3377 | 491.8189 | 501.3377
1775 | 527.5653 | 486.4918 | 527.5653 | 486.4918
1776 | 522.7592 | 480.8343 | 522.7592 | 480.8343
1777 | 499.3259 | 477.8492 | 499.3259 | 477.8492
1778 | 495.9957 | 466.0179 | 495.9957 | 466.0179
1779 | 501.7878 | 415.9773 | 501.7878 | 415.9773
1780 | 509.041 | 414.3241 | 509.041 | 414.3241
1781 | 513.2778 | 425.6903 | 513.2778 | 425.6903
1782 | 508.4564 | 423.1915 | 508.4564 | 423.1915
1783 | 508.7207 | 417.8628 | 508.7207 | 417.8628
1784 | 501.0043 | 411.1272 | 501.0043 | 411.1272
1785 | 483.5771 | 392.6447 | 483.5771 | 392.6447
1786 | 459.0222 | 363.1976 | 459.0222 | 363.1976
1787 | 426.2083 | 346.4557 | 426.2083 | 346.4557
1788 | 400.7495 | 350.0004 | 400.7495 | 350.0004
1789 | 384.3396 | 361.8963 | 384.3396 | 361.8963
1790 | 371.8356 | 381.8428 | 371.8356 | 381.8428
1791 | 366.6367 | 407.1596 | 366.6367 | 407.1596
1792 | 370.4669 | 426.795 | 370.4669 | 426.795
1793 | 377.6912 | 481.7115 | 377.6912 | 481.7115
1794 | 383.9822 | 510.5675 | 383.9822 | 510.5675
1795 | 406.2337 | 519.4744 | 406.2337 | 519.4744
1796 | 448.1456 | 505.3323 | 448.1456 | 505.3323
1797 | 474.2891 | 506.7025 | 474.2891 | 506.7025
1798 | 501.5849 | 515.0646 | 501.5849 | 515.0646
1799 | 542.113 | 516.6793 | 542.113 | 516.6793
1800 | 530.8296 | 519.9353 | 530.8296 | 519.9353
1801 | 509.0359 | 524.6754 | 509.0359 | 524.6754
1802 | 501.1863 | 522.1737 | 501.1863 | 522.1737
1803 | 508.2596 | 461.615 | 508.2596 | 461.615
1804 | 507.5866 | 443.323 | 507.5866 | 443.323
1805 | 517.0808 | 415.7665 | 517.0808 | 415.7665
1806 | 517.4774 | 352.2392 | 517.4774 | 352.2392
1807 | 519.3958 | 281.9005 | 519.3958 | 281.9005
1808 | 513.3847 | 236.0044 | 513.3847 | 236.0044
1809 | 494.8162 | 205.1617 | 494.8162 | 205.1617
1810 | 469.5494 | 175.5958 | 469.5494 | 175.5958
1811 | 431.8817 | 164.4397 | 431.8817 | 164.4397
1812 | 404.1342 | 176.8386 | 404.1342 | 176.8386
1813 | 385.8042 | 208.285 | 385.8042 | 208.285
1814 | 373.5243 | 274.9983 | 373.5243 | 274.9983
1815 | 371.4783 | 344.7049 | 371.4783 | 344.7049
1816 | 374.3912 | 362.0228 | 374.3912 | 362.0228
1817 | 383.6214 | 417.1769 | 383.6214 | 417.1769
1818 | 390.3862 | 442.2892 | 390.3862 | 442.2892
1819 | 425.0171 | 445.9668 | 425.0171 | 445.9668
1820 | 477.8518 | 435.6278 | 477.8518 | 435.6278
1821 | 510.7934 | 431.7093 | 510.7934 | 431.7093
1822 | 534.9858 | 422.1848 | 534.9858 | 422.1848
1823 | 575.7165 | 414.5293 | 575.7165 | 414.5293
1824 | 561.8987 | 412.7343 | 561.8987 | 412.7343
1825 | 527.6433 | 411.2942 | 527.6433 | 411.2942
1826 | 522.4972 | 418.8352 | 522.4972 | 418.8352
1827 | 529.8463 | 413.0061 | 529.8463 | 413.0061
1828 | 532.4013 | 419.8505 | 532.4013 | 419.8505
1829 | 545.2058 | 425.8686 | 545.2058 | 425.8686
1830 | 541.6276 | 412.4952 | 541.6276 | 412.4952
1831 | 536.751 | 395.2817 | 536.751 | 395.2817
1832 | 530.7683 | 385.8125 | 530.7683 | 385.8125
1833 | 506.99 | 371.5492 | 506.99 | 371.5492
1834 | 473.2617 | 345.2516 | 473.2617 | 345.2516
1835 | 434.778 | 329.0444 | 434.778 | 329.0444
1836 | 408.0002 | 334.1342 | 408.0002 | 334.1342
1837 | 388.0807 | 347.5751 | 388.0807 | 347.5751
1838 | 377.0846 | 357.1818 | 377.0846 | 357.1818
1839 | 370.6092 | 360.274 | 370.6092 | 360.274
1840 | 375.1746 | 369.2131 | 375.1746 | 369.2131
1841 | 384.7749 | 415.8102 | 384.7749 | 415.8102
1842 | 392.984 | 433.0785 | 392.984 | 433.0785
1843 | 424.7406 | 441.094 | 424.7406 | 441.094
1844 | 478.2907 | 430.5174 | 478.2907 | 430.5174
1845 | 508.8909 | 423.0928 | 508.8909 | 423.0928
1846 | 532.3468 | 413.39 | 532.3468 | 413.39
1847 | 571.0674 | 406.7447 | 571.0674 | 406.7447
1848 | 560.6818 | 406.9701 | 560.6818 | 406.9701
1849 | 525.3523 | 410.8782 | 525.3523 | 410.8782
1850 | 520.8167 | 419.8454 | 520.8167 | 419.8454
1851 | 524.3302 | 403.6765 | 524.3302 | 403.6765
1852 | 526.5385 | 396.6157 | 526.5385 | 396.6157
1853 | 536.8988 | 386.7081 | 536.8988 | 386.7081
1854 | 538.9998 | 352.7146 | 538.9998 | 352.7146
1855 | 540.8557 | 310.5429 | 540.8557 | 310.5429
1856 | 530.0342 | 278.6709 | 530.0342 | 278.6709
1857 | 508.0446 | 261.9117 | 508.0446 | 261.9117
1858 | 479.0599 | 239.8926 | 479.0599 | 239.8926
1859 | 443.5244 | 215.3662 | 443.5244 | 215.3662
1860 | 412.2329 | 209.2247 | 412.2329 | 209.2247
1861 | 393.8294 | 224.4484 | 393.8294 | 224.4484
1862 | 384.0397 | 280.4653 | 384.0397 | 280.4653
1863 | 380.1726 | 349.5777 | 380.1726 | 349.5777
1864 | 381.9939 | 385.1387 | 381.9939 | 385.1387
1865 | 389.7879 | 456.9316 | 389.7879 | 456.9316
1866 | 399.5737 | 496.3652 | 399.5737 | 496.3652
1867 | 431.4599 | 498.5571 | 431.4599 | 498.5571
1868 | 483.2007 | 490.1197 | 483.2007 | 490.1197
1869 | 512.5943 | 502.0674 | 512.5943 | 502.0674
1870 | 537.6929 | 495.8112 | 537.6929 | 495.8112
1871 | 571.8221 | 489.7602 | 571.8221 | 489.7602
1872 | 561.6896 | 489.9262 | 561.6896 | 489.9262
1873 | 526.4922 | 492.9429 | 526.4922 | 492.9429
1874 | 523.43 | 496.9184 | 523.43 | 496.9184
1875 | 530.6613 | 441.8862 | 530.6613 | 441.8862
1876 | 528.5683 | 403.6277 | 528.5683 | 403.6277
1877 | 538.5359 | 360.5021 | 538.5359 | 360.5021
1878 | 535.5315 | 303.2143 | 535.5315 | 303.2143
1879 | 536.0459 | 255.0408 | 536.0459 | 255.0408
1880 | 522.5381 | 225.9617 | 522.5381 | 225.9617
1881 | 501.998 | 212.4114 | 501.998 | 212.4114
1882 | 472.446 | 204.4759 | 472.446 | 204.4759
1883 | 442.3074 | 211.6224 | 442.3074 | 211.6224
1884 | 411.1731 | 236.1438 | 411.1731 | 236.1438
1885 | 392.3902 | 268.1251 | 392.3902 | 268.1251
1886 | 380.853 | 295.6184 | 380.853 | 295.6184
1887 | 377.3492 | 319.3308 | 377.3492 | 319.3308
1888 | 379.6869 | 350.2568 | 379.6869 | 350.2568
1889 | 389.4677 | 412.839 | 389.4677 | 412.839
1890 | 398.6332 | 441.2196 | 398.6332 | 441.2196
1891 | 425.7715 | 447.9872 | 425.7715 | 447.9872
1892 | 470.3941 | 432.1812 | 470.3941 | 432.1812
1893 | 501.177 | 419.8245 | 501.177 | 419.8245
1894 | 524.0161 | 401.4458 | 524.0161 | 401.4458
1895 | 570.6128 | 376.0819 | 570.6128 | 376.0819
1896 | 558.2164 | 353.4884 | 558.2164 | 353.4884
1897 | 526.041 | 331.1905 | 526.041 | 331.1905
1898 | 518.435 | 322.8059 | 518.435 | 322.8059
1899 | 517.1858 | 319.4131 | 517.1858 | 319.4131
1900 | 524.3967 | 339.7468 | 524.3967 | 339.7468
1901 | 538.708 | 350.4 | 538.708 | 350.4
1902 | 536.3419 | 330.4305 | 536.3419 | 330.4305
1903 | 540.5834 | 292.7157 | 540.5834 | 292.7157
1904 | 526.8853 | 259.6552 | 526.8853 | 259.6552
1905 | 503.5368 | 233.3881 | 503.5368 | 233.3881
1906 | 475.2541 | 215.2316 | 475.2541 | 215.2316
1907 | 444.6019 | 222.6159 | 444.6019 | 222.6159
1908 | 416.7893 | 223.0111 | 416.7893 | 223.0111
1909 | 399.9413 | 246.9701 | 399.9413 | 246.9701
1910 | 387.687 | 297.8765 | 387.687 | 297.8765
1911 | 382.6845 | 344.6455 | 382.6845 | 344.6455
1912 | 384.394 | 377.7701 | 384.394 | 377.7701
1913 | 392.8754 | 436.4898 | 392.8754 | 436.4898
1914 | 399.1606 | 461.1861 | 399.1606 | 461.1861
1915 | 415.17 | 468.0726 | 415.17 | 468.0726
1916 | 450.1645 | 455.3566 | 450.1645 | 455.3566
1917 | 479.6685 | 447.2784 | 479.6685 | 447.2784
1918 | 502.5735 | 441.2005 | 502.5735 | 441.2005
1919 | 541.6567 | 431.9405 | 541.6567 | 431.9405
1920 | 535.5865 | 423.6089 | 535.5865 | 423.6089
1921 | 507.9936 | 408.6796 | 507.9936 | 408.6796
1922 | 501.8517 | 390.5493 | 501.8517 | 390.5493
1923 | 507.217 | 359.2273 | 507.217 | 359.2273
1924 | 515.9993 | 343.7283 | 515.9993 | 343.7283
1925 | 523.5981 | 327.1652 | 523.5981 | 327.1652
1926 | 523.7656 | 289.725 | 523.7656 | 289.725
1927 | 525.4942 | 254.4466 | 525.4942 | 254.4466
1928 | 510.4414 | 231.4882 | 510.4414 | 231.4882
1929 | 490.34 | 210.391 | 490.34 | 210.391
1930 | 470.4691 | 188.4908 | 470.4691 | 188.4908
1931 | 441.4839 | 179.4146 | 441.4839 | 179.4146
1932 | 414.4839 | 182.1274 | 414.4839 | 182.1274
1933 | 398.794 | 190.1013 | 398.794 | 190.1013
1934 | 387.6283 | 195.0134 | 387.6283 | 195.0134
1935 | 384.6232 | 202.8002 | 384.6232 | 202.8002
1936 | 386.7135 | 219.1078 | 386.7135 | 219.1078
1937 | 392.843 | 267.6065 | 392.843 | 267.6065
1938 | 400.2249 | 287.3112 | 400.2249 | 287.3112
1939 | 414.305 | 291.5236 | 414.305 | 291.5236
1940 | 447.4206 | 282.5514 | 447.4206 | 282.5514
1941 | 478.2948 | 285.2289 | 478.2948 | 285.2289
1942 | 501.6738 | 289.6691 | 501.6738 | 289.6691
1943 | 543.7523 | 300.6133 | 543.7523 | 300.6133
1944 | 530.7395 | 320.3892 | 530.7395 | 320.3892
1945 | 509.3577 | 339.6882 | 509.3577 | 339.6882
1946 | 502.9462 | 362.9765 | 502.9462 | 362.9765
1947 | 504.7902 | 359.5244 | 504.7902 | 359.5244
1948 | 515.9694 | 355.7913 | 515.9694 | 355.7913
1949 | 532.4727 | 340.8327 | 532.4727 | 340.8327
1950 | 525.9362 | 306.6609 | 525.9362 | 306.6609
1951 | 529.9142 | 276.3147 | 529.9142 | 276.3147
1952 | 517.7233 | 251.4546 | 517.7233 | 251.4546
1953 | 497.9148 | 233.4476 | 497.9148 | 233.4476
1954 | 471.9849 | 220.045 | 471.9849 | 220.045
1955 | 441.3408 | 212.2167 | 441.3408 | 212.2167
1956 | 418.5828 | 219.0297 | 418.5828 | 219.0297
1957 | 401.1406 | 245.128 | 401.1406 | 245.128
1958 | 388.8471 | 306.3148 | 388.8471 | 306.3148
1959 | 385.6169 | 377.5664 | 385.6169 | 377.5664
1960 | 386.9748 | 397.3801 | 386.9748 | 397.3801
1961 | 393.8406 | 446.5324 | 393.8406 | 446.5324
1962 | 402.9279 | 498.3856 | 402.9279 | 498.3856
1963 | 426.8657 | 520.8411 | 426.8657 | 520.8411
1964 | 466.8615 | 523.6349 | 466.8615 | 523.6349
1965 | 496.8694 | 531.6012 | 496.8694 | 531.6012
1966 | 522.4213 | 531.4062 | 522.4213 | 531.4062
1967 | 561.5377 | 524.345 | 561.5377 | 524.345
1968 | 546.2295 | 518.8063 | 546.2295 | 518.8063
1969 | 517.0486 | 509.9382 | 517.0486 | 509.9382
1970 | 510.5153 | 518.5488 | 510.5153 | 518.5488
1971 | 514.2139 | 501.6074 | 514.2139 | 501.6074
1972 | 521.2981 | 470.7175 | 521.2981 | 470.7175
1973 | 535.5721 | 436.6838 | 535.5721 | 436.6838
1974 | 534.3436 | 390.3894 | 534.3436 | 390.3894
1975 | 540.331 | 354.4573 | 540.331 | 354.4573
1976 | 524.3077 | 330.4293 | 524.3077 | 330.4293
1977 | 503.4092 | 309.8669 | 503.4092 | 309.8669
1978 | 473.1458 | 291.1756 | 473.1458 | 291.1756
1979 | 442.6037 | 292.3204 | 442.6037 | 292.3204
1980 | 413.2495 | 311.1965 | 413.2495 | 311.1965
1981 | 396.7841 | 338.4832 | 396.7841 | 338.4832
1982 | 387.2982 | 394.7378 | 387.2982 | 394.7378
1983 | 381.5171 | 431.2264 | 381.5171 | 431.2264
1984 | 384.2321 | 453.9518 | 384.2321 | 453.9518
1985 | 395.8321 | 506.5508 | 395.8321 | 506.5508
1986 | 405.9121 | 534.1589 | 405.9121 | 534.1589
1987 | 436.9162 | 555.3665 | 436.9162 | 555.3665
1988 | 488.43 | 578.1268 | 488.43 | 578.1268
1989 | 520.2216 | 608.8525 | 520.2216 | 608.8525
1990 | 544.6992 | 631.2387 | 544.6992 | 631.2387
1991 | 582.2927 | 632.378 | 582.2927 | 632.378
1992 | 563.9424 | 605.5654 | 563.9424 | 605.5654
1993 | 532.2832 | 551.951 | 532.2832 | 551.951
1994 | 524.9687 | 494.9574 | 524.9687 | 494.9574
1995 | 532.0184 | 428.5158 | 532.0184 | 428.5158
1996 | 534.0123 | 388.6529 | 534.0123 | 388.6529
1997 | 547.3365 | 371.7333 | 547.3365 | 371.7333
1998 | 553.682 | 345.5837 | 553.682 | 345.5837
1999 | 551.3005 | 303.5903 | 551.3005 | 303.5903
2000 | 533.6389 | 280.0376 | 533.6389 | 280.0376
2001 | 509.4856 | 262.5654 | 509.4856 | 262.5654
2002 | 480.6889 | 234.4256 | 480.6889 | 234.4256
2003 | 444.5795 | 221.368 | 444.5795 | 221.368
2004 | 414.3298 | 237.5106 | 414.3298 | 237.5106
2005 | 395.9429 | 275.7908 | 395.9429 | 275.7908
2006 | 386.3031 | 320.5765 | 386.3031 | 320.5765
2007 | 382.5334 | 348.9834 | 382.5334 | 348.9834
2008 | 385.587 | 370.461 | 385.587 | 370.461
2009 | 394.658 | 426.3282 | 394.658 | 426.3282
2010 | 406.9173 | 455.5408 | 406.9173 | 455.5408
2011 | 436.3892 | 464.8042 | 436.3892 | 464.8042
2012 | 489.2651 | 452.0883 | 489.2651 | 452.0883
2013 | 522.11 | 447.4567 | 522.11 | 447.4567
2014 | 546.9979 | 441.2599 | 546.9979 | 441.2599
2015 | 589.2793 | 432.5348 | 589.2793 | 432.5348
2016 | 569.6158 | 424.5002 | 569.6158 | 424.5002
2017 | 537.4308 | 419.7919 | 537.4308 | 419.7919
2018 | 529.3848 | 427.8082 | 529.3848 | 427.8082
2019 | 537.421 | 422.2762 | 537.421 | 422.2762
2020 | 537.7365 | 415.156 | 537.7365 | 415.156
2021 | 546.278 | 397.2856 | 546.278 | 397.2856
2022 | 548.1106 | 357.2902 | 548.1106 | 357.2902
2023 | 550.848 | 322.3683 | 550.848 | 322.3683
2024 | 528.4999 | 297.746 | 528.4999 | 297.746
2025 | 505.1934 | 282.413 | 505.1934 | 282.413
2026 | 475.9809 | 264.4942 | 475.9809 | 264.4942
2027 | 440.7258 | 251.1989 | 440.7258 | 251.1989
2028 | 411.285 | 260.5077 | 411.285 | 260.5077
2029 | 392.4082 | 289.2206 | 392.4082 | 289.2206
2030 | 380.8486 | 327.7669 | 380.8486 | 327.7669
2031 | 377.819 | 356.352 | 377.819 | 356.352
2032 | 378.8937 | 380.2065 | 378.8937 | 380.2065
2033 | 389.4643 | 439.461 | 389.4643 | 439.461
2034 | 402.9015 | 469.0895 | 402.9015 | 469.0895
2035 | 426.1449 | 480.1356 | 426.1449 | 480.1356
2036 | 478.6922 | 476.6899 | 478.6922 | 476.6899
2037 | 511.6031 | 480.6748 | 511.6031 | 480.6748
2038 | 536.7935 | 468.8327 | 536.7935 | 468.8327
2039 | 576.3481 | 463.4947 | 576.3481 | 463.4947
2040 | 562.4082 | 465.2652 | 562.4082 | 465.2652
2041 | 524.7645 | 466.8557 | 524.7645 | 466.8557
2042 | 518.89 | 478.5564 | 518.89 | 478.5564
2043 | 527.0512 | 490.8516 | 527.0512 | 490.8516
2044 | 530.0044 | 506.788 | 530.0044 | 506.788
2045 | 537.7521 | 532.2972 | 537.7521 | 532.2972
2046 | 544.0005 | 543.8224 | 544.0005 | 543.8224
2047 | 544.3305 | 551.567 | 544.3305 | 551.567
2048 | 524.8661 | 553.9827 | 524.8661 | 553.9827
2049 | 507.1298 | 548.6924 | 507.1298 | 548.6924
2050 | 480.5424 | 528.0401 | 480.5424 | 528.0401
2051 | 445.1557 | 512.3083 | 445.1557 | 512.3083
2052 | 416.5259 | 503.3146 | 416.5259 | 503.3146
2053 | 395.5438 | 494.1149 | 395.5438 | 494.1149
2054 | 384.7798 | 510.1394 | 384.7798 | 510.1394
2055 | 380.9977 | 520.8973 | 380.9977 | 520.8973
2056 | 381.2129 | 519.3183 | 381.2129 | 519.3183
2057 | 390.5572 | 569.1243 | 390.5572 | 569.1243
2058 | 401.5187 | 593.7612 | 401.5187 | 593.7612
2059 | 422.756 | 596.2503 | 422.756 | 596.2503
2060 | 468.5574 | 581.6328 | 468.5574 | 581.6328
2061 | 500.3108 | 576.823 | 500.3108 | 576.823
2062 | 523.8158 | 564.9809 | 523.8158 | 564.9809
2063 | 558.3938 | 551.7989 | 558.3938 | 551.7989
2064 | 551.1244 | 540.7932 | 551.1244 | 540.7932
2065 | 524.8214 | 535.4311 | 524.8214 | 535.4311
2066 | 520.6116 | 538.9313 | 520.6116 | 538.9313
2067 | 526.2221 | 526.6249 | 526.2221 | 526.6249
2068 | 531.8953 | 507.2634 | 531.8953 | 507.2634
2069 | 540.2886 | 482.4403 | 540.2886 | 482.4403
2070 | 545.4783 | 433.5313 | 545.4783 | 433.5313
2071 | 542.8047 | 386.8435 | 542.8047 | 386.8435
2072 | 520.5404 | 357.5861 | 520.5404 | 357.5861
2073 | 501.3867 | 347.7795 | 501.3867 | 347.7795
2074 | 478.2299 | 348.1039 | 478.2299 | 348.1039
2075 | 443.2056 | 354.5374 | 443.2056 | 354.5374
2076 | 413.2338 | 388.9232 | 413.2338 | 388.9232
2077 | 395.0691 | 437.7214 | 395.0691 | 437.7214
2078 | 384.0057 | 488.4496 | 384.0057 | 488.4496
2079 | 379.2199 | 535.6345 | 379.2199 | 535.6345
2080 | 379.5867 | 577.6134 | 379.5867 | 577.6134
2081 | 388.8059 | 638.1157 | 388.8059 | 638.1157
2082 | 399.2296 | 665.1296 | 399.2296 | 665.1296
2083 | 412.4731 | 675.3438 | 412.4731 | 675.3438
2084 | 447.6762 | 665.0642 | 447.6762 | 665.0642
2085 | 482.515 | 664.9489 | 482.515 | 664.9489
2086 | 507.2318 | 673.6675 | 507.2318 | 673.6675
2087 | 541.8259 | 680.1549 | 541.8259 | 680.1549
2088 | 534.87 | 678.6571 | 534.87 | 678.6571
2089 | 513.9844 | 673.6516 | 513.9844 | 673.6516
2090 | 503.6461 | 671.8035 | 503.6461 | 671.8035
2091 | 507.7295 | 637.5697 | 507.7295 | 637.5697
2092 | 512.9256 | 596.8155 | 512.9256 | 596.8155
2093 | 524.5653 | 544.9545 | 524.5653 | 544.9545
2094 | 521.2025 | 482.9128 | 521.2025 | 482.9128
2095 | 523.2708 | 437.8293 | 523.2708 | 437.8293
2096 | 507.318 | 408.3342 | 507.318 | 408.3342
2097 | 490.2684 | 381.8295 | 490.2684 | 381.8295
2098 | 466.3186 | 351.5505 | 466.3186 | 351.5505
2099 | 437.4843 | 335.1057 | 437.4843 | 335.1057
2100 | 410.2902 | 341.1462 | 410.2902 | 341.1462
2101 | 394.2789 | 370.3939 | 394.2789 | 370.3939
2102 | 382.4312 | 438.2362 | 382.4312 | 438.2362
2103 | 379.4352 | 484.5298 | 379.4352 | 484.5298
2104 | 380.0155 | 508.6814 | 380.0155 | 508.6814
2105 | 389.6325 | 577.2654 | 389.6325 | 577.2654
2106 | 398.0658 | 618.0657 | 398.0658 | 618.0657
2107 | 412.4085 | 644.265 | 412.4085 | 644.265
2108 | 444.1809 | 643.4933 | 444.1809 | 643.4933
2109 | 475.4846 | 641.0604 | 475.4846 | 641.0604
2110 | 498.9213 | 629.9908 | 498.9213 | 629.9908
2111 | 540.8216 | 618.4133 | 540.8216 | 618.4133
2112 | 531.8853 | 610.0817 | 531.8853 | 610.0817
2113 | 508.0451 | 606.2052 | 508.0451 | 606.2052
2114 | 503.1972 | 614.281 | 503.1972 | 614.281
2115 | 505.6229 | 589.0796 | 505.6229 | 589.0796
2116 | 518.7456 | 543.928 | 518.7456 | 543.928
2117 | 531.6041 | 506.4477 | 531.6041 | 506.4477
2118 | 529.8805 | 438.4041 | 529.8805 | 438.4041
2119 | 532.333 | 390.6466 | 532.333 | 390.6466
2120 | 511.4225 | 368.7578 | 511.4225 | 368.7578
2121 | 492.5495 | 357.1685 | 492.5495 | 357.1685
2122 | 467.6593 | 345.0139 | 467.6593 | 345.0139
2123 | 439.0366 | 347.4065 | 439.0366 | 347.4065
2124 | 409.2796 | 369.1944 | 409.2796 | 369.1944
2125 | 390.5151 | 406.4644 | 390.5151 | 406.4644
2126 | 380.7217 | 460.5797 | 380.7217 | 460.5797
2127 | 376.4368 | 507.408 | 376.4368 | 507.408
2128 | 377.2853 | 542.256 | 377.2853 | 542.256
2129 | 386.6488 | 621.6552 | 386.6488 | 621.6552
2130 | 394.6492 | 669.6458 | 394.6492 | 669.6458
2131 | 419.5919 | 681.1079 | 419.5919 | 681.1079
2132 | 455.5705 | 670.6501 | 455.5705 | 670.6501
2133 | 485.9059 | 661.2052 | 485.9059 | 661.2052
2134 | 520.1896 | 658.2173 | 520.1896 | 658.2173
2135 | 553.9216 | 663.8727 | 553.9216 | 663.8727
2136 | 546.935 | 681.45 | 546.935 | 681.45
2137 | 516.4577 | 685.8929 | 516.4577 | 685.8929
2138 | 511.3243 | 690.5815 | 511.3243 | 690.5815
2139 | 517.7308 | 673.6995 | 517.7308 | 673.6995
2140 | 527.6683 | 597.4097 | 527.6683 | 597.4097
2141 | 549.2226 | 527.7215 | 549.2226 | 527.7215
2142 | 549.5366 | 484.5766 | 549.5366 | 484.5766
2143 | 541.1859 | 441.7513 | 541.1859 | 441.7513
2144 | 519.3458 | 411.3054 | 519.3458 | 411.3054
2145 | 502.8131 | 390.8026 | 502.8131 | 390.8026
2146 | 471.672 | 376.3898 | 471.672 | 376.3898
2147 | 439.8255 | 371.5921 | 439.8255 | 371.5921
2148 | 411.0419 | 392.3104 | 411.0419 | 392.3104
2149 | 392.183 | 444.6146 | 392.183 | 444.6146
2150 | 380.2071 | 531.948 | 380.2071 | 531.948
2151 | 380.3493 | 557.7402 | 380.3493 | 557.7402
2152 | 380.1218 | 578.2076 | 380.1218 | 578.2076
2153 | 388.5174 | 640.9086 | 388.5174 | 640.9086
2154 | 406.2036 | 675.4099 | 406.2036 | 675.4099
2155 | 439.2882 | 688.12 | 439.2882 | 688.12
2156 | 489.9701 | 680.6333 | 489.9701 | 680.6333
2157 | 521.1743 | 677.012 | 521.1743 | 677.012
2158 | 543.2623 | 670.1615 | 543.2623 | 670.1615
2159 | 587.4474 | 663.4568 | 587.4474 | 663.4568
2160 | 568.5202 | 653.9961 | 568.5202 | 653.9961
2161 | 534.0731 | 641.9785 | 534.0731 | 641.9785
2162 | 526.3488 | 644.1713 | 526.3488 | 644.1713
2163 | 531.214 | 629.488 | 531.214 | 629.488
2164 | 536.7488 | 576.849 | 536.7488 | 576.849
2165 | 549.4031 | 526.0576 | 549.4031 | 526.0576
2166 | 561.3792 | 462.8274 | 561.3792 | 462.8274
2167 | 552.2548 | 416.199 | 552.2548 | 416.199
2168 | 533.1892 | 394.3696 | 533.1892 | 394.3696
2169 | 510.7477 | 382.602 | 510.7477 | 382.602
2170 | 482.6147 | 365.0992 | 482.6147 | 365.0992
2171 | 443.7717 | 354.3591 | 443.7717 | 354.3591
2172 | 416.5212 | 737.0985 | 416.5212 | 737.0985
2173 | 395.2911 | 808.978 | 395.2911 | 808.978
2174 | 383.771 | 945.7109 | 383.771 | 945.7109
2175 | 381.0636 | 993.2933 | 381.0636 | 993.2933
2176 | 381.5724 | 1011.5599 | 381.5724 | 1011.5599
2177 | 392.5805 | 1046.8265 | 392.5805 | 1046.8265
2178 | 409.7574 | 1077.1018 | 409.7574 | 1077.1018
2179 | 438.1283 | 1086.056 | 438.1283 | 1086.056
2180 | 486.277 | 1065.2345 | 486.277 | 1065.2345
2181 | 521.7712 | 1040.6566 | 521.7712 | 1040.6566
2182 | 542.0601 | 1032.3788 | 542.0601 | 1032.3788
2183 | 588.3965 | 1032.8023 | 588.3965 | 1032.8023
2184 | 571.8619 | 1029.799 | 571.8619 | 1029.799
2185 | 527.2379 | 1018.2944 | 527.2379 | 1018.2944
2186 | 528.6258 | 1012.7225 | 528.6258 | 1012.7225
2187 | 539.3514 | 989.9423 | 539.3514 | 989.9423
2188 | 541.4735 | 945.0518 | 541.4735 | 945.0518
2189 | 558.5866 | 890.1385 | 558.5866 | 890.1385
2190 | 572.8291 | 858.5464 | 572.8291 | 858.5464
2191 | 563.728 | 836.1322 | 563.728 | 836.1322
2192 | 534.0797 | 822.551 | 534.0797 | 822.551
2193 | 516.9739 | 800.2293 | 516.9739 | 800.2293
2194 | 485.9233 | 776.8209 | 485.9233 | 776.8209
2195 | 453.8108 | 772.6237 | 453.8108 | 772.6237
2196 | 424.5136 | 776.8142 | 424.5136 | 776.8142
2197 | 402.9932 | 788.9322 | 402.9932 | 788.9322
2198 | 390.0194 | 794.9918 | 390.0194 | 794.9918
2199 | 385.2708 | 802.7332 | 385.2708 | 802.7332
2200 | 385.1013 | 834.656 | 385.1013 | 834.656
2201 | 395.6277 | 927.6795 | 395.6277 | 927.6795
2202 | 411.5548 | 985.5176 | 411.5548 | 985.5176
2203 | 439.8735 | 1020.4061 | 439.8735 | 1020.4061
2204 | 488.5861 | 1039.6761 | 488.5861 | 1039.6761
2205 | 519.8203 | 1067.8437 | 519.8203 | 1067.8437
2206 | 542.4395 | 1105.5459 | 542.4395 | 1105.5459
2207 | 586.6707 | 1141.3 | 586.6707 | 1141.3
2208 | 571.8848 | 1170.6206 | 571.8848 | 1170.6206
2209 | 535.5776 | 1180.5398 | 535.5776 | 1180.5398
2210 | 534.8139 | 1192.7585 | 534.8139 | 1192.7585
2211 | 542.1235 | 1178.8737 | 542.1235 | 1178.8737
2212 | 545.1353 | 1115.5661 | 545.1353 | 1115.5661
2213 | 569.8275 | 1082.3273 | 569.8275 | 1082.3273
2214 | 582.7166 | 1046.4755 | 582.7166 | 1046.4755
2215 | 564.1998 | 1009.4028 | 564.1998 | 1009.4028
2216 | 536.5642 | 972.0173 | 536.5642 | 972.0173
2217 | 506.6476 | 893.3169 | 506.6476 | 893.3169
2218 | 471.2368 | 806.7643 | 471.2368 | 806.7643
2219 | 437.1545 | 751.5756 | 437.1545 | 751.5756
2220 | 409.6619 | 738.8526 | 409.6619 | 738.8526
2221 | 391.8949 | 788.8069 | 391.8949 | 788.8069
2222 | 380.9557 | 870.1634 | 380.9557 | 870.1634
2223 | 378.587 | 915.2401 | 378.587 | 915.2401
2224 | 378.8981 | 944.9077 | 378.8981 | 944.9077
2225 | 388.9345 | 1008.7395 | 388.9345 | 1008.7395
2226 | 402.1452 | 1045.0285 | 402.1452 | 1045.0285
2227 | 424.2375 | 1069.5182 | 424.2375 | 1069.5182
2228 | 464.3065 | 1081.0205 | 464.3065 | 1081.0205
2229 | 494.3853 | 1107.3088 | 494.3853 | 1107.3088
2230 | 515.2177 | 1137.3686 | 515.2177 | 1137.3686
2231 | 560.409 | 1153.8286 | 560.409 | 1153.8286
2232 | 548.1614 | 1178.5136 | 548.1614 | 1178.5136
2233 | 514.8109 | 1204.72 | 514.8109 | 1204.72
2234 | 516.803 | 1233.8524 | 516.803 | 1233.8524
2235 | 533.2089 | 1230.3663 | 533.2089 | 1230.3663
2236 | 535.6444 | 1081.8642 | 535.6444 | 1081.8642
2237 | 555.8405 | 961.8021 | 555.8405 | 961.8021
2238 | 566.2109 | 837.3731 | 566.2109 | 837.3731
2239 | 553.0248 | 757.202 | 553.0248 | 757.202
2240 | 527.3736 | 694.6339 | 527.3736 | 694.6339
2241 | 504.9156 | 655.3986 | 504.9156 | 655.3986
2242 | 479.0537 | 641.7625 | 479.0537 | 641.7625
2243 | 446.5256 | 638.4423 | 446.5256 | 638.4423
2244 | 422.3333 | 648.5213 | 422.3333 | 648.5213
2245 | 401.7724 | 723.4076 | 401.7724 | 723.4076
2246 | 389.2287 | 815.5387 | 389.2287 | 815.5387
2247 | 384.7661 | 888.4289 | 384.7661 | 888.4289
2248 | 385.0766 | 986.1268 | 385.0766 | 986.1268
2249 | 393.836 | 1096.6904 | 393.836 | 1096.6904
2250 | 408.3815 | 1164.1756 | 408.3815 | 1164.1756
2251 | 427.2076 | 1194.0526 | 427.2076 | 1194.0526
2252 | 461.2016 | 1192.1492 | 461.2016 | 1192.1492
2253 | 490.1947 | 1169.3254 | 490.1947 | 1169.3254
2254 | 515.2853 | 1157.5396 | 515.2853 | 1157.5396
2255 | 555.8681 | 1161.3458 | 555.8681 | 1161.3458
2256 | 554.2809 | 1165.7344 | 554.2809 | 1165.7344
2257 | 524.8034 | 1146.2114 | 524.8034 | 1146.2114
2258 | 519.794 | 1131.2431 | 519.794 | 1131.2431
2259 | 516.9768 | 1115.8548 | 516.9768 | 1115.8548
2260 | 528.728 | 1067.331 | 528.728 | 1067.331
2261 | 544.0046 | 941.0046 | 544.0046 | 941.0046
2262 | 557.4909 | 859.1729 | 557.4909 | 859.1729
2263 | 544.9841 | 747.9308 | 544.9841 | 747.9308
2264 | 520.6526 | 676.718 | 520.6526 | 676.718
2265 | 494.9164 | 630.2161 | 494.9164 | 630.2161
2266 | 472.704 | 602.6732 | 472.704 | 602.6732
2267 | 443.1916 | 625.0367 | 443.1916 | 625.0367
2268 | 417.252 | 665.3096 | 417.252 | 665.3096
2269 | 401.3189 | 765.2531 | 401.3189 | 765.2531
2270 | 388.9665 | 892.7149 | 388.9665 | 892.7149
2271 | 384.7099 | 943.9306 | 384.7099 | 943.9306
2272 | 383.531 | 1017.323 | 383.531 | 1017.323
2273 | 391.4908 | 1120.2441 | 391.4908 | 1120.2441
2274 | 403.4482 | 1181.7156 | 403.4482 | 1181.7156
2275 | 423.5912 | 1229.8844 | 423.5912 | 1229.8844
2276 | 457.4427 | 1272.9588 | 457.4427 | 1272.9588
2277 | 484.8381 | 1299.7482 | 484.8381 | 1299.7482
2278 | 505.0117 | 1303.999 | 505.0117 | 1303.999
2279 | 545.6468 | 1321.8372 | 545.6468 | 1321.8372
2280 | 541.0196 | 1348.6521 | 541.0196 | 1348.6521
2281 | 511.3729 | 1365.0862 | 511.3729 | 1365.0862
2282 | 507.8715 | 1372.9199 | 507.8715 | 1372.9199
2283 | 514.0531 | 1330.7204 | 514.0531 | 1330.7204
2284 | 525.4799 | 1157.0358 | 525.4799 | 1157.0358
2285 | 544.8769 | 1026.0738 | 544.8769 | 1026.0738
2286 | 557.4511 | 927.8296 | 557.4511 | 927.8296
2287 | 543.5874 | 839.7655 | 543.5874 | 839.7655
2288 | 522.3092 | 774.4411 | 522.3092 | 774.4411
2289 | 498.2439 | 724.4313 | 498.2439 | 724.4313
2290 | 474.7764 | 701.524 | 474.7764 | 701.524
2291 | 444.6461 | 702.4635 | 444.6461 | 702.4635
2292 | 419.3275 | 743.3629 | 419.3275 | 743.3629
2293 | 400.3911 | 837.1673 | 400.3911 | 837.1673
2294 | 389.1946 | 917.0204 | 389.1946 | 917.0204
2295 | 385.4572 | 947.8144 | 385.4572 | 947.8144
2296 | 386.4002 | 983.3705 | 386.4002 | 983.3705
2297 | 391.6124 | 1050.5851 | 391.6124 | 1050.5851
2298 | 406.2463 | 1082.9902 | 406.2463 | 1082.9902
2299 | 427.4097 | 1092.6961 | 427.4097 | 1092.6961
2300 | 460.0698 | 1062.9793 | 460.0698 | 1062.9793
2301 | 488.4768 | 1066.7161 | 488.4768 | 1066.7161
2302 | 513.5833 | 1052.6752 | 513.5833 | 1052.6752
2303 | 553.1226 | 1027.6655 | 553.1226 | 1027.6655
2304 | 545.169 | 990.9603 | 545.169 | 990.9603
2305 | 523.0765 | 955.4007 | 523.0765 | 955.4007
2306 | 518.3602 | 922.2659 | 518.3602 | 922.2659
2307 | 521.0132 | 881.9457 | 521.0132 | 881.9457
2308 | 525.9778 | 849.4585 | 525.9778 | 849.4585
2309 | 547.27 | 821.607 | 547.27 | 821.607
2310 | 563.6208 | 786.0058 | 563.6208 | 786.0058
2311 | 551.678 | 743.0446 | 551.678 | 743.0446
2312 | 523.1503 | 717.6866 | 523.1503 | 717.6866
2313 | 502.3606 | 699.4993 | 502.3606 | 699.4993
2314 | 475.9711 | 683.2322 | 475.9711 | 683.2322
2315 | 440.6558 | 672.7707 | 440.6558 | 672.7707
2316 | 412.3405 | 678.4647 | 412.3405 | 678.4647
2317 | 394.1577 | 736.312 | 394.1577 | 736.312
2318 | 382.2263 | 812.156 | 382.2263 | 812.156
2319 | 379.2087 | 877.0278 | 379.2087 | 877.0278
2320 | 381.48 | 957.1857 | 381.48 | 957.1857
2321 | 391.4347 | 1077.8974 | 391.4347 | 1077.8974
2322 | 411.8056 | 1168.5606 | 411.8056 | 1168.5606
2323 | 439.1178 | 1240.4084 | 439.1178 | 1240.4084
2324 | 484.9846 | 1302.1504 | 484.9846 | 1302.1504
2325 | 519.3156 | 1343.3477 | 519.3156 | 1343.3477
2326 | 545.5193 | 1321.9149 | 545.5193 | 1321.9149
2327 | 588.8716 | 1333.4888 | 588.8716 | 1333.4888
2328 | 577.4575 | 1370.4518 | 577.4575 | 1370.4518
2329 | 546.1892 | 1413.4466 | 546.1892 | 1413.4466
2330 | 539.0745 | 1429.4239 | 539.0745 | 1429.4239
2331 | 545.7163 | 1443.2273 | 545.7163 | 1443.2273
2332 | 550.6186 | 1467.2441 | 550.6186 | 1467.2441
2333 | 571.9417 | 1443.7776 | 571.9417 | 1443.7776
2334 | 585.1189 | 1367.4584 | 585.1189 | 1367.4584
2335 | 563.5487 | 1273.13 | 563.5487 | 1273.13
2336 | 536.9443 | 1190.5162 | 536.9443 | 1190.5162
2337 | 518.487 | 1143.012 | 518.487 | 1143.012
2338 | 488.2171 | 1111.5853 | 488.2171 | 1111.5853
2339 | 452.1833 | 1111.773 | 452.1833 | 1111.773
2340 | 420.639 | 1148.7886 | 420.639 | 1148.7886
2341 | 404.1988 | 1218.4128 | 404.1988 | 1218.4128
2342 | 392.3023 | 1290.4982 | 392.3023 | 1290.4982
2343 | 388.5233 | 1336.5771 | 388.5233 | 1336.5771
2344 | 389.0332 | 1386.5411 | 389.0332 | 1386.5411
2345 | 398.7077 | 1462.0245 | 398.7077 | 1462.0245
2346 | 416.9312 | 1509.3387 | 416.9312 | 1509.3387
2347 | 446.4758 | 1526.0607 | 446.4758 | 1526.0607
2348 | 491.3846 | 1517.893 | 491.3846 | 1517.893
2349 | 526.0837 | 1513.1103 | 526.0837 | 1513.1103
2350 | 548.0093 | 1512.8509 | 548.0093 | 1512.8509
2351 | 588.4723 | 1516.9076 | 588.4723 | 1516.9076
2352 | 577.1297 | 1524.1778 | 577.1297 | 1524.1778
2353 | 548.3447 | 1565.168 | 548.3447 | 1565.168
2354 | 537.3401 | 1615.7243 | 537.3401 | 1615.7243
2355 | 544.2998 | 1627.022 | 544.2998 | 1627.022
2356 | 548.9089 | 1509.7161 | 548.9089 | 1509.7161
2357 | 571.3353 | 1397.2965 | 571.3353 | 1397.2965
2358 | 583.9019 | 1305.8177 | 583.9019 | 1305.8177
2359 | 568.9459 | 1240.9315 | 568.9459 | 1240.9315
2360 | 546.4206 | 1196.1541 | 546.4206 | 1196.1541
2361 | 524.5346 | 1158.2969 | 524.5346 | 1158.2969
2362 | 495.2868 | 1135.139 | 495.2868 | 1135.139
2363 | 461.3425 | 1143.721 | 461.3425 | 1143.721
2364 | 428.778 | 1189.3813 | 428.778 | 1189.3813
2365 | 411.7365 | 1318.3911 | 411.7365 | 1318.3911
2366 | 398.903 | 1516.6395 | 398.903 | 1516.6395
2367 | 395.7418 | 1558.7093 | 395.7418 | 1558.7093
2368 | 396.4333 | 1600.0285 | 396.4333 | 1600.0285
2369 | 404.9455 | 1678.5189 | 404.9455 | 1678.5189
2370 | 421.8763 | 1732.7238 | 421.8763 | 1732.7238
2371 | 450.1123 | 1747.0653 | 450.1123 | 1747.0653
2372 | 497.499 | 1739.5241 | 497.499 | 1739.5241
2373 | 526.4077 | 1727.7254 | 526.4077 | 1727.7254
2374 | 551.5562 | 1704.1627 | 551.5562 | 1704.1627
2375 | 585.7401 | 1673.6405 | 585.7401 | 1673.6405
2376 | 577.6959 | 1632.6756 | 577.6959 | 1632.6756
2377 | 551.0417 | 1589.0977 | 551.0417 | 1589.0977
2378 | 547.9463 | 1539.2998 | 547.9463 | 1539.2998
2379 | 550.6895 | 1460.3915 | 550.6895 | 1460.3915
2380 | 557.5111 | 1348.9741 | 557.5111 | 1348.9741
2381 | 573.1256 | 1253.8439 | 573.1256 | 1253.8439
2382 | 585.281 | 1181.1581 | 585.281 | 1181.1581
2383 | 567.0832 | 1127.5476 | 567.0832 | 1127.5476
2384 | 540.2941 | 1100.5608 | 540.2941 | 1100.5608
2385 | 517.5063 | 1079.492 | 517.5063 | 1079.492
2386 | 492.2419 | 1045.4342 | 492.2419 | 1045.4342
2387 | 460.8123 | 1017.0568 | 460.8123 | 1017.0568
2388 | 435.6146 | 1022.6255 | 435.6146 | 1022.6255
2389 | 417.4179 | 1086.236 | 417.4179 | 1086.236
2390 | 405.1929 | 1148.9249 | 405.1929 | 1148.9249
2391 | 399.8941 | 1169.4455 | 399.8941 | 1169.4455
2392 | 400.1677 | 1207.8832 | 400.1677 | 1207.8832
2393 | 410.1126 | 1283.8677 | 410.1126 | 1283.8677
2394 | 425.2419 | 1332.5601 | 425.2419 | 1332.5601
2395 | 439.1944 | 1359.806 | 439.1944 | 1359.806
2396 | 475.4027 | 1364.0417 | 475.4027 | 1364.0417
2397 | 507.6737 | 1360.8878 | 507.6737 | 1360.8878
2398 | 534.1094 | 1345.9699 | 534.1094 | 1345.9699
2399 | 569.8358 | 1329.1038 | 569.8358 | 1329.1038
2400 | 563.7933 | 1311.818 | 563.7933 | 1311.818
2401 | 539.6746 | 1307.3293 | 539.6746 | 1307.3293
2402 | 535.834 | 1317.5435 | 535.834 | 1317.5435
2403 | 537.2407 | 1348.7616 | 537.2407 | 1348.7616
2404 | 542.8405 | 1286.7069 | 542.8405 | 1286.7069
2405 | 555.1187 | 1190.0733 | 555.1187 | 1190.0733
2406 | 575.2026 | 1132.5471 | 575.2026 | 1132.5471
2407 | 560.2812 | 1071.9206 | 560.2812 | 1071.9206
2408 | 533.8703 | 1016.4938 | 533.8703 | 1016.4938
2409 | 512.3764 | 963.4771 | 512.3764 | 963.4771
2410 | 491.6555 | 912.2551 | 491.6555 | 912.2551
2411 | 462.4298 | 897.6592 | 462.4298 | 897.6592
2412 | 435.6348 | 937.0551 | 435.6348 | 937.0551
2413 | 414.5864 | 985.8819 | 414.5864 | 985.8819
2414 | 406.1972 | 1011.1102 | 406.1972 | 1011.1102
2415 | 400.6554 | 1029.6263 | 400.6554 | 1029.6263
2416 | 401.095 | 1048.0181 | 401.095 | 1048.0181
2417 | 408.4723 | 1087.4192 | 408.4723 | 1087.4192
2418 | 420.2267 | 1106.6693 | 420.2267 | 1106.6693
2419 | 434.1847 | 1114.3706 | 434.1847 | 1114.3706
2420 | 459.6792 | 1093.048 | 459.6792 | 1093.048
2421 | 490.0627 | 1068.5954 | 490.0627 | 1068.5954
2422 | 517.5639 | 1042.0259 | 517.5639 | 1042.0259
2423 | 554.6207 | 1006.2416 | 554.6207 | 1006.2416
2424 | 549.2357 | 971.2904 | 549.2357 | 971.2904
2425 | 527.1846 | 946.756 | 527.1846 | 946.756
2426 | 522.0635 | 933.1658 | 522.0635 | 933.1658
2427 | 525.252 | 914.7707 | 525.252 | 914.7707
2428 | 528.3392 | 916.3613 | 528.3392 | 916.3613
2429 | 544.8345 | 912.9405 | 544.8345 | 912.9405
2430 | 561.1477 | 897.0093 | 561.1477 | 897.0093
2431 | 551.9507 | 910.4268 | 551.9507 | 910.4268
2432 | 526.0198 | 976.6529 | 526.0198 | 976.6529
2433 | 503.6729 | 1006.3249 | 503.6729 | 1006.3249
2434 | 482.921 | 986.9256 | 482.921 | 986.9256
2435 | 456.6831 | 982.2272 | 456.6831 | 982.2272
2436 | 432.4671 | 1023.2519 | 432.4671 | 1023.2519
2437 | 415.7199 | 1116.1794 | 415.7199 | 1116.1794
2438 | 403.759 | 1292.3775 | 403.759 | 1292.3775
2439 | 399.289 | 1357.7505 | 399.289 | 1357.7505
2440 | 399.7626 | 1402.4524 | 399.7626 | 1402.4524
2441 | 406.2279 | 1458.6418 | 406.2279 | 1458.6418
2442 | 417.7668 | 1483.2792 | 417.7668 | 1483.2792
2443 | 427.3858 | 1488.3496 | 427.3858 | 1488.3496
2444 | 447.1775 | 1475.9222 | 447.1775 | 1475.9222
2445 | 474.7204 | 1460.3649 | 474.7204 | 1460.3649
2446 | 501.7401 | 1459.2285 | 501.7401 | 1459.2285
2447 | 541.4373 | 1459.7772 | 541.4373 | 1459.7772
2448 | 536.9206 | 1466.2957 | 536.9206 | 1466.2957
2449 | 520.7185 | 1472.0805 | 520.7185 | 1472.0805
2450 | 515.6506 | 1497.5795 | 515.6506 | 1497.5795
2451 | 516.5331 | 1501.7359 | 516.5331 | 1501.7359
2452 | 528.2551 | 1345.7166 | 528.2551 | 1345.7166
2453 | 544.6531 | 1207.9892 | 544.6531 | 1207.9892
2454 | 554.126 | 1097.2164 | 554.126 | 1097.2164
2455 | 540.7364 | 1010.2798 | 540.7364 | 1010.2798
2456 | 526.8034 | 951.3451 | 526.8034 | 951.3451
2457 | 504.4507 | 904.5926 | 504.4507 | 904.5926
2458 | 481.1858 | 882.5623 | 481.1858 | 882.5623
2459 | 453.2894 | 898.035 | 453.2894 | 898.035
2460 | 427.5632 | 933.4218 | 427.5632 | 933.4218
2461 | 410.8839 | 1040.256 | 410.8839 | 1040.256
2462 | 398.4531 | 1150.3031 | 398.4531 | 1150.3031
2463 | 392.3661 | 1125.3448 | 392.3661 | 1125.3448
2464 | 393.7351 | 1136.3448 | 393.7351 | 1136.3448
2465 | 400.1616 | 1212.58 | 400.1616 | 1212.58
2466 | 416.126 | 1284.3249 | 416.126 | 1284.3249
2467 | 434.1443 | 1324.2248 | 434.1443 | 1324.2248
2468 | 459.9585 | 1322.1962 | 459.9585 | 1322.1962
2469 | 487.6423 | 1366.7762 | 487.6423 | 1366.7762
2470 | 510.7855 | 1411.9956 | 510.7855 | 1411.9956
2471 | 550.7815 | 1446.8727 | 550.7815 | 1446.8727
2472 | 540.3265 | 1479.0749 | 540.3265 | 1479.0749
2473 | 521.9695 | 1515.5548 | 521.9695 | 1515.5548
2474 | 519.4567 | 1534.9148 | 519.4567 | 1534.9148
2475 | 527.6549 | 1544.0826 | 527.6549 | 1544.0826
2476 | 536.8597 | 1408.8608 | 536.8597 | 1408.8608
2477 | 554.7837 | 1299.9492 | 554.7837 | 1299.9492
2478 | 565.1049 | 1257.9584 | 565.1049 | 1257.9584
2479 | 547.0118 | 1207.9812 | 547.0118 | 1207.9812
2480 | 526.1747 | 1151.4269 | 526.1747 | 1151.4269
2481 | 507.8385 | 1091.2689 | 507.8385 | 1091.2689
2482 | 483.256 | 1077.2569 | 483.256 | 1077.2569
2483 | 451.9605 | 1099.3697 | 451.9605 | 1099.3697
2484 | 425.039 | 1147.4104 | 425.039 | 1147.4104
2485 | 409.7146 | 1220.1668 | 409.7146 | 1220.1668
2486 | 398.0339 | 1307.4118 | 398.0339 | 1307.4118
2487 | 391.9308 | 1345.9736 | 391.9308 | 1345.9736
2488 | 394.2865 | 1362.4862 | 394.2865 | 1362.4862
2489 | 403.1324 | 1390.1103 | 403.1324 | 1390.1103
2490 | 421.1064 | 1394.9525 | 421.1064 | 1394.9525
2491 | 446.1986 | 1430.0915 | 446.1986 | 1430.0915
2492 | 487.2616 | 1398.8713 | 487.2616 | 1398.8713
2493 | 513.9086 | 1390.0794 | 513.9086 | 1390.0794
2494 | 547.4942 | 1356.6192 | 547.4942 | 1356.6192
2495 | 590.1523 | 1362.0541 | 590.1523 | 1362.0541
2496 | 578.01 | 1383.6069 | 578.01 | 1383.6069
2497 | 554.536 | 1389.3917 | 554.536 | 1389.3917
2498 | 547.2456 | 1394.845 | 547.2456 | 1394.845
2499 | 555.2083 | 1369.058 | 555.2083 | 1369.058
2500 | 563.27 | 1354.9878 | 563.27 | 1354.9878
2501 | 582.2726 | 1323.503 | 582.2726 | 1323.503
2502 | 584.7625 | 1242.9241 | 584.7625 | 1242.9241
2503 | 566.5476 | 1145.3382 | 566.5476 | 1145.3382
2504 | 542.425 | 1059.0911 | 542.425 | 1059.0911
2505 | 522.6107 | 977.7597 | 522.6107 | 977.7597
2506 | 495.2343 | 885.9451 | 495.2343 | 885.9451
2507 | 458.3721 | 825.6197 | 458.3721 | 825.6197
2508 | 429.3668 | 793.8531 | 429.3668 | 793.8531
2509 | 408.2569 | 784.6725 | 408.2569 | 784.6725
2510 | 396.4701 | 782.0873 | 396.4701 | 782.0873
2511 | 392.7082 | 791.708 | 392.7082 | 791.708
2512 | 397.4528 | 811.3527 | 397.4528 | 811.3527
2513 | 405.3508 | 855.3894 | 405.3508 | 855.3894
2514 | 422.3611 | 874.013 | 422.3611 | 874.013
2515 | 457.4928 | 876.4524 | 457.4928 | 876.4524
2516 | 504.2393 | 871.4169 | 504.2393 | 871.4169
2517 | 538.4193 | 879.0375 | 538.4193 | 879.0375
2518 | 563.4276 | 890.6803 | 563.4276 | 890.6803
2519 | 607.7086 | 896.491 | 607.7086 | 896.491
2520 | 596.5419 | 922.053 | 596.5419 | 922.053
2521 | 564.5591 | 984.2165 | 564.5591 | 984.2165
2522 | 565.2772 | 1015.604 | 565.2772 | 1015.604
2523 | 566.087 | 1015.3754 | 566.087 | 1015.3754
2524 | 567.4216 | 949.6874 | 567.4216 | 949.6874
2525 | 595.9843 | 915.0704 | 595.9843 | 915.0704
2526 | 611.9647 | 863.9337 | 611.9647 | 863.9337
2527 | 591.9687 | 841.2689 | 591.9687 | 841.2689
2528 | 561.5716 | 853.7472 | 561.5716 | 853.7472
2529 | 538.1078 | 825.036 | 538.1078 | 825.036
2530 | 509.4824 | 782.9599 | 509.4824 | 782.9599
2531 | 475.2904 | 779.8902 | 475.2904 | 779.8902
2532 | 441.9977 | 797.9876 | 441.9977 | 797.9876
2533 | 420.8401 | 824.6387 | 420.8401 | 824.6387
2534 | 410.0654 | 845.2315 | 410.0654 | 845.2315
2535 | 404.4237 | 851.3442 | 404.4237 | 851.3442
2536 | 405.931 | 862.9706 | 405.931 | 862.9706
2537 | 414.2748 | 917.5313 | 414.2748 | 917.5313
2538 | 432.6175 | 952.818 | 432.6175 | 952.818
2539 | 465.661 | 968.1618 | 465.661 | 968.1618
2540 | 508.4261 | 959.7436 | 508.4261 | 959.7436
2541 | 541.77 | 954.3345 | 541.77 | 954.3345
2542 | 566.5704 | 949.8153 | 566.5704 | 949.8153
2543 | 615.0311 | 940.9676 | 615.0311 | 940.9676
2544 | 596.0377 | 944.3539 | 596.0377 | 944.3539
2545 | 566.7266 | 980.5832 | 566.7266 | 980.5832
2546 | 559.1763 | 1036.5268 | 559.1763 | 1036.5268
2547 | 562.2388 | 1072.2553 | 562.2388 | 1072.2553
2548 | 566.9135 | 1094.8939 | 566.9135 | 1094.8939
2549 | 595.2536 | 1087.2134 | 595.2536 | 1087.2134
2550 | 611.0436 | 1048.2295 | 611.0436 | 1048.2295
2551 | 585.4385 | 993.2409 | 585.4385 | 993.2409
2552 | 562.0693 | 946.4589 | 562.0693 | 946.4589
2553 | 537.2701 | 911.4834 | 537.2701 | 911.4834
2554 | 509.8472 | 924.909 | 509.8472 | 924.909
2555 | 474.0225 | 999.7673 | 474.0225 | 999.7673
2556 | 444.0704 | 1041.9196 | 444.0704 | 1041.9196
2557 | 423.6621 | 1011.5655 | 423.6621 | 1011.5655
2558 | 412.1323 | 988.8093 | 412.1323 | 988.8093
2559 | 405.5405 | 1014.7172 | 405.5405 | 1014.7172
2560 | 407.8189 | 1068.0639 | 407.8189 | 1068.0639
2561 | 412.6384 | 1151.5657 | 412.6384 | 1151.5657
2562 | 433.4309 | 1198.2534 | 433.4309 | 1198.2534
2563 | 461.2309 | 1216.4788 | 461.2309 | 1216.4788
2564 | 494.4983 | 1220.3386 | 494.4983 | 1220.3386
2565 | 530.3067 | 1222.5719 | 530.3067 | 1222.5719
2566 | 554.8097 | 1214.4195 | 554.8097 | 1214.4195
2567 | 595.3294 | 1195.0477 | 595.3294 | 1195.0477
2568 | 583.8141 | 1181.0193 | 583.8141 | 1181.0193
2569 | 550.7191 | 1161.9975 | 550.7191 | 1161.9975
2570 | 546.6028 | 1145.2751 | 546.6028 | 1145.2751
2571 | 544.5873 | 1131.8914 | 544.5873 | 1131.8914
2572 | 560.0554 | 1140.4981 | 560.0554 | 1140.4981
2573 | 589.5152 | 1121.0407 | 589.5152 | 1121.0407
2574 | 605.0493 | 1062.011 | 605.0493 | 1062.011
2575 | 579.9036 | 1023.059 | 579.9036 | 1023.059
2576 | 550.4188 | 1027.3937 | 550.4188 | 1027.3937
2577 | 529.8365 | 1050.0498 | 529.8365 | 1050.0498
2578 | 503.9225 | 1068.8627 | 503.9225 | 1068.8627
2579 | 475.2065 | 1097.3651 | 475.2065 | 1097.3651
2580 | 444.1033 | 1142.9001 | 444.1033 | 1142.9001
2581 | 426.3498 | 1188.72 | 426.3498 | 1188.72
2582 | 411.6239 | 1206.8071 | 411.6239 | 1206.8071
2583 | 406.0014 | 1208.2842 | 406.0014 | 1208.2842
2584 | 405.631 | 1224.1703 | 405.631 | 1224.1703
2585 | 414.2557 | 1289.7562 | 414.2557 | 1289.7562
2586 | 427.6779 | 1345.9657 | 427.6779 | 1345.9657
2587 | 449.5386 | 1388.246 | 449.5386 | 1388.246
2588 | 477.3588 | 1414.2814 | 477.3588 | 1414.2814
2589 | 505.4797 | 1438.064 | 505.4797 | 1438.064
2590 | 528.9084 | 1435.8 | 528.9084 | 1435.8
2591 | 565.5681 | 1429.7085 | 565.5681 | 1429.7085
2592 | 557.2323 | 1423.072 | 557.2323 | 1423.072
2593 | 535.7242 | 1406.3053 | 535.7242 | 1406.3053
2594 | 531.8037 | 1388.5807 | 531.8037 | 1388.5807
2595 | 532.253 | 1369.935 | 532.253 | 1369.935
2596 | 541.9021 | 1350.9787 | 541.9021 | 1350.9787
2597 | 565.2878 | 1303.8331 | 565.2878 | 1303.8331
2598 | 580.1069 | 1235.2816 | 580.1069 | 1235.2816
2599 | 563.1996 | 1166.3863 | 563.1996 | 1166.3863
2600 | 541.7153 | 1120.2307 | 541.7153 | 1120.2307
2601 | 521.3184 | 1109.9365 | 521.3184 | 1109.9365
2602 | 498.2821 | 1152.4285 | 498.2821 | 1152.4285
2603 | 466.2166 | 1227.1615 | 466.2166 | 1227.1615
2604 | 442.6432 | 1291.2388 | 442.6432 | 1291.2388
2605 | 421.9022 | 1353.4712 | 421.9022 | 1353.4712
2606 | 410.7474 | 1396.9913 | 410.7474 | 1396.9913
2607 | 406.6239 | 1428.1612 | 406.6239 | 1428.1612
2608 | 409.0563 | 1468.3529 | 409.0563 | 1468.3529
2609 | 413.8804 | 1533.0617 | 413.8804 | 1533.0617
2610 | 426.1488 | 1553.0635 | 426.1488 | 1553.0635
2611 | 450.6455 | 1550.8673 | 450.6455 | 1550.8673
2612 | 476.7376 | 1527.6653 | 476.7376 | 1527.6653
2613 | 501.9108 | 1499.9553 | 501.9108 | 1499.9553
2614 | 527.7136 | 1455.3446 | 527.7136 | 1455.3446
2615 | 567.0345 | 1418.6834 | 567.0345 | 1418.6834
2616 | 558.9219 | 1413.0491 | 558.9219 | 1413.0491
2617 | 540.5896 | 1404.426 | 540.5896 | 1404.426
2618 | 533.9805 | 1404.1161 | 533.9805 | 1404.1161
2619 | 534.8451 | 1394.3657 | 534.8451 | 1394.3657
2620 | 552.1493 | 1408.2344 | 552.1493 | 1408.2344
2621 | 585.3958 | 1413.4584 | 585.3958 | 1413.4584
2622 | 592.4296 | 1385.8755 | 592.4296 | 1385.8755
2623 | 566.6161 | 1326.2513 | 566.6161 | 1326.2513
2624 | 544.9343 | 1236.7467 | 544.9343 | 1236.7467
2625 | 523.7486 | 1129.6064 | 523.7486 | 1129.6064
2626 | 499.1994 | 1044.9331 | 499.1994 | 1044.9331
2627 | 465.4719 | 1026.3279 | 465.4719 | 1026.3279
2628 | 439.6244 | 1082.8881 | 439.6244 | 1082.8881
2629 | 418.6835 | 1180.9523 | 418.6835 | 1180.9523
2630 | 407.0004 | 1201.7956 | 407.0004 | 1201.7956
2631 | 401.6844 | 1203.7739 | 401.6844 | 1203.7739
2632 | 402.7777 | 1235.9472 | 402.7777 | 1235.9472
2633 | 407.3592 | 1285.3712 | 407.3592 | 1285.3712
2634 | 423.8383 | 1331.4325 | 423.8383 | 1331.4325
2635 | 456.2911 | 1363.5646 | 456.2911 | 1363.5646
2636 | 486.5707 | 1394.9874 | 486.5707 | 1394.9874
2637 | 508.3211 | 1433.679 | 508.3211 | 1433.679
2638 | 532.7839 | 1443.5677 | 532.7839 | 1443.5677
2639 | 579.3558 | 1417.8064 | 579.3558 | 1417.8064
2640 | 566.0227 | 1351.7842 | 566.0227 | 1351.7842
2641 | 543.1773 | 1280.7687 | 543.1773 | 1280.7687
2642 | 537.0196 | 1216.0617 | 537.0196 | 1216.0617
2643 | 540.4524 | 1179.2496 | 540.4524 | 1179.2496
2644 | 555.7638 | 1162.799 | 555.7638 | 1162.799
2645 | 584.136 | 1086.7123 | 584.136 | 1086.7123
2646 | 600.6984 | 911.1666 | 600.6984 | 911.1666
2647 | 572.3692 | 796.1659 | 572.3692 | 796.1659
2648 | 548.3044 | 827.1866 | 548.3044 | 827.1866
2649 | 530.5634 | 830.9244 | 530.5634 | 830.9244
2650 | 504.2466 | 810.7734 | 504.2466 | 810.7734
2651 | 471.2524 | 856.0642 | 471.2524 | 856.0642
2652 | 436.4472 | 938.5585 | 436.4472 | 938.5585
2653 | 418.0187 | 1053.0352 | 418.0187 | 1053.0352
2654 | 407.1183 | 1135.5193 | 407.1183 | 1135.5193
2655 | 401.871 | 1187.8626 | 401.871 | 1187.8626
2656 | 403.6199 | 1245.8448 | 403.6199 | 1245.8448
2657 | 411.8086 | 1328.4696 | 411.8086 | 1328.4696
2658 | 432.682 | 1382.2986 | 432.682 | 1382.2986
2659 | 471.0025 | 1404.7837 | 471.0025 | 1404.7837
2660 | 510.7657 | 1390.8529 | 510.7657 | 1390.8529
2661 | 537.8704 | 1364.2705 | 537.8704 | 1364.2705
2662 | 560.0514 | 1339.0791 | 560.0514 | 1339.0791
2663 | 601.554 | 1305.55 | 601.554 | 1305.55
2664 | 590.7414 | 1273.731 | 590.7414 | 1273.731
2665 | 560.901 | 1254.208 | 560.901 | 1254.208
2666 | 548.5769 | 1249.012 | 548.5769 | 1249.012
2667 | 562.7992 | 1221.471 | 562.7992 | 1221.471
2668 | 573.1895 | 1190.6125 | 573.1895 | 1190.6125
2669 | 604.8163 | 1166.8954 | 604.8163 | 1166.8954
2670 | 610.8057 | 1171.511 | 610.8057 | 1171.511
2671 | 579.7369 | 1168.1403 | 579.7369 | 1168.1403
2672 | 553.2477 | 1148.4201 | 553.2477 | 1148.4201
2673 | 529.9242 | 1099.1619 | 529.9242 | 1099.1619
2674 | 501.9007 | 1001.8347 | 501.9007 | 1001.8347
2675 | 467.28 | 900.0396 | 467.28 | 900.0396
2676 | 437.1355 | 840.7101 | 437.1355 | 840.7101
2677 | 417.3872 | 824.3881 | 417.3872 | 824.3881
2678 | 408.3253 | 846.3591 | 408.3253 | 846.3591
2679 | 402.5862 | 971.6188 | 402.5862 | 971.6188
2680 | 402.7904 | 1202.7464 | 402.7904 | 1202.7464
2681 | 413.2759 | 1301.4078 | 413.2759 | 1301.4078
2682 | 429.5541 | 1250.8735 | 429.5541 | 1250.8735
2683 | 467.9533 | 1199.8157 | 467.9533 | 1199.8157
2684 | 512.2939 | 1155.9416 | 512.2939 | 1155.9416
2685 | 540.3834 | 1162.8105 | 540.3834 | 1162.8105
2686 | 568.197 | 1186.9818 | 568.197 | 1186.9818
2687 | 604.2773 | 1187.4053 | 604.2773 | 1187.4053
2688 | 588.8405 | 1179.5159 | 588.8405 | 1179.5159
2689 | 562.3517 | 1176.6559 | 562.3517 | 1176.6559
2690 | 558.1374 | 1180.1046 | 558.1374 | 1180.1046
2691 | 560.8806 | 1179.7507 | 560.8806 | 1179.7507
2692 | 567.6546 | 1196.2504 | 567.6546 | 1196.2504
2693 | 596.3697 | 1181.178 | 596.3697 | 1181.178
2694 | 611.5468 | 1131.4195 | 611.5468 | 1131.4195
2695 | 579.8713 | 1093.7203 | 579.8713 | 1093.7203
2696 | 553.0375 | 1075.0024 | 553.0375 | 1075.0024
2697 | 527.1599 | 1056.9405 | 527.1599 | 1056.9405
2698 | 497.6696 | 1029.8987 | 497.6696 | 1029.8987
2699 | 465.0241 | 991.8743 | 465.0241 | 991.8743
2700 | 433.5949 | 970.7571 | 433.5949 | 970.7571
2701 | 416.427 | 1028.2286 | 416.427 | 1028.2286
2702 | 403.1091 | 1135.5193 | 403.1091 | 1135.5193
2703 | 399.6271 | 1164.8099 | 399.6271 | 1164.8099
2704 | 404.1826 | 1218.5325 | 404.1826 | 1218.5325
2705 | 409.7553 | 1312.8088 | 409.7553 | 1312.8088
2706 | 429.0824 | 1347.7197 | 429.0824 | 1347.7197
2707 | 468.8115 | 1340.8878 | 468.8115 | 1340.8878
2708 | 511.2161 | 1312.5492 | 511.2161 | 1312.5492
2709 | 545.767 | 1272.8117 | 545.767 | 1272.8117
2710 | 571.8473 | 1207.654 | 571.8473 | 1207.654
2711 | 608.6256 | 1144.6827 | 608.6256 | 1144.6827
2712 | 595.9142 | 1129.652 | 595.9142 | 1129.652
2713 | 562.7625 | 1119.1496 | 562.7625 | 1119.1496
2714 | 556.032 | 1117.7122 | 556.032 | 1117.7122
2715 | 566.2231 | 1112.8479 | 566.2231 | 1112.8479
2716 | 574.7167 | 1119.45 | 574.7167 | 1119.45
2717 | 601.2137 | 1108.6374 | 601.2137 | 1108.6374
2718 | 613.9831 | 1077.2959 | 613.9831 | 1077.2959
2719 | 589.5566 | 1054.3805 | 589.5566 | 1054.3805
2720 | 561.6932 | 1041.551 | 561.6932 | 1041.551
2721 | 536.9075 | 1005.6985 | 536.9075 | 1005.6985
2722 | 510.2057 | 935.9342 | 510.2057 | 935.9342
2723 | 479.6333 | 874.3559 | 479.6333 | 874.3559
2724 | 450.1308 | 834.4458 | 450.1308 | 834.4458
2725 | 431.6285 | 829.0237 | 431.6285 | 829.0237
2726 | 423.4449 | 851.3705 | 423.4449 | 851.3705
2727 | 414.7252 | 905.9689 | 414.7252 | 905.9689
2728 | 418.7942 | 992.6417 | 418.7942 | 992.6417
2729 | 424.7136 | 1093.5582 | 424.7136 | 1093.5582
2730 | 444.664 | 1148.2642 | 444.664 | 1148.2642
2731 | 472.986 | 1179.77 | 472.986 | 1179.77
2732 | 503.5099 | 1192.7757 | 503.5099 | 1192.7757
2733 | 537.072 | 1192.2527 | 537.072 | 1192.2527
2734 | 559.314 | 1201.515 | 559.314 | 1201.515
2735 | 590.9858 | 1214.0912 | 590.9858 | 1214.0912
2736 | 588.0018 | 1227.2499 | 588.0018 | 1227.2499
2737 | 555.8927 | 1236.0415 | 555.8927 | 1236.0415
2738 | 550.6721 | 1243.2488 | 550.6721 | 1243.2488
2739 | 561.014 | 1264.9452 | 561.014 | 1264.9452
2740 | 568.622 | 1242.8568 | 568.622 | 1242.8568
2741 | 594.1089 | 1192.2032 | 594.1089 | 1192.2032
2742 | 598.621 | 1167.7524 | 598.621 | 1167.7524
2743 | 571.8471 | 1163.2541 | 571.8471 | 1163.2541
2744 | 552.5478 | 1191.5185 | 552.5478 | 1191.5185
2745 | 530.2447 | 1219.9377 | 530.2447 | 1219.9377
2746 | 507.7703 | 1222.714 | 507.7703 | 1222.714
2747 | 479.6197 | 1257.3555 | 479.6197 | 1257.3555
2748 | 450.789 | 1328.9499 | 450.789 | 1328.9499
2749 | 431.2846 | 1413.6085 | 431.2846 | 1413.6085
2750 | 420.8381 | 1457.1286 | 420.8381 | 1457.1286
2751 | 415.5116 | 1474.6424 | 415.5116 | 1474.6424
2752 | 415.8284 | 1494.0365 | 415.8284 | 1494.0365
2753 | 423.9504 | 1547.7202 | 423.9504 | 1547.7202
2754 | 441.2266 | 1561.9588 | 441.2266 | 1561.9588
2755 | 463.2708 | 1548.4869 | 463.2708 | 1548.4869
2756 | 486.1754 | 1517.6424 | 486.1754 | 1517.6424
2757 | 513.6024 | 1492.5634 | 513.6024 | 1492.5634
2758 | 540.1928 | 1468.1238 | 540.1928 | 1468.1238
2759 | 569.1018 | 1434.4694 | 569.1018 | 1434.4694
2760 | 564.2921 | 1398.1401 | 564.2921 | 1398.1401
2761 | 540.9536 | 1375.8608 | 540.9536 | 1375.8608
2762 | 543.4201 | 1365.1522 | 543.4201 | 1365.1522
2763 | 544.5186 | 1363.4201 | 544.5186 | 1363.4201
2764 | 561.0718 | 1367.0153 | 561.0718 | 1367.0153
2765 | 592.9082 | 1348.5602 | 592.9082 | 1348.5602
2766 | 590.6727 | 1299.0522 | 590.6727 | 1299.0522
2767 | 564.1834 | 1237.7993 | 564.1834 | 1237.7993
2768 | 544.2958 | 1186.1312 | 544.2958 | 1186.1312
2769 | 524.6949 | 1140.1304 | 524.6949 | 1140.1304
2770 | 504.6863 | 1107.952 | 504.6863 | 1107.952
2771 | 479.378 | 1111.5225 | 479.378 | 1111.5225
2772 | 452.2515 | 1136.7611 | 452.2515 | 1136.7611
2773 | 431.1469 | 1175.6903 | 431.1469 | 1175.6903
2774 | 420.6831 | 1196.1578 | 420.6831 | 1196.1578
2775 | 414.867 | 1216.1772 | 414.867 | 1216.1772
2776 | 416.6246 | 1249.4781 | 416.6246 | 1249.4781
2777 | 422.8327 | 1309.4261 | 422.8327 | 1309.4261
2778 | 439.767 | 1337.9474 | 439.767 | 1337.9474
2779 | 463.4938 | 1347.7786 | 463.4938 | 1347.7786
2780 | 487.4523 | 1358.6544 | 487.4523 | 1358.6544
2781 | 507.7454 | 1381.8105 | 507.7454 | 1381.8105
2782 | 528.3545 | 1410.6175 | 528.3545 | 1410.6175
2783 | 561.4903 | 1434.3441 | 561.4903 | 1434.3441
2784 | 557.2705 | 1476.5691 | 557.2705 | 1476.5691
2785 | 538.2476 | 1478.2195 | 538.2476 | 1478.2195
2786 | 536.5874 | 1472.8982 | 536.5874 | 1472.8982
2787 | 543.87 | 1496.098 | 543.87 | 1496.098
2788 | 556.5333 | 1495.1829 | 556.5333 | 1495.1829
2789 | 588.0189 | 1464.1992 | 588.0189 | 1464.1992
2790 | 597.1983 | 1403.5408 | 597.1983 | 1403.5408
2791 | 567.0276 | 1320.6134 | 567.0276 | 1320.6134
2792 | 549.5248 | 1243.1363 | 549.5248 | 1243.1363
2793 | 530.105 | 1176.714 | 530.105 | 1176.714
2794 | 506.8314 | 1127.9977 | 506.8314 | 1127.9977
2795 | 476.3341 | 1123.2994 | 476.3341 | 1123.2994
2796 | 447.8518 | 1185.3721 | 447.8518 | 1185.3721
2797 | 430.9998 | 1388.0502 | 430.9998 | 1388.0502
2798 | 422.4514 | 1490.7053 | 422.4514 | 1490.7053
2799 | 417.4734 | 1523.5039 | 417.4734 | 1523.5039
2800 | 418.8308 | 1529.1166 | 418.8308 | 1529.1166
2801 | 427.2283 | 1600.9668 | 427.2283 | 1600.9668
2802 | 442.0783 | 1655.6728 | 442.0783 | 1655.6728
2803 | 468.6282 | 1664.8776 | 468.6282 | 1664.8776
2804 | 502.8307 | 1617.4954 | 502.8307 | 1617.4954
2805 | 526.5828 | 1553.0766 | 526.5828 | 1553.0766
2806 | 543.479 | 1499.5706 | 543.479 | 1499.5706
2807 | 574.5876 | 1479.5724 | 574.5876 | 1479.5724
2808 | 564.9491 | 1466.0451 | 564.9491 | 1466.0451
2809 | 538.4132 | 1464.8139 | 538.4132 | 1464.8139
2810 | 536.2391 | 1471.3948 | 536.2391 | 1471.3948
2811 | 544.6628 | 1497.2256 | 544.6628 | 1497.2256
2812 | 563.2466 | 1496.3105 | 563.2466 | 1496.3105
2813 | 594.4749 | 1443.2765 | 594.4749 | 1443.2765
2814 | 600.5649 | 1398.0282 | 600.5649 | 1398.0282
2815 | 571.1495 | 1341.7868 | 571.1495 | 1341.7868
2816 | 553.3964 | 1279.344 | 553.3964 | 1279.344
2817 | 531.29 | 1219.0607 | 531.29 | 1219.0607
2818 | 503.7071 | 1163.7043 | 503.7071 | 1163.7043
2819 | 468.3925 | 1148.106 | 468.3925 | 1148.106
2820 | 440.1634 | 1190.2583 | 440.1634 | 1190.2583
2821 | 425.0897 | 1346.8311 | 425.0897 | 1346.8311
2822 | 416.8679 | 1421.4221 | 416.8679 | 1421.4221
2823 | 412.181 | 1439.5623 | 412.181 | 1439.5623
2824 | 418.504 | 1501.679 | 418.504 | 1501.679
2825 | 426.6595 | 1581.798 | 426.6595 | 1581.798
2826 | 450.6604 | 1631.6179 | 450.6604 | 1631.6179
2827 | 490.391 | 1650.8456 | 490.391 | 1650.8456
2828 | 533.2107 | 1645.6848 | 533.2107 | 1645.6848
2829 | 564.0823 | 1640.5263 | 564.0823 | 1640.5263
2830 | 582.5131 | 1605.9384 | 582.5131 | 1605.9384
2831 | 615.2198 | 1564.1405 | 615.2198 | 1564.1405
2832 | 597.2599 | 1560.6361 | 597.2599 | 1560.6361
2833 | 562.5003 | 1554.8946 | 562.5003 | 1554.8946
2834 | 562.3604 | 1569.619 | 562.3604 | 1569.619
2835 | 573.1755 | 1582.5454 | 573.1755 | 1582.5454
2836 | 586.449 | 1570.6051 | 586.449 | 1570.6051
2837 | 617.0972 | 1459.8142 | 617.0972 | 1459.8142
2838 | 622.6896 | 1335.5105 | 622.6896 | 1335.5105
2839 | 597.1377 | 1248.3234 | 597.1377 | 1248.3234
2840 | 569.8881 | 1189.6392 | 569.8881 | 1189.6392
2841 | 544.5477 | 1141.258 | 544.5477 | 1141.258
2842 | 517.797 | 1102.69 | 517.797 | 1102.69
2843 | 482.0116 | 1104.0053 | 482.0116 | 1104.0053
2844 | 446.9494 | 1168.3332 | 446.9494 | 1168.3332
2845 | 430.3398 | 1368.8814 | 430.3398 | 1368.8814
2846 | 420.3511 | 1447.7322 | 420.3511 | 1447.7322
2847 | 417.8194 | 1483.7883 | 417.8194 | 1483.7883
2848 | 422.2569 | 1523.3535 | 422.2569 | 1523.3535
2849 | 432.0279 | 1571.0234 | 432.0279 | 1571.0234
2850 | 453.2048 | 1564.8404 | 453.2048 | 1564.8404
2851 | 495.5152 | 1511.0263 | 495.5152 | 1511.0263
2852 | 537.0509 | 1477.3003 | 537.0509 | 1477.3003
2853 | 562.7614 | 1465.6269 | 562.7614 | 1465.6269
2854 | 586.0167 | 1465.1169 | 586.0167 | 1465.1169
2855 | 619.075 | 1464.5381 | 619.075 | 1464.5381
2856 | 600.5462 | 1470.5554 | 600.5462 | 1470.5554
2857 | 574.7939 | 1471.4541 | 574.7939 | 1471.4541
2858 | 573.877 | 1472.8982 | 573.877 | 1472.8982
2859 | 581.7537 | 1475.05 | 581.7537 | 1475.05
2860 | 595.7665 | 1484.5336 | 595.7665 | 1484.5336
2861 | 625.2864 | 1436.2604 | 625.2864 | 1436.2604
2862 | 636.4279 | 1413.1879 | 636.4279 | 1413.1879
2863 | 607.7446 | 1387.7667 | 607.7446 | 1387.7667
2864 | 579.0096 | 1360.6547 | 579.0096 | 1360.6547
2865 | 553.4943 | 1319.4148 | 553.4943 | 1319.4148
2866 | 529.3237 | 1269.1951 | 529.3237 | 1269.1951
2867 | 491.5289 | 1250.59 | 491.5289 | 1250.59
2868 | 459.1331 | 1272.0701 | 459.1331 | 1272.0701
2869 | 443.5265 | 1341.569 | 443.5265 | 1341.569
2870 | 430.5341 | 1347.378 | 430.5341 | 1347.378
2871 | 427.3848 | 1338.9576 | 427.3848 | 1338.9576
2872 | 433.2509 | 1358.1011 | 433.2509 | 1358.1011
2873 | 437.5089 | 1403.5159 | 437.5089 | 1403.5159
2874 | 464.1348 | 1410.7386 | 464.1348 | 1410.7386
2875 | 504.3543 | 1418.8158 | 504.3543 | 1418.8158
2876 | 553.3158 | 1409.7711 | 553.3158 | 1409.7711
2877 | 569.6021 | 1401.6057 | 569.6021 | 1401.6057
2878 | 593.032 | 1397.0866 | 593.032 | 1397.0866
2879 | 623.7933 | 1379.97 | 623.7933 | 1379.97
2880 | 606.5399 | 1341.636 | 606.5399 | 1341.636
2881 | 577.0167 | 1304.573 | 577.0167 | 1304.573
2882 | 575.5414 | 1275.0715 | 575.5414 | 1275.0715
2883 | 581.8961 | 1240.765 | 581.8961 | 1240.765
2884 | 597.8925 | 1230.5787 | 597.8925 | 1230.5787
2885 | 631.6415 | 1221.1443 | 631.6415 | 1221.1443
2886 | 639.8021 | 1192.9349 | 639.8021 | 1192.9349
2887 | 609.1575 | 1160.3725 | 609.1575 | 1160.3725
2888 | 587.3991 | 1138.0213 | 587.3991 | 1138.0213
2889 | 567.0581 | 1108.4331 | 567.0581 | 1108.4331
2890 | 535.5522 | 1075.3776 | 535.5522 | 1075.3776
2891 | 501.0981 | 1060.6563 | 501.0981 | 1060.6563
2892 | 463.8267 | 1060.963 | 463.8267 | 1060.963
2893 | 442.5761 | 1045.7686 | 442.5761 | 1045.7686
2894 | 430.9258 | 1066.7372 | 430.9258 | 1066.7372
2895 | 427.7266 | 1099.16 | 427.7266 | 1099.16
2896 | 429.5784 | 1132.3357 | 429.5784 | 1132.3357
2897 | 438.5958 | 1200.1767 | 438.5958 | 1200.1767
2898 | 457.5301 | 1232.5818 | 457.5301 | 1232.5818
2899 | 489.0045 | 1249.1784 | 489.0045 | 1249.1784
2900 | 523.5952 | 1255.6693 | 523.5952 | 1255.6693
2901 | 551.1207 | 1244.9982 | 551.1207 | 1244.9982
2902 | 570.0735 | 1235.3423 | 570.0735 | 1235.3423
2903 | 604.024 | 1234.7634 | 604.024 | 1234.7634
2904 | 587.2797 | 1240.906 | 587.2797 | 1240.906
2905 | 555.668 | 1241.5541 | 555.668 | 1241.5541
2906 | 549.7723 | 1254.0234 | 549.7723 | 1254.0234
2907 | 555.5933 | 1273.0888 | 555.5933 | 1273.0888
2908 | 562.2877 | 1281.069 | 562.2877 | 1281.069
2909 | 582.315 | 1228.6614 | 582.315 | 1228.6614
2910 | 574.3163 | 1166.4996 | 574.3163 | 1166.4996
2911 | 560.0961 | 1074.5516 | 560.0961 | 1074.5516
2912 | 538.2152 | 1018.1226 | 538.2152 | 1018.1226
2913 | 525.5886 | 997.6802 | 525.5886 | 997.6802
2914 | 507.767 | 942.4491 | 507.767 | 942.4491
2915 | 485.3263 | 936.4978 | 485.3263 | 936.4978
2916 | 469.9762 | 1938.4104 | 469.9762 | 1938.4104
2917 | 451.3668 | 2104.1604 | 451.3668 | 2104.1604
2918 | 436.7783 | 2230.4433 | 436.7783 | 2230.4433
2919 | 439.5149 | 2291.2244 | 439.5149 | 2291.2244
2920 | 438.3426 | 2270.0118 | 438.3426 | 2270.0118
2921 | 443.463 | 2293.1218 | 443.463 | 2293.1218
2922 | 460.0574 | 2398.02 | 460.0574 | 2398.02
2923 | 484.4812 | 2457.2271 | 484.4812 | 2457.2271
2924 | 519.516 | 2474.7306 | 519.516 | 2474.7306
2925 | 537.0948 | 2451.123 | 537.0948 | 2451.123
2926 | 560.8503 | 2406.4501 | 560.8503 | 2406.4501
2927 | 593.7707 | 2324.4108 | 593.7707 | 2324.4108
2928 | 590.8438 | 2154.3871 | 590.8438 | 2154.3871
2929 | 571.0725 | 2012.6623 | 571.0725 | 2012.6623
2930 | 568.6086 | 1895.573 | 568.6086 | 1895.573
2931 | 574.4541 | 1780.3575 | 574.4541 | 1780.3575
2932 | 602.069 | 1716.1257 | 602.069 | 1716.1257
2933 | 627.8076 | 1689.0996 | 627.8076 | 1689.0996
2934 | 610.1356 | 1655.3666 | 610.1356 | 1655.3666
2935 | 594.7963 | 1637.3177 | 594.7963 | 1637.3177
2936 | 573.3508 | 1649.3033 | 573.3508 | 1649.3033
2937 | 547.2168 | 1681.2337 | 547.2168 | 1681.2337
2938 | 523.3368 | 1709.1992 | 523.3368 | 1709.1992
2939 | 494.5724 | 1723.3028 | 494.5724 | 1723.3028
2940 | 467.9864 | 1742.4017 | 467.9864 | 1742.4017
2941 | 448.4365 | 1773.3207 | 448.4365 | 1773.3207
2942 | 437.6526 | 1804.3582 | 437.6526 | 1804.3582
2943 | 434.4485 | 1815.4774 | 434.4485 | 1815.4774
2944 | 436.6799 | 1813.4578 | 436.6799 | 1813.4578
2945 | 449.0172 | 1829.8503 | 449.0172 | 1829.8503
2946 | 465.7528 | 1868.2926 | 465.7528 | 1868.2926
2947 | 484.3207 | 1878.3176 | 484.3207 | 1878.3176
2948 | 509.5332 | 1879.0272 | 509.5332 | 1879.0272
2949 | 532.2891 | 1859.9779 | 532.2891 | 1859.9779
2950 | 564.4212 | 1856.3301 | 564.4212 | 1856.3301
2951 | 586.8796 | 1852.2624 | 586.8796 | 1852.2624
2952 | 576.7985 | 1840.3413 | 576.7985 | 1840.3413
2953 | 560.9967 | 1862.237 | 560.9967 | 1862.237
2954 | 557.8585 | 1866.0637 | 557.8585 | 1866.0637
2955 | 574.8697 | 1872.0042 | 574.8697 | 1872.0042
2956 | 601.5408 | 1871.1093 | 601.5408 | 1871.1093
2957 | 636.4494 | 1862.3166 | 636.4494 | 1862.3166
2958 | 614.9122 | 1827.1441 | 614.9122 | 1827.1441
2959 | 586.7893 | 1760.6328 | 586.7893 | 1760.6328
2960 | 564.798 | 1693.4472 | 564.798 | 1693.4472
2961 | 550.2874 | 1641.888 | 550.2874 | 1641.888
2962 | 522.2956 | 1641.7838 | 522.2956 | 1641.7838
2963 | 490.7695 | 1669.3224 | 490.7695 | 1669.3224
2964 | 462.5755 | 1756.5565 | 462.5755 | 1756.5565
2965 | 442.1346 | 1888.4788 | 442.1346 | 1888.4788
2966 | 435.1299 | 1983.8129 | 435.1299 | 1983.8129
2967 | 432.1534 | 2080.8209 | 432.1534 | 2080.8209
2968 | 432.4384 | 2173.327 | 432.4384 | 2173.327
2969 | 445.4997 | 2280.6464 | 445.4997 | 2280.6464
2970 | 459.5505 | 2342.3602 | 459.5505 | 2342.3602
2971 | 486.5712 | 2391.9708 | 486.5712 | 2391.9708
2972 | 521.091 | 2402.037 | 521.091 | 2402.037
2973 | 542.1522 | 2354.1982 | 542.1522 | 2354.1982
2974 | 560.6967 | 2285.534 | 560.6967 | 2285.534
2975 | 577.8706 | 2213.0912 | 577.8706 | 2213.0912
2976 | 582.5457 | 2114.8015 | 582.5457 | 2114.8015
2977 | 557.2994 | 2033.5347 | 557.2994 | 2033.5347
2978 | 558.5917 | 1949.3134 | 558.5917 | 1949.3134
2979 | 570.4679 | 1881.3608 | 570.4679 | 1881.3608
2980 | 612.42 | 1866.551 | 612.42 | 1866.551
2981 | 636.5635 | 1845.0429 | 636.5635 | 1845.0429
2982 | 615.8887 | 1789.9577 | 615.8887 | 1789.9577
2983 | 591.7128 | 1715.0494 | 591.7128 | 1715.0494
2984 | 568.4769 | 1663.698 | 568.4769 | 1663.698
2985 | 546.0494 | 1632.7713 | 546.0494 | 1632.7713
2986 | 528.2439 | 1629.0684 | 528.2439 | 1629.0684
2987 | 495.0263 | 1631.6561 | 495.0263 | 1631.6561
2988 | 462.1697 | 1655.7932 | 462.1697 | 1655.7932
2989 | 444.1466 | 1697.0284 | 444.1466 | 1697.0284
2990 | 435.7977 | 1735.9831 | 435.7977 | 1735.9831
2991 | 432.9709 | 1768.4545 | 432.9709 | 1768.4545
2992 | 437.6338 | 1791.6258 | 437.6338 | 1791.6258
2993 | 451.7959 | 1841.606 | 451.7959 | 1841.606
2994 | 472.1584 | 1918.6743 | 472.1584 | 1918.6743
2995 | 496.9443 | 1963.9665 | 496.9443 | 1963.9665
2996 | 539.7014 | 2009.7797 | 539.7014 | 2009.7797
2997 | 568.7409 | 2014.7217 | 568.7409 | 2014.7217
2998 | 586.9159 | 2013.233 | 586.9159 | 2013.233
2999 | 625.4695 | 2004.3671 | 625.4695 | 2004.3671
3000 | 617.1566 | 2011.3991 | 617.1566 | 2011.3991
3001 | 581.7058 | 2038.8128 | 581.7058 | 2038.8128
3002 | 581.3069 | 2048.6373 | 581.3069 | 2048.6373
3003 | 601.317 | 2043.7817 | 601.317 | 2043.7817
3004 | 632.161 | 2046.4855 | 632.161 | 2046.4855
3005 | 658.3408 | 1999.0669 | 658.3408 | 1999.0669
3006 | 646.6093 | 1920.7101 | 646.6093 | 1920.7101
3007 | 613.058 | 1825.4093 | 613.058 | 1825.4093
3008 | 589.6612 | 1746.4679 | 589.6612 | 1746.4679
3009 | 569.0896 | 1716.9807 | 569.0896 | 1716.9807
3010 | 540.8294 | 1719.5155 | 540.8294 | 1719.5155
3011 | 503.669 | 1729.0607 | 503.669 | 1729.0607
3012 | 476.3643 | 1789.9044 | 476.3643 | 1789.9044
3013 | 451.4758 | 1940.0601 | 451.4758 | 1940.0601
3014 | 443.9488 | 1961.9809 | 443.9488 | 1961.9809
3015 | 441.0054 | 1979.5777 | 441.0054 | 1979.5777
3016 | 441.8998 | 2010.6661 | 441.8998 | 2010.6661
3017 | 454.6947 | 2052.2494 | 454.6947 | 2052.2494
3018 | 473.8997 | 2112.7637 | 473.8997 | 2112.7637
3019 | 502.3321 | 2141.9817 | 502.3321 | 2141.9817
3020 | 542.8685 | 2160.205 | 542.8685 | 2160.205
3021 | 566.257 | 2157.2299 | 566.257 | 2157.2299
3022 | 588.237 | 2161.4991 | 588.237 | 2161.4991
3023 | 624.2932 | 2194.1381 | 624.2932 | 2194.1381
3024 | 619.5916 | 2243.3947 | 619.5916 | 2243.3947
3025 | 591.3204 | 2264.5707 | 591.3204 | 2264.5707
3026 | 588.6909 | 2257.1215 | 588.6909 | 2257.1215
3027 | 603.9039 | 2224.4361 | 603.9039 | 2224.4361
3028 | 642.1754 | 2216.1039 | 642.1754 | 2216.1039
3029 | 655.4365 | 2157.1694 | 655.4365 | 2157.1694
3030 | 649.6306 | 2103.2837 | 649.6306 | 2103.2837
3031 | 619.93 | 2035.8128 | 619.93 | 2035.8128
3032 | 588.9242 | 1967.6675 | 588.9242 | 1967.6675
3033 | 567.9721 | 1910.3504 | 567.9721 | 1910.3504
3034 | 547.7061 | 1870.1807 | 547.7061 | 1870.1807
3035 | 507.8567 | 1860.2929 | 507.8567 | 1860.2929
3036 | 472.7293 | 1922.8161 | 472.7293 | 1922.8161
3037 | 452.6932 | 2059.5366 | 452.6932 | 2059.5366
3038 | 444.5717 | 2122.9623 | 444.5717 | 2122.9623
3039 | 439.225 | 2144.1579 | 439.225 | 2144.1579
3040 | 445.5489 | 2161.3313 | 445.5489 | 2161.3313
3041 | 455.2117 | 2229.7849 | 455.2117 | 2229.7849
3042 | 470.6091 | 2321.9676 | 470.6091 | 2321.9676
3043 | 495.4255 | 2349.7462 | 495.4255 | 2349.7462
3044 | 534.1712 | 2353.5746 | 534.1712 | 2353.5746
3045 | 562.8771 | 2359.4763 | 562.8771 | 2359.4763
3046 | 584.5434 | 2380.2996 | 584.5434 | 2380.2996
3047 | 617.6146 | 2387.5078 | 617.6146 | 2387.5078
3048 | 610.7211 | 2361.1919 | 610.7211 | 2361.1919
3049 | 585.3074 | 2356.6972 | 585.3074 | 2356.6972
3050 | 588.9633 | 2304.8642 | 588.9633 | 2304.8642
3051 | 604.7595 | 2275.2976 | 604.7595 | 2275.2976
3052 | 643.1367 | 2239.1355 | 643.1367 | 2239.1355
3053 | 658.8867 | 2208.2708 | 658.8867 | 2208.2708
3054 | 646.4476 | 2172.1387 | 646.4476 | 2172.1387
3055 | 623.745 | 2125.0603 | 623.745 | 2125.0603
3056 | 596.9378 | 2087.1441 | 596.9378 | 2087.1441
3057 | 570.1651 | 2048.7801 | 570.1651 | 2048.7801
3058 | 546.4718 | 2061.871 | 546.4718 | 2061.871
3059 | 507.3574 | 2062.0596 | 507.3574 | 2062.0596
3060 | 478.7752 | 2051.1694 | 478.7752 | 2051.1694
3061 | 457.1772 | 2039.144 | 457.1772 | 2039.144
3062 | 447.2851 | 2027.717 | 447.2851 | 2027.717
3063 | 444.3079 | 2005.9681 | 444.3079 | 2005.9681
3064 | 447.6285 | 1987.8744 | 447.6285 | 1987.8744
3065 | 456.9433 | 1992.5112 | 456.9433 | 1992.5112
3066 | 473.5022 | 2029.7539 | 473.5022 | 2029.7539
3067 | 497.7158 | 2033.5412 | 497.7158 | 2033.5412
3068 | 536.9308 | 2024.6543 | 536.9308 | 2024.6543
3069 | 559.5943 | 2011.3629 | 559.5943 | 2011.3629
3070 | 572.9514 | 2001.7172 | 572.9514 | 2001.7172
3071 | 605.8851 | 2010.125 | 605.8851 | 2010.125
3072 | 602.6732 | 2003.9618 | 602.6732 | 2003.9618
3073 | 577.2648 | 2023.2184 | 577.2648 | 2023.2184
3074 | 578.9956 | 2021.0474 | 578.9956 | 2021.0474
3075 | 590.902 | 2020.7501 | 590.902 | 2020.7501
3076 | 630.5333 | 2032.0908 | 630.5333 | 2032.0908
3077 | 646.4819 | 2055.6863 | 646.4819 | 2055.6863
3078 | 632.6593 | 2001.8006 | 632.6593 | 2001.8006
3079 | 607.7735 | 1821.8106 | 607.7735 | 1821.8106
3080 | 582.4607 | 1593.8834 | 582.4607 | 1593.8834
3081 | 563.0279 | 1454.5161 | 563.0279 | 1454.5161
3082 | 535.9501 | 1404.0302 | 535.9501 | 1404.0302
3083 | 501.6657 | 1403.2591 | 501.6657 | 1403.2591
3084 | 478.3566 | 1442.5107 | 478.3566 | 1442.5107
3085 | 458.293 | 1512.2956 | 458.293 | 1512.2956
3086 | 448.4571 | 1578.6003 | 448.4571 | 1578.6003
3087 | 446.6982 | 1628.8253 | 446.6982 | 1628.8253
3088 | 441.1819 | 1669.0303 | 441.1819 | 1669.0303
3089 | 450.2613 | 1709.1742 | 450.2613 | 1709.1742
3090 | 467.6397 | 1777.1258 | 467.6397 | 1777.1258
3091 | 488.2503 | 1814.021 | 488.2503 | 1814.021
3092 | 515.3011 | 1825.0468 | 515.3011 | 1825.0468
3093 | 537.7797 | 1786.3247 | 537.7797 | 1786.3247
3094 | 560.3174 | 1761.5646 | 560.3174 | 1761.5646
3095 | 588.3741 | 1747.9004 | 588.3741 | 1747.9004
3096 | 587.356 | 1718.4656 | 587.356 | 1718.4656
3097 | 560.3379 | 1746.3591 | 560.3379 | 1746.3591
3098 | 561.1236 | 1772.0179 | 561.1236 | 1772.0179
3099 | 571.5805 | 1791.8733 | 571.5805 | 1791.8733
3100 | 615.9528 | 1777.3034 | 615.9528 | 1777.3034
3101 | 629.5361 | 1751.237 | 629.5361 | 1751.237
3102 | 610.2416 | 1723.2619 | 610.2416 | 1723.2619
3103 | 584.7232 | 1688.659 | 584.7232 | 1688.659
3104 | 569.161 | 1646.9042 | 569.161 | 1646.9042
3105 | 549.9163 | 1603.0221 | 549.9163 | 1603.0221
3106 | 527.7652 | 1584.2047 | 527.7652 | 1584.2047
3107 | 496.9351 | 1581.2744 | 496.9351 | 1581.2744
3108 | 469.8584 | 1591.2566 | 469.8584 | 1591.2566
3109 | 451.0233 | 1626.0143 | 451.0233 | 1626.0143
3110 | 442.7125 | 1650.814 | 442.7125 | 1650.814
3111 | 439.1714 | 1659.2942 | 439.1714 | 1659.2942
3112 | 438.5887 | 1666.8711 | 438.5887 | 1666.8711
3113 | 446.4734 | 1705.8154 | 446.4734 | 1705.8154
3114 | 463.1904 | 1773.2872 | 463.1904 | 1773.2872
3115 | 479.3256 | 1808.0232 | 479.3256 | 1808.0232
3116 | 505.8967 | 1845.6793 | 505.8967 | 1845.6793
3117 | 529.2794 | 1872.6933 | 529.2794 | 1872.6933
3118 | 548.0207 | 1905.992 | 548.0207 | 1905.992
3119 | 573.8178 | 1944.3889 | 573.8178 | 1944.3889
3120 | 573.8003 | 1962.4569 | 573.8003 | 1962.4569
3121 | 556.751 | 2006.9044 | 556.751 | 2006.9044
3122 | 556.6162 | 2025.8456 | 556.6162 | 2025.8456
3123 | 578.0671 | 2029.6269 | 578.0671 | 2029.6269
3124 | 615.6628 | 2024.8934 | 615.6628 | 2024.8934
3125 | 633.1336 | 2010.5827 | 633.1336 | 2010.5827
3126 | 616.2933 | 1957.1769 | 616.2933 | 1957.1769
3127 | 591.6962 | 1874.1116 | 591.6962 | 1874.1116
3128 | 569.0869 | 1805.2466 | 569.0869 | 1805.2466
3129 | 551.899 | 1756.8062 | 551.899 | 1756.8062
3130 | 524.2457 | 1766.0586 | 524.2457 | 1766.0586
3131 | 494.9057 | 1796.2362 | 494.9057 | 1796.2362
3132 | 468.8838 | 1864.0374 | 468.8838 | 1864.0374
3133 | 446.9884 | 1983.9641 | 446.9884 | 1983.9641
3134 | 440.5665 | 2062.7442 | 440.5665 | 2062.7442
3135 | 438.0754 | 2092.5766 | 438.0754 | 2092.5766
3136 | 440.5225 | 2107.5909 | 440.5225 | 2107.5909
3137 | 449.1755 | 2165.9681 | 449.1755 | 2165.9681
3138 | 461.282 | 2254.0723 | 461.282 | 2254.0723
3139 | 482.5853 | 2306.8018 | 482.5853 | 2306.8018
3140 | 504.3948 | 2343.0185 | 504.3948 | 2343.0185
3141 | 534.511 | 2391.6246 | 534.511 | 2391.6246
3142 | 553.7367 | 2480.3432 | 553.7367 | 2480.3432
3143 | 584.2237 | 2559.7652 | 584.2237 | 2559.7652
3144 | 580.4026 | 2478.989 | 580.4026 | 2478.989
3145 | 566.9978 | 2422.4333 | 566.9978 | 2422.4333
3146 | 563.0469 | 2459.8478 | 563.0469 | 2459.8478
3147 | 578.08 | 2496.4971 | 578.08 | 2496.4971
3148 | 622.5425 | 2428.4266 | 622.5425 | 2428.4266
3149 | 636.9328 | 2317.671 | 636.9328 | 2317.671
3150 | 612.261 | 2139.2706 | 612.261 | 2139.2706
3151 | 592.2727 | 2025.2566 | 592.2727 | 2025.2566
3152 | 568.6924 | 1944.6359 | 568.6924 | 1944.6359
3153 | 554.3453 | 1929.0636 | 554.3453 | 1929.0636
3154 | 528.3077 | 1976.4621 | 528.3077 | 1976.4621
3155 | 495.4715 | 2018.8753 | 495.4715 | 2018.8753
3156 | 471.5141 | 2075.4006 | 471.5141 | 2075.4006
3157 | 453.6392 | 2165.818 | 453.6392 | 2165.818
3158 | 437.9897 | 2232.1226 | 437.9897 | 2232.1226
3159 | 437.575 | 2267.473 | 437.575 | 2267.473
3160 | 439.7148 | 2267.6127 | 439.7148 | 2267.6127
3161 | 450.5889 | 2278.0073 | 450.5889 | 2278.0073
3162 | 468.0767 | 2309.2523 | 468.0767 | 2309.2523
3163 | 489.8646 | 2314.479 | 489.8646 | 2314.479
3164 | 512.5132 | 2291.4372 | 512.5132 | 2291.4372
3165 | 541.9557 | 2238.3204 | 541.9557 | 2238.3204
3166 | 570.7816 | 2182.6114 | 570.7816 | 2182.6114
3167 | 599.1777 | 2133.92 | 599.1777 | 2133.92
3168 | 600.9685 | 2056.2627 | 600.9685 | 2056.2627
3169 | 569.8357 | 2022.7386 | 569.8357 | 2022.7386
3170 | 568.0029 | 1967.3069 | 568.0029 | 1967.3069
3171 | 591.9625 | 1933.182 | 591.9625 | 1933.182
3172 | 629.1866 | 1896.78 | 629.1866 | 1896.78
3173 | 646.4559 | 1884.3886 | 646.4559 | 1884.3886
3174 | 624.576 | 1869.3688 | 624.576 | 1869.3688
3175 | 604.3539 | 1816.7724 | 604.3539 | 1816.7724
3176 | 579.5722 | 1715.999 | 579.5722 | 1715.999
3177 | 563.1747 | 1599.4235 | 563.1747 | 1599.4235
3178 | 538.2473 | 1522.5471 | 538.2473 | 1522.5471
3179 | 505.8761 | 1480.2711 | 505.8761 | 1480.2711
3180 | 475.9117 | 1535.1171 | 475.9117 | 1535.1171
3181 | 458.3328 | 1587.6282 | 458.3328 | 1587.6282
3182 | 441.6267 | 1623.9438 | 441.6267 | 1623.9438
3183 | 442.8576 | 1654.9758 | 442.8576 | 1654.9758
3184 | 446.995 | 1661.833 | 446.995 | 1661.833
3185 | 455.8015 | 1701.7369 | 455.8015 | 1701.7369
3186 | 472.1355 | 1776.406 | 472.1355 | 1776.406
3187 | 502.9828 | 1836.093 | 502.9828 | 1836.093
3188 | 538.641 | 1881.1864 | 538.641 | 1881.1864
3189 | 570.2209 | 1910.3596 | 570.2209 | 1910.3596
3190 | 587.2145 | 1940.7794 | 587.2145 | 1940.7794
3191 | 613.3451 | 1964.0618 | 613.3451 | 1964.0618
3192 | 594.4385 | 1975.4121 | 594.4385 | 1975.4121
3193 | 588.2799 | 2012.1824 | 588.2799 | 2012.1824
3194 | 590.9405 | 2017.9285 | 590.9405 | 2017.9285
3195 | 611.0282 | 2021.9497 | 611.0282 | 2021.9497
3196 | 648.8177 | 2036.1693 | 648.8177 | 2036.1693
3197 | 663.7185 | 2062.6437 | 663.7185 | 2062.6437
3198 | 656.4168 | 2066.3372 | 656.4168 | 2066.3372
3199 | 626.8267 | 2022.1378 | 626.8267 | 2022.1378
3200 | 608.6277 | 1969.5868 | 608.6277 | 1969.5868
3201 | 580.5483 | 1942.0189 | 580.5483 | 1942.0189
3202 | 557.1927 | 1960.6278 | 557.1927 | 1960.6278
3203 | 512.2252 | 1975.2112 | 512.2252 | 1975.2112
3204 | 483.8223 | 2005.1061 | 483.8223 | 2005.1061
3205 | 459.3526 | 2056.8976 | 459.3526 | 2056.8976
3206 | 450.7921 | 2101.6101 | 450.7921 | 2101.6101
3207 | 444.0611 | 2118.4872 | 444.0611 | 2118.4872
3208 | 447.3558 | 2130.6225 | 447.3558 | 2130.6225
3209 | 455.7804 | 2148.2145 | 455.7804 | 2148.2145
3210 | 476.8714 | 2167.7037 | 476.8714 | 2167.7037
3211 | 503.8904 | 2199.081 | 503.8904 | 2199.081
3212 | 544.1254 | 2224.2617 | 544.1254 | 2224.2617
3213 | 571.5335 | 2186.0194 | 571.5335 | 2186.0194
3214 | 592.09 | 2167.7369 | 592.09 | 2167.7369
3215 | 626.1971 | 2133.2003 | 626.1971 | 2133.2003
3216 | 624.851 | 2087.2115 | 624.851 | 2087.2115
3217 | 588.0085 | 2086.7953 | 588.0085 | 2086.7953
3218 | 589.5316 | 2075.9874 | 589.5316 | 2075.9874
3219 | 607.708 | 2081.448 | 607.708 | 2081.448
3220 | 639.2957 | 2100.226 | 639.2957 | 2100.226
3221 | 660.3264 | 2101.2697 | 660.3264 | 2101.2697
3222 | 645.6804 | 2070.4157 | 645.6804 | 2070.4157
3223 | 623.4684 | 2007.9829 | 623.4684 | 2007.9829
3224 | 595.5831 | 2000.5356 | 595.5831 | 2000.5356
3225 | 579.9069 | 2022.1497 | 579.9069 | 2022.1497
3226 | 560.1838 | 2046.7565 | 560.1838 | 2046.7565
3227 | 523.7128 | 2050.5438 | 523.7128 | 2050.5438
3228 | 490.4818 | 2038.6939 | 490.4818 | 2038.6939
3229 | 465.6644 | 2013.9532 | 465.6644 | 2013.9532
3230 | 453.8419 | 1981.4138 | 453.8419 | 1981.4138
3231 | 448.0548 | 1944.3105 | 448.0548 | 1944.3105
3232 | 448.5483 | 1898.147 | 448.5483 | 1898.147
3233 | 454.5661 | 1866.557 | 454.5661 | 1866.557
3234 | 476.2998 | 1876.4496 | 476.2998 | 1876.4496
3235 | 507.7618 | 1876.3983 | 507.7618 | 1876.3983
3236 | 536.4184 | 1872.3097 | 536.4184 | 1872.3097
3237 | 562.9763 | 1858.5385 | 562.9763 | 1858.5385
3238 | 585.9749 | 1842.1752 | 585.9749 | 1842.1752
3239 | 615.1562 | 1813.8764 | 615.1562 | 1813.8764
3240 | 614.1937 | 1783.9618 | 614.1937 | 1783.9618
3241 | 581.3709 | 1796.021 | 581.3709 | 1796.021
3242 | 590.4904 | 1794.8096 | 590.4904 | 1794.8096
3243 | 611.8817 | 1808.1874 | 611.8817 | 1808.1874
3244 | 650.1247 | 1826.2456 | 650.1247 | 1826.2456
3245 | 655.4708 | 1851.2806 | 655.4708 | 1851.2806
3246 | 639.416 | 1848.2565 | 639.416 | 1848.2565
3247 | 617.2356 | 1835.4856 | 617.2356 | 1835.4856
3248 | 588.5686 | 1826.8387 | 588.5686 | 1826.8387
3249 | 573.1178 | 1814.3853 | 573.1178 | 1814.3853
3250 | 549.2433 | 1818.8394 | 549.2433 | 1818.8394
3251 | 517.6547 | 1847.8175 | 517.6547 | 1847.8175
3252 | 487.1369 | 1931.213 | 487.1369 | 1931.213
3253 | 469.469 | 2024.7493 | 469.469 | 2024.7493
3254 | 455.8146 | 2113.3658 | 455.8146 | 2113.3658
3255 | 448.4075 | 2248.5199 | 448.4075 | 2248.5199
3256 | 451.3292 | 2321.3531 | 451.3292 | 2321.3531
3257 | 456.4845 | 2360.5373 | 456.4845 | 2360.5373
3258 | 474.8443 | 2415.2937 | 474.8443 | 2415.2937
3259 | 495.9026 | 2447.1508 | 495.9026 | 2447.1508
3260 | 521.529 | 2446.4209 | 521.529 | 2446.4209
3261 | 546.1503 | 2422.8133 | 546.1503 | 2422.8133
3262 | 569.8499 | 2393.9746 | 569.8499 | 2393.9746
3263 | 600.0686 | 2375.2723 | 600.0686 | 2375.2723
3264 | 590.7901 | 2346.5572 | 590.7901 | 2346.5572
3265 | 572.6881 | 2366.5336 | 572.6881 | 2366.5336
3266 | 572.3172 | 2373.959 | 572.3172 | 2373.959
3267 | 595.53 | 2362.6258 | 595.53 | 2362.6258
3268 | 628.4691 | 2330.7822 | 628.4691 | 2330.7822
3269 | 640.4842 | 2311.1934 | 640.4842 | 2311.1934
3270 | 622.4698 | 2250.8301 | 622.4698 | 2250.8301
3271 | 600.2232 | 2152.8902 | 600.2232 | 2152.8902
3272 | 578.9436 | 2051.8769 | 578.9436 | 2051.8769
3273 | 558.8796 | 1990.9611 | 558.8796 | 1990.9611
3274 | 539.2658 | 1969.5046 | 539.2658 | 1969.5046
3275 | 510.4574 | 1982.1686 | 510.4574 | 1982.1686
3276 | 485.0424 | 2067.4835 | 485.0424 | 2067.4835
3277 | 466.5752 | 2215.7198 | 466.5752 | 2215.7198
3278 | 452.7667 | 2274.3473 | 452.7667 | 2274.3473
3279 | 449.5264 | 2272.5112 | 449.5264 | 2272.5112
3280 | 449.8117 | 2252.7381 | 449.8117 | 2252.7381
3281 | 457.304 | 2263.8525 | 457.304 | 2263.8525
3282 | 471.1649 | 2276.3842 | 471.1649 | 2276.3842
3283 | 488.7684 | 2259.0592 | 488.7684 | 2259.0592
3284 | 507.7461 | 2287.5986 | 507.7461 | 2287.5986
3285 | 525.7802 | 2380.3487 | 525.7802 | 2380.3487
3286 | 534.9583 | 2433.3203 | 534.9583 | 2433.3203
3287 | 593.9855 | 2365.1959 | 593.9855 | 2365.1959
3288 | 593.9457 | 2207.1679 | 593.9457 | 2207.1679
3289 | 581.19 | 2059.4453 | 581.19 | 2059.4453
3290 | 578.6927 | 1909.0081 | 578.6927 | 1909.0081
3291 | 599.0232 | 1809.387 | 599.0232 | 1809.387
3292 | 637.7646 | 1734.1191 | 637.7646 | 1734.1191
3293 | 647.9224 | 1614.2468 | 647.9224 | 1614.2468
3294 | 624.225 | 1461.9969 | 624.225 | 1461.9969
3295 | 603.7935 | 1377.0123 | 603.7935 | 1377.0123
3296 | 578.3549 | 1312.4658 | 578.3549 | 1312.4658
3297 | 558.1969 | 1289.936 | 558.1969 | 1289.936
3298 | 531.9469 | 1326.2985 | 531.9469 | 1326.2985
3299 | 497.4229 | 1375.1893 | 497.4229 | 1375.1893
3300 | 472.1576 | 1432.6743 | 472.1576 | 1432.6743
3301 | 452.0709 | 1470.071 | 452.0709 | 1470.071
3302 | 438.1104 | 1494.8707 | 438.1104 | 1494.8707
3303 | 437.228 | 1519.665 | 437.228 | 1519.665
3304 | 439.0977 | 1525.5625 | 439.0977 | 1525.5625
3305 | 443.9998 | 1560.4283 | 443.9998 | 1560.4283
3306 | 459.1102 | 1633.8978 | 459.1102 | 1633.8978
3307 | 487.179 | 1694.5445 | 487.179 | 1694.5445
3308 | 513.1701 | 1749.2344 | 513.1701 | 1749.2344
3309 | 539.4469 | 1782.726 | 539.4469 | 1782.726
3310 | 563.5874 | 1822.2625 | 563.5874 | 1822.2625
3311 | 598.1028 | 1847.944 | 598.1028 | 1847.944
3312 | 598.1075 | 1864.0926 | 598.1075 | 1864.0926
3313 | 577.3195 | 2023.2184 | 577.3195 | 2023.2184
3314 | 577.0946 | 2201.2218 | 577.0946 | 2201.2218
3315 | 603.5008 | 2261.1427 | 603.5008 | 2261.1427
3316 | 638.3356 | 2254.7298 | 638.3356 | 2254.7298
3317 | 645.6697 | 2256.4932 | 645.6697 | 2256.4932
3318 | 628.0426 | 2240.034 | 628.0426 | 2240.034
3319 | 601.6102 | 2210.7092 | 601.6102 | 2210.7092
3320 | 588.5974 | 2199.6632 | 588.5974 | 2199.6632
3321 | 568.6447 | 2202.5641 | 568.6447 | 2202.5641
3322 | 538.5241 | 2231.0095 | 538.5241 | 2231.0095
3323 | 503.5637 | 2266.7052 | 503.5637 | 2266.7052
3324 | 476.8113 | 2347.2217 | 476.8113 | 2347.2217
3325 | 462.0127 | 2444.8365 | 462.0127 | 2444.8365
3326 | 453.4676 | 2521.6973 | 453.4676 | 2521.6973
3327 | 448.942 | 2604.0706 | 448.942 | 2604.0706
3328 | 454.2678 | 2610.6879 | 454.2678 | 2610.6879
3329 | 462.6927 | 2631.1589 | 462.6927 | 2631.1589
3330 | 481.4175 | 2663.1236 | 481.4175 | 2663.1236
3331 | 513.2506 | 2678.4267 | 513.2506 | 2678.4267
3332 | 553.7579 | 2674.5779 | 553.7579 | 2674.5779
3333 | 579.8496 | 2656.9681 | 579.8496 | 2656.9681
3334 | 600.6062 | 2648.2821 | 600.6062 | 2648.2821
3335 | 639.7888 | 2625.7412 | 639.7888 | 2625.7412
3336 | 626.7262 | 2590.3085 | 626.7262 | 2590.3085
3337 | 604.983 | 2593.731 | 604.983 | 2593.731
3338 | 611.9403 | 2622.7486 | 611.9403 | 2622.7486
3339 | 635.4524 | 2641.4044 | 635.4524 | 2641.4044
3340 | 667.5163 | 2637.1507 | 667.5163 | 2637.1507
3341 | 678.6663 | 2590.6917 | 678.6663 | 2590.6917
3342 | 653.4628 | 2467.9511 | 653.4628 | 2467.9511
3343 | 626.3112 | 2345.5402 | 626.3112 | 2345.5402
3344 | 605.4829 | 2263.24 | 605.4829 | 2263.24
3345 | 583.1573 | 2245.0287 | 583.1573 | 2245.0287
3346 | 554.7654 | 2309.7009 | 554.7654 | 2309.7009
3347 | 516.7713 | 2380.6637 | 516.7713 | 2380.6637
3348 | 490.8777 | 2508.2032 | 490.8777 | 2508.2032
3349 | 475.0593 | 2594.5421 | 475.0593 | 2594.5421
3350 | 461.3908 | 2625.5796 | 461.3908 | 2625.5796
3351 | 457.8993 | 2666.9278 | 457.8993 | 2666.9278
3352 | 459.0814 | 2661.3095 | 459.0814 | 2661.3095
3353 | 466.1999 | 2707.2113 | 466.1999 | 2707.2113
3354 | 490.3094 | 2784.0396 | 490.3094 | 2784.0396
3355 | 516.5698 | 2837.2489 | 516.5698 | 2837.2489
3356 | 553.1996 | 2864.8287 | 553.1996 | 2864.8287
3357 | 577.3279 | 2893.5221 | 577.3279 | 2893.5221
3358 | 607.4176 | 2953.2112 | 607.4176 | 2953.2112
3359 | 641.5683 | 2992.5678 | 641.5683 | 2992.5678
3360 | 626.3593 | 3032.9476 | 626.3593 | 3032.9476
3361 | 601.1704 | 3070.1977 | 601.1704 | 3070.1977
3362 | 600.559 | 3059.3898 | 600.559 | 3059.3898
3363 | 627.2519 | 3074.9268 | 627.2519 | 3074.9268
3364 | 662.3917 | 3102.3416 | 662.3917 | 3102.3416
3365 | 669.6897 | 2972.8728 | 669.6897 | 2972.8728
3366 | 651.0461 | 2737.3732 | 651.0461 | 2737.3732
3367 | 627.9186 | 2623.3591 | 627.9186 | 2623.3591
3368 | 604.9107 | 2583.5236 | 604.9107 | 2583.5236
3369 | 575.3401 | 2571.0701 | 575.3401 | 2571.0701
3370 | 546.7758 | 2546.9746 | 546.7758 | 2546.9746
3371 | 509.6879 | 2534.6877 | 509.6879 | 2534.6877
3372 | 485.8975 | 2606.0876 | 485.8975 | 2606.0876
3373 | 467.7353 | 2649.4821 | 467.7353 | 2649.4821
3374 | 458.1618 | 2696.5937 | 458.1618 | 2696.5937
3375 | 453.1462 | 2719.2288 | 453.1462 | 2719.2288
3376 | 450.5902 | 2740.2408 | 450.5902 | 2740.2408
3377 | 455.5389 | 2793.8198 | 455.5389 | 2793.8198
3378 | 478.5713 | 2836.1007 | 478.5713 | 2836.1007
3379 | 510.6247 | 2836.7691 | 510.6247 | 2836.7691
3380 | 548.3 | 2833.4002 | 548.3 | 2833.4002
3381 | 574.0921 | 2817.9496 | 574.0921 | 2817.9496
3382 | 594.5258 | 2801.3465 | 594.5258 | 2801.3465
3383 | 640.0125 | 2777.1261 | 640.0125 | 2777.1261
3384 | 632.4924 | 2709.7851 | 632.4924 | 2709.7851
3385 | 607.4401 | 2726.6426 | 607.4401 | 2726.6426
3386 | 610.9704 | 2728.79 | 610.9704 | 2728.79
3387 | 644.7053 | 2754.4033 | 644.7053 | 2754.4033
3388 | 671.4063 | 2766.2238 | 671.4063 | 2766.2238
3389 | 678.976 | 2650.43 | 678.976 | 2650.43
3390 | 662.4346 | 2506.3372 | 662.4346 | 2506.3372
3391 | 630.7913 | 2406.9578 | 630.7913 | 2406.9578
3392 | 599.4093 | 2342.6512 | 599.4093 | 2342.6512
3393 | 580.7831 | 2322.7604 | 580.7831 | 2322.7604
3394 | 558.5367 | 2334.8917 | 558.5367 | 2334.8917
3395 | 518.7767 | 2358.5918 | 518.7767 | 2358.5918
3396 | 492.8838 | 2399.2828 | 492.8838 | 2399.2828
3397 | 466.1192 | 2442.4374 | 466.1192 | 2442.4374
3398 | 453.4827 | 2481.392 | 453.4827 | 2481.392
3399 | 450.7365 | 2495.6301 | 450.7365 | 2495.6301
3400 | 454.216 | 2498.1688 | 454.216 | 2498.1688
3401 | 460.7454 | 2522.2385 | 460.7454 | 2522.2385
3402 | 479.2052 | 2551.8041 | 479.2052 | 2551.8041
3403 | 505.4614 | 2535.4387 | 505.4614 | 2535.4387
3404 | 539.63 | 2500.8811 | 539.63 | 2500.8811
3405 | 560.7814 | 2454.7217 | 560.7814 | 2454.7217
3406 | 579.6901 | 2443.8764 | 579.6901 | 2443.8764
3407 | 620.9804 | 2455.4031 | 620.9804 | 2455.4031
3408 | 615.454 | 2444.9214 | 615.454 | 2444.9214
3409 | 598.1369 | 2433.4693 | 598.1369 | 2433.4693
3410 | 605.8152 | 2384.7551 | 605.8152 | 2384.7551
3411 | 632.6097 | 2331.1972 | 632.6097 | 2331.1972
3412 | 661.1903 | 2265.0461 | 661.1903 | 2265.0461
3413 | 667.429 | 2207.0712 | 667.429 | 2207.0712
3414 | 645.9519 | 2149.8268 | 645.9519 | 2149.8268
3415 | 618.4722 | 2096.2708 | 618.4722 | 2096.2708
3416 | 593.1829 | 2071.0699 | 593.1829 | 2071.0699
3417 | 579.9164 | 2066.0538 | 579.9164 | 2066.0538
3418 | 560.8249 | 2147.9997 | 560.8249 | 2147.9997
3419 | 528.4886 | 2258.5481 | 528.4886 | 2258.5481
3420 | 495.3128 | 2374.092 | 495.3128 | 2374.092
3421 | 473.8749 | 2574.8692 | 473.8749 | 2574.8692
3422 | 461.9552 | 2639.4945 | 461.9552 | 2639.4945
3423 | 458.7629 | 2609.1088 | 458.7629 | 2609.1088
3424 | 455.7344 | 2459.0631 | 455.7344 | 2459.0631
3425 | 462.3344 | 2405.6409 | 462.3344 | 2405.6409
3426 | 479.2471 | 2402.3384 | 479.2471 | 2402.3384
3427 | 499.8344 | 2335.1115 | 499.8344 | 2335.1115
3428 | 526.6751 | 2224.0218 | 526.6751 | 2224.0218
3429 | 548.0576 | 2128.6802 | 548.0576 | 2128.6802
3430 | 569.2469 | 2078.2494 | 569.2469 | 2078.2494
3431 | 602.4405 | 2054.269 | 602.4405 | 2054.269
3432 | 599.1937 | 2032.5114 | 599.1937 | 2032.5114
3433 | 583.418 | 2049.8487 | 583.418 | 2049.8487
3434 | 585.8305 | 2051.5163 | 585.8305 | 2051.5163
3435 | 610.898 | 2015.2321 | 610.898 | 2015.2321
3436 | 639.1096 | 1943.563 | 639.1096 | 1943.563
3437 | 646.5638 | 1899.743 | 646.5638 | 1899.743
3438 | 630.1954 | 1874.167 | 630.1954 | 1874.167
3439 | 602.1019 | 1850.1203 | 602.1019 | 1850.1203
3440 | 581.1912 | 1846.2717 | 581.1912 | 1846.2717
3441 | 564.5715 | 1854.4507 | 564.5715 | 1854.4507
3442 | 546.6934 | 1897.2909 | 546.6934 | 1897.2909
3443 | 517.6238 | 1956.9778 | 517.6238 | 1956.9778
3444 | 495.2116 | 2038.2141 | 495.2116 | 2038.2141
3445 | 471.9959 | 2126.9521 | 471.9959 | 2126.9521
3446 | 461.3943 | 2217.2481 | 461.3943 | 2217.2481
3447 | 454.5523 | 2314.7358 | 454.5523 | 2314.7358
3448 | 455.445 | 2429.3139 | 455.445 | 2429.3139
3449 | 466.2416 | 2586.0553 | 466.2416 | 2586.0553
3450 | 478.5016 | 2742.7746 | 478.5016 | 2742.7746
3451 | 493.0467 | 2902.2653 | 493.0467 | 2902.2653
3452 | 516.6812 | 3048.1221 | 516.6812 | 3048.1221
3453 | 539.0595 | 3126.9572 | 539.0595 | 3126.9572
3454 | 559.6127 | 3138.6638 | 559.6127 | 3138.6638
3455 | 587.1144 | 3122.3606 | 587.1144 | 3122.3606
3456 | 588.0911 | 3060.0577 | 588.0911 | 3060.0577
3457 | 572.6275 | 3012.6187 | 572.6275 | 3012.6187
3458 | 583.0625 | 2867.6995 | 583.0625 | 2867.6995
3459 | 609.6902 | 2727.0533 | 609.6902 | 2727.0533
3460 | 642.5431 | 2681.0548 | 642.5431 | 2681.0548
3461 | 652.7191 | 2677.0603 | 652.7191 | 2677.0603
3462 | 638.178 | 2653.6436 | 638.178 | 2653.6436
3463 | 614.2599 | 2621.9197 | 614.2599 | 2621.9197
3464 | 595.5548 | 2579.2051 | 595.5548 | 2579.2051
3465 | 577.3628 | 2542.0407 | 577.3628 | 2542.0407
3466 | 561.7395 | 2497.7925 | 561.7395 | 2497.7925
3467 | 524.8547 | 2417.3704 | 524.8547 | 2417.3704
3468 | 496.2108 | 2426.6329 | 496.2108 | 2426.6329
3469 | 470.5465 | 2504.8147 | 470.5465 | 2504.8147
3470 | 461.3078 | 2540.4105 | 461.3078 | 2540.4105
3471 | 455.0261 | 2546.7315 | 455.0261 | 2546.7315
3472 | 456.3996 | 2560.3062 | 456.3996 | 2560.3062
3473 | 458.7271 | 2609.3269 | 458.7271 | 2609.3269
3474 | 477.0727 | 2682.0767 | 477.0727 | 2682.0767
3475 | 504.0958 | 2723.2904 | 504.0958 | 2723.2904
3476 | 533.1135 | 2747.5114 | 533.1135 | 2747.5114
3477 | 548.3863 | 2761.0903 | 548.3863 | 2761.0903
3478 | 579.3818 | 2778.0749 | 579.3818 | 2778.0749
3479 | 612.2815 | 2792.7205 | 612.2815 | 2792.7205
3480 | 604.7369 | 2812.4678 | 604.7369 | 2812.4678
3481 | 583.632 | 2878.9872 | 583.632 | 2878.9872
3482 | 589.7518 | 2933.6755 | 589.7518 | 2933.6755
3483 | 621.6004 | 2984.2398 | 621.6004 | 2984.2398
3484 | 654.1528 | 3025.5695 | 654.1528 | 3025.5695
3485 | 667.073 | 3046.2861 | 667.073 | 3046.2861
3486 | 648.7033 | 3036.0646 | 648.7033 | 3036.0646
3487 | 616.4495 | 3006.02 | 616.4495 | 3006.02
3488 | 595.465 | 2988.9761 | 595.465 | 2988.9761
3489 | 581.1603 | 2961.1683 | 581.1603 | 2961.1683
3490 | 553.5975 | 2968.7412 | 553.5975 | 2968.7412
3491 | 519.8586 | 3003.4773 | 519.8586 | 3003.4773
3492 | 488.8776 | 3069.1192 | 488.8776 | 3069.1192
3493 | 466.1026 | 3129.0677 | 466.1026 | 3129.0677
3494 | 454.8858 | 3156.0267 | 454.8858 | 3156.0267
3495 | 449.4207 | 3179.3814 | 449.4207 | 3179.3814
3496 | 449.3942 | 3232.3019 | 449.3942 | 3232.3019
3497 | 459.3548 | 3294.0379 | 459.3548 | 3294.0379
3498 | 482.81 | 3360.0702 | 482.81 | 3360.0702
3499 | 521.4431 | 3377.7724 | 521.4431 | 3377.7724
3500 | 558.6059 | 3381.3609 | 558.6059 | 3381.3609
3501 | 584.3055 | 3385.1034 | 584.3055 | 3385.1034
3502 | 610.8344 | 3406.6464 | 610.8344 | 3406.6464
3503 | 646.7312 | 3380.2668 | 646.7312 | 3380.2668
3504 | 641.8466 | 3298.0512 | 641.8466 | 3298.0512
3505 | 609.6173 | 3240.7757 | 609.6173 | 3240.7757
3506 | 618.0083 | 3245.5621 | 618.0083 | 3245.5621
3507 | 653.2656 | 3316.5189 | 653.2656 | 3316.5189
3508 | 682.2101 | 3368.6448 | 682.2101 | 3368.6448
3509 | 693.1198 | 3394.6394 | 693.1198 | 3394.6394
3510 | 675.6497 | 3349.8704 | 675.6497 | 3349.8704
3511 | 644.8123 | 3280.96 | 644.8123 | 3280.96
3512 | 622.6444 | 3214.4941 | 622.6444 | 3214.4941
3513 | 605.3351 | 3200.1214 | 605.3351 | 3200.1214
3514 | 576.058 | 3264.7936 | 576.058 | 3264.7936
3515 | 533.0382 | 3365.7455 | 533.0382 | 3365.7455
3516 | 502.5619 | 3478.1705 | 502.5619 | 3478.1705
3517 | 478.7235 | 3557.312 | 478.7235 | 3557.312
3518 | 467.373 | 3650.7268 | 467.373 | 3650.7268
3519 | 458.567 | 3683.918 | 458.567 | 3683.918
3520 | 458.2855 | 3730.3608 | 458.2855 | 3730.3608
3521 | 464.0814 | 3809.8503 | 464.0814 | 3809.8503
3522 | 484.0599 | 3866.0462 | 484.0599 | 3866.0462
3523 | 524.4807 | 3910.3787 | 524.4807 | 3910.3787
3524 | 559.3179 | 3929.5616 | 559.3179 | 3929.5616
3525 | 582.9446 | 3865.1688 | 582.9446 | 3865.1688
3526 | 599.29 | 3829.6126 | 599.29 | 3829.6126
3527 | 635.3908 | 3829.6234 | 635.3908 | 3829.6234
3528 | 634.6442 | 3824.1799 | 634.6442 | 3824.1799
3529 | 604.7062 | 3854.9524 | 604.7062 | 3854.9524
3530 | 616.0531 | 3852.3015 | 616.0531 | 3852.3015
3531 | 646.3032 | 3833.7709 | 646.3032 | 3833.7709
3532 | 678.2332 | 3812.0035 | 678.2332 | 3812.0035
3533 | 687.653 | 3772.2621 | 687.653 | 3772.2621
3534 | 672.6974 | 3676.1518 | 672.6974 | 3676.1518
3535 | 640.7616 | 3558.2992 | 640.7616 | 3558.2992
3536 | 616.9824 | 3469.2815 | 616.9824 | 3469.2815
3537 | 595.0714 | 3385.8139 | 595.0714 | 3385.8139
3538 | 572.7855 | 3308.9375 | 572.7855 | 3308.9375
3539 | 535.7532 | 3279.6168 | 535.7532 | 3279.6168
3540 | 506.2109 | 3328.7049 | 506.2109 | 3328.7049
3541 | 481.7141 | 3399.9292 | 481.7141 | 3399.9292
3542 | 469.8744 | 3457.1172 | 469.8744 | 3457.1172
3543 | 465.5085 | 3502.304 | 465.5085 | 3502.304
3544 | 466.0741 | 3533.1525 | 466.0741 | 3533.1525
3545 | 475.2893 | 3582.6529 | 475.2893 | 3582.6529
3546 | 493.9813 | 3656.8422 | 493.9813 | 3656.8422
3547 | 529.9546 | 3711.0112 | 529.9546 | 3711.0112
3548 | 573.3905 | 3766.4209 | 573.3905 | 3766.4209
3549 | 599.171 | 3839.4981 | 599.171 | 3839.4981
3550 | 613.5403 | 3857.6823 | 613.5403 | 3857.6823
3551 | 649.1256 | 3875.2068 | 649.1256 | 3875.2068
3552 | 640.7884 | 3898.7927 | 640.7884 | 3898.7927
3553 | 614.4598 | 3946.1192 | 614.4598 | 3946.1192
3554 | 619.7996 | 3956.4236 | 619.7996 | 3956.4236
3555 | 648.8039 | 3969.8014 | 648.8039 | 3969.8014
3556 | 673.1473 | 3993.3776 | 673.1473 | 3993.3776
3557 | 683.2527 | 3930.8444 | 683.2527 | 3930.8444
3558 | 672.4445 | 3780.034 | 672.4445 | 3780.034
3559 | 637.1409 | 3661.4617 | 637.1409 | 3661.4617
3560 | 614.6508 | 3582.5203 | 614.6508 | 3582.5203
3561 | 593.4962 | 3519.9251 | 593.4962 | 3519.9251
3562 | 573.624 | 3483.1142 | 573.624 | 3483.1142
3563 | 538.9152 | 3494.0988 | 538.9152 | 3494.0988
3564 | 509.301 | 3647.7888 | 509.301 | 3647.7888
3565 | 486.147 | 3750.9216 | 486.147 | 3750.9216
3566 | 474.3832 | 3765.645 | 474.3832 | 3765.645
3567 | 467.141 | 3842.0205 | 467.141 | 3842.0205
3568 | 464.476 | 3918.2125 | 464.476 | 3918.2125
3569 | 470.5217 | 3999.3814 | 470.5217 | 3999.3814
3570 | 486.5279 | 4080.0484 | 486.5279 | 4080.0484
3571 | 517.5856 | 4127.7397 | 517.5856 | 4127.7397
3572 | 551.4808 | 4136.8462 | 551.4808 | 4136.8462
3573 | 571.1631 | 4110.3596 | 571.1631 | 4110.3596
3574 | 594.1697 | 4085.5995 | 594.1697 | 4085.5995
3575 | 633.0259 | 4087.7696 | 633.0259 | 4087.7696
3576 | 627.0873 | 4036.0228 | 627.0873 | 4036.0228
3577 | 606.7652 | 3945.3995 | 606.7652 | 3945.3995
3578 | 616.7505 | 3832.8685 | 616.7505 | 3832.8685
3579 | 648.4974 | 3822.0151 | 648.4974 | 3822.0151
3580 | 673.8709 | 3789.9316 | 673.8709 | 3789.9316
3581 | 676.1968 | 3695.0102 | 676.1968 | 3695.0102
3582 | 660.0381 | 3480.6229 | 660.0381 | 3480.6229
3583 | 637.4493 | 3224.3406 | 637.4493 | 3224.3406
3584 | 612.1099 | 3099.336 | 612.1099 | 3099.336
3585 | 588.8419 | 3092.6405 | 588.8419 | 3092.6405
3586 | 568.5889 | 3161.871 | 568.5889 | 3161.871
3587 | 539.8945 | 3329.2788 | 539.8945 | 3329.2788
3588 | 515.0737 | 3452.9797 | 515.0737 | 3452.9797
3589 | 492.6401 | 3439.9947 | 492.6401 | 3439.9947
3590 | 479.9323 | 3381.7846 | 479.9323 | 3381.7846
3591 | 473.5061 | 3338.4436 | 473.5061 | 3338.4436
3592 | 471.8358 | 3337.8635 | 471.8358 | 3337.8635
3593 | 479.8291 | 3386.4043 | 479.8291 | 3386.4043
3594 | 495.1706 | 3466.8313 | 495.1706 | 3466.8313
3595 | 516.8668 | 3505.6459 | 516.8668 | 3505.6459
3596 | 543.0073 | 3501.0774 | 543.0073 | 3501.0774
3597 | 557.5973 | 3457.557 | 557.5973 | 3457.557
3598 | 582.9054 | 3435.196 | 582.9054 | 3435.196
3599 | 614.8605 | 3443.3639 | 614.8605 | 3443.3639
3600 | 618.0983 | 3474.8669 | 618.0983 | 3474.8669
3601 | 597.2154 | 3552.4224 | 597.2154 | 3552.4224
3602 | 605.433 | 3593.9154 | 605.433 | 3593.9154
3603 | 634.3701 | 3610.1722 | 634.3701 | 3610.1722
3604 | 659.5852 | 3603.5194 | 659.5852 | 3603.5194
3605 | 664.231 | 3563.2981 | 664.231 | 3563.2981
3606 | 649.525 | 3383.4582 | 649.525 | 3383.4582
3607 | 621.5578 | 3174.4387 | 621.5578 | 3174.4387
3608 | 605.9484 | 3076.0645 | 605.9484 | 3076.0645
3609 | 583.6742 | 3047.5369 | 583.6742 | 3047.5369
3610 | 562.9299 | 3106.2113 | 562.9299 | 3106.2113
3611 | 535.1833 | 3234.0334 | 535.1833 | 3234.0334
3612 | 509.3386 | 3327.5053 | 509.3386 | 3327.5053
3613 | 487.765 | 3338.7515 | 487.765 | 3338.7515
3614 | 477.2994 | 3326.1248 | 477.2994 | 3326.1248
3615 | 468.4276 | 3345.4011 | 468.4276 | 3345.4011
3616 | 462.6033 | 3410.3172 | 462.6033 | 3410.3172
3617 | 468.0038 | 3511.3988 | 468.0038 | 3511.3988
3618 | 481.5228 | 3610.5391 | 481.5228 | 3610.5391
3619 | 503.2134 | 3628.2413 | 503.2134 | 3628.2413
3620 | 526.4673 | 3625.832 | 526.4673 | 3625.832
3621 | 544.636 | 3599.8253 | 544.636 | 3599.8253
3622 | 567.8307 | 3577.9441 | 567.8307 | 3577.9441
3623 | 605.7963 | 3553.7237 | 605.7963 | 3553.7237
3624 | 606.4586 | 3530.7666 | 606.4586 | 3530.7666
3625 | 588.5137 | 3532.7495 | 588.5137 | 3532.7495
3626 | 596.709 | 3505.6275 | 596.709 | 3505.6275
3627 | 624.5563 | 3459.9868 | 624.5563 | 3459.9868
3628 | 655.7854 | 3412.7887 | 655.7854 | 3412.7887
3629 | 666.3728 | 3398.9578 | 666.3728 | 3398.9578
3630 | 643.7444 | 3348.9108 | 643.7444 | 3348.9108
3631 | 617.0652 | 3290.7964 | 617.0652 | 3290.7964
3632 | 603.4788 | 3230.3284 | 603.4788 | 3230.3284
3633 | 583.9844 | 3176.1301 | 583.9844 | 3176.1301
3634 | 563.4094 | 3177.2254 | 563.4094 | 3177.2254
3635 | 530.0301 | 3242.1904 | 530.0301 | 3242.1904
3636 | 505.8233 | 3017.9898 | 505.8233 | 3017.9898
3637 | 488.8404 | 3043.1359 | 488.8404 | 3043.1359
3638 | 474.5079 | 3028.7963 | 474.5079 | 3028.7963
3639 | 471.2201 | 3020.5238 | 471.2201 | 3020.5238
3640 | 468.9229 | 3000.0629 | 468.9229 | 3000.0629
3641 | 478.9069 | 3003.8918 | 478.9069 | 3003.8918
3642 | 491.9208 | 3065.9055 | 491.9208 | 3065.9055
3643 | 520.5634 | 3049.3011 | 520.5634 | 3049.3011
3644 | 552.5145 | 3048.6144 | 552.5145 | 3048.6144
3645 | 576.6973 | 3034.0303 | 576.6973 | 3034.0303
3646 | 597.7673 | 3040.7111 | 597.7673 | 3040.7111
3647 | 636.6301 | 3028.3142 | 636.6301 | 3028.3142
3648 | 627.0332 | 3047.8217 | 627.0332 | 3047.8217
3649 | 609.4091 | 3046.4109 | 609.4091 | 3046.4109
3650 | 621.1372 | 3020.7863 | 621.1372 | 3020.7863
3651 | 650.7391 | 3000.0291 | 650.7391 | 3000.0291
3652 | 674.5077 | 2969.3591 | 674.5077 | 2969.3591
3653 | 687.016 | 2893.018 | 687.016 | 2893.018
3654 | 668.5874 | 2774.6847 | 668.5874 | 2774.6847
3655 | 640.4363 | 2717.7246 | 640.4363 | 2717.7246
3656 | 621.5439 | 2694.2802 | 621.5439 | 2694.2802
3657 | 601.4448 | 2664.6608 | 601.4448 | 2664.6608
3658 | 573.9482 | 2635.9911 | 573.9482 | 2635.9911
3659 | 540.1219 | 2614.1901 | 540.1219 | 2614.1901
3660 | 508.0185 | 2612.5064 | 508.0185 | 2612.5064
3661 | 485.1924 | 2625.9246 | 485.1924 | 2625.9246
3662 | 473.8978 | 2618.7521 | 473.8978 | 2618.7521
3663 | 470.5322 | 2620.0357 | 470.5322 | 2620.0357
3664 | 469.0509 | 2613.2574 | 469.0509 | 2613.2574
3665 | 480.1368 | 2631.6377 | 480.1368 | 2631.6377
3666 | 498.7776 | 2678.4484 | 498.7776 | 2678.4484
3667 | 533.7504 | 2674.0064 | 533.7504 | 2674.0064
3668 | 573.9291 | 2657.4652 | 573.9291 | 2657.4652
3669 | 597.297 | 2579.8977 | 597.297 | 2579.8977
3670 | 620.9316 | 2480.158 | 620.9316 | 2480.158
3671 | 657.4203 | 2342.663 | 657.4203 | 2342.663
3672 | 649.8891 | 2217.7428 | 649.8891 | 2217.7428
3673 | 619.8354 | 2134.0191 | 619.8354 | 2134.0191
3674 | 632.7365 | 2096.6665 | 632.7365 | 2096.6665
3675 | 664.4043 | 2176.0314 | 664.4043 | 2176.0314
3676 | 685.4333 | 2285.2281 | 685.4333 | 2285.2281
3677 | 697.6418 | 2375.0331 | 697.6418 | 2375.0331
3678 | 685.8974 | 2375.0654 | 685.8974 | 2375.0654
3679 | 651.9382 | 2320.0599 | 651.9382 | 2320.0599
3680 | 629.5973 | 2279.4579 | 629.5973 | 2279.4579
3681 | 608.0713 | 2269.6023 | 608.0713 | 2269.6023
3682 | 578.9042 | 2316.0785 | 578.9042 | 2316.0785
3683 | 542.6941 | 2369.8576 | 542.6941 | 2369.8576
3684 | 511.2094 | 2460.2601 | 511.2094 | 2460.2601
3685 | 489.4348 | 2565.113 | 489.4348 | 2565.113
3686 | 478.1746 | 2650.8954 | 478.1746 | 2650.8954
3687 | 473.5519 | 2739.27 | 473.5519 | 2739.27
3688 | 473.4204 | 2799.6017 | 473.4204 | 2799.6017
3689 | 483.4618 | 2846.8674 | 483.4618 | 2846.8674
3690 | 502.934 | 2955.3586 | 502.934 | 2955.3586
3691 | 537.453 | 2966.771 | 537.453 | 2966.771
3692 | 577.6743 | 3014.5165 | 577.6743 | 3014.5165
3693 | 606.5322 | 3047.713 | 606.5322 | 3047.713
3694 | 624.118 | 3072.8544 | 624.118 | 3072.8544
3695 | 661.6701 | 3089.7774 | 661.6701 | 3089.7774
3696 | 656.2143 | 3087.7837 | 656.2143 | 3087.7837
3697 | 629.1234 | 3067.4778 | 629.1234 | 3067.4778
3698 | 642.8211 | 3060.0967 | 642.8211 | 3060.0967
3699 | 669.8312 | 3048.2441 | 669.8312 | 3048.2441
3700 | 684.2496 | 3009.321 | 684.2496 | 3009.321
3701 | 695.2088 | 2979.0231 | 695.2088 | 2979.0231
3702 | 685.2572 | 2878.2817 | 685.2572 | 2878.2817
3703 | 655.0739 | 2822.8419 | 655.0739 | 2822.8419
3704 | 631.7804 | 2797.4428 | 631.7804 | 2797.4428
3705 | 612.0281 | 2804.3104 | 612.0281 | 2804.3104
3706 | 579.7099 | 2854.9131 | 579.7099 | 2854.9131
3707 | 544.538 | 2942.3558 | 544.538 | 2942.3558
3708 | 513.47 | 3074.0234 | 513.47 | 3074.0234
3709 | 489.5397 | 3171.0576 | 489.5397 | 3171.0576
3710 | 477.3534 | 3230.3435 | 477.3534 | 3230.3435
3711 | 488.0732 | 3273.7609 | 488.0732 | 3273.7609
3712 | 487.9944 | 3334.7442 | 487.9944 | 3334.7442
3713 | 497.7126 | 3399.819 | 497.7126 | 3399.819
3714 | 517.8032 | 3454.8828 | 517.8032 | 3454.8828
3715 | 551.2406 | 3450.2236 | 551.2406 | 3450.2236
3716 | 591.4535 | 3428.2528 | 591.4535 | 3428.2528
3717 | 605.5204 | 3390.2128 | 605.5204 | 3390.2128
3718 | 624.06 | 3370.3971 | 624.06 | 3370.3971
3719 | 656.99 | 3346.7066 | 656.99 | 3346.7066
3720 | 648.292 | 3318.8679 | 648.292 | 3318.8679
3721 | 630.5354 | 3280.5358 | 630.5354 | 3280.5358
3722 | 636.1239 | 3212.1258 | 636.1239 | 3212.1258
3723 | 668.1196 | 3231.5477 | 668.1196 | 3231.5477
3724 | 685.8483 | 3230.4148 | 685.8483 | 3230.4148
3725 | 688.6194 | 3230.3055 | 688.6194 | 3230.3055
3726 | 680.2618 | 3181.9056 | 680.2618 | 3181.9056
3727 | 650.3959 | 3125.597 | 650.3959 | 3125.597
3728 | 620.6454 | 3050.0283 | 620.6454 | 3050.0283
3729 | 601.3118 | 2973.4971 | 601.3118 | 2973.4971
3730 | 578.6649 | 2937.4431 | 578.6649 | 2937.4431
3731 | 546.1204 | 2995.1316 | 546.1204 | 2995.1316
3732 | 518.572 | 3213.2386 | 518.572 | 3213.2386
3733 | 495.3108 | 3286.3825 | 495.3108 | 3286.3825
3734 | 483.5658 | 3276.8209 | 483.5658 | 3276.8209
3735 | 477.0038 | 3262.9017 | 477.0038 | 3262.9017
3736 | 475.7268 | 3255.9062 | 475.7268 | 3255.9062
3737 | 484.3199 | 3268.8568 | 484.3199 | 3268.8568
3738 | 499.7307 | 3296.7726 | 499.7307 | 3296.7726
3739 | 528.0344 | 3269.9605 | 528.0344 | 3269.9605
3740 | 563.6036 | 3231.4837 | 563.6036 | 3231.4837
3741 | 585.7733 | 3150.8756 | 585.7733 | 3150.8756
3742 | 608.8766 | 3094.1385 | 608.8766 | 3094.1385
3743 | 644.8014 | 3084.3478 | 644.8014 | 3084.3478
3744 | 639.6631 | 3122.5332 | 639.6631 | 3122.5332
3745 | 619.4586 | 3141.7549 | 619.4586 | 3141.7549
3746 | 629.7957 | 3123.2974 | 629.7957 | 3123.2974
3747 | 665.199 | 3107.5354 | 665.199 | 3107.5354
3748 | 681.1726 | 3083.1637 | 681.1726 | 3083.1637
3749 | 690.2553 | 3085.6606 | 690.2553 | 3085.6606
3750 | 673.4951 | 3087.2131 | 673.4951 | 3087.2131
3751 | 639.6084 | 3066.0885 | 639.6084 | 3066.0885
3752 | 616.5679 | 3040.6894 | 616.5679 | 3040.6894
3753 | 597.633 | 3010.6356 | 597.633 | 3010.6356
3754 | 574.7142 | 3008.4625 | 574.7142 | 3008.4625
3755 | 544.4787 | 3083.3085 | 544.4787 | 3083.3085
3756 | 516.3778 | 3194.9951 | 516.3778 | 3194.9951
3757 | 497.0926 | 3234.2582 | 497.0926 | 3234.2582
3758 | 482.9087 | 3216.878 | 482.9087 | 3216.878
3759 | 477.3002 | 3200.3525 | 477.3002 | 3200.3525
3760 | 474.4878 | 3176.4167 | 474.4878 | 3176.4167
3761 | 482.216 | 3154.4006 | 482.216 | 3154.4006
3762 | 492.8427 | 3169.5025 | 492.8427 | 3169.5025
3763 | 516.366 | 3165.4948 | 516.366 | 3165.4948
3764 | 540.6486 | 3171.5408 | 540.6486 | 3171.5408
3765 | 562.8682 | 3150.4412 | 562.8682 | 3150.4412
3766 | 586.9001 | 3150.8236 | 586.9001 | 3150.8236
3767 | 617.8552 | 3143.422 | 617.8552 | 3143.422
3768 | 610.392 | 3142.5141 | 610.392 | 3142.5141
3769 | 599.9021 | 3136.7597 | 599.9021 | 3136.7597
3770 | 609.4353 | 3123.5145 | 609.4353 | 3123.5145
3771 | 636.2527 | 3158.1394 | 636.2527 | 3158.1394
3772 | 663.678 | 3196.7512 | 663.678 | 3196.7512
3773 | 669.461 | 3244.8568 | 669.461 | 3244.8568
3774 | 644.8258 | 3153.6716 | 644.8258 | 3153.6716
3775 | 628.0522 | 2944.6824 | 628.0522 | 2944.6824
3776 | 605.2789 | 2851.5217 | 605.2789 | 2851.5217
3777 | 587.7792 | 2845.7926 | 587.7792 | 2845.7926
3778 | 568.2029 | 2918.3309 | 568.2029 | 2918.3309
3779 | 539.9537 | 3075.2726 | 539.9537 | 3075.2726
3780 | 511.0049 | 3309.8857 | 511.0049 | 3309.8857
3781 | 489.2786 | 3449.0537 | 489.2786 | 3449.0537
3782 | 477.1059 | 3486.8383 | 477.1059 | 3486.8383
3783 | 473.9523 | 3498.5468 | 473.9523 | 3498.5468
3784 | 471.9731 | 3468.9641 | 471.9731 | 3468.9641
3785 | 478.2405 | 3465.6259 | 478.2405 | 3465.6259
3786 | 490.3104 | 3503.0978 | 490.3104 | 3503.0978
3787 | 516.3906 | 3517.768 | 516.3906 | 3517.768
3788 | 544.9644 | 3516.2125 | 544.9644 | 3516.2125
3789 | 563.1603 | 3450.3729 | 563.1603 | 3450.3729
3790 | 585.1197 | 3415.1371 | 585.1197 | 3415.1371
3791 | 619.327 | 3421.4181 | 619.327 | 3421.4181
3792 | 617.3478 | 3425.9398 | 617.3478 | 3425.9398
3793 | 603.8809 | 3370.0158 | 603.8809 | 3370.0158
3794 | 611.5418 | 3322.0211 | 611.5418 | 3322.0211
3795 | 645.5941 | 3342.9634 | 645.5941 | 3342.9634
3796 | 670.9306 | 3351.6037 | 670.9306 | 3351.6037
3797 | 677.0321 | 3365.6114 | 677.0321 | 3365.6114
3798 | 658.2585 | 3190.3758 | 658.2585 | 3190.3758
3799 | 628.6813 | 2991.5942 | 628.6813 | 2991.5942
3800 | 613.4088 | 2893.004 | 613.4088 | 2893.004
3801 | 598.7351 | 2861.6471 | 598.7351 | 2861.6471
3802 | 574.1543 | 2875.1112 | 574.1543 | 2875.1112
3803 | 543.5108 | 2968.6351 | 543.5108 | 2968.6351
3804 | 514.9799 | 3079.453 | 514.9799 | 3079.453
3805 | 490.668 | 3102.6445 | 490.668 | 3102.6445
3806 | 479.4899 | 3090.4767 | 479.4899 | 3090.4767
3807 | 473.2055 | 3076.5574 | 473.2055 | 3076.5574
3808 | 472.7038 | 3056.5309 | 472.7038 | 3056.5309
3809 | 481.0904 | 3075.1283 | 481.0904 | 3075.1283
3810 | 496.4472 | 3154.0824 | 496.4472 | 3154.0824
3811 | 525.7086 | 3125.3157 | 525.7086 | 3125.3157
3812 | 560.6653 | 3072.7219 | 560.6653 | 3072.7219
3813 | 582.9958 | 3076.3813 | 582.9958 | 3076.3813
3814 | 607.0353 | 3088.926 | 607.0353 | 3088.926
3815 | 638.9215 | 3080.4385 | 638.9215 | 3080.4385
3816 | 634.6986 | 3045.6499 | 634.6986 | 3045.6499
3817 | 613.568 | 3006.449 | 613.568 | 3006.449
3818 | 623.3892 | 2954.3279 | 623.3892 | 2954.3279
3819 | 655.6869 | 2900.7758 | 655.6869 | 2900.7758
3820 | 678.6834 | 2840.3515 | 678.6834 | 2840.3515
3821 | 683.3108 | 2846.9749 | 683.3108 | 2846.9749
3822 | 668.3838 | 2808.1311 | 668.3838 | 2808.1311
3823 | 639.5565 | 2735.7509 | 639.5565 | 2735.7509
3824 | 621.8597 | 2704.4879 | 621.8597 | 2704.4879
3825 | 599.5983 | 2673.9997 | 599.5983 | 2673.9997
3826 | 572.0629 | 2667.2657 | 572.0629 | 2667.2657
3827 | 539.9911 | 2771.6488 | 539.9911 | 2771.6488
3828 | 508.7485 | 2903.5336 | 508.7485 | 2903.5336
3829 | 487.4335 | 2948.2263 | 487.4335 | 2948.2263
3830 | 477.1486 | 2967.1159 | 477.1486 | 2967.1159
3831 | 471.0776 | 3012.9224 | 471.0776 | 3012.9224
3832 | 472.4875 | 3013.094 | 472.4875 | 3013.094
3833 | 480.1055 | 3046.0256 | 480.1055 | 3046.0256
3834 | 495.3108 | 3134.5358 | 495.3108 | 3134.5358
3835 | 526.7895 | 3112.9362 | 526.7895 | 3112.9362
3836 | 570.2181 | 3118.3306 | 570.2181 | 3118.3306
3837 | 593.5127 | 3069.2142 | 593.5127 | 3069.2142
3838 | 614.1916 | 2999.2289 | 614.1916 | 2999.2289
3839 | 647.1261 | 2948.8247 | 647.1261 | 2948.8247
3840 | 641.2384 | 2909.4752 | 641.2384 | 2909.4752
3841 | 618.1723 | 2855.5058 | 618.1723 | 2855.5058
3842 | 630.9112 | 2777.7569 | 630.9112 | 2777.7569
3843 | 662.2882 | 2692.0616 | 662.2882 | 2692.0616
3844 | 681.1997 | 2559.3149 | 681.1997 | 2559.3149
3845 | 693.0979 | 2487.5347 | 693.0979 | 2487.5347
3846 | 678.9715 | 2427.8412 | 678.9715 | 2427.8412
3847 | 649.7517 | 2376.5279 | 649.7517 | 2376.5279
3848 | 631.6883 | 2350.0428 | 631.6883 | 2350.0428
3849 | 608.8832 | 2330.6311 | 608.8832 | 2330.6311
3850 | 579.0406 | 2309.7801 | 579.0406 | 2309.7801
3851 | 541.1317 | 2281.0291 | 541.1317 | 2281.0291
3852 | 511.7381 | 2259.3645 | 511.7381 | 2259.3645
3853 | 487.6586 | 2256.9282 | 487.6586 | 2256.9282
3854 | 473.2589 | 2244.1089 | 473.2589 | 2244.1089
3855 | 468.7801 | 2241.9176 | 468.7801 | 2241.9176
3856 | 467.7001 | 2242.958 | 467.7001 | 2242.958
3857 | 475.5488 | 2257.8632 | 475.5488 | 2257.8632
3858 | 497.0604 | 2303.1537 | 497.0604 | 2303.1537
3859 | 533.1835 | 2308.0506 | 533.1835 | 2308.0506
3860 | 575.2427 | 2324.3043 | 575.2427 | 2324.3043
3861 | 600.2593 | 2309.7202 | 600.2593 | 2309.7202
3862 | 616.3639 | 2304.4558 | 616.3639 | 2304.4558
3863 | 650.5869 | 2307.4791 | 650.5869 | 2307.4791
3864 | 644.4596 | 2314.607 | 644.4596 | 2314.607
3865 | 622.7468 | 2320.3634 | 622.7468 | 2320.3634
3866 | 626.9358 | 2288.6575 | 626.9358 | 2288.6575
3867 | 653.2703 | 2264.8598 | 653.2703 | 2264.8598
3868 | 675.913 | 2240.9225 | 675.913 | 2240.9225
3869 | 684.3972 | 2269.6987 | 684.3972 | 2269.6987
3870 | 670.2771 | 2288.8431 | 670.2771 | 2288.8431
3871 | 641.2601 | 2251.864 | 641.2601 | 2251.864
3872 | 622.955 | 2215.6057 | 622.955 | 2215.6057
3873 | 602.0971 | 2211.3969 | 602.0971 | 2211.3969
3874 | 571.8375 | 2242.6701 | 571.8375 | 2242.6701
3875 | 533.5039 | 2359.8671 | 533.5039 | 2359.8671
3876 | 503.4946 | 2546.6995 | 503.4946 | 2546.6995
3877 | 480.8969 | 2544.4804 | 480.8969 | 2544.4804
3878 | 467.9718 | 2492.7851 | 467.9718 | 2492.7851
3879 | 460.1226 | 2517.7418 | 460.1226 | 2517.7418
3880 | 461.0083 | 2487.5076 | 461.0083 | 2487.5076
3881 | 469.1061 | 2443.5559 | 469.1061 | 2443.5559
3882 | 486.5615 | 2439.9799 | 486.5615 | 2439.9799
3883 | 520.1014 | 2421.6381 | 520.1014 | 2421.6381
3884 | 561.9185 | 2401.4048 | 561.9185 | 2401.4048
3885 | 584.3932 | 2336.4339 | 584.3932 | 2336.4339
3886 | 603.1966 | 2259.933 | 603.1966 | 2259.933
3887 | 637.9902 | 2196.9322 | 637.9902 | 2196.9322
3888 | 633.5815 | 2181.6902 | 633.5815 | 2181.6902
3889 | 611.7509 | 2208.2962 | 611.7509 | 2208.2962
3890 | 623.8003 | 2236.5333 | 623.8003 | 2236.5333
3891 | 651.8299 | 2272.6784 | 651.8299 | 2272.6784
3892 | 672.237 | 2278.061 | 672.237 | 2278.061
3893 | 673.4082 | 2309.6606 | 673.4082 | 2309.6606
3894 | 657.6624 | 2335.755 | 657.6624 | 2335.755
3895 | 628.9163 | 2359.1531 | 628.9163 | 2359.1531
3896 | 612.8815 | 2386.747 | 612.8815 | 2386.747
3897 | 592.8559 | 2411.4237 | 592.8559 | 2411.4237
3898 | 565.0467 | 2430.969 | 565.0467 | 2430.969
3899 | 532.8254 | 2427.1943 | 532.8254 | 2427.1943
3900 | 502.8507 | 2371.4317 | 502.8507 | 2371.4317
3901 | 480.7704 | 2285.8138 | 480.7704 | 2285.8138
3902 | 466.2199 | 2190.8987 | 466.2199 | 2190.8987
3903 | 459.5133 | 2170.0296 | 459.5133 | 2170.0296
3904 | 459.1397 | 2241.4377 | 459.1397 | 2241.4377
3905 | 466.4944 | 2328.0138 | 466.4944 | 2328.0138
3906 | 488.9674 | 2457.3547 | 488.9674 | 2457.3547
3907 | 519.7139 | 2530.0131 | 519.7139 | 2530.0131
3908 | 553.3507 | 2588.1834 | 553.3507 | 2588.1834
3909 | 573.9936 | 2600.7474 | 573.9936 | 2600.7474
3910 | 590.1182 | 2598.7407 | 590.1182 | 2598.7407
3911 | 625.1206 | 2582.4346 | 625.1206 | 2582.4346
3912 | 624.9289 | 2588.0423 | 624.9289 | 2588.0423
3913 | 605.8157 | 2583.3737 | 605.8157 | 2583.3737
3914 | 614.5821 | 2571.8661 | 614.5821 | 2571.8661
3915 | 646.3363 | 2578.0398 | 646.3363 | 2578.0398
3916 | 668.6405 | 2524.9997 | 668.6405 | 2524.9997
3917 | 672.8156 | 2542.4824 | 672.8156 | 2542.4824
3918 | 652.2315 | 2455.6408 | 652.2315 | 2455.6408
3919 | 623.8787 | 2412.1461 | 623.8787 | 2412.1461
3920 | 602.9462 | 2397.3891 | 602.9462 | 2397.3891
3921 | 582.3022 | 2404.2566 | 582.3022 | 2404.2566
3922 | 562.1203 | 2443.1314 | 562.1203 | 2443.1314
3923 | 534.6188 | 2488.4403 | 534.6188 | 2488.4403
3924 | 506.8652 | 2536.2747 | 506.8652 | 2536.2747
3925 | 486.0778 | 2596.3875 | 486.0778 | 2596.3875
3926 | 471.3996 | 2649.3751 | 471.3996 | 2649.3751
3927 | 463.2644 | 2706.6923 | 463.2644 | 2706.6923
3928 | 459.9488 | 2752.6899 | 459.9488 | 2752.6899
3929 | 468.8357 | 2817.5475 | 468.8357 | 2817.5475
3930 | 485.1556 | 2943.6307 | 485.1556 | 2943.6307
3931 | 510.2442 | 3041.0481 | 510.2442 | 3041.0481
3932 | 535.7047 | 3067.0751 | 535.7047 | 3067.0751
3933 | 548.9708 | 3029.0351 | 548.9708 | 3029.0351
3934 | 571.1717 | 3006.3959 | 571.1717 | 3006.3959
3935 | 601.2634 | 2986.832 | 601.2634 | 2986.832
3936 | 602.448 | 2985.4898 | 602.448 | 2985.4898
3937 | 589.544 | 3000.3678 | 589.544 | 3000.3678
3938 | 599.9547 | 3006.2349 | 599.9547 | 3006.2349
3939 | 632.8696 | 3033.6927 | 632.8696 | 3033.6927
3940 | 656.9914 | 3052.5407 | 656.9914 | 3052.5407
3941 | 648.0963 | 3064.1594 | 648.0963 | 3064.1594
3942 | 623.5529 | 2876.5442 | 623.5529 | 2876.5442
3943 | 601.2513 | 2677.9799 | 601.2513 | 2677.9799
3944 | 586.7471 | 2599.5878 | 586.7471 | 2599.5878
3945 | 577.4884 | 2566.7106 | 577.4884 | 2566.7106
3946 | 553.8399 | 2578.4373 | 553.8399 | 2578.4373
3947 | 529.6907 | 2690.2046 | 529.6907 | 2690.2046
3948 | 502.7807 | 2814.488 | 502.7807 | 2814.488
3949 | 480.7409 | 2836.1592 | 480.7409 | 2836.1592
3950 | 469.3857 | 2823.557 | 469.3857 | 2823.557
3951 | 462.4241 | 2857.8527 | 462.4241 | 2857.8527
3952 | 462.5859 | 2902.5471 | 462.5859 | 2902.5471
3953 | 466.6087 | 2968.2736 | 466.6087 | 2968.2736
3954 | 479.1291 | 3051.1369 | 479.1291 | 3051.1369
3955 | 507.4166 | 3095.7786 | 507.4166 | 3095.7786
3956 | 532.4277 | 3133.5335 | 532.4277 | 3133.5335
3957 | 551.8748 | 3135.4555 | 551.8748 | 3135.4555
3958 | 573.6092 | 3143.4393 | 573.6092 | 3143.4393
3959 | 610.8083 | 3124.0926 | 610.8083 | 3124.0926
3960 | 607.5923 | 3102.5522 | 607.5923 | 3102.5522
3961 | 593.1977 | 3094.6259 | 593.1977 | 3094.6259
3962 | 605.9448 | 3081.1636 | 605.9448 | 3081.1636
3963 | 642.1784 | 3085.1654 | 642.1784 | 3085.1654
3964 | 658.3038 | 3084.0325 | 658.3038 | 3084.0325
3965 | 666.2719 | 3095.8683 | 666.2719 | 3095.8683
3966 | 646.5416 | 3002.0768 | 646.5416 | 3002.0768
3967 | 621.9444 | 2815.6748 | 621.9444 | 2815.6748
3968 | 602.1035 | 2693.6286 | 602.1035 | 2693.6286
3969 | 585.392 | 2654.0187 | 585.392 | 2654.0187
3970 | 563.7621 | 2688.9841 | 563.7621 | 2688.9841
3971 | 534.6345 | 2766.2192 | 534.6345 | 2766.2192
3972 | 508.1512 | 2885.7245 | 508.1512 | 2885.7245
3973 | 485.4392 | 3009.9067 | 485.4392 | 3009.9067
3974 | 472.0027 | 3103.9421 | 472.0027 | 3103.9421
3975 | 464.4592 | 3168.4264 | 464.4592 | 3168.4264
3976 | 463.5912 | 3206.8225 | 463.5912 | 3206.8225
3977 | 470.1168 | 3242.3603 | 470.1168 | 3242.3603
3978 | 485.6007 | 3313.0614 | 485.6007 | 3313.0614
3979 | 514.3269 | 3323.1707 | 514.3269 | 3323.1707
3980 | 547.1067 | 3351.5867 | 547.1067 | 3351.5867
3981 | 567.3668 | 3332.659 | 567.3668 | 3332.659
3982 | 586.9974 | 3300.4637 | 586.9974 | 3300.4637
3983 | 622.8693 | 3233.9879 | 622.8693 | 3233.9879
3984 | 618.2183 | 3151.6359 | 618.2183 | 3151.6359
3985 | 598.7119 | 3035.5517 | 598.7119 | 3035.5517
3986 | 602.7376 | 2990.5977 | 602.7376 | 2990.5977
3987 | 639.4068 | 2952.9001 | 639.4068 | 2952.9001
3988 | 664.7621 | 2912.2396 | 664.7621 | 2912.2396
3989 | 672.7429 | 2905.6147 | 672.7429 | 2905.6147
3990 | 652.8272 | 2873.7208 | 652.8272 | 2873.7208
3991 | 625.6005 | 2818.4982 | 625.6005 | 2818.4982
3992 | 607.1052 | 2767.9057 | 607.1052 | 2767.9057
3993 | 593.6049 | 2738.9379 | 593.6049 | 2738.9379
3994 | 566.6969 | 2737.4163 | 566.6969 | 2737.4163
3995 | 537.7332 | 2742.7633 | 537.7332 | 2742.7633
3996 | 506.4087 | 2729.1345 | 506.4087 | 2729.1345
3997 | 487.4128 | 2714.9702 | 487.4128 | 2714.9702
3998 | 471.7526 | 2677.8262 | 471.7526 | 2677.8262
3999 | 466.4099 | 2631.9809 | 466.4099 | 2631.9809
4000 | 465.7915 | 2540.0663 | 465.7915 | 2540.0663
4001 | 472.6943 | 2433.7826 | 472.6943 | 2433.7826
4002 | 491.798 | 2351.5859 | 491.798 | 2351.5859
4003 | 525.3967 | 2243.764 | 525.3967 | 2243.764
4004 | 567.8536 | 2200.0748 | 567.8536 | 2200.0748
4005 | 591.0923 | 2203.517 | 591.0923 | 2203.517
4006 | 602.4081 | 2366.1362 | 602.4081 | 2366.1362
4007 | 636.6488 | 2512.7184 | 636.6488 | 2512.7184
4008 | 630.2919 | 2572.6222 | 630.2919 | 2572.6222
4009 | 608.1317 | 2587.7174 | 608.1317 | 2587.7174
4010 | 610.8152 | 2583.1597 | 610.8152 | 2583.1597
4011 | 647.3384 | 2636.028 | 647.3384 | 2636.028
4012 | 666.2272 | 2670.2961 | 666.2272 | 2670.2961
4013 | 669.09 | 2673.8789 | 669.09 | 2673.8789
4014 | 653.3984 | 2639.596 | 653.3984 | 2639.596
4015 | 619.7631 | 2588.7171 | 619.7631 | 2588.7171
4016 | 606.5548 | 2571.7882 | 606.5548 | 2571.7882
4017 | 599.0448 | 2552.3764 | 599.0448 | 2552.3764
4018 | 573.7301 | 2541.0815 | 573.7301 | 2541.0815
4019 | 539.5619 | 2517.543 | 539.5619 | 2517.543
4020 | 509.9686 | 2522.8093 | 509.9686 | 2522.8093
4021 | 487.6652 | 2549.0413 | 487.6652 | 2549.0413
4022 | 474.8008 | 2573.1433 | 474.8008 | 2573.1433
4023 | 469.3064 | 2609.6109 | 469.3064 | 2609.6109
4024 | 469.004 | 2611.7371 | 469.004 | 2611.7371
4025 | 476.9192 | 2584.0743 | 476.9192 | 2584.0743
4026 | 496.6747 | 2574.6343 | 496.6747 | 2574.6343
4027 | 527.3712 | 2458.7766 | 527.3712 | 2458.7766
4028 | 568.6901 | 2416.1733 | 568.6901 | 2416.1733
4029 | 587.2024 | 2504.1003 | 587.2024 | 2504.1003
4030 | 607.6067 | 2710.8079 | 607.6067 | 2710.8079
4031 | 643.968 | 2866.2946 | 643.968 | 2866.2946
4032 | 638.8498 | 2897.3129 | 638.8498 | 2897.3129
4033 | 609.5687 | 2882.0023 | 609.5687 | 2882.0023
4034 | 623.0945 | 2847.6903 | 623.0945 | 2847.6903
4035 | 657.4612 | 2826.7159 | 657.4612 | 2826.7159
4036 | 682.4605 | 2798.2178 | 682.4605 | 2798.2178
4037 | 680.5649 | 2780.7337 | 680.5649 | 2780.7337
4038 | 659.3552 | 2722.3433 | 659.3552 | 2722.3433
4039 | 633.9813 | 2639.9726 | 633.9813 | 2639.9726
4040 | 619.8855 | 2575.0459 | 619.8855 | 2575.0459
4041 | 606.1689 | 2530.8752 | 606.1689 | 2530.8752
4042 | 579.7297 | 2515.8881 | 579.7297 | 2515.8881
4043 | 542.4592 | 2509.9415 | 542.4592 | 2509.9415
4044 | 513.9193 | 2516.9453 | 513.9193 | 2516.9453
4045 | 489.9595 | 2528.626 | 489.9595 | 2528.626
4046 | 475.1164 | 2518.4129 | 475.1164 | 2518.4129
4047 | 466.4577 | 2529.687 | 466.4577 | 2529.687
4048 | 465.7881 | 2543.7584 | 465.7881 | 2543.7584
4049 | 474.8048 | 2547.8045 | 474.8048 | 2547.8045
4050 | 493.3744 | 2572.6796 | 493.3744 | 2572.6796
4051 | 523.8766 | 2570.1922 | 523.8766 | 2570.1922
4052 | 568.7806 | 2594.6989 | 568.7806 | 2594.6989
4053 | 587.6817 | 2600.313 | 587.6817 | 2600.313
4054 | 599.4329 | 2610.4687 | 599.4329 | 2610.4687
4055 | 633.8416 | 2605.8905 | 633.8416 | 2605.8905
4056 | 634.7465 | 2596.0781 | 634.7465 | 2596.0781
4057 | 606.0333 | 2606.1781 | 606.0333 | 2606.1781
4058 | 610.5943 | 2631.5918 | 610.5943 | 2631.5918
4059 | 641.1247 | 2690.1069 | 641.1247 | 2690.1069
4060 | 661.0657 | 2721.1173 | 661.0657 | 2721.1173
4061 | 660.417 | 2733.6047 | 660.417 | 2733.6047
4062 | 645.3995 | 2706.706 | 645.3995 | 2706.706
4063 | 617.3052 | 2628.0275 | 617.3052 | 2628.0275
4064 | 598.5081 | 2549.8525 | 598.5081 | 2549.8525
4065 | 585.5777 | 2522.8393 | 585.5777 | 2522.8393
4066 | 564.2757 | 2558.2391 | 564.2757 | 2558.2391
4067 | 535.0499 | 2657.4098 | 535.0499 | 2657.4098
4068 | 503.2475 | 2765.1871 | 503.2475 | 2765.1871
4069 | 481.7805 | 2735.6028 | 481.7805 | 2735.6028
4070 | 466.2462 | 2705.4087 | 466.2462 | 2705.4087
4071 | 459.4897 | 2689.7519 | 459.4897 | 2689.7519
4072 | 456.186 | 2686.2314 | 456.186 | 2686.2314
4073 | 461.7675 | 2713.0818 | 461.7675 | 2713.0818
4074 | 479.6726 | 2780.308 | 479.6726 | 2780.308
4075 | 504.8104 | 2807.1405 | 504.8104 | 2807.1405
4076 | 543.432 | 2834.6877 | 543.432 | 2834.6877
4077 | 560.4749 | 2834.8722 | 560.4749 | 2834.8722
4078 | 579.6678 | 2840.0327 | 579.6678 | 2840.0327
4079 | 607.2582 | 2860.2135 | 607.2582 | 2860.2135
4080 | 607.8093 | 2815.8687 | 607.8093 | 2815.8687
4081 | 588.2923 | 2793.8254 | 588.2923 | 2793.8254
4082 | 598.7657 | 2788.1818 | 598.7657 | 2788.1818
4083 | 631.3304 | 2800.6538 | 631.3304 | 2800.6538
4084 | 653.2988 | 2801.9099 | 653.2988 | 2801.9099
4085 | 656.218 | 2796.1538 | 656.218 | 2796.1538
4086 | 631.9479 | 2745.1476 | 631.9479 | 2745.1476
4087 | 607.0501 | 2669.0753 | 607.0501 | 2669.0753
4088 | 588.0082 | 2606.7549 | 588.0082 | 2606.7549
4089 | 576.6304 | 2577.1355 | 576.6304 | 2577.1355
4090 | 559.8304 | 2589.2965 | 559.8304 | 2589.2965
4091 | 531.8298 | 2600.0731 | 531.8298 | 2600.0731
4092 | 505.1689 | 2609.2487 | 505.1689 | 2609.2487
4093 | 483.0666 | 2621.1466 | 483.0666 | 2621.1466
4094 | 468.3904 | 2621.5755 | 468.3904 | 2621.5755
4095 | 463.2874 | 2642.8401 | 463.2874 | 2642.8401
4096 | 460.2104 | 2682.7565 | 460.2104 | 2682.7565
4097 | 467.811 | 2760.8624 | 467.811 | 2760.8624
4098 | 480.3059 | 2876.5207 | 480.3059 | 2876.5207
4099 | 501.3616 | 2929.6325 | 501.3616 | 2929.6325
4100 | 523.2005 | 2957.1798 | 523.2005 | 2957.1798
4101 | 536.1544 | 2910.6696 | 536.1544 | 2910.6696
4102 | 555.7267 | 2847.1997 | 555.7267 | 2847.1997
4103 | 584.0562 | 2782.0271 | 584.0562 | 2782.0271
4104 | 591.4318 | 2739.2026 | 591.4318 | 2739.2026
4105 | 581.1061 | 2721.9374 | 581.1061 | 2721.9374
4106 | 590.649 | 2700.6564 | 590.649 | 2700.6564
4107 | 620.736 | 2701.8349 | 620.736 | 2701.8349
4108 | 640.0639 | 2699.1817 | 640.0639 | 2699.1817
4109 | 632.9146 | 2706.2394 | 632.9146 | 2706.2394
4110 | 621.2155 | 2680.4267 | 621.2155 | 2680.4267
4111 | 600.6336 | 2622.3807 | 600.6336 | 2622.3807
4112 | 591.2879 | 2564.1867 | 591.2879 | 2564.1867
4113 | 572.9316 | 2505.6818 | 572.9316 | 2505.6818
4114 | 556.7875 | 2470.4966 | 556.7875 | 2470.4966
4115 | 531.1138 | 2458.0345 | 531.1138 | 2458.0345
4116 | 507.7524 | 2460.2601 | 507.7524 | 2460.2601
4117 | 486.5946 | 2470.6377 | 486.5946 | 2470.6377
4118 | 475.1221 | 2462.3793 | 475.1221 | 2462.3793
4119 | 467.5803 | 2456.9302 | 467.5803 | 2456.9302
4120 | 463.0789 | 2466.4408 | 463.0789 | 2466.4408
4121 | 465.372 | 2520.222 | 465.372 | 2520.222
4122 | 476.4403 | 2623.2836 | 476.4403 | 2623.2836
4123 | 494.4855 | 2723.7416 | 494.4855 | 2723.7416
4124 | 517.6412 | 2833.3846 | 517.6412 | 2833.3846
4125 | 533.3726 | 2907.4118 | 533.3726 | 2907.4118
4126 | 554.188 | 3012.9115 | 554.188 | 3012.9115
4127 | 583.3831 | 3045.689 | 583.3831 | 3045.689
4128 | 587.0421 | 3052.5998 | 587.0421 | 3052.5998
4129 | 575.5434 | 3059.2248 | 575.5434 | 3059.2248
4130 | 581.9213 | 3055.3186 | 581.9213 | 3055.3186
4131 | 611.8926 | 3025.8741 | 611.8926 | 3025.8741
4132 | 632.8061 | 2971.7481 | 632.8061 | 2971.7481
4133 | 638.8862 | 2942.5361 | 638.8862 | 2942.5361
4134 | 620.2755 | 2831.1527 | 620.2755 | 2831.1527
4135 | 601.9259 | 2762.2474 | 601.9259 | 2762.2474
4136 | 588.8767 | 2721.2111 | 588.8767 | 2721.2111
4137 | 577.7622 | 2694.6322 | 577.7622 | 2694.6322
4138 | 561.9392 | 2695.934 | 561.9392 | 2695.934
4139 | 536.4541 | 2766.4364 | 536.4541 | 2766.4364
4140 | 512.2433 | 2911.3522 | 512.2433 | 2911.3522
4141 | 492.0101 | 2930.2 | 492.0101 | 2930.2
4142 | 477.842 | 2922.3759 | 477.842 | 2922.3759
4143 | 473.0466 | 2927.1345 | 473.0466 | 2927.1345
4144 | 467.5052 | 2962.7072 | 467.5052 | 2962.7072
4145 | 469.3787 | 2979.5671 | 469.3787 | 2979.5671
4146 | 478.9615 | 3028.3326 | 478.9615 | 3028.3326
4147 | 496.5241 | 3032.3607 | 496.5241 | 3032.3607
4148 | 522.7505 | 3050.7863 | 522.7505 | 3050.7863
4149 | 541.5641 | 3043.3693 | 541.5641 | 3043.3693
4150 | 561.9392 | 3042.2314 | 561.9392 | 3042.2314
4151 | 599.7982 | 3037.0016 | 599.7982 | 3037.0016
4152 | 594.87 | 3049.342 | 594.87 | 3049.342
4153 | 578.7488 | 3056.8358 | 578.7488 | 3056.8358
4154 | 588.726 | 3064.6576 | 588.726 | 3064.6576
4155 | 623.9616 | 3099.2824 | 623.9616 | 3099.2824
4156 | 644.6652 | 3101.8416 | 644.6652 | 3101.8416
4157 | 649.5257 | 3124.7538 | 649.5257 | 3124.7538
4158 | 632.7541 | 3059.4135 | 632.7541 | 3059.4135
4159 | 608.4216 | 2934.6919 | 608.4216 | 2934.6919
4160 | 589.7689 | 2879.3213 | 589.7689 | 2879.3213
4161 | 577.8239 | 2878.8046 | 577.8239 | 2878.8046
4162 | 563.314 | 2910.9466 | 563.314 | 2910.9466
4163 | 542.6724 | 3030.7498 | 542.6724 | 3030.7498
4164 | 516.4331 | 3151.1239 | 516.4331 | 3151.1239
4165 | 497.544 | 3156.7234 | 497.544 | 3156.7234
4166 | 483.0262 | 3139.126 | 483.0262 | 3139.126
4167 | 473.4589 | 3173.6389 | 473.4589 | 3173.6389
4168 | 468.8287 | 3247.6532 | 468.8287 | 3247.6532
4169 | 472.33 | 3317.0718 | 472.33 | 3317.0718
4170 | 489.1386 | 3302.6365 | 489.1386 | 3302.6365
4171 | 510.7054 | 3335.7674 | 510.7054 | 3335.7674
4172 | 538.2416 | 3360.4913 | 538.2416 | 3360.4913
4173 | 559.2333 | 3303.1219 | 559.2333 | 3303.1219
4174 | 578.0765 | 3220.5398 | 578.0765 | 3220.5398
4175 | 609.5269 | 3120.4004 | 609.5269 | 3120.4004
4176 | 618.7121 | 3100.1632 | 618.7121 | 3100.1632
4177 | 598.8577 | 3083.9839 | 598.8577 | 3083.9839
4178 | 601.702 | 3048.3687 | 601.702 | 3048.3687
4179 | 633.6736 | 3022.6163 | 633.6736 | 3022.6163
4180 | 655.6026 | 2997.8103 | 655.6026 | 2997.8103
4181 | 654.6325 | 2993.1401 | 654.6325 | 2993.1401
4182 | 645.3404 | 2964.0696 | 645.3404 | 2964.0696
4183 | 618.3646 | 2911.8875 | 618.3646 | 2911.8875
4184 | 594.4533 | 2877.801 | 594.4533 | 2877.801
4185 | 579.4112 | 2861.4299 | 579.4112 | 2861.4299
4186 | 569.2399 | 2850.135 | 569.2399 | 2850.135
4187 | 545.9214 | 2835.0666 | 545.9214 | 2835.0666
4188 | 524.1021 | 2833.8174 | 524.1021 | 2833.8174
4189 | 502.2592 | 2866.9993 | 502.2592 | 2866.9993
4190 | 484.4768 | 2906.0871 | 484.4768 | 2906.0871
4191 | 473.8111 | 2993.3758 | 473.8111 | 2993.3758
4192 | 468.2651 | 3098.8819 | 468.2651 | 3098.8819
4193 | 472.8664 | 3212.8232 | 472.8664 | 3212.8232
4194 | 489.6111 | 3340.6438 | 489.6111 | 3340.6438
4195 | 507.1471 | 3405.4836 | 507.1471 | 3405.4836
4196 | 533.1581 | 3467.5632 | 533.1581 | 3467.5632
4197 | 555.6199 | 3475.132 | 555.6199 | 3475.132
4198 | 573.3886 | 3478.9893 | 573.3886 | 3478.9893
4199 | 599.1904 | 3507.2059 | 599.1904 | 3507.2059
4200 | 607.3468 | 3509.3387 | 607.3468 | 3509.3387
4201 | 591.2257 | 3503.367 | 591.2257 | 3503.367
4202 | 595.0424 | 3511.1888 | 595.0424 | 3511.1888
4203 | 626.3564 | 3545.3793 | 626.3564 | 3545.3793
4204 | 647.6758 | 3574.435 | 647.6758 | 3574.435
4205 | 645.8422 | 3554.3447 | 645.8422 | 3554.3447
4206 | 630.6729 | 3298.3164 | 630.6729 | 3298.3164
4207 | 608.9688 | 3070.4322 | 608.9688 | 3070.4322
4208 | 586.9921 | 2975.534 | 586.9921 | 2975.534
4209 | 572.7784 | 2910.7308 | 572.7784 | 2910.7308
4210 | 553.753 | 2897.4812 | 553.753 | 2897.4812
4211 | 540.0643 | 2956.4728 | 540.0643 | 2956.4728
4212 | 523.4463 | 2981.9372 | 523.4463 | 2981.9372
4213 | 509.1927 | 2954.959 | 509.1927 | 2954.959
4214 | 494.2585 | 2913.4714 | 494.2585 | 2913.4714
4215 | 479.9904 | 2901.9411 | 479.9904 | 2901.9411
4216 | 472.6934 | 2897.3347 | 472.6934 | 2897.3347
4217 | 472.8751 | 2905.7244 | 472.8751 | 2905.7244
4218 | 485.0495 | 2950.1462 | 485.0495 | 2950.1462
4219 | 501.3469 | 2961.1242 | 501.3469 | 2961.1242
4220 | 516.9682 | 2983.0247 | 516.9682 | 2983.0247
4221 | 526.7728 | 2966.486 | 526.7728 | 2966.486
4222 | 543.0085 | 2957.0951 | 543.0085 | 2957.0951
4223 | 564.9087 | 2926.0204 | 564.9087 | 2926.0204
4224 | 567.6563 | 2899.2676 | 567.6563 | 2899.2676
4225 | 558.8492 | 2875.9212 | 558.8492 | 2875.9212
4226 | 567.8131 | 2890.4756 | 567.8131 | 2890.4756
4227 | 591.721 | 2892.74 | 591.721 | 2892.74
4228 | 610.1443 | 2897.0367 | 610.1443 | 2897.0367
4229 | 607.0543 | 2927.3332 | 607.0543 | 2927.3332
4230 | 590.7792 | 2915.4202 | 590.7792 | 2915.4202
4231 | 576.9657 | 2886.0426 | 576.9657 | 2886.0426
4232 | 561.4899 | 2865.2043 | 561.4899 | 2865.2043
4233 | 551.6203 | 2838.4083 | 551.6203 | 2838.4083
4234 | 537.4461 | 2799.9654 | 537.4461 | 2799.9654
4235 | 527.3438 | 2749.9303 | 527.3438 | 2749.9303
4236 | 515.1295 | 2689.6069 | 515.1295 | 2689.6069
4237 | 502.4305 | 2633.5261 | 502.4305 | 2633.5261
4238 | 488.561 | 2560.7638 | 488.561 | 2560.7638
4239 | 475.5495 | 2511.6607 | 475.5495 | 2511.6607
4240 | 470.1781 | 2470.1329 | 470.1781 | 2470.1329
4241 | 471.2294 | 2450.9402 | 471.2294 | 2450.9402
4242 | 481.0033 | 2500.3572 | 481.0033 | 2500.3572
4243 | 493.9206 | 2547.3879 | 493.9206 | 2547.3879
4244 | 510.5202 | 2640.3077 | 510.5202 | 2640.3077
4245 | 525.1639 | 2732.3612 | 525.1639 | 2732.3612
4246 | 547.4882 | 2816.3596 | 547.4882 | 2816.3596
4247 | 579.6221 | 2806.3517 | 579.6221 | 2806.3517
4248 | 593.0481 | 2760.9211 | 593.0481 | 2760.9211
4249 | 587.5686 | 2761.465 | 587.5686 | 2761.465
4250 | 598.466 | 2749.9573 | 598.466 | 2749.9573
4251 | 626.8582 | 2759.3888 | 626.8582 | 2759.3888
4252 | 648.9703 | 2770.4182 | 648.9703 | 2770.4182
4253 | 654.645 | 2804.624 | 654.645 | 2804.624
4254 | 630.2952 | 2820.2935 | 630.2952 | 2820.2935
4255 | 603.5583 | 2813.7202 | 603.5583 | 2813.7202
4256 | 581.7562 | 2820.4644 | 581.7562 | 2820.4644
4257 | 564.3038 | 2828.2007 | 564.3038 | 2828.2007
4258 | 552.4593 | 2885.1017 | 552.4593 | 2885.1017
4259 | 540.3053 | 2975.3678 | 540.3053 | 2975.3678
4260 | 527.5595 | 3022.5507 | 527.5595 | 3022.5507
4261 | 514.1235 | 3035.5345 | 514.1235 | 3035.5345
4262 | 498.8717 | 3042.2617 | 498.8717 | 3042.2617
4263 | 482.34 | 3068.7388 | 482.34 | 3068.7388
4264 | 473.2706 | 3107.5692 | 473.2706 | 3107.5692
4265 | 472.9571 | 3168.3004 | 472.9571 | 3168.3004
4266 | 481.4746 | 3253.3357 | 481.4746 | 3253.3357
4267 | 496.8406 | 3326.2113 | 496.8406 | 3326.2113
4268 | 511.6987 | 3399.8017 | 511.6987 | 3399.8017
4269 | 527.0079 | 3418.4468 | 527.0079 | 3418.4468
4270 | 549.1881 | 3404.0607 | 549.1881 | 3404.0607
4271 | 584.0615 | 3354.0909 | 584.0615 | 3354.0909
4272 | 594.9672 | 3360.1329 | 594.9672 | 3360.1329
4273 | 590.2824 | 3319.8462 | 590.2824 | 3319.8462
4274 | 596.0785 | 3216.0351 | 596.0785 | 3216.0351
4275 | 627.5078 | 3163.7862 | 627.5078 | 3163.7862
4276 | 648.4607 | 3071.0014 | 648.4607 | 3071.0014
4277 | 646.9919 | 3078.4936 | 646.9919 | 3078.4936
4278 | 630.1903 | 2998.6019 | 630.1903 | 2998.6019
4279 | 604.9801 | 2950.112 | 604.9801 | 2950.112
4280 | 585.349 | 2927.5363 | 585.349 | 2927.5363
4281 | 564.9264 | 2903.7809 | 564.9264 | 2903.7809
4282 | 550.4985 | 2853.1756 | 550.4985 | 2853.1756
4283 | 535.9639 | 2736.0305 | 535.9639 | 2736.0305
4284 | 525.5158 | 2590.5708 | 525.5158 | 2590.5708
4285 | 509.1465 | 2421.5541 | 509.1465 | 2421.5541
4286 | 492.8952 | 2194.1565 | 492.8952 | 2194.1565
4287 | 482.33 | 1998.0195 | 482.33 | 1998.0195
4288 | 474.3405 | 1919.136 | 474.3405 | 1919.136
4289 | 473.3259 | 1927.9601 | 473.3259 | 1927.9601
4290 | 480.6728 | 1953.9211 | 480.6728 | 1953.9211
4291 | 496.4224 | 1922.331 | 496.4224 | 1922.331
4292 | 510.3535 | 1919.6897 | 510.3535 | 1919.6897
4293 | 520.28 | 1928.1272 | 520.28 | 1928.1272
4294 | 542.0179 | 1980.1995 | 542.0179 | 1980.1995
4295 | 572.6146 | 2078.7839 | 572.6146 | 2078.7839
4296 | 588.4791 | 2240.9815 | 588.4791 | 2240.9815
4297 | 583.9503 | 2409.6262 | 583.9503 | 2409.6262
4298 | 595.13 | 2547.3242 | 595.13 | 2547.3242
4299 | 625.7135 | 2674.2525 | 625.7135 | 2674.2525
4300 | 642.6377 | 2754.3465 | 642.6377 | 2754.3465
4301 | 653.0949 | 2790.2898 | 653.0949 | 2790.2898
4302 | 633.2054 | 2797.2719 | 633.2054 | 2797.2719
4303 | 606.7916 | 2785.269 | 606.7916 | 2785.269
4304 | 588.2572 | 2776.1587 | 588.2572 | 2776.1587
4305 | 573.9659 | 2761.3079 | 573.9659 | 2761.3079
4306 | 560.3234 | 2766.519 | 560.3234 | 2766.519
4307 | 545.8066 | 2719.0902 | 545.8066 | 2719.0902
4308 | 531.5232 | 2586.0099 | 531.5232 | 2586.0099
4309 | 515.3946 | 2513.6403 | 515.3946 | 2513.6403
4310 | 501.6597 | 2545.5609 | 501.6597 | 2545.5609
4311 | 490.9067 | 2656.3055 | 490.9067 | 2656.3055
4312 | 485.2395 | 2770.0646 | 485.2395 | 2770.0646
4313 | 486.3381 | 2762.8171 | 486.3381 | 2762.8171
4314 | 493.2711 | 2636.3147 | 493.2711 | 2636.3147
4315 | 509.0075 | 2498.9557 | 509.0075 | 2498.9557
4316 | 527.3152 | 2471.3382 | 527.3152 | 2471.3382
4317 | 538.8946 | 2488.0287 | 538.8946 | 2488.0287
4318 | 563.3803 | 2590.4877 | 563.3803 | 2590.4877
4319 | 592.9474 | 2603.0671 | 592.9474 | 2603.0671
4320 | 606.9748 | 2510.5074 | 606.9748 | 2510.5074
4321 | 602.4777 | 2432.6477 | 602.4777 | 2432.6477
4322 | 605.3915 | 2380.7438 | 605.3915 | 2380.7438
4323 | 632.3522 | 2385.6143 | 632.3522 | 2385.6143
4324 | 659.0579 | 2399.9015 | 659.0579 | 2399.9015
4325 | 662.9829 | 2431.2839 | 662.9829 | 2431.2839
4326 | 645.7004 | 2443.9128 | 645.7004 | 2443.9128
4327 | 620.1994 | 2429.7381 | 620.1994 | 2429.7381
4328 | 594.8195 | 2405.2077 | 594.8195 | 2405.2077
4329 | 573.7739 | 2386.4475 | 573.7739 | 2386.4475
4330 | 564.3549 | 2415.9833 | 564.3549 | 2415.9833
4331 | 546.6737 | 2448.2612 | 546.6737 | 2448.2612
4332 | 533.0297 | 2456.3508 | 533.0297 | 2456.3508
4333 | 518.4292 | 2465.2081 | 518.4292 | 2465.2081
4334 | 504.3347 | 2465.8542 | 504.3347 | 2465.8542
4335 | 495.0152 | 2456.2786 | 495.0152 | 2456.2786
4336 | 486.1164 | 2427.3476 | 486.1164 | 2427.3476
4337 | 488.8628 | 2414.8876 | 488.8628 | 2414.8876
4338 | 499.1498 | 2469.2998 | 499.1498 | 2469.2998
4339 | 515.5335 | 2497.0011 | 515.5335 | 2497.0011
4340 | 536.7044 | 2555.3885 | 536.7044 | 2555.3885
4341 | 551.2347 | 2572.9478 | 551.2347 | 2572.9478
4342 | 569.6167 | 2553.3492 | 569.6167 | 2553.3492
4343 | 600.2531 | 2482.7469 | 600.2531 | 2482.7469
4344 | 611.9028 | 2361.7361 | 611.9028 | 2361.7361
4345 | 605.1277 | 2230.0146 | 605.1277 | 2230.0146
4346 | 614.4673 | 2125.1177 | 614.4673 | 2125.1177
4347 | 637.6695 | 2127.382 | 637.6695 | 2127.382
4348 | 663.3407 | 2146.8816 | 663.3407 | 2146.8816
4349 | 670.4882 | 2184.128 | 670.4882 | 2184.128
4350 | 653.5794 | 2218.9097 | 653.5794 | 2218.9097
4351 | 623.5276 | 2234.4892 | 623.5276 | 2234.4892
4352 | 598.714 | 2247.749 | 598.714 | 2247.749
4353 | 575.466 | 2236.8074 | 575.466 | 2236.8074
4354 | 561.346 | 2211.6127 | 561.346 | 2211.6127
4355 | 546.3067 | 2183.7305 | 546.3067 | 2183.7305
4356 | 513.702 | 2156.2019 | 513.702 | 2156.2019
4357 | 503.1077 | 2153.7656 | 503.1077 | 2153.7656
4358 | 492.115 | 2149.4165 | 492.115 | 2149.4165
4359 | 481.5521 | 2168.9436 | 481.5521 | 2168.9436
4360 | 473.1486 | 2177.3683 | 473.1486 | 2177.3683
4361 | 474.0933 | 2202.264 | 474.0933 | 2202.264
4362 | 485.076 | 2290.9914 | 485.076 | 2290.9914
4363 | 498.4348 | 2351.4875 | 498.4348 | 2351.4875
4364 | 517.5512 | 2364.9178 | 517.5512 | 2364.9178
4365 | 531.1745 | 2381.8255 | 531.1745 | 2381.8255
4366 | 552.3799 | 2365.2675 | 552.3799 | 2365.2675
4367 | 584.3381 | 2354.1737 | 584.3381 | 2354.1737
4368 | 593.8756 | 2377.3733 | 593.8756 | 2377.3733
4369 | 584.3229 | 2413.3183 | 584.3229 | 2413.3183
4370 | 595.5653 | 2447.8537 | 595.5653 | 2447.8537
4371 | 618.5531 | 2462.0633 | 618.5531 | 2462.0633
4372 | 637.9755 | 2456.3694 | 637.9755 | 2456.3694
4373 | 643.8539 | 2459.0835 | 643.8539 | 2459.0835
4374 | 621.6079 | 2363.7718 | 621.6079 | 2363.7718
4375 | 592.3753 | 2333.3082 | 592.3753 | 2333.3082
4376 | 572.6743 | 2317.8996 | 572.6743 | 2317.8996
4377 | 551.1004 | 2306.3065 | 551.1004 | 2306.3065
4378 | 533.5198 | 2319.7706 | 533.5198 | 2319.7706
4379 | 520.3933 | 2330.9816 | 520.3933 | 2330.9816
4380 | 513.1711 | 1999.1148 | 513.1711 | 1999.1148
4381 | 512.7135 | 1980.4523 | 512.7135 | 1980.4523
4382 | 502.3562 | 1977.838 | 502.3562 | 1977.838
4383 | 484.597 | 1986.4092 | 484.597 | 1986.4092
4384 | 475.5264 | 1999.2216 | 475.5264 | 1999.2216
4385 | 474.1283 | 2025.2846 | 474.1283 | 2025.2846
4386 | 477.7768 | 2084.6544 | 477.7768 | 2084.6544
4387 | 482.6221 | 2096.6468 | 482.6221 | 2096.6468
4388 | 486.183 | 2098.2125 | 486.183 | 2098.2125
4389 | 485.9712 | 2079.1437 | 485.9712 | 2079.1437
4390 | 491.8129 | 2070.4408 | 491.8129 | 2070.4408
4391 | 516.5147 | 2044.8582 | 516.5147 | 2044.8582
4392 | 528.9094 | 1992.1729 | 528.9094 | 1992.1729
4393 | 526.6713 | 1942.9368 | 526.6713 | 1942.9368
4394 | 540.5463 | 1913.3168 | 540.5463 | 1913.3168
4395 | 575.0436 | 1903.8341 | 575.0436 | 1903.8341
4396 | 596.0991 | 1869.8157 | 596.0991 | 1869.8157
4397 | 601.3206 | 1883.7021 | 601.3206 | 1883.7021
4398 | 588.9099 | 1899.9289 | 588.9099 | 1899.9289
4399 | 575.0924 | 1883.9675 | 575.0924 | 1883.9675
4400 | 564.0057 | 1868.9189 | 564.0057 | 1868.9189
4401 | 547.157 | 1844.4516 | 547.157 | 1844.4516
4402 | 534.3305 | 1802.1976 | 534.3305 | 1802.1976
4403 | 527.5877 | 1761.2067 | 527.5877 | 1761.2067
4404 | 518.1447 | 1740.0875 | 518.1447 | 1740.0875
4405 | 507.6367 | 1740.2102 | 507.6367 | 1740.2102
4406 | 496.8846 | 1777.0449 | 496.8846 | 1777.0449
4407 | 483.3568 | 1861.8006 | 483.3568 | 1861.8006
4408 | 473.6974 | 1959.7727 | 473.6974 | 1959.7727
4409 | 474.1323 | 2037.3906 | 474.1323 | 2037.3906
4410 | 479.3391 | 2133.7047 | 479.3391 | 2133.7047
4411 | 490.3332 | 2191.4078 | 490.3332 | 2191.4078
4412 | 503.8074 | 2255.1735 | 503.8074 | 2255.1735
4413 | 514.3179 | 2333.3703 | 514.3179 | 2333.3703
4414 | 528.891 | 2436.7526 | 528.891 | 2436.7526
4415 | 559.0503 | 2535.1524 | 559.0503 | 2535.1524
4416 | 572.9001 | 2615.8423 | 572.9001 | 2615.8423
4417 | 573.866 | 2673.2644 | 573.866 | 2673.2644
4418 | 588.4099 | 2717.5329 | 588.4099 | 2717.5329
4419 | 615.042 | 2763.7798 | 615.042 | 2763.7798
4420 | 639.5032 | 2786.1171 | 639.5032 | 2786.1171
4421 | 645.3004 | 2824.8417 | 645.3004 | 2824.8417
4422 | 629.2879 | 2744.4289 | 629.2879 | 2744.4289
4423 | 603.5266 | 2654.9965 | 603.5266 | 2654.9965
4424 | 587.6853 | 2595.2808 | 587.6853 | 2595.2808
4425 | 573.4977 | 2574.7792 | 573.4977 | 2574.7792
4426 | 557.1118 | 2596.1863 | 557.1118 | 2596.1863
4427 | 542.5489 | 2704.0161 | 542.5489 | 2704.0161
4428 | 530.7394 | 2931.0705 | 530.7394 | 2931.0705
4429 | 515.9864 | 3014.8918 | 515.9864 | 3014.8918
4430 | 502.5289 | 3044.0036 | 502.5289 | 3044.0036
4431 | 488.45 | 3066.5594 | 488.45 | 3066.5594
4432 | 479.4349 | 3101.4966 | 479.4349 | 3101.4966
4433 | 477.2647 | 3144.675 | 477.2647 | 3144.675
4434 | 483.6769 | 3247.0421 | 483.6769 | 3247.0421
4435 | 494.6518 | 3331.0445 | 494.6518 | 3331.0445
4436 | 507.3058 | 3404.6203 | 507.3058 | 3404.6203
4437 | 517.8892 | 3406.4239 | 517.8892 | 3406.4239
4438 | 535.9214 | 3406.2787 | 535.9214 | 3406.2787
4439 | 564.8538 | 3400.9424 | 564.8538 | 3400.9424
4440 | 578.0827 | 3360.7806 | 578.0827 | 3360.7806
4441 | 572.8648 | 3271.4694 | 572.8648 | 3271.4694
4442 | 589.3235 | 3207.4097 | 589.3235 | 3207.4097
4443 | 617.6514 | 3249.8996 | 617.6514 | 3249.8996
4444 | 643.298 | 3265.1402 | 643.298 | 3265.1402
4445 | 646.8028 | 3279.8615 | 646.8028 | 3279.8615
4446 | 635.6751 | 3219.695 | 635.6751 | 3219.695
4447 | 613.9047 | 3121.4961 | 613.9047 | 3121.4961
4448 | 595.2363 | 3040.9079 | 595.2363 | 3040.9079
4449 | 576.2578 | 3004.1259 | 576.2578 | 3004.1259
4450 | 555.6386 | 2991.9283 | 555.6386 | 2991.9283
4451 | 546.4297 | 2997.0655 | 546.4297 | 2997.0655
4452 | 528.6271 | 3036.2677 | 528.6271 | 3036.2677
4453 | 513.3132 | 3062.2723 | 513.3132 | 3062.2723
4454 | 496.8268 | 3099.5244 | 496.8268 | 3099.5244
4455 | 484.7909 | 3165.0775 | 484.7909 | 3165.0775
4456 | 476.0565 | 3234.4543 | 476.0565 | 3234.4543
4457 | 477.1675 | 3347.3466 | 477.1675 | 3347.3466
4458 | 480.9575 | 3482.4835 | 480.9575 | 3482.4835
4459 | 491.072 | 3521.8189 | 491.072 | 3521.8189
4460 | 501.3596 | 3504.5994 | 501.3596 | 3504.5994
4461 | 511.2264 | 3495.7581 | 511.2264 | 3495.7581
4462 | 529.4258 | 3498.7437 | 529.4258 | 3498.7437
4463 | 561.0932 | 3490.4853 | 561.0932 | 3490.4853
4464 | 572.2658 | 3482.0497 | 572.2658 | 3482.0497
4465 | 567.9379 | 3481.8638 | 567.9379 | 3481.8638
4466 | 574.3915 | 3488.5619 | 574.3915 | 3488.5619
4467 | 604.1559 | 3504.9611 | 604.1559 | 3504.9611
4468 | 630.4748 | 3492.0239 | 630.4748 | 3492.0239
4469 | 642.5073 | 3441.6231 | 642.5073 | 3441.6231
4470 | 629.5676 | 3240.15 | 629.5676 | 3240.15
4471 | 607.3983 | 3126.5055 | 607.3983 | 3126.5055
4472 | 594.5789 | 3051.5529 | 594.5789 | 3051.5529
4473 | 584.8541 | 3024.3722 | 584.8541 | 3024.3722
4474 | 568.5835 | 3041.396 | 568.5835 | 3041.396
4475 | 549.7892 | 3152.5654 | 549.7892 | 3152.5654
4476 | 528.9157 | 3388.595 | 528.9157 | 3388.595
4477 | 507.1372 | 3475.9646 | 507.1372 | 3475.9646
4478 | 492.868 | 3505.9113 | 492.868 | 3505.9113
4479 | 481.2689 | 3522.8316 | 481.2689 | 3522.8316
4480 | 471.7798 | 3536.4789 | 471.7798 | 3536.4789
4481 | 473.3905 | 3561.2894 | 473.3905 | 3561.2894
4482 | 477.4837 | 3606.466 | 477.4837 | 3606.466
4483 | 491.6714 | 3623.2591 | 491.6714 | 3623.2591
4484 | 506.366 | 3685.5637 | 506.366 | 3685.5637
4485 | 519.4015 | 3741.0096 | 519.4015 | 3741.0096
4486 | 538.2782 | 3752.9704 | 538.2782 | 3752.9704
4487 | 569.3178 | 3714.8643 | 569.3178 | 3714.8643
4488 | 577.1551 | 3657.3784 | 577.1551 | 3657.3784
4489 | 573.9444 | 3617.1174 | 573.9444 | 3617.1174
4490 | 578.6743 | 3594.8027 | 578.6743 | 3594.8027
4491 | 608.6332 | 3603.2704 | 608.6332 | 3603.2704
4492 | 634.2887 | 3602.4393 | 634.2887 | 3602.4393
4493 | 642.1232 | 3607.5592 | 642.1232 | 3607.5592
4494 | 630.6716 | 3549.2713 | 630.6716 | 3549.2713
4495 | 610.1845 | 3511.3938 | 610.1845 | 3511.3938
4496 | 600.1348 | 3499.4761 | 600.1348 | 3499.4761
4497 | 591.4175 | 3500.6819 | 591.4175 | 3500.6819
4498 | 571.0672 | 3482.8487 | 571.0672 | 3482.8487
4499 | 550.1813 | 3483.6027 | 550.1813 | 3483.6027
4500 | 528.3947 | 3502.9761 | 528.3947 | 3502.9761
4501 | 508.1394 | 3497.4632 | 508.1394 | 3497.4632
4502 | 492.3731 | 3502.363 | 492.3731 | 3502.363
4503 | 482.0446 | 3497.3672 | 482.0446 | 3497.3672
4504 | 474.685 | 3480.7494 | 474.685 | 3480.7494
4505 | 474.7451 | 3495.9586 | 474.7451 | 3495.9586
4506 | 483.6529 | 3573.2788 | 483.6529 | 3573.2788
4507 | 502.3979 | 3620.3369 | 502.3979 | 3620.3369
4508 | 527.9868 | 3636.3047 | 527.9868 | 3636.3047
4509 | 536.7697 | 3624.7499 | 536.7697 | 3624.7499
4510 | 556.0645 | 3618.5517 | 556.0645 | 3618.5517
4511 | 595.3051 | 3613.8415 | 595.3051 | 3613.8415
4512 | 595.3404 | 3622.7301 | 595.3404 | 3622.7301
4513 | 581.9691 | 3638.1986 | 581.9691 | 3638.1986
4514 | 595.2747 | 3651.3671 | 595.2747 | 3651.3671
4515 | 625.5359 | 3677.159 | 625.5359 | 3677.159
4516 | 653.149 | 3685.303 | 653.149 | 3685.303
4517 | 656.0541 | 3708.1645 | 656.0541 | 3708.1645
4518 | 640.0146 | 3673.6712 | 640.0146 | 3673.6712
4519 | 618.0467 | 3594.2575 | 618.0467 | 3594.2575
4520 | 606.3193 | 3535.3767 | 606.3193 | 3535.3767
4521 | 591.2184 | 3507.3611 | 591.2184 | 3507.3611
4522 | 572.6387 | 3493.9111 | 572.6387 | 3493.9111
4523 | 550.5615 | 3508.8584 | 550.5615 | 3508.8584
4524 | 525.3203 | 3553.4874 | 525.3203 | 3553.4874
4525 | 502.1361 | 3580.9531 | 502.1361 | 3580.9531
4526 | 491.3074 | 3611.1086 | 491.3074 | 3611.1086
4527 | 480.8583 | 3620.5147 | 480.8583 | 3620.5147
4528 | 473.0098 | 3627.4828 | 473.0098 | 3627.4828
4529 | 476.0266 | 3665.6518 | 476.0266 | 3665.6518
4530 | 486.3428 | 3778.4551 | 486.3428 | 3778.4551
4531 | 508.3329 | 3815.4945 | 508.3329 | 3815.4945
4532 | 543.1851 | 3835.2193 | 543.1851 | 3835.2193
4533 | 563.4193 | 3840.9887 | 563.4193 | 3840.9887
4534 | 584.9972 | 3839.1737 | 584.9972 | 3839.1737
4535 | 622.731 | 3779.3602 | 622.731 | 3779.3602
4536 | 621.6131 | 3693.6965 | 621.6131 | 3693.6965
4537 | 603.7141 | 3573.7027 | 603.7141 | 3573.7027
4538 | 612.8868 | 3527.5934 | 612.8868 | 3527.5934
4539 | 639.8797 | 3591.5819 | 639.8797 | 3591.5819
4540 | 668.1788 | 3590.3332 | 668.1788 | 3590.3332
4541 | 674.7495 | 3538.2626 | 674.7495 | 3538.2626
4542 | 660.8331 | 3395.2325 | 660.8331 | 3395.2325
4543 | 630.8045 | 3239.6343 | 630.8045 | 3239.6343
4544 | 616.1037 | 3138.1736 | 616.1037 | 3138.1736
4545 | 602.1544 | 3101.3916 | 602.1544 | 3101.3916
4546 | 585.4841 | 3108.3966 | 585.4841 | 3108.3966
4547 | 552.4708 | 3180.9519 | 552.4708 | 3180.9519
4548 | 523.9758 | 3308.8621 | 523.9758 | 3308.8621
4549 | 503.0564 | 3339.6674 | 503.0564 | 3339.6674
4550 | 490.6282 | 3338.5142 | 490.6282 | 3338.5142
4551 | 480.0735 | 3337.2753 | 480.0735 | 3337.2753
4552 | 471.8243 | 3358.4367 | 471.8243 | 3358.4367
4553 | 475.8296 | 3402.8674 | 475.8296 | 3402.8674
4554 | 487.8524 | 3495.007 | 487.8524 | 3495.007
4555 | 512.7779 | 3521.4014 | 512.7779 | 3521.4014
4556 | 549.733 | 3506.8954 | 549.733 | 3506.8954
4557 | 564.6023 | 3466.5366 | 564.6023 | 3466.5366
4558 | 584.665 | 3456.1639 | 584.665 | 3456.1639
4559 | 624.4264 | 3468.7779 | 624.4264 | 3468.7779
4560 | 617.3332 | 3481.4235 | 617.3332 | 3481.4235
4561 | 599.0786 | 3408.8102 | 599.0786 | 3408.8102
4562 | 609.1642 | 3345.3768 | 609.1642 | 3345.3768
4563 | 636.8044 | 3355.0968 | 636.8044 | 3355.0968
4564 | 662.962 | 3332.767 | 662.962 | 3332.767
4565 | 668.8244 | 3326.4071 | 668.8244 | 3326.4071
4566 | 660.6498 | 3286.2782 | 660.6498 | 3286.2782
4567 | 628.6548 | 3224.3974 | 628.6548 | 3224.3974
4568 | 614.0664 | 3170.3172 | 614.0664 | 3170.3172
4569 | 602.1771 | 3120.1768 | 602.1771 | 3120.1768
4570 | 582.8045 | 3082.0973 | 582.8045 | 3082.0973
4571 | 553.202 | 3109.7768 | 553.202 | 3109.7768
4572 | 524.9184 | 3110.9911 | 524.9184 | 3110.9911
4573 | 503.3179 | 3098.3816 | 503.3179 | 3098.3816
4574 | 488.5842 | 3168.6123 | 488.5842 | 3168.6123
4575 | 479.7896 | 3172.3828 | 479.7896 | 3172.3828
4576 | 473.4263 | 3183.9429 | 473.4263 | 3183.9429
4577 | 478.8538 | 3226.0776 | 478.8538 | 3226.0776
4578 | 490.4371 | 3350.3608 | 490.4371 | 3350.3608
4579 | 516.2325 | 3477.1518 | 516.2325 | 3477.1518
4580 | 552.7877 | 3549.0577 | 552.7877 | 3549.0577
4581 | 573.569 | 3555.8708 | 573.569 | 3555.8708
4582 | 589.5848 | 3523.582 | 589.5848 | 3523.582
4583 | 631.1638 | 3417.4316 | 631.1638 | 3417.4316
4584 | 627.2789 | 3268.9418 | 627.2789 | 3268.9418
4585 | 608.0785 | 3109.9165 | 608.0785 | 3109.9165
4586 | 614.9342 | 2922.0831 | 614.9342 | 2922.0831
4587 | 642.3218 | 2743.7422 | 642.3218 | 2743.7422
4588 | 671.1511 | 2624.5642 | 671.1511 | 2624.5642
4589 | 676.5791 | 2580.6338 | 676.5791 | 2580.6338
4590 | 662.8056 | 2555.1157 | 662.8056 | 2555.1157
4591 | 634.8797 | 2543.3288 | 634.8797 | 2543.3288
4592 | 617.4865 | 2562.511 | 617.4865 | 2562.511
4593 | 599.5067 | 2572.692 | 599.5067 | 2572.692
4594 | 580.089 | 2546.5098 | 580.089 | 2546.5098
4595 | 550.9693 | 2510.3196 | 550.9693 | 2510.3196
4596 | 524.9927 | 2473.7547 | 524.9927 | 2473.7547
4597 | 503.1888 | 2468.4506 | 503.1888 | 2468.4506
4598 | 489.6389 | 2511.7557 | 489.6389 | 2511.7557
4599 | 480.2816 | 2571.2558 | 480.2816 | 2571.2558
4600 | 472.9883 | 2590.7474 | 472.9883 | 2590.7474
4601 | 475.8122 | 2547.5137 | 475.8122 | 2547.5137
4602 | 485.188 | 2517.9668 | 485.188 | 2517.9668
4603 | 508.2549 | 2436.6593 | 508.2549 | 2436.6593
4604 | 538.3357 | 2352.6479 | 538.3357 | 2352.6479
4605 | 560.0891 | 2290.7905 | 560.0891 | 2290.7905
4606 | 579.7027 | 2297.3245 | 579.7027 | 2297.3245
4607 | 615.2801 | 2350.0136 | 615.2801 | 2350.0136
4608 | 619.1077 | 2424.233 | 619.1077 | 2424.233
4609 | 606.0507 | 2478.733 | 606.0507 | 2478.733
4610 | 613.5182 | 2479.5868 | 613.5182 | 2479.5868
4611 | 640.1513 | 2482.8364 | 640.1513 | 2482.8364
4612 | 670.5933 | 2502.6689 | 670.5933 | 2502.6689
4613 | 679.7966 | 2509.8761 | 679.7966 | 2509.8761
4614 | 667.2206 | 2455.9714 | 667.2206 | 2455.9714
4615 | 640.6192 | 2368.6262 | 640.6192 | 2368.6262
4616 | 623.3522 | 2311.6239 | 623.3522 | 2311.6239
4617 | 605.9765 | 2295.2969 | 605.9765 | 2295.2969
4618 | 585.3747 | 2278.9248 | 585.3747 | 2278.9248
4619 | 559.549 | 2230.4198 | 559.549 | 2230.4198
4620 | 537.1255 | 2140.6301 | 537.1255 | 2140.6301
4621 | 514.2555 | 2040.565 | 514.2555 | 2040.565
4622 | 497.5875 | 2018.3306 | 497.5875 | 2018.3306
4623 | 486.2389 | 2049.0266 | 486.2389 | 2049.0266
4624 | 479.6195 | 2149.7121 | 479.6195 | 2149.7121
4625 | 482.504 | 2237.1401 | 482.504 | 2237.1401
4626 | 489.2927 | 2345.3515 | 489.2927 | 2345.3515
4627 | 506.3161 | 2391.5748 | 506.3161 | 2391.5748
4628 | 531.7277 | 2424.4492 | 531.7277 | 2424.4492
4629 | 547.7771 | 2433.1407 | 547.7771 | 2433.1407
4630 | 565.3519 | 2490.1861 | 565.3519 | 2490.1861
4631 | 600.074 | 2526.386 | 600.074 | 2526.386
4632 | 599.9266 | 2512.1061 | 599.9266 | 2512.1061
4633 | 590.5265 | 2554.5001 | 590.5265 | 2554.5001
4634 | 599.4265 | 2614.2142 | 599.4265 | 2614.2142
4635 | 625.1306 | 2661.9222 | 625.1306 | 2661.9222
4636 | 652.0688 | 2698.8701 | 652.0688 | 2698.8701
4637 | 660.7161 | 2736.1337 | 660.7161 | 2736.1337
4638 | 645.6308 | 2715.6249 | 645.6308 | 2715.6249
4639 | 621.0181 | 2644.9777 | 621.0181 | 2644.9777
4640 | 606.2072 | 2584.6358 | 606.2072 | 2584.6358
4641 | 591.7759 | 2545.3491 | 591.7759 | 2545.3491
4642 | 574.2378 | 2515.8273 | 574.2378 | 2515.8273
4643 | 548.1817 | 2513.6592 | 548.1817 | 2513.6592
4644 | 525.1842 | 2586.466 | 525.1842 | 2586.466
4645 | 503.7088 | 2618.3149 | 503.7088 | 2618.3149
4646 | 490.8705 | 2685.6234 | 490.8705 | 2685.6234
4647 | 481.5506 | 2755.9771 | 481.5506 | 2755.9771
4648 | 474.2375 | 2827.4411 | 474.2375 | 2827.4411
4649 | 474.6155 | 2886.6913 | 474.6155 | 2886.6913
4650 | 480.6652 | 2984.2577 | 480.6652 | 2984.2577
4651 | 499.2945 | 3045.9266 | 499.2945 | 3045.9266
4652 | 520.3241 | 3091.5333 | 520.3241 | 3091.5333
4653 | 534.1945 | 3074.5517 | 534.1945 | 3074.5517
4654 | 560.742 | 3056.2474 | 560.742 | 3056.2474
4655 | 594.6852 | 3047.3628 | 594.6852 | 3047.3628
4656 | 596.2038 | 3032.8742 | 596.2038 | 3032.8742
4657 | 585.5746 | 2929.7871 | 585.5746 | 2929.7871
4658 | 595.0878 | 2837.3409 | 595.0878 | 2837.3409
4659 | 619.4493 | 2775.8858 | 619.4493 | 2775.8858
4660 | 646.9758 | 2701.3748 | 646.9758 | 2701.3748
4661 | 659.7992 | 2661.4102 | 659.7992 | 2661.4102
4662 | 643.9402 | 2628.1693 | 643.9402 | 2628.1693
4663 | 614.8793 | 2566.9146 | 614.8793 | 2566.9146
4664 | 603.9182 | 2485.0741 | 603.9182 | 2485.0741
4665 | 590.046 | 2389.4317 | 590.046 | 2389.4317
4666 | 566.1891 | 2263.0617 | 566.1891 | 2263.0617
4667 | 538.4816 | 2140.042 | 538.4816 | 2140.042
4668 | 514.8253 | 2082.3959 | 514.8253 | 2082.3959
4669 | 492.3229 | 2027.8328 | 492.3229 | 2027.8328
4670 | 478.1945 | 1992.6575 | 478.1945 | 1992.6575
4671 | 469.4022 | 1985.5743 | 469.4022 | 1985.5743
4672 | 462.8666 | 2006.7357 | 462.8666 | 2006.7357
4673 | 463.6824 | 2054.7147 | 463.6824 | 2054.7147
4674 | 474.0998 | 2135.7919 | 474.0998 | 2135.7919
4675 | 495.4863 | 2159.6817 | 495.4863 | 2159.6817
4676 | 523.2252 | 2155.1944 | 523.2252 | 2155.1944
4677 | 533.5215 | 2115.0443 | 533.5215 | 2115.0443
4678 | 551.0391 | 2089.226 | 551.0391 | 2089.226
4679 | 587.6385 | 2065.1044 | 587.6385 | 2065.1044
4680 | 591.7978 | 2051.4507 | 591.7978 | 2051.4507
4681 | 574.8937 | 2045.4206 | 574.8937 | 2045.4206
4682 | 579.9173 | 2050.6576 | 579.9173 | 2050.6576
4683 | 607.5602 | 2075.1971 | 607.5602 | 2075.1971
4684 | 633.2498 | 2101.7088 | 633.2498 | 2101.7088
4685 | 647.7376 | 2160.6797 | 647.7376 | 2160.6797
4686 | 632.3814 | 2197.5703 | 632.3814 | 2197.5703
4687 | 604.4912 | 2182.4438 | 604.4912 | 2182.4438
4688 | 593.3736 | 2140.261 | 593.3736 | 2140.261
4689 | 580.023 | 2102.4353 | 580.023 | 2102.4353
4690 | 560.6011 | 2074.5833 | 560.6011 | 2074.5833
4691 | 534.7409 | 2050.9166 | 534.7409 | 2050.9166
4692 | 508.4353 | 2051.0872 | 508.4353 | 2051.0872
4693 | 484.8747 | 2052.671 | 484.8747 | 2052.671
4694 | 471.2279 | 2057.1534 | 471.2279 | 2057.1534
4695 | 459.5541 | 2059.2541 | 459.5541 | 2059.2541
4696 | 455.1151 | 2065.8048 | 455.1151 | 2065.8048
4697 | 458.1469 | 2088.9456 | 458.1469 | 2088.9456
4698 | 471.5819 | 2152.2812 | 471.5819 | 2152.2812
4699 | 502.416 | 2175.9622 | 502.416 | 2175.9622
4700 | 544.6347 | 2189.4252 | 544.6347 | 2189.4252
4701 | 563.609 | 2181.8362 | 563.609 | 2181.8362
4702 | 579.9581 | 2175.4293 | 579.9581 | 2175.4293
4703 | 619.3982 | 2169.2581 | 619.3982 | 2169.2581
4704 | 615.5044 | 2171.6761 | 615.5044 | 2171.6761
4705 | 593.1122 | 2182.7615 | 593.1122 | 2182.7615
4706 | 605.9101 | 2191.5468 | 605.9101 | 2191.5468
4707 | 624.4519 | 2220.2607 | 624.4519 | 2220.2607
4708 | 658.3813 | 2244.4765 | 658.3813 | 2244.4765
4709 | 673.4826 | 2280.9052 | 673.4826 | 2280.9052
4710 | 664.5571 | 2294.0011 | 664.5571 | 2294.0011
4711 | 628.654 | 2274.2827 | 628.654 | 2274.2827
4712 | 616.3419 | 2243.5797 | 616.3419 | 2243.5797
4713 | 606.3534 | 2219.3211 | 606.3534 | 2219.3211
4714 | 573.9305 | 2195.8524 | 573.9305 | 2195.8524
4715 | 544.2692 | 2188.0487 | 544.2692 | 2188.0487
4716 | 516.2066 | 2232.469 | 516.2066 | 2232.469
4717 | 492.4446 | 2259.9346 | 492.4446 | 2259.9346
4718 | 480.9364 | 2280.9062 | 480.9364 | 2280.9062
4719 | 473.9631 | 2314.3157 | 473.9631 | 2314.3157
4720 | 466.1382 | 2350.2965 | 466.1382 | 2350.2965
4721 | 470.8858 | 2400.3628 | 470.8858 | 2400.3628
4722 | 487.4374 | 2496.0507 | 487.4374 | 2496.0507
4723 | 515.9236 | 2574.2089 | 515.9236 | 2574.2089
4724 | 565.5944 | 2636.9309 | 565.5944 | 2636.9309
4725 | 577.5291 | 2679.6446 | 577.5291 | 2679.6446
4726 | 593.7124 | 2715.4 | 593.7124 | 2715.4
4727 | 633.2666 | 2729.8925 | 633.2666 | 2729.8925
4728 | 630.4295 | 2742.5381 | 630.4295 | 2742.5381
4729 | 607.5147 | 2750.91 | 607.5147 | 2750.91
4730 | 613.9564 | 2735.2745 | 613.9564 | 2735.2745
4731 | 636.4663 | 2723.7047 | 636.4663 | 2723.7047
4732 | 673.6658 | 2702.001 | 673.6658 | 2702.001
4733 | 690.6876 | 2695.6411 | 690.6876 | 2695.6411
4734 | 680.5408 | 2679.7243 | 680.5408 | 2679.7243
4735 | 647.2956 | 2663.9716 | 647.2956 | 2663.9716
4736 | 628.9001 | 2607.1781 | 628.9001 | 2607.1781
4737 | 613.6614 | 2526.5638 | 613.6614 | 2526.5638
4738 | 589.6229 | 2443.1911 | 589.6229 | 2443.1911
4739 | 559.8392 | 2400.9478 | 559.8392 | 2400.9478
4740 | 526.0447 | 2416.7729 | 526.0447 | 2416.7729
4741 | 502.4795 | 2440.8989 | 502.4795 | 2440.8989
4742 | 493.5951 | 2501.1108 | 493.5951 | 2501.1108
4743 | 485.2823 | 2504.0464 | 485.2823 | 2504.0464
4744 | 482.7515 | 2507.4662 | 482.7515 | 2507.4662
4745 | 486.6519 | 2520.5882 | 486.6519 | 2520.5882
4746 | 502.7689 | 2544.2661 | 502.7689 | 2544.2661
4747 | 532.0385 | 2540.1867 | 532.0385 | 2540.1867
4748 | 570.7929 | 2537.578 | 570.7929 | 2537.578
4749 | 587.8402 | 2526.4407 | 587.8402 | 2526.4407
4750 | 605.114 | 2523.7908 | 605.114 | 2523.7908
4751 | 635.6488 | 2529.7256 | 635.6488 | 2529.7256
4752 | 627.5003 | 2525.8819 | 627.5003 | 2525.8819
4753 | 609.389 | 2518.5995 | 609.389 | 2518.5995
4754 | 619.3995 | 2525.9237 | 619.3995 | 2525.9237
4755 | 639.1797 | 2565.7001 | 639.1797 | 2565.7001
4756 | 672.702 | 2584.0716 | 672.702 | 2584.0716
4757 | 687.2376 | 2573.7459 | 687.2376 | 2573.7459
4758 | 671.1224 | 2508.3613 | 671.1224 | 2508.3613
4759 | 638.4758 | 2407.2403 | 638.4758 | 2407.2403
4760 | 625.3574 | 2338.5494 | 625.3574 | 2338.5494
4761 | 615.5535 | 2328.0667 | 615.5535 | 2328.0667
4762 | 586.484 | 2332.7757 | 586.484 | 2332.7757
4763 | 555.9421 | 2351.4801 | 555.9421 | 2351.4801
4764 | 527.461 | 2437.0192 | 527.461 | 2437.0192
4765 | 507.3805 | 2552.7753 | 507.3805 | 2552.7753
4766 | 495.6353 | 2649.514 | 495.6353 | 2649.514
4767 | 487.2635 | 2681.8798 | 487.2635 | 2681.8798
4768 | 481.8468 | 2712.8513 | 481.8468 | 2712.8513
4769 | 485.3275 | 2760.8303 | 485.3275 | 2760.8303
4770 | 498.4589 | 2813.521 | 498.4589 | 2813.521
4771 | 523.1103 | 2862.0402 | 523.1103 | 2862.0402
4772 | 554.486 | 2972.3515 | 554.486 | 2972.3515
4773 | 573.049 | 3047.8349 | 573.049 | 3047.8349
4774 | 592.894 | 3009.4931 | 592.894 | 3009.4931
4775 | 629.4026 | 3030.0386 | 629.4026 | 3030.0386
4776 | 630.8542 | 3054.7902 | 630.8542 | 3054.7902
4777 | 614.3513 | 3066.7105 | 614.3513 | 3066.7105
4778 | 622.8063 | 3057.128 | 622.8063 | 3057.128
4779 | 643.7368 | 3048.8977 | 643.7368 | 3048.8977
4780 | 677.7766 | 3033.0383 | 677.7766 | 3033.0383
4781 | 694.9932 | 3023.3388 | 694.9932 | 3023.3388
4782 | 680.3396 | 2958.9979 | 680.3396 | 2958.9979
4783 | 654.8837 | 2868.9393 | 654.8837 | 2868.9393
4784 | 633.9028 | 2822.9994 | 633.9028 | 2822.9994
4785 | 620.4113 | 2826.2925 | 620.4113 | 2826.2925
4786 | 601.0987 | 2820.1479 | 601.0987 | 2820.1479
4787 | 565.6439 | 2771.0167 | 565.6439 | 2771.0167
4788 | 536.3845 | 2727.7726 | 536.3845 | 2727.7726
4789 | 515.7352 | 2687.6115 | 515.7352 | 2687.6115
4790 | 502.2147 | 2658.2804 | 502.2147 | 2658.2804
4791 | 493.2402 | 2664.9731 | 493.2402 | 2664.9731
4792 | 487.7718 | 2723.0788 | 487.7718 | 2723.0788
4793 | 491.3886 | 2796.3135 | 491.3886 | 2796.3135
4794 | 502.3773 | 2871.3377 | 502.3773 | 2871.3377
4795 | 521.629 | 2904.8287 | 521.629 | 2904.8287
4796 | 544.7135 | 2905.5596 | 544.7135 | 2905.5596
4797 | 560.0954 | 2871.88 | 560.0954 | 2871.88
4798 | 578.4878 | 2858.3764 | 578.4878 | 2858.3764
4799 | 616.3762 | 2848.8656 | 616.3762 | 2848.8656
4800 | 621.7549 | 2855.0407 | 621.7549 | 2855.0407
4801 | 607.3338 | 2874.0576 | 607.3338 | 2874.0576
4802 | 605.4451 | 2874.0764 | 605.4451 | 2874.0764
4803 | 623.392 | 2792.7925 | 623.392 | 2792.7925
4804 | 660.2056 | 2707.8453 | 660.2056 | 2707.8453
4805 | 675.2125 | 2617.9955 | 675.2125 | 2617.9955
4806 | 663.0958 | 2481.6446 | 663.0958 | 2481.6446
4807 | 638.0546 | 2335.0215 | 638.0546 | 2335.0215
4808 | 618.5897 | 2246.9193 | 618.5897 | 2246.9193
4809 | 606.4683 | 2234.9755 | 606.4683 | 2234.9755
4810 | 587.665 | 2270.7845 | 587.665 | 2270.7845
4811 | 559.8941 | 2299.9251 | 559.8941 | 2299.9251
4812 | 534.517 | 2313.4542 | 534.517 | 2313.4542
4813 | 511.9794 | 2300.8447 | 511.9794 | 2300.8447
4814 | 499.796 | 2284.6633 | 499.796 | 2284.6633
4815 | 491.4633 | 2268.3963 | 491.4633 | 2268.3963
4816 | 485.1092 | 2310.0127 | 485.1092 | 2310.0127
4817 | 486.6711 | 2442.3165 | 486.6711 | 2442.3165
4818 | 495.4153 | 2610.4318 | 495.4153 | 2610.4318
4819 | 512.7745 | 2700.2786 | 512.7745 | 2700.2786
4820 | 534.1828 | 2730.0221 | 534.1828 | 2730.0221
4821 | 549.0984 | 2694.8815 | 549.0984 | 2694.8815
4822 | 571.6748 | 2626.9008 | 571.6748 | 2626.9008
4823 | 605.7276 | 2528.0558 | 605.7276 | 2528.0558
4824 | 607.9567 | 2444.0618 | 607.9567 | 2444.0618
4825 | 588.9774 | 2425.0908 | 588.9774 | 2425.0908
4826 | 601.1193 | 2488.562 | 601.1193 | 2488.562
4827 | 621.5601 | 2531.0518 | 621.5601 | 2531.0518
4828 | 657.6747 | 2609.7447 | 657.6747 | 2609.7447
4829 | 671.2535 | 2663.9149 | 671.2535 | 2663.9149
4830 | 653.7604 | 2643.8236 | 653.7604 | 2643.8236
4831 | 628.4947 | 2565.6623 | 628.4947 | 2565.6623
4832 | 614.2141 | 2467.75 | 614.2141 | 2467.75
4833 | 602.2552 | 2398.6156 | 602.2552 | 2398.6156
4834 | 582.4171 | 2397.4804 | 582.4171 | 2397.4804
4835 | 554.6622 | 2477.9672 | 554.6622 | 2477.9672
4836 | 525.7775 | 2606.2949 | 525.7775 | 2606.2949
4837 | 503.346 | 2681.141 | 503.346 | 2681.141
4838 | 492.0525 | 2706.7046 | 492.0525 | 2706.7046
4839 | 482.4907 | 2700.2476 | 482.4907 | 2700.2476
4840 | 478.5853 | 2669.4366 | 478.5853 | 2669.4366
4841 | 482.32 | 2658.5552 | 482.32 | 2658.5552
4842 | 491.9622 | 2694.7566 | 491.9622 | 2694.7566
4843 | 518.9442 | 2700.2786 | 518.9442 | 2700.2786
4844 | 547.7381 | 2699.3396 | 547.7381 | 2699.3396
4845 | 559.4553 | 2687.7848 | 559.4553 | 2687.7848
4846 | 576.0375 | 2693.6927 | 576.0375 | 2693.6927
4847 | 615.0635 | 2709.855 | 615.0635 | 2709.855
4848 | 611.6254 | 2734.3979 | 611.6254 | 2734.3979
4849 | 587.8374 | 2757.7979 | 587.8374 | 2757.7979
4850 | 593.7015 | 2771.8014 | 593.7015 | 2771.8014
4851 | 616.6388 | 2789.4529 | 616.6388 | 2789.4529
4852 | 652.6803 | 2793.8399 | 652.6803 | 2793.8399
4853 | 666.5699 | 2795.4115 | 666.5699 | 2795.4115
4854 | 657.9837 | 2762.1705 | 657.9837 | 2762.1705
4855 | 631.2745 | 2676.0777 | 631.2745 | 2676.0777
4856 | 617.0019 | 2578.7915 | 617.0019 | 2578.7915
4857 | 602.6694 | 2512.9967 | 602.6694 | 2512.9967
4858 | 582.4595 | 2479.3005 | 582.4595 | 2479.3005
4859 | 553.6836 | 2490.6994 | 553.6836 | 2490.6994
4860 | 524.4124 | 2669.5384 | 524.4124 | 2669.5384
4861 | 503.7458 | 2796.357 | 503.7458 | 2796.357
4862 | 491.2604 | 2842.1669 | 491.2604 | 2842.1669
4863 | 479.4231 | 2859.2958 | 479.4231 | 2859.2958
4864 | 477.254 | 2872.7344 | 477.254 | 2872.7344
4865 | 480.8307 | 2863.9403 | 480.8307 | 2863.9403
4866 | 496.3524 | 2969.8557 | 496.3524 | 2969.8557
4867 | 529.5448 | 2999.7985 | 529.5448 | 2999.7985
4868 | 569.1132 | 2982.579 | 569.1132 | 2982.579
4869 | 587.6992 | 2902.5625 | 587.6992 | 2902.5625
4870 | 602.763 | 2841.261 | 602.763 | 2841.261
4871 | 636.3285 | 2795.4321 | 636.3285 | 2795.4321
4872 | 628.9806 | 2773.6381 | 628.9806 | 2773.6381
4873 | 607.5602 | 2751.1187 | 607.5602 | 2751.1187
4874 | 615.4648 | 2740.9101 | 615.4648 | 2740.9101
4875 | 633.4193 | 2727.6704 | 633.4193 | 2727.6704
4876 | 673.5858 | 2688.4339 | 673.5858 | 2688.4339
4877 | 688.6506 | 2678.1082 | 688.6506 | 2678.1082
4878 | 675.3188 | 2649.0418 | 675.3188 | 2649.0418
4879 | 649.2768 | 2598.4321 | 649.2768 | 2598.4321
4880 | 633.1767 | 2569.8163 | 633.1767 | 2569.8163
4881 | 620.6358 | 2581.2497 | 620.6358 | 2581.2497
4882 | 595.3168 | 2634.5916 | 595.3168 | 2634.5916
4883 | 556.1071 | 2687.9443 | 556.1071 | 2687.9443
4884 | 527.5532 | 2740.9223 | 527.5532 | 2740.9223
4885 | 505.5373 | 2788.0081 | 505.5373 | 2788.0081
4886 | 493.0072 | 2798.3347 | 493.0072 | 2798.3347
4887 | 482.001 | 2742.2013 | 482.001 | 2742.2013
4888 | 478.2834 | 2597.4265 | 478.2834 | 2597.4265
4889 | 481.0238 | 2422.6963 | 481.0238 | 2422.6963
4890 | 493.1211 | 2377.2864 | 493.1211 | 2377.2864
4891 | 526.6997 | 2447.9304 | 526.6997 | 2447.9304
4892 | 563.9722 | 2525.2632 | 563.9722 | 2525.2632
4893 | 581.851 | 2548.3568 | 581.851 | 2548.3568
4894 | 595.5215 | 2548.8377 | 595.5215 | 2548.8377
4895 | 630.4951 | 2533.0652 | 630.4951 | 2533.0652
4896 | 627.1359 | 2512.941 | 627.1359 | 2512.941
4897 | 602.2489 | 2492.0914 | 602.2489 | 2492.0914
4898 | 610.3155 | 2480.4217 | 610.3155 | 2480.4217
4899 | 628.4466 | 2489.7243 | 628.4466 | 2489.7243
4900 | 668.0603 | 2487.8495 | 668.0603 | 2487.8495
4901 | 687.5366 | 2504.8667 | 687.5366 | 2504.8667
4902 | 677.6684 | 2510.6573 | 677.6684 | 2510.6573
4903 | 648.3265 | 2487.1818 | 648.3265 | 2487.1818
4904 | 629.4651 | 2457.9399 | 629.4651 | 2457.9399
4905 | 609.3602 | 2444.3263 | 609.3602 | 2444.3263
4906 | 586.7266 | 2432.9636 | 586.7266 | 2432.9636
4907 | 551.9213 | 2436.6398 | 551.9213 | 2436.6398
4908 | 525.1387 | 2518.6305 | 525.1387 | 2518.6305
4909 | 501.481 | 2568.4297 | 501.481 | 2568.4297
4910 | 492.262 | 2611.9436 | 492.262 | 2611.9436
4911 | 483.6072 | 2668.104 | 483.6072 | 2668.104
4912 | 477.6847 | 2712.8513 | 477.6847 | 2712.8513
4913 | 483.3144 | 2781.2853 | 483.3144 | 2781.2853
4914 | 497.1763 | 2905.3598 | 497.1763 | 2905.3598
4915 | 526.1329 | 2863.71 | 526.1329 | 2863.71
4916 | 562.6585 | 2857.3442 | 562.6585 | 2857.3442
4917 | 581.2557 | 2863.1136 | 581.2557 | 2863.1136
4918 | 595.3409 | 2857.5415 | 595.3409 | 2857.5415
4919 | 629.8877 | 2876.2085 | 629.8877 | 2876.2085
4920 | 630.0294 | 2909.3091 | 630.0294 | 2909.3091
4921 | 605.8509 | 2920.6032 | 605.8509 | 2920.6032
4922 | 612.6151 | 2917.4912 | 612.6151 | 2917.4912
4923 | 632.0742 | 2909.4696 | 632.0742 | 2909.4696
4924 | 665.3281 | 2901.9593 | 665.3281 | 2901.9593
4925 | 681.0429 | 2874.3094 | 681.0429 | 2874.3094
4926 | 667.8418 | 2766.7625 | 667.8418 | 2766.7625
4927 | 637.2413 | 2663.7629 | 637.2413 | 2663.7629
4928 | 620.505 | 2504.903 | 620.505 | 2504.903
4929 | 605.4414 | 2490.2457 | 605.4414 | 2490.2457
4930 | 578.8393 | 2472.83 | 578.8393 | 2472.83
4931 | 551.8967 | 2507.1887 | 551.8967 | 2507.1887
4932 | 527.1156 | 2663.2767 | 527.1156 | 2663.2767
4933 | 506.2557 | 2799.2792 | 506.2557 | 2799.2792
4934 | 491.9039 | 2865.3353 | 491.9039 | 2865.3353
4935 | 482.4672 | 2903.7542 | 482.4672 | 2903.7542
4936 | 477.469 | 2855.619 | 477.469 | 2855.619
4937 | 480.7667 | 2850.7906 | 480.7667 | 2850.7906
4938 | 490.3645 | 2884.4873 | 490.3645 | 2884.4873
4939 | 514.5183 | 2851.3952 | 514.5183 | 2851.3952
4940 | 545.1841 | 2826.6616 | 545.1841 | 2826.6616
4941 | 565.3321 | 2768.77 | 565.3321 | 2768.77
4942 | 582.2852 | 2729.5933 | 582.2852 | 2729.5933
4943 | 615.0119 | 2704.6369 | 615.0119 | 2704.6369
4944 | 613.7444 | 2677.6248 | 613.7444 | 2677.6248
4945 | 596.7056 | 2643.4168 | 596.7056 | 2643.4168
4946 | 600.5343 | 2610.8746 | 600.5343 | 2610.8746
4947 | 620.1748 | 2584.2766 | 620.1748 | 2584.2766
4948 | 652.4298 | 2548.7971 | 652.4298 | 2548.7971
4949 | 666.3444 | 2533.2533 | 666.3444 | 2533.2533
4950 | 662.7461 | 2518.5888 | 662.7461 | 2518.5888
4951 | 630.0932 | 2478.6241 | 630.0932 | 2478.6241
4952 | 611.3708 | 2414.5252 | 611.3708 | 2414.5252
4953 | 595.1135 | 2357.0794 | 595.1135 | 2357.0794
4954 | 574.8403 | 2301.8845 | 574.8403 | 2301.8845
4955 | 547.3474 | 2245.0305 | 547.3474 | 2245.0305
4956 | 518.985 | 2241.0267 | 518.985 | 2241.0267
4957 | 496.1942 | 2318.795 | 496.1942 | 2318.795
4958 | 482.4698 | 2353.3337 | 482.4698 | 2353.3337
4959 | 473.662 | 2326.4217 | 473.662 | 2326.4217
4960 | 468.2445 | 2347.3744 | 468.2445 | 2347.3744
4961 | 473.0158 | 2391.8051 | 473.0158 | 2391.8051
4962 | 481.3606 | 2488.3279 | 481.3606 | 2488.3279
4963 | 504.2494 | 2535.5948 | 504.2494 | 2535.5948
4964 | 523.1647 | 2544.2572 | 523.1647 | 2544.2572
4965 | 541.8231 | 2514.9608 | 541.8231 | 2514.9608
4966 | 561.1996 | 2490.1861 | 561.1996 | 2490.1861
4967 | 591.4796 | 2455.6283 | 591.4796 | 2455.6283
4968 | 594.3451 | 2392.0894 | 594.3451 | 2392.0894
4969 | 580.8097 | 2306.1177 | 580.8097 | 2306.1177
4970 | 590.9972 | 2212.2105 | 590.9972 | 2212.2105
4971 | 606.4056 | 2140.1105 | 606.4056 | 2140.1105
4972 | 637.7728 | 2093.7773 | 637.7728 | 2093.7773
4973 | 655.8954 | 2101.4019 | 655.8954 | 2101.4019
4974 | 644.6147 | 2113.2455 | 644.6147 | 2113.2455
4975 | 622.5538 | 2090.8137 | 622.5538 | 2090.8137
4976 | 606.9257 | 2069.0859 | 606.9257 | 2069.0859
4977 | 593.7868 | 2060.2729 | 593.7868 | 2060.2729
4978 | 575.2778 | 2045.3619 | 575.2778 | 2045.3619
4979 | 545.9992 | 2007.0844 | 545.9992 | 2007.0844
4980 | 517.4256 | 1975.3202 | 517.4256 | 1975.3202
4981 | 499.4642 | 1965.2154 | 499.4642 | 1965.2154
4982 | 487.5318 | 1976.1682 | 487.5318 | 1976.1682
4983 | 476.3763 | 1999.7676 | 476.3763 | 1999.7676
4984 | 473.7467 | 2011.7451 | 473.7467 | 2011.7451
4985 | 474.7391 | 2016.3094 | 474.7391 | 2016.3094
4986 | 482.569 | 2062.947 | 482.569 | 2062.947
4987 | 505.7501 | 2073.2696 | 505.7501 | 2073.2696
4988 | 522.9076 | 2066.4864 | 522.9076 | 2066.4864
4989 | 539.742 | 2061.4021 | 539.742 | 2061.4021
4990 | 563.7176 | 2082.5468 | 563.7176 | 2082.5468
4991 | 596.5342 | 2110.6064 | 596.5342 | 2110.6064
4992 | 595.0447 | 2124.5044 | 595.0447 | 2124.5044
4993 | 587.0813 | 2119.7266 | 587.0813 | 2119.7266
4994 | 591.652 | 2107.0133 | 591.652 | 2107.0133
4995 | 608.0083 | 2098.9917 | 608.0083 | 2098.9917
4996 | 640.4277 | 2076.2444 | 640.4277 | 2076.2444
4997 | 664.4872 | 2083.0342 | 664.4872 | 2083.0342
4998 | 652.0891 | 2091.9556 | 652.0891 | 2091.9556
4999 | 620.5945 | 2085.5955 | 620.5945 | 2085.5955
5000 | 603.5439 | 2091.8368 | 603.5439 | 2091.8368
5001 | 596.5703 | 2117.6722 | 596.5703 | 2117.6722
5002 | 578.0716 | 2149.5155 | 578.0716 | 2149.5155
5003 | 550.4533 | 2189.301 | 550.4533 | 2189.301
5004 | 521.7651 | 2243.3227 | 521.7651 | 2243.3227
5005 | 499.382 | 2295.4178 | 499.382 | 2295.4178
5006 | 485.2084 | 2354.7948 | 485.2084 | 2354.7948
5007 | 477.9515 | 2428.9055 | 477.9515 | 2428.9055
5008 | 473.4816 | 2504.1266 | 473.4816 | 2504.1266
5009 | 476.4272 | 2614.9318 | 476.4272 | 2614.9318
5010 | 486.5831 | 2772.8196 | 486.5831 | 2772.8196
5011 | 507.1435 | 2850.5603 | 507.1435 | 2850.5603
5012 | 531.4218 | 2908.8992 | 531.4218 | 2908.8992
5013 | 548.1345 | 2942.6377 | 548.1345 | 2942.6377
5014 | 565.3124 | 2957.3119 | 565.3124 | 2957.3119
5015 | 595.0464 | 2970.9695 | 595.0464 | 2970.9695
5016 | 593.1915 | 2976.3098 | 593.1915 | 2976.3098
5017 | 578.0436 | 2970.2797 | 578.0436 | 2970.2797
5018 | 580.5304 | 2953.3918 | 580.5304 | 2953.3918
5019 | 595.7306 | 2935.9777 | 595.7306 | 2935.9777
5020 | 632.4779 | 2887.766 | 632.4779 | 2887.766
5021 | 658.2404 | 2854.0631 | 658.2404 | 2854.0631
5022 | 647.9506 | 2824.7879 | 647.9506 | 2824.7879
5023 | 616.997 | 2716.9877 | 616.997 | 2716.9877
5024 | 604.6771 | 2640.9915 | 604.6771 | 2640.9915
5025 | 593.2033 | 2607.3403 | 593.2033 | 2607.3403
5026 | 573.42 | 2602.2393 | 573.42 | 2602.2393
5027 | 547.9255 | 2618.6477 | 547.9255 | 2618.6477
5028 | 518.3796 | 2683.1056 | 518.3796 | 2683.1056
5029 | 497.6417 | 2716.4155 | 497.6417 | 2716.4155
5030 | 487.8237 | 2715.471 | 487.8237 | 2715.471
5031 | 476.2181 | 2714.4409 | 476.2181 | 2714.4409
5032 | 470.7855 | 2692.1875 | 470.7855 | 2692.1875
5033 | 477.2581 | 2662.521 | 477.2581 | 2662.521
5034 | 489.8616 | 2658.0211 | 489.8616 | 2658.0211
5035 | 518.2577 | 2632.8605 | 518.2577 | 2632.8605
5036 | 552.2017 | 2598.1081 | 552.2017 | 2598.1081
5037 | 569.1213 | 2588.4319 | 569.1213 | 2588.4319
5038 | 584.267 | 2611.4551 | 584.267 | 2611.4551
5039 | 621.0345 | 2572.9316 | 621.0345 | 2572.9316
5040 | 616.9679 | 2502.0873 | 616.9679 | 2502.0873
5041 | 595.8315 | 2456.3995 | 595.8315 | 2456.3995
5042 | 597.0032 | 2454.5398 | 597.0032 | 2454.5398
5043 | 619.3363 | 2534.8088 | 619.3363 | 2534.8088
5044 | 654.0562 | 2644.1843 | 654.0562 | 2644.1843
5045 | 680.1961 | 2724.8625 | 680.1961 | 2724.8625
5046 | 674.6854 | 2683.6901 | 674.6854 | 2683.6901
5047 | 636.5994 | 2575.0549 | 636.5994 | 2575.0549
5048 | 621.9844 | 2481.5258 | 621.9844 | 2481.5258
5049 | 605.7385 | 2412.3914 | 605.7385 | 2412.3914
5050 | 585.0065 | 2392.6797 | 585.0065 | 2392.6797
5051 | 550.1449 | 2389.6767 | 550.1449 | 2389.6767
5052 | 522.7579 | 2478.3466 | 522.7579 | 2478.3466
5053 | 497.3483 | 2581.1619 | 497.3483 | 2581.1619
5054 | 486.7613 | 2612.5697 | 486.7613 | 2612.5697
5055 | 478.9692 | 2640.7611 | 478.9692 | 2640.7611
5056 | 474.3386 | 2674.2372 | 474.3386 | 2674.2372
5057 | 478.603 | 2709.9015 | 478.603 | 2709.9015
5058 | 494.0523 | 2780.3337 | 494.0523 | 2780.3337
5059 | 520.7824 | 2805.2671 | 520.7824 | 2805.2671
5060 | 559.0398 | 2797.2315 | 559.0398 | 2797.2315
5061 | 574.9756 | 2767.3089 | 574.9756 | 2767.3089
5062 | 590.1915 | 2750.0483 | 590.1915 | 2750.0483
5063 | 624.9334 | 2713.4033 | 624.9334 | 2713.4033
5064 | 617.931 | 2697.4536 | 617.931 | 2697.4536
5065 | 595.3397 | 2770.3214 | 595.3397 | 2770.3214
5066 | 598.9247 | 2734.8571 | 598.9247 | 2734.8571
5067 | 615.1275 | 2661.0873 | 615.1275 | 2661.0873
5068 | 649.2345 | 2577.1837 | 649.2345 | 2577.1837
5069 | 677.1708 | 2517.3902 | 677.1708 | 2517.3902
5070 | 663.4392 | 2458.4761 | 663.4392 | 2458.4761
5071 | 633.1303 | 2339.4048 | 633.1303 | 2339.4048
5072 | 618.0226 | 2276.7669 | 618.0226 | 2276.7669
5073 | 600.802 | 2285.6956 | 600.802 | 2285.6956
5074 | 577.9134 | 2309.3986 | 577.9134 | 2309.3986
5075 | 545.4898 | 2318.2929 | 545.4898 | 2318.2929
5076 | 514.7738 | 2380.8722 | 514.7738 | 2380.8722
5077 | 494.3933 | 2430.8801 | 494.3933 | 2430.8801
5078 | 480.7936 | 2458.9484 | 480.7936 | 2458.9484
5079 | 474.0881 | 2467.9371 | 474.0881 | 2467.9371
5080 | 467.9375 | 2453.1978 | 467.9375 | 2453.1978
5081 | 472.6575 | 2452.9614 | 472.6575 | 2452.9614
5082 | 485.917 | 2498.138 | 485.917 | 2498.138
5083 | 514.6485 | 2503.8686 | 514.6485 | 2503.8686
5084 | 550.5111 | 2472.2471 | 550.5111 | 2472.2471
5085 | 568.7319 | 2424.3743 | 568.7319 | 2424.3743
5086 | 585.5576 | 2408.366 | 585.5576 | 2408.366
5087 | 622.1765 | 2399.2727 | 622.1765 | 2399.2727
5088 | 617.9675 | 2389.5847 | 617.9675 | 2389.5847
5089 | 598.878 | 2394.4083 | 598.878 | 2394.4083
5090 | 603.3238 | 2405.907 | 603.3238 | 2405.907
5091 | 620.5005 | 2425.6458 | 620.5005 | 2425.6458
5092 | 649.7808 | 2401.8549 | 649.7808 | 2401.8549
5093 | 670.6287 | 2354.1675 | 670.6287 | 2354.1675
5094 | 663.5904 | 2299.0105 | 663.5904 | 2299.0105
5095 | 635.094 | 2228.5719 | 635.094 | 2228.5719
5096 | 619.6304 | 2161.7596 | 619.6304 | 2161.7596
5097 | 600.194 | 2110.1581 | 600.194 | 2110.1581
5098 | 580.7458 | 2092.1162 | 580.7458 | 2092.1162
5099 | 549.6012 | 2105.6024 | 549.6012 | 2105.6024
5100 | 523.5012 | 2133.3248 | 523.5012 | 2133.3248
5101 | 499.9636 | 2173.3139 | 499.9636 | 2173.3139
5102 | 489.6934 | 2191.9895 | 489.6934 | 2191.9895
5103 | 478.7744 | 2210.1621 | 478.7744 | 2210.1621
5104 | 472.446 | 2250.1087 | 472.446 | 2250.1087
5105 | 475.8782 | 2312.9072 | 475.8782 | 2312.9072
5106 | 488.9347 | 2429.2588 | 488.9347 | 2429.2588
5107 | 509.8572 | 2516.1834 | 509.8572 | 2516.1834
5108 | 537.1862 | 2577.4444 | 537.1862 | 2577.4444
5109 | 560.396 | 2598.242 | 560.396 | 2598.242
5110 | 575.7841 | 2615.2122 | 575.7841 | 2615.2122
5111 | 608.6791 | 2626.3651 | 608.6791 | 2626.3651
5112 | 612.6322 | 2637.9671 | 612.6322 | 2637.9671
5113 | 594.3625 | 2663.0369 | 594.3625 | 2663.0369
5114 | 600.1222 | 2690.3987 | 600.1222 | 2690.3987
5115 | 612.2324 | 2713.8946 | 612.2324 | 2713.8946
5116 | 642.2208 | 2716.1943 | 642.2208 | 2716.1943
5117 | 666.3183 | 2748.4484 | 666.3183 | 2748.4484
5118 | 660.5515 | 2740.2544 | 660.5515 | 2740.2544
5119 | 636.5873 | 2725.7541 | 636.5873 | 2725.7541
5120 | 620.4803 | 2708.827 | 620.4803 | 2708.827
5121 | 606.7416 | 2684.3597 | 606.7416 | 2684.3597
5122 | 586.6323 | 2664.2305 | 586.6323 | 2664.2305
5123 | 555.6309 | 2646.6168 | 555.6309 | 2646.6168
5124 | 526.8257 | 1757.6201 | 526.8257 | 1757.6201
5125 | 504.5416 | 1771.9023 | 504.5416 | 1771.9023
5126 | 493.6164 | 1783.8109 | 493.6164 | 1783.8109
5127 | 483.6316 | 1802.1583 | 483.6316 | 1802.1583
5128 | 477.6618 | 1826.6587 | 477.6618 | 1826.6587
5129 | 480.1153 | 1867.7545 | 480.1153 | 1867.7545
5130 | 490.2553 | 1942.311 | 490.2553 | 1942.311
5131 | 505.5581 | 1978.5522 | 505.5581 | 1978.5522
5132 | 527.2968 | 1996.9382 | 527.2968 | 1996.9382
5133 | 545.7161 | 1997.9491 | 545.7161 | 1997.9491
5134 | 567.1262 | 1991.0716 | 567.1262 | 1991.0716
5135 | 601.1801 | 1986.6006 | 601.1801 | 1986.6006
5136 | 606.0671 | 1988.5432 | 606.0671 | 1988.5432
5137 | 592.7625 | 1991.4064 | 592.7625 | 1991.4064
5138 | 591.5404 | 2016.1885 | 591.5404 | 2016.1885
5139 | 608.2408 | 2045.7653 | 608.2408 | 2045.7653
5140 | 638.3999 | 2092.6156 | 638.3999 | 2092.6156
5141 | 662.4535 | 2144.1651 | 662.4535 | 2144.1651
5142 | 653.8805 | 2161.1064 | 653.8805 | 2161.1064
5143 | 630.8466 | 2140.2131 | 630.8466 | 2140.2131
5144 | 616.6364 | 2123.2187 | 616.6364 | 2123.2187
5145 | 602.2102 | 2165.5791 | 602.2102 | 2165.5791
5146 | 586.5481 | 2236.9974 | 586.5481 | 2236.9974
5147 | 560.5427 | 2303.7235 | 560.5427 | 2303.7235
5148 | 533.8883 | 2386.6822 | 533.8883 | 2386.6822
5149 | 511.5496 | 2464.3233 | 511.5496 | 2464.3233
5150 | 498.4987 | 2522.9967 | 498.4987 | 2522.9967
5151 | 488.3799 | 2567.2636 | 488.3799 | 2567.2636
5152 | 485.3778 | 2599.9923 | 485.3778 | 2599.9923
5153 | 484.5948 | 2649.5909 | 484.5948 | 2649.5909
5154 | 492.8476 | 2735.6672 | 492.8476 | 2735.6672
5155 | 510.7595 | 2803.7249 | 510.7595 | 2803.7249
5156 | 533.3669 | 2865.173 | 533.3669 | 2865.173
5157 | 550.4101 | 2904.0345 | 550.4101 | 2904.0345
5158 | 568.6268 | 2926.3679 | 568.6268 | 2926.3679
5159 | 602.7262 | 2944.3879 | 602.7262 | 2944.3879
5160 | 602.6939 | 2961.1417 | 602.6939 | 2961.1417
5161 | 594.9478 | 2974.839 | 594.9478 | 2974.839
5162 | 594.8285 | 2995.6439 | 594.8285 | 2995.6439
5163 | 604.4196 | 3021.1066 | 604.4196 | 3021.1066
5164 | 635.9259 | 3018.3121 | 635.9259 | 3018.3121
5165 | 667.1903 | 3014.7312 | 667.1903 | 3014.7312
5166 | 656.1875 | 2995.7418 | 656.1875 | 2995.7418
5167 | 633.6743 | 2944.5405 | 633.6743 | 2944.5405
5168 | 614.3885 | 2897.6495 | 614.3885 | 2897.6495
5169 | 603.0435 | 2879.5311 | 603.0435 | 2879.5311
5170 | 584.3255 | 2890.3334 | 584.3255 | 2890.3334
5171 | 555.6045 | 2911.1175 | 555.6045 | 2911.1175
5172 | 530.8785 | 2963.494 | 530.8785 | 2963.494
5173 | 510.3682 | 3010.6899 | 510.3682 | 3010.6899
5174 | 496.2984 | 3046.1866 | 496.2984 | 3046.1866
5175 | 487.0421 | 3094.0192 | 487.0421 | 3094.0192
5176 | 483.4157 | 3153.6274 | 483.4157 | 3153.6274
5177 | 485.4062 | 3244.6423 | 485.4062 | 3244.6423
5178 | 496.026 | 3395.3116 | 496.026 | 3395.3116
5179 | 515.6121 | 3527.1396 | 515.6121 | 3527.1396
5180 | 541.8292 | 3637.5467 | 541.8292 | 3637.5467
5181 | 564.4365 | 3704.3848 | 564.4365 | 3704.3848
5182 | 583.9657 | 3742.0779 | 583.9657 | 3742.0779
5183 | 615.3659 | 3762.0178 | 615.3659 | 3762.0178
5184 | 614.2749 | 3767.2519 | 614.2749 | 3767.2519
5185 | 592.1927 | 3743.2356 | 592.1927 | 3743.2356
5186 | 593.493 | 3709.3216 | 593.493 | 3709.3216
5187 | 607.0216 | 3683.7681 | 607.0216 | 3683.7681
5188 | 638.3096 | 3641.4773 | 638.3096 | 3641.4773
5189 | 672.1485 | 3575.2233 | 672.1485 | 3575.2233
5190 | 664.3704 | 3477.104 | 664.3704 | 3477.104
5191 | 638.8988 | 3347.8699 | 638.8988 | 3347.8699
5192 | 624.3413 | 3230.2145 | 624.3413 | 3230.2145
5193 | 609.5507 | 3140.6461 | 609.5507 | 3140.6461
5194 | 588.8963 | 3063.1301 | 588.8963 | 3063.1301
5195 | 554.9239 | 2996.9673 | 554.9239 | 2996.9673
5196 | 525.9097 | 2963.7683 | 525.9097 | 2963.7683
5197 | 506.0239 | 2941.1598 | 506.0239 | 2941.1598
5198 | 493.3196 | 2910.9664 | 493.3196 | 2910.9664
5199 | 485.6043 | 2879.3947 | 485.6043 | 2879.3947
5200 | 480.7894 | 2850.6847 | 480.7894 | 2850.6847
5201 | 486.9377 | 2851.5985 | 486.9377 | 2851.5985
5202 | 502.9386 | 2905.0353 | 502.9386 | 2905.0353
5203 | 530.4356 | 2929.2082 | 530.4356 | 2929.2082
5204 | 565.5499 | 2938.6801 | 565.5499 | 2938.6801
5205 | 586.3265 | 2956.5592 | 586.3265 | 2956.5592
5206 | 603.0399 | 2978.8926 | 603.0399 | 2978.8926
5207 | 640.0739 | 2979.3586 | 640.0739 | 2979.3586
5208 | 632.7779 | 2978.2842 | 632.7779 | 2978.2842
5209 | 608.9273 | 2965.2391 | 608.9273 | 2965.2391
5210 | 610.0479 | 2950.6619 | 610.0479 | 2950.6619
5211 | 626.4114 | 2920.3085 | 626.4114 | 2920.3085
5212 | 657.1364 | 2859.6409 | 657.1364 | 2859.6409
5213 | 690.2914 | 2738.5308 | 690.2914 | 2738.5308
5214 | 684.8 | 2590.6296 | 684.8 | 2590.6296
5215 | 653.1945 | 2445.3501 | 653.1945 | 2445.3501
5216 | 634.0271 | 2345.6601 | 634.0271 | 2345.6601
5217 | 615.7548 | 2271.1771 | 615.7548 | 2271.1771
5218 | 592.7276 | 2233.5689 | 592.7276 | 2233.5689
5219 | 560.002 | 2223.4965 | 560.002 | 2223.4965
5220 | 531.8679 | 2259.1418 | 531.8679 | 2259.1418
5221 | 507.2772 | 2292.2123 | 507.2772 | 2292.2123
5222 | 495.4108 | 2279.8471 | 495.4108 | 2279.8471
5223 | 488.6904 | 2248.5497 | 488.6904 | 2248.5497
5224 | 483.8398 | 2221.8968 | 483.8398 | 2221.8968
5225 | 486.7831 | 2224.3191 | 486.7831 | 2224.3191
5226 | 501.2665 | 2281.3216 | 501.2665 | 2281.3216
5227 | 530.3561 | 2290.9576 | 530.3561 | 2290.9576
5228 | 564.003 | 2313.7321 | 564.003 | 2313.7321
5229 | 585.4487 | 2350.2623 | 585.4487 | 2350.2623
5230 | 599.8256 | 2403.178 | 599.8256 | 2403.178
5231 | 642.0653 | 2436.5576 | 642.0653 | 2436.5576
5232 | 634.8901 | 2447.003 | 634.8901 | 2447.003
5233 | 613.1137 | 2442.872 | 613.1137 | 2442.872
5234 | 613.6316 | 2448.4545 | 613.6316 | 2448.4545
5235 | 626.2855 | 2490.5111 | 626.2855 | 2490.5111
5236 | 656.6037 | 2541.6127 | 656.6037 | 2541.6127
5237 | 687.3738 | 2459.039 | 687.3738 | 2459.039
5238 | 679.8439 | 2373.2624 | 679.8439 | 2373.2624
5239 | 649.5124 | 2281.879 | 649.5124 | 2281.879
5240 | 631.5051 | 2201.2515 | 631.5051 | 2201.2515
5241 | 615.1611 | 2150.0823 | 615.1611 | 2150.0823
5242 | 594.6781 | 2133.3194 | 594.6781 | 2133.3194
5243 | 561.3898 | 2137.6467 | 561.3898 | 2137.6467
5244 | 530.2228 | 2145.7269 | 530.2228 | 2145.7269
5245 | 511.7096 | 2107.4844 | 511.7096 | 2107.4844
5246 | 497.0504 | 2102.5248 | 497.0504 | 2102.5248
5247 | 490.9086 | 2135.9576 | 490.9086 | 2135.9576
5248 | 485.0084 | 2161.9665 | 485.0084 | 2161.9665
5249 | 489.106 | 2190.1712 | 489.106 | 2190.1712
5250 | 506.9239 | 2255.8135 | 506.9239 | 2255.8135
5251 | 530.0915 | 2261.7468 | 530.0915 | 2261.7468
5252 | 565.4116 | 2233.368 | 565.4116 | 2233.368
5253 | 586.8074 | 2193.0996 | 586.8074 | 2193.0996
5254 | 603.8367 | 2163.0454 | 603.8367 | 2163.0454
5255 | 637.7484 | 2134.712 | 637.7484 | 2134.712
5256 | 632.9244 | 2107.1695 | 632.9244 | 2107.1695
5257 | 611.7737 | 2067.3821 | 611.7737 | 2067.3821
5258 | 614.2569 | 2046.6336 | 614.2569 | 2046.6336
5259 | 626.4743 | 2033.8341 | 626.4743 | 2033.8341
5260 | 657.1696 | 2014.4457 | 657.1696 | 2014.4457
5261 | 685.867 | 1999.7564 | 685.867 | 1999.7564
5262 | 686.7821 | 1979.1214 | 686.7821 | 1979.1214
5263 | 651.1443 | 1945.3369 | 651.1443 | 1945.3369
5264 | 626.6515 | 1919.2912 | 626.6515 | 1919.2912
5265 | 611.3229 | 1925.7209 | 611.3229 | 1925.7209
5266 | 591.0821 | 1930.9004 | 591.0821 | 1930.9004
5267 | 559.3311 | 1934.6792 | 559.3311 | 1934.6792
5268 | 530.9524 | 1946.1879 | 530.9524 | 1946.1879
5269 | 510.3115 | 1954.8474 | 510.3115 | 1954.8474
5270 | 496.4795 | 1966.6188 | 496.4795 | 1966.6188
5271 | 490.057 | 1981.2634 | 490.057 | 1981.2634
5272 | 486.0306 | 1992.0498 | 486.0306 | 1992.0498
5273 | 488.3862 | 2021.2144 | 488.3862 | 2021.2144
5274 | 499.3636 | 2081.0969 | 499.3636 | 2081.0969
5275 | 520.6 | 2102.527 | 520.6 | 2102.527
5276 | 547.1779 | 2105.8276 | 547.1779 | 2105.8276
5277 | 570.3216 | 2094.9072 | 570.3216 | 2094.9072
5278 | 593.2021 | 2088.8526 | 593.2021 | 2088.8526
5279 | 624.9511 | 2074.6446 | 624.9511 | 2074.6446
5280 | 625.0442 | 2063.9704 | 625.0442 | 2063.9704
5281 | 603.7127 | 2051.7481 | 603.7127 | 2051.7481
5282 | 607.2931 | 2054.862 | 607.2931 | 2054.862
5283 | 614.4117 | 2075.9362 | 614.4117 | 2075.9362
5284 | 649.6464 | 2062.0334 | 649.6464 | 2062.0334
5285 | 681.3784 | 1994.2708 | 681.3784 | 1994.2708
5286 | 672.6814 | 1928.7909 | 672.6814 | 1928.7909
5287 | 644.2669 | 1885.1323 | 644.2669 | 1885.1323
5288 | 627.0669 | 1858.6752 | 627.0669 | 1858.6752
5289 | 614.2231 | 1858.1107 | 614.2231 | 1858.1107
5290 | 594.2435 | 1860.9589 | 594.2435 | 1860.9589
5291 | 563.7749 | 1873.2404 | 563.7749 | 1873.2404
5292 | 534.3021 | 1941.6622 | 534.3021 | 1941.6622
5293 | 513.1483 | 2017.5205 | 513.1483 | 2017.5205
5294 | 498.8852 | 2024.492 | 498.8852 | 2024.492
5295 | 489.0876 | 2029.3996 | 489.0876 | 2029.3996
5296 | 484.6347 | 2039.226 | 484.6347 | 2039.226
5297 | 484.9234 | 2066.8821 | 484.9234 | 2066.8821
5298 | 496.5654 | 2133.4845 | 496.5654 | 2133.4845
5299 | 511.4122 | 2166.2972 | 511.4122 | 2166.2972
5300 | 529.0338 | 2195.7916 | 529.0338 | 2195.7916
5301 | 557.7887 | 2199.2709 | 557.7887 | 2199.2709
5302 | 573.9759 | 2192.1192 | 573.9759 | 2192.1192
5303 | 610.5664 | 2211.2362 | 610.5664 | 2211.2362
5304 | 605.0781 | 2246.6411 | 605.0781 | 2246.6411
5305 | 588.6479 | 2278.0295 | 588.6479 | 2278.0295
5306 | 591.6704 | 2313.2342 | 591.6704 | 2313.2342
5307 | 603.9109 | 2340.3425 | 603.9109 | 2340.3425
5308 | 624.9224 | 2330.4168 | 624.9224 | 2330.4168
5309 | 659.9726 | 2238.7919 | 659.9726 | 2238.7919
5310 | 655.7765 | 2162.4778 | 655.7765 | 2162.4778
5311 | 632.7573 | 2111.0023 | 632.7573 | 2111.0023
5312 | 616.7153 | 2095.1049 | 616.7153 | 2095.1049
5313 | 603.0604 | 2101.5346 | 603.0604 | 2101.5346
5314 | 585.2341 | 2109.8684 | 585.2341 | 2109.8684
5315 | 556.9968 | 2138.1953 | 556.9968 | 2138.1953
5316 | 528.18 | 2217.9998 | 528.18 | 2217.9998
5317 | 508.2458 | 2331.8458 | 508.2458 | 2331.8458
5318 | 496.5928 | 2398.1991 | 496.5928 | 2398.1991
5319 | 486.1417 | 2460.4314 | 486.1417 | 2460.4314
5320 | 481.4514 | 2541.2963 | 481.4514 | 2541.2963
5321 | 482.4655 | 2651.2366 | 482.4655 | 2651.2366
5322 | 490.6128 | 2784.6262 | 490.6128 | 2784.6262
5323 | 504.5609 | 2855.1525 | 504.5609 | 2855.1525
5324 | 520.3655 | 2879.7098 | 520.3655 | 2879.7098
5325 | 546.866 | 2874.8237 | 546.866 | 2874.8237
5326 | 566.2069 | 2870.8261 | 566.2069 | 2870.8261
5327 | 602.2904 | 2855.2467 | 602.2904 | 2855.2467
5328 | 602.5268 | 2839.3612 | 602.5268 | 2839.3612
5329 | 589.097 | 2817.2648 | 589.097 | 2817.2648
5330 | 588.7904 | 2800.6305 | 588.7904 | 2800.6305
5331 | 594.3653 | 2809.0878 | 594.3653 | 2809.0878
5332 | 616.2298 | 2768.4426 | 616.2298 | 2768.4426
5333 | 649.5688 | 2653.0925 | 649.5688 | 2653.0925
5334 | 646.1711 | 2561.9673 | 646.1711 | 2561.9673
5335 | 620.8122 | 2455.0871 | 620.8122 | 2455.0871
5336 | 603.1032 | 2355.9456 | 603.1032 | 2355.9456
5337 | 585.7385 | 2292.571 | 585.7385 | 2292.571
5338 | 567.6242 | 2262.7798 | 567.6242 | 2262.7798
5339 | 539.4939 | 2253.5302 | 539.4939 | 2253.5302
5340 | 510.8208 | 2299.3239 | 510.8208 | 2299.3239
5341 | 491.0656 | 2381.3535 | 491.0656 | 2381.3535
5342 | 479.6865 | 2439.204 | 479.6865 | 2439.204
5343 | 470.9257 | 2447.5402 | 470.9257 | 2447.5402
5344 | 467.3377 | 2447.4924 | 467.3377 | 2447.4924
5345 | 470.3282 | 2450.8747 | 470.3282 | 2450.8747
5346 | 481.1189 | 2481.2721 | 481.1189 | 2481.2721
5347 | 499.4396 | 2486.6567 | 499.4396 | 2486.6567
5348 | 522.1473 | 2496.8143 | 522.1473 | 2496.8143
5349 | 549.8329 | 2465.4601 | 549.8329 | 2465.4601
5350 | 567.3647 | 2436.9145 | 567.3647 | 2436.9145
5351 | 602.6277 | 2427.2321 | 602.6277 | 2427.2321
5352 | 596.3679 | 2419.0264 | 596.3679 | 2419.0264
5353 | 578.3986 | 2394.0501 | 578.3986 | 2394.0501
5354 | 582.1983 | 2376.4558 | 582.1983 | 2376.4558
5355 | 591.0285 | 2381.4846 | 591.0285 | 2381.4846
5356 | 617.7829 | 2384.7243 | 617.7829 | 2384.7243
5357 | 654.5735 | 2331.7729 | 654.5735 | 2331.7729
5358 | 656.6641 | 2244.4877 | 656.6641 | 2244.4877
5359 | 630.3268 | 2164.0755 | 630.3268 | 2164.0755
5360 | 614.6349 | 2130.6243 | 614.6349 | 2130.6243
5361 | 600.288 | 2108.2545 | 600.288 | 2108.2545
5362 | 583.1446 | 2083.1261 | 583.1446 | 2083.1261
5363 | 547.4105 | 2080.4592 | 547.4105 | 2080.4592
5364 | 517.5566 | 2204.2858 | 517.5566 | 2204.2858
5365 | 495.055 | 2363.9366 | 495.055 | 2363.9366
5366 | 487.0924 | 2384.7593 | 487.0924 | 2384.7593
5367 | 476.3975 | 2394.604 | 476.3975 | 2394.604
5368 | 472.4803 | 2401.2762 | 472.4803 | 2401.2762
5369 | 479.0765 | 2418.5097 | 479.0765 | 2418.5097
5370 | 495.3177 | 2487.032 | 495.3177 | 2487.032
5371 | 521.0035 | 2546.0385 | 521.0035 | 2546.0385
5372 | 554.85 | 2583.487 | 554.85 | 2583.487
5373 | 574.811 | 2609.0459 | 574.811 | 2609.0459
5374 | 588.87 | 2634.2592 | 588.87 | 2634.2592
5375 | 626.0701 | 2651.3192 | 626.0701 | 2651.3192
5376 | 621.0529 | 2652.5762 | 621.0529 | 2652.5762
5377 | 597.2354 | 2659.005 | 597.2354 | 2659.005
5378 | 597.1866 | 2653.3419 | 597.1866 | 2653.3419
5379 | 612.7892 | 2619.56 | 612.7892 | 2619.56
5380 | 637.9236 | 2610.32 | 637.9236 | 2610.32
5381 | 679.9105 | 2585.208 | 679.9105 | 2585.208
5382 | 679.6668 | 2559.2245 | 679.6668 | 2559.2245
5383 | 651.8562 | 2516.663 | 651.8562 | 2516.663
5384 | 637.4174 | 2473.2005 | 637.4174 | 2473.2005
5385 | 616.6704 | 2439.5853 | 616.6704 | 2439.5853
5386 | 593.9469 | 2401.1542 | 593.9469 | 2401.1542
5387 | 559.5248 | 2365.0252 | 559.5248 | 2365.0252
5388 | 528.023 | 2363.6427 | 528.023 | 2363.6427
5389 | 504.3069 | 2390.5418 | 504.3069 | 2390.5418
5390 | 492.614 | 2401.7647 | 492.614 | 2401.7647
5391 | 484.624 | 2404.341 | 484.624 | 2404.341
5392 | 480.8441 | 2422.8072 | 480.8441 | 2422.8072
5393 | 482.5538 | 2482.8284 | 482.5538 | 2482.8284
5394 | 500.8355 | 2587.9672 | 500.8355 | 2587.9672
5395 | 526.7552 | 2659.042 | 526.7552 | 2659.042
5396 | 565.0256 | 2716.1016 | 565.0256 | 2716.1016
5397 | 586.3762 | 2761.1344 | 586.3762 | 2761.1344
5398 | 597.5326 | 2785.1135 | 597.5326 | 2785.1135
5399 | 632.3874 | 2805.602 | 632.3874 | 2805.602
5400 | 622.549 | 2824.0015 | 622.549 | 2824.0015
5401 | 599.023 | 2823.0247 | 599.023 | 2823.0247
5402 | 597.0323 | 2826.0015 | 597.0323 | 2826.0015
5403 | 607.3663 | 2835.1444 | 607.3663 | 2835.1444
5404 | 631.4365 | 2792.1679 | 631.4365 | 2792.1679
5405 | 672.1473 | 2655.561 | 672.1473 | 2655.561
5406 | 677.5066 | 2545.5105 | 677.5066 | 2545.5105
5407 | 647.2345 | 2463.1783 | 647.2345 | 2463.1783
5408 | 625.3412 | 2395.7163 | 625.3412 | 2395.7163
5409 | 611.6792 | 2356.8897 | 611.6792 | 2356.8897
5410 | 588.8438 | 2361.1093 | 588.8438 | 2361.1093
5411 | 555.3225 | 2362.831 | 555.3225 | 2362.831
5412 | 523.1925 | 2390.2479 | 523.1925 | 2390.2479
5413 | 502.1399 | 2464.3233 | 502.1399 | 2464.3233
5414 | 486.6854 | 2508.0484 | 486.6854 | 2508.0484
5415 | 477.8315 | 2512.4075 | 477.8315 | 2512.4075
5416 | 473.2517 | 2501.8 | 473.2517 | 2501.8
5417 | 478.6502 | 2519.3077 | 478.6502 | 2519.3077
5418 | 494.5805 | 2568.219 | 494.5805 | 2568.219
5419 | 514.5117 | 2569.7637 | 514.5117 | 2569.7637
5420 | 551.5518 | 2543.0306 | 551.5518 | 2543.0306
5421 | 575.1287 | 2528.6817 | 575.1287 | 2528.6817
5422 | 590.7249 | 2533.5983 | 590.7249 | 2533.5983
5423 | 626.5236 | 2532.9672 | 626.5236 | 2532.9672
5424 | 615.7901 | 2532.5785 | 615.7901 | 2532.5785
5425 | 591.8183 | 2513.0878 | 591.8183 | 2513.0878
5426 | 593.9245 | 2475.7454 | 593.9245 | 2475.7454
5427 | 607.0719 | 2450.8775 | 607.0719 | 2450.8775
5428 | 625.2232 | 2404.4725 | 625.2232 | 2404.4725
5429 | 662.2134 | 2352.6182 | 662.2134 | 2352.6182
5430 | 670.5379 | 2342.8172 | 670.5379 | 2342.8172
5431 | 638.2722 | 2325.901 | 638.2722 | 2325.901
5432 | 619.6135 | 2319.8778 | 619.6135 | 2319.8778
5433 | 605.0497 | 2316.1591 | 605.0497 | 2316.1591
5434 | 583.7589 | 2297.8877 | 583.7589 | 2297.8877
5435 | 549.8323 | 2256.4101 | 549.8323 | 2256.4101
5436 | 521.2185 | 2236.1023 | 521.2185 | 2236.1023
5437 | 500.3949 | 2228.4421 | 500.3949 | 2228.4421
5438 | 490.1344 | 2226.9109 | 490.1344 | 2226.9109
5439 | 480.174 | 2227.5673 | 480.174 | 2227.5673
5440 | 473.2821 | 2236.7079 | 473.2821 | 2236.7079
5441 | 476.4692 | 2263.6783 | 476.4692 | 2263.6783
5442 | 486.4899 | 2321.5037 | 486.4899 | 2321.5037
5443 | 501.0922 | 2327.0255 | 501.0922 | 2327.0255
5444 | 531.1021 | 2317.0235 | 531.1021 | 2317.0235
5445 | 554.6325 | 2283.3379 | 554.6325 | 2283.3379
5446 | 573.7625 | 2267.6834 | 573.7625 | 2267.6834
5447 | 606.7661 | 2267.0523 | 606.7661 | 2267.0523
5448 | 605.8355 | 2297.2459 | 605.8355 | 2297.2459
5449 | 587.7331 | 2315.8802 | 587.7331 | 2315.8802
5450 | 592.4232 | 2334.0795 | 592.4232 | 2334.0795
5451 | 595.8298 | 2359.8164 | 595.8298 | 2359.8164
5452 | 613.1625 | 2367.0332 | 613.1625 | 2367.0332
5453 | 647.9683 | 2392.6632 | 647.9683 | 2392.6632
5454 | 654.907 | 2395.6162 | 654.907 | 2395.6162
5455 | 628.3239 | 2348.2548 | 628.3239 | 2348.2548
5456 | 607.8467 | 2283.2613 | 607.8467 | 2283.2613
5457 | 591.6478 | 2227.8408 | 591.6478 | 2227.8408
5458 | 576.0652 | 2181.7299 | 576.0652 | 2181.7299
5459 | 547.9598 | 2149.5779 | 547.9598 | 2149.5779
5460 | 520.7054 | 2189.0632 | 520.7054 | 2189.0632
5461 | 498.8758 | 2255.733 | 498.8758 | 2255.733
5462 | 485.5127 | 2287.3898 | 485.5127 | 2287.3898
5463 | 476.3055 | 2311.4971 | 476.3055 | 2311.4971
5464 | 472.5522 | 2334.4889 | 472.5522 | 2334.4889
5465 | 473.607 | 2379.9733 | 473.607 | 2379.9733
5466 | 484.6385 | 2464.2667 | 484.6385 | 2464.2667
5467 | 492.1411 | 2510.9306 | 492.1411 | 2510.9306
5468 | 513.7378 | 2533.2936 | 513.7378 | 2533.2936
5469 | 536.1764 | 2539.2415 | 536.1764 | 2539.2415
5470 | 554.527 | 2556.2264 | 554.527 | 2556.2264
5471 | 590.6922 | 2570.8179 | 590.6922 | 2570.8179
5472 | 593.9939 | 2580.5776 | 593.9939 | 2580.5776
5473 | 575.9195 | 2589.4749 | 575.9195 | 2589.4749
5474 | 577.145 | 2597.663 | 577.145 | 2597.663
5475 | 584.0959 | 2598.3033 | 584.0959 | 2598.3033
5476 | 603.1818 | 2540.7899 | 603.1818 | 2540.7899
5477 | 642.597 | 2398.1488 | 642.597 | 2398.1488
5478 | 641.2122 | 2278.6356 | 641.2122 | 2278.6356
5479 | 616.4603 | 2166.8183 | 616.4603 | 2166.8183
5480 | 603.1016 | 2089.7565 | 603.1016 | 2089.7565
5481 | 589.4054 | 2048.0499 | 589.4054 | 2048.0499
5482 | 570.9598 | 2031.5613 | 570.9598 | 2031.5613
5483 | 541.4911 | 2030.4031 | 541.4911 | 2030.4031
5484 | 515.691 | 2105.6819 | 515.691 | 2105.6819
5485 | 497.0712 | 2228.4421 | 497.0712 | 2228.4421
5486 | 483.7471 | 2249.4019 | 483.7471 | 2249.4019
5487 | 476.0715 | 2245.6698 | 476.0715 | 2245.6698
5488 | 470.388 | 2254.1247 | 470.388 | 2254.1247
5489 | 473.3622 | 2278.7638 | 473.3622 | 2278.7638
5490 | 481.0761 | 2348.1089 | 481.0761 | 2348.1089
5491 | 490.7277 | 2397.7899 | 490.7277 | 2397.7899
5492 | 509.8834 | 2416.7245 | 509.8834 | 2416.7245
5493 | 533.0351 | 2387.8387 | 533.0351 | 2387.8387
5494 | 554.0265 | 2388.7782 | 554.0265 | 2388.7782
5495 | 583.3014 | 2374.8445 | 583.3014 | 2374.8445
5496 | 585.7667 | 2384.7413 | 585.7667 | 2384.7413
5497 | 570.49 | 2380.6104 | 570.49 | 2380.6104
5498 | 570.5525 | 2416.0894 | 570.5525 | 2416.0894
5499 | 578.6242 | 2441.1406 | 578.6242 | 2441.1406
5500 | 599.091 | 2443.5575 | 599.091 | 2443.5575
5501 | 640.781 | 2456.4334 | 640.781 | 2456.4334
5502 | 643.1159 | 2449.1009 | 643.1159 | 2449.1009
5503 | 617.1338 | 2418.6078 | 617.1338 | 2418.6078
5504 | 598.6458 | 2406.5504 | 598.6458 | 2406.5504
5505 | 591.0032 | 2394.4661 | 591.0032 | 2394.4661
5506 | 569.1765 | 2377.8404 | 569.1765 | 2377.8404
5507 | 542.1536 | 2361.7338 | 542.1536 | 2361.7338
5508 | 513.8716 | 2369.2654 | 513.8716 | 2369.2654
5509 | 495.5455 | 2413.3071 | 495.5455 | 2413.3071
5510 | 482.5881 | 2436.8726 | 482.5881 | 2436.8726
5511 | 474.8268 | 2457.8257 | 474.8268 | 2457.8257
5512 | 469.756 | 2521.9596 | 469.756 | 2521.9596
5513 | 472.9114 | 2592.1292 | 472.9114 | 2592.1292
5514 | 485.2904 | 2690.1366 | 485.2904 | 2690.1366
5515 | 498.3866 | 2741.7376 | 498.3866 | 2741.7376
5516 | 527.5479 | 2767.8034 | 527.5479 | 2767.8034
5517 | 548.3222 | 2771.1457 | 548.3222 | 2771.1457
5518 | 563.0273 | 2772.2223 | 563.0273 | 2772.2223
5519 | 594.8444 | 2766.9284 | 594.8444 | 2766.9284
5520 | 593.7394 | 2769.4197 | 593.7394 | 2769.4197
5521 | 577.8124 | 2786.8197 | 577.8124 | 2786.8197
5522 | 576.8951 | 2806.939 | 576.8951 | 2806.939
5523 | 586.0976 | 2813.8877 | 586.0976 | 2813.8877
5524 | 605.1496 | 2755.4143 | 605.1496 | 2755.4143
5525 | 646.9911 | 2635.2642 | 646.9911 | 2635.2642
5526 | 653.0745 | 2549.899 | 653.0745 | 2549.899
5527 | 622.6667 | 2456.8699 | 622.6667 | 2456.8699
5528 | 609.1882 | 2373.7739 | 609.1882 | 2373.7739
5529 | 591.7622 | 2307.1078 | 591.7622 | 2307.1078
5530 | 574.0259 | 2260.4484 | 574.0259 | 2260.4484
5531 | 540.5237 | 2240.7762 | 540.5237 | 2240.7762
5532 | 508.3707 | 2279.3015 | 508.3707 | 2279.3015
5533 | 488.2333 | 2435.3867 | 488.2333 | 2435.3867
5534 | 479.0124 | 2497.2143 | 479.0124 | 2497.2143
5535 | 472.2361 | 2483.4709 | 472.2361 | 2483.4709
5536 | 466.2671 | 2498.5086 | 466.2671 | 2498.5086
5537 | 471.4525 | 2533.9817 | 471.4525 | 2533.9817
5538 | 486.5001 | 2589.6128 | 486.5001 | 2589.6128
5539 | 507.9898 | 2584.4377 | 507.9898 | 2584.4377
5540 | 545.6024 | 2566.6187 | 545.6024 | 2566.6187
5541 | 565.7691 | 2539.7901 | 565.7691 | 2539.7901
5542 | 583.4276 | 2500.2732 | 583.4276 | 2500.2732
5543 | 616.4958 | 2462.34 | 616.4958 | 2462.34
5544 | 607.4296 | 2420.6721 | 607.4296 | 2420.6721
5545 | 586.192 | 2379.1018 | 586.192 | 2379.1018
5546 | 590.6434 | 2334.2166 | 590.6434 | 2334.2166
5547 | 599.2926 | 2302.629 | 599.2926 | 2302.629
5548 | 616.3991 | 2215.9047 | 616.3991 | 2215.9047
5549 | 658.9344 | 2099.1831 | 658.9344 | 2099.1831
5550 | 671.0101 | 2031.7832 | 671.0101 | 2031.7832
5551 | 638.7775 | 1984.9704 | 638.7775 | 1984.9704
5552 | 619.0759 | 1953.302 | 619.0759 | 1953.302
5553 | 603.246 | 1932.5779 | 603.246 | 1932.5779
5554 | 579.1378 | 1924.592 | 579.1378 | 1924.592
5555 | 545.8565 | 1932.4849 | 545.8565 | 1932.4849
5556 | 513.7189 | 1979.1015 | 513.7189 | 1979.1015
5557 | 491.4537 | 2052.7655 | 491.4537 | 2052.7655
5558 | 481.4354 | 2120.4901 | 481.4354 | 2120.4901
5559 | 473.7875 | 2133.2148 | 473.7875 | 2133.2148
5560 | 468.9307 | 2121.0987 | 468.9307 | 2121.0987
5561 | 474.6145 | 2136.6865 | 474.6145 | 2136.6865
5562 | 489.6276 | 2192.4548 | 489.6276 | 2192.4548
5563 | 513.0558 | 2209.4964 | 513.0558 | 2209.4964
5564 | 548.2767 | 2209.6427 | 548.2767 | 2209.6427
5565 | 569.9674 | 2200.5052 | 569.9674 | 2200.5052
5566 | 585.4138 | 2177.0337 | 585.4138 | 2177.0337
5567 | 620.4716 | 2150.346 | 620.4716 | 2150.346
5568 | 615.6939 | 2117.1808 | 615.6939 | 2117.1808
5569 | 590.353 | 2083.7018 | 590.353 | 2083.7018
5570 | 591.5234 | 2055.2734 | 591.5234 | 2055.2734
5571 | 599.8845 | 2066.1992 | 599.8845 | 2066.1992
5572 | 617.7088 | 2071.496 | 617.7088 | 2071.496
5573 | 660.2824 | 2083.2748 | 660.2824 | 2083.2748
5574 | 667.7906 | 2090.2049 | 667.7906 | 2090.2049
5575 | 636.5242 | 2072.7401 | 636.5242 | 2072.7401
5576 | 614.6852 | 2054.3743 | 614.6852 | 2054.3743
5577 | 598.3557 | 2020.4848 | 598.3557 | 2020.4848
5578 | 576.704 | 1971.3568 | 576.704 | 1971.3568
5579 | 542.5403 | 1928.2336 | 542.5403 | 1928.2336
5580 | 516.0066 | 1925.6168 | 516.0066 | 1925.6168
5581 | 493.7643 | 1957.8645 | 493.7643 | 1957.8645
5582 | 485.572 | 2019.6921 | 485.572 | 2019.6921
5583 | 473.9697 | 2052.5763 | 473.9697 | 2052.5763
5584 | 468.458 | 2069.6711 | 468.458 | 2069.6711
5585 | 474.5906 | 2098.013 | 474.5906 | 2098.013
5586 | 488.2601 | 2148.2956 | 488.2601 | 2148.2956
5587 | 507.6254 | 2182.8912 | 507.6254 | 2182.8912
5588 | 545.0183 | 2188.1117 | 545.0183 | 2188.1117
5589 | 563.8058 | 2143.0435 | 563.8058 | 2143.0435
5590 | 579.2194 | 2119.0234 | 579.2194 | 2119.0234
5591 | 620.0331 | 2104.6783 | 620.0331 | 2104.6783
5592 | 617.9165 | 2124.0378 | 617.9165 | 2124.0378
5593 | 593.0668 | 2133.8951 | 593.0668 | 2133.8951
5594 | 588.2067 | 2134.6776 | 588.2067 | 2134.6776
5595 | 598.6378 | 2143.9577 | 598.6378 | 2143.9577
5596 | 614.3851 | 2130.4663 | 614.3851 | 2130.4663
5597 | 651.0084 | 2074.9093 | 651.0084 | 2074.9093
5598 | 661.7634 | 2020.5377 | 661.7634 | 2020.5377
5599 | 636.6489 | 1948.7654 | 636.6489 | 1948.7654
5600 | 612.968 | 1893.2345 | 612.968 | 1893.2345
5601 | 597.9232 | 1860.305 | 597.9232 | 1860.305
5602 | 575.2471 | 1835.7251 | 575.2471 | 1835.7251
5603 | 543.493 | 1829.3555 | 543.493 | 1829.3555
5604 | 517.6343 | 1890.6461 | 517.6343 | 1890.6461
5605 | 497.4525 | 2052.2169 | 497.4525 | 2052.2169
5606 | 484.8868 | 2149.0153 | 484.8868 | 2149.0153
5607 | 475.3739 | 2167.637 | 475.3739 | 2167.637
5608 | 471.6722 | 2124.5272 | 471.6722 | 2124.5272
5609 | 472.9196 | 2073.0534 | 472.9196 | 2073.0534
5610 | 486.4873 | 2145.2785 | 486.4873 | 2145.2785
5611 | 499.9798 | 2235.2787 | 499.9798 | 2235.2787
5612 | 530.7709 | 2257.3675 | 530.7709 | 2257.3675
5613 | 554.1387 | 2224.779 | 554.1387 | 2224.779
5614 | 572.0916 | 2219.9586 | 572.0916 | 2219.9586
5615 | 604.2435 | 2217.4076 | 604.2435 | 2217.4076
5616 | 601.1532 | 2215.236 | 601.1532 | 2215.236
5617 | 587.2246 | 2186.557 | 587.2246 | 2186.557
5618 | 589.9732 | 2144.5517 | 589.9732 | 2144.5517
5619 | 598.0704 | 2118.3125 | 598.0704 | 2118.3125
5620 | 609.7111 | 2090.1471 | 609.7111 | 2090.1471
5621 | 644.6243 | 2082.8634 | 644.6243 | 2082.8634
5622 | 655.0271 | 2095.142 | 655.0271 | 2095.142
5623 | 628.2165 | 2090.7055 | 628.2165 | 2090.7055
5624 | 602.6438 | 2068.4997 | 602.6438 | 2068.4997
5625 | 584.8975 | 2017.4677 | 584.8975 | 2017.4677
5626 | 568.6876 | 1929.2547 | 568.6876 | 1929.2547
5627 | 542.8339 | 1840.1896 | 542.8339 | 1840.1896
5628 | 515.4463 | 1815.4932 | 515.4463 | 1815.4932
5629 | 495.9577 | 1874.7575 | 495.9577 | 1874.7575
5630 | 484.2217 | 1991.4412 | 484.2217 | 1991.4412
5631 | 475.3566 | 2062.1762 | 475.3566 | 2062.1762
5632 | 468.927 | 2065.2826 | 468.927 | 2065.2826
5633 | 470.5109 | 2069.2135 | 470.5109 | 2069.2135
5634 | 478.6339 | 2137.7358 | 478.6339 | 2137.7358
5635 | 486.9803 | 2178.0912 | 486.9803 | 2178.0912
5636 | 510.6591 | 2190.3059 | 510.6591 | 2190.3059
5637 | 531.816 | 2177.6028 | 531.816 | 2177.6028
5638 | 546.1762 | 2178.6794 | 546.1762 | 2178.6794
5639 | 581.4181 | 2214.1162 | 581.4181 | 2214.1162
5640 | 576.3213 | 2260.6294 | 576.3213 | 2260.6294
5641 | 562.9305 | 2218.0992 | 562.9305 | 2218.0992
5642 | 562.4874 | 2149.4888 | 562.4874 | 2149.4888
5643 | 568.6272 | 2107.6156 | 568.6272 | 2107.6156
5644 | 582.495 | 2062.7191 | 582.495 | 2062.7191
5645 | 614.6993 | 2046.247 | 614.6993 | 2046.247
5646 | 623.2722 | 2017.1092 | 623.2722 | 2017.1092
5647 | 601.0901 | 1948.4911 | 601.0901 | 1948.4911
5648 | 589.218 | 1869.0979 | 589.218 | 1869.0979
5649 | 572.8257 | 1819.5743 | 572.8257 | 1819.5743
5650 | 555.4287 | 1784.2975 | 555.4287 | 1784.2975
5651 | 526.9935 | 1767.3681 | 526.9935 | 1767.3681
5652 | 502.0938 | 1795.4708 | 502.0938 | 1795.4708
5653 | 483.3854 | 1887.1001 | 483.3854 | 1887.1001
5654 | 472.2577 | 2043.4173 | 472.2577 | 2043.4173
5655 | 464.4398 | 2119.9122 | 464.4398 | 2119.9122
5656 | 455.3049 | 2181.3033 | 455.3049 | 2181.3033
5657 | 458.8112 | 2243.1073 | 458.8112 | 2243.1073
5658 | 465.3977 | 2337.8234 | 465.3977 | 2337.8234
5659 | 473.6211 | 2380.6474 | 473.6211 | 2380.6474
5660 | 495.8659 | 2394.782 | 495.8659 | 2394.782
5661 | 513.2512 | 2382.0789 | 513.2512 | 2382.0789
5662 | 536.427 | 2381.6469 | 536.427 | 2381.6469
5663 | 565.4077 | 2382.2501 | 565.4077 | 2382.2501
5664 | 558.8897 | 2384.6042 | 558.8897 | 2384.6042
5665 | 547.2132 | 2400.0843 | 547.2132 | 2400.0843
5666 | 547.5996 | 2435.9747 | 547.5996 | 2435.9747
5667 | 556.7399 | 2470.3514 | 556.7399 | 2470.3514
5668 | 573.3121 | 2382.3929 | 573.3121 | 2382.3929
5669 | 612.6082 | 2281.1682 | 612.6082 | 2281.1682
5670 | 621.457 | 2220.4882 | 621.457 | 2220.4882
5671 | 600.5055 | 2151.0472 | 600.5055 | 2151.0472
5672 | 582.1586 | 2085.7794 | 582.1586 | 2085.7794
5673 | 567.3969 | 2044.3472 | 567.3969 | 2044.3472
5674 | 548.9173 | 2024.2929 | 548.9173 | 2024.2929
5675 | 522.2416 | 2018.609 | 522.2416 | 2018.609
5676 | 499.3083 | 2062.7571 | 499.3083 | 2062.7571
5677 | 479.0994 | 2194.1571 | 479.0994 | 2194.1571
5678 | 467.68 | 2326.4747 | 467.68 | 2326.4747
5679 | 460.422 | 2357.3019 | 460.422 | 2357.3019
5680 | 455.0683 | 2403.8818 | 455.0683 | 2403.8818
5681 | 458.0848 | 2479.6742 | 458.0848 | 2479.6742
5682 | 468.0826 | 2617.0409 | 468.0826 | 2617.0409
5683 | 478.884 | 2686.8815 | 478.884 | 2686.8815
5684 | 509.2808 | 2720.9015 | 509.2808 | 2720.9015
5685 | 526.1125 | 2718.4838 | 526.1125 | 2718.4838
5686 | 545.3107 | 2705.0236 | 545.3107 | 2705.0236
5687 | 581.2408 | 2692.4613 | 581.2408 | 2692.4613
5688 | 576.356 | 2678.3585 | 576.356 | 2678.3585
5689 | 555.6915 | 2649.9538 | 555.6915 | 2649.9538
5690 | 557.5358 | 2622.8968 | 557.5358 | 2622.8968
5691 | 567.6694 | 2621.7543 | 567.6694 | 2621.7543
5692 | 582.3151 | 2510.7562 | 582.3151 | 2510.7562
5693 | 623.5159 | 2438.3309 | 623.5159 | 2438.3309
5694 | 637.9352 | 2400.1418 | 637.9352 | 2400.1418
5695 | 614.8091 | 2340.575 | 614.8091 | 2340.575
5696 | 594.5087 | 2282.1642 | 594.5087 | 2282.1642
5697 | 577.1972 | 2240.5948 | 577.1972 | 2240.5948
5698 | 556.4698 | 2209.9808 | 556.4698 | 2209.9808
5699 | 522.7991 | 2190.8571 | 522.7991 | 2190.8571
5700 | 497.3975 | 2218.2741 | 497.3975 | 2218.2741
5701 | 477.199 | 2309.492 | 477.199 | 2309.492
5702 | 466.5973 | 2428.3699 | 466.5973 | 2428.3699
5703 | 462.8892 | 2432.1805 | 462.8892 | 2432.1805
5704 | 454.6588 | 2447.2181 | 454.6588 | 2447.2181
5705 | 461.3862 | 2498.051 | 461.3862 | 2498.051
5706 | 477.4807 | 2601.8183 | 477.4807 | 2601.8183
5707 | 492.6298 | 2647.7965 | 492.6298 | 2647.7965
5708 | 532.7492 | 2664.8111 | 532.7492 | 2664.8111
5709 | 552.029 | 2668.1534 | 552.029 | 2668.1534
5710 | 571.567 | 2664.0187 | 571.567 | 2664.0187
5711 | 604.8891 | 2650.2221 | 604.8891 | 2650.2221
5712 | 596.5671 | 2623.2282 | 596.5671 | 2623.2282
5713 | 574.8586 | 2596.4691 | 574.8586 | 2596.4691
5714 | 574.3525 | 2578.6005 | 574.3525 | 2578.6005
5715 | 586.0826 | 2563.1954 | 586.0826 | 2563.1954
5716 | 595.495 | 2465.9113 | 595.495 | 2465.9113
5717 | 640.6631 | 2394.9946 | 640.6631 | 2394.9946
5718 | 658.4603 | 2344.7372 | 658.4603 | 2344.7372
5719 | 630.2374 | 2302.5871 | 630.2374 | 2302.5871
5720 | 608.9098 | 2268.8616 | 608.9098 | 2268.8616
5721 | 594.2841 | 2240.5948 | 594.2841 | 2240.5948
5722 | 570.64 | 2209.4322 | 570.64 | 2209.4322
5723 | 536.9826 | 2184.8229 | 536.9826 | 2184.8229
5724 | 504.687 | 2199.4858 | 504.687 | 2199.4858
5725 | 485.7904 | 2255.3216 | 485.7904 | 2255.3216
5726 | 476.5089 | 2323.1834 | 476.5089 | 2323.1834
5727 | 468.1244 | 2357.0276 | 468.1244 | 2357.0276
5728 | 461.1609 | 2376.7281 | 461.1609 | 2376.7281
5729 | 465.6096 | 2403.4242 | 465.6096 | 2403.4242
5730 | 479.3524 | 2477.8436 | 479.3524 | 2477.8436
5731 | 497.0116 | 2532.7359 | 497.0116 | 2532.7359
5732 | 542.3004 | 2558.9389 | 542.3004 | 2558.9389
5733 | 560.6591 | 2566.5324 | 560.6591 | 2566.5324
5734 | 574.376 | 2567.8834 | 574.376 | 2567.8834
5735 | 611.662 | 2557.6524 | 611.662 | 2557.6524
5736 | 607.4713 | 2543.4126 | 607.4713 | 2543.4126
5737 | 580.1581 | 2528.7218 | 580.1581 | 2528.7218
5738 | 575.2066 | 2535.1271 | 575.2066 | 2535.1271
5739 | 582.6222 | 2551.5385 | 582.6222 | 2551.5385
5740 | 597.3018 | 2455.3515 | 597.3018 | 2455.3515
5741 | 633.1691 | 2321.076 | 633.1691 | 2321.076
5742 | 652.2078 | 2208.0084 | 652.2078 | 2208.0084
5743 | 625.1313 | 2109.6309 | 625.1313 | 2109.6309
5744 | 606.1006 | 2040.1117 | 606.1006 | 2040.1117
5745 | 590.1296 | 1993.0567 | 590.1296 | 1993.0567
5746 | 570.1555 | 1952.5686 | 570.1555 | 1952.5686
5747 | 535.0918 | 1919.1823 | 535.0918 | 1919.1823
5748 | 505.7868 | 1963.3304 | 505.7868 | 1963.3304
5749 | 486.9906 | 2133.8154 | 486.9906 | 2133.8154
5750 | 474.7359 | 2238.705 | 474.7359 | 2238.705
5751 | 467.1429 | 2249.6468 | 467.1429 | 2249.6468
5752 | 463.441 | 2262.9017 | 463.441 | 2262.9017
5753 | 468.6015 | 2290.5578 | 468.6015 | 2290.5578
5754 | 480.9354 | 2354.8288 | 480.9354 | 2354.8288
5755 | 494.8758 | 2382.9787 | 494.8758 | 2382.9787
5756 | 534.0016 | 2394.3706 | 534.0016 | 2394.3706
5757 | 555.5857 | 2381.3932 | 555.5857 | 2381.3932
5758 | 569.8757 | 2364.7787 | 569.8757 | 2364.7787
5759 | 612.7099 | 2354.9592 | 612.7099 | 2354.9592
5760 | 605.492 | 2347.7135 | 605.492 | 2347.7135
5761 | 580.2616 | 2352.3595 | 580.2616 | 2352.3595
5762 | 584.6175 | 2366.9932 | 584.6175 | 2366.9932
5763 | 589.1385 | 2375.1761 | 589.1385 | 2375.1761
5764 | 599.7423 | 2215.6304 | 599.7423 | 2215.6304
5765 | 635.0546 | 2055.7097 | 635.0546 | 2055.7097
5766 | 661.6185 | 1925.6367 | 661.6185 | 1925.6367
5767 | 630.208 | 1795.7169 | 630.208 | 1795.7169
5768 | 610.0402 | 1711.6609 | 610.0402 | 1711.6609
5769 | 594.781 | 1666.663 | 594.781 | 1666.663
5770 | 572.0038 | 1633.5804 | 572.0038 | 1633.5804
5771 | 543.473 | 1617.0624 | 543.473 | 1617.0624
5772 | 513.6374 | 1669.0275 | 513.6374 | 1669.0275
5773 | 493.0241 | 1836.7696 | 493.0241 | 1836.7696
5774 | 483.0408 | 1991.5783 | 483.0408 | 1991.5783
5775 | 473.7185 | 2041.8794 | 473.7185 | 2041.8794
5776 | 475.0066 | 2090.5164 | 475.0066 | 2090.5164
5777 | 480.6748 | 2155.4747 | 480.6748 | 2155.4747
5778 | 490.2653 | 2247.7223 | 490.2653 | 2247.7223
5779 | 498.9808 | 2301.5174 | 498.9808 | 2301.5174
5780 | 530.1411 | 2343.0802 | 530.1411 | 2343.0802
5781 | 550.8267 | 2352.1823 | 550.8267 | 2352.1823
5782 | 570.6544 | 2356.8246 | 570.6544 | 2356.8246
5783 | 605.9151 | 2361.1305 | 605.9151 | 2361.1305
5784 | 607.7518 | 2364.7189 | 607.7518 | 2364.7189
5785 | 588.3722 | 2346.1882 | 588.3722 | 2346.1882
5786 | 588.986 | 2292.8003 | 588.986 | 2292.8003
5787 | 595.719 | 2237.2131 | 595.719 | 2237.2131
5788 | 607.7599 | 2106.4668 | 607.7599 | 2106.4668
5789 | 638.2437 | 1908.6953 | 638.2437 | 1908.6953
5790 | 655.5515 | 1788.7707 | 655.5515 | 1788.7707
5791 | 630.1852 | 1681.0677 | 630.1852 | 1681.0677
5792 | 609.3379 | 1600.0288 | 609.3379 | 1600.0288
5793 | 594.4797 | 1555.5794 | 594.4797 | 1555.5794
5794 | 575.618 | 1540.0508 | 575.618 | 1540.0508
5795 | 548.5884 | 1538.8925 | 548.5884 | 1538.8925
5796 | 517.1301 | 1475.1345 | 517.1301 | 1475.1345
5797 | 498.7756 | 1563.3339 | 498.7756 | 1563.3339
5798 | 490.2756 | 1622.9987 | 490.2756 | 1622.9987
5799 | 483.5443 | 1645.1003 | 483.5443 | 1645.1003
5800 | 480.7905 | 1680.5327 | 480.7905 | 1680.5327
5801 | 484.5212 | 1771.8333 | 484.5212 | 1771.8333
5802 | 490.9145 | 1857.7161 | 490.9145 | 1857.7161
5803 | 493.2245 | 1928.2221 | 493.2245 | 1928.2221
5804 | 514.2103 | 1973.5441 | 514.2103 | 1973.5441
5805 | 540.7258 | 2005.1555 | 540.7258 | 2005.1555
5806 | 555.7098 | 2033.0569 | 555.7098 | 2033.0569
5807 | 589.3294 | 2060.6334 | 589.3294 | 2060.6334
5808 | 587.4999 | 2083.302 | 587.4999 | 2083.302
5809 | 574.7956 | 2103.3712 | 574.7956 | 2103.3712
5810 | 574.0617 | 2122.6375 | 574.0617 | 2122.6375
5811 | 572.8354 | 2128.2029 | 572.8354 | 2128.2029
5812 | 580.9687 | 2025.9941 | 580.9687 | 2025.9941
5813 | 607.1886 | 1832.7883 | 607.1886 | 1832.7883
5814 | 633.813 | 1712.3518 | 633.813 | 1712.3518
5815 | 612.3092 | 1620.8923 | 612.3092 | 1620.8923
5816 | 594.4584 | 1557.0505 | 594.4584 | 1557.0505
5817 | 581.3674 | 1500.2198 | 581.3674 | 1500.2198
5818 | 566.9611 | 1443.7548 | 566.9611 | 1443.7548
5819 | 535.0317 | 1432.409 | 535.0317 | 1432.409
5820 | 513.3534 | 1503.0425 | 513.3534 | 1503.0425
5821 | 493.3341 | 1690.9136 | 493.3341 | 1690.9136
5822 | 481.8427 | 1832.7591 | 481.8427 | 1832.7591
5823 | 474.3132 | 1827.5957 | 474.3132 | 1827.5957
5824 | 469.4226 | 1847.7237 | 469.4226 | 1847.7237
5825 | 471.5999 | 1905.3289 | 471.5999 | 1905.3289
5826 | 476.9137 | 1958.931 | 476.9137 | 1958.931
5827 | 486.7482 | 1974.1353 | 486.7482 | 1974.1353
5828 | 516.2417 | 1965.699 | 516.2417 | 1965.699
5829 | 537.9077 | 1928.2477 | 537.9077 | 1928.2477
5830 | 555.6277 | 1888.6296 | 555.6277 | 1888.6296
5831 | 585.8109 | 1887.1406 | 585.8109 | 1887.1406
5832 | 584.0883 | 1918.6831 | 584.0883 | 1918.6831
5833 | 565.9781 | 1951.4846 | 565.9781 | 1951.4846
5834 | 567.4236 | 1985.4122 | 567.4236 | 1985.4122
5835 | 571.4572 | 2023.0011 | 571.4572 | 2023.0011
5836 | 585.2713 | 1997.8288 | 585.2713 | 1997.8288
5837 | 620.2303 | 1952.1369 | 620.2303 | 1952.1369
5838 | 637.348 | 1930.8577 | 637.348 | 1930.8577
5839 | 616.3514 | 1925.0514 | 616.3514 | 1925.0514
5840 | 597.5347 | 1934.9023 | 597.5347 | 1934.9023
5841 | 584.0152 | 1942.7616 | 584.0152 | 1942.7616
5842 | 563.2316 | 1922.6928 | 563.2316 | 1922.6928
5843 | 536.927 | 1907.7459 | 536.927 | 1907.7459
5844 | 511.1584 | 1925.007 | 511.1584 | 1925.007
5845 | 493.2124 | 2025.0384 | 493.2124 | 2025.0384
5846 | 482.8696 | 2167.527 | 482.8696 | 2167.527
5847 | 474.7759 | 2217.7939 | 474.7759 | 2217.7939
5848 | 472.204 | 2290.5227 | 472.204 | 2290.5227
5849 | 476.2988 | 2401.3718 | 476.2988 | 2401.3718
5850 | 481.2194 | 2484.6825 | 481.2194 | 2484.6825
5851 | 498.0465 | 2555.3171 | 498.0465 | 2555.3171
5852 | 530.9664 | 2603.2113 | 530.9664 | 2603.2113
5853 | 549.9328 | 2635.7229 | 549.9328 | 2635.7229
5854 | 563.176 | 2657.9655 | 563.176 | 2657.9655
5855 | 600.3178 | 2671.7809 | 600.3178 | 2671.7809
5856 | 592.5675 | 2673.8722 | 592.5675 | 2673.8722
5857 | 570.4706 | 2674.7787 | 570.4706 | 2674.7787
5858 | 567.4976 | 2671.0241 | 567.4976 | 2671.0241
5859 | 573.6459 | 2638.5213 | 573.6459 | 2638.5213
5860 | 585.0957 | 2455.8037 | 585.0957 | 2455.8037
5861 | 613.4087 | 2349.923 | 613.4087 | 2349.923
5862 | 644.4003 | 2262.1531 | 644.4003 | 2262.1531
5863 | 619.4173 | 2173.0086 | 619.4173 | 2173.0086
5864 | 598.3644 | 2098.6209 | 598.3644 | 2098.6209
5865 | 582.4096 | 2045.3911 | 582.4096 | 2045.3911
5866 | 565.7537 | 1997.1571 | 565.7537 | 1997.1571
5867 | 532.0669 | 1982.9819 | 532.0669 | 1982.9819
5868 | 507.5974 | 2013.7468 | 507.5974 | 2013.7468
5869 | 488.0307 | 2173.0668 | 488.0307 | 2173.0668
5870 | 477.0323 | 2356.4529 | 477.0323 | 2356.4529
5871 | 469.5545 | 2374.8248 | 469.5545 | 2374.8248
5872 | 465.7844 | 2405.1129 | 465.7844 | 2405.1129
5873 | 472.4588 | 2465.0331 | 472.4588 | 2465.0331
5874 | 481.0027 | 2511.6903 | 481.0027 | 2511.6903
5875 | 500.5498 | 2529.0809 | 500.5498 | 2529.0809
5876 | 541.4834 | 2521.5449 | 541.4834 | 2521.5449
5877 | 563.2702 | 2513.4163 | 563.2702 | 2513.4163
5878 | 577.9064 | 2507.365 | 577.9064 | 2507.365
5879 | 615.7895 | 2500.9889 | 615.7895 | 2500.9889
5880 | 608.8366 | 2503.2087 | 608.8366 | 2503.2087
5881 | 582.3126 | 2516.2044 | 582.3126 | 2516.2044
5882 | 584.1099 | 2514.3789 | 584.1099 | 2514.3789
5883 | 587.2103 | 2474.5455 | 587.2103 | 2474.5455
5884 | 599.3065 | 2335.8119 | 599.3065 | 2335.8119
5885 | 627.7692 | 2165.7556 | 627.7692 | 2165.7556
5886 | 652.8491 | 2044.9334 | 652.8491 | 2044.9334
5887 | 622.5595 | 1951.9306 | 622.5595 | 1951.9306
5888 | 605.157 | 1880.1151 | 605.157 | 1880.1151
5889 | 591.0566 | 1835.6307 | 591.0566 | 1835.6307
5890 | 566.297 | 1800.0003 | 566.297 | 1800.0003
5891 | 533.4786 | 1797.1426 | 533.4786 | 1797.1426
5892 | 504.6748 | 1844.8839 | 504.6748 | 1844.8839
5893 | 483.4089 | 1961.763 | 483.4089 | 1961.763
5894 | 473.1804 | 2014.7401 | 473.1804 | 2014.7401
5895 | 465.8211 | 2014.2067 | 465.8211 | 2014.2067
5896 | 464.8154 | 2012.0854 | 464.8154 | 2012.0854
5897 | 471.1635 | 2038.8245 | 471.1635 | 2038.8245
5898 | 478.3567 | 2061.9464 | 478.3567 | 2061.9464
5899 | 501.5177 | 2087.6966 | 501.5177 | 2087.6966
5900 | 538.9822 | 2115.6565 | 538.9822 | 2115.6565
5901 | 561.0029 | 2132.8638 | 561.0029 | 2132.8638
5902 | 580.6067 | 2131.0566 | 580.6067 | 2131.0566
5903 | 620.2947 | 2119.0217 | 620.2947 | 2119.0217
5904 | 610.3971 | 2108.6379 | 610.3971 | 2108.6379
5905 | 584.6714 | 2116.7465 | 584.6714 | 2116.7465
5906 | 585.3745 | 2136.7844 | 585.3745 | 2136.7844
5907 | 590.5862 | 2153.2815 | 590.5862 | 2153.2815
5908 | 602.3111 | 2148.9438 | 602.3111 | 2148.9438
5909 | 630.5466 | 2042.0343 | 630.5466 | 2042.0343
5910 | 660.2776 | 1930.9863 | 660.2776 | 1930.9863
5911 | 635.8236 | 1877.8521 | 635.8236 | 1877.8521
5912 | 612.8267 | 1851.1782 | 612.8267 | 1851.1782
5913 | 596.7332 | 1841.5467 | 596.7332 | 1841.5467
5914 | 569.3327 | 1831.638 | 569.3327 | 1831.638
5915 | 536.8778 | 1843.0559 | 536.8778 | 1843.0559
5916 | 506.4813 | 1898.2564 | 506.4813 | 1898.2564
5917 | 485.8057 | 2064.6498 | 485.8057 | 2064.6498
5918 | 473.5374 | 2175.5007 | 473.5374 | 2175.5007
5919 | 466.5018 | 2185.2559 | 466.5018 | 2185.2559
5920 | 463.9895 | 2189.1792 | 463.9895 | 2189.1792
5921 | 468.2844 | 2218.1048 | 468.2844 | 2218.1048
5922 | 474.7209 | 2238.2687 | 474.7209 | 2238.2687
5923 | 497.6581 | 2254.5018 | 497.6581 | 2254.5018
5924 | 536.4646 | 2260.4697 | 536.4646 | 2260.4697
5925 | 561.6382 | 2280.5063 | 561.6382 | 2280.5063
5926 | 578.7219 | 2309.4365 | 578.7219 | 2309.4365
5927 | 616.0922 | 2335.9842 | 616.0922 | 2335.9842
5928 | 605.4913 | 2352.8654 | 605.4913 | 2352.8654
5929 | 577.395 | 2359.0449 | 577.395 | 2359.0449
5930 | 579.111 | 2366.9936 | 579.111 | 2366.9936
5931 | 578.1652 | 2345.4226 | 578.1652 | 2345.4226
5932 | 586.1366 | 2219.4213 | 586.1366 | 2219.4213
5933 | 614.609 | 2011.6827 | 614.609 | 2011.6827
5934 | 644.4663 | 1867.1965 | 644.4663 | 1867.1965
5935 | 622.9304 | 1770.0782 | 622.9304 | 1770.0782
5936 | 601.2182 | 1703.6642 | 601.2182 | 1703.6642
5937 | 582.5561 | 1667.025 | 582.5561 | 1667.025
5938 | 560.7485 | 1647.5993 | 560.7485 | 1647.5993
5939 | 530.3235 | 1661.3321 | 530.3235 | 1661.3321
5940 | 501.1758 | 1731.7084 | 501.1758 | 1731.7084
5941 | 483.6186 | 1943.8864 | 483.6186 | 1943.8864
5942 | 474.848 | 2115.6978 | 474.848 | 2115.6978
5943 | 466.7739 | 2124.4241 | 466.7739 | 2124.4241
5944 | 463.2037 | 2127.9616 | 463.2037 | 2127.9616
5945 | 468.0663 | 2179.908 | 468.0663 | 2179.908
5946 | 471.368 | 2234.2818 | 471.368 | 2234.2818
5947 | 485.0927 | 2265.0477 | 485.0927 | 2265.0477
5948 | 518.4205 | 2262.656 | 518.4205 | 2262.656
5949 | 541.3457 | 2261.4723 | 541.3457 | 2261.4723
5950 | 561.2674 | 2255.6782 | 561.2674 | 2255.6782
5951 | 589.7047 | 2238.6276 | 589.7047 | 2238.6276
5952 | 583.1152 | 2211.6533 | 583.1152 | 2211.6533
5953 | 566.3085 | 2190.9536 | 566.3085 | 2190.9536
5954 | 564.7682 | 2182.8263 | 564.7682 | 2182.8263
5955 | 572.7746 | 2160.2264 | 572.7746 | 2160.2264
5956 | 580.5098 | 2065.7341 | 580.5098 | 2065.7341
5957 | 608.5713 | 1905.3234 | 608.5713 | 1905.3234
5958 | 635.8888 | 1785.0156 | 635.8888 | 1785.0156
5959 | 610.3179 | 1705.0023 | 610.3179 | 1705.0023
5960 | 590.8661 | 1649.1342 | 590.8661 | 1649.1342
5961 | 575.2481 | 1615.3243 | 575.2481 | 1615.3243
5962 | 554.3131 | 1589.0824 | 554.3131 | 1589.0824
5963 | 529.7057 | 1596.1276 | 529.7057 | 1596.1276
5964 | 501.2575 | 1644.6405 | 501.2575 | 1644.6405
5965 | 483.3077 | 1764.992 | 483.3077 | 1764.992
5966 | 477.582 | 1854.1081 | 477.582 | 1854.1081
5967 | 465.3989 | 1885.4696 | 465.3989 | 1885.4696
5968 | 460.6595 | 1919.23 | 460.6595 | 1919.23
5969 | 461.9819 | 1982.2368 | 461.9819 | 1982.2368
5970 | 462.7903 | 2030.4373 | 462.7903 | 2030.4373
5971 | 472.9087 | 2064.9329 | 472.9087 | 2064.9329
5972 | 495.403 | 2082.4755 | 495.403 | 2082.4755
5973 | 520.4071 | 2068.4309 | 520.4071 | 2068.4309
5974 | 542.4457 | 2039.3587 | 542.4457 | 2039.3587
5975 | 571.4893 | 2019.2215 | 571.4893 | 2019.2215
5976 | 570.6977 | 2006.3941 | 570.6977 | 2006.3941
5977 | 559.0774 | 2000.8702 | 559.0774 | 2000.8702
5978 | 557.5195 | 1997.7587 | 557.5195 | 1997.7587
5979 | 560.0766 | 1996.1219 | 560.0766 | 1996.1219
5980 | 570.0764 | 1967.9917 | 570.0764 | 1967.9917
5981 | 586.5123 | 1872.5283 | 586.5123 | 1872.5283
5982 | 608.1975 | 1800.32 | 608.1975 | 1800.32
5983 | 600.3635 | 1739.0835 | 600.3635 | 1739.0835
5984 | 587.0753 | 1704.5645 | 587.0753 | 1704.5645
5985 | 573.5609 | 1683.7441 | 573.5609 | 1683.7441
5986 | 551.8998 | 1660.2029 | 551.8998 | 1660.2029
5987 | 527.9315 | 1666.4764 | 527.9315 | 1666.4764
5988 | 502.729 | 1708.1731 | 502.729 | 1708.1731
5989 | 481.4823 | 1819.6506 | 481.4823 | 1819.6506
5990 | 473.6137 | 1915.8402 | 473.6137 | 1915.8402
5991 | 464.8685 | 1954.4037 | 464.8685 | 1954.4037
5992 | 461.6285 | 1984.5631 | 461.6285 | 1984.5631
5993 | 461.7619 | 2039.0817 | 461.7619 | 2039.0817
5994 | 466.0773 | 2066.0619 | 466.0773 | 2066.0619
5995 | 476.0993 | 2061.0747 | 476.0993 | 2061.0747
5996 | 499.3419 | 2030.7749 | 499.3419 | 2030.7749
5997 | 521.143 | 2001.6831 | 521.143 | 2001.6831
5998 | 543.5949 | 1983.2854 | 543.5949 | 1983.2854
5999 | 570.9196 | 1971.1219 | 570.9196 | 1971.1219
6000 | 566.7342 | 1963.1817 | 566.7342 | 1963.1817
6001 | 557.4871 | 1962.2877 | 557.4871 | 1962.2877
6002 | 558.4471 | 1965.9924 | 558.4471 | 1965.9924
6003 | 562.179 | 1959.2113 | 562.179 | 1959.2113
6004 | 570.6304 | 1925.5509 | 570.6304 | 1925.5509
6005 | 583.6196 | 1844.8775 | 583.6196 | 1844.8775
6006 | 594.6483 | 1781.4146 | 594.6483 | 1781.4146
6007 | 598.7814 | 1712.5902 | 598.7814 | 1712.5902
6008 | 584.0654 | 1658.394 | 584.0654 | 1658.394
6009 | 570.9392 | 1621.3689 | 570.9392 | 1621.3689
6010 | 550.9531 | 1589.4682 | 550.9531 | 1589.4682
6011 | 521.471 | 1583.1381 | 521.471 | 1583.1381
6012 | 501.355 | 1646.9554 | 501.355 | 1646.9554
6013 | 481.2404 | 1817.8501 | 481.2404 | 1817.8501
6014 | 471.1661 | 1998.7926 | 471.1661 | 1998.7926
6015 | 461.4611 | 2053.4322 | 461.4611 | 2053.4322
6016 | 460.7602 | 2103.3974 | 460.7602 | 2103.3974
6017 | 460.6361 | 2127.4358 | 460.6361 | 2127.4358
6018 | 473.1031 | 2129.4659 | 473.1031 | 2129.4659
6019 | 488.2261 | 2118.0482 | 488.2261 | 2118.0482
6020 | 517.1676 | 2139.5777 | 517.1676 | 2139.5777
6021 | 532.8495 | 2071.0031 | 532.8495 | 2071.0031
6022 | 551.1649 | 2030.0989 | 551.1649 | 2030.0989
6023 | 581.5912 | 2010.4761 | 581.5912 | 2010.4761
6024 | 583.7913 | 1976.0425 | 583.7913 | 1976.0425
6025 | 564.4207 | 1944.7969 | 564.4207 | 1944.7969
6026 | 561.7499 | 1907.4755 | 561.7499 | 1907.4755
6027 | 566.6859 | 1884.104 | 566.6859 | 1884.104
6028 | 576.2999 | 1889.2833 | 576.2999 | 1889.2833
6029 | 592.3939 | 1896.7067 | 592.3939 | 1896.7067
6030 | 606.6168 | 1885.5875 | 606.6168 | 1885.5875
6031 | 612.0363 | 1874.251 | 612.0363 | 1874.251
6032 | 595.1394 | 1874.5849 | 595.1394 | 1874.5849
6033 | 580.0597 | 1877.4284 | 580.0597 | 1877.4284
6034 | 552.6835 | 1842.9555 | 552.6835 | 1842.9555
6035 | 521.3467 | 1801.1295 | 521.3467 | 1801.1295
6036 | 495.5378 | 1766.9471 | 495.5378 | 1766.9471
6037 | 475.2029 | 1761.9054 | 475.2029 | 1761.9054
6038 | 463.9923 | 1771.6701 | 463.9923 | 1771.6701
6039 | 460.9053 | 1773.5802 | 460.9053 | 1773.5802
6040 | 458.0892 | 1791.136 | 458.0892 | 1791.136
6041 | 464.7645 | 1845.9118 | 464.7645 | 1845.9118
6042 | 479.55 | 1906.5874 | 479.55 | 1906.5874
6043 | 500.5327 | 1946.2273 | 500.5327 | 1946.2273
6044 | 540.1087 | 1960.4261 | 540.1087 | 1960.4261
6045 | 563.8444 | 1983.5493 | 563.8444 | 1983.5493
6046 | 585.5229 | 2004.2486 | 585.5229 | 2004.2486
6047 | 614.2157 | 2022.3081 | 614.2157 | 2022.3081
6048 | 609.5002 | 2037.9032 | 609.5002 | 2037.9032
6049 | 585.2108 | 2046.1404 | 585.2108 | 2046.1404
6050 | 579.769 | 2051.7742 | 579.769 | 2051.7742
6051 | 584.5946 | 2033.6756 | 584.5946 | 2033.6756
6052 | 591.6831 | 2020.5925 | 591.6831 | 2020.5925
6053 | 606.4528 | 2017.0842 | 606.4528 | 2017.0842
6054 | 616.8288 | 1976.5137 | 616.8288 | 1976.5137
6055 | 621.2514 | 1911.6761 | 621.2514 | 1911.6761
6056 | 610.1631 | 1825.5851 | 610.1631 | 1825.5851
6057 | 593.8421 | 1751.778 | 593.8421 | 1751.778
6058 | 561.6855 | 1707.5308 | 561.6855 | 1707.5308
6059 | 531.1853 | 1700.6863 | 531.1853 | 1700.6863
6060 | 502.5272 | 1714.3463 | 502.5272 | 1714.3463
6061 | 481.8677 | 1775.9238 | 481.8677 | 1775.9238
6062 | 470.046 | 1942.2049 | 470.046 | 1942.2049
6063 | 464.7148 | 2003.1463 | 464.7148 | 2003.1463
6064 | 462.4519 | 2008.3557 | 462.4519 | 2008.3557
6065 | 466.8987 | 2044.4833 | 466.8987 | 2044.4833
6066 | 483.6234 | 2064.9044 | 483.6234 | 2064.9044
6067 | 505.9083 | 2065.7046 | 505.9083 | 2065.7046
6068 | 545.1378 | 2032.9613 | 545.1378 | 2032.9613
6069 | 570.9932 | 2000.6542 | 570.9932 | 2000.6542
6070 | 585.8539 | 1979.1699 | 585.8539 | 1979.1699
6071 | 615.254 | 1956.975 | 615.254 | 1956.975
6072 | 608.5988 | 1955.5938 | 608.5988 | 1955.5938
6073 | 577.1925 | 1977.0777 | 577.1925 | 1977.0777
6074 | 574.2947 | 1987.2128 | 574.2947 | 1987.2128
6075 | 581.3151 | 1985.1902 | 581.3151 | 1985.1902
6076 | 583.2888 | 1969.6636 | 583.2888 | 1969.6636
6077 | 596.8122 | 1959.339 | 596.8122 | 1959.339
6078 | 611.511 | 1925.0703 | 611.511 | 1925.0703
6079 | 615.3905 | 1884.4111 | 615.3905 | 1884.4111
6080 | 605.2349 | 1834.8449 | 605.2349 | 1834.8449
6081 | 589.7095 | 1787.7883 | 589.7095 | 1787.7883
6082 | 561.7997 | 1741.0976 | 561.7997 | 1741.0976
6083 | 525.4107 | 1720.7492 | 525.4107 | 1720.7492
6084 | 498.5267 | 1722.963 | 498.5267 | 1722.963
6085 | 479.4719 | 1770.6508 | 479.4719 | 1770.6508
6086 | 471.9265 | 1904.7798 | 471.9265 | 1904.7798
6087 | 461.96 | 2024.7525 | 461.96 | 2024.7525
6088 | 461.4389 | 2099.5391 | 461.4389 | 2099.5391
6089 | 467.4596 | 2189.1678 | 467.4596 | 2189.1678
6090 | 479.0217 | 2231.581 | 479.0217 | 2231.581
6091 | 503.715 | 2232.1239 | 503.715 | 2232.1239
6092 | 542.3237 | 2220.7297 | 542.3237 | 2220.7297
6093 | 564.3613 | 2197.9397 | 564.3613 | 2197.9397
6094 | 586.8555 | 2161.4082 | 586.8555 | 2161.4082
6095 | 609.7114 | 2108.9902 | 609.7114 | 2108.9902
6096 | 605.8617 | 2061.3099 | 605.8617 | 2061.3099
6097 | 578.0578 | 2012.0592 | 578.0578 | 2012.0592
6098 | 572.3306 | 1981.2968 | 572.3306 | 1981.2968
6099 | 577.4818 | 1964.4843 | 577.4818 | 1964.4843
6100 | 582.0458 | 1941.6269 | 582.0458 | 1941.6269
6101 | 595.4891 | 1920.7565 | 595.4891 | 1920.7565
6102 | 603.8679 | 1886.6163 | 603.8679 | 1886.6163
6103 | 610.638 | 1847.7577 | 610.638 | 1847.7577
6104 | 596.384 | 1818.5116 | 596.384 | 1818.5116
6105 | 579.4376 | 1798.4628 | 579.4376 | 1798.4628
6106 | 555.0203 | 1768.234 | 555.0203 | 1768.234
6107 | 527.5501 | 1753.0299 | 527.5501 | 1753.0299
6108 | 501.351 | 1746.627 | 501.351 | 1746.627
6109 | 481.605 | 1752.2598 | 481.605 | 1752.2598
6110 | 470.1669 | 1765.6255 | 470.1669 | 1765.6255
6111 | 462.9262 | 1786.5696 | 462.9262 | 1786.5696
6112 | 462.7914 | 1820.9731 | 462.7914 | 1820.9731
6113 | 465.8708 | 1868.5469 | 465.8708 | 1868.5469
6114 | 477.8737 | 1886.6531 | 477.8737 | 1886.6531
6115 | 491.5447 | 1890.797 | 491.5447 | 1890.797
6116 | 524.8555 | 1897.1507 | 524.8555 | 1897.1507
6117 | 554.1165 | 1954.8696 | 554.1165 | 1954.8696
6118 | 573.0547 | 1967.981 | 573.0547 | 1967.981
6119 | 598.3579 | 1943.7283 | 598.3579 | 1943.7283
6120 | 591.7182 | 1905.1792 | 591.7182 | 1905.1792
6121 | 574.4482 | 1882.8077 | 574.4482 | 1882.8077
6122 | 568.3081 | 1885.3548 | 568.3081 | 1885.3548
6123 | 565.2303 | 1884.8756 | 565.2303 | 1884.8756
6124 | 573.3702 | 1851.3438 | 573.3702 | 1851.3438
6125 | 576.6315 | 1807.8382 | 576.6315 | 1807.8382
6126 | 587.0777 | 1741.9318 | 587.0777 | 1741.9318
6127 | 597.4468 | 1702.6873 | 597.4468 | 1702.6873
6128 | 592.9973 | 1688.8742 | 592.9973 | 1688.8742
6129 | 572.546 | 1687.6023 | 572.546 | 1687.6023
6130 | 546.1902 | 1673.5782 | 546.1902 | 1673.5782
6131 | 520.1134 | 1654.6444 | 520.1134 | 1654.6444
6132 | 494.5665 | 1643.3544 | 494.5665 | 1643.3544
6133 | 477.0942 | 1686.2836 | 477.0942 | 1686.2836
6134 | 467.277 | 1794.5624 | 467.277 | 1794.5624
6135 | 461.6534 | 1822.1942 | 461.6534 | 1822.1942
6136 | 461.7035 | 1828.3038 | 461.7035 | 1828.3038
6137 | 461.9961 | 1878.5784 | 461.9961 | 1878.5784
6138 | 469.8012 | 1910.9601 | 469.8012 | 1910.9601
6139 | 478.2931 | 1926.6788 | 478.2931 | 1926.6788
6140 | 502.6755 | 1926.0876 | 502.6755 | 1926.0876
6141 | 523.9796 | 1913.5863 | 523.9796 | 1913.5863
6142 | 542.6824 | 1880.7844 | 542.6824 | 1880.7844
6143 | 567.8903 | 1856.2745 | 567.8903 | 1856.2745
6144 | 555.9793 | 1847.434 | 555.9793 | 1847.434
6145 | 540.9584 | 1839.338 | 540.9584 | 1839.338
6146 | 537.3481 | 1828.7671 | 537.3481 | 1828.7671
6147 | 537.6365 | 1801.7945 | 537.6365 | 1801.7945
6148 | 542.3333 | 1772.3782 | 542.3333 | 1772.3782
6149 | 561.4169 | 1744.0484 | 561.4169 | 1744.0484
6150 | 566.8993 | 1686.3729 | 566.8993 | 1686.3729
6151 | 580.0115 | 1616.5196 | 580.0115 | 1616.5196
6152 | 577.4836 | 1547.2763 | 577.4836 | 1547.2763
6153 | 559.5332 | 1495.7185 | 559.5332 | 1495.7185
6154 | 537.729 | 1460.6025 | 537.729 | 1460.6025
6155 | 511.0174 | 1458.5165 | 511.0174 | 1458.5165
6156 | 487.0478 | 1484.1371 | 487.0478 | 1484.1371
6157 | 469.7525 | 1531.1818 | 469.7525 | 1531.1818
6158 | 458.6119 | 1544.4189 | 458.6119 | 1544.4189
6159 | 451.6461 | 1536.4261 | 451.6461 | 1536.4261
6160 | 451.0844 | 1542.793 | 451.0844 | 1542.793
6161 | 453.3246 | 1582.393 | 453.3246 | 1582.393
6162 | 458.6776 | 1605.1291 | 458.6776 | 1605.1291
6163 | 472.0961 | 1606.315 | 472.0961 | 1606.315
6164 | 495.5647 | 1591.9628 | 495.5647 | 1591.9628
6165 | 513.6641 | 1568.0153 | 513.6641 | 1568.0153
6166 | 535.7659 | 1530.9694 | 535.7659 | 1530.9694
6167 | 561.5424 | 1495.9136 | 561.5424 | 1495.9136
6168 | 560.1188 | 1464.438 | 560.1188 | 1464.438
6169 | 547.9711 | 1448.111 | 547.9711 | 1448.111
6170 | 545.9066 | 1443.8419 | 545.9066 | 1443.8419
6171 | 551.345 | 1442.4624 | 551.345 | 1442.4624
6172 | 556.9052 | 1449.0564 | 556.9052 | 1449.0564
6173 | 568.6984 | 1444.262 | 568.6984 | 1444.262
6174 | 576.6845 | 1411.1508 | 576.6845 | 1411.1508
6175 | 584.6118 | 1370.6202 | 584.6118 | 1370.6202
6176 | 580.7474 | 1307.1643 | 580.7474 | 1307.1643
6177 | 566.0007 | 1258.05 | 566.0007 | 1258.05
6178 | 539.8343 | 1210.0732 | 539.8343 | 1210.0732
6179 | 512.7463 | 1191.6539 | 512.7463 | 1191.6539
6180 | 487.6632 | 1235.0224 | 487.6632 | 1235.0224
6181 | 468.8987 | 1308.3033 | 468.8987 | 1308.3033
6182 | 458.4536 | 1378.7711 | 458.4536 | 1378.7711
6183 | 452.9785 | 1408.4607 | 452.9785 | 1408.4607
6184 | 452.7467 | 1420.1005 | 452.7467 | 1420.1005
6185 | 455.7997 | 1462.9157 | 455.7997 | 1462.9157
6186 | 467.2475 | 1485.266 | 467.2475 | 1485.266
6187 | 484.209 | 1479.6357 | 484.209 | 1479.6357
6188 | 519.9181 | 1461.4252 | 519.9181 | 1461.4252
6189 | 542.4378 | 1447.3805 | 542.4378 | 1447.3805
6190 | 564.0895 | 1452.6468 | 564.0895 | 1452.6468
6191 | 593.5779 | 1451.0292 | 593.5779 | 1451.0292
6192 | 584.3407 | 1437.173 | 584.3407 | 1437.173
6193 | 563.2407 | 1431.1346 | 563.2407 | 1431.1346
6194 | 559.0769 | 1418.8919 | 559.0769 | 1418.8919
6195 | 563.637 | 1391.4048 | 563.637 | 1391.4048
6196 | 568.5188 | 1369.5764 | 568.5188 | 1369.5764
6197 | 580.4066 | 1363.3673 | 580.4066 | 1363.3673
6198 | 591.5108 | 1348.9043 | 591.5108 | 1348.9043
6199 | 596.6827 | 1331.266 | 596.6827 | 1331.266
6200 | 592.3947 | 1313.0802 | 592.3947 | 1313.0802
6201 | 578.5069 | 1296.6325 | 578.5069 | 1296.6325
6202 | 548.1844 | 1275.2777 | 548.1844 | 1275.2777
6203 | 516.49 | 1269.8478 | 516.49 | 1269.8478
6204 | 490.423 | 1271.0328 | 490.423 | 1271.0328
6205 | 469.5388 | 1289.1406 | 469.5388 | 1289.1406
6206 | 460.9168 | 1323.2123 | 460.9168 | 1323.2123
6207 | 454.1228 | 1364.8624 | 454.1228 | 1364.8624
6208 | 454.5062 | 1414.9561 | 454.5062 | 1414.9561
6209 | 459.755 | 1491.4668 | 459.755 | 1491.4668
6210 | 475.431 | 1545.4547 | 475.431 | 1545.4547
6211 | 499.3593 | 1573.9057 | 499.3593 | 1573.9057
6212 | 541.4681 | 1581.5455 | 541.4681 | 1581.5455
6213 | 562.3786 | 1576.2462 | 562.3786 | 1576.2462
6214 | 580.0345 | 1571.6096 | 580.0345 | 1571.6096
6215 | 609.3503 | 1578.7374 | 609.3503 | 1578.7374
6216 | 596.0959 | 1583.1436 | 596.0959 | 1583.1436
6217 | 570.1567 | 1599.6118 | 570.1567 | 1599.6118
6218 | 566.9037 | 1611.0329 | 566.9037 | 1611.0329
6219 | 567.3989 | 1601.5511 | 567.3989 | 1601.5511
6220 | 571.2868 | 1544.4839 | 571.2868 | 1544.4839
6221 | 585.1609 | 1454.1649 | 585.1609 | 1454.1649
6222 | 596.8633 | 1304.7915 | 596.8633 | 1304.7915
6223 | 597.776 | 1137.7102 | 597.776 | 1137.7102
6224 | 592.2784 | 1024.8686 | 592.2784 | 1024.8686
6225 | 577.0687 | 967.009 | 577.0687 | 967.009
6226 | 548.6056 | 941.4101 | 548.6056 | 941.4101
6227 | 512.3106 | 962.0877 | 512.3106 | 962.0877
6228 | 484.9121 | 1027.3197 | 484.9121 | 1027.3197
6229 | 468.023 | 1148.9574 | 468.023 | 1148.9574
6230 | 456.94 | 1350.0914 | 456.94 | 1350.0914
6231 | 451.7128 | 1487.9407 | 451.7128 | 1487.9407
6232 | 450.9941 | 1558.226 | 450.9941 | 1558.226
6233 | 456.6052 | 1651.713 | 456.6052 | 1651.713
6234 | 470.5943 | 1716.6326 | 470.5943 | 1716.6326
6235 | 494.2531 | 1753.3145 | 494.2531 | 1753.3145
6236 | 534.3442 | 1773.0435 | 534.3442 | 1773.0435
6237 | 554.5253 | 1782.0198 | 554.5253 | 1782.0198
6238 | 568.4752 | 1782.7848 | 568.4752 | 1782.7848
6239 | 599.3047 | 1786.3115 | 599.3047 | 1786.3115
6240 | 585.0522 | 1791.4893 | 585.0522 | 1791.4893
6241 | 562.4024 | 1800.1124 | 562.4024 | 1800.1124
6242 | 556.6052 | 1824.6516 | 556.6052 | 1824.6516
6243 | 561.301 | 1737.6189 | 561.301 | 1737.6189
6244 | 562.7044 | 1562.6177 | 562.7044 | 1562.6177
6245 | 574.645 | 1395.7766 | 574.645 | 1395.7766
6246 | 584.4586 | 1210.7787 | 584.4586 | 1210.7787
6247 | 587.8817 | 1051.2853 | 587.8817 | 1051.2853
6248 | 587.4 | 935.6143 | 587.4 | 935.6143
6249 | 570.355 | 877.3689 | 570.355 | 877.3689
6250 | 545.6159 | 860.9011 | 545.6159 | 860.9011
6251 | 513.1202 | 888.9095 | 513.1202 | 888.9095
6252 | 482.9207 | 970.089 | 482.9207 | 970.089
6253 | 461.4406 | 1066.3907 | 461.4406 | 1066.3907
6254 | 450.7346 | 1179.8138 | 450.7346 | 1179.8138
6255 | 446.2873 | 1250.015 | 446.2873 | 1250.015
6256 | 448.0223 | 1348.337 | 448.0223 | 1348.337
6257 | 452.4036 | 1441.3095 | 452.4036 | 1441.3095
6258 | 464.248 | 1526.9351 | 464.248 | 1526.9351
6259 | 486.1595 | 1593.7114 | 486.1595 | 1593.7114
6260 | 527.7317 | 1623.6005 | 527.7317 | 1623.6005
6261 | 546.8336 | 1642.351 | 546.8336 | 1642.351
6262 | 566.7993 | 1656.8771 | 566.7993 | 1656.8771
6263 | 598.4893 | 1676.4799 | 598.4893 | 1676.4799
6264 | 587.8308 | 1700.949 | 587.8308 | 1700.949
6265 | 565.0609 | 1713.8161 | 565.0609 | 1713.8161
6266 | 563.5583 | 1685.6259 | 563.5583 | 1685.6259
6267 | 562.8189 | 1606.9527 | 562.8189 | 1606.9527
6268 | 566.2256 | 1481.2086 | 566.2256 | 1481.2086
6269 | 575.9717 | 1365.8108 | 575.9717 | 1365.8108
6270 | 580.8018 | 1249.7471 | 580.8018 | 1249.7471
6271 | 580.1719 | 1079.4506 | 580.1719 | 1079.4506
6272 | 577.4915 | 923.1393 | 577.4915 | 923.1393
6273 | 560.0286 | 829.6551 | 560.0286 | 829.6551
6274 | 537.3152 | 756.7283 | 537.3152 | 756.7283
6275 | 508.1582 | 741.91 | 508.1582 | 741.91
6276 | 477.3092 | 740.3942 | 477.3092 | 740.3942
6277 | 460.0957 | 822.0346 | 460.0957 | 822.0346
6278 | 448.0746 | 881.8279 | 448.0746 | 881.8279
6279 | 442.0973 | 954.6013 | 442.0973 | 954.6013
6280 | 439.8243 | 1104.7525 | 439.8243 | 1104.7525
6281 | 443.5638 | 1275.7904 | 443.5638 | 1275.7904
6282 | 454.901 | 1384.1797 | 454.901 | 1384.1797
6283 | 471.9654 | 1475.5202 | 471.9654 | 1475.5202
6284 | 506.7533 | 1568.8132 | 506.7533 | 1568.8132
6285 | 533.781 | 1657.141 | 533.781 | 1657.141
6286 | 554.7714 | 1714.6223 | 554.7714 | 1714.6223
6287 | 584.2414 | 1746.7001 | 584.2414 | 1746.7001
6288 | 578.011 | 1768.9829 | 578.011 | 1768.9829
6289 | 554.1016 | 1797.283 | 554.1016 | 1797.283
6290 | 549.4769 | 1824.9088 | 549.4769 | 1824.9088
6291 | 551.4852 | 1763.212 | 551.4852 | 1763.212
6292 | 555.8815 | 1568.4051 | 555.8815 | 1568.4051
6293 | 565.9614 | 1435.7739 | 565.9614 | 1435.7739
6294 | 570.1295 | 1284.8572 | 570.1295 | 1284.8572
6295 | 572.4369 | 1179.1222 | 572.4369 | 1179.1222
6296 | 570.6642 | 1121.0678 | 570.6642 | 1121.0678
6297 | 555.6264 | 1098.8327 | 555.6264 | 1098.8327
6298 | 532.479 | 1080.8217 | 532.479 | 1080.8217
6299 | 507.2098 | 1095.0689 | 507.2098 | 1095.0689
6300 | 479.1267 | 1141.2669 | 479.1267 | 1141.2669
6301 | 458.6226 | 1226.8941 | 458.6226 | 1226.8941
6302 | 449.0589 | 1325.7844 | 449.0589 | 1325.7844
6303 | 442.9046 | 1387.8833 | 442.9046 | 1387.8833
6304 | 440.3887 | 1417.7855 | 440.3887 | 1417.7855
6305 | 443.468 | 1463.4302 | 443.468 | 1463.4302
6306 | 447.9892 | 1498.6413 | 447.9892 | 1498.6413
6307 | 456.3643 | 1513.2025 | 456.3643 | 1513.2025
6308 | 484.4348 | 1509.0103 | 484.4348 | 1509.0103
6309 | 511.8198 | 1506.026 | 511.8198 | 1506.026
6310 | 536.942 | 1509.2345 | 536.942 | 1509.2345
6311 | 564.3283 | 1518.9345 | 564.3283 | 1518.9345
6312 | 561.6229 | 1518.4535 | 561.6229 | 1518.4535
6313 | 546.8169 | 1512.6724 | 546.8169 | 1512.6724
6314 | 537.9789 | 1504.5451 | 537.9789 | 1504.5451
6315 | 538.3289 | 1492.3625 | 538.3289 | 1492.3625
6316 | 542.3089 | 1481.4658 | 542.3089 | 1481.4658
6317 | 555.4064 | 1465.8682 | 555.4064 | 1465.8682
6318 | 556.6727 | 1417.967 | 556.6727 | 1417.967
6319 | 562.4013 | 1350.4287 | 562.4013 | 1350.4287
6320 | 569.6047 | 1300.8624 | 569.6047 | 1300.8624
6321 | 552.9411 | 1270.3964 | 552.9411 | 1270.3964
6322 | 529.7728 | 1232.4511 | 529.7728 | 1232.4511
6323 | 503.884 | 1220.848 | 503.884 | 1220.848
6324 | 477.8651 | 1244.2823 | 477.8651 | 1244.2823
6325 | 460.344 | 1309.5894 | 460.344 | 1309.5894
6326 | 452.2739 | 1380.443 | 452.2739 | 1380.443
6327 | 444.4279 | 1436.4973 | 444.4279 | 1436.4973
6328 | 442.5197 | 1492.6357 | 442.5197 | 1492.6357
6329 | 444.1223 | 1576.0912 | 444.1223 | 1576.0912
6330 | 452.0974 | 1633.9374 | 452.0974 | 1633.9374
6331 | 463.1001 | 1667.6613 | 463.1001 | 1667.6613
6332 | 492.6565 | 1674.7866 | 492.6565 | 1674.7866
6333 | 518.5027 | 1666.015 | 518.5027 | 1666.015
6334 | 535.6063 | 1653.276 | 535.6063 | 1653.276
6335 | 563.8102 | 1645.0994 | 563.8102 | 1645.0994
6336 | 560.9069 | 1632.0148 | 560.9069 | 1632.0148
6337 | 541.053 | 1614.1445 | 541.053 | 1614.1445
6338 | 537.1146 | 1598.8151 | 537.1146 | 1598.8151
6339 | 540.2782 | 1573.7717 | 540.2782 | 1573.7717
6340 | 541.8951 | 1541.5259 | 541.8951 | 1541.5259
6341 | 553.1832 | 1499.3064 | 553.1832 | 1499.3064
6342 | 560.0605 | 1418.6101 | 560.0605 | 1418.6101
6343 | 565.3003 | 1326.6361 | 565.3003 | 1326.6361
6344 | 571.8271 | 1259.8363 | 571.8271 | 1259.8363
6345 | 555.7808 | 1228.3414 | 555.7808 | 1228.3414
6346 | 527.1262 | 1206.6008 | 527.1262 | 1206.6008
6347 | 501.5937 | 1209.4018 | 501.5937 | 1209.4018
6348 | 474.0297 | 1231.9358 | 474.0297 | 1231.9358
6349 | 457.2606 | 1290.2981 | 457.2606 | 1290.2981
6350 | 446.3 | 1375.9417 | 446.3 | 1375.9417
6351 | 441.9005 | 1447.5577 | 441.9005 | 1447.5577
6352 | 439.3315 | 1524.0161 | 439.3315 | 1524.0161
6353 | 440.6182 | 1609.5294 | 440.6182 | 1609.5294
6354 | 449.9066 | 1662.3599 | 449.9066 | 1662.3599
6355 | 465.9917 | 1684.1232 | 465.9917 | 1684.1232
6356 | 502.1559 | 1705.7813 | 502.1559 | 1705.7813
6357 | 523.8259 | 1720.0305 | 523.8259 | 1720.0305
6358 | 542.6829 | 1732.3703 | 542.6829 | 1732.3703
6359 | 575.5175 | 1744.8996 | 575.5175 | 1744.8996
6360 | 569.9225 | 1759.3372 | 569.9225 | 1759.3372
6361 | 543.5256 | 1774.1335 | 543.5256 | 1774.1335
6362 | 543.12 | 1800.4732 | 543.12 | 1800.4732
6363 | 547.9478 | 1748.422 | 547.9478 | 1748.422
6364 | 549.0629 | 1639.0112 | 549.0629 | 1639.0112
6365 | 562.7815 | 1470.3695 | 562.7815 | 1470.3695
6366 | 566.1698 | 1286.6577 | 566.1698 | 1286.6577
6367 | 565.4234 | 1168.9621 | 565.4234 | 1168.9621
6368 | 565.6549 | 1100.1046 | 565.6549 | 1100.1046
6369 | 556.7309 | 1061.7934 | 556.7309 | 1061.7934
6370 | 531.1654 | 1035.6801 | 531.1654 | 1035.6801
6371 | 503.1854 | 1043.2397 | 503.1854 | 1043.2397
6372 | 474.6804 | 1085.708 | 474.6804 | 1085.708
6373 | 454.561 | 1180.2093 | 454.561 | 1180.2093
6374 | 444.9632 | 1391.2462 | 444.9632 | 1391.2462
6375 | 441.3886 | 1555.3316 | 441.3886 | 1555.3316
6376 | 440.1568 | 1619.4436 | 440.1568 | 1619.4436
6377 | 444.3191 | 1706.886 | 444.3191 | 1706.886
6378 | 456.896 | 1786.467 | 456.896 | 1786.467
6379 | 481.3508 | 1838.0675 | 481.3508 | 1838.0675
6380 | 517.6629 | 1839.7913 | 517.6629 | 1839.7913
6381 | 541.5348 | 1821.7598 | 541.5348 | 1821.7598
6382 | 564.6837 | 1834.7426 | 564.6837 | 1834.7426
6383 | 590.3543 | 1912.7337 | 590.3543 | 1912.7337
6384 | 585.7585 | 1884.8591 | 585.7585 | 1884.8591
6385 | 558.0471 | 1835.8656 | 558.0471 | 1835.8656
6386 | 555.5719 | 1811.405 | 555.5719 | 1811.405
6387 | 555.7929 | 1779.8025 | 555.7929 | 1779.8025
6388 | 562.1273 | 1635.4101 | 562.1273 | 1635.4101
6389 | 574.5734 | 1456.094 | 574.5734 | 1456.094
6390 | 575.4258 | 1298.4897 | 575.4258 | 1298.4897
6391 | 576.054 | 1185.8098 | 576.054 | 1185.8098
6392 | 583.1906 | 1111.0363 | 583.1906 | 1111.0363
6393 | 565.4623 | 1077.8695 | 565.4623 | 1077.8695
6394 | 533.1239 | 1061.2732 | 533.1239 | 1061.2732
6395 | 500.4705 | 1080.0217 | 500.4705 | 1080.0217
6396 | 473.278 | 1133.0359 | 473.278 | 1133.0359
6397 | 455.1653 | 1232.2957 | 455.1653 | 1232.2957
6398 | 445.7594 | 1423.7841 | 445.7594 | 1423.7841
6399 | 439.443 | 1589.67 | 439.443 | 1589.67
6400 | 440.5716 | 1636.2914 | 440.5716 | 1636.2914
6401 | 443.3672 | 1722.1904 | 443.3672 | 1722.1904
6402 | 454.9976 | 1795.0838 | 454.9976 | 1795.0838
6403 | 478.0086 | 1844.7552 | 478.0086 | 1844.7552
6404 | 515.9019 | 1860.4973 | 515.9019 | 1860.4973
6405 | 540.7035 | 1838.6075 | 540.7035 | 1838.6075
6406 | 561.3943 | 1811.2073 | 561.3943 | 1811.2073
6407 | 589.1846 | 1924.1798 | 589.1846 | 1924.1798
6408 | 581.7887 | 1946.2054 | 581.7887 | 1946.2054
6409 | 555.1225 | 1915.217 | 555.1225 | 1915.217
6410 | 552.572 | 1862.977 | 552.572 | 1862.977
6411 | 556.5929 | 1799.8654 | 556.5929 | 1799.8654
6412 | 562.2368 | 1722.7353 | 562.2368 | 1722.7353
6413 | 572.1355 | 1581.1014 | 572.1355 | 1581.1014
6414 | 571.9224 | 1407.0353 | 571.9224 | 1407.0353
6415 | 569.194 | 1255.0012 | 569.194 | 1255.0012
6416 | 572.4123 | 1161.3222 | 572.4123 | 1161.3222
6417 | 564.7592 | 1105.1345 | 564.7592 | 1105.1345
6418 | 535.5426 | 1065.5172 | 535.5426 | 1065.5172
6419 | 501.7239 | 1059.3157 | 501.7239 | 1059.3157
6420 | 474.0595 | 1089.1804 | 474.0595 | 1089.1804
6421 | 454.0716 | 1163.876 | 454.0716 | 1163.876
6422 | 444.8224 | 1337.4878 | 444.8224 | 1337.4878
6423 | 440.7355 | 1491.9276 | 440.7355 | 1491.9276
6424 | 439.3322 | 1537.6486 | 439.3322 | 1537.6486
6425 | 443.8138 | 1640.2668 | 443.8138 | 1640.2668
6426 | 453.5924 | 1681.5225 | 453.5924 | 1681.5225
6427 | 478.5525 | 1674.2203 | 478.5525 | 1674.2203
6428 | 520.2141 | 1668.8706 | 520.2141 | 1668.8706
6429 | 545.2491 | 1664.9861 | 545.2491 | 1664.9861
6430 | 563.8635 | 1715.5225 | 563.8635 | 1715.5225
6431 | 590.156 | 1760.0754 | 590.156 | 1760.0754
6432 | 581.4123 | 1794.0615 | 581.4123 | 1794.0615
6433 | 554.0124 | 1847.8261 | 554.0124 | 1847.8261
6434 | 544.9096 | 1881.6252 | 544.9096 | 1881.6252
6435 | 551.168 | 1743.5349 | 551.168 | 1743.5349
6436 | 554.6436 | 1563.3894 | 554.6436 | 1563.3894
6437 | 567.7978 | 1427.0285 | 567.7978 | 1427.0285
6438 | 563.2436 | 1324.8545 | 563.2436 | 1324.8545
6439 | 559.9442 | 1227.9934 | 559.9442 | 1227.9934
6440 | 565.5578 | 1151.2908 | 565.5578 | 1151.2908
6441 | 554.6043 | 1099.8615 | 554.6043 | 1099.8615
6442 | 532.1957 | 1052.5278 | 532.1957 | 1052.5278
6443 | 500.5644 | 1030.3788 | 500.5644 | 1030.3788
6444 | 472.9866 | 1046.7396 | 472.9866 | 1046.7396
6445 | 454.5094 | 1113.2042 | 454.5094 | 1113.2042
6446 | 443.8802 | 1230.2283 | 443.8802 | 1230.2283
6447 | 437.7401 | 1369.7495 | 437.7401 | 1369.7495
6448 | 436.3488 | 1458.683 | 436.3488 | 1458.683
6449 | 437.6725 | 1560.2723 | 437.6725 | 1560.2723
6450 | 443.6425 | 1639.2103 | 443.6425 | 1639.2103
6451 | 461.9896 | 1693.383 | 461.9896 | 1693.383
6452 | 494.2099 | 1741.7917 | 494.2099 | 1741.7917
6453 | 521.2342 | 1772.8886 | 521.2342 | 1772.8886
6454 | 544.3997 | 1801.6902 | 544.3997 | 1801.6902
6455 | 575.1683 | 1808.818 | 575.1683 | 1808.818
6456 | 571.7871 | 1801.5208 | 571.7871 | 1801.5208
6457 | 547.2481 | 1793.1675 | 547.2481 | 1793.1675
6458 | 539.976 | 1779.3814 | 539.976 | 1779.3814
6459 | 533.2769 | 1666.627 | 533.2769 | 1666.627
6460 | 538.561 | 1440.1824 | 538.561 | 1440.1824
6461 | 548.0408 | 1302.7927 | 548.0408 | 1302.7927
6462 | 552.9751 | 1092.5875 | 552.9751 | 1092.5875
6463 | 549.6125 | 897.4696 | 549.6125 | 897.4696
6464 | 558.2427 | 779.6122 | 558.2427 | 779.6122
6465 | 540.2503 | 697.1884 | 540.2503 | 697.1884
6466 | 517.0839 | 637.3796 | 517.0839 | 637.3796
6467 | 493.9523 | 617.1598 | 493.9523 | 617.1598
6468 | 470.7185 | 634.9352 | 470.7185 | 634.9352
6469 | 454.2142 | 662.9459 | 454.2142 | 662.9459
6470 | 442.6701 | 849.0328 | 442.6701 | 849.0328
6471 | 434.3488 | 1009.903 | 434.3488 | 1009.903
6472 | 433.4452 | 1172.0147 | 433.4452 | 1172.0147
6473 | 433.2662 | 1359.2573 | 433.2662 | 1359.2573
6474 | 433.1159 | 1508.6727 | 433.1159 | 1508.6727
6475 | 440.0927 | 1611.0736 | 440.0927 | 1611.0736
6476 | 462.7837 | 1670.9284 | 462.7837 | 1670.9284
6477 | 485.2789 | 1716.6867 | 485.2789 | 1716.6867
6478 | 504.8041 | 1758.2206 | 504.8041 | 1758.2206
6479 | 527.715 | 1795.1855 | 527.715 | 1795.1855
6480 | 527.7246 | 1825.3134 | 527.7246 | 1825.3134
6481 | 515.0823 | 1850.7841 | 515.0823 | 1850.7841
6482 | 508.601 | 1864.3917 | 508.601 | 1864.3917
6483 | 507.4433 | 1738.1333 | 507.4433 | 1738.1333
6484 | 513.1938 | 1547.6991 | 513.1938 | 1547.6991
6485 | 520.5709 | 1379.1861 | 520.5709 | 1379.1861
6486 | 522.3279 | 1172.4534 | 522.3279 | 1172.4534
6487 | 527.8091 | 1018.3616 | 527.8091 | 1018.3616
6488 | 541.5564 | 938.9582 | 541.5564 | 938.9582
6489 | 531.4124 | 898.7179 | 531.4124 | 898.7179
6490 | 515.2418 | 872.9903 | 515.2418 | 872.9903
6491 | 487.3946 | 880.2927 | 487.3946 | 880.2927
6492 | 461.2559 | 927.3909 | 461.2559 | 927.3909
6493 | 444.7201 | 1031.5378 | 444.7201 | 1031.5378
6494 | 435.5398 | 1247.076 | 435.5398 | 1247.076
6495 | 430.3281 | 1472.5077 | 430.3281 | 1472.5077
6496 | 428.3003 | 1593.4647 | 428.3003 | 1593.4647
6497 | 429.4079 | 1726.3059 | 429.4079 | 1726.3059
6498 | 430.321 | 1829.8081 | 430.321 | 1829.8081
6499 | 443.415 | 1904.1723 | 443.415 | 1904.1723
6500 | 469.8437 | 1939.9773 | 469.8437 | 1939.9773
6501 | 496.6653 | 1950.4969 | 496.6653 | 1950.4969
6502 | 518.6484 | 1927.2121 | 518.6484 | 1927.2121
6503 | 552.5076 | 1915.8203 | 552.5076 | 1915.8203
6504 | 549.7427 | 1921.7697 | 549.7427 | 1921.7697
6505 | 531.6246 | 1925.6343 | 531.6246 | 1925.6343
6506 | 521.3755 | 1924.066 | 521.3755 | 1924.066
6507 | 523.6686 | 1857.7392 | 523.6686 | 1857.7392
6508 | 522.149 | 1765.3047 | 522.149 | 1765.3047
6509 | 537.5357 | 1642.1905 | 537.5357 | 1642.1905
6510 | 538.9197 | 1491.0166 | 538.9197 | 1491.0166
6511 | 540.4691 | 1350.0428 | 540.4691 | 1350.0428
6512 | 550.986 | 1231.1566 | 550.986 | 1231.1566
6513 | 538.7789 | 1134.9717 | 538.7789 | 1134.9717
6514 | 512.5424 | 1060.3729 | 512.5424 | 1060.3729
6515 | 484.1245 | 1033.7226 | 484.1245 | 1033.7226
6516 | 458.1668 | 1055.485 | 458.1668 | 1055.485
6517 | 440.0206 | 1137.254 | 440.0206 | 1137.254
6518 | 430.8391 | 1333.5009 | 430.8391 | 1333.5009
6519 | 426.4677 | 1570.2502 | 426.4677 | 1570.2502
6520 | 424.724 | 1668.8293 | 424.724 | 1668.8293
6521 | 425.3276 | 1784.0511 | 425.3276 | 1784.0511
6522 | 429.7301 | 1880.8657 | 429.7301 | 1880.8657
6523 | 447.1184 | 1934.1381 | 447.1184 | 1934.1381
6524 | 484.7564 | 1956.4392 | 484.7564 | 1956.4392
6525 | 513.1791 | 1953.4549 | 513.1791 | 1953.4549
6526 | 532.933 | 1952.548 | 532.933 | 1952.548
6527 | 562.2838 | 1943.9855 | 562.2838 | 1943.9855
6528 | 557.8107 | 1997.7774 | 557.8107 | 1997.7774
6529 | 538.5034 | 2000.2272 | 538.5034 | 2000.2272
6530 | 530.6751 | 1970.365 | 530.6751 | 1970.365
6531 | 538.1482 | 1786.8759 | 538.1482 | 1786.8759
6532 | 545.8315 | 1627.8222 | 545.8315 | 1627.8222
6533 | 555.1623 | 1495.9626 | 555.1623 | 1495.9626
6534 | 552.7299 | 1359.836 | 552.7299 | 1359.836
6535 | 548.8158 | 1239.1823 | 548.8158 | 1239.1823
6536 | 561.8751 | 1151.4194 | 561.8751 | 1151.4194
6537 | 551.2132 | 1096.1319 | 551.2132 | 1096.1319
6538 | 525.9922 | 1055.8716 | 525.9922 | 1055.8716
6539 | 494.1668 | 1047.0979 | 494.1668 | 1047.0979
6540 | 463.8479 | 547.8463 | 463.8479 | 547.8463
6541 | 444.518 | 585.4491 | 444.518 | 585.4491
6542 | 431.6655 | 677.1356 | 431.6655 | 677.1356
6543 | 425.9632 | 789.7292 | 425.9632 | 789.7292
6544 | 423.1424 | 843.2564 | 423.1424 | 843.2564
6545 | 425.5193 | 921.9084 | 425.5193 | 921.9084
6546 | 431.1973 | 953.4434 | 431.1973 | 953.4434
6547 | 456.0499 | 957.4999 | 456.0499 | 957.4999
6548 | 489.6734 | 931.0253 | 489.6734 | 931.0253
6549 | 516.9095 | 956.732 | 516.9095 | 956.732
6550 | 543.0516 | 976.226 | 543.0516 | 976.226
6551 | 579.7445 | 976.1512 | 579.7445 | 976.1512
6552 | 573.516 | 969.978 | 573.516 | 969.978
6553 | 545.5361 | 970.0054 | 545.5361 | 970.0054
6554 | 543.0999 | 971.8412 | 543.0999 | 971.8412
6555 | 550.3356 | 854.0427 | 550.3356 | 854.0427
6556 | 550.4641 | 783.9997 | 550.4641 | 783.9997
6557 | 564.2676 | 708.1292 | 564.2676 | 708.1292
6558 | 560.0086 | 608.9551 | 560.0086 | 608.9551
6559 | 557.0221 | 529.9449 | 557.0221 | 529.9449
6560 | 573.3084 | 478.9531 | 573.3084 | 478.9531
6561 | 555.927 | 437.3561 | 555.927 | 437.3561
6562 | 530.5815 | 395.6092 | 530.5815 | 395.6092
6563 | 500.2456 | 379.2479 | 500.2456 | 379.2479
6564 | 471.0158 | 385.9292 | 471.0158 | 385.9292
6565 | 451.3362 | 432.7266 | 451.3362 | 432.7266
6566 | 439.5216 | 552.7795 | 439.5216 | 552.7795
6567 | 432.6295 | 661.1997 | 432.6295 | 661.1997
6568 | 430.1181 | 733.7031 | 430.1181 | 733.7031
6569 | 433.6255 | 834.0702 | 433.6255 | 834.0702
6570 | 436.7599 | 892.0805 | 436.7599 | 892.0805
6571 | 463.2638 | 923.9166 | 463.2638 | 923.9166
6572 | 507.9519 | 930.0472 | 507.9519 | 930.0472
6573 | 531.4468 | 929.7349 | 531.4468 | 929.7349
6574 | 554.5497 | 918.1236 | 554.5497 | 918.1236
6575 | 584.9858 | 910.6149 | 584.9858 | 910.6149
6576 | 577.9573 | 904.1808 | 577.9573 | 904.1808
6577 | 549.9752 | 911.2509 | 549.9752 | 911.2509
6578 | 543.2575 | 927.8242 | 543.2575 | 927.8242
6579 | 550.2785 | 879.54 | 550.2785 | 879.54
6580 | 551.805 | 795.9984 | 551.805 | 795.9984
6581 | 561.3842 | 730.7572 | 561.3842 | 730.7572
6582 | 560.209 | 586.5227 | 560.209 | 586.5227
6583 | 554.9637 | 472.8207 | 554.9637 | 472.8207
6584 | 559.4226 | 415.6339 | 559.4226 | 415.6339
6585 | 550.778 | 381.0796 | 550.778 | 381.0796
6586 | 524.1175 | 356.6134 | 524.1175 | 356.6134
6587 | 490.1336 | 352.5117 | 490.1336 | 352.5117
6588 | 462.5276 | 340.0211 | 462.5276 | 340.0211
6589 | 441.8696 | 400.7735 | 441.8696 | 400.7735
6590 | 431.4601 | 487.1128 | 431.4601 | 487.1128
6591 | 422.0775 | 558.363 | 422.0775 | 558.363
6592 | 419.2478 | 624.1498 | 419.2478 | 624.1498
6593 | 420.4409 | 717.1481 | 420.4409 | 717.1481
6594 | 422.7349 | 774.1803 | 422.7349 | 774.1803
6595 | 448.1544 | 813.5808 | 448.1544 | 813.5808
6596 | 488.1858 | 837.7094 | 488.1858 | 837.7094
6597 | 509.5553 | 867.5895 | 509.5553 | 867.5895
6598 | 534.5408 | 890.9961 | 534.5408 | 890.9961
6599 | 569.6733 | 911.7234 | 569.6733 | 911.7234
6600 | 571.8373 | 905.0937 | 571.8373 | 905.0937
6601 | 545.2848 | 907.7296 | 545.2848 | 907.7296
6602 | 538.6471 | 916.7385 | 538.6471 | 916.7385
6603 | 538.1582 | 861.9332 | 538.1582 | 861.9332
6604 | 542.2517 | 826.7777 | 542.2517 | 826.7777
6605 | 551.6309 | 774.0568 | 551.6309 | 774.0568
6606 | 546.9614 | 709.3137 | 546.9614 | 709.3137
6607 | 538.9841 | 655.0835 | 538.9841 | 655.0835
6608 | 544.2728 | 619.7421 | 544.2728 | 619.7421
6609 | 539.5987 | 590.2742 | 539.5987 | 590.2742
6610 | 520.4061 | 565.7429 | 520.4061 | 565.7429
6611 | 486.4624 | 567.7709 | 486.4624 | 567.7709
6612 | 462.3889 | 589.7766 | 462.3889 | 589.7766
6613 | 442.7614 | 638.7259 | 442.7614 | 638.7259
6614 | 431.3554 | 708.893 | 431.3554 | 708.893
6615 | 426.1859 | 802.7712 | 426.1859 | 802.7712
6616 | 424.4318 | 860.9936 | 424.4318 | 860.9936
6617 | 424.432 | 929.9945 | 424.432 | 929.9945
6618 | 426.4401 | 967.8549 | 426.4401 | 967.8549
6619 | 449.9074 | 984.4318 | 449.9074 | 984.4318
6620 | 489.1727 | 990.2363 | 489.1727 | 990.2363
6621 | 519.8458 | 978.447 | 519.8458 | 978.447
6622 | 539.9284 | 944.4686 | 539.9284 | 944.4686
6623 | 572.325 | 928.0912 | 572.325 | 928.0912
6624 | 565.1384 | 911.4843 | 565.1384 | 911.4843
6625 | 541.2427 | 883.0801 | 541.2427 | 883.0801
6626 | 540.4216 | 853.8757 | 540.4216 | 853.8757
6627 | 540.8591 | 821.6984 | 540.8591 | 821.6984
6628 | 545.3345 | 813.866 | 545.3345 | 813.866
6629 | 552.1569 | 803.0102 | 552.1569 | 803.0102
6630 | 548.7156 | 765.5902 | 548.7156 | 765.5902
6631 | 546.3006 | 714.0336 | 546.3006 | 714.0336
6632 | 558.5656 | 669.2368 | 558.5656 | 669.2368
6633 | 553.1669 | 632.074 | 553.1669 | 632.074
6634 | 531.6033 | 601.5433 | 531.6033 | 601.5433
6635 | 499.2319 | 597.2459 | 499.2319 | 597.2459
6636 | 471.2493 | 612.9262 | 471.2493 | 612.9262
6637 | 450.5398 | 639.052 | 450.5398 | 639.052
6638 | 438.1816 | 663.5066 | 438.1816 | 663.5066
6639 | 431.9816 | 677.3718 | 431.9816 | 677.3718
6640 | 430.5024 | 702.0109 | 430.5024 | 702.0109
6641 | 430.7368 | 765.0125 | 430.7368 | 765.0125
6642 | 429.9615 | 790.8742 | 429.9615 | 790.8742
6643 | 446.7369 | 797.8651 | 446.7369 | 797.8651
6644 | 476.9637 | 785.9324 | 476.9637 | 785.9324
6645 | 499.5049 | 778.9687 | 499.5049 | 778.9687
6646 | 518.3334 | 766.0532 | 518.3334 | 766.0532
6647 | 549.9144 | 760.0443 | 549.9144 | 760.0443
6648 | 546.2338 | 749.7628 | 546.2338 | 749.7628
6649 | 521.7287 | 743.0083 | 521.7287 | 743.0083
6650 | 518.9356 | 741.2575 | 518.9356 | 741.2575
6651 | 522.9377 | 715.7317 | 522.9377 | 715.7317
6652 | 522.0263 | 710.3121 | 522.0263 | 710.3121
6653 | 526.0203 | 701.9995 | 526.0203 | 701.9995
6654 | 531.5724 | 682.2515 | 531.5724 | 682.2515
6655 | 527.5714 | 653.9749 | 527.5714 | 653.9749
6656 | 541.7034 | 656.1947 | 541.7034 | 656.1947
6657 | 542.184 | 666.4399 | 542.184 | 666.4399
6658 | 519.7714 | 672.1661 | 519.7714 | 672.1661
6659 | 493.5885 | 674.9114 | 493.5885 | 674.9114
6660 | 471.9255 | 657.0736 | 471.9255 | 657.0736
6661 | 452.1838 | 646.2251 | 452.1838 | 646.2251
6662 | 441.6382 | 656.5291 | 441.6382 | 656.5291
6663 | 435.2491 | 672.155 | 435.2491 | 672.155
6664 | 431.9974 | 700.2502 | 431.9974 | 700.2502
6665 | 430.3098 | 769.512 | 430.3098 | 769.512
6666 | 425.3993 | 802.612 | 425.3993 | 802.612
6667 | 441.1095 | 815.0154 | 441.1095 | 815.0154
6668 | 463.1795 | 806.5389 | 463.1795 | 806.5389
6669 | 490.4814 | 805.5745 | 490.4814 | 805.5745
6670 | 513.8928 | 807.1357 | 513.8928 | 807.1357
6671 | 543.3107 | 809.3433 | 543.3107 | 809.3433
6672 | 537.2616 | 802.0615 | 537.2616 | 802.0615
6673 | 518.2964 | 798.9588 | 518.2964 | 798.9588
6674 | 516.5742 | 807.5764 | 516.5742 | 807.5764
6675 | 519.2812 | 791.18 | 519.2812 | 791.18
6676 | 525.0728 | 798.8025 | 525.0728 | 798.8025
6677 | 530.5329 | 800.0758 | 530.5329 | 800.0758
6678 | 529.6285 | 771.5243 | 529.6285 | 771.5243
6679 | 524.2638 | 750.0297 | 524.2638 | 750.0297
6680 | 545.0622 | 730.7953 | 545.0622 | 730.7953
6681 | 536.7031 | 693.763 | 536.7031 | 693.763
6682 | 518.761 | 653.842 | 518.761 | 653.842
6683 | 489.8725 | 651.6965 | 489.8725 | 651.6965
6684 | 464.2187 | 688.7658 | 464.2187 | 688.7658
6685 | 444.7467 | 741.4973 | 444.7467 | 741.4973
6686 | 433.8609 | 776.0596 | 433.8609 | 776.0596
6687 | 428.6263 | 784.5776 | 428.6263 | 784.5776
6688 | 426.5603 | 799.8263 | 426.5603 | 799.8263
6689 | 425.3967 | 854.9375 | 425.3967 | 854.9375
6690 | 419.8267 | 881.1252 | 419.8267 | 881.1252
6691 | 443.9156 | 891.5071 | 443.9156 | 891.5071
6692 | 479.6733 | 878.1398 | 479.6733 | 878.1398
6693 | 504.1582 | 867.1982 | 504.1582 | 867.1982
6694 | 528.7739 | 854.7392 | 528.7739 | 854.7392
6695 | 562.7035 | 844.2308 | 562.7035 | 844.2308
6696 | 563.3657 | 829.5802 | 563.3657 | 829.5802
6697 | 535.3054 | 819.0435 | 535.3054 | 819.0435
6698 | 529.6208 | 822.5096 | 529.6208 | 822.5096
6699 | 533.3417 | 812.1777 | 533.3417 | 812.1777
6700 | 535.2316 | 812.9531 | 535.2316 | 812.9531
6701 | 547.8986 | 801.706 | 547.8986 | 801.706
6702 | 550.0997 | 767.8726 | 550.0997 | 767.8726
6703 | 535.3746 | 730.4666 | 535.3746 | 730.4666
6704 | 549.5658 | 686.061 | 549.5658 | 686.061
6705 | 546.2423 | 638.4646 | 546.2423 | 638.4646
6706 | 522.4625 | 611.2596 | 522.4625 | 611.2596
6707 | 489.8977 | 615.9613 | 489.8977 | 615.9613
6708 | 459.0951 | 644.2272 | 459.0951 | 644.2272
6709 | 442.4278 | 681.9603 | 442.4278 | 681.9603
6710 | 433.6236 | 714.0446 | 433.6236 | 714.0446
6711 | 426.9024 | 748.6467 | 426.9024 | 748.6467
6712 | 425.2339 | 798.0005 | 425.2339 | 798.0005
6713 | 426.1939 | 870.0662 | 426.1939 | 870.0662
6714 | 425.5049 | 897.493 | 425.5049 | 897.493
6715 | 454.6695 | 906.3098 | 454.6695 | 906.3098
6716 | 503.55 | 897.5725 | 503.55 | 897.5725
6717 | 534.0634 | 893.0215 | 534.0634 | 893.0215
6718 | 552.9657 | 885.1924 | 552.9657 | 885.1924
6719 | 587.3911 | 875.1405 | 587.3911 | 875.1405
6720 | 578.5609 | 862.0549 | 578.5609 | 862.0549
6721 | 547.0532 | 856.7351 | 547.0532 | 856.7351
6722 | 544.4934 | 859.3534 | 544.4934 | 859.3534
6723 | 547.0543 | 836.6316 | 547.0543 | 836.6316
6724 | 551.4536 | 834.2769 | 551.4536 | 834.2769
6725 | 566.9302 | 820.4214 | 566.9302 | 820.4214
6726 | 571.1509 | 783.4578 | 571.1509 | 783.4578
6727 | 545.5752 | 754.2032 | 545.5752 | 754.2032
6728 | 562.3949 | 739.8595 | 562.3949 | 739.8595
6729 | 557.2936 | 720.434 | 557.2936 | 720.434
6730 | 529.3886 | 691.4031 | 529.3886 | 691.4031
6731 | 494.5939 | 678.2371 | 494.5939 | 678.2371
6732 | 464.1315 | 675.5281 | 464.1315 | 675.5281
6733 | 441.8737 | 686.5251 | 441.8737 | 686.5251
6734 | 432.1417 | 712.6752 | 432.1417 | 712.6752
6735 | 427.0842 | 764.8841 | 427.0842 | 764.8841
6736 | 425.8876 | 799.3699 | 425.8876 | 799.3699
6737 | 424.2354 | 875.8048 | 424.2354 | 875.8048
6738 | 427.4421 | 930.359 | 427.4421 | 930.359
6739 | 455.8064 | 955.0871 | 455.8064 | 955.0871
6740 | 501.6671 | 945.5672 | 501.6671 | 945.5672
6741 | 537.6676 | 936.7776 | 537.6676 | 936.7776
6742 | 553.9607 | 924.449 | 553.9607 | 924.449
6743 | 589.5048 | 914.7883 | 589.5048 | 914.7883
6744 | 576.4695 | 903.007 | 576.4695 | 903.007
6745 | 543.5238 | 888.949 | 543.5238 | 888.949
6746 | 540.8558 | 881.3945 | 540.8558 | 881.3945
6747 | 542.4818 | 856.8468 | 542.4818 | 856.8468
6748 | 543.3107 | 859.7741 | 543.3107 | 859.7741
6749 | 552.3601 | 860.1344 | 552.3601 | 860.1344
6750 | 551.161 | 823.1057 | 551.161 | 823.1057
6751 | 535.0153 | 781.5263 | 535.0153 | 781.5263
6752 | 548.5987 | 765.1611 | 548.5987 | 765.1611
6753 | 545.6091 | 757.2778 | 545.6091 | 757.2778
6754 | 521.038 | 734.8984 | 521.038 | 734.8984
6755 | 486.5945 | 716.7764 | 486.5945 | 716.7764
6756 | 454.6733 | 707.0247 | 454.6733 | 707.0247
6757 | 435.4368 | 724.8035 | 435.4368 | 724.8035
6758 | 424.8913 | 775.4727 | 424.8913 | 775.4727
6759 | 420.8033 | 837.0719 | 420.8033 | 837.0719
6760 | 418.9546 | 896.0767 | 418.9546 | 896.0767
6761 | 416.6934 | 973.3594 | 416.6934 | 973.3594
6762 | 417.6073 | 1009.4591 | 417.6073 | 1009.4591
6763 | 448.028 | 1018.8628 | 448.028 | 1018.8628
6764 | 490.9124 | 1006.0172 | 490.9124 | 1006.0172
6765 | 520.8496 | 995.9886 | 520.8496 | 995.9886
6766 | 542.5382 | 988.8116 | 542.5382 | 988.8116
6767 | 573.7811 | 987.9543 | 573.7811 | 987.9543
6768 | 568.552 | 996.7142 | 568.552 | 996.7142
6769 | 537.5243 | 986.2428 | 537.5243 | 986.2428
6770 | 530.3645 | 959.5164 | 530.3645 | 959.5164
6771 | 530.2914 | 893.4298 | 530.2914 | 893.4298
6772 | 536.5226 | 891.7271 | 536.5226 | 891.7271
6773 | 547.5144 | 883.8058 | 547.5144 | 883.8058
6774 | 543.4988 | 839.0822 | 543.4988 | 839.0822
6775 | 529.2587 | 791.6991 | 529.2587 | 791.6991
6776 | 540.3873 | 762.031 | 540.3873 | 762.031
6777 | 542.3453 | 729.6286 | 542.3453 | 729.6286
6778 | 522.5929 | 704.38 | 522.5929 | 704.38
6779 | 489.3855 | 707.1905 | 489.3855 | 707.1905
6780 | 457.2688 | 715.8933 | 457.2688 | 715.8933
6781 | 437.8762 | 736.9978 | 437.8762 | 736.9978
6782 | 426.475 | 775.9292 | 426.475 | 775.9292
6783 | 421.3573 | 816.4654 | 421.3573 | 816.4654
6784 | 418.6098 | 852.7771 | 418.6098 | 852.7771
6785 | 414.6878 | 917.2133 | 414.6878 | 917.2133
6786 | 413.4792 | 952.0088 | 413.4792 | 952.0088
6787 | 439.7185 | 975.3023 | 439.7185 | 975.3023
6788 | 477.0573 | 969.0429 | 477.0573 | 969.0429
6789 | 504.8533 | 952.8193 | 504.8533 | 952.8193
6790 | 526.0565 | 941.7297 | 526.0565 | 941.7297
6791 | 555.8935 | 938.1988 | 555.8935 | 938.1988
6792 | 559.0885 | 939.1335 | 559.0885 | 939.1335
6793 | 528.207 | 937.7915 | 528.207 | 937.7915
6794 | 522.7285 | 928.7371 | 522.7285 | 928.7371
6795 | 529.0555 | 896.7555 | 529.0555 | 896.7555
6796 | 531.0357 | 894.466 | 531.0357 | 894.466
6797 | 539.431 | 880.4148 | 539.431 | 880.4148
6798 | 535.2866 | 832.6916 | 535.2866 | 832.6916
6799 | 524.7105 | 783.2217 | 524.7105 | 783.2217
6800 | 531.3641 | 737.7728 | 531.3641 | 737.7728
6801 | 536.1864 | 713.8478 | 536.1864 | 713.8478
6802 | 520.2202 | 688.3382 | 520.2202 | 688.3382
6803 | 491.1932 | 668.1947 | 491.1932 | 668.1947
6804 | 460.4313 | 637.6409 | 460.4313 | 637.6409
6805 | 441.8706 | 647.5293 | 441.8706 | 647.5293
6806 | 429.4523 | 697.9377 | 429.4523 | 697.9377
6807 | 422.8025 | 777.1436 | 422.8025 | 777.1436
6808 | 421.0953 | 823.4977 | 421.0953 | 823.4977
6809 | 417.5109 | 887.4122 | 417.5109 | 887.4122
6810 | 410.2221 | 915.7519 | 410.2221 | 915.7519
6811 | 429.9805 | 918.0477 | 429.9805 | 918.0477
6812 | 464.5064 | 912.2448 | 464.5064 | 912.2448
6813 | 492.911 | 896.0864 | 492.911 | 896.0864
6814 | 510.218 | 877.5628 | 510.218 | 877.5628
6815 | 539.3788 | 877.7489 | 539.3788 | 877.7489
6816 | 535.3833 | 877.6402 | 535.3833 | 877.6402
6817 | 516.0552 | 891.1661 | 516.0552 | 891.1661
6818 | 514.2458 | 912.9563 | 514.2458 | 912.9563
6819 | 517.3803 | 861.2159 | 517.3803 | 861.2159
6820 | 517.5035 | 838.7764 | 517.5035 | 838.7764
6821 | 525.3317 | 820.943 | 525.3317 | 820.943
6822 | 524.5268 | 782.6753 | 524.5268 | 782.6753
6823 | 513.1159 | 736.2051 | 513.1159 | 736.2051
6824 | 524.5277 | 699.8856 | 524.5277 | 699.8856
6825 | 527.6018 | 672.1132 | 527.6018 | 672.1132
6826 | 510.8418 | 657.7546 | 510.8418 | 657.7546
6827 | 482.8499 | 648.1752 | 482.8499 | 648.1752
6828 | 453.5026 | 661.3775 | 453.5026 | 661.3775
6829 | 433.4537 | 696.8283 | 433.4537 | 696.8283
6830 | 423.0568 | 739.4766 | 423.0568 | 739.4766
6831 | 414.0738 | 793.4462 | 414.0738 | 793.4462
6832 | 414.0733 | 841.2349 | 414.0733 | 841.2349
6833 | 405.8585 | 909.7141 | 405.8585 | 909.7141
6834 | 400.4429 | 953.8347 | 400.4429 | 953.8347
6835 | 419.0797 | 986.3881 | 419.0797 | 986.3881
6836 | 453.7143 | 993.3012 | 453.7143 | 993.3012
6837 | 476.2453 | 1002.7052 | 476.2453 | 1002.7052
6838 | 494.5523 | 1006.2227 | 494.5523 | 1006.2227
6839 | 532.4299 | 1006.2784 | 532.4299 | 1006.2784
6840 | 528.8695 | 996.2577 | 528.8695 | 996.2577
6841 | 509.985 | 985.7211 | 509.985 | 985.7211
6842 | 508.1562 | 982.4052 | 508.1562 | 982.4052
6843 | 506.4688 | 965.0959 | 506.4688 | 965.0959
6844 | 513.402 | 977.4135 | 513.402 | 977.4135
6845 | 518.679 | 984.3601 | 518.679 | 984.3601
6846 | 514.8433 | 964.0251 | 514.8433 | 964.0251
6847 | 504.0371 | 930.271 | 504.0371 | 930.271
6848 | 515.7103 | 896.299 | 515.7103 | 896.299
6849 | 516.712 | 849.6808 | 516.712 | 849.6808
6850 | 497.2491 | 788.7621 | 497.2491 | 788.7621
6851 | 467.2358 | 749.9032 | 467.2358 | 749.9032
6852 | 439.3544 | 736.3693 | 439.3544 | 736.3693
6853 | 421.7095 | 753.5612 | 421.7095 | 753.5612
6854 | 410.3784 | 790.6667 | 410.3784 | 790.6667
6855 | 407.5536 | 834.3982 | 407.5536 | 834.3982
6856 | 408.1604 | 882.1869 | 408.1604 | 882.1869
6857 | 401.8732 | 950.9922 | 401.8732 | 950.9922
6858 | 398.6193 | 984.8096 | 398.6193 | 984.8096
6859 | 419.7326 | 1003.6036 | 419.7326 | 1003.6036
6860 | 456.4715 | 1006.278 | 456.4715 | 1006.278
6861 | 484.5856 | 1014.5083 | 484.5856 | 1014.5083
6862 | 505.0123 | 1025.4598 | 505.0123 | 1025.4598
6863 | 540.0527 | 1044.2308 | 540.0527 | 1044.2308
6864 | 534.3965 | 1049.4693 | 534.3965 | 1049.4693
6865 | 511.7459 | 1063.843 | 511.7459 | 1063.843
6866 | 508.9687 | 1041.4858 | 508.9687 | 1041.4858
6867 | 509.1392 | 941.6202 | 509.1392 | 941.6202
6868 | 521.0771 | 912.5944 | 521.0771 | 912.5944
6869 | 525.2832 | 873.4373 | 525.2832 | 873.4373
6870 | 522.0669 | 814.1067 | 522.0669 | 814.1067
6871 | 511.5095 | 770.2449 | 511.5095 | 770.2449
6872 | 527.7624 | 751.5974 | 527.7624 | 751.5974
6873 | 532.1579 | 734.1934 | 532.1579 | 734.1934
6874 | 515.5035 | 705.0321 | 515.5035 | 705.0321
6875 | 477.6011 | 690.3662 | 477.6011 | 690.3662
6876 | 447.0619 | 686.7443 | 447.0619 | 686.7443
6877 | 427.1749 | 702.7624 | 427.1749 | 702.7624
6878 | 417.7774 | 739.8679 | 417.7774 | 739.8679
6879 | 413.6568 | 818.813 | 413.6568 | 818.813
6880 | 411.8481 | 876.7093 | 411.8481 | 876.7093
6881 | 405.4629 | 936.3199 | 405.4629 | 936.3199
6882 | 407.5636 | 970.985 | 407.5636 | 970.985
6883 | 439.1134 | 983.3884 | 439.1134 | 983.3884
6884 | 485.1992 | 975.7596 | 485.1992 | 975.7596
6885 | 513.7503 | 972.1868 | 513.7503 | 972.1868
6886 | 532.1986 | 968.0747 | 532.1986 | 968.0747
6887 | 572.9508 | 967.2826 | 572.9508 | 967.2826
6888 | 566.3449 | 950.4149 | 566.3449 | 950.4149
6889 | 535.3352 | 940.2695 | 535.3352 | 940.2695
6890 | 531.1828 | 933.1062 | 531.1828 | 933.1062
6891 | 535.8519 | 902.1679 | 535.8519 | 902.1679
6892 | 537.3798 | 894.6616 | 537.3798 | 894.6616
6893 | 551.7832 | 887.3923 | 551.7832 | 887.3923
6894 | 549.0841 | 853.7545 | 549.0841 | 853.7545
6895 | 529.9249 | 821.761 | 529.9249 | 821.761
6896 | 537.2928 | 806.1132 | 537.2928 | 806.1132
6897 | 541.343 | 788.1875 | 541.343 | 788.1875
6898 | 516.8579 | 763.8517 | 516.8579 | 763.8517
6899 | 483.7269 | 757.7285 | 483.7269 | 757.7285
6900 | 454.1533 | 760.3667 | 454.1533 | 760.3667
6901 | 432.3174 | 774.559 | 432.3174 | 774.559
6902 | 419.9891 | 793.862 | 419.9891 | 793.862
6903 | 414.9292 | 807.662 | 414.9292 | 807.662
6904 | 413.2599 | 834.127 | 413.2599 | 834.127
6905 | 407.8694 | 893.2811 | 407.8694 | 893.2811
6906 | 409.299 | 916.9257 | 409.299 | 916.9257
6907 | 440.7253 | 927.764 | 440.7253 | 927.764
6908 | 486.4511 | 922.0263 | 486.4511 | 922.0263
6909 | 514.7948 | 921.5184 | 514.7948 | 921.5184
6910 | 533.5519 | 922.6231 | 533.5519 | 922.6231
6911 | 567.5937 | 929.7867 | 567.5937 | 929.7867
6912 | 566.0485 | 942.9809 | 566.0485 | 942.9809
6913 | 536.2661 | 954.8114 | 536.2661 | 954.8114
6914 | 533.7883 | 948.4307 | 533.7883 | 948.4307
6915 | 533.593 | 916.1229 | 533.593 | 916.1229
6916 | 539.6693 | 903.9867 | 539.6693 | 903.9867
6917 | 550.528 | 881.3278 | 550.528 | 881.3278
6918 | 551.2303 | 830.9309 | 551.2303 | 830.9309
6919 | 525.315 | 780.1569 | 525.315 | 780.1569
6920 | 529.2624 | 746.5762 | 529.2624 | 746.5762
6921 | 538.4966 | 711.3698 | 538.4966 | 711.3698
6922 | 519.2026 | 666.4276 | 519.2026 | 666.4276
6923 | 486.7995 | 656.9786 | 486.7995 | 656.9786
6924 | 457.2858 | 679.0495 | 457.2858 | 679.0495
6925 | 434.803 | 721.9995 | 434.803 | 721.9995
6926 | 424.0435 | 764.387 | 424.0435 | 764.387
6927 | 418.7475 | 799.7064 | 418.7475 | 799.7064
6928 | 416.9056 | 831.2577 | 416.9056 | 831.2577
6929 | 410.3782 | 885.9124 | 410.3782 | 885.9124
6930 | 411.9432 | 902.3838 | 411.9432 | 902.3838
6931 | 442.828 | 902.9189 | 442.828 | 902.9189
6932 | 489.3557 | 896.0726 | 489.3557 | 896.0726
6933 | 516.2753 | 901.3032 | 516.2753 | 901.3032
6934 | 535.988 | 908.1464 | 535.988 | 908.1464
6935 | 572.8206 | 919.0922 | 572.8206 | 919.0922
6936 | 568.2698 | 929.4172 | 568.2698 | 929.4172
6937 | 535.3958 | 952.3986 | 535.3958 | 952.3986
6938 | 528.1748 | 914.2605 | 528.1748 | 914.2605
6939 | 537.8221 | 853.2602 | 537.8221 | 853.2602
6940 | 538.9046 | 831.2772 | 538.9046 | 831.2772
6941 | 547.7488 | 805.4882 | 547.7488 | 805.4882
6942 | 549.4421 | 775.437 | 549.4421 | 775.437
6943 | 524.5781 | 773.701 | 524.5781 | 773.701
6944 | 536.1873 | 783.6156 | 536.1873 | 783.6156
6945 | 539.7702 | 787.9266 | 539.7702 | 787.9266
6946 | 520.6908 | 778.9153 | 520.6908 | 778.9153
6947 | 491.4396 | 777.422 | 491.4396 | 777.422
6948 | 459.9098 | 766.6269 | 459.9098 | 766.6269
6949 | 438.6162 | 745.9969 | 438.6162 | 745.9969
6950 | 426.8009 | 710.3928 | 426.8009 | 710.3928
6951 | 419.6246 | 678.4152 | 419.6246 | 678.4152
6952 | 417.8951 | 697.8374 | 417.8951 | 697.8374
6953 | 405.4734 | 777.9241 | 405.4734 | 777.9241
6954 | 406.2346 | 819.3058 | 406.2346 | 819.3058
6955 | 426.8186 | 836.5348 | 426.8186 | 836.5348
6956 | 460.1247 | 833.3403 | 460.1247 | 833.3403
6957 | 485.6312 | 830.4196 | 485.6312 | 830.4196
6958 | 501.508 | 826.6336 | 501.508 | 826.6336
6959 | 536.3697 | 833.9275 | 536.3697 | 833.9275
6960 | 538.6803 | 835.8404 | 538.6803 | 835.8404
6961 | 513.0609 | 842.1932 | 513.0609 | 842.1932
6962 | 507.2743 | 853.6801 | 507.2743 | 853.6801
6963 | 509.6631 | 824.5677 | 509.6631 | 824.5677
6964 | 512.4972 | 814.7138 | 512.4972 | 814.7138
6965 | 527.2423 | 795.5762 | 527.2423 | 795.5762
6966 | 518.8735 | 753.6567 | 518.8735 | 753.6567
6967 | 507.4032 | 721.3372 | 507.4032 | 721.3372
6968 | 512.1416 | 709.6019 | 512.1416 | 709.6019
6969 | 521.7686 | 692.7196 | 521.7686 | 692.7196
6970 | 506.3636 | 661.5368 | 506.3636 | 661.5368
6971 | 475.885 | 639.6326 | 475.885 | 639.6326
6972 | 449.6623 | 635.6846 | 449.6623 | 635.6846
6973 | 430.6952 | 650.9202 | 430.6952 | 650.9202
6974 | 420.5119 | 690.3733 | 420.5119 | 690.3733
6975 | 414.4056 | 761.3627 | 414.4056 | 761.3627
6976 | 413.6936 | 827.932 | 413.6936 | 827.932
6977 | 401.0271 | 895.5635 | 401.0271 | 895.5635
6978 | 401.4767 | 935.3802 | 401.4767 | 935.3802
6979 | 422.7551 | 965.6512 | 422.7551 | 965.6512
6980 | 452.8872 | 985.3455 | 452.8872 | 985.3455
6981 | 479.9407 | 1003.5529 | 479.9407 | 1003.5529
6982 | 499.8179 | 1014.9609 | 499.8179 | 1014.9609
6983 | 539.9598 | 1028.7759 | 539.9598 | 1028.7759
6984 | 541.0171 | 1039.4921 | 541.0171 | 1039.4921
6985 | 518.1503 | 1051.8443 | 518.1503 | 1051.8443
6986 | 507.5738 | 1032.4215 | 507.5738 | 1032.4215
6987 | 512.0241 | 975.986 | 512.0241 | 975.986
6988 | 517.636 | 946.3082 | 517.636 | 946.3082
6989 | 525.8697 | 910.2812 | 525.8697 | 910.2812
6990 | 517.013 | 846.1249 | 517.013 | 846.1249
6991 | 505.4376 | 789.1559 | 505.4376 | 789.1559
6992 | 514.7599 | 750.6192 | 514.7599 | 750.6192
6993 | 523.3606 | 719.521 | 523.3606 | 719.521
6994 | 508.1379 | 696.2287 | 508.1379 | 696.2287
6995 | 482.1196 | 698.9088 | 482.1196 | 698.9088
6996 | 454.9599 | 708.3941 | 454.9599 | 708.3941
6997 | 434.2604 | 737.5195 | 434.2604 | 737.5195
6998 | 422.6535 | 781.9285 | 422.6535 | 781.9285
6999 | 418.4183 | 871.3073 | 418.4183 | 871.3073
7000 | 414.3865 | 963.5042 | 414.3865 | 963.5042
7001 | 402.5278 | 1045.1559 | 402.5278 | 1045.1559
7002 | 403.5734 | 1088.3635 | 403.5734 | 1088.3635
7003 | 424.4239 | 1107.5488 | 424.4239 | 1107.5488
7004 | 457.5038 | 1103.1805 | 457.5038 | 1103.1805
7005 | 482.2878 | 1092.6954 | 482.2878 | 1092.6954
7006 | 503.8568 | 1077.3019 | 503.8568 | 1077.3019
7007 | 532.688 | 1063.2069 | 532.688 | 1063.2069
7008 | 530.0033 | 1043.6656 | 530.0033 | 1043.6656
7009 | 519.0261 | 1024.0647 | 519.0261 | 1024.0647
7010 | 508.5713 | 1005.9461 | 508.5713 | 1005.9461
7011 | 511.6467 | 953.358 | 511.6467 | 953.358
7012 | 517.5535 | 931.5054 | 517.5535 | 931.5054
7013 | 525.762 | 912.5635 | 525.762 | 912.5635
7014 | 522.6385 | 866.2097 | 522.6385 | 866.2097
7015 | 505.6842 | 821.3046 | 505.6842 | 821.3046
7016 | 514.2639 | 789.0281 | 514.2639 | 789.0281
7017 | 521.562 | 759.8862 | 521.562 | 759.8862
7018 | 507.0227 | 741.9411 | 507.0227 | 741.9411
7019 | 475.9513 | 738.8175 | 475.9513 | 738.8175
7020 | 450.622 | 744.9119 | 450.622 | 744.9119
7021 | 428.5228 | 774.0373 | 428.5228 | 774.0373
7022 | 418.5817 | 812.9034 | 418.5817 | 812.9034
7023 | 414.0274 | 837.9848 | 414.0274 | 837.9848
7024 | 411.2336 | 871.8185 | 411.2336 | 871.8185
7025 | 401.2633 | 936.8416 | 401.2633 | 936.8416
7026 | 401.9764 | 959.8992 | 401.9764 | 959.8992
7027 | 424.8882 | 953.9133 | 424.8882 | 953.9133
7028 | 461.6224 | 924.0478 | 461.6224 | 924.0478
7029 | 483.7486 | 897.195 | 483.7486 | 897.195
7030 | 507.4045 | 868.1725 | 507.4045 | 868.1725
7031 | 539.7161 | 840.7094 | 539.7161 | 840.7094
7032 | 534.0844 | 807.6043 | 534.0844 | 807.6043
7033 | 515.9578 | 781.8085 | 515.9578 | 781.8085
7034 | 507.241 | 768.2546 | 507.241 | 768.2546
7035 | 508.0713 | 745.9893 | 508.0713 | 745.9893
7036 | 512.812 | 755.5028 | 512.812 | 755.5028
7037 | 524.6469 | 763.2971 | 524.6469 | 763.2971
7038 | 520.8845 | 742.3753 | 520.8845 | 742.3753
7039 | 504.5489 | 709.0776 | 504.5489 | 709.0776
7040 | 508.1314 | 694.734 | 508.1314 | 694.734
7041 | 525.5581 | 683.4598 | 525.5581 | 683.4598
7042 | 508.1172 | 643.2127 | 508.1172 | 643.2127
7043 | 474.0674 | 610.1576 | 474.0674 | 610.1576
7044 | 444.8498 | 603.6011 | 444.8498 | 603.6011
7045 | 426.5278 | 622.3581 | 426.5278 | 622.3581
7046 | 416.4315 | 642.0524 | 416.4315 | 642.0524
7047 | 412.3441 | 657.874 | 412.3441 | 657.874
7048 | 408.5771 | 680.4263 | 408.5771 | 680.4263
7049 | 401.781 | 722.8214 | 401.781 | 722.8214
7050 | 404.069 | 731.8588 | 404.069 | 731.8588
7051 | 437.3242 | 728.5465 | 437.3242 | 728.5465
7052 | 479.1441 | 708.7886 | 479.1441 | 708.7886
7053 | 516.3482 | 696.0212 | 516.3482 | 696.0212
7054 | 534.2553 | 678.9322 | 534.2553 | 678.9322
7055 | 575.4486 | 668.163 | 575.4486 | 668.163
7056 | 567.6672 | 670.4019 | 567.6672 | 670.4019
7057 | 535.672 | 707.4687 | 535.672 | 707.4687
7058 | 529.1228 | 760.625 | 529.1228 | 760.625
7059 | 531.6193 | 780.5507 | 531.6193 | 780.5507
7060 | 536.9877 | 818.822 | 536.9877 | 818.822
7061 | 548.8753 | 840.767 | 548.8753 | 840.767
7062 | 549.3221 | 811.6287 | 549.3221 | 811.6287
7063 | 525.693 | 781.0046 | 525.693 | 781.0046
7064 | 522.3392 | 769.2694 | 522.3392 | 769.2694
7065 | 529.4484 | 749.8438 | 529.4484 | 749.8438
7066 | 516.6009 | 721.2042 | 516.6009 | 721.2042
7067 | 471.9279 | 709.0816 | 471.9279 | 709.0816
7068 | 443.8658 | 712.8284 | 443.8658 | 712.8284
7069 | 419.718 | 732.8244 | 419.718 | 732.8244
7070 | 408.054 | 769.3429 | 408.054 | 769.3429
7071 | 402.9385 | 847.1794 | 402.9385 | 847.1794
7072 | 400.8588 | 932.4641 | 400.8588 | 932.4641
7073 | 390.2484 | 1006.2254 | 390.2484 | 1006.2254
7074 | 395.1786 | 1044.0205 | 395.1786 | 1044.0205
7075 | 426.714 | 1060.3365 | 426.714 | 1060.3365
7076 | 476.6974 | 1047.0997 | 476.6974 | 1047.0997
7077 | 503.4603 | 1034.3322 | 503.4603 | 1034.3322
7078 | 522.1333 | 1007.9182 | 522.1333 | 1007.9182
7079 | 557.9538 | 978.2379 | 557.9538 | 978.2379
7080 | 553.9367 | 977.0859 | 553.9367 | 977.0859
7081 | 520.7517 | 976.6568 | 520.7517 | 976.6568
7082 | 515.3691 | 964.7332 | 515.3691 | 964.7332
7083 | 520.1653 | 934.7079 | 520.1653 | 934.7079
7084 | 525.809 | 934.8964 | 525.809 | 934.8964
7085 | 536.3453 | 932.9743 | 536.3453 | 932.9743
7086 | 532.415 | 901.2276 | 532.415 | 901.2276
7087 | 512.4113 | 853.7793 | 512.4113 | 853.7793
7088 | 513.9617 | 811.9169 | 513.9617 | 811.9169
7089 | 527.2588 | 782.3838 | 527.2588 | 782.3838
7090 | 511.111 | 762.5475 | 511.111 | 762.5475
7091 | 474.6222 | 760.5977 | 474.6222 | 760.5977
7092 | 442.6201 | 775.7563 | 442.6201 | 775.7563
7093 | 417.0134 | 810.7507 | 417.0134 | 810.7507
7094 | 405.8075 | 852.4209 | 405.8075 | 852.4209
7095 | 402.1127 | 901.6953 | 402.1127 | 901.6953
7096 | 399.8799 | 979.4807 | 399.8799 | 979.4807
7097 | 391.4703 | 1060.2195 | 391.4703 | 1060.2195
7098 | 399.4681 | 1094.9498 | 399.4681 | 1094.9498
7099 | 433.4354 | 1106.7011 | 433.4354 | 1106.7011
7100 | 477.1992 | 1088.5082 | 477.1992 | 1088.5082
7101 | 503.2572 | 1077.1754 | 503.2572 | 1077.1754
7102 | 528.3782 | 1070.7157 | 528.3782 | 1070.7157
7103 | 561.6926 | 1074.9448 | 561.6926 | 1074.9448
7104 | 556.8177 | 1071.1191 | 556.8177 | 1071.1191
7105 | 521.4166 | 1075.5809 | 521.4166 | 1075.5809
7106 | 517.9396 | 1056.0276 | 517.9396 | 1056.0276
7107 | 519.4046 | 1003.3091 | 519.4046 | 1003.3091
7108 | 515.6162 | 975.1311 | 515.6162 | 975.1311
7109 | 530.1437 | 942.2994 | 530.1437 | 942.2994
7110 | 523.2681 | 882.121 | 523.2681 | 882.121
7111 | 501.5713 | 827.4995 | 501.5713 | 827.4995
7112 | 499.9064 | 790.7235 | 499.9064 | 790.7235
7113 | 515.7616 | 761.5817 | 515.7616 | 761.5817
7114 | 501.4653 | 732.4856 | 501.4653 | 732.4856
7115 | 465.7099 | 728.9707 | 465.7099 | 728.9707
7116 | 437.3995 | 735.3912 | 437.3995 | 735.3912
7117 | 417.1768 | 763.1472 | 417.1768 | 763.1472
7118 | 406.5545 | 798.2311 | 406.5545 | 798.2311
7119 | 402.2455 | 844.9623 | 402.2455 | 844.9623
7120 | 396.5868 | 916.2919 | 396.5868 | 916.2919
7121 | 384.8504 | 978.4458 | 384.8504 | 978.4458
7122 | 391.7395 | 1008.0244 | 391.7395 | 1008.0244
7123 | 419.1425 | 1022.645 | 419.1425 | 1022.645
7124 | 456.6635 | 1014.038 | 456.6635 | 1014.038
7125 | 480.5688 | 1005.7049 | 480.5688 | 1005.7049
7126 | 504.2901 | 1004.2664 | 504.2901 | 1004.2664
7127 | 539.0002 | 995.8447 | 539.0002 | 995.8447
7128 | 539.6642 | 982.5636 | 539.6642 | 982.5636
7129 | 516.3686 | 977.1785 | 516.3686 | 977.1785
7130 | 505.0147 | 961.9292 | 505.0147 | 961.9292
7131 | 505.8346 | 932.5559 | 505.8346 | 932.5559
7132 | 507.23 | 932.94 | 507.23 | 932.94
7133 | 517.891 | 911.9114 | 517.891 | 911.9114
7134 | 515.8416 | 850.4288 | 515.8416 | 850.4288
7135 | 496.6598 | 787.7865 | 496.6598 | 787.7865
7136 | 497.4863 | 743.5113 | 497.4863 | 743.5113
7137 | 510.2814 | 707.0659 | 510.2814 | 707.0659
7138 | 493.0501 | 668.8403 | 493.0501 | 668.8403
7139 | 462.3139 | 659.5218 | 462.3139 | 659.5218
7140 | 434.9128 | 676.8323 | 434.9128 | 676.8323
7141 | 413.0765 | 713.1309 | 413.0765 | 713.1309
7142 | 403.0216 | 754.3446 | 403.0216 | 754.3446
7143 | 398.0902 | 797.2284 | 398.0902 | 797.2284
7144 | 392.4539 | 849.3862 | 392.4539 | 849.3862
7145 | 380.7488 | 930.5814 | 380.7488 | 930.5814
7146 | 385.683 | 971.7023 | 385.683 | 971.7023
7147 | 405.6228 | 986.3881 | 405.6228 | 986.3881
7148 | 438.1554 | 975.8248 | 438.1554 | 975.8248
7149 | 460.4137 | 965.2093 | 460.4137 | 965.2093
7150 | 478.9627 | 949.0333 | 478.9627 | 949.0333
7151 | 519.0149 | 934.547 | 519.0149 | 934.547
7152 | 518.4857 | 915.4622 | 518.4857 | 915.4622
7153 | 499.6311 | 910.5988 | 499.6311 | 910.5988
7154 | 492.5804 | 914.5865 | 492.5804 | 914.5865
7155 | 491.9059 | 903.5374 | 491.9059 | 903.5374
7156 | 495.4704 | 901.2478 | 495.4704 | 901.2478
7157 | 501.3237 | 875.4589 | 501.3237 | 875.4589
7158 | 494.2187 | 842.3427 | 494.2187 | 842.3427
7159 | 479.825 | 845.3672 | 479.825 | 845.3672
7160 | 481.9445 | 867.15 | 481.9445 | 867.15
7161 | 496.0675 | 868.0049 | 496.0675 | 868.0049
7162 | 488.3772 | 835.7135 | 488.3772 | 835.7135
7163 | 458.7804 | 801.0933 | 458.7804 | 801.0933
7164 | 431.1467 | 774.7782 | 431.1467 | 774.7782
7165 | 410.8329 | 786.036 | 410.8329 | 786.036
7166 | 399.5422 | 821.9677 | 399.5422 | 821.9677
7167 | 392.4377 | 874.8938 | 392.4377 | 874.8938
7168 | 389.4499 | 947.5929 | 389.4499 | 947.5929
7169 | 377.8809 | 1028.2664 | 377.8809 | 1028.2664
7170 | 380.2041 | 1066.6485 | 380.2041 | 1066.6485
7171 | 402.754 | 1077.6173 | 402.754 | 1077.6173
7172 | 436.2024 | 1072.5317 | 436.2024 | 1072.5317
7173 | 463.087 | 1082.7182 | 463.087 | 1082.7182
7174 | 480.488 | 1083.2361 | 480.488 | 1083.2361
7175 | 514.5056 | 1069.4019 | 514.5056 | 1069.4019
7176 | 515.5597 | 1052.9255 | 515.5597 | 1052.9255
7177 | 494.4927 | 1048.7142 | 494.4927 | 1048.7142
7178 | 491.97 | 985.8614 | 491.97 | 985.8614
7179 | 491.2347 | 913.3841 | 491.2347 | 913.3841
7180 | 492.9345 | 874.1204 | 492.9345 | 874.1204
7181 | 500.4213 | 821.1387 | 500.4213 | 821.1387
7182 | 498.3607 | 748.7007 | 498.3607 | 748.7007
7183 | 478.3457 | 688.8624 | 478.3457 | 688.8624
7184 | 479.7847 | 648.0434 | 479.7847 | 648.0434
7185 | 496.7267 | 614.8585 | 496.7267 | 614.8585
7186 | 485.5922 | 581.0673 | 485.5922 | 581.0673
7187 | 453.6166 | 567.184 | 453.6166 | 567.184
7188 | 424.7815 | 567.8007 | 424.7815 | 567.8007
7189 | 407.4996 | 590.992 | 407.4996 | 590.992
7190 | 395.7391 | 633.1186 | 395.7391 | 633.1186
7191 | 391.9542 | 715.9763 | 391.9542 | 715.9763
7192 | 387.0281 | 840.648 | 387.0281 | 840.648
7193 | 376.2613 | 915.8439 | 376.2613 | 915.8439
7194 | 381.6882 | 939.8145 | 381.6882 | 939.8145
7195 | 409.3514 | 952.0222 | 409.3514 | 952.0222
7196 | 444.049 | 931.6122 | 444.049 | 931.6122
7197 | 471.9771 | 926.0179 | 471.9771 | 926.0179
7198 | 491.8952 | 911.9286 | 491.8952 | 911.9286
7199 | 531.8466 | 903.8982 | 531.8466 | 903.8982
7200 | 526.5855 | 891.3996 | 526.5855 | 891.3996
7201 | 501.1623 | 894.0354 | 501.1623 | 894.0354
7202 | 496.4561 | 868.3524 | 496.4561 | 868.3524
7203 | 498.614 | 794.3753 | 498.614 | 794.3753
7204 | 496.4233 | 730.6577 | 496.4233 | 730.6577
7205 | 506.2205 | 672.3288 | 506.2205 | 672.3288
7206 | 502.9231 | 615.4109 | 502.9231 | 615.4109
7207 | 488.4449 | 572.136 | 488.4449 | 572.136
7208 | 483.9068 | 546.7718 | 483.9068 | 546.7718
7209 | 498.0989 | 524.2814 | 498.0989 | 524.2814
7210 | 491.82 | 502.8149 | 491.82 | 502.8149
7211 | 453.3879 | 507.1905 | 453.3879 | 507.1905
7212 | 422.9155 | 545.2379 | 422.9155 | 545.2379
7213 | 402.5726 | 602.795 | 402.5726 | 602.795
7214 | 393.0635 | 658.8115 | 393.0635 | 658.8115
7215 | 387.9534 | 715.259 | 387.9534 | 715.259
7216 | 384.2873 | 800.1524 | 384.2873 | 800.1524
7217 | 375.4756 | 898.7588 | 375.4756 | 898.7588
7218 | 382.9488 | 937.3365 | 382.9488 | 937.3365
7219 | 418.6626 | 950.392 | 418.6626 | 950.392
7220 | 466.5321 | 935.7857 | 466.5321 | 935.7857
7221 | 497.505 | 918.5839 | 497.505 | 918.5839
7222 | 516.8217 | 894.7131 | 516.8217 | 894.7131
7223 | 558.1389 | 876.0534 | 558.1389 | 876.0534
7224 | 550.9809 | 860.5551 | 550.9809 | 860.5551
7225 | 523.7554 | 856.6047 | 523.7554 | 856.6047
7226 | 518.076 | 834.9647 | 518.076 | 834.9647
7227 | 517.2039 | 767.6391 | 517.2039 | 767.6391
7228 | 521.1145 | 701.4435 | 521.1145 | 701.4435
7229 | 529.7336 | 647.3532 | 529.7336 | 647.3532
7230 | 523.5578 | 592.4569 | 523.5578 | 592.4569
7231 | 493.9442 | 549.7037 | 493.9442 | 549.7037
7232 | 488.6407 | 520.8181 | 488.6407 | 520.8181
7233 | 502.8518 | 488.9374 | 502.8518 | 488.9374
7234 | 491.1561 | 454.168 | 491.1561 | 454.168
7235 | 455.2379 | 441.3281 | 455.2379 | 441.3281
7236 | 422.5734 | 447.8789 | 422.5734 | 447.8789
7237 | 400.1941 | 484.1775 | 400.1941 | 484.1775
7238 | 390.6109 | 544.563 | 390.6109 | 544.563
7239 | 386.1586 | 623.3125 | 386.1586 | 623.3125
7240 | 380.8145 | 723.4651 | 380.8145 | 723.4651
7241 | 371.1618 | 832.4399 | 371.1618 | 832.4399
7242 | 381.3879 | 876.6909 | 381.3879 | 876.6909
7243 | 407.8718 | 882.5081 | 407.8718 | 882.5081
7244 | 454.8084 | 888.3778 | 454.8084 | 888.3778
7245 | 482.4519 | 887.5438 | 482.4519 | 887.5438
7246 | 507.8939 | 862.4992 | 507.8939 | 862.4992
7247 | 542.9344 | 880.3573 | 542.9344 | 880.3573
7248 | 545.3477 | 867.4022 | 545.3477 | 867.4022
7249 | 510.5709 | 855.3657 | 510.5709 | 855.3657
7250 | 503.8816 | 836.7906 | 503.8816 | 836.7906
7251 | 505.3432 | 770.2475 | 505.3432 | 770.2475
7252 | 507.7175 | 698.509 | 507.7175 | 698.509
7253 | 518.4501 | 631.768 | 518.4501 | 631.768
7254 | 513.5404 | 571.5244 | 513.5404 | 571.5244
7255 | 496.2299 | 529.4885 | 496.2299 | 529.4885
7256 | 486.1057 | 506.211 | 486.1057 | 506.211
7257 | 499.7229 | 488.481 | 499.7229 | 488.481
7258 | 492.6454 | 475.1658 | 492.6454 | 475.1658
7259 | 458.094 | 489.8446 | 458.094 | 489.8446
7260 | 423.0427 | 174.4831 | 423.0427 | 174.4831
7261 | 401.6009 | 191.0214 | 401.6009 | 191.0214
7262 | 390.8686 | 211.4491 | 390.8686 | 211.4491
7263 | 388.2429 | 234.2009 | 388.2429 | 234.2009
7264 | 381.5859 | 271.8706 | 381.5859 | 271.8706
7265 | 368.9163 | 338.5444 | 368.9163 | 338.5444
7266 | 381.6647 | 361.904 | 381.6647 | 361.904
7267 | 414.4292 | 366.2437 | 414.4292 | 366.2437
7268 | 459.7477 | 350.7661 | 459.7477 | 350.7661
7269 | 488.9766 | 341.4839 | 488.9766 | 341.4839
7270 | 511.4419 | 332.4861 | 511.4419 | 332.4861
7271 | 552.7671 | 327.7248 | 552.7671 | 327.7248
7272 | 551.6161 | 321.1887 | 551.6161 | 321.1887
7273 | 519.7303 | 315.1578 | 519.7303 | 315.1578
7274 | 513.9095 | 316.4427 | 513.9095 | 316.4427
7275 | 513.3705 | 300.4321 | 513.3705 | 300.4321
7276 | 511.4544 | 304.4296 | 511.4544 | 304.4296
7277 | 515.0856 | 301.8558 | 515.0856 | 301.8558
7278 | 512.2749 | 278.8375 | 512.2749 | 278.8375
7279 | 490.2729 | 257.6953 | 490.2729 | 257.6953
7280 | 479.4364 | 244.6865 | 479.4364 | 244.6865
7281 | 491.0127 | 227.2941 | 491.0127 | 227.2941
7282 | 484.8552 | 200.0809 | 484.8552 | 200.0809
7283 | 459.6787 | 187.1045 | 459.6787 | 187.1045
7284 | 429.3517 | 184.039 | 429.3517 | 184.039
7285 | 406.8032 | 195.748 | 406.8032 | 195.748
7286 | 392.8119 | 212.3945 | 392.8119 | 212.3945
7287 | 386.8067 | 232.2075 | 386.8067 | 232.2075
7288 | 379.9441 | 265.9521 | 379.9441 | 265.9521
7289 | 371.6317 | 331.6394 | 371.6317 | 331.6394
7290 | 379.1862 | 356.8897 | 379.1862 | 356.8897
7291 | 406.2174 | 363.8804 | 406.2174 | 363.8804
7292 | 443.752 | 349.6152 | 443.752 | 349.6152
7293 | 473.2384 | 339.059 | 473.2384 | 339.059
7294 | 491.5872 | 325.2729 | 491.5872 | 325.2729
7295 | 526.5624 | 315.6001 | 526.5624 | 315.6001
7296 | 528.1597 | 304.584 | 528.1597 | 304.584
7297 | 503.8692 | 294.0526 | 503.8692 | 294.0526
7298 | 495.5716 | 295.0292 | 495.5716 | 295.0292
7299 | 493.5963 | 282.43 | 493.5963 | 282.43
7300 | 491.5524 | 297.1959 | 491.5524 | 297.1959
7301 | 499.9754 | 313.7339 | 499.9754 | 313.7339
7302 | 493.4115 | 305.2448 | 493.4115 | 305.2448
7303 | 475.9423 | 291.0691 | 475.9423 | 291.0691
7304 | 468.8858 | 279.6838 | 468.8858 | 279.6838
7305 | 483.2244 | 258.469 | 483.2244 | 258.469
7306 | 477.6767 | 225.8716 | 477.6767 | 225.8716
7307 | 453.9791 | 206.3396 | 453.9791 | 206.3396
7308 | 425.8465 | 197.705 | 425.8465 | 197.705
7309 | 402.7123 | 201.7076 | 402.7123 | 201.7076
7310 | 392.9108 | 207.7295 | 392.9108 | 207.7295
7311 | 385.8611 | 215.0274 | 385.8611 | 215.0274
7312 | 377.0478 | 240.5313 | 377.0478 | 240.5313
7313 | 367.6703 | 303.1361 | 367.6703 | 303.1361
7314 | 370.9336 | 328.7357 | 370.9336 | 328.7357
7315 | 390.8573 | 337.7198 | 390.8573 | 337.7198
7316 | 421.9198 | 325.0164 | 421.9198 | 325.0164
7317 | 446.4843 | 316.248 | 446.4843 | 316.248
7318 | 468.7155 | 306.0377 | 468.7155 | 306.0377
7319 | 502.7452 | 299.468 | 502.7452 | 299.468
7320 | 506.1975 | 292.6237 | 506.1975 | 292.6237
7321 | 487.1056 | 285.0104 | 487.1056 | 285.0104
7322 | 478.3998 | 286.9734 | 478.3998 | 286.9734
7323 | 472.7361 | 275.4017 | 472.7361 | 275.4017
7324 | 476.1864 | 290.1265 | 476.1864 | 290.1265
7325 | 484.4463 | 303.171 | 484.4463 | 303.171
7326 | 480.0216 | 293.305 | 480.0216 | 293.305
7327 | 466.758 | 281.8625 | 466.758 | 281.8625
7328 | 462.7743 | 274.0941 | 462.7743 | 274.0941
7329 | 478.4842 | 257.462 | 478.4842 | 257.462
7330 | 472.146 | 224.7208 | 472.146 | 224.7208
7331 | 445.6976 | 203.3187 | 445.6976 | 203.3187
7332 | 421.3632 | 190.0192 | 421.3632 | 190.0192
7333 | 401.8135 | 190.3227 | 401.8135 | 190.3227
7334 | 389.8615 | 198.6051 | 389.8615 | 198.6051
7335 | 385.0637 | 212.3559 | 385.0637 | 212.3559
7336 | 377.7704 | 244.3947 | 377.7704 | 244.3947
7337 | 366.9858 | 311.7672 | 366.9858 | 311.7672
7338 | 370.6255 | 341.4975 | 370.6255 | 341.4975
7339 | 391.8548 | 353.4202 | 391.8548 | 353.4202
7340 | 425.4683 | 343.6556 | 425.4683 | 343.6556
7341 | 450.986 | 336.7162 | 450.986 | 336.7162
7342 | 472.9026 | 327.3074 | 472.9026 | 327.3074
7343 | 509.7121 | 320.7788 | 509.7121 | 320.7788
7344 | 507.6755 | 312.2699 | 507.6755 | 312.2699
7345 | 485.4589 | 303.999 | 485.4589 | 303.999
7346 | 481.1433 | 303.9892 | 481.1433 | 303.9892
7347 | 478.7034 | 287.547 | 478.7034 | 287.547
7348 | 485.5181 | 291.3801 | 485.5181 | 291.3801
7349 | 493.4049 | 294.3549 | 493.4049 | 294.3549
7350 | 481.1678 | 277.7484 | 481.1678 | 277.7484
7351 | 466.3479 | 259.1133 | 466.3479 | 259.1133
7352 | 460.828 | 244.6659 | 460.828 | 244.6659
7353 | 476.4312 | 226.1021 | 476.4312 | 226.1021
7354 | 473.8848 | 196.5257 | 473.8848 | 196.5257
7355 | 445.3468 | 182.6039 | 445.3468 | 182.6039
7356 | 418.9768 | 174.5859 | 418.9768 | 174.5859
7357 | 397.9301 | 180.9517 | 397.9301 | 180.9517
7358 | 386.8697 | 194.3718 | 386.8697 | 194.3718
7359 | 380.84 | 213.1573 | 380.84 | 213.1573
7360 | 373.3418 | 254.5466 | 373.3418 | 254.5466
7361 | 363.8834 | 324.3851 | 363.8834 | 324.3851
7362 | 372.5697 | 348.1969 | 372.5697 | 348.1969
7363 | 399.5728 | 351.9817 | 399.5728 | 351.9817
7364 | 443.1557 | 333.4832 | 443.1557 | 333.4832
7365 | 466.2461 | 319.6594 | 466.2461 | 319.6594
7366 | 493.8092 | 306.5309 | 493.8092 | 306.5309
7367 | 536.6032 | 299.1803 | 536.6032 | 299.1803
7368 | 531.8874 | 293.5485 | 531.8874 | 293.5485
7369 | 503.0227 | 289.7781 | 503.0227 | 289.7781
7370 | 497.2675 | 296.5499 | 497.2675 | 296.5499
7371 | 496.3659 | 288.2252 | 496.3659 | 288.2252
7372 | 502.9089 | 302.3746 | 502.9089 | 302.3746
7373 | 507.6127 | 313.6928 | 507.6127 | 313.6928
7374 | 501.9849 | 296.3876 | 501.9849 | 296.3876
7375 | 483.1621 | 278.8005 | 483.1621 | 278.8005
7376 | 475.9939 | 264.2093 | 475.9939 | 264.2093
7377 | 490.2381 | 243.1384 | 490.2381 | 243.1384
7378 | 485.2161 | 208.1572 | 485.2161 | 208.1572
7379 | 449.3801 | 190.6802 | 449.3801 | 190.6802
7380 | 424.2355 | 184.5528 | 424.2355 | 184.5528
7381 | 400.8244 | 191.3091 | 400.8244 | 191.3091
7382 | 389.2507 | 200.7835 | 389.2507 | 200.7835
7383 | 384.8909 | 214.7397 | 384.8909 | 214.7397
7384 | 377.459 | 250.4571 | 377.459 | 250.4571
7385 | 367.3018 | 314.8087 | 367.3018 | 314.8087
7386 | 379.3427 | 339.3397 | 379.3427 | 339.3397
7387 | 409.755 | 346.3509 | 409.755 | 346.3509
7388 | 461.1583 | 332.7434 | 461.1583 | 332.7434
7389 | 493.0137 | 325.2491 | 493.0137 | 325.2491
7390 | 508.3114 | 319.827 | 508.3114 | 319.827
7391 | 549.4634 | 320.676 | 549.4634 | 320.676
7392 | 541.3531 | 320.6955 | 541.3531 | 320.6955
7393 | 512.0497 | 316.4114 | 512.0497 | 316.4114
7394 | 505.8809 | 317.3469 | 505.8809 | 317.3469
7395 | 509.1259 | 303.8023 | 509.1259 | 303.8023
7396 | 511.3819 | 309.1767 | 511.3819 | 309.1767
7397 | 522.7044 | 304.5685 | 522.7044 | 304.5685
7398 | 513.8726 | 273.7821 | 513.8726 | 273.7821
7399 | 487.881 | 250.7904 | 487.881 | 250.7904
7400 | 482.4956 | 238.4597 | 482.4956 | 238.4597
7401 | 492.3276 | 220.3686 | 492.3276 | 220.3686
7402 | 484.1078 | 190.0318 | 484.1078 | 190.0318
7403 | 449.6548 | 173.4385 | 449.6548 | 173.4385
7404 | 424.6516 | 168.9345 | 424.6516 | 168.9345
7405 | 406.5454 | 178.9583 | 406.5454 | 178.9583
7406 | 395.1795 | 190.2411 | 395.1795 | 190.2411
7407 | 386.4084 | 203.5398 | 386.4084 | 203.5398
7408 | 378.3697 | 237.2432 | 378.3697 | 237.2432
7409 | 368.9471 | 301.9852 | 368.9471 | 301.9852
7410 | 382.6148 | 329.1467 | 382.6148 | 329.1467
7411 | 412.6105 | 338.8706 | 412.6105 | 338.8706
7412 | 463.2769 | 326.6194 | 463.2769 | 326.6194
7413 | 495.7789 | 317.5427 | 495.7789 | 317.5427
7414 | 519.5294 | 307.5996 | 519.5294 | 307.5996
7415 | 556.5547 | 303.948 | 556.5547 | 303.948
7416 | 552.0308 | 302.3235 | 552.0308 | 302.3235
7417 | 516.7229 | 293.21 | 516.7229 | 293.21
7418 | 513.3724 | 285.7404 | 513.3724 | 285.7404
7419 | 510.4596 | 266.935 | 510.4596 | 266.935
7420 | 510.557 | 275.1659 | 510.557 | 275.1659
7421 | 519.5868 | 283.5249 | 519.5868 | 283.5249
7422 | 514.0361 | 265.562 | 514.0361 | 265.562
7423 | 488.5868 | 245.139 | 488.5868 | 245.139
7424 | 478.9945 | 231.6164 | 478.9945 | 231.6164
7425 | 489.6237 | 214.9844 | 489.6237 | 214.9844
7426 | 484.7272 | 183.9488 | 484.7272 | 183.9488
7427 | 453.7679 | 173.1919 | 453.7679 | 173.1919
7428 | 421.5857 | 166.7973 | 421.5857 | 166.7973
7429 | 402.3914 | 165.4362 | 402.3914 | 165.4362
7430 | 394.078 | 166.5671 | 394.078 | 166.5671
7431 | 387.0182 | 177.5846 | 387.0182 | 177.5846
7432 | 378.9511 | 210.7538 | 378.9511 | 210.7538
7433 | 371.8507 | 276.4617 | 371.8507 | 276.4617
7434 | 384.6827 | 306.7057 | 384.6827 | 306.7057
7435 | 413.8024 | 322.0398 | 413.8024 | 322.0398
7436 | 462.2254 | 313.015 | 462.2254 | 313.015
7437 | 495.08 | 308.48 | 495.08 | 308.48
7438 | 519.1887 | 298.0231 | 519.1887 | 298.0231
7439 | 550.429 | 289.2751 | 550.429 | 289.2751
7440 | 540.8751 | 283.3349 | 540.8751 | 283.3349
7441 | 506.3947 | 276.1532 | 506.3947 | 276.1532
7442 | 504.042 | 269.3618 | 504.042 | 269.3618
7443 | 508.9639 | 241.2676 | 508.9639 | 241.2676
7444 | 510.0445 | 238.5862 | 510.0445 | 238.5862
7445 | 511.3025 | 239.9581 | 511.3025 | 239.9581
7446 | 512.8928 | 220.269 | 512.8928 | 220.269
7447 | 486.1836 | 200.1543 | 486.1836 | 200.1543
7448 | 476.688 | 187.4331 | 476.688 | 187.4331
7449 | 486.1584 | 169.3831 | 486.1584 | 169.3831
7450 | 481.1763 | 142.9097 | 481.1763 | 142.9097
7451 | 454.5391 | 131.228 | 454.5391 | 131.228
7452 | 425.905 | 127.0117 | 425.905 | 127.0117
7453 | 406.0028 | 134.2613 | 406.0028 | 134.2613
7454 | 395.1227 | 147.332 | 395.1227 | 147.332
7455 | 388.0328 | 167.926 | 388.0328 | 167.926
7456 | 377.2333 | 213.9802 | 377.2333 | 213.9802
7457 | 370.7975 | 291.1757 | 370.7975 | 291.1757
7458 | 376.9373 | 323.968 | 376.9373 | 323.968
7459 | 402.1571 | 338.028 | 402.1571 | 338.028
7460 | 441.3984 | 326.6399 | 441.3984 | 326.6399
7461 | 473.071 | 318.9196 | 473.071 | 318.9196
7462 | 498.3126 | 306.9214 | 498.3126 | 306.9214
7463 | 533.677 | 305.0372 | 533.677 | 305.0372
7464 | 528.8728 | 294.8226 | 528.8728 | 294.8226
7465 | 500.6118 | 284.1062 | 500.6118 | 284.1062
7466 | 496.6093 | 278.6711 | 496.6093 | 278.6711
7467 | 497.803 | 251.1728 | 497.803 | 251.1728
7468 | 499.4337 | 243.0456 | 499.4337 | 243.0456
7469 | 504.5345 | 237.8825 | 504.5345 | 237.8825
7470 | 496.8206 | 213.3846 | 496.8206 | 213.3846
7471 | 477.2233 | 189.1804 | 477.2233 | 189.1804
7472 | 465.4072 | 171.671 | 465.4072 | 171.671
7473 | 475.4475 | 147.6202 | 475.4475 | 147.6202
7474 | 480.7801 | 112.2486 | 480.7801 | 112.2486
7475 | 457.8463 | 89.4491 | 457.8463 | 89.4491
7476 | 430.6909 | 77.3415 | 430.6909 | 77.3415
7477 | 407.634 | 81.6934 | 407.634 | 81.6934
7478 | 395.8474 | 96.2232 | 395.8474 | 96.2232
7479 | 387.3707 | 127.4212 | 387.3707 | 127.4212
7480 | 375.2406 | 185.9084 | 375.2406 | 185.9084
7481 | 366.4162 | 263.8848 | 366.4162 | 263.8848
7482 | 372.6959 | 300.7461 | 372.6959 | 300.7461
7483 | 392.9198 | 318.2175 | 392.9198 | 318.2175
7484 | 424.8151 | 313.3438 | 424.8151 | 313.3438
7485 | 452.1642 | 309.4459 | 452.1642 | 309.4459
7486 | 474.7844 | 301.1467 | 474.7844 | 301.1467
7487 | 508.654 | 298.42 | 508.654 | 298.42
7488 | 508.3783 | 294.802 | 508.3783 | 294.802
7489 | 490.2761 | 290.6823 | 490.2761 | 290.6823
7490 | 485.8885 | 293.9606 | 485.8885 | 293.9606
7491 | 486.5253 | 275.0318 | 486.5253 | 275.0318
7492 | 490.5048 | 267.9938 | 490.5048 | 267.9938
7493 | 495.6203 | 257.0765 | 495.6203 | 257.0765
7494 | 490.1239 | 227.8521 | 490.1239 | 227.8521
7495 | 474.134 | 201.3051 | 474.134 | 201.3051
7496 | 467.3726 | 185.2342 | 467.3726 | 185.2342
7497 | 475.2563 | 170.6572 | 475.2563 | 170.6572
7498 | 478.86 | 148.931 | 478.86 | 148.931
7499 | 457.0144 | 142.4896 | 457.0144 | 142.4896
7500 | 428.728 | 144.9728 | 428.728 | 144.9728
7501 | 408.7856 | 159.9492 | 408.7856 | 159.9492
7502 | 398.3259 | 176.6984 | 398.3259 | 176.6984
7503 | 393.8652 | 192.011 | 393.8652 | 192.011
7504 | 376.823 | 224.1732 | 376.823 | 224.1732
7505 | 369.5355 | 292.7581 | 369.5355 | 292.7581
7506 | 376.5653 | 324.9955 | 376.5653 | 324.9955
7507 | 395.4823 | 338.2746 | 395.4823 | 338.2746
7508 | 428.3065 | 328.7361 | 428.3065 | 328.7361
7509 | 453.7167 | 322.4337 | 453.7167 | 322.4337
7510 | 476.7935 | 314.6483 | 476.7935 | 314.6483
7511 | 513.2434 | 311.2434 | 513.2434 | 311.2434
7512 | 512.8752 | 308.3858 | 512.8752 | 308.3858
7513 | 491.1207 | 304.8827 | 491.1207 | 304.8827
7514 | 485.9361 | 302.9 | 485.9361 | 302.9
7515 | 480.3431 | 282.8204 | 480.3431 | 282.8204
7516 | 482.0077 | 292.0377 | 482.0077 | 292.0377
7517 | 489.2888 | 301.8969 | 489.2888 | 301.8969
7518 | 479.5124 | 287.5509 | 479.5124 | 287.5509
7519 | 458.4659 | 272.0806 | 458.4659 | 272.0806
7520 | 454.5954 | 260.2842 | 454.5954 | 260.2842
7521 | 464.5841 | 234.8771 | 464.5841 | 234.8771
7522 | 470.1339 | 201.2728 | 470.1339 | 201.2728
7523 | 450.4277 | 183.6315 | 450.4277 | 183.6315
7524 | 422.3011 | 175.9422 | 422.3011 | 175.9422
7525 | 402.4955 | 183.2328 | 402.4955 | 183.2328
7526 | 391.0359 | 195.5842 | 391.0359 | 195.5842
7527 | 381.709 | 213.3217 | 381.709 | 213.3217
7528 | 369.1297 | 251.8545 | 369.1297 | 251.8545
7529 | 361.7837 | 324.6112 | 361.7837 | 324.6112
7530 | 372.0388 | 354.8963 | 372.0388 | 354.8963
7531 | 399.2644 | 366.0998 | 399.2644 | 366.0998
7532 | 435.418 | 355.8625 | 435.418 | 355.8625
7533 | 463.5177 | 354.1018 | 463.5177 | 354.1018
7534 | 486.5109 | 349.8306 | 486.5109 | 349.8306
7535 | 521.9923 | 344.8227 | 521.9923 | 344.8227
7536 | 514.8653 | 336.3754 | 514.8653 | 336.3754
7537 | 487.4632 | 322.371 | 487.4632 | 322.371
7538 | 490.1549 | 312.5587 | 490.1549 | 312.5587
7539 | 491.1322 | 284.7727 | 491.1322 | 284.7727
7540 | 488.1338 | 283.0572 | 488.1338 | 283.0572
7541 | 495.2721 | 285.9909 | 495.2721 | 285.9909
7542 | 489.3573 | 267.0827 | 489.3573 | 267.0827
7543 | 466.9303 | 246.372 | 466.9303 | 246.372
7544 | 459.9324 | 232.1918 | 459.9324 | 232.1918
7545 | 466.145 | 214.4912 | 466.145 | 214.4912
7546 | 471.7339 | 186.8464 | 471.7339 | 186.8464
7547 | 448.0141 | 171.7739 | 448.0141 | 171.7739
7548 | 417.6414 | 165.0505 | 417.6414 | 165.0505
7549 | 397.0049 | 173.307 | 397.0049 | 173.307
7550 | 385.1599 | 188.3711 | 385.1599 | 188.3711
7551 | 380.4103 | 208.9034 | 380.4103 | 208.9034
7552 | 364.3137 | 248.5665 | 364.3137 | 248.5665
7553 | 361.3764 | 318.631 | 361.3764 | 318.631
7554 | 371.3174 | 348.0531 | 371.3174 | 348.0531
7555 | 404.8231 | 358.2085 | 404.8231 | 358.2085
7556 | 452.3409 | 346.5327 | 452.3409 | 346.5327
7557 | 486.8117 | 340.6413 | 486.8117 | 340.6413
7558 | 512.6296 | 330.616 | 512.6296 | 330.616
7559 | 549.3747 | 323.5531 | 549.3747 | 323.5531
7560 | 539.9786 | 319.5036 | 539.9786 | 319.5036
7561 | 507.6628 | 317.4595 | 507.6628 | 317.4595
7562 | 502.4789 | 298.2967 | 502.4789 | 298.2967
7563 | 507.0734 | 262.2289 | 507.0734 | 262.2289
7564 | 508.2819 | 258.705 | 508.2819 | 258.705
7565 | 516.7414 | 262.7896 | 516.7414 | 262.7896
7566 | 506.6454 | 246.82 | 506.6454 | 246.82
7567 | 479.6919 | 228.4521 | 479.6919 | 228.4521
7568 | 469.5467 | 216.1626 | 469.5467 | 216.1626
7569 | 478.441 | 199.5921 | 478.441 | 199.5921
7570 | 477.9877 | 176.8179 | 477.9877 | 176.8179
7571 | 452.0207 | 164.0469 | 452.0207 | 164.0469
7572 | 419.3628 | 159.0909 | 419.3628 | 159.0909
7573 | 398.8781 | 167.9228 | 398.8781 | 167.9228
7574 | 390.1578 | 180.3564 | 390.1578 | 180.3564
7575 | 380.637 | 194.5798 | 380.637 | 194.5798
7576 | 368.0612 | 225.2623 | 368.0612 | 225.2623
7577 | 361.0186 | 291.1757 | 361.0186 | 291.1757
7578 | 375.4675 | 318.0701 | 375.4675 | 318.0701
7579 | 405.8972 | 328.4721 | 405.8972 | 328.4721
7580 | 452.6209 | 319.6733 | 452.6209 | 319.6733
7581 | 485.2624 | 313.7614 | 485.2624 | 313.7614
7582 | 509.058 | 304.5376 | 509.058 | 304.5376
7583 | 542.6557 | 301.2559 | 542.6557 | 301.2559
7584 | 538.8569 | 297.1242 | 538.8569 | 297.1242
7585 | 502.1616 | 293.395 | 502.1616 | 293.395
7586 | 500.6456 | 298.009 | 500.6456 | 298.009
7587 | 503.3022 | 285.903 | 503.3022 | 285.903
7588 | 505.2948 | 296.7232 | 505.2948 | 296.7232
7589 | 515.3201 | 303.2943 | 515.3201 | 303.2943
7590 | 510.6263 | 285.5781 | 510.6263 | 285.5781
7591 | 484.2869 | 268.4843 | 484.2869 | 268.4843
7592 | 472.0042 | 257.5921 | 472.0042 | 257.5921
7593 | 480.4479 | 240.5901 | 480.4479 | 240.5901
7594 | 481.1088 | 214.4662 | 481.1088 | 214.4662
7595 | 453.7558 | 201.4075 | 453.7558 | 201.4075
7596 | 427.5718 | 194.5814 | 427.5718 | 194.5814
7597 | 402.4271 | 196.3234 | 402.4271 | 196.3234
7598 | 394.488 | 196.92 | 394.488 | 196.92
7599 | 386.1437 | 197.7651 | 386.1437 | 197.7651
7600 | 373.0089 | 222.077 | 373.0089 | 222.077
7601 | 366.0324 | 284.6407 | 366.0324 | 284.6407
7602 | 378.4825 | 315.0697 | 378.4825 | 315.0697
7603 | 408.4582 | 334.6578 | 408.4582 | 334.6578
7604 | 451.4546 | 328.0784 | 451.4546 | 328.0784
7605 | 489.0644 | 323.1941 | 489.0644 | 323.1941
7606 | 512.3746 | 315.7992 | 512.3746 | 315.7992
7607 | 546.9668 | 311.6544 | 546.9668 | 311.6544
7608 | 538.7886 | 306.3102 | 538.7886 | 306.3102
7609 | 506.6772 | 296.457 | 506.6772 | 296.457
7610 | 497.2668 | 283.8087 | 497.2668 | 283.8087
7611 | 501.6249 | 262.0851 | 501.6249 | 262.0851
7612 | 501.8264 | 274.3027 | 501.8264 | 274.3027
7613 | 504.5228 | 280.2779 | 504.5228 | 280.2779
7614 | 498.479 | 261.904 | 498.479 | 261.904
7615 | 475.9389 | 240.1658 | 475.9389 | 240.1658
7616 | 461.5977 | 222.4921 | 461.5977 | 222.4921
7617 | 466.1369 | 198.092 | 466.1369 | 198.092
7618 | 472.0398 | 161.6517 | 472.0398 | 161.6517
7619 | 449.9064 | 139.2015 | 449.9064 | 139.2015
7620 | 424.3691 | 130.5258 | 424.3691 | 130.5258
7621 | 403.1794 | 136.5218 | 403.1794 | 136.5218
7622 | 388.2677 | 147.9485 | 388.2677 | 147.9485
7623 | 384.5204 | 167.7205 | 384.5204 | 167.7205
7624 | 368.4805 | 216.0763 | 368.4805 | 216.0763
7625 | 363.8111 | 289.9427 | 363.8111 | 289.9427
7626 | 374.389 | 319.1592 | 374.389 | 319.1592
7627 | 398.6435 | 330.0545 | 398.6435 | 330.0545
7628 | 435.3222 | 316.6524 | 435.3222 | 316.6524
7629 | 465.5386 | 311.8914 | 465.5386 | 311.8914
7630 | 489.0825 | 306.2638 | 489.0825 | 306.2638
7631 | 519.8995 | 302.2012 | 519.8995 | 302.2012
7632 | 519.7521 | 296.405 | 519.7521 | 296.405
7633 | 494.0226 | 289.1616 | 494.0226 | 289.1616
7634 | 484.6171 | 288.6997 | 484.6171 | 288.6997
7635 | 483.7183 | 275.1757 | 483.7183 | 275.1757
7636 | 485.2188 | 287.9482 | 485.2188 | 287.9482
7637 | 487.3238 | 300.9927 | 487.3238 | 300.9927
7638 | 479.6032 | 289.1127 | 479.6032 | 289.1127
7639 | 461.4775 | 272.7382 | 461.4775 | 272.7382
7640 | 450.3138 | 259.2978 | 450.3138 | 259.2978
7641 | 459.2988 | 235.7608 | 459.2988 | 235.7608
7642 | 463.7214 | 201.5605 | 463.7214 | 201.5605
7643 | 441.66 | 183.0971 | 441.66 | 183.0971
7644 | 416.9666 | 174.3187 | 416.9666 | 174.3187
7645 | 393.7749 | 177.417 | 393.7749 | 177.417
7646 | 381.1503 | 181.2401 | 381.1503 | 181.2401
7647 | 374.0154 | 192.7097 | 374.0154 | 192.7097
7648 | 359.3485 | 238.0241 | 359.3485 | 238.0241
7649 | 353.4389 | 310.1643 | 353.4389 | 310.1643
7650 | 359.9773 | 340.9015 | 359.9773 | 340.9015
7651 | 380.1934 | 353.8518 | 380.1934 | 353.8518
7652 | 408.8319 | 345.649 | 408.8319 | 345.649
7653 | 436.4027 | 336.0997 | 436.4027 | 336.0997
7654 | 460.3384 | 319.2722 | 460.3384 | 319.2722
7655 | 492.7821 | 305.5304 | 492.7821 | 305.5304
7656 | 494.3019 | 300.7205 | 494.3019 | 300.7205
7657 | 473.1939 | 301.944 | 473.1939 | 301.944
7658 | 470.8768 | 282.1647 | 470.8768 | 282.1647
7659 | 468.6014 | 252.8374 | 468.6014 | 252.8374
7660 | 473.0811 | 254.5949 | 473.0811 | 254.5949
7661 | 473.3062 | 257.6725 | 473.3062 | 257.6725
7662 | 464.4691 | 238.456 | 464.4691 | 238.456
7663 | 453.2952 | 226.0477 | 453.2952 | 226.0477
7664 | 445.8004 | 219.8205 | 445.8004 | 219.8205
7665 | 449.0028 | 205.9217 | 449.0028 | 205.9217
7666 | 455.4801 | 179.736 | 455.4801 | 179.736
7667 | 438.3981 | 165.3211 | 438.3981 | 165.3211
7668 | 416.4552 | 163.3859 | 416.4552 | 163.3859
7669 | 396.8173 | 177.1499 | 396.8173 | 177.1499
7670 | 382.7484 | 187.8368 | 382.7484 | 187.8368
7671 | 376.0347 | 193.3673 | 376.0347 | 193.3673
7672 | 361.0659 | 213.9391 | 361.0659 | 213.9391
7673 | 352.996 | 273.3791 | 352.996 | 273.3791
7674 | 359.0518 | 296.3072 | 359.0518 | 296.3072
7675 | 372.5425 | 303.5034 | 372.5425 | 303.5034
7676 | 397.63 | 290.6357 | 397.63 | 290.6357
7677 | 424.218 | 282.4838 | 424.218 | 282.4838
7678 | 452.7964 | 272.1502 | 452.7964 | 272.1502
7679 | 484.9406 | 265.1078 | 484.9406 | 265.1078
7680 | 487.7511 | 257.3387 | 487.7511 | 257.3387
7681 | 472.9914 | 249.0884 | 472.9914 | 249.0884
7682 | 468.0728 | 248.462 | 468.0728 | 248.462
7683 | 463.2661 | 231.7938 | 463.2661 | 231.7938
7684 | 465.6783 | 240.7851 | 465.6783 | 240.7851
7685 | 474.4684 | 248.6509 | 474.4684 | 248.6509
7686 | 464.2759 | 232.7841 | 464.2759 | 232.7841
7687 | 450.3604 | 218.4441 | 450.3604 | 218.4441
7688 | 442.9661 | 209.2165 | 442.9661 | 209.2165
7689 | 451.1673 | 195.0505 | 451.1673 | 195.0505
7690 | 457.2581 | 176.037 | 457.2581 | 176.037
7691 | 438.7674 | 169.575 | 438.7674 | 169.575
7692 | 411.5975 | 166.489 | 411.5975 | 166.489
7693 | 391.4111 | 169.4024 | 391.4111 | 169.4024
7694 | 380.149 | 171.0471 | 380.149 | 171.0471
7695 | 370.5145 | 178.345 | 370.5145 | 178.345
7696 | 356.3388 | 219.3233 | 356.3388 | 219.3233
7697 | 353.0426 | 290.9908 | 353.0426 | 290.9908
7698 | 359.923 | 316.6932 | 359.923 | 316.6932
7699 | 379.3382 | 325.4512 | 379.3382 | 325.4512
7700 | 413.3321 | 312.4396 | 413.3321 | 312.4396
7701 | 436.2613 | 302.9314 | 436.2613 | 302.9314
7702 | 464.0497 | 292.269 | 464.0497 | 292.269
7703 | 499.429 | 286.4802 | 499.429 | 286.4802
7704 | 499.2225 | 279.266 | 499.2225 | 279.266
7705 | 476.0486 | 268.2619 | 476.0486 | 268.2619
7706 | 468.0693 | 259.477 | 468.0693 | 259.477
7707 | 476.9095 | 228.1153 | 476.9095 | 228.1153
7708 | 478.1443 | 218.1797 | 478.1443 | 218.1797
7709 | 483.5114 | 224.607 | 483.5114 | 224.607
7710 | 473.8351 | 205.7398 | 473.8351 | 205.7398
7711 | 457.4361 | 184.2688 | 457.4361 | 184.2688
7712 | 449.9012 | 167.0266 | 449.9012 | 167.0266
7713 | 452.7429 | 142.5032 | 452.7429 | 142.5032
7714 | 462.3015 | 106.289 | 462.3015 | 106.289
7715 | 441.1994 | 84.6609 | 441.1994 | 84.6609
7716 | 413.7959 | 72.7793 | 413.7959 | 72.7793
7717 | 391.2879 | 76.1859 | 391.2879 | 76.1859
7718 | 380.689 | 87.777 | 380.689 | 87.777
7719 | 369.1184 | 106.9736 | 369.1184 | 106.9736
7720 | 355.6657 | 156.3158 | 355.6657 | 156.3158
7721 | 352.3631 | 237.7448 | 352.3631 | 237.7448
7722 | 359.5331 | 277.8324 | 359.5331 | 277.8324
7723 | 387.9826 | 300.3386 | 387.9826 | 300.3386
7724 | 431.8931 | 298.2598 | 431.8931 | 298.2598
7725 | 460.1915 | 294.1153 | 460.1915 | 294.1153
7726 | 487.7323 | 287.4807 | 487.7323 | 287.4807
7727 | 527.4071 | 283.6237 | 527.4071 | 283.6237
7728 | 523.1397 | 278.3823 | 523.1397 | 278.3823
7729 | 493.871 | 266.9467 | 493.871 | 266.9467
7730 | 487.8318 | 255.6547 | 487.8318 | 255.6547
7731 | 491.1165 | 225.6287 | 491.1165 | 225.6287
7732 | 495.453 | 208.7881 | 495.453 | 208.7881
7733 | 499.5047 | 196.0214 | 499.5047 | 196.0214
7734 | 494.2781 | 169.5095 | 494.2781 | 169.5095
7735 | 469.5019 | 148.5317 | 469.5019 | 148.5317
7736 | 462.1102 | 135.3379 | 462.1102 | 135.3379
7737 | 464.5629 | 119.158 | 464.5629 | 119.158
7738 | 466.5729 | 93.6299 | 466.5729 | 93.6299
7739 | 441.1554 | 84.2909 | 441.1554 | 84.2909
7740 | 413.0235 | 82.6229 | 413.0235 | 82.6229
7741 | 389.7256 | 95.5855 | 389.7256 | 95.5855
7742 | 379.6033 | 112.0881 | 379.6033 | 112.0881
7743 | 370.4336 | 134.4289 | 370.4336 | 134.4289
7744 | 357.788 | 174.0919 | 357.788 | 174.0919
7745 | 352.3064 | 246.1704 | 352.3064 | 246.1704
7746 | 363.9555 | 276.3939 | 363.9555 | 276.3939
7747 | 393.5783 | 289.6319 | 393.5783 | 289.6319
7748 | 446.1172 | 281.1003 | 446.1172 | 281.1003
7749 | 480.0077 | 276.0515 | 480.0077 | 276.0515
7750 | 506.0775 | 269.006 | 506.0775 | 269.006
7751 | 546.9519 | 265.8887 | 546.9519 | 265.8887
7752 | 540.7181 | 262.5791 | 540.7181 | 262.5791
7753 | 507.5027 | 253.8972 | 507.5027 | 253.8972
7754 | 496.1127 | 249.7978 | 496.1127 | 249.7978
7755 | 497.7643 | 234.0544 | 497.7643 | 234.0544
7756 | 501.903 | 242.3675 | 501.903 | 242.3675
7757 | 503.5952 | 248.1988 | 503.5952 | 248.1988
7758 | 495.2023 | 229.3111 | 495.2023 | 229.3111
7759 | 469.806 | 207.2852 | 469.806 | 207.2852
7760 | 453.7622 | 193.5366 | 453.7622 | 193.5366
7761 | 460.3881 | 176.1853 | 460.3881 | 176.1853
7762 | 464.8377 | 151.9108 | 464.8377 | 151.9108
7763 | 440.3004 | 141.1744 | 440.3004 | 141.1744
7764 | 410.8413 | 138.8076 | 410.8413 | 138.8076
7765 | 388.8696 | 150.4139 | 388.8696 | 150.4139
7766 | 378.1018 | 166.2794 | 378.1018 | 166.2794
7767 | 369.0309 | 183.1743 | 369.0309 | 183.1743
7768 | 356.4105 | 216.7545 | 356.4105 | 216.7545
7769 | 351.7447 | 285.3189 | 351.7447 | 285.3189
7770 | 361.2562 | 313.3846 | 361.2562 | 313.3846
7771 | 390.6537 | 324.6086 | 390.6537 | 324.6086
7772 | 439.159 | 313.6315 | 439.159 | 313.6315
7773 | 479.0391 | 305.3974 | 479.0391 | 305.3974
7774 | 505.6014 | 294.735 | 505.6014 | 294.735
7775 | 541.6747 | 288.042 | 541.6747 | 288.042
7776 | 538.0636 | 280.4168 | 538.0636 | 280.4168
7777 | 505.424 | 270.8718 | 505.424 | 270.8718
7778 | 501.1888 | 265.9915 | 501.1888 | 265.9915
7779 | 498.985 | 240.9388 | 498.985 | 240.9388
7780 | 494.439 | 239.4699 | 494.439 | 239.4699
7781 | 500.1945 | 240.8418 | 500.1945 | 240.8418
7782 | 495.8435 | 227.9343 | 495.8435 | 227.9343
7783 | 468.0708 | 214.5806 | 468.0708 | 214.5806
7784 | 451.4586 | 206.5039 | 451.4586 | 206.5039
7785 | 451.2295 | 189.4608 | 451.2295 | 189.4608
7786 | 455.3155 | 160.2132 | 455.3155 | 160.2132
7787 | 437.9656 | 143.6199 | 437.9656 | 143.6199
7788 | 411.0132 | 138.15 | 411.0132 | 138.15
7789 | 388.1211 | 147.804 | 388.1211 | 147.804
7790 | 376.9296 | 161.7172 | 376.9296 | 161.7172
7791 | 367.1545 | 178.9204 | 367.1545 | 178.9204
7792 | 352.095 | 219.4055 | 352.095 | 219.4055
7793 | 347.738 | 297.8957 | 347.738 | 297.8957
7794 | 356.5165 | 329.7016 | 356.5165 | 329.7016
7795 | 379.9188 | 338.6856 | 379.9188 | 338.6856
7796 | 421.8828 | 322.9819 | 421.8828 | 322.9819
7797 | 453.3308 | 313.5559 | 453.3308 | 313.5559
7798 | 481.5073 | 304.5376 | 481.5073 | 304.5376
7799 | 516.6471 | 293.2413 | 516.6471 | 293.2413
7800 | 514.688 | 287.9793 | 514.688 | 287.9793
7801 | 493.2261 | 279.8317 | 493.2261 | 279.8317
7802 | 487.3768 | 274.972 | 487.3768 | 274.972
7803 | 486.68 | 261.3658 | 486.68 | 261.3658
7804 | 488.051 | 277.2209 | 488.051 | 277.2209
7805 | 490.6742 | 293.6768 | 490.6742 | 293.6768
7806 | 482.0327 | 286.4617 | 482.0327 | 286.4617
7807 | 461.974 | 273.5602 | 461.974 | 273.5602
7808 | 448.6818 | 261.4556 | 448.6818 | 261.4556
7809 | 449.1709 | 239.9942 | 449.1709 | 239.9942
7810 | 454.5438 | 207.1708 | 454.5438 | 207.1708
7811 | 437.4826 | 187.3922 | 437.4826 | 187.3922
7812 | 413.4264 | 179.0658 | 413.4264 | 179.0658
7813 | 392.8012 | 183.13 | 392.8012 | 183.13
7814 | 379.5227 | 191.0632 | 379.5227 | 191.0632
7815 | 368.588 | 201.382 | 368.588 | 201.382
7816 | 354.4573 | 230.626 | 354.4573 | 230.626
7817 | 349.4754 | 296.9298 | 349.4754 | 296.9298
7818 | 354.8577 | 325.8792 | 354.8577 | 325.8792
7819 | 373.0993 | 337.3704 | 373.0993 | 337.3704
7820 | 404.506 | 326.9276 | 404.506 | 326.9276
7821 | 436.2811 | 319.1251 | 436.2811 | 319.1251
7822 | 463.9157 | 309.9218 | 463.9157 | 309.9218
7823 | 497.9659 | 302.8383 | 497.9659 | 302.8383
7824 | 501.1835 | 293.8773 | 501.1835 | 293.8773
7825 | 478.9577 | 284.8871 | 478.9577 | 284.8871
7826 | 477.0182 | 282.7401 | 477.0182 | 282.7401
7827 | 476.0422 | 262.1056 | 476.0422 | 262.1056
7828 | 479.6947 | 267.3567 | 479.6947 | 267.3567
7829 | 480.4795 | 277.8324 | 480.4795 | 277.8324
7830 | 471.5412 | 267.9047 | 471.5412 | 267.9047
7831 | 451.4048 | 257.4282 | 451.4048 | 257.4282
7832 | 443.8219 | 250.2967 | 443.8219 | 250.2967
7833 | 446.4789 | 234.425 | 446.4789 | 234.425
7834 | 452.2796 | 203.6156 | 452.2796 | 203.6156
7835 | 435.1213 | 185.5837 | 435.1213 | 185.5837
7836 | 409.9597 | 177.0313 | 409.9597 | 177.0313
7837 | 388.8356 | 182.5752 | 388.8356 | 182.5752
7838 | 376.2522 | 193.6114 | 376.2522 | 193.6114
7839 | 365.4688 | 208.2869 | 365.4688 | 208.2869
7840 | 354.042 | 245.2167 | 354.042 | 245.2167
7841 | 348.7833 | 316.5555 | 348.7833 | 316.5555
7842 | 355.0695 | 344.1485 | 355.0695 | 344.1485
7843 | 374.481 | 353.2558 | 374.481 | 353.2558
7844 | 407.7918 | 339.5455 | 407.7918 | 339.5455
7845 | 435.5323 | 329.092 | 435.5323 | 329.092
7846 | 461.0206 | 317.4021 | 461.0206 | 317.4021
7847 | 496.8565 | 309.1884 | 496.8565 | 309.1884
7848 | 497.0212 | 299.2204 | 497.0212 | 299.2204
7849 | 477.241 | 285.5653 | 477.241 | 285.5653
7850 | 470.5021 | 278.4245 | 470.5021 | 278.4245
7851 | 471.6496 | 252.6936 | 471.6496 | 252.6936
7852 | 478.4332 | 250.0738 | 478.4332 | 250.0738
7853 | 482.6019 | 246.7603 | 482.6019 | 246.7603
7854 | 473.0553 | 221.5636 | 473.0553 | 221.5636
7855 | 460.5541 | 197.7293 | 460.5541 | 197.7293
7856 | 447.5696 | 179.8911 | 447.5696 | 179.8911
7857 | 448.4915 | 157.3611 | 448.4915 | 157.3611
7858 | 456.0686 | 124.024 | 456.0686 | 124.024
7859 | 436.2611 | 104.492 | 436.2611 | 104.492
7860 | 410.5311 | 96.4533 | 410.5311 | 96.4533
7861 | 388.0731 | 104.5043 | 388.0731 | 104.5043
7862 | 376.5605 | 121.7878 | 376.5605 | 121.7878
7863 | 366.0417 | 147.6838 | 366.0417 | 147.6838
7864 | 354.1013 | 195.341 | 354.1013 | 195.341
7865 | 353.8531 | 277.9208 | 353.8531 | 277.9208
7866 | 360.7399 | 316.0767 | 360.7399 | 316.0767
7867 | 385.2334 | 330.3833 | 385.2334 | 330.3833
7868 | 427.4676 | 321.0297 | 427.4676 | 321.0297
7869 | 455.6367 | 314.3163 | 455.6367 | 314.3163
7870 | 483.2046 | 304.7431 | 483.2046 | 304.7431
7871 | 521.9942 | 291.4534 | 521.9942 | 291.4534
7872 | 516.2462 | 288.4931 | 516.2462 | 288.4931
7873 | 488.0352 | 272.2487 | 488.0352 | 272.2487
7874 | 479.1695 | 257.7919 | 479.1695 | 257.7919
7875 | 484.1343 | 225.8548 | 484.1343 | 225.8548
7876 | 486.7571 | 216.885 | 486.7571 | 216.885
7877 | 496.1378 | 208.4338 | 496.1378 | 208.4338
7878 | 484.231 | 178.7572 | 484.231 | 178.7572
7879 | 463.3329 | 149.4154 | 463.3329 | 149.4154
7880 | 449.3208 | 128.1042 | 449.3208 | 128.1042
7881 | 453.9458 | 101.1147 | 453.9458 | 101.1147
7882 | 461.3511 | 65.9691 | 461.3511 | 65.9691
7883 | 442.5264 | 46.7043 | 442.5264 | 46.7043
7884 | 410.6274 | 40.844 | 410.6274 | 40.844
7885 | 388.3845 | 53.6627 | 388.3845 | 53.6627
7886 | 375.9854 | 76.988 | 375.9854 | 76.988
7887 | 365.1074 | 110.2411 | 365.1074 | 110.2411
7888 | 351.9258 | 167.9473 | 351.9258 | 167.9473
7889 | 351.581 | 252.952 | 351.581 | 252.952
7890 | 359.9238 | 293.8001 | 359.9238 | 293.8001
7891 | 390.8165 | 316.6351 | 390.8165 | 316.6351
7892 | 438.9496 | 312.2752 | 438.9496 | 312.2752
7893 | 472.2341 | 307.3703 | 472.2341 | 307.3703
7894 | 499.2279 | 300.1192 | 499.2279 | 300.1192
7895 | 539.0879 | 304.5851 | 539.0879 | 304.5851
7896 | 530.0398 | 300.9261 | 530.0398 | 300.9261
7897 | 496.8496 | 278.7426 | 496.8496 | 278.7426
7898 | 489.8786 | 258.5112 | 489.8786 | 258.5112
7899 | 494.4989 | 220.8199 | 494.4989 | 220.8199
7900 | 495.8581 | 210.5349 | 495.8581 | 210.5349
7901 | 502.9853 | 203.7278 | 502.9853 | 203.7278
7902 | 490.9767 | 176.4761 | 490.9767 | 176.4761
7903 | 465.3702 | 150.299 | 465.3702 | 150.299
7904 | 451.3668 | 132.091 | 451.3668 | 132.091
7905 | 454.1335 | 110.0953 | 454.1335 | 110.0953
7906 | 458.6092 | 80.0051 | 458.6092 | 80.0051
7907 | 439.7982 | 63.4118 | 439.7982 | 63.4118
7908 | 408.4371 | 56.7706 | 408.4371 | 56.7706
7909 | 385.5433 | 64.9448 | 385.5433 | 64.9448
7910 | 374.7444 | 74.0904 | 374.7444 | 74.0904
7911 | 362.7238 | 90.04 | 362.7238 | 90.04
7912 | 351.7149 | 138.0054 | 351.7149 | 138.0054
7913 | 348.3262 | 220.7702 | 348.3262 | 220.7702
7914 | 358.3406 | 255.8024 | 358.3406 | 255.8024
7915 | 389.268 | 275.822 | 389.268 | 275.822
7916 | 439.9999 | 274.3803 | 439.9999 | 274.3803
7917 | 475.8072 | 275.4761 | 475.8072 | 275.4761
7918 | 503.5699 | 274.0408 | 503.5699 | 274.0408
7919 | 544.1836 | 274.0678 | 544.1836 | 274.0678
7920 | 532.6349 | 270.8609 | 532.6349 | 270.8609
7921 | 499.8645 | 254.3082 | 499.8645 | 254.3082
7922 | 499.8089 | 241.6804 | 499.8089 | 241.6804
7923 | 501.3471 | 210.5858 | 501.3471 | 210.5858
7924 | 502.2791 | 206.4249 | 502.2791 | 206.4249
7925 | 508.7938 | 205.5773 | 508.7938 | 205.5773
7926 | 499.3842 | 183.566 | 499.3842 | 183.566
7927 | 474.3181 | 161.1085 | 474.3181 | 161.1085
7928 | 459.6336 | 144.3184 | 459.6336 | 144.3184
7929 | 460.8705 | 122.0967 | 460.8705 | 122.0967
7930 | 467.3963 | 92.1298 | 467.3963 | 92.1298
7931 | 442.9079 | 80.5302 | 442.9079 | 80.5302
7932 | 414.7542 | 79.9925 | 414.7542 | 79.9925
7933 | 391.7964 | 92.9345 | 391.7964 | 92.9345
7934 | 377.6743 | 110.6495 | 377.6743 | 110.6495
7935 | 367.8736 | 132.9287 | 367.8736 | 132.9287
7936 | 354.0557 | 175.1811 | 354.0557 | 175.1811
7937 | 352.9421 | 250.4449 | 352.9421 | 250.4449
7938 | 362.9255 | 282.5179 | 362.9255 | 282.5179
7939 | 391.57 | 296.2286 | 391.57 | 296.2286
7940 | 441.8359 | 287.697 | 441.8359 | 287.697
7941 | 476.7175 | 281.9495 | 476.7175 | 281.9495
7942 | 498.0288 | 275.0272 | 498.0288 | 275.0272
7943 | 539.0598 | 272.7526 | 539.0598 | 272.7526
7944 | 533.1269 | 267.2234 | 533.1269 | 267.2234
7945 | 499.1671 | 255.5001 | 499.1671 | 255.5001
7946 | 492.6457 | 245.6466 | 492.6457 | 245.6466
7947 | 495.1305 | 215.97 | 495.1305 | 215.97
7948 | 493.2549 | 211.7063 | 493.2549 | 211.7063
7949 | 498.6763 | 210.8382 | 498.6763 | 210.8382
7950 | 488.6105 | 189.6078 | 488.6105 | 189.6078
7951 | 465.2623 | 168.0135 | 465.2623 | 168.0135
7952 | 450.2195 | 152.7235 | 450.2195 | 152.7235
7953 | 453.9683 | 133.7693 | 453.9683 | 133.7693
7954 | 458.899 | 106.0013 | 458.899 | 106.0013
7955 | 443.1509 | 92.696 | 443.1509 | 92.696
7956 | 414.4121 | 89.0963 | 414.4121 | 89.0963
7957 | 390.9503 | 99.1612 | 390.9503 | 99.1612
7958 | 376.3517 | 113.7115 | 376.3517 | 113.7115
7959 | 364.3126 | 134.7371 | 364.3126 | 134.7371
7960 | 349.8042 | 179.4144 | 349.8042 | 179.4144
7961 | 346.8442 | 260.5146 | 346.8442 | 260.5146
7962 | 354.4221 | 295.3825 | 354.4221 | 295.3825
7963 | 377.267 | 309.5863 | 377.267 | 309.5863
7964 | 419.7154 | 299.2668 | 419.7154 | 299.2668
7965 | 454.5027 | 291.7931 | 454.5027 | 291.7931
7966 | 482.4341 | 282.5281 | 482.4341 | 282.5281
7967 | 520.4193 | 277.3558 | 520.4193 | 277.3558
7968 | 510.8143 | 273.2036 | 510.8143 | 273.2036
7969 | 486.0083 | 258.9526 | 486.0083 | 258.9526
7970 | 481.4903 | 245.2356 | 481.4903 | 245.2356
7971 | 483.4418 | 206.784 | 483.4418 | 206.784
7972 | 484.043 | 194.9988 | 484.043 | 194.9988
7973 | 488.9448 | 182.8075 | 488.9448 | 182.8075
7974 | 481.1413 | 150.7881 | 481.1413 | 150.7881
7975 | 462.7499 | 125.4125 | 462.7499 | 125.4125
7976 | 448.6508 | 110.1226 | 448.6508 | 110.1226
7977 | 442.6804 | 97.8267 | 442.6804 | 97.8267
7978 | 449.0782 | 79.9023 | 449.0782 | 79.9023
7979 | 436.7141 | 76.0708 | 436.7141 | 76.0708
7980 | 410.4801 | 78.4101 | 410.4801 | 78.4101
7981 | 387.9685 | 90.5712 | 387.9685 | 90.5712
7982 | 374.6064 | 104.1556 | 374.6064 | 104.1556
7983 | 363.1752 | 122.1808 | 363.1752 | 122.1808
7984 | 347.8688 | 167.9679 | 347.8688 | 167.9679
7985 | 344.9051 | 254.0412 | 344.9051 | 254.0412
7986 | 350.9486 | 287.0596 | 350.9486 | 287.0596
7987 | 367.2301 | 296.0847 | 367.2301 | 296.0847
7988 | 399.2686 | 282.1895 | 399.2686 | 282.1895
7989 | 428.7796 | 274.0581 | 428.7796 | 274.0581
7990 | 457.0906 | 262.286 | 457.0906 | 262.286
7991 | 497.4122 | 252.5515 | 497.4122 | 252.5515
7992 | 498.4081 | 240.9806 | 498.4081 | 240.9806
7993 | 478.9243 | 228.7024 | 478.9243 | 228.7024
7994 | 473.8571 | 226.0827 | 473.8571 | 226.0827
7995 | 472.9057 | 208.1198 | 472.9057 | 208.1198
7996 | 476.7408 | 217.1727 | 476.7408 | 217.1727
7997 | 479.9 | 228.9636 | 479.9 | 228.9636
7998 | 466.7345 | 219.673 | 466.7345 | 219.673
7999 | 451.6957 | 208.4361 | 451.6957 | 208.4361
8000 | 441.4807 | 201.7362 | 441.4807 | 201.7362
8001 | 441.2488 | 189.0293 | 441.2488 | 189.0293
8002 | 446.1675 | 160.2954 | 446.1675 | 160.2954
8003 | 432.2014 | 144.9351 | 432.2014 | 144.9351
8004 | 409.4033 | 33.4548 | 409.4033 | 33.4548
8005 | 383.5689 | 26.7098 | 383.5689 | 26.7098
8006 | 370.6668 | 32.15 | 370.6668 | 32.15
8007 | 359.5522 | 38.2882 | 359.5522 | 38.2882
8008 | 344.8849 | 54.3488 | 344.8849 | 54.3488
8009 | 341.0622 | 115.8344 | 341.0622 | 115.8344
8010 | 346.1869 | 143.3625 | 346.1869 | 143.3625
8011 | 364.1188 | 148.0779 | 364.1188 | 148.0779
8012 | 396.2173 | 134.3899 | 396.2173 | 134.3899
8013 | 426.3813 | 126.1872 | 426.3813 | 126.1872
8014 | 453.1038 | 119.2047 | 453.1038 | 119.2047
8015 | 489.5654 | 112.7524 | 489.5654 | 112.7524
8016 | 489.4462 | 105.7449 | 489.4462 | 105.7449
8017 | 470.8489 | 99.0047 | 470.8489 | 99.0047
8018 | 467.9073 | 98.7856 | 467.9073 | 98.7856
8019 | 465.7546 | 89.2984 | 465.7546 | 89.2984
8020 | 470.5032 | 108.0023 | 470.5032 | 108.0023
8021 | 474.674 | 123.5383 | 474.674 | 123.5383
8022 | 463.8214 | 116.1395 | 463.8214 | 116.1395
8023 | 447.7752 | 107.6515 | 447.7752 | 107.6515
8024 | 435.1744 | 101.743 | 435.1744 | 101.743
8025 | 436.8224 | 86.5322 | 436.8224 | 86.5322
8026 | 441.83 | 56.259 | 441.83 | 56.259
8027 | 431.3737 | 41.2802 | 431.3737 | 41.2802
8028 | 405.4949 | 32.2646 | 405.4949 | 32.2646
8029 | 385.2837 | 25.6687 | 385.2837 | 25.6687
8030 | 372.302 | 31.6266 | 372.302 | 31.6266
8031 | 360.6659 | 38.1507 | 360.6659 | 38.1507
8032 | 345.5351 | 54.6558 | 345.5351 | 54.6558
8033 | 342.6953 | 116.6474 | 342.6953 | 116.6474
8034 | 350.3745 | 144.3042 | 350.3745 | 144.3042
8035 | 370.3356 | 149.0517 | 370.3356 | 149.0517
8036 | 411.5627 | 135.0069 | 411.5627 | 135.0069
8037 | 438.8963 | 126.5644 | 438.8963 | 126.5644
8038 | 467.5554 | 119.4065 | 467.5554 | 119.4065
8039 | 505.6649 | 112.4863 | 505.6649 | 112.4863
8040 | 506.9554 | 105.0664 | 506.9554 | 105.0664
8041 | 479.6837 | 98.7912 | 479.6837 | 98.7912
8042 | 470.3992 | 99.2184 | 470.3992 | 99.2184
8043 | 472.3452 | 90.6553 | 472.3452 | 90.6553
8044 | 471.4976 | 110.4968 | 471.4976 | 110.4968
8045 | 476.579 | 126.9043 | 476.579 | 126.9043
8046 | 467.527 | 119.3534 | 467.527 | 119.3534
8047 | 445.7964 | 110.6256 | 445.7964 | 110.6256
8048 | 436.6637 | 104.8838 | 436.6637 | 104.8838
8049 | 437.5885 | 89.7022 | 437.5885 | 89.7022
8050 | 444.4007 | 60.1689 | 444.4007 | 60.1689
8051 | 433.5056 | 46.5705 | 433.5056 | 46.5705
8052 | 405.2047 | 38.7626 | 405.2047 | 38.7626
8053 | 381.2259 | 32.2515 | 381.2259 | 32.2515
8054 | 366.7492 | 37.4871 | 366.7492 | 37.4871
8055 | 353.6506 | 43.1397 | 353.6506 | 43.1397
8056 | 340.6987 | 58.2967 | 340.6987 | 58.2967
8057 | 341.3383 | 118.829 | 341.3383 | 118.829
8058 | 348.685 | 145.7664 | 348.685 | 145.7664
8059 | 376.7055 | 149.9905 | 376.7055 | 149.9905
8060 | 426.2442 | 135.7906 | 426.2442 | 135.7906
8061 | 466.4655 | 127.512 | 466.4655 | 127.512
8062 | 489.8176 | 120.6055 | 489.8176 | 120.6055
8063 | 529.3867 | 114.0011 | 529.3867 | 114.0011
8064 | 526.564 | 106.8123 | 526.564 | 106.8123
8065 | 490.0119 | 99.5866 | 490.0119 | 99.5866
8066 | 482.6558 | 99.3032 | 482.6558 | 99.3032
8067 | 489.8545 | 89.8569 | 489.8545 | 89.8569
8068 | 488.5663 | 108.5462 | 488.5663 | 108.5462
8069 | 495.1415 | 123.1202 | 495.1415 | 123.1202
8070 | 487.4059 | 114.8878 | 487.4059 | 114.8878
8071 | 463.3736 | 105.7185 | 463.3736 | 105.7185
8072 | 452.7042 | 100.0439 | 452.7042 | 100.0439
8073 | 449.2745 | 85.0261 | 449.2745 | 85.0261
8074 | 451.1966 | 55.2296 | 451.1966 | 55.2296
8075 | 429.9318 | 40.748 | 429.9318 | 40.748
8076 | 400.3009 | 32.1681 | 400.3009 | 32.1681
8077 | 378.4557 | 25.8208 | 378.4557 | 25.8208
8078 | 366.6567 | 31.495 | 366.6567 | 31.495
8079 | 355.7076 | 37.9314 | 355.7076 | 37.9314
8080 | 343.5147 | 54.6353 | 343.5147 | 54.6353
8081 | 343.711 | 116.5684 | 343.711 | 116.5684
8082 | 350.8099 | 143.8977 | 350.8099 | 143.8977
8083 | 380.2436 | 148.499 | 380.2436 | 148.499
8084 | 433.0916 | 134.7408 | 433.0916 | 134.7408
8085 | 470.0482 | 126.582 | 470.0482 | 126.582
8086 | 496.2169 | 119.5234 | 496.2169 | 119.5234
8087 | 539.8095 | 113.3782 | 539.8095 | 113.3782
8088 | 531.1334 | 106.4613 | 531.1334 | 106.4613
8089 | 500.9349 | 99.6451 | 500.9349 | 99.6451
8090 | 495.1929 | 99.9788 | 495.1929 | 99.9788
8091 | 499.1655 | 91.5794 | 499.1655 | 91.5794
8092 | 501.9427 | 111.0934 | 501.9427 | 111.0934
8093 | 506.7233 | 126.141 | 506.7233 | 126.141
8094 | 497.5885 | 117.5958 | 497.5885 | 117.5958
8095 | 470.0206 | 108.0404 | 470.0206 | 108.0404
8096 | 454.0547 | 102.0208 | 454.0547 | 102.0208
8097 | 450.6924 | 86.7603 | 450.6924 | 86.7603
8098 | 453.5426 | 56.5602 | 453.5426 | 56.5602
8099 | 434.2597 | 41.9938 | 434.2597 | 41.9938
8100 | 406.2628 | 32.8378 | 406.2628 | 32.8378
8101 | 383.6686 | 25.7447 | 383.6686 | 25.7447
8102 | 369.8111 | 30.9189 | 369.8111 | 30.9189
8103 | 355.8463 | 36.6973 | 355.8463 | 36.6973
8104 | 344.1075 | 52.9509 | 344.1075 | 52.9509
8105 | 345.0173 | 114.0271 | 345.0173 | 114.0271
8106 | 355.7948 | 140.9791 | 355.7948 | 140.9791
8107 | 384.4456 | 145.3787 | 384.4456 | 145.3787
8108 | 435.075 | 131.4772 | 435.075 | 131.4772
8109 | 468.4784 | 123.5172 | 468.4784 | 123.5172
8110 | 495.596 | 117.2073 | 495.596 | 117.2073
8111 | 532.436 | 111.9979 | 532.436 | 111.9979
8112 | 527.3079 | 106.2274 | 527.3079 | 106.2274
8113 | 497.1493 | 98.9579 | 497.1493 | 98.9579
8114 | 487.7053 | 97.6217 | 487.7053 | 97.6217
8115 | 493.3635 | 88.965 | 493.3635 | 88.965
8116 | 494.8113 | 108.2509 | 494.8113 | 108.2509
8117 | 497.8479 | 122.9944 | 497.8479 | 122.9944
8118 | 490.2783 | 115.2592 | 490.2783 | 115.2592
8119 | 464.4372 | 106.2068 | 464.4372 | 106.2068
8120 | 447.7395 | 100.2954 | 447.7395 | 100.2954
8121 | 446.2096 | 85.2279 | 446.2096 | 85.2279
8122 | 454.4434 | 55.1272 | 454.4434 | 55.1272
8123 | 437.7974 | 40.2304 | 437.7974 | 40.2304
8124 | 410.6212 | 31.3112 | 410.6212 | 31.3112
8125 | 387.6353 | 24.4141 | 387.6353 | 24.4141
8126 | 370.8106 | 29.8252 | 370.8106 | 29.8252
8127 | 357.076 | 36.1826 | 357.076 | 36.1826
8128 | 343.0401 | 52.793 | 343.0401 | 52.793
8129 | 343.4472 | 115.0185 | 343.4472 | 115.0185
8130 | 351.5199 | 142.6987 | 351.5199 | 142.6987
8131 | 373.8237 | 147.2912 | 373.8237 | 147.2912
8132 | 411.6951 | 133.1031 | 411.6951 | 133.1031
8133 | 451.3393 | 124.7162 | 451.3393 | 124.7162
8134 | 477.4202 | 117.7425 | 477.4202 | 117.7425
8135 | 513.4133 | 111.337 | 513.4133 | 111.337
8136 | 508.8802 | 104.0897 | 508.8802 | 104.0897
8137 | 484.7892 | 97.0278 | 484.7892 | 97.0278
8138 | 479.0509 | 96.8233 | 479.0509 | 96.8233
8139 | 478.444 | 87.2074 | 478.444 | 87.2074
8140 | 477.4711 | 105.7096 | 477.4711 | 105.7096
8141 | 478.7688 | 120.69 | 478.7688 | 120.69
8142 | 469.1859 | 112.7209 | 469.1859 | 112.7209
8143 | 449.7435 | 103.6129 | 449.7435 | 103.6129
8144 | 438.3007 | 97.8214 | 438.3007 | 97.8214
8145 | 433.0192 | 82.7217 | 433.0192 | 82.7217
8146 | 440.1249 | 53.0012 | 440.1249 | 53.0012
8147 | 430.2226 | 38.3412 | 430.2226 | 38.3412
8148 | 408.5913 | 29.6882 | 408.5913 | 29.6882
8149 | 383.8958 | 23.2561 | 383.8958 | 23.2561
8150 | 367.7144 | 29.1789 | 367.7144 | 29.1789
8151 | 350.2119 | 35.7995 | 350.2119 | 35.7995
8152 | 339.6146 | 52.3485 | 339.6146 | 52.3485
8153 | 338.5924 | 114.536 | 338.5924 | 114.536
8154 | 343.1478 | 142.2863 | 343.1478 | 142.2863
8155 | 359.0329 | 147.0105 | 359.0329 | 147.0105
8156 | 390.3313 | 133.1909 | 390.3313 | 133.1909
8157 | 422.3686 | 125.0204 | 422.3686 | 125.0204
8158 | 453.2829 | 118.3215 | 453.2829 | 118.3215
8159 | 486.539 | 112.2757 | 486.539 | 112.2757
8160 | 490.634 | 105.1834 | 490.634 | 105.1834
8161 | 468.0478 | 97.7326 | 468.0478 | 97.7326
8162 | 464.9103 | 97.9317 | 464.9103 | 97.9317
8163 | 464.4981 | 89.0761 | 464.4981 | 89.0761
8164 | 464.5614 | 108.0725 | 464.5614 | 108.0725
8165 | 463.1125 | 122.9447 | 463.1125 | 122.9447
8166 | 453.149 | 114.6978 | 453.149 | 114.6978
8167 | 438.546 | 105.0312 | 438.546 | 105.0312
8168 | 425.8866 | 98.9678 | 425.8866 | 98.9678
8169 | 422.1658 | 83.6049 | 422.1658 | 83.6049
8170 | 429.8004 | 53.6329 | 429.8004 | 53.6329
8171 | 423.817 | 39.3326 | 423.817 | 39.3326
8172 | 402.4633 | 30.934 | 402.4633 | 30.934
8173 | 380.0715 | 24.2211 | 380.0715 | 24.2211
8174 | 365.7555 | 29.717 | 365.7555 | 29.717
8175 | 351.3945 | 35.9428 | 351.3945 | 35.9428
8176 | 340.1351 | 51.9654 | 340.1351 | 51.9654
8177 | 338.9594 | 113.9101 | 338.9594 | 113.9101
8178 | 344.1134 | 141.3037 | 344.1134 | 141.3037
8179 | 361.8745 | 145.7618 | 361.8745 | 145.7618
8180 | 393.3207 | 131.5795 | 393.3207 | 131.5795
8181 | 421.7996 | 123.1575 | 421.7996 | 123.1575
8182 | 444.1405 | 115.8621 | 444.1405 | 115.8621
8183 | 482.7694 | 109.0911 | 482.7694 | 109.0911
8184 | 486.7882 | 101.7852 | 486.7882 | 101.7852
8185 | 465.4292 | 95.1532 | 465.4292 | 95.1532
8186 | 452.2146 | 94.9664 | 452.2146 | 94.9664
8187 | 449.2587 | 84.3825 | 449.2587 | 84.3825
8188 | 447.1273 | 104.2006 | 447.1273 | 104.2006
8189 | 447.2798 | 120.1987 | 447.2798 | 120.1987
8190 | 436.7491 | 114.0983 | 436.7491 | 114.0983
8191 | 424.7655 | 106.6864 | 424.7655 | 106.6864
8192 | 419.4159 | 101.705 | 419.4159 | 101.705
8193 | 421.8104 | 86.6813 | 421.8104 | 86.6813
8194 | 425.9979 | 56.7269 | 425.9979 | 56.7269
8195 | 413.1721 | 41.9353 | 413.1721 | 41.9353
8196 | 390.6265 | 33.1799 | 390.6265 | 33.1799
8197 | 368.4688 | 26.3355 | 368.4688 | 26.3355
8198 | 354.8276 | 31.5827 | 354.8276 | 31.5827
8199 | 340.4136 | 37.5424 | 340.4136 | 37.5424
8200 | 328.9027 | 53.6323 | 328.9027 | 53.6323
8201 | 328.8855 | 114.9951 | 328.8855 | 114.9951
8202 | 337.3799 | 142.3507 | 337.3799 | 142.3507
8203 | 359.7576 | 146.5104 | 359.7576 | 146.5104
8204 | 399.4924 | 132.3516 | 399.4924 | 132.3516
8205 | 431.5522 | 124.1606 | 431.5522 | 124.1606
8206 | 455.6767 | 117.181 | 455.6767 | 117.181
8207 | 498.0698 | 110.6527 | 498.0698 | 110.6527
8208 | 495.3246 | 103.379 | 495.3246 | 103.379
8209 | 466.7367 | 96.5511 | 466.7367 | 96.5511
8210 | 456.6751 | 96.9608 | 456.6751 | 96.9608
8211 | 462.0762 | 88.2807 | 462.0762 | 88.2807
8212 | 463.8875 | 107.7888 | 463.8875 | 107.7888
8213 | 474.5264 | 123.743 | 474.5264 | 123.743
8214 | 464.2497 | 117.0431 | 464.2497 | 117.0431
8215 | 443.1981 | 109.0172 | 443.1981 | 109.0172
8216 | 431.5056 | 103.5942 | 431.5056 | 103.5942
8217 | 426.8202 | 88.1172 | 426.8202 | 88.1172
8218 | 433.1414 | 57.3907 | 433.1414 | 57.3907
8219 | 421.5379 | 41.3621 | 421.5379 | 41.3621
8220 | 394.6415 | 30.8872 | 394.6415 | 30.8872
8221 | 370.1157 | 23.0338 | 370.1157 | 23.0338
8222 | 353.4879 | 28.0764 | 353.4879 | 28.0764
8223 | 340.0984 | 34.1238 | 340.0984 | 34.1238
8224 | 327.1431 | 49.8335 | 327.1431 | 49.8335
8225 | 330.5137 | 111.0267 | 330.5137 | 111.0267
8226 | 340.1698 | 138.3384 | 340.1698 | 138.3384
8227 | 368.2762 | 142.8315 | 368.2762 | 142.8315
8228 | 416.4336 | 128.5966 | 416.4336 | 128.5966
8229 | 455.7123 | 120.2916 | 455.7123 | 120.2916
8230 | 477.9971 | 113.4729 | 477.9971 | 113.4729
8231 | 514.5326 | 107.0879 | 514.5326 | 107.0879
8232 | 513.6583 | 99.9838 | 513.6583 | 99.9838
8233 | 483.5828 | 92.8137 | 483.5828 | 92.8137
8234 | 476.6823 | 93.007 | 476.6823 | 93.007
8235 | 477.7248 | 84.283 | 477.7248 | 84.283
8236 | 476.2674 | 103.8234 | 476.2674 | 103.8234
8237 | 480.2204 | 120.1782 | 480.2204 | 120.1782
8238 | 470.1232 | 113.5163 | 470.1232 | 113.5163
8239 | 443.1185 | 105.0283 | 443.1185 | 105.0283
8240 | 425.9122 | 99.6491 | 425.9122 | 99.6491
8241 | 421.3893 | 84.1488 | 421.3893 | 84.1488
8242 | 428.5293 | 53.3931 | 428.5293 | 53.3931
8243 | 417.6179 | 38.6951 | 417.6179 | 38.6951
8244 | 395.9806 | 29.6706 | 395.9806 | 29.6706
8245 | 372.9587 | 21.8144 | 372.9587 | 21.8144
8246 | 357.3519 | 26.2077 | 357.3519 | 26.2077
8247 | 341.484 | 31.2872 | 341.484 | 31.2872
8248 | 328.5419 | 46.1341 | 328.5419 | 46.1341
8249 | 331.4916 | 106.9676 | 331.4916 | 106.9676
8250 | 343.5104 | 134.0542 | 343.5104 | 134.0542
8251 | 372.295 | 138.3368 | 372.295 | 138.3368
8252 | 423.1159 | 124.2101 | 423.1159 | 124.2101
8253 | 456.594 | 116.0805 | 456.594 | 116.0805
8254 | 483.1429 | 109.2501 | 483.1429 | 109.2501
8255 | 520.8445 | 103.0844 | 520.8445 | 103.0844
8256 | 521.1132 | 96.071 | 521.1132 | 96.071
8257 | 485.3187 | 89.4185 | 485.3187 | 89.4185
8258 | 481.1862 | 89.5416 | 481.1862 | 89.5416
8259 | 484.9167 | 80.2064 | 484.9167 | 80.2064
8260 | 482.0279 | 98.8724 | 482.0279 | 98.8724
8261 | 486.5508 | 114.5137 | 486.5508 | 114.5137
8262 | 478.3352 | 107.919 | 478.3352 | 107.919
8263 | 451.5559 | 100.0773 | 451.5559 | 100.0773
8264 | 437.8734 | 95.2245 | 437.8734 | 95.2245
8265 | 436.2444 | 80.8501 | 436.2444 | 80.8501
8266 | 441.0995 | 51.5917 | 441.0995 | 51.5917
8267 | 425.4754 | 37.0779 | 425.4754 | 37.0779
8268 | 398.3963 | 28.0271 | 398.3963 | 28.0271
8269 | 374.2089 | 20.8873 | 374.2089 | 20.8873
8270 | 357.8854 | 25.7924 | 357.8854 | 25.7924
8271 | 343.4952 | 31.3193 | 343.4952 | 31.3193
8272 | 332.8062 | 46.6839 | 332.8062 | 46.6839
8273 | 334.3355 | 107.7865 | 334.3355 | 107.7865
8274 | 342.6963 | 134.9754 | 342.6963 | 134.9754
8275 | 369.4575 | 139.3661 | 369.4575 | 139.3661
8276 | 418.8949 | 125.3827 | 418.8949 | 125.3827
8277 | 458.5731 | 117.1947 | 458.5731 | 117.1947
8278 | 480.5458 | 110.4432 | 480.5458 | 110.4432
8279 | 522.2532 | 104.4618 | 522.2532 | 104.4618
8280 | 526.3123 | 97.191 | 526.3123 | 97.191
8281 | 491.2652 | 90.4391 | 491.2652 | 90.4391
8282 | 484.1709 | 90.8459 | 484.1709 | 90.8459
8283 | 482.4707 | 81.7534 | 482.4707 | 81.7534
8284 | 486.2038 | 100.8288 | 486.2038 | 100.8288
8285 | 491.0036 | 115.8794 | 491.0036 | 115.8794
8286 | 477.1945 | 107.3663 | 477.1945 | 107.3663
8287 | 451.7451 | 98.0565 | 451.7451 | 98.0565
8288 | 435.3047 | 93.391 | 435.3047 | 93.391
8289 | 429.6018 | 78.9025 | 429.6018 | 78.9025
8290 | 438.3179 | 49.7815 | 438.3179 | 49.7815
8291 | 429.2275 | 35.8613 | 429.2275 | 35.8613
8292 | 403.03 | 27.7639 | 403.03 | 27.7639
8293 | 378.8551 | 21.3874 | 378.8551 | 21.3874
8294 | 361.0158 | 26.9856 | 361.0158 | 26.9856
8295 | 346.8542 | 33.2231 | 346.8542 | 33.2231
8296 | 335.7693 | 49.4036 | 335.7693 | 49.4036
8297 | 335.3642 | 111.3016 | 335.3642 | 111.3016
8298 | 344.3479 | 139.0139 | 344.3479 | 139.0139
8299 | 364.6386 | 143.7059 | 364.6386 | 143.7059
8300 | 405.3357 | 129.8483 | 405.3357 | 129.8483
8301 | 441.557 | 121.6983 | 441.557 | 121.6983
8302 | 469.1337 | 114.8766 | 469.1337 | 114.8766
8303 | 503.3937 | 109.1437 | 503.3937 | 109.1437
8304 | 501.3983 | 102.4432 | 501.3983 | 102.4432
8305 | 479.2831 | 94.3139 | 479.2831 | 94.3139
8306 | 475.0552 | 93.9604 | 475.0552 | 93.9604
8307 | 477.2167 | 84.7568 | 477.2167 | 84.7568
8308 | 472.6899 | 103.4461 | 472.6899 | 103.4461
8309 | 478.7445 | 118.175 | 478.7445 | 118.175
8310 | 470.0607 | 110.0509 | 470.0607 | 110.0509
8311 | 446.677 | 101.2149 | 446.677 | 101.2149
8312 | 433.8576 | 95.7831 | 433.8576 | 95.7831
8313 | 431.0157 | 81.204 | 431.0157 | 81.204
8314 | 436.4799 | 51.8666 | 436.4799 | 51.8666
8315 | 425.9313 | 37.1364 | 425.9313 | 37.1364
8316 | 404.0361 | 28.5506 | 404.0361 | 28.5506
8317 | 380.7112 | 21.3669 | 380.7112 | 21.3669
8318 | 363.7161 | 26.4533 | 363.7161 | 26.4533
8319 | 347.6754 | 32.3195 | 347.6754 | 32.3195
8320 | 337.461 | 48.4239 | 337.461 | 48.4239
8321 | 335.7626 | 110.433 | 335.7626 | 110.433
8322 | 342.6449 | 137.5196 | 342.6449 | 137.5196
8323 | 359.5231 | 142.1911 | 359.5231 | 142.1911
8324 | 387.7028 | 128.6493 | 387.7028 | 128.6493
8325 | 413.5606 | 120.7566 | 413.5606 | 120.7566
8326 | 442.5327 | 114.435 | 442.5327 | 114.435
8327 | 480.0736 | 108.5881 | 480.0736 | 108.5881
8328 | 483.6138 | 101.7121 | 483.6138 | 101.7121
8329 | 465.5951 | 94.1473 | 465.5951 | 94.1473
8330 | 461.4714 | 94.1388 | 461.4714 | 94.1388
8331 | 460.6104 | 85.4937 | 460.6104 | 85.4937
8332 | 466.8248 | 104.6977 | 466.8248 | 104.6977
8333 | 465.0098 | 119.0962 | 465.0098 | 119.0962
8334 | 452.9819 | 110.5276 | 452.9819 | 110.5276
8335 | 437.3947 | 101.3436 | 437.3947 | 101.3436
8336 | 425.3781 | 95.5316 | 425.3781 | 95.5316
8337 | 423.7716 | 80.0518 | 423.7716 | 80.0518
8338 | 426.6016 | 49.6879 | 426.6016 | 49.6879
8339 | 421.3758 | 34.987 | 421.3758 | 34.987
8340 | 401.5269 | 25.9713 | 401.5269 | 25.9713
8341 | 376.1413 | 19.0011 | 376.1413 | 19.0011
8342 | 362.2755 | 24.5554 | 362.2755 | 24.5554
8343 | 347.2871 | 30.4859 | 347.2871 | 30.4859
8344 | 334.4558 | 47.0846 | 334.4558 | 47.0846
8345 | 334.5661 | 109.9417 | 334.5661 | 109.9417
8346 | 338.7246 | 138.2711 | 338.7246 | 138.2711
8347 | 355.5099 | 143.548 | 355.5099 | 143.548
8348 | 389.3569 | 130.0998 | 389.3569 | 130.0998
8349 | 417.2803 | 121.9761 | 417.2803 | 121.9761
8350 | 444.9154 | 114.6046 | 444.9154 | 114.6046
8351 | 480.975 | 107.9125 | 480.975 | 107.9125
8352 | 484.8159 | 100.8027 | 484.8159 | 100.8027
8353 | 464.5034 | 93.0886 | 464.5034 | 93.0886
8354 | 460.2327 | 93.1825 | 460.2327 | 93.1825
8355 | 459.3861 | 84.7802 | 459.3861 | 84.7802
8356 | 464.1209 | 104.493 | 464.1209 | 104.493
8357 | 463.912 | 120.0349 | 463.912 | 120.0349
8358 | 455.3768 | 113.0952 | 455.3768 | 113.0952
8359 | 436.5622 | 105.0956 | 436.5622 | 105.0956
8360 | 427.2537 | 100.003 | 427.2537 | 100.003
8361 | 425.8385 | 84.8361 | 425.8385 | 84.8361
8362 | 426.9524 | 54.2236 | 426.9524 | 54.2236
8363 | 419.4467 | 38.6512 | 419.4467 | 38.6512
8364 | 403.1506 | 28.9512 | 403.1506 | 28.9512
8365 | 377.47 | 21.4722 | 377.47 | 21.4722
8366 | 362.8948 | 26.6171 | 362.8948 | 26.6171
8367 | 351.3307 | 32.1586 | 351.3307 | 32.1586
8368 | 334.7704 | 47.1518 | 334.7704 | 47.1518
8369 | 334.4727 | 107.8537 | 334.4727 | 107.8537
8370 | 344.4063 | 134.9286 | 344.4063 | 134.9286
8371 | 362.8092 | 139.372 | 362.8092 | 139.372
8372 | 403.741 | 125.4939 | 403.741 | 125.4939
8373 | 434.0111 | 117.6509 | 434.0111 | 117.6509
8374 | 459.9017 | 111.2767 | 459.9017 | 111.2767
8375 | 492.8183 | 104.6226 | 492.8183 | 104.6226
8376 | 500.1393 | 97.4893 | 500.1393 | 97.4893
8377 | 473.9473 | 90.7608 | 473.9473 | 90.7608
8378 | 469.3643 | 91.3723 | 469.3643 | 91.3723
8379 | 472.3676 | 82.9992 | 472.3676 | 82.9992
8380 | 473.8212 | 102.6799 | 473.8212 | 102.6799
8381 | 482.5396 | 117.4234 | 482.5396 | 117.4234
8382 | 470.2443 | 108.4513 | 470.2443 | 108.4513
8383 | 450.4371 | 99.007 | 450.4371 | 99.007
8384 | 439.4334 | 93.4553 | 439.4334 | 93.4553
8385 | 432.7788 | 79.0077 | 432.7788 | 79.0077
8386 | 434.5508 | 50.8898 | 434.5508 | 50.8898
8387 | 427.1865 | 37.8295 | 427.1865 | 37.8295
8388 | 403.824 | 29.5975 | 403.824 | 29.5975
8389 | 376.0382 | 22.604 | 376.0382 | 22.604
8390 | 360.8557 | 27.319 | 360.8557 | 27.319
8391 | 347.055 | 32.2785 | 347.055 | 32.2785
8392 | 335.0378 | 47.0992 | 335.0378 | 47.0992
8393 | 337.2255 | 107.7777 | 337.2255 | 107.7777
8394 | 347.5789 | 134.8701 | 347.5789 | 134.8701
8395 | 373.8986 | 139.0913 | 373.8986 | 139.0913
8396 | 422.5606 | 124.9002 | 422.5606 | 124.9002
8397 | 454.4352 | 116.6157 | 454.4352 | 116.6157
8398 | 478.3134 | 109.7501 | 478.3134 | 109.7501
8399 | 514.8597 | 103.523 | 514.8597 | 103.523
8400 | 514.7341 | 96.6266 | 514.7341 | 96.6266
8401 | 484.3982 | 90.0268 | 484.3982 | 90.0268
8402 | 477.8759 | 90.4277 | 477.8759 | 90.4277
8403 | 483.4884 | 81.9523 | 483.4884 | 81.9523
8404 | 483.5301 | 102.0249 | 483.5301 | 102.0249
8405 | 486.6295 | 118.4207 | 486.6295 | 118.4207
8406 | 477.6194 | 111.44 | 477.6194 | 111.44
8407 | 455.3155 | 102.8613 | 455.3155 | 102.8613
8408 | 435.8212 | 97.1605 | 435.8212 | 97.1605
8409 | 432.3714 | 82.1515 | 432.3714 | 82.1515
8410 | 434.4447 | 52.2087 | 434.4447 | 52.2087
8411 | 420.2601 | 37.5224 | 420.2601 | 37.5224
8412 | 399.4974 | 28.9688 | 399.4974 | 28.9688
8413 | 371.8103 | 22.4373 | 371.8103 | 22.4373
8414 | 358.7788 | 27.8658 | 358.7788 | 27.8658
8415 | 344.8218 | 33.8489 | 344.8218 | 33.8489
8416 | 333.8082 | 50.0733 | 333.8082 | 50.0733
8417 | 337.0717 | 111.8192 | 337.0717 | 111.8192
8418 | 348.3195 | 139.1836 | 348.3195 | 139.1836
8419 | 375.7825 | 143.6504 | 375.7825 | 143.6504
8420 | 420.109 | 129.6699 | 420.109 | 129.6699
8421 | 455.872 | 121.3795 | 455.872 | 121.3795
8422 | 478.5628 | 114.4204 | 478.5628 | 114.4204
8423 | 510.7732 | 108.0792 | 510.7732 | 108.0792
8424 | 510.7915 | 101.0688 | 510.7915 | 101.0688
8425 | 485.1513 | 94.5011 | 485.1513 | 94.5011
8426 | 478.0521 | 95.3553 | 478.0521 | 95.3553
8427 | 480.3631 | 87.3361 | 480.3631 | 87.3361
8428 | 485.981 | 107.3853 | 485.981 | 107.3853
8429 | 487.8661 | 123.6582 | 487.8661 | 123.6582
8430 | 476.4809 | 116.8326 | 476.4809 | 116.8326
8431 | 449.9436 | 108.9265 | 449.9436 | 108.9265
8432 | 439.1917 | 104.1907 | 439.1917 | 104.1907
8433 | 436.8877 | 89.9391 | 436.8877 | 89.9391
8434 | 440.3847 | 60.6777 | 440.3847 | 60.6777
8435 | 422.4108 | 45.813 | 422.4108 | 45.813
8436 | 399.2665 | 35.7826 | 399.2665 | 35.7826
8437 | 374.328 | 27.7246 | 374.328 | 27.7246
8438 | 360.2847 | 32.4454 | 360.2847 | 32.4454
8439 | 345.9297 | 38.487 | 345.9297 | 38.487
8440 | 334.4062 | 54.8488 | 334.4062 | 54.8488
8441 | 337.6887 | 117.1357 | 337.6887 | 117.1357
8442 | 348.8986 | 144.7341 | 348.8986 | 144.7341
8443 | 373.1796 | 149.1482 | 373.1796 | 149.1482
8444 | 418.5547 | 134.4864 | 418.5547 | 134.4864
8445 | 453.7023 | 125.655 | 453.7023 | 125.655
8446 | 475.6221 | 118.494 | 475.6221 | 118.494
8447 | 508.3485 | 111.7406 | 508.3485 | 111.7406
8448 | 507.6284 | 104.3499 | 507.6284 | 104.3499
8449 | 479.8454 | 97.2149 | 479.8454 | 97.2149
8450 | 474.5824 | 97.1743 | 474.5824 | 97.1743
8451 | 480.2643 | 88.5263 | 480.2643 | 88.5263
8452 | 478.8831 | 108.6164 | 478.8831 | 108.6164
8453 | 478.7702 | 124.594 | 478.7702 | 124.594
8454 | 470.4171 | 116.9554 | 470.4171 | 116.9554
8455 | 446.3813 | 107.1806 | 446.3813 | 107.1806
8456 | 431.7018 | 99.5409 | 431.7018 | 99.5409
8457 | 432.0211 | 82.6428 | 432.0211 | 82.6428
8458 | 437.3702 | 51.539 | 437.3702 | 51.539
8459 | 423.7148 | 36.2591 | 423.7148 | 36.2591
8460 | 399.0309 | 27.7172 | 399.0309 | 27.7172
8461 | 370.7313 | 21.2587 | 370.7313 | 21.2587
8462 | 355.8031 | 27.3774 | 355.8031 | 27.3774
8463 | 344.2632 | 34.2349 | 344.2632 | 34.2349
8464 | 334.2387 | 50.974 | 334.2387 | 50.974
8465 | 334.2466 | 113.8487 | 334.2466 | 113.8487
8466 | 343.3917 | 141.8301 | 343.3917 | 141.8301
8467 | 361.7516 | 146.3818 | 361.7516 | 146.3818
8468 | 402.7836 | 131.9743 | 402.7836 | 131.9743
8469 | 436.7845 | 123.1692 | 436.7845 | 123.1692
8470 | 463.299 | 115.751 | 463.299 | 115.751
8471 | 499.2608 | 108.8513 | 499.2608 | 108.8513
8472 | 500.3687 | 101.3056 | 500.3687 | 101.3056
8473 | 478.223 | 93.6443 | 478.223 | 93.6443
8474 | 475.7878 | 92.504 | 475.7878 | 92.504
8475 | 478.4516 | 82.4728 | 478.4516 | 82.4728
8476 | 474.2986 | 101.5043 | 474.2986 | 101.5043
8477 | 472.7047 | 117.1076 | 472.7047 | 117.1076
8478 | 469.1832 | 109.7146 | 469.1832 | 109.7146
8479 | 451.288 | 101.0482 | 451.288 | 101.0482
8480 | 433.7064 | 95.5316 | 433.7064 | 95.5316
8481 | 428.6294 | 80.7185 | 428.6294 | 80.7185
8482 | 432.2762 | 51.0477 | 432.2762 | 51.0477
8483 | 421.1105 | 36.531 | 421.1105 | 36.531
8484 | 402.433 | 27.9306 | 402.433 | 27.9306
8485 | 375.0018 | 21.6389 | 375.0018 | 21.6389
8486 | 358.9407 | 27.7518 | 358.9407 | 27.7518
8487 | 342.346 | 34.4075 | 342.346 | 34.4075
8488 | 331.7177 | 50.664 | 331.7177 | 50.664
8489 | 330.5116 | 112.5181 | 330.5116 | 112.5181
8490 | 337.7469 | 140.2422 | 337.7469 | 140.2422
8491 | 354.0657 | 144.9137 | 354.0657 | 144.9137
8492 | 384.4313 | 131.5854 | 384.4313 | 131.5854
8493 | 412.086 | 123.681 | 412.086 | 123.681
8494 | 438.5513 | 116.1984 | 438.5513 | 116.1984
8495 | 475.0903 | 109.3162 | 475.0903 | 109.3162
8496 | 479.5124 | 102.1186 | 479.5124 | 102.1186
8497 | 454.9484 | 94.1619 | 454.9484 | 94.1619
8498 | 445.7455 | 92.7731 | 445.7455 | 92.7731
8499 | 446.3054 | 82.1745 | 446.3054 | 82.1745
8500 | 449.6911 | 99.8725 | 449.6911 | 99.8725
8501 | 453.8851 | 114.3294 | 453.8851 | 114.3294
8502 | 444.1874 | 106.372 | 444.1874 | 106.372
8503 | 426.5777 | 97.1792 | 426.5777 | 97.1792
8504 | 411.235 | 91.2854 | 411.235 | 91.2854
8505 | 410.0082 | 76.1331 | 410.0082 | 76.1331
8506 | 417.6346 | 46.433 | 417.6346 | 46.433
8507 | 412.5792 | 31.5742 | 412.5792 | 31.5742
8508 | 392.7694 | 22.7603 | 392.7694 | 22.7603
8509 | 368.7562 | 16.995 | 368.7562 | 16.995
8510 | 354.8929 | 23.4558 | 354.8929 | 23.4558
8511 | 339.8495 | 30.4976 | 339.8495 | 30.4976
8512 | 326.9905 | 47.1694 | 326.9905 | 47.1694
8513 | 327.9489 | 108.886 | 327.9489 | 108.886
8514 | 334.6821 | 136.382 | 334.6821 | 136.382
8515 | 350.6857 | 140.7523 | 350.6857 | 140.7523
8516 | 379.4645 | 126.7777 | 379.4645 | 126.7777
8517 | 404.7858 | 118.7651 | 404.7858 | 118.7651
8518 | 430.63 | 112.5078 | 430.63 | 112.5078
8519 | 467.4282 | 106.8568 | 467.4282 | 106.8568
8520 | 474.0455 | 100.3581 | 474.0455 | 100.3581
8521 | 453.3978 | 93.6326 | 453.3978 | 93.6326
8522 | 445.6892 | 93.6358 | 445.6892 | 93.6358
8523 | 447.1337 | 84.4175 | 447.1337 | 84.4175
8524 | 452.4036 | 103.9813 | 452.4036 | 103.9813
8525 | 450.8734 | 120.3391 | 450.8734 | 120.3391
8526 | 443.3991 | 113.6567 | 443.3991 | 113.6567
8527 | 428.8023 | 104.9844 | 428.8023 | 104.9844
8528 | 420.0262 | 99.7018 | 420.0262 | 99.7018
8529 | 420.8355 | 84.9092 | 420.8355 | 84.9092
8530 | 422.0224 | 54.6038 | 422.0224 | 54.6038
8531 | 414.1754 | 39.7332 | 414.1754 | 39.7332
8532 | 392.6309 | 30.5655 | 392.6309 | 30.5655
8533 | 368.7822 | 23.2853 | 368.7822 | 23.2853
8534 | 353.5225 | 28.1904 | 353.5225 | 28.1904
8535 | 340.7753 | 33.8694 | 340.7753 | 33.8694
8536 | 328.0522 | 49.62 | 328.0522 | 49.62
8537 | 328.4154 | 111.2811 | 328.4154 | 111.2811
8538 | 335.868 | 138.6835 | 335.868 | 138.6835
8539 | 352.4894 | 143.1094 | 352.4894 | 143.1094
8540 | 387.2405 | 128.7663 | 387.2405 | 128.7663
8541 | 418.4275 | 120.1337 | 418.4275 | 120.1337
8542 | 443.7512 | 113.0518 | 443.7512 | 113.0518
8543 | 481.2344 | 106.6814 | 481.2344 | 106.6814
8544 | 481.6876 | 99.8464 | 481.6876 | 99.8464
8545 | 461.1492 | 92.7582 | 461.1492 | 92.7582
8546 | 456.5327 | 93.2439 | 456.5327 | 93.2439
8547 | 454.3161 | 84.982 | 454.3161 | 84.982
8548 | 454.9752 | 104.9317 | 454.9752 | 104.9317
8549 | 459.42 | 121.2135 | 459.42 | 121.2135
8550 | 450.4223 | 114.5662 | 450.4223 | 114.5662
8551 | 433.3528 | 106.508 | 433.3528 | 106.508
8552 | 419.4201 | 101.6494 | 419.4201 | 101.6494
8553 | 418.332 | 87.044 | 418.332 | 87.044
8554 | 422.6414 | 57.3118 | 422.6414 | 57.3118
8555 | 414.0983 | 42.6547 | 414.0983 | 42.6547
8556 | 396.6316 | 33.4694 | 396.6316 | 33.4694
8557 | 370.9028 | 25.9612 | 370.9028 | 25.9612
8558 | 355.7365 | 30.7054 | 355.7365 | 30.7054
8559 | 340.3437 | 35.9633 | 340.3437 | 35.9633
8560 | 331.2333 | 51.6378 | 331.2333 | 51.6378
8561 | 332.9659 | 113.6177 | 332.9659 | 113.6177
8562 | 338.2086 | 140.8797 | 338.2086 | 140.8797
8563 | 356.9086 | 145.2208 | 356.9086 | 145.2208
8564 | 385.1953 | 131.0122 | 385.1953 | 131.0122
8565 | 417.7501 | 122.3738 | 417.7501 | 122.3738
8566 | 441.8349 | 114.8795 | 441.8349 | 114.8795
8567 | 476.7671 | 108.398 | 476.7671 | 108.398
8568 | 475.9677 | 101.8057 | 475.9677 | 101.8057
8569 | 457.2511 | 94.4953 | 457.2511 | 94.4953
8570 | 452.4292 | 93.9896 | 452.4292 | 93.9896
8571 | 449.9879 | 85.523 | 449.9879 | 85.523
8572 | 451.1413 | 105.0779 | 451.1413 | 105.0779
8573 | 449.6722 | 119.9881 | 449.6722 | 119.9881
8574 | 440.6485 | 111.6769 | 440.6485 | 111.6769
8575 | 424.9522 | 102.1068 | 424.9522 | 102.1068
8576 | 419.0212 | 95.8533 | 419.0212 | 95.8533
8577 | 419.5467 | 80.2389 | 419.5467 | 80.2389
8578 | 423.8997 | 49.8955 | 423.8997 | 49.8955
8579 | 415.0844 | 34.9489 | 415.0844 | 34.9489
8580 | 394.5924 | 25.9976 | 394.5924 | 25.9976
8581 | 368.0994 | 19.3199 | 368.0994 | 19.3199
8582 | 354.2739 | 25.0759 | 354.2739 | 25.0759
8583 | 340.024 | 31.4626 | 340.024 | 31.4626
8584 | 329.6809 | 48.886 | 329.6809 | 48.886
8585 | 331.1657 | 112.8544 | 331.1657 | 112.8544
8586 | 338.5873 | 140.9587 | 338.5873 | 140.9587
8587 | 358.4362 | 145.4343 | 358.4362 | 145.4343
8588 | 400.3396 | 130.7022 | 400.3396 | 130.7022
8589 | 430.6459 | 121.5462 | 430.6459 | 121.5462
8590 | 455.4018 | 114.242 | 455.4018 | 114.242
8591 | 491.025 | 108.5033 | 491.025 | 108.5033
8592 | 497.4501 | 102.6362 | 497.4501 | 102.6362
8593 | 466.6712 | 95.2614 | 466.6712 | 95.2614
8594 | 461.8263 | 92.3022 | 461.8263 | 92.3022
8595 | 469.2677 | 81.3323 | 469.2677 | 81.3323
8596 | 468.3939 | 98.653 | 468.3939 | 98.653
8597 | 464.8485 | 112.8994 | 464.8485 | 112.8994
8598 | 458.9045 | 104.5355 | 458.9045 | 104.5355
8599 | 434.4301 | 95.176 | 434.4301 | 95.176
8600 | 418.3525 | 89.2266 | 418.3525 | 89.2266
8601 | 414.1875 | 73.9135 | 414.1875 | 73.9135
8602 | 419.8002 | 43.8888 | 419.8002 | 43.8888
8603 | 413.2046 | 29.2259 | 413.2046 | 29.2259
8604 | 392.0113 | 20.6197 | 392.0113 | 20.6197
8605 | 366.144 | 14.3367 | 366.144 | 14.3367
8606 | 350.1764 | 20.9262 | 350.1764 | 20.9262
8607 | 333.1301 | 28.2282 | 333.1301 | 28.2282
8608 | 322.8518 | 45.1691 | 322.8518 | 45.1691
8609 | 326.0597 | 107.7572 | 326.0597 | 107.7572
8610 | 333.9774 | 136.0457 | 333.9774 | 136.0457
8611 | 356.4949 | 141.1559 | 356.4949 | 141.1559
8612 | 397.457 | 127.2719 | 397.457 | 127.2719
8613 | 426.9467 | 118.9289 | 426.9467 | 118.9289
8614 | 447.9506 | 111.8001 | 447.9506 | 111.8001
8615 | 488.7762 | 105.1168 | 488.7762 | 105.1168
8616 | 491.1439 | 97.7057 | 491.1439 | 97.7057
8617 | 464.5766 | 90.3923 | 464.5766 | 90.3923
8618 | 456.6233 | 89.6966 | 456.6233 | 89.6966
8619 | 460.5217 | 79.1712 | 460.5217 | 79.1712
8620 | 460.6298 | 96.3603 | 460.6298 | 96.3603
8621 | 459.5841 | 110.1417 | 459.5841 | 110.1417
8622 | 456.7132 | 101.152 | 456.7132 | 101.152
8623 | 432.8123 | 91.3626 | 432.8123 | 91.3626
8624 | 420.7554 | 85.3109 | 420.7554 | 85.3109
8625 | 417.0283 | 70.3632 | 417.0283 | 70.3632
8626 | 422.5786 | 40.4439 | 422.5786 | 40.4439
8627 | 413.093 | 25.3862 | 413.093 | 25.3862
8628 | 392.3889 | 16.7595 | 392.3889 | 16.7595
8629 | 364.2328 | 10.5876 | 364.2328 | 10.5876
8630 | 348.3783 | 17.1567 | 348.3783 | 17.1567
8631 | 331.97 | 24.7511 | 331.97 | 24.7511
8632 | 320.4662 | 42.5488 | 320.4662 | 42.5488
8633 | 319.367 | 105.9032 | 319.367 | 105.9032
8634 | 329.1127 | 134.1624 | 329.1127 | 134.1624
8635 | 348.1894 | 139.3837 | 348.1894 | 139.3837
8636 | 384.7933 | 125.6459 | 384.7933 | 125.6459
8637 | 418.6536 | 117.417 | 418.6536 | 117.417
8638 | 445.5494 | 110.4403 | 445.5494 | 110.4403
8639 | 483.1555 | 104.0348 | 483.1555 | 104.0348
8640 | 489.8103 | 96.9191 | 489.8103 | 96.9191
8641 | 465.0356 | 89.5384 | 465.0356 | 89.5384
8642 | 456.5428 | 88.3806 | 456.5428 | 88.3806
8643 | 456.0388 | 77.5657 | 456.0388 | 77.5657
8644 | 455.4718 | 95.249 | 455.4718 | 95.249
8645 | 459.8708 | 109.2615 | 459.8708 | 109.2615
8646 | 451.6378 | 100.2951 | 451.6378 | 100.2951
8647 | 432.9314 | 89.9472 | 432.9314 | 89.9472
8648 | 419.5884 | 84.9629 | 419.5884 | 84.9629
8649 | 413.4327 | 70.3632 | 413.4327 | 70.3632
8650 | 420.7991 | 40.4439 | 420.7991 | 40.4439
8651 | 414.9088 | 25.3774 | 414.9088 | 25.3774
8652 | 391.3559 | 15.7652 | 391.3559 | 15.7652
8653 | 367.0414 | 7.865 | 367.0414 | 7.865
8654 | 351.6335 | 13.5363 | 351.6335 | 13.5363
8655 | 335.3335 | 21.4554 | 335.3335 | 21.4554
8656 | 322.2251 | 39.1916 | 322.2251 | 39.1916
8657 | 321.9381 | 102.1073 | 321.9381 | 102.1073
8658 | 328.8477 | 130.6151 | 328.8477 | 130.6151
8659 | 344.7105 | 136.5967 | 344.7105 | 136.5967
8660 | 376.2124 | 123.6252 | 376.2124 | 123.6252
8661 | 407.4843 | 116.1068 | 407.4843 | 116.1068
8662 | 430.4018 | 109.7063 | 430.4018 | 109.7063
8663 | 464.25 | 103.3914 | 464.25 | 103.3914
8664 | 470.9056 | 96.0359 | 470.9056 | 96.0359
8665 | 455.466 | 87.8598 | 455.466 | 87.8598
8666 | 445.3943 | 86.8746 | 445.3943 | 86.8746
8667 | 441.2811 | 77.0364 | 441.2811 | 77.0364
8668 | 441.1373 | 95.3894 | 441.1373 | 95.3894
8669 | 443.2088 | 110.1973 | 443.2088 | 110.1973
8670 | 436.0106 | 101.5877 | 436.0106 | 101.5877
8671 | 418.0971 | 91.541 | 418.0971 | 91.541
8672 | 406.0607 | 84.9629 | 406.0607 | 84.9629
8673 | 407.2122 | 70.3632 | 407.2122 | 70.3632
8674 | 418.5053 | 40.4439 | 418.5053 | 40.4439
8675 | 411.2416 | 25.3774 | 411.2416 | 25.3774
8676 | 389.2579 | 15.7652 | 389.2579 | 15.7652
8677 | 365.1512 | 7.865 | 365.1512 | 7.865
8678 | 350.8578 | 12.1063 | 350.8578 | 12.1063
8679 | 336.0209 | 18.4111 | 336.0209 | 18.4111
8680 | 321.1709 | 36.6065 | 321.1709 | 36.6065
8681 | 320.0067 | 100.3234 | 320.0067 | 100.3234
8682 | 325.8386 | 129.2582 | 325.8386 | 129.2582
8683 | 342.184 | 134.9708 | 342.184 | 134.9708
8684 | 370.3963 | 121.9144 | 370.3963 | 121.9144
8685 | 397.7162 | 114.3317 | 397.7162 | 114.3317
8686 | 424.2338 | 108.0423 | 424.2338 | 108.0423
8687 | 458.8489 | 102.248 | 458.8489 | 102.248
8688 | 465.4755 | 95.3253 | 465.4755 | 95.3253
8689 | 448.0992 | 86.965 | 448.0992 | 86.965
8690 | 442.0991 | 85.8891 | 442.0991 | 85.8891
8691 | 445.841 | 75.4514 | 445.841 | 75.4514
8692 | 447.7479 | 93.3511 | 447.7479 | 93.3511
8693 | 449.1925 | 107.2378 | 449.1925 | 107.2378
8694 | 440.4839 | 98.5873 | 440.4839 | 98.5873
8695 | 423.1122 | 89.9209 | 423.1122 | 89.9209
8696 | 415.0577 | 85.1676 | 415.0577 | 85.1676
8697 | 413.771 | 70.4948 | 413.771 | 70.4948
8698 | 415.4772 | 40.5082 | 415.4772 | 40.5082
8699 | 409.0881 | 25.8307 | 409.0881 | 25.8307
8700 | 388.8546 | 17.1104 | 388.8546 | 17.1104
8701 | 363.0025 | 10.5408 | 363.0025 | 10.5408
8702 | 347.4629 | 16.4198 | 347.4629 | 16.4198
8703 | 333.0539 | 23.134 | 333.0539 | 23.134
8704 | 319.9801 | 40.1889 | 319.9801 | 40.1889
8705 | 319.4644 | 103.046 | 319.4644 | 103.046
8706 | 326.6529 | 131.0859 | 326.6529 | 131.0859
8707 | 344.9952 | 135.9388 | 344.9952 | 135.9388
8708 | 378.448 | 122.2566 | 378.448 | 122.2566
8709 | 407.2121 | 114.2206 | 407.2121 | 114.2206
8710 | 434.3882 | 107.4603 | 434.3882 | 107.4603
8711 | 473.6905 | 101.1806 | 473.6905 | 101.1806
8712 | 480.9839 | 94.2198 | 480.9839 | 94.2198
8713 | 459.5562 | 86.9679 | 459.5562 | 86.9679
8714 | 452.2328 | 86.202 | 452.2328 | 86.202
8715 | 454.7504 | 76.3901 | 454.7504 | 76.3901
8716 | 455.3346 | 94.0413 | 455.3346 | 94.0413
8717 | 452.3198 | 108.0361 | 452.3198 | 108.0361
8718 | 447.9548 | 99.8477 | 447.9548 | 99.8477
8719 | 433.963 | 90.073 | 433.963 | 90.073
8720 | 422.803 | 84.9629 | 422.803 | 84.9629
8721 | 422.1287 | 70.3632 | 422.1287 | 70.3632
8722 | 422.9285 | 40.4439 | 422.9285 | 40.4439
8723 | 413.9928 | 25.3774 | 413.9928 | 25.3774
8724 | 392.5787 | 16.8956 | 392.5787 | 16.8956
8725 | 373.3415 | 11.1378 | 373.3415 | 11.1378
8726 | 357.9525 | 12.6989 | 357.9525 | 12.6989
8727 | 342.8949 | 20.1935 | 342.8949 | 20.1935
8728 | 329.2898 | 40.5015 | 329.2898 | 40.5015
8729 | 327.967 | 102.0479 | 327.967 | 102.0479
8730 | 334.2035 | 127.9666 | 334.2035 | 127.9666
8731 | 348.9395 | 134.5642 | 348.9395 | 134.5642
8732 | 377.3032 | 124.7685 | 377.3032 | 124.7685
8733 | 399.2368 | 119.558 | 399.2368 | 119.558
8734 | 420.3448 | 107.5919 | 420.3448 | 107.5919
8735 | 459.4247 | 105.6429 | 459.4247 | 105.6429
8736 | 460.5839 | 99.2753 | 460.5839 | 99.2753
8737 | 436.8764 | 90.6232 | 436.8764 | 90.6232
8738 | 429.8408 | 90.8587 | 429.8408 | 90.8587
8739 | 425.367 | 82.2012 | 425.367 | 82.2012
8740 | 427.4576 | 95.9003 | 427.4576 | 95.9003
8741 | 433.7412 | 110.7621 | 433.7412 | 110.7621
8742 | 424.5732 | 102.5784 | 424.5732 | 102.5784
8743 | 416.4799 | 91.7362 | 416.4799 | 91.7362
8744 | 407.529 | 82.378 | 407.529 | 82.378
8745 | 409.2894 | 70.2017 | 409.2894 | 70.2017
8746 | 418.3805 | 41.1077 | 418.3805 | 41.1077
8747 | 408.5766 | 26.3774 | 408.5766 | 26.3774
8748 | 391.4865 | 17.5494 | 391.4865 | 17.5494
8749 | 369.8742 | 13.76 | 369.8742 | 13.76
8750 | 351.5646 | 17.6467 | 351.5646 | 17.6467
8751 | 339.6166 | 25.4345 | 339.6166 | 25.4345
8752 | 327.6417 | 44.8527 | 327.6417 | 44.8527
8753 | 327.4028 | 105.6576 | 327.4028 | 105.6576
8754 | 334.1997 | 130.6259 | 334.1997 | 130.6259
8755 | 352.734 | 136.4213 | 352.734 | 136.4213
8756 | 390.0994 | 126.1403 | 390.0994 | 126.1403
8757 | 425.0115 | 121.3107 | 425.0115 | 121.3107
8758 | 455.2551 | 109.4793 | 455.2551 | 109.4793
8759 | 499.0156 | 107.2574 | 499.0156 | 107.2574